## Index
Summary Tables
4.CBR Summary by Risk
8.SUG_vs_CCC_2028
Mitigation Workpapers
SUG
CCC
SPRP
Distribution_Underbuilt
OH Hardening
Pole_Clearing
Fuel_Management
Trim_and_Removal
Off_Cycle_Patrol
Veg_Detail_Inspection
OH_Patrol
RIDI
WoodPole_Intrusive_Primary
OH_Detail_Inspection
FCP
EFD
Microgrid(Capital)
WiNGS-Planning
raw_WiNGS_Planning
Inflation_and_Discount
FCP Cost
Microgrid Assumptions
TrancheID
FeederSegment miles
SUG&CCC_Lifecycle_cost
Capital_Units&Cost
O&M_Units&Cost

## CBR Summary by Risk
back to index |  |  |  |  | Baseline 2025 | Baseline 2025 | Baseline 2025 | WACC | WACC | WACC | H.D.R | H.D.R | H.D.R | S.D.R | S.D.R | S.D.R
Link to page | Grid Hardening | Mitigation | YEAR | Mitigation Units | WF + PSPS + PEDS Risk Baseline (K$) | Baseline Risk Reduction (K$) | Baseline Risk Reduction (%) | PV Risk Reduced (K$) | PV Total Cost Capital + O&M (K$) | BCR WACC | PV Risk Reduced (K$) | PV Total Cost Capital + O&M (K$) | BCR HDR | PV Risk Reduced (K$) | PV Total Cost Capital + O&M (K$) | BCR SDR | Pre-Mitigation LoRE | Post-Mitigation LoRE | Pre-Mitigation CoRE | Post-Mitigation CoRE | Service Territory Risk Reduction (%)
SPRP |  | SPRP | 2026 | 200 | 98550.2033 | 1326.0872 | 1.346% | 23296.553 | 5259.5998 | 4.4293 | 23296.553 | 5259.5998 | 4.4293 | 58729.9288 | 5540.6275 | 10.5999 | 2.0925 | 2.0604 | 47097.3665 | 47186.4043 | 0.04373%
SPRP |  | SPRP | 2027 | 200 | 100008.7722 | 1504.1815 | 1.504% | 25207.9347 | 5017.3009 | 5.0242 | 25207.9347 | 5017.3009 | 5.0242 | 66943.9477 | 5567.7874 | 12.0234 | 1.6876 | 1.6543 | 59262.5261 | 59546.3649 | 0.0496%
SPRP |  | SPRP | 2028 | 200 | 81394.9393 | 1107.8034 | 1.361% | 17709.9434 | 4786.1642 | 3.7002 | 17709.9434 | 4786.1642 | 3.7002 | 49544.7312 | 5595.0805 | 8.8551 | 2.0541 | 2.0188 | 39626.1721 | 39769.5393 | 0.03653%
| Total | SPRP | 2026-2028 | 600 | 279953.9148 | 3938.0722 | 1.407% | 66214.4311 | 15063.0649 | 4.3958 | 66214.4311 | 15063.0649 | 4.3958 | 175218.6078 | 16703.4953 | 10.4899 | 5.8341 | 5.7335 | 47985.7667 | 48141.0117 | 0.1299%
Distribution_Underbuilt |  | Distribution Underbuilt | 2026 | 0.66155 | 436.6355 | 8.7266 | 1.999% | 153.3078 | 552.8786 | 0.27729 | 153.3078 | 552.8786 | 0.27729 | 386.4845 | 475538.8314 | 0.00081273 | 0.20473 | 0.1934 | 2132.7486 | 2212.565 | 0.0002878%
Distribution_Underbuilt |  | Distribution Underbuilt | 2027 | 1.1004 | 819.0659 | 55.2857 | 6.75% | 926.5095 | 877.2528 | 1.0561 | 926.5095 | 877.2528 | 1.0561 | 2460.5033 | 794853.7483 | 0.0030955 | 0.033614 | 0.031036 | 24366.5188 | 24609.146 | 0.001823%
Distribution_Underbuilt |  | Distribution Underbuilt | 2028 | 1.9777 | 5949.5352 | 66.2041 | 1.113% | 1058.3744 | 1504.0066 | 0.7037 | 1058.3744 | 1504.0066 | 0.7037 | 2960.8721 | 1435550.5063 | 0.0020625 | 0.46504 | 0.45505 | 12793.5217 | 12928.8633 | 0.002183%
| Total | Distribution Underbuilt | 2026-2028 | 3.7396 | 7205.2366 | 130.2164 | 1.807% | 2138.1918 | 2934.1379 | 0.72873 | 2138.1918 | 2934.1379 | 0.72873 | 5807.8598 | 2705943.0859 | 0.0021463 | 0.70339 | 0.67949 | 10243.6422 | 10412.2519 | 0.004294%
OH Hardening |  | OH Hardening | 2026 | 7.2752 | 31211.0643 | 972.5759 | 3.116% | 17086.1046 | 7227.7171 | 2.364 | 17086.1046 | 7227.7171 | 2.364 | 43073.5699 | 7616.4205 | 5.6554 | 1.9855 | 1.9056 | 15719.2721 | 15868.0465 | 0.03207%
OH Hardening |  | OH Hardening | 2027 | 0 | 0 | 0 | 0% | 0 | 0 | 0 | 0 | 0 | 0 | 0 | 0 | 0 | 0 | 0 | 0 | 0 | 0%
OH Hardening |  | OH Hardening | 2028 | 0 | 0 | 0 | 0% | 0 | 0 | 0 | 0 | 0 | 0 | 0 | 0 | 0 | 0 | 0 | 0 | 0 | 0%
| Total | OH Hardening | 2026-2028 | 7.2752 | 31211.0643 | 972.5759 | 3.116% | 17086.1046 | 7227.7171 | 2.364 | 17086.1046 | 7227.7171 | 2.364 | 43073.5699 | 7616.4205 | 5.6554 | 1.9855 | 1.9056 | 15719.2721 | 15868.0465 | 0.03207%
Pole_Clearing |  | Pole Brushing | 2026 | 22000 | 2820058.3619 | 136113.7484 | 4.827% | 129843.2686 | 8604.4672 | 15.0902 | 129843.2686 | 8604.4672 | 15.0902 | 136780.9727 | 9064.2157 | 15.0902 | 83.2608 | 79.1394 | 33870.1768 | 33914.139 | 4.489%
Pole_Clearing |  | Pole Brushing | 2027 | 22000 | 2820058.3619 | 136113.7484 | 4.827% | 123861.6569 | 8208.0771 | 15.0902 | 123861.6569 | 8208.0771 | 15.0902 | 137451.4676 | 9108.6481 | 15.0902 | 83.2608 | 79.1394 | 33870.1768 | 33914.139 | 4.489%
Pole_Clearing |  | Pole Brushing | 2028 | 22000 | 2820058.3619 | 136113.7484 | 4.827% | 118155.6057 | 7829.9479 | 15.0902 | 118155.6057 | 7829.9479 | 15.0902 | 138125.2494 | 9153.2984 | 15.0902 | 83.2608 | 79.1394 | 33870.1768 | 33914.139 | 4.489%
| Total | Pole Brushing | 2026-2028 | 66000 | 8460175.0857 | 408341.2453 | 4.827% | 371860.5312 | 24642.4923 | 15.0902 | 371860.5312 | 24642.4923 | 15.0902 | 412357.6897 | 27326.1622 | 15.0902 | 249.7824 | 237.4182 | 33870.1768 | 33914.139 | 13.47%
Fuel_Management |  | Fuel Management | 2026 | 500 | 2126959.604 | 3239.5352 | 0.1523% | 3090.2965 | 5194.1601 | 0.59496 | 3090.2965 | 5194.1601 | 0.59496 | 3255.4153 | 5471.6912 | 0.59496 | 48.9987 | 48.8938 | 43408.4735 | 43435.4019 | 0.1068%
Fuel_Management |  | Fuel Management | 2027 | 500 | 2028961.4705 | 3363.0649 | 0.1658% | 3060.3433 | 4954.8758 | 0.61764 | 3060.3433 | 4954.8758 | 0.61764 | 3396.117 | 5498.5132 | 0.61764 | 48.4724 | 48.3434 | 41858.0701 | 41900.2398 | 0.1109%
Fuel_Management |  | Fuel Management | 2028 | 500 | 2106114.8989 | 3270.411 | 0.1553% | 2838.9299 | 4726.6149 | 0.60063 | 2838.9299 | 4726.6149 | 0.60063 | 3318.7414 | 5525.4667 | 0.60063 | 50.7804 | 50.6782 | 41474.9965 | 41494.0974 | 0.1078%
| Total | Fuel Management | 2026-2028 | 1500 | 6262035.9735 | 9873.0111 | 0.1577% | 8989.5697 | 14875.6508 | 0.60431 | 8989.5697 | 14875.6508 | 0.60431 | 9970.2736 | 16495.6711 | 0.60442 | 148.2515 | 147.9153 | 42239.2816 | 42268.5405 | 0.3256%
Trim_and_Removal |  | Trim and Removal | 2026 | 91336 | 2834578.5099 | 136692.5547 | 4.822% | 130395.4104 | 30054.5835 | 4.3386 | 130395.4104 | 30054.5835 | 4.3386 | 137362.6162 | 31660.4412 | 4.3386 | 83.0293 | 78.9194 | 34139.4893 | 34185.3473 | 4.508%
Trim_and_Removal |  | Trim and Removal | 2027 | 91336 | 2834578.5099 | 136692.5547 | 4.822% | 124388.3627 | 28670.0308 | 4.3386 | 124388.3627 | 28670.0308 | 4.3386 | 138035.9624 | 31815.6394 | 4.3386 | 83.0293 | 78.9194 | 34139.4893 | 34185.3473 | 4.508%
Trim_and_Removal |  | Trim and Removal | 2028 | 91336 | 2834578.5099 | 136692.5547 | 4.822% | 118658.0472 | 27349.2616 | 4.3386 | 118658.0472 | 27349.2616 | 4.3386 | 138712.6092 | 31971.5984 | 4.3386 | 83.0293 | 78.9194 | 34139.4893 | 34185.3473 | 4.508%
| Total | Trim and Removal | 2026-2028 | 274008 | 8503735.5297 | 410077.664 | 4.822% | 373441.8203 | 86073.8759 | 4.3386 | 373441.8203 | 86073.8759 | 4.3386 | 414111.1878 | 95447.679 | 4.3386 | 249.088 | 236.7581 | 34139.4893 | 34185.3473 | 13.52%
Off_Cycle_Patrol |  | Off Cycle Patrol | 2026 | 246834 | 2845627.9812 | 137141.4011 | 4.819% | 130823.5795 | 2007.6433 | 65.1628 | 130823.5795 | 2007.6433 | 65.1628 | 137813.6629 | 2114.9144 | 65.1628 | 84.4019 | 80.224 | 33715.2026 | 33761.5376 | 4.522%
Off_Cycle_Patrol |  | Off Cycle Patrol | 2027 | 246834 | 2845627.9812 | 137141.4011 | 4.819% | 124796.8068 | 1915.1553 | 65.1628 | 124796.8068 | 1915.1553 | 65.1628 | 138489.22 | 2125.2817 | 65.1628 | 84.4019 | 80.224 | 33715.2026 | 33761.5376 | 4.522%
Off_Cycle_Patrol |  | Off Cycle Patrol | 2028 | 246834 | 2845627.9812 | 137141.4011 | 4.819% | 119047.6752 | 1826.9281 | 65.1628 | 119047.6752 | 1826.9281 | 65.1628 | 139168.0888 | 2135.6997 | 65.1628 | 84.4019 | 80.224 | 33715.2026 | 33761.5376 | 4.522%
| Total | Off Cycle Patrol | 2026-2028 | 740502 | 8536883.9436 | 411424.2033 | 4.819% | 374668.0615 | 5749.7267 | 65.1628 | 374668.0615 | 5749.7267 | 65.1628 | 415470.9717 | 6375.8959 | 65.1628 | 253.2058 | 240.6721 | 33715.2026 | 33761.5376 | 13.57%
Veg_Detail_Inspection |  | Veg Detail Inspection | 2026 | 255000 | 2849951.0757 | 137264.1571 | 4.816% | 130940.6803 | 4648.9198 | 28.1658 | 130940.6803 | 4648.9198 | 28.1658 | 137937.0206 | 4897.3179 | 28.1658 | 85.0687 | 80.8578 | 33501.7724 | 33548.8727 | 4.526%
Veg_Detail_Inspection |  | Veg Detail Inspection | 2027 | 255000 | 2849951.0757 | 137264.1571 | 4.816% | 124908.5131 | 4434.7536 | 28.1658 | 124908.5131 | 4434.7536 | 28.1658 | 138613.1825 | 4921.3244 | 28.1658 | 85.0687 | 80.8578 | 33501.7724 | 33548.8727 | 4.526%
Veg_Detail_Inspection |  | Veg Detail Inspection | 2028 | 255000 | 2849951.0757 | 137264.1571 | 4.816% | 119154.2354 | 4230.4537 | 28.1658 | 119154.2354 | 4230.4537 | 28.1658 | 139292.6589 | 4945.4485 | 28.1658 | 85.0687 | 80.8578 | 33501.7724 | 33548.8727 | 4.526%
| Total | Veg Detail Inspection | 2026-2028 | 765000 | 8549853.2272 | 411792.4713 | 4.816% | 375003.4289 | 13314.127 | 28.1658 | 375003.4289 | 13314.127 | 28.1658 | 415842.8619 | 14764.0908 | 28.1658 | 255.206 | 242.5733 | 33501.7724 | 33548.8727 | 13.58%
OH_Patrol |  | OH Patrol | 2026 | 75135 | 2857247.4849 | 209625.2486 | 7.337% | 199968.2456 | 1047.5537 | 190.8907 | 199968.2456 | 1047.5537 | 190.8907 | 210652.8234 | 1103.5259 | 190.8907 | 87.1263 | 80.3312 | 32794.3111 | 32958.8139 | 6.913%
OH_Patrol |  | OH Patrol | 2027 | 75135 | 2857247.4849 | 209625.2486 | 7.337% | 190756.1207 | 999.295 | 190.8907 | 190756.1207 | 999.295 | 190.8907 | 211685.4353 | 1108.9354 | 190.8907 | 87.1263 | 80.3312 | 32794.3111 | 32958.8139 | 6.913%
OH_Patrol |  | OH Patrol | 2028 | 75135 | 2857247.4849 | 209625.2486 | 7.337% | 181968.3795 | 953.2596 | 190.8907 | 181968.3795 | 953.2596 | 190.8907 | 212723.109 | 1114.3713 | 190.8907 | 87.1263 | 80.3312 | 32794.3111 | 32958.8139 | 6.913%
| Total | OH Patrol | 2026-2028 | 225405 | 8571742.4547 | 628875.7459 | 7.337% | 572692.7457 | 3000.1083 | 190.8907 | 572692.7457 | 3000.1083 | 190.8907 | 635061.3676 | 3326.8326 | 190.8907 | 261.3789 | 240.9937 | 32794.3111 | 32958.8139 | 20.74%
RIDI |  | RIDI | 2026 | 6500 | 2645380.3809 | 32764.9636 | 1.239% | 31255.5493 | 725.4653 | 43.0834 | 31255.5493 | 725.4653 | 43.0834 | 32925.5761 | 764.2279 | 43.0834 | 71.5245 | 70.4373 | 36985.6553 | 37091.3817 | 1.08%
RIDI |  | RIDI | 2027 | 6500 | 2684191.9375 | 41211.9775 | 1.535% | 37502.3381 | 692.0446 | 54.1906 | 37502.3381 | 692.0446 | 54.1906 | 41617.0068 | 767.9742 | 54.1906 | 74.373 | 73.1891 | 36090.9591 | 36111.6506 | 1.359%
RIDI |  | RIDI | 2028 | 6500 | 2741256.7369 | 52318.3797 | 1.909% | 45415.7638 | 660.1636 | 68.7947 | 45415.7638 | 660.1636 | 68.7947 | 53091.5453 | 771.7387 | 68.7947 | 74.7182 | 73.3837 | 36687.9336 | 36642.1559 | 1.725%
| Total | RIDI | 2026-2028 | 19500 | 8070829.0553 | 126295.3208 | 1.565% | 114173.6512 | 2077.6735 | 54.9526 | 114173.6512 | 2077.6735 | 54.9526 | 127634.1283 | 2303.9408 | 55.3982 | 220.6157 | 217.0101 | 36583.2068 | 36609.0469 | 4.165%
WoodPole_Intrusive_Primary |  | Wood pole Intrusive Primary | 2026 | 1003 | 52450.6146 | 1376.7399 | 2.625% | 1313.3164 | 158.1285 | 8.3054 | 1313.3164 | 158.1285 | 8.3054 | 1383.4887 | 166.5776 | 8.3054 | 1.0153 | 0.97886 | 51661.2513 | 52177.1455 | 0.0454%
WoodPole_Intrusive_Primary |  | Wood pole Intrusive Primary | 2027 | 4906 | 266043.1681 | 10483.3154 | 3.94% | 9539.6742 | 737.8266 | 12.9294 | 9539.6742 | 737.8266 | 12.9294 | 10586.3449 | 818.7792 | 12.9294 | 6.3756 | 6.1076 | 41728.0542 | 41843.1683 | 0.3457%
WoodPole_Intrusive_Primary |  | Wood pole Intrusive Primary | 2028 | 11137 | 889727.5255 | 46524.7302 | 5.229% | 40386.4983 | 1597.7632 | 25.2769 | 40386.4983 | 1597.7632 | 25.2769 | 47212.2767 | 1867.8034 | 25.2769 | 15.3961 | 14.6036 | 57789.0122 | 57739.4053 | 1.534%
| Total | Wood pole Intrusive Primary | 2026-2028 | 17046 | 1208221.3082 | 58384.7855 | 4.832% | 51239.4889 | 2493.7184 | 20.5474 | 51239.4889 | 2493.7184 | 20.5474 | 59182.1103 | 2853.1602 | 20.7427 | 22.7871 | 21.69 | 53022.2574 | 53012.2555 | 1.925%
OH_Detail_Inspection |  | OH Detail Inspection | 2026 | 19638 | 2432751.9045 | 197133.102 | 8.103% | 188051.5863 | 2593.4669 | 72.5097 | 188051.5863 | 2593.4669 | 72.5097 | 198099.4407 | 2732.0394 | 72.5097 | 44.3878 | 40.101 | 54806.8187 | 55749.6477 | 6.501%
OH_Detail_Inspection |  | OH Detail Inspection | 2027 | 15365 | 1114433.6972 | 78280.3388 | 7.024% | 71234.042 | 1935.6795 | 36.8005 | 71234.042 | 1935.6795 | 36.8005 | 79049.6741 | 2148.0578 | 36.8005 | 42.6364 | 38.7263 | 26138.0617 | 26755.7946 | 2.581%
OH_Detail_Inspection |  | OH Detail Inspection | 2028 | 10276 | 664609.6054 | 51400.698 | 7.734% | 44619.1562 | 1234.9303 | 36.1309 | 44619.1562 | 1234.9303 | 36.1309 | 52160.302 | 1443.6475 | 36.1309 | 29.2387 | 25.952 | 22730.4911 | 23628.61 | 1.695%
| Total | OH Detail Inspection | 2026-2028 | 45279 | 4211795.2071 | 326814.1388 | 7.759% | 303904.7845 | 5764.0767 | 52.7239 | 303904.7845 | 5764.0767 | 52.7239 | 329309.4168 | 6323.7447 | 52.0751 | 116.2629 | 104.7793 | 36226.4845 | 37077.7457 | 10.78%
FCP |  | FCP | 2026 | 37 | 93535.6293 | 1689.7231 | 1.807% | 21365.8907 | 4009.6947 | 5.3286 | 21365.8907 | 4009.6947 | 5.3286 | 35589.0959 | 4223.9382 | 8.4256 | 0.38853 | 0.3783 | 240742.4842 | 242782.7494 | 0.05572%
FCP |  | FCP | 2027 | 27 | 92120.5683 | 1741.3051 | 1.89% | 21003.7956 | 2791.1989 | 7.525 | 21003.7956 | 2791.1989 | 7.525 | 36855.3029 | 3097.4427 | 11.8986 | 0.57989 | 0.5694 | 158859.4614 | 158726.9388 | 0.05742%
FCP |  | FCP | 2028 | 17 | 95161.5911 | 1785.2136 | 1.876% | 20541.4232 | 1676.4608 | 12.2529 | 20541.4232 | 1676.4608 | 12.2529 | 37969.8585 | 1959.8017 | 19.3743 | 0.26527 | 0.25951 | 358740.7908 | 359815.7522 | 0.05887%
| Total | FCP | 2026-2028 | 81 | 280817.7886 | 5216.2418 | 1.858% | 62911.1095 | 8477.3544 | 7.4211 | 62911.1095 | 8477.3544 | 7.4211 | 110414.2573 | 9281.1827 | 11.8966 | 1.2337 | 1.2072 | 227625.6378 | 228294.8643 | 0.172%
EFD |  | EFD | 2026 | 46 | 60993.9474 | 9408.507 | 15.43% | 118966.907 | 1734.1304 | 68.6032 | 118966.907 | 1734.1304 | 68.6032 | 198162.7969 | 1826.7873 | 108.4761 | 2.0834 | 1.75 | 29276.7116 | 29477.0087 | 0.3103%
EFD |  | EFD | 2027 | 37 | 47534.0231 | 7322.3638 | 15.4% | 88323.0808 | 1330.5864 | 66.3791 | 88323.0808 | 1330.5864 | 66.3791 | 154980.2688 | 1476.5752 | 104.9593 | 1.51 | 1.2684 | 31479.6481 | 31702.828 | 0.2415%
EFD |  | EFD | 2028 | 51 | 88483.8681 | 13931.5964 | 15.74% | 160302.8466 | 1749.5606 | 91.6246 | 160302.8466 | 1749.5606 | 91.6246 | 296312.3025 | 2045.2562 | 144.8778 | 1.3003 | 1.0923 | 68047.9626 | 68254.7095 | 0.4594%
| Total | EFD | 2026-2028 | 134 | 197011.8387 | 30662.4671 | 15.56% | 367592.8343 | 4814.2774 | 76.3547 | 367592.8343 | 4814.2774 | 76.3547 | 649455.3682 | 5348.6188 | 121.4249 | 4.8937 | 4.1107 | 40258.5133 | 40467.585 | 1.011%
Microgrid(Capital) |  | Microgrid (Capital) | 2026 | 0 | 0 | 0 | --- | 0 | 0 | --- | 0 | 0 | --- | 0 | 0 | --- | 0 | 0 | 0 | 0 | 0%
Microgrid(Capital) |  | Microgrid (Capital) | 2027 | 0 | 0 | 0 | --- | 0 | 0 | --- | 0 | 0 | --- | 0 | 0 | --- | 0 | 0 | 0 | 0 | 0%
Microgrid(Capital) |  | Microgrid (Capital) | 2028 | 1 | 6.7611 | 6.7611 | 100% | 0.077796 | 11628.8443 | 6.6899e-06 | 0.070442 | 11628.8443 | 6.0575e-06 | 0.1438 | 20708.581 | 6.9441e-06 | 1 | 1 | 6.7611 | 0 | 0.000223%
| Total | Microgrid (Capital) | 2026-2028 | 1 | 6.7611 | 6.7611 | 100% | 0.077796 | 11628.8443 | 6.6899e-06 | 0.070442 | 11628.8443 | 6.0575e-06 | 0.1438 | 20708.581 | 6.9441e-06 | 1 | 1 | 6.7611 | 0 | 0.000223%
CCC |  | Combined Covered Conductor | 2026 | 53.5892 | 13538.5148 | 3224.8802 | 23.82% | 61787.924 | 94883.4758 | 0.6512 | 63883.38 | 94883.4758 | 0.67328 | 204008.0959 | 193074.1079 | 1.0566 | 1.2311 | 0.74643 | 10997.3683 | 13817.2089 | 0.1063%
CCC |  | Combined Covered Conductor | 2027 | 55.7812 | 30087.8368 | 10358.6318 | 34.43% | 189325.8231 | 93843.8861 | 2.0175 | 194014.7157 | 93843.8861 | 2.0674 | 658506.2489 | 200666.9007 | 3.2816 | 1.8535 | 1.1427 | 16232.608 | 17265.504 | 0.3416%
CCC |  | Combined Covered Conductor | 2028 | 30.2052 | 16665.9414 | 7314.6296 | 43.89% | 127531.4334 | 54946.5599 | 2.321 | 130793.5383 | 54946.5599 | 2.3804 | 467276.0649 | 132904.6889 | 3.5159 | 0.93496 | 0.54675 | 17825.2073 | 17103.5886 | 0.2412%
| Total | Combined Covered Conductor | 2026-2028 | 139.5756 | 60292.293 | 20898.1416 | 34.66% | 378645.1805 | 243673.9218 | 1.5539 | 388691.634 | 243673.9218 | 1.5951 | 1329790.4097 | 526645.6975 | 2.525 | 4.0196 | 2.4359 | 14999.6634 | 16172.4875 | 0.6891%
SUG |  | Strategic Undergrounding | 2026 | 0 | 0 | 0 | 0% | 0 | 0 | 0 | 0 | 0 | 0 | 0 | 0 | 0 | 0 | 0 | 0 | 0 | 0%
SUG |  | Strategic Undergrounding | 2027 | 0 | 0 | 0 | 0% | 0 | 0 | 0 | 0 | 0 | 0 | 0 | 0 | 0 | 0 | 0 | 0 | 0 | 0%
SUG |  | Strategic Undergrounding | 2028 | 178.2671 | 279642.3002 | 275104.6185 | 98.38% | 4796481.6297 | 415845.1339 | 11.5343 | 4904806.9255 | 415845.1339 | 11.7948 | 17574342.2769 | 586840.5291 | 29.9474 | 4.3762 | 0.54195 | 63899.9917 | 8372.8819 | 9.072%
| Total | Strategic Undergrounding | 2026-2028 | 178.2671 | 279642.3002 | 275104.6185 | 98.38% | 4796481.6297 | 415845.1339 | 11.5343 | 4904806.9255 | 415845.1339 | 11.7948 | 17574342.2769 | 586840.5291 | 29.9474 | 4.3762 | 0.54195 | 63899.9917 | 8372.8819 | 9.072%

## SUG_vs_CCC_2028
back to index | [7 empty] | SUG | [12 empty] | CCC
[8 empty] | Baseline 2025 | Baseline 2025 | Baseline 2025 | WACC | WACC | WACC | H.D.R | H.D.R | H.D.R | S.D.R | S.D.R | S.D.R |  | Baseline 2024 | Baseline 2024 | WACC | WACC | WACC | H.D.R | H.D.R | H.D.R | S.D.R | S.D.R | S.D.R
Feeder Segment | SDG&E Grid Hardening Plan | YEAR | HFTD Tier | Tranche ID HTM | Tranche ID Quintile | CCC Units (OH Primary + Secondary miles + Service Drop) | SUG miles (Miles + OH to UG Conversion) | WF + PSPS + PEDS Risk Baseline (K$/year) | Baseline Risk Reduction SUG (K$/year) | Baseline Risk Reduction SUG (%) | PV Risk Reduced (K$) Year 55 | PV Total Cost Capital + O&M (K$) Year 55 | BCR WACC | PV Risk Reduced (K$) Year 55 | PV Total Cost Capital + O&M (K$) Year 55 | BCR HDR | PV Risk Reduced (K$) Year 55 | PV Total Cost Capital + O&M (K$) Year 55 | BCR SDR | Service Territory Risk Reduction (%) | Baseline Risk Reduction CCC (K$) | Baseline Risk Reduction CCC (%) | PV Risk Reduced (K$) Year 55 | PV Total Cost Capital + O&M (K$) Year 55 | BCR WACC | PV Risk Reduced (K$) Year 55 | PV Total Cost Capital + O&M (K$) Year 55 | BCR HDR | PV Risk Reduced (K$) Year 55 | PV Total Cost Capital + O&M (K$) Year 55 | BCR SDR | Service Territory Risk Reduction (%) | Pre-Mitigation LoRE | SUG Post-Mitigation LoRE | CCC Post-Mitigation LoRE
1022-17F | SUG/CCC | 2028 | Tier-3 | Tier-3---4 | 5--5 | 4.6079 | 5.5295 | 9800.6792 | 9696.2455 | 98.93% | 169055.1894 | 10750.8284 | 15.7249 | 172196.1616 | 10750.8284 | 16.017 | 619419.3976 | 15175.9102 | 40.816 | 0.3197% | 4321.3653 | 44.09% | 75343.5155 | 8876.9524 | 8.4875 | 76749.8534 | 8876.9524 | 8.646 | 276059.1683 | 22087.5322 | 12.4984 | 0.1425% | 0.10945 | 0.013851 | 0.063909
1030-18R | SUG/CCC | 2028 | Tier-3 | Tier-3---7 | 5--5 | 3.5215 | 4.2258 | 6620.9098 | 6511.3858 | 98.35% | 113526.7827 | 8213.3201 | 13.8223 | 115742.8092 | 8213.3201 | 14.0921 | 415962.9268 | 11587.8352 | 35.8965 | 0.2147% | 1986.6384 | 30.01% | 34637.2767 | 6118.6932 | 5.6609 | 35374.948 | 6118.6932 | 5.7815 | 126911.2245 | 14442.2108 | 8.7875 | 0.06551% | 0.23843 | 0.025626 | 0.13814
1166-18R | SUG/CCC | 2028 | Tier-3 | Tier-3---5 | 5--5 | 7.6873 | 9.2248 | 10108.4901 | 9936.8492 | 98.3% | 173250.1439 | 17902.3093 | 9.6775 | 176652.5172 | 17902.3093 | 9.8676 | 634789.7405 | 25196.2138 | 25.1939 | 0.3277% | 4000.6681 | 39.58% | 69752.1223 | 11461.3131 | 6.0859 | 71125.4788 | 11461.3131 | 6.2057 | 255572.2647 | 24581.2501 | 10.397 | 0.1319% | 0.21365 | 0.022719 | 0.12499
176-161R | SUG/CCC | 2028 | Tier-3 | Tier-3---5 | 5--5 | 9.9016 | 11.8819 | 11523.3049 | 11315.3536 | 98.2% | 197284.5305 | 23092.1429 | 8.5434 | 201195.911 | 23092.1429 | 8.7127 | 722851.9011 | 32575.362 | 22.1901 | 0.3731% | 4816.7036 | 41.8% | 83979.7983 | 17263.2065 | 4.8647 | 85665.2393 | 17263.2065 | 4.9623 | 307702.5688 | 40823.6749 | 7.5374 | 0.1588% | 0.22417 | 0.028123 | 0.13198
211-312R | SUG/CCC | 2028 | Tier-2 | Tier-2---8 | 5--3 | 18.3875 | 22.065 | 1809.5147 | 1754.4406 | 96.96% | 30588.8797 | 42880.2735 | 0.71336 | 32230.3879 | 42880.2735 | 0.75164 | 112077.8693 | 60484.6223 | 1.853 | 0.05785% | 917.4976 | 50.7% | 15996.6803 | 31187.4487 | 0.51292 | 16808.72 | 31187.4487 | 0.53896 | 58611.9485 | 72620.2115 | 0.8071 | 0.03026% | 0.39031 | 0.048109 | 0.22316
215-1531R | SUG/CCC | 2028 | Tier-2 | Tier-2---2 | 5--5 | 8.5663 | 10.2795 | 12702.4119 | 12461.1332 | 98.1% | 217261.3346 | 19996.4185 | 10.865 | 222098.4663 | 19996.4185 | 11.1069 | 796047.0514 | 28250.1463 | 28.1785 | 0.4109% | 5443.2092 | 42.85% | 94902.9971 | 16792.4703 | 5.6515 | 97048.4136 | 16792.4703 | 5.7793 | 347725.246 | 42123.7244 | 8.2549 | 0.1795% | 0.20291 | 0.025844 | 0.11899
215-1534R | SUG/CCC | 2028 | Tier-2 | Tier-2---1 | 5--5 | 7.9364 | 9.5237 | 19489.7064 | 19188.6868 | 98.46% | 334557.0294 | 18527.7559 | 18.0571 | 341516.2049 | 18527.7559 | 18.4327 | 1225819.2982 | 26178.6797 | 46.8251 | 0.6328% | 8717.8832 | 44.73% | 151997.3263 | 14990.8753 | 10.1393 | 155182.8026 | 14990.8753 | 10.3518 | 556919.268 | 36949.2857 | 15.0725 | 0.2875% | 0.1982 | 0.025191 | 0.11556
215-38R | SUG/CCC | 2028 | Tier-3 | Tier-3---10 | 5--5 | 6.5117 | 7.8141 | 5434.8155 | 5353.9653 | 98.51% | 93347.0199 | 15183.8789 | 6.1478 | 95358.0191 | 15183.8789 | 6.2802 | 342024.1346 | 21413.8813 | 15.9721 | 0.1766% | 1603.0425 | 29.5% | 27949.2353 | 10746.7677 | 2.6007 | 28584.2264 | 10746.7677 | 2.6598 | 102406.1939 | 24626.1132 | 4.1584 | 0.05286% | 0.12528 | 0.015883 | 0.076372
217-835R | SUG/CCC | 2028 | Tier-3 | Tier-3---5 | 5--5 | 18.5484 | 22.2581 | 10686.9326 | 10437.126 | 97.66% | 181972.5293 | 43225.5869 | 4.2098 | 185655.8098 | 43225.5869 | 4.295 | 666748.6217 | 60904.2813 | 10.9475 | 0.3442% | 2932.2563 | 27.44% | 51124.236 | 29970.8101 | 1.7058 | 52257.2141 | 29970.8101 | 1.7436 | 187319.5588 | 67797.9649 | 2.7629 | 0.09669% | 0.28412 | 0.036357 | 0.17579
351-819R | SUG/CCC | 2028 | Tier-2 | Tier-2---1 | 5--5 | 10.6216 | 12.7459 | 23517.4276 | 23213.0626 | 98.71% | 404722.4974 | 24782.0567 | 16.3313 | 417640.651 | 24782.0567 | 16.8525 | 1482906.0644 | 34983.8135 | 42.3883 | 0.7655% | 11148.5242 | 47.41% | 194375.8399 | 19882.2109 | 9.7764 | 200580.8665 | 19882.2109 | 10.0885 | 712194.4384 | 48788.9326 | 14.5975 | 0.3676% | 0.14376 | 0.021398 | 0.084753
351-871R | SUG/CCC | 2028 | Tier-3 | Tier-3---6 | 5--5 | 4.1929 | 5.0315 | 9144.3124 | 9032.8126 | 98.78% | 157488.1578 | 9778.3399 | 16.1058 | 159887.9247 | 9778.3399 | 16.3512 | 577037.7128 | 13793.6558 | 41.8336 | 0.2979% | 4272.6791 | 46.72% | 74494.6659 | 7337.925 | 10.152 | 75627.6208 | 7337.925 | 10.3064 | 272948.9776 | 17388.5986 | 15.697 | 0.1409% | 0.11468 | 0.014063 | 0.066712
357-2049F | SUG/CCC | 2028 | Tier-3 | Tier-3---8 | 5--5 | 5.6917 | 6.83 | 16869.708 | 16548.2683 | 98.09% | 288521.0199 | 13289.7541 | 21.71 | 295103.7113 | 13289.7541 | 22.2054 | 1057143.0372 | 18783.2882 | 56.281 | 0.5457% | 8450.8036 | 50.09% | 147340.7623 | 11263.1517 | 13.0817 | 150673.9816 | 11263.1517 | 13.3776 | 539857.5848 | 28375.7052 | 19.0253 | 0.2787% | 0.18286 | 0.022819 | 0.10569
358-682F | SUG/CCC | 2028 | Tier-3 | Tier-3---3 | 5--5 | 10.5849 | 12.7019 | 37602.1184 | 37025.294 | 98.47% | 645540.3887 | 24700.8973 | 26.1343 | 658995.015 | 24700.8973 | 26.679 | 2365264.5045 | 34878.9409 | 67.8135 | 1.221% | 15994.893 | 42.54% | 278872.8545 | 18433.645 | 15.1285 | 284777.3228 | 18433.645 | 15.4488 | 1021792.0916 | 43564.3502 | 23.4548 | 0.5275% | 0.54241 | 0.059963 | 0.31345
452-38AE | SUG/CCC | 2028 | Tier-2 | Tier-2---4 | 2--5 | 2.8002 | 3.3602 | 2823.7515 | 2762.7249 | 97.84% | 48168.4352 | 6532.2184 | 7.374 | 49432.4251 | 6532.2184 | 7.5675 | 176489.484 | 9218.7261 | 19.1447 | 0.0911% | 1397.1055 | 49.48% | 24358.7006 | 5252.0412 | 4.6379 | 24997.0478 | 5252.0412 | 4.7595 | 89250.4496 | 12900.6258 | 6.9183 | 0.04607% | 0.011395 | 0.0027584 | 0.0070718
520-45 | SUG/CCC | 2028 | Tier-2 | Tier-2---8 | 5--5 | 8.8332 | 10.5999 | 2044.6463 | 1998.2455 | 97.73% | 34839.647 | 20599.4019 | 1.6913 | 35538.1343 | 20599.4019 | 1.7252 | 127652.7105 | 29056.5785 | 4.3932 | 0.06589% | 557.8375 | 27.28% | 9725.9628 | 15240.7146 | 0.63816 | 9954.4156 | 15240.7146 | 0.65315 | 35635.9956 | 35833.3752 | 0.99449 | 0.0184% | 0.10446 | 0.015847 | 0.067588
79-679R | SUG/CCC | 2028 | Tier-3 | Tier-3---3 | 5--5 | 6.1617 | 7.3941 | 18448.5828 | 18164.8209 | 98.46% | 316705.8053 | 14375.8596 | 22.0304 | 322730.7628 | 14375.8596 | 22.4495 | 1160412.2883 | 20292.5877 | 57.184 | 0.599% | 5436.472 | 29.47% | 94785.5342 | 10765.0202 | 8.805 | 96730.0077 | 10765.0202 | 8.9856 | 347294.8609 | 25485.7972 | 13.627 | 0.1793% | 0.3939 | 0.043075 | 0.23025
908-1172R | SUG/CCC | 2028 | Tier-2 | Tier-2---2 | 5--5 | 10.3047 | 12.3657 | 15766.5188 | 15484.2716 | 98.21% | 269970.1098 | 24056.1943 | 11.2225 | 276686.1585 | 24056.1943 | 11.5017 | 989172.3726 | 33989.1885 | 29.1026 | 0.5106% | 6449.1635 | 40.9% | 112441.9308 | 20779.478 | 5.4112 | 115303.2631 | 20779.478 | 5.5489 | 411988.0219 | 52794.1788 | 7.8037 | 0.2127% | 0.20692 | 0.027582 | 0.12262
908-2055F | SUG/CCC | 2028 | Tier-3 | Tier-3---2 | 5--5 | 11.6844 | 14.0213 | 22564.0783 | 22266.7077 | 98.68% | 388222.6887 | 27266.5033 | 14.2381 | 397180.0209 | 27266.5033 | 14.5666 | 1422450.6497 | 38501.4334 | 36.9454 | 0.7343% | 10473.7978 | 46.42% | 182611.9057 | 22228.2568 | 8.2153 | 186826.5728 | 22228.2568 | 8.4049 | 669091.301 | 54977.3344 | 12.1703 | 0.3454% | 0.20355 | 0.027982 | 0.12042
CB 215 | SUG/CCC | 2028 | Tier-3 | Tier-3---20 | 1--5 | 0.15036 | 0.18043 | 133.9133 | 133.7339 | 99.87% | 2331.6663 | 350.1979 | 6.6581 | 2371.0629 | 350.1979 | 6.7706 | 8543.2415 | 492.9865 | 17.3296 | 0.00441% | 10.944 | 8.172% | 190.8096 | 265.9621 | 0.71743 | 195.0312 | 265.9621 | 0.7333 | 699.1276 | 633.9057 | 1.1029 | 0.0003609% | 0.0005546 | 0.0002014 | 0.000468
CB 236 | SUG/CCC | 2028 | Tier-2 | Tier-2---1 | 5--5 | 6.4026 | 7.6831 | 12711.1878 | 12505.6832 | 98.38% | 218038.068 | 14955.1235 | 14.5795 | 223299.2986 | 14955.1235 | 14.9313 | 798893.0077 | 21149.1766 | 37.7742 | 0.4124% | 5374.1156 | 42.28% | 93698.3428 | 12298.7108 | 7.6185 | 96010.1769 | 12298.7108 | 7.8065 | 343311.3842 | 30559.6255 | 11.2341 | 0.1772% | 0.1419 | 0.019914 | 0.083787
CB 351 | SUG/CCC | 2028 | Tier-2 | Tier-2---3 | 5--5 | 6.5658 | 7.8789 | 14599.7352 | 14328.4977 | 98.14% | 249819.056 | 15312.4705 | 16.3147 | 257304.5322 | 15312.4705 | 16.8036 | 915338.7703 | 21600.8328 | 42.3752 | 0.4725% | 5605.0743 | 38.39% | 97725.1351 | 12214.3932 | 8.0008 | 100669.0021 | 12214.3932 | 8.2418 | 358065.5794 | 29880.9984 | 11.9831 | 0.1848% | 0.12463 | 0.016736 | 0.074275
CB 971 | SUG/CCC | 2028 | Tier-2 | Tier-2---3 | 5--5 | 5.1717 | 6.2061 | 11456.6981 | 11239.3326 | 98.1% | 195959.0952 | 12065.6346 | 16.2411 | 199613.0087 | 12065.6346 | 16.5439 | 717995.497 | 17030.3406 | 42.1598 | 0.3706% | 4972.5346 | 43.4% | 86696.7299 | 9628.3954 | 9.0043 | 88298.6976 | 9628.3954 | 9.1707 | 317657.4255 | 23563.6452 | 13.4808 | 0.164% | 0.12528 | 0.016334 | 0.073751
TM1-10R | SUG/CCC | 2028 | Tier-3 | Tier-3---12 | 5--5 | 3.4327 | 4.1192 | 3782.8568 | 3745.9771 | 99.03% | 65311.5551 | 8007.9674 | 8.1558 | 66377.9324 | 8007.9674 | 8.289 | 239301.9952 | 11302.048 | 21.1733 | 0.1235% | 1802.1944 | 47.64% | 31421.4737 | 7122.9156 | 4.4113 | 31934.2798 | 7122.9156 | 4.4833 | 115128.4998 | 18322.8227 | 6.2833 | 0.05943% | 0.093421 | 0.011575 | 0.054037
1233-585R | SUG/CCC | 2028 | Tier-3 | Tier-3---12 | 5--5 | 6.3138 | 7.5765 | 3561.9587 | 3512.2715 | 98.61% | 61236.8692 | 14730.0231 | 4.1573 | 62518.5231 | 14730.0231 | 4.2443 | 224372.3177 | 20791.0339 | 10.7918 | 0.1158% | 1632.1907 | 45.82% | 28457.4381 | 11718.5072 | 2.4284 | 29059.04 | 11718.5072 | 2.4798 | 104268.2526 | 28634.8895 | 3.6413 | 0.05382% | 0.12988 | 0.01698 | 0.075393
1458-1058F | SUG/CCC | 2028 | Tier-3 | Tier-3---13 | 5--5 | 1.4878 | 1.7854 | 2365.6896 | 2269.9209 | 95.95% | 39576.3407 | 3480.7613 | 11.37 | 41666.3047 | 3480.7613 | 11.9705 | 145007.9895 | 4934.7663 | 29.385 | 0.07485% | 855.9473 | 36.18% | 14923.5425 | 2395.2086 | 6.2306 | 15853.1509 | 2395.2086 | 6.6187 | 54679.9644 | 5405.8713 | 10.1149 | 0.02823% | 0.13833 | 0.014704 | 0.079335
79-660R | SUG/CCC | 2028 | Tier-3 | Tier-3---14 | 5--3 | 7.3375 | 8.805 | 2087.0386 | 2049.6443 | 98.21% | 35735.7917 | 17109.703 | 2.0886 | 36425.4282 | 17109.703 | 2.1289 | 130936.191 | 24130.3859 | 5.4262 | 0.06759% | 1069.3541 | 51.24% | 18644.3156 | 13217.1727 | 1.4106 | 18995.6042 | 13217.1727 | 1.4372 | 68312.903 | 31807.1044 | 2.1477 | 0.03526% | 0.45747 | 0.050612 | 0.26332

## SUG_2028_comp
SUG - Risk & Cost Benefit
back to index
|  |  | Note: The feeder segments listed below have been selected for detailed scoping and feasibility engineering studies. The total mileage presented here exceeds SDG&E targets because some segments may not be feasible for selected mitigation due to permitting issues, difficult terrain, customer resistance, and other factors not accounted for in the current WiNGS-Planning model. | [5 empty] | Assumptions | Value | Units | Last Update | Comments
[9 empty] | Capital Cost only in Year 0 | 2 | M$/mile | 2025-05-07 | Includes Primary, Secondary for BCR
[9 empty] | Service Drop factor | 1.26% | % | 2025-05-07 | Factor to account for Service drop miles
[9 empty] | OH to UG conversion factor | 20% | % | 2025-05-07 | Factor to account for OH to UG extra miles
[9 empty] | Long-term Ongoing costs | 0.003337 | M$/mile-year | 2025-05-07 | Includes ongoing foundational costs expected over the entire lifespan.
[9 empty] | Lifetime | 55 | Years | 2025-05-07 | SB 884 end of the expected lifetime (defined as 55 years) of the infrastructure
[9 empty] | Mitigation Effectiveness Estimate (%) | 98.9% | % | 2025-05-07
[9 empty] | Additional Installation Cost (O&M) only in Year 0 | 0.022 | M$/mile | 2025-05-07 | This cost does not represent annual O&M activities; it is incurred during the installation that cannot be capitalized.
[7 empty] | OH miles | SUG miles | Baseline 2025 | Baseline 2025 | Baseline 2025 | Baseline 2025 | Baseline 2025 | Baseline 2025 | Baseline 2025 | Baseline 2025 | Baseline 2025 | WACC | WACC | WACC | H.D.R | H.D.R | H.D.R | S.D.R | S.D.R | S.D.R |  |  |  | Pre - Mitigation CoRE |  |  |  | Post - Mitigation CoRE
Year | HFTD Tier | Feeder | Feeder Segment | Tranche ID HTM | Tranche ID Quintile | Total miles in scope | Units (OH Primary + Secondary miles + Service Drop) | SUG miles (Miles + OH to UG Conversion) | WF + PSPS + PEDS Risk Baseline (K$/year) | Baseline Wildfire (%) | Baseline PSPS (%) | Baseline PEDS (%) | Risk Reduction (K$/year) | Safety Risk Reduction (K$/year) | Reliability Risk Reduction (K$/year) | Financial Risk Reduction (K$/year) | Mitigation Annual Cost (K$/year) | PV Risk Reduced (K$) Year 55 | PV Total Cost Capital + O&M (K$) Year 55 | BCR WACC | PV Risk Reduced (K$) Year 55 | PV Total Cost Capital + O&M (K$) Year 55 | BCR HDR | PV Risk Reduced (K$) Year 55 | PV Total Cost Capital + O&M (K$) Year 55 | BCR SDR | Risk Reduction % | Pre-Mitigation LoRE | Post-Mitigation LoRE | Pre-Mitigated CoRE [K$] | Pre-Mitigated CoRE Safety [K$] | Pre-Mitigated CoRE Reliability [K$] | Pre-Mitigated CoRE Financial [K$] | Post-Mitigated CoRE [K$] | Post-Mitigated CoRE Safety [K$] | Post-Mitigated CoRE Reliability [K$] | Post-Mitigated CoRE Financial [K$] | Service Territory Risk Reduction (%)
2028 | Tier-3 | 1022 | 1022-17F | Tier-3---4 | 5--5 | 100% | 4.6079 | 5.5295 | 9800.6792 | 99.62% | 0.3456% | 0.03348% | 9696.2455 | 580.6799 | 28.3255 | 9087.2401 | 59.9549 | 169055.1894 | 10750.8284 | 15.7249 | 172196.1616 | 10750.8284 | 16.017 | 619419.3976 | 15175.9102 | 40.816 | 98.93% | 0.10945 | 0.013851 | 89544.6442 | 5359.6686 | 310.5435 | 83874.4321 | 7540.0148 | 451.5495 | 22.0266 | 7066.4388 | 0.3197%
2028 | Tier-3 | 1030 | 1030-18R | Tier-3---7 | 5--5 | 100% | 3.5215 | 4.2258 | 6620.9098 | 98.66% | 1.309% | 0.03186% | 6511.3858 | 357.8982 | 71.7688 | 6081.7188 | 45.6631 | 113526.7827 | 8213.3201 | 13.8223 | 115742.8092 | 8213.3201 | 14.0921 | 415962.9268 | 11587.8352 | 35.8965 | 98.35% | 0.23843 | 0.025626 | 27769.0579 | 1524.2005 | 340.5168 | 25904.3406 | 4273.9756 | 234.919 | 47.108 | 3991.9486 | 0.2147%
2028 | Tier-3 | 1166 | 1166-18R | Tier-3---5 | 5--5 | 100% | 7.6873 | 9.2248 | 10108.4901 | 99.77% | 0.1963% | 0.03345% | 9936.8492 | 641.3949 | 18.2938 | 9277.1606 | 98.1185 | 173250.1439 | 17902.3093 | 9.6775 | 176652.5172 | 17902.3093 | 9.8676 | 634789.7405 | 25196.2138 | 25.1939 | 98.3% | 0.21365 | 0.022719 | 47313.4054 | 3052.661 | 107.9125 | 44152.8319 | 7554.8174 | 487.6416 | 13.9085 | 7053.2673 | 0.3277%
2028 | Tier-3 | 176 | 176-161R | Tier-3---5 | 5--5 | 100% | 9.9016 | 11.8819 | 11523.3049 | 98.77% | 1.172% | 0.05875% | 11315.3536 | 630.9643 | 127.4161 | 10556.9731 | 128.2831 | 197284.5305 | 23092.1429 | 8.5434 | 201195.911 | 23092.1429 | 8.7127 | 722851.9011 | 32575.362 | 22.1901 | 98.2% | 0.22417 | 0.028123 | 51404.5427 | 2861.3734 | 647.4738 | 47895.6955 | 7394.4577 | 412.3282 | 83.265 | 6898.8645 | 0.3731%
2028 | Tier-2 | 211 | 211-312R | Tier-2---8 | 5--3 | 100% | 18.3875 | 22.065 | 1809.5147 | 84.26% | 15.08% | 0.6521% | 1754.4406 | 94.5554 | 223.7179 | 1436.1673 | 238.0911 | 30588.8797 | 42880.2735 | 0.71336 | 32230.3879 | 42880.2735 | 0.75164 | 112077.8693 | 60484.6223 | 1.853 | 96.96% | 0.39031 | 0.048109 | 4636.1485 | 245.0801 | 661.0984 | 3729.97 | 1144.783 | 61.698 | 145.9773 | 937.1078 | 0.05785%
2028 | Tier-2 | 215 | 215-1531R | Tier-2---2 | 5--5 | 100% | 8.5663 | 10.2795 | 12702.4119 | 98.21% | 1.737% | 0.04837% | 12461.1332 | 752.4948 | 185.3802 | 11523.2582 | 112.047 | 217261.3346 | 19996.4185 | 10.865 | 222098.4663 | 19996.4185 | 11.1069 | 796047.0514 | 28250.1463 | 28.1785 | 98.1% | 0.20291 | 0.025844 | 62600.9651 | 3773.3762 | 1033.6342 | 57793.9547 | 9335.8208 | 563.7655 | 138.886 | 8633.1694 | 0.4109%
2028 | Tier-2 | 215 | 215-1534R | Tier-2---1 | 5--5 | 100% | 7.9364 | 9.5237 | 19489.7064 | 99% | 0.9737% | 0.02962% | 19188.6868 | 1190.9404 | 158.3793 | 17839.3672 | 103.8958 | 334557.0294 | 18527.7559 | 18.0571 | 341516.2049 | 18527.7559 | 18.4327 | 1225819.2982 | 26178.6797 | 46.8251 | 98.46% | 0.1982 | 0.025191 | 98331.2515 | 6096.0396 | 907.1497 | 91328.0622 | 11949.4871 | 741.6415 | 98.6285 | 11109.2171 | 0.6328%
2028 | Tier-3 | 215 | 215-38R | Tier-3---10 | 5--5 | 100% | 6.5117 | 7.8141 | 5434.8155 | 98.92% | 1.009% | 0.07406% | 5353.9653 | 333.2167 | 56.6974 | 4964.0512 | 84.2232 | 93347.0199 | 15183.8789 | 6.1478 | 95358.0191 | 15183.8789 | 6.2802 | 342024.1346 | 21413.8813 | 15.9721 | 98.51% | 0.12528 | 0.015883 | 43381.3494 | 2695.9135 | 518.8073 | 40166.6286 | 5090.4206 | 316.8144 | 53.9065 | 4719.6997 | 0.1766%
2028 | Tier-3 | 217 | 217-835R | Tier-3---5 | 5--5 | 100% | 18.5484 | 22.2581 | 10686.9326 | 98.68% | 1.222% | 0.09479% | 10437.126 | 610.3322 | 103.8217 | 9722.9721 | 238.4586 | 181972.5293 | 43225.5869 | 4.2098 | 185655.8098 | 43225.5869 | 4.295 | 666748.6217 | 60904.2813 | 10.9475 | 97.66% | 0.28412 | 0.036357 | 37613.7803 | 2195.3355 | 434.0984 | 34984.3464 | 6871.0097 | 401.7963 | 68.3483 | 6400.8651 | 0.3442%
2028 | Tier-2 | 351 | 351-819R | Tier-2---1 | 5--5 | 100% | 10.6216 | 12.7459 | 23517.4276 | 99.25% | 0.716% | 0.03401% | 23213.0626 | 2360.7628 | 143.9475 | 20708.3523 | 138.2352 | 404722.4974 | 24782.0567 | 16.3313 | 417640.651 | 24782.0567 | 16.8525 | 1482906.0644 | 34983.8135 | 42.3883 | 98.71% | 0.14376 | 0.021398 | 163589.7091 | 16623.6975 | 1146.1775 | 145819.834 | 14223.9913 | 1446.5765 | 88.205 | 12689.2099 | 0.7655%
2028 | Tier-3 | 351 | 351-871R | Tier-3---6 | 5--5 | 100% | 4.1929 | 5.0315 | 9144.3124 | 99.73% | 0.2371% | 0.03256% | 9032.8126 | 447.3947 | 17.8978 | 8567.52 | 54.3135 | 157488.1578 | 9778.3399 | 16.1058 | 159887.9247 | 9778.3399 | 16.3512 | 577037.7128 | 13793.6558 | 41.8336 | 98.78% | 0.11468 | 0.014063 | 79737.0821 | 3947.9048 | 194.739 | 75594.4383 | 7928.7049 | 392.7083 | 15.7101 | 7520.2864 | 0.2979%
2028 | Tier-3 | 357 | 357-2049F | Tier-3---8 | 5--5 | 100% | 5.6917 | 6.83 | 16869.708 | 98.79% | 1.184% | 0.02933% | 16548.2683 | 1109.6369 | 166.686 | 15271.9454 | 74.6523 | 288521.0199 | 13289.7541 | 21.71 | 295103.7113 | 13289.7541 | 22.2054 | 1057143.0372 | 18783.2882 | 56.281 | 98.09% | 0.18286 | 0.022819 | 92253.2607 | 6177.0068 | 1029.1992 | 85047.0547 | 14086.7391 | 944.5801 | 141.8917 | 13000.2673 | 0.5457%
2028 | Tier-3 | 358 | 358-682F | Tier-3---3 | 5--5 | 100% | 10.5849 | 12.7019 | 37602.1184 | 98.59% | 1.386% | 0.02088% | 37025.294 | 2182.3207 | 426.4067 | 34416.5666 | 138.0054 | 645540.3887 | 24700.8973 | 26.1343 | 658995.015 | 24700.8973 | 26.679 | 2365264.5045 | 34878.9409 | 67.8135 | 98.47% | 0.54241 | 0.059963 | 69323.599 | 4080.8113 | 883.9511 | 64358.8366 | 9619.6719 | 566.9964 | 110.7862 | 8941.8893 | 1.221%
2028 | Tier-2 | 452 | 452-38AE | Tier-2---4 | 2--5 | 100% | 2.8002 | 3.3602 | 2823.7515 | 99.93% | 0% | 0.06613% | 2762.7249 | 244.9401 | 0.13586 | 2517.6489 | 36.3786 | 48168.4352 | 6532.2184 | 7.374 | 49432.4251 | 6532.2184 | 7.5675 | 176489.484 | 9218.7261 | 19.1447 | 97.84% | 0.011395 | 0.0027584 | 247801.8355 | 21945.5544 | 160.9262 | 225695.355 | 22123.9209 | 1961.4818 | 1.088 | 20161.3512 | 0.0911%
2028 | Tier-2 | 520 | 520-45 | Tier-2---8 | 5--5 | 100% | 8.8332 | 10.5999 | 2044.6463 | 97.57% | 2.13% | 0.298% | 1998.2455 | 100.7319 | 34.6983 | 1862.8153 | 114.3812 | 34839.647 | 20599.4019 | 1.6913 | 35538.1343 | 20599.4019 | 1.7252 | 127652.7105 | 29056.5785 | 4.3932 | 97.73% | 0.10446 | 0.015847 | 19573.1854 | 982.4694 | 415.3687 | 18175.3473 | 2928.0105 | 147.6015 | 50.8432 | 2729.5658 | 0.06589%
2028 | Tier-3 | 79 | 79-679R | Tier-3---3 | 5--5 | 100% | 6.1617 | 7.3941 | 18448.5828 | 98.9% | 1.079% | 0.02427% | 18164.8209 | 1003.2156 | 164.9678 | 16996.6375 | 80.1609 | 316705.8053 | 14375.8596 | 22.0304 | 322730.7628 | 14375.8596 | 22.4495 | 1160412.2883 | 20292.5877 | 57.184 | 98.46% | 0.3939 | 0.043075 | 46835.416 | 2583.7373 | 473.6256 | 43778.0531 | 6587.5618 | 363.8211 | 59.8264 | 6163.9143 | 0.599%
2028 | Tier-2 | 908 | 908-1172R | Tier-2---2 | 5--5 | 100% | 10.3047 | 12.3657 | 15766.5188 | 98.33% | 1.627% | 0.04735% | 15484.2716 | 1085.4362 | 216.7435 | 14182.0919 | 134.877 | 269970.1098 | 24056.1943 | 11.2225 | 276686.1585 | 24056.1943 | 11.5017 | 989172.3726 | 33989.1885 | 29.1026 | 98.21% | 0.20692 | 0.027582 | 76195.3215 | 5331.2754 | 1185.4095 | 69678.6366 | 10232.9486 | 717.3222 | 143.2373 | 9372.3891 | 0.5106%
2028 | Tier-3 | 908 | 908-2055F | Tier-3---2 | 5--5 | 100% | 11.6844 | 14.0213 | 22564.0783 | 99.08% | 0.8792% | 0.03652% | 22266.7077 | 1555.3433 | 181.4004 | 20529.964 | 152.3333 | 388222.6887 | 27266.5033 | 14.2381 | 397180.0209 | 27266.5033 | 14.5666 | 1422450.6497 | 38501.4334 | 36.9454 | 98.68% | 0.20355 | 0.027982 | 110854.0623 | 7735.6273 | 1009.8579 | 102108.5771 | 10627.286 | 742.3225 | 86.5774 | 9798.3861 | 0.7343%
2028 | Tier-3 | 215 | CB 215 | Tier-3---20 | 1--5 | 100% | 0.15036 | 0.18043 | 133.9133 | 99.89% | 0% | 0.1056% | 133.7339 | 7.1117 | 0.52699 | 126.0952 | 1.9218 | 2331.6663 | 350.1979 | 6.6581 | 2371.0629 | 350.1979 | 6.7706 | 8543.2415 | 492.9865 | 17.3296 | 99.87% | 0.0005546 | 0.0002014 | 241459.2274 | 12829.2932 | 1199.7792 | 227430.1551 | 890.7426 | 47.3677 | 3.51 | 839.8649 | 0.00441%
2028 | Tier-2 | 236 | CB 236 | Tier-2---1 | 5--5 | 100% | 6.4026 | 7.6831 | 12711.1878 | 97.62% | 2.333% | 0.04724% | 12505.6832 | 749.616 | 270.4879 | 11485.5793 | 84.2855 | 218038.068 | 14955.1235 | 14.5795 | 223299.2986 | 14955.1235 | 14.9313 | 798893.0077 | 21149.1766 | 37.7742 | 98.38% | 0.1419 | 0.019914 | 89580.6366 | 5356.752 | 2115.0834 | 82108.8012 | 10319.7083 | 618.5842 | 223.207 | 9477.9171 | 0.4124%
2028 | Tier-2 | 351 | CB 351 | Tier-2---3 | 5--5 | 100% | 6.5658 | 7.8789 | 14599.7352 | 99.66% | 0.3054% | 0.03279% | 14328.4977 | 1406.6405 | 44.724 | 12877.1332 | 85.0651 | 249819.056 | 15312.4705 | 16.3147 | 257304.5322 | 15312.4705 | 16.8036 | 915338.7703 | 21600.8328 | 42.3752 | 98.14% | 0.12463 | 0.016736 | 117140.1183 | 11493.6944 | 423.4429 | 105222.9811 | 16206.8296 | 1591.0379 | 50.5869 | 14565.2049 | 0.4725%
2028 | Tier-2 | 971 | CB 971 | Tier-2---3 | 5--5 | 100% | 5.1717 | 6.2061 | 11456.6981 | 99.51% | 0.4569% | 0.03477% | 11239.3326 | 635.1388 | 73.3211 | 10530.8726 | 67.2515 | 195959.0952 | 12065.6346 | 16.2411 | 199613.0087 | 12065.6346 | 16.5439 | 717995.497 | 17030.3406 | 42.1598 | 98.1% | 0.12528 | 0.016334 | 91451.3672 | 5164.7092 | 651.9468 | 85634.7112 | 13307.549 | 752.0145 | 86.8134 | 12468.721 | 0.3706%
2028 | Tier-3 | TM1 | TM1-10R | Tier-3---12 | 5--5 | 100% | 3.4327 | 4.1192 | 3782.8568 | 99.48% | 0.4537% | 0.066% | 3745.9771 | 192.6295 | 14.1312 | 3539.2164 | 44.6119 | 65311.5551 | 8007.9674 | 8.1558 | 66377.9324 | 8007.9674 | 8.289 | 239301.9952 | 11302.048 | 21.1733 | 99.03% | 0.093421 | 0.011575 | 40492.6609 | 2080.2531 | 189.7576 | 38222.6503 | 3186.0925 | 163.8386 | 12.0191 | 3010.2348 | 0.1235%
2028 | Tier-3 | 1233 | 1233-585R | Tier-3---12 | 5--5 | 100% | 6.3138 | 7.5765 | 3561.9587 | 98.42% | 1.457% | 0.1235% | 3512.2715 | 205.0494 | 43.4514 | 3263.7707 | 82.1017 | 61236.8692 | 14730.0231 | 4.1573 | 62518.5231 | 14730.0231 | 4.2443 | 224372.3177 | 20791.0339 | 10.7918 | 98.61% | 0.12988 | 0.01698 | 27424.4063 | 1597.7111 | 397.7458 | 25428.9493 | 2926.2201 | 170.8352 | 36.2012 | 2719.1837 | 0.1158%
2028 | Tier-3 | 1458 | 1458-1058F | Tier-3---13 | 5--5 | 100% | 1.4878 | 1.7854 | 2365.6896 | 85.54% | 14.42% | 0.04244% | 2269.9209 | 124.6657 | 280.5589 | 1864.6963 | 19.9013 | 39576.3407 | 3480.7613 | 11.37 | 41666.3047 | 3480.7613 | 11.9705 | 145007.9895 | 4934.7663 | 29.385 | 95.95% | 0.13833 | 0.014704 | 17101.412 | 929.1062 | 2240.5309 | 13931.7749 | 6513.1038 | 357.7045 | 805.0101 | 5350.3892 | 0.07485%
2028 | Tier-3 | 79 | 79-660R | Tier-3---14 | 5--3 | 100% | 7.3375 | 8.805 | 2087.0386 | 97.47% | 2.263% | 0.2704% | 2049.6443 | 89.2349 | 44.4792 | 1915.9302 | 94.9172 | 35735.7917 | 17109.703 | 2.0886 | 36425.4282 | 17109.703 | 2.1289 | 130936.191 | 24130.3859 | 5.4262 | 98.21% | 0.45747 | 0.050612 | 4562.1181 | 197.7916 | 116.9677 | 4247.3588 | 738.8472 | 32.167 | 16.0337 | 690.6464 | 0.06759%

## CCC_2028_comp
CCC - Risk & Cost Benefit
back to index
|  |  | Note: The feeder segments listed below have been selected for detailed scoping and feasibility engineering studies. The total mileage presented here exceeds SDG&E targets because some segments may not be feasible for selected mitigation due to permitting issues, difficult terrain, customer resistance, and other factors not accounted for in the current WiNGS-Planning model. | [5 empty] | Assumptions | Value | Units | Last Update | Comments
[9 empty] | Capital Cost only in Year 0 | 1 | M$/mile | 2025-05-07 | Includes Primary, Secondary for BCR
[9 empty] | Service Drop factor | 1.26% | % | 2025-05-07 | Factor to account for Service drop miles
[9 empty] | OH to UG conversion factor | 0% | % | 2025-05-07 | Factor to account for OH to UG extra miles
[9 empty] | Long-term Ongoing costs | 0.0080298 | M$/mile | 2025-05-07 | Includes ongoing foundational costs expected over the entire lifespan.
[9 empty] | Lifetime | 55 | Years | 2025-05-07 | End of the expected lifetime (defined as 55 years) of the infrastructure
[9 empty] | Mitigation Effectiveness Estimate (%) | 58% | % | 2025-05-07
[9 empty] | Additional Installation Cost (O&M) only in Year 0 | 0.045872 | M$/mile | 2025-05-07 | This cost does not represent annual O&M activities; it is incurred during the installation that cannot be capitalized.
[7 empty] | OH miles | OH miles (OH to UG factor = 0%) | Baseline 2025 | Baseline 2025 | Baseline 2025 | Baseline 2025 | Baseline 2025 | Baseline 2025 | Baseline 2025 | Baseline 2025 | Baseline 2025 | WACC | WACC | WACC | H.D.R | H.D.R | H.D.R | S.D.R | S.D.R | S.D.R |  |  |  | Pre - Mitigation CoRE |  |  |  | Post - Mitigation CoRE
Year | HFTD Tier | Feeder | Feeder Segment | Tranche ID HTM | Tranche ID Quintile | Total miles in scope | Units (OH Primary + Secondary miles + Service Drop) | OH miles (Miles + OH to UG Conversion) | WF + PSPS + PEDS Risk Baseline (K$) | Baseline Wildfire (%) | Baseline PSPS (%) | Baseline PEDS (%) | Risk Reduction (K$/year) | Safety Risk Reduction (K$/year) | Reliability Risk Reduction (K$/year) | Financial Risk Reduction (K$/year) | Mitigation Annual Cost (K$/year) | PV Risk Reduced (K$) Year 55 | PV Total Cost Capital + O&M (K$) Year 55 | BCR WACC | PV Risk Reduced (K$) Year 55 | PV Total Cost Capital + O&M (K$) Year 55 | BCR HDR | PV Risk Reduced (K$) Year 55 | PV Total Cost Capital + O&M (K$) Year 55 | BCR SDR | Risk Reduction % | Pre-Mitigation LoRE | Post-Mitigation LoRE | Pre-Mitigated CoRE [K$] | Pre-Mitigated CoRE Safety [K$] | Pre-Mitigated CoRE Reliability [K$] | Pre-Mitigated CoRE Financial [K$] | Post-Mitigated CoRE [K$] | Post-Mitigated CoRE Safety [K$] | Post-Mitigated CoRE Reliability [K$] | Post-Mitigated CoRE Financial [K$] | Service Territory Risk Reduction (%)
2028 | Tier-3 | TM1 | TM1-10R | Tier-3---12 | 5--5 | 100% | 3.4327 | 3.4327 | 3782.8568 | 99.48% | 0.4537% | 0.066% | 1802.1944 | 92.6267 | 6.8016 | 1702.7661 | 229.7915 | 31421.4737 | 7122.9156 | 4.4113 | 31934.2798 | 7122.9156 | 4.4833 | 115128.4998 | 18322.8227 | 6.2833 | 47.64% | 0.093421 | 0.054037 | 40492.6609 | 2080.2531 | 189.7576 | 38222.6503 | 36653.6818 | 1883.8753 | 138.3342 | 34631.4723 | 0.05943%
2028 | Tier-3 | 1233 | 1233-585R | Tier-3---12 | 5--5 | 100% | 6.3138 | 6.3138 | 3561.9587 | 98.42% | 1.457% | 0.1235% | 1632.1907 | 95.715 | 20.9301 | 1515.5457 | 343.3479 | 28457.4381 | 11718.5072 | 2.4284 | 29059.04 | 11718.5072 | 2.4798 | 104268.2526 | 28634.8895 | 3.6413 | 45.82% | 0.12988 | 0.075393 | 27424.4063 | 1597.7111 | 397.7458 | 25428.9493 | 25596.252 | 1501.0163 | 328.2281 | 23767.0076 | 0.05382%
2028 | Tier-2 | 452 | 452-38AE | Tier-2---4 | 2--5 | 100% | 2.8002 | 2.8002 | 2823.7515 | 99.93% | 0% | 0.06613% | 1397.1055 | 123.6967 | 0.07293 | 1273.3359 | 155.4217 | 24358.7006 | 5252.0412 | 4.6379 | 24997.0478 | 5252.0412 | 4.7595 | 89250.4496 | 12900.6258 | 6.9183 | 49.48% | 0.011395 | 0.0070718 | 247801.8355 | 21945.5544 | 160.9262 | 225695.355 | 201737.3144 | 17861.3806 | 10.5309 | 183865.4029 | 0.04607%
2028 | Tier-3 | 1458 | 1458-1058F | Tier-3---13 | 5--5 | 100% | 1.4878 | 1.4878 | 2365.6896 | 85.54% | 14.42% | 0.04244% | 855.9473 | 45.3663 | 134.8762 | 675.7048 | 59.9037 | 14923.5425 | 2395.2086 | 6.2306 | 15853.1509 | 2395.2086 | 6.6187 | 54679.9644 | 5405.8713 | 10.1149 | 36.18% | 0.13833 | 0.079335 | 17101.412 | 929.1062 | 2240.5309 | 13931.7749 | 19030.0137 | 1008.6144 | 2998.6607 | 15022.7385 | 0.02823%
2028 | Tier-3 | 79 | 79-660R | Tier-3---14 | 5--3 | 100% | 7.3375 | 7.3375 | 2087.0386 | 97.47% | 2.263% | 0.2704% | 1069.3541 | 47.4471 | 20.6645 | 1001.2425 | 375.9971 | 18644.3156 | 13217.1727 | 1.4106 | 18995.6042 | 13217.1727 | 1.4372 | 68312.903 | 31807.1044 | 2.1477 | 51.24% | 0.45747 | 0.26332 | 4562.1181 | 197.7916 | 116.9677 | 4247.3588 | 3864.7996 | 171.4807 | 74.6845 | 3618.6345 | 0.03526%
2028 | Tier-2 | 520 | 520-45 | Tier-2---8 | 5--5 | 100% | 8.8332 | 8.8332 | 2044.6463 | 97.57% | 2.13% | 0.298% | 557.8375 | 27.7948 | 16.5001 | 513.5426 | 414.1743 | 9725.9628 | 15240.7146 | 0.63816 | 9954.4156 | 15240.7146 | 0.65315 | 35635.9956 | 35833.3752 | 0.99449 | 27.28% | 0.10446 | 0.067588 | 19573.1854 | 982.4694 | 415.3687 | 18175.3473 | 21998.1827 | 1096.0816 | 650.6765 | 20251.4245 | 0.0184%
2028 | Tier-3 | 1022 | 1022-17F | Tier-3---4 | 5--5 | 100% | 4.6079 | 4.6079 | 9800.6792 | 99.62% | 0.3456% | 0.03348% | 4321.3653 | 259.0871 | 13.5888 | 4048.6894 | 269.1983 | 75343.5155 | 8876.9524 | 8.4875 | 76749.8534 | 8876.9524 | 8.646 | 276059.1683 | 22087.5322 | 12.4984 | 44.09% | 0.10945 | 0.063909 | 89544.6442 | 5359.6686 | 310.5435 | 83874.4321 | 85736.1868 | 5140.3066 | 269.6021 | 80326.278 | 0.1425%
2028 | Tier-3 | 1030 | 1030-18R | Tier-3---7 | 5--5 | 100% | 3.5215 | 3.5215 | 6620.9098 | 98.66% | 1.309% | 0.03186% | 1986.6384 | 108.6484 | 34.3792 | 1843.6108 | 167.5701 | 34637.2767 | 6118.6932 | 5.6609 | 35374.948 | 6118.6932 | 5.7815 | 126911.2245 | 14442.2108 | 8.7875 | 30.01% | 0.23843 | 0.13814 | 27769.0579 | 1524.2005 | 340.5168 | 25904.3406 | 33547.7885 | 1834.7141 | 580.5519 | 31132.5225 | 0.06551%
2028 | Tier-3 | 1166 | 1166-18R | Tier-3---5 | 5--5 | 100% | 7.6873 | 7.6873 | 10108.4901 | 99.77% | 0.1963% | 0.03345% | 4000.6681 | 258.0072 | 8.2739 | 3734.387 | 257.0737 | 69752.1223 | 11461.3131 | 6.0859 | 71125.4788 | 11461.3131 | 6.2057 | 255572.2647 | 24581.2501 | 10.397 | 39.58% | 0.21365 | 0.12499 | 47313.4054 | 3052.661 | 107.9125 | 44152.8319 | 48867.9714 | 3151.5454 | 101.0657 | 45615.3604 | 0.1319%
2028 | Tier-3 | 176 | 176-161R | Tier-3---5 | 5--5 | 100% | 9.9016 | 9.9016 | 11523.3049 | 98.77% | 1.172% | 0.05875% | 4816.7036 | 267.8332 | 58.9582 | 4489.9122 | 474.541 | 83979.7983 | 17263.2065 | 4.8647 | 85665.2393 | 17263.2065 | 4.9623 | 307702.5688 | 40823.6749 | 7.5374 | 41.8% | 0.22417 | 0.13198 | 51404.5427 | 2861.3734 | 647.4738 | 47895.6955 | 50813.4371 | 2825.4854 | 621.9749 | 47365.9769 | 0.1588%
2028 | Tier-2 | 211 | 211-312R | Tier-2---8 | 5--3 | 100% | 18.3875 | 18.3875 | 1809.5147 | 84.26% | 15.08% | 0.6521% | 917.4976 | 50.1329 | 107.3141 | 760.0507 | 831.2937 | 15996.6803 | 31187.4487 | 0.51292 | 16808.72 | 31187.4487 | 0.53896 | 58611.9485 | 72620.2115 | 0.8071 | 50.7% | 0.39031 | 0.22316 | 4636.1485 | 245.0801 | 661.0984 | 3729.97 | 3997.1657 | 218.4087 | 467.5241 | 3311.2329 | 0.03026%
2028 | Tier-2 | 215 | 215-1531R | Tier-2---2 | 5--5 | 100% | 8.5663 | 8.5663 | 12702.4119 | 98.21% | 1.737% | 0.04837% | 5443.2092 | 327.9045 | 88.0719 | 5027.2328 | 517.0771 | 94902.9971 | 16792.4703 | 5.6515 | 97048.4136 | 16792.4703 | 5.7793 | 347725.246 | 42123.7244 | 8.2549 | 42.85% | 0.20291 | 0.11899 | 62600.9651 | 3773.3762 | 1033.6342 | 57793.9547 | 61008.3684 | 3675.2068 | 987.1237 | 56346.0378 | 0.1795%
2028 | Tier-2 | 215 | 215-1534R | Tier-2---1 | 5--5 | 100% | 7.9364 | 7.9364 | 19489.7064 | 99% | 0.9737% | 0.02962% | 8717.8832 | 541.7964 | 75.8379 | 8100.2488 | 446.5411 | 151997.3263 | 14990.8753 | 10.1393 | 155182.8026 | 14990.8753 | 10.3518 | 556919.268 | 36949.2857 | 15.0725 | 44.73% | 0.1982 | 0.11556 | 98331.2515 | 6096.0396 | 907.1497 | 91328.0622 | 93216.6969 | 5793.2035 | 810.9035 | 86612.5899 | 0.2875%
2028 | Tier-3 | 215 | 215-38R | Tier-3---10 | 5--5 | 100% | 6.5117 | 6.5117 | 5434.8155 | 98.92% | 1.009% | 0.07406% | 1603.0425 | 98.7772 | 24.3417 | 1479.9236 | 277.3073 | 27949.2353 | 10746.7677 | 2.6007 | 28584.2264 | 10746.7677 | 2.6598 | 102406.1939 | 24626.1132 | 4.1584 | 29.5% | 0.12528 | 0.076372 | 43381.3494 | 2695.9135 | 518.8073 | 40166.6286 | 50172.4845 | 3091.5568 | 761.8536 | 46319.0741 | 0.05286%
2028 | Tier-3 | 217 | 217-835R | Tier-3---5 | 5--5 | 100% | 18.5484 | 18.5484 | 10686.9326 | 98.68% | 1.222% | 0.09479% | 2932.2563 | 170.938 | 48.736 | 2712.5824 | 753.1342 | 51124.236 | 29970.8101 | 1.7058 | 52257.2141 | 29970.8101 | 1.7436 | 187319.5588 | 67797.9649 | 2.7629 | 27.44% | 0.28412 | 0.17579 | 37613.7803 | 2195.3355 | 434.0984 | 34984.3464 | 44114.1491 | 2571.6656 | 733.2054 | 40809.2782 | 0.09669%
2028 | Tier-2 | 351 | 351-819R | Tier-2---1 | 5--5 | 100% | 10.6216 | 10.6216 | 23517.4276 | 99.25% | 0.716% | 0.03401% | 11148.5242 | 1134.1719 | 68.9253 | 9945.4269 | 587.2663 | 194375.8399 | 19882.2109 | 9.7764 | 200580.8665 | 19882.2109 | 10.0885 | 712194.4384 | 48788.9326 | 14.5975 | 47.41% | 0.14376 | 0.084753 | 163589.7091 | 16623.6975 | 1146.1775 | 145819.834 | 145939.908 | 14846.8927 | 902.2679 | 130190.7473 | 0.3676%
2028 | Tier-3 | 351 | 351-871R | Tier-3---6 | 5--5 | 100% | 4.1929 | 4.1929 | 9144.3124 | 99.73% | 0.2371% | 0.03256% | 4272.6791 | 211.0783 | 8.5912 | 4053.0096 | 202.5373 | 74494.6659 | 7337.925 | 10.152 | 75627.6208 | 7337.925 | 10.3064 | 272948.9776 | 17388.5986 | 15.697 | 46.72% | 0.11468 | 0.066712 | 79737.0821 | 3947.9048 | 194.739 | 75594.4383 | 73025.2804 | 3607.5847 | 146.8334 | 69270.8623 | 0.1409%
2028 | Tier-3 | 357 | 357-2049F | Tier-3---8 | 5--5 | 100% | 5.6917 | 5.6917 | 16869.708 | 98.79% | 1.184% | 0.02933% | 8450.8036 | 566.2691 | 80.0113 | 7804.5232 | 349.6267 | 147340.7623 | 11263.1517 | 13.0817 | 150673.9816 | 11263.1517 | 13.3776 | 539857.5848 | 28375.7052 | 19.0253 | 50.09% | 0.18286 | 0.10569 | 92253.2607 | 6177.0068 | 1029.1992 | 85047.0547 | 79657.1874 | 5337.6464 | 754.1856 | 73565.3554 | 0.2787%
2028 | Tier-3 | 358 | 358-682F | Tier-3---3 | 5--5 | 100% | 10.5849 | 10.5849 | 37602.1184 | 98.59% | 1.386% | 0.02088% | 15994.893 | 940.3229 | 204.4987 | 14850.0713 | 506.0904 | 278872.8545 | 18433.645 | 15.1285 | 284777.3228 | 18433.645 | 15.4488 | 1021792.0916 | 43564.3502 | 23.4548 | 42.54% | 0.54241 | 0.31345 | 69323.599 | 4080.8113 | 883.9511 | 64358.8366 | 68933.8272 | 4052.5473 | 881.3363 | 63999.9436 | 0.5275%
2028 | Tier-3 | 79 | 79-679R | Tier-3---3 | 5--5 | 100% | 6.1617 | 6.1617 | 18448.5828 | 98.9% | 1.079% | 0.02427% | 5436.472 | 298.2353 | 78.78 | 5059.4567 | 296.5794 | 94785.5342 | 10765.0202 | 8.805 | 96730.0077 | 10765.0202 | 8.9856 | 347294.8609 | 25485.7972 | 13.627 | 29.47% | 0.3939 | 0.23025 | 46835.416 | 2583.7373 | 473.6256 | 43778.0531 | 56512.6237 | 3100.1835 | 818.9257 | 52593.5146 | 0.1793%
2028 | Tier-2 | 908 | 908-1172R | Tier-2---2 | 5--5 | 100% | 10.3047 | 10.3047 | 15766.5188 | 98.33% | 1.627% | 0.04735% | 6449.1635 | 451.455 | 103.3308 | 5894.3777 | 655.227 | 112441.9308 | 20779.478 | 5.4112 | 115303.2631 | 20779.478 | 5.5489 | 411988.0219 | 52794.1788 | 7.8037 | 40.9% | 0.20692 | 0.12262 | 76195.3215 | 5331.2754 | 1185.4095 | 69678.6366 | 75983.2532 | 5318.9873 | 1217.4313 | 69446.8345 | 0.2127%
2028 | Tier-3 | 908 | 908-2055F | Tier-3---2 | 5--5 | 100% | 11.6844 | 11.6844 | 22564.0783 | 99.08% | 0.8792% | 0.03652% | 10473.7978 | 730.1592 | 87.0257 | 9656.6128 | 666.4801 | 182611.9057 | 22228.2568 | 8.2153 | 186826.5728 | 22228.2568 | 8.4049 | 669091.301 | 54977.3344 | 12.1703 | 46.42% | 0.20355 | 0.12042 | 110854.0623 | 7735.6273 | 1009.8579 | 102108.5771 | 100402.2688 | 6999.3373 | 834.2321 | 92568.6993 | 0.3454%
2028 | Tier-3 | 215 | CB 215 | Tier-3---20 | 1--5 | 100% | 0.15036 | 0.15036 | 133.9133 | 99.89% | 0% | 0.1056% | 10.944 | 0.68304 | 0.1355 | 10.1254 | 7.425 | 190.8096 | 265.9621 | 0.71743 | 195.0312 | 265.9621 | 0.7333 | 699.1276 | 633.9057 | 1.1029 | 8.172% | 0.0005546 | 0.000468 | 241459.2274 | 12829.2932 | 1199.7792 | 227430.1551 | 262754.9312 | 16399.1773 | 3253.2286 | 243102.5257 | 0.0003609%
2028 | Tier-2 | 236 | CB 236 | Tier-2---1 | 5--5 | 100% | 6.4026 | 6.4026 | 12711.1878 | 97.62% | 2.333% | 0.04724% | 5374.1156 | 322.3228 | 125.9204 | 4925.8724 | 372.0021 | 93698.3428 | 12298.7108 | 7.6185 | 96010.1769 | 12298.7108 | 7.8065 | 343311.3842 | 30559.6255 | 11.2341 | 42.28% | 0.1419 | 0.083787 | 89580.6366 | 5356.752 | 2115.0834 | 82108.8012 | 87567.9357 | 5252.0537 | 2051.7958 | 80264.0862 | 0.1772%
2028 | Tier-2 | 351 | CB 351 | Tier-2---3 | 5--5 | 100% | 6.5658 | 6.5658 | 14599.7352 | 99.66% | 0.3054% | 0.03279% | 5605.0743 | 550.3576 | 20.4309 | 5034.2858 | 358.6675 | 97725.1351 | 12214.3932 | 8.0008 | 100669.0021 | 12214.3932 | 8.2418 | 358065.5794 | 29880.9984 | 11.9831 | 38.39% | 0.12463 | 0.074275 | 117140.1183 | 11493.6944 | 423.4429 | 105222.9811 | 121098.7877 | 11890.5905 | 441.4134 | 108766.7838 | 0.1848%
2028 | Tier-2 | 971 | CB 971 | Tier-2---3 | 5--5 | 100% | 5.1717 | 5.1717 | 11456.6981 | 99.51% | 0.4569% | 0.03477% | 4972.5346 | 280.5033 | 30.1034 | 4661.9279 | 282.9376 | 86696.7299 | 9628.3954 | 9.0043 | 88298.6976 | 9628.3954 | 9.1707 | 317657.4255 | 23563.6452 | 13.4808 | 43.4% | 0.12528 | 0.073751 | 91451.3672 | 5164.7092 | 651.9468 | 85634.7112 | 87919.9069 | 4959.608 | 532.2618 | 82428.037 | 0.164%

## SUG
SUG - Risk & Cost Benefit
back to index
|  |  | Note: The feeder segments listed below have been selected for detailed scoping and feasibility engineering studies. The total mileage presented here exceeds SDG&E targets because some segments may not be feasible for selected mitigation due to permitting issues, difficult terrain, customer resistance, and other factors not accounted for in the current WiNGS-Planning model. | [5 empty] | Assumptions | Value | Units | Last Update | Comments
[9 empty] | Capital Cost only in Year 0 | 2 | M$/mile | 2025-05-07 | Includes Primary, Secondary for BCR
[9 empty] | Service Drop factor | 1.26% | % | 2025-05-07 | Factor to account for Service drop miles
[9 empty] | OH to UG conversion factor | 20% | % | 2025-05-07 | Factor to account for OH to UG extra miles
[9 empty] | Long-term Ongoing costs | 0.003337 | M$/mile-year | 2025-05-07 | Includes ongoing foundational costs expected over the entire lifespan.
[9 empty] | Lifetime | 55 | Years | 2025-05-07 | SB 884 end of the expected lifetime (defined as 55 years) of the infrastructure
[9 empty] | Mitigation Effectiveness Estimate (%) | 98.9% | % | 2025-05-07
[9 empty] | Additional Installation Cost (O&M) only in Year 0 | 0.022 | M$/mile | 2025-05-07 | This cost does not represent annual O&M activities; it is incurred during the installation that cannot be capitalized.
[7 empty] | OH miles | SUG miles | Baseline 2025 | Baseline 2025 | Baseline 2025 | Baseline 2025 | Baseline 2025 | Baseline 2025 | Baseline 2025 | Baseline 2025 | Baseline 2025 | WACC | WACC | WACC | H.D.R | H.D.R | H.D.R | S.D.R | S.D.R | S.D.R |  |  |  | Pre - Mitigation CoRE |  |  |  | Post - Mitigation CoRE
Year | HFTD Tier | Feeder | Feeder Segment | Tranche ID HTM | Tranche ID Quintile | Total miles in scope | Units (OH Primary + Secondary miles + Service Drop) | SUG miles (Miles + OH to UG Conversion) | WF + PSPS + PEDS Risk Baseline (K$/year) | Baseline Wildfire (%) | Baseline PSPS (%) | Baseline PEDS (%) | Risk Reduction (K$/year) | Safety Risk Reduction (K$/year) | Reliability Risk Reduction (K$/year) | Financial Risk Reduction (K$/year) | Mitigation Annual Cost (K$/year) | PV Risk Reduced (K$) Year 55 | PV Total Cost Capital + O&M (K$) Year 55 | BCR WACC | PV Risk Reduced (K$) Year 55 | PV Total Cost Capital + O&M (K$) Year 55 | BCR HDR | PV Risk Reduced (K$) Year 55 | PV Total Cost Capital + O&M (K$) Year 55 | BCR SDR | Risk Reduction % | Pre-Mitigation LoRE | Post-Mitigation LoRE | Pre-Mitigated CoRE [K$] | Pre-Mitigated CoRE Safety [K$] | Pre-Mitigated CoRE Reliability [K$] | Pre-Mitigated CoRE Financial [K$] | Post-Mitigated CoRE [K$] | Post-Mitigated CoRE Safety [K$] | Post-Mitigated CoRE Reliability [K$] | Post-Mitigated CoRE Financial [K$] | Service Territory Risk Reduction (%)
2028 | Tier-3 | 1022 | 1022-17F | Tier-3---4 | 5--5 | 100% | 4.6079 | 5.5295 | 9800.6792 | 99.62% | 0.3456% | 0.03348% | 9696.2455 | 580.6799 | 28.3255 | 9087.2401 | 59.9549 | 169055.1894 | 10750.8284 | 15.7249 | 172196.1616 | 10750.8284 | 16.017 | 619419.3976 | 15175.9102 | 40.816 | 98.93% | 0.10945 | 0.013851 | 89544.6442 | 5359.6686 | 310.5435 | 83874.4321 | 7540.0148 | 451.5495 | 22.0266 | 7066.4388 | 0.3197%
2028 | Tier-3 | 1030 | 1030-18R | Tier-3---7 | 5--5 | 100% | 3.5215 | 4.2258 | 6620.9098 | 98.66% | 1.309% | 0.03186% | 6511.3858 | 357.8982 | 71.7688 | 6081.7188 | 45.6631 | 113526.7827 | 8213.3201 | 13.8223 | 115742.8092 | 8213.3201 | 14.0921 | 415962.9268 | 11587.8352 | 35.8965 | 98.35% | 0.23843 | 0.025626 | 27769.0579 | 1524.2005 | 340.5168 | 25904.3406 | 4273.9756 | 234.919 | 47.108 | 3991.9486 | 0.2147%
2028 | Tier-3 | 1166 | 1166-18R | Tier-3---5 | 5--5 | 100% | 7.6873 | 9.2248 | 10108.4901 | 99.77% | 0.1963% | 0.03345% | 9936.8492 | 641.3949 | 18.2938 | 9277.1606 | 98.1185 | 173250.1439 | 17902.3093 | 9.6775 | 176652.5172 | 17902.3093 | 9.8676 | 634789.7405 | 25196.2138 | 25.1939 | 98.3% | 0.21365 | 0.022719 | 47313.4054 | 3052.661 | 107.9125 | 44152.8319 | 7554.8174 | 487.6416 | 13.9085 | 7053.2673 | 0.3277%
2028 | Tier-3 | 176 | 176-161R | Tier-3---5 | 5--5 | 100% | 9.9016 | 11.8819 | 11523.3049 | 98.77% | 1.172% | 0.05875% | 11315.3536 | 630.9643 | 127.4161 | 10556.9731 | 128.2831 | 197284.5305 | 23092.1429 | 8.5434 | 201195.911 | 23092.1429 | 8.7127 | 722851.9011 | 32575.362 | 22.1901 | 98.2% | 0.22417 | 0.028123 | 51404.5427 | 2861.3734 | 647.4738 | 47895.6955 | 7394.4577 | 412.3282 | 83.265 | 6898.8645 | 0.3731%
2028 | Tier-2 | 211 | 211-312R | Tier-2---8 | 5--3 | 100% | 18.3875 | 22.065 | 1809.5147 | 84.26% | 15.08% | 0.6521% | 1754.4406 | 94.5554 | 223.7179 | 1436.1673 | 238.0911 | 30588.8797 | 42880.2735 | 0.71336 | 32230.3879 | 42880.2735 | 0.75164 | 112077.8693 | 60484.6223 | 1.853 | 96.96% | 0.39031 | 0.048109 | 4636.1485 | 245.0801 | 661.0984 | 3729.97 | 1144.783 | 61.698 | 145.9773 | 937.1078 | 0.05785%
2028 | Tier-2 | 215 | 215-1531R | Tier-2---2 | 5--5 | 100% | 8.5663 | 10.2795 | 12702.4119 | 98.21% | 1.737% | 0.04837% | 12461.1332 | 752.4948 | 185.3802 | 11523.2582 | 112.047 | 217261.3346 | 19996.4185 | 10.865 | 222098.4663 | 19996.4185 | 11.1069 | 796047.0514 | 28250.1463 | 28.1785 | 98.1% | 0.20291 | 0.025844 | 62600.9651 | 3773.3762 | 1033.6342 | 57793.9547 | 9335.8208 | 563.7655 | 138.886 | 8633.1694 | 0.4109%
2028 | Tier-2 | 215 | 215-1534R | Tier-2---1 | 5--5 | 100% | 7.9364 | 9.5237 | 19489.7064 | 99% | 0.9737% | 0.02962% | 19188.6868 | 1190.9404 | 158.3793 | 17839.3672 | 103.8958 | 334557.0294 | 18527.7559 | 18.0571 | 341516.2049 | 18527.7559 | 18.4327 | 1225819.2982 | 26178.6797 | 46.8251 | 98.46% | 0.1982 | 0.025191 | 98331.2515 | 6096.0396 | 907.1497 | 91328.0622 | 11949.4871 | 741.6415 | 98.6285 | 11109.2171 | 0.6328%
2028 | Tier-3 | 215 | 215-38R | Tier-3---10 | 5--5 | 100% | 6.5117 | 7.8141 | 5434.8155 | 98.92% | 1.009% | 0.07406% | 5353.9653 | 333.2167 | 56.6974 | 4964.0512 | 84.2232 | 93347.0199 | 15183.8789 | 6.1478 | 95358.0191 | 15183.8789 | 6.2802 | 342024.1346 | 21413.8813 | 15.9721 | 98.51% | 0.12528 | 0.015883 | 43381.3494 | 2695.9135 | 518.8073 | 40166.6286 | 5090.4206 | 316.8144 | 53.9065 | 4719.6997 | 0.1766%
2028 | Tier-3 | 217 | 217-835R | Tier-3---5 | 5--5 | 100% | 18.5484 | 22.2581 | 10686.9326 | 98.68% | 1.222% | 0.09479% | 10437.126 | 610.3322 | 103.8217 | 9722.9721 | 238.4586 | 181972.5293 | 43225.5869 | 4.2098 | 185655.8098 | 43225.5869 | 4.295 | 666748.6217 | 60904.2813 | 10.9475 | 97.66% | 0.28412 | 0.036357 | 37613.7803 | 2195.3355 | 434.0984 | 34984.3464 | 6871.0097 | 401.7963 | 68.3483 | 6400.8651 | 0.3442%
2028 | Tier-2 | 351 | 351-819R | Tier-2---1 | 5--5 | 100% | 10.6216 | 12.7459 | 23517.4276 | 99.25% | 0.716% | 0.03401% | 23213.0626 | 2360.7628 | 143.9475 | 20708.3523 | 138.2352 | 404722.4974 | 24782.0567 | 16.3313 | 417640.651 | 24782.0567 | 16.8525 | 1482906.0644 | 34983.8135 | 42.3883 | 98.71% | 0.14376 | 0.021398 | 163589.7091 | 16623.6975 | 1146.1775 | 145819.834 | 14223.9913 | 1446.5765 | 88.205 | 12689.2099 | 0.7655%
2028 | Tier-3 | 351 | 351-871R | Tier-3---6 | 5--5 | 100% | 4.1929 | 5.0315 | 9144.3124 | 99.73% | 0.2371% | 0.03256% | 9032.8126 | 447.3947 | 17.8978 | 8567.52 | 54.3135 | 157488.1578 | 9778.3399 | 16.1058 | 159887.9247 | 9778.3399 | 16.3512 | 577037.7128 | 13793.6558 | 41.8336 | 98.78% | 0.11468 | 0.014063 | 79737.0821 | 3947.9048 | 194.739 | 75594.4383 | 7928.7049 | 392.7083 | 15.7101 | 7520.2864 | 0.2979%
2028 | Tier-3 | 357 | 357-2049F | Tier-3---8 | 5--5 | 100% | 5.6917 | 6.83 | 16869.708 | 98.79% | 1.184% | 0.02933% | 16548.2683 | 1109.6369 | 166.686 | 15271.9454 | 74.6523 | 288521.0199 | 13289.7541 | 21.71 | 295103.7113 | 13289.7541 | 22.2054 | 1057143.0372 | 18783.2882 | 56.281 | 98.09% | 0.18286 | 0.022819 | 92253.2607 | 6177.0068 | 1029.1992 | 85047.0547 | 14086.7391 | 944.5801 | 141.8917 | 13000.2673 | 0.5457%
2028 | Tier-3 | 358 | 358-682F | Tier-3---3 | 5--5 | 100% | 10.5849 | 12.7019 | 37602.1184 | 98.59% | 1.386% | 0.02088% | 37025.294 | 2182.3207 | 426.4067 | 34416.5666 | 138.0054 | 645540.3887 | 24700.8973 | 26.1343 | 658995.015 | 24700.8973 | 26.679 | 2365264.5045 | 34878.9409 | 67.8135 | 98.47% | 0.54241 | 0.059963 | 69323.599 | 4080.8113 | 883.9511 | 64358.8366 | 9619.6719 | 566.9964 | 110.7862 | 8941.8893 | 1.221%
2028 | Tier-2 | 452 | 452-38AE | Tier-2---4 | 2--5 | 100% | 2.8002 | 3.3602 | 2823.7515 | 99.93% | 0% | 0.06613% | 2762.7249 | 244.9401 | 0.13586 | 2517.6489 | 36.3786 | 48168.4352 | 6532.2184 | 7.374 | 49432.4251 | 6532.2184 | 7.5675 | 176489.484 | 9218.7261 | 19.1447 | 97.84% | 0.011395 | 0.0027584 | 247801.8355 | 21945.5544 | 160.9262 | 225695.355 | 22123.9209 | 1961.4818 | 1.088 | 20161.3512 | 0.0911%
2028 | Tier-2 | 520 | 520-45 | Tier-2---8 | 5--5 | 100% | 8.8332 | 10.5999 | 2044.6463 | 97.57% | 2.13% | 0.298% | 1998.2455 | 100.7319 | 34.6983 | 1862.8153 | 114.3812 | 34839.647 | 20599.4019 | 1.6913 | 35538.1343 | 20599.4019 | 1.7252 | 127652.7105 | 29056.5785 | 4.3932 | 97.73% | 0.10446 | 0.015847 | 19573.1854 | 982.4694 | 415.3687 | 18175.3473 | 2928.0105 | 147.6015 | 50.8432 | 2729.5658 | 0.06589%
2028 | Tier-3 | 79 | 79-679R | Tier-3---3 | 5--5 | 100% | 6.1617 | 7.3941 | 18448.5828 | 98.9% | 1.079% | 0.02427% | 18164.8209 | 1003.2156 | 164.9678 | 16996.6375 | 80.1609 | 316705.8053 | 14375.8596 | 22.0304 | 322730.7628 | 14375.8596 | 22.4495 | 1160412.2883 | 20292.5877 | 57.184 | 98.46% | 0.3939 | 0.043075 | 46835.416 | 2583.7373 | 473.6256 | 43778.0531 | 6587.5618 | 363.8211 | 59.8264 | 6163.9143 | 0.599%
2028 | Tier-2 | 908 | 908-1172R | Tier-2---2 | 5--5 | 100% | 10.3047 | 12.3657 | 15766.5188 | 98.33% | 1.627% | 0.04735% | 15484.2716 | 1085.4362 | 216.7435 | 14182.0919 | 134.877 | 269970.1098 | 24056.1943 | 11.2225 | 276686.1585 | 24056.1943 | 11.5017 | 989172.3726 | 33989.1885 | 29.1026 | 98.21% | 0.20692 | 0.027582 | 76195.3215 | 5331.2754 | 1185.4095 | 69678.6366 | 10232.9486 | 717.3222 | 143.2373 | 9372.3891 | 0.5106%
2028 | Tier-3 | 908 | 908-2055F | Tier-3---2 | 5--5 | 100% | 11.6844 | 14.0213 | 22564.0783 | 99.08% | 0.8792% | 0.03652% | 22266.7077 | 1555.3433 | 181.4004 | 20529.964 | 152.3333 | 388222.6887 | 27266.5033 | 14.2381 | 397180.0209 | 27266.5033 | 14.5666 | 1422450.6497 | 38501.4334 | 36.9454 | 98.68% | 0.20355 | 0.027982 | 110854.0623 | 7735.6273 | 1009.8579 | 102108.5771 | 10627.286 | 742.3225 | 86.5774 | 9798.3861 | 0.7343%
2028 | Tier-3 | 215 | CB 215 | Tier-3---20 | 1--5 | 100% | 0.15036 | 0.18043 | 133.9133 | 99.89% | 0% | 0.1056% | 133.7339 | 7.1117 | 0.52699 | 126.0952 | 1.9218 | 2331.6663 | 350.1979 | 6.6581 | 2371.0629 | 350.1979 | 6.7706 | 8543.2415 | 492.9865 | 17.3296 | 99.87% | 0.0005546 | 0.0002014 | 241459.2274 | 12829.2932 | 1199.7792 | 227430.1551 | 890.7426 | 47.3677 | 3.51 | 839.8649 | 0.00441%
2028 | Tier-2 | 236 | CB 236 | Tier-2---1 | 5--5 | 100% | 6.4026 | 7.6831 | 12711.1878 | 97.62% | 2.333% | 0.04724% | 12505.6832 | 749.616 | 270.4879 | 11485.5793 | 84.2855 | 218038.068 | 14955.1235 | 14.5795 | 223299.2986 | 14955.1235 | 14.9313 | 798893.0077 | 21149.1766 | 37.7742 | 98.38% | 0.1419 | 0.019914 | 89580.6366 | 5356.752 | 2115.0834 | 82108.8012 | 10319.7083 | 618.5842 | 223.207 | 9477.9171 | 0.4124%
2028 | Tier-2 | 351 | CB 351 | Tier-2---3 | 5--5 | 100% | 6.5658 | 7.8789 | 14599.7352 | 99.66% | 0.3054% | 0.03279% | 14328.4977 | 1406.6405 | 44.724 | 12877.1332 | 85.0651 | 249819.056 | 15312.4705 | 16.3147 | 257304.5322 | 15312.4705 | 16.8036 | 915338.7703 | 21600.8328 | 42.3752 | 98.14% | 0.12463 | 0.016736 | 117140.1183 | 11493.6944 | 423.4429 | 105222.9811 | 16206.8296 | 1591.0379 | 50.5869 | 14565.2049 | 0.4725%
2028 | Tier-2 | 971 | CB 971 | Tier-2---3 | 5--5 | 100% | 5.1717 | 6.2061 | 11456.6981 | 99.51% | 0.4569% | 0.03477% | 11239.3326 | 635.1388 | 73.3211 | 10530.8726 | 67.2515 | 195959.0952 | 12065.6346 | 16.2411 | 199613.0087 | 12065.6346 | 16.5439 | 717995.497 | 17030.3406 | 42.1598 | 98.1% | 0.12528 | 0.016334 | 91451.3672 | 5164.7092 | 651.9468 | 85634.7112 | 13307.549 | 752.0145 | 86.8134 | 12468.721 | 0.3706%
2028 | Tier-3 | TM1 | TM1-10R | Tier-3---12 | 5--5 | 100% | 3.4327 | 4.1192 | 3782.8568 | 99.48% | 0.4537% | 0.066% | 3745.9771 | 192.6295 | 14.1312 | 3539.2164 | 44.6119 | 65311.5551 | 8007.9674 | 8.1558 | 66377.9324 | 8007.9674 | 8.289 | 239301.9952 | 11302.048 | 21.1733 | 99.03% | 0.093421 | 0.011575 | 40492.6609 | 2080.2531 | 189.7576 | 38222.6503 | 3186.0925 | 163.8386 | 12.0191 | 3010.2348 | 0.1235%

## CCC
CCC - Risk & Cost Benefit
back to index
|  |  | Note: The feeder segments listed below have been selected for detailed scoping and feasibility engineering studies. The total mileage presented here exceeds SDG&E targets because some segments may not be feasible for selected mitigation due to permitting issues, difficult terrain, customer resistance, and other factors not accounted for in the current WiNGS-Planning model. | [5 empty] | Assumptions | Value | Units | Last Update | Comments
[9 empty] | Capital Cost only in Year 0 | 1 | M$/mile | 2025-05-07 | Includes Primary, Secondary for BCR
[9 empty] | Service Drop factor | 1.26% | % | 2025-05-07 | Factor to account for Service drop miles
[9 empty] | OH to UG conversion factor | 0% | % | 2025-05-07 | Factor to account for OH to UG extra miles
[9 empty] | Long-term Ongoing costs | 0.0080298 | M$/mile | 2025-05-07 | Includes ongoing foundational costs expected over the entire lifespan.
[9 empty] | Lifetime | 55 | Years | 2025-05-07 | End of the expected lifetime (defined as 55 years) of the infrastructure
[9 empty] | Mitigation Effectiveness Estimate (%) | 58% | % | 2025-05-07
[9 empty] | Additional Installation Cost (O&M) only in Year 0 | 0.045872 | M$/mile | 2025-05-07 | This cost does not represent annual O&M activities; it is incurred during the installation that cannot be capitalized.
[7 empty] | OH miles | OH miles (OH to UG factor = 0%) | Baseline 2025 | Baseline 2025 | Baseline 2025 | Baseline 2025 | Baseline 2025 | Baseline 2025 | Baseline 2025 | Baseline 2025 | Baseline 2025 | WACC | WACC | WACC | H.D.R | H.D.R | H.D.R | S.D.R | S.D.R | S.D.R |  |  |  | Pre - Mitigation CoRE |  |  |  | Post - Mitigation CoRE
Year | HFTD Tier | Feeder | Feeder Segment | Tranche ID HTM | Tranche ID Quintile | Total miles in scope | Units (OH Primary + Secondary miles + Service Drop) | OH miles (Miles + OH to UG Conversion) | WF + PSPS + PEDS Risk Baseline (K$) | Baseline Wildfire (%) | Baseline PSPS (%) | Baseline PEDS (%) | Risk Reduction (K$/year) | Safety Risk Reduction (K$/year) | Reliability Risk Reduction (K$/year) | Financial Risk Reduction (K$/year) | Mitigation Annual Cost (K$/year) | PV Risk Reduced (K$) Year 55 | PV Total Cost Capital + O&M (K$) Year 55 | BCR WACC | PV Risk Reduced (K$) Year 55 | PV Total Cost Capital + O&M (K$) Year 55 | BCR HDR | PV Risk Reduced (K$) Year 55 | PV Total Cost Capital + O&M (K$) Year 55 | BCR SDR | Risk Reduction % | Pre-Mitigation LoRE | Post-Mitigation LoRE | Pre-Mitigated CoRE [K$] | Pre-Mitigated CoRE Safety [K$] | Pre-Mitigated CoRE Reliability [K$] | Pre-Mitigated CoRE Financial [K$] | Post-Mitigated CoRE [K$] | Post-Mitigated CoRE Safety [K$] | Post-Mitigated CoRE Reliability [K$] | Post-Mitigated CoRE Financial [K$] | Service Territory Risk Reduction (%)
2027 | Tier-3 | 973 | 973-1245R | Tier-3---6 | 5--5 | 100% | 3.3857 | 3.3857 | 8620.1106 | 99.53% | 0.4446% | 0.0227% | 2864.9044 | 162.2092 | 18.3726 | 2684.3226 | 149.6298 | 52362.1653 | 5957.0595 | 8.7899 | 53284.7676 | 5957.0595 | 8.9448 | 182124.1948 | 13087.8817 | 13.9155 | 33.24% | 0.12039 | 0.070696 | 71603.6913 | 4071.6789 | 428.5861 | 67103.4263 | 81407.3444 | 4609.2353 | 522.0657 | 76276.0434 | 0.09447%
2027 | Tier-3 | 973 | 973-626R | Tier-3---7 | 5--5 | 100% | 11.0435 | 11.0435 | 6521.7236 | 98.03% | 1.864% | 0.1053% | 2944.0139 | 190.5475 | 47.7875 | 2705.6788 | 459.7298 | 53808.0569 | 18912.9292 | 2.845 | 55025.7235 | 18912.9292 | 2.9094 | 187153.2426 | 40888.9541 | 4.5771 | 45.14% | 0.1523 | 0.0898 | 42821.6164 | 2771.3178 | 761.0334 | 39289.2652 | 39840.6884 | 2578.6376 | 646.6981 | 36615.3527 | 0.09708%
2027 | Tier-3 | 448 | 448-9R | Tier-3---9 | 5--4 | 100% | 16.6498 | 16.6498 | 5644.8109 | 93.43% | 6.384% | 0.1906% | 967.4443 | 46.4193 | 144.1893 | 776.8358 | 626.6472 | 17682.0835 | 27299.3881 | 0.64771 | 18655.9128 | 27299.3881 | 0.68338 | 61501.185 | 57421.1338 | 1.0711 | 17.14% | 0.54394 | 0.3311 | 10377.639 | 550.4893 | 645.7623 | 9181.3873 | 14126.8512 | 677.825 | 2105.4861 | 11343.5402 | 0.0319%
2027 | Tier-3 | 973 | 973-1226R | Tier-3---10 | 5--5 | 100% | 8.59 | 8.59 | 5177.8696 | 97.32% | 2.585% | 0.09195% | 2234.9415 | 118.7612 | 53.9084 | 2062.2719 | 364.9564 | 40848.2654 | 14845.7308 | 2.7515 | 41730.4435 | 14845.7308 | 2.8109 | 142076.9632 | 32272.9299 | 4.4024 | 43.16% | 0.13989 | 0.081019 | 37012.5952 | 1958.2894 | 910.1694 | 34144.1364 | 36324.1045 | 1930.2046 | 876.163 | 33517.737 | 0.0737%
2027 | Tier-2 | 1243 | 1243-45R | Tier-2---7 | 4--5 | 100% | 4.279 | 4.279 | 1878.3826 | 99.05% | 0.8285% | 0.1244% | 629.8616 | 32.9784 | 5.663 | 591.2202 | 159.4801 | 11512.0473 | 6987.2852 | 1.6476 | 11709.468 | 6987.2852 | 1.6758 | 40040.7876 | 14657.5424 | 2.7318 | 33.53% | 0.087615 | 0.052684 | 21438.9544 | 1134.9825 | 174.3683 | 20129.6036 | 23698.2056 | 1240.7931 | 213.0669 | 22244.3456 | 0.02077%
2027 | Tier-2 | 1243 | 1243-319R | Tier-2---9 | 4--4 | 100% | 3.3629 | 3.3629 | 1178.043 | 99.35% | 0.5195% | 0.1323% | 518.7426 | 26.4617 | 2.3112 | 489.9696 | 130.5336 | 9481.1134 | 5586.3163 | 1.6972 | 9628.116 | 5586.3163 | 1.7235 | 32976.8666 | 11849.8193 | 2.7829 | 44.03% | 0.081051 | 0.046566 | 14534.5899 | 742.8831 | 82.0978 | 13709.609 | 14158.3484 | 722.2354 | 63.0819 | 13373.0311 | 0.01711%
2027 | Tier-3 | 448 | 448-724R | Tier-3---18 | 5--2 | 100% | 8.0851 | 8.0851 | 520.639 | 76.18% | 22.78% | 1.038% | 86.4586 | 1.8927 | 44.6947 | 39.8712 | 317.1197 | 1580.2125 | 13490.8313 | 0.11713 | 1818.2301 | 13490.8313 | 0.13478 | 5496.2383 | 28698.6017 | 0.19152 | 16.61% | 0.55035 | 0.32426 | 946.0153 | 35.8531 | 201.7143 | 708.4479 | 1338.9786 | 29.3119 | 692.1842 | 617.4824 | 0.002851%
2027 | Tier-3 | 973 | 973-530AE | Tier-3---17 | 5--3 | 100% | 0.034712 | 0.034712 | 388.0062 | 6.476% | 93.52% | 0.007746% | 22.6749 | 0.28183 | 16.2536 | 6.1395 | 3.3022 | 414.4321 | 93.3916 | 4.4376 | 498.9126 | 93.3916 | 5.3422 | 1441.4628 | 246.5858 | 5.8457 | 5.844% | 0.10542 | 0.10539 | 3680.7214 | 17.8572 | 3148.5322 | 514.3321 | 3466.5554 | 43.0867 | 2484.8627 | 938.6061 | 0.0007477%
2027 | Tier-2 | 1243 | 1243-38R | Tier-2---16 | 4--3 | 100% | 0.35057 | 0.35057 | 158.2514 | 99.48% | 0.3681% | 0.155% | 89.59 | 4.8249 | 0.20439 | 84.5607 | 18.4549 | 1637.4467 | 670.9541 | 2.4405 | 1663.1416 | 670.9541 | 2.4788 | 5695.308 | 1543.4519 | 3.69 | 56.61% | 0.072591 | 0.041182 | 2180.0532 | 116.78 | 9.4659 | 2053.8073 | 1667.2738 | 89.7917 | 3.8038 | 1573.6783 | 0.002954%
2026 | Tier-3 | 157 | 157-204R | Tier-3---11 | 5--4 | 100% | 13.3849 | 13.3849 | 3876.1334 | 98.99% | 0.834% | 0.1804% | 1382.1699 | 80.7309 | 24.2925 | 1277.1465 | 459.5835 | 26482.0409 | 22159.5201 | 1.1951 | 27012.1749 | 22159.5201 | 1.219 | 87437.0004 | 43141.0951 | 2.0268 | 35.66% | 0.32777 | 0.19392 | 11825.9094 | 682.672 | 178.5381 | 10964.6993 | 12860.4801 | 751.1653 | 226.0309 | 11883.2839 | 0.04558%
2026 | Tier-3 | 157 | 157-257R | Tier-3---14 | 5--4 | 100% | 23.2973 | 23.2973 | 2061.1876 | 81.54% | 17.79% | 0.6678% | 645.243 | 27.8837 | 142.9115 | 474.4479 | 1003.1098 | 12362.7002 | 42462.8178 | 0.29114 | 13224.8349 | 42462.8178 | 0.31145 | 40818.5088 | 87942.8076 | 0.46415 | 31.3% | 0.36686 | 0.22816 | 5618.4522 | 263.1979 | 939.0969 | 4416.1574 | 6206.0588 | 268.1898 | 1374.5474 | 4563.3216 | 0.02128%
2026 | Tier-3 | 157 | 157-273R | Tier-3---14 | 5--4 | 100% | 8.5826 | 8.5826 | 1867.403 | 95.01% | 4.712% | 0.2778% | 542.7493 | 30.4805 | 36.8063 | 475.4624 | 367.2048 | 10398.9455 | 15598.2868 | 0.66667 | 10738.5943 | 15598.2868 | 0.68845 | 34334.6877 | 32249.8729 | 1.0646 | 29.06% | 0.32295 | 0.19196 | 5782.3142 | 331.2593 | 295.5406 | 5155.5144 | 6900.805 | 387.5459 | 467.9756 | 6045.2835 | 0.0179%
2026 | Tier-3 | 73 | 73-23R | Tier-3---9 | 5--5 | 100% | 8.3244 | 8.3244 | 5733.7907 | 98.41% | 1.505% | 0.0877% | 654.718 | 38.1891 | 33.8305 | 582.6984 | 331.8236 | 12544.2374 | 14662.8511 | 0.85551 | 12907.7759 | 14662.8511 | 0.8803 | 41417.899 | 29740.3323 | 1.3927 | 11.42% | 0.21349 | 0.1324 | 26857.2697 | 1634.3076 | 394.5626 | 24828.3995 | 38362.2144 | 2237.6353 | 1982.2453 | 34142.3338 | 0.02159%
2028 | Tier-3 | TM1 | TM1-10R | Tier-3---12 | 5--5 | 100% | 3.4327 | 3.4327 | 3782.8568 | 99.48% | 0.4537% | 0.066% | 1802.1944 | 92.6267 | 6.8016 | 1702.7661 | 229.7915 | 31421.4737 | 7122.9156 | 4.4113 | 31934.2798 | 7122.9156 | 4.4833 | 115128.4998 | 18322.8227 | 6.2833 | 47.64% | 0.093421 | 0.054037 | 40492.6609 | 2080.2531 | 189.7576 | 38222.6503 | 36653.6818 | 1883.8753 | 138.3342 | 34631.4723 | 0.05943%
2028 | Tier-3 | 1233 | 1233-585R | Tier-3---12 | 5--5 | 100% | 6.3138 | 6.3138 | 3561.9587 | 98.42% | 1.457% | 0.1235% | 1632.1907 | 95.715 | 20.9301 | 1515.5457 | 343.3479 | 28457.4381 | 11718.5072 | 2.4284 | 29059.04 | 11718.5072 | 2.4798 | 104268.2526 | 28634.8895 | 3.6413 | 45.82% | 0.12988 | 0.075393 | 27424.4063 | 1597.7111 | 397.7458 | 25428.9493 | 25596.252 | 1501.0163 | 328.2281 | 23767.0076 | 0.05382%
2028 | Tier-2 | 452 | 452-38AE | Tier-2---4 | 2--5 | 100% | 2.8002 | 2.8002 | 2823.7515 | 99.93% | 0% | 0.06613% | 1397.1055 | 123.6967 | 0.07293 | 1273.3359 | 155.4217 | 24358.7006 | 5252.0412 | 4.6379 | 24997.0478 | 5252.0412 | 4.7595 | 89250.4496 | 12900.6258 | 6.9183 | 49.48% | 0.011395 | 0.0070718 | 247801.8355 | 21945.5544 | 160.9262 | 225695.355 | 201737.3144 | 17861.3806 | 10.5309 | 183865.4029 | 0.04607%
2028 | Tier-3 | 1458 | 1458-1058F | Tier-3---13 | 5--5 | 100% | 1.4878 | 1.4878 | 2365.6896 | 85.54% | 14.42% | 0.04244% | 855.9473 | 45.3663 | 134.8762 | 675.7048 | 59.9037 | 14923.5425 | 2395.2086 | 6.2306 | 15853.1509 | 2395.2086 | 6.6187 | 54679.9644 | 5405.8713 | 10.1149 | 36.18% | 0.13833 | 0.079335 | 17101.412 | 929.1062 | 2240.5309 | 13931.7749 | 19030.0137 | 1008.6144 | 2998.6607 | 15022.7385 | 0.02823%
2028 | Tier-3 | 79 | 79-660R | Tier-3---14 | 5--3 | 100% | 7.3375 | 7.3375 | 2087.0386 | 97.47% | 2.263% | 0.2704% | 1069.3541 | 47.4471 | 20.6645 | 1001.2425 | 375.9971 | 18644.3156 | 13217.1727 | 1.4106 | 18995.6042 | 13217.1727 | 1.4372 | 68312.903 | 31807.1044 | 2.1477 | 51.24% | 0.45747 | 0.26332 | 4562.1181 | 197.7916 | 116.9677 | 4247.3588 | 3864.7996 | 171.4807 | 74.6845 | 3618.6345 | 0.03526%
2028 | Tier-2 | 520 | 520-45 | Tier-2---8 | 5--5 | 100% | 8.8332 | 8.8332 | 2044.6463 | 97.57% | 2.13% | 0.298% | 557.8375 | 27.7948 | 16.5001 | 513.5426 | 414.1743 | 9725.9628 | 15240.7146 | 0.63816 | 9954.4156 | 15240.7146 | 0.65315 | 35635.9956 | 35833.3752 | 0.99449 | 27.28% | 0.10446 | 0.067588 | 19573.1854 | 982.4694 | 415.3687 | 18175.3473 | 21998.1827 | 1096.0816 | 650.6765 | 20251.4245 | 0.0184%

## SPRP
Strategic Pole Replacement - Risk & Cost Benefit | [29 empty] | Summary Table |  | Baseline 2024 | Baseline 2024 | Baseline 2024 | WACC | WACC | WACC | H.D.R | H.D.R | H.D.R | S.D.R | S.D.R | S.D.R
[30 empty] | Year | Total Units | WF + PSPS + PEDS Risk Baseline (K$) | Baseline Risk Reduction (K$) | Baseline Risk Reduction (%) | PV Risk Reduced (K$) Year 40 | PV Total Cost Capital + O&M (K$) Year 40 | BCR WACC | PV Risk Reduced (K$) Year 40 | PV Total Cost Capital + O&M (K$) Year 40 | BCR HDR | PV Risk Reduced (K$) Year 40 | PV Total Cost Capital + O&M (K$) Year 40 | BCR SDR | Service Territory Risk Reduction (%)
back to index | [29 empty] | 2026 | 200 | 98550.2033 | 1326.0872 | 1.346% | 23296.553 | 5259.5998 | 4.4293 | 23296.553 | 5259.5998 | 4.4293 | 58729.9288 | 5540.6275 | 10.5999 | 0.04373%
[9 empty] | Assumptions | Value | Units | Last Update | Comments |  |  |  | Notes | [12 empty] | 2027 | 200 | 100008.7722 | 1504.1815 | 1.504% | 25207.9347 | 5017.3009 | 5.0242 | 25207.9347 | 5017.3009 | 5.0242 | 66943.9477 | 5567.7874 | 12.0234 | 0.0496%
[9 empty] | Capital Cost only in Year 0 | 25 | K$/unit | 2025-05-07 |  |  |  |  | [1] SDG&E does not calculate the risk reduction for the safety and reliability attributes for this program. All risk reduction is considered to fall within the financial attribute. | [12 empty] | 2028 | 200 | 81394.9393 | 1107.8034 | 1.361% | 17709.9434 | 4786.1642 | 3.7002 | 17709.9434 | 4786.1642 | 3.7002 | 49544.7312 | 5595.0805 | 8.8551 | 0.03653%
[9 empty] | Service Drop factor | 0% | % | 2025-05-07 | Factor to account for Service drop miles |  |  |  | [2] To avoid double counting of foundational cost SDG&E assumes no foundational cost for this program. | [12 empty] | Total 2026-2028 | 600 | 279953.9148 | 3938.0722 | 1.407% | 66214.4311 | 15063.0649 | 4.3958 | 66214.4311 | 15063.0649 | 4.3958 | 175218.6078 | 16703.4953 | 10.4899 | 0.1299%
[9 empty] | OH to UG conversion factor | 0% | % | 2025-05-07 | Factor to account for OH to UG extra miles
[9 empty] | Long-term Ongoing costs | 0 | $/unit | 2025-05-07 | Includes ongoing foundational costs expected over the entire lifespan.
[9 empty] | Lifetime | 40 | Years | 2025-05-07 | Expected lifetime (defined as 40 years) of the infrastructure
[9 empty] | Inflation Assumption to adjust Baseline | 2.5% |  | 2025-05-07
[9 empty] | Mitigation Effectiveness Estimate (%) | 39% | % | 2025-05-07
[9 empty] | Additional Installation Cost (O&M) only in Year 0 | 2.568 | K$/unit | 2025-05-07 | This cost does not represent annual O&M activities; it is incurred during the installation that cannot be capitalized.
[13 empty] | [1] | [1] | [1] | [2]
[8 empty] | Baseline 2025 | Baseline 2025 | Baseline 2025 | Baseline 2025 | Baseline 2025 | Baseline 2025 | Baseline 2025 | Baseline 2025 | Baseline 2025 | WACC | WACC | WACC | H.D.R | H.D.R | H.D.R | S.D.R | S.D.R | S.D.R |  |  |  | Pre - Mitigation CoRE |  |  |  | Post - Mitigation CoRE
Year | Feeder | Feeder Segment | HFTD Tier | Tranche ID HTM | Tranche ID Quintile | Total Units | Units (Poles) | WF + PSPS + PEDS Risk Baseline (K$/year) | Baseline Wildfire (%) | Baseline PSPS (%) | Baseline PEDS (%) | Risk Reduction (K$/year) | Safety Risk Reduction (K$/year) | Reliability Risk Reduction (K$/year) | Financial Risk Reduction (K$/year) | Mitigation Annual Cost (K$/year) | PV Risk Reduced (K$) Year 55 | PV Total Cost Capital + O&M (K$) Year 55 | BCR WACC | PV Risk Reduced (K$) Year 55 | PV Total Cost Capital + O&M (K$) Year 55 | BCR HDR | PV Risk Reduced (K$) Year 55 | PV Total Cost Capital + O&M (K$) Year 55 | BCR SDR | Risk Reduction % | Pre-Mitigation LoRE | Post-Mitigation LoRE | Pre-Mitigated CoRE [K$] | Pre-Mitigated CoRE Safety [K$] | Pre-Mitigated CoRE Reliability [K$] | Pre-Mitigated CoRE Financial [K$] | Post-Mitigated CoRE [K$] | Post-Mitigated CoRE Safety [K$] | Post-Mitigated CoRE Reliability [K$] | Post-Mitigated CoRE Financial [K$] | Service Territory Risk Reduction (%)
2026 | 239 | 239-2207R | Tier-3 | Tier-3---16 | 4--4 | 127 | 4 | 860.3234 | 98.08% | 1.495% | 0.4234% | 10.365 | 0 | 0 | 10.365 | 0 | 182.0907 | 105.192 | 1.731 | 182.0907 | 105.192 | 1.731 | 459.0454 | 110.8125 | 4.1425 | 1.205% | 0.078224 | 0.077263 | 10998.2588 | 773.4899 | 185.1971 | 10039.5718 | 11000.8833 | 0 | 0 | 11000.8833 | 0.0003418%
2026 | 239 | 239-2211R | Tier-3 | Tier-3---16 | 5--4 | 55 | 2 | 1585.1718 | 98.67% | 1.22% | 0.1095% | 22.1817 | 0 | 0 | 22.1817 | 0 | 389.6857 | 52.596 | 7.409 | 389.6857 | 52.596 | 7.409 | 982.3861 | 55.4063 | 17.7306 | 1.399% | 0.11902 | 0.11733 | 13318.69 | 748.7589 | 155.3385 | 12414.5926 | 13321.2377 | 0 | 0 | 13321.2377 | 0.0007315%
2026 | 1023 | 1023-46AE | Tier-2 | Tier-2---2 | 5--5 | 469 | 34 | 9469.9149 | 95.98% | 3.884% | 0.1387% | 256.9728 | 0 | 0 | 256.9728 | 0 | 4514.4689 | 894.132 | 5.049 | 4514.4689 | 894.132 | 5.049 | 11380.8442 | 941.9067 | 12.0828 | 2.714% | 0.13914 | 0.1352 | 68062.6824 | 3656.971 | 2513.7394 | 61891.9719 | 68142.3368 | 0 | 0 | 68142.3368 | 0.008474%
2026 | 1023 | 1023-48R | Tier-2 | Tier-2---5 | 5--5 | 380 | 12 | 3773.8473 | 97.39% | 2.337% | 0.2725% | 45.2649 | 0 | 0 | 45.2649 | 0 | 795.2084 | 315.576 | 2.5199 | 795.2084 | 315.576 | 2.5199 | 2004.6971 | 332.4376 | 6.0303 | 1.199% | 0.12816 | 0.12658 | 29445.7307 | 1737.6729 | 715.7665 | 26992.2913 | 29455.3135 | 0 | 0 | 29455.3135 | 0.001493%
2026 | 1023 | 1023-89R | Tier-2 | Tier-2---11 | 4--4 | 119 | 2 | 585.5086 | 87.68% | 11.85% | 0.4758% | 3.3649 | 0 | 0 | 3.3649 | 0 | 59.1141 | 52.596 | 1.1239 | 59.1141 | 52.596 | 1.1239 | 149.025 | 55.4063 | 2.6897 | 0.5747% | 0.083403 | 0.082857 | 7020.201 | 414.9664 | 782.0246 | 5823.21 | 7025.9084 | 0 | 0 | 7025.9084 | 0.000111%
2026 | 175 | 175-2024R | Tier-2 | Tier-2---5 | 5--5 | 103 | 8 | 4029.0085 | 99.1% | 0.8147% | 0.08289% | 120.9483 | 0 | 0 | 120.9483 | 0 | 2124.8058 | 210.384 | 10.0997 | 2124.8058 | 210.384 | 10.0997 | 5356.5732 | 221.6251 | 24.1695 | 3.002% | 0.19114 | 0.18535 | 21078.6803 | 2171.1598 | 170.5146 | 18737.0059 | 21084.5906 | 0 | 0 | 21084.5906 | 0.003988%
2026 | 175 | 175-64R | Tier-3 | Tier-3---11 | 5--5 | 239 | 22 | 4385.4004 | 97.52% | 2.308% | 0.1684% | 153.5351 | 0 | 0 | 153.5351 | 0 | 2697.2879 | 578.556 | 4.6621 | 2697.2879 | 578.556 | 4.6621 | 6799.7839 | 609.469 | 11.1569 | 3.501% | 0.20232 | 0.19506 | 21675.2228 | 1490.2349 | 476.6065 | 19708.3814 | 21695.2111 | 0 | 0 | 21695.2111 | 0.005063%
2026 | 175 | 175-90R | Tier-3 | Tier-3---9 | 5--5 | 300 | 7 | 5741.4949 | 96.86% | 2.992% | 0.1472% | 50.6076 | 0 | 0 | 50.6076 | 0 | 889.0682 | 184.086 | 4.8296 | 889.0682 | 184.086 | 4.8296 | 2241.3148 | 193.922 | 11.5578 | 0.8814% | 0.20491 | 0.20305 | 28019.3198 | 1604.6601 | 781.1853 | 25633.4744 | 28027.3969 | 0 | 0 | 28027.3969 | 0.001669%
2026 | 175 | 175-94R | Tier-2 | Tier-2---10 | 5--4 | 52 | 1 | 836.2457 | 79.76% | 20.09% | 0.1547% | 5.0023 | 0 | 0 | 5.0023 | 0 | 87.8803 | 26.298 | 3.3417 | 87.8803 | 26.298 | 3.3417 | 221.5436 | 27.7031 | 7.9971 | 0.5982% | 0.16555 | 0.16431 | 5051.3061 | 289.0942 | 923.2368 | 3838.9751 | 5059.0325 | 0 | 0 | 5059.0325 | 0.000165%
2026 | 411 | 411-1873R | Tier-2 | Tier-2---7 | 4--5 | 342 | 7 | 1857.5393 | 97.83% | 1.797% | 0.3696% | 14.5065 | 0 | 0 | 14.5065 | 0 | 254.8486 | 184.086 | 1.3844 | 254.8486 | 184.086 | 1.3844 | 642.466 | 193.922 | 3.313 | 0.781% | 0.04682 | 0.046446 | 39673.886 | 2968.3717 | 1138.6008 | 35566.9135 | 39680.802 | 0 | 0 | 39680.802 | 0.0004784%
2026 | 411 | 411-30R | Tier-3 | Tier-3---6 | 5--5 | 856 | 14 | 6370.0414 | 98.47% | 1.262% | 0.272% | 40.008 | 0 | 0 | 40.008 | 0 | 702.8562 | 368.172 | 1.909 | 702.8562 | 368.172 | 1.909 | 1771.88 | 387.8439 | 4.5685 | 0.6281% | 0.10309 | 0.10244 | 61789.3921 | 5810.5604 | 997.631 | 54981.2006 | 61795.4772 | 0 | 0 | 61795.4772 | 0.001319%
2026 | 411 | 411-47R | Tier-2 | Tier-2---9 | 4--5 | 459 | 12 | 1350.4062 | 95.97% | 3.342% | 0.6845% | 13.2145 | 0 | 0 | 13.2145 | 0 | 232.1511 | 315.576 | 0.73564 | 232.1511 | 315.576 | 0.73564 | 585.2462 | 332.4376 | 1.7605 | 0.9786% | 0.063274 | 0.062629 | 21342.1296 | 2028.2504 | 1280.5502 | 18033.3289 | 21350.9806 | 0 | 0 | 21350.9806 | 0.0004358%
2026 | 597 | 597-595 | Tier-2 | Tier-2---1 | 5--5 | 398 | 5 | 18774.394 | 95.55% | 4.388% | 0.06321% | 87.891 | 0 | 0 | 87.891 | 0 | 1544.0593 | 131.49 | 11.7428 | 1544.0593 | 131.49 | 11.7428 | 3892.5284 | 138.5157 | 28.1017 | 0.4681% | 0.15307 | 0.15232 | 122655.7075 | 12289.1487 | 5017.0863 | 105349.4725 | 122682.5865 | 0 | 0 | 122682.5865 | 0.002898%
2026 | 599 | 599-19R | Tier-2 | Tier-2---1 | 5--5 | 753 | 26 | 25743.4561 | 99.4% | 0.5253% | 0.0786% | 344.5715 | 0 | 0 | 344.5715 | 0 | 6053.3945 | 683.748 | 8.8533 | 6053.3945 | 683.748 | 8.8533 | 15260.4304 | 720.2816 | 21.1868 | 1.338% | 0.15161 | 0.14957 | 169796.7072 | 9028.2208 | 940.8004 | 159827.6859 | 169810.7026 | 0 | 0 | 169810.7026 | 0.01136%
2026 | 599 | CB 599 | Tier-2 | Tier-2---4 | 4--5 | 369 | 20 | 4323.2442 | 99.81% | 0% | 0.1903% | 91.2117 | 0 | 0 | 91.2117 | 0 | 1602.3976 | 525.96 | 3.0466 | 1602.3976 | 525.96 | 3.0466 | 4039.5975 | 554.0627 | 7.2909 | 2.11% | 0.043095 | 0.042184 | 100319.859 | 10016.8763 | 926.348 | 89376.6347 | 100323.9818 | 0 | 0 | 100323.9818 | 0.003008%
2027 | 1138 | 1138-6R | Tier-2 | Tier-2---5 | 5--5 | 804 | 24 | 4663.8779 | 91.12% | 8.567% | 0.3106% | 49.4757 | 0 | 0 | 49.4757 | 0 | 829.1427 | 602.0761 | 1.3771 | 829.1427 | 602.0761 | 1.3771 | 2201.9291 | 668.1345 | 3.2956 | 1.061% | 0.17153 | 0.16953 | 27190.5644 | 2036.5744 | 2249.3585 | 22904.6315 | 27218.997 | 0 | 0 | 27218.997 | 0.001632%
2027 | 209 | 209-1769F | Tier-2 | Tier-2---6 | 5--5 | 1069 | 23 | 8462.8018 | 99.74% | 0% | 0.2593% | 70.8274 | 0 | 0 | 70.8274 | 0 | 1186.9667 | 576.9896 | 2.0572 | 1186.9667 | 576.9896 | 2.0572 | 3152.1914 | 640.2955 | 4.923 | 0.8369% | 0.11169 | 0.11076 | 75768.5529 | 4573.9666 | 302.4119 | 70892.1744 | 75770.2151 | 0 | 0 | 75770.2151 | 0.002336%
2027 | 234 | 234-48R | Tier-2 | Tier-2---4 | 4--5 | 334 | 5 | 4939.3792 | 99.46% | 0.3916% | 0.1518% | 28.681 | 0 | 0 | 28.681 | 0 | 480.6524 | 125.4325 | 3.832 | 480.6524 | 125.4325 | 3.832 | 1276.4541 | 139.1947 | 9.1703 | 0.5807% | 0.047931 | 0.047652 | 103051.0114 | 8933.6439 | 586.3727 | 93530.9949 | 103054.3 | 0 | 0 | 103054.3 | 0.0009458%
2026 | 246 | 246-34R | Tier-3 | Tier-3---12 | 4--5 | 436 | 6 | 3387.0058 | 94.54% | 5.197% | 0.2577% | 17.1863 | 0 | 0 | 17.1863 | 0 | 301.9273 | 157.788 | 1.9135 | 301.9273 | 157.788 | 1.9135 | 761.1499 | 166.2188 | 4.5792 | 0.5074% | 0.070488 | 0.07011 | 48050.8143 | 3484.7024 | 2545.4197 | 42020.6922 | 48064.9586 | 0 | 0 | 48064.9586 | 0.0005667%
2026 | 249 | 249-24R | Tier-3 | Tier-3---12 | 5--5 | 464 | 10 | 3753.23 | 95.85% | 3.876% | 0.273% | 30.2377 | 0 | 0 | 30.2377 | 0 | 531.2126 | 262.98 | 2.02 | 531.2126 | 262.98 | 2.02 | 1339.1715 | 277.0314 | 4.834 | 0.8056% | 0.10094 | 0.10009 | 37183.961 | 2746.2949 | 1426.8186 | 33010.8475 | 37197.0378 | 0 | 0 | 37197.0378 | 0.0009971%
2027 | 352 | 352-27R | Tier-3 | Tier-3---2 | 5--5 | 359 | 9 | 18614.1823 | 99.36% | 0.5928% | 0.04664% | 180.83 | 0 | 0 | 180.83 | 0 | 3030.4527 | 225.7785 | 13.4222 | 3030.4527 | 225.7785 | 13.4222 | 8047.8815 | 250.5504 | 32.1208 | 0.9715% | 0.11814 | 0.11698 | 157566.7738 | 12769.0481 | 931.5035 | 143866.2223 | 157576.7226 | 0 | 0 | 157576.7226 | 0.005963%
2027 | 354 | 354-1706R | Tier-2 | Tier-2---1 | 5--5 | 481 | 40 | 20510.2592 | 99.17% | 0.7728% | 0.06052% | 659.6545 | 0 | 0 | 659.6545 | 0 | 11054.8682 | 1003.4602 | 11.0167 | 11054.8682 | 1003.4602 | 11.0167 | 29358.0782 | 1113.5575 | 26.3642 | 3.216% | 0.13939 | 0.13487 | 147143.8192 | 11695.5249 | 1352.7634 | 134095.5309 | 147184.919 | 0 | 0 | 147184.919 | 0.02175%
2027 | 354 | 354-24AE | Tier-2 | Tier-2---4 | 4--5 | 89 | 5 | 3653.654 | 88.54% | 11.39% | 0.07412% | 70.8747 | 0 | 0 | 70.8747 | 0 | 1187.758 | 125.4325 | 9.4693 | 1187.758 | 125.4325 | 9.4693 | 3154.2929 | 139.1947 | 22.661 | 1.94% | 0.080555 | 0.07879 | 45356.2427 | 2136.2059 | 4816.4156 | 38403.6212 | 45472.7214 | 0 | 0 | 45472.7214 | 0.002337%
2027 | 450 | 450-114F | Tier-1 | Non-HFTD---7 | 1--4 | 25 | 2 | 28.615 | 98.32% | 0% | 1.684% | 0.87775 | 0 | 0 | 0.87775 | 0 | 14.7098 | 50.173 | 0.29318 | 14.7098 | 50.173 | 0.29318 | 39.0645 | 55.6779 | 0.70162 | 3.067% | 0.0023436 | 0.0022705 | 12209.8338 | 985.9092 | 737.8505 | 10486.074 | 12216.4564 | 0 | 0 | 12216.4564 | 2.894e-05%
2027 | 450 | 450-1851F | Tier-2 | Tier-2---3 | 5--5 | 209 | 6 | 8274.1225 | 99.23% | 0.7168% | 0.05235% | 91.926 | 0 | 0 | 91.926 | 0 | 1540.5481 | 150.519 | 10.2349 | 1540.5481 | 150.519 | 10.2349 | 4091.1868 | 167.0336 | 24.4932 | 1.111% | 0.099477 | 0.098363 | 83176.2362 | 14607.9335 | 584.6634 | 67983.6393 | 83183.4801 | 0 | 0 | 83183.4801 | 0.003031%
2027 | 450 | 450-1853F | Tier-2 | Tier-2---10 | 4--4 | 44 | 13 | 792.2018 | 92.77% | 7.138% | 0.09408% | 84.6819 | 0 | 0 | 84.6819 | 0 | 1419.1473 | 326.1246 | 4.3516 | 1419.1473 | 326.1246 | 4.3516 | 3768.7865 | 361.9062 | 10.4137 | 10.69% | 0.075291 | 0.066616 | 10521.8374 | 525.9075 | 700.4641 | 9295.4659 | 10620.9339 | 0 | 0 | 10620.9339 | 0.002792%
2027 | 450 | 450-1854 | Tier-2 | Tier-2---9 | 4--4 | 70 | 18 | 1132.2887 | 95.25% | 4.625% | 0.1242% | 108.1599 | 0 | 0 | 108.1599 | 0 | 1812.6047 | 451.5571 | 4.0141 | 1812.6047 | 451.5571 | 4.0141 | 4813.6794 | 501.1009 | 9.6062 | 9.552% | 0.079085 | 0.071154 | 14317.3642 | 967.6824 | 629.1902 | 12720.4915 | 14393.1511 | 0 | 0 | 14393.1511 | 0.003567%
2027 | 450 | 450-88R | Tier-2 | Tier-2---10 | 4--4 | 143 | 2 | 894.3745 | 42.96% | 56.7% | 0.3423% | 2.0958 | 0 | 0 | 2.0958 | 0 | 35.1229 | 50.173 | 0.70004 | 35.1229 | 50.173 | 0.70004 | 93.2749 | 55.6779 | 1.6753 | 0.2343% | 0.082954 | 0.082502 | 10781.5193 | 715.4786 | 5764.4306 | 4301.6101 | 10815.2469 | 0 | 0 | 10815.2469 | 6.911e-05%
2027 | 522 | 522-36 | Tier-2 | Tier-2---16 | 4--3 | 93 | 1 | 116.9577 | 22.53% | 76.17% | 1.295% | 0.11052 | 0 | 0 | 0.11052 | 0 | 1.8522 | 25.0865 | 0.073831 | 1.8522 | 25.0865 | 0.073831 | 4.9187 | 27.8389 | 0.17668 | 0.0945% | 0.031092 | 0.030961 | 3761.7134 | 67.8389 | 2679.063 | 1014.8115 | 3773.9851 | 0 | 0 | 3773.9851 | 3.645e-06%
2027 | 522 | 522-38R | Tier-2 | Tier-2---6 | 4--5 | 606 | 6 | 5639.8414 | 96.44% | 3.339% | 0.2198% | 21.0026 | 0 | 0 | 21.0026 | 0 | 351.9739 | 150.519 | 2.3384 | 351.9739 | 150.519 | 2.3384 | 934.7264 | 167.0336 | 5.596 | 0.3724% | 0.088602 | 0.08826 | 63653.5146 | 7689.6838 | 2180.134 | 53783.6968 | 63662.2953 | 0 | 0 | 63662.2953 | 0.0006926%
2027 | 75 | 75-2259F | Tier-3 | Tier-3---12 | 3--5 | 140 | 2 | 3135.4576 | 99.77% | 0.1421% | 0.08717% | 17.4289 | 0 | 0 | 17.4289 | 0 | 292.0841 | 50.173 | 5.8215 | 292.0841 | 50.173 | 5.8215 | 775.6788 | 55.6779 | 13.9315 | 0.5559% | 0.020337 | 0.020224 | 154171.9995 | 13070.8578 | 336.227 | 140764.9147 | 154173.9795 | 0 | 0 | 154173.9795 | 0.0005747%
2027 | 75 | 75-32R | Tier-3 | Tier-3---13 | 3--5 | 84 | 2 | 1708.3855 | 99.57% | 0.3134% | 0.112% | 15.7961 | 0 | 0 | 15.7961 | 0 | 264.7202 | 50.173 | 5.2761 | 264.7202 | 50.173 | 5.2761 | 703.0093 | 55.6779 | 12.6264 | 0.9246% | 0.014781 | 0.014644 | 115578.2654 | 8310.062 | 472.6259 | 106795.5774 | 115582.873 | 0 | 0 | 115582.873 | 0.0005209%
2027 | 75 | 75-996R | Tier-2 | Tier-2---7 | 4--5 | 319 | 6 | 2211.1377 | 99.23% | 0.4312% | 0.3416% | 16.0943 | 0 | 0 | 16.0943 | 0 | 269.7172 | 150.519 | 1.7919 | 269.7172 | 150.519 | 1.7919 | 716.2799 | 167.0336 | 4.2882 | 0.7279% | 0.043997 | 0.043674 | 50256.3267 | 5074.1581 | 595.0934 | 44587.0751 | 50259.1967 | 0 | 0 | 50259.1967 | 0.0005307%
2027 | 920 | 920-735AE | Tier-2 | Tier-2---7 | 4--5 | 295 | 1 | 1554.328 | 69.02% | 30.62% | 0.3611% | 1.4183 | 0 | 0 | 1.4183 | 0 | 23.7687 | 25.0865 | 0.94747 | 23.7687 | 25.0865 | 0.94747 | 63.1219 | 27.8389 | 2.2674 | 0.09125% | 0.068691 | 0.0686 | 22627.8919 | 1626.4148 | 6446.6356 | 14554.8415 | 22637.1713 | 0 | 0 | 22637.1713 | 4.677e-05%
2027 | 920 | 920-823 | Tier-2 | Tier-2---11 | 4--4 | 127 | 5 | 458.2189 | 68.35% | 31.14% | 0.5113% | 4.8086 | 0 | 0 | 4.8086 | 0 | 80.5851 | 125.4325 | 0.64246 | 80.5851 | 125.4325 | 0.64246 | 214.0073 | 139.1947 | 1.5375 | 1.049% | 0.054577 | 0.053739 | 8395.8542 | 372.9388 | 2350.2741 | 5672.6413 | 8437.2964 | 0 | 0 | 8437.2964 | 0.0001586%
2027 | 1138 | CB 1138 | Tier-2 | Tier-2---10 | 5--4 | 291 | 6 | 765.4961 | 75% | 24.28% | 0.7274% | 4.6164 | 0 | 0 | 4.6164 | 0 | 77.3639 | 150.519 | 0.51398 | 77.3639 | 150.519 | 0.51398 | 205.4531 | 167.0336 | 1.23 | 0.6031% | 0.11418 | 0.11326 | 6704.4211 | 521.4992 | 1615.7801 | 4567.1418 | 6718.0107 | 0 | 0 | 6718.0107 | 0.0001522%
2027 | 1235 | CB 1235 | Tier-2 | Tier-2---6 | 4--5 | 622 | 12 | 6645.572 | 99.09% | 0.6868% | 0.2213% | 49.548 | 0 | 0 | 49.548 | 0 | 830.3535 | 301.0381 | 2.7583 | 830.3535 | 301.0381 | 2.7583 | 2205.1446 | 334.0672 | 6.6009 | 0.7456% | 0.082825 | 0.082202 | 80236.4987 | 5995.4874 | 833.9481 | 73407.0631 | 80242.0225 | 0 | 0 | 80242.0225 | 0.001634%
2027 | 234 | CB 234 | Tier-2 | Tier-2---4 | 4--5 | 352 | 3 | 3294.853 | 98.88% | 0.9043% | 0.2189% | 10.8286 | 0 | 0 | 10.8286 | 0 | 181.4725 | 75.2595 | 2.4113 | 181.4725 | 75.2595 | 2.4113 | 481.9311 | 83.5168 | 5.7705 | 0.3287% | 0.044658 | 0.04451 | 73779.6805 | 5680.9025 | 1107.6673 | 66991.1107 | 73782.4441 | 0 | 0 | 73782.4441 | 0.0003571%
2027 | 246 | CB 246 | Tier-2 | Tier-2---7 | 4--5 | 303 | 6 | 1438.4419 | 90% | 9.47% | 0.5268% | 9.9982 | 0 | 0 | 9.9982 | 0 | 167.5562 | 150.519 | 1.1132 | 167.5562 | 150.519 | 1.1132 | 444.9738 | 167.0336 | 2.664 | 0.6951% | 0.066431 | 0.065918 | 21653.0415 | 2613.8832 | 2643.0483 | 16396.11 | 21669.8885 | 0 | 0 | 21669.8885 | 0.0003297%
2027 | 522 | CB 522 | Tier-2 | Tier-2---9 | 4--5 | 253 | 3 | 1074.3257 | 89.49% | 10.08% | 0.4258% | 4.4463 | 0 | 0 | 4.4463 | 0 | 74.5136 | 75.2595 | 0.99009 | 74.5136 | 75.2595 | 0.99009 | 197.8834 | 83.5168 | 2.3694 | 0.4139% | 0.049006 | 0.048779 | 21922.4202 | 1310.4924 | 2696.6948 | 17915.2331 | 21933.1201 | 0 | 0 | 21933.1201 | 0.0001466%
2028 | 1001 | 1001-1130R | Tier-2 | Tier-2---5 | 5--5 | 104 | 2 | 2758.283 | 96.49% | 3.415% | 0.0991% | 19.9601 | 0 | 0 | 19.9601 | 0 | 319.0928 | 47.8616 | 6.667 | 319.0928 | 47.8616 | 6.667 | 892.683 | 55.9508 | 15.9548 | 0.7236% | 0.10617 | 0.10537 | 25980.7036 | 1397.1019 | 890.7473 | 23692.8544 | 25987.6033 | 0 | 0 | 25987.6033 | 0.0006582%
2028 | 1001 | 1001-1140R | Tier-2 | Tier-2---10 | 5--4 | 31 | 3 | 1005.6854 | 94.09% | 5.81% | 0.1042% | 35.7115 | 0 | 0 | 35.7115 | 0 | 570.904 | 71.7925 | 7.9521 | 570.904 | 71.7925 | 7.9521 | 1597.1415 | 83.9262 | 19.0303 | 3.551% | 0.097832 | 0.09414 | 10279.6968 | 553.7162 | 597.6293 | 9128.3514 | 10303.5439 | 0 | 0 | 10303.5439 | 0.001178%
2028 | 1001 | 1001-1814AE | Tier-2 | Tier-2---11 | 5--3 | 10 | 2 | 409.0622 | 99.15% | 0.7717% | 0.07851% | 31.6356 | 0 | 0 | 31.6356 | 0 | 505.7436 | 47.8616 | 10.5668 | 505.7436 | 47.8616 | 10.5668 | 1414.8509 | 55.9508 | 25.2874 | 7.734% | 0.094213 | 0.086864 | 4341.8958 | 236.5203 | 34.0095 | 4071.3661 | 4345.0186 | 0 | 0 | 4345.0186 | 0.001043%
2028 | 1001 | 1001-1820F | Tier-2 | Tier-2---5 | 5--5 | 146 | 17 | 4222.2471 | 91.41% | 8.486% | 0.103% | 175.2674 | 0 | 0 | 175.2674 | 0 | 2801.9189 | 406.824 | 6.8873 | 2801.9189 | 406.824 | 6.8873 | 7838.5522 | 475.5818 | 16.482 | 4.151% | 0.12846 | 0.12263 | 32868.2878 | 1721.3581 | 2595.1533 | 28551.7765 | 33002.5897 | 0 | 0 | 33002.5897 | 0.00578%
2028 | 1039 | 1039-13 | Tier-2 | Tier-2---3 | 5--5 | 534 | 20 | 15957.1711 | 97.45% | 2.471% | 0.0752% | 227.1478 | 0 | 0 | 227.1478 | 0 | 3631.3066 | 478.6164 | 7.5871 | 3631.3066 | 478.6164 | 7.5871 | 10158.8191 | 559.508 | 18.1567 | 1.423% | 0.1351 | 0.13313 | 118113.2514 | 10500.2075 | 2816.2541 | 104796.7897 | 118157.8292 | 0 | 0 | 118157.8292 | 0.00749%
2026 | 185 | 185-51F | Tier-2 | Tier-2---7 | 4--5 | 260 | 8 | 1723.9707 | 91.93% | 7.724% | 0.3493% | 19.0174 | 0 | 0 | 19.0174 | 0 | 334.0958 | 210.384 | 1.588 | 334.0958 | 210.384 | 1.588 | 842.2457 | 221.6251 | 3.8003 | 1.103% | 0.048222 | 0.047643 | 35751.0066 | 2801.5482 | 2693.3974 | 30256.061 | 35786.064 | 0 | 0 | 35786.064 | 0.0006271%
2028 | 206 | 206-1105 | Tier-2 | Tier-2---9 | 3--5 | 132 | 5 | 1279.0443 | 99.78% | 0% | 0.2159% | 18.8542 | 0 | 0 | 18.8542 | 0 | 301.4132 | 119.6541 | 2.519 | 301.4132 | 119.6541 | 2.519 | 843.2232 | 139.877 | 6.0283 | 1.474% | 0.014019 | 0.013812 | 91236.4892 | 5528.0185 | 303.6221 | 85404.8486 | 91239.4422 | 0 | 0 | 91239.4422 | 0.0006217%
2028 | 206 | 206-1817 | Tier-2 | Tier-2---4 | 4--5 | 413 | 7 | 2976.5734 | 99.75% | 0% | 0.2502% | 19.6264 | 0 | 0 | 19.6264 | 0 | 313.7587 | 167.5157 | 1.873 | 313.7587 | 167.5157 | 1.873 | 877.7606 | 195.8278 | 4.4823 | 0.6594% | 0.038208 | 0.037955 | 77904.8627 | 4581.6453 | 274.9924 | 73048.225 | 77906.1596 | 0 | 0 | 77906.1596 | 0.0006472%
2028 | 206 | 206-953R | Tier-1 | Non-HFTD---1 | 3--5 | 302 | 1 | 1585.8519 | 99.67% | 0% | 0.3254% | 2.0413 | 0 | 0 | 2.0413 | 0 | 32.6332 | 23.9308 | 1.3636 | 32.6332 | 23.9308 | 1.3636 | 91.2935 | 27.9754 | 3.2633 | 0.1287% | 0.026002 | 0.025968 | 60989.6136 | 3906.5302 | 438.6933 | 56644.3901 | 60989.8702 | 0 | 0 | 60989.8702 | 6.731e-05%
2028 | 209 | 209-1769F | Tier-2 | Tier-2---6 | 5--5 | 1069 | 77 | 8462.8018 | 99.74% | 0% | 0.2593% | 237.1179 | 0 | 0 | 237.1179 | 0 | 3790.6951 | 1842.6732 | 2.0572 | 3790.6951 | 1842.6732 | 2.0572 | 10604.7188 | 2154.106 | 4.923 | 2.802% | 0.11169 | 0.10856 | 75768.5529 | 4573.9666 | 302.4119 | 70892.1744 | 75774.2306 | 0 | 0 | 75774.2306 | 0.007819%
2028 | 247 | 247-46 | Tier-3 | Tier-3---16 | 4--5 | 227 | 12 | 1360.3328 | 92.51% | 7.186% | 0.3009% | 25.9459 | 0 | 0 | 25.9459 | 0 | 414.7856 | 287.1699 | 1.4444 | 414.7856 | 287.1699 | 1.4444 | 1160.3899 | 335.7048 | 3.4566 | 1.907% | 0.045228 | 0.044296 | 30076.9614 | 1732.65 | 2090.3581 | 26253.9533 | 30124.3631 | 0 | 0 | 30124.3631 | 0.0008556%
2028 | 247 | 247-48 | Tier-2 | Tier-2---16 | 3--3 | 9 | 1 | 105.2026 | 98.18% | 1.532% | 0.2854% | 4.4759 | 0 | 0 | 4.4759 | 0 | 71.5548 | 23.9308 | 2.9901 | 71.5548 | 23.9308 | 2.9901 | 200.1792 | 27.9754 | 7.1555 | 4.255% | 0.026216 | 0.02508 | 4012.9756 | 252.6865 | 61.3538 | 3698.9353 | 4016.2786 | 0 | 0 | 4016.2786 | 0.0001476%
2028 | 307 | 307-1538F | Tier-2 | Tier-2---7 | 5--5 | 53 | 6 | 2407.2332 | 91.07% | 8.863% | 0.06623% | 96.7915 | 0 | 0 | 96.7915 | 0 | 1547.3606 | 143.5849 | 10.7766 | 1547.3606 | 143.5849 | 10.7766 | 4328.843 | 167.8524 | 25.7896 | 4.021% | 0.10098 | 0.09652 | 23839.1374 | 1161.7116 | 1913.71 | 20763.7158 | 23937.4606 | 0 | 0 | 23937.4606 | 0.003192%
2028 | 307 | 307-234R | Tier-2 | Tier-2---4 | 5--5 | 109 | 2 | 4762.848 | 95.55% | 4.384% | 0.07015% | 32.5646 | 0 | 0 | 32.5646 | 0 | 520.5958 | 47.8616 | 10.8771 | 520.5958 | 47.8616 | 10.8771 | 1456.401 | 55.9508 | 26.03 | 0.6837% | 0.11001 | 0.10922 | 43295.9421 | 2235.6738 | 1794.1526 | 39266.1157 | 43309.8419 | 0 | 0 | 43309.8419 | 0.001074%
2028 | 387 | 387-11 | Tier-2 | Tier-2---7 | 4--5 | 523 | 2 | 2227.2808 | 89.28% | 10.33% | 0.3978% | 2.9655 | 0 | 0 | 2.9655 | 0 | 47.4086 | 47.8616 | 0.99053 | 47.4086 | 47.8616 | 0.99053 | 132.6287 | 55.9508 | 2.3705 | 0.1331% | 0.091496 | 0.09136 | 24342.9313 | 2581.935 | 2507.4231 | 19253.5732 | 24346.8305 | 0 | 0 | 24346.8305 | 9.779e-05%
2028 | 387 | 387-15 | Tier-3 | Tier-3---16 | 4--5 | 140 | 2 | 1455.0528 | 89.01% | 10.72% | 0.2619% | 7.2162 | 0 | 0 | 7.2162 | 0 | 115.3615 | 47.8616 | 2.4103 | 115.3615 | 47.8616 | 2.4103 | 322.7313 | 55.9508 | 5.7681 | 0.4959% | 0.072601 | 0.072197 | 20041.7181 | 1414.1085 | 2071.8969 | 16555.7127 | 20054.0533 | 0 | 0 | 20054.0533 | 0.000238%
2028 | 396 | 396-699R | Tier-2 | Tier-2---5 | 5--5 | 748 | 16 | 3136.9517 | 88.18% | 11.4% | 0.4202% | 23.0761 | 0 | 0 | 23.0761 | 0 | 368.9074 | 382.8931 | 0.96347 | 368.9074 | 382.8931 | 0.96347 | 1032.0428 | 447.6064 | 2.3057 | 0.7356% | 0.15664 | 0.15533 | 20026.8881 | 1646.7402 | 2215.8438 | 16164.3042 | 20046.8011 | 0 | 0 | 20046.8011 | 0.000761%
2028 | 452 | 452-1404F | Tier-2 | Tier-2---12 | 1--5 | 20 | 1 | 625.5425 | 99.9% | 0% | 0.09615% | 12.1864 | 0 | 0 | 12.1864 | 0 | 194.8176 | 23.9308 | 8.1409 | 194.8176 | 23.9308 | 8.1409 | 545.015 | 27.9754 | 19.4819 | 1.948% | 0.0036434 | 0.0035724 | 171691.9584 | 19885.3998 | 159.1121 | 151647.4464 | 171695.2414 | 0 | 0 | 171695.2414 | 0.0004019%
2028 | 452 | 452-38AE | Tier-2 | Tier-2---4 | 2--5 | 71 | 3 | 2823.7515 | 99.93% | 0% | 0.06613% | 46.5015 | 0 | 0 | 46.5015 | 0 | 743.3976 | 71.7925 | 10.3548 | 743.3976 | 71.7925 | 10.3548 | 2079.7037 | 83.9262 | 24.7801 | 1.647% | 0.011395 | 0.011207 | 247801.8355 | 21945.5544 | 160.9262 | 225695.355 | 247804.5811 | 0 | 0 | 247804.5811 | 0.001533%
2028 | 452 | 452-717 | Tier-2 | Tier-2---19 | 1--5 | 17 | 1 | 24.802 | 99.04% | 0% | 0.9608% | 0.56352 | 0 | 0 | 0.56352 | 0 | 9.0087 | 23.9308 | 0.37645 | 9.0087 | 23.9308 | 0.37645 | 25.2026 | 27.9754 | 0.90088 | 2.272% | 0.000973 | 0.00095068 | 25490.2561 | 6996.0643 | 227.4113 | 18266.7805 | 25496.0064 | 0 | 0 | 25496.0064 | 1.858e-05%
2028 | 522 | 522-36 | Tier-2 | Tier-2---16 | 4--3 | 93 | 1 | 116.9577 | 22.53% | 76.17% | 1.295% | 0.11052 | 0 | 0 | 0.11052 | 0 | 1.7668 | 23.9308 | 0.073831 | 1.7668 | 23.9308 | 0.073831 | 4.9428 | 27.9754 | 0.17668 | 0.0945% | 0.031092 | 0.030961 | 3761.7134 | 67.8389 | 2679.063 | 1014.8115 | 3773.9851 | 0 | 0 | 3773.9851 | 3.645e-06%
2028 | 247 | CB 247 | Tier-2 | Tier-2---12 | 4--4 | 90 | 2 | 379.7423 | 70.28% | 29.01% | 0.71% | 2.313 | 0 | 0 | 2.313 | 0 | 36.9764 | 47.8616 | 0.77257 | 36.9764 | 47.8616 | 0.77257 | 103.444 | 55.9508 | 1.8488 | 0.6091% | 0.038566 | 0.038232 | 9846.5066 | 767.6776 | 3381.19 | 5697.6391 | 9872.0906 | 0 | 0 | 9872.0906 | 7.627e-05%
2028 | 387 | CB 387 | Tier-1 | Non-HFTD---2 | 4--4 | 257 | 3 | 522.65 | 70.14% | 28.94% | 0.9137% | 1.669 | 0 | 0 | 1.669 | 0 | 26.6809 | 71.7925 | 0.37164 | 26.6809 | 71.7925 | 0.37164 | 74.6415 | 83.9262 | 0.88937 | 0.3193% | 0.067633 | 0.067325 | 7727.6908 | 459.9308 | 2418.1557 | 4849.6044 | 7738.2429 | 0 | 0 | 7738.2429 | 5.504e-05%
2028 | 396 | CB 396 | Tier-2 | Tier-2---11 | 5--4 | 145 | 1 | 669.8148 | 14.34% | 85.25% | 0.4034% | 0.25839 | 0 | 0 | 0.25839 | 0 | 4.1308 | 23.9308 | 0.17262 | 4.1308 | 23.9308 | 0.17262 | 11.5562 | 27.9754 | 0.41309 | 0.03858% | 0.10036 | 0.10009 | 6674.121 | 114.298 | 5341.1785 | 1218.6444 | 6689.5389 | 0 | 0 | 6689.5389 | 8.521e-06%
2028 | 523 | CB 523 | Tier-2 | Tier-2---13 | 4--4 | 259 | 5 | 305.5692 | 37.2% | 61.32% | 1.484% | 0.85577 | 0 | 0 | 0.85577 | 0 | 13.6809 | 119.6541 | 0.11434 | 13.6809 | 119.6541 | 0.11434 | 38.2731 | 139.877 | 0.27362 | 0.2801% | 0.044603 | 0.044267 | 6850.8655 | 393.6973 | 4462.8655 | 1994.3028 | 6883.5047 | 0 | 0 | 6883.5047 | 2.822e-05%
2028 | 231 | 231-1136R | Tier-2 | Tier-2---7 | 4--5 | 357 | 3 | 2730.9177 | 98.3% | 1.373% | 0.325% | 8.7981 | 0 | 0 | 8.7981 | 0 | 140.6508 | 71.7925 | 1.9591 | 140.6508 | 71.7925 | 1.9591 | 393.4799 | 83.9262 | 4.6884 | 0.3222% | 0.054655 | 0.054475 | 49966.8413 | 3802.7952 | 1680.0986 | 44483.9475 | 49969.6313 | 0 | 0 | 49969.6313 | 0.0002901%
2028 | 221 | 221-37AE | Tier-3 | Tier-3---11 | 5--5 | 244 | 1 | 3934.7733 | 97.03% | 2.838% | 0.1358% | 6.1021 | 0 | 0 | 6.1021 | 0 | 97.5521 | 23.9308 | 4.0764 | 97.5521 | 23.9308 | 4.0764 | 272.9084 | 27.9754 | 9.7553 | 0.1551% | 0.19925 | 0.19893 | 19747.6238 | 1157.9249 | 618.5884 | 17971.1105 | 19748.5641 | 0 | 0 | 19748.5641 | 0.0002012%
2028 | 971 | 971-1973R | Tier-3 | Tier-3---4 | 5--5 | 344 | 4 | 15148.7962 | 99.05% | 0.8967% | 0.0506% | 68.0473 | 0 | 0 | 68.0473 | 0 | 1087.8405 | 95.7233 | 11.3644 | 1087.8405 | 95.7233 | 11.3644 | 3043.3054 | 111.9016 | 27.1963 | 0.4492% | 0.14704 | 0.14637 | 103024.8612 | 7594.4752 | 905.6636 | 94524.7224 | 103029.307 | 0 | 0 | 103029.307 | 0.002244%

## Distribution_Underbuilt
Distribution Underbuilt - Risk & Cost Benefit | [29 empty] | Summary Table |  | Baseline 2024 | Baseline 2024 | Baseline 2024 | WACC | WACC | WACC | H.D.R | H.D.R | H.D.R | S.D.R | S.D.R | S.D.R
[30 empty] | Year | Total Units (miles) | WF + PSPS + PEDS Risk Baseline (K$) | Baseline Risk Reduction (K$) | Baseline Risk Reduction (%) | PV Risk Reduced (K$) Year 40 | PV Total Cost Capital + O&M (K$) Year 40 | BCR WACC | PV Risk Reduced (K$) Year 40 | PV Total Cost Capital + O&M (K$) Year 40 | BCR HDR | PV Risk Reduced (K$) Year 40 | PV Total Cost Capital + O&M (K$) Year 40 | BCR SDR | Service Territory Risk Reduction (%)
back to index | [29 empty] | 2026 | 0.66155 | 436.6355 | 8.7266 | 1.999% | 153.3078 | 552.8786 | 0.27729 | 153.3078 | 552.8786 | 0.27729 | 386.4845 | 475538.8314 | 0.00081273 | 0.0002878%
[9 empty] | Assumptions | Value | Units | Last Update | Comments | [16 empty] | 2027 | 1.1004 | 819.0659 | 55.2857 | 6.75% | 926.5095 | 877.2528 | 1.0561 | 926.5095 | 877.2528 | 1.0561 | 2460.5033 | 794853.7483 | 0.0030955 | 0.001823%
[9 empty] | Capital Cost only in Year 0 | 714.81 | K$/unit | 2025-05-07 | [5 empty] | [1] SDG&E does not calculate the risk reduction for the safety and reliability attributes for this program. All risk reduction is considered to fall within the financial attribute. | [11 empty] | 2028 | 1.9777 | 5949.5352 | 66.2041 | 1.113% | 1058.3744 | 1504.0066 | 0.7037 | 1058.3744 | 1504.0066 | 0.7037 | 2960.8721 | 1435550.5063 | 0.0020625 | 0.002183%
[9 empty] | Service Drop factor | 0% | % | 2025-05-07 | Factor to account for Service drop miles | [16 empty] | Total 2026-2028 | 3.7396 | 7205.2366 | 130.2164 | 1.807% | 2138.1918 | 2934.1379 | 0.72873 | 2138.1918 | 2934.1379 | 0.72873 | 5807.8598 | 2705943.0859 | 0.0021463 | 0.004294%
[9 empty] | OH to UG conversion factor | 0% | % | 2025-05-07 | Factor to account for OH to UG extra miles
[9 empty] | Long-term Ongoing costs | 8.0298 | K$/unit | 2025-05-07 | Includes ongoing foundational costs expected over the entire lifespan.
[9 empty] | Lifetime | 40 | Years | 2025-05-07 | Expected lifetime (defined as 40 years) of the infrastructure
[9 empty] | Inflation Assumption to adjust Baseline | 2.5% |  | 2025-05-07
[9 empty] | Mitigation Effectiveness Estimate (%) | 39% | % | 2025-05-07
[9 empty] | Additional Installation Cost (O&M) only in Year 0 | 0 | K$/unit | 2025-05-07 | This cost does not represent annual O&M activities; it is incurred during the installation that cannot be capitalized. | [24 empty] | `
[13 empty] | [1] | [1] | [1]
[6 empty] | OH miles | OH miles | Baseline 2025 | Baseline 2025 | Baseline 2025 | Baseline 2025 | Baseline 2025 | Baseline 2025 | Baseline 2025 | Baseline 2025 | Baseline 2025 | WACC | WACC | WACC | H.D.R | H.D.R | H.D.R | S.D.R | S.D.R | S.D.R |  |  |  | Pre - Mitigation CoRE |  |  |  | Post - Mitigation CoRE
Year | HFTD Tier | Feeder | Feeder Segment | Tranche ID HTM | Tranche ID Quintile | Units (OH Primary + Secondary miles + Service Drop) | OH miles in scope | WF + PSPS + PEDS Risk Baseline (K$/year) | Baseline Wildfire (%) | Baseline PSPS (%) | Baseline PEDS (%) | Risk Reduction (K$/year) | Safety Risk Reduction (K$/year) | Reliability Risk Reduction (K$/year) | Financial Risk Reduction (K$/year) | Mitigation Annual Cost (K$/year) | PV Risk Reduced (K$) Year 55 | PV Total Cost Capital + O&M (K$) Year 55 | BCR WACC | PV Risk Reduced (K$) Year 55 | PV Total Cost Capital + O&M (K$) Year 55 | BCR HDR | PV Risk Reduced (K$) Year 55 | PV Total Cost Capital + O&M (K$) Year 55 | BCR SDR | Risk Reduction % | Pre-Mitigation LoRE | Post-Mitigation LoRE | Pre-Mitigated CoRE [K$] | Pre-Mitigated CoRE Safety [K$] | Pre-Mitigated CoRE Reliability [K$] | Pre-Mitigated CoRE Financial [K$] | Post-Mitigated CoRE [K$] | Post-Mitigated CoRE Safety [K$] | Post-Mitigated CoRE Reliability [K$] | Post-Mitigated CoRE Financial [K$] | Service Territory Risk Reduction (%)
2026 | Tier-1 | 963 | 963-35 | Non-HFTD---7 | 2--3 | 3.1555 | 0.15663 | 30.7376 | 94.18% | 0% | 5.818% | 0.56041 | 0 | 0 | 0.56041 | 1.2577 | 9.8452 | 130.8991 | 0.075212 | 9.8452 | 130.8991 | 0.075212 | 24.8195 | 112588.2089 | 0.00022044 | 1.823% | 0.012897 | 0.012648 | 2383.2808 | 223.3492 | 419.7798 | 1740.1518 | 2386.0182 | 0 | 0 | 2386.0182 | 1.848e-05%
2026 | Tier-2 | 1162 | 1162-324R | Tier-2---13 | 4--3 | 2.7439 | 0.1642 | 240.2897 | 88.19% | 10.99% | 0.8202% | 4.9456 | 0 | 0 | 4.9456 | 1.3185 | 86.8835 | 137.2304 | 0.63312 | 86.8835 | 137.2304 | 0.63312 | 219.0307 | 118033.8296 | 0.0018557 | 2.058% | 0.068658 | 0.067056 | 3499.8056 | 195.2386 | 355.9283 | 2948.6387 | 3509.6846 | 0 | 0 | 3509.6846 | 0.0001631%
2026 | Tier-2 | 536 | CB 536 | Tier-2---18 | 4--2 | 1.5705 | 0.27102 | 54.1099 | 76.19% | 21.99% | 1.82% | 2.7748 | 0 | 0 | 2.7748 | 2.1762 | 48.7476 | 226.5014 | 0.21522 | 48.7476 | 226.5014 | 0.21522 | 122.8912 | 194817.0821 | 0.0006308 | 5.128% | 0.063476 | 0.059204 | 852.4497 | 43.8224 | 164.7863 | 643.8409 | 867.0947 | 0 | 0 | 867.0947 | 9.15e-05%
2026 | Tier-2 | 535 | CB 535 | Tier-2---16 | 4--3 | 0.31174 | 0.069697 | 111.4983 | 4.585% | 95.12% | 0.2939% | 0.44579 | 0 | 0 | 0.44579 | 0.55965 | 7.8316 | 58.2477 | 0.13445 | 7.8316 | 58.2477 | 0.13445 | 19.7431 | 50099.7108 | 0.00039408 | 0.3998% | 0.059698 | 0.054493 | 1867.7052 | 9.1379 | 1456.5514 | 402.016 | 2037.9316 | 0 | 0 | 2037.9316 | 1.47e-05%
2027 | Tier-2 | 91 | CB 91 | Tier-2---12 | 3--5 | 2.5282 | 0.83295 | 337.7351 | 93.43% | 6.078% | 0.496% | 40.5428 | 0 | 0 | 40.5428 | 6.6884 | 679.4387 | 664.0547 | 1.0232 | 679.4387 | 664.0547 | 1.0232 | 1804.3647 | 601681.0301 | 0.0029989 | 12% | 0.015476 | 0.013487 | 21823.4311 | 1985.3885 | 2725.0024 | 17113.0402 | 22034.9633 | 0 | 0 | 22034.9633 | 0.001337%
2027 | Tier-3 | 524 | CB 524 | Tier-3---17 | 3--5 | 3.2093 | 0.26742 | 481.3309 | 94.25% | 5.298% | 0.4514% | 14.743 | 0 | 0 | 14.743 | 2.1474 | 247.0708 | 213.1981 | 1.1589 | 247.0708 | 213.1981 | 1.1589 | 656.1386 | 193172.7182 | 0.0033966 | 3.063% | 0.018139 | 0.017549 | 26536.2736 | 2336.3386 | 4292.2973 | 19907.6377 | 26587.5227 | 0 | 0 | 26587.5227 | 0.0004862%
2028 | Tier-2 | 300 | 300-484F | Tier-2---9 | 4--5 | 10.4775 | 0.035038 | 754.1323 | 92.41% | 6.882% | 0.7076% | 0.9089 | 0 | 0 | 0.9089 | 0.28135 | 14.5302 | 26.6464 | 0.5453 | 14.5302 | 26.6464 | 0.5453 | 40.6491 | 25433.5227 | 0.0015982 | 0.1205% | 0.039922 | 0.03987 | 18890.1433 | 1189.4361 | 2104.6022 | 15596.105 | 18892.0155 | 0 | 0 | 18892.0155 | 2.997e-05%
2028 | Tier-2 | 522 | 522-34 | Tier-2---16 | 4--3 | 1.233 | 0.068939 | 112.7117 | 43.02% | 55.81% | 1.165% | 1.0575 | 0 | 0 | 1.0575 | 0.55357 | 16.9054 | 52.4285 | 0.32245 | 16.9054 | 52.4285 | 0.32245 | 47.2939 | 50042.1743 | 0.00094508 | 0.9382% | 0.030009 | 0.029355 | 3755.9309 | 126.2765 | 2195.8593 | 1433.795 | 3803.6361 | 0 | 0 | 3803.6361 | 3.487e-05%
2028 | Tier-2 | 231 | 231-1136R | Tier-2---7 | 4--5 | 11.6807 | 0.52121 | 2730.9177 | 98.3% | 1.373% | 0.325% | 46.7177 | 0 | 0 | 46.7177 | 4.1852 | 746.8537 | 396.3825 | 1.8842 | 746.8537 | 396.3825 | 1.8842 | 2089.3722 | 378340.8344 | 0.0055225 | 1.711% | 0.054655 | 0.053703 | 49966.8413 | 3802.7952 | 1680.0986 | 44483.9475 | 49981.8694 | 0 | 0 | 49981.8694 | 0.001541%
2028 | Tier-2 | FB1 | CB FB1 | Tier-2---11 | 4--4 | 4.1775 | 0.22595 | 346.5871 | 36.93% | 61.45% | 1.621% | 2.6998 | 0 | 0 | 2.6998 | 1.8143 | 43.1607 | 171.833 | 0.25118 | 43.1607 | 171.833 | 0.25118 | 120.7448 | 164011.8516 | 0.0007362 | 0.779% | 0.04664 | 0.045656 | 7431.1135 | 609.45 | 4232.5548 | 2589.1087 | 7532.1095 | 0 | 0 | 7532.1095 | 8.903e-05%
2028 | Tier-2 | 522 | 522-36 | Tier-2---16 | 4--3 | 1.3595 | 0.24981 | 116.9577 | 22.53% | 76.17% | 1.295% | 1.8887 | 0 | 0 | 1.8887 | 2.0059 | 30.1939 | 189.9813 | 0.15893 | 30.1939 | 189.9813 | 0.15893 | 84.4693 | 181334.1427 | 0.00046582 | 1.615% | 0.031092 | 0.028863 | 3761.7134 | 67.8389 | 2679.063 | 1014.8115 | 3986.6709 | 0 | 0 | 3986.6709 | 6.228e-05%
2028 | Tier-2 | 212 | 212-1204R | Tier-2---8 | 5--4 | 10.0072 | 0.067992 | 1570.3762 | 94.97% | 4.642% | 0.3849% | 3.952 | 0 | 0 | 3.952 | 0.54596 | 63.1786 | 51.7083 | 1.2218 | 63.1786 | 51.7083 | 1.2218 | 176.7464 | 49354.7818 | 0.0035811 | 0.2517% | 0.19221 | 0.1917 | 8170.2767 | 423.629 | 402.249 | 7344.3988 | 8171.368 | 0 | 0 | 8171.368 | 0.0001303%
2028 | Tier-2 | 523 | CB 523 | Tier-2---13 | 4--4 | 3.7699 | 0.75606 | 305.5692 | 37.2% | 61.32% | 1.484% | 8.8903 | 0 | 0 | 8.8903 | 6.071 | 142.1254 | 574.9851 | 0.24718 | 142.1254 | 574.9851 | 0.24718 | 397.6052 | 548814.1755 | 0.00072448 | 2.909% | 0.044603 | 0.041114 | 6850.8655 | 393.6973 | 4462.8655 | 1994.3028 | 7215.9432 | 0 | 0 | 7215.9432 | 0.0002932%
2028 | Tier-2 | 521 | CB 521 | Tier-2---20 | 3--1 | 0.47462 | 0.052652 | 12.2832 | 16.79% | 81.3% | 1.905% | 0.089242 | 0 | 0 | 0.089242 | 0.42278 | 1.4267 | 40.0415 | 0.03563 | 1.4267 | 40.0415 | 0.03563 | 3.9912 | 38219.0232 | 0.00010443 | 0.7265% | 0.025917 | 0.024795 | 473.952 | 4.2331 | 417.1527 | 52.5662 | 491.7852 | 0 | 0 | 491.7852 | 2.943e-06%

## OH Hardening
OH Hardening - Risk & Cost Benefit | [29 empty] | Summary Table |  | Baseline 2024 | Baseline 2024 | Baseline 2024 | WACC | WACC | WACC | H.D.R | H.D.R | H.D.R | S.D.R | S.D.R | S.D.R
[30 empty] | Year | Total Units (miles) | WF + PSPS + PEDS Risk Baseline (K$) | Baseline Risk Reduction (K$) | Baseline Risk Reduction (%) | PV Risk Reduced (K$) Year 40 | PV Total Cost Capital + O&M (K$) Year 40 | BCR WACC | PV Risk Reduced (K$) Year 40 | PV Total Cost Capital + O&M (K$) Year 40 | BCR HDR | PV Risk Reduced (K$) Year 40 | PV Total Cost Capital + O&M (K$) Year 40 | BCR SDR | Service Territory Risk Reduction (%)
back to index | [29 empty] | 2026 | 7.2752 | 31211.0643 | 972.5759 | 3.116% | 17086.1046 | 7227.7171 | 2.364 | 17086.1046 | 7227.7171 | 2.364 | 43073.5699 | 7616.4205 | 5.6554 | 0.03207%
[9 empty] | Assumptions | Value | Units | Last Update | Comments | [16 empty] | 2027 | 0 | 0 | 0 | --- | 0 | 0 | --- | 0 | 0 | --- | 0 | 0 | --- | 0%
[9 empty] | Capital Cost only in Year 0 | 1 | M$/unit | 2025-05-07 | [5 empty] | [1] SDG&E does not calculate the risk reduction for the safety and reliability attributes for this program. All risk reduction is considered to fall within the financial attribute. | [11 empty] | 2028 | 0 | 0 | 0 | --- | 0 | 0 | --- | 0 | 0 | --- | 0 | 0 | --- | 0%
[9 empty] | Service Drop factor | 0% | % | 2025-05-07 | Factor to account for Service drop miles | [16 empty] | Total 2026-2028 | 7.2752 | 31211.0643 | 972.5759 | 3.116% | 17086.1046 | 7227.7171 | 2.364 | 17086.1046 | 7227.7171 | 2.364 | 43073.5699 | 7616.4205 | 5.6554 | 0.03207%
[9 empty] | OH to UG conversion factor | 0% | % | 2025-05-07 | Factor to account for OH to UG extra miles
[9 empty] | Long-term Ongoing costs | 0.0080298 | $/unit | 2025-05-07 | Includes ongoing foundational costs expected over the entire lifespan.
[9 empty] | Lifetime | 40 | Years | 2025-05-07 | Expected lifetime (defined as 40 years) of the infrastructure
[9 empty] | Inflation Assumption to adjust Baseline | 2.5% |  | 2025-05-07
[9 empty] | Mitigation Effectiveness Estimate (%) | 39% | % | 2025-05-07
[9 empty] | Additional Installation Cost (O&M) only in Year 0 | 0.041292 | M$/unit | 2025-05-07 | This cost does not represent annual O&M activities; it is incurred during the installation that cannot be capitalized. | [24 empty] | `
[13 empty] | [1] | [1] | [1]
[6 empty] | OH miles | OH miles | Baseline 2025 | Baseline 2025 | Baseline 2025 | Baseline 2025 | Baseline 2025 | Baseline 2025 | Baseline 2025 | Baseline 2025 | Baseline 2025 | WACC | WACC | WACC | H.D.R | H.D.R | H.D.R | S.D.R | S.D.R | S.D.R |  |  |  | Pre - Mitigation CoRE |  |  |  | Post - Mitigation CoRE
Year | Feeder | Feeder Segment | HFTD Tier | Tranche ID HTM | Tranche ID Quintile | Units (OH Primary + Secondary miles + Service Drop) | OH miles in scope | WF + PSPS + PEDS Risk Baseline (K$/year) | Baseline Wildfire (%) | Baseline PSPS (%) | Baseline PEDS (%) | Risk Reduction (K$/year) | Safety Risk Reduction (K$/year) | Reliability Risk Reduction (K$/year) | Financial Risk Reduction (K$/year) | Mitigation Annual Cost (K$/year) | PV Risk Reduced (K$) Year 55 | PV Total Cost Capital + O&M (K$) Year 55 | BCR WACC | PV Risk Reduced (K$) Year 55 | PV Total Cost Capital + O&M (K$) Year 55 | BCR HDR | PV Risk Reduced (K$) Year 55 | PV Total Cost Capital + O&M (K$) Year 55 | BCR SDR | Risk Reduction % | Pre-Mitigation LoRE | Post-Mitigation LoRE | Pre-Mitigated CoRE [K$] | Pre-Mitigated CoRE Safety [K$] | Pre-Mitigated CoRE Reliability [K$] | Pre-Mitigated CoRE Financial [K$] | Post-Mitigated CoRE [K$] | Post-Mitigated CoRE Safety [K$] | Post-Mitigated CoRE Reliability [K$] | Post-Mitigated CoRE Financial [K$] | Service Territory Risk Reduction (%)
2026 | 211 | 211-312R | Tier-2 | Tier-2---8 | 5--3 | 18.1587 | 0.46231 | 1809.5147 | 84.26% | 15.08% | 0.6521% | 15.1399 | 0 | 0 | 15.1399 | 0.0037122 | 265.9756 | 459.2937 | 0.5791 | 265.9756 | 459.2937 | 0.5791 | 670.5166 | 483.9943 | 1.3854 | 0.8367% | 0.39031 | 0.38643 | 4636.1485 | 245.0801 | 661.0984 | 3729.97 | 4643.4645 | 0 | 0 | 4643.4645 | 0.0004993%
2026 | 444 | 444-15R | Tier-2 | Tier-2---13 | 5--3 | 8.3509 | 3.0742 | 333.8465 | 96.62% | 2.31% | 1.072% | 46.3094 | 0 | 0 | 46.3094 | 0.024685 | 813.5583 | 3054.1831 | 0.26638 | 813.5583 | 3054.1831 | 0.26638 | 2050.9567 | 3218.4357 | 0.63725 | 13.87% | 0.14886 | 0.12749 | 2242.6726 | 149.3607 | 69.2136 | 2024.0983 | 2255.3897 | 0 | 0 | 2255.3897 | 0.001527%
2026 | 445 | 445-1311R | Tier-3 | Tier-3---5 | 5--5 | 13.2994 | 0.20758 | 9632.5907 | 94.96% | 4.965% | 0.07823% | 55.6775 | 0 | 0 | 55.6775 | 0.0016668 | 978.136 | 206.2217 | 4.7431 | 978.136 | 206.2217 | 4.7431 | 2465.8523 | 217.3122 | 11.3471 | 0.578% | 0.53792 | 0.53465 | 17907.0399 | 1026.0345 | 824.7437 | 16056.2617 | 17912.5703 | 0 | 0 | 17912.5703 | 0.001836%
2026 | 449 | 449-693R | Tier-3 | Tier-3---9 | 5--5 | 8.4553 | 0.97197 | 5260.7056 | 98.77% | 1.153% | 0.07468% | 232.9534 | 0 | 0 | 232.9534 | 0.0078047 | 4092.4997 | 965.6274 | 4.2382 | 4092.4997 | 965.6274 | 4.2382 | 10317.072 | 1017.5584 | 10.139 | 4.428% | 0.26107 | 0.24937 | 20150.463 | 1117.608 | 224.7441 | 18808.1109 | 20162.07 | 0 | 0 | 20162.07 | 0.007682%
2026 | 449 | 449-6R | Tier-3 | Tier-3---14 | 5--4 | 5.3305 | 1.0949 | 2320.0162 | 95.55% | 4.318% | 0.1352% | 177.5724 | 0 | 0 | 177.5724 | 0.0087917 | 3119.5719 | 1087.7434 | 2.8679 | 3119.5719 | 1087.7434 | 2.8679 | 7864.3495 | 1146.2418 | 6.861 | 7.654% | 0.24779 | 0.22794 | 9362.9076 | 518.3997 | 417.6492 | 8426.8588 | 9399.2134 | 0 | 0 | 9399.2134 | 0.005856%
2026 | 1166 | 1166-342R | Tier-3 | Tier-3---5 | 5--5 | 11.5801 | 0.98996 | 10322.642 | 99.08% | 0.8619% | 0.05733% | 340.9958 | 0 | 0 | 340.9958 | 0.0079491 | 5990.5769 | 983.5 | 6.0911 | 5990.5769 | 983.5 | 6.0911 | 15102.0692 | 1036.3922 | 14.5718 | 3.303% | 0.21878 | 0.21148 | 47183.5693 | 2494.6745 | 397.8438 | 44291.0509 | 47198.5291 | 0 | 0 | 47198.5291 | 0.01124%
2026 | JU1 | CB JU1 | Tier-3 | Tier-3---15 | 5--4 | 2.6672 | 0.47424 | 1531.7487 | 97.85% | 2.019% | 0.1357% | 103.9275 | 0 | 0 | 103.9275 | 0.003808 | 1825.7862 | 471.1478 | 3.8752 | 1825.7862 | 471.1478 | 3.8752 | 4602.7537 | 496.4859 | 9.2707 | 6.785% | 0.1808 | 0.16827 | 8471.8458 | 469.0858 | 165.6284 | 7837.1316 | 8485.4478 | 0 | 0 | 8485.4478 | 0.003427%
#N/A
#N/A
#N/A
#N/A
#N/A
#N/A
#N/A
#N/A
#N/A
#N/A

## Veg--->
back to index

## Pole_Clearing
Pole Brushing - Risk & Cost Benefit | [29 empty] | Summary Table |  | Baseline 2024 | Baseline 2024 | Baseline 2024 | WACC | WACC | WACC | H.D.R | H.D.R | H.D.R | S.D.R | S.D.R | S.D.R
[30 empty] | Year | Total Units (miles) | WF + PSPS + PEDS Risk Baseline (K$) | Baseline Risk Reduction (K$) | Baseline Risk Reduction (%) | PV Risk Reduced (K$) Year 40 | PV Total Cost Capital + O&M (K$) Year 40 | BCR WACC | PV Risk Reduced (K$) Year 40 | PV Total Cost Capital + O&M (K$) Year 40 | BCR HDR | PV Risk Reduced (K$) Year 40 | PV Total Cost Capital + O&M (K$) Year 40 | BCR SDR | Service Territory Risk Reduction (%)
back to index | [29 empty] | 2026 | 22000 | 2820058.3619 | 136113.7484 | 4.827% | 129843.2686 | 8604.4672 | 15.0902 | 129843.2686 | 8604.4672 | 15.0902 | 136780.9727 | 9064.2157 | 15.0902 | 4.489%
[9 empty] | Assumptions | Value | Units | Last Update | Comments |  |  |  | Notes | [12 empty] | 2027 | 22000 | 2820058.3619 | 136113.7484 | 4.827% | 123861.6569 | 8208.0771 | 15.0902 | 123861.6569 | 8208.0771 | 15.0902 | 137451.4676 | 9108.6481 | 15.0902 | 4.489%
[9 empty] | Capital Cost only in Year 0 | 0.41 | k$/structure | 2025-05-07 |  |  |  |  | [1] SDG&E does not calculate the risk reduction for the safety and reliability attributes for this program. All risk reduction is considered to fall within the financial attribute. | [12 empty] | 2028 | 22000 | 2820058.3619 | 136113.7484 | 4.827% | 118155.6057 | 7829.9479 | 15.0902 | 118155.6057 | 7829.9479 | 15.0902 | 138125.2494 | 9153.2984 | 15.0902 | 4.489%
[9 empty] | Service Drop factor | 0% | % | 2025-05-07 |  |  |  |  | [2] To avoid double counting of foundational cost SDG&E assumes no foundational cost for this program. | [12 empty] | Total 2026-2028 | 66000 | 8460175.0857 | 408341.2453 | 4.827% | 371860.5312 | 24642.4923 | 15.0902 | 371860.5312 | 24642.4923 | 15.0902 | 412357.6897 | 27326.1622 | 15.0902 | 13.47%
[9 empty] | OH to UG conversion factor | 0% | % | 2025-05-07
[9 empty] | Long-term Ongoing costs | 0 | $/unit | 2025-05-07
[9 empty] | Lifetime | 1 | Years | 2025-05-07
[9 empty] | Inflation Assumption to adjust Baseline | 2.5% |  | 2025-05-07
[9 empty] | Mitigation Effectiveness Estimate (%) | 4.95% | % | 2025-05-07
[9 empty] | Additional Installation Cost (O&M) only in Year 0 | 0 | M$/mile | 2025-05-07
[13 empty] | [1] | [1] | [1] | [2]
[8 empty] | Baseline 2025 | Baseline 2025 | Baseline 2025 | Baseline 2025 | Baseline 2025 | Baseline 2025 | Baseline 2025 | Baseline 2025 | Baseline 2025 | WACC | WACC | WACC | H.D.R | H.D.R | H.D.R | S.D.R | S.D.R | S.D.R |  |  |  | Pre - Mitigation CoRE |  |  |  | Post - Mitigation CoRE
Year | Feeder | Feeder Segment | HFTD Tier | Tranche ID HTM | Tranche ID Quintile | Total HFTD Poles | Poles in the Scope | WF + PSPS + PEDS Risk Baseline (K$/year) | Baseline Wildfire (%) | Baseline PSPS (%) | Baseline PEDS (%) | Risk Reduction (K$/year) | Safety Risk Reduction (K$/year) | Reliability Risk Reduction (K$/year) | Financial Risk Reduction (K$/year) | Mitigation Annual Cost (K$/year) | PV Risk Reduced (K$) Year 55 | PV Total Cost Capital + O&M (K$) Year 55 | BCR WACC | PV Risk Reduced (K$) Year 55 | PV Total Cost Capital + O&M (K$) Year 55 | BCR HDR | PV Risk Reduced (K$) Year 55 | PV Total Cost Capital + O&M (K$) Year 55 | BCR SDR | Risk Reduction % | Pre-Mitigation LoRE | Post-Mitigation LoRE | Pre-Mitigated CoRE [K$] | Pre-Mitigated CoRE Safety [K$] | Pre-Mitigated CoRE Reliability [K$] | Pre-Mitigated CoRE Financial [K$] | Post-Mitigated CoRE [K$] | Post-Mitigated CoRE Safety [K$] | Post-Mitigated CoRE Reliability [K$] | Post-Mitigated CoRE Financial [K$] | Service Territory Risk Reduction (%)
2026 | 1001 | 1001-1820F | Tier-2 | Tier-2---5 | 5--5 | 11 | 100% | 4222.2471 | 91.41% | 8.486% | 0.103% | 191.0494 | 0 | 0 | 191.0494 | 0 | 182.2481 | 4.3022 | 42.3613 | 182.2481 | 4.3022 | 42.3613 | 191.9859 | 4.5321 | 42.3613 | 4.525% | 0.12846 | 0.1221 | 32868.2878 | 1721.3581 | 2595.1533 | 28551.7765 | 33015.3127 | 0 | 0 | 33015.3127 | 0.0063%
2026 | 1006 | 1006-829F | Tier-2 | Tier-2---15 | 1--5 | 2 | 100% | 114.5301 | 99.76% | 0% | 0.2395% | 5.6557 | 0 | 0 | 5.6557 | 0 | 5.3951 | 0.78222 | 6.8971 | 5.3951 | 0.78222 | 6.8971 | 5.6834 | 0.82402 | 6.8971 | 4.938% | 0.0022112 | 0.0021017 | 51795.4298 | 4696.3379 | 114.7654 | 46984.3264 | 51801.8888 | 0 | 0 | 51801.8888 | 0.0001865%
2026 | 1021 | 1021-1748F | Tier-3 | Tier-3---2 | 5--5 | 95 | 100% | 35156.1224 | 99.02% | 0.9436% | 0.03662% | 1723.1698 | 0 | 0 | 1723.1698 | 0 | 1643.7869 | 37.1557 | 44.2406 | 1643.7869 | 37.1557 | 44.2406 | 1731.6167 | 39.1409 | 44.2406 | 4.901% | 0.16564 | 0.15744 | 212249.5403 | 13715.9361 | 1963.4816 | 196570.1226 | 212357.8902 | 0 | 0 | 212357.8902 | 0.05682%
2026 | 1021 | 1021-1760R | Tier-3 | Tier-3---6 | 5--5 | 17 | 100% | 7055.7157 | 98.18% | 1.793% | 0.03106% | 342.8861 | 0 | 0 | 342.8861 | 0 | 327.0901 | 6.6489 | 49.1946 | 327.0901 | 6.6489 | 49.1946 | 344.567 | 7.0042 | 49.1946 | 4.86% | 0.10829 | 0.10293 | 65155.0235 | 4038.9642 | 1087.8449 | 60028.2144 | 65216.9272 | 0 | 0 | 65216.9272 | 0.01131%
2026 | 1021 | 1021-25R | Tier-3 | Tier-3---2 | 5--5 | 43 | 100% | 18825.6899 | 99.7% | 0.2782% | 0.02306% | 929.0645 | 0 | 0 | 929.0645 | 0 | 886.2644 | 16.8178 | 52.6979 | 886.2644 | 16.8178 | 52.6979 | 933.6187 | 17.7164 | 52.6979 | 4.935% | 0.12361 | 0.11749 | 152300.0709 | 9949.5446 | 416.971 | 141933.5553 | 152323.9638 | 0 | 0 | 152323.9638 | 0.03064%
2026 | 1021 | 1021-855 | Tier-3 | Tier-3---10 | 5--5 | 11 | 100% | 5034.3753 | 99.51% | 0.4541% | 0.0405% | 247.9689 | 0 | 0 | 247.9689 | 0 | 236.5455 | 4.3022 | 54.982 | 236.5455 | 4.3022 | 54.982 | 249.1845 | 4.5321 | 54.982 | 4.926% | 0.10909 | 0.10369 | 46149.2476 | 2319.9671 | 207.6388 | 43621.6417 | 46161.1355 | 0 | 0 | 46161.1355 | 0.008177%
2026 | 1021 | 1021-883R | Tier-3 | Tier-3---16 | 5--4 | 3 | 100% | 1386.6299 | 99.58% | 0.3809% | 0.03987% | 68.3494 | 0 | 0 | 68.3494 | 0 | 65.2006 | 1.1733 | 55.5686 | 65.2006 | 1.1733 | 55.5686 | 68.6844 | 1.236 | 55.5686 | 4.929% | 0.10042 | 0.095448 | 13808.4689 | 696.2558 | 53.5765 | 13058.6366 | 13811.4949 | 0 | 0 | 13811.4949 | 0.002254%
2026 | 1022 | 1022-17F | Tier-3 | Tier-3---4 | 5--5 | 33 | 100% | 9800.6792 | 99.62% | 0.3456% | 0.03348% | 483.2946 | 0 | 0 | 483.2946 | 0 | 461.0302 | 12.9067 | 35.7202 | 461.0302 | 12.9067 | 35.7202 | 485.6637 | 13.5963 | 35.7202 | 4.931% | 0.10945 | 0.10403 | 89544.6442 | 5359.6686 | 310.5435 | 83874.4321 | 89562.3218 | 0 | 0 | 89562.3218 | 0.01594%
2026 | 1022 | 1022-26R | Tier-3 | Tier-3---15 | 4--4 | 1 | 100% | 694.7204 | 99.22% | 0.7469% | 0.03547% | 34.1196 | 0 | 0 | 34.1196 | 0 | 32.5478 | 0.39111 | 83.2185 | 32.5478 | 0.39111 | 83.2185 | 34.2868 | 0.41201 | 83.2185 | 4.911% | 0.092662 | 0.088075 | 7497.376 | 376.7223 | 52.0531 | 7068.6006 | 7500.4309 | 0 | 0 | 7500.4309 | 0.001125%
2026 | 1022 | 1022-322R | Tier-3 | Tier-3---10 | 5--5 | 32 | 100% | 5072.1995 | 99.16% | 0.7912% | 0.04875% | 248.9649 | 0 | 0 | 248.9649 | 0 | 237.4956 | 12.5156 | 18.976 | 237.4956 | 12.5156 | 18.976 | 250.1853 | 13.1843 | 18.976 | 4.908% | 0.10587 | 0.10063 | 47911.5964 | 2988.4313 | 366.1059 | 44557.0592 | 47932.5548 | 0 | 0 | 47932.5548 | 0.00821%
2026 | 1023 | 1023-200R | Tier-2 | Tier-2---5 | 4--5 | 18 | 100% | 2889.9732 | 99.24% | 0.6691% | 0.08946% | 141.9685 | 0 | 0 | 141.9685 | 0 | 135.4283 | 7.04 | 19.2369 | 135.4283 | 7.04 | 19.2369 | 142.6644 | 7.4162 | 19.2369 | 4.912% | 0.083115 | 0.079 | 34770.9454 | 1877.1075 | 241.328 | 32652.5099 | 34784.6815 | 0 | 0 | 34784.6815 | 0.004682%
2026 | 1023 | 1023-46AE | Tier-2 | Tier-2---2 | 5--5 | 80 | 100% | 9469.9149 | 95.98% | 3.884% | 0.1387% | 449.9058 | 0 | 0 | 449.9058 | 0 | 429.1796 | 31.289 | 13.7166 | 429.1796 | 31.289 | 13.7166 | 452.1112 | 32.9608 | 13.7166 | 4.751% | 0.13914 | 0.13225 | 68062.6824 | 3656.971 | 2513.7394 | 61891.9719 | 68205.2551 | 0 | 0 | 68205.2551 | 0.01484%
2026 | 1023 | 1023-48R | Tier-2 | Tier-2---5 | 5--5 | 64 | 100% | 3773.8473 | 97.39% | 2.337% | 0.2725% | 181.93 | 0 | 0 | 181.93 | 0 | 173.5489 | 25.0312 | 6.9333 | 173.5489 | 25.0312 | 6.9333 | 182.8218 | 26.3686 | 6.9333 | 4.821% | 0.12816 | 0.12182 | 29445.7307 | 1737.6729 | 715.7665 | 26992.2913 | 29485.7528 | 0 | 0 | 29485.7528 | 0.005999%
2026 | 1023 | 1023-89R | Tier-2 | Tier-2---11 | 4--4 | 19 | 100% | 585.5086 | 87.68% | 11.85% | 0.4758% | 25.4114 | 0 | 0 | 25.4114 | 0 | 24.2408 | 7.4311 | 3.2621 | 24.2408 | 7.4311 | 3.2621 | 25.536 | 7.8282 | 3.2621 | 4.34% | 0.083403 | 0.079275 | 7020.201 | 414.9664 | 782.0246 | 5823.21 | 7065.2497 | 0 | 0 | 7065.2497 | 0.000838%
2026 | 1030 | 1030-1728R | Tier-3 | Tier-3---9 | 5--5 | 21 | 100% | 5124.1587 | 98.26% | 1.711% | 0.02883% | 249.2335 | 0 | 0 | 249.2335 | 0 | 237.7519 | 8.2134 | 28.947 | 237.7519 | 8.2134 | 28.947 | 250.4553 | 8.6522 | 28.947 | 4.864% | 0.23544 | 0.22379 | 21764.1991 | 1221.106 | 349.3689 | 20193.7242 | 21783.9158 | 0 | 0 | 21783.9158 | 0.008219%
2026 | 1030 | 1030-1777 | Tier-3 | Tier-3---5 | 5--5 | 46 | 100% | 11817.5772 | 98.58% | 1.381% | 0.03413% | 576.6917 | 0 | 0 | 576.6917 | 0 | 550.1247 | 17.9912 | 30.5775 | 550.1247 | 17.9912 | 30.5775 | 579.5186 | 18.9525 | 30.5775 | 4.88% | 0.24629 | 0.2341 | 47981.5879 | 2529.7124 | 644.8626 | 44807.0129 | 48016.9501 | 0 | 0 | 48016.9501 | 0.01902%
2026 | 1030 | 1030-1823F | Tier-3 | Tier-3---13 | 5--5 | 22 | 100% | 2150.9739 | 99.45% | 0.5287% | 0.02497% | 105.8837 | 0 | 0 | 105.8837 | 0 | 101.0059 | 8.6045 | 11.7388 | 101.0059 | 8.6045 | 11.7388 | 106.4028 | 9.0642 | 11.7388 | 4.923% | 0.10605 | 0.1008 | 20281.9888 | 1017.5622 | 101.0259 | 19163.4007 | 20287.8367 | 0 | 0 | 20287.8367 | 0.003492%
2026 | 1030 | 1030-18R | Tier-3 | Tier-3---7 | 5--5 | 85 | 100% | 6620.9098 | 98.66% | 1.309% | 0.03186% | 323.3397 | 0 | 0 | 323.3397 | 0 | 308.4441 | 33.2445 | 9.278 | 308.4441 | 33.2445 | 9.278 | 324.9247 | 35.0208 | 9.278 | 4.884% | 0.23843 | 0.22663 | 27769.0579 | 1524.2005 | 340.5168 | 25904.3406 | 27788.4525 | 0 | 0 | 27788.4525 | 0.01066%
2026 | 1030 | 1030-20R | Tier-3 | Tier-3---3 | 5--5 | 124 | 100% | 25318.462 | 99.14% | 0.8163% | 0.04139% | 1242.5149 | 0 | 0 | 1242.5149 | 0 | 1185.2748 | 48.4979 | 24.4397 | 1185.2748 | 48.4979 | 24.4397 | 1248.6056 | 51.0892 | 24.4397 | 4.908% | 0.28668 | 0.27249 | 88316.4782 | 5506.1055 | 686.3261 | 82124.0466 | 88355.9257 | 0 | 0 | 88355.9257 | 0.04097%
2026 | 1030 | 1030-42R | Tier-3 | Tier-3---3 | 5--5 | 119 | 100% | 28398.7895 | 98.49% | 1.466% | 0.03945% | 1384.5772 | 0 | 0 | 1384.5772 | 0 | 1320.7925 | 46.5423 | 28.3783 | 1320.7925 | 46.5423 | 28.3783 | 1391.3643 | 49.0292 | 28.3783 | 4.875% | 0.28228 | 0.2683 | 100606.2475 | 6191.924 | 1386.8762 | 93027.4473 | 100685.1242 | 0 | 0 | 100685.1242 | 0.04566%
2026 | 1030 | 1030-989R | Tier-3 | Tier-3---3 | 5--5 | 103 | 100% | 26696.216 | 99.16% | 0.796% | 0.04527% | 1310.3453 | 0 | 0 | 1310.3453 | 0 | 1249.9804 | 40.2846 | 31.0288 | 1249.9804 | 40.2846 | 31.0288 | 1316.7686 | 42.437 | 31.0288 | 4.908% | 0.30703 | 0.29183 | 86951.1078 | 4865.0498 | 650.3273 | 81435.7308 | 86989.2036 | 0 | 0 | 86989.2036 | 0.04321%
2026 | 1039 | 1039-13 | Tier-2 | Tier-2---3 | 5--5 | 68 | 100% | 15957.1711 | 97.45% | 2.471% | 0.0752% | 769.7688 | 0 | 0 | 769.7688 | 0 | 734.3072 | 26.5956 | 27.6101 | 734.3072 | 26.5956 | 27.6101 | 773.5422 | 28.0167 | 27.6101 | 4.824% | 0.1351 | 0.12841 | 118113.2514 | 10500.2075 | 2816.2541 | 104796.7897 | 118269.8643 | 0 | 0 | 118269.8643 | 0.02538%
2026 | 1073 | 1073-872F | Tier-2 | Tier-2---20 | 3--2 | 1 | 100% | 17.9659 | 86.84% | 10.72% | 2.434% | 0.7723 | 0 | 0 | 0.7723 | 0 | 0.73672 | 0.39111 | 1.8837 | 0.73672 | 0.39111 | 1.8837 | 0.77608 | 0.41201 | 1.8837 | 4.299% | 0.018584 | 0.017664 | 966.7183 | 76.5664 | 118.0704 | 772.0814 | 973.3425 | 0 | 0 | 973.3425 | 2.547e-05%
2026 | 1090 | 1090-1734 | Tier-3 | Tier-3---16 | 2--5 | 10 | 100% | 730.5479 | 99.24% | 0.5863% | 0.172% | 35.8879 | 0 | 0 | 35.8879 | 0 | 34.2346 | 3.9111 | 8.7531 | 34.2346 | 3.9111 | 8.7531 | 36.0638 | 4.1201 | 8.7531 | 4.912% | 0.01345 | 0.012784 | 54317.4438 | 3261.8302 | 456.9875 | 50598.6261 | 54338.8933 | 0 | 0 | 54338.8933 | 0.001183%
2026 | 1090 | 1090-636R | Tier-3 | Tier-3---15 | 5--3 | 24 | 100% | 919.3728 | 93.93% | 5.62% | 0.4487% | 42.7471 | 0 | 0 | 42.7471 | 0 | 40.7779 | 9.3867 | 4.3442 | 40.7779 | 9.3867 | 4.3442 | 42.9567 | 9.8882 | 4.3442 | 4.65% | 0.38465 | 0.36561 | 2390.1852 | 120.0827 | 121.765 | 2148.3375 | 2397.7393 | 0 | 0 | 2397.7393 | 0.00141%
2026 | 1090 | 1090-639R | Tier-3 | Tier-3---18 | 5--2 | 11 | 100% | 509.5021 | 91.97% | 7.519% | 0.512% | 23.1948 | 0 | 0 | 23.1948 | 0 | 22.1263 | 4.3022 | 5.143 | 22.1263 | 4.3022 | 5.143 | 23.3085 | 4.5321 | 5.143 | 4.552% | 0.37006 | 0.35174 | 1376.8236 | 60.6753 | 89.2071 | 1226.9412 | 1382.5822 | 0 | 0 | 1382.5822 | 0.0007649%
2026 | 1090 | 1090-70F | Tier-2 | Tier-2---15 | 2--5 | 4 | 100% | 140.8367 | 88.02% | 11.68% | 0.2956% | 6.1362 | 0 | 0 | 6.1362 | 0 | 5.8535 | 1.5644 | 3.7416 | 5.8535 | 1.5644 | 3.7416 | 6.1663 | 1.648 | 3.7416 | 4.357% | 0.0083 | 0.0078891 | 16968.2749 | 903.4734 | 1917.2026 | 14147.5988 | 17074.1431 | 0 | 0 | 17074.1431 | 0.0002023%
2026 | 1090 | 1090-73F | Tier-3 | Tier-3---10 | 4--5 | 81 | 100% | 5899.0454 | 99.62% | 0.2521% | 0.1275% | 290.8942 | 0 | 0 | 290.8942 | 0 | 277.4933 | 31.6801 | 8.7592 | 277.4933 | 31.6801 | 8.7592 | 292.3202 | 33.3728 | 8.7592 | 4.931% | 0.046754 | 0.044439 | 126173.0725 | 9334.6657 | 462.1696 | 116376.2372 | 126198.0175 | 0 | 0 | 126198.0175 | 0.009593%
2026 | 1090 | 1090-74F | Tier-3 | Tier-3---10 | 4--5 | 63 | 100% | 4990.92 | 99.62% | 0.2191% | 0.1576% | 246.1199 | 0 | 0 | 246.1199 | 0 | 234.7817 | 24.6401 | 9.5285 | 234.7817 | 24.6401 | 9.5285 | 247.3264 | 25.9566 | 9.5285 | 4.931% | 0.045737 | 0.043473 | 109123.1086 | 8272.9718 | 456.2327 | 100393.904 | 109144.5164 | 0 | 0 | 109144.5164 | 0.008116%
2026 | 1094 | 1094-35F | Tier-2 | Tier-2---7 | 3--5 | 16 | 100% | 2514.2831 | 99.84% | 0% | 0.1648% | 124.2519 | 0 | 0 | 124.2519 | 0 | 118.5279 | 6.2578 | 18.9408 | 118.5279 | 6.2578 | 18.9408 | 124.861 | 6.5922 | 18.9408 | 4.942% | 0.020398 | 0.019388 | 123263.6714 | 7008.6853 | 282.5097 | 115972.4764 | 123274.2511 | 0 | 0 | 123274.2511 | 0.004097%
2026 | 1100 | 1100-1172R | Tier-2 | Tier-2---7 | 4--5 | 3 | 100% | 2144.9788 | 99.68% | 0.2699% | 0.05437% | 105.8322 | 0 | 0 | 105.8322 | 0 | 100.9567 | 1.1733 | 86.0424 | 100.9567 | 1.1733 | 86.0424 | 106.351 | 1.236 | 86.0424 | 4.934% | 0.080798 | 0.076798 | 26547.4908 | 2914.2533 | 70.3485 | 23562.889 | 26551.9736 | 0 | 0 | 26551.9736 | 0.00349%
2026 | 1105 | 1105-1479 | Tier-2 | Tier-2---4 | 5--5 | 1 | 100% | 4228.0435 | 99.92% | 0.03248% | 0.04256% | 209.1311 | 0 | 0 | 209.1311 | 0 | 199.4969 | 0.39111 | 510.0759 | 199.4969 | 0.39111 | 510.0759 | 210.1563 | 0.41201 | 510.0759 | 4.946% | 0.10556 | 0.10034 | 40053.0076 | 3869.6704 | 26.6766 | 36156.6607 | 40054.5729 | 0 | 0 | 40054.5729 | 0.006896%
2026 | 1105 | 1105-1483 | Tier-2 | Tier-2---11 | 4--4 | 1 | 100% | 417.0013 | 94.5% | 5.418% | 0.08666% | 19.5054 | 0 | 0 | 19.5054 | 0 | 18.6068 | 0.39111 | 47.5741 | 18.6068 | 0.39111 | 47.5741 | 19.601 | 0.41201 | 47.5741 | 4.678% | 0.063819 | 0.06066 | 6534.1451 | 320.1386 | 289.9716 | 5924.0349 | 6552.8754 | 0 | 0 | 6552.8754 | 0.0006432%
2026 | 1118 | 1118-1718F | Tier-2 | Tier-2---10 | 5--4 | 3 | 100% | 788.3757 | 99.4% | 0.5205% | 0.07536% | 38.792 | 0 | 0 | 38.792 | 0 | 37.005 | 1.1733 | 31.5382 | 37.005 | 1.1733 | 31.5382 | 38.9822 | 1.236 | 31.5382 | 4.921% | 0.10781 | 0.10247 | 7312.7208 | 536.3335 | 35.0941 | 6741.2933 | 7314.9902 | 0 | 0 | 7314.9902 | 0.001279%
2026 | 1138 | 1138-6R | Tier-2 | Tier-2---5 | 5--5 | 93 | 100% | 4663.8779 | 91.12% | 8.567% | 0.3106% | 210.367 | 0 | 0 | 210.367 | 0 | 200.6758 | 36.3734 | 5.5171 | 200.6758 | 36.3734 | 5.5171 | 211.3982 | 38.3169 | 5.5171 | 4.511% | 0.17153 | 0.16304 | 27190.5644 | 2036.5744 | 2249.3585 | 22904.6315 | 27316.2731 | 0 | 0 | 27316.2731 | 0.006937%
2026 | 1162 | 1162-324R | Tier-2 | Tier-2---13 | 4--3 | 9 | 100% | 240.2897 | 88.19% | 10.99% | 0.8202% | 10.4893 | 0 | 0 | 10.4893 | 0 | 10.0061 | 3.52 | 2.8426 | 10.0061 | 3.52 | 2.8426 | 10.5407 | 3.7081 | 2.8426 | 4.365% | 0.068658 | 0.065259 | 3499.8056 | 195.2386 | 355.9283 | 2948.6387 | 3521.3352 | 0 | 0 | 3521.3352 | 0.0003459%
2026 | 1162 | 1162-329R | Tier-2 | Tier-2---13 | 4--3 | 6 | 100% | 206.5878 | 96.62% | 2.592% | 0.7875% | 9.8805 | 0 | 0 | 9.8805 | 0 | 9.4254 | 2.3467 | 4.0165 | 9.4254 | 2.3467 | 4.0165 | 9.929 | 2.4721 | 4.0165 | 4.783% | 0.070019 | 0.066553 | 2950.4371 | 171.8842 | 84.3202 | 2694.2327 | 2955.6292 | 0 | 0 | 2955.6292 | 0.0003258%
2026 | 1162 | 1162-363 | Tier-2 | Tier-2---13 | 4--3 | 8 | 100% | 247.9994 | 97.75% | 1.792% | 0.4608% | 11.9994 | 0 | 0 | 11.9994 | 0 | 11.4466 | 3.1289 | 3.6583 | 11.4466 | 3.1289 | 3.6583 | 12.0582 | 3.2961 | 3.6583 | 4.838% | 0.064829 | 0.06162 | 3825.4385 | 214.4022 | 70.5791 | 3540.4572 | 3829.9274 | 0 | 0 | 3829.9274 | 0.0003957%
2026 | 1166 | 1166-15R | Tier-3 | Tier-3---11 | 5--5 | 23 | 100% | 3965.2217 | 98.26% | 1.658% | 0.07833% | 192.8712 | 0 | 0 | 192.8712 | 0 | 183.9861 | 8.9956 | 20.4529 | 183.9861 | 8.9956 | 20.4529 | 193.8167 | 9.4762 | 20.4529 | 4.864% | 0.19397 | 0.18436 | 20442.8701 | 1122.9007 | 327.2272 | 18992.7422 | 20461.3511 | 0 | 0 | 20461.3511 | 0.00636%
2026 | 1166 | 1166-18R | Tier-3 | Tier-3---5 | 5--5 | 16 | 100% | 10108.4901 | 99.77% | 0.1963% | 0.03345% | 499.2208 | 0 | 0 | 499.2208 | 0 | 476.2228 | 6.2578 | 76.1007 | 476.2228 | 6.2578 | 76.1007 | 501.668 | 6.5922 | 76.1007 | 4.939% | 0.21365 | 0.20307 | 47313.4054 | 3052.661 | 107.9125 | 44152.8319 | 47319.0656 | 0 | 0 | 47319.0656 | 0.01646%
2026 | 1166 | 1166-342R | Tier-3 | Tier-3---5 | 5--5 | 73 | 100% | 10322.642 | 99.08% | 0.8619% | 0.05733% | 506.2736 | 0 | 0 | 506.2736 | 0 | 482.9506 | 28.5512 | 16.9153 | 482.9506 | 28.5512 | 16.9153 | 508.7553 | 30.0767 | 16.9153 | 4.904% | 0.21878 | 0.20795 | 47183.5693 | 2494.6745 | 397.8438 | 44291.0509 | 47206.1577 | 0 | 0 | 47206.1577 | 0.0167%
2026 | 1215 | 1215-10R | Tier-3 | Tier-3---18 | 5--1 | 2 | 100% | 157.8878 | 78.49% | 21.24% | 0.2654% | 6.1347 | 0 | 0 | 6.1347 | 0 | 5.8521 | 0.78222 | 7.4813 | 5.8521 | 0.78222 | 7.4813 | 6.1647 | 0.82402 | 7.4813 | 3.885% | 0.66566 | 0.63271 | 237.1916 | 10.5706 | 40.0402 | 186.5807 | 239.848 | 0 | 0 | 239.848 | 0.0002023%
2026 | 1215 | 1215-12R | Tier-3 | Tier-3---9 | 5--4 | 43 | 100% | 6147.2839 | 97.88% | 2.045% | 0.07292% | 297.8447 | 0 | 0 | 297.8447 | 0 | 284.1236 | 16.8178 | 16.8942 | 284.1236 | 16.8178 | 16.8942 | 299.3047 | 17.7164 | 16.8942 | 4.845% | 0.69907 | 0.66447 | 8793.5219 | 453.8865 | 171.3905 | 8168.2449 | 8803.2228 | 0 | 0 | 8803.2228 | 0.009822%
2026 | 1215 | 1215-28R | Tier-3 | Tier-3---14 | 5--3 | 15 | 100% | 2215.156 | 94.69% | 5.226% | 0.08401% | 103.8279 | 0 | 0 | 103.8279 | 0 | 99.0448 | 5.8667 | 16.8826 | 99.0448 | 5.8667 | 16.8826 | 104.3369 | 6.1801 | 16.8826 | 4.687% | 0.66756 | 0.63451 | 3318.2974 | 164.8533 | 155.0862 | 2998.3579 | 3327.4734 | 0 | 0 | 3327.4734 | 0.003424%
2026 | 1215 | 1215-32R | Tier-3 | Tier-3---7 | 5--4 | 64 | 100% | 8696.5042 | 96.48% | 3.447% | 0.07747% | 415.3037 | 0 | 0 | 415.3037 | 0 | 396.1715 | 25.0312 | 15.8271 | 396.1715 | 25.0312 | 15.8271 | 417.3395 | 26.3686 | 15.8271 | 4.776% | 0.68132 | 0.6476 | 12764.1579 | 635.3889 | 400.2926 | 11728.4764 | 12787.588 | 0 | 0 | 12787.588 | 0.0137%
2026 | 1233 | 1233-259R | Tier-3 | Tier-3---16 | 5--4 | 24 | 100% | 1558.5389 | 98.56% | 1.214% | 0.2225% | 76.0395 | 0 | 0 | 76.0395 | 0 | 72.5366 | 9.3867 | 7.7276 | 72.5366 | 9.3867 | 7.7276 | 76.4123 | 9.8882 | 7.7276 | 4.879% | 0.12749 | 0.12118 | 12225.1388 | 744.7481 | 204.4893 | 11275.9014 | 12234.2836 | 0 | 0 | 12234.2836 | 0.002508%
2026 | 1233 | 1233-585R | Tier-3 | Tier-3---12 | 5--5 | 33 | 100% | 3561.9587 | 98.42% | 1.457% | 0.1235% | 173.5298 | 0 | 0 | 173.5298 | 0 | 165.5356 | 12.9067 | 12.8256 | 165.5356 | 12.9067 | 12.8256 | 174.3804 | 13.5963 | 12.8256 | 4.872% | 0.12988 | 0.12345 | 27424.4063 | 1597.7111 | 397.7458 | 25428.9493 | 27446.9828 | 0 | 0 | 27446.9828 | 0.005722%
2026 | 1233 | 1233-587R | Tier-3 | Tier-3---13 | 5--5 | 39 | 100% | 2983.7291 | 97.9% | 1.929% | 0.1696% | 144.5958 | 0 | 0 | 144.5958 | 0 | 137.9346 | 15.2534 | 9.0429 | 137.9346 | 15.2534 | 9.0429 | 145.3046 | 16.0684 | 9.0429 | 4.846% | 0.13489 | 0.12821 | 22120.1137 | 1287.4024 | 436.159 | 20396.5523 | 22144.283 | 0 | 0 | 22144.283 | 0.004768%
2026 | 1233 | 1233-589R | Tier-3 | Tier-3---16 | 5--4 | 12 | 100% | 1386.4905 | 98.92% | 0.9396% | 0.1432% | 67.8881 | 0 | 0 | 67.8881 | 0 | 64.7607 | 4.6933 | 13.7984 | 64.7607 | 4.6933 | 13.7984 | 68.2209 | 4.9441 | 13.7984 | 4.896% | 0.11751 | 0.11169 | 11798.9753 | 654.3239 | 110.4066 | 11034.2448 | 11805.6289 | 0 | 0 | 11805.6289 | 0.002239%
2026 | 1233 | 1233-591R | Tier-3 | Tier-3---12 | 5--5 | 30 | 100% | 4300.1838 | 98.66% | 1.226% | 0.1146% | 210.0058 | 0 | 0 | 210.0058 | 0 | 200.3313 | 11.7334 | 17.0736 | 200.3313 | 11.7334 | 17.0736 | 211.0352 | 12.3603 | 17.0736 | 4.884% | 0.13142 | 0.12491 | 32721.9695 | 2017.1563 | 396.1628 | 30308.6504 | 32744.8122 | 0 | 0 | 32744.8122 | 0.006925%
2026 | 1242 | 1242-1079R | Tier-2 | Tier-2---12 | 2--5 | 10 | 100% | 411.5414 | 99.65% | 0% | 0.3468% | 20.3007 | 0 | 0 | 20.3007 | 0 | 19.3654 | 3.9111 | 4.9514 | 19.3654 | 3.9111 | 4.9514 | 20.4002 | 4.1201 | 4.9514 | 4.933% | 0.0067316 | 0.0063984 | 61135.7492 | 21194.3813 | 442.4228 | 39498.9452 | 61146.7898 | 0 | 0 | 61146.7898 | 0.0006694%
2026 | 1242 | 1242-1084 | Tier-2 | Tier-2---12 | 2--5 | 14 | 100% | 456.1931 | 99.77% | 0% | 0.2285% | 22.53 | 0 | 0 | 22.53 | 0 | 21.4921 | 5.4756 | 3.9251 | 21.4921 | 5.4756 | 3.9251 | 22.6404 | 5.7681 | 3.9251 | 4.939% | 0.005996 | 0.0056992 | 76082.9136 | 12562.2691 | 164.6304 | 63356.014 | 76091.9678 | 0 | 0 | 76091.9678 | 0.000743%
2026 | 1242 | 1242-127AE | Tier-2 | Tier-2---21 | 1--4 | 1 | 100% | 2.4589 | 98.62% | 0% | 1.38% | 0.12004 | 0 | 0 | 0.12004 | 0 | 0.11451 | 0.39111 | 0.29277 | 0.11451 | 0.39111 | 0.29277 | 0.12063 | 0.41201 | 0.29277 | 4.882% | 0.0001786 | 0.00016976 | 13767.9144 | 985.6042 | 172.6527 | 12609.6575 | 13777.8124 | 0 | 0 | 13777.8124 | 3.958e-06%
2026 | 1243 | 1243-319R | Tier-2 | Tier-2---9 | 4--4 | 3 | 100% | 1178.043 | 99.35% | 0.5195% | 0.1323% | 57.9331 | 0 | 0 | 57.9331 | 0 | 55.2642 | 1.1733 | 47.1 | 55.2642 | 1.1733 | 47.1 | 58.217 | 1.236 | 47.1 | 4.918% | 0.081051 | 0.077039 | 14534.5899 | 742.8831 | 82.0978 | 13709.609 | 14539.5235 | 0 | 0 | 14539.5235 | 0.00191%
2026 | 1243 | 1243-38R | Tier-2 | Tier-2---16 | 4--3 | 1 | 100% | 158.2514 | 99.48% | 0.3681% | 0.155% | 7.7925 | 0 | 0 | 7.7925 | 0 | 7.4335 | 0.39111 | 19.006 | 7.4335 | 0.39111 | 19.006 | 7.8307 | 0.41201 | 19.006 | 4.924% | 0.072591 | 0.068997 | 2180.0532 | 116.78 | 9.4659 | 2053.8073 | 2180.6472 | 0 | 0 | 2180.6472 | 0.000257%
2026 | 1243 | 1243-45R | Tier-2 | Tier-2---7 | 4--5 | 16 | 100% | 1878.3826 | 99.05% | 0.8285% | 0.1244% | 92.0939 | 0 | 0 | 92.0939 | 0 | 87.8513 | 6.2578 | 14.0387 | 87.8513 | 6.2578 | 14.0387 | 92.5454 | 6.5922 | 14.0387 | 4.903% | 0.087615 | 0.083278 | 21438.9544 | 1134.9825 | 174.3683 | 20129.6036 | 21449.5937 | 0 | 0 | 21449.5937 | 0.003037%
2026 | 1250 | 1250-671R | Tier-2 | Tier-2---6 | 4--5 | 4 | 100% | 6815.4278 | 94.54% | 5.441% | 0.023% | 318.9315 | 0 | 0 | 318.9315 | 0 | 304.239 | 1.5644 | 194.4704 | 304.239 | 1.5644 | 194.4704 | 320.4949 | 1.648 | 194.4704 | 4.68% | 0.09205 | 0.087494 | 74040.4971 | 4546.125 | 3808.2018 | 65686.1703 | 74251.1661 | 0 | 0 | 74251.1661 | 0.01052%
2026 | 1250 | 1250-677R | Tier-2 | Tier-2---3 | 5--5 | 28 | 100% | 11748.9088 | 99.26% | 0.6837% | 0.05427% | 577.2793 | 0 | 0 | 577.2793 | 0 | 550.6852 | 10.9511 | 50.2857 | 550.6852 | 10.9511 | 50.2857 | 580.1091 | 11.5363 | 50.2857 | 4.913% | 0.11659 | 0.11081 | 100775.3024 | 5654.1223 | 691.5961 | 94429.584 | 100814.0313 | 0 | 0 | 100814.0313 | 0.01904%
2026 | 1250 | 1250-8R | Tier-2 | Tier-2---4 | 4--5 | 13 | 100% | 3684.9802 | 98.15% | 1.772% | 0.07391% | 179.0398 | 0 | 0 | 179.0398 | 0 | 170.7918 | 5.0845 | 33.5909 | 170.7918 | 5.0845 | 33.5909 | 179.9174 | 5.3561 | 33.5909 | 4.859% | 0.092289 | 0.08772 | 39928.877 | 2037.4755 | 694.1813 | 37197.2202 | 39967.2577 | 0 | 0 | 39967.2577 | 0.005904%
2026 | 1458 | 1458-1056 | Tier-2 | Tier-2---11 | 5--3 | 16 | 100% | 427.4478 | 90.46% | 9.431% | 0.1062% | 19.1407 | 0 | 0 | 19.1407 | 0 | 18.259 | 6.2578 | 2.9178 | 18.259 | 6.2578 | 2.9178 | 19.2346 | 6.5922 | 2.9178 | 4.478% | 0.13508 | 0.12839 | 3164.5032 | 153.2716 | 270.9645 | 2740.2671 | 3180.2204 | 0 | 0 | 3180.2204 | 0.0006312%
2026 | 1458 | 1458-1058F | Tier-3 | Tier-3---13 | 5--5 | 3 | 100% | 2365.6896 | 85.54% | 14.42% | 0.04244% | 100.1661 | 0 | 0 | 100.1661 | 0 | 95.5517 | 1.1733 | 81.4359 | 95.5517 | 1.1733 | 81.4359 | 100.6572 | 1.236 | 81.4359 | 4.234% | 0.13833 | 0.13149 | 17101.412 | 929.1062 | 2240.5309 | 13931.7749 | 17230.2132 | 0 | 0 | 17230.2132 | 0.003303%
2026 | 1458 | 1458-1061 | Tier-2 | Tier-2---5 | 5--5 | 33 | 100% | 4370.0987 | 98.67% | 1.293% | 0.03403% | 213.4501 | 0 | 0 | 213.4501 | 0 | 203.6169 | 12.9067 | 15.7761 | 203.6169 | 12.9067 | 15.7761 | 214.4964 | 13.5963 | 15.7761 | 4.884% | 0.14228 | 0.13523 | 30715.3399 | 3071.7122 | 374.3093 | 27269.3184 | 30736.5608 | 0 | 0 | 30736.5608 | 0.007039%
2026 | 1458 | 1458-1115F | Tier-2 | Tier-2---18 | 4--2 | 2 | 100% | 66.5074 | 0% | 100% | 0% | 0 | 0 | 0 | 0 | 0 | 0 | 0.78222 | 0 | 0 | 0.78222 | 0 | 0 | 0.82402 | 0 | 0% | 0.091242 | 0.086726 | 728.9125 | 1.3917 | 578.9338 | 148.587 | 766.8727 | 0 | 0 | 766.8727 | 0%
2026 | 1458 | 1458-1117F | Tier-2 | Tier-2---16 | 4--2 | 3 | 100% | 139.4631 | 0% | 100% | 0% | 0 | 0 | 0 | 0 | 0 | 0 | 1.1733 | 0 | 0 | 1.1733 | 0 | 0 | 1.236 | 0 | 0% | 0.091116 | 0.086606 | 1530.6137 | 1.9599 | 1384.4341 | 144.2196 | 1610.3248 | 0 | 0 | 1610.3248 | 0%
2026 | 1458 | 1458-1131R | Tier-3 | Tier-3---4 | 5--5 | 51 | 100% | 15987.4265 | 99.09% | 0.8886% | 0.01928% | 784.1928 | 0 | 0 | 784.1928 | 0 | 748.0666 | 19.9467 | 37.5032 | 748.0666 | 19.9467 | 37.5032 | 788.0369 | 21.0125 | 37.5032 | 4.905% | 0.15941 | 0.15152 | 100291.8687 | 5185.6618 | 825.6268 | 94280.5802 | 100339.2877 | 0 | 0 | 100339.2877 | 0.02586%
2026 | 1458 | 1458-456F | Tier-2 | Tier-2---16 | 4--3 | 1 | 100% | 167.5686 | 29.81% | 70.17% | 0.01889% | 2.4724 | 0 | 0 | 2.4724 | 0 | 2.3585 | 0.39111 | 6.0303 | 2.3585 | 0.39111 | 6.0303 | 2.4845 | 0.41201 | 6.0303 | 1.475% | 0.091761 | 0.087218 | 1826.1497 | 31.2269 | 1141.9419 | 652.9809 | 1892.9043 | 0 | 0 | 1892.9043 | 8.153e-05%
2026 | 1458 | 1458-519 | Tier-2 | Tier-2---17 | 1--5 | 1 | 100% | 81.0039 | 99.95% | 0% | 0.04716% | 4.0078 | 0 | 0 | 4.0078 | 0 | 3.8232 | 0.39111 | 9.7751 | 3.8232 | 0.39111 | 9.7751 | 4.0275 | 0.41201 | 9.7751 | 4.948% | 0.000217 | 0.00020626 | 373290.0884 | 19351.884 | 1116.7535 | 352821.4509 | 373299.256 | 0 | 0 | 373299.256 | 0.0001322%
2026 | 1458 | 1458-565R | Tier-3 | Tier-3---6 | 5--5 | 38 | 100% | 8159.9793 | 99.25% | 0.7112% | 0.04348% | 400.8709 | 0 | 0 | 400.8709 | 0 | 382.4036 | 14.8623 | 25.7298 | 382.4036 | 14.8623 | 25.7298 | 402.8359 | 15.6564 | 25.7298 | 4.913% | 0.15819 | 0.15036 | 51582.9513 | 2671.5244 | 353.2832 | 48558.1438 | 51603.2234 | 0 | 0 | 51603.2234 | 0.01322%
2026 | 1458 | 1458-601R | Tier-3 | Tier-3---2 | 5--5 | 127 | 100% | 37077.302 | 99.36% | 0.615% | 0.02874% | 1823.5109 | 0 | 0 | 1823.5109 | 0 | 1739.5055 | 49.6712 | 35.0204 | 1739.5055 | 49.6712 | 35.0204 | 1832.4497 | 52.3252 | 35.0204 | 4.918% | 0.20421 | 0.1941 | 181561.9083 | 16225.6288 | 1105.2701 | 164231.0094 | 181622.7804 | 0 | 0 | 181622.7804 | 0.06013%
2026 | 1525 | 1525-23R | Tier-2 | Tier-2---20 | 4--1 | 1 | 100% | 8.268 | 89.5% | 6.947% | 3.548% | 0.36631 | 0 | 0 | 0.36631 | 0 | 0.34944 | 0.39111 | 0.89344 | 0.34944 | 0.39111 | 0.89344 | 0.36811 | 0.41201 | 0.89344 | 4.43% | 0.032823 | 0.031198 | 251.8988 | 16.5613 | 22.0923 | 213.2452 | 253.2756 | 0 | 0 | 253.2756 | 1.208e-05%
2026 | 157 | 157-165R | Tier-3 | Tier-3---18 | 5--2 | 20 | 100% | 418.5676 | 87.71% | 11.66% | 0.6303% | 18.1719 | 0 | 0 | 18.1719 | 0 | 17.3347 | 7.8222 | 2.2161 | 17.3347 | 7.8222 | 2.2161 | 18.261 | 8.2402 | 2.2161 | 4.341% | 0.28262 | 0.26863 | 1481.042 | 67.5847 | 171.9177 | 1241.5396 | 1490.5243 | 0 | 0 | 1490.5243 | 0.0005992%
2026 | 157 | 157-189R | Tier-3 | Tier-3---9 | 5--4 | 177 | 100% | 5507.0239 | 92.46% | 7.234% | 0.3043% | 252.0471 | 0 | 0 | 252.0471 | 0 | 240.4359 | 69.2268 | 3.4732 | 240.4359 | 69.2268 | 3.4732 | 253.2827 | 72.9257 | 3.4732 | 4.577% | 0.3705 | 0.35216 | 14863.9228 | 754.0463 | 1002.9719 | 13106.9046 | 14922.279 | 0 | 0 | 14922.279 | 0.008312%
2026 | 157 | 157-1928R | Tier-3 | Tier-3---11 | 5--4 | 10 | 100% | 3052.6745 | 99.07% | 0.8703% | 0.06204% | 149.6985 | 0 | 0 | 149.6985 | 0 | 142.8022 | 3.9111 | 36.5118 | 142.8022 | 3.9111 | 36.5118 | 150.4323 | 4.1201 | 36.5118 | 4.904% | 0.2812 | 0.26728 | 10855.7292 | 566.799 | 90.102 | 10198.8282 | 10861.0002 | 0 | 0 | 10861.0002 | 0.004937%
2026 | 157 | 157-204R | Tier-3 | Tier-3---11 | 5--4 | 20 | 100% | 3876.1334 | 98.99% | 0.834% | 0.1804% | 189.9223 | 0 | 0 | 189.9223 | 0 | 181.173 | 7.8222 | 23.1613 | 181.173 | 7.8222 | 23.1613 | 190.8533 | 8.2402 | 23.1613 | 4.9% | 0.32777 | 0.31154 | 11825.9094 | 682.672 | 178.5381 | 10964.6993 | 11832.1568 | 0 | 0 | 11832.1568 | 0.006263%
2026 | 157 | 157-207R | Tier-3 | Tier-3---16 | 2--5 | 2 | 100% | 719.0865 | 99.89% | 0% | 0.1123% | 35.5548 | 0 | 0 | 35.5548 | 0 | 33.9169 | 0.78222 | 43.3595 | 33.9169 | 0.78222 | 43.3595 | 35.7291 | 0.82402 | 43.3595 | 4.944% | 0.0095404 | 0.0090682 | 75372.7824 | 4506.2724 | 2335.4461 | 68531.064 | 75377.1909 | 0 | 0 | 75377.1909 | 0.001172%
2026 | 157 | 157-232R | Tier-3 | Tier-3---11 | 5--4 | 80 | 100% | 3160.5079 | 95.27% | 4.501% | 0.231% | 149.0426 | 0 | 0 | 149.0426 | 0 | 142.1765 | 31.289 | 4.544 | 142.1765 | 31.289 | 4.544 | 149.7732 | 32.9608 | 4.544 | 4.716% | 0.32167 | 0.30575 | 9825.3054 | 518.5543 | 443.2857 | 8863.4653 | 9849.5166 | 0 | 0 | 9849.5166 | 0.004915%
2026 | 157 | 157-257R | Tier-3 | Tier-3---14 | 5--4 | 151 | 100% | 2061.1876 | 81.54% | 17.79% | 0.6678% | 83.1948 | 0 | 0 | 83.1948 | 0 | 79.3622 | 59.0579 | 1.3438 | 79.3622 | 59.0579 | 1.3438 | 83.6027 | 62.2135 | 1.3438 | 4.036% | 0.36686 | 0.3487 | 5618.4522 | 263.1979 | 939.0969 | 4416.1574 | 5672.464 | 0 | 0 | 5672.464 | 0.002743%
2026 | 157 | 157-273R | Tier-3 | Tier-3---14 | 5--4 | 53 | 100% | 1867.403 | 95.01% | 4.712% | 0.2778% | 87.8243 | 0 | 0 | 87.8243 | 0 | 83.7784 | 20.7289 | 4.0416 | 83.7784 | 20.7289 | 4.0416 | 88.2548 | 21.8365 | 4.0416 | 4.703% | 0.32295 | 0.30696 | 5782.3142 | 331.2593 | 295.5406 | 5155.5144 | 5797.3391 | 0 | 0 | 5797.3391 | 0.002896%
2026 | 157 | 157-81R | Tier-3 | Tier-3---3 | 5--5 | 205 | 100% | 18749.5963 | 97% | 2.901% | 0.09453% | 900.3079 | 0 | 0 | 900.3079 | 0 | 858.8326 | 80.178 | 10.7116 | 858.8326 | 80.178 | 10.7116 | 904.7212 | 84.462 | 10.7116 | 4.802% | 0.38414 | 0.36512 | 48809.8885 | 2680.9552 | 1331.6361 | 44797.2971 | 48886.0197 | 0 | 0 | 48886.0197 | 0.02969%
2026 | 175 | 175-2024R | Tier-2 | Tier-2---5 | 5--5 | 19 | 100% | 4029.0085 | 99.1% | 0.8147% | 0.08289% | 197.6458 | 0 | 0 | 197.6458 | 0 | 188.5406 | 7.4311 | 25.3717 | 188.5406 | 7.4311 | 25.3717 | 198.6146 | 7.8282 | 25.3717 | 4.906% | 0.19114 | 0.18168 | 21078.6803 | 2171.1598 | 170.5146 | 18737.0059 | 21088.5336 | 0 | 0 | 21088.5336 | 0.006518%
2026 | 175 | 175-24R | Tier-2 | Tier-2---8 | 5--4 | 6 | 100% | 2651.4354 | 70.65% | 29.24% | 0.1064% | 92.7259 | 0 | 0 | 92.7259 | 0 | 88.4542 | 2.3467 | 37.6935 | 88.4542 | 2.3467 | 37.6935 | 93.1805 | 2.4721 | 37.6935 | 3.497% | 0.17491 | 0.16625 | 15158.7512 | 1220.081 | 4125.7623 | 9812.9079 | 15390.4469 | 0 | 0 | 15390.4469 | 0.003058%
2026 | 175 | 175-64R | Tier-3 | Tier-3---11 | 5--5 | 63 | 100% | 4385.4004 | 97.52% | 2.308% | 0.1684% | 211.7013 | 0 | 0 | 211.7013 | 0 | 201.9487 | 24.6401 | 8.1959 | 201.9487 | 24.6401 | 8.1959 | 212.7391 | 25.9566 | 8.1959 | 4.827% | 0.20232 | 0.19231 | 21675.2228 | 1490.2349 | 476.6065 | 19708.3814 | 21703.178 | 0 | 0 | 21703.178 | 0.006981%
2026 | 175 | 175-90R | Tier-3 | Tier-3---9 | 5--5 | 113 | 100% | 5741.4949 | 96.86% | 2.992% | 0.1472% | 275.2829 | 0 | 0 | 275.2829 | 0 | 262.6012 | 44.1957 | 5.9418 | 262.6012 | 44.1957 | 5.9418 | 276.6324 | 46.5571 | 5.9418 | 4.795% | 0.20491 | 0.19477 | 28019.3198 | 1604.6601 | 781.1853 | 25633.4744 | 28065.1231 | 0 | 0 | 28065.1231 | 0.009078%
2026 | 175 | 175-94R | Tier-2 | Tier-2---10 | 5--4 | 9 | 100% | 836.2457 | 79.76% | 20.09% | 0.1547% | 33.0153 | 0 | 0 | 33.0153 | 0 | 31.4944 | 3.52 | 8.9472 | 31.4944 | 3.52 | 8.9472 | 33.1772 | 3.7081 | 8.9472 | 3.948% | 0.16555 | 0.15736 | 5051.3061 | 289.0942 | 923.2368 | 3838.9751 | 5104.5538 | 0 | 0 | 5104.5538 | 0.001089%
2026 | 176 | 176-161R | Tier-3 | Tier-3---5 | 5--5 | 62 | 100% | 11523.3049 | 98.77% | 1.172% | 0.05875% | 563.3817 | 0 | 0 | 563.3817 | 0 | 537.4279 | 24.249 | 22.1629 | 537.4279 | 24.249 | 22.1629 | 566.1434 | 25.5446 | 22.1629 | 4.889% | 0.22417 | 0.21307 | 51404.5427 | 2861.3734 | 647.4738 | 47895.6955 | 51437.4981 | 0 | 0 | 51437.4981 | 0.01858%
2026 | 176 | 176-164R | Tier-3 | Tier-3---11 | 5--5 | 55 | 100% | 4184.7467 | 98.1% | 1.799% | 0.1047% | 203.2012 | 0 | 0 | 203.2012 | 0 | 193.8402 | 21.5112 | 9.0111 | 193.8402 | 21.5112 | 9.0111 | 204.1973 | 22.6605 | 9.0111 | 4.856% | 0.20727 | 0.19701 | 20189.7554 | 1135.7308 | 339.0696 | 18714.955 | 20209.7732 | 0 | 0 | 20209.7732 | 0.006701%
2026 | 176 | 176-1834R | Tier-3 | Tier-3---5 | 5--5 | 32 | 100% | 10068.5168 | 97.13% | 2.784% | 0.0867% | 484.0866 | 0 | 0 | 484.0866 | 0 | 461.7857 | 12.5156 | 36.8968 | 461.7857 | 12.5156 | 36.8968 | 486.4596 | 13.1843 | 36.8968 | 4.808% | 0.23205 | 0.22056 | 43390.2136 | 3622.3985 | 1240.781 | 38527.0341 | 43455.0713 | 0 | 0 | 43455.0713 | 0.01596%
2026 | 176 | 176-1845R | Tier-3 | Tier-3---11 | 5--5 | 51 | 100% | 3401.0234 | 97.74% | 2.113% | 0.1474% | 164.5455 | 0 | 0 | 164.5455 | 0 | 156.9652 | 19.9467 | 7.8692 | 156.9652 | 19.9467 | 7.8692 | 165.3521 | 21.0125 | 7.8692 | 4.838% | 0.20978 | 0.19939 | 16212.4883 | 938.665 | 329.6573 | 14944.1661 | 16231.572 | 0 | 0 | 16231.572 | 0.005426%
2026 | 176 | 176-194R | Tier-3 | Tier-3---9 | 5--5 | 44 | 100% | 4934.1603 | 97.7% | 2.178% | 0.1196% | 238.628 | 0 | 0 | 238.628 | 0 | 227.6349 | 17.2089 | 13.2277 | 227.6349 | 17.2089 | 13.2277 | 239.7978 | 18.1284 | 13.2277 | 4.836% | 0.21542 | 0.20476 | 22904.8386 | 1316.8845 | 471.0491 | 21116.9051 | 22932.2512 | 0 | 0 | 22932.2512 | 0.007869%
2026 | 176 | 176-197F | Tier-3 | Tier-3---5 | 5--5 | 115 | 100% | 13172.958 | 96.8% | 3.124% | 0.0728% | 631.2162 | 0 | 0 | 631.2162 | 0 | 602.1374 | 44.9779 | 13.3874 | 602.1374 | 44.9779 | 13.3874 | 634.3104 | 47.3811 | 13.3874 | 4.792% | 0.23242 | 0.22091 | 56678.2638 | 5414.7581 | 1674.033 | 49589.4726 | 56772.6237 | 0 | 0 | 56772.6237 | 0.02082%
2026 | 176 | 176-200F | Tier-3 | Tier-3---15 | 5--4 | 5 | 100% | 1635.841 | 89.24% | 10.7% | 0.05535% | 72.2645 | 0 | 0 | 72.2645 | 0 | 68.9354 | 1.9556 | 35.251 | 68.9354 | 1.9556 | 35.251 | 72.6187 | 2.06 | 35.251 | 4.418% | 0.18529 | 0.17612 | 8828.4206 | 442.8683 | 867.091 | 7518.4614 | 8877.8734 | 0 | 0 | 8877.8734 | 0.002383%
2026 | 177 | 177-955 | Tier-2 | Tier-2---5 | 5--5 | 3 | 100% | 2963.4059 | 78.23% | 21.66% | 0.1106% | 114.7532 | 0 | 0 | 114.7532 | 0 | 109.4668 | 1.1733 | 93.2953 | 109.4668 | 1.1733 | 93.2953 | 115.3157 | 1.236 | 93.2953 | 3.872% | 0.11726 | 0.11145 | 25272.526 | 2362.8504 | 4989.1737 | 17920.5019 | 25559.0608 | 0 | 0 | 25559.0608 | 0.003784%
2026 | 182 | 182-2240F | Tier-2 | Tier-2---2 | 5--5 | 40 | 100% | 11917.1989 | 94.29% | 5.651% | 0.05821% | 556.2232 | 0 | 0 | 556.2232 | 0 | 530.5991 | 15.6445 | 33.916 | 530.5991 | 15.6445 | 33.916 | 558.9498 | 16.4804 | 33.916 | 4.667% | 0.1455 | 0.1383 | 81902.6704 | 14617.7682 | 4685.118 | 62599.7842 | 82146.1822 | 0 | 0 | 82146.1822 | 0.01834%
2026 | 182 | 182-2250 | Tier-2 | Tier-2---8 | 5--5 | 4 | 100% | 1939.2132 | 99.74% | 0.2126% | 0.04638% | 95.7424 | 0 | 0 | 95.7424 | 0 | 91.3318 | 1.5644 | 58.3795 | 91.3318 | 1.5644 | 58.3795 | 96.2118 | 1.648 | 58.3795 | 4.937% | 0.10496 | 0.099761 | 18476.2986 | 952.6245 | 43.2141 | 17480.4599 | 18478.7907 | 0 | 0 | 18478.7907 | 0.003157%
2026 | 182 | 182-2252R | Tier-2 | Tier-2---5 | 5--5 | 17 | 100% | 4229.9446 | 99.22% | 0.7256% | 0.05893% | 207.7395 | 0 | 0 | 207.7395 | 0 | 198.1694 | 6.6489 | 29.8048 | 198.1694 | 6.6489 | 29.8048 | 208.7579 | 7.0042 | 29.8048 | 4.911% | 0.11307 | 0.10747 | 37409.5665 | 1975.2658 | 266.8712 | 35167.4295 | 37424.8513 | 0 | 0 | 37424.8513 | 0.00685%
2026 | 185 | 185-51F | Tier-2 | Tier-2---7 | 4--5 | 8 | 100% | 1723.9707 | 91.93% | 7.724% | 0.3493% | 78.4468 | 0 | 0 | 78.4468 | 0 | 74.8329 | 3.1289 | 23.9167 | 74.8329 | 3.1289 | 23.9167 | 78.8314 | 3.2961 | 23.9167 | 4.55% | 0.048222 | 0.045835 | 35751.0066 | 2801.5482 | 2693.3974 | 30256.061 | 35901.3237 | 0 | 0 | 35901.3237 | 0.002587%
2026 | 197 | 197-1150F | Tier-2 | Tier-2---15 | 3--4 | 4 | 100% | 183.5383 | 99.34% | 0.09556% | 0.5689% | 9.0248 | 0 | 0 | 9.0248 | 0 | 8.609 | 1.5644 | 5.5029 | 8.609 | 1.5644 | 5.5029 | 9.069 | 1.648 | 5.5029 | 4.917% | 0.021777 | 0.020699 | 8428.1597 | 574.797 | 50.0666 | 7803.2962 | 8431.076 | 0 | 0 | 8431.076 | 0.0002976%
2026 | 197 | 197-1155F | Tier-2 | Tier-2---21 | 1--4 | 1 | 100% | 6.6189 | 96.38% | 0% | 3.621% | 0.31578 | 0 | 0 | 0.31578 | 0 | 0.30123 | 0.39111 | 0.77018 | 0.30123 | 0.39111 | 0.77018 | 0.31732 | 0.41201 | 0.77018 | 4.771% | 0.0010316 | 0.00098054 | 6416.1897 | 579.4256 | 247.7258 | 5589.0383 | 6428.2874 | 0 | 0 | 6428.2874 | 1.041e-05%
2026 | 206 | 206-1817 | Tier-2 | Tier-2---4 | 4--5 | 8 | 100% | 2976.5734 | 99.75% | 0% | 0.2502% | 146.9718 | 0 | 0 | 146.9718 | 0 | 140.2011 | 3.1289 | 44.8085 | 140.2011 | 3.1289 | 44.8085 | 147.6922 | 3.2961 | 44.8085 | 4.938% | 0.038208 | 0.036317 | 77904.8627 | 4581.6453 | 274.9924 | 73048.225 | 77915.0127 | 0 | 0 | 77915.0127 | 0.004847%
2026 | 209 | 209-1769F | Tier-2 | Tier-2---6 | 5--5 | 51 | 100% | 8462.8018 | 99.74% | 0% | 0.2593% | 417.8226 | 0 | 0 | 417.8226 | 0 | 398.5744 | 19.9467 | 19.982 | 398.5744 | 19.9467 | 19.982 | 419.8708 | 21.0125 | 19.982 | 4.937% | 0.11169 | 0.10616 | 75768.5529 | 4573.9666 | 302.4119 | 70892.1744 | 75778.7828 | 0 | 0 | 75778.7828 | 0.01378%
2026 | 210 | 210-172R | Tier-2 | Tier-2---11 | 5--2 | 19 | 100% | 498.1496 | 90.1% | 9.186% | 0.7154% | 22.2168 | 0 | 0 | 22.2168 | 0 | 21.1934 | 7.4311 | 2.852 | 21.1934 | 7.4311 | 2.852 | 22.3257 | 7.8282 | 2.852 | 4.46% | 0.32588 | 0.30975 | 1528.6439 | 54.3411 | 137.5486 | 1336.7541 | 1536.5263 | 0 | 0 | 1536.5263 | 0.0007326%
2026 | 210 | 210-392R | Tier-2 | Tier-2---10 | 5--3 | 60 | 100% | 1037.8957 | 85.73% | 13.64% | 0.6245% | 44.0457 | 0 | 0 | 44.0457 | 0 | 42.0166 | 23.4667 | 1.7905 | 42.0166 | 23.4667 | 1.7905 | 44.2616 | 24.7206 | 1.7905 | 4.244% | 0.34771 | 0.33049 | 2984.984 | 126.9167 | 388.4133 | 2469.654 | 3007.1634 | 0 | 0 | 3007.1634 | 0.001452%
2026 | 210 | 210-394R | Tier-2 | Tier-2---16 | 5--2 | 18 | 100% | 170.5929 | 70.47% | 28.1% | 1.432% | 5.9509 | 0 | 0 | 5.9509 | 0 | 5.6768 | 7.04 | 0.80636 | 5.6768 | 7.04 | 0.80636 | 5.9801 | 7.4162 | 0.80636 | 3.488% | 0.31841 | 0.30265 | 535.7584 | 19.2532 | 128.0571 | 388.4481 | 543.997 | 0 | 0 | 543.997 | 0.0001962%
2026 | 210 | 210-9R | Tier-2 | Tier-2---13 | 5--2 | 38 | 100% | 317.7725 | 50.82% | 48.53% | 0.6462% | 7.9945 | 0 | 0 | 7.9945 | 0 | 7.6262 | 14.8623 | 0.51313 | 7.6262 | 14.8623 | 0.51313 | 8.0337 | 15.6564 | 0.51313 | 2.516% | 0.31397 | 0.29843 | 1012.1143 | 32.0834 | 459.6705 | 520.3604 | 1038.0342 | 0 | 0 | 1038.0342 | 0.0002636%
2026 | 211 | 211-279R | Tier-2 | Tier-2---10 | 5--3 | 65 | 100% | 1199.6322 | 89.49% | 9.8% | 0.7134% | 53.1388 | 0 | 0 | 53.1388 | 0 | 50.6908 | 25.4223 | 1.994 | 50.6908 | 25.4223 | 1.994 | 53.3993 | 26.7806 | 1.994 | 4.43% | 0.37314 | 0.35467 | 3215.0069 | 112.0942 | 354.3013 | 2748.6114 | 3232.6094 | 0 | 0 | 3232.6094 | 0.001752%
2026 | 211 | 211-312R | Tier-2 | Tier-2---8 | 5--3 | 145 | 100% | 1809.5147 | 84.26% | 15.08% | 0.6521% | 75.477 | 0 | 0 | 75.477 | 0 | 71.9999 | 56.7113 | 1.2696 | 71.9999 | 56.7113 | 1.2696 | 75.847 | 59.7414 | 1.2696 | 4.171% | 0.39031 | 0.37099 | 4636.1485 | 245.0801 | 661.0984 | 3729.97 | 4674.1392 | 0 | 0 | 4674.1392 | 0.002489%
2026 | 211 | 211-771R | Tier-3 | Tier-3---14 | 5--4 | 66 | 100% | 1890.633 | 91.06% | 8.49% | 0.4466% | 85.223 | 0 | 0 | 85.223 | 0 | 81.2969 | 25.8134 | 3.1494 | 81.2969 | 25.8134 | 3.1494 | 85.6408 | 27.1926 | 3.1494 | 4.508% | 0.3743 | 0.35578 | 5051.0602 | 188.146 | 399.018 | 4463.8962 | 5074.5675 | 0 | 0 | 5074.5675 | 0.00281%
2026 | 212 | 212-1177R | Tier-2 | Tier-2---8 | 5--4 | 79 | 100% | 1738.9252 | 95.43% | 4.096% | 0.4776% | 82.1402 | 0 | 0 | 82.1402 | 0 | 78.3562 | 30.8979 | 2.536 | 78.3562 | 30.8979 | 2.536 | 82.5429 | 32.5488 | 2.536 | 4.724% | 0.15054 | 0.14309 | 11551.4959 | 598.6378 | 571.3977 | 10381.4604 | 11579.0081 | 0 | 0 | 11579.0081 | 0.002709%
2026 | 212 | 212-1204R | Tier-2 | Tier-2---8 | 5--4 | 70 | 100% | 1570.3762 | 94.97% | 4.642% | 0.3849% | 73.8258 | 0 | 0 | 73.8258 | 0 | 70.4248 | 27.3779 | 2.5723 | 70.4248 | 27.3779 | 2.5723 | 74.1877 | 28.8407 | 2.5723 | 4.701% | 0.19221 | 0.18269 | 8170.2767 | 423.629 | 402.249 | 7344.3988 | 8191.6669 | 0 | 0 | 8191.6669 | 0.002435%
2026 | 212 | 212-638R | Tier-2 | Tier-2---11 | 5--4 | 4 | 100% | 609.7797 | 99.07% | 0.4924% | 0.4406% | 29.9025 | 0 | 0 | 29.9025 | 0 | 28.5249 | 1.5644 | 18.2332 | 28.5249 | 1.5644 | 18.2332 | 30.0491 | 1.648 | 18.2332 | 4.904% | 0.10708 | 0.10177 | 5694.8842 | 240.5228 | 69.3628 | 5384.9986 | 5697.6511 | 0 | 0 | 5697.6511 | 0.0009861%
2026 | 212 | 212-725R | Tier-3 | Tier-3---10 | 5--5 | 46 | 100% | 4887.8267 | 99.15% | 0.7265% | 0.1225% | 239.8933 | 0 | 0 | 239.8933 | 0 | 228.8419 | 17.9912 | 12.7197 | 228.8419 | 17.9912 | 12.7197 | 241.0693 | 18.9525 | 12.7197 | 4.908% | 0.13941 | 0.13251 | 35061.0556 | 1697.3046 | 267.0507 | 33096.7003 | 35076.5573 | 0 | 0 | 35076.5573 | 0.007911%
2026 | 212 | 212-734R | Tier-2 | Tier-2---10 | 5--4 | 42 | 100% | 1265.9596 | 97.92% | 1.386% | 0.6959% | 61.3606 | 0 | 0 | 61.3606 | 0 | 58.5338 | 16.4267 | 3.5633 | 58.5338 | 16.4267 | 3.5633 | 61.6614 | 17.3044 | 3.5633 | 4.847% | 0.17753 | 0.16875 | 7130.7609 | 270.2179 | 291.48 | 6569.0631 | 7138.4909 | 0 | 0 | 7138.4909 | 0.002023%
2026 | 212 | 212-739R | Tier-3 | Tier-3---15 | 5--4 | 39 | 100% | 998.7912 | 96.62% | 2.787% | 0.5903% | 47.7702 | 0 | 0 | 47.7702 | 0 | 45.5695 | 15.2534 | 2.9875 | 45.5695 | 15.2534 | 2.9875 | 48.0044 | 16.0684 | 2.9875 | 4.783% | 0.13097 | 0.12449 | 7626.107 | 388.5698 | 248.0646 | 6989.4726 | 7639.5217 | 0 | 0 | 7639.5217 | 0.001575%
2026 | 212 | 212-743R | Tier-2 | Tier-2---13 | 5--3 | 6 | 100% | 261.4279 | 97.06% | 2.12% | 0.8249% | 12.5596 | 0 | 0 | 12.5596 | 0 | 11.981 | 2.3467 | 5.1055 | 11.981 | 2.3467 | 5.1055 | 12.6212 | 2.4721 | 5.1055 | 4.804% | 0.11654 | 0.11078 | 2243.1612 | 103.5889 | 60.4407 | 2079.1316 | 2246.6012 | 0 | 0 | 2246.6012 | 0.0004142%
2026 | 212 | 212-758R | Tier-2 | Tier-2---8 | 5--4 | 68 | 100% | 1482.4618 | 97.27% | 2.316% | 0.4117% | 71.3804 | 0 | 0 | 71.3804 | 0 | 68.092 | 26.5956 | 2.5603 | 68.092 | 26.5956 | 2.5603 | 71.7303 | 28.0167 | 2.5603 | 4.815% | 0.1427 | 0.13564 | 10388.4417 | 533.566 | 267.0613 | 9587.8143 | 10403.1976 | 0 | 0 | 10403.1976 | 0.002354%
2026 | 212 | 212-773R | Tier-2 | Tier-2---5 | 5--4 | 103 | 100% | 2758.5667 | 95.78% | 3.96% | 0.2633% | 130.7823 | 0 | 0 | 130.7823 | 0 | 124.7575 | 40.2846 | 3.0969 | 124.7575 | 40.2846 | 3.0969 | 131.4234 | 42.437 | 3.0969 | 4.741% | 0.19881 | 0.18897 | 13875.2805 | 746.7621 | 538.2266 | 12590.2917 | 13905.797 | 0 | 0 | 13905.797 | 0.004313%
2026 | 212 | 212-799R | Tier-2 | Tier-2---10 | 5--4 | 39 | 100% | 1038.8005 | 97.12% | 2.539% | 0.3416% | 49.9395 | 0 | 0 | 49.9395 | 0 | 47.6389 | 15.2534 | 3.1232 | 47.6389 | 15.2534 | 3.1232 | 50.1843 | 16.0684 | 3.1232 | 4.807% | 0.12493 | 0.11875 | 8315.0604 | 411.6865 | 218.9209 | 7684.453 | 8327.5336 | 0 | 0 | 8327.5336 | 0.001647%
2026 | 212 | 212-880R | Tier-2 | Tier-2---16 | 5--2 | 3 | 100% | 104.9439 | 97.78% | 1.295% | 0.9224% | 5.0795 | 0 | 0 | 5.0795 | 0 | 4.8455 | 1.1733 | 4.1297 | 4.8455 | 1.1733 | 4.1297 | 5.1044 | 1.236 | 4.1297 | 4.84% | 0.10736 | 0.10205 | 977.4994 | 42.0611 | 20.0248 | 915.4135 | 978.6283 | 0 | 0 | 978.6283 | 0.0001675%
2026 | 212 | 212-886R | Tier-2 | Tier-2---8 | 5--4 | 17 | 100% | 2163.5248 | 98.72% | 1.034% | 0.2463% | 105.7234 | 0 | 0 | 105.7234 | 0 | 100.8529 | 6.6489 | 15.1683 | 100.8529 | 6.6489 | 15.1683 | 106.2416 | 7.0042 | 15.1683 | 4.887% | 0.18767 | 0.17838 | 11528.3958 | 592.0091 | 130.2023 | 10806.1843 | 11536.0822 | 0 | 0 | 11536.0822 | 0.003486%
2026 | 212 | 212-888R | Tier-2 | Tier-2---8 | 5--4 | 45 | 100% | 1471.0622 | 97.82% | 1.883% | 0.2988% | 71.2291 | 0 | 0 | 71.2291 | 0 | 67.9477 | 17.6 | 3.8607 | 67.9477 | 17.6 | 3.8607 | 71.5783 | 18.5404 | 3.8607 | 4.842% | 0.13116 | 0.12466 | 11216.1087 | 603.389 | 219.1134 | 10393.6063 | 11228.8506 | 0 | 0 | 11228.8506 | 0.002349%
2026 | 214 | 214-1122R | Tier-3 | Tier-3---3 | 5--5 | 127 | 100% | 26281.1502 | 98.91% | 1.048% | 0.04591% | 1286.6839 | 0 | 0 | 1286.6839 | 0 | 1227.409 | 49.6712 | 24.7107 | 1227.409 | 49.6712 | 24.7107 | 1292.9912 | 52.3252 | 24.7107 | 4.896% | 0.26918 | 0.25585 | 97635.635 | 5011.5122 | 984.8064 | 91639.3164 | 97691.265 | 0 | 0 | 97691.265 | 0.04243%
2026 | 214 | 214-1135R | Tier-3 | Tier-3---6 | 4--5 | 75 | 100% | 6666.9216 | 99.41% | 0.4702% | 0.123% | 328.055 | 0 | 0 | 328.055 | 0 | 312.9422 | 29.3334 | 10.6685 | 312.9422 | 29.3334 | 10.6685 | 329.6631 | 30.9007 | 10.6685 | 4.921% | 0.090777 | 0.086284 | 73442.8498 | 4553.5888 | 482.5906 | 68406.6704 | 73465.5376 | 0 | 0 | 73465.5376 | 0.01082%
2026 | 214 | 214-17AE | Tier-3 | Tier-3---17 | 4--4 | 30 | 100% | 484.0355 | 97.4% | 1.48% | 1.12% | 23.3369 | 0 | 0 | 23.3369 | 0 | 22.2618 | 11.7334 | 1.8973 | 22.2618 | 11.7334 | 1.8973 | 23.4513 | 12.3603 | 1.8973 | 4.821% | 0.071957 | 0.068395 | 6726.7702 | 365.2505 | 154.8548 | 6206.6649 | 6735.8769 | 0 | 0 | 6735.8769 | 0.0007696%
2026 | 214 | 214-4R | Tier-3 | Tier-3---17 | 4--4 | 22 | 100% | 400.1895 | 97.86% | 1.359% | 0.7809% | 19.3854 | 0 | 0 | 19.3854 | 0 | 18.4924 | 8.6045 | 2.1492 | 18.4924 | 8.6045 | 2.1492 | 19.4805 | 9.0642 | 2.1492 | 4.844% | 0.059676 | 0.056722 | 6706.0819 | 383.8314 | 129.2907 | 6192.9598 | 6713.5561 | 0 | 0 | 6713.5561 | 0.0006393%
2026 | 214 | 214-536R | Tier-3 | Tier-3---17 | 4--4 | 9 | 100% | 513.3291 | 98.71% | 0.8845% | 0.4005% | 25.0833 | 0 | 0 | 25.0833 | 0 | 23.9277 | 3.52 | 6.7976 | 23.9277 | 3.52 | 6.7976 | 25.2062 | 3.7081 | 6.7976 | 4.886% | 0.053744 | 0.051083 | 9551.4463 | 547.5853 | 232.0453 | 8771.8157 | 9557.8383 | 0 | 0 | 9557.8383 | 0.0008272%
2026 | 214 | 214-583R | Tier-3 | Tier-3---13 | 4--5 | 32 | 100% | 2208.3134 | 99.09% | 0.6816% | 0.2244% | 108.3212 | 0 | 0 | 108.3212 | 0 | 103.331 | 12.5156 | 8.2562 | 103.331 | 12.5156 | 8.2562 | 108.8522 | 13.1843 | 8.2562 | 4.905% | 0.070413 | 0.066928 | 31362.296 | 1883.6813 | 422.1722 | 29056.4425 | 31377.0932 | 0 | 0 | 31377.0932 | 0.003572%
2026 | 214 | 214-613R | Tier-3 | Tier-3---14 | 5--3 | 50 | 100% | 1721.769 | 85.69% | 14.07% | 0.2459% | 73.0294 | 0 | 0 | 73.0294 | 0 | 69.6651 | 19.5556 | 3.5624 | 69.6651 | 19.5556 | 3.5624 | 73.3874 | 20.6005 | 3.5624 | 4.242% | 0.43289 | 0.41146 | 3977.4025 | 197.1566 | 516.9968 | 3263.2491 | 4007.0485 | 0 | 0 | 4007.0485 | 0.002408%
2026 | 214 | 214-647R | Tier-3 | Tier-3---8 | 5--5 | 73 | 100% | 22354.3085 | 99.24% | 0.73% | 0.02701% | 1098.1613 | 0 | 0 | 1098.1613 | 0 | 1047.5713 | 28.5512 | 36.691 | 1047.5713 | 28.5512 | 36.691 | 1103.5445 | 30.0767 | 36.691 | 4.913% | 0.23844 | 0.22663 | 93753.9152 | 4640.4334 | 647.6025 | 88465.8794 | 93790.8777 | 0 | 0 | 93790.8777 | 0.03621%
2026 | 215 | 215-1531R | Tier-2 | Tier-2---2 | 5--5 | 72 | 100% | 12702.4119 | 98.21% | 1.737% | 0.04837% | 617.5408 | 0 | 0 | 617.5408 | 0 | 589.092 | 28.1601 | 20.9194 | 589.092 | 28.1601 | 20.9194 | 620.568 | 29.6647 | 20.9194 | 4.862% | 0.20291 | 0.19287 | 62600.9651 | 3773.3762 | 1033.6342 | 57793.9547 | 62659.1843 | 0 | 0 | 62659.1843 | 0.02036%
2026 | 215 | 215-1534R | Tier-2 | Tier-2---1 | 5--5 | 58 | 100% | 19489.7064 | 99% | 0.9737% | 0.02962% | 955.0614 | 0 | 0 | 955.0614 | 0 | 911.0636 | 22.6845 | 40.1624 | 911.0636 | 22.6845 | 40.1624 | 959.743 | 23.8966 | 40.1624 | 4.9% | 0.1982 | 0.18839 | 98331.2515 | 6096.0396 | 907.1497 | 91328.0622 | 98382.6286 | 0 | 0 | 98382.6286 | 0.03149%
2026 | 215 | 215-1544R | Tier-2 | Tier-2---8 | 5--4 | 16 | 100% | 1412.4296 | 98.09% | 1.785% | 0.1216% | 68.582 | 0 | 0 | 68.582 | 0 | 65.4226 | 6.2578 | 10.4546 | 65.4226 | 6.2578 | 10.4546 | 68.9182 | 6.5922 | 10.4546 | 4.856% | 0.10891 | 0.10352 | 12968.9923 | 1067.1746 | 223.4801 | 11678.3376 | 12981.8719 | 0 | 0 | 12981.8719 | 0.002262%
2026 | 215 | 215-38R | Tier-3 | Tier-3---10 | 5--5 | 26 | 100% | 5434.8155 | 98.92% | 1.009% | 0.07406% | 266.1091 | 0 | 0 | 266.1091 | 0 | 253.85 | 10.1689 | 24.9633 | 253.85 | 10.1689 | 24.9633 | 267.4135 | 10.7123 | 24.9633 | 4.896% | 0.12528 | 0.11908 | 43381.3494 | 2695.9135 | 518.8073 | 40166.6286 | 43405.8232 | 0 | 0 | 43405.8232 | 0.008775%
2026 | 216 | 216-1859F | Tier-3 | Tier-3---4 | 5--5 | 67 | 100% | 14041.2877 | 99.19% | 0.7753% | 0.03948% | 689.3805 | 0 | 0 | 689.3805 | 0 | 657.6222 | 26.2045 | 25.0958 | 657.6222 | 26.2045 | 25.0958 | 692.7598 | 27.6047 | 25.0958 | 4.91% | 0.15704 | 0.14927 | 89409.7822 | 5511.6035 | 666.6545 | 83231.5241 | 89447.7216 | 0 | 0 | 89447.7216 | 0.02273%
2026 | 217 | 217-41AE | Tier-2 | Tier-2---8 | 5--4 | 126 | 100% | 2013.5966 | 89.22% | 10.31% | 0.4697% | 88.9331 | 0 | 0 | 88.9331 | 0 | 84.8362 | 49.2801 | 1.7215 | 84.8362 | 49.2801 | 1.7215 | 89.3691 | 51.9132 | 1.7215 | 4.417% | 0.19664 | 0.1869 | 10240.1297 | 587.5443 | 1012.3349 | 8640.2505 | 10297.5917 | 0 | 0 | 10297.5917 | 0.002933%
2026 | 217 | 217-48AE | Tier-2 | Tier-2---8 | 5--4 | 84 | 100% | 2727.5845 | 87.85% | 11.78% | 0.3693% | 118.6108 | 0 | 0 | 118.6108 | 0 | 113.1467 | 32.8534 | 3.444 | 113.1467 | 32.8534 | 3.444 | 119.1922 | 34.6088 | 3.444 | 4.349% | 0.20236 | 0.19234 | 13478.9252 | 762.7474 | 1447.8056 | 11268.3722 | 13564.2138 | 0 | 0 | 13564.2138 | 0.003911%
2026 | 217 | 217-835R | Tier-3 | Tier-3---5 | 5--5 | 71 | 100% | 10686.9326 | 98.68% | 1.222% | 0.09479% | 522.0384 | 0 | 0 | 522.0384 | 0 | 497.9891 | 27.769 | 17.9333 | 497.9891 | 27.769 | 17.9333 | 524.5974 | 29.2527 | 17.9333 | 4.885% | 0.28412 | 0.27006 | 37613.7803 | 2195.3355 | 434.0984 | 34984.3464 | 37639.5702 | 0 | 0 | 37639.5702 | 0.01721%
2026 | 217 | 217-837R | Tier-3 | Tier-3---12 | 5--5 | 68 | 100% | 3657.1834 | 94.66% | 5.124% | 0.2164% | 171.362 | 0 | 0 | 171.362 | 0 | 163.4677 | 26.5956 | 6.1464 | 163.4677 | 26.5956 | 6.1464 | 172.202 | 28.0167 | 6.1464 | 4.686% | 0.14269 | 0.13563 | 25630.0196 | 1643.4761 | 1395.4824 | 22591.0611 | 25701.3071 | 0 | 0 | 25701.3071 | 0.005651%
2026 | 217 | 217-972R | Tier-2 | Tier-2---8 | 5--4 | 70 | 100% | 1438.6594 | 90.88% | 8.66% | 0.4639% | 64.7163 | 0 | 0 | 64.7163 | 0 | 61.735 | 27.3779 | 2.2549 | 61.735 | 27.3779 | 2.2549 | 65.0335 | 28.8407 | 2.2549 | 4.498% | 0.18227 | 0.17325 | 7892.9777 | 484.1091 | 632.8848 | 6775.9839 | 7930.4807 | 0 | 0 | 7930.4807 | 0.002134%
2026 | 217 | 217-983R | Tier-3 | Tier-3---5 | 5--5 | 48 | 100% | 10116.9629 | 99.05% | 0.91% | 0.0405% | 496.0298 | 0 | 0 | 496.0298 | 0 | 473.1787 | 18.7734 | 25.2048 | 473.1787 | 18.7734 | 25.2048 | 498.4613 | 19.7765 | 25.2048 | 4.903% | 0.2438 | 0.23173 | 41497.7937 | 2121.8511 | 363.6616 | 39012.281 | 41518.3345 | 0 | 0 | 41518.3345 | 0.01636%
2026 | 220 | 220-288R | Tier-3 | Tier-3---14 | 5--4 | 29 | 100% | 2198.6799 | 96.34% | 3.473% | 0.1901% | 104.8478 | 0 | 0 | 104.8478 | 0 | 100.0176 | 11.3423 | 8.8181 | 100.0176 | 11.3423 | 8.8181 | 105.3617 | 11.9483 | 8.8181 | 4.769% | 0.37523 | 0.35666 | 5859.515 | 279.6691 | 215.3273 | 5364.5186 | 5870.6934 | 0 | 0 | 5870.6934 | 0.003457%
2026 | 220 | 220-294R | Tier-3 | Tier-3---14 | 5--3 | 81 | 100% | 1925.8876 | 84.29% | 15.28% | 0.4298% | 80.3557 | 0 | 0 | 80.3557 | 0 | 76.6538 | 31.6801 | 2.4196 | 76.6538 | 31.6801 | 2.4196 | 80.7496 | 33.3728 | 2.4196 | 4.172% | 0.44397 | 0.422 | 4337.8466 | 198.6888 | 616.3589 | 3522.7989 | 4373.3345 | 0 | 0 | 4373.3345 | 0.00265%
2026 | 220 | 220-298R | Tier-3 | Tier-3---11 | 5--4 | 155 | 100% | 3585.6314 | 89.37% | 10.06% | 0.5685% | 158.6214 | 0 | 0 | 158.6214 | 0 | 151.314 | 60.6224 | 2.496 | 151.314 | 60.6224 | 2.496 | 159.3989 | 63.8615 | 2.496 | 4.424% | 0.50177 | 0.47693 | 7145.9975 | 283.7182 | 677.141 | 6185.1383 | 7185.5575 | 0 | 0 | 7185.5575 | 0.005231%
2026 | 221 | 221-1230F | Tier-3 | Tier-3---12 | 4--5 | 17 | 100% | 3690.9623 | 99.91% | 0% | 0.09183% | 182.5349 | 0 | 0 | 182.5349 | 0 | 174.1258 | 6.6489 | 26.1886 | 174.1258 | 6.6489 | 26.1886 | 183.4296 | 7.0042 | 26.1886 | 4.945% | 0.035843 | 0.034069 | 102975.2443 | 5653.9564 | 85.9024 | 97235.3856 | 102980.169 | 0 | 0 | 102980.169 | 0.006019%
2026 | 221 | 221-23R | Tier-3 | Tier-3---11 | 5--5 | 77 | 100% | 3270.2376 | 92.16% | 7.656% | 0.1816% | 149.1897 | 0 | 0 | 149.1897 | 0 | 142.3168 | 30.1156 | 4.7257 | 142.3168 | 30.1156 | 4.7257 | 149.921 | 31.7248 | 4.7257 | 4.562% | 0.19945 | 0.18957 | 16396.4914 | 1101.2475 | 1224.4612 | 14070.7826 | 16463.4153 | 0 | 0 | 16463.4153 | 0.00492%
2026 | 221 | 221-344R | Tier-3 | Tier-3---13 | 5--4 | 93 | 100% | 2735.9283 | 96.11% | 3.605% | 0.2871% | 130.1577 | 0 | 0 | 130.1577 | 0 | 124.1616 | 36.3734 | 3.4135 | 124.1616 | 36.3734 | 3.4135 | 130.7958 | 38.3169 | 3.4135 | 4.757% | 0.2115 | 0.20103 | 12935.7823 | 697.0944 | 453.9009 | 11784.787 | 12962.0007 | 0 | 0 | 12962.0007 | 0.004292%
2026 | 221 | 221-35 | Tier-2 | Tier-2---10 | 5--3 | 3 | 100% | 710.3273 | 99.46% | 0.4791% | 0.06249% | 34.9708 | 0 | 0 | 34.9708 | 0 | 33.3597 | 1.1733 | 28.4315 | 33.3597 | 1.1733 | 28.4315 | 35.1422 | 1.236 | 28.4315 | 4.923% | 0.17281 | 0.16425 | 4110.5569 | 223.7818 | 29.6305 | 3857.1446 | 4111.7163 | 0 | 0 | 4111.7163 | 0.001153%
2026 | 221 | 221-37AE | Tier-3 | Tier-3---11 | 5--5 | 72 | 100% | 3934.7733 | 97.03% | 2.838% | 0.1358% | 188.9786 | 0 | 0 | 188.9786 | 0 | 180.2727 | 28.1601 | 6.4017 | 180.2727 | 28.1601 | 6.4017 | 189.905 | 29.6647 | 6.4017 | 4.803% | 0.19925 | 0.18939 | 19747.6238 | 1157.9249 | 618.5884 | 17971.1105 | 19778.2099 | 0 | 0 | 19778.2099 | 0.006232%
2026 | 221 | 221-38AE | Tier-3 | Tier-3---17 | 5--3 | 9 | 100% | 318.0967 | 33.4% | 66.33% | 0.2755% | 5.2587 | 0 | 0 | 5.2587 | 0 | 5.0165 | 3.52 | 1.4251 | 5.0165 | 3.52 | 1.4251 | 5.2845 | 3.7081 | 1.4251 | 1.653% | 0.16917 | 0.1608 | 1880.3284 | 41.7922 | 1061.4721 | 777.0641 | 1945.5476 | 0 | 0 | 1945.5476 | 0.0001734%
2026 | 221 | 221-675R | Tier-2 | Tier-2---8 | 5--4 | 4 | 100% | 2055.424 | 99.51% | 0.3331% | 0.1572% | 101.2446 | 0 | 0 | 101.2446 | 0 | 96.5805 | 1.5644 | 61.7345 | 96.5805 | 1.5644 | 61.7345 | 101.7409 | 1.648 | 61.7345 | 4.926% | 0.22072 | 0.20979 | 9312.3427 | 464.7372 | 113.1149 | 8734.4905 | 9314.7205 | 0 | 0 | 9314.7205 | 0.003339%
2026 | 221 | 221-6R | Tier-2 | Tier-2---5 | 5--5 | 1 | 100% | 3904.259 | 99.88% | 0.03221% | 0.0896% | 193.0254 | 0 | 0 | 193.0254 | 0 | 184.1331 | 0.39111 | 470.7937 | 184.1331 | 0.39111 | 470.7937 | 193.9716 | 0.41201 | 470.7937 | 4.944% | 0.21604 | 0.20535 | 18071.9767 | 963.9759 | 75.8685 | 17032.1323 | 18073.1232 | 0 | 0 | 18073.1232 | 0.006365%
2026 | 221 | 221-782R | Tier-3 | Tier-3---17 | 5--3 | 5 | 100% | 618.0174 | 98.68% | 0.7939% | 0.5237% | 30.1888 | 0 | 0 | 30.1888 | 0 | 28.7981 | 1.9556 | 14.7262 | 28.7981 | 1.9556 | 14.7262 | 30.3368 | 2.06 | 14.7262 | 4.885% | 0.2472 | 0.23496 | 2500.0604 | 147.4846 | 27.966 | 2324.6098 | 2501.7759 | 0 | 0 | 2501.7759 | 0.0009955%
2026 | 221 | 221-788 | Tier-3 | Tier-3---12 | 5--5 | 12 | 100% | 4481.9143 | 99.45% | 0.5095% | 0.04337% | 220.6282 | 0 | 0 | 220.6282 | 0 | 210.4643 | 4.6933 | 44.8431 | 210.4643 | 4.6933 | 44.8431 | 221.7097 | 4.9441 | 44.8431 | 4.923% | 0.18975 | 0.18036 | 23620.3007 | 1552.9774 | 202.4159 | 21864.9074 | 23627.1015 | 0 | 0 | 23627.1015 | 0.007276%
2026 | 221 | 221-824 | Tier-3 | Tier-3---13 | 5--4 | 31 | 100% | 2324.2215 | 96.86% | 3.03% | 0.1069% | 111.4397 | 0 | 0 | 111.4397 | 0 | 106.3059 | 12.1245 | 8.7679 | 106.3059 | 12.1245 | 8.7679 | 111.9859 | 12.7723 | 8.7679 | 4.795% | 0.18396 | 0.17486 | 12634.0691 | 769.9433 | 369.3383 | 11494.7875 | 12654.7103 | 0 | 0 | 12654.7103 | 0.003675%
2026 | 222 | 222-1433R | Tier-3 | Tier-3---5 | 5--5 | 18 | 100% | 9617.9712 | 99.59% | 0.3681% | 0.03974% | 474.1478 | 0 | 0 | 474.1478 | 0 | 452.3048 | 7.04 | 64.2477 | 452.3048 | 7.04 | 64.2477 | 476.4721 | 7.4162 | 64.2477 | 4.93% | 0.37266 | 0.35421 | 25809.0958 | 1306.2972 | 94.555 | 24408.2437 | 25814.5777 | 0 | 0 | 25814.5777 | 0.01564%
2026 | 222 | 222-1503R | Tier-3 | Tier-3---15 | 5--4 | 23 | 100% | 1359.3953 | 95.15% | 4.696% | 0.1502% | 64.0292 | 0 | 0 | 64.0292 | 0 | 61.0795 | 8.9956 | 6.7899 | 61.0795 | 8.9956 | 6.7899 | 64.343 | 9.4762 | 6.7899 | 4.71% | 0.23465 | 0.22303 | 5793.3484 | 301.9788 | 270.539 | 5220.8305 | 5807.9691 | 0 | 0 | 5807.9691 | 0.002111%
2026 | 222 | 222-1523R | Tier-3 | Tier-3---7 | 5--5 | 137 | 100% | 7406.689 | 96.62% | 3.25% | 0.1263% | 354.2524 | 0 | 0 | 354.2524 | 0 | 337.9327 | 53.5824 | 6.3068 | 337.9327 | 53.5824 | 6.3068 | 355.9889 | 56.4453 | 6.3068 | 4.783% | 0.26901 | 0.25569 | 27533.3002 | 1432.7814 | 864.0996 | 25236.4192 | 27581.7128 | 0 | 0 | 27581.7128 | 0.01168%
2026 | 222 | 222-1986R | Tier-3 | Tier-3---1 | 5--5 | 212 | 100% | 79194.3488 | 99.25% | 0.7305% | 0.01724% | 3890.8074 | 0 | 0 | 3890.8074 | 0 | 3711.5659 | 82.9158 | 44.7631 | 3711.5659 | 82.9158 | 44.7631 | 3909.88 | 87.3461 | 44.7631 | 4.913% | 0.41507 | 0.39452 | 190797.4815 | 11158.3549 | 1273.0385 | 178366.0881 | 190871.7807 | 0 | 0 | 190871.7807 | 0.1283%
2026 | 222 | 222-1988R | Tier-3 | Tier-3---11 | 5--4 | 13 | 100% | 3619.4356 | 99.27% | 0.7155% | 0.01673% | 177.8502 | 0 | 0 | 177.8502 | 0 | 169.657 | 5.0845 | 33.3678 | 169.657 | 5.0845 | 33.3678 | 178.722 | 5.3561 | 33.3678 | 4.914% | 0.34461 | 0.32755 | 10502.9479 | 509.7029 | 69.9812 | 9923.2638 | 10506.9529 | 0 | 0 | 10506.9529 | 0.005865%
2026 | 222 | 222-1990R | Tier-3 | Tier-3---1 | 5--5 | 81 | 100% | 45106.6401 | 99.63% | 0.3509% | 0.01982% | 2224.501 | 0 | 0 | 2224.501 | 0 | 2122.0228 | 31.6801 | 66.9829 | 2122.0228 | 31.6801 | 66.9829 | 2235.4054 | 33.3728 | 66.9829 | 4.932% | 0.41211 | 0.39171 | 109452.4885 | 5424.0865 | 426.9036 | 103601.4983 | 109473.6205 | 0 | 0 | 109473.6205 | 0.07336%
2026 | 222 | 222-1992R | Tier-3 | Tier-3---18 | 5--2 | 3 | 100% | 288.7705 | 86.56% | 13.18% | 0.2657% | 12.3725 | 0 | 0 | 12.3725 | 0 | 11.8025 | 1.1733 | 10.0589 | 11.8025 | 1.1733 | 10.0589 | 12.4331 | 1.236 | 10.0589 | 4.285% | 0.22115 | 0.2102 | 1305.7642 | 59.3755 | 153.7229 | 1092.6658 | 1314.9061 | 0 | 0 | 1314.9061 | 0.000408%
2026 | 222 | 222-2013R | Tier-3 | Tier-3---7 | 5--5 | 132 | 100% | 7426.9759 | 96.05% | 3.813% | 0.1383% | 353.11 | 0 | 0 | 353.11 | 0 | 336.8429 | 51.6268 | 6.5246 | 336.8429 | 51.6268 | 6.5246 | 354.8409 | 54.3853 | 6.5246 | 4.754% | 0.27927 | 0.26545 | 26594.1155 | 1486.8089 | 949.5734 | 24157.7331 | 26648.8357 | 0 | 0 | 26648.8357 | 0.01164%
2026 | 222 | 222-2063 | Tier-3 | Tier-3---9 | 5--5 | 1 | 100% | 4859.7765 | 99.85% | 0.09452% | 0.05485% | 240.1996 | 0 | 0 | 240.1996 | 0 | 229.1341 | 0.39111 | 585.8527 | 229.1341 | 0.39111 | 585.8527 | 241.3771 | 0.41201 | 585.8527 | 4.943% | 0.23776 | 0.22599 | 20439.7717 | 1058.0128 | 26.4385 | 19355.3204 | 20441.3617 | 0 | 0 | 20441.3617 | 0.007921%
2026 | 222 | 222-2085 | Tier-3 | Tier-3---3 | 5--5 | 1220 | 100% | 16772.3082 | 96.7% | 3.181% | 0.1236% | 802.7939 | 0 | 0 | 802.7939 | 0 | 765.8108 | 477.1568 | 1.6049 | 765.8108 | 477.1568 | 1.6049 | 806.7292 | 502.652 | 1.6049 | 4.786% | 0.35117 | 0.33379 | 47761.3033 | 2740.017 | 1532.6307 | 43488.6556 | 47843.4976 | 0 | 0 | 47843.4976 | 0.02647%
2026 | 230 | 230-1008R | Tier-2 | Tier-2---16 | 4--3 | 1 | 100% | 171.5883 | 99.37% | 0.4538% | 0.1789% | 8.4399 | 0 | 0 | 8.4399 | 0 | 8.0511 | 0.39111 | 20.5851 | 8.0511 | 0.39111 | 20.5851 | 8.4812 | 0.41201 | 20.5851 | 4.919% | 0.055697 | 0.05294 | 3080.7564 | 194.1723 | 43.3127 | 2843.2713 | 3081.7716 | 0 | 0 | 3081.7716 | 0.0002783%
2026 | 230 | 230-127AE | Tier-2 | Tier-2---7 | 5--5 | 52 | 100% | 2000.4654 | 94.98% | 4.641% | 0.3747% | 94.056 | 0 | 0 | 94.056 | 0 | 89.723 | 20.3378 | 4.4116 | 89.723 | 20.3378 | 4.4116 | 94.517 | 21.4245 | 4.4116 | 4.702% | 0.093988 | 0.089336 | 21284.2191 | 1284.0751 | 990.3889 | 19009.7551 | 21339.8191 | 0 | 0 | 21339.8191 | 0.003102%
2026 | 230 | 230-133AE | Tier-2 | Tier-2---6 | 5--5 | 84 | 100% | 6388.6939 | 98.26% | 1.615% | 0.1229% | 310.7459 | 0 | 0 | 310.7459 | 0 | 296.4305 | 32.8534 | 9.0228 | 296.4305 | 32.8534 | 9.0228 | 312.2692 | 34.6088 | 9.0228 | 4.864% | 0.095565 | 0.090834 | 66852.0974 | 3853.1493 | 1086.4397 | 61912.5084 | 66912.5857 | 0 | 0 | 66912.5857 | 0.01025%
2026 | 230 | 230-1586R | Tier-2 | Tier-2---7 | 4--5 | 57 | 100% | 2072.8837 | 91.06% | 8.635% | 0.3% | 93.4394 | 0 | 0 | 93.4394 | 0 | 89.1348 | 22.2934 | 3.9983 | 89.1348 | 22.2934 | 3.9983 | 93.8974 | 23.4846 | 3.9983 | 4.508% | 0.084625 | 0.080436 | 24494.9333 | 1384.72 | 2145.1757 | 20965.0376 | 24608.9164 | 0 | 0 | 24608.9164 | 0.003081%
2026 | 230 | 230-1606R | Tier-2 | Tier-2---11 | 4--4 | 17 | 100% | 536.3838 | 78.97% | 20.71% | 0.32% | 20.9668 | 0 | 0 | 20.9668 | 0 | 20.0009 | 6.6489 | 3.0082 | 20.0009 | 6.6489 | 3.0082 | 21.0696 | 7.0042 | 3.0082 | 3.909% | 0.062818 | 0.059709 | 8538.6965 | 437.3678 | 1660.0426 | 6441.2861 | 8632.2204 | 0 | 0 | 8632.2204 | 0.0006914%
2026 | 230 | 230-181 | Tier-2 | Tier-2---9 | 4--4 | 6 | 100% | 788.7224 | 98.19% | 1.606% | 0.2041% | 38.335 | 0 | 0 | 38.335 | 0 | 36.5689 | 2.3467 | 15.5833 | 36.5689 | 2.3467 | 15.5833 | 38.5229 | 2.4721 | 15.5833 | 4.86% | 0.063241 | 0.060111 | 12471.6541 | 782.4193 | 949.0175 | 10740.2174 | 12483.4125 | 0 | 0 | 12483.4125 | 0.001264%
2026 | 230 | 230-2060R | Tier-2 | Tier-2---4 | 4--5 | 52 | 100% | 3473.4554 | 97.68% | 2.135% | 0.1887% | 167.9415 | 0 | 0 | 167.9415 | 0 | 160.2048 | 20.3378 | 7.8772 | 160.2048 | 20.3378 | 7.8772 | 168.7647 | 21.4245 | 7.8772 | 4.835% | 0.088414 | 0.084038 | 39286.0822 | 2320.0349 | 850.2401 | 36115.8071 | 39333.6151 | 0 | 0 | 39333.6151 | 0.005538%
2026 | 230 | 230-2067 | Tier-2 | Tier-2---16 | 4--3 | 1 | 100% | 121.6067 | 92.98% | 6.845% | 0.1786% | 5.5967 | 0 | 0 | 5.5967 | 0 | 5.3389 | 0.39111 | 13.6506 | 5.3389 | 0.39111 | 13.6506 | 5.6242 | 0.41201 | 13.6506 | 4.602% | 0.054619 | 0.051915 | 2226.4545 | 125.1839 | 142.6967 | 1958.574 | 2234.5983 | 0 | 0 | 2234.5983 | 0.0001846%
2026 | 230 | 230-371AE | Tier-2 | Tier-2---13 | 4--3 | 8 | 100% | 195.7251 | 81.71% | 17.81% | 0.4804% | 7.9168 | 0 | 0 | 7.9168 | 0 | 7.5521 | 3.1289 | 2.4136 | 7.5521 | 3.1289 | 2.4136 | 7.9556 | 3.2961 | 2.4136 | 4.045% | 0.059006 | 0.056085 | 3317.0375 | 182.5151 | 537.9757 | 2596.5467 | 3348.6257 | 0 | 0 | 3348.6257 | 0.0002611%
2026 | 231 | 231-1136R | Tier-2 | Tier-2---7 | 4--5 | 24 | 100% | 2730.9177 | 98.3% | 1.373% | 0.325% | 132.8848 | 0 | 0 | 132.8848 | 0 | 126.7631 | 9.3867 | 13.5046 | 126.7631 | 9.3867 | 13.5046 | 133.5362 | 9.8882 | 13.5046 | 4.866% | 0.054655 | 0.051949 | 49966.8413 | 3802.7952 | 1680.0986 | 44483.9475 | 50011.031 | 0 | 0 | 50011.031 | 0.004382%
2026 | 231 | 231-1635R | Tier-2 | Tier-2---4 | 5--5 | 151 | 100% | 5142.095 | 98.68% | 0.901% | 0.4182% | 251.176 | 0 | 0 | 251.176 | 0 | 239.6048 | 59.0579 | 4.0571 | 239.6048 | 59.0579 | 4.0571 | 252.4072 | 62.2135 | 4.0571 | 4.885% | 0.11648 | 0.11071 | 44146.87 | 3399.863 | 647.3328 | 40099.6742 | 44177.1988 | 0 | 0 | 44177.1988 | 0.008283%
2026 | 233 | 233-123R | Tier-2 | Tier-2---4 | 4--5 | 57 | 100% | 3035.8045 | 98.84% | 0.8219% | 0.339% | 148.5278 | 0 | 0 | 148.5278 | 0 | 141.6855 | 22.2934 | 6.3555 | 141.6855 | 22.2934 | 6.3555 | 149.2559 | 23.4846 | 6.3555 | 4.893% | 0.06125 | 0.058219 | 49563.8317 | 3086.7129 | 653.5217 | 45823.5971 | 49593.7962 | 0 | 0 | 49593.7962 | 0.004898%
2026 | 233 | 233-41R | Tier-2 | Tier-2---9 | 4--5 | 47 | 100% | 718.991 | 97.57% | 1.357% | 1.072% | 34.7253 | 0 | 0 | 34.7253 | 0 | 33.1256 | 18.3823 | 1.802 | 33.1256 | 18.3823 | 1.802 | 34.8956 | 19.3645 | 1.802 | 4.83% | 0.044487 | 0.042285 | 16161.8225 | 1280.6452 | 594.3266 | 14286.8507 | 16182.2721 | 0 | 0 | 16182.2721 | 0.001145%
2026 | 233 | 233-81F | Tier-2 | Tier-2---12 | 3--5 | 32 | 100% | 447.7794 | 94.96% | 4.349% | 0.694% | 21.0474 | 0 | 0 | 21.0474 | 0 | 20.0778 | 12.5156 | 1.6042 | 20.0778 | 12.5156 | 1.6042 | 21.1505 | 13.1843 | 1.6042 | 4.7% | 0.02204 | 0.020949 | 20316.8521 | 1331.0486 | 1007.3456 | 17978.4579 | 20370.2068 | 0 | 0 | 20370.2068 | 0.0006941%
2026 | 233 | 233-86F | Tier-2 | Tier-2---8 | 5--5 | 79 | 100% | 2341.6741 | 85.9% | 13.6% | 0.4998% | 99.5721 | 0 | 0 | 99.5721 | 0 | 94.985 | 30.8979 | 3.0742 | 94.985 | 30.8979 | 3.0742 | 100.0601 | 32.5488 | 3.0742 | 4.252% | 0.1204 | 0.11444 | 19449.7342 | 1103.1383 | 2517.3516 | 15829.2443 | 19592.5279 | 0 | 0 | 19592.5279 | 0.003284%
2026 | 234 | 234-48R | Tier-2 | Tier-2---4 | 4--5 | 40 | 100% | 4939.3792 | 99.46% | 0.3916% | 0.1518% | 243.1707 | 0 | 0 | 243.1707 | 0 | 231.9683 | 15.6445 | 14.8275 | 231.9683 | 15.6445 | 14.8275 | 244.3627 | 16.4804 | 14.8275 | 4.923% | 0.047931 | 0.045559 | 103051.0114 | 8933.6439 | 586.3727 | 93530.9949 | 103080.1738 | 0 | 0 | 103080.1738 | 0.008019%
2026 | 235 | 235-897R | Tier-2 | Tier-2---5 | 5--5 | 14 | 100% | 4375.0381 | 88.63% | 11.27% | 0.1058% | 191.9337 | 0 | 0 | 191.9337 | 0 | 183.0917 | 5.4756 | 33.4379 | 183.0917 | 5.4756 | 33.4379 | 192.8746 | 5.7681 | 33.4379 | 4.387% | 0.1179 | 0.11206 | 37108.0419 | 2052.774 | 3945.6216 | 31109.6464 | 37327.8331 | 0 | 0 | 37327.8331 | 0.006329%
2026 | 235 | 235-899R | Tier-2 | Tier-2---1 | 5--5 | 48 | 100% | 23678.6611 | 98.37% | 1.593% | 0.04039% | 1152.9446 | 0 | 0 | 1152.9446 | 0 | 1099.8308 | 18.7734 | 58.5846 | 1099.8308 | 18.7734 | 58.5846 | 1158.5963 | 19.7765 | 58.5846 | 4.869% | 0.15496 | 0.14729 | 152800.2562 | 9665.8605 | 2471.9354 | 140662.4603 | 152930.2625 | 0 | 0 | 152930.2625 | 0.03802%
2026 | 236 | 236-1535R | Tier-3 | Tier-3---4 | 5--5 | 48 | 100% | 9719.0421 | 98.73% | 1.209% | 0.05836% | 474.9956 | 0 | 0 | 474.9956 | 0 | 453.1135 | 18.7734 | 24.136 | 453.1135 | 18.7734 | 24.136 | 477.324 | 19.7765 | 24.136 | 4.887% | 0.12847 | 0.12211 | 75651.1712 | 5252.2726 | 904.2907 | 69494.6079 | 75701.1003 | 0 | 0 | 75701.1003 | 0.01566%
2026 | 236 | 236-1561R | Tier-3 | Tier-3---13 | 5--4 | 37 | 100% | 2823.5781 | 97.26% | 2.617% | 0.1213% | 135.9404 | 0 | 0 | 135.9404 | 0 | 129.6779 | 14.4711 | 8.9611 | 129.6779 | 14.4711 | 8.9611 | 136.6068 | 15.2444 | 8.9611 | 4.814% | 0.17766 | 0.16886 | 15893.5317 | 919.2321 | 396.0284 | 14578.2713 | 15916.1933 | 0 | 0 | 15916.1933 | 0.004483%
2026 | 236 | 236-1563R | Tier-3 | Tier-3---13 | 5--4 | 25 | 100% | 2260.6624 | 98.61% | 1.288% | 0.1052% | 110.3442 | 0 | 0 | 110.3442 | 0 | 105.2609 | 9.7778 | 10.7653 | 105.2609 | 9.7778 | 10.7653 | 110.8851 | 10.3002 | 10.7653 | 4.881% | 0.17215 | 0.16363 | 13131.72 | 763.8797 | 149.4721 | 12218.3681 | 13141.245 | 0 | 0 | 13141.245 | 0.003639%
2026 | 236 | 236-1567R | Tier-3 | Tier-3---10 | 5--5 | 51 | 100% | 5332.0037 | 98.07% | 1.841% | 0.0848% | 258.852 | 0 | 0 | 258.852 | 0 | 246.9272 | 19.9467 | 12.3793 | 246.9272 | 19.9467 | 12.3793 | 260.1209 | 21.0125 | 12.3793 | 4.855% | 0.18129 | 0.17232 | 29411.5902 | 2025.1187 | 523.1992 | 26863.2724 | 29441.0836 | 0 | 0 | 29441.0836 | 0.008536%
2026 | 236 | 236-1569R | Tier-3 | Tier-3---8 | 5--5 | 124 | 100% | 21222.9131 | 98.36% | 1.585% | 0.05121% | 1033.3462 | 0 | 0 | 1033.3462 | 0 | 985.7421 | 48.4979 | 20.3255 | 985.7421 | 48.4979 | 20.3255 | 1038.4116 | 51.0892 | 20.3255 | 4.869% | 0.21435 | 0.20374 | 99012.7753 | 5477.8522 | 1488.5467 | 92046.3763 | 99097.1397 | 0 | 0 | 99097.1397 | 0.03408%
2026 | 236 | 236-1573R | Tier-3 | Tier-3---7 | 5--5 | 56 | 100% | 6927.8558 | 97.84% | 2.089% | 0.06679% | 335.5367 | 0 | 0 | 335.5367 | 0 | 320.0792 | 21.9023 | 14.614 | 320.0792 | 21.9023 | 14.614 | 337.1815 | 23.0725 | 14.614 | 4.843% | 0.18488 | 0.17572 | 37473.1079 | 2383.2915 | 732.5482 | 34357.2682 | 37515.1746 | 0 | 0 | 37515.1746 | 0.01106%
2026 | 237 | 237-1761R | Tier-3 | Tier-3---12 | 5--5 | 16 | 100% | 3634.1464 | 99.4% | 0.4942% | 0.1098% | 178.8037 | 0 | 0 | 178.8037 | 0 | 170.5666 | 6.2578 | 27.2567 | 170.5666 | 6.2578 | 27.2567 | 179.6802 | 6.5922 | 27.2567 | 4.92% | 0.14935 | 0.14196 | 24332.6951 | 1370.783 | 132.2733 | 22829.6387 | 24340.349 | 0 | 0 | 24340.349 | 0.005896%
2026 | 237 | 237-1765R | Tier-3 | Tier-3---1 | 5--5 | 62 | 100% | 28249.2525 | 99.34% | 0.6358% | 0.01982% | 1389.1699 | 0 | 0 | 1389.1699 | 0 | 1325.1737 | 24.249 | 54.6487 | 1325.1737 | 24.249 | 54.6487 | 1395.9796 | 25.5446 | 54.6487 | 4.918% | 0.25909 | 0.24626 | 109034.6893 | 8324.9664 | 652.6676 | 100057.0553 | 109071.9184 | 0 | 0 | 109071.9184 | 0.04581%
2026 | 237 | 237-17R | Tier-2 | Tier-2---1 | 5--5 | 71 | 100% | 27080.7376 | 98.89% | 1.071% | 0.0369% | 1325.6439 | 0 | 0 | 1325.6439 | 0 | 1264.5743 | 27.769 | 45.5391 | 1264.5743 | 27.769 | 45.5391 | 1332.1422 | 29.2527 | 45.5391 | 4.895% | 0.15539 | 0.1477 | 174274.8137 | 11399.2241 | 1916.7846 | 160958.805 | 174375.3733 | 0 | 0 | 174375.3733 | 0.04371%
2026 | 237 | 237-28F | Tier-2 | Tier-2---7 | 5--5 | 13 | 100% | 2530.2255 | 98.83% | 1.116% | 0.05734% | 123.7762 | 0 | 0 | 123.7762 | 0 | 118.0741 | 5.0845 | 23.2226 | 118.0741 | 5.0845 | 23.2226 | 124.383 | 5.3561 | 23.2226 | 4.892% | 0.10804 | 0.1027 | 23418.4293 | 1209.653 | 279.2604 | 21929.5159 | 23432.7427 | 0 | 0 | 23432.7427 | 0.004082%
2026 | 237 | 237-2R | Tier-3 | Tier-3---2 | 5--5 | 165 | 100% | 30894.1234 | 99.11% | 0.8492% | 0.03898% | 1515.6765 | 0 | 0 | 1515.6765 | 0 | 1445.8524 | 64.5335 | 22.4047 | 1445.8524 | 64.5335 | 22.4047 | 1523.1063 | 67.9816 | 22.4047 | 4.906% | 0.18156 | 0.17257 | 170161.3668 | 15433.056 | 1414.3274 | 153313.9834 | 170240.0741 | 0 | 0 | 170240.0741 | 0.04998%
2026 | 237 | 237-30R | Tier-3 | Tier-3---1 | 5--5 | 182 | 100% | 65515.492 | 98.93% | 1.038% | 0.03019% | 3208.3751 | 0 | 0 | 3208.3751 | 0 | 3060.5719 | 71.1824 | 42.9962 | 3060.5719 | 71.1824 | 42.9962 | 3224.1024 | 74.9858 | 42.9962 | 4.897% | 0.49249 | 0.46811 | 133030.3773 | 7577.9137 | 1285.1936 | 124167.2701 | 133104.3812 | 0 | 0 | 133104.3812 | 0.1058%
2026 | 239 | 239-2207R | Tier-3 | Tier-3---16 | 4--4 | 21 | 100% | 860.3234 | 98.08% | 1.495% | 0.4234% | 41.7689 | 0 | 0 | 41.7689 | 0 | 39.8446 | 8.2134 | 4.8512 | 39.8446 | 8.2134 | 4.8512 | 41.9736 | 8.6522 | 4.8512 | 4.855% | 0.078224 | 0.074352 | 10998.2588 | 773.4899 | 185.1971 | 10039.5718 | 11009.2492 | 0 | 0 | 11009.2492 | 0.001377%
2026 | 239 | 239-2211R | Tier-3 | Tier-3---16 | 5--4 | 19 | 100% | 1585.1718 | 98.67% | 1.22% | 0.1095% | 77.4227 | 0 | 0 | 77.4227 | 0 | 73.856 | 7.4311 | 9.9387 | 73.856 | 7.4311 | 9.9387 | 77.8022 | 7.8282 | 9.9387 | 4.884% | 0.11902 | 0.11313 | 13318.69 | 748.7589 | 155.3385 | 12414.5926 | 13327.9127 | 0 | 0 | 13327.9127 | 0.002553%
2026 | 239 | 239-2213R | Tier-3 | Tier-3---15 | 5--4 | 23 | 100% | 1116.4705 | 96.46% | 3.23% | 0.3121% | 53.3076 | 0 | 0 | 53.3076 | 0 | 50.8518 | 8.9956 | 5.653 | 50.8518 | 8.9956 | 5.653 | 53.5689 | 9.4762 | 5.653 | 4.775% | 0.1294 | 0.123 | 8627.7496 | 501.2225 | 328.5007 | 7798.0264 | 8643.666 | 0 | 0 | 8643.666 | 0.001758%
2026 | 239 | 239-2215R | Tier-3 | Tier-3---10 | 5--5 | 72 | 100% | 6268.6569 | 98.24% | 1.63% | 0.1302% | 304.8369 | 0 | 0 | 304.8369 | 0 | 290.7937 | 28.1601 | 10.3265 | 290.7937 | 28.1601 | 10.3265 | 306.3312 | 29.6647 | 10.3265 | 4.863% | 0.15408 | 0.14645 | 40685.5389 | 2527.5744 | 695.6728 | 37462.2917 | 40722.8328 | 0 | 0 | 40722.8328 | 0.01005%
2026 | 239 | 239-2217R | Tier-3 | Tier-3---16 | 4--4 | 17 | 100% | 1029.5673 | 69.27% | 30.42% | 0.3032% | 35.3035 | 0 | 0 | 35.3035 | 0 | 33.6771 | 6.6489 | 5.0651 | 33.6771 | 6.6489 | 5.0651 | 35.4765 | 7.0042 | 5.0651 | 3.429% | 0.073205 | 0.069582 | 14064.0898 | 633.3257 | 4082.9978 | 9347.7664 | 14289.1505 | 0 | 0 | 14289.1505 | 0.001164%
2026 | 239 | 239-89R | Tier-3 | Tier-3---17 | 4--4 | 18 | 100% | 376.4251 | 98.76% | 0.8388% | 0.4045% | 18.4014 | 0 | 0 | 18.4014 | 0 | 17.5537 | 7.04 | 2.4934 | 17.5537 | 7.04 | 2.4934 | 18.4916 | 7.4162 | 2.4934 | 4.888% | 0.064786 | 0.061579 | 5810.3033 | 364.0144 | 679.2912 | 4766.9976 | 5814.0653 | 0 | 0 | 5814.0653 | 0.0006068%
2026 | 240 | 240-1028R | Tier-2 | Tier-2---9 | 4--5 | 15 | 100% | 1181.5361 | 98.38% | 1.316% | 0.2998% | 57.5411 | 0 | 0 | 57.5411 | 0 | 54.8903 | 5.8667 | 9.3563 | 54.8903 | 5.8667 | 9.3563 | 57.8231 | 6.1801 | 9.3563 | 4.87% | 0.045174 | 0.042938 | 26155.1082 | 1950.1252 | 442.6644 | 23762.3186 | 26177.1159 | 0 | 0 | 26177.1159 | 0.001897%
2026 | 240 | 240-1044 | Tier-3 | Tier-3---16 | 4--4 | 6 | 100% | 791.3356 | 98.7% | 1.112% | 0.1837% | 38.6637 | 0 | 0 | 38.6637 | 0 | 36.8826 | 2.3467 | 15.717 | 36.8826 | 2.3467 | 15.717 | 38.8532 | 2.4721 | 15.717 | 4.886% | 0.076308 | 0.072531 | 10370.2289 | 676.03 | 184.4385 | 9509.7604 | 10377.2245 | 0 | 0 | 10377.2245 | 0.001275%
2026 | 240 | 240-1148 | Tier-3 | Tier-3---17 | 4--4 | 17 | 100% | 376.72 | 96.88% | 2.523% | 0.5996% | 18.0654 | 0 | 0 | 18.0654 | 0 | 17.2331 | 6.6489 | 2.5919 | 17.2331 | 6.6489 | 2.5919 | 18.1539 | 7.0042 | 2.5919 | 4.795% | 0.037482 | 0.035627 | 10050.6383 | 614.3795 | 265.2745 | 9170.9843 | 10066.9823 | 0 | 0 | 10066.9823 | 0.0005957%
2026 | 240 | 240-2004R | Tier-3 | Tier-3---12 | 5--5 | 73 | 100% | 4437.6588 | 97.91% | 1.769% | 0.321% | 215.0731 | 0 | 0 | 215.0731 | 0 | 205.1652 | 28.5512 | 7.1859 | 205.1652 | 28.5512 | 7.1859 | 216.1274 | 30.0767 | 7.1859 | 4.847% | 0.095775 | 0.091035 | 46334.0144 | 3458.4519 | 909.4055 | 41966.157 | 46384.4455 | 0 | 0 | 46384.4455 | 0.007092%
2026 | 240 | 240-2006R | Tier-3 | Tier-3---12 | 4--5 | 50 | 100% | 3742.5721 | 99.07% | 0.7558% | 0.1785% | 183.5266 | 0 | 0 | 183.5266 | 0 | 175.0719 | 19.5556 | 8.9525 | 175.0719 | 19.5556 | 8.9525 | 184.4262 | 20.6005 | 8.9525 | 4.904% | 0.06999 | 0.066526 | 53472.8025 | 3048.802 | 469.1943 | 49954.8062 | 53498.8189 | 0 | 0 | 53498.8189 | 0.006052%
2026 | 240 | 240-2032R | Tier-3 | Tier-3---12 | 5--5 | 104 | 100% | 3665.7351 | 96.82% | 2.929% | 0.2538% | 175.6782 | 0 | 0 | 175.6782 | 0 | 167.585 | 40.6757 | 4.12 | 167.585 | 40.6757 | 4.12 | 176.5393 | 42.849 | 4.12 | 4.792% | 0.12278 | 0.1167 | 29856.9037 | 1779.6717 | 868.2863 | 27208.9457 | 29906.3959 | 0 | 0 | 29906.3959 | 0.005793%
2026 | 242 | 242-1426F | Tier-2 | Tier-2---10 | 5--4 | 15 | 100% | 960.3446 | 65.96% | 33.81% | 0.2324% | 31.3551 | 0 | 0 | 31.3551 | 0 | 29.9106 | 5.8667 | 5.0984 | 29.9106 | 5.8667 | 5.0984 | 31.5088 | 6.1801 | 5.0984 | 3.265% | 0.10724 | 0.10194 | 8954.7461 | 551.4319 | 2822.7975 | 5580.5167 | 9113.4933 | 0 | 0 | 9113.4933 | 0.001034%
2026 | 246 | 246-34R | Tier-3 | Tier-3---12 | 4--5 | 71 | 100% | 3387.0058 | 94.54% | 5.197% | 0.2577% | 158.5107 | 0 | 0 | 158.5107 | 0 | 151.2085 | 27.769 | 5.4452 | 151.2085 | 27.769 | 5.4452 | 159.2877 | 29.2527 | 5.4452 | 4.68% | 0.070488 | 0.066999 | 48050.8143 | 3484.7024 | 2545.4197 | 42020.6922 | 48187.325 | 0 | 0 | 48187.325 | 0.005227%
2026 | 247 | 247-46 | Tier-3 | Tier-3---16 | 4--5 | 33 | 100% | 1360.3328 | 92.51% | 7.186% | 0.3009% | 62.2952 | 0 | 0 | 62.2952 | 0 | 59.4254 | 12.9067 | 4.6042 | 59.4254 | 12.9067 | 4.6042 | 62.6005 | 13.5963 | 4.6042 | 4.579% | 0.045228 | 0.04299 | 30076.9614 | 1732.65 | 2090.3581 | 26253.9533 | 30194.2294 | 0 | 0 | 30194.2294 | 0.002054%
2026 | 247 | 247-48 | Tier-2 | Tier-2---16 | 3--3 | 2 | 100% | 105.2026 | 98.18% | 1.532% | 0.2854% | 5.1129 | 0 | 0 | 5.1129 | 0 | 4.8774 | 0.78222 | 6.2352 | 4.8774 | 0.78222 | 6.2352 | 5.138 | 0.82402 | 6.2352 | 4.86% | 0.026216 | 0.024918 | 4012.9756 | 252.6865 | 61.3538 | 3698.9353 | 4016.7732 | 0 | 0 | 4016.7732 | 0.0001686%
2026 | 249 | 249-24R | Tier-3 | Tier-3---12 | 5--5 | 99 | 100% | 3753.23 | 95.85% | 3.876% | 0.273% | 178.0768 | 0 | 0 | 178.0768 | 0 | 169.8732 | 38.7201 | 4.3872 | 169.8732 | 38.7201 | 4.3872 | 178.9497 | 40.789 | 4.3872 | 4.745% | 0.10094 | 0.09594 | 37183.961 | 2746.2949 | 1426.8186 | 33010.8475 | 37264.3032 | 0 | 0 | 37264.3032 | 0.005872%
2026 | 252 | 252-129 | Tier-2 | Tier-2---18 | 3--3 | 3 | 100% | 49.4853 | 86.66% | 6.71% | 6.626% | 2.1229 | 0 | 0 | 2.1229 | 0 | 2.0251 | 1.1733 | 1.7259 | 2.0251 | 1.1733 | 1.7259 | 2.1333 | 1.236 | 1.7259 | 4.29% | 0.02391 | 0.022726 | 2069.6845 | 157.0487 | 250.675 | 1661.9608 | 2084.0584 | 0 | 0 | 2084.0584 | 7e-05%
2026 | 283 | 283-55R | Tier-3 | Tier-3---9 | 5--5 | 29 | 100% | 5299.6344 | 98.55% | 1.37% | 0.07601% | 258.5396 | 0 | 0 | 258.5396 | 0 | 246.6292 | 11.3423 | 21.7443 | 246.6292 | 11.3423 | 21.7443 | 259.807 | 11.9483 | 21.7443 | 4.878% | 0.20157 | 0.19159 | 26291.5727 | 1578.5747 | 367.1447 | 24345.8532 | 26311.366 | 0 | 0 | 26311.366 | 0.008526%
2026 | 283 | 283-71F | Tier-3 | Tier-3---13 | 5--4 | 40 | 100% | 2013.5901 | 87.8% | 12.03% | 0.1689% | 87.5136 | 0 | 0 | 87.5136 | 0 | 83.482 | 15.6445 | 5.3362 | 83.482 | 15.6445 | 5.3362 | 87.9426 | 16.4804 | 5.3362 | 4.346% | 0.19011 | 0.1807 | 10591.4545 | 557.9915 | 1165.201 | 8868.2619 | 10658.7421 | 0 | 0 | 10658.7421 | 0.002886%
2026 | 300 | 300-484F | Tier-2 | Tier-2---9 | 4--5 | 3 | 100% | 754.1323 | 92.41% | 6.882% | 0.7076% | 34.4965 | 0 | 0 | 34.4965 | 0 | 32.9073 | 1.1733 | 28.0459 | 32.9073 | 1.1733 | 28.0459 | 34.6656 | 1.236 | 28.0459 | 4.574% | 0.039922 | 0.037946 | 18890.1433 | 1189.4361 | 2104.6022 | 15596.105 | 18964.8043 | 0 | 0 | 18964.8043 | 0.001138%
2026 | 307 | 307-1538F | Tier-2 | Tier-2---7 | 5--5 | 7 | 100% | 2407.2332 | 91.07% | 8.863% | 0.06623% | 108.5181 | 0 | 0 | 108.5181 | 0 | 103.5189 | 2.7378 | 37.8112 | 103.5189 | 2.7378 | 37.8112 | 109.0501 | 2.8841 | 37.8112 | 4.508% | 0.10098 | 0.09598 | 23839.1374 | 1161.7116 | 1913.71 | 20763.7158 | 23949.9932 | 0 | 0 | 23949.9932 | 0.003579%
2026 | 307 | 307-234R | Tier-2 | Tier-2---4 | 5--5 | 26 | 100% | 4762.848 | 95.55% | 4.384% | 0.07015% | 225.2596 | 0 | 0 | 225.2596 | 0 | 214.8823 | 10.1689 | 21.1313 | 214.8823 | 10.1689 | 21.1313 | 226.3638 | 10.7123 | 21.1313 | 4.73% | 0.11001 | 0.10456 | 43295.9421 | 2235.6738 | 1794.1526 | 39266.1157 | 43396.3748 | 0 | 0 | 43396.3748 | 0.007428%
2026 | 311 | 311-1163F | Tier-2 | Tier-2---18 | 3--3 | 2 | 100% | 46.1951 | 84.69% | 14.76% | 0.5474% | 1.9366 | 0 | 0 | 1.9366 | 0 | 1.8474 | 0.78222 | 2.3618 | 1.8474 | 0.78222 | 2.3618 | 1.9461 | 0.82402 | 2.3618 | 4.192% | 0.018623 | 0.017701 | 2480.5668 | 135.3403 | 1292.4644 | 1052.7621 | 2500.341 | 0 | 0 | 2500.341 | 6.386e-05%
2026 | 311 | 311-14R | Tier-2 | Tier-2---14 | 3--4 | 4 | 100% | 278.652 | 16.28% | 83.57% | 0.1501% | 2.2455 | 0 | 0 | 2.2455 | 0 | 2.1421 | 1.5644 | 1.3692 | 2.1421 | 1.5644 | 1.3692 | 2.2565 | 1.648 | 1.3692 | 0.8058% | 0.018935 | 0.017998 | 14715.9264 | 172.6193 | 12298.8098 | 2244.4973 | 15357.5365 | 0 | 0 | 15357.5365 | 7.405e-05%
2026 | 350 | 350-2182R | Tier-2 | Tier-2---13 | 4--3 | 1 | 100% | 302.428 | 99.27% | 0.6612% | 0.06922% | 14.8608 | 0 | 0 | 14.8608 | 0 | 14.1762 | 0.39111 | 36.246 | 14.1762 | 0.39111 | 36.246 | 14.9337 | 0.41201 | 36.246 | 4.914% | 0.068991 | 0.065576 | 4383.5865 | 235.806 | 28.4753 | 4119.3053 | 4385.2539 | 0 | 0 | 4385.2539 | 0.0004901%
2026 | 350 | 350-2188R | Tier-2 | Tier-2---5 | 5--5 | 138 | 100% | 3602.0119 | 95.48% | 4.084% | 0.4314% | 170.2488 | 0 | 0 | 170.2488 | 0 | 162.4058 | 53.9735 | 3.009 | 162.4058 | 53.9735 | 3.009 | 171.0834 | 56.8574 | 3.009 | 4.726% | 0.15121 | 0.14373 | 23821.2544 | 1424.0323 | 987.3799 | 21409.8422 | 23877.2694 | 0 | 0 | 23877.2694 | 0.005614%
2026 | 350 | 350-2192R | Tier-2 | Tier-2---2 | 5--5 | 245 | 100% | 13871.6222 | 98.14% | 1.698% | 0.1643% | 673.8553 | 0 | 0 | 673.8553 | 0 | 642.8121 | 95.8225 | 6.7084 | 642.8121 | 95.8225 | 6.7084 | 677.1585 | 100.9424 | 6.7084 | 4.858% | 0.18928 | 0.17991 | 73287.5708 | 4711.7972 | 1323.9814 | 67251.7922 | 73358.6632 | 0 | 0 | 73358.6632 | 0.02222%
2026 | 350 | 350-2196R | Tier-2 | Tier-2---5 | 5--5 | 229 | 100% | 5570.6857 | 96.99% | 2.589% | 0.4237% | 267.4423 | 0 | 0 | 267.4423 | 0 | 255.1218 | 89.5647 | 2.8485 | 255.1218 | 89.5647 | 2.8485 | 268.7533 | 94.3502 | 2.8485 | 4.801% | 0.19915 | 0.18929 | 27972.7323 | 1828.1512 | 784.4184 | 25360.1626 | 28016.6156 | 0 | 0 | 28016.6156 | 0.008819%
2026 | 350 | 350-2201R | Tier-3 | Tier-3---4 | 5--5 | 92 | 100% | 13521.7454 | 99.28% | 0.6466% | 0.06915% | 664.5359 | 0 | 0 | 664.5359 | 0 | 633.9221 | 35.9823 | 17.6176 | 633.9221 | 35.9823 | 17.6176 | 667.7935 | 37.9049 | 17.6176 | 4.915% | 0.1241 | 0.11796 | 108955.4795 | 7800.4897 | 724.3656 | 100430.6241 | 108996.0903 | 0 | 0 | 108996.0903 | 0.02191%
2026 | 350 | 350-41R | Tier-2 | Tier-2---3 | 5--5 | 107 | 100% | 11201.3889 | 98.88% | 1.023% | 0.1021% | 548.2325 | 0 | 0 | 548.2325 | 0 | 522.9766 | 41.849 | 12.4968 | 522.9766 | 41.849 | 12.4968 | 550.9199 | 44.085 | 12.4968 | 4.894% | 0.12896 | 0.12258 | 86857.3847 | 6899.4834 | 1125.7731 | 78832.1281 | 86908.2599 | 0 | 0 | 86908.2599 | 0.01808%
2026 | 351 | 351-819R | Tier-2 | Tier-2---1 | 5--5 | 58 | 100% | 23517.4276 | 99.25% | 0.716% | 0.03401% | 1155.3817 | 0 | 0 | 1155.3817 | 0 | 1102.1556 | 22.6845 | 48.5863 | 1102.1556 | 22.6845 | 48.5863 | 1161.0453 | 23.8966 | 48.5863 | 4.913% | 0.14376 | 0.13664 | 163589.7091 | 16623.6975 | 1146.1775 | 145819.834 | 163653.6056 | 0 | 0 | 163653.6056 | 0.0381%
2026 | 351 | 351-871R | Tier-3 | Tier-3---6 | 5--5 | 22 | 100% | 9144.3124 | 99.73% | 0.2371% | 0.03256% | 451.4229 | 0 | 0 | 451.4229 | 0 | 430.6267 | 8.6045 | 50.0469 | 430.6267 | 8.6045 | 50.0469 | 453.6357 | 9.0642 | 50.0469 | 4.937% | 0.11468 | 0.109 | 79737.0821 | 3947.9048 | 194.739 | 75594.4383 | 79748.2799 | 0 | 0 | 79748.2799 | 0.01489%
2026 | 352 | 352-27R | Tier-3 | Tier-3---2 | 5--5 | 76 | 100% | 18614.1823 | 99.36% | 0.5928% | 0.04664% | 915.5099 | 0 | 0 | 915.5099 | 0 | 873.3342 | 29.7245 | 29.3809 | 873.3342 | 29.7245 | 29.3809 | 919.9977 | 31.3127 | 29.3809 | 4.918% | 0.11814 | 0.11229 | 157566.7738 | 12769.0481 | 931.5035 | 143866.2223 | 157619.2477 | 0 | 0 | 157619.2477 | 0.03019%
2026 | 353 | 353-1429R | Tier-2 | Tier-2---6 | 5--5 | 40 | 100% | 9221.8022 | 97.49% | 2.457% | 0.05523% | 445.0117 | 0 | 0 | 445.0117 | 0 | 424.5109 | 15.6445 | 27.1349 | 424.5109 | 15.6445 | 27.1349 | 447.1931 | 16.4804 | 27.1349 | 4.826% | 0.12141 | 0.1154 | 75954.4937 | 7030.6458 | 1796.1724 | 67127.6756 | 76053.8635 | 0 | 0 | 76053.8635 | 0.01467%
2026 | 353 | 353-593F | Tier-2 | Tier-2---7 | 5--5 | 7 | 100% | 2519.0591 | 99.18% | 0.76% | 0.05848% | 123.6728 | 0 | 0 | 123.6728 | 0 | 117.9754 | 2.7378 | 43.0916 | 117.9754 | 2.7378 | 43.0916 | 124.279 | 2.8841 | 43.0916 | 4.909% | 0.10537 | 0.10016 | 23906.1611 | 1223.3222 | 175.0584 | 22507.7804 | 23916.3516 | 0 | 0 | 23916.3516 | 0.004078%
2026 | 353 | 353-594F | Tier-2 | Tier-2---7 | 5--5 | 1 | 100% | 2215.6498 | 99.93% | 0.02983% | 0.0378% | 109.6005 | 0 | 0 | 109.6005 | 0 | 104.5514 | 0.39111 | 267.3183 | 104.5514 | 0.39111 | 267.3183 | 110.1378 | 0.41201 | 267.3183 | 4.947% | 0.10216 | 0.097099 | 21688.8427 | 1103.6586 | 13.4163 | 20571.7678 | 21689.6065 | 0 | 0 | 21689.6065 | 0.003614%
2026 | 353 | 353-900F | Tier-2 | Tier-2---8 | 5--5 | 7 | 100% | 1991.3582 | 88.69% | 11.27% | 0.03442% | 87.4279 | 0 | 0 | 87.4279 | 0 | 83.4003 | 2.7378 | 30.4627 | 83.4003 | 2.7378 | 30.4627 | 87.8565 | 2.8841 | 30.4627 | 4.39% | 0.10085 | 0.09586 | 19745.2341 | 886.6093 | 2040.7127 | 16817.9121 | 19861.49 | 0 | 0 | 19861.49 | 0.002883%
2026 | 353 | 353-901F | Tier-2 | Tier-2---4 | 5--5 | 23 | 100% | 4555.6189 | 94.3% | 5.656% | 0.04182% | 212.6544 | 0 | 0 | 212.6544 | 0 | 202.8579 | 8.9956 | 22.5508 | 202.8579 | 8.9956 | 22.5508 | 213.6968 | 9.4762 | 22.5508 | 4.668% | 0.10618 | 0.10093 | 42903.6289 | 2997.2951 | 2229.1196 | 37677.2142 | 43030.9365 | 0 | 0 | 43030.9365 | 0.007013%
2026 | 353 | 353-902F | Tier-2 | Tier-2---11 | 5--3 | 1 | 100% | 465.1006 | 62.84% | 37.09% | 0.07221% | 14.4673 | 0 | 0 | 14.4673 | 0 | 13.8008 | 0.39111 | 35.286 | 13.8008 | 0.39111 | 35.286 | 14.5382 | 0.41201 | 35.286 | 3.111% | 0.098854 | 0.093961 | 4704.9245 | 153.014 | 1593.6445 | 2958.266 | 4795.9754 | 0 | 0 | 4795.9754 | 0.0004771%
2026 | 353 | 353-904R | Tier-2 | Tier-2---3 | 5--5 | 42 | 100% | 13534.4067 | 99.43% | 0.528% | 0.03951% | 666.1513 | 0 | 0 | 666.1513 | 0 | 635.4631 | 16.4267 | 38.6847 | 635.4631 | 16.4267 | 38.6847 | 669.4168 | 17.3044 | 38.6847 | 4.922% | 0.12577 | 0.11955 | 107611.5054 | 6762.2295 | 951.3386 | 99897.9374 | 107643.3077 | 0 | 0 | 107643.3077 | 0.02197%
2026 | 354 | 354-1706R | Tier-2 | Tier-2---1 | 5--5 | 121 | 100% | 20510.2592 | 99.17% | 0.7728% | 0.06052% | 1006.7977 | 0 | 0 | 1006.7977 | 0 | 960.4166 | 47.3246 | 20.2942 | 960.4166 | 47.3246 | 20.2942 | 1011.733 | 49.8532 | 20.2942 | 4.909% | 0.13939 | 0.13249 | 147143.8192 | 11695.5249 | 1352.7634 | 134095.5309 | 147207.6742 | 0 | 0 | 147207.6742 | 0.0332%
2026 | 354 | 354-24AE | Tier-2 | Tier-2---4 | 4--5 | 15 | 100% | 3653.654 | 88.54% | 11.39% | 0.07412% | 160.1222 | 0 | 0 | 160.1222 | 0 | 152.7457 | 5.8667 | 26.0361 | 152.7457 | 5.8667 | 26.0361 | 160.9071 | 6.1801 | 26.0361 | 4.383% | 0.080555 | 0.076567 | 45356.2427 | 2136.2059 | 4816.4156 | 38403.6212 | 45627.0334 | 0 | 0 | 45627.0334 | 0.00528%
2026 | 355 | 355-41R | Tier-2 | Tier-2---6 | 4--5 | 64 | 100% | 7500.5861 | 98.5% | 1.439% | 0.05987% | 365.7128 | 0 | 0 | 365.7128 | 0 | 348.8651 | 25.0312 | 13.9372 | 348.8651 | 25.0312 | 13.9372 | 367.5055 | 26.3686 | 13.9372 | 4.876% | 0.092253 | 0.087687 | 81304.346 | 4273.0126 | 1113.8309 | 75917.5024 | 81367.8246 | 0 | 0 | 81367.8246 | 0.01206%
2026 | 355 | 355-6R | Tier-2 | Tier-2---7 | 4--5 | 16 | 100% | 1698.7097 | 79.94% | 19.99% | 0.07228% | 67.2176 | 0 | 0 | 67.2176 | 0 | 64.1211 | 6.2578 | 10.2466 | 64.1211 | 6.2578 | 10.2466 | 67.5471 | 6.5922 | 10.2466 | 3.957% | 0.074333 | 0.070654 | 22852.699 | 968.4345 | 4228.7096 | 17655.5548 | 23091.4486 | 0 | 0 | 23091.4486 | 0.002217%
2026 | 356 | 356-16R | Tier-2 | Tier-2---4 | 4--5 | 50 | 100% | 5437.4375 | 98.14% | 1.781% | 0.0775% | 264.1505 | 0 | 0 | 264.1505 | 0 | 251.9816 | 19.5556 | 12.8854 | 251.9816 | 19.5556 | 12.8854 | 265.4453 | 20.6005 | 12.8854 | 4.858% | 0.090754 | 0.086262 | 59914.026 | 4577.5093 | 1354.7623 | 53981.7544 | 59972.0203 | 0 | 0 | 59972.0203 | 0.008711%
2026 | 356 | 356-19R | Tier-3 | Tier-3---8 | 5--5 | 140 | 100% | 16012.7864 | 97.76% | 2.145% | 0.09187% | 774.9006 | 0 | 0 | 774.9006 | 0 | 739.2025 | 54.7557 | 13.5 | 739.2025 | 54.7557 | 13.5 | 778.6991 | 57.6814 | 13.5 | 4.839% | 0.16775 | 0.15945 | 95453.8626 | 6567.3724 | 2023.3951 | 86863.0951 | 95565.0716 | 0 | 0 | 95565.0716 | 0.02555%
2026 | 356 | 356-30AE | Tier-3 | Tier-3---6 | 5--5 | 92 | 100% | 9294.6751 | 95.41% | 4.438% | 0.1505% | 438.9762 | 0 | 0 | 438.9762 | 0 | 418.7535 | 35.9823 | 11.6378 | 418.7535 | 35.9823 | 11.6378 | 441.128 | 37.9049 | 11.6378 | 4.723% | 0.14106 | 0.13408 | 65892.3901 | 4765.339 | 2823.4514 | 58303.5997 | 66049.8398 | 0 | 0 | 66049.8398 | 0.01448%
2026 | 357 | 357-1147R | Tier-2 | Tier-2---10 | 5--4 | 5 | 100% | 1251.1758 | 99.06% | 0.8754% | 0.0621% | 61.3526 | 0 | 0 | 61.3526 | 0 | 58.5262 | 1.9556 | 29.9281 | 58.5262 | 1.9556 | 29.9281 | 61.6533 | 2.06 | 29.9281 | 4.904% | 0.14287 | 0.1358 | 8757.5771 | 445.3445 | 75.5026 | 8236.73 | 8761.8529 | 0 | 0 | 8761.8529 | 0.002023%
2026 | 357 | 357-1299R | Tier-3 | Tier-3---9 | 5--5 | 11 | 100% | 5098.7328 | 99.68% | 0.2892% | 0.03002% | 251.5816 | 0 | 0 | 251.5816 | 0 | 239.9918 | 4.3022 | 55.7831 | 239.9918 | 4.3022 | 55.7831 | 252.8149 | 4.5321 | 55.7831 | 4.934% | 0.2409 | 0.22898 | 21164.9633 | 1447.3151 | 61.817 | 19655.8313 | 21168.4818 | 0 | 0 | 21168.4818 | 0.008296%
2026 | 357 | 357-2047F | Tier-2 | Tier-2---10 | 5--4 | 3 | 100% | 878.9304 | 95.49% | 4.482% | 0.03213% | 41.5429 | 0 | 0 | 41.5429 | 0 | 39.6291 | 1.1733 | 33.7747 | 39.6291 | 1.1733 | 33.7747 | 41.7465 | 1.236 | 33.7747 | 4.727% | 0.14128 | 0.13429 | 6221.0361 | 308.2981 | 257.2191 | 5655.5189 | 6235.6624 | 0 | 0 | 6235.6624 | 0.00137%
2026 | 357 | 357-2049F | Tier-3 | Tier-3---8 | 5--5 | 84 | 100% | 16869.708 | 98.79% | 1.184% | 0.02933% | 824.9167 | 0 | 0 | 824.9167 | 0 | 786.9145 | 32.8534 | 23.9523 | 786.9145 | 32.8534 | 23.9523 | 828.9604 | 34.6088 | 23.9523 | 4.89% | 0.18286 | 0.17381 | 92253.2607 | 6177.0068 | 1029.1992 | 85047.0547 | 92311.5642 | 0 | 0 | 92311.5642 | 0.0272%
2026 | 357 | 357-45R | Tier-3 | Tier-3---8 | 5--5 | 116 | 100% | 17696.7525 | 97.47% | 2.478% | 0.04808% | 853.8638 | 0 | 0 | 853.8638 | 0 | 814.528 | 45.369 | 17.9534 | 814.528 | 45.369 | 17.9534 | 858.0494 | 47.7931 | 17.9534 | 4.825% | 0.18538 | 0.1762 | 95462.1405 | 7644.6992 | 2293.6368 | 85523.8045 | 95587.7082 | 0 | 0 | 95587.7082 | 0.02816%
2026 | 357 | 357-50R | Tier-3 | Tier-3---4 | 5--5 | 116 | 100% | 10432.4887 | 97.04% | 2.884% | 0.07824% | 501.113 | 0 | 0 | 501.113 | 0 | 478.0277 | 45.369 | 10.5364 | 478.0277 | 45.369 | 10.5364 | 503.5694 | 47.7931 | 10.5364 | 4.803% | 0.14913 | 0.14175 | 69957.1689 | 5112.9004 | 1923.9041 | 62920.3645 | 70065.0754 | 0 | 0 | 70065.0754 | 0.01652%
2026 | 357 | 357-750R | Tier-2 | Tier-2---2 | 5--5 | 94 | 100% | 11757.6254 | 97.81% | 2.143% | 0.05143% | 569.2326 | 0 | 0 | 569.2326 | 0 | 543.0092 | 36.7645 | 14.7699 | 543.0092 | 36.7645 | 14.7699 | 572.0229 | 38.7289 | 14.7699 | 4.841% | 0.171 | 0.16254 | 68756.8371 | 5466.8496 | 1394.351 | 61895.6365 | 68835.4024 | 0 | 0 | 68835.4024 | 0.01877%
2026 | 358 | 358-1175F | Tier-2 | Tier-2---11 | 5--3 | 4 | 100% | 599.5834 | 97.21% | 2.746% | 0.04768% | 28.8502 | 0 | 0 | 28.8502 | 0 | 27.5211 | 1.5644 | 17.5916 | 27.5211 | 1.5644 | 17.5916 | 28.9916 | 1.648 | 17.5916 | 4.812% | 0.14195 | 0.13492 | 4224.0008 | 213.9489 | 108.6198 | 3901.4321 | 4230.1466 | 0 | 0 | 4230.1466 | 0.0009514%
2026 | 358 | 358-33 | Tier-3 | Tier-3---15 | 5--4 | 3 | 100% | 1344.6436 | 99.66% | 0.3079% | 0.03174% | 66.3338 | 0 | 0 | 66.3338 | 0 | 63.2779 | 1.1733 | 53.9299 | 63.2779 | 1.1733 | 53.9299 | 66.6589 | 1.236 | 53.9299 | 4.933% | 0.14298 | 0.1359 | 9404.72 | 716.3629 | 33.2595 | 8655.0976 | 9406.3837 | 0 | 0 | 9406.3837 | 0.002187%
2026 | 358 | 358-682F | Tier-3 | Tier-3---3 | 5--5 | 99 | 100% | 37602.1184 | 98.59% | 1.386% | 0.02088% | 1835.1165 | 0 | 0 | 1835.1165 | 0 | 1750.5765 | 38.7201 | 45.211 | 1750.5765 | 38.7201 | 45.211 | 1844.1122 | 40.789 | 45.211 | 4.88% | 0.54241 | 0.51556 | 69323.599 | 4080.8113 | 883.9511 | 64358.8366 | 69374.3945 | 0 | 0 | 69374.3945 | 0.06052%
2026 | 387 | 387-15 | Tier-3 | Tier-3---16 | 4--5 | 4 | 100% | 1455.0528 | 89.01% | 10.72% | 0.2619% | 64.1128 | 0 | 0 | 64.1128 | 0 | 61.1593 | 1.5644 | 39.0932 | 61.1593 | 1.5644 | 39.0932 | 64.4271 | 1.648 | 39.0932 | 4.406% | 0.072601 | 0.069007 | 20041.7181 | 1414.1085 | 2071.8969 | 16555.7127 | 20156.3764 | 0 | 0 | 20156.3764 | 0.002114%
2026 | 393 | 393-14R | Tier-2 | Tier-2---10 | 5--4 | 2 | 100% | 924.8041 | 18.79% | 81.02% | 0.1888% | 8.6004 | 0 | 0 | 8.6004 | 0 | 8.2042 | 0.78222 | 10.4883 | 8.2042 | 0.78222 | 10.4883 | 8.6426 | 0.82402 | 10.4883 | 0.93% | 0.10079 | 0.095804 | 9175.2809 | 282.2453 | 6855.7873 | 2037.2483 | 9563.3384 | 0 | 0 | 9563.3384 | 0.0002836%
2026 | 396 | 396-699R | Tier-2 | Tier-2---5 | 5--5 | 65 | 100% | 3136.9517 | 88.18% | 11.4% | 0.4202% | 136.9258 | 0 | 0 | 136.9258 | 0 | 130.6179 | 25.4223 | 5.1379 | 130.6179 | 25.4223 | 5.1379 | 137.597 | 26.7806 | 5.1379 | 4.365% | 0.15664 | 0.14888 | 20026.8881 | 1646.7402 | 2215.8438 | 16164.3042 | 20150.1614 | 0 | 0 | 20150.1614 | 0.004515%
2026 | 411 | 411-1873R | Tier-2 | Tier-2---7 | 4--5 | 21 | 100% | 1857.5393 | 97.83% | 1.797% | 0.3696% | 89.9563 | 0 | 0 | 89.9563 | 0 | 85.8122 | 8.2134 | 10.4479 | 85.8122 | 8.2134 | 10.4479 | 90.3972 | 8.6522 | 10.4479 | 4.843% | 0.04682 | 0.044503 | 39673.886 | 2968.3717 | 1138.6008 | 35566.9135 | 39718.6459 | 0 | 0 | 39718.6459 | 0.002966%
2026 | 411 | 411-30R | Tier-3 | Tier-3---6 | 5--5 | 90 | 100% | 6370.0414 | 98.47% | 1.262% | 0.272% | 310.4797 | 0 | 0 | 310.4797 | 0 | 296.1766 | 35.2001 | 8.4141 | 296.1766 | 35.2001 | 8.4141 | 312.0017 | 37.0809 | 8.4141 | 4.874% | 0.10309 | 0.09799 | 61789.3921 | 5810.5604 | 997.631 | 54981.2006 | 61838.7577 | 0 | 0 | 61838.7577 | 0.01024%
2026 | 411 | 411-47R | Tier-2 | Tier-2---9 | 4--5 | 2 | 100% | 1350.4062 | 95.97% | 3.342% | 0.6845% | 64.1539 | 0 | 0 | 64.1539 | 0 | 61.1985 | 0.78222 | 78.2365 | 61.1985 | 0.78222 | 78.2365 | 64.4684 | 0.82402 | 78.2365 | 4.751% | 0.063274 | 0.060142 | 21342.1296 | 2028.2504 | 1280.5502 | 18033.3289 | 21386.8765 | 0 | 0 | 21386.8765 | 0.002116%
2026 | 441 | 441-23R | Tier-3 | Tier-3---11 | 5--4 | 15 | 100% | 3518.0204 | 97.45% | 2.468% | 0.07959% | 169.706 | 0 | 0 | 169.706 | 0 | 161.888 | 5.8667 | 27.5945 | 161.888 | 5.8667 | 27.5945 | 170.5379 | 6.1801 | 27.5945 | 4.824% | 0.54783 | 0.52071 | 6421.7327 | 319.9827 | 139.6282 | 5962.1218 | 6430.2517 | 0 | 0 | 6430.2517 | 0.005596%
2026 | 441 | 441-279R | Tier-3 | Tier-3---18 | 5--2 | 6 | 100% | 582.1633 | 91.34% | 8.391% | 0.2732% | 26.3202 | 0 | 0 | 26.3202 | 0 | 25.1077 | 2.3467 | 10.6993 | 25.1077 | 2.3467 | 10.6993 | 26.4492 | 2.4721 | 10.6993 | 4.521% | 0.53527 | 0.50877 | 1087.6056 | 48.7403 | 75.2423 | 963.623 | 1092.5132 | 0 | 0 | 1092.5132 | 0.0008679%
2026 | 441 | 441-27R | Tier-3 | Tier-3---9 | 5--4 | 27 | 100% | 4750.1268 | 98% | 1.916% | 0.08125% | 230.4346 | 0 | 0 | 230.4346 | 0 | 219.8189 | 10.56 | 20.8161 | 219.8189 | 10.56 | 20.8161 | 231.5641 | 11.1243 | 20.8161 | 4.851% | 0.55752 | 0.52992 | 8520.0828 | 441.9883 | 150.5633 | 7927.5312 | 8528.9458 | 0 | 0 | 8528.9458 | 0.007599%
2026 | 441 | 441-30R | Tier-3 | Tier-3---9 | 5--4 | 26 | 100% | 5348.8774 | 98.57% | 1.364% | 0.06326% | 260.9896 | 0 | 0 | 260.9896 | 0 | 248.9663 | 10.1689 | 24.4831 | 248.9663 | 10.1689 | 24.4831 | 262.269 | 10.7123 | 24.4831 | 4.879% | 0.55519 | 0.52771 | 9634.2631 | 496.8631 | 123.5008 | 9013.8993 | 9641.4258 | 0 | 0 | 9641.4258 | 0.008606%
2026 | 442 | 442-16R | Tier-3 | Tier-3---14 | 5--3 | 26 | 100% | 1834.9376 | 96.09% | 3.534% | 0.3793% | 87.2753 | 0 | 0 | 87.2753 | 0 | 83.2547 | 10.1689 | 8.1872 | 83.2547 | 10.1689 | 8.1872 | 87.7031 | 10.7123 | 8.1872 | 4.756% | 0.45792 | 0.43525 | 4007.1227 | 182.139 | 134.5225 | 3690.4612 | 4015.2885 | 0 | 0 | 4015.2885 | 0.002878%
2026 | 442 | 442-46R | Tier-3 | Tier-3---19 | 5--1 | 1 | 100% | 88.141 | 1.745% | 98.17% | 0.08447% | 0.076128 | 0 | 0 | 0.076128 | 0 | 0.072621 | 0.39111 | 0.18568 | 0.072621 | 0.39111 | 0.18568 | 0.076501 | 0.41201 | 0.18568 | 0.08637% | 0.35092 | 0.33355 | 251.1714 | 0.48889 | 224.1015 | 26.581 | 264.0236 | 0 | 0 | 264.0236 | 2.51e-06%
2026 | 442 | 442-509R | Tier-3 | Tier-3---15 | 5--3 | 31 | 100% | 852.9261 | 84.92% | 14.72% | 0.3553% | 35.855 | 0 | 0 | 35.855 | 0 | 34.2033 | 12.1245 | 2.821 | 34.2033 | 12.1245 | 2.821 | 36.0308 | 12.7723 | 2.821 | 4.204% | 0.36954 | 0.35125 | 2308.0588 | 110.4832 | 313.3685 | 1884.2071 | 2326.1793 | 0 | 0 | 2326.1793 | 0.001182%
2026 | 442 | 442-525 | Tier-3 | Tier-3---18 | 5--2 | 22 | 100% | 526.1263 | 57.95% | 41.57% | 0.4783% | 15.0927 | 0 | 0 | 15.0927 | 0 | 14.3975 | 8.6045 | 1.6733 | 14.3975 | 8.6045 | 1.6733 | 15.1667 | 9.0642 | 1.6733 | 2.869% | 0.36155 | 0.34365 | 1455.1925 | 55.7076 | 549.0709 | 850.414 | 1487.0575 | 0 | 0 | 1487.0575 | 0.0004977%
2026 | 442 | 442-728R | Tier-3 | Tier-3---5 | 5--5 | 161 | 100% | 11572.221 | 88.48% | 11.4% | 0.1243% | 506.8142 | 0 | 0 | 506.8142 | 0 | 483.4663 | 62.9691 | 7.6778 | 483.4663 | 62.9691 | 7.6778 | 509.2986 | 66.3336 | 7.6778 | 4.38% | 0.35802 | 0.3403 | 32323.0144 | 2289.7277 | 3409.1909 | 26624.0958 | 32516.9947 | 0 | 0 | 32516.9947 | 0.01671%
2026 | 442 | 442-729 | Tier-3 | Tier-3---15 | 5--3 | 14 | 100% | 704.6091 | 96.62% | 3.132% | 0.2514% | 33.6979 | 0 | 0 | 33.6979 | 0 | 32.1455 | 5.4756 | 5.8707 | 32.1455 | 5.4756 | 5.8707 | 33.8631 | 5.7681 | 5.8707 | 4.782% | 0.36059 | 0.34274 | 1954.0299 | 88.7883 | 138.1468 | 1727.0948 | 1957.4733 | 0 | 0 | 1957.4733 | 0.001111%
2026 | 442 | 442-758F | Tier-3 | Tier-3---18 | 5--2 | 1 | 100% | 549.9829 | 98.93% | 0.9134% | 0.161% | 26.9317 | 0 | 0 | 26.9317 | 0 | 25.691 | 0.39111 | 65.687 | 25.691 | 0.39111 | 65.687 | 27.0637 | 0.41201 | 65.687 | 4.897% | 0.35119 | 0.3338 | 1566.0749 | 78.3252 | 13.6628 | 1474.0869 | 1566.9511 | 0 | 0 | 1566.9511 | 0.0008881%
2026 | 442 | 442-764R | Tier-3 | Tier-3---18 | 5--2 | 12 | 100% | 474.7376 | 91.31% | 8.325% | 0.3651% | 21.4573 | 0 | 0 | 21.4573 | 0 | 20.4688 | 4.6933 | 4.3612 | 20.4688 | 4.6933 | 4.3612 | 21.5625 | 4.9441 | 4.3612 | 4.52% | 0.35448 | 0.33694 | 1339.2423 | 54.097 | 105.5502 | 1179.5951 | 1345.3033 | 0 | 0 | 1345.3033 | 0.0007076%
2026 | 442 | 442-780 | Tier-3 | Tier-3---19 | 5--1 | 16 | 100% | 141.3846 | 51% | 48.51% | 0.49% | 3.5693 | 0 | 0 | 3.5693 | 0 | 3.4049 | 6.2578 | 0.5441 | 3.4049 | 6.2578 | 0.5441 | 3.5868 | 6.5922 | 0.5441 | 2.525% | 0.34601 | 0.32888 | 408.6195 | 15.0224 | 181.372 | 212.2251 | 419.0465 | 0 | 0 | 419.0465 | 0.0001177%
2026 | 444 | 444-15R | Tier-2 | Tier-2---13 | 5--3 | 13 | 100% | 333.8465 | 96.62% | 2.31% | 1.072% | 15.9664 | 0 | 0 | 15.9664 | 0 | 15.2309 | 5.0845 | 2.9956 | 15.2309 | 5.0845 | 2.9956 | 16.0447 | 5.3561 | 2.9956 | 4.783% | 0.14886 | 0.14149 | 2242.6726 | 149.3607 | 69.2136 | 2024.0983 | 2246.6232 | 0 | 0 | 2246.6232 | 0.0005265%
2026 | 444 | 444-43R | Tier-2 | Tier-2---5 | 5--5 | 102 | 100% | 3413.8137 | 97.67% | 1.995% | 0.3352% | 165.0466 | 0 | 0 | 165.0466 | 0 | 157.4433 | 39.8934 | 3.9466 | 157.4433 | 39.8934 | 3.9466 | 165.8557 | 42.025 | 3.9466 | 4.835% | 0.2124 | 0.20189 | 16072.3576 | 890.1063 | 476.3771 | 14705.8742 | 16091.8592 | 0 | 0 | 16091.8592 | 0.005443%
2026 | 444 | 444-9R | Tier-2 | Tier-2---11 | 5--3 | 90 | 100% | 571.2373 | 70.71% | 27.93% | 1.361% | 19.9936 | 0 | 0 | 19.9936 | 0 | 19.0725 | 35.2001 | 0.54183 | 19.0725 | 35.2001 | 0.54183 | 20.0916 | 37.0809 | 0.54183 | 3.5% | 0.1488 | 0.14143 | 3839.0169 | 197.4513 | 1077.3117 | 2564.2539 | 3897.5795 | 0 | 0 | 3897.5795 | 0.0006593%
2026 | 445 | 445-1311R | Tier-3 | Tier-3---5 | 5--5 | 85 | 100% | 9632.5907 | 94.96% | 4.965% | 0.07823% | 452.7685 | 0 | 0 | 452.7685 | 0 | 431.9104 | 33.2445 | 12.9919 | 431.9104 | 33.2445 | 12.9919 | 454.988 | 35.0208 | 12.9919 | 4.7% | 0.53792 | 0.51129 | 17907.0399 | 1026.0345 | 824.7437 | 16056.2617 | 17954.067 | 0 | 0 | 17954.067 | 0.01493%
2026 | 445 | 445-1315 | Tier-2 | Tier-2---19 | 1--5 | 1 | 100% | 26.2494 | 99.59% | 0% | 0.4079% | 1.294 | 0 | 0 | 1.294 | 0 | 1.2344 | 0.39111 | 3.1562 | 1.2344 | 0.39111 | 3.1562 | 1.3004 | 0.41201 | 3.1562 | 4.93% | 0.000636 | 0.00060452 | 41272.5846 | 2451.3434 | 2160.3074 | 36660.9338 | 41281.3528 | 0 | 0 | 41281.3528 | 4.267e-05%
2026 | 445 | 445-1323 | Tier-2 | Tier-2---18 | 3--3 | 1 | 100% | 78.5439 | 99.26% | 0.525% | 0.2138% | 3.8592 | 0 | 0 | 3.8592 | 0 | 3.6814 | 0.39111 | 9.4127 | 3.6814 | 0.39111 | 9.4127 | 3.8781 | 0.41201 | 9.4127 | 4.913% | 0.025445 | 0.024185 | 3086.8349 | 167.5927 | 20.9581 | 2898.2841 | 3088.0226 | 0 | 0 | 3088.0226 | 0.0001273%
2026 | 445 | 445-1325F | Tier-2 | Tier-2---2 | 5--4 | 76 | 100% | 7250.7229 | 96.11% | 3.805% | 0.08959% | 344.9322 | 0 | 0 | 344.9322 | 0 | 329.0418 | 29.7245 | 11.0697 | 329.0418 | 29.7245 | 11.0697 | 346.623 | 31.3127 | 11.0697 | 4.757% | 0.57356 | 0.54517 | 12641.5766 | 694.1782 | 440.7081 | 11506.6903 | 12667.2174 | 0 | 0 | 12667.2174 | 0.01137%
2026 | 445 | 445-17R | Tier-2 | Tier-2---8 | 5--3 | 43 | 100% | 1603.5562 | 88.72% | 11.16% | 0.1231% | 70.4231 | 0 | 0 | 70.4231 | 0 | 67.1788 | 16.8178 | 3.9945 | 67.1788 | 16.8178 | 3.9945 | 70.7683 | 17.7164 | 3.9945 | 4.392% | 0.53426 | 0.50782 | 3001.4248 | 150.999 | 302.1467 | 2548.279 | 3019.055 | 0 | 0 | 3019.055 | 0.002322%
2026 | 445 | 445-18R | Tier-2 | Tier-2---2 | 5--5 | 116 | 100% | 10619.7967 | 95.69% | 4.18% | 0.1317% | 503.0122 | 0 | 0 | 503.0122 | 0 | 479.8394 | 45.369 | 10.5764 | 479.8394 | 45.369 | 10.5764 | 505.4779 | 47.7931 | 10.5764 | 4.737% | 0.6048 | 0.57486 | 17559.3271 | 969.9837 | 680.7099 | 15908.6335 | 17598.759 | 0 | 0 | 17598.759 | 0.01659%
2026 | 445 | 445-19R | Tier-2 | Tier-2---8 | 5--3 | 65 | 100% | 1766.7037 | 84.73% | 14.9% | 0.3714% | 74.0952 | 0 | 0 | 74.0952 | 0 | 70.6818 | 25.4223 | 2.7803 | 70.6818 | 25.4223 | 2.7803 | 74.4584 | 26.7806 | 2.7803 | 4.194% | 0.56527 | 0.53729 | 3125.4156 | 150.9089 | 429.896 | 2544.6106 | 3150.2749 | 0 | 0 | 3150.2749 | 0.002443%
2026 | 445 | 445-39R | Tier-2 | Tier-2---5 | 5--4 | 91 | 100% | 3678.5806 | 87.54% | 12.33% | 0.1304% | 159.4029 | 0 | 0 | 159.4029 | 0 | 152.0596 | 35.5912 | 4.2724 | 152.0596 | 35.5912 | 4.2724 | 160.1843 | 37.4929 | 4.2724 | 4.333% | 0.48997 | 0.46571 | 7507.8253 | 391.1864 | 914.4635 | 6202.1754 | 7556.5395 | 0 | 0 | 7556.5395 | 0.005257%
2026 | 445 | 445-894R | Tier-2 | Tier-2---5 | 5--4 | 156 | 100% | 4421.0024 | 88.12% | 11.51% | 0.3702% | 192.8443 | 0 | 0 | 192.8443 | 0 | 183.9604 | 61.0135 | 3.0151 | 183.9604 | 61.0135 | 3.0151 | 193.7897 | 64.2735 | 3.0151 | 4.362% | 0.63526 | 0.60381 | 6959.394 | 312.553 | 750.3762 | 5896.4648 | 7002.446 | 0 | 0 | 7002.446 | 0.006359%
2026 | 445 | 445-897R | Tier-2 | Tier-2---10 | 5--3 | 9 | 100% | 1351.7747 | 97.24% | 2.711% | 0.04647% | 65.0678 | 0 | 0 | 65.0678 | 0 | 62.0703 | 3.52 | 17.6336 | 62.0703 | 3.52 | 17.6336 | 65.3868 | 3.7081 | 17.6336 | 4.814% | 0.75637 | 0.71893 | 1787.1928 | 98.5478 | 55.7869 | 1632.8581 | 1789.7592 | 0 | 0 | 1789.7592 | 0.002146%
2026 | 448 | 448-1196F | Tier-3 | Tier-3---20 | 1--5 | 1 | 100% | 16.696 | 99.41% | 0% | 0.5907% | 0.82157 | 0 | 0 | 0.82157 | 0 | 0.78372 | 0.39111 | 2.0038 | 0.78372 | 0.39111 | 2.0038 | 0.8256 | 0.41201 | 2.0038 | 4.921% | 0.0002432 | 0.00023116 | 68651.2414 | 3730.8328 | 661.7244 | 64258.6842 | 68672.3598 | 0 | 0 | 68672.3598 | 2.709e-05%
2026 | 448 | 448-1234R | Tier-3 | Tier-3---15 | 5--3 | 9 | 100% | 1211.6194 | 97.39% | 2.475% | 0.1351% | 58.4097 | 0 | 0 | 58.4097 | 0 | 55.7189 | 3.52 | 15.8292 | 55.7189 | 3.52 | 15.8292 | 58.6961 | 3.7081 | 15.8292 | 4.821% | 0.62101 | 0.59027 | 1951.0598 | 101.7927 | 46.8267 | 1802.4404 | 1953.7118 | 0 | 0 | 1953.7118 | 0.001926%
2026 | 448 | 448-47R | Tier-3 | Tier-3---14 | 5--3 | 43 | 100% | 2612.2711 | 91.91% | 7.885% | 0.2065% | 118.8447 | 0 | 0 | 118.8447 | 0 | 113.3698 | 16.8178 | 6.7411 | 113.3698 | 16.8178 | 6.7411 | 119.4273 | 17.7164 | 6.7411 | 4.549% | 0.62882 | 0.59769 | 4154.2404 | 216.0426 | 303.0764 | 3635.1215 | 4171.7455 | 0 | 0 | 4171.7455 | 0.003919%
2026 | 448 | 448-714R | Tier-3 | Tier-3---14 | 5--3 | 85 | 100% | 2119.752 | 55.7% | 43.96% | 0.3458% | 58.4428 | 0 | 0 | 58.4428 | 0 | 55.7504 | 33.2445 | 1.677 | 55.7504 | 33.2445 | 1.677 | 58.7292 | 35.0208 | 1.677 | 2.757% | 0.46343 | 0.44049 | 4574.0639 | 152.3288 | 1823.4456 | 2598.2895 | 4679.5943 | 0 | 0 | 4679.5943 | 0.001927%
2026 | 448 | 448-724R | Tier-3 | Tier-3---18 | 5--2 | 49 | 100% | 520.639 | 76.18% | 22.78% | 1.038% | 19.634 | 0 | 0 | 19.634 | 0 | 18.7295 | 19.1645 | 0.9773 | 18.7295 | 19.1645 | 0.9773 | 19.7302 | 20.1885 | 0.9773 | 3.771% | 0.55035 | 0.52311 | 946.0153 | 35.8531 | 201.7143 | 708.4479 | 957.7484 | 0 | 0 | 957.7484 | 0.0006475%
2026 | 448 | 448-735R | Tier-3 | Tier-3---18 | 5--2 | 45 | 100% | 630.7627 | 79.12% | 20.09% | 0.7869% | 24.7041 | 0 | 0 | 24.7041 | 0 | 23.5661 | 17.6 | 1.339 | 23.5661 | 17.6 | 1.339 | 24.8252 | 18.5404 | 1.339 | 3.917% | 0.54202 | 0.51519 | 1163.7353 | 53.8869 | 215.9361 | 893.9122 | 1176.3882 | 0 | 0 | 1176.3882 | 0.0008147%
2026 | 448 | 448-744R | Tier-3 | Tier-3---7 | 5--5 | 224 | 100% | 9104.5616 | 91.68% | 8.126% | 0.1928% | 413.1864 | 0 | 0 | 413.1864 | 0 | 394.1517 | 87.6091 | 4.499 | 394.1517 | 87.6091 | 4.499 | 415.2118 | 92.2902 | 4.499 | 4.538% | 0.49442 | 0.46994 | 18414.705 | 980.4625 | 1393.5793 | 16040.6633 | 18494.4792 | 0 | 0 | 18494.4792 | 0.01363%
2026 | 448 | 448-9R | Tier-3 | Tier-3---9 | 5--4 | 106 | 100% | 5644.8109 | 93.43% | 6.384% | 0.1906% | 261.0474 | 0 | 0 | 261.0474 | 0 | 249.0215 | 41.4579 | 6.0066 | 249.0215 | 41.4579 | 6.0066 | 262.327 | 43.673 | 6.0066 | 4.625% | 0.54394 | 0.51701 | 10377.639 | 550.4893 | 645.7623 | 9181.3873 | 10413.1713 | 0 | 0 | 10413.1713 | 0.008608%
2026 | 449 | 449-13R | Tier-3 | Tier-3---7 | 5--5 | 147 | 100% | 6729.9647 | 90.49% | 9.346% | 0.1629% | 301.4563 | 0 | 0 | 301.4563 | 0 | 287.5688 | 57.4935 | 5.0018 | 287.5688 | 57.4935 | 5.0018 | 302.934 | 60.5654 | 5.0018 | 4.479% | 0.28234 | 0.26837 | 23836.2998 | 1408.7102 | 2080.9099 | 20346.6798 | 23954.3367 | 0 | 0 | 23954.3367 | 0.009941%
2026 | 449 | 449-16R | Tier-3 | Tier-3---15 | 5--4 | 22 | 100% | 1495.5065 | 96.97% | 2.927% | 0.1006% | 71.7862 | 0 | 0 | 71.7862 | 0 | 68.4792 | 8.6045 | 7.9586 | 68.4792 | 8.6045 | 7.9586 | 72.1381 | 9.0642 | 7.9586 | 4.8% | 0.23738 | 0.22563 | 6300.0313 | 365.3232 | 174.7966 | 5759.9115 | 6309.9651 | 0 | 0 | 6309.9651 | 0.002367%
2026 | 449 | 449-683 | Tier-3 | Tier-3---18 | 5--3 | 7 | 100% | 625.3129 | 96.7% | 3.156% | 0.1473% | 29.9305 | 0 | 0 | 29.9305 | 0 | 28.5516 | 2.7378 | 10.4287 | 28.5516 | 2.7378 | 10.4287 | 30.0772 | 2.8841 | 10.4287 | 4.786% | 0.34581 | 0.32869 | 1808.2683 | 90.977 | 47.6654 | 1669.626 | 1811.3792 | 0 | 0 | 1811.3792 | 0.000987%
2026 | 449 | 449-693R | Tier-3 | Tier-3---9 | 5--5 | 34 | 100% | 5260.7056 | 98.77% | 1.153% | 0.07468% | 257.2092 | 0 | 0 | 257.2092 | 0 | 245.3601 | 13.2978 | 18.4512 | 245.3601 | 13.2978 | 18.4512 | 258.47 | 14.0083 | 18.4512 | 4.889% | 0.26107 | 0.24815 | 20150.463 | 1117.608 | 224.7441 | 18808.1109 | 20163.3414 | 0 | 0 | 20163.3414 | 0.008482%
2026 | 449 | 449-6R | Tier-3 | Tier-3---14 | 5--4 | 45 | 100% | 2320.0162 | 95.55% | 4.318% | 0.1352% | 109.7271 | 0 | 0 | 109.7271 | 0 | 104.6722 | 17.6 | 5.9473 | 104.6722 | 17.6 | 5.9473 | 110.265 | 18.5404 | 5.9473 | 4.73% | 0.24779 | 0.23552 | 9362.9076 | 518.3997 | 417.6492 | 8426.8588 | 9384.6196 | 0 | 0 | 9384.6196 | 0.003618%
2026 | 450 | 450-1851F | Tier-2 | Tier-2---3 | 5--5 | 26 | 100% | 8274.1225 | 99.23% | 0.7168% | 0.05235% | 406.4189 | 0 | 0 | 406.4189 | 0 | 387.696 | 10.1689 | 38.1256 | 387.696 | 10.1689 | 38.1256 | 408.4111 | 10.7123 | 38.1256 | 4.912% | 0.099477 | 0.094553 | 83176.2362 | 14607.9335 | 584.6634 | 67983.6393 | 83209.5529 | 0 | 0 | 83209.5529 | 0.0134%
2026 | 450 | 450-1853F | Tier-2 | Tier-2---10 | 4--4 | 5 | 100% | 792.2018 | 92.77% | 7.138% | 0.09408% | 36.3781 | 0 | 0 | 36.3781 | 0 | 34.7023 | 1.9556 | 17.7454 | 34.7023 | 1.9556 | 17.7454 | 36.5565 | 2.06 | 17.7454 | 4.592% | 0.075291 | 0.071564 | 10521.8374 | 525.9075 | 700.4641 | 9295.4659 | 10561.4641 | 0 | 0 | 10561.4641 | 0.0012%
2026 | 450 | 450-1854 | Tier-2 | Tier-2---9 | 4--4 | 2 | 100% | 1132.2887 | 95.25% | 4.625% | 0.1242% | 53.3866 | 0 | 0 | 53.3866 | 0 | 50.9272 | 0.78222 | 65.1056 | 50.9272 | 0.78222 | 65.1056 | 53.6483 | 0.82402 | 65.1056 | 4.715% | 0.079085 | 0.07517 | 14317.3642 | 967.6824 | 629.1902 | 12720.4915 | 14352.7731 | 0 | 0 | 14352.7731 | 0.00176%
2026 | 452 | 452-38AE | Tier-2 | Tier-2---4 | 2--5 | 2 | 100% | 2823.7515 | 99.93% | 0% | 0.06613% | 139.6833 | 0 | 0 | 139.6833 | 0 | 133.2483 | 0.78222 | 170.3454 | 133.2483 | 0.78222 | 170.3454 | 140.368 | 0.82402 | 170.3454 | 4.947% | 0.011395 | 0.010831 | 247801.8355 | 21945.5544 | 160.9262 | 225695.355 | 247810.3694 | 0 | 0 | 247810.3694 | 0.004606%
2026 | 454 | 454-48F | Tier-2 | Tier-2---4 | 4--5 | 1 | 100% | 3441.1661 | 99.7% | 0.2542% | 0.04705% | 169.8246 | 0 | 0 | 169.8246 | 0 | 162.0011 | 0.39111 | 414.2063 | 162.0011 | 0.39111 | 414.2063 | 170.6571 | 0.41201 | 414.2063 | 4.935% | 0.085487 | 0.081255 | 40253.7717 | 8646.4201 | 106.7946 | 31500.5571 | 40260.0869 | 0 | 0 | 40260.0869 | 0.0056%
2026 | 463 | 463-1136F | Tier-2 | Tier-2---18 | 4--2 | 2 | 100% | 88.0149 | 97.35% | 2.233% | 0.4157% | 4.2413 | 0 | 0 | 4.2413 | 0 | 4.0459 | 0.78222 | 5.1724 | 4.0459 | 0.78222 | 5.1724 | 4.2621 | 0.82402 | 5.1724 | 4.819% | 0.060434 | 0.057442 | 1456.3858 | 89.8078 | 31.4849 | 1335.0931 | 1458.3947 | 0 | 0 | 1458.3947 | 0.0001399%
2026 | 463 | 463-1229 | Tier-2 | Tier-2---9 | 5--4 | 20 | 100% | 1378.3182 | 99.02% | 0.574% | 0.4088% | 67.5562 | 0 | 0 | 67.5562 | 0 | 64.4441 | 7.8222 | 8.2386 | 64.4441 | 7.8222 | 8.2386 | 67.8874 | 8.2402 | 8.2386 | 4.901% | 0.096723 | 0.091935 | 14250.1892 | 1640.085 | 119.2009 | 12490.9033 | 14257.4826 | 0 | 0 | 14257.4826 | 0.002228%
2026 | 470 | 470-40AE | Tier-2 | Tier-2---4 | 4--5 | 20 | 100% | 5264.9688 | 98.33% | 1.599% | 0.07273% | 256.2599 | 0 | 0 | 256.2599 | 0 | 244.4546 | 7.8222 | 31.2512 | 244.4546 | 7.8222 | 31.2512 | 257.5161 | 8.2402 | 31.2512 | 4.867% | 0.091034 | 0.086528 | 57835.1917 | 3654.8473 | 877.7111 | 53302.6332 | 57885.5342 | 0 | 0 | 57885.5342 | 0.008451%
2026 | 470 | 470-47R | Tier-3 | Tier-3---2 | 5--5 | 53 | 100% | 16740.3911 | 99.37% | 0.5365% | 0.09319% | 823.4313 | 0 | 0 | 823.4313 | 0 | 785.4976 | 20.7289 | 37.8938 | 785.4976 | 20.7289 | 37.8938 | 827.4678 | 21.8365 | 37.8938 | 4.919% | 0.16225 | 0.15422 | 103174.1084 | 6598.1472 | 589.4379 | 95986.5234 | 103207.9428 | 0 | 0 | 103207.9428 | 0.02715%
2026 | 471 | 471-36F | Tier-2 | Tier-2---4 | 4--5 | 6 | 100% | 4253.6671 | 94.96% | 4.983% | 0.06005% | 199.9388 | 0 | 0 | 199.9388 | 0 | 190.7281 | 2.3467 | 81.2759 | 190.7281 | 2.3467 | 81.2759 | 200.9189 | 2.4721 | 81.2759 | 4.7% | 0.093079 | 0.088471 | 45699.6343 | 2391.7261 | 2109.1945 | 41198.7137 | 45819.647 | 0 | 0 | 45819.647 | 0.006593%
2026 | 500 | 500-1531 | Tier-2 | Tier-2---10 | 4--4 | 3 | 100% | 800.5503 | 21.6% | 78.32% | 0.07823% | 8.56 | 0 | 0 | 8.56 | 0 | 8.1657 | 1.1733 | 6.9594 | 8.1657 | 1.1733 | 6.9594 | 8.602 | 1.236 | 6.9594 | 1.069% | 0.071178 | 0.067654 | 11247.1911 | 167.2855 | 8054.1845 | 3025.7211 | 11706.3951 | 0 | 0 | 11706.3951 | 0.0002823%
2026 | 501 | 501-786 | Tier-2 | Tier-2---14 | 2--5 | 1 | 100% | 204.0835 | 99.63% | 0% | 0.368% | 10.065 | 0 | 0 | 10.065 | 0 | 9.6013 | 0.39111 | 24.5487 | 9.6013 | 0.39111 | 24.5487 | 10.1143 | 0.41201 | 24.5487 | 4.932% | 0.0050324 | 0.0047833 | 40553.9202 | 2762.8 | 144.6555 | 37646.4647 | 40561.693 | 0 | 0 | 40561.693 | 0.0003319%
2026 | 504 | 504-2501R | Tier-2 | Tier-2---9 | 3--5 | 2 | 100% | 733.6834 | 99.51% | 0% | 0.4917% | 36.1388 | 0 | 0 | 36.1388 | 0 | 34.4739 | 0.78222 | 44.0717 | 34.4739 | 0.78222 | 44.0717 | 36.3159 | 0.82402 | 44.0717 | 4.926% | 0.021593 | 0.020524 | 33978.4661 | 2347.3747 | 1024.1887 | 30606.9026 | 33987.1667 | 0 | 0 | 33987.1667 | 0.001192%
2026 | 520 | 520-1045R | Tier-2 | Tier-2---5 | 5--4 | 47 | 100% | 2978.814 | 97.34% | 2.471% | 0.184% | 143.536 | 0 | 0 | 143.536 | 0 | 136.9236 | 18.3823 | 7.4487 | 136.9236 | 18.3823 | 7.4487 | 144.2396 | 19.3645 | 7.4487 | 4.819% | 0.26824 | 0.25496 | 11105.2066 | 596.3807 | 258.2442 | 10250.5816 | 11120.5631 | 0 | 0 | 11120.5631 | 0.004733%
2026 | 520 | 520-10R | Tier-2 | Tier-2---7 | 4--5 | 27 | 100% | 1478.7446 | 97.97% | 1.759% | 0.2664% | 71.715 | 0 | 0 | 71.715 | 0 | 68.4112 | 10.56 | 6.4783 | 68.4112 | 10.56 | 6.4783 | 72.0666 | 11.1243 | 6.4783 | 4.85% | 0.046043 | 0.043764 | 32116.3215 | 3380.3007 | 793.9909 | 27942.0299 | 32150.2042 | 0 | 0 | 32150.2042 | 0.002365%
2026 | 520 | 520-1489R | Tier-2 | Tier-2---8 | 5--5 | 129 | 100% | 2637.9338 | 96.76% | 2.798% | 0.4462% | 126.3422 | 0 | 0 | 126.3422 | 0 | 120.5219 | 50.4535 | 2.3888 | 120.5219 | 50.4535 | 2.3888 | 126.9615 | 53.1493 | 2.3888 | 4.789% | 0.13822 | 0.13138 | 19085.4238 | 1021.9214 | 566.5154 | 17496.987 | 19117.6637 | 0 | 0 | 19117.6637 | 0.004166%
2026 | 520 | 520-1509R | Tier-2 | Tier-2---5 | 5--4 | 84 | 100% | 3413.9118 | 92.72% | 6.994% | 0.2858% | 156.6869 | 0 | 0 | 156.6869 | 0 | 149.4686 | 32.8534 | 4.5496 | 149.4686 | 32.8534 | 4.5496 | 157.4549 | 34.6088 | 4.5496 | 4.59% | 0.28561 | 0.27147 | 11953.1797 | 661.7087 | 782.5338 | 10508.9372 | 11998.4952 | 0 | 0 | 11998.4952 | 0.005167%
2026 | 520 | 520-1525R | Tier-2 | Tier-2---8 | 5--5 | 31 | 100% | 1632.8033 | 98.29% | 1.436% | 0.2778% | 79.4388 | 0 | 0 | 79.4388 | 0 | 75.7792 | 12.1245 | 6.2501 | 75.7792 | 12.1245 | 6.2501 | 79.8282 | 12.7723 | 6.2501 | 4.865% | 0.099044 | 0.094141 | 16485.7021 | 1672.9156 | 358.491 | 14454.2955 | 16500.4136 | 0 | 0 | 16500.4136 | 0.00262%
2026 | 520 | 520-1527R | Tier-3 | Tier-3---7 | 5--5 | 53 | 100% | 6763.0006 | 96.72% | 3.176% | 0.1068% | 323.7803 | 0 | 0 | 323.7803 | 0 | 308.8644 | 20.7289 | 14.9002 | 308.8644 | 20.7289 | 14.9002 | 325.3674 | 21.8365 | 14.9002 | 4.788% | 0.27105 | 0.25763 | 24951.4497 | 1805.8111 | 756.6493 | 22388.9893 | 24994.1011 | 0 | 0 | 24994.1011 | 0.01068%
2026 | 520 | 520-1902R | Tier-2 | Tier-2---9 | 4--4 | 3 | 100% | 748.333 | 77.34% | 21.7% | 0.962% | 28.6477 | 0 | 0 | 28.6477 | 0 | 27.3279 | 1.1733 | 23.2908 | 27.3279 | 1.1733 | 23.2908 | 28.7881 | 1.236 | 23.2908 | 3.828% | 0.058932 | 0.056015 | 12698.2886 | 1100.527 | 2687.8901 | 8909.8715 | 12848.1568 | 0 | 0 | 12848.1568 | 0.0009447%
2026 | 520 | 520-1904 | Tier-3 | Tier-3---13 | 4--5 | 19 | 100% | 2084.5359 | 96.48% | 3.265% | 0.2521% | 99.5552 | 0 | 0 | 99.5552 | 0 | 94.9689 | 7.4311 | 12.7799 | 94.9689 | 7.4311 | 12.7799 | 100.0432 | 7.8282 | 12.7799 | 4.776% | 0.05278 | 0.050167 | 39495.106 | 2613.3418 | 1305.0051 | 35576.7591 | 39567.4502 | 0 | 0 | 39567.4502 | 0.003283%
2026 | 520 | 520-35R | Tier-3 | Tier-3---9 | 5--5 | 89 | 100% | 4997.7942 | 96.49% | 3.313% | 0.193% | 238.7183 | 0 | 0 | 238.7183 | 0 | 227.721 | 34.809 | 6.542 | 227.721 | 34.809 | 6.542 | 239.8884 | 36.6689 | 6.542 | 4.776% | 0.28544 | 0.27131 | 17509.0395 | 1062.3012 | 557.174 | 15889.5643 | 17541.0049 | 0 | 0 | 17541.0049 | 0.007872%
2026 | 520 | 520-45 | Tier-2 | Tier-2---8 | 5--5 | 74 | 100% | 2044.6463 | 97.57% | 2.13% | 0.298% | 98.7525 | 0 | 0 | 98.7525 | 0 | 94.2031 | 28.9423 | 3.2549 | 94.2031 | 28.9423 | 3.2549 | 99.2365 | 30.4887 | 3.2549 | 4.83% | 0.10446 | 0.099291 | 19573.1854 | 982.4694 | 415.3687 | 18175.3473 | 19597.9361 | 0 | 0 | 19597.9361 | 0.003256%
2026 | 521 | 521-14R | Tier-3 | Tier-3---5 | 5--5 | 49 | 100% | 11350.2874 | 96.69% | 3.233% | 0.07621% | 543.2489 | 0 | 0 | 543.2489 | 0 | 518.2225 | 19.1645 | 27.0408 | 518.2225 | 19.1645 | 27.0408 | 545.9119 | 20.1885 | 27.0408 | 4.786% | 0.27097 | 0.25755 | 41888.3276 | 2255.8215 | 1272.0917 | 38360.4144 | 41960.5084 | 0 | 0 | 41960.5084 | 0.01791%
2026 | 521 | 521-1856R | Tier-3 | Tier-3---6 | 5--5 | 87 | 100% | 8477.8617 | 97.79% | 2.104% | 0.1048% | 410.3866 | 0 | 0 | 410.3866 | 0 | 391.4809 | 34.0268 | 11.5051 | 391.4809 | 34.0268 | 11.5051 | 412.3983 | 35.8449 | 11.5051 | 4.841% | 0.15411 | 0.14648 | 55012.684 | 3012.448 | 1105.9909 | 50894.245 | 55075.953 | 0 | 0 | 55075.953 | 0.01353%
2026 | 521 | 521-18R | Tier-3 | Tier-3---6 | 4--5 | 73 | 100% | 8713.0173 | 99.36% | 0.5424% | 0.09583% | 428.5416 | 0 | 0 | 428.5416 | 0 | 408.7995 | 28.5512 | 14.3181 | 408.7995 | 28.5512 | 14.3181 | 430.6423 | 30.0767 | 14.3181 | 4.918% | 0.071321 | 0.067791 | 122165.8816 | 6890.9356 | 771.7339 | 114503.2122 | 122206.4886 | 0 | 0 | 122206.4886 | 0.01413%
2026 | 521 | 521-27R | Tier-2 | Tier-2---3 | 4--5 | 25 | 100% | 5618.6229 | 98.78% | 1.092% | 0.1294% | 274.726 | 0 | 0 | 274.726 | 0 | 262.0699 | 9.7778 | 26.8025 | 262.0699 | 9.7778 | 26.8025 | 276.0727 | 10.3002 | 26.8025 | 4.89% | 0.063668 | 0.060516 | 88249.328 | 6355.7576 | 1136.662 | 80756.9084 | 88305.4429 | 0 | 0 | 88305.4429 | 0.009059%
2026 | 521 | 521-32R | Tier-3 | Tier-3---4 | 5--5 | 42 | 100% | 12241.7135 | 99.38% | 0.5642% | 0.05689% | 602.2012 | 0 | 0 | 602.2012 | 0 | 574.459 | 16.4267 | 34.971 | 574.459 | 16.4267 | 34.971 | 605.1531 | 17.3044 | 34.971 | 4.919% | 0.14844 | 0.14109 | 82470.5462 | 5122.2262 | 464.9548 | 76883.3652 | 82497.2218 | 0 | 0 | 82497.2218 | 0.01986%
2026 | 521 | 521-700R | Tier-2 | Tier-2---3 | 4--5 | 37 | 100% | 9012.5446 | 99.05% | 0.8425% | 0.1052% | 441.8931 | 0 | 0 | 441.8931 | 0 | 421.536 | 14.4711 | 29.1294 | 421.536 | 14.4711 | 29.1294 | 444.0593 | 15.2444 | 29.1294 | 4.903% | 0.074421 | 0.070737 | 121102.821 | 8945.6292 | 1253.8537 | 110903.3381 | 121162.5896 | 0 | 0 | 121162.5896 | 0.01457%
2026 | 522 | 522-38R | Tier-2 | Tier-2---6 | 4--5 | 1 | 100% | 5639.8414 | 96.44% | 3.339% | 0.2198% | 269.2374 | 0 | 0 | 269.2374 | 0 | 256.8342 | 0.39111 | 656.6766 | 256.8342 | 0.39111 | 656.6766 | 270.5572 | 0.41201 | 656.6766 | 4.774% | 0.088602 | 0.084216 | 63653.5146 | 7689.6838 | 2180.134 | 53783.6968 | 63771.4814 | 0 | 0 | 63771.4814 | 0.008878%
2026 | 524 | 524-1782F | Tier-3 | Tier-3---10 | 4--5 | 46 | 100% | 5468.1345 | 99.78% | 0.1144% | 0.1099% | 270.0655 | 0 | 0 | 270.0655 | 0 | 257.6241 | 17.9912 | 14.3195 | 257.6241 | 17.9912 | 14.3195 | 271.3893 | 18.9525 | 14.3195 | 4.939% | 0.040404 | 0.038404 | 135337.1336 | 10621.643 | 457.8891 | 124257.6016 | 135352.9439 | 0 | 0 | 135352.9439 | 0.008906%
2026 | 524 | 524-27R | Tier-3 | Tier-3---4 | 4--5 | 114 | 100% | 11317.6942 | 99.77% | 0.1414% | 0.08951% | 558.9321 | 0 | 0 | 558.9321 | 0 | 533.1833 | 44.5868 | 11.9583 | 533.1833 | 44.5868 | 11.9583 | 561.672 | 46.9691 | 11.9583 | 4.939% | 0.060207 | 0.057227 | 187979.0829 | 15020.271 | 843.0575 | 172115.7544 | 188001.69 | 0 | 0 | 188001.69 | 0.01843%
2026 | 524 | 524-46R | Tier-3 | Tier-3---4 | 5--5 | 89 | 100% | 13710.9533 | 98.99% | 0.9557% | 0.05722% | 671.8177 | 0 | 0 | 671.8177 | 0 | 640.8684 | 34.809 | 18.411 | 640.8684 | 34.809 | 18.411 | 675.1109 | 36.6689 | 18.411 | 4.9% | 0.18916 | 0.17979 | 72484.9744 | 5399.6154 | 709.3603 | 66375.9987 | 72523.2103 | 0 | 0 | 72523.2103 | 0.02215%
2026 | 524 | 524-50R | Tier-3 | Tier-3---7 | 5--5 | 84 | 100% | 8801.877 | 98.2% | 1.718% | 0.0819% | 427.853 | 0 | 0 | 427.853 | 0 | 408.1427 | 32.8534 | 12.4231 | 408.1427 | 32.8534 | 12.4231 | 429.9503 | 34.6088 | 12.4231 | 4.861% | 0.18313 | 0.17407 | 48062.3901 | 2911.3323 | 788.4961 | 44362.5616 | 48107.4292 | 0 | 0 | 48107.4292 | 0.01411%
2026 | 524 | 524-69R | Tier-3 | Tier-3---1 | 5--5 | 283 | 100% | 40375.331 | 99.03% | 0.9107% | 0.05596% | 1979.2587 | 0 | 0 | 1979.2587 | 0 | 1888.0784 | 110.6847 | 17.0582 | 1888.0784 | 110.6847 | 17.0582 | 1988.961 | 116.5988 | 17.0582 | 4.902% | 0.27264 | 0.25914 | 148092.4418 | 8147.506 | 1337.0199 | 138607.9158 | 148166.9965 | 0 | 0 | 148166.9965 | 0.06527%
2026 | 597 | 597-595 | Tier-2 | Tier-2---1 | 5--5 | 92 | 100% | 18774.394 | 95.55% | 4.388% | 0.06321% | 887.9695 | 0 | 0 | 887.9695 | 0 | 847.0626 | 35.9823 | 23.5411 | 847.0626 | 35.9823 | 23.5411 | 892.3223 | 37.9049 | 23.5411 | 4.73% | 0.15307 | 0.14549 | 122655.7075 | 12289.1487 | 5017.0863 | 105349.4725 | 122940.0104 | 0 | 0 | 122940.0104 | 0.02928%
2026 | 599 | 599-19R | Tier-2 | Tier-2---1 | 5--5 | 124 | 100% | 25743.4561 | 99.4% | 0.5253% | 0.0786% | 1266.6062 | 0 | 0 | 1266.6062 | 0 | 1208.2563 | 48.4979 | 24.9136 | 1208.2563 | 48.4979 | 24.9136 | 1272.8151 | 51.0892 | 24.9136 | 4.92% | 0.15161 | 0.14411 | 169796.7072 | 9028.2208 | 940.8004 | 159827.6859 | 169850.1033 | 0 | 0 | 169850.1033 | 0.04177%
2026 | 67 | 67-24R | Tier-3 | Tier-3---13 | 5--4 | 112 | 100% | 2610.8 | 93.6% | 6.065% | 0.3401% | 120.9575 | 0 | 0 | 120.9575 | 0 | 115.3852 | 43.8046 | 2.6341 | 115.3852 | 43.8046 | 2.6341 | 121.5504 | 46.1451 | 2.6341 | 4.633% | 0.2194 | 0.20854 | 11899.5856 | 668.9805 | 692.7946 | 10537.8105 | 11939.276 | 0 | 0 | 11939.276 | 0.003989%
2026 | 67 | 67-34R | Tier-3 | Tier-3---11 | 5--5 | 188 | 100% | 4180.1374 | 93.8% | 5.869% | 0.3284% | 194.0937 | 0 | 0 | 194.0937 | 0 | 185.1522 | 73.5291 | 2.5181 | 185.1522 | 73.5291 | 2.5181 | 195.0451 | 77.4578 | 2.5181 | 4.643% | 0.24743 | 0.23519 | 16893.949 | 1075.9433 | 993.2749 | 14824.7309 | 16948.4725 | 0 | 0 | 16948.4725 | 0.0064%
2026 | 67 | 67-37R | Tier-3 | Tier-3---17 | 5--3 | 55 | 100% | 622.3042 | 87.18% | 11.98% | 0.8373% | 26.8549 | 0 | 0 | 26.8549 | 0 | 25.6177 | 21.5112 | 1.1909 | 25.6177 | 21.5112 | 1.1909 | 26.9865 | 22.6605 | 1.1909 | 4.315% | 0.20095 | 0.191 | 3096.8174 | 160.5865 | 360.9451 | 2575.2857 | 3117.4933 | 0 | 0 | 3117.4933 | 0.0008856%
2026 | 67 | 67-45R | Tier-3 | Tier-3---15 | 5--4 | 78 | 100% | 1627.9508 | 92.79% | 6.809% | 0.4053% | 74.7699 | 0 | 0 | 74.7699 | 0 | 71.3254 | 30.5067 | 2.338 | 71.3254 | 30.5067 | 2.338 | 75.1364 | 32.1368 | 2.338 | 4.593% | 0.20887 | 0.19854 | 7793.9219 | 491.8665 | 509.4559 | 6792.5995 | 7823.2046 | 0 | 0 | 7823.2046 | 0.002466%
2026 | 73 | 73-1130R | Tier-3 | Tier-3---9 | 5--5 | 84 | 100% | 6201.607 | 97.29% | 2.601% | 0.1104% | 298.6566 | 0 | 0 | 298.6566 | 0 | 284.8981 | 32.8534 | 8.6718 | 284.8981 | 32.8534 | 8.6718 | 300.1206 | 34.6088 | 8.6718 | 4.816% | 0.2182 | 0.2074 | 28421.9762 | 1612.5005 | 708.1752 | 26101.3005 | 28462.107 | 0 | 0 | 28462.107 | 0.009849%
2026 | 73 | 73-1163 | Tier-3 | Tier-3---4 | 5--5 | 90 | 100% | 15337.1849 | 98.56% | 1.393% | 0.04595% | 748.2657 | 0 | 0 | 748.2657 | 0 | 713.7946 | 35.2001 | 20.2782 | 713.7946 | 35.2001 | 20.2782 | 751.9337 | 37.0809 | 20.2782 | 4.879% | 0.22506 | 0.21392 | 68145.9431 | 3858.2027 | 972.8217 | 63314.9187 | 68197.0126 | 0 | 0 | 68197.0126 | 0.02468%
2026 | 73 | 73-1164 | Tier-3 | Tier-3---13 | 5--4 | 21 | 100% | 2448.8293 | 98.64% | 1.317% | 0.04316% | 119.5679 | 0 | 0 | 119.5679 | 0 | 114.0597 | 8.2134 | 13.8871 | 114.0597 | 8.2134 | 13.8871 | 120.154 | 8.6522 | 13.8871 | 4.883% | 0.18614 | 0.17693 | 13155.649 | 640.7749 | 160.5982 | 12354.2759 | 13164.97 | 0 | 0 | 13164.97 | 0.003943%
2026 | 73 | 73-23R | Tier-3 | Tier-3---9 | 5--5 | 56 | 100% | 5733.7907 | 98.41% | 1.505% | 0.0877% | 279.3035 | 0 | 0 | 279.3035 | 0 | 266.4366 | 21.9023 | 12.1648 | 266.4366 | 21.9023 | 12.1648 | 280.6727 | 23.0725 | 12.1648 | 4.871% | 0.21349 | 0.20292 | 26857.2697 | 1634.3076 | 394.5626 | 24828.3995 | 26879.5398 | 0 | 0 | 26879.5398 | 0.00921%
2026 | 73 | 73-678R | Tier-3 | Tier-3---5 | 5--5 | 93 | 100% | 10591.3769 | 98.31% | 1.605% | 0.08417% | 515.415 | 0 | 0 | 515.415 | 0 | 491.6709 | 36.3734 | 13.5173 | 491.6709 | 36.3734 | 13.5173 | 517.9415 | 38.3169 | 13.5173 | 4.866% | 0.23776 | 0.22599 | 44546.6543 | 2704.4094 | 706.232 | 41136.0129 | 44585.8514 | 0 | 0 | 44585.8514 | 0.017%
2026 | 73 | 73-683R | Tier-3 | Tier-3---7 | 5--5 | 84 | 100% | 9288.0329 | 98.43% | 1.494% | 0.07761% | 452.5311 | 0 | 0 | 452.5311 | 0 | 431.684 | 32.8534 | 13.1397 | 431.684 | 32.8534 | 13.1397 | 454.7494 | 34.6088 | 13.1397 | 4.872% | 0.22716 | 0.21591 | 40887.9849 | 2244.0715 | 610.523 | 38033.3904 | 40921.4543 | 0 | 0 | 40921.4543 | 0.01492%
2026 | 75 | 75-2257F | Tier-3 | Tier-3---20 | 1--5 | 2 | 100% | 17.7969 | 99.34% | 0% | 0.6614% | 0.87512 | 0 | 0 | 0.87512 | 0 | 0.83481 | 0.78222 | 1.0672 | 0.83481 | 0.78222 | 1.0672 | 0.87941 | 0.82402 | 1.0672 | 4.917% | 0.0002804 | 0.00026652 | 63469.7957 | 3655.2315 | 381.3513 | 59433.2129 | 63491.6581 | 0 | 0 | 63491.6581 | 2.886e-05%
2026 | 75 | 75-2259F | Tier-3 | Tier-3---12 | 3--5 | 32 | 100% | 3135.4576 | 99.77% | 0.1421% | 0.08717% | 154.8494 | 0 | 0 | 154.8494 | 0 | 147.7158 | 12.5156 | 11.8025 | 147.7158 | 12.5156 | 11.8025 | 155.6084 | 13.1843 | 11.8025 | 4.939% | 0.020337 | 0.019331 | 154171.9995 | 13070.8578 | 336.227 | 140764.9147 | 154190.404 | 0 | 0 | 154190.404 | 0.005106%
2026 | 75 | 75-32R | Tier-3 | Tier-3---13 | 3--5 | 15 | 100% | 1708.3855 | 99.57% | 0.3134% | 0.112% | 84.2054 | 0 | 0 | 84.2054 | 0 | 80.3262 | 5.8667 | 13.6919 | 80.3262 | 5.8667 | 13.6919 | 84.6182 | 6.1801 | 13.6919 | 4.929% | 0.014781 | 0.01405 | 115578.2654 | 8310.062 | 472.6259 | 106795.5774 | 115603.867 | 0 | 0 | 115603.867 | 0.002777%
2026 | 75 | 75-41 | Tier-3 | Tier-3---13 | 3--5 | 4 | 100% | 1937.5846 | 99.86% | 0.04507% | 0.0969% | 95.7743 | 0 | 0 | 95.7743 | 0 | 91.3622 | 1.5644 | 58.3989 | 91.3622 | 1.5644 | 58.3989 | 96.2438 | 1.648 | 58.3989 | 4.943% | 0.0163 | 0.015493 | 118871.6769 | 11982.6524 | 277.8358 | 106611.1887 | 118880.4654 | 0 | 0 | 118880.4654 | 0.003158%
2026 | 75 | 75-996R | Tier-2 | Tier-2---7 | 4--5 | 46 | 100% | 2211.1377 | 99.23% | 0.4312% | 0.3416% | 108.6055 | 0 | 0 | 108.6055 | 0 | 103.6022 | 17.9912 | 5.7585 | 103.6022 | 17.9912 | 5.7585 | 109.1378 | 18.9525 | 5.7585 | 4.912% | 0.043997 | 0.041819 | 50256.3267 | 5074.1581 | 595.0934 | 44587.0751 | 50276.5529 | 0 | 0 | 50276.5529 | 0.003581%
2026 | 770 | 770-259R | Tier-2 | Tier-2---17 | 2--3 | 1 | 100% | 42.5113 | 97.49% | 0.5175% | 1.991% | 2.0515 | 0 | 0 | 2.0515 | 0 | 1.957 | 0.39111 | 5.0037 | 1.957 | 0.39111 | 5.0037 | 2.0616 | 0.41201 | 5.0037 | 4.826% | 0.010605 | 0.01008 | 4008.538 | 404.386 | 91.8554 | 3512.2966 | 4013.7737 | 0 | 0 | 4013.7737 | 6.765e-05%
2026 | 78 | 78-26R | Tier-3 | Tier-3---5 | 5--5 | 60 | 100% | 14526.7268 | 98.56% | 1.412% | 0.03052% | 708.6971 | 0 | 0 | 708.6971 | 0 | 676.0489 | 23.4667 | 28.8088 | 676.0489 | 23.4667 | 28.8088 | 712.1711 | 24.7206 | 28.8088 | 4.879% | 0.34567 | 0.32856 | 42024.2818 | 2090.1766 | 553.5184 | 39380.5868 | 42055.8613 | 0 | 0 | 42055.8613 | 0.02337%
2026 | 78 | 78-35R | Tier-3 | Tier-3---10 | 2--5 | 1 | 100% | 5696.3358 | 99.98% | 0% | 0.01771% | 281.9187 | 0 | 0 | 281.9187 | 0 | 268.9313 | 0.39111 | 687.6065 | 268.9313 | 0.39111 | 687.6065 | 283.3006 | 0.41201 | 687.6065 | 4.949% | 0.008188 | 0.0077827 | 695693.1861 | 34624.5113 | 144.4142 | 660924.2606 | 695699.6035 | 0 | 0 | 695699.6035 | 0.009297%
2026 | 78 | 78-782R | Tier-3 | Tier-3---7 | 5--5 | 13 | 100% | 7202.3158 | 99.51% | 0.4709% | 0.01666% | 354.7762 | 0 | 0 | 354.7762 | 0 | 338.4324 | 5.0845 | 66.5621 | 338.4324 | 5.0845 | 66.5621 | 356.5153 | 5.3561 | 66.5621 | 4.926% | 0.33808 | 0.32134 | 21303.7357 | 1160.2609 | 93.0569 | 20050.418 | 21309.1455 | 0 | 0 | 21309.1455 | 0.0117%
2026 | 788 | 788-34R | Tier-2 | Tier-2---6 | 5--5 | 37 | 100% | 9132.2366 | 94.33% | 5.547% | 0.1209% | 426.4266 | 0 | 0 | 426.4266 | 0 | 406.782 | 14.4711 | 28.1099 | 406.782 | 14.4711 | 28.1099 | 428.5169 | 15.2444 | 28.1099 | 4.669% | 0.12404 | 0.1179 | 73621.1831 | 9933.4586 | 4009.9599 | 59677.7646 | 73838.4724 | 0 | 0 | 73838.4724 | 0.01406%
2026 | 791 | 791-419F | Tier-2 | Tier-2---5 | 5--5 | 5 | 100% | 3349.7594 | 92.58% | 7.304% | 0.116% | 153.5102 | 0 | 0 | 153.5102 | 0 | 146.4383 | 1.9556 | 74.883 | 146.4383 | 1.9556 | 74.883 | 154.2627 | 2.06 | 74.883 | 4.583% | 0.11325 | 0.10765 | 29577.718 | 1970.6299 | 1994.5012 | 25612.587 | 29692.0073 | 0 | 0 | 29692.0073 | 0.005062%
2026 | 79 | 79-658R | Tier-3 | Tier-3---5 | 5--5 | 34 | 100% | 12321.0759 | 99.26% | 0.6823% | 0.05367% | 605.4043 | 0 | 0 | 605.4043 | 0 | 577.5146 | 13.2978 | 43.4293 | 577.5146 | 13.2978 | 43.4293 | 608.372 | 14.0083 | 43.4293 | 4.914% | 0.46655 | 0.44346 | 26408.7945 | 1544.5762 | 192.1403 | 24672.078 | 26418.917 | 0 | 0 | 26418.917 | 0.01996%
2026 | 79 | 79-660R | Tier-3 | Tier-3---14 | 5--3 | 20 | 100% | 2087.0386 | 97.47% | 2.263% | 0.2704% | 100.6913 | 0 | 0 | 100.6913 | 0 | 96.0526 | 7.8222 | 12.2794 | 96.0526 | 7.8222 | 12.2794 | 101.1849 | 8.2402 | 12.2794 | 4.825% | 0.45747 | 0.43483 | 4562.1181 | 197.7916 | 116.9677 | 4247.3588 | 4568.1369 | 0 | 0 | 4568.1369 | 0.00332%
2026 | 79 | 79-668R | Tier-3 | Tier-3---15 | 5--3 | 77 | 100% | 1606.9068 | 70.93% | 28.63% | 0.4437% | 56.416 | 0 | 0 | 56.416 | 0 | 53.817 | 30.1156 | 1.787 | 53.817 | 30.1156 | 1.787 | 56.6925 | 31.7248 | 1.787 | 3.511% | 0.43999 | 0.41821 | 3652.1539 | 150.5315 | 949.6335 | 2551.989 | 3707.4514 | 0 | 0 | 3707.4514 | 0.00186%
2026 | 79 | 79-676R | Tier-3 | Tier-3---5 | 5--5 | 28 | 100% | 9714.1464 | 98.29% | 1.686% | 0.02874% | 472.6073 | 0 | 0 | 472.6073 | 0 | 450.8352 | 10.9511 | 41.1679 | 450.8352 | 10.9511 | 41.1679 | 474.924 | 11.5363 | 41.1679 | 4.865% | 0.38409 | 0.36508 | 25291.2629 | 1478.5998 | 416.7742 | 23395.8888 | 25313.8415 | 0 | 0 | 25313.8415 | 0.01558%
2026 | 79 | 79-679R | Tier-3 | Tier-3---3 | 5--5 | 59 | 100% | 18448.5828 | 98.9% | 1.079% | 0.02427% | 903.134 | 0 | 0 | 903.134 | 0 | 861.5285 | 23.0756 | 37.335 | 861.5285 | 23.0756 | 37.335 | 907.5611 | 24.3086 | 37.335 | 4.895% | 0.3939 | 0.3744 | 46835.416 | 2583.7373 | 473.6256 | 43778.0531 | 46862.3143 | 0 | 0 | 46862.3143 | 0.02978%
2026 | 79 | 79-685R | Tier-3 | Tier-3---14 | 5--4 | 2 | 100% | 2564.7524 | 99.37% | 0.5359% | 0.0899% | 126.1608 | 0 | 0 | 126.1608 | 0 | 120.3488 | 0.78222 | 153.8547 | 120.3488 | 0.78222 | 153.8547 | 126.7793 | 0.82402 | 153.8547 | 4.919% | 0.43155 | 0.41019 | 5943.1342 | 289.2774 | 32.5223 | 5621.3345 | 5945.071 | 0 | 0 | 5945.071 | 0.00416%
2026 | 79 | 79-714R | Tier-3 | Tier-3---9 | 5--4 | 50 | 100% | 5536.6205 | 96.31% | 3.618% | 0.06787% | 263.9613 | 0 | 0 | 263.9613 | 0 | 251.8011 | 19.5556 | 12.8762 | 251.8011 | 19.5556 | 12.8762 | 265.2552 | 20.6005 | 12.8762 | 4.768% | 0.37772 | 0.35902 | 14658.165 | 795.0255 | 492.7291 | 13370.4104 | 14686.3013 | 0 | 0 | 14686.3013 | 0.008704%
2026 | 79 | 79-785 | Tier-3 | Tier-3---3 | 5--5 | 107 | 100% | 18780.9285 | 97.14% | 2.812% | 0.0448% | 903.1022 | 0 | 0 | 903.1022 | 0 | 861.4981 | 41.849 | 20.5859 | 861.4981 | 41.849 | 20.5859 | 907.5291 | 44.085 | 20.5859 | 4.809% | 0.38023 | 0.36141 | 49393.626 | 3270.0768 | 1298.0167 | 44825.5325 | 49467.0991 | 0 | 0 | 49467.0991 | 0.02978%
2026 | 79 | 79-799R | Tier-3 | Tier-3---14 | 5--3 | 15 | 100% | 3034.8235 | 97.12% | 2.752% | 0.1275% | 145.8979 | 0 | 0 | 145.8979 | 0 | 139.1767 | 5.8667 | 23.7232 | 139.1767 | 5.8667 | 23.7232 | 146.6131 | 6.1801 | 23.7232 | 4.807% | 0.77068 | 0.73253 | 3937.8445 | 167.5066 | 101.5953 | 3668.7425 | 3943.7498 | 0 | 0 | 3943.7498 | 0.004811%
2026 | 79 | 79-808R | Tier-3 | Tier-3---3 | 5--5 | 56 | 100% | 19978.3255 | 99.23% | 0.7353% | 0.0338% | 981.3213 | 0 | 0 | 981.3213 | 0 | 936.1138 | 21.9023 | 42.7405 | 936.1138 | 21.9023 | 42.7405 | 986.1317 | 23.0725 | 42.7405 | 4.912% | 0.44563 | 0.42357 | 44831.6641 | 2303.1269 | 312.6633 | 42215.8739 | 44849.6205 | 0 | 0 | 44849.6205 | 0.03236%
2026 | 799 | 799-504R | Tier-2 | Tier-2---15 | 1--5 | 2 | 100% | 127.4062 | 99.28% | 0% | 0.716% | 6.2614 | 0 | 0 | 6.2614 | 0 | 5.973 | 0.78222 | 7.6359 | 5.973 | 0.78222 | 7.6359 | 6.2921 | 0.82402 | 7.6359 | 4.915% | 0.0046964 | 0.0044639 | 27128.474 | 4849.4252 | 1319.6494 | 20959.3994 | 27138.5902 | 0 | 0 | 27138.5902 | 0.0002065%
2026 | 835 | 835-35F | Tier-2 | Tier-2---19 | 1--5 | 1 | 100% | 6.7153 | 99.02% | 0% | 0.9775% | 0.32916 | 0 | 0 | 0.32916 | 0 | 0.31399 | 0.39111 | 0.80283 | 0.31399 | 0.39111 | 0.80283 | 0.33077 | 0.41201 | 0.80283 | 4.902% | 0.0003154 | 0.00029979 | 21291.4086 | 1586.1343 | 191.0336 | 19514.2408 | 21302.2477 | 0 | 0 | 21302.2477 | 1.085e-05%
2026 | 840 | 840-308F | Tier-2 | Tier-2---13 | 4--4 | 2 | 100% | 330.3488 | 99.39% | 0.4551% | 0.1546% | 16.2526 | 0 | 0 | 16.2526 | 0 | 15.5039 | 0.78222 | 19.8202 | 15.5039 | 0.78222 | 19.8202 | 16.3322 | 0.82402 | 19.8202 | 4.92% | 0.063249 | 0.060118 | 5222.9719 | 562.2788 | 28.1473 | 4632.5459 | 5224.6302 | 0 | 0 | 5224.6302 | 0.0005359%
2026 | 840 | 840-374 | Tier-2 | Tier-2---13 | 4--3 | 12 | 100% | 232.5563 | 96.66% | 2.796% | 0.5416% | 11.1274 | 0 | 0 | 11.1274 | 0 | 10.6148 | 4.6933 | 2.2617 | 10.6148 | 4.6933 | 2.2617 | 11.1819 | 4.9441 | 2.2617 | 4.785% | 0.064007 | 0.060838 | 3633.3054 | 196.9902 | 98.0177 | 3338.2976 | 3639.62 | 0 | 0 | 3639.62 | 0.0003669%
2026 | 855 | 855-46AE | Tier-2 | Tier-2---15 | 1--5 | 2 | 100% | 188.5529 | 99.88% | 0% | 0.1171% | 9.3224 | 0 | 0 | 9.3224 | 0 | 8.893 | 0.78222 | 11.3688 | 8.893 | 0.78222 | 11.3688 | 9.3681 | 0.82402 | 11.3688 | 4.944% | 0.0010888 | 0.0010349 | 173174.9569 | 30409.3175 | 190.5248 | 142575.1146 | 173185.5197 | 0 | 0 | 173185.5197 | 0.0003074%
2026 | 859 | 859-42R | Tier-2 | Tier-2---3 | 4--5 | 41 | 100% | 8606.9717 | 99.86% | 0% | 0.1411% | 425.4439 | 0 | 0 | 425.4439 | 0 | 405.8445 | 16.0356 | 25.309 | 405.8445 | 16.0356 | 25.309 | 427.5294 | 16.8924 | 25.309 | 4.943% | 0.067132 | 0.063809 | 128210.0534 | 7463.1152 | 271.9776 | 120474.9607 | 128219.4758 | 0 | 0 | 128219.4758 | 0.01403%
2026 | 907 | 907-1562AE | Tier-3 | Tier-3---6 | 4--5 | 37 | 100% | 8439.7692 | 97.62% | 2.35% | 0.03436% | 407.8089 | 0 | 0 | 407.8089 | 0 | 389.022 | 14.4711 | 26.8826 | 389.022 | 14.4711 | 26.8826 | 409.808 | 15.2444 | 26.8826 | 4.832% | 0.054867 | 0.052151 | 153823.4413 | 9936.3787 | 3323.7899 | 140563.2726 | 154014.4199 | 0 | 0 | 154014.4199 | 0.01345%
2026 | 907 | 907-1602 | Tier-3 | Tier-3---17 | 3--4 | 1 | 100% | 257.2419 | 98.67% | 1.294% | 0.04048% | 12.5635 | 0 | 0 | 12.5635 | 0 | 11.9848 | 0.39111 | 30.6428 | 11.9848 | 0.39111 | 30.6428 | 12.6251 | 0.41201 | 30.6428 | 4.884% | 0.018131 | 0.017233 | 14188.117 | 688.9653 | 150.8545 | 13348.2972 | 14197.9773 | 0 | 0 | 14197.9773 | 0.0004143%
2026 | 907 | 907-1702R | Tier-3 | Tier-3---6 | 4--5 | 35 | 100% | 9100.5583 | 99.73% | 0.2344% | 0.03926% | 449.2449 | 0 | 0 | 449.2449 | 0 | 428.5491 | 13.6889 | 31.3063 | 428.5491 | 13.6889 | 31.3063 | 451.4471 | 14.4203 | 31.3063 | 4.936% | 0.061079 | 0.058055 | 148997.4926 | 9820.8836 | 378.9812 | 138797.6278 | 149018.7269 | 0 | 0 | 149018.7269 | 0.01481%
2026 | 907 | 907-1716R | Tier-3 | Tier-3---2 | 4--5 | 74 | 100% | 27066.4552 | 99.19% | 0.7771% | 0.02941% | 1328.9846 | 0 | 0 | 1328.9846 | 0 | 1267.761 | 28.9423 | 43.8031 | 1267.761 | 28.9423 | 43.8031 | 1335.4992 | 30.4887 | 43.8031 | 4.91% | 0.088049 | 0.083691 | 307401.4892 | 26739.124 | 2399.2259 | 278263.1391 | 307530.5949 | 0 | 0 | 307530.5949 | 0.04382%
2026 | 907 | 907-2820R | Tier-3 | Tier-3---10 | 4--5 | 2 | 100% | 6348.4755 | 99.98% | 0.008026% | 0.01607% | 314.1738 | 0 | 0 | 314.1738 | 0 | 299.7005 | 0.78222 | 383.1388 | 299.7005 | 0.78222 | 383.1388 | 315.7139 | 0.82402 | 383.1388 | 4.949% | 0.082479 | 0.078396 | 76970.9977 | 6095.6287 | 17.0995 | 70858.2695 | 76971.9637 | 0 | 0 | 76971.9637 | 0.01036%
2026 | 908 | 908-1172R | Tier-2 | Tier-2---2 | 5--5 | 76 | 100% | 15766.5188 | 98.33% | 1.627% | 0.04735% | 767.3776 | 0 | 0 | 767.3776 | 0 | 732.0261 | 29.7245 | 24.627 | 732.0261 | 29.7245 | 24.627 | 771.1393 | 31.3127 | 24.627 | 4.867% | 0.20692 | 0.19668 | 76195.3215 | 5331.2754 | 1185.4095 | 69678.6366 | 76261.7497 | 0 | 0 | 76261.7497 | 0.02531%
2026 | 908 | 908-1236 | Tier-2 | Tier-2---2 | 5--5 | 28 | 100% | 11763.9311 | 98.8% | 1.165% | 0.03327% | 575.3384 | 0 | 0 | 575.3384 | 0 | 548.8338 | 10.9511 | 50.1166 | 548.8338 | 10.9511 | 50.1166 | 578.1587 | 11.5363 | 50.1166 | 4.891% | 0.1877 | 0.17841 | 62673.98 | 5005.8683 | 685.7702 | 56982.3415 | 62713.0821 | 0 | 0 | 62713.0821 | 0.01897%
2026 | 908 | 908-1368R | Tier-2 | Tier-2---5 | 5--5 | 109 | 100% | 5570.7929 | 96.25% | 3.531% | 0.2207% | 265.4096 | 0 | 0 | 265.4096 | 0 | 253.1828 | 42.6312 | 5.9389 | 253.1828 | 42.6312 | 5.9389 | 266.7107 | 44.9091 | 5.9389 | 4.764% | 0.23644 | 0.22474 | 23560.7485 | 1440.3319 | 798.3866 | 21322.03 | 23606.7777 | 0 | 0 | 23606.7777 | 0.008752%
2026 | 908 | 908-1370R | Tier-2 | Tier-2---8 | 5--4 | 40 | 100% | 1466.2762 | 91.81% | 7.905% | 0.289% | 66.6334 | 0 | 0 | 66.6334 | 0 | 63.5637 | 15.6445 | 4.063 | 63.5637 | 15.6445 | 4.063 | 66.96 | 16.4804 | 4.063 | 4.544% | 0.1878 | 0.17851 | 7807.4644 | 518.9417 | 584.8681 | 6703.6546 | 7840.781 | 0 | 0 | 7840.781 | 0.002197%
2026 | 908 | 908-1372R | Tier-2 | Tier-2---2 | 5--5 | 21 | 100% | 7960.2903 | 98.35% | 1.621% | 0.03193% | 387.5225 | 0 | 0 | 387.5225 | 0 | 369.6702 | 8.2134 | 45.0084 | 369.6702 | 8.2134 | 45.0084 | 389.4222 | 8.6522 | 45.0084 | 4.868% | 0.17701 | 0.16825 | 44971.6131 | 3766.5332 | 683.7932 | 40521.2867 | 45010.3176 | 0 | 0 | 45010.3176 | 0.01278%
2026 | 908 | 908-2038R | Tier-2 | Tier-2---1 | 5--5 | 146 | 100% | 41258.5742 | 98.89% | 1.078% | 0.03081% | 2019.6477 | 0 | 0 | 2019.6477 | 0 | 1926.6067 | 57.1024 | 33.7395 | 1926.6067 | 57.1024 | 33.7395 | 2029.5479 | 60.1534 | 33.7395 | 4.895% | 0.23053 | 0.21912 | 178970.5163 | 13265.9985 | 1829.4076 | 163875.1102 | 179073.8915 | 0 | 0 | 179073.8915 | 0.0666%
2026 | 908 | 908-2040 | Tier-2 | Tier-2---5 | 5--5 | 46 | 100% | 3646.8048 | 91.91% | 7.986% | 0.1044% | 165.9128 | 0 | 0 | 165.9128 | 0 | 158.2696 | 17.9912 | 8.7971 | 158.2696 | 17.9912 | 8.7971 | 166.7261 | 18.9525 | 8.7971 | 4.55% | 0.17929 | 0.17042 | 20339.8492 | 1700.729 | 1512.7829 | 17126.3373 | 20425.5442 | 0 | 0 | 20425.5442 | 0.005471%
2026 | 908 | 908-2055F | Tier-3 | Tier-3---2 | 5--5 | 95 | 100% | 22564.0783 | 99.08% | 0.8792% | 0.03652% | 1106.6937 | 0 | 0 | 1106.6937 | 0 | 1055.7106 | 37.1557 | 28.4132 | 1055.7106 | 37.1557 | 28.4132 | 1112.1187 | 39.1409 | 28.4132 | 4.905% | 0.20355 | 0.19347 | 110854.0623 | 7735.6273 | 1009.8579 | 102108.5771 | 110906.9288 | 0 | 0 | 110906.9288 | 0.03649%
2026 | 908 | 908-2062F | Tier-2 | Tier-2---16 | 5--2 | 1 | 100% | 153.3115 | 98.58% | 1.358% | 0.06577% | 7.4809 | 0 | 0 | 7.4809 | 0 | 7.1363 | 0.39111 | 18.2461 | 7.1363 | 0.39111 | 18.2461 | 7.5176 | 0.41201 | 18.2461 | 4.88% | 0.16054 | 0.1526 | 954.9499 | 48.869 | 14.7016 | 891.3793 | 955.6578 | 0 | 0 | 955.6578 | 0.0002467%
2026 | 908 | 908-30 | Tier-2 | Tier-2---10 | 5--4 | 10 | 100% | 847.524 | 96.52% | 3.329% | 0.1488% | 40.4933 | 0 | 0 | 40.4933 | 0 | 38.6279 | 3.9111 | 9.8764 | 38.6279 | 3.9111 | 9.8764 | 40.6918 | 4.1201 | 9.8764 | 4.778% | 0.16572 | 0.15752 | 5114.069 | 284.5346 | 169.3742 | 4660.1602 | 5123.3319 | 0 | 0 | 5123.3319 | 0.001335%
2026 | 909 | 909-451 | Tier-3 | Tier-3---1 | 5--5 | 126 | 100% | 55252.3747 | 99.27% | 0.7029% | 0.02396% | 2715.113 | 0 | 0 | 2715.113 | 0 | 2590.0334 | 49.2801 | 52.5574 | 2590.0334 | 49.2801 | 52.5574 | 2728.4224 | 51.9132 | 52.5574 | 4.914% | 0.31112 | 0.29572 | 177590.703 | 9870.6468 | 1163.318 | 166556.7382 | 177657.9267 | 0 | 0 | 177657.9267 | 0.08953%
2026 | 909 | 909-805R | Tier-2 | Tier-2---1 | 5--5 | 99 | 100% | 32313.161 | 99.26% | 0.708% | 0.02831% | 1587.725 | 0 | 0 | 1587.725 | 0 | 1514.5818 | 38.7201 | 39.1162 | 1514.5818 | 38.7201 | 39.1162 | 1595.508 | 40.789 | 39.1162 | 4.914% | 0.28921 | 0.27489 | 111728.904 | 9787.6674 | 729.9669 | 101211.2697 | 111771.744 | 0 | 0 | 111771.744 | 0.05236%
2026 | 909 | 909-812 | Tier-2 | Tier-2---17 | 1--5 | 1 | 100% | 62.9838 | 99.88% | 0% | 0.1185% | 3.114 | 0 | 0 | 3.114 | 0 | 2.9706 | 0.39111 | 7.5951 | 2.9706 | 0.39111 | 7.5951 | 3.1293 | 0.41201 | 7.5951 | 4.944% | 0.0001786 | 0.00016976 | 352652.9395 | 17483.1364 | 875.05 | 334294.7531 | 352674.6938 | 0 | 0 | 352674.6938 | 0.0001027%
2026 | 91 | 91-7F | Tier-2 | Tier-2---9 | 4--5 | 28 | 100% | 1295.9906 | 95.98% | 3.603% | 0.4176% | 61.5723 | 0 | 0 | 61.5723 | 0 | 58.7357 | 10.9511 | 5.3634 | 58.7357 | 10.9511 | 5.3634 | 61.8741 | 11.5363 | 5.3634 | 4.751% | 0.034038 | 0.032353 | 38075.0405 | 3866.8561 | 1530.8214 | 32677.363 | 38154.7637 | 0 | 0 | 38154.7637 | 0.00203%
2026 | 920 | 920-1342R | Tier-3 | Tier-3---12 | 4--5 | 12 | 100% | 3406.6458 | 99.34% | 0.5402% | 0.1203% | 167.5153 | 0 | 0 | 167.5153 | 0 | 159.7982 | 4.6933 | 34.0478 | 159.7982 | 4.6933 | 34.0478 | 168.3364 | 4.9441 | 34.0478 | 4.917% | 0.068604 | 0.065208 | 49656.3753 | 4642.3023 | 300.3512 | 44713.7218 | 49673.4543 | 0 | 0 | 49673.4543 | 0.005524%
2026 | 920 | 920-735AE | Tier-2 | Tier-2---7 | 4--5 | 3 | 100% | 1554.328 | 69.02% | 30.62% | 0.3611% | 53.1046 | 0 | 0 | 53.1046 | 0 | 50.6581 | 1.1733 | 43.1744 | 50.6581 | 1.1733 | 43.1744 | 53.3649 | 1.236 | 43.1744 | 3.417% | 0.068691 | 0.065291 | 22627.8919 | 1626.4148 | 6446.6356 | 14554.8415 | 22992.947 | 0 | 0 | 22992.947 | 0.001751%
2026 | 921 | 921-800F | Tier-2 | Tier-2---7 | 4--5 | 2 | 100% | 1991.7107 | 76.61% | 23.16% | 0.2301% | 75.5258 | 0 | 0 | 75.5258 | 0 | 72.0465 | 0.78222 | 92.1047 | 72.0465 | 0.78222 | 92.1047 | 75.8961 | 0.82402 | 92.1047 | 3.792% | 0.065336 | 0.062102 | 30484.0304 | 2594.6331 | 6453.3763 | 21436.021 | 30855.4164 | 0 | 0 | 30855.4164 | 0.002491%
2026 | 928 | 928-19 | Tier-2 | Tier-2---11 | 4--4 | 2 | 100% | 434.8834 | 99.47% | 0.2691% | 0.2608% | 21.4127 | 0 | 0 | 21.4127 | 0 | 20.4262 | 0.78222 | 26.113 | 20.4262 | 0.78222 | 26.113 | 21.5176 | 0.82402 | 26.113 | 4.924% | 0.051756 | 0.049194 | 8402.5377 | 840.1371 | 38.3723 | 7524.0283 | 8404.8564 | 0 | 0 | 8404.8564 | 0.0007061%
2026 | 968 | 968-476F | Tier-2 | Tier-2---17 | 3--3 | 5 | 100% | 62.492 | 96.91% | 0.773% | 2.32% | 2.9977 | 0 | 0 | 2.9977 | 0 | 2.8596 | 1.9556 | 1.4623 | 2.8596 | 1.9556 | 1.4623 | 3.0124 | 2.06 | 1.4623 | 4.797% | 0.015315 | 0.014557 | 4080.3921 | 657.1077 | 115.1614 | 3308.123 | 4086.964 | 0 | 0 | 4086.964 | 9.885e-05%
2026 | 970 | 970-1341R | Tier-3 | Tier-3---4 | 5--5 | 11 | 100% | 12961.6134 | 99.66% | 0.3199% | 0.02218% | 639.405 | 0 | 0 | 639.405 | 0 | 609.9489 | 4.3022 | 141.7749 | 609.9489 | 4.3022 | 141.7749 | 642.5393 | 4.5321 | 141.7749 | 4.933% | 0.12497 | 0.11878 | 103720.1236 | 10455.2915 | 563.8236 | 92701.0085 | 103738.6021 | 0 | 0 | 103738.6021 | 0.02109%
2026 | 971 | 971-1973R | Tier-3 | Tier-3---4 | 5--5 | 100 | 100% | 15148.7962 | 99.05% | 0.8967% | 0.0506% | 742.7622 | 0 | 0 | 742.7622 | 0 | 708.5447 | 39.1112 | 18.1162 | 708.5447 | 39.1112 | 18.1162 | 746.4032 | 41.201 | 18.1162 | 4.903% | 0.14704 | 0.13976 | 103024.8612 | 7594.4752 | 905.6636 | 94524.7224 | 103075.6847 | 0 | 0 | 103075.6847 | 0.02449%
2026 | 971 | 971-2050R | Tier-3 | Tier-3---2 | 5--5 | 189 | 100% | 28484.5838 | 98.91% | 1.035% | 0.05308% | 1394.6521 | 0 | 0 | 1394.6521 | 0 | 1330.4034 | 73.9202 | 17.9978 | 1330.4034 | 73.9202 | 17.9978 | 1401.4886 | 77.8699 | 17.9978 | 4.896% | 0.18464 | 0.1755 | 154268.7539 | 10830.6461 | 1582.0513 | 141856.0564 | 154356.1301 | 0 | 0 | 154356.1301 | 0.04599%
2026 | 971 | 971-29R | Tier-3 | Tier-3---6 | 5--5 | 28 | 100% | 8015.4065 | 99.46% | 0.5042% | 0.0309% | 394.6396 | 0 | 0 | 394.6396 | 0 | 376.4593 | 10.9511 | 34.3763 | 376.4593 | 10.9511 | 34.3763 | 396.5741 | 11.5363 | 34.3763 | 4.924% | 0.12171 | 0.11568 | 65856.8143 | 3610.5313 | 317.5488 | 61928.7341 | 65875.1664 | 0 | 0 | 65875.1664 | 0.01301%
2026 | 971 | 971-371R | Tier-3 | Tier-3---12 | 5--5 | 11 | 100% | 4351.5062 | 99.52% | 0.4473% | 0.03668% | 214.3571 | 0 | 0 | 214.3571 | 0 | 204.4821 | 4.3022 | 47.5293 | 204.4821 | 4.3022 | 47.5293 | 215.4079 | 4.5321 | 47.5293 | 4.926% | 0.11668 | 0.1109 | 37295.5773 | 2011.9233 | 160.8045 | 35122.8495 | 37304.9774 | 0 | 0 | 37304.9774 | 0.007069%
2026 | 971 | 971-383R | Tier-3 | Tier-3---4 | 5--5 | 45 | 100% | 14770.5962 | 98.43% | 1.528% | 0.03956% | 719.68 | 0 | 0 | 719.68 | 0 | 686.5258 | 17.6 | 39.007 | 686.5258 | 17.6 | 39.007 | 723.2078 | 18.5404 | 39.007 | 4.872% | 0.13837 | 0.13152 | 106747.8715 | 6177.23 | 1600.3912 | 98970.2503 | 106835.0414 | 0 | 0 | 106835.0414 | 0.02373%
2026 | 971 | 971-388R | Tier-3 | Tier-3---4 | 5--5 | 103 | 100% | 11267.961 | 98.98% | 0.9235% | 0.09902% | 552.0609 | 0 | 0 | 552.0609 | 0 | 526.6286 | 40.2846 | 13.0727 | 526.6286 | 40.2846 | 13.0727 | 554.7671 | 42.437 | 13.0727 | 4.899% | 0.17642 | 0.16769 | 63870.0886 | 3872.2432 | 602.7653 | 59395.0801 | 63904.0994 | 0 | 0 | 63904.0994 | 0.0182%
2026 | 972 | 972-1582R | Tier-3 | Tier-3---6 | 5--5 | 81 | 100% | 8019.1792 | 98.53% | 1.384% | 0.08092% | 391.1329 | 0 | 0 | 391.1329 | 0 | 373.1142 | 31.6801 | 11.7776 | 373.1142 | 31.6801 | 11.7776 | 393.0502 | 33.3728 | 11.7776 | 4.877% | 0.15062 | 0.14317 | 53239.6467 | 3086.8109 | 714.7235 | 49438.1123 | 53280.2737 | 0 | 0 | 53280.2737 | 0.0129%
2026 | 972 | 972-1590F | Tier-3 | Tier-3---2 | 5--5 | 106 | 100% | 23409.1539 | 98.39% | 1.548% | 0.05965% | 1140.1279 | 0 | 0 | 1140.1279 | 0 | 1087.6046 | 41.4579 | 26.234 | 1087.6046 | 41.4579 | 26.234 | 1145.7168 | 43.673 | 26.234 | 4.87% | 0.17603 | 0.16732 | 132982.6796 | 10745.803 | 2028.2393 | 120208.6373 | 133093.9956 | 0 | 0 | 133093.9956 | 0.0376%
2026 | 972 | 972-32R | Tier-2 | Tier-2---1 | 5--5 | 54 | 100% | 22914.3284 | 97.48% | 2.478% | 0.04418% | 1105.6563 | 0 | 0 | 1105.6563 | 0 | 1054.721 | 21.1201 | 49.9393 | 1054.721 | 21.1201 | 49.9393 | 1111.0762 | 22.2485 | 49.9393 | 4.825% | 0.16607 | 0.15785 | 137978.7753 | 7897.3231 | 3156.5486 | 126924.9036 | 138159.9776 | 0 | 0 | 138159.9776 | 0.03646%
2026 | 972 | 972-942R | Tier-3 | Tier-3---6 | 5--5 | 59 | 100% | 9149.6836 | 99.12% | 0.8301% | 0.05344% | 448.9075 | 0 | 0 | 448.9075 | 0 | 428.2273 | 23.0756 | 18.5576 | 428.2273 | 23.0756 | 18.5576 | 451.1081 | 24.3086 | 18.5576 | 4.906% | 0.14195 | 0.13492 | 64459.3584 | 4369.1581 | 517.8641 | 59572.3362 | 64489.0192 | 0 | 0 | 64489.0192 | 0.0148%
2026 | 973 | 973-1226R | Tier-3 | Tier-3---10 | 5--5 | 50 | 100% | 5177.8696 | 97.32% | 2.585% | 0.09195% | 249.4435 | 0 | 0 | 249.4435 | 0 | 237.9521 | 19.5556 | 12.168 | 237.9521 | 19.5556 | 12.168 | 250.6662 | 20.6005 | 12.168 | 4.817% | 0.13989 | 0.13297 | 37012.5952 | 1958.2894 | 910.1694 | 34144.1364 | 37064.1939 | 0 | 0 | 37064.1939 | 0.008226%
2026 | 973 | 973-1245R | Tier-3 | Tier-3---6 | 5--5 | 19 | 100% | 8620.1106 | 99.53% | 0.4446% | 0.0227% | 424.7015 | 0 | 0 | 424.7015 | 0 | 405.1363 | 7.4311 | 54.5188 | 405.1363 | 7.4311 | 54.5188 | 426.7833 | 7.8282 | 54.5188 | 4.927% | 0.12039 | 0.11443 | 71603.6913 | 4071.6789 | 428.5861 | 67103.4263 | 71621.1173 | 0 | 0 | 71621.1173 | 0.01401%
2026 | 973 | 973-626R | Tier-3 | Tier-3---7 | 5--5 | 82 | 100% | 6521.7236 | 98.03% | 1.864% | 0.1053% | 316.4676 | 0 | 0 | 316.4676 | 0 | 301.8886 | 32.0712 | 9.4131 | 301.8886 | 32.0712 | 9.4131 | 318.019 | 33.7848 | 9.4131 | 4.853% | 0.1523 | 0.14476 | 42821.6164 | 2771.3178 | 761.0334 | 39289.2652 | 42865.5348 | 0 | 0 | 42865.5348 | 0.01044%
2026 | 974 | 974-23R | Tier-3 | Tier-3---11 | 5--5 | 104 | 100% | 3492.8626 | 93.69% | 6.037% | 0.2698% | 161.9921 | 0 | 0 | 161.9921 | 0 | 154.5294 | 40.6757 | 3.7991 | 154.5294 | 40.6757 | 3.7991 | 162.7862 | 42.849 | 3.7991 | 4.638% | 0.16472 | 0.15657 | 21204.8226 | 1225.3577 | 1209.8349 | 18769.63 | 21274.471 | 0 | 0 | 21274.471 | 0.005342%
2026 | 974 | 974-715R | Tier-3 | Tier-3---6 | 5--5 | 29 | 100% | 7107.1697 | 99.55% | 0.3981% | 0.05413% | 350.214 | 0 | 0 | 350.214 | 0 | 334.0803 | 11.3423 | 29.4545 | 334.0803 | 11.3423 | 29.4545 | 351.9307 | 11.9483 | 29.4545 | 4.928% | 0.14069 | 0.13372 | 50517.2415 | 2626.4246 | 327.9593 | 47562.8576 | 50529.1387 | 0 | 0 | 50529.1387 | 0.01155%
2026 | 975 | 975-22R | Tier-3 | Tier-3---7 | 5--5 | 1 | 100% | 6417.0381 | 80.3% | 19.69% | 0.01691% | 255.0589 | 0 | 0 | 255.0589 | 0 | 243.3088 | 0.39111 | 622.0948 | 243.3088 | 0.39111 | 622.0948 | 256.3092 | 0.41201 | 622.0948 | 3.975% | 0.19669 | 0.18696 | 32624.3404 | 2655.4587 | 6062.1421 | 23906.7397 | 32959.0914 | 0 | 0 | 32959.0914 | 0.008411%
2026 | 991 | 991-1 | Tier-2 | Tier-2---12 | 4--5 | 11 | 100% | 626.8618 | 65.87% | 33.98% | 0.153% | 20.4388 | 0 | 0 | 20.4388 | 0 | 19.4973 | 4.3022 | 4.5319 | 19.4973 | 4.3022 | 4.5319 | 20.539 | 4.5321 | 4.5319 | 3.261% | 0.034773 | 0.033051 | 18027.4627 | 2318.0951 | 5585.2087 | 10124.1589 | 18347.8976 | 0 | 0 | 18347.8976 | 0.000674%
2026 | 991 | 991-1206R | Tier-2 | Tier-2---4 | 4--5 | 17 | 100% | 4576.7911 | 99.78% | 0.09876% | 0.1221% | 226.0508 | 0 | 0 | 226.0508 | 0 | 215.6371 | 6.6489 | 32.432 | 215.6371 | 6.6489 | 32.432 | 227.1588 | 7.0042 | 32.432 | 4.939% | 0.063785 | 0.060628 | 71752.9575 | 8533.7139 | 142.1853 | 63077.0583 | 71761.2112 | 0 | 0 | 71761.2112 | 0.007454%
2026 | 1023 | CB 1023 | Tier-2 | Tier-2---4 | 4--5 | 1 | 100% | 3332.7386 | 99.81% | 0.1085% | 0.07978% | 164.66 | 0 | 0 | 164.66 | 0 | 157.0745 | 0.39111 | 401.6098 | 157.0745 | 0.39111 | 401.6098 | 165.4672 | 0.41201 | 401.6098 | 4.941% | 0.082267 | 0.078195 | 40511.3438 | 2187.4084 | 643.9575 | 37679.9779 | 40515.3153 | 0 | 0 | 40515.3153 | 0.00543%
2026 | 1090 | CB 1090 | Tier-2 | Tier-2---7 | 3--5 | 24 | 100% | 1414.5114 | 99.62% | 0.1678% | 0.2113% | 69.7529 | 0 | 0 | 69.7529 | 0 | 66.5395 | 9.3867 | 7.0887 | 66.5395 | 9.3867 | 7.0887 | 70.0948 | 9.8882 | 7.0887 | 4.931% | 0.025114 | 0.023871 | 56324.0689 | 3193.0563 | 219.125 | 52911.8876 | 56335.1879 | 0 | 0 | 56335.1879 | 0.0023%
2026 | 1101 | CB 1101 | Tier-2 | Tier-2---9 | 4--4 | 1 | 100% | 1133.279 | 99.72% | 0.1529% | 0.1272% | 55.9402 | 0 | 0 | 55.9402 | 0 | 53.3631 | 0.39111 | 136.4395 | 53.3631 | 0.39111 | 136.4395 | 56.2144 | 0.41201 | 136.4395 | 4.936% | 0.091579 | 0.087045 | 12374.933 | 790.0395 | 488.8435 | 11096.0499 | 12376.7382 | 0 | 0 | 12376.7382 | 0.001845%
2026 | 1106 | CB 1106 | Tier-2 | Tier-2---7 | 4--5 | 4 | 100% | 1646.9837 | 34.54% | 65.41% | 0.04829% | 28.1563 | 0 | 0 | 28.1563 | 0 | 26.8592 | 1.5644 | 17.1685 | 26.8592 | 1.5644 | 17.1685 | 28.2944 | 1.648 | 17.1685 | 1.71% | 0.070774 | 0.067271 | 23270.9618 | 453.178 | 13904.863 | 8912.9208 | 24064.3118 | 0 | 0 | 24064.3118 | 0.0009285%
2026 | 1138 | CB 1138 | Tier-2 | Tier-2---10 | 5--4 | 19 | 100% | 765.4961 | 75% | 24.28% | 0.7274% | 28.4174 | 0 | 0 | 28.4174 | 0 | 27.1082 | 7.4311 | 3.6479 | 27.1082 | 7.4311 | 3.6479 | 28.5567 | 7.8282 | 3.6479 | 3.712% | 0.11418 | 0.10853 | 6704.4211 | 521.4992 | 1615.7801 | 4567.1418 | 6791.7244 | 0 | 0 | 6791.7244 | 0.0009371%
2026 | 1161 | CB 1161 | Tier-2 | Tier-2---20 | 4--1 | 2 | 100% | 18.2465 | 16.87% | 78.76% | 4.376% | 0.15233 | 0 | 0 | 0.15233 | 0 | 0.14531 | 0.78222 | 0.18576 | 0.14531 | 0.78222 | 0.18576 | 0.15307 | 0.82402 | 0.18576 | 0.8348% | 0.061771 | 0.058714 | 295.3886 | 3.8574 | 213.9899 | 77.5414 | 308.1774 | 0 | 0 | 308.1774 | 5.023e-06%
2026 | 1162 | CB 1162 | Tier-2 | Tier-2---18 | 4--2 | 3 | 100% | 75.2008 | 96.65% | 1.975% | 1.378% | 3.5976 | 0 | 0 | 3.5976 | 0 | 3.4319 | 1.1733 | 2.9249 | 3.4319 | 1.1733 | 2.9249 | 3.6153 | 1.236 | 2.9249 | 4.784% | 0.064214 | 0.061035 | 1171.1044 | 73.0024 | 42.1055 | 1055.9965 | 1173.1495 | 0 | 0 | 1173.1495 | 0.0001186%
2026 | 1215 | CB 1215 | Tier-3 | Tier-3---20 | 1--5 | 1 | 100% | 21.8223 | 99.66% | 0% | 0.344% | 1.0765 | 0 | 0 | 1.0765 | 0 | 1.0269 | 0.39111 | 2.6256 | 1.0269 | 0.39111 | 2.6256 | 1.0818 | 0.41201 | 2.6256 | 4.933% | 0.0002576 | 0.00024485 | 84713.9519 | 4537.0889 | 388.6742 | 79788.1887 | 84729.1272 | 0 | 0 | 84729.1272 | 3.55e-05%
2026 | 1234 | CB 1234 | Tier-3 | Tier-3---10 | 5--5 | 79 | 100% | 6311.4919 | 84.29% | 15.54% | 0.1769% | 263.3319 | 0 | 0 | 263.3319 | 0 | 251.2008 | 30.8979 | 8.13 | 251.2008 | 30.8979 | 8.13 | 264.6228 | 32.5488 | 8.13 | 4.172% | 0.11961 | 0.11369 | 52765.4948 | 2759.6634 | 8111.6399 | 41894.1915 | 53197.2441 | 0 | 0 | 53197.2441 | 0.008684%
2026 | 1235 | CB 1235 | Tier-2 | Tier-2---6 | 4--5 | 92 | 100% | 6645.572 | 99.09% | 0.6868% | 0.2213% | 325.9686 | 0 | 0 | 325.9686 | 0 | 310.9519 | 35.9823 | 8.6418 | 310.9519 | 35.9823 | 8.6418 | 327.5665 | 37.9049 | 8.6418 | 4.905% | 0.082825 | 0.078725 | 80236.4987 | 5995.4874 | 833.9481 | 73407.0631 | 80274.4439 | 0 | 0 | 80274.4439 | 0.01075%
2026 | 1243 | CB 1243 | Tier-2 | Tier-2---7 | 3--5 | 30 | 100% | 1438.3629 | 99.75% | 0% | 0.2509% | 71.0203 | 0 | 0 | 71.0203 | 0 | 67.7486 | 11.7334 | 5.774 | 67.7486 | 11.7334 | 5.774 | 71.3684 | 12.3603 | 5.774 | 4.938% | 0.019586 | 0.018616 | 73438.3162 | 4480.0299 | 229.8696 | 68728.4167 | 73447.9126 | 0 | 0 | 73447.9126 | 0.002342%
2026 | 1245 | CB 1245 | Tier-2 | Tier-2---15 | 1--5 | 2 | 100% | 108.0997 | 99.75% | 0% | 0.2497% | 5.3376 | 0 | 0 | 5.3376 | 0 | 5.0917 | 0.78222 | 6.5092 | 5.0917 | 0.78222 | 6.5092 | 5.3637 | 0.82402 | 6.5092 | 4.938% | 0.001637 | 0.001556 | 66035.2637 | 9567.7722 | 158.6523 | 56308.8392 | 66043.8517 | 0 | 0 | 66043.8517 | 0.000176%
2026 | 1250 | CB 1250 | Tier-2 | Tier-2---4 | 4--5 | 2 | 100% | 4075.2359 | 99.93% | 0.04042% | 0.02515% | 201.5919 | 0 | 0 | 201.5919 | 0 | 192.305 | 0.78222 | 245.8438 | 192.305 | 0.78222 | 245.8438 | 202.5801 | 0.82402 | 245.8438 | 4.947% | 0.088703 | 0.084312 | 45942.5846 | 2409.8097 | 605.4247 | 42927.3502 | 45944.1535 | 0 | 0 | 45944.1535 | 0.006648%
2026 | 1448 | CB 1448 | Tier-1 | Non-HFTD---15 | 1--3 | 1 | 100% | 4.2012 | 88.77% | 0% | 11.23% | 0.18461 | 0 | 0 | 0.18461 | 0 | 0.17611 | 0.39111 | 0.45028 | 0.17611 | 0.39111 | 0.45028 | 0.18552 | 0.41201 | 0.45028 | 4.394% | 0.002261 | 0.0021491 | 1858.0978 | 117.1147 | 997.061 | 743.9221 | 1868.9599 | 0 | 0 | 1868.9599 | 6.088e-06%
2026 | 157 | CB 157 | Tier-3 | Tier-3---21 | 1--5 | 1 | 100% | 6.0775 | 99.43% | 0% | 0.5677% | 0.29913 | 0 | 0 | 0.29913 | 0 | 0.28535 | 0.39111 | 0.72958 | 0.28535 | 0.39111 | 0.72958 | 0.30059 | 0.41201 | 0.72958 | 4.922% | 0.0001334 | 0.0001268 | 45558.1567 | 2749.1022 | 2492.3913 | 40316.6632 | 45571.6265 | 0 | 0 | 45571.6265 | 9.864e-06%
2026 | 200 | CB 200 | Tier-2 | Tier-2---9 | 4--5 | 5 | 100% | 1342.6559 | 29.9% | 69.37% | 0.7369% | 19.8694 | 0 | 0 | 19.8694 | 0 | 18.954 | 1.9556 | 9.6924 | 18.954 | 1.9556 | 9.6924 | 19.9668 | 2.06 | 9.6924 | 1.48% | 0.060261 | 0.057278 | 22280.6766 | 447.1549 | 16796.8177 | 5036.7039 | 23094.1132 | 0 | 0 | 23094.1132 | 0.0006552%
2026 | 204 | CB 204 | Tier-2 | Tier-2---9 | 4--4 | 1 | 100% | 1059.5314 | 80.82% | 18.41% | 0.7661% | 42.3888 | 0 | 0 | 42.3888 | 0 | 40.436 | 0.39111 | 103.3873 | 40.436 | 0.39111 | 103.3873 | 42.5966 | 0.41201 | 103.3873 | 4.001% | 0.068524 | 0.065132 | 15462.1941 | 933.3265 | 3218.617 | 11310.2506 | 15616.619 | 0 | 0 | 15616.619 | 0.001398%
2026 | 212 | CB 212 | Tier-2 | Tier-2---19 | 1--5 | 1 | 100% | 22.9809 | 99.09% | 0% | 0.9069% | 1.1272 | 0 | 0 | 1.1272 | 0 | 1.0753 | 0.39111 | 2.7494 | 1.0753 | 0.39111 | 2.7494 | 1.1328 | 0.41201 | 2.7494 | 4.905% | 0.0011646 | 0.001107 | 19732.8401 | 749.4762 | 932.158 | 18051.206 | 19742.1595 | 0 | 0 | 19742.1595 | 3.717e-05%
2026 | 230 | CB 230 | Tier-2 | Tier-2---14 | 1--5 | 1 | 100% | 212.8275 | 99.81% | 0% | 0.1866% | 10.5153 | 0 | 0 | 10.5153 | 0 | 10.0309 | 0.39111 | 25.6471 | 10.0309 | 0.39111 | 25.6471 | 10.5669 | 0.41201 | 25.6471 | 4.941% | 0.0025822 | 0.0024544 | 82420.9788 | 5196.3102 | 6622.8824 | 70601.7862 | 82428.9864 | 0 | 0 | 82428.9864 | 0.0003468%
2026 | 231 | CB 231 | Tier-2 | Tier-2---7 | 4--5 | 50 | 100% | 2499.974 | 99.29% | 0.4807% | 0.2332% | 122.8653 | 0 | 0 | 122.8653 | 0 | 117.2051 | 19.5556 | 5.9934 | 117.2051 | 19.5556 | 5.9934 | 123.4676 | 20.6005 | 5.9934 | 4.915% | 0.037573 | 0.035713 | 66537.1573 | 4869.2313 | 990.775 | 60677.151 | 66561.8947 | 0 | 0 | 66561.8947 | 0.004052%
2026 | 232 | CB 232 | Tier-2 | Tier-2---7 | 4--5 | 23 | 100% | 1642.5971 | 97.37% | 2.323% | 0.3027% | 79.1736 | 0 | 0 | 79.1736 | 0 | 75.5263 | 8.9956 | 8.3959 | 75.5263 | 8.9956 | 8.3959 | 79.5617 | 9.4762 | 8.3959 | 4.82% | 0.029023 | 0.027587 | 56595.6114 | 3442.0938 | 1736.7765 | 51416.7411 | 56673.0008 | 0 | 0 | 56673.0008 | 0.002611%
2026 | 233 | CB 233 | Tier-2 | Tier-2---4 | 4--5 | 102 | 100% | 4127.6955 | 98.74% | 0.928% | 0.3343% | 201.7417 | 0 | 0 | 201.7417 | 0 | 192.4478 | 39.8934 | 4.824 | 192.4478 | 39.8934 | 4.824 | 202.7306 | 42.025 | 4.824 | 4.888% | 0.075451 | 0.071716 | 54706.8242 | 4073.6346 | 1765.0896 | 48868.1 | 54742.7891 | 0 | 0 | 54742.7891 | 0.006653%
2026 | 234 | CB 234 | Tier-2 | Tier-2---4 | 4--5 | 17 | 100% | 3294.853 | 98.88% | 0.9043% | 0.2189% | 161.2634 | 0 | 0 | 161.2634 | 0 | 153.8343 | 6.6489 | 23.1368 | 153.8343 | 6.6489 | 23.1368 | 162.0539 | 7.0042 | 23.1368 | 4.894% | 0.044658 | 0.042447 | 73779.6805 | 5680.9025 | 1107.6673 | 66991.1107 | 73822.8352 | 0 | 0 | 73822.8352 | 0.005318%
2026 | 236 | CB 236 | Tier-2 | Tier-2---1 | 5--5 | 32 | 100% | 12711.1878 | 97.62% | 2.333% | 0.04724% | 614.2258 | 0 | 0 | 614.2258 | 0 | 585.9297 | 12.5156 | 46.816 | 585.9297 | 12.5156 | 46.816 | 617.2367 | 13.1843 | 46.816 | 4.832% | 0.1419 | 0.13487 | 89580.6366 | 5356.752 | 2115.0834 | 82108.8012 | 89691.6894 | 0 | 0 | 89691.6894 | 0.02025%
2026 | 237 | CB 237 | Tier-2 | Tier-2---8 | 5--5 | 4 | 100% | 2111.5746 | 99.54% | 0.4259% | 0.03207% | 104.0443 | 0 | 0 | 104.0443 | 0 | 99.2512 | 1.5644 | 63.4416 | 99.2512 | 1.5644 | 63.4416 | 104.5543 | 1.648 | 63.4416 | 4.927% | 0.10923 | 0.10382 | 19331.9134 | 1261.1888 | 123.1877 | 17947.5369 | 19336.5241 | 0 | 0 | 19336.5241 | 0.003431%
2026 | 240 | CB 240 | Tier-2 | Tier-2---9 | 4--5 | 23 | 100% | 1263.0316 | 97.68% | 1.949% | 0.3739% | 61.0677 | 0 | 0 | 61.0677 | 0 | 58.2545 | 8.9956 | 6.4759 | 58.2545 | 8.9956 | 6.4759 | 61.3671 | 9.4762 | 6.4759 | 4.835% | 0.048511 | 0.046109 | 26036.1977 | 2576.3946 | 964.8687 | 22494.9343 | 26067.6956 | 0 | 0 | 26067.6956 | 0.002014%
2026 | 242 | CB 242 | Tier-2 | Tier-2---11 | 5--3 | 9 | 100% | 406.8184 | 64.36% | 35.02% | 0.6193% | 12.9611 | 0 | 0 | 12.9611 | 0 | 12.3641 | 3.52 | 3.5125 | 12.3641 | 3.52 | 3.5125 | 13.0247 | 3.7081 | 3.5125 | 3.186% | 0.1014 | 0.096385 | 4011.826 | 175.5762 | 1861.6873 | 1974.5625 | 4086.281 | 0 | 0 | 4086.281 | 0.0004274%
2026 | 244 | CB 244 | Tier-2 | Tier-2---14 | 4--4 | 5 | 100% | 295.5508 | 37.5% | 61.39% | 1.106% | 5.4867 | 0 | 0 | 5.4867 | 0 | 5.2339 | 1.9556 | 2.6764 | 5.2339 | 1.9556 | 2.6764 | 5.5136 | 2.06 | 2.6764 | 1.856% | 0.040668 | 0.038655 | 7267.3331 | 124.9098 | 5850.4758 | 1291.9476 | 7503.8614 | 0 | 0 | 7503.8614 | 0.0001809%
2026 | 246 | CB 246 | Tier-2 | Tier-2---7 | 4--5 | 24 | 100% | 1438.4419 | 90% | 9.47% | 0.5268% | 64.0848 | 0 | 0 | 64.0848 | 0 | 61.1326 | 9.3867 | 6.5127 | 61.1326 | 9.3867 | 6.5127 | 64.399 | 9.8882 | 6.5127 | 4.455% | 0.066431 | 0.063143 | 21653.0415 | 2613.8832 | 2643.0483 | 16396.11 | 21765.7701 | 0 | 0 | 21765.7701 | 0.002113%
2026 | 247 | CB 247 | Tier-2 | Tier-2---12 | 4--4 | 1 | 100% | 379.7423 | 70.28% | 29.01% | 0.71% | 13.2106 | 0 | 0 | 13.2106 | 0 | 12.602 | 0.39111 | 32.221 | 12.602 | 0.39111 | 32.221 | 13.2754 | 0.41201 | 32.221 | 3.479% | 0.038566 | 0.036657 | 9846.5066 | 767.6776 | 3381.19 | 5697.6391 | 9998.9083 | 0 | 0 | 9998.9083 | 0.0004356%
2026 | 248 | CB 248 | Tier-2 | Tier-2---9 | 3--5 | 30 | 100% | 962.1527 | 99.5% | 0% | 0.4991% | 47.3889 | 0 | 0 | 47.3889 | 0 | 45.2058 | 11.7334 | 3.8528 | 45.2058 | 11.7334 | 3.8528 | 47.6212 | 12.3603 | 3.8528 | 4.925% | 0.01881 | 0.017879 | 51150.5838 | 3349.6651 | 233.4496 | 47567.4691 | 51163.8787 | 0 | 0 | 51163.8787 | 0.001563%
2026 | 249 | CB 249 | Tier-3 | Tier-3---16 | 4--4 | 24 | 100% | 826.9208 | 97.04% | 2.672% | 0.2884% | 39.7207 | 0 | 0 | 39.7207 | 0 | 37.8909 | 9.3867 | 4.0367 | 37.8909 | 9.3867 | 4.0367 | 39.9154 | 9.8882 | 4.0367 | 4.803% | 0.05906 | 0.056137 | 14001.3211 | 814.7478 | 543.4884 | 12643.085 | 14022.9085 | 0 | 0 | 14022.9085 | 0.00131%
2026 | 283 | CB 283 | Tier-3 | Tier-3---21 | 1--5 | 1 | 100% | 6.0451 | 99.41% | 0% | 0.5857% | 0.29748 | 0 | 0 | 0.29748 | 0 | 0.28378 | 0.39111 | 0.72557 | 0.28378 | 0.39111 | 0.72557 | 0.29894 | 0.41201 | 0.72557 | 4.921% | 7.6e-05 | 7.2238e-05 | 79541.4151 | 4353.6962 | 965.9064 | 74221.8126 | 79565.6757 | 0 | 0 | 79565.6757 | 9.81e-06%
2026 | 327 | CB 327 | Tier-3 | Tier-3---16 | 4--5 | 1 | 100% | 1456.7095 | 99.79% | 0.1579% | 0.0494% | 71.9576 | 0 | 0 | 71.9576 | 0 | 68.6427 | 0.39111 | 175.5064 | 68.6427 | 0.39111 | 175.5064 | 72.3104 | 0.41201 | 175.5064 | 4.94% | 0.076966 | 0.073157 | 18926.5639 | 1203.1103 | 32.523 | 17690.9305 | 18928.6074 | 0 | 0 | 18928.6074 | 0.002373%
2026 | 331 | CB 331 | Tier-2 | Tier-2---14 | 2--5 | 5 | 100% | 261.2105 | 99.38% | 0% | 0.6196% | 12.8498 | 0 | 0 | 12.8498 | 0 | 12.2578 | 1.9556 | 6.2682 | 12.2578 | 1.9556 | 6.2682 | 12.9128 | 2.06 | 6.2682 | 4.919% | 0.010352 | 0.0098396 | 25232.8512 | 1657.0176 | 8665.3282 | 14910.5054 | 25240.9927 | 0 | 0 | 25240.9927 | 0.0004237%
2026 | 351 | CB 351 | Tier-2 | Tier-2---3 | 5--5 | 28 | 100% | 14599.7352 | 99.66% | 0.3054% | 0.03279% | 720.2429 | 0 | 0 | 720.2429 | 0 | 687.0628 | 10.9511 | 62.7389 | 687.0628 | 10.9511 | 62.7389 | 723.7735 | 11.5363 | 62.7389 | 4.933% | 0.12463 | 0.11847 | 117140.1183 | 11493.6944 | 423.4429 | 105222.9811 | 117160.7487 | 0 | 0 | 117160.7487 | 0.02375%
2026 | 355 | CB 355 | Tier-2 | Tier-2---3 | 5--5 | 83 | 100% | 11288.3525 | 98.84% | 1.109% | 0.05403% | 552.2734 | 0 | 0 | 552.2734 | 0 | 526.8313 | 32.4623 | 16.229 | 526.8313 | 32.4623 | 16.229 | 554.9807 | 34.1968 | 16.229 | 4.892% | 0.1048 | 0.099616 | 107709.793 | 9333.0654 | 1277.5324 | 97099.1953 | 107775.044 | 0 | 0 | 107775.044 | 0.01821%
2026 | 357 | CB 357 | Tier-3 | Tier-3---10 | 5--5 | 53 | 100% | 6110.8546 | 96.01% | 3.933% | 0.05986% | 290.409 | 0 | 0 | 290.409 | 0 | 277.0305 | 20.7289 | 13.3644 | 277.0305 | 20.7289 | 13.3644 | 291.8326 | 21.8365 | 13.3644 | 4.752% | 0.12773 | 0.12141 | 47841.0693 | 2695.6068 | 1944.7301 | 43200.7325 | 47940.553 | 0 | 0 | 47940.553 | 0.009577%
2026 | 358 | CB 358 | Tier-3 | Tier-3---15 | 5--4 | 2 | 100% | 861.4334 | 18.88% | 81.11% | 0.0161% | 8.0496 | 0 | 0 | 8.0496 | 0 | 7.6787 | 0.78222 | 9.8165 | 7.6787 | 0.78222 | 9.8165 | 8.089 | 0.82402 | 9.8165 | 0.9344% | 0.1387 | 0.13184 | 6210.6059 | 69.3964 | 4526.8458 | 1614.3636 | 6472.9843 | 0 | 0 | 6472.9843 | 0.0002654%
2026 | 441 | CB 441 | Tier-3 | Tier-3---15 | 5--3 | 7 | 100% | 1133.0808 | 94.08% | 5.666% | 0.2577% | 52.7648 | 0 | 0 | 52.7648 | 0 | 50.3341 | 2.7378 | 18.385 | 50.3341 | 2.7378 | 18.385 | 53.0235 | 2.8841 | 18.385 | 4.657% | 0.54555 | 0.51854 | 2076.9658 | 75.1989 | 111.2175 | 1890.5493 | 2083.3735 | 0 | 0 | 2083.3735 | 0.00174%
2026 | 443 | CB 443 | Tier-2 | Tier-2---17 | 2--4 | 1 | 100% | 67.1473 | 98.29% | 0% | 1.71% | 3.2669 | 0 | 0 | 3.2669 | 0 | 3.1164 | 0.39111 | 7.9681 | 3.1164 | 0.39111 | 7.9681 | 3.283 | 0.41201 | 7.9681 | 4.865% | 0.007405 | 0.0070385 | 9067.8323 | 1055.0436 | 148.4631 | 7864.3256 | 9075.9094 | 0 | 0 | 9075.9094 | 0.0001077%
2026 | 444 | CB 444 | Tier-2 | Tier-2---16 | 4--2 | 3 | 100% | 117.4434 | 97.68% | 1.947% | 0.3705% | 5.6787 | 0 | 0 | 5.6787 | 0 | 5.4171 | 1.1733 | 4.6168 | 5.4171 | 1.1733 | 4.6168 | 5.7065 | 1.236 | 4.6168 | 4.835% | 0.081621 | 0.07758 | 1438.8937 | 81.4155 | 42.4476 | 1315.0306 | 1440.6306 | 0 | 0 | 1440.6306 | 0.0001873%
2026 | 461 | CB 461 | Tier-2 | Tier-2---15 | 2--4 | 1 | 100% | 101.8709 | 98.65% | 0% | 1.347% | 4.9747 | 0 | 0 | 4.9747 | 0 | 4.7455 | 0.39111 | 12.1334 | 4.7455 | 0.39111 | 12.1334 | 4.9991 | 0.41201 | 12.1334 | 4.883% | 0.0097562 | 0.0092733 | 10441.6529 | 1363.4669 | 3633.3303 | 5444.8557 | 10448.9777 | 0 | 0 | 10448.9777 | 0.000164%
2026 | 470 | CB 470 | Tier-2 | Tier-2---6 | 5--5 | 5 | 100% | 6922.0493 | 95.49% | 4.388% | 0.1268% | 327.1728 | 0 | 0 | 327.1728 | 0 | 312.1007 | 1.9556 | 159.5965 | 312.1007 | 1.9556 | 159.5965 | 328.7766 | 2.06 | 159.5965 | 4.727% | 0.114 | 0.10835 | 60721.6484 | 6478.0385 | 2705.5326 | 51538.0773 | 60864.4088 | 0 | 0 | 60864.4088 | 0.01079%
2026 | 524 | CB 524 | Tier-3 | Tier-3---17 | 3--5 | 3 | 100% | 481.3309 | 94.25% | 5.298% | 0.4514% | 22.456 | 0 | 0 | 22.456 | 0 | 21.4215 | 1.1733 | 18.2569 | 21.4215 | 1.1733 | 18.2569 | 22.5661 | 1.236 | 18.2569 | 4.665% | 0.018139 | 0.017241 | 26536.2736 | 2336.3386 | 4292.2973 | 19907.6377 | 26615.7308 | 0 | 0 | 26615.7308 | 0.0007405%
2026 | 533 | CB 533 | Tier-2 | Tier-2---20 | 4--1 | 1 | 100% | 10.6053 | 3.364% | 93.72% | 2.92% | 0.01766 | 0 | 0 | 0.01766 | 0 | 0.016847 | 0.39111 | 0.043073 | 0.016847 | 0.39111 | 0.043073 | 0.017747 | 0.41201 | 0.043073 | 0.1665% | 0.06013 | 0.057154 | 176.3723 | 1.1693 | 138.2093 | 36.9937 | 185.2484 | 0 | 0 | 185.2484 | 5.824e-07%
2026 | 534 | CB 534 | Tier-2 | Tier-2---21 | 4--1 | 2 | 100% | 6.3051 | 35.99% | 54.92% | 9.089% | 0.11233 | 0 | 0 | 0.11233 | 0 | 0.10716 | 0.78222 | 0.13699 | 0.10716 | 0.78222 | 0.13699 | 0.11288 | 0.82402 | 0.13699 | 1.782% | 0.060541 | 0.057544 | 104.1456 | 2.8823 | 62.9218 | 38.3415 | 107.6172 | 0 | 0 | 107.6172 | 3.704e-06%
2026 | 535 | CB 535 | Tier-2 | Tier-2---16 | 4--3 | 1 | 100% | 111.4983 | 4.585% | 95.12% | 0.2939% | 0.25308 | 0 | 0 | 0.25308 | 0 | 0.24142 | 0.39111 | 0.61726 | 0.24142 | 0.39111 | 0.61726 | 0.25432 | 0.41201 | 0.61726 | 0.227% | 0.059698 | 0.056743 | 1867.7052 | 9.1379 | 1456.5514 | 402.016 | 1960.5113 | 0 | 0 | 1960.5113 | 8.346e-06%
2026 | 536 | CB 536 | Tier-2 | Tier-2---18 | 4--2 | 5 | 100% | 54.1099 | 76.19% | 21.99% | 1.82% | 2.0408 | 0 | 0 | 2.0408 | 0 | 1.9468 | 1.9556 | 0.9955 | 1.9468 | 1.9556 | 0.9955 | 2.0508 | 2.06 | 0.9955 | 3.772% | 0.063476 | 0.060334 | 852.4497 | 43.8224 | 164.7863 | 643.8409 | 863.0188 | 0 | 0 | 863.0188 | 6.73e-05%
2026 | 540 | CB 540 | Tier-2 | Tier-2---17 | 1--5 | 4 | 100% | 67.245 | 99.24% | 0% | 0.7576% | 3.3034 | 0 | 0 | 3.3034 | 0 | 3.1512 | 1.5644 | 2.0143 | 3.1512 | 1.5644 | 2.0143 | 3.3196 | 1.648 | 2.0143 | 4.913% | 0.0036022 | 0.0034239 | 18667.7627 | 1335.1505 | 3231.0476 | 14101.5646 | 18675.1274 | 0 | 0 | 18675.1274 | 0.0001089%
2026 | 542 | CB 542 | Tier-2 | Tier-2---9 | 4--5 | 8 | 100% | 949.4775 | 95.45% | 4.414% | 0.1311% | 44.8628 | 0 | 0 | 44.8628 | 0 | 42.7961 | 3.1289 | 13.6777 | 42.7961 | 3.1289 | 13.6777 | 45.0828 | 3.2961 | 13.6777 | 4.725% | 0.053515 | 0.050866 | 17742.4015 | 965.8807 | 2773.7516 | 14002.7692 | 17784.4002 | 0 | 0 | 17784.4002 | 0.001479%
2026 | 576 | CB 576 | Tier-2 | Tier-2---12 | 4--4 | 3 | 100% | 417.7025 | 78.37% | 21.49% | 0.1463% | 16.2034 | 0 | 0 | 16.2034 | 0 | 15.4569 | 1.1733 | 13.1735 | 15.4569 | 1.1733 | 13.1735 | 16.2828 | 1.236 | 13.1735 | 3.879% | 0.047237 | 0.044899 | 8842.622 | 398.1663 | 2081.4024 | 6363.0533 | 8942.2431 | 0 | 0 | 8942.2431 | 0.0005343%
2026 | 599 | CB 599 | Tier-2 | Tier-2---4 | 4--5 | 22 | 100% | 4323.2442 | 99.81% | 0% | 0.1903% | 213.5933 | 0 | 0 | 213.5933 | 0 | 203.7535 | 8.6045 | 23.68 | 203.7535 | 8.6045 | 23.68 | 214.6403 | 9.0642 | 23.68 | 4.941% | 0.043095 | 0.040961 | 100319.859 | 10016.8763 | 926.348 | 89376.6347 | 100329.8016 | 0 | 0 | 100329.8016 | 0.007044%
2026 | 776 | CB 776 | Tier-2 | Tier-2---18 | 3--3 | 4 | 100% | 55.0677 | 92.66% | 4.028% | 3.312% | 2.5258 | 0 | 0 | 2.5258 | 0 | 2.4094 | 1.5644 | 1.5401 | 2.4094 | 1.5644 | 1.5401 | 2.5382 | 1.648 | 1.5401 | 4.587% | 0.014982 | 0.01424 | 3675.6367 | 359.0614 | 229.0677 | 3087.5075 | 3689.6867 | 0 | 0 | 3689.6867 | 8.329e-05%
2026 | 788 | CB 788 | Tier-2 | Tier-2---2 | 5--5 | 12 | 100% | 8569.0681 | 95.07% | 4.755% | 0.1724% | 403.2679 | 0 | 0 | 403.2679 | 0 | 384.6902 | 4.6933 | 81.965 | 384.6902 | 4.6933 | 81.965 | 405.2447 | 4.9441 | 81.965 | 4.706% | 0.14181 | 0.13479 | 60426.1463 | 6360.7221 | 2990.776 | 51074.6482 | 60581.2081 | 0 | 0 | 60581.2081 | 0.0133%
2026 | 907 | CB 907 | Tier-3 | Tier-3---13 | 3--5 | 8 | 100% | 2742.2838 | 99.83% | 0.1274% | 0.03844% | 135.5179 | 0 | 0 | 135.5179 | 0 | 129.2749 | 3.1289 | 41.3164 | 129.2749 | 3.1289 | 41.3164 | 136.1822 | 3.2961 | 41.3164 | 4.942% | 0.023668 | 0.022497 | 115862.6603 | 8950.1537 | 169.4148 | 106743.0917 | 115872.6663 | 0 | 0 | 115872.6663 | 0.004469%
2026 | 91 | CB 91 | Tier-2 | Tier-2---12 | 3--5 | 4 | 100% | 337.7351 | 93.43% | 6.078% | 0.496% | 15.6188 | 0 | 0 | 15.6188 | 0 | 14.8993 | 1.5644 | 9.5237 | 14.8993 | 1.5644 | 9.5237 | 15.6954 | 1.648 | 9.5237 | 4.625% | 0.015476 | 0.01471 | 21823.4311 | 1985.3885 | 2725.0024 | 17113.0402 | 21898.15 | 0 | 0 | 21898.15 | 0.000515%
2026 | 928 | CB 928 | Tier-2 | Tier-2---7 | 4--5 | 7 | 100% | 1655.0106 | 79.76% | 20.12% | 0.1245% | 65.3395 | 0 | 0 | 65.3395 | 0 | 62.3294 | 2.7378 | 22.7664 | 62.3294 | 2.7378 | 22.7664 | 65.6598 | 2.8841 | 22.7664 | 3.948% | 0.057199 | 0.054367 | 28934.4603 | 1965.0457 | 5791.8405 | 21177.574 | 29239.4879 | 0 | 0 | 29239.4879 | 0.002155%
2026 | 971 | CB 971 | Tier-2 | Tier-2---3 | 5--5 | 27 | 100% | 11456.6981 | 99.51% | 0.4569% | 0.03477% | 564.3183 | 0 | 0 | 564.3183 | 0 | 538.3214 | 10.56 | 50.9773 | 538.3214 | 10.56 | 50.9773 | 567.0846 | 11.1243 | 50.9773 | 4.926% | 0.12528 | 0.11908 | 91451.3672 | 5164.7092 | 651.9468 | 85634.7112 | 91474.7827 | 0 | 0 | 91474.7827 | 0.01861%
2026 | 974 | CB 974 | Tier-2 | Tier-2---12 | 1--5 | 4 | 100% | 334.3039 | 99.93% | 0% | 0.06503% | 16.5373 | 0 | 0 | 16.5373 | 0 | 15.7754 | 1.5644 | 10.0837 | 15.7754 | 1.5644 | 10.0837 | 16.6183 | 1.648 | 10.0837 | 4.947% | 0.0006326 | 0.00060129 | 528460.2237 | 26466.0439 | 655.3394 | 501338.8403 | 528478.122 | 0 | 0 | 528478.122 | 0.0005453%
2026 | 975 | CB 975 | Tier-3 | Tier-3---16 | 5--4 | 3 | 100% | 1304.3742 | 99.51% | 0.4601% | 0.0271% | 64.252 | 0 | 0 | 64.252 | 0 | 61.292 | 1.1733 | 52.2374 | 61.292 | 1.1733 | 52.2374 | 64.5669 | 1.236 | 52.2374 | 4.926% | 0.10726 | 0.10195 | 12161.0449 | 615.424 | 92.9298 | 11452.6911 | 12164.1301 | 0 | 0 | 12164.1301 | 0.002119%
2026 | 980 | CB 980 | Tier-2 | Tier-2---12 | 2--5 | 9 | 100% | 387.8494 | 99.7% | 0% | 0.3041% | 19.1402 | 0 | 0 | 19.1402 | 0 | 18.2584 | 3.52 | 5.187 | 18.2584 | 3.52 | 5.187 | 19.234 | 3.7081 | 5.187 | 4.935% | 0.0069124 | 0.0065702 | 56109.2292 | 22659.9966 | 1622.27 | 31826.9626 | 56118.115 | 0 | 0 | 56118.115 | 0.0006312%
2026 | CTL1 | CB CTL1 | Tier-3 | Tier-3---19 | 5--1 | 2 | 100% | 27.4807 | 90.21% | 9.514% | 0.2799% | 1.2271 | 0 | 0 | 1.2271 | 0 | 1.1705 | 0.78222 | 1.4964 | 1.1705 | 0.78222 | 1.4964 | 1.2331 | 0.82402 | 1.4964 | 4.465% | 0.42111 | 0.40027 | 65.2572 | 3.4648 | 6.2225 | 55.5699 | 65.5901 | 0 | 0 | 65.5901 | 4.046e-05%
2026 | DV1 | CB DV1 | Tier-3 | Tier-3---20 | 1--5 | 1 | 100% | 15.4911 | 99.81% | 0% | 0.1868% | 0.76538 | 0 | 0 | 0.76538 | 0 | 0.73012 | 0.39111 | 1.8668 | 0.73012 | 0.39111 | 1.8668 | 0.76913 | 0.41201 | 1.8668 | 4.941% | 0.000145 | 0.00013782 | 106835.191 | 6026.6232 | 486.5143 | 100322.0536 | 106845.5825 | 0 | 0 | 106845.5825 | 2.524e-05%
2026 | JU1 | CB JU1 | Tier-3 | Tier-3---15 | 5--4 | 29 | 100% | 1531.7487 | 97.85% | 2.019% | 0.1357% | 74.1877 | 0 | 0 | 74.1877 | 0 | 70.7701 | 11.3423 | 6.2395 | 70.7701 | 11.3423 | 6.2395 | 74.5514 | 11.9483 | 6.2395 | 4.843% | 0.1808 | 0.17185 | 8471.8458 | 469.0858 | 165.6284 | 7837.1316 | 8481.3528 | 0 | 0 | 8481.3528 | 0.002446%
2026 | MOR1 | CB MOR1 | Tier-2 | Tier-2---4 | 5--5 | 32 | 100% | 5119.7141 | 98.56% | 1.393% | 0.05121% | 249.7665 | 0 | 0 | 249.7665 | 0 | 238.2603 | 12.5156 | 19.0371 | 238.2603 | 12.5156 | 19.0371 | 250.9909 | 13.1843 | 19.0371 | 4.879% | 0.12647 | 0.12021 | 40481.7763 | 2466.5834 | 537.059 | 37478.1339 | 40512.2177 | 0 | 0 | 40512.2177 | 0.008236%
2026 | OK1 | CB OK1 | Tier-3 | Tier-3---7 | 5--5 | 109 | 100% | 6915.6819 | 99% | 0.9206% | 0.07911% | 338.9042 | 0 | 0 | 338.9042 | 0 | 323.2915 | 42.6312 | 7.5834 | 323.2915 | 42.6312 | 7.5834 | 340.5654 | 44.9091 | 7.5834 | 4.901% | 0.20255 | 0.19252 | 34143.1528 | 2255.401 | 307.6674 | 31580.0844 | 34160.9278 | 0 | 0 | 34160.9278 | 0.01118%
2026 | PE1 | CB PE1 | Tier-3 | Tier-3---13 | 5--4 | 66 | 100% | 3027.5479 | 94.73% | 5.109% | 0.164% | 141.961 | 0 | 0 | 141.961 | 0 | 135.4211 | 25.8134 | 5.2462 | 135.4211 | 25.8134 | 5.2462 | 142.6568 | 27.1926 | 5.2462 | 4.689% | 0.24168 | 0.22972 | 12527.0623 | 651.1133 | 599.2989 | 11276.6501 | 12561.4639 | 0 | 0 | 12561.4639 | 0.004681%
2026 | RA1 | CB RA1 | Tier-2 | Tier-2---2 | 5--5 | 65 | 100% | 10517.0624 | 98.31% | 1.619% | 0.07383% | 511.7794 | 0 | 0 | 511.7794 | 0 | 488.2028 | 25.4223 | 19.2037 | 488.2028 | 25.4223 | 19.2037 | 514.2881 | 26.7806 | 19.2037 | 4.866% | 0.14726 | 0.13997 | 71417.5478 | 3677.0651 | 1105.1436 | 66635.3391 | 71480.5261 | 0 | 0 | 71480.5261 | 0.01688%
2026 | RA2 | CB RA2 | Tier-2 | Tier-2---4 | 5--5 | 17 | 100% | 5229.9021 | 98.11% | 1.831% | 0.05575% | 253.995 | 0 | 0 | 253.995 | 0 | 242.2939 | 6.6489 | 36.4412 | 242.2939 | 6.6489 | 36.4412 | 255.24 | 7.0042 | 36.4412 | 4.857% | 0.12706 | 0.12077 | 41161.4683 | 4371.7867 | 705.658 | 36084.0236 | 41201.919 | 0 | 0 | 41201.919 | 0.008376%
2026 | RA3 | CB RA3 | Tier-2 | Tier-2---10 | 5--4 | 5 | 100% | 916.1972 | 69.5% | 30.07% | 0.4286% | 31.5185 | 0 | 0 | 31.5185 | 0 | 30.0665 | 1.9556 | 15.3749 | 30.0665 | 1.9556 | 15.3749 | 31.673 | 2.06 | 15.3749 | 3.44% | 0.12911 | 0.12272 | 7096.3625 | 284.8233 | 1917.8301 | 4893.709 | 7209.0875 | 0 | 0 | 7209.0875 | 0.001039%
2026 | RC1 | CB RC1 | Tier-2 | Tier-2---4 | 4--5 | 19 | 100% | 3739.8748 | 99.14% | 0.8077% | 0.05477% | 183.5272 | 0 | 0 | 183.5272 | 0 | 175.0725 | 7.4311 | 23.5593 | 175.0725 | 7.4311 | 23.5593 | 184.4269 | 7.8282 | 23.5593 | 4.907% | 0.084253 | 0.080083 | 44388.4144 | 3566.8538 | 353.0058 | 40468.5548 | 44408.3511 | 0 | 0 | 44408.3511 | 0.006052%
2026 | SL1 | CB SL1 | Tier-3 | Tier-3---11 | 5--5 | 128 | 100% | 3361.5705 | 93.71% | 6.129% | 0.1568% | 155.9384 | 0 | 0 | 155.9384 | 0 | 148.7546 | 50.0624 | 2.9714 | 148.7546 | 50.0624 | 2.9714 | 156.7028 | 52.7373 | 2.9714 | 4.639% | 0.19527 | 0.18561 | 17214.6695 | 1252.9171 | 1001.4319 | 14960.3205 | 17271.0216 | 0 | 0 | 17271.0216 | 0.005142%
2026 | CTL1 | CTL1-3R | Tier-3 | Tier-3---14 | 5--4 | 53 | 100% | 2064.0334 | 78.9% | 20.86% | 0.2358% | 80.612 | 0 | 0 | 80.612 | 0 | 76.8984 | 20.7289 | 3.7097 | 76.8984 | 20.7289 | 3.7097 | 81.0071 | 21.8365 | 3.7097 | 3.906% | 0.42513 | 0.40409 | 4855.055 | 225.2505 | 929.4415 | 3700.363 | 4908.4041 | 0 | 0 | 4908.4041 | 0.002658%
2026 | DV1 | DV1-3R | Tier-3 | Tier-3---11 | 5--5 | 90 | 100% | 3719.4004 | 95.17% | 4.691% | 0.1427% | 175.211 | 0 | 0 | 175.211 | 0 | 167.1394 | 35.2001 | 4.7483 | 167.1394 | 35.2001 | 4.7483 | 176.0699 | 37.0809 | 4.7483 | 4.711% | 0.19421 | 0.1846 | 19151.2388 | 1060.0216 | 843.3957 | 17247.8214 | 19199.4477 | 0 | 0 | 19199.4477 | 0.005778%
2026 | RA1 | RA1-402R | Tier-3 | Tier-3---4 | 5--5 | 30 | 100% | 9339.3378 | 99.33% | 0.6459% | 0.02826% | 459.1808 | 0 | 0 | 459.1808 | 0 | 438.0272 | 11.7334 | 37.3318 | 438.0272 | 11.7334 | 37.3318 | 461.4316 | 12.3603 | 37.3318 | 4.917% | 0.12948 | 0.12307 | 72130.9155 | 4375.0229 | 443.5541 | 67312.3385 | 72156.2385 | 0 | 0 | 72156.2385 | 0.01514%
2026 | RB1 | RB1-427R | Tier-3 | Tier-3---7 | 5--5 | 85 | 100% | 6920.124 | 97.57% | 2.306% | 0.1195% | 334.2371 | 0 | 0 | 334.2371 | 0 | 318.8395 | 33.2445 | 9.5907 | 318.8395 | 33.2445 | 9.5907 | 335.8755 | 35.0208 | 9.5907 | 4.83% | 0.15381 | 0.14619 | 44992.7829 | 2694.5507 | 965.1573 | 41333.0749 | 45049.6194 | 0 | 0 | 45049.6194 | 0.01102%
2026 | RB1 | RB1-433R | Tier-3 | Tier-3---10 | 5--5 | 27 | 100% | 5946.5075 | 99.32% | 0.6164% | 0.06772% | 292.3383 | 0 | 0 | 292.3383 | 0 | 278.8709 | 10.56 | 26.4082 | 278.8709 | 10.56 | 26.4082 | 293.7714 | 11.1243 | 26.4082 | 4.916% | 0.15284 | 0.14528 | 38906.0871 | 2307.7478 | 238.1361 | 36360.2032 | 38919.9489 | 0 | 0 | 38919.9489 | 0.00964%
2026 | TM1 | TM1-10R | Tier-3 | Tier-3---12 | 5--5 | 20 | 100% | 3782.8568 | 99.48% | 0.4537% | 0.066% | 186.2783 | 0 | 0 | 186.2783 | 0 | 177.6968 | 7.8222 | 22.7169 | 177.6968 | 7.8222 | 22.7169 | 187.1914 | 8.2402 | 22.7169 | 4.924% | 0.093421 | 0.088796 | 40492.6609 | 2080.2531 | 189.7576 | 38222.6503 | 40503.6201 | 0 | 0 | 40503.6201 | 0.006143%
2027 | 1001 | 1001-1820F | Tier-2 | Tier-2---5 | 5--5 | 11 | 100% | 4222.2471 | 91.41% | 8.486% | 0.103% | 191.0494 | 0 | 0 | 191.0494 | 0 | 173.8523 | 4.104 | 42.3613 | 173.8523 | 4.104 | 42.3613 | 192.927 | 4.5543 | 42.3613 | 4.525% | 0.12846 | 0.1221 | 32868.2878 | 1721.3581 | 2595.1533 | 28551.7765 | 33015.3127 | 0 | 0 | 33015.3127 | 0.0063%
2027 | 1006 | 1006-829F | Tier-2 | Tier-2---15 | 1--5 | 2 | 100% | 114.5301 | 99.76% | 0% | 0.2395% | 5.6557 | 0 | 0 | 5.6557 | 0 | 5.1466 | 0.74619 | 6.8971 | 5.1466 | 0.74619 | 6.8971 | 5.7112 | 0.82806 | 6.8971 | 4.938% | 0.0022112 | 0.0021017 | 51795.4298 | 4696.3379 | 114.7654 | 46984.3264 | 51801.8888 | 0 | 0 | 51801.8888 | 0.0001865%
2027 | 1021 | 1021-1748F | Tier-3 | Tier-3---2 | 5--5 | 95 | 100% | 35156.1224 | 99.02% | 0.9436% | 0.03662% | 1723.1698 | 0 | 0 | 1723.1698 | 0 | 1568.061 | 35.444 | 44.2406 | 1568.061 | 35.444 | 44.2406 | 1740.105 | 39.3328 | 44.2406 | 4.901% | 0.16564 | 0.15744 | 212249.5403 | 13715.9361 | 1963.4816 | 196570.1226 | 212357.8902 | 0 | 0 | 212357.8902 | 0.05682%
2027 | 1021 | 1021-1760R | Tier-3 | Tier-3---6 | 5--5 | 17 | 100% | 7055.7157 | 98.18% | 1.793% | 0.03106% | 342.8861 | 0 | 0 | 342.8861 | 0 | 312.0217 | 6.3426 | 49.1946 | 312.0217 | 6.3426 | 49.1946 | 346.256 | 7.0385 | 49.1946 | 4.86% | 0.10829 | 0.10293 | 65155.0235 | 4038.9642 | 1087.8449 | 60028.2144 | 65216.9272 | 0 | 0 | 65216.9272 | 0.01131%
2027 | 1021 | 1021-25R | Tier-3 | Tier-3---2 | 5--5 | 43 | 100% | 18825.6899 | 99.7% | 0.2782% | 0.02306% | 929.0645 | 0 | 0 | 929.0645 | 0 | 845.436 | 16.0431 | 52.6979 | 845.436 | 16.0431 | 52.6979 | 938.1953 | 17.8033 | 52.6979 | 4.935% | 0.12361 | 0.11749 | 152300.0709 | 9949.5446 | 416.971 | 141933.5553 | 152323.9638 | 0 | 0 | 152323.9638 | 0.03064%
2027 | 1021 | 1021-855 | Tier-3 | Tier-3---10 | 5--5 | 11 | 100% | 5034.3753 | 99.51% | 0.4541% | 0.0405% | 247.9689 | 0 | 0 | 247.9689 | 0 | 225.6484 | 4.104 | 54.982 | 225.6484 | 4.104 | 54.982 | 250.406 | 4.5543 | 54.982 | 4.926% | 0.10909 | 0.10369 | 46149.2476 | 2319.9671 | 207.6388 | 43621.6417 | 46161.1355 | 0 | 0 | 46161.1355 | 0.008177%
2027 | 1021 | 1021-883R | Tier-3 | Tier-3---16 | 5--4 | 3 | 100% | 1386.6299 | 99.58% | 0.3809% | 0.03987% | 68.3494 | 0 | 0 | 68.3494 | 0 | 62.197 | 1.1193 | 55.5686 | 62.197 | 1.1193 | 55.5686 | 69.0211 | 1.2421 | 55.5686 | 4.929% | 0.10042 | 0.095448 | 13808.4689 | 696.2558 | 53.5765 | 13058.6366 | 13811.4949 | 0 | 0 | 13811.4949 | 0.002254%
2027 | 1022 | 1022-17F | Tier-3 | Tier-3---4 | 5--5 | 33 | 100% | 9800.6792 | 99.62% | 0.3456% | 0.03348% | 483.2946 | 0 | 0 | 483.2946 | 0 | 439.7915 | 12.3121 | 35.7202 | 439.7915 | 12.3121 | 35.7202 | 488.0444 | 13.663 | 35.7202 | 4.931% | 0.10945 | 0.10403 | 89544.6442 | 5359.6686 | 310.5435 | 83874.4321 | 89562.3218 | 0 | 0 | 89562.3218 | 0.01594%
2027 | 1022 | 1022-26R | Tier-3 | Tier-3---15 | 4--4 | 1 | 100% | 694.7204 | 99.22% | 0.7469% | 0.03547% | 34.1196 | 0 | 0 | 34.1196 | 0 | 31.0484 | 0.37309 | 83.2185 | 31.0484 | 0.37309 | 83.2185 | 34.4549 | 0.41403 | 83.2185 | 4.911% | 0.092662 | 0.088075 | 7497.376 | 376.7223 | 52.0531 | 7068.6006 | 7500.4309 | 0 | 0 | 7500.4309 | 0.001125%
2027 | 1022 | 1022-322R | Tier-3 | Tier-3---10 | 5--5 | 32 | 100% | 5072.1995 | 99.16% | 0.7912% | 0.04875% | 248.9649 | 0 | 0 | 248.9649 | 0 | 226.5547 | 11.939 | 18.976 | 226.5547 | 11.939 | 18.976 | 251.4117 | 13.2489 | 18.976 | 4.908% | 0.10587 | 0.10063 | 47911.5964 | 2988.4313 | 366.1059 | 44557.0592 | 47932.5548 | 0 | 0 | 47932.5548 | 0.00821%
2027 | 1023 | 1023-200R | Tier-2 | Tier-2---5 | 4--5 | 18 | 100% | 2889.9732 | 99.24% | 0.6691% | 0.08946% | 141.9685 | 0 | 0 | 141.9685 | 0 | 129.1894 | 6.7157 | 19.2369 | 129.1894 | 6.7157 | 19.2369 | 143.3638 | 7.4525 | 19.2369 | 4.912% | 0.083115 | 0.079 | 34770.9454 | 1877.1075 | 241.328 | 32652.5099 | 34784.6815 | 0 | 0 | 34784.6815 | 0.004682%
2027 | 1023 | 1023-46AE | Tier-2 | Tier-2---2 | 5--5 | 80 | 100% | 9469.9149 | 95.98% | 3.884% | 0.1387% | 449.9058 | 0 | 0 | 449.9058 | 0 | 409.4082 | 29.8476 | 13.7166 | 409.4082 | 29.8476 | 13.7166 | 454.3275 | 33.1224 | 13.7166 | 4.751% | 0.13914 | 0.13225 | 68062.6824 | 3656.971 | 2513.7394 | 61891.9719 | 68205.2551 | 0 | 0 | 68205.2551 | 0.01484%
2027 | 1023 | 1023-48R | Tier-2 | Tier-2---5 | 5--5 | 64 | 100% | 3773.8473 | 97.39% | 2.337% | 0.2725% | 181.93 | 0 | 0 | 181.93 | 0 | 165.5538 | 23.878 | 6.9333 | 165.5538 | 23.878 | 6.9333 | 183.718 | 26.4979 | 6.9333 | 4.821% | 0.12816 | 0.12182 | 29445.7307 | 1737.6729 | 715.7665 | 26992.2913 | 29485.7528 | 0 | 0 | 29485.7528 | 0.005999%
2027 | 1023 | 1023-89R | Tier-2 | Tier-2---11 | 4--4 | 19 | 100% | 585.5086 | 87.68% | 11.85% | 0.4758% | 25.4114 | 0 | 0 | 25.4114 | 0 | 23.1241 | 7.0888 | 3.2621 | 23.1241 | 7.0888 | 3.2621 | 25.6612 | 7.8666 | 3.2621 | 4.34% | 0.083403 | 0.079275 | 7020.201 | 414.9664 | 782.0246 | 5823.21 | 7065.2497 | 0 | 0 | 7065.2497 | 0.000838%
2027 | 1030 | 1030-1728R | Tier-3 | Tier-3---9 | 5--5 | 21 | 100% | 5124.1587 | 98.26% | 1.711% | 0.02883% | 249.2335 | 0 | 0 | 249.2335 | 0 | 226.7991 | 7.835 | 28.947 | 226.7991 | 7.835 | 28.947 | 251.683 | 8.6946 | 28.947 | 4.864% | 0.23544 | 0.22379 | 21764.1991 | 1221.106 | 349.3689 | 20193.7242 | 21783.9158 | 0 | 0 | 21783.9158 | 0.008219%
2027 | 1030 | 1030-1777 | Tier-3 | Tier-3---5 | 5--5 | 46 | 100% | 11817.5772 | 98.58% | 1.381% | 0.03413% | 576.6917 | 0 | 0 | 576.6917 | 0 | 524.7816 | 17.1623 | 30.5775 | 524.7816 | 17.1623 | 30.5775 | 582.3594 | 19.0454 | 30.5775 | 4.88% | 0.24629 | 0.2341 | 47981.5879 | 2529.7124 | 644.8626 | 44807.0129 | 48016.9501 | 0 | 0 | 48016.9501 | 0.01902%
2027 | 1030 | 1030-1823F | Tier-3 | Tier-3---13 | 5--5 | 22 | 100% | 2150.9739 | 99.45% | 0.5287% | 0.02497% | 105.8837 | 0 | 0 | 105.8837 | 0 | 96.3527 | 8.2081 | 11.7388 | 96.3527 | 8.2081 | 11.7388 | 106.9243 | 9.1086 | 11.7388 | 4.923% | 0.10605 | 0.1008 | 20281.9888 | 1017.5622 | 101.0259 | 19163.4007 | 20287.8367 | 0 | 0 | 20287.8367 | 0.003492%
2027 | 1030 | 1030-18R | Tier-3 | Tier-3---7 | 5--5 | 85 | 100% | 6620.9098 | 98.66% | 1.309% | 0.03186% | 323.3397 | 0 | 0 | 323.3397 | 0 | 294.2347 | 31.713 | 9.278 | 294.2347 | 31.713 | 9.278 | 326.5175 | 35.1925 | 9.278 | 4.884% | 0.23843 | 0.22663 | 27769.0579 | 1524.2005 | 340.5168 | 25904.3406 | 27788.4525 | 0 | 0 | 27788.4525 | 0.01066%
2027 | 1030 | 1030-20R | Tier-3 | Tier-3---3 | 5--5 | 124 | 100% | 25318.462 | 99.14% | 0.8163% | 0.04139% | 1242.5149 | 0 | 0 | 1242.5149 | 0 | 1130.6716 | 46.2637 | 24.4397 | 1130.6716 | 46.2637 | 24.4397 | 1254.7263 | 51.3397 | 24.4397 | 4.908% | 0.28668 | 0.27249 | 88316.4782 | 5506.1055 | 686.3261 | 82124.0466 | 88355.9257 | 0 | 0 | 88355.9257 | 0.04097%
2027 | 1030 | 1030-42R | Tier-3 | Tier-3---3 | 5--5 | 119 | 100% | 28398.7895 | 98.49% | 1.466% | 0.03945% | 1384.5772 | 0 | 0 | 1384.5772 | 0 | 1259.9464 | 44.3982 | 28.3783 | 1259.9464 | 44.3982 | 28.3783 | 1398.1847 | 49.2695 | 28.3783 | 4.875% | 0.28228 | 0.2683 | 100606.2475 | 6191.924 | 1386.8762 | 93027.4473 | 100685.1242 | 0 | 0 | 100685.1242 | 0.04566%
2027 | 1030 | 1030-989R | Tier-3 | Tier-3---3 | 5--5 | 103 | 100% | 26696.216 | 99.16% | 0.796% | 0.04527% | 1310.3453 | 0 | 0 | 1310.3453 | 0 | 1192.3964 | 38.4287 | 31.0288 | 1192.3964 | 38.4287 | 31.0288 | 1323.2233 | 42.645 | 31.0288 | 4.908% | 0.30703 | 0.29183 | 86951.1078 | 4865.0498 | 650.3273 | 81435.7308 | 86989.2036 | 0 | 0 | 86989.2036 | 0.04321%
2027 | 1039 | 1039-13 | Tier-2 | Tier-2---3 | 5--5 | 68 | 100% | 15957.1711 | 97.45% | 2.471% | 0.0752% | 769.7688 | 0 | 0 | 769.7688 | 0 | 700.4791 | 25.3704 | 27.6101 | 700.4791 | 25.3704 | 27.6101 | 777.3341 | 28.154 | 27.6101 | 4.824% | 0.1351 | 0.12841 | 118113.2514 | 10500.2075 | 2816.2541 | 104796.7897 | 118269.8643 | 0 | 0 | 118269.8643 | 0.02538%
2027 | 1073 | 1073-872F | Tier-2 | Tier-2---20 | 3--2 | 1 | 100% | 17.9659 | 86.84% | 10.72% | 2.434% | 0.7723 | 0 | 0 | 0.7723 | 0 | 0.70278 | 0.37309 | 1.8837 | 0.70278 | 0.37309 | 1.8837 | 0.77989 | 0.41403 | 1.8837 | 4.299% | 0.018584 | 0.017664 | 966.7183 | 76.5664 | 118.0704 | 772.0814 | 973.3425 | 0 | 0 | 973.3425 | 2.547e-05%
2027 | 1090 | 1090-1734 | Tier-3 | Tier-3---16 | 2--5 | 10 | 100% | 730.5479 | 99.24% | 0.5863% | 0.172% | 35.8879 | 0 | 0 | 35.8879 | 0 | 32.6575 | 3.7309 | 8.7531 | 32.6575 | 3.7309 | 8.7531 | 36.2406 | 4.1403 | 8.7531 | 4.912% | 0.01345 | 0.012784 | 54317.4438 | 3261.8302 | 456.9875 | 50598.6261 | 54338.8933 | 0 | 0 | 54338.8933 | 0.001183%
2027 | 1090 | 1090-636R | Tier-3 | Tier-3---15 | 5--3 | 24 | 100% | 919.3728 | 93.93% | 5.62% | 0.4487% | 42.7471 | 0 | 0 | 42.7471 | 0 | 38.8993 | 8.9543 | 4.3442 | 38.8993 | 8.9543 | 4.3442 | 43.1673 | 9.9367 | 4.3442 | 4.65% | 0.38465 | 0.36561 | 2390.1852 | 120.0827 | 121.765 | 2148.3375 | 2397.7393 | 0 | 0 | 2397.7393 | 0.00141%
2027 | 1090 | 1090-639R | Tier-3 | Tier-3---18 | 5--2 | 11 | 100% | 509.5021 | 91.97% | 7.519% | 0.512% | 23.1948 | 0 | 0 | 23.1948 | 0 | 21.107 | 4.104 | 5.143 | 21.107 | 4.104 | 5.143 | 23.4228 | 4.5543 | 5.143 | 4.552% | 0.37006 | 0.35174 | 1376.8236 | 60.6753 | 89.2071 | 1226.9412 | 1382.5822 | 0 | 0 | 1382.5822 | 0.0007649%
2027 | 1090 | 1090-70F | Tier-2 | Tier-2---15 | 2--5 | 4 | 100% | 140.8367 | 88.02% | 11.68% | 0.2956% | 6.1362 | 0 | 0 | 6.1362 | 0 | 5.5839 | 1.4924 | 3.7416 | 5.5839 | 1.4924 | 3.7416 | 6.1965 | 1.6561 | 3.7416 | 4.357% | 0.0083 | 0.0078891 | 16968.2749 | 903.4734 | 1917.2026 | 14147.5988 | 17074.1431 | 0 | 0 | 17074.1431 | 0.0002023%
2027 | 1090 | 1090-73F | Tier-3 | Tier-3---10 | 4--5 | 81 | 100% | 5899.0454 | 99.62% | 0.2521% | 0.1275% | 290.8942 | 0 | 0 | 290.8942 | 0 | 264.7098 | 30.2206 | 8.7592 | 264.7098 | 30.2206 | 8.7592 | 293.7531 | 33.5364 | 8.7592 | 4.931% | 0.046754 | 0.044439 | 126173.0725 | 9334.6657 | 462.1696 | 116376.2372 | 126198.0175 | 0 | 0 | 126198.0175 | 0.009593%
2027 | 1090 | 1090-74F | Tier-3 | Tier-3---10 | 4--5 | 63 | 100% | 4990.92 | 99.62% | 0.2191% | 0.1576% | 246.1199 | 0 | 0 | 246.1199 | 0 | 223.9657 | 23.5049 | 9.5285 | 223.9657 | 23.5049 | 9.5285 | 248.5387 | 26.0839 | 9.5285 | 4.931% | 0.045737 | 0.043473 | 109123.1086 | 8272.9718 | 456.2327 | 100393.904 | 109144.5164 | 0 | 0 | 109144.5164 | 0.008116%
2027 | 1094 | 1094-35F | Tier-2 | Tier-2---7 | 3--5 | 16 | 100% | 2514.2831 | 99.84% | 0% | 0.1648% | 124.2519 | 0 | 0 | 124.2519 | 0 | 113.0675 | 5.9695 | 18.9408 | 113.0675 | 5.9695 | 18.9408 | 125.473 | 6.6245 | 18.9408 | 4.942% | 0.020398 | 0.019388 | 123263.6714 | 7008.6853 | 282.5097 | 115972.4764 | 123274.2511 | 0 | 0 | 123274.2511 | 0.004097%
2027 | 1100 | 1100-1172R | Tier-2 | Tier-2---7 | 4--5 | 3 | 100% | 2144.9788 | 99.68% | 0.2699% | 0.05437% | 105.8322 | 0 | 0 | 105.8322 | 0 | 96.3058 | 1.1193 | 86.0424 | 96.3058 | 1.1193 | 86.0424 | 106.8723 | 1.2421 | 86.0424 | 4.934% | 0.080798 | 0.076798 | 26547.4908 | 2914.2533 | 70.3485 | 23562.889 | 26551.9736 | 0 | 0 | 26551.9736 | 0.00349%
2027 | 1105 | 1105-1479 | Tier-2 | Tier-2---4 | 5--5 | 1 | 100% | 4228.0435 | 99.92% | 0.03248% | 0.04256% | 209.1311 | 0 | 0 | 209.1311 | 0 | 190.3065 | 0.37309 | 510.0759 | 190.3065 | 0.37309 | 510.0759 | 211.1864 | 0.41403 | 510.0759 | 4.946% | 0.10556 | 0.10034 | 40053.0076 | 3869.6704 | 26.6766 | 36156.6607 | 40054.5729 | 0 | 0 | 40054.5729 | 0.006896%
2027 | 1105 | 1105-1483 | Tier-2 | Tier-2---11 | 4--4 | 1 | 100% | 417.0013 | 94.5% | 5.418% | 0.08666% | 19.5054 | 0 | 0 | 19.5054 | 0 | 17.7496 | 0.37309 | 47.5741 | 17.7496 | 0.37309 | 47.5741 | 19.6971 | 0.41403 | 47.5741 | 4.678% | 0.063819 | 0.06066 | 6534.1451 | 320.1386 | 289.9716 | 5924.0349 | 6552.8754 | 0 | 0 | 6552.8754 | 0.0006432%
2027 | 1118 | 1118-1718F | Tier-2 | Tier-2---10 | 5--4 | 3 | 100% | 788.3757 | 99.4% | 0.5205% | 0.07536% | 38.792 | 0 | 0 | 38.792 | 0 | 35.3002 | 1.1193 | 31.5382 | 35.3002 | 1.1193 | 31.5382 | 39.1733 | 1.2421 | 31.5382 | 4.921% | 0.10781 | 0.10247 | 7312.7208 | 536.3335 | 35.0941 | 6741.2933 | 7314.9902 | 0 | 0 | 7314.9902 | 0.001279%
2027 | 1138 | 1138-6R | Tier-2 | Tier-2---5 | 5--5 | 93 | 100% | 4663.8779 | 91.12% | 8.567% | 0.3106% | 210.367 | 0 | 0 | 210.367 | 0 | 191.4311 | 34.6978 | 5.5171 | 191.4311 | 34.6978 | 5.5171 | 212.4345 | 38.5047 | 5.5171 | 4.511% | 0.17153 | 0.16304 | 27190.5644 | 2036.5744 | 2249.3585 | 22904.6315 | 27316.2731 | 0 | 0 | 27316.2731 | 0.006937%
2027 | 1162 | 1162-324R | Tier-2 | Tier-2---13 | 4--3 | 9 | 100% | 240.2897 | 88.19% | 10.99% | 0.8202% | 10.4893 | 0 | 0 | 10.4893 | 0 | 9.5451 | 3.3578 | 2.8426 | 9.5451 | 3.3578 | 2.8426 | 10.5924 | 3.7263 | 2.8426 | 4.365% | 0.068658 | 0.065259 | 3499.8056 | 195.2386 | 355.9283 | 2948.6387 | 3521.3352 | 0 | 0 | 3521.3352 | 0.0003459%
2027 | 1162 | 1162-329R | Tier-2 | Tier-2---13 | 4--3 | 6 | 100% | 206.5878 | 96.62% | 2.592% | 0.7875% | 9.8805 | 0 | 0 | 9.8805 | 0 | 8.9912 | 2.2386 | 4.0165 | 8.9912 | 2.2386 | 4.0165 | 9.9777 | 2.4842 | 4.0165 | 4.783% | 0.070019 | 0.066553 | 2950.4371 | 171.8842 | 84.3202 | 2694.2327 | 2955.6292 | 0 | 0 | 2955.6292 | 0.0003258%
2027 | 1162 | 1162-363 | Tier-2 | Tier-2---13 | 4--3 | 8 | 100% | 247.9994 | 97.75% | 1.792% | 0.4608% | 11.9994 | 0 | 0 | 11.9994 | 0 | 10.9193 | 2.9848 | 3.6583 | 10.9193 | 2.9848 | 3.6583 | 12.1173 | 3.3122 | 3.6583 | 4.838% | 0.064829 | 0.06162 | 3825.4385 | 214.4022 | 70.5791 | 3540.4572 | 3829.9274 | 0 | 0 | 3829.9274 | 0.0003957%
2027 | 1166 | 1166-15R | Tier-3 | Tier-3---11 | 5--5 | 23 | 100% | 3965.2217 | 98.26% | 1.658% | 0.07833% | 192.8712 | 0 | 0 | 192.8712 | 0 | 175.5102 | 8.5812 | 20.4529 | 175.5102 | 8.5812 | 20.4529 | 194.7668 | 9.5227 | 20.4529 | 4.864% | 0.19397 | 0.18436 | 20442.8701 | 1122.9007 | 327.2272 | 18992.7422 | 20461.3511 | 0 | 0 | 20461.3511 | 0.00636%
2027 | 1166 | 1166-18R | Tier-3 | Tier-3---5 | 5--5 | 16 | 100% | 10108.4901 | 99.77% | 0.1963% | 0.03345% | 499.2208 | 0 | 0 | 499.2208 | 0 | 454.2842 | 5.9695 | 76.1007 | 454.2842 | 5.9695 | 76.1007 | 504.1272 | 6.6245 | 76.1007 | 4.939% | 0.21365 | 0.20307 | 47313.4054 | 3052.661 | 107.9125 | 44152.8319 | 47319.0656 | 0 | 0 | 47319.0656 | 0.01646%
2027 | 1166 | 1166-342R | Tier-3 | Tier-3---5 | 5--5 | 73 | 100% | 10322.642 | 99.08% | 0.8619% | 0.05733% | 506.2736 | 0 | 0 | 506.2736 | 0 | 460.7021 | 27.2359 | 16.9153 | 460.7021 | 27.2359 | 16.9153 | 511.2492 | 30.2242 | 16.9153 | 4.904% | 0.21878 | 0.20795 | 47183.5693 | 2494.6745 | 397.8438 | 44291.0509 | 47206.1577 | 0 | 0 | 47206.1577 | 0.0167%
2027 | 1215 | 1215-10R | Tier-3 | Tier-3---18 | 5--1 | 2 | 100% | 157.8878 | 78.49% | 21.24% | 0.2654% | 6.1347 | 0 | 0 | 6.1347 | 0 | 5.5825 | 0.74619 | 7.4813 | 5.5825 | 0.74619 | 7.4813 | 6.195 | 0.82806 | 7.4813 | 3.885% | 0.66566 | 0.63271 | 237.1916 | 10.5706 | 40.0402 | 186.5807 | 239.848 | 0 | 0 | 239.848 | 0.0002023%
2027 | 1215 | 1215-12R | Tier-3 | Tier-3---9 | 5--4 | 43 | 100% | 6147.2839 | 97.88% | 2.045% | 0.07292% | 297.8447 | 0 | 0 | 297.8447 | 0 | 271.0346 | 16.0431 | 16.8942 | 271.0346 | 16.0431 | 16.8942 | 300.7719 | 17.8033 | 16.8942 | 4.845% | 0.69907 | 0.66447 | 8793.5219 | 453.8865 | 171.3905 | 8168.2449 | 8803.2228 | 0 | 0 | 8803.2228 | 0.009822%
2027 | 1215 | 1215-28R | Tier-3 | Tier-3---14 | 5--3 | 15 | 100% | 2215.156 | 94.69% | 5.226% | 0.08401% | 103.8279 | 0 | 0 | 103.8279 | 0 | 94.482 | 5.5964 | 16.8826 | 94.482 | 5.5964 | 16.8826 | 104.8483 | 6.2104 | 16.8826 | 4.687% | 0.66756 | 0.63451 | 3318.2974 | 164.8533 | 155.0862 | 2998.3579 | 3327.4734 | 0 | 0 | 3327.4734 | 0.003424%
2027 | 1215 | 1215-32R | Tier-3 | Tier-3---7 | 5--4 | 64 | 100% | 8696.5042 | 96.48% | 3.447% | 0.07747% | 415.3037 | 0 | 0 | 415.3037 | 0 | 377.9207 | 23.878 | 15.8271 | 377.9207 | 23.878 | 15.8271 | 419.3853 | 26.4979 | 15.8271 | 4.776% | 0.68132 | 0.6476 | 12764.1579 | 635.3889 | 400.2926 | 11728.4764 | 12787.588 | 0 | 0 | 12787.588 | 0.0137%
2027 | 1233 | 1233-259R | Tier-3 | Tier-3---16 | 5--4 | 24 | 100% | 1558.5389 | 98.56% | 1.214% | 0.2225% | 76.0395 | 0 | 0 | 76.0395 | 0 | 69.195 | 8.9543 | 7.7276 | 69.195 | 8.9543 | 7.7276 | 76.7869 | 9.9367 | 7.7276 | 4.879% | 0.12749 | 0.12118 | 12225.1388 | 744.7481 | 204.4893 | 11275.9014 | 12234.2836 | 0 | 0 | 12234.2836 | 0.002508%
2027 | 1233 | 1233-585R | Tier-3 | Tier-3---12 | 5--5 | 33 | 100% | 3561.9587 | 98.42% | 1.457% | 0.1235% | 173.5298 | 0 | 0 | 173.5298 | 0 | 157.9098 | 12.3121 | 12.8256 | 157.9098 | 12.3121 | 12.8256 | 175.2352 | 13.663 | 12.8256 | 4.872% | 0.12988 | 0.12345 | 27424.4063 | 1597.7111 | 397.7458 | 25428.9493 | 27446.9828 | 0 | 0 | 27446.9828 | 0.005722%
2027 | 1233 | 1233-587R | Tier-3 | Tier-3---13 | 5--5 | 39 | 100% | 2983.7291 | 97.9% | 1.929% | 0.1696% | 144.5958 | 0 | 0 | 144.5958 | 0 | 131.5802 | 14.5507 | 9.0429 | 131.5802 | 14.5507 | 9.0429 | 146.0169 | 16.1471 | 9.0429 | 4.846% | 0.13489 | 0.12821 | 22120.1137 | 1287.4024 | 436.159 | 20396.5523 | 22144.283 | 0 | 0 | 22144.283 | 0.004768%
2027 | 1233 | 1233-589R | Tier-3 | Tier-3---16 | 5--4 | 12 | 100% | 1386.4905 | 98.92% | 0.9396% | 0.1432% | 67.8881 | 0 | 0 | 67.8881 | 0 | 61.7773 | 4.4771 | 13.7984 | 61.7773 | 4.4771 | 13.7984 | 68.5553 | 4.9684 | 13.7984 | 4.896% | 0.11751 | 0.11169 | 11798.9753 | 654.3239 | 110.4066 | 11034.2448 | 11805.6289 | 0 | 0 | 11805.6289 | 0.002239%
2027 | 1233 | 1233-591R | Tier-3 | Tier-3---12 | 5--5 | 30 | 100% | 4300.1838 | 98.66% | 1.226% | 0.1146% | 210.0058 | 0 | 0 | 210.0058 | 0 | 191.1024 | 11.1928 | 17.0736 | 191.1024 | 11.1928 | 17.0736 | 212.0697 | 12.4209 | 17.0736 | 4.884% | 0.13142 | 0.12491 | 32721.9695 | 2017.1563 | 396.1628 | 30308.6504 | 32744.8122 | 0 | 0 | 32744.8122 | 0.006925%
2027 | 1242 | 1242-1079R | Tier-2 | Tier-2---12 | 2--5 | 10 | 100% | 411.5414 | 99.65% | 0% | 0.3468% | 20.3007 | 0 | 0 | 20.3007 | 0 | 18.4733 | 3.7309 | 4.9514 | 18.4733 | 3.7309 | 4.9514 | 20.5002 | 4.1403 | 4.9514 | 4.933% | 0.0067316 | 0.0063984 | 61135.7492 | 21194.3813 | 442.4228 | 39498.9452 | 61146.7898 | 0 | 0 | 61146.7898 | 0.0006694%
2027 | 1242 | 1242-1084 | Tier-2 | Tier-2---12 | 2--5 | 14 | 100% | 456.1931 | 99.77% | 0% | 0.2285% | 22.53 | 0 | 0 | 22.53 | 0 | 20.502 | 5.2233 | 3.9251 | 20.502 | 5.2233 | 3.9251 | 22.7514 | 5.7964 | 3.9251 | 4.939% | 0.005996 | 0.0056992 | 76082.9136 | 12562.2691 | 164.6304 | 63356.014 | 76091.9678 | 0 | 0 | 76091.9678 | 0.000743%
2027 | 1242 | 1242-127AE | Tier-2 | Tier-2---21 | 1--4 | 1 | 100% | 2.4589 | 98.62% | 0% | 1.38% | 0.12004 | 0 | 0 | 0.12004 | 0 | 0.10923 | 0.37309 | 0.29277 | 0.10923 | 0.37309 | 0.29277 | 0.12122 | 0.41403 | 0.29277 | 4.882% | 0.0001786 | 0.00016976 | 13767.9144 | 985.6042 | 172.6527 | 12609.6575 | 13777.8124 | 0 | 0 | 13777.8124 | 3.958e-06%
2027 | 1243 | 1243-319R | Tier-2 | Tier-2---9 | 4--4 | 3 | 100% | 1178.043 | 99.35% | 0.5195% | 0.1323% | 57.9331 | 0 | 0 | 57.9331 | 0 | 52.7183 | 1.1193 | 47.1 | 52.7183 | 1.1193 | 47.1 | 58.5024 | 1.2421 | 47.1 | 4.918% | 0.081051 | 0.077039 | 14534.5899 | 742.8831 | 82.0978 | 13709.609 | 14539.5235 | 0 | 0 | 14539.5235 | 0.00191%
2027 | 1243 | 1243-38R | Tier-2 | Tier-2---16 | 4--3 | 1 | 100% | 158.2514 | 99.48% | 0.3681% | 0.155% | 7.7925 | 0 | 0 | 7.7925 | 0 | 7.091 | 0.37309 | 19.006 | 7.091 | 0.37309 | 19.006 | 7.869 | 0.41403 | 19.006 | 4.924% | 0.072591 | 0.068997 | 2180.0532 | 116.78 | 9.4659 | 2053.8073 | 2180.6472 | 0 | 0 | 2180.6472 | 0.000257%
2027 | 1243 | 1243-45R | Tier-2 | Tier-2---7 | 4--5 | 16 | 100% | 1878.3826 | 99.05% | 0.8285% | 0.1244% | 92.0939 | 0 | 0 | 92.0939 | 0 | 83.8042 | 5.9695 | 14.0387 | 83.8042 | 5.9695 | 14.0387 | 92.999 | 6.6245 | 14.0387 | 4.903% | 0.087615 | 0.083278 | 21438.9544 | 1134.9825 | 174.3683 | 20129.6036 | 21449.5937 | 0 | 0 | 21449.5937 | 0.003037%
2027 | 1250 | 1250-671R | Tier-2 | Tier-2---6 | 4--5 | 4 | 100% | 6815.4278 | 94.54% | 5.441% | 0.023% | 318.9315 | 0 | 0 | 318.9315 | 0 | 290.2233 | 1.4924 | 194.4704 | 290.2233 | 1.4924 | 194.4704 | 322.0659 | 1.6561 | 194.4704 | 4.68% | 0.09205 | 0.087494 | 74040.4971 | 4546.125 | 3808.2018 | 65686.1703 | 74251.1661 | 0 | 0 | 74251.1661 | 0.01052%
2027 | 1250 | 1250-677R | Tier-2 | Tier-2---3 | 5--5 | 28 | 100% | 11748.9088 | 99.26% | 0.6837% | 0.05427% | 577.2793 | 0 | 0 | 577.2793 | 0 | 525.3163 | 10.4466 | 50.2857 | 525.3163 | 10.4466 | 50.2857 | 582.9527 | 11.5928 | 50.2857 | 4.913% | 0.11659 | 0.11081 | 100775.3024 | 5654.1223 | 691.5961 | 94429.584 | 100814.0313 | 0 | 0 | 100814.0313 | 0.01904%
2027 | 1250 | 1250-8R | Tier-2 | Tier-2---4 | 4--5 | 13 | 100% | 3684.9802 | 98.15% | 1.772% | 0.07391% | 179.0398 | 0 | 0 | 179.0398 | 0 | 162.9237 | 4.8502 | 33.5909 | 162.9237 | 4.8502 | 33.5909 | 180.7993 | 5.3824 | 33.5909 | 4.859% | 0.092289 | 0.08772 | 39928.877 | 2037.4755 | 694.1813 | 37197.2202 | 39967.2577 | 0 | 0 | 39967.2577 | 0.005904%
2027 | 1458 | 1458-1056 | Tier-2 | Tier-2---11 | 5--3 | 16 | 100% | 427.4478 | 90.46% | 9.431% | 0.1062% | 19.1407 | 0 | 0 | 19.1407 | 0 | 17.4178 | 5.9695 | 2.9178 | 17.4178 | 5.9695 | 2.9178 | 19.3289 | 6.6245 | 2.9178 | 4.478% | 0.13508 | 0.12839 | 3164.5032 | 153.2716 | 270.9645 | 2740.2671 | 3180.2204 | 0 | 0 | 3180.2204 | 0.0006312%
2027 | 1458 | 1458-1058F | Tier-3 | Tier-3---13 | 5--5 | 3 | 100% | 2365.6896 | 85.54% | 14.42% | 0.04244% | 100.1661 | 0 | 0 | 100.1661 | 0 | 91.1498 | 1.1193 | 81.4359 | 91.1498 | 1.1193 | 81.4359 | 101.1506 | 1.2421 | 81.4359 | 4.234% | 0.13833 | 0.13149 | 17101.412 | 929.1062 | 2240.5309 | 13931.7749 | 17230.2132 | 0 | 0 | 17230.2132 | 0.003303%
2027 | 1458 | 1458-1061 | Tier-2 | Tier-2---5 | 5--5 | 33 | 100% | 4370.0987 | 98.67% | 1.293% | 0.03403% | 213.4501 | 0 | 0 | 213.4501 | 0 | 194.2367 | 12.3121 | 15.7761 | 194.2367 | 12.3121 | 15.7761 | 215.5479 | 13.663 | 15.7761 | 4.884% | 0.14228 | 0.13523 | 30715.3399 | 3071.7122 | 374.3093 | 27269.3184 | 30736.5608 | 0 | 0 | 30736.5608 | 0.007039%
2027 | 1458 | 1458-1115F | Tier-2 | Tier-2---18 | 4--2 | 2 | 100% | 66.5074 | 0% | 100% | 0% | 0 | 0 | 0 | 0 | 0 | 0 | 0.74619 | 0 | 0 | 0.74619 | 0 | 0 | 0.82806 | 0 | 0% | 0.091242 | 0.086726 | 728.9125 | 1.3917 | 578.9338 | 148.587 | 766.8727 | 0 | 0 | 766.8727 | 0%
2027 | 1458 | 1458-1117F | Tier-2 | Tier-2---16 | 4--2 | 3 | 100% | 139.4631 | 0% | 100% | 0% | 0 | 0 | 0 | 0 | 0 | 0 | 1.1193 | 0 | 0 | 1.1193 | 0 | 0 | 1.2421 | 0 | 0% | 0.091116 | 0.086606 | 1530.6137 | 1.9599 | 1384.4341 | 144.2196 | 1610.3248 | 0 | 0 | 1610.3248 | 0%
2027 | 1458 | 1458-1131R | Tier-3 | Tier-3---4 | 5--5 | 51 | 100% | 15987.4265 | 99.09% | 0.8886% | 0.01928% | 784.1928 | 0 | 0 | 784.1928 | 0 | 713.6047 | 19.0278 | 37.5032 | 713.6047 | 19.0278 | 37.5032 | 791.8998 | 21.1155 | 37.5032 | 4.905% | 0.15941 | 0.15152 | 100291.8687 | 5185.6618 | 825.6268 | 94280.5802 | 100339.2877 | 0 | 0 | 100339.2877 | 0.02586%
2027 | 1458 | 1458-456F | Tier-2 | Tier-2---16 | 4--3 | 1 | 100% | 167.5686 | 29.81% | 70.17% | 0.01889% | 2.4724 | 0 | 0 | 2.4724 | 0 | 2.2499 | 0.37309 | 6.0303 | 2.2499 | 0.37309 | 6.0303 | 2.4967 | 0.41403 | 6.0303 | 1.475% | 0.091761 | 0.087218 | 1826.1497 | 31.2269 | 1141.9419 | 652.9809 | 1892.9043 | 0 | 0 | 1892.9043 | 8.153e-05%
2027 | 1458 | 1458-519 | Tier-2 | Tier-2---17 | 1--5 | 1 | 100% | 81.0039 | 99.95% | 0% | 0.04716% | 4.0078 | 0 | 0 | 4.0078 | 0 | 3.647 | 0.37309 | 9.7751 | 3.647 | 0.37309 | 9.7751 | 4.0472 | 0.41403 | 9.7751 | 4.948% | 0.000217 | 0.00020626 | 373290.0884 | 19351.884 | 1116.7535 | 352821.4509 | 373299.256 | 0 | 0 | 373299.256 | 0.0001322%
2027 | 1458 | 1458-565R | Tier-3 | Tier-3---6 | 5--5 | 38 | 100% | 8159.9793 | 99.25% | 0.7112% | 0.04348% | 400.8709 | 0 | 0 | 400.8709 | 0 | 364.787 | 14.1776 | 25.7298 | 364.787 | 14.1776 | 25.7298 | 404.8106 | 15.7331 | 25.7298 | 4.913% | 0.15819 | 0.15036 | 51582.9513 | 2671.5244 | 353.2832 | 48558.1438 | 51603.2234 | 0 | 0 | 51603.2234 | 0.01322%
2027 | 1458 | 1458-601R | Tier-3 | Tier-3---2 | 5--5 | 127 | 100% | 37077.302 | 99.36% | 0.615% | 0.02874% | 1823.5109 | 0 | 0 | 1823.5109 | 0 | 1659.3701 | 47.383 | 35.0204 | 1659.3701 | 47.383 | 35.0204 | 1841.4323 | 52.5817 | 35.0204 | 4.918% | 0.20421 | 0.1941 | 181561.9083 | 16225.6288 | 1105.2701 | 164231.0094 | 181622.7804 | 0 | 0 | 181622.7804 | 0.06013%
2027 | 1525 | 1525-23R | Tier-2 | Tier-2---20 | 4--1 | 1 | 100% | 8.268 | 89.5% | 6.947% | 3.548% | 0.36631 | 0 | 0 | 0.36631 | 0 | 0.33334 | 0.37309 | 0.89344 | 0.33334 | 0.37309 | 0.89344 | 0.36991 | 0.41403 | 0.89344 | 4.43% | 0.032823 | 0.031198 | 251.8988 | 16.5613 | 22.0923 | 213.2452 | 253.2756 | 0 | 0 | 253.2756 | 1.208e-05%
2027 | 157 | 157-165R | Tier-3 | Tier-3---18 | 5--2 | 20 | 100% | 418.5676 | 87.71% | 11.66% | 0.6303% | 18.1719 | 0 | 0 | 18.1719 | 0 | 16.5362 | 7.4619 | 2.2161 | 16.5362 | 7.4619 | 2.2161 | 18.3505 | 8.2806 | 2.2161 | 4.341% | 0.28262 | 0.26863 | 1481.042 | 67.5847 | 171.9177 | 1241.5396 | 1490.5243 | 0 | 0 | 1490.5243 | 0.0005992%
2027 | 157 | 157-189R | Tier-3 | Tier-3---9 | 5--4 | 177 | 100% | 5507.0239 | 92.46% | 7.234% | 0.3043% | 252.0471 | 0 | 0 | 252.0471 | 0 | 229.3595 | 66.0377 | 3.4732 | 229.3595 | 66.0377 | 3.4732 | 254.5243 | 73.2832 | 3.4732 | 4.577% | 0.3705 | 0.35216 | 14863.9228 | 754.0463 | 1002.9719 | 13106.9046 | 14922.279 | 0 | 0 | 14922.279 | 0.008312%
2027 | 157 | 157-1928R | Tier-3 | Tier-3---11 | 5--4 | 10 | 100% | 3052.6745 | 99.07% | 0.8703% | 0.06204% | 149.6985 | 0 | 0 | 149.6985 | 0 | 136.2236 | 3.7309 | 36.5118 | 136.2236 | 3.7309 | 36.5118 | 151.1698 | 4.1403 | 36.5118 | 4.904% | 0.2812 | 0.26728 | 10855.7292 | 566.799 | 90.102 | 10198.8282 | 10861.0002 | 0 | 0 | 10861.0002 | 0.004937%
2027 | 157 | 157-204R | Tier-3 | Tier-3---11 | 5--4 | 20 | 100% | 3876.1334 | 98.99% | 0.834% | 0.1804% | 189.9223 | 0 | 0 | 189.9223 | 0 | 172.8267 | 7.4619 | 23.1613 | 172.8267 | 7.4619 | 23.1613 | 191.7888 | 8.2806 | 23.1613 | 4.9% | 0.32777 | 0.31154 | 11825.9094 | 682.672 | 178.5381 | 10964.6993 | 11832.1568 | 0 | 0 | 11832.1568 | 0.006263%
2027 | 157 | 157-207R | Tier-3 | Tier-3---16 | 2--5 | 2 | 100% | 719.0865 | 99.89% | 0% | 0.1123% | 35.5548 | 0 | 0 | 35.5548 | 0 | 32.3544 | 0.74619 | 43.3595 | 32.3544 | 0.74619 | 43.3595 | 35.9042 | 0.82806 | 43.3595 | 4.944% | 0.0095404 | 0.0090682 | 75372.7824 | 4506.2724 | 2335.4461 | 68531.064 | 75377.1909 | 0 | 0 | 75377.1909 | 0.001172%
2027 | 157 | 157-232R | Tier-3 | Tier-3---11 | 5--4 | 80 | 100% | 3160.5079 | 95.27% | 4.501% | 0.231% | 149.0426 | 0 | 0 | 149.0426 | 0 | 135.6268 | 29.8476 | 4.544 | 135.6268 | 29.8476 | 4.544 | 150.5074 | 33.1224 | 4.544 | 4.716% | 0.32167 | 0.30575 | 9825.3054 | 518.5543 | 443.2857 | 8863.4653 | 9849.5166 | 0 | 0 | 9849.5166 | 0.004915%
2027 | 157 | 157-257R | Tier-3 | Tier-3---14 | 5--4 | 151 | 100% | 2061.1876 | 81.54% | 17.79% | 0.6678% | 83.1948 | 0 | 0 | 83.1948 | 0 | 75.7062 | 56.3373 | 1.3438 | 75.7062 | 56.3373 | 1.3438 | 84.0125 | 62.5184 | 1.3438 | 4.036% | 0.36686 | 0.3487 | 5618.4522 | 263.1979 | 939.0969 | 4416.1574 | 5672.464 | 0 | 0 | 5672.464 | 0.002743%
2027 | 157 | 157-273R | Tier-3 | Tier-3---14 | 5--4 | 53 | 100% | 1867.403 | 95.01% | 4.712% | 0.2778% | 87.8243 | 0 | 0 | 87.8243 | 0 | 79.9189 | 19.774 | 4.0416 | 79.9189 | 19.774 | 4.0416 | 88.6875 | 21.9436 | 4.0416 | 4.703% | 0.32295 | 0.30696 | 5782.3142 | 331.2593 | 295.5406 | 5155.5144 | 5797.3391 | 0 | 0 | 5797.3391 | 0.002896%
2027 | 157 | 157-81R | Tier-3 | Tier-3---3 | 5--5 | 205 | 100% | 18749.5963 | 97% | 2.901% | 0.09453% | 900.3079 | 0 | 0 | 900.3079 | 0 | 819.268 | 76.4844 | 10.7116 | 819.268 | 76.4844 | 10.7116 | 909.1561 | 84.876 | 10.7116 | 4.802% | 0.38414 | 0.36512 | 48809.8885 | 2680.9552 | 1331.6361 | 44797.2971 | 48886.0197 | 0 | 0 | 48886.0197 | 0.02969%
2027 | 175 | 175-2024R | Tier-2 | Tier-2---5 | 5--5 | 19 | 100% | 4029.0085 | 99.1% | 0.8147% | 0.08289% | 197.6458 | 0 | 0 | 197.6458 | 0 | 179.8549 | 7.0888 | 25.3717 | 179.8549 | 7.0888 | 25.3717 | 199.5882 | 7.8666 | 25.3717 | 4.906% | 0.19114 | 0.18168 | 21078.6803 | 2171.1598 | 170.5146 | 18737.0059 | 21088.5336 | 0 | 0 | 21088.5336 | 0.006518%
2027 | 175 | 175-24R | Tier-2 | Tier-2---8 | 5--4 | 6 | 100% | 2651.4354 | 70.65% | 29.24% | 0.1064% | 92.7259 | 0 | 0 | 92.7259 | 0 | 84.3793 | 2.2386 | 37.6935 | 84.3793 | 2.2386 | 37.6935 | 93.6372 | 2.4842 | 37.6935 | 3.497% | 0.17491 | 0.16625 | 15158.7512 | 1220.081 | 4125.7623 | 9812.9079 | 15390.4469 | 0 | 0 | 15390.4469 | 0.003058%
2027 | 175 | 175-64R | Tier-3 | Tier-3---11 | 5--5 | 63 | 100% | 4385.4004 | 97.52% | 2.308% | 0.1684% | 211.7013 | 0 | 0 | 211.7013 | 0 | 192.6453 | 23.5049 | 8.1959 | 192.6453 | 23.5049 | 8.1959 | 213.7819 | 26.0839 | 8.1959 | 4.827% | 0.20232 | 0.19231 | 21675.2228 | 1490.2349 | 476.6065 | 19708.3814 | 21703.178 | 0 | 0 | 21703.178 | 0.006981%
2027 | 175 | 175-90R | Tier-3 | Tier-3---9 | 5--5 | 113 | 100% | 5741.4949 | 96.86% | 2.992% | 0.1472% | 275.2829 | 0 | 0 | 275.2829 | 0 | 250.5037 | 42.1597 | 5.9418 | 250.5037 | 42.1597 | 5.9418 | 277.9884 | 46.7853 | 5.9418 | 4.795% | 0.20491 | 0.19477 | 28019.3198 | 1604.6601 | 781.1853 | 25633.4744 | 28065.1231 | 0 | 0 | 28065.1231 | 0.009078%
2027 | 175 | 175-94R | Tier-2 | Tier-2---10 | 5--4 | 9 | 100% | 836.2457 | 79.76% | 20.09% | 0.1547% | 33.0153 | 0 | 0 | 33.0153 | 0 | 30.0435 | 3.3578 | 8.9472 | 30.0435 | 3.3578 | 8.9472 | 33.3398 | 3.7263 | 8.9472 | 3.948% | 0.16555 | 0.15736 | 5051.3061 | 289.0942 | 923.2368 | 3838.9751 | 5104.5538 | 0 | 0 | 5104.5538 | 0.001089%
2027 | 176 | 176-161R | Tier-3 | Tier-3---5 | 5--5 | 62 | 100% | 11523.3049 | 98.77% | 1.172% | 0.05875% | 563.3817 | 0 | 0 | 563.3817 | 0 | 512.6697 | 23.1319 | 22.1629 | 512.6697 | 23.1319 | 22.1629 | 568.9186 | 25.6698 | 22.1629 | 4.889% | 0.22417 | 0.21307 | 51404.5427 | 2861.3734 | 647.4738 | 47895.6955 | 51437.4981 | 0 | 0 | 51437.4981 | 0.01858%
2027 | 176 | 176-164R | Tier-3 | Tier-3---11 | 5--5 | 55 | 100% | 4184.7467 | 98.1% | 1.799% | 0.1047% | 203.2012 | 0 | 0 | 203.2012 | 0 | 184.9104 | 20.5202 | 9.0111 | 184.9104 | 20.5202 | 9.0111 | 205.1983 | 22.7716 | 9.0111 | 4.856% | 0.20727 | 0.19701 | 20189.7554 | 1135.7308 | 339.0696 | 18714.955 | 20209.7732 | 0 | 0 | 20209.7732 | 0.006701%
2027 | 176 | 176-1834R | Tier-3 | Tier-3---5 | 5--5 | 32 | 100% | 10068.5168 | 97.13% | 2.784% | 0.0867% | 484.0866 | 0 | 0 | 484.0866 | 0 | 440.5122 | 11.939 | 36.8968 | 440.5122 | 11.939 | 36.8968 | 488.8442 | 13.2489 | 36.8968 | 4.808% | 0.23205 | 0.22056 | 43390.2136 | 3622.3985 | 1240.781 | 38527.0341 | 43455.0713 | 0 | 0 | 43455.0713 | 0.01596%
2027 | 176 | 176-1845R | Tier-3 | Tier-3---11 | 5--5 | 51 | 100% | 3401.0234 | 97.74% | 2.113% | 0.1474% | 164.5455 | 0 | 0 | 164.5455 | 0 | 149.7342 | 19.0278 | 7.8692 | 149.7342 | 19.0278 | 7.8692 | 166.1626 | 21.1155 | 7.8692 | 4.838% | 0.20978 | 0.19939 | 16212.4883 | 938.665 | 329.6573 | 14944.1661 | 16231.572 | 0 | 0 | 16231.572 | 0.005426%
2027 | 176 | 176-194R | Tier-3 | Tier-3---9 | 5--5 | 44 | 100% | 4934.1603 | 97.7% | 2.178% | 0.1196% | 238.628 | 0 | 0 | 238.628 | 0 | 217.1483 | 16.4162 | 13.2277 | 217.1483 | 16.4162 | 13.2277 | 240.9733 | 18.2173 | 13.2277 | 4.836% | 0.21542 | 0.20476 | 22904.8386 | 1316.8845 | 471.0491 | 21116.9051 | 22932.2512 | 0 | 0 | 22932.2512 | 0.007869%
2027 | 176 | 176-197F | Tier-3 | Tier-3---5 | 5--5 | 115 | 100% | 13172.958 | 96.8% | 3.124% | 0.0728% | 631.2162 | 0 | 0 | 631.2162 | 0 | 574.3981 | 42.9059 | 13.3874 | 574.3981 | 42.9059 | 13.3874 | 637.4198 | 47.6134 | 13.3874 | 4.792% | 0.23242 | 0.22091 | 56678.2638 | 5414.7581 | 1674.033 | 49589.4726 | 56772.6237 | 0 | 0 | 56772.6237 | 0.02082%
2027 | 176 | 176-200F | Tier-3 | Tier-3---15 | 5--4 | 5 | 100% | 1635.841 | 89.24% | 10.7% | 0.05535% | 72.2645 | 0 | 0 | 72.2645 | 0 | 65.7597 | 1.8655 | 35.251 | 65.7597 | 1.8655 | 35.251 | 72.9747 | 2.0701 | 35.251 | 4.418% | 0.18529 | 0.17612 | 8828.4206 | 442.8683 | 867.091 | 7518.4614 | 8877.8734 | 0 | 0 | 8877.8734 | 0.002383%
2027 | 177 | 177-955 | Tier-2 | Tier-2---5 | 5--5 | 3 | 100% | 2963.4059 | 78.23% | 21.66% | 0.1106% | 114.7532 | 0 | 0 | 114.7532 | 0 | 104.4239 | 1.1193 | 93.2953 | 104.4239 | 1.1193 | 93.2953 | 115.881 | 1.2421 | 93.2953 | 3.872% | 0.11726 | 0.11145 | 25272.526 | 2362.8504 | 4989.1737 | 17920.5019 | 25559.0608 | 0 | 0 | 25559.0608 | 0.003784%
2027 | 182 | 182-2240F | Tier-2 | Tier-2---2 | 5--5 | 40 | 100% | 11917.1989 | 94.29% | 5.651% | 0.05821% | 556.2232 | 0 | 0 | 556.2232 | 0 | 506.1555 | 14.9238 | 33.916 | 506.1555 | 14.9238 | 33.916 | 561.6897 | 16.5612 | 33.916 | 4.667% | 0.1455 | 0.1383 | 81902.6704 | 14617.7682 | 4685.118 | 62599.7842 | 82146.1822 | 0 | 0 | 82146.1822 | 0.01834%
2027 | 182 | 182-2250 | Tier-2 | Tier-2---8 | 5--5 | 4 | 100% | 1939.2132 | 99.74% | 0.2126% | 0.04638% | 95.7424 | 0 | 0 | 95.7424 | 0 | 87.1243 | 1.4924 | 58.3795 | 87.1243 | 1.4924 | 58.3795 | 96.6834 | 1.6561 | 58.3795 | 4.937% | 0.10496 | 0.099761 | 18476.2986 | 952.6245 | 43.2141 | 17480.4599 | 18478.7907 | 0 | 0 | 18478.7907 | 0.003157%
2027 | 182 | 182-2252R | Tier-2 | Tier-2---5 | 5--5 | 17 | 100% | 4229.9446 | 99.22% | 0.7256% | 0.05893% | 207.7395 | 0 | 0 | 207.7395 | 0 | 189.0401 | 6.3426 | 29.8048 | 189.0401 | 6.3426 | 29.8048 | 209.7812 | 7.0385 | 29.8048 | 4.911% | 0.11307 | 0.10747 | 37409.5665 | 1975.2658 | 266.8712 | 35167.4295 | 37424.8513 | 0 | 0 | 37424.8513 | 0.00685%
2027 | 185 | 185-51F | Tier-2 | Tier-2---7 | 4--5 | 8 | 100% | 1723.9707 | 91.93% | 7.724% | 0.3493% | 78.4468 | 0 | 0 | 78.4468 | 0 | 71.3855 | 2.9848 | 23.9167 | 71.3855 | 2.9848 | 23.9167 | 79.2178 | 3.3122 | 23.9167 | 4.55% | 0.048222 | 0.045835 | 35751.0066 | 2801.5482 | 2693.3974 | 30256.061 | 35901.3237 | 0 | 0 | 35901.3237 | 0.002587%
2027 | 197 | 197-1150F | Tier-2 | Tier-2---15 | 3--4 | 4 | 100% | 183.5383 | 99.34% | 0.09556% | 0.5689% | 9.0248 | 0 | 0 | 9.0248 | 0 | 8.2124 | 1.4924 | 5.5029 | 8.2124 | 1.4924 | 5.5029 | 9.1135 | 1.6561 | 5.5029 | 4.917% | 0.021777 | 0.020699 | 8428.1597 | 574.797 | 50.0666 | 7803.2962 | 8431.076 | 0 | 0 | 8431.076 | 0.0002976%
2027 | 197 | 197-1155F | Tier-2 | Tier-2---21 | 1--4 | 1 | 100% | 6.6189 | 96.38% | 0% | 3.621% | 0.31578 | 0 | 0 | 0.31578 | 0 | 0.28735 | 0.37309 | 0.77018 | 0.28735 | 0.37309 | 0.77018 | 0.31888 | 0.41403 | 0.77018 | 4.771% | 0.0010316 | 0.00098054 | 6416.1897 | 579.4256 | 247.7258 | 5589.0383 | 6428.2874 | 0 | 0 | 6428.2874 | 1.041e-05%
2027 | 206 | 206-1817 | Tier-2 | Tier-2---4 | 4--5 | 8 | 100% | 2976.5734 | 99.75% | 0% | 0.2502% | 146.9718 | 0 | 0 | 146.9718 | 0 | 133.7423 | 2.9848 | 44.8085 | 133.7423 | 2.9848 | 44.8085 | 148.4162 | 3.3122 | 44.8085 | 4.938% | 0.038208 | 0.036317 | 77904.8627 | 4581.6453 | 274.9924 | 73048.225 | 77915.0127 | 0 | 0 | 77915.0127 | 0.004847%
2027 | 209 | 209-1769F | Tier-2 | Tier-2---6 | 5--5 | 51 | 100% | 8462.8018 | 99.74% | 0% | 0.2593% | 417.8226 | 0 | 0 | 417.8226 | 0 | 380.2129 | 19.0278 | 19.982 | 380.2129 | 19.0278 | 19.982 | 421.929 | 21.1155 | 19.982 | 4.937% | 0.11169 | 0.10616 | 75768.5529 | 4573.9666 | 302.4119 | 70892.1744 | 75778.7828 | 0 | 0 | 75778.7828 | 0.01378%
2027 | 210 | 210-172R | Tier-2 | Tier-2---11 | 5--2 | 19 | 100% | 498.1496 | 90.1% | 9.186% | 0.7154% | 22.2168 | 0 | 0 | 22.2168 | 0 | 20.217 | 7.0888 | 2.852 | 20.217 | 7.0888 | 2.852 | 22.4352 | 7.8666 | 2.852 | 4.46% | 0.32588 | 0.30975 | 1528.6439 | 54.3411 | 137.5486 | 1336.7541 | 1536.5263 | 0 | 0 | 1536.5263 | 0.0007326%
2027 | 210 | 210-392R | Tier-2 | Tier-2---10 | 5--3 | 60 | 100% | 1037.8957 | 85.73% | 13.64% | 0.6245% | 44.0457 | 0 | 0 | 44.0457 | 0 | 40.081 | 22.3857 | 1.7905 | 40.081 | 22.3857 | 1.7905 | 44.4786 | 24.8418 | 1.7905 | 4.244% | 0.34771 | 0.33049 | 2984.984 | 126.9167 | 388.4133 | 2469.654 | 3007.1634 | 0 | 0 | 3007.1634 | 0.001452%
2027 | 210 | 210-394R | Tier-2 | Tier-2---16 | 5--2 | 18 | 100% | 170.5929 | 70.47% | 28.1% | 1.432% | 5.9509 | 0 | 0 | 5.9509 | 0 | 5.4153 | 6.7157 | 0.80636 | 5.4153 | 6.7157 | 0.80636 | 6.0094 | 7.4525 | 0.80636 | 3.488% | 0.31841 | 0.30265 | 535.7584 | 19.2532 | 128.0571 | 388.4481 | 543.997 | 0 | 0 | 543.997 | 0.0001962%
2027 | 210 | 210-9R | Tier-2 | Tier-2---13 | 5--2 | 38 | 100% | 317.7725 | 50.82% | 48.53% | 0.6462% | 7.9945 | 0 | 0 | 7.9945 | 0 | 7.2749 | 14.1776 | 0.51313 | 7.2749 | 14.1776 | 0.51313 | 8.0731 | 15.7331 | 0.51313 | 2.516% | 0.31397 | 0.29843 | 1012.1143 | 32.0834 | 459.6705 | 520.3604 | 1038.0342 | 0 | 0 | 1038.0342 | 0.0002636%
2027 | 211 | 211-279R | Tier-2 | Tier-2---10 | 5--3 | 65 | 100% | 1199.6322 | 89.49% | 9.8% | 0.7134% | 53.1388 | 0 | 0 | 53.1388 | 0 | 48.3556 | 24.2511 | 1.994 | 48.3556 | 24.2511 | 1.994 | 53.6611 | 26.9119 | 1.994 | 4.43% | 0.37314 | 0.35467 | 3215.0069 | 112.0942 | 354.3013 | 2748.6114 | 3232.6094 | 0 | 0 | 3232.6094 | 0.001752%
2027 | 211 | 211-312R | Tier-2 | Tier-2---8 | 5--3 | 145 | 100% | 1809.5147 | 84.26% | 15.08% | 0.6521% | 75.477 | 0 | 0 | 75.477 | 0 | 68.683 | 54.0987 | 1.2696 | 68.683 | 54.0987 | 1.2696 | 76.2188 | 60.0343 | 1.2696 | 4.171% | 0.39031 | 0.37099 | 4636.1485 | 245.0801 | 661.0984 | 3729.97 | 4674.1392 | 0 | 0 | 4674.1392 | 0.002489%
2027 | 211 | 211-771R | Tier-3 | Tier-3---14 | 5--4 | 66 | 100% | 1890.633 | 91.06% | 8.49% | 0.4466% | 85.223 | 0 | 0 | 85.223 | 0 | 77.5518 | 24.6242 | 3.1494 | 77.5518 | 24.6242 | 3.1494 | 86.0606 | 27.3259 | 3.1494 | 4.508% | 0.3743 | 0.35578 | 5051.0602 | 188.146 | 399.018 | 4463.8962 | 5074.5675 | 0 | 0 | 5074.5675 | 0.00281%
2027 | 212 | 212-1177R | Tier-2 | Tier-2---8 | 5--4 | 79 | 100% | 1738.9252 | 95.43% | 4.096% | 0.4776% | 82.1402 | 0 | 0 | 82.1402 | 0 | 74.7465 | 29.4745 | 2.536 | 74.7465 | 29.4745 | 2.536 | 82.9475 | 32.7083 | 2.536 | 4.724% | 0.15054 | 0.14309 | 11551.4959 | 598.6378 | 571.3977 | 10381.4604 | 11579.0081 | 0 | 0 | 11579.0081 | 0.002709%
2027 | 212 | 212-1204R | Tier-2 | Tier-2---8 | 5--4 | 70 | 100% | 1570.3762 | 94.97% | 4.642% | 0.3849% | 73.8258 | 0 | 0 | 73.8258 | 0 | 67.1805 | 26.1166 | 2.5723 | 67.1805 | 26.1166 | 2.5723 | 74.5514 | 28.9821 | 2.5723 | 4.701% | 0.19221 | 0.18269 | 8170.2767 | 423.629 | 402.249 | 7344.3988 | 8191.6669 | 0 | 0 | 8191.6669 | 0.002435%
2027 | 212 | 212-638R | Tier-2 | Tier-2---11 | 5--4 | 4 | 100% | 609.7797 | 99.07% | 0.4924% | 0.4406% | 29.9025 | 0 | 0 | 29.9025 | 0 | 27.2109 | 1.4924 | 18.2332 | 27.2109 | 1.4924 | 18.2332 | 30.1964 | 1.6561 | 18.2332 | 4.904% | 0.10708 | 0.10177 | 5694.8842 | 240.5228 | 69.3628 | 5384.9986 | 5697.6511 | 0 | 0 | 5697.6511 | 0.0009861%
2027 | 212 | 212-725R | Tier-3 | Tier-3---10 | 5--5 | 46 | 100% | 4887.8267 | 99.15% | 0.7265% | 0.1225% | 239.8933 | 0 | 0 | 239.8933 | 0 | 218.2996 | 17.1623 | 12.7197 | 218.2996 | 17.1623 | 12.7197 | 242.251 | 19.0454 | 12.7197 | 4.908% | 0.13941 | 0.13251 | 35061.0556 | 1697.3046 | 267.0507 | 33096.7003 | 35076.5573 | 0 | 0 | 35076.5573 | 0.007911%
2027 | 212 | 212-734R | Tier-2 | Tier-2---10 | 5--4 | 42 | 100% | 1265.9596 | 97.92% | 1.386% | 0.6959% | 61.3606 | 0 | 0 | 61.3606 | 0 | 55.8373 | 15.67 | 3.5633 | 55.8373 | 15.67 | 3.5633 | 61.9636 | 17.3892 | 3.5633 | 4.847% | 0.17753 | 0.16875 | 7130.7609 | 270.2179 | 291.48 | 6569.0631 | 7138.4909 | 0 | 0 | 7138.4909 | 0.002023%
2027 | 212 | 212-739R | Tier-3 | Tier-3---15 | 5--4 | 39 | 100% | 998.7912 | 96.62% | 2.787% | 0.5903% | 47.7702 | 0 | 0 | 47.7702 | 0 | 43.4702 | 14.5507 | 2.9875 | 43.4702 | 14.5507 | 2.9875 | 48.2397 | 16.1471 | 2.9875 | 4.783% | 0.13097 | 0.12449 | 7626.107 | 388.5698 | 248.0646 | 6989.4726 | 7639.5217 | 0 | 0 | 7639.5217 | 0.001575%
2027 | 212 | 212-743R | Tier-2 | Tier-2---13 | 5--3 | 6 | 100% | 261.4279 | 97.06% | 2.12% | 0.8249% | 12.5596 | 0 | 0 | 12.5596 | 0 | 11.4291 | 2.2386 | 5.1055 | 11.4291 | 2.2386 | 5.1055 | 12.683 | 2.4842 | 5.1055 | 4.804% | 0.11654 | 0.11078 | 2243.1612 | 103.5889 | 60.4407 | 2079.1316 | 2246.6012 | 0 | 0 | 2246.6012 | 0.0004142%
2027 | 212 | 212-758R | Tier-2 | Tier-2---8 | 5--4 | 68 | 100% | 1482.4618 | 97.27% | 2.316% | 0.4117% | 71.3804 | 0 | 0 | 71.3804 | 0 | 64.9552 | 25.3704 | 2.5603 | 64.9552 | 25.3704 | 2.5603 | 72.0819 | 28.154 | 2.5603 | 4.815% | 0.1427 | 0.13564 | 10388.4417 | 533.566 | 267.0613 | 9587.8143 | 10403.1976 | 0 | 0 | 10403.1976 | 0.002354%
2027 | 212 | 212-773R | Tier-2 | Tier-2---5 | 5--4 | 103 | 100% | 2758.5667 | 95.78% | 3.96% | 0.2633% | 130.7823 | 0 | 0 | 130.7823 | 0 | 119.0101 | 38.4287 | 3.0969 | 119.0101 | 38.4287 | 3.0969 | 132.0677 | 42.645 | 3.0969 | 4.741% | 0.19881 | 0.18897 | 13875.2805 | 746.7621 | 538.2266 | 12590.2917 | 13905.797 | 0 | 0 | 13905.797 | 0.004313%
2027 | 212 | 212-799R | Tier-2 | Tier-2---10 | 5--4 | 39 | 100% | 1038.8005 | 97.12% | 2.539% | 0.3416% | 49.9395 | 0 | 0 | 49.9395 | 0 | 45.4442 | 14.5507 | 3.1232 | 45.4442 | 14.5507 | 3.1232 | 50.4303 | 16.1471 | 3.1232 | 4.807% | 0.12493 | 0.11875 | 8315.0604 | 411.6865 | 218.9209 | 7684.453 | 8327.5336 | 0 | 0 | 8327.5336 | 0.001647%
2027 | 212 | 212-880R | Tier-2 | Tier-2---16 | 5--2 | 3 | 100% | 104.9439 | 97.78% | 1.295% | 0.9224% | 5.0795 | 0 | 0 | 5.0795 | 0 | 4.6223 | 1.1193 | 4.1297 | 4.6223 | 1.1193 | 4.1297 | 5.1294 | 1.2421 | 4.1297 | 4.84% | 0.10736 | 0.10205 | 977.4994 | 42.0611 | 20.0248 | 915.4135 | 978.6283 | 0 | 0 | 978.6283 | 0.0001675%
2027 | 212 | 212-886R | Tier-2 | Tier-2---8 | 5--4 | 17 | 100% | 2163.5248 | 98.72% | 1.034% | 0.2463% | 105.7234 | 0 | 0 | 105.7234 | 0 | 96.2068 | 6.3426 | 15.1683 | 96.2068 | 6.3426 | 15.1683 | 106.7624 | 7.0385 | 15.1683 | 4.887% | 0.18767 | 0.17838 | 11528.3958 | 592.0091 | 130.2023 | 10806.1843 | 11536.0822 | 0 | 0 | 11536.0822 | 0.003486%
2027 | 212 | 212-888R | Tier-2 | Tier-2---8 | 5--4 | 45 | 100% | 1471.0622 | 97.82% | 1.883% | 0.2988% | 71.2291 | 0 | 0 | 71.2291 | 0 | 64.8175 | 16.7892 | 3.8607 | 64.8175 | 16.7892 | 3.8607 | 71.9292 | 18.6313 | 3.8607 | 4.842% | 0.13116 | 0.12466 | 11216.1087 | 603.389 | 219.1134 | 10393.6063 | 11228.8506 | 0 | 0 | 11228.8506 | 0.002349%
2027 | 214 | 214-1122R | Tier-3 | Tier-3---3 | 5--5 | 127 | 100% | 26281.1502 | 98.91% | 1.048% | 0.04591% | 1286.6839 | 0 | 0 | 1286.6839 | 0 | 1170.8648 | 47.383 | 24.7107 | 1170.8648 | 47.383 | 24.7107 | 1299.3294 | 52.5817 | 24.7107 | 4.896% | 0.26918 | 0.25585 | 97635.635 | 5011.5122 | 984.8064 | 91639.3164 | 97691.265 | 0 | 0 | 97691.265 | 0.04243%
2027 | 214 | 214-1135R | Tier-3 | Tier-3---6 | 4--5 | 75 | 100% | 6666.9216 | 99.41% | 0.4702% | 0.123% | 328.055 | 0 | 0 | 328.055 | 0 | 298.5256 | 27.9821 | 10.6685 | 298.5256 | 27.9821 | 10.6685 | 331.2791 | 31.0522 | 10.6685 | 4.921% | 0.090777 | 0.086284 | 73442.8498 | 4553.5888 | 482.5906 | 68406.6704 | 73465.5376 | 0 | 0 | 73465.5376 | 0.01082%
2027 | 214 | 214-17AE | Tier-3 | Tier-3---17 | 4--4 | 30 | 100% | 484.0355 | 97.4% | 1.48% | 1.12% | 23.3369 | 0 | 0 | 23.3369 | 0 | 21.2363 | 11.1928 | 1.8973 | 21.2363 | 11.1928 | 1.8973 | 23.5663 | 12.4209 | 1.8973 | 4.821% | 0.071957 | 0.068395 | 6726.7702 | 365.2505 | 154.8548 | 6206.6649 | 6735.8769 | 0 | 0 | 6735.8769 | 0.0007696%
2027 | 214 | 214-4R | Tier-3 | Tier-3---17 | 4--4 | 22 | 100% | 400.1895 | 97.86% | 1.359% | 0.7809% | 19.3854 | 0 | 0 | 19.3854 | 0 | 17.6405 | 8.2081 | 2.1492 | 17.6405 | 8.2081 | 2.1492 | 19.576 | 9.1086 | 2.1492 | 4.844% | 0.059676 | 0.056722 | 6706.0819 | 383.8314 | 129.2907 | 6192.9598 | 6713.5561 | 0 | 0 | 6713.5561 | 0.0006393%
2027 | 214 | 214-536R | Tier-3 | Tier-3---17 | 4--4 | 9 | 100% | 513.3291 | 98.71% | 0.8845% | 0.4005% | 25.0833 | 0 | 0 | 25.0833 | 0 | 22.8254 | 3.3578 | 6.7976 | 22.8254 | 3.3578 | 6.7976 | 25.3298 | 3.7263 | 6.7976 | 4.886% | 0.053744 | 0.051083 | 9551.4463 | 547.5853 | 232.0453 | 8771.8157 | 9557.8383 | 0 | 0 | 9557.8383 | 0.0008272%
2027 | 214 | 214-583R | Tier-3 | Tier-3---13 | 4--5 | 32 | 100% | 2208.3134 | 99.09% | 0.6816% | 0.2244% | 108.3212 | 0 | 0 | 108.3212 | 0 | 98.5708 | 11.939 | 8.2562 | 98.5708 | 11.939 | 8.2562 | 109.3858 | 13.2489 | 8.2562 | 4.905% | 0.070413 | 0.066928 | 31362.296 | 1883.6813 | 422.1722 | 29056.4425 | 31377.0932 | 0 | 0 | 31377.0932 | 0.003572%
2027 | 214 | 214-613R | Tier-3 | Tier-3---14 | 5--3 | 50 | 100% | 1721.769 | 85.69% | 14.07% | 0.2459% | 73.0294 | 0 | 0 | 73.0294 | 0 | 66.4558 | 18.6547 | 3.5624 | 66.4558 | 18.6547 | 3.5624 | 73.7472 | 20.7015 | 3.5624 | 4.242% | 0.43289 | 0.41146 | 3977.4025 | 197.1566 | 516.9968 | 3263.2491 | 4007.0485 | 0 | 0 | 4007.0485 | 0.002408%
2027 | 214 | 214-647R | Tier-3 | Tier-3---8 | 5--5 | 73 | 100% | 22354.3085 | 99.24% | 0.73% | 0.02701% | 1098.1613 | 0 | 0 | 1098.1613 | 0 | 999.3119 | 27.2359 | 36.691 | 999.3119 | 27.2359 | 36.691 | 1108.954 | 30.2242 | 36.691 | 4.913% | 0.23844 | 0.22663 | 93753.9152 | 4640.4334 | 647.6025 | 88465.8794 | 93790.8777 | 0 | 0 | 93790.8777 | 0.03621%
2027 | 215 | 215-1531R | Tier-2 | Tier-2---2 | 5--5 | 72 | 100% | 12702.4119 | 98.21% | 1.737% | 0.04837% | 617.5408 | 0 | 0 | 617.5408 | 0 | 561.9538 | 26.8628 | 20.9194 | 561.9538 | 26.8628 | 20.9194 | 623.61 | 29.8101 | 20.9194 | 4.862% | 0.20291 | 0.19287 | 62600.9651 | 3773.3762 | 1033.6342 | 57793.9547 | 62659.1843 | 0 | 0 | 62659.1843 | 0.02036%
2027 | 215 | 215-1534R | Tier-2 | Tier-2---1 | 5--5 | 58 | 100% | 19489.7064 | 99% | 0.9737% | 0.02962% | 955.0614 | 0 | 0 | 955.0614 | 0 | 869.0928 | 21.6395 | 40.1624 | 869.0928 | 21.6395 | 40.1624 | 964.4476 | 24.0137 | 40.1624 | 4.9% | 0.1982 | 0.18839 | 98331.2515 | 6096.0396 | 907.1497 | 91328.0622 | 98382.6286 | 0 | 0 | 98382.6286 | 0.03149%
2027 | 215 | 215-1544R | Tier-2 | Tier-2---8 | 5--4 | 16 | 100% | 1412.4296 | 98.09% | 1.785% | 0.1216% | 68.582 | 0 | 0 | 68.582 | 0 | 62.4087 | 5.9695 | 10.4546 | 62.4087 | 5.9695 | 10.4546 | 69.256 | 6.6245 | 10.4546 | 4.856% | 0.10891 | 0.10352 | 12968.9923 | 1067.1746 | 223.4801 | 11678.3376 | 12981.8719 | 0 | 0 | 12981.8719 | 0.002262%
2027 | 215 | 215-38R | Tier-3 | Tier-3---10 | 5--5 | 26 | 100% | 5434.8155 | 98.92% | 1.009% | 0.07406% | 266.1091 | 0 | 0 | 266.1091 | 0 | 242.1556 | 9.7005 | 24.9633 | 242.1556 | 9.7005 | 24.9633 | 268.7244 | 10.7648 | 24.9633 | 4.896% | 0.12528 | 0.11908 | 43381.3494 | 2695.9135 | 518.8073 | 40166.6286 | 43405.8232 | 0 | 0 | 43405.8232 | 0.008775%
2027 | 216 | 216-1859F | Tier-3 | Tier-3---4 | 5--5 | 67 | 100% | 14041.2877 | 99.19% | 0.7753% | 0.03948% | 689.3805 | 0 | 0 | 689.3805 | 0 | 627.3269 | 24.9973 | 25.0958 | 627.3269 | 24.9973 | 25.0958 | 696.1557 | 27.74 | 25.0958 | 4.91% | 0.15704 | 0.14927 | 89409.7822 | 5511.6035 | 666.6545 | 83231.5241 | 89447.7216 | 0 | 0 | 89447.7216 | 0.02273%
2027 | 217 | 217-41AE | Tier-2 | Tier-2---8 | 5--4 | 126 | 100% | 2013.5966 | 89.22% | 10.31% | 0.4697% | 88.9331 | 0 | 0 | 88.9331 | 0 | 80.9279 | 47.0099 | 1.7215 | 80.9279 | 47.0099 | 1.7215 | 89.8072 | 52.1677 | 1.7215 | 4.417% | 0.19664 | 0.1869 | 10240.1297 | 587.5443 | 1012.3349 | 8640.2505 | 10297.5917 | 0 | 0 | 10297.5917 | 0.002933%
2027 | 217 | 217-48AE | Tier-2 | Tier-2---8 | 5--4 | 84 | 100% | 2727.5845 | 87.85% | 11.78% | 0.3693% | 118.6108 | 0 | 0 | 118.6108 | 0 | 107.9342 | 31.3399 | 3.444 | 107.9342 | 31.3399 | 3.444 | 119.7765 | 34.7785 | 3.444 | 4.349% | 0.20236 | 0.19234 | 13478.9252 | 762.7474 | 1447.8056 | 11268.3722 | 13564.2138 | 0 | 0 | 13564.2138 | 0.003911%
2027 | 217 | 217-835R | Tier-3 | Tier-3---5 | 5--5 | 71 | 100% | 10686.9326 | 98.68% | 1.222% | 0.09479% | 522.0384 | 0 | 0 | 522.0384 | 0 | 475.0478 | 26.4897 | 17.9333 | 475.0478 | 26.4897 | 17.9333 | 527.1689 | 29.3961 | 17.9333 | 4.885% | 0.28412 | 0.27006 | 37613.7803 | 2195.3355 | 434.0984 | 34984.3464 | 37639.5702 | 0 | 0 | 37639.5702 | 0.01721%
2027 | 217 | 217-837R | Tier-3 | Tier-3---12 | 5--5 | 68 | 100% | 3657.1834 | 94.66% | 5.124% | 0.2164% | 171.362 | 0 | 0 | 171.362 | 0 | 155.9371 | 25.3704 | 6.1464 | 155.9371 | 25.3704 | 6.1464 | 173.0461 | 28.154 | 6.1464 | 4.686% | 0.14269 | 0.13563 | 25630.0196 | 1643.4761 | 1395.4824 | 22591.0611 | 25701.3071 | 0 | 0 | 25701.3071 | 0.005651%
2027 | 217 | 217-972R | Tier-2 | Tier-2---8 | 5--4 | 70 | 100% | 1438.6594 | 90.88% | 8.66% | 0.4639% | 64.7163 | 0 | 0 | 64.7163 | 0 | 58.891 | 26.1166 | 2.2549 | 58.891 | 26.1166 | 2.2549 | 65.3523 | 28.9821 | 2.2549 | 4.498% | 0.18227 | 0.17325 | 7892.9777 | 484.1091 | 632.8848 | 6775.9839 | 7930.4807 | 0 | 0 | 7930.4807 | 0.002134%
2027 | 217 | 217-983R | Tier-3 | Tier-3---5 | 5--5 | 48 | 100% | 10116.9629 | 99.05% | 0.91% | 0.0405% | 496.0298 | 0 | 0 | 496.0298 | 0 | 451.3803 | 17.9085 | 25.2048 | 451.3803 | 17.9085 | 25.2048 | 500.9047 | 19.8734 | 25.2048 | 4.903% | 0.2438 | 0.23173 | 41497.7937 | 2121.8511 | 363.6616 | 39012.281 | 41518.3345 | 0 | 0 | 41518.3345 | 0.01636%
2027 | 220 | 220-288R | Tier-3 | Tier-3---14 | 5--4 | 29 | 100% | 2198.6799 | 96.34% | 3.473% | 0.1901% | 104.8478 | 0 | 0 | 104.8478 | 0 | 95.41 | 10.8197 | 8.8181 | 95.41 | 10.8197 | 8.8181 | 105.8782 | 12.0069 | 8.8181 | 4.769% | 0.37523 | 0.35666 | 5859.515 | 279.6691 | 215.3273 | 5364.5186 | 5870.6934 | 0 | 0 | 5870.6934 | 0.003457%
2027 | 220 | 220-294R | Tier-3 | Tier-3---14 | 5--3 | 81 | 100% | 1925.8876 | 84.29% | 15.28% | 0.4298% | 80.3557 | 0 | 0 | 80.3557 | 0 | 73.1226 | 30.2206 | 2.4196 | 73.1226 | 30.2206 | 2.4196 | 81.1454 | 33.5364 | 2.4196 | 4.172% | 0.44397 | 0.422 | 4337.8466 | 198.6888 | 616.3589 | 3522.7989 | 4373.3345 | 0 | 0 | 4373.3345 | 0.00265%
2027 | 220 | 220-298R | Tier-3 | Tier-3---11 | 5--4 | 155 | 100% | 3585.6314 | 89.37% | 10.06% | 0.5685% | 158.6214 | 0 | 0 | 158.6214 | 0 | 144.3433 | 57.8296 | 2.496 | 144.3433 | 57.8296 | 2.496 | 160.1803 | 64.1746 | 2.496 | 4.424% | 0.50177 | 0.47693 | 7145.9975 | 283.7182 | 677.141 | 6185.1383 | 7185.5575 | 0 | 0 | 7185.5575 | 0.005231%
2027 | 221 | 221-1230F | Tier-3 | Tier-3---12 | 4--5 | 17 | 100% | 3690.9623 | 99.91% | 0% | 0.09183% | 182.5349 | 0 | 0 | 182.5349 | 0 | 166.1042 | 6.3426 | 26.1886 | 166.1042 | 6.3426 | 26.1886 | 184.3288 | 7.0385 | 26.1886 | 4.945% | 0.035843 | 0.034069 | 102975.2443 | 5653.9564 | 85.9024 | 97235.3856 | 102980.169 | 0 | 0 | 102980.169 | 0.006019%
2027 | 221 | 221-23R | Tier-3 | Tier-3---11 | 5--5 | 77 | 100% | 3270.2376 | 92.16% | 7.656% | 0.1816% | 149.1897 | 0 | 0 | 149.1897 | 0 | 135.7606 | 28.7283 | 4.7257 | 135.7606 | 28.7283 | 4.7257 | 150.6559 | 31.8803 | 4.7257 | 4.562% | 0.19945 | 0.18957 | 16396.4914 | 1101.2475 | 1224.4612 | 14070.7826 | 16463.4153 | 0 | 0 | 16463.4153 | 0.00492%
2027 | 221 | 221-344R | Tier-3 | Tier-3---13 | 5--4 | 93 | 100% | 2735.9283 | 96.11% | 3.605% | 0.2871% | 130.1577 | 0 | 0 | 130.1577 | 0 | 118.4418 | 34.6978 | 3.4135 | 118.4418 | 34.6978 | 3.4135 | 131.4369 | 38.5047 | 3.4135 | 4.757% | 0.2115 | 0.20103 | 12935.7823 | 697.0944 | 453.9009 | 11784.787 | 12962.0007 | 0 | 0 | 12962.0007 | 0.004292%
2027 | 221 | 221-35 | Tier-2 | Tier-2---10 | 5--3 | 3 | 100% | 710.3273 | 99.46% | 0.4791% | 0.06249% | 34.9708 | 0 | 0 | 34.9708 | 0 | 31.8229 | 1.1193 | 28.4315 | 31.8229 | 1.1193 | 28.4315 | 35.3145 | 1.2421 | 28.4315 | 4.923% | 0.17281 | 0.16425 | 4110.5569 | 223.7818 | 29.6305 | 3857.1446 | 4111.7163 | 0 | 0 | 4111.7163 | 0.001153%
2027 | 221 | 221-37AE | Tier-3 | Tier-3---11 | 5--5 | 72 | 100% | 3934.7733 | 97.03% | 2.838% | 0.1358% | 188.9786 | 0 | 0 | 188.9786 | 0 | 171.9679 | 26.8628 | 6.4017 | 171.9679 | 26.8628 | 6.4017 | 190.8359 | 29.8101 | 6.4017 | 4.803% | 0.19925 | 0.18939 | 19747.6238 | 1157.9249 | 618.5884 | 17971.1105 | 19778.2099 | 0 | 0 | 19778.2099 | 0.006232%
2027 | 221 | 221-38AE | Tier-3 | Tier-3---17 | 5--3 | 9 | 100% | 318.0967 | 33.4% | 66.33% | 0.2755% | 5.2587 | 0 | 0 | 5.2587 | 0 | 4.7854 | 3.3578 | 1.4251 | 4.7854 | 3.3578 | 1.4251 | 5.3104 | 3.7263 | 1.4251 | 1.653% | 0.16917 | 0.1608 | 1880.3284 | 41.7922 | 1061.4721 | 777.0641 | 1945.5476 | 0 | 0 | 1945.5476 | 0.0001734%
2027 | 221 | 221-675R | Tier-2 | Tier-2---8 | 5--4 | 4 | 100% | 2055.424 | 99.51% | 0.3331% | 0.1572% | 101.2446 | 0 | 0 | 101.2446 | 0 | 92.1312 | 1.4924 | 61.7345 | 92.1312 | 1.4924 | 61.7345 | 102.2396 | 1.6561 | 61.7345 | 4.926% | 0.22072 | 0.20979 | 9312.3427 | 464.7372 | 113.1149 | 8734.4905 | 9314.7205 | 0 | 0 | 9314.7205 | 0.003339%
2027 | 221 | 221-6R | Tier-2 | Tier-2---5 | 5--5 | 1 | 100% | 3904.259 | 99.88% | 0.03221% | 0.0896% | 193.0254 | 0 | 0 | 193.0254 | 0 | 175.6505 | 0.37309 | 470.7937 | 175.6505 | 0.37309 | 470.7937 | 194.9225 | 0.41403 | 470.7937 | 4.944% | 0.21604 | 0.20535 | 18071.9767 | 963.9759 | 75.8685 | 17032.1323 | 18073.1232 | 0 | 0 | 18073.1232 | 0.006365%
2027 | 221 | 221-782R | Tier-3 | Tier-3---17 | 5--3 | 5 | 100% | 618.0174 | 98.68% | 0.7939% | 0.5237% | 30.1888 | 0 | 0 | 30.1888 | 0 | 27.4714 | 1.8655 | 14.7262 | 27.4714 | 1.8655 | 14.7262 | 30.4855 | 2.0701 | 14.7262 | 4.885% | 0.2472 | 0.23496 | 2500.0604 | 147.4846 | 27.966 | 2324.6098 | 2501.7759 | 0 | 0 | 2501.7759 | 0.0009955%
2027 | 221 | 221-788 | Tier-3 | Tier-3---12 | 5--5 | 12 | 100% | 4481.9143 | 99.45% | 0.5095% | 0.04337% | 220.6282 | 0 | 0 | 220.6282 | 0 | 200.7686 | 4.4771 | 44.8431 | 200.7686 | 4.4771 | 44.8431 | 222.7965 | 4.9684 | 44.8431 | 4.923% | 0.18975 | 0.18036 | 23620.3007 | 1552.9774 | 202.4159 | 21864.9074 | 23627.1015 | 0 | 0 | 23627.1015 | 0.007276%
2027 | 221 | 221-824 | Tier-3 | Tier-3---13 | 5--4 | 31 | 100% | 2324.2215 | 96.86% | 3.03% | 0.1069% | 111.4397 | 0 | 0 | 111.4397 | 0 | 101.4086 | 11.5659 | 8.7679 | 101.4086 | 11.5659 | 8.7679 | 112.5349 | 12.8349 | 8.7679 | 4.795% | 0.18396 | 0.17486 | 12634.0691 | 769.9433 | 369.3383 | 11494.7875 | 12654.7103 | 0 | 0 | 12654.7103 | 0.003675%
2027 | 222 | 222-1433R | Tier-3 | Tier-3---5 | 5--5 | 18 | 100% | 9617.9712 | 99.59% | 0.3681% | 0.03974% | 474.1478 | 0 | 0 | 474.1478 | 0 | 431.4681 | 6.7157 | 64.2477 | 431.4681 | 6.7157 | 64.2477 | 478.8077 | 7.4525 | 64.2477 | 4.93% | 0.37266 | 0.35421 | 25809.0958 | 1306.2972 | 94.555 | 24408.2437 | 25814.5777 | 0 | 0 | 25814.5777 | 0.01564%
2027 | 222 | 222-1503R | Tier-3 | Tier-3---15 | 5--4 | 23 | 100% | 1359.3953 | 95.15% | 4.696% | 0.1502% | 64.0292 | 0 | 0 | 64.0292 | 0 | 58.2657 | 8.5812 | 6.7899 | 58.2657 | 8.5812 | 6.7899 | 64.6584 | 9.5227 | 6.7899 | 4.71% | 0.23465 | 0.22303 | 5793.3484 | 301.9788 | 270.539 | 5220.8305 | 5807.9691 | 0 | 0 | 5807.9691 | 0.002111%
2027 | 222 | 222-1523R | Tier-3 | Tier-3---7 | 5--5 | 137 | 100% | 7406.689 | 96.62% | 3.25% | 0.1263% | 354.2524 | 0 | 0 | 354.2524 | 0 | 322.3648 | 51.1139 | 6.3068 | 322.3648 | 51.1139 | 6.3068 | 357.7339 | 56.722 | 6.3068 | 4.783% | 0.26901 | 0.25569 | 27533.3002 | 1432.7814 | 864.0996 | 25236.4192 | 27581.7128 | 0 | 0 | 27581.7128 | 0.01168%
2027 | 222 | 222-1986R | Tier-3 | Tier-3---1 | 5--5 | 212 | 100% | 79194.3488 | 99.25% | 0.7305% | 0.01724% | 3890.8074 | 0 | 0 | 3890.8074 | 0 | 3540.5817 | 79.096 | 44.7631 | 3540.5817 | 79.096 | 44.7631 | 3929.0461 | 87.7742 | 44.7631 | 4.913% | 0.41507 | 0.39452 | 190797.4815 | 11158.3549 | 1273.0385 | 178366.0881 | 190871.7807 | 0 | 0 | 190871.7807 | 0.1283%
2027 | 222 | 222-1988R | Tier-3 | Tier-3---11 | 5--4 | 13 | 100% | 3619.4356 | 99.27% | 0.7155% | 0.01673% | 177.8502 | 0 | 0 | 177.8502 | 0 | 161.8413 | 4.8502 | 33.3678 | 161.8413 | 4.8502 | 33.3678 | 179.5981 | 5.3824 | 33.3678 | 4.914% | 0.34461 | 0.32755 | 10502.9479 | 509.7029 | 69.9812 | 9923.2638 | 10506.9529 | 0 | 0 | 10506.9529 | 0.005865%
2027 | 222 | 222-1990R | Tier-3 | Tier-3---1 | 5--5 | 81 | 100% | 45106.6401 | 99.63% | 0.3509% | 0.01982% | 2224.501 | 0 | 0 | 2224.501 | 0 | 2024.2656 | 30.2206 | 66.9829 | 2024.2656 | 30.2206 | 66.9829 | 2246.3633 | 33.5364 | 66.9829 | 4.932% | 0.41211 | 0.39171 | 109452.4885 | 5424.0865 | 426.9036 | 103601.4983 | 109473.6205 | 0 | 0 | 109473.6205 | 0.07336%
2027 | 222 | 222-1992R | Tier-3 | Tier-3---18 | 5--2 | 3 | 100% | 288.7705 | 86.56% | 13.18% | 0.2657% | 12.3725 | 0 | 0 | 12.3725 | 0 | 11.2588 | 1.1193 | 10.0589 | 11.2588 | 1.1193 | 10.0589 | 12.4941 | 1.2421 | 10.0589 | 4.285% | 0.22115 | 0.2102 | 1305.7642 | 59.3755 | 153.7229 | 1092.6658 | 1314.9061 | 0 | 0 | 1314.9061 | 0.000408%
2027 | 222 | 222-2013R | Tier-3 | Tier-3---7 | 5--5 | 132 | 100% | 7426.9759 | 96.05% | 3.813% | 0.1383% | 353.11 | 0 | 0 | 353.11 | 0 | 321.3252 | 49.2485 | 6.5246 | 321.3252 | 49.2485 | 6.5246 | 356.5803 | 54.6519 | 6.5246 | 4.754% | 0.27927 | 0.26545 | 26594.1155 | 1486.8089 | 949.5734 | 24157.7331 | 26648.8357 | 0 | 0 | 26648.8357 | 0.01164%
2027 | 222 | 222-2063 | Tier-3 | Tier-3---9 | 5--5 | 1 | 100% | 4859.7765 | 99.85% | 0.09452% | 0.05485% | 240.1996 | 0 | 0 | 240.1996 | 0 | 218.5784 | 0.37309 | 585.8527 | 218.5784 | 0.37309 | 585.8527 | 242.5603 | 0.41403 | 585.8527 | 4.943% | 0.23776 | 0.22599 | 20439.7717 | 1058.0128 | 26.4385 | 19355.3204 | 20441.3617 | 0 | 0 | 20441.3617 | 0.007921%
2027 | 222 | 222-2085 | Tier-3 | Tier-3---3 | 5--5 | 1220 | 100% | 16772.3082 | 96.7% | 3.181% | 0.1236% | 802.7939 | 0 | 0 | 802.7939 | 0 | 730.5315 | 455.1752 | 1.6049 | 730.5315 | 455.1752 | 1.6049 | 810.6837 | 505.1159 | 1.6049 | 4.786% | 0.35117 | 0.33379 | 47761.3033 | 2740.017 | 1532.6307 | 43488.6556 | 47843.4976 | 0 | 0 | 47843.4976 | 0.02647%
2027 | 230 | 230-1008R | Tier-2 | Tier-2---16 | 4--3 | 1 | 100% | 171.5883 | 99.37% | 0.4538% | 0.1789% | 8.4399 | 0 | 0 | 8.4399 | 0 | 7.6802 | 0.37309 | 20.5851 | 7.6802 | 0.37309 | 20.5851 | 8.5228 | 0.41403 | 20.5851 | 4.919% | 0.055697 | 0.05294 | 3080.7564 | 194.1723 | 43.3127 | 2843.2713 | 3081.7716 | 0 | 0 | 3081.7716 | 0.0002783%
2027 | 230 | 230-127AE | Tier-2 | Tier-2---7 | 5--5 | 52 | 100% | 2000.4654 | 94.98% | 4.641% | 0.3747% | 94.056 | 0 | 0 | 94.056 | 0 | 85.5897 | 19.4009 | 4.4116 | 85.5897 | 19.4009 | 4.4116 | 94.9804 | 21.5295 | 4.4116 | 4.702% | 0.093988 | 0.089336 | 21284.2191 | 1284.0751 | 990.3889 | 19009.7551 | 21339.8191 | 0 | 0 | 21339.8191 | 0.003102%
2027 | 230 | 230-133AE | Tier-2 | Tier-2---6 | 5--5 | 84 | 100% | 6388.6939 | 98.26% | 1.615% | 0.1229% | 310.7459 | 0 | 0 | 310.7459 | 0 | 282.7746 | 31.3399 | 9.0228 | 282.7746 | 31.3399 | 9.0228 | 313.7999 | 34.7785 | 9.0228 | 4.864% | 0.095565 | 0.090834 | 66852.0974 | 3853.1493 | 1086.4397 | 61912.5084 | 66912.5857 | 0 | 0 | 66912.5857 | 0.01025%
2027 | 230 | 230-1586R | Tier-2 | Tier-2---7 | 4--5 | 57 | 100% | 2072.8837 | 91.06% | 8.635% | 0.3% | 93.4394 | 0 | 0 | 93.4394 | 0 | 85.0286 | 21.2664 | 3.9983 | 85.0286 | 21.2664 | 3.9983 | 94.3577 | 23.5997 | 3.9983 | 4.508% | 0.084625 | 0.080436 | 24494.9333 | 1384.72 | 2145.1757 | 20965.0376 | 24608.9164 | 0 | 0 | 24608.9164 | 0.003081%
2027 | 230 | 230-1606R | Tier-2 | Tier-2---11 | 4--4 | 17 | 100% | 536.3838 | 78.97% | 20.71% | 0.32% | 20.9668 | 0 | 0 | 20.9668 | 0 | 19.0795 | 6.3426 | 3.0082 | 19.0795 | 6.3426 | 3.0082 | 21.1729 | 7.0385 | 3.0082 | 3.909% | 0.062818 | 0.059709 | 8538.6965 | 437.3678 | 1660.0426 | 6441.2861 | 8632.2204 | 0 | 0 | 8632.2204 | 0.0006914%
2027 | 230 | 230-181 | Tier-2 | Tier-2---9 | 4--4 | 6 | 100% | 788.7224 | 98.19% | 1.606% | 0.2041% | 38.335 | 0 | 0 | 38.335 | 0 | 34.8843 | 2.2386 | 15.5833 | 34.8843 | 2.2386 | 15.5833 | 38.7117 | 2.4842 | 15.5833 | 4.86% | 0.063241 | 0.060111 | 12471.6541 | 782.4193 | 949.0175 | 10740.2174 | 12483.4125 | 0 | 0 | 12483.4125 | 0.001264%
2027 | 230 | 230-2060R | Tier-2 | Tier-2---4 | 4--5 | 52 | 100% | 3473.4554 | 97.68% | 2.135% | 0.1887% | 167.9415 | 0 | 0 | 167.9415 | 0 | 152.8245 | 19.4009 | 7.8772 | 152.8245 | 19.4009 | 7.8772 | 169.592 | 21.5295 | 7.8772 | 4.835% | 0.088414 | 0.084038 | 39286.0822 | 2320.0349 | 850.2401 | 36115.8071 | 39333.6151 | 0 | 0 | 39333.6151 | 0.005538%
2027 | 230 | 230-2067 | Tier-2 | Tier-2---16 | 4--3 | 1 | 100% | 121.6067 | 92.98% | 6.845% | 0.1786% | 5.5967 | 0 | 0 | 5.5967 | 0 | 5.093 | 0.37309 | 13.6506 | 5.093 | 0.37309 | 13.6506 | 5.6517 | 0.41403 | 13.6506 | 4.602% | 0.054619 | 0.051915 | 2226.4545 | 125.1839 | 142.6967 | 1958.574 | 2234.5983 | 0 | 0 | 2234.5983 | 0.0001846%
2027 | 230 | 230-371AE | Tier-2 | Tier-2---13 | 4--3 | 8 | 100% | 195.7251 | 81.71% | 17.81% | 0.4804% | 7.9168 | 0 | 0 | 7.9168 | 0 | 7.2041 | 2.9848 | 2.4136 | 7.2041 | 2.9848 | 2.4136 | 7.9946 | 3.3122 | 2.4136 | 4.045% | 0.059006 | 0.056085 | 3317.0375 | 182.5151 | 537.9757 | 2596.5467 | 3348.6257 | 0 | 0 | 3348.6257 | 0.0002611%
2027 | 231 | 231-1136R | Tier-2 | Tier-2---7 | 4--5 | 24 | 100% | 2730.9177 | 98.3% | 1.373% | 0.325% | 132.8848 | 0 | 0 | 132.8848 | 0 | 120.9234 | 8.9543 | 13.5046 | 120.9234 | 8.9543 | 13.5046 | 134.1908 | 9.9367 | 13.5046 | 4.866% | 0.054655 | 0.051949 | 49966.8413 | 3802.7952 | 1680.0986 | 44483.9475 | 50011.031 | 0 | 0 | 50011.031 | 0.004382%
2027 | 231 | 231-1635R | Tier-2 | Tier-2---4 | 5--5 | 151 | 100% | 5142.095 | 98.68% | 0.901% | 0.4182% | 251.176 | 0 | 0 | 251.176 | 0 | 228.5667 | 56.3373 | 4.0571 | 228.5667 | 56.3373 | 4.0571 | 253.6445 | 62.5184 | 4.0571 | 4.885% | 0.11648 | 0.11071 | 44146.87 | 3399.863 | 647.3328 | 40099.6742 | 44177.1988 | 0 | 0 | 44177.1988 | 0.008283%
2027 | 233 | 233-123R | Tier-2 | Tier-2---4 | 4--5 | 57 | 100% | 3035.8045 | 98.84% | 0.8219% | 0.339% | 148.5278 | 0 | 0 | 148.5278 | 0 | 135.1583 | 21.2664 | 6.3555 | 135.1583 | 21.2664 | 6.3555 | 149.9876 | 23.5997 | 6.3555 | 4.893% | 0.06125 | 0.058219 | 49563.8317 | 3086.7129 | 653.5217 | 45823.5971 | 49593.7962 | 0 | 0 | 49593.7962 | 0.004898%
2027 | 233 | 233-41R | Tier-2 | Tier-2---9 | 4--5 | 47 | 100% | 718.991 | 97.57% | 1.357% | 1.072% | 34.7253 | 0 | 0 | 34.7253 | 0 | 31.5996 | 17.5354 | 1.802 | 31.5996 | 17.5354 | 1.802 | 35.0666 | 19.4594 | 1.802 | 4.83% | 0.044487 | 0.042285 | 16161.8225 | 1280.6452 | 594.3266 | 14286.8507 | 16182.2721 | 0 | 0 | 16182.2721 | 0.001145%
2027 | 233 | 233-81F | Tier-2 | Tier-2---12 | 3--5 | 32 | 100% | 447.7794 | 94.96% | 4.349% | 0.694% | 21.0474 | 0 | 0 | 21.0474 | 0 | 19.1528 | 11.939 | 1.6042 | 19.1528 | 11.939 | 1.6042 | 21.2542 | 13.2489 | 1.6042 | 4.7% | 0.02204 | 0.020949 | 20316.8521 | 1331.0486 | 1007.3456 | 17978.4579 | 20370.2068 | 0 | 0 | 20370.2068 | 0.0006941%
2027 | 233 | 233-86F | Tier-2 | Tier-2---8 | 5--5 | 79 | 100% | 2341.6741 | 85.9% | 13.6% | 0.4998% | 99.5721 | 0 | 0 | 99.5721 | 0 | 90.6092 | 29.4745 | 3.0742 | 90.6092 | 29.4745 | 3.0742 | 100.5506 | 32.7083 | 3.0742 | 4.252% | 0.1204 | 0.11444 | 19449.7342 | 1103.1383 | 2517.3516 | 15829.2443 | 19592.5279 | 0 | 0 | 19592.5279 | 0.003284%
2027 | 234 | 234-48R | Tier-2 | Tier-2---4 | 4--5 | 40 | 100% | 4939.3792 | 99.46% | 0.3916% | 0.1518% | 243.1707 | 0 | 0 | 243.1707 | 0 | 221.282 | 14.9238 | 14.8275 | 221.282 | 14.9238 | 14.8275 | 245.5605 | 16.5612 | 14.8275 | 4.923% | 0.047931 | 0.045559 | 103051.0114 | 8933.6439 | 586.3727 | 93530.9949 | 103080.1738 | 0 | 0 | 103080.1738 | 0.008019%
2027 | 235 | 235-897R | Tier-2 | Tier-2---5 | 5--5 | 14 | 100% | 4375.0381 | 88.63% | 11.27% | 0.1058% | 191.9337 | 0 | 0 | 191.9337 | 0 | 174.6571 | 5.2233 | 33.4379 | 174.6571 | 5.2233 | 33.4379 | 193.82 | 5.7964 | 33.4379 | 4.387% | 0.1179 | 0.11206 | 37108.0419 | 2052.774 | 3945.6216 | 31109.6464 | 37327.8331 | 0 | 0 | 37327.8331 | 0.006329%
2027 | 235 | 235-899R | Tier-2 | Tier-2---1 | 5--5 | 48 | 100% | 23678.6611 | 98.37% | 1.593% | 0.04039% | 1152.9446 | 0 | 0 | 1152.9446 | 0 | 1049.1639 | 17.9085 | 58.5846 | 1049.1639 | 17.9085 | 58.5846 | 1164.2757 | 19.8734 | 58.5846 | 4.869% | 0.15496 | 0.14729 | 152800.2562 | 9665.8605 | 2471.9354 | 140662.4603 | 152930.2625 | 0 | 0 | 152930.2625 | 0.03802%
2027 | 236 | 236-1535R | Tier-3 | Tier-3---4 | 5--5 | 48 | 100% | 9719.0421 | 98.73% | 1.209% | 0.05836% | 474.9956 | 0 | 0 | 474.9956 | 0 | 432.2395 | 17.9085 | 24.136 | 432.2395 | 17.9085 | 24.136 | 479.6638 | 19.8734 | 24.136 | 4.887% | 0.12847 | 0.12211 | 75651.1712 | 5252.2726 | 904.2907 | 69494.6079 | 75701.1003 | 0 | 0 | 75701.1003 | 0.01566%
2027 | 236 | 236-1561R | Tier-3 | Tier-3---13 | 5--4 | 37 | 100% | 2823.5781 | 97.26% | 2.617% | 0.1213% | 135.9404 | 0 | 0 | 135.9404 | 0 | 123.7039 | 13.8045 | 8.9611 | 123.7039 | 13.8045 | 8.9611 | 137.2764 | 15.3191 | 8.9611 | 4.814% | 0.17766 | 0.16886 | 15893.5317 | 919.2321 | 396.0284 | 14578.2713 | 15916.1933 | 0 | 0 | 15916.1933 | 0.004483%
2027 | 236 | 236-1563R | Tier-3 | Tier-3---13 | 5--4 | 25 | 100% | 2260.6624 | 98.61% | 1.288% | 0.1052% | 110.3442 | 0 | 0 | 110.3442 | 0 | 100.4117 | 9.3274 | 10.7653 | 100.4117 | 9.3274 | 10.7653 | 111.4286 | 10.3507 | 10.7653 | 4.881% | 0.17215 | 0.16363 | 13131.72 | 763.8797 | 149.4721 | 12218.3681 | 13141.245 | 0 | 0 | 13141.245 | 0.003639%
2027 | 236 | 236-1567R | Tier-3 | Tier-3---10 | 5--5 | 51 | 100% | 5332.0037 | 98.07% | 1.841% | 0.0848% | 258.852 | 0 | 0 | 258.852 | 0 | 235.5518 | 19.0278 | 12.3793 | 235.5518 | 19.0278 | 12.3793 | 261.396 | 21.1155 | 12.3793 | 4.855% | 0.18129 | 0.17232 | 29411.5902 | 2025.1187 | 523.1992 | 26863.2724 | 29441.0836 | 0 | 0 | 29441.0836 | 0.008536%
2027 | 236 | 236-1569R | Tier-3 | Tier-3---8 | 5--5 | 124 | 100% | 21222.9131 | 98.36% | 1.585% | 0.05121% | 1033.3462 | 0 | 0 | 1033.3462 | 0 | 940.331 | 46.2637 | 20.3255 | 940.331 | 46.2637 | 20.3255 | 1043.5019 | 51.3397 | 20.3255 | 4.869% | 0.21435 | 0.20374 | 99012.7753 | 5477.8522 | 1488.5467 | 92046.3763 | 99097.1397 | 0 | 0 | 99097.1397 | 0.03408%
2027 | 236 | 236-1573R | Tier-3 | Tier-3---7 | 5--5 | 56 | 100% | 6927.8558 | 97.84% | 2.089% | 0.06679% | 335.5367 | 0 | 0 | 335.5367 | 0 | 305.3339 | 20.8933 | 14.614 | 305.3339 | 20.8933 | 14.614 | 338.8344 | 23.1856 | 14.614 | 4.843% | 0.18488 | 0.17572 | 37473.1079 | 2383.2915 | 732.5482 | 34357.2682 | 37515.1746 | 0 | 0 | 37515.1746 | 0.01106%
2027 | 237 | 237-1761R | Tier-3 | Tier-3---12 | 5--5 | 16 | 100% | 3634.1464 | 99.4% | 0.4942% | 0.1098% | 178.8037 | 0 | 0 | 178.8037 | 0 | 162.7089 | 5.9695 | 27.2567 | 162.7089 | 5.9695 | 27.2567 | 180.561 | 6.6245 | 27.2567 | 4.92% | 0.14935 | 0.14196 | 24332.6951 | 1370.783 | 132.2733 | 22829.6387 | 24340.349 | 0 | 0 | 24340.349 | 0.005896%
2027 | 237 | 237-1765R | Tier-3 | Tier-3---1 | 5--5 | 62 | 100% | 28249.2525 | 99.34% | 0.6358% | 0.01982% | 1389.1699 | 0 | 0 | 1389.1699 | 0 | 1264.1257 | 23.1319 | 54.6487 | 1264.1257 | 23.1319 | 54.6487 | 1402.8226 | 25.6698 | 54.6487 | 4.918% | 0.25909 | 0.24626 | 109034.6893 | 8324.9664 | 652.6676 | 100057.0553 | 109071.9184 | 0 | 0 | 109071.9184 | 0.04581%
2027 | 237 | 237-17R | Tier-2 | Tier-2---1 | 5--5 | 71 | 100% | 27080.7376 | 98.89% | 1.071% | 0.0369% | 1325.6439 | 0 | 0 | 1325.6439 | 0 | 1206.3179 | 26.4897 | 45.5391 | 1206.3179 | 26.4897 | 45.5391 | 1338.6723 | 29.3961 | 45.5391 | 4.895% | 0.15539 | 0.1477 | 174274.8137 | 11399.2241 | 1916.7846 | 160958.805 | 174375.3733 | 0 | 0 | 174375.3733 | 0.04371%
2027 | 237 | 237-28F | Tier-2 | Tier-2---7 | 5--5 | 13 | 100% | 2530.2255 | 98.83% | 1.116% | 0.05734% | 123.7762 | 0 | 0 | 123.7762 | 0 | 112.6347 | 4.8502 | 23.2226 | 112.6347 | 4.8502 | 23.2226 | 124.9927 | 5.3824 | 23.2226 | 4.892% | 0.10804 | 0.1027 | 23418.4293 | 1209.653 | 279.2604 | 21929.5159 | 23432.7427 | 0 | 0 | 23432.7427 | 0.004082%
2027 | 237 | 237-2R | Tier-3 | Tier-3---2 | 5--5 | 165 | 100% | 30894.1234 | 99.11% | 0.8492% | 0.03898% | 1515.6765 | 0 | 0 | 1515.6765 | 0 | 1379.245 | 61.5606 | 22.4047 | 1379.245 | 61.5606 | 22.4047 | 1530.5725 | 68.3149 | 22.4047 | 4.906% | 0.18156 | 0.17257 | 170161.3668 | 15433.056 | 1414.3274 | 153313.9834 | 170240.0741 | 0 | 0 | 170240.0741 | 0.04998%
2027 | 237 | 237-30R | Tier-3 | Tier-3---1 | 5--5 | 182 | 100% | 65515.492 | 98.93% | 1.038% | 0.03019% | 3208.3751 | 0 | 0 | 3208.3751 | 0 | 2919.5776 | 67.9032 | 42.9962 | 2919.5776 | 67.9032 | 42.9962 | 3239.9069 | 75.3534 | 42.9962 | 4.897% | 0.49249 | 0.46811 | 133030.3773 | 7577.9137 | 1285.1936 | 124167.2701 | 133104.3812 | 0 | 0 | 133104.3812 | 0.1058%
2027 | 239 | 239-2207R | Tier-3 | Tier-3---16 | 4--4 | 21 | 100% | 860.3234 | 98.08% | 1.495% | 0.4234% | 41.7689 | 0 | 0 | 41.7689 | 0 | 38.0091 | 7.835 | 4.8512 | 38.0091 | 7.835 | 4.8512 | 42.1794 | 8.6946 | 4.8512 | 4.855% | 0.078224 | 0.074352 | 10998.2588 | 773.4899 | 185.1971 | 10039.5718 | 11009.2492 | 0 | 0 | 11009.2492 | 0.001377%
2027 | 239 | 239-2211R | Tier-3 | Tier-3---16 | 5--4 | 19 | 100% | 1585.1718 | 98.67% | 1.22% | 0.1095% | 77.4227 | 0 | 0 | 77.4227 | 0 | 70.4536 | 7.0888 | 9.9387 | 70.4536 | 7.0888 | 9.9387 | 78.1836 | 7.8666 | 9.9387 | 4.884% | 0.11902 | 0.11313 | 13318.69 | 748.7589 | 155.3385 | 12414.5926 | 13327.9127 | 0 | 0 | 13327.9127 | 0.002553%
2027 | 239 | 239-2213R | Tier-3 | Tier-3---15 | 5--4 | 23 | 100% | 1116.4705 | 96.46% | 3.23% | 0.3121% | 53.3076 | 0 | 0 | 53.3076 | 0 | 48.5092 | 8.5812 | 5.653 | 48.5092 | 8.5812 | 5.653 | 53.8315 | 9.5227 | 5.653 | 4.775% | 0.1294 | 0.123 | 8627.7496 | 501.2225 | 328.5007 | 7798.0264 | 8643.666 | 0 | 0 | 8643.666 | 0.001758%
2027 | 239 | 239-2215R | Tier-3 | Tier-3---10 | 5--5 | 72 | 100% | 6268.6569 | 98.24% | 1.63% | 0.1302% | 304.8369 | 0 | 0 | 304.8369 | 0 | 277.3974 | 26.8628 | 10.3265 | 277.3974 | 26.8628 | 10.3265 | 307.8328 | 29.8101 | 10.3265 | 4.863% | 0.15408 | 0.14645 | 40685.5389 | 2527.5744 | 695.6728 | 37462.2917 | 40722.8328 | 0 | 0 | 40722.8328 | 0.01005%
2027 | 239 | 239-2217R | Tier-3 | Tier-3---16 | 4--4 | 17 | 100% | 1029.5673 | 69.27% | 30.42% | 0.3032% | 35.3035 | 0 | 0 | 35.3035 | 0 | 32.1257 | 6.3426 | 5.0651 | 32.1257 | 6.3426 | 5.0651 | 35.6504 | 7.0385 | 5.0651 | 3.429% | 0.073205 | 0.069582 | 14064.0898 | 633.3257 | 4082.9978 | 9347.7664 | 14289.1505 | 0 | 0 | 14289.1505 | 0.001164%
2027 | 239 | 239-89R | Tier-3 | Tier-3---17 | 4--4 | 18 | 100% | 376.4251 | 98.76% | 0.8388% | 0.4045% | 18.4014 | 0 | 0 | 18.4014 | 0 | 16.745 | 6.7157 | 2.4934 | 16.745 | 6.7157 | 2.4934 | 18.5822 | 7.4525 | 2.4934 | 4.888% | 0.064786 | 0.061579 | 5810.3033 | 364.0144 | 679.2912 | 4766.9976 | 5814.0653 | 0 | 0 | 5814.0653 | 0.0006068%
2027 | 240 | 240-1028R | Tier-2 | Tier-2---9 | 4--5 | 15 | 100% | 1181.5361 | 98.38% | 1.316% | 0.2998% | 57.5411 | 0 | 0 | 57.5411 | 0 | 52.3616 | 5.5964 | 9.3563 | 52.3616 | 5.5964 | 9.3563 | 58.1066 | 6.2104 | 9.3563 | 4.87% | 0.045174 | 0.042938 | 26155.1082 | 1950.1252 | 442.6644 | 23762.3186 | 26177.1159 | 0 | 0 | 26177.1159 | 0.001897%
2027 | 240 | 240-1044 | Tier-3 | Tier-3---16 | 4--4 | 6 | 100% | 791.3356 | 98.7% | 1.112% | 0.1837% | 38.6637 | 0 | 0 | 38.6637 | 0 | 35.1835 | 2.2386 | 15.717 | 35.1835 | 2.2386 | 15.717 | 39.0437 | 2.4842 | 15.717 | 4.886% | 0.076308 | 0.072531 | 10370.2289 | 676.03 | 184.4385 | 9509.7604 | 10377.2245 | 0 | 0 | 10377.2245 | 0.001275%
2027 | 240 | 240-1148 | Tier-3 | Tier-3---17 | 4--4 | 17 | 100% | 376.72 | 96.88% | 2.523% | 0.5996% | 18.0654 | 0 | 0 | 18.0654 | 0 | 16.4392 | 6.3426 | 2.5919 | 16.4392 | 6.3426 | 2.5919 | 18.2429 | 7.0385 | 2.5919 | 4.795% | 0.037482 | 0.035627 | 10050.6383 | 614.3795 | 265.2745 | 9170.9843 | 10066.9823 | 0 | 0 | 10066.9823 | 0.0005957%
2027 | 240 | 240-2004R | Tier-3 | Tier-3---12 | 5--5 | 73 | 100% | 4437.6588 | 97.91% | 1.769% | 0.321% | 215.0731 | 0 | 0 | 215.0731 | 0 | 195.7136 | 27.2359 | 7.1859 | 195.7136 | 27.2359 | 7.1859 | 217.1869 | 30.2242 | 7.1859 | 4.847% | 0.095775 | 0.091035 | 46334.0144 | 3458.4519 | 909.4055 | 41966.157 | 46384.4455 | 0 | 0 | 46384.4455 | 0.007092%
2027 | 240 | 240-2006R | Tier-3 | Tier-3---12 | 4--5 | 50 | 100% | 3742.5721 | 99.07% | 0.7558% | 0.1785% | 183.5266 | 0 | 0 | 183.5266 | 0 | 167.0067 | 18.6547 | 8.9525 | 167.0067 | 18.6547 | 8.9525 | 185.3303 | 20.7015 | 8.9525 | 4.904% | 0.06999 | 0.066526 | 53472.8025 | 3048.802 | 469.1943 | 49954.8062 | 53498.8189 | 0 | 0 | 53498.8189 | 0.006052%
2027 | 240 | 240-2032R | Tier-3 | Tier-3---12 | 5--5 | 104 | 100% | 3665.7351 | 96.82% | 2.929% | 0.2538% | 175.6782 | 0 | 0 | 175.6782 | 0 | 159.8647 | 38.8018 | 4.12 | 159.8647 | 38.8018 | 4.12 | 177.4047 | 43.0591 | 4.12 | 4.792% | 0.12278 | 0.1167 | 29856.9037 | 1779.6717 | 868.2863 | 27208.9457 | 29906.3959 | 0 | 0 | 29906.3959 | 0.005793%
2027 | 242 | 242-1426F | Tier-2 | Tier-2---10 | 5--4 | 15 | 100% | 960.3446 | 65.96% | 33.81% | 0.2324% | 31.3551 | 0 | 0 | 31.3551 | 0 | 28.5327 | 5.5964 | 5.0984 | 28.5327 | 5.5964 | 5.0984 | 31.6632 | 6.2104 | 5.0984 | 3.265% | 0.10724 | 0.10194 | 8954.7461 | 551.4319 | 2822.7975 | 5580.5167 | 9113.4933 | 0 | 0 | 9113.4933 | 0.001034%
2027 | 246 | 246-34R | Tier-3 | Tier-3---12 | 4--5 | 71 | 100% | 3387.0058 | 94.54% | 5.197% | 0.2577% | 158.5107 | 0 | 0 | 158.5107 | 0 | 144.2426 | 26.4897 | 5.4452 | 144.2426 | 26.4897 | 5.4452 | 160.0686 | 29.3961 | 5.4452 | 4.68% | 0.070488 | 0.066999 | 48050.8143 | 3484.7024 | 2545.4197 | 42020.6922 | 48187.325 | 0 | 0 | 48187.325 | 0.005227%
2027 | 247 | 247-46 | Tier-3 | Tier-3---16 | 4--5 | 33 | 100% | 1360.3328 | 92.51% | 7.186% | 0.3009% | 62.2952 | 0 | 0 | 62.2952 | 0 | 56.6878 | 12.3121 | 4.6042 | 56.6878 | 12.3121 | 4.6042 | 62.9074 | 13.663 | 4.6042 | 4.579% | 0.045228 | 0.04299 | 30076.9614 | 1732.65 | 2090.3581 | 26253.9533 | 30194.2294 | 0 | 0 | 30194.2294 | 0.002054%
2027 | 247 | 247-48 | Tier-2 | Tier-2---16 | 3--3 | 2 | 100% | 105.2026 | 98.18% | 1.532% | 0.2854% | 5.1129 | 0 | 0 | 5.1129 | 0 | 4.6527 | 0.74619 | 6.2352 | 4.6527 | 0.74619 | 6.2352 | 5.1631 | 0.82806 | 6.2352 | 4.86% | 0.026216 | 0.024918 | 4012.9756 | 252.6865 | 61.3538 | 3698.9353 | 4016.7732 | 0 | 0 | 4016.7732 | 0.0001686%
2027 | 249 | 249-24R | Tier-3 | Tier-3---12 | 5--5 | 99 | 100% | 3753.23 | 95.85% | 3.876% | 0.273% | 178.0768 | 0 | 0 | 178.0768 | 0 | 162.0475 | 36.9363 | 4.3872 | 162.0475 | 36.9363 | 4.3872 | 179.8269 | 40.9889 | 4.3872 | 4.745% | 0.10094 | 0.09594 | 37183.961 | 2746.2949 | 1426.8186 | 33010.8475 | 37264.3032 | 0 | 0 | 37264.3032 | 0.005872%
2027 | 252 | 252-129 | Tier-2 | Tier-2---18 | 3--3 | 3 | 100% | 49.4853 | 86.66% | 6.71% | 6.626% | 2.1229 | 0 | 0 | 2.1229 | 0 | 1.9318 | 1.1193 | 1.7259 | 1.9318 | 1.1193 | 1.7259 | 2.1437 | 1.2421 | 1.7259 | 4.29% | 0.02391 | 0.022726 | 2069.6845 | 157.0487 | 250.675 | 1661.9608 | 2084.0584 | 0 | 0 | 2084.0584 | 7e-05%
2027 | 283 | 283-55R | Tier-3 | Tier-3---9 | 5--5 | 29 | 100% | 5299.6344 | 98.55% | 1.37% | 0.07601% | 258.5396 | 0 | 0 | 258.5396 | 0 | 235.2675 | 10.8197 | 21.7443 | 235.2675 | 10.8197 | 21.7443 | 261.0805 | 12.0069 | 21.7443 | 4.878% | 0.20157 | 0.19159 | 26291.5727 | 1578.5747 | 367.1447 | 24345.8532 | 26311.366 | 0 | 0 | 26311.366 | 0.008526%
2027 | 283 | 283-71F | Tier-3 | Tier-3---13 | 5--4 | 40 | 100% | 2013.5901 | 87.8% | 12.03% | 0.1689% | 87.5136 | 0 | 0 | 87.5136 | 0 | 79.6362 | 14.9238 | 5.3362 | 79.6362 | 14.9238 | 5.3362 | 88.3736 | 16.5612 | 5.3362 | 4.346% | 0.19011 | 0.1807 | 10591.4545 | 557.9915 | 1165.201 | 8868.2619 | 10658.7421 | 0 | 0 | 10658.7421 | 0.002886%
2027 | 300 | 300-484F | Tier-2 | Tier-2---9 | 4--5 | 3 | 100% | 754.1323 | 92.41% | 6.882% | 0.7076% | 34.4965 | 0 | 0 | 34.4965 | 0 | 31.3913 | 1.1193 | 28.0459 | 31.3913 | 1.1193 | 28.0459 | 34.8355 | 1.2421 | 28.0459 | 4.574% | 0.039922 | 0.037946 | 18890.1433 | 1189.4361 | 2104.6022 | 15596.105 | 18964.8043 | 0 | 0 | 18964.8043 | 0.001138%
2027 | 307 | 307-1538F | Tier-2 | Tier-2---7 | 5--5 | 7 | 100% | 2407.2332 | 91.07% | 8.863% | 0.06623% | 108.5181 | 0 | 0 | 108.5181 | 0 | 98.75 | 2.6117 | 37.8112 | 98.75 | 2.6117 | 37.8112 | 109.5846 | 2.8982 | 37.8112 | 4.508% | 0.10098 | 0.09598 | 23839.1374 | 1161.7116 | 1913.71 | 20763.7158 | 23949.9932 | 0 | 0 | 23949.9932 | 0.003579%
2027 | 307 | 307-234R | Tier-2 | Tier-2---4 | 5--5 | 26 | 100% | 4762.848 | 95.55% | 4.384% | 0.07015% | 225.2596 | 0 | 0 | 225.2596 | 0 | 204.9832 | 9.7005 | 21.1313 | 204.9832 | 9.7005 | 21.1313 | 227.4734 | 10.7648 | 21.1313 | 4.73% | 0.11001 | 0.10456 | 43295.9421 | 2235.6738 | 1794.1526 | 39266.1157 | 43396.3748 | 0 | 0 | 43396.3748 | 0.007428%
2027 | 311 | 311-1163F | Tier-2 | Tier-2---18 | 3--3 | 2 | 100% | 46.1951 | 84.69% | 14.76% | 0.5474% | 1.9366 | 0 | 0 | 1.9366 | 0 | 1.7623 | 0.74619 | 2.3618 | 1.7623 | 0.74619 | 2.3618 | 1.9557 | 0.82806 | 2.3618 | 4.192% | 0.018623 | 0.017701 | 2480.5668 | 135.3403 | 1292.4644 | 1052.7621 | 2500.341 | 0 | 0 | 2500.341 | 6.386e-05%
2027 | 311 | 311-14R | Tier-2 | Tier-2---14 | 3--4 | 4 | 100% | 278.652 | 16.28% | 83.57% | 0.1501% | 2.2455 | 0 | 0 | 2.2455 | 0 | 2.0434 | 1.4924 | 1.3692 | 2.0434 | 1.4924 | 1.3692 | 2.2676 | 1.6561 | 1.3692 | 0.8058% | 0.018935 | 0.017998 | 14715.9264 | 172.6193 | 12298.8098 | 2244.4973 | 15357.5365 | 0 | 0 | 15357.5365 | 7.405e-05%
2027 | 350 | 350-2182R | Tier-2 | Tier-2---13 | 4--3 | 1 | 100% | 302.428 | 99.27% | 0.6612% | 0.06922% | 14.8608 | 0 | 0 | 14.8608 | 0 | 13.5232 | 0.37309 | 36.246 | 13.5232 | 0.37309 | 36.246 | 15.0069 | 0.41403 | 36.246 | 4.914% | 0.068991 | 0.065576 | 4383.5865 | 235.806 | 28.4753 | 4119.3053 | 4385.2539 | 0 | 0 | 4385.2539 | 0.0004901%
2027 | 350 | 350-2188R | Tier-2 | Tier-2---5 | 5--5 | 138 | 100% | 3602.0119 | 95.48% | 4.084% | 0.4314% | 170.2488 | 0 | 0 | 170.2488 | 0 | 154.9241 | 51.487 | 3.009 | 154.9241 | 51.487 | 3.009 | 171.922 | 57.1361 | 3.009 | 4.726% | 0.15121 | 0.14373 | 23821.2544 | 1424.0323 | 987.3799 | 21409.8422 | 23877.2694 | 0 | 0 | 23877.2694 | 0.005614%
2027 | 350 | 350-2192R | Tier-2 | Tier-2---2 | 5--5 | 245 | 100% | 13871.6222 | 98.14% | 1.698% | 0.1643% | 673.8553 | 0 | 0 | 673.8553 | 0 | 613.1991 | 91.4081 | 6.7084 | 613.1991 | 91.4081 | 6.7084 | 680.4779 | 101.4372 | 6.7084 | 4.858% | 0.18928 | 0.17991 | 73287.5708 | 4711.7972 | 1323.9814 | 67251.7922 | 73358.6632 | 0 | 0 | 73358.6632 | 0.02222%
2027 | 350 | 350-2196R | Tier-2 | Tier-2---5 | 5--5 | 229 | 100% | 5570.6857 | 96.99% | 2.589% | 0.4237% | 267.4423 | 0 | 0 | 267.4423 | 0 | 243.3688 | 85.4386 | 2.8485 | 243.3688 | 85.4386 | 2.8485 | 270.0707 | 94.8127 | 2.8485 | 4.801% | 0.19915 | 0.18929 | 27972.7323 | 1828.1512 | 784.4184 | 25360.1626 | 28016.6156 | 0 | 0 | 28016.6156 | 0.008819%
2027 | 350 | 350-2201R | Tier-3 | Tier-3---4 | 5--5 | 92 | 100% | 13521.7454 | 99.28% | 0.6466% | 0.06915% | 664.5359 | 0 | 0 | 664.5359 | 0 | 604.7186 | 34.3247 | 17.6176 | 604.7186 | 34.3247 | 17.6176 | 671.067 | 38.0907 | 17.6176 | 4.915% | 0.1241 | 0.11796 | 108955.4795 | 7800.4897 | 724.3656 | 100430.6241 | 108996.0903 | 0 | 0 | 108996.0903 | 0.02191%
2027 | 350 | 350-41R | Tier-2 | Tier-2---3 | 5--5 | 107 | 100% | 11201.3889 | 98.88% | 1.023% | 0.1021% | 548.2325 | 0 | 0 | 548.2325 | 0 | 498.8841 | 39.9211 | 12.4968 | 498.8841 | 39.9211 | 12.4968 | 553.6205 | 44.3012 | 12.4968 | 4.894% | 0.12896 | 0.12258 | 86857.3847 | 6899.4834 | 1125.7731 | 78832.1281 | 86908.2599 | 0 | 0 | 86908.2599 | 0.01808%
2027 | 351 | 351-819R | Tier-2 | Tier-2---1 | 5--5 | 58 | 100% | 23517.4276 | 99.25% | 0.716% | 0.03401% | 1155.3817 | 0 | 0 | 1155.3817 | 0 | 1051.3816 | 21.6395 | 48.5863 | 1051.3816 | 21.6395 | 48.5863 | 1166.7367 | 24.0137 | 48.5863 | 4.913% | 0.14376 | 0.13664 | 163589.7091 | 16623.6975 | 1146.1775 | 145819.834 | 163653.6056 | 0 | 0 | 163653.6056 | 0.0381%
2027 | 351 | 351-871R | Tier-3 | Tier-3---6 | 5--5 | 22 | 100% | 9144.3124 | 99.73% | 0.2371% | 0.03256% | 451.4229 | 0 | 0 | 451.4229 | 0 | 410.7886 | 8.2081 | 50.0469 | 410.7886 | 8.2081 | 50.0469 | 455.8594 | 9.1086 | 50.0469 | 4.937% | 0.11468 | 0.109 | 79737.0821 | 3947.9048 | 194.739 | 75594.4383 | 79748.2799 | 0 | 0 | 79748.2799 | 0.01489%
2027 | 352 | 352-27R | Tier-3 | Tier-3---2 | 5--5 | 76 | 100% | 18614.1823 | 99.36% | 0.5928% | 0.04664% | 915.5099 | 0 | 0 | 915.5099 | 0 | 833.1015 | 28.3552 | 29.3809 | 833.1015 | 28.3552 | 29.3809 | 924.5075 | 31.4662 | 29.3809 | 4.918% | 0.11814 | 0.11229 | 157566.7738 | 12769.0481 | 931.5035 | 143866.2223 | 157619.2477 | 0 | 0 | 157619.2477 | 0.03019%
2027 | 353 | 353-1429R | Tier-2 | Tier-2---6 | 5--5 | 40 | 100% | 9221.8022 | 97.49% | 2.457% | 0.05523% | 445.0117 | 0 | 0 | 445.0117 | 0 | 404.9546 | 14.9238 | 27.1349 | 404.9546 | 14.9238 | 27.1349 | 449.3853 | 16.5612 | 27.1349 | 4.826% | 0.12141 | 0.1154 | 75954.4937 | 7030.6458 | 1796.1724 | 67127.6756 | 76053.8635 | 0 | 0 | 76053.8635 | 0.01467%
2027 | 353 | 353-593F | Tier-2 | Tier-2---7 | 5--5 | 7 | 100% | 2519.0591 | 99.18% | 0.76% | 0.05848% | 123.6728 | 0 | 0 | 123.6728 | 0 | 112.5405 | 2.6117 | 43.0916 | 112.5405 | 2.6117 | 43.0916 | 124.8882 | 2.8982 | 43.0916 | 4.909% | 0.10537 | 0.10016 | 23906.1611 | 1223.3222 | 175.0584 | 22507.7804 | 23916.3516 | 0 | 0 | 23916.3516 | 0.004078%
2027 | 353 | 353-594F | Tier-2 | Tier-2---7 | 5--5 | 1 | 100% | 2215.6498 | 99.93% | 0.02983% | 0.0378% | 109.6005 | 0 | 0 | 109.6005 | 0 | 99.735 | 0.37309 | 267.3183 | 99.735 | 0.37309 | 267.3183 | 110.6776 | 0.41403 | 267.3183 | 4.947% | 0.10216 | 0.097099 | 21688.8427 | 1103.6586 | 13.4163 | 20571.7678 | 21689.6065 | 0 | 0 | 21689.6065 | 0.003614%
2027 | 353 | 353-900F | Tier-2 | Tier-2---8 | 5--5 | 7 | 100% | 1991.3582 | 88.69% | 11.27% | 0.03442% | 87.4279 | 0 | 0 | 87.4279 | 0 | 79.5582 | 2.6117 | 30.4627 | 79.5582 | 2.6117 | 30.4627 | 88.2871 | 2.8982 | 30.4627 | 4.39% | 0.10085 | 0.09586 | 19745.2341 | 886.6093 | 2040.7127 | 16817.9121 | 19861.49 | 0 | 0 | 19861.49 | 0.002883%
2027 | 353 | 353-901F | Tier-2 | Tier-2---4 | 5--5 | 23 | 100% | 4555.6189 | 94.3% | 5.656% | 0.04182% | 212.6544 | 0 | 0 | 212.6544 | 0 | 193.5126 | 8.5812 | 22.5508 | 193.5126 | 8.5812 | 22.5508 | 214.7444 | 9.5227 | 22.5508 | 4.668% | 0.10618 | 0.10093 | 42903.6289 | 2997.2951 | 2229.1196 | 37677.2142 | 43030.9365 | 0 | 0 | 43030.9365 | 0.007013%
2027 | 353 | 353-902F | Tier-2 | Tier-2---11 | 5--3 | 1 | 100% | 465.1006 | 62.84% | 37.09% | 0.07221% | 14.4673 | 0 | 0 | 14.4673 | 0 | 13.165 | 0.37309 | 35.286 | 13.165 | 0.37309 | 35.286 | 14.6095 | 0.41403 | 35.286 | 3.111% | 0.098854 | 0.093961 | 4704.9245 | 153.014 | 1593.6445 | 2958.266 | 4795.9754 | 0 | 0 | 4795.9754 | 0.0004771%
2027 | 353 | 353-904R | Tier-2 | Tier-2---3 | 5--5 | 42 | 100% | 13534.4067 | 99.43% | 0.528% | 0.03951% | 666.1513 | 0 | 0 | 666.1513 | 0 | 606.1886 | 15.67 | 38.6847 | 606.1886 | 15.67 | 38.6847 | 672.6982 | 17.3892 | 38.6847 | 4.922% | 0.12577 | 0.11955 | 107611.5054 | 6762.2295 | 951.3386 | 99897.9374 | 107643.3077 | 0 | 0 | 107643.3077 | 0.02197%
2027 | 354 | 354-1706R | Tier-2 | Tier-2---1 | 5--5 | 121 | 100% | 20510.2592 | 99.17% | 0.7728% | 0.06052% | 1006.7977 | 0 | 0 | 1006.7977 | 0 | 916.1722 | 45.1444 | 20.2942 | 916.1722 | 45.1444 | 20.2942 | 1016.6925 | 50.0976 | 20.2942 | 4.909% | 0.13939 | 0.13249 | 147143.8192 | 11695.5249 | 1352.7634 | 134095.5309 | 147207.6742 | 0 | 0 | 147207.6742 | 0.0332%
2027 | 354 | 354-24AE | Tier-2 | Tier-2---4 | 4--5 | 15 | 100% | 3653.654 | 88.54% | 11.39% | 0.07412% | 160.1222 | 0 | 0 | 160.1222 | 0 | 145.709 | 5.5964 | 26.0361 | 145.709 | 5.5964 | 26.0361 | 161.6959 | 6.2104 | 26.0361 | 4.383% | 0.080555 | 0.076567 | 45356.2427 | 2136.2059 | 4816.4156 | 38403.6212 | 45627.0334 | 0 | 0 | 45627.0334 | 0.00528%
2027 | 355 | 355-41R | Tier-2 | Tier-2---6 | 4--5 | 64 | 100% | 7500.5861 | 98.5% | 1.439% | 0.05987% | 365.7128 | 0 | 0 | 365.7128 | 0 | 332.7936 | 23.878 | 13.9372 | 332.7936 | 23.878 | 13.9372 | 369.307 | 26.4979 | 13.9372 | 4.876% | 0.092253 | 0.087687 | 81304.346 | 4273.0126 | 1113.8309 | 75917.5024 | 81367.8246 | 0 | 0 | 81367.8246 | 0.01206%
2027 | 355 | 355-6R | Tier-2 | Tier-2---7 | 4--5 | 16 | 100% | 1698.7097 | 79.94% | 19.99% | 0.07228% | 67.2176 | 0 | 0 | 67.2176 | 0 | 61.1671 | 5.9695 | 10.2466 | 61.1671 | 5.9695 | 10.2466 | 67.8782 | 6.6245 | 10.2466 | 3.957% | 0.074333 | 0.070654 | 22852.699 | 968.4345 | 4228.7096 | 17655.5548 | 23091.4486 | 0 | 0 | 23091.4486 | 0.002217%
2027 | 356 | 356-16R | Tier-2 | Tier-2---4 | 4--5 | 50 | 100% | 5437.4375 | 98.14% | 1.781% | 0.0775% | 264.1505 | 0 | 0 | 264.1505 | 0 | 240.3733 | 18.6547 | 12.8854 | 240.3733 | 18.6547 | 12.8854 | 266.7465 | 20.7015 | 12.8854 | 4.858% | 0.090754 | 0.086262 | 59914.026 | 4577.5093 | 1354.7623 | 53981.7544 | 59972.0203 | 0 | 0 | 59972.0203 | 0.008711%
2027 | 356 | 356-19R | Tier-3 | Tier-3---8 | 5--5 | 140 | 100% | 16012.7864 | 97.76% | 2.145% | 0.09187% | 774.9006 | 0 | 0 | 774.9006 | 0 | 705.149 | 52.2332 | 13.5 | 705.149 | 52.2332 | 13.5 | 782.5163 | 57.9641 | 13.5 | 4.839% | 0.16775 | 0.15945 | 95453.8626 | 6567.3724 | 2023.3951 | 86863.0951 | 95565.0716 | 0 | 0 | 95565.0716 | 0.02555%
2027 | 356 | 356-30AE | Tier-3 | Tier-3---6 | 5--5 | 92 | 100% | 9294.6751 | 95.41% | 4.438% | 0.1505% | 438.9762 | 0 | 0 | 438.9762 | 0 | 399.4624 | 34.3247 | 11.6378 | 399.4624 | 34.3247 | 11.6378 | 443.2904 | 38.0907 | 11.6378 | 4.723% | 0.14106 | 0.13408 | 65892.3901 | 4765.339 | 2823.4514 | 58303.5997 | 66049.8398 | 0 | 0 | 66049.8398 | 0.01448%
2027 | 357 | 357-1147R | Tier-2 | Tier-2---10 | 5--4 | 5 | 100% | 1251.1758 | 99.06% | 0.8754% | 0.0621% | 61.3526 | 0 | 0 | 61.3526 | 0 | 55.83 | 1.8655 | 29.9281 | 55.83 | 1.8655 | 29.9281 | 61.9555 | 2.0701 | 29.9281 | 4.904% | 0.14287 | 0.1358 | 8757.5771 | 445.3445 | 75.5026 | 8236.73 | 8761.8529 | 0 | 0 | 8761.8529 | 0.002023%
2027 | 357 | 357-1299R | Tier-3 | Tier-3---9 | 5--5 | 11 | 100% | 5098.7328 | 99.68% | 0.2892% | 0.03002% | 251.5816 | 0 | 0 | 251.5816 | 0 | 228.9358 | 4.104 | 55.7831 | 228.9358 | 4.104 | 55.7831 | 254.0541 | 4.5543 | 55.7831 | 4.934% | 0.2409 | 0.22898 | 21164.9633 | 1447.3151 | 61.817 | 19655.8313 | 21168.4818 | 0 | 0 | 21168.4818 | 0.008296%
2027 | 357 | 357-2047F | Tier-2 | Tier-2---10 | 5--4 | 3 | 100% | 878.9304 | 95.49% | 4.482% | 0.03213% | 41.5429 | 0 | 0 | 41.5429 | 0 | 37.8035 | 1.1193 | 33.7747 | 37.8035 | 1.1193 | 33.7747 | 41.9512 | 1.2421 | 33.7747 | 4.727% | 0.14128 | 0.13429 | 6221.0361 | 308.2981 | 257.2191 | 5655.5189 | 6235.6624 | 0 | 0 | 6235.6624 | 0.00137%
2027 | 357 | 357-2049F | Tier-3 | Tier-3---8 | 5--5 | 84 | 100% | 16869.708 | 98.79% | 1.184% | 0.02933% | 824.9167 | 0 | 0 | 824.9167 | 0 | 750.663 | 31.3399 | 23.9523 | 750.663 | 31.3399 | 23.9523 | 833.024 | 34.7785 | 23.9523 | 4.89% | 0.18286 | 0.17381 | 92253.2607 | 6177.0068 | 1029.1992 | 85047.0547 | 92311.5642 | 0 | 0 | 92311.5642 | 0.0272%
2027 | 357 | 357-45R | Tier-3 | Tier-3---8 | 5--5 | 116 | 100% | 17696.7525 | 97.47% | 2.478% | 0.04808% | 853.8638 | 0 | 0 | 853.8638 | 0 | 777.0044 | 43.279 | 17.9534 | 777.0044 | 43.279 | 17.9534 | 862.2555 | 48.0274 | 17.9534 | 4.825% | 0.18538 | 0.1762 | 95462.1405 | 7644.6992 | 2293.6368 | 85523.8045 | 95587.7082 | 0 | 0 | 95587.7082 | 0.02816%
2027 | 357 | 357-50R | Tier-3 | Tier-3---4 | 5--5 | 116 | 100% | 10432.4887 | 97.04% | 2.884% | 0.07824% | 501.113 | 0 | 0 | 501.113 | 0 | 456.006 | 43.279 | 10.5364 | 456.006 | 43.279 | 10.5364 | 506.0379 | 48.0274 | 10.5364 | 4.803% | 0.14913 | 0.14175 | 69957.1689 | 5112.9004 | 1923.9041 | 62920.3645 | 70065.0754 | 0 | 0 | 70065.0754 | 0.01652%
2027 | 357 | 357-750R | Tier-2 | Tier-2---2 | 5--5 | 94 | 100% | 11757.6254 | 97.81% | 2.143% | 0.05143% | 569.2326 | 0 | 0 | 569.2326 | 0 | 517.9939 | 35.0709 | 14.7699 | 517.9939 | 35.0709 | 14.7699 | 574.827 | 38.9188 | 14.7699 | 4.841% | 0.171 | 0.16254 | 68756.8371 | 5466.8496 | 1394.351 | 61895.6365 | 68835.4024 | 0 | 0 | 68835.4024 | 0.01877%
2027 | 358 | 358-1175F | Tier-2 | Tier-2---11 | 5--3 | 4 | 100% | 599.5834 | 97.21% | 2.746% | 0.04768% | 28.8502 | 0 | 0 | 28.8502 | 0 | 26.2533 | 1.4924 | 17.5916 | 26.2533 | 1.4924 | 17.5916 | 29.1337 | 1.6561 | 17.5916 | 4.812% | 0.14195 | 0.13492 | 4224.0008 | 213.9489 | 108.6198 | 3901.4321 | 4230.1466 | 0 | 0 | 4230.1466 | 0.0009514%
2027 | 358 | 358-33 | Tier-3 | Tier-3---15 | 5--4 | 3 | 100% | 1344.6436 | 99.66% | 0.3079% | 0.03174% | 66.3338 | 0 | 0 | 66.3338 | 0 | 60.3628 | 1.1193 | 53.9299 | 60.3628 | 1.1193 | 53.9299 | 66.9857 | 1.2421 | 53.9299 | 4.933% | 0.14298 | 0.1359 | 9404.72 | 716.3629 | 33.2595 | 8655.0976 | 9406.3837 | 0 | 0 | 9406.3837 | 0.002187%
2027 | 358 | 358-682F | Tier-3 | Tier-3---3 | 5--5 | 99 | 100% | 37602.1184 | 98.59% | 1.386% | 0.02088% | 1835.1165 | 0 | 0 | 1835.1165 | 0 | 1669.931 | 36.9363 | 45.211 | 1669.931 | 36.9363 | 45.211 | 1853.1519 | 40.9889 | 45.211 | 4.88% | 0.54241 | 0.51556 | 69323.599 | 4080.8113 | 883.9511 | 64358.8366 | 69374.3945 | 0 | 0 | 69374.3945 | 0.06052%
2027 | 387 | 387-15 | Tier-3 | Tier-3---16 | 4--5 | 4 | 100% | 1455.0528 | 89.01% | 10.72% | 0.2619% | 64.1128 | 0 | 0 | 64.1128 | 0 | 58.3418 | 1.4924 | 39.0932 | 58.3418 | 1.4924 | 39.0932 | 64.7429 | 1.6561 | 39.0932 | 4.406% | 0.072601 | 0.069007 | 20041.7181 | 1414.1085 | 2071.8969 | 16555.7127 | 20156.3764 | 0 | 0 | 20156.3764 | 0.002114%
2027 | 393 | 393-14R | Tier-2 | Tier-2---10 | 5--4 | 2 | 100% | 924.8041 | 18.79% | 81.02% | 0.1888% | 8.6004 | 0 | 0 | 8.6004 | 0 | 7.8263 | 0.74619 | 10.4883 | 7.8263 | 0.74619 | 10.4883 | 8.685 | 0.82806 | 10.4883 | 0.93% | 0.10079 | 0.095804 | 9175.2809 | 282.2453 | 6855.7873 | 2037.2483 | 9563.3384 | 0 | 0 | 9563.3384 | 0.0002836%
2027 | 396 | 396-699R | Tier-2 | Tier-2---5 | 5--5 | 65 | 100% | 3136.9517 | 88.18% | 11.4% | 0.4202% | 136.9258 | 0 | 0 | 136.9258 | 0 | 124.6006 | 24.2511 | 5.1379 | 124.6006 | 24.2511 | 5.1379 | 138.2715 | 26.9119 | 5.1379 | 4.365% | 0.15664 | 0.14888 | 20026.8881 | 1646.7402 | 2215.8438 | 16164.3042 | 20150.1614 | 0 | 0 | 20150.1614 | 0.004515%
2027 | 411 | 411-1873R | Tier-2 | Tier-2---7 | 4--5 | 21 | 100% | 1857.5393 | 97.83% | 1.797% | 0.3696% | 89.9563 | 0 | 0 | 89.9563 | 0 | 81.859 | 7.835 | 10.4479 | 81.859 | 7.835 | 10.4479 | 90.8403 | 8.6946 | 10.4479 | 4.843% | 0.04682 | 0.044503 | 39673.886 | 2968.3717 | 1138.6008 | 35566.9135 | 39718.6459 | 0 | 0 | 39718.6459 | 0.002966%
2027 | 411 | 411-30R | Tier-3 | Tier-3---6 | 5--5 | 90 | 100% | 6370.0414 | 98.47% | 1.262% | 0.272% | 310.4797 | 0 | 0 | 310.4797 | 0 | 282.5323 | 33.5785 | 8.4141 | 282.5323 | 33.5785 | 8.4141 | 313.5311 | 37.2627 | 8.4141 | 4.874% | 0.10309 | 0.09799 | 61789.3921 | 5810.5604 | 997.631 | 54981.2006 | 61838.7577 | 0 | 0 | 61838.7577 | 0.01024%
2027 | 411 | 411-47R | Tier-2 | Tier-2---9 | 4--5 | 2 | 100% | 1350.4062 | 95.97% | 3.342% | 0.6845% | 64.1539 | 0 | 0 | 64.1539 | 0 | 58.3792 | 0.74619 | 78.2365 | 58.3792 | 0.74619 | 78.2365 | 64.7844 | 0.82806 | 78.2365 | 4.751% | 0.063274 | 0.060142 | 21342.1296 | 2028.2504 | 1280.5502 | 18033.3289 | 21386.8765 | 0 | 0 | 21386.8765 | 0.002116%
2027 | 441 | 441-23R | Tier-3 | Tier-3---11 | 5--4 | 15 | 100% | 3518.0204 | 97.45% | 2.468% | 0.07959% | 169.706 | 0 | 0 | 169.706 | 0 | 154.4302 | 5.5964 | 27.5945 | 154.4302 | 5.5964 | 27.5945 | 171.3739 | 6.2104 | 27.5945 | 4.824% | 0.54783 | 0.52071 | 6421.7327 | 319.9827 | 139.6282 | 5962.1218 | 6430.2517 | 0 | 0 | 6430.2517 | 0.005596%
2027 | 441 | 441-279R | Tier-3 | Tier-3---18 | 5--2 | 6 | 100% | 582.1633 | 91.34% | 8.391% | 0.2732% | 26.3202 | 0 | 0 | 26.3202 | 0 | 23.951 | 2.2386 | 10.6993 | 23.951 | 2.2386 | 10.6993 | 26.5789 | 2.4842 | 10.6993 | 4.521% | 0.53527 | 0.50877 | 1087.6056 | 48.7403 | 75.2423 | 963.623 | 1092.5132 | 0 | 0 | 1092.5132 | 0.0008679%
2027 | 441 | 441-27R | Tier-3 | Tier-3---9 | 5--4 | 27 | 100% | 4750.1268 | 98% | 1.916% | 0.08125% | 230.4346 | 0 | 0 | 230.4346 | 0 | 209.6923 | 10.0735 | 20.8161 | 209.6923 | 10.0735 | 20.8161 | 232.6993 | 11.1788 | 20.8161 | 4.851% | 0.55752 | 0.52992 | 8520.0828 | 441.9883 | 150.5633 | 7927.5312 | 8528.9458 | 0 | 0 | 8528.9458 | 0.007599%
2027 | 441 | 441-30R | Tier-3 | Tier-3---9 | 5--4 | 26 | 100% | 5348.8774 | 98.57% | 1.364% | 0.06326% | 260.9896 | 0 | 0 | 260.9896 | 0 | 237.497 | 9.7005 | 24.4831 | 237.497 | 9.7005 | 24.4831 | 263.5546 | 10.7648 | 24.4831 | 4.879% | 0.55519 | 0.52771 | 9634.2631 | 496.8631 | 123.5008 | 9013.8993 | 9641.4258 | 0 | 0 | 9641.4258 | 0.008606%
2027 | 442 | 442-16R | Tier-3 | Tier-3---14 | 5--3 | 26 | 100% | 1834.9376 | 96.09% | 3.534% | 0.3793% | 87.2753 | 0 | 0 | 87.2753 | 0 | 79.4193 | 9.7005 | 8.1872 | 79.4193 | 9.7005 | 8.1872 | 88.133 | 10.7648 | 8.1872 | 4.756% | 0.45792 | 0.43525 | 4007.1227 | 182.139 | 134.5225 | 3690.4612 | 4015.2885 | 0 | 0 | 4015.2885 | 0.002878%
2027 | 442 | 442-46R | Tier-3 | Tier-3---19 | 5--1 | 1 | 100% | 88.141 | 1.745% | 98.17% | 0.08447% | 0.076128 | 0 | 0 | 0.076128 | 0 | 0.069276 | 0.37309 | 0.18568 | 0.069276 | 0.37309 | 0.18568 | 0.076876 | 0.41403 | 0.18568 | 0.08637% | 0.35092 | 0.33355 | 251.1714 | 0.48889 | 224.1015 | 26.581 | 264.0236 | 0 | 0 | 264.0236 | 2.51e-06%
2027 | 442 | 442-509R | Tier-3 | Tier-3---15 | 5--3 | 31 | 100% | 852.9261 | 84.92% | 14.72% | 0.3553% | 35.855 | 0 | 0 | 35.855 | 0 | 32.6276 | 11.5659 | 2.821 | 32.6276 | 11.5659 | 2.821 | 36.2074 | 12.8349 | 2.821 | 4.204% | 0.36954 | 0.35125 | 2308.0588 | 110.4832 | 313.3685 | 1884.2071 | 2326.1793 | 0 | 0 | 2326.1793 | 0.001182%
2027 | 442 | 442-525 | Tier-3 | Tier-3---18 | 5--2 | 22 | 100% | 526.1263 | 57.95% | 41.57% | 0.4783% | 15.0927 | 0 | 0 | 15.0927 | 0 | 13.7342 | 8.2081 | 1.6733 | 13.7342 | 8.2081 | 1.6733 | 15.2411 | 9.1086 | 1.6733 | 2.869% | 0.36155 | 0.34365 | 1455.1925 | 55.7076 | 549.0709 | 850.414 | 1487.0575 | 0 | 0 | 1487.0575 | 0.0004977%
2027 | 442 | 442-728R | Tier-3 | Tier-3---5 | 5--5 | 161 | 100% | 11572.221 | 88.48% | 11.4% | 0.1243% | 506.8142 | 0 | 0 | 506.8142 | 0 | 461.194 | 60.0682 | 7.6778 | 461.194 | 60.0682 | 7.6778 | 511.7951 | 66.6587 | 7.6778 | 4.38% | 0.35802 | 0.3403 | 32323.0144 | 2289.7277 | 3409.1909 | 26624.0958 | 32516.9947 | 0 | 0 | 32516.9947 | 0.01671%
2027 | 442 | 442-729 | Tier-3 | Tier-3---15 | 5--3 | 14 | 100% | 704.6091 | 96.62% | 3.132% | 0.2514% | 33.6979 | 0 | 0 | 33.6979 | 0 | 30.6647 | 5.2233 | 5.8707 | 30.6647 | 5.2233 | 5.8707 | 34.0291 | 5.7964 | 5.8707 | 4.782% | 0.36059 | 0.34274 | 1954.0299 | 88.7883 | 138.1468 | 1727.0948 | 1957.4733 | 0 | 0 | 1957.4733 | 0.001111%
2027 | 442 | 442-758F | Tier-3 | Tier-3---18 | 5--2 | 1 | 100% | 549.9829 | 98.93% | 0.9134% | 0.161% | 26.9317 | 0 | 0 | 26.9317 | 0 | 24.5074 | 0.37309 | 65.687 | 24.5074 | 0.37309 | 65.687 | 27.1963 | 0.41403 | 65.687 | 4.897% | 0.35119 | 0.3338 | 1566.0749 | 78.3252 | 13.6628 | 1474.0869 | 1566.9511 | 0 | 0 | 1566.9511 | 0.0008881%
2027 | 442 | 442-764R | Tier-3 | Tier-3---18 | 5--2 | 12 | 100% | 474.7376 | 91.31% | 8.325% | 0.3651% | 21.4573 | 0 | 0 | 21.4573 | 0 | 19.5259 | 4.4771 | 4.3612 | 19.5259 | 4.4771 | 4.3612 | 21.6682 | 4.9684 | 4.3612 | 4.52% | 0.35448 | 0.33694 | 1339.2423 | 54.097 | 105.5502 | 1179.5951 | 1345.3033 | 0 | 0 | 1345.3033 | 0.0007076%
2027 | 442 | 442-780 | Tier-3 | Tier-3---19 | 5--1 | 16 | 100% | 141.3846 | 51% | 48.51% | 0.49% | 3.5693 | 0 | 0 | 3.5693 | 0 | 3.248 | 5.9695 | 0.5441 | 3.248 | 5.9695 | 0.5441 | 3.6044 | 6.6245 | 0.5441 | 2.525% | 0.34601 | 0.32888 | 408.6195 | 15.0224 | 181.372 | 212.2251 | 419.0465 | 0 | 0 | 419.0465 | 0.0001177%
2027 | 444 | 444-15R | Tier-2 | Tier-2---13 | 5--3 | 13 | 100% | 333.8465 | 96.62% | 2.31% | 1.072% | 15.9664 | 0 | 0 | 15.9664 | 0 | 14.5292 | 4.8502 | 2.9956 | 14.5292 | 4.8502 | 2.9956 | 16.1233 | 5.3824 | 2.9956 | 4.783% | 0.14886 | 0.14149 | 2242.6726 | 149.3607 | 69.2136 | 2024.0983 | 2246.6232 | 0 | 0 | 2246.6232 | 0.0005265%
2027 | 444 | 444-43R | Tier-2 | Tier-2---5 | 5--5 | 102 | 100% | 3413.8137 | 97.67% | 1.995% | 0.3352% | 165.0466 | 0 | 0 | 165.0466 | 0 | 150.1902 | 38.0556 | 3.9466 | 150.1902 | 38.0556 | 3.9466 | 166.6687 | 42.231 | 3.9466 | 4.835% | 0.2124 | 0.20189 | 16072.3576 | 890.1063 | 476.3771 | 14705.8742 | 16091.8592 | 0 | 0 | 16091.8592 | 0.005443%
2027 | 444 | 444-9R | Tier-2 | Tier-2---11 | 5--3 | 90 | 100% | 571.2373 | 70.71% | 27.93% | 1.361% | 19.9936 | 0 | 0 | 19.9936 | 0 | 18.1939 | 33.5785 | 0.54183 | 18.1939 | 33.5785 | 0.54183 | 20.1901 | 37.2627 | 0.54183 | 3.5% | 0.1488 | 0.14143 | 3839.0169 | 197.4513 | 1077.3117 | 2564.2539 | 3897.5795 | 0 | 0 | 3897.5795 | 0.0006593%
2027 | 445 | 445-1311R | Tier-3 | Tier-3---5 | 5--5 | 85 | 100% | 9632.5907 | 94.96% | 4.965% | 0.07823% | 452.7685 | 0 | 0 | 452.7685 | 0 | 412.0132 | 31.713 | 12.9919 | 412.0132 | 31.713 | 12.9919 | 457.2183 | 35.1925 | 12.9919 | 4.7% | 0.53792 | 0.51129 | 17907.0399 | 1026.0345 | 824.7437 | 16056.2617 | 17954.067 | 0 | 0 | 17954.067 | 0.01493%
2027 | 445 | 445-1315 | Tier-2 | Tier-2---19 | 1--5 | 1 | 100% | 26.2494 | 99.59% | 0% | 0.4079% | 1.294 | 0 | 0 | 1.294 | 0 | 1.1776 | 0.37309 | 3.1562 | 1.1776 | 0.37309 | 3.1562 | 1.3068 | 0.41403 | 3.1562 | 4.93% | 0.000636 | 0.00060452 | 41272.5846 | 2451.3434 | 2160.3074 | 36660.9338 | 41281.3528 | 0 | 0 | 41281.3528 | 4.267e-05%
2027 | 445 | 445-1323 | Tier-2 | Tier-2---18 | 3--3 | 1 | 100% | 78.5439 | 99.26% | 0.525% | 0.2138% | 3.8592 | 0 | 0 | 3.8592 | 0 | 3.5118 | 0.37309 | 9.4127 | 3.5118 | 0.37309 | 9.4127 | 3.8971 | 0.41403 | 9.4127 | 4.913% | 0.025445 | 0.024185 | 3086.8349 | 167.5927 | 20.9581 | 2898.2841 | 3088.0226 | 0 | 0 | 3088.0226 | 0.0001273%
2027 | 445 | 445-1325F | Tier-2 | Tier-2---2 | 5--4 | 76 | 100% | 7250.7229 | 96.11% | 3.805% | 0.08959% | 344.9322 | 0 | 0 | 344.9322 | 0 | 313.8836 | 28.3552 | 11.0697 | 313.8836 | 28.3552 | 11.0697 | 348.3221 | 31.4662 | 11.0697 | 4.757% | 0.57356 | 0.54517 | 12641.5766 | 694.1782 | 440.7081 | 11506.6903 | 12667.2174 | 0 | 0 | 12667.2174 | 0.01137%
2027 | 445 | 445-17R | Tier-2 | Tier-2---8 | 5--3 | 43 | 100% | 1603.5562 | 88.72% | 11.16% | 0.1231% | 70.4231 | 0 | 0 | 70.4231 | 0 | 64.084 | 16.0431 | 3.9945 | 64.084 | 16.0431 | 3.9945 | 71.1152 | 17.8033 | 3.9945 | 4.392% | 0.53426 | 0.50782 | 3001.4248 | 150.999 | 302.1467 | 2548.279 | 3019.055 | 0 | 0 | 3019.055 | 0.002322%
2027 | 445 | 445-18R | Tier-2 | Tier-2---2 | 5--5 | 116 | 100% | 10619.7967 | 95.69% | 4.18% | 0.1317% | 503.0122 | 0 | 0 | 503.0122 | 0 | 457.7342 | 43.279 | 10.5764 | 457.7342 | 43.279 | 10.5764 | 507.9557 | 48.0274 | 10.5764 | 4.737% | 0.6048 | 0.57486 | 17559.3271 | 969.9837 | 680.7099 | 15908.6335 | 17598.759 | 0 | 0 | 17598.759 | 0.01659%
2027 | 445 | 445-19R | Tier-2 | Tier-2---8 | 5--3 | 65 | 100% | 1766.7037 | 84.73% | 14.9% | 0.3714% | 74.0952 | 0 | 0 | 74.0952 | 0 | 67.4256 | 24.2511 | 2.7803 | 67.4256 | 24.2511 | 2.7803 | 74.8234 | 26.9119 | 2.7803 | 4.194% | 0.56527 | 0.53729 | 3125.4156 | 150.9089 | 429.896 | 2544.6106 | 3150.2749 | 0 | 0 | 3150.2749 | 0.002443%
2027 | 445 | 445-39R | Tier-2 | Tier-2---5 | 5--4 | 91 | 100% | 3678.5806 | 87.54% | 12.33% | 0.1304% | 159.4029 | 0 | 0 | 159.4029 | 0 | 145.0545 | 33.9516 | 4.2724 | 145.0545 | 33.9516 | 4.2724 | 160.9695 | 37.6767 | 4.2724 | 4.333% | 0.48997 | 0.46571 | 7507.8253 | 391.1864 | 914.4635 | 6202.1754 | 7556.5395 | 0 | 0 | 7556.5395 | 0.005257%
2027 | 445 | 445-894R | Tier-2 | Tier-2---5 | 5--4 | 156 | 100% | 4421.0024 | 88.12% | 11.51% | 0.3702% | 192.8443 | 0 | 0 | 192.8443 | 0 | 175.4857 | 58.2027 | 3.0151 | 175.4857 | 58.2027 | 3.0151 | 194.7396 | 64.5886 | 3.0151 | 4.362% | 0.63526 | 0.60381 | 6959.394 | 312.553 | 750.3762 | 5896.4648 | 7002.446 | 0 | 0 | 7002.446 | 0.006359%
2027 | 445 | 445-897R | Tier-2 | Tier-2---10 | 5--3 | 9 | 100% | 1351.7747 | 97.24% | 2.711% | 0.04647% | 65.0678 | 0 | 0 | 65.0678 | 0 | 59.2108 | 3.3578 | 17.6336 | 59.2108 | 3.3578 | 17.6336 | 65.7073 | 3.7263 | 17.6336 | 4.814% | 0.75637 | 0.71893 | 1787.1928 | 98.5478 | 55.7869 | 1632.8581 | 1789.7592 | 0 | 0 | 1789.7592 | 0.002146%
2027 | 448 | 448-1196F | Tier-3 | Tier-3---20 | 1--5 | 1 | 100% | 16.696 | 99.41% | 0% | 0.5907% | 0.82157 | 0 | 0 | 0.82157 | 0 | 0.74762 | 0.37309 | 2.0038 | 0.74762 | 0.37309 | 2.0038 | 0.82964 | 0.41403 | 2.0038 | 4.921% | 0.0002432 | 0.00023116 | 68651.2414 | 3730.8328 | 661.7244 | 64258.6842 | 68672.3598 | 0 | 0 | 68672.3598 | 2.709e-05%
2027 | 448 | 448-1234R | Tier-3 | Tier-3---15 | 5--3 | 9 | 100% | 1211.6194 | 97.39% | 2.475% | 0.1351% | 58.4097 | 0 | 0 | 58.4097 | 0 | 53.1521 | 3.3578 | 15.8292 | 53.1521 | 3.3578 | 15.8292 | 58.9838 | 3.7263 | 15.8292 | 4.821% | 0.62101 | 0.59027 | 1951.0598 | 101.7927 | 46.8267 | 1802.4404 | 1953.7118 | 0 | 0 | 1953.7118 | 0.001926%
2027 | 448 | 448-47R | Tier-3 | Tier-3---14 | 5--3 | 43 | 100% | 2612.2711 | 91.91% | 7.885% | 0.2065% | 118.8447 | 0 | 0 | 118.8447 | 0 | 108.1471 | 16.0431 | 6.7411 | 108.1471 | 16.0431 | 6.7411 | 120.0127 | 17.8033 | 6.7411 | 4.549% | 0.62882 | 0.59769 | 4154.2404 | 216.0426 | 303.0764 | 3635.1215 | 4171.7455 | 0 | 0 | 4171.7455 | 0.003919%
2027 | 448 | 448-714R | Tier-3 | Tier-3---14 | 5--3 | 85 | 100% | 2119.752 | 55.7% | 43.96% | 0.3458% | 58.4428 | 0 | 0 | 58.4428 | 0 | 53.1821 | 31.713 | 1.677 | 53.1821 | 31.713 | 1.677 | 59.0171 | 35.1925 | 1.677 | 2.757% | 0.46343 | 0.44049 | 4574.0639 | 152.3288 | 1823.4456 | 2598.2895 | 4679.5943 | 0 | 0 | 4679.5943 | 0.001927%
2027 | 448 | 448-724R | Tier-3 | Tier-3---18 | 5--2 | 49 | 100% | 520.639 | 76.18% | 22.78% | 1.038% | 19.634 | 0 | 0 | 19.634 | 0 | 17.8667 | 18.2816 | 0.9773 | 17.8667 | 18.2816 | 0.9773 | 19.8269 | 20.2874 | 0.9773 | 3.771% | 0.55035 | 0.52311 | 946.0153 | 35.8531 | 201.7143 | 708.4479 | 957.7484 | 0 | 0 | 957.7484 | 0.0006475%
2027 | 448 | 448-735R | Tier-3 | Tier-3---18 | 5--2 | 45 | 100% | 630.7627 | 79.12% | 20.09% | 0.7869% | 24.7041 | 0 | 0 | 24.7041 | 0 | 22.4804 | 16.7892 | 1.339 | 22.4804 | 16.7892 | 1.339 | 24.9469 | 18.6313 | 1.339 | 3.917% | 0.54202 | 0.51519 | 1163.7353 | 53.8869 | 215.9361 | 893.9122 | 1176.3882 | 0 | 0 | 1176.3882 | 0.0008147%
2027 | 448 | 448-744R | Tier-3 | Tier-3---7 | 5--5 | 224 | 100% | 9104.5616 | 91.68% | 8.126% | 0.1928% | 413.1864 | 0 | 0 | 413.1864 | 0 | 375.994 | 83.5731 | 4.499 | 375.994 | 83.5731 | 4.499 | 417.2472 | 92.7426 | 4.499 | 4.538% | 0.49442 | 0.46994 | 18414.705 | 980.4625 | 1393.5793 | 16040.6633 | 18494.4792 | 0 | 0 | 18494.4792 | 0.01363%
2027 | 448 | 448-9R | Tier-3 | Tier-3---9 | 5--4 | 106 | 100% | 5644.8109 | 93.43% | 6.384% | 0.1906% | 261.0474 | 0 | 0 | 261.0474 | 0 | 237.5496 | 39.548 | 6.0066 | 237.5496 | 39.548 | 6.0066 | 263.613 | 43.8871 | 6.0066 | 4.625% | 0.54394 | 0.51701 | 10377.639 | 550.4893 | 645.7623 | 9181.3873 | 10413.1713 | 0 | 0 | 10413.1713 | 0.008608%
2027 | 449 | 449-13R | Tier-3 | Tier-3---7 | 5--5 | 147 | 100% | 6729.9647 | 90.49% | 9.346% | 0.1629% | 301.4563 | 0 | 0 | 301.4563 | 0 | 274.3211 | 54.8449 | 5.0018 | 274.3211 | 54.8449 | 5.0018 | 304.419 | 60.8623 | 5.0018 | 4.479% | 0.28234 | 0.26837 | 23836.2998 | 1408.7102 | 2080.9099 | 20346.6798 | 23954.3367 | 0 | 0 | 23954.3367 | 0.009941%
2027 | 449 | 449-16R | Tier-3 | Tier-3---15 | 5--4 | 22 | 100% | 1495.5065 | 96.97% | 2.927% | 0.1006% | 71.7862 | 0 | 0 | 71.7862 | 0 | 65.3245 | 8.2081 | 7.9586 | 65.3245 | 8.2081 | 7.9586 | 72.4917 | 9.1086 | 7.9586 | 4.8% | 0.23738 | 0.22563 | 6300.0313 | 365.3232 | 174.7966 | 5759.9115 | 6309.9651 | 0 | 0 | 6309.9651 | 0.002367%
2027 | 449 | 449-683 | Tier-3 | Tier-3---18 | 5--3 | 7 | 100% | 625.3129 | 96.7% | 3.156% | 0.1473% | 29.9305 | 0 | 0 | 29.9305 | 0 | 27.2363 | 2.6117 | 10.4287 | 27.2363 | 2.6117 | 10.4287 | 30.2246 | 2.8982 | 10.4287 | 4.786% | 0.34581 | 0.32869 | 1808.2683 | 90.977 | 47.6654 | 1669.626 | 1811.3792 | 0 | 0 | 1811.3792 | 0.000987%
2027 | 449 | 449-693R | Tier-3 | Tier-3---9 | 5--5 | 34 | 100% | 5260.7056 | 98.77% | 1.153% | 0.07468% | 257.2092 | 0 | 0 | 257.2092 | 0 | 234.0568 | 12.6852 | 18.4512 | 234.0568 | 12.6852 | 18.4512 | 259.737 | 14.077 | 18.4512 | 4.889% | 0.26107 | 0.24815 | 20150.463 | 1117.608 | 224.7441 | 18808.1109 | 20163.3414 | 0 | 0 | 20163.3414 | 0.008482%
2027 | 449 | 449-6R | Tier-3 | Tier-3---14 | 5--4 | 45 | 100% | 2320.0162 | 95.55% | 4.318% | 0.1352% | 109.7271 | 0 | 0 | 109.7271 | 0 | 99.8502 | 16.7892 | 5.9473 | 99.8502 | 16.7892 | 5.9473 | 110.8055 | 18.6313 | 5.9473 | 4.73% | 0.24779 | 0.23552 | 9362.9076 | 518.3997 | 417.6492 | 8426.8588 | 9384.6196 | 0 | 0 | 9384.6196 | 0.003618%
2027 | 450 | 450-1851F | Tier-2 | Tier-2---3 | 5--5 | 26 | 100% | 8274.1225 | 99.23% | 0.7168% | 0.05235% | 406.4189 | 0 | 0 | 406.4189 | 0 | 369.8356 | 9.7005 | 38.1256 | 369.8356 | 9.7005 | 38.1256 | 410.4131 | 10.7648 | 38.1256 | 4.912% | 0.099477 | 0.094553 | 83176.2362 | 14607.9335 | 584.6634 | 67983.6393 | 83209.5529 | 0 | 0 | 83209.5529 | 0.0134%
2027 | 450 | 450-1853F | Tier-2 | Tier-2---10 | 4--4 | 5 | 100% | 792.2018 | 92.77% | 7.138% | 0.09408% | 36.3781 | 0 | 0 | 36.3781 | 0 | 33.1036 | 1.8655 | 17.7454 | 33.1036 | 1.8655 | 17.7454 | 36.7357 | 2.0701 | 17.7454 | 4.592% | 0.075291 | 0.071564 | 10521.8374 | 525.9075 | 700.4641 | 9295.4659 | 10561.4641 | 0 | 0 | 10561.4641 | 0.0012%
2027 | 450 | 450-1854 | Tier-2 | Tier-2---9 | 4--4 | 2 | 100% | 1132.2887 | 95.25% | 4.625% | 0.1242% | 53.3866 | 0 | 0 | 53.3866 | 0 | 48.5811 | 0.74619 | 65.1056 | 48.5811 | 0.74619 | 65.1056 | 53.9113 | 0.82806 | 65.1056 | 4.715% | 0.079085 | 0.07517 | 14317.3642 | 967.6824 | 629.1902 | 12720.4915 | 14352.7731 | 0 | 0 | 14352.7731 | 0.00176%
2027 | 452 | 452-38AE | Tier-2 | Tier-2---4 | 2--5 | 2 | 100% | 2823.7515 | 99.93% | 0% | 0.06613% | 139.6833 | 0 | 0 | 139.6833 | 0 | 127.1099 | 0.74619 | 170.3454 | 127.1099 | 0.74619 | 170.3454 | 141.0561 | 0.82806 | 170.3454 | 4.947% | 0.011395 | 0.010831 | 247801.8355 | 21945.5544 | 160.9262 | 225695.355 | 247810.3694 | 0 | 0 | 247810.3694 | 0.004606%
2027 | 454 | 454-48F | Tier-2 | Tier-2---4 | 4--5 | 1 | 100% | 3441.1661 | 99.7% | 0.2542% | 0.04705% | 169.8246 | 0 | 0 | 169.8246 | 0 | 154.5381 | 0.37309 | 414.2063 | 154.5381 | 0.37309 | 414.2063 | 171.4936 | 0.41403 | 414.2063 | 4.935% | 0.085487 | 0.081255 | 40253.7717 | 8646.4201 | 106.7946 | 31500.5571 | 40260.0869 | 0 | 0 | 40260.0869 | 0.0056%
2027 | 463 | 463-1136F | Tier-2 | Tier-2---18 | 4--2 | 2 | 100% | 88.0149 | 97.35% | 2.233% | 0.4157% | 4.2413 | 0 | 0 | 4.2413 | 0 | 3.8596 | 0.74619 | 5.1724 | 3.8596 | 0.74619 | 5.1724 | 4.283 | 0.82806 | 5.1724 | 4.819% | 0.060434 | 0.057442 | 1456.3858 | 89.8078 | 31.4849 | 1335.0931 | 1458.3947 | 0 | 0 | 1458.3947 | 0.0001399%
2027 | 463 | 463-1229 | Tier-2 | Tier-2---9 | 5--4 | 20 | 100% | 1378.3182 | 99.02% | 0.574% | 0.4088% | 67.5562 | 0 | 0 | 67.5562 | 0 | 61.4752 | 7.4619 | 8.2386 | 61.4752 | 7.4619 | 8.2386 | 68.2202 | 8.2806 | 8.2386 | 4.901% | 0.096723 | 0.091935 | 14250.1892 | 1640.085 | 119.2009 | 12490.9033 | 14257.4826 | 0 | 0 | 14257.4826 | 0.002228%
2027 | 470 | 470-40AE | Tier-2 | Tier-2---4 | 4--5 | 20 | 100% | 5264.9688 | 98.33% | 1.599% | 0.07273% | 256.2599 | 0 | 0 | 256.2599 | 0 | 233.193 | 7.4619 | 31.2512 | 233.193 | 7.4619 | 31.2512 | 258.7784 | 8.2806 | 31.2512 | 4.867% | 0.091034 | 0.086528 | 57835.1917 | 3654.8473 | 877.7111 | 53302.6332 | 57885.5342 | 0 | 0 | 57885.5342 | 0.008451%
2027 | 470 | 470-47R | Tier-3 | Tier-3---2 | 5--5 | 53 | 100% | 16740.3911 | 99.37% | 0.5365% | 0.09319% | 823.4313 | 0 | 0 | 823.4313 | 0 | 749.3113 | 19.774 | 37.8938 | 749.3113 | 19.774 | 37.8938 | 831.524 | 21.9436 | 37.8938 | 4.919% | 0.16225 | 0.15422 | 103174.1084 | 6598.1472 | 589.4379 | 95986.5234 | 103207.9428 | 0 | 0 | 103207.9428 | 0.02715%
2027 | 471 | 471-36F | Tier-2 | Tier-2---4 | 4--5 | 6 | 100% | 4253.6671 | 94.96% | 4.983% | 0.06005% | 199.9388 | 0 | 0 | 199.9388 | 0 | 181.9416 | 2.2386 | 81.2759 | 181.9416 | 2.2386 | 81.2759 | 201.9038 | 2.4842 | 81.2759 | 4.7% | 0.093079 | 0.088471 | 45699.6343 | 2391.7261 | 2109.1945 | 41198.7137 | 45819.647 | 0 | 0 | 45819.647 | 0.006593%
2027 | 500 | 500-1531 | Tier-2 | Tier-2---10 | 4--4 | 3 | 100% | 800.5503 | 21.6% | 78.32% | 0.07823% | 8.56 | 0 | 0 | 8.56 | 0 | 7.7895 | 1.1193 | 6.9594 | 7.7895 | 1.1193 | 6.9594 | 8.6441 | 1.2421 | 6.9594 | 1.069% | 0.071178 | 0.067654 | 11247.1911 | 167.2855 | 8054.1845 | 3025.7211 | 11706.3951 | 0 | 0 | 11706.3951 | 0.0002823%
2027 | 501 | 501-786 | Tier-2 | Tier-2---14 | 2--5 | 1 | 100% | 204.0835 | 99.63% | 0% | 0.368% | 10.065 | 0 | 0 | 10.065 | 0 | 9.159 | 0.37309 | 24.5487 | 9.159 | 0.37309 | 24.5487 | 10.1639 | 0.41403 | 24.5487 | 4.932% | 0.0050324 | 0.0047833 | 40553.9202 | 2762.8 | 144.6555 | 37646.4647 | 40561.693 | 0 | 0 | 40561.693 | 0.0003319%
2027 | 504 | 504-2501R | Tier-2 | Tier-2---9 | 3--5 | 2 | 100% | 733.6834 | 99.51% | 0% | 0.4917% | 36.1388 | 0 | 0 | 36.1388 | 0 | 32.8858 | 0.74619 | 44.0717 | 32.8858 | 0.74619 | 44.0717 | 36.4939 | 0.82806 | 44.0717 | 4.926% | 0.021593 | 0.020524 | 33978.4661 | 2347.3747 | 1024.1887 | 30606.9026 | 33987.1667 | 0 | 0 | 33987.1667 | 0.001192%
2027 | 520 | 520-1045R | Tier-2 | Tier-2---5 | 5--4 | 47 | 100% | 2978.814 | 97.34% | 2.471% | 0.184% | 143.536 | 0 | 0 | 143.536 | 0 | 130.6158 | 17.5354 | 7.4487 | 130.6158 | 17.5354 | 7.4487 | 144.9467 | 19.4594 | 7.4487 | 4.819% | 0.26824 | 0.25496 | 11105.2066 | 596.3807 | 258.2442 | 10250.5816 | 11120.5631 | 0 | 0 | 11120.5631 | 0.004733%
2027 | 520 | 520-10R | Tier-2 | Tier-2---7 | 4--5 | 27 | 100% | 1478.7446 | 97.97% | 1.759% | 0.2664% | 71.715 | 0 | 0 | 71.715 | 0 | 65.2597 | 10.0735 | 6.4783 | 65.2597 | 10.0735 | 6.4783 | 72.4198 | 11.1788 | 6.4783 | 4.85% | 0.046043 | 0.043764 | 32116.3215 | 3380.3007 | 793.9909 | 27942.0299 | 32150.2042 | 0 | 0 | 32150.2042 | 0.002365%
2027 | 520 | 520-1489R | Tier-2 | Tier-2---8 | 5--5 | 129 | 100% | 2637.9338 | 96.76% | 2.798% | 0.4462% | 126.3422 | 0 | 0 | 126.3422 | 0 | 114.9697 | 48.1292 | 2.3888 | 114.9697 | 48.1292 | 2.3888 | 127.5839 | 53.4098 | 2.3888 | 4.789% | 0.13822 | 0.13138 | 19085.4238 | 1021.9214 | 566.5154 | 17496.987 | 19117.6637 | 0 | 0 | 19117.6637 | 0.004166%
2027 | 520 | 520-1509R | Tier-2 | Tier-2---5 | 5--4 | 84 | 100% | 3413.9118 | 92.72% | 6.994% | 0.2858% | 156.6869 | 0 | 0 | 156.6869 | 0 | 142.5829 | 31.3399 | 4.5496 | 142.5829 | 31.3399 | 4.5496 | 158.2268 | 34.7785 | 4.5496 | 4.59% | 0.28561 | 0.27147 | 11953.1797 | 661.7087 | 782.5338 | 10508.9372 | 11998.4952 | 0 | 0 | 11998.4952 | 0.005167%
2027 | 520 | 520-1525R | Tier-2 | Tier-2---8 | 5--5 | 31 | 100% | 1632.8033 | 98.29% | 1.436% | 0.2778% | 79.4388 | 0 | 0 | 79.4388 | 0 | 72.2882 | 11.5659 | 6.2501 | 72.2882 | 11.5659 | 6.2501 | 80.2195 | 12.8349 | 6.2501 | 4.865% | 0.099044 | 0.094141 | 16485.7021 | 1672.9156 | 358.491 | 14454.2955 | 16500.4136 | 0 | 0 | 16500.4136 | 0.00262%
2027 | 520 | 520-1527R | Tier-3 | Tier-3---7 | 5--5 | 53 | 100% | 6763.0006 | 96.72% | 3.176% | 0.1068% | 323.7803 | 0 | 0 | 323.7803 | 0 | 294.6356 | 19.774 | 14.9002 | 294.6356 | 19.774 | 14.9002 | 326.9624 | 21.9436 | 14.9002 | 4.788% | 0.27105 | 0.25763 | 24951.4497 | 1805.8111 | 756.6493 | 22388.9893 | 24994.1011 | 0 | 0 | 24994.1011 | 0.01068%
2027 | 520 | 520-1902R | Tier-2 | Tier-2---9 | 4--4 | 3 | 100% | 748.333 | 77.34% | 21.7% | 0.962% | 28.6477 | 0 | 0 | 28.6477 | 0 | 26.069 | 1.1193 | 23.2908 | 26.069 | 1.1193 | 23.2908 | 28.9292 | 1.2421 | 23.2908 | 3.828% | 0.058932 | 0.056015 | 12698.2886 | 1100.527 | 2687.8901 | 8909.8715 | 12848.1568 | 0 | 0 | 12848.1568 | 0.0009447%
2027 | 520 | 520-1904 | Tier-3 | Tier-3---13 | 4--5 | 19 | 100% | 2084.5359 | 96.48% | 3.265% | 0.2521% | 99.5552 | 0 | 0 | 99.5552 | 0 | 90.5939 | 7.0888 | 12.7799 | 90.5939 | 7.0888 | 12.7799 | 100.5337 | 7.8666 | 12.7799 | 4.776% | 0.05278 | 0.050167 | 39495.106 | 2613.3418 | 1305.0051 | 35576.7591 | 39567.4502 | 0 | 0 | 39567.4502 | 0.003283%
2027 | 520 | 520-35R | Tier-3 | Tier-3---9 | 5--5 | 89 | 100% | 4997.7942 | 96.49% | 3.313% | 0.193% | 238.7183 | 0 | 0 | 238.7183 | 0 | 217.2304 | 33.2054 | 6.542 | 217.2304 | 33.2054 | 6.542 | 241.0644 | 36.8486 | 6.542 | 4.776% | 0.28544 | 0.27131 | 17509.0395 | 1062.3012 | 557.174 | 15889.5643 | 17541.0049 | 0 | 0 | 17541.0049 | 0.007872%
2027 | 520 | 520-45 | Tier-2 | Tier-2---8 | 5--5 | 74 | 100% | 2044.6463 | 97.57% | 2.13% | 0.298% | 98.7525 | 0 | 0 | 98.7525 | 0 | 89.8634 | 27.609 | 3.2549 | 89.8634 | 27.609 | 3.2549 | 99.723 | 30.6382 | 3.2549 | 4.83% | 0.10446 | 0.099291 | 19573.1854 | 982.4694 | 415.3687 | 18175.3473 | 19597.9361 | 0 | 0 | 19597.9361 | 0.003256%
2027 | 521 | 521-14R | Tier-3 | Tier-3---5 | 5--5 | 49 | 100% | 11350.2874 | 96.69% | 3.233% | 0.07621% | 543.2489 | 0 | 0 | 543.2489 | 0 | 494.3491 | 18.2816 | 27.0408 | 494.3491 | 18.2816 | 27.0408 | 548.5879 | 20.2874 | 27.0408 | 4.786% | 0.27097 | 0.25755 | 41888.3276 | 2255.8215 | 1272.0917 | 38360.4144 | 41960.5084 | 0 | 0 | 41960.5084 | 0.01791%
2027 | 521 | 521-1856R | Tier-3 | Tier-3---6 | 5--5 | 87 | 100% | 8477.8617 | 97.79% | 2.104% | 0.1048% | 410.3866 | 0 | 0 | 410.3866 | 0 | 373.4462 | 32.4592 | 11.5051 | 373.4462 | 32.4592 | 11.5051 | 414.4198 | 36.0206 | 11.5051 | 4.841% | 0.15411 | 0.14648 | 55012.684 | 3012.448 | 1105.9909 | 50894.245 | 55075.953 | 0 | 0 | 55075.953 | 0.01353%
2027 | 521 | 521-18R | Tier-3 | Tier-3---6 | 4--5 | 73 | 100% | 8713.0173 | 99.36% | 0.5424% | 0.09583% | 428.5416 | 0 | 0 | 428.5416 | 0 | 389.967 | 27.2359 | 14.3181 | 389.967 | 27.2359 | 14.3181 | 432.7533 | 30.2242 | 14.3181 | 4.918% | 0.071321 | 0.067791 | 122165.8816 | 6890.9356 | 771.7339 | 114503.2122 | 122206.4886 | 0 | 0 | 122206.4886 | 0.01413%
2027 | 521 | 521-27R | Tier-2 | Tier-2---3 | 4--5 | 25 | 100% | 5618.6229 | 98.78% | 1.092% | 0.1294% | 274.726 | 0 | 0 | 274.726 | 0 | 249.9969 | 9.3274 | 26.8025 | 249.9969 | 9.3274 | 26.8025 | 277.426 | 10.3507 | 26.8025 | 4.89% | 0.063668 | 0.060516 | 88249.328 | 6355.7576 | 1136.662 | 80756.9084 | 88305.4429 | 0 | 0 | 88305.4429 | 0.009059%
2027 | 521 | 521-32R | Tier-3 | Tier-3---4 | 5--5 | 42 | 100% | 12241.7135 | 99.38% | 0.5642% | 0.05689% | 602.2012 | 0 | 0 | 602.2012 | 0 | 547.9949 | 15.67 | 34.971 | 547.9949 | 15.67 | 34.971 | 608.1196 | 17.3892 | 34.971 | 4.919% | 0.14844 | 0.14109 | 82470.5462 | 5122.2262 | 464.9548 | 76883.3652 | 82497.2218 | 0 | 0 | 82497.2218 | 0.01986%
2027 | 521 | 521-700R | Tier-2 | Tier-2---3 | 4--5 | 37 | 100% | 9012.5446 | 99.05% | 0.8425% | 0.1052% | 441.8931 | 0 | 0 | 441.8931 | 0 | 402.1167 | 13.8045 | 29.1294 | 402.1167 | 13.8045 | 29.1294 | 446.236 | 15.3191 | 29.1294 | 4.903% | 0.074421 | 0.070737 | 121102.821 | 8945.6292 | 1253.8537 | 110903.3381 | 121162.5896 | 0 | 0 | 121162.5896 | 0.01457%
2027 | 522 | 522-38R | Tier-2 | Tier-2---6 | 4--5 | 1 | 100% | 5639.8414 | 96.44% | 3.339% | 0.2198% | 269.2374 | 0 | 0 | 269.2374 | 0 | 245.0024 | 0.37309 | 656.6766 | 245.0024 | 0.37309 | 656.6766 | 271.8835 | 0.41403 | 656.6766 | 4.774% | 0.088602 | 0.084216 | 63653.5146 | 7689.6838 | 2180.134 | 53783.6968 | 63771.4814 | 0 | 0 | 63771.4814 | 0.008878%
2027 | 524 | 524-1782F | Tier-3 | Tier-3---10 | 4--5 | 46 | 100% | 5468.1345 | 99.78% | 0.1144% | 0.1099% | 270.0655 | 0 | 0 | 270.0655 | 0 | 245.7559 | 17.1623 | 14.3195 | 245.7559 | 17.1623 | 14.3195 | 272.7197 | 19.0454 | 14.3195 | 4.939% | 0.040404 | 0.038404 | 135337.1336 | 10621.643 | 457.8891 | 124257.6016 | 135352.9439 | 0 | 0 | 135352.9439 | 0.008906%
2027 | 524 | 524-27R | Tier-3 | Tier-3---4 | 4--5 | 114 | 100% | 11317.6942 | 99.77% | 0.1414% | 0.08951% | 558.9321 | 0 | 0 | 558.9321 | 0 | 508.6206 | 42.5328 | 11.9583 | 508.6206 | 42.5328 | 11.9583 | 564.4253 | 47.1994 | 11.9583 | 4.939% | 0.060207 | 0.057227 | 187979.0829 | 15020.271 | 843.0575 | 172115.7544 | 188001.69 | 0 | 0 | 188001.69 | 0.01843%
2027 | 524 | 524-46R | Tier-3 | Tier-3---4 | 5--5 | 89 | 100% | 13710.9533 | 98.99% | 0.9557% | 0.05722% | 671.8177 | 0 | 0 | 671.8177 | 0 | 611.3449 | 33.2054 | 18.411 | 611.3449 | 33.2054 | 18.411 | 678.4203 | 36.8486 | 18.411 | 4.9% | 0.18916 | 0.17979 | 72484.9744 | 5399.6154 | 709.3603 | 66375.9987 | 72523.2103 | 0 | 0 | 72523.2103 | 0.02215%
2027 | 524 | 524-50R | Tier-3 | Tier-3---7 | 5--5 | 84 | 100% | 8801.877 | 98.2% | 1.718% | 0.0819% | 427.853 | 0 | 0 | 427.853 | 0 | 389.3404 | 31.3399 | 12.4231 | 389.3404 | 31.3399 | 12.4231 | 432.0579 | 34.7785 | 12.4231 | 4.861% | 0.18313 | 0.17407 | 48062.3901 | 2911.3323 | 788.4961 | 44362.5616 | 48107.4292 | 0 | 0 | 48107.4292 | 0.01411%
2027 | 524 | 524-69R | Tier-3 | Tier-3---1 | 5--5 | 283 | 100% | 40375.331 | 99.03% | 0.9107% | 0.05596% | 1979.2587 | 0 | 0 | 1979.2587 | 0 | 1801.0985 | 105.5857 | 17.0582 | 1801.0985 | 105.5857 | 17.0582 | 1998.7108 | 117.1703 | 17.0582 | 4.902% | 0.27264 | 0.25914 | 148092.4418 | 8147.506 | 1337.0199 | 138607.9158 | 148166.9965 | 0 | 0 | 148166.9965 | 0.06527%
2027 | 597 | 597-595 | Tier-2 | Tier-2---1 | 5--5 | 92 | 100% | 18774.394 | 95.55% | 4.388% | 0.06321% | 887.9695 | 0 | 0 | 887.9695 | 0 | 808.0402 | 34.3247 | 23.5411 | 808.0402 | 34.3247 | 23.5411 | 896.6965 | 38.0907 | 23.5411 | 4.73% | 0.15307 | 0.14549 | 122655.7075 | 12289.1487 | 5017.0863 | 105349.4725 | 122940.0104 | 0 | 0 | 122940.0104 | 0.02928%
2027 | 599 | 599-19R | Tier-2 | Tier-2---1 | 5--5 | 124 | 100% | 25743.4561 | 99.4% | 0.5253% | 0.0786% | 1266.6062 | 0 | 0 | 1266.6062 | 0 | 1152.5944 | 46.2637 | 24.9136 | 1152.5944 | 46.2637 | 24.9136 | 1279.0544 | 51.3397 | 24.9136 | 4.92% | 0.15161 | 0.14411 | 169796.7072 | 9028.2208 | 940.8004 | 159827.6859 | 169850.1033 | 0 | 0 | 169850.1033 | 0.04177%
2027 | 67 | 67-24R | Tier-3 | Tier-3---13 | 5--4 | 112 | 100% | 2610.8 | 93.6% | 6.065% | 0.3401% | 120.9575 | 0 | 0 | 120.9575 | 0 | 110.0696 | 41.7866 | 2.6341 | 110.0696 | 41.7866 | 2.6341 | 122.1462 | 46.3713 | 2.6341 | 4.633% | 0.2194 | 0.20854 | 11899.5856 | 668.9805 | 692.7946 | 10537.8105 | 11939.276 | 0 | 0 | 11939.276 | 0.003989%
2027 | 67 | 67-34R | Tier-3 | Tier-3---11 | 5--5 | 188 | 100% | 4180.1374 | 93.8% | 5.869% | 0.3284% | 194.0937 | 0 | 0 | 194.0937 | 0 | 176.6226 | 70.1418 | 2.5181 | 176.6226 | 70.1418 | 2.5181 | 196.0012 | 77.8375 | 2.5181 | 4.643% | 0.24743 | 0.23519 | 16893.949 | 1075.9433 | 993.2749 | 14824.7309 | 16948.4725 | 0 | 0 | 16948.4725 | 0.0064%
2027 | 67 | 67-37R | Tier-3 | Tier-3---17 | 5--3 | 55 | 100% | 622.3042 | 87.18% | 11.98% | 0.8373% | 26.8549 | 0 | 0 | 26.8549 | 0 | 24.4376 | 20.5202 | 1.1909 | 24.4376 | 20.5202 | 1.1909 | 27.1188 | 22.7716 | 1.1909 | 4.315% | 0.20095 | 0.191 | 3096.8174 | 160.5865 | 360.9451 | 2575.2857 | 3117.4933 | 0 | 0 | 3117.4933 | 0.0008856%
2027 | 67 | 67-45R | Tier-3 | Tier-3---15 | 5--4 | 78 | 100% | 1627.9508 | 92.79% | 6.809% | 0.4053% | 74.7699 | 0 | 0 | 74.7699 | 0 | 68.0396 | 29.1014 | 2.338 | 68.0396 | 29.1014 | 2.338 | 75.5048 | 32.2943 | 2.338 | 4.593% | 0.20887 | 0.19854 | 7793.9219 | 491.8665 | 509.4559 | 6792.5995 | 7823.2046 | 0 | 0 | 7823.2046 | 0.002466%
2027 | 73 | 73-1130R | Tier-3 | Tier-3---9 | 5--5 | 84 | 100% | 6201.607 | 97.29% | 2.601% | 0.1104% | 298.6566 | 0 | 0 | 298.6566 | 0 | 271.7734 | 31.3399 | 8.6718 | 271.7734 | 31.3399 | 8.6718 | 301.5917 | 34.7785 | 8.6718 | 4.816% | 0.2182 | 0.2074 | 28421.9762 | 1612.5005 | 708.1752 | 26101.3005 | 28462.107 | 0 | 0 | 28462.107 | 0.009849%
2027 | 73 | 73-1163 | Tier-3 | Tier-3---4 | 5--5 | 90 | 100% | 15337.1849 | 98.56% | 1.393% | 0.04595% | 748.2657 | 0 | 0 | 748.2657 | 0 | 680.9116 | 33.5785 | 20.2782 | 680.9116 | 33.5785 | 20.2782 | 755.6196 | 37.2627 | 20.2782 | 4.879% | 0.22506 | 0.21392 | 68145.9431 | 3858.2027 | 972.8217 | 63314.9187 | 68197.0126 | 0 | 0 | 68197.0126 | 0.02468%
2027 | 73 | 73-1164 | Tier-3 | Tier-3---13 | 5--4 | 21 | 100% | 2448.8293 | 98.64% | 1.317% | 0.04316% | 119.5679 | 0 | 0 | 119.5679 | 0 | 108.8052 | 7.835 | 13.8871 | 108.8052 | 7.835 | 13.8871 | 120.743 | 8.6946 | 13.8871 | 4.883% | 0.18614 | 0.17693 | 13155.649 | 640.7749 | 160.5982 | 12354.2759 | 13164.97 | 0 | 0 | 13164.97 | 0.003943%
2027 | 73 | 73-23R | Tier-3 | Tier-3---9 | 5--5 | 56 | 100% | 5733.7907 | 98.41% | 1.505% | 0.0877% | 279.3035 | 0 | 0 | 279.3035 | 0 | 254.1624 | 20.8933 | 12.1648 | 254.1624 | 20.8933 | 12.1648 | 282.0485 | 23.1856 | 12.1648 | 4.871% | 0.21349 | 0.20292 | 26857.2697 | 1634.3076 | 394.5626 | 24828.3995 | 26879.5398 | 0 | 0 | 26879.5398 | 0.00921%
2027 | 73 | 73-678R | Tier-3 | Tier-3---5 | 5--5 | 93 | 100% | 10591.3769 | 98.31% | 1.605% | 0.08417% | 515.415 | 0 | 0 | 515.415 | 0 | 469.0206 | 34.6978 | 13.5173 | 469.0206 | 34.6978 | 13.5173 | 520.4805 | 38.5047 | 13.5173 | 4.866% | 0.23776 | 0.22599 | 44546.6543 | 2704.4094 | 706.232 | 41136.0129 | 44585.8514 | 0 | 0 | 44585.8514 | 0.017%
2027 | 73 | 73-683R | Tier-3 | Tier-3---7 | 5--5 | 84 | 100% | 9288.0329 | 98.43% | 1.494% | 0.07761% | 452.5311 | 0 | 0 | 452.5311 | 0 | 411.7972 | 31.3399 | 13.1397 | 411.7972 | 31.3399 | 13.1397 | 456.9786 | 34.7785 | 13.1397 | 4.872% | 0.22716 | 0.21591 | 40887.9849 | 2244.0715 | 610.523 | 38033.3904 | 40921.4543 | 0 | 0 | 40921.4543 | 0.01492%
2027 | 75 | 75-2257F | Tier-3 | Tier-3---20 | 1--5 | 2 | 100% | 17.7969 | 99.34% | 0% | 0.6614% | 0.87512 | 0 | 0 | 0.87512 | 0 | 0.79635 | 0.74619 | 1.0672 | 0.79635 | 0.74619 | 1.0672 | 0.88372 | 0.82806 | 1.0672 | 4.917% | 0.0002804 | 0.00026652 | 63469.7957 | 3655.2315 | 381.3513 | 59433.2129 | 63491.6581 | 0 | 0 | 63491.6581 | 2.886e-05%
2027 | 75 | 75-2259F | Tier-3 | Tier-3---12 | 3--5 | 32 | 100% | 3135.4576 | 99.77% | 0.1421% | 0.08717% | 154.8494 | 0 | 0 | 154.8494 | 0 | 140.9108 | 11.939 | 11.8025 | 140.9108 | 11.939 | 11.8025 | 156.3712 | 13.2489 | 11.8025 | 4.939% | 0.020337 | 0.019331 | 154171.9995 | 13070.8578 | 336.227 | 140764.9147 | 154190.404 | 0 | 0 | 154190.404 | 0.005106%
2027 | 75 | 75-32R | Tier-3 | Tier-3---13 | 3--5 | 15 | 100% | 1708.3855 | 99.57% | 0.3134% | 0.112% | 84.2054 | 0 | 0 | 84.2054 | 0 | 76.6258 | 5.5964 | 13.6919 | 76.6258 | 5.5964 | 13.6919 | 85.033 | 6.2104 | 13.6919 | 4.929% | 0.014781 | 0.01405 | 115578.2654 | 8310.062 | 472.6259 | 106795.5774 | 115603.867 | 0 | 0 | 115603.867 | 0.002777%
2027 | 75 | 75-41 | Tier-3 | Tier-3---13 | 3--5 | 4 | 100% | 1937.5846 | 99.86% | 0.04507% | 0.0969% | 95.7743 | 0 | 0 | 95.7743 | 0 | 87.1533 | 1.4924 | 58.3989 | 87.1533 | 1.4924 | 58.3989 | 96.7155 | 1.6561 | 58.3989 | 4.943% | 0.0163 | 0.015493 | 118871.6769 | 11982.6524 | 277.8358 | 106611.1887 | 118880.4654 | 0 | 0 | 118880.4654 | 0.003158%
2027 | 75 | 75-996R | Tier-2 | Tier-2---7 | 4--5 | 46 | 100% | 2211.1377 | 99.23% | 0.4312% | 0.3416% | 108.6055 | 0 | 0 | 108.6055 | 0 | 98.8295 | 17.1623 | 5.7585 | 98.8295 | 17.1623 | 5.7585 | 109.6728 | 19.0454 | 5.7585 | 4.912% | 0.043997 | 0.041819 | 50256.3267 | 5074.1581 | 595.0934 | 44587.0751 | 50276.5529 | 0 | 0 | 50276.5529 | 0.003581%
2027 | 770 | 770-259R | Tier-2 | Tier-2---17 | 2--3 | 1 | 100% | 42.5113 | 97.49% | 0.5175% | 1.991% | 2.0515 | 0 | 0 | 2.0515 | 0 | 1.8669 | 0.37309 | 5.0037 | 1.8669 | 0.37309 | 5.0037 | 2.0717 | 0.41403 | 5.0037 | 4.826% | 0.010605 | 0.01008 | 4008.538 | 404.386 | 91.8554 | 3512.2966 | 4013.7737 | 0 | 0 | 4013.7737 | 6.765e-05%
2027 | 78 | 78-26R | Tier-3 | Tier-3---5 | 5--5 | 60 | 100% | 14526.7268 | 98.56% | 1.412% | 0.03052% | 708.6971 | 0 | 0 | 708.6971 | 0 | 644.9047 | 22.3857 | 28.8088 | 644.9047 | 22.3857 | 28.8088 | 715.6622 | 24.8418 | 28.8088 | 4.879% | 0.34567 | 0.32856 | 42024.2818 | 2090.1766 | 553.5184 | 39380.5868 | 42055.8613 | 0 | 0 | 42055.8613 | 0.02337%
2027 | 78 | 78-35R | Tier-3 | Tier-3---10 | 2--5 | 1 | 100% | 5696.3358 | 99.98% | 0% | 0.01771% | 281.9187 | 0 | 0 | 281.9187 | 0 | 256.5422 | 0.37309 | 687.6065 | 256.5422 | 0.37309 | 687.6065 | 284.6894 | 0.41403 | 687.6065 | 4.949% | 0.008188 | 0.0077827 | 695693.1861 | 34624.5113 | 144.4142 | 660924.2606 | 695699.6035 | 0 | 0 | 695699.6035 | 0.009297%
2027 | 78 | 78-782R | Tier-3 | Tier-3---7 | 5--5 | 13 | 100% | 7202.3158 | 99.51% | 0.4709% | 0.01666% | 354.7762 | 0 | 0 | 354.7762 | 0 | 322.8415 | 4.8502 | 66.5621 | 322.8415 | 4.8502 | 66.5621 | 358.263 | 5.3824 | 66.5621 | 4.926% | 0.33808 | 0.32134 | 21303.7357 | 1160.2609 | 93.0569 | 20050.418 | 21309.1455 | 0 | 0 | 21309.1455 | 0.0117%
2027 | 788 | 788-34R | Tier-2 | Tier-2---6 | 5--5 | 37 | 100% | 9132.2366 | 94.33% | 5.547% | 0.1209% | 426.4266 | 0 | 0 | 426.4266 | 0 | 388.0424 | 13.8045 | 28.1099 | 388.0424 | 13.8045 | 28.1099 | 430.6175 | 15.3191 | 28.1099 | 4.669% | 0.12404 | 0.1179 | 73621.1831 | 9933.4586 | 4009.9599 | 59677.7646 | 73838.4724 | 0 | 0 | 73838.4724 | 0.01406%
2027 | 791 | 791-419F | Tier-2 | Tier-2---5 | 5--5 | 5 | 100% | 3349.7594 | 92.58% | 7.304% | 0.116% | 153.5102 | 0 | 0 | 153.5102 | 0 | 139.6922 | 1.8655 | 74.883 | 139.6922 | 1.8655 | 74.883 | 155.0189 | 2.0701 | 74.883 | 4.583% | 0.11325 | 0.10765 | 29577.718 | 1970.6299 | 1994.5012 | 25612.587 | 29692.0073 | 0 | 0 | 29692.0073 | 0.005062%
2027 | 79 | 79-658R | Tier-3 | Tier-3---5 | 5--5 | 34 | 100% | 12321.0759 | 99.26% | 0.6823% | 0.05367% | 605.4043 | 0 | 0 | 605.4043 | 0 | 550.9097 | 12.6852 | 43.4293 | 550.9097 | 12.6852 | 43.4293 | 611.3542 | 14.077 | 43.4293 | 4.914% | 0.46655 | 0.44346 | 26408.7945 | 1544.5762 | 192.1403 | 24672.078 | 26418.917 | 0 | 0 | 26418.917 | 0.01996%
2027 | 79 | 79-660R | Tier-3 | Tier-3---14 | 5--3 | 20 | 100% | 2087.0386 | 97.47% | 2.263% | 0.2704% | 100.6913 | 0 | 0 | 100.6913 | 0 | 91.6277 | 7.4619 | 12.2794 | 91.6277 | 7.4619 | 12.2794 | 101.6809 | 8.2806 | 12.2794 | 4.825% | 0.45747 | 0.43483 | 4562.1181 | 197.7916 | 116.9677 | 4247.3588 | 4568.1369 | 0 | 0 | 4568.1369 | 0.00332%
2027 | 79 | 79-668R | Tier-3 | Tier-3---15 | 5--3 | 77 | 100% | 1606.9068 | 70.93% | 28.63% | 0.4437% | 56.416 | 0 | 0 | 56.416 | 0 | 51.3378 | 28.7283 | 1.787 | 51.3378 | 28.7283 | 1.787 | 56.9704 | 31.8803 | 1.787 | 3.511% | 0.43999 | 0.41821 | 3652.1539 | 150.5315 | 949.6335 | 2551.989 | 3707.4514 | 0 | 0 | 3707.4514 | 0.00186%
2027 | 79 | 79-676R | Tier-3 | Tier-3---5 | 5--5 | 28 | 100% | 9714.1464 | 98.29% | 1.686% | 0.02874% | 472.6073 | 0 | 0 | 472.6073 | 0 | 430.0662 | 10.4466 | 41.1679 | 430.0662 | 10.4466 | 41.1679 | 477.252 | 11.5928 | 41.1679 | 4.865% | 0.38409 | 0.36508 | 25291.2629 | 1478.5998 | 416.7742 | 23395.8888 | 25313.8415 | 0 | 0 | 25313.8415 | 0.01558%
2027 | 79 | 79-679R | Tier-3 | Tier-3---3 | 5--5 | 59 | 100% | 18448.5828 | 98.9% | 1.079% | 0.02427% | 903.134 | 0 | 0 | 903.134 | 0 | 821.8397 | 22.0126 | 37.335 | 821.8397 | 22.0126 | 37.335 | 912.01 | 24.4277 | 37.335 | 4.895% | 0.3939 | 0.3744 | 46835.416 | 2583.7373 | 473.6256 | 43778.0531 | 46862.3143 | 0 | 0 | 46862.3143 | 0.02978%
2027 | 79 | 79-685R | Tier-3 | Tier-3---14 | 5--4 | 2 | 100% | 2564.7524 | 99.37% | 0.5359% | 0.0899% | 126.1608 | 0 | 0 | 126.1608 | 0 | 114.8046 | 0.74619 | 153.8547 | 114.8046 | 0.74619 | 153.8547 | 127.4007 | 0.82806 | 153.8547 | 4.919% | 0.43155 | 0.41019 | 5943.1342 | 289.2774 | 32.5223 | 5621.3345 | 5945.071 | 0 | 0 | 5945.071 | 0.00416%
2027 | 79 | 79-714R | Tier-3 | Tier-3---9 | 5--4 | 50 | 100% | 5536.6205 | 96.31% | 3.618% | 0.06787% | 263.9613 | 0 | 0 | 263.9613 | 0 | 240.2011 | 18.6547 | 12.8762 | 240.2011 | 18.6547 | 12.8762 | 266.5555 | 20.7015 | 12.8762 | 4.768% | 0.37772 | 0.35902 | 14658.165 | 795.0255 | 492.7291 | 13370.4104 | 14686.3013 | 0 | 0 | 14686.3013 | 0.008704%
2027 | 79 | 79-785 | Tier-3 | Tier-3---3 | 5--5 | 107 | 100% | 18780.9285 | 97.14% | 2.812% | 0.0448% | 903.1022 | 0 | 0 | 903.1022 | 0 | 821.8107 | 39.9211 | 20.5859 | 821.8107 | 39.9211 | 20.5859 | 911.9778 | 44.3012 | 20.5859 | 4.809% | 0.38023 | 0.36141 | 49393.626 | 3270.0768 | 1298.0167 | 44825.5325 | 49467.0991 | 0 | 0 | 49467.0991 | 0.02978%
2027 | 79 | 79-799R | Tier-3 | Tier-3---14 | 5--3 | 15 | 100% | 3034.8235 | 97.12% | 2.752% | 0.1275% | 145.8979 | 0 | 0 | 145.8979 | 0 | 132.7651 | 5.5964 | 23.7232 | 132.7651 | 5.5964 | 23.7232 | 147.3318 | 6.2104 | 23.7232 | 4.807% | 0.77068 | 0.73253 | 3937.8445 | 167.5066 | 101.5953 | 3668.7425 | 3943.7498 | 0 | 0 | 3943.7498 | 0.004811%
2027 | 79 | 79-808R | Tier-3 | Tier-3---3 | 5--5 | 56 | 100% | 19978.3255 | 99.23% | 0.7353% | 0.0338% | 981.3213 | 0 | 0 | 981.3213 | 0 | 892.989 | 20.8933 | 42.7405 | 892.989 | 20.8933 | 42.7405 | 990.9657 | 23.1856 | 42.7405 | 4.912% | 0.44563 | 0.42357 | 44831.6641 | 2303.1269 | 312.6633 | 42215.8739 | 44849.6205 | 0 | 0 | 44849.6205 | 0.03236%
2027 | 799 | 799-504R | Tier-2 | Tier-2---15 | 1--5 | 2 | 100% | 127.4062 | 99.28% | 0% | 0.716% | 6.2614 | 0 | 0 | 6.2614 | 0 | 5.6978 | 0.74619 | 7.6359 | 5.6978 | 0.74619 | 7.6359 | 6.323 | 0.82806 | 7.6359 | 4.915% | 0.0046964 | 0.0044639 | 27128.474 | 4849.4252 | 1319.6494 | 20959.3994 | 27138.5902 | 0 | 0 | 27138.5902 | 0.0002065%
2027 | 835 | 835-35F | Tier-2 | Tier-2---19 | 1--5 | 1 | 100% | 6.7153 | 99.02% | 0% | 0.9775% | 0.32916 | 0 | 0 | 0.32916 | 0 | 0.29953 | 0.37309 | 0.80283 | 0.29953 | 0.37309 | 0.80283 | 0.33239 | 0.41403 | 0.80283 | 4.902% | 0.0003154 | 0.00029979 | 21291.4086 | 1586.1343 | 191.0336 | 19514.2408 | 21302.2477 | 0 | 0 | 21302.2477 | 1.085e-05%
2027 | 840 | 840-308F | Tier-2 | Tier-2---13 | 4--4 | 2 | 100% | 330.3488 | 99.39% | 0.4551% | 0.1546% | 16.2526 | 0 | 0 | 16.2526 | 0 | 14.7896 | 0.74619 | 19.8202 | 14.7896 | 0.74619 | 19.8202 | 16.4123 | 0.82806 | 19.8202 | 4.92% | 0.063249 | 0.060118 | 5222.9719 | 562.2788 | 28.1473 | 4632.5459 | 5224.6302 | 0 | 0 | 5224.6302 | 0.0005359%
2027 | 840 | 840-374 | Tier-2 | Tier-2---13 | 4--3 | 12 | 100% | 232.5563 | 96.66% | 2.796% | 0.5416% | 11.1274 | 0 | 0 | 11.1274 | 0 | 10.1258 | 4.4771 | 2.2617 | 10.1258 | 4.4771 | 2.2617 | 11.2367 | 4.9684 | 2.2617 | 4.785% | 0.064007 | 0.060838 | 3633.3054 | 196.9902 | 98.0177 | 3338.2976 | 3639.62 | 0 | 0 | 3639.62 | 0.0003669%
2027 | 855 | 855-46AE | Tier-2 | Tier-2---15 | 1--5 | 2 | 100% | 188.5529 | 99.88% | 0% | 0.1171% | 9.3224 | 0 | 0 | 9.3224 | 0 | 8.4833 | 0.74619 | 11.3688 | 8.4833 | 0.74619 | 11.3688 | 9.4141 | 0.82806 | 11.3688 | 4.944% | 0.0010888 | 0.0010349 | 173174.9569 | 30409.3175 | 190.5248 | 142575.1146 | 173185.5197 | 0 | 0 | 173185.5197 | 0.0003074%
2027 | 859 | 859-42R | Tier-2 | Tier-2---3 | 4--5 | 41 | 100% | 8606.9717 | 99.86% | 0% | 0.1411% | 425.4439 | 0 | 0 | 425.4439 | 0 | 387.1481 | 15.2969 | 25.309 | 387.1481 | 15.2969 | 25.309 | 429.6251 | 16.9752 | 25.309 | 4.943% | 0.067132 | 0.063809 | 128210.0534 | 7463.1152 | 271.9776 | 120474.9607 | 128219.4758 | 0 | 0 | 128219.4758 | 0.01403%
2027 | 907 | 907-1562AE | Tier-3 | Tier-3---6 | 4--5 | 37 | 100% | 8439.7692 | 97.62% | 2.35% | 0.03436% | 407.8089 | 0 | 0 | 407.8089 | 0 | 371.1005 | 13.8045 | 26.8826 | 371.1005 | 13.8045 | 26.8826 | 411.8168 | 15.3191 | 26.8826 | 4.832% | 0.054867 | 0.052151 | 153823.4413 | 9936.3787 | 3323.7899 | 140563.2726 | 154014.4199 | 0 | 0 | 154014.4199 | 0.01345%
2027 | 907 | 907-1602 | Tier-3 | Tier-3---17 | 3--4 | 1 | 100% | 257.2419 | 98.67% | 1.294% | 0.04048% | 12.5635 | 0 | 0 | 12.5635 | 0 | 11.4327 | 0.37309 | 30.6428 | 11.4327 | 0.37309 | 30.6428 | 12.687 | 0.41403 | 30.6428 | 4.884% | 0.018131 | 0.017233 | 14188.117 | 688.9653 | 150.8545 | 13348.2972 | 14197.9773 | 0 | 0 | 14197.9773 | 0.0004143%
2027 | 907 | 907-1702R | Tier-3 | Tier-3---6 | 4--5 | 35 | 100% | 9100.5583 | 99.73% | 0.2344% | 0.03926% | 449.2449 | 0 | 0 | 449.2449 | 0 | 408.8067 | 13.0583 | 31.3063 | 408.8067 | 13.0583 | 31.3063 | 453.66 | 14.491 | 31.3063 | 4.936% | 0.061079 | 0.058055 | 148997.4926 | 9820.8836 | 378.9812 | 138797.6278 | 149018.7269 | 0 | 0 | 149018.7269 | 0.01481%
2027 | 907 | 907-1716R | Tier-3 | Tier-3---2 | 4--5 | 74 | 100% | 27066.4552 | 99.19% | 0.7771% | 0.02941% | 1328.9846 | 0 | 0 | 1328.9846 | 0 | 1209.3579 | 27.609 | 43.8031 | 1209.3579 | 27.609 | 43.8031 | 1342.0458 | 30.6382 | 43.8031 | 4.91% | 0.088049 | 0.083691 | 307401.4892 | 26739.124 | 2399.2259 | 278263.1391 | 307530.5949 | 0 | 0 | 307530.5949 | 0.04382%
2027 | 907 | 907-2820R | Tier-3 | Tier-3---10 | 4--5 | 2 | 100% | 6348.4755 | 99.98% | 0.008026% | 0.01607% | 314.1738 | 0 | 0 | 314.1738 | 0 | 285.8939 | 0.74619 | 383.1388 | 285.8939 | 0.74619 | 383.1388 | 317.2615 | 0.82806 | 383.1388 | 4.949% | 0.082479 | 0.078396 | 76970.9977 | 6095.6287 | 17.0995 | 70858.2695 | 76971.9637 | 0 | 0 | 76971.9637 | 0.01036%
2027 | 908 | 908-1172R | Tier-2 | Tier-2---2 | 5--5 | 76 | 100% | 15766.5188 | 98.33% | 1.627% | 0.04735% | 767.3776 | 0 | 0 | 767.3776 | 0 | 698.3032 | 28.3552 | 24.627 | 698.3032 | 28.3552 | 24.627 | 774.9194 | 31.4662 | 24.627 | 4.867% | 0.20692 | 0.19668 | 76195.3215 | 5331.2754 | 1185.4095 | 69678.6366 | 76261.7497 | 0 | 0 | 76261.7497 | 0.02531%
2027 | 908 | 908-1236 | Tier-2 | Tier-2---2 | 5--5 | 28 | 100% | 11763.9311 | 98.8% | 1.165% | 0.03327% | 575.3384 | 0 | 0 | 575.3384 | 0 | 523.5501 | 10.4466 | 50.1166 | 523.5501 | 10.4466 | 50.1166 | 580.9928 | 11.5928 | 50.1166 | 4.891% | 0.1877 | 0.17841 | 62673.98 | 5005.8683 | 685.7702 | 56982.3415 | 62713.0821 | 0 | 0 | 62713.0821 | 0.01897%
2027 | 908 | 908-1368R | Tier-2 | Tier-2---5 | 5--5 | 109 | 100% | 5570.7929 | 96.25% | 3.531% | 0.2207% | 265.4096 | 0 | 0 | 265.4096 | 0 | 241.5192 | 40.6673 | 5.9389 | 241.5192 | 40.6673 | 5.9389 | 268.0181 | 45.1292 | 5.9389 | 4.764% | 0.23644 | 0.22474 | 23560.7485 | 1440.3319 | 798.3866 | 21322.03 | 23606.7777 | 0 | 0 | 23606.7777 | 0.008752%
2027 | 908 | 908-1370R | Tier-2 | Tier-2---8 | 5--4 | 40 | 100% | 1466.2762 | 91.81% | 7.905% | 0.289% | 66.6334 | 0 | 0 | 66.6334 | 0 | 60.6355 | 14.9238 | 4.063 | 60.6355 | 14.9238 | 4.063 | 67.2883 | 16.5612 | 4.063 | 4.544% | 0.1878 | 0.17851 | 7807.4644 | 518.9417 | 584.8681 | 6703.6546 | 7840.781 | 0 | 0 | 7840.781 | 0.002197%
2027 | 908 | 908-1372R | Tier-2 | Tier-2---2 | 5--5 | 21 | 100% | 7960.2903 | 98.35% | 1.621% | 0.03193% | 387.5225 | 0 | 0 | 387.5225 | 0 | 352.6402 | 7.835 | 45.0084 | 352.6402 | 7.835 | 45.0084 | 391.3311 | 8.6946 | 45.0084 | 4.868% | 0.17701 | 0.16825 | 44971.6131 | 3766.5332 | 683.7932 | 40521.2867 | 45010.3176 | 0 | 0 | 45010.3176 | 0.01278%
2027 | 908 | 908-2038R | Tier-2 | Tier-2---1 | 5--5 | 146 | 100% | 41258.5742 | 98.89% | 1.078% | 0.03081% | 2019.6477 | 0 | 0 | 2019.6477 | 0 | 1837.8519 | 54.4718 | 33.7395 | 1837.8519 | 54.4718 | 33.7395 | 2039.4967 | 60.4483 | 33.7395 | 4.895% | 0.23053 | 0.21912 | 178970.5163 | 13265.9985 | 1829.4076 | 163875.1102 | 179073.8915 | 0 | 0 | 179073.8915 | 0.0666%
2027 | 908 | 908-2040 | Tier-2 | Tier-2---5 | 5--5 | 46 | 100% | 3646.8048 | 91.91% | 7.986% | 0.1044% | 165.9128 | 0 | 0 | 165.9128 | 0 | 150.9784 | 17.1623 | 8.7971 | 150.9784 | 17.1623 | 8.7971 | 167.5434 | 19.0454 | 8.7971 | 4.55% | 0.17929 | 0.17042 | 20339.8492 | 1700.729 | 1512.7829 | 17126.3373 | 20425.5442 | 0 | 0 | 20425.5442 | 0.005471%
2027 | 908 | 908-2055F | Tier-3 | Tier-3---2 | 5--5 | 95 | 100% | 22564.0783 | 99.08% | 0.8792% | 0.03652% | 1106.6937 | 0 | 0 | 1106.6937 | 0 | 1007.0762 | 35.444 | 28.4132 | 1007.0762 | 35.444 | 28.4132 | 1117.5702 | 39.3328 | 28.4132 | 4.905% | 0.20355 | 0.19347 | 110854.0623 | 7735.6273 | 1009.8579 | 102108.5771 | 110906.9288 | 0 | 0 | 110906.9288 | 0.03649%
2027 | 908 | 908-2062F | Tier-2 | Tier-2---16 | 5--2 | 1 | 100% | 153.3115 | 98.58% | 1.358% | 0.06577% | 7.4809 | 0 | 0 | 7.4809 | 0 | 6.8075 | 0.37309 | 18.2461 | 6.8075 | 0.37309 | 18.2461 | 7.5544 | 0.41403 | 18.2461 | 4.88% | 0.16054 | 0.1526 | 954.9499 | 48.869 | 14.7016 | 891.3793 | 955.6578 | 0 | 0 | 955.6578 | 0.0002467%
2027 | 908 | 908-30 | Tier-2 | Tier-2---10 | 5--4 | 10 | 100% | 847.524 | 96.52% | 3.329% | 0.1488% | 40.4933 | 0 | 0 | 40.4933 | 0 | 36.8484 | 3.7309 | 9.8764 | 36.8484 | 3.7309 | 9.8764 | 40.8913 | 4.1403 | 9.8764 | 4.778% | 0.16572 | 0.15752 | 5114.069 | 284.5346 | 169.3742 | 4660.1602 | 5123.3319 | 0 | 0 | 5123.3319 | 0.001335%
2027 | 909 | 909-451 | Tier-3 | Tier-3---1 | 5--5 | 126 | 100% | 55252.3747 | 99.27% | 0.7029% | 0.02396% | 2715.113 | 0 | 0 | 2715.113 | 0 | 2470.7159 | 47.0099 | 52.5574 | 2470.7159 | 47.0099 | 52.5574 | 2741.797 | 52.1677 | 52.5574 | 4.914% | 0.31112 | 0.29572 | 177590.703 | 9870.6468 | 1163.318 | 166556.7382 | 177657.9267 | 0 | 0 | 177657.9267 | 0.08953%
2027 | 909 | 909-805R | Tier-2 | Tier-2---1 | 5--5 | 99 | 100% | 32313.161 | 99.26% | 0.708% | 0.02831% | 1587.725 | 0 | 0 | 1587.725 | 0 | 1444.8081 | 36.9363 | 39.1162 | 1444.8081 | 36.9363 | 39.1162 | 1603.3291 | 40.9889 | 39.1162 | 4.914% | 0.28921 | 0.27489 | 111728.904 | 9787.6674 | 729.9669 | 101211.2697 | 111771.744 | 0 | 0 | 111771.744 | 0.05236%
2027 | 909 | 909-812 | Tier-2 | Tier-2---17 | 1--5 | 1 | 100% | 62.9838 | 99.88% | 0% | 0.1185% | 3.114 | 0 | 0 | 3.114 | 0 | 2.8337 | 0.37309 | 7.5951 | 2.8337 | 0.37309 | 7.5951 | 3.1446 | 0.41403 | 7.5951 | 4.944% | 0.0001786 | 0.00016976 | 352652.9395 | 17483.1364 | 875.05 | 334294.7531 | 352674.6938 | 0 | 0 | 352674.6938 | 0.0001027%
2027 | 91 | 91-7F | Tier-2 | Tier-2---9 | 4--5 | 28 | 100% | 1295.9906 | 95.98% | 3.603% | 0.4176% | 61.5723 | 0 | 0 | 61.5723 | 0 | 56.0299 | 10.4466 | 5.3634 | 56.0299 | 10.4466 | 5.3634 | 62.1774 | 11.5928 | 5.3634 | 4.751% | 0.034038 | 0.032353 | 38075.0405 | 3866.8561 | 1530.8214 | 32677.363 | 38154.7637 | 0 | 0 | 38154.7637 | 0.00203%
2027 | 920 | 920-1342R | Tier-3 | Tier-3---12 | 4--5 | 12 | 100% | 3406.6458 | 99.34% | 0.5402% | 0.1203% | 167.5153 | 0 | 0 | 167.5153 | 0 | 152.4366 | 4.4771 | 34.0478 | 152.4366 | 4.4771 | 34.0478 | 169.1616 | 4.9684 | 34.0478 | 4.917% | 0.068604 | 0.065208 | 49656.3753 | 4642.3023 | 300.3512 | 44713.7218 | 49673.4543 | 0 | 0 | 49673.4543 | 0.005524%
2027 | 920 | 920-735AE | Tier-2 | Tier-2---7 | 4--5 | 3 | 100% | 1554.328 | 69.02% | 30.62% | 0.3611% | 53.1046 | 0 | 0 | 53.1046 | 0 | 48.3244 | 1.1193 | 43.1744 | 48.3244 | 1.1193 | 43.1744 | 53.6265 | 1.2421 | 43.1744 | 3.417% | 0.068691 | 0.065291 | 22627.8919 | 1626.4148 | 6446.6356 | 14554.8415 | 22992.947 | 0 | 0 | 22992.947 | 0.001751%
2027 | 921 | 921-800F | Tier-2 | Tier-2---7 | 4--5 | 2 | 100% | 1991.7107 | 76.61% | 23.16% | 0.2301% | 75.5258 | 0 | 0 | 75.5258 | 0 | 68.7275 | 0.74619 | 92.1047 | 68.7275 | 0.74619 | 92.1047 | 76.2681 | 0.82806 | 92.1047 | 3.792% | 0.065336 | 0.062102 | 30484.0304 | 2594.6331 | 6453.3763 | 21436.021 | 30855.4164 | 0 | 0 | 30855.4164 | 0.002491%
2027 | 928 | 928-19 | Tier-2 | Tier-2---11 | 4--4 | 2 | 100% | 434.8834 | 99.47% | 0.2691% | 0.2608% | 21.4127 | 0 | 0 | 21.4127 | 0 | 19.4852 | 0.74619 | 26.113 | 19.4852 | 0.74619 | 26.113 | 21.6231 | 0.82806 | 26.113 | 4.924% | 0.051756 | 0.049194 | 8402.5377 | 840.1371 | 38.3723 | 7524.0283 | 8404.8564 | 0 | 0 | 8404.8564 | 0.0007061%
2027 | 968 | 968-476F | Tier-2 | Tier-2---17 | 3--3 | 5 | 100% | 62.492 | 96.91% | 0.773% | 2.32% | 2.9977 | 0 | 0 | 2.9977 | 0 | 2.7279 | 1.8655 | 1.4623 | 2.7279 | 1.8655 | 1.4623 | 3.0271 | 2.0701 | 1.4623 | 4.797% | 0.015315 | 0.014557 | 4080.3921 | 657.1077 | 115.1614 | 3308.123 | 4086.964 | 0 | 0 | 4086.964 | 9.885e-05%
2027 | 970 | 970-1341R | Tier-3 | Tier-3---4 | 5--5 | 11 | 100% | 12961.6134 | 99.66% | 0.3199% | 0.02218% | 639.405 | 0 | 0 | 639.405 | 0 | 581.8498 | 4.104 | 141.7749 | 581.8498 | 4.104 | 141.7749 | 645.689 | 4.5543 | 141.7749 | 4.933% | 0.12497 | 0.11878 | 103720.1236 | 10455.2915 | 563.8236 | 92701.0085 | 103738.6021 | 0 | 0 | 103738.6021 | 0.02109%
2027 | 971 | 971-1973R | Tier-3 | Tier-3---4 | 5--5 | 100 | 100% | 15148.7962 | 99.05% | 0.8967% | 0.0506% | 742.7622 | 0 | 0 | 742.7622 | 0 | 675.9035 | 37.3094 | 18.1162 | 675.9035 | 37.3094 | 18.1162 | 750.0621 | 41.4029 | 18.1162 | 4.903% | 0.14704 | 0.13976 | 103024.8612 | 7594.4752 | 905.6636 | 94524.7224 | 103075.6847 | 0 | 0 | 103075.6847 | 0.02449%
2027 | 971 | 971-2050R | Tier-3 | Tier-3---2 | 5--5 | 189 | 100% | 28484.5838 | 98.91% | 1.035% | 0.05308% | 1394.6521 | 0 | 0 | 1394.6521 | 0 | 1269.1144 | 70.5148 | 17.9978 | 1269.1144 | 70.5148 | 17.9978 | 1408.3587 | 78.2516 | 17.9978 | 4.896% | 0.18464 | 0.1755 | 154268.7539 | 10830.6461 | 1582.0513 | 141856.0564 | 154356.1301 | 0 | 0 | 154356.1301 | 0.04599%
2027 | 971 | 971-29R | Tier-3 | Tier-3---6 | 5--5 | 28 | 100% | 8015.4065 | 99.46% | 0.5042% | 0.0309% | 394.6396 | 0 | 0 | 394.6396 | 0 | 359.1166 | 10.4466 | 34.3763 | 359.1166 | 10.4466 | 34.3763 | 398.5181 | 11.5928 | 34.3763 | 4.924% | 0.12171 | 0.11568 | 65856.8143 | 3610.5313 | 317.5488 | 61928.7341 | 65875.1664 | 0 | 0 | 65875.1664 | 0.01301%
2027 | 971 | 971-371R | Tier-3 | Tier-3---12 | 5--5 | 11 | 100% | 4351.5062 | 99.52% | 0.4473% | 0.03668% | 214.3571 | 0 | 0 | 214.3571 | 0 | 195.062 | 4.104 | 47.5293 | 195.062 | 4.104 | 47.5293 | 216.4638 | 4.5543 | 47.5293 | 4.926% | 0.11668 | 0.1109 | 37295.5773 | 2011.9233 | 160.8045 | 35122.8495 | 37304.9774 | 0 | 0 | 37304.9774 | 0.007069%
2027 | 971 | 971-383R | Tier-3 | Tier-3---4 | 5--5 | 45 | 100% | 14770.5962 | 98.43% | 1.528% | 0.03956% | 719.68 | 0 | 0 | 719.68 | 0 | 654.899 | 16.7892 | 39.007 | 654.899 | 16.7892 | 39.007 | 726.7529 | 18.6313 | 39.007 | 4.872% | 0.13837 | 0.13152 | 106747.8715 | 6177.23 | 1600.3912 | 98970.2503 | 106835.0414 | 0 | 0 | 106835.0414 | 0.02373%
2027 | 971 | 971-388R | Tier-3 | Tier-3---4 | 5--5 | 103 | 100% | 11267.961 | 98.98% | 0.9235% | 0.09902% | 552.0609 | 0 | 0 | 552.0609 | 0 | 502.3679 | 38.4287 | 13.0727 | 502.3679 | 38.4287 | 13.0727 | 557.4865 | 42.645 | 13.0727 | 4.899% | 0.17642 | 0.16769 | 63870.0886 | 3872.2432 | 602.7653 | 59395.0801 | 63904.0994 | 0 | 0 | 63904.0994 | 0.0182%
2027 | 972 | 972-1582R | Tier-3 | Tier-3---6 | 5--5 | 81 | 100% | 8019.1792 | 98.53% | 1.384% | 0.08092% | 391.1329 | 0 | 0 | 391.1329 | 0 | 355.9256 | 30.2206 | 11.7776 | 355.9256 | 30.2206 | 11.7776 | 394.9769 | 33.5364 | 11.7776 | 4.877% | 0.15062 | 0.14317 | 53239.6467 | 3086.8109 | 714.7235 | 49438.1123 | 53280.2737 | 0 | 0 | 53280.2737 | 0.0129%
2027 | 972 | 972-1590F | Tier-3 | Tier-3---2 | 5--5 | 106 | 100% | 23409.1539 | 98.39% | 1.548% | 0.05965% | 1140.1279 | 0 | 0 | 1140.1279 | 0 | 1037.5009 | 39.548 | 26.234 | 1037.5009 | 39.548 | 26.234 | 1151.3331 | 43.8871 | 26.234 | 4.87% | 0.17603 | 0.16732 | 132982.6796 | 10745.803 | 2028.2393 | 120208.6373 | 133093.9956 | 0 | 0 | 133093.9956 | 0.0376%
2027 | 972 | 972-32R | Tier-2 | Tier-2---1 | 5--5 | 54 | 100% | 22914.3284 | 97.48% | 2.478% | 0.04418% | 1105.6563 | 0 | 0 | 1105.6563 | 0 | 1006.1322 | 20.1471 | 49.9393 | 1006.1322 | 20.1471 | 49.9393 | 1116.5227 | 22.3576 | 49.9393 | 4.825% | 0.16607 | 0.15785 | 137978.7753 | 7897.3231 | 3156.5486 | 126924.9036 | 138159.9776 | 0 | 0 | 138159.9776 | 0.03646%
2027 | 972 | 972-942R | Tier-3 | Tier-3---6 | 5--5 | 59 | 100% | 9149.6836 | 99.12% | 0.8301% | 0.05344% | 448.9075 | 0 | 0 | 448.9075 | 0 | 408.4997 | 22.0126 | 18.5576 | 408.4997 | 22.0126 | 18.5576 | 453.3194 | 24.4277 | 18.5576 | 4.906% | 0.14195 | 0.13492 | 64459.3584 | 4369.1581 | 517.8641 | 59572.3362 | 64489.0192 | 0 | 0 | 64489.0192 | 0.0148%
2027 | 973 | 973-1226R | Tier-3 | Tier-3---10 | 5--5 | 50 | 100% | 5177.8696 | 97.32% | 2.585% | 0.09195% | 249.4435 | 0 | 0 | 249.4435 | 0 | 226.9901 | 18.6547 | 12.168 | 226.9901 | 18.6547 | 12.168 | 251.895 | 20.7015 | 12.168 | 4.817% | 0.13989 | 0.13297 | 37012.5952 | 1958.2894 | 910.1694 | 34144.1364 | 37064.1939 | 0 | 0 | 37064.1939 | 0.008226%
2027 | 973 | 973-1245R | Tier-3 | Tier-3---6 | 5--5 | 19 | 100% | 8620.1106 | 99.53% | 0.4446% | 0.0227% | 424.7015 | 0 | 0 | 424.7015 | 0 | 386.4725 | 7.0888 | 54.5188 | 386.4725 | 7.0888 | 54.5188 | 428.8754 | 7.8666 | 54.5188 | 4.927% | 0.12039 | 0.11443 | 71603.6913 | 4071.6789 | 428.5861 | 67103.4263 | 71621.1173 | 0 | 0 | 71621.1173 | 0.01401%
2027 | 973 | 973-626R | Tier-3 | Tier-3---7 | 5--5 | 82 | 100% | 6521.7236 | 98.03% | 1.864% | 0.1053% | 316.4676 | 0 | 0 | 316.4676 | 0 | 287.9812 | 30.5937 | 9.4131 | 287.9812 | 30.5937 | 9.4131 | 319.5779 | 33.9504 | 9.4131 | 4.853% | 0.1523 | 0.14476 | 42821.6164 | 2771.3178 | 761.0334 | 39289.2652 | 42865.5348 | 0 | 0 | 42865.5348 | 0.01044%
2027 | 974 | 974-23R | Tier-3 | Tier-3---11 | 5--5 | 104 | 100% | 3492.8626 | 93.69% | 6.037% | 0.2698% | 161.9921 | 0 | 0 | 161.9921 | 0 | 147.4106 | 38.8018 | 3.7991 | 147.4106 | 38.8018 | 3.7991 | 163.5841 | 43.0591 | 3.7991 | 4.638% | 0.16472 | 0.15657 | 21204.8226 | 1225.3577 | 1209.8349 | 18769.63 | 21274.471 | 0 | 0 | 21274.471 | 0.005342%
2027 | 974 | 974-715R | Tier-3 | Tier-3---6 | 5--5 | 29 | 100% | 7107.1697 | 99.55% | 0.3981% | 0.05413% | 350.214 | 0 | 0 | 350.214 | 0 | 318.6899 | 10.8197 | 29.4545 | 318.6899 | 10.8197 | 29.4545 | 353.6559 | 12.0069 | 29.4545 | 4.928% | 0.14069 | 0.13372 | 50517.2415 | 2626.4246 | 327.9593 | 47562.8576 | 50529.1387 | 0 | 0 | 50529.1387 | 0.01155%
2027 | 975 | 975-22R | Tier-3 | Tier-3---7 | 5--5 | 1 | 100% | 6417.0381 | 80.3% | 19.69% | 0.01691% | 255.0589 | 0 | 0 | 255.0589 | 0 | 232.1001 | 0.37309 | 622.0948 | 232.1001 | 0.37309 | 622.0948 | 257.5656 | 0.41403 | 622.0948 | 3.975% | 0.19669 | 0.18696 | 32624.3404 | 2655.4587 | 6062.1421 | 23906.7397 | 32959.0914 | 0 | 0 | 32959.0914 | 0.008411%
2027 | 991 | 991-1 | Tier-2 | Tier-2---12 | 4--5 | 11 | 100% | 626.8618 | 65.87% | 33.98% | 0.153% | 20.4388 | 0 | 0 | 20.4388 | 0 | 18.5991 | 4.104 | 4.5319 | 18.5991 | 4.104 | 4.5319 | 20.6397 | 4.5543 | 4.5319 | 3.261% | 0.034773 | 0.033051 | 18027.4627 | 2318.0951 | 5585.2087 | 10124.1589 | 18347.8976 | 0 | 0 | 18347.8976 | 0.000674%
2027 | 991 | 991-1206R | Tier-2 | Tier-2---4 | 4--5 | 17 | 100% | 4576.7911 | 99.78% | 0.09876% | 0.1221% | 226.0508 | 0 | 0 | 226.0508 | 0 | 205.7031 | 6.3426 | 32.432 | 205.7031 | 6.3426 | 32.432 | 228.2724 | 7.0385 | 32.432 | 4.939% | 0.063785 | 0.060628 | 71752.9575 | 8533.7139 | 142.1853 | 63077.0583 | 71761.2112 | 0 | 0 | 71761.2112 | 0.007454%
2027 | 1023 | CB 1023 | Tier-2 | Tier-2---4 | 4--5 | 1 | 100% | 3332.7386 | 99.81% | 0.1085% | 0.07978% | 164.66 | 0 | 0 | 164.66 | 0 | 149.8384 | 0.37309 | 401.6098 | 149.8384 | 0.37309 | 401.6098 | 166.2783 | 0.41403 | 401.6098 | 4.941% | 0.082267 | 0.078195 | 40511.3438 | 2187.4084 | 643.9575 | 37679.9779 | 40515.3153 | 0 | 0 | 40515.3153 | 0.00543%
2027 | 1090 | CB 1090 | Tier-2 | Tier-2---7 | 3--5 | 24 | 100% | 1414.5114 | 99.62% | 0.1678% | 0.2113% | 69.7529 | 0 | 0 | 69.7529 | 0 | 63.4742 | 8.9543 | 7.0887 | 63.4742 | 8.9543 | 7.0887 | 70.4384 | 9.9367 | 7.0887 | 4.931% | 0.025114 | 0.023871 | 56324.0689 | 3193.0563 | 219.125 | 52911.8876 | 56335.1879 | 0 | 0 | 56335.1879 | 0.0023%
2027 | 1101 | CB 1101 | Tier-2 | Tier-2---9 | 4--4 | 1 | 100% | 1133.279 | 99.72% | 0.1529% | 0.1272% | 55.9402 | 0 | 0 | 55.9402 | 0 | 50.9048 | 0.37309 | 136.4395 | 50.9048 | 0.37309 | 136.4395 | 56.49 | 0.41403 | 136.4395 | 4.936% | 0.091579 | 0.087045 | 12374.933 | 790.0395 | 488.8435 | 11096.0499 | 12376.7382 | 0 | 0 | 12376.7382 | 0.001845%
2027 | 1106 | CB 1106 | Tier-2 | Tier-2---7 | 4--5 | 4 | 100% | 1646.9837 | 34.54% | 65.41% | 0.04829% | 28.1563 | 0 | 0 | 28.1563 | 0 | 25.6219 | 1.4924 | 17.1685 | 25.6219 | 1.4924 | 17.1685 | 28.4331 | 1.6561 | 17.1685 | 1.71% | 0.070774 | 0.067271 | 23270.9618 | 453.178 | 13904.863 | 8912.9208 | 24064.3118 | 0 | 0 | 24064.3118 | 0.0009285%
2027 | 1138 | CB 1138 | Tier-2 | Tier-2---10 | 5--4 | 19 | 100% | 765.4961 | 75% | 24.28% | 0.7274% | 28.4174 | 0 | 0 | 28.4174 | 0 | 25.8594 | 7.0888 | 3.6479 | 25.8594 | 7.0888 | 3.6479 | 28.6967 | 7.8666 | 3.6479 | 3.712% | 0.11418 | 0.10853 | 6704.4211 | 521.4992 | 1615.7801 | 4567.1418 | 6791.7244 | 0 | 0 | 6791.7244 | 0.0009371%
2027 | 1161 | CB 1161 | Tier-2 | Tier-2---20 | 4--1 | 2 | 100% | 18.2465 | 16.87% | 78.76% | 4.376% | 0.15233 | 0 | 0 | 0.15233 | 0 | 0.13861 | 0.74619 | 0.18576 | 0.13861 | 0.74619 | 0.18576 | 0.15382 | 0.82806 | 0.18576 | 0.8348% | 0.061771 | 0.058714 | 295.3886 | 3.8574 | 213.9899 | 77.5414 | 308.1774 | 0 | 0 | 308.1774 | 5.023e-06%
2027 | 1162 | CB 1162 | Tier-2 | Tier-2---18 | 4--2 | 3 | 100% | 75.2008 | 96.65% | 1.975% | 1.378% | 3.5976 | 0 | 0 | 3.5976 | 0 | 3.2738 | 1.1193 | 2.9249 | 3.2738 | 1.1193 | 2.9249 | 3.633 | 1.2421 | 2.9249 | 4.784% | 0.064214 | 0.061035 | 1171.1044 | 73.0024 | 42.1055 | 1055.9965 | 1173.1495 | 0 | 0 | 1173.1495 | 0.0001186%
2027 | 1215 | CB 1215 | Tier-3 | Tier-3---20 | 1--5 | 1 | 100% | 21.8223 | 99.66% | 0% | 0.344% | 1.0765 | 0 | 0 | 1.0765 | 0 | 0.97959 | 0.37309 | 2.6256 | 0.97959 | 0.37309 | 2.6256 | 1.0871 | 0.41403 | 2.6256 | 4.933% | 0.0002576 | 0.00024485 | 84713.9519 | 4537.0889 | 388.6742 | 79788.1887 | 84729.1272 | 0 | 0 | 84729.1272 | 3.55e-05%
2027 | 1234 | CB 1234 | Tier-3 | Tier-3---10 | 5--5 | 79 | 100% | 6311.4919 | 84.29% | 15.54% | 0.1769% | 263.3319 | 0 | 0 | 263.3319 | 0 | 239.6285 | 29.4745 | 8.13 | 239.6285 | 29.4745 | 8.13 | 265.9199 | 32.7083 | 8.13 | 4.172% | 0.11961 | 0.11369 | 52765.4948 | 2759.6634 | 8111.6399 | 41894.1915 | 53197.2441 | 0 | 0 | 53197.2441 | 0.008684%
2027 | 1235 | CB 1235 | Tier-2 | Tier-2---6 | 4--5 | 92 | 100% | 6645.572 | 99.09% | 0.6868% | 0.2213% | 325.9686 | 0 | 0 | 325.9686 | 0 | 296.627 | 34.3247 | 8.6418 | 296.627 | 34.3247 | 8.6418 | 329.1722 | 38.0907 | 8.6418 | 4.905% | 0.082825 | 0.078725 | 80236.4987 | 5995.4874 | 833.9481 | 73407.0631 | 80274.4439 | 0 | 0 | 80274.4439 | 0.01075%
2027 | 1243 | CB 1243 | Tier-2 | Tier-2---7 | 3--5 | 30 | 100% | 1438.3629 | 99.75% | 0% | 0.2509% | 71.0203 | 0 | 0 | 71.0203 | 0 | 64.6275 | 11.1928 | 5.774 | 64.6275 | 11.1928 | 5.774 | 71.7183 | 12.4209 | 5.774 | 4.938% | 0.019586 | 0.018616 | 73438.3162 | 4480.0299 | 229.8696 | 68728.4167 | 73447.9126 | 0 | 0 | 73447.9126 | 0.002342%
2027 | 1245 | CB 1245 | Tier-2 | Tier-2---15 | 1--5 | 2 | 100% | 108.0997 | 99.75% | 0% | 0.2497% | 5.3376 | 0 | 0 | 5.3376 | 0 | 4.8571 | 0.74619 | 6.5092 | 4.8571 | 0.74619 | 6.5092 | 5.39 | 0.82806 | 6.5092 | 4.938% | 0.001637 | 0.001556 | 66035.2637 | 9567.7722 | 158.6523 | 56308.8392 | 66043.8517 | 0 | 0 | 66043.8517 | 0.000176%
2027 | 1250 | CB 1250 | Tier-2 | Tier-2---4 | 4--5 | 2 | 100% | 4075.2359 | 99.93% | 0.04042% | 0.02515% | 201.5919 | 0 | 0 | 201.5919 | 0 | 183.4459 | 0.74619 | 245.8438 | 183.4459 | 0.74619 | 245.8438 | 203.5731 | 0.82806 | 245.8438 | 4.947% | 0.088703 | 0.084312 | 45942.5846 | 2409.8097 | 605.4247 | 42927.3502 | 45944.1535 | 0 | 0 | 45944.1535 | 0.006648%
2027 | 1448 | CB 1448 | Tier-1 | Non-HFTD---15 | 1--3 | 1 | 100% | 4.2012 | 88.77% | 0% | 11.23% | 0.18461 | 0 | 0 | 0.18461 | 0 | 0.168 | 0.37309 | 0.45028 | 0.168 | 0.37309 | 0.45028 | 0.18643 | 0.41403 | 0.45028 | 4.394% | 0.002261 | 0.0021491 | 1858.0978 | 117.1147 | 997.061 | 743.9221 | 1868.9599 | 0 | 0 | 1868.9599 | 6.088e-06%
2027 | 157 | CB 157 | Tier-3 | Tier-3---21 | 1--5 | 1 | 100% | 6.0775 | 99.43% | 0% | 0.5677% | 0.29913 | 0 | 0 | 0.29913 | 0 | 0.2722 | 0.37309 | 0.72958 | 0.2722 | 0.37309 | 0.72958 | 0.30207 | 0.41403 | 0.72958 | 4.922% | 0.0001334 | 0.0001268 | 45558.1567 | 2749.1022 | 2492.3913 | 40316.6632 | 45571.6265 | 0 | 0 | 45571.6265 | 9.864e-06%
2027 | 200 | CB 200 | Tier-2 | Tier-2---9 | 4--5 | 5 | 100% | 1342.6559 | 29.9% | 69.37% | 0.7369% | 19.8694 | 0 | 0 | 19.8694 | 0 | 18.0809 | 1.8655 | 9.6924 | 18.0809 | 1.8655 | 9.6924 | 20.0646 | 2.0701 | 9.6924 | 1.48% | 0.060261 | 0.057278 | 22280.6766 | 447.1549 | 16796.8177 | 5036.7039 | 23094.1132 | 0 | 0 | 23094.1132 | 0.0006552%
2027 | 204 | CB 204 | Tier-2 | Tier-2---9 | 4--4 | 1 | 100% | 1059.5314 | 80.82% | 18.41% | 0.7661% | 42.3888 | 0 | 0 | 42.3888 | 0 | 38.5732 | 0.37309 | 103.3873 | 38.5732 | 0.37309 | 103.3873 | 42.8054 | 0.41403 | 103.3873 | 4.001% | 0.068524 | 0.065132 | 15462.1941 | 933.3265 | 3218.617 | 11310.2506 | 15616.619 | 0 | 0 | 15616.619 | 0.001398%
2027 | 212 | CB 212 | Tier-2 | Tier-2---19 | 1--5 | 1 | 100% | 22.9809 | 99.09% | 0% | 0.9069% | 1.1272 | 0 | 0 | 1.1272 | 0 | 1.0258 | 0.37309 | 2.7494 | 1.0258 | 0.37309 | 2.7494 | 1.1383 | 0.41403 | 2.7494 | 4.905% | 0.0011646 | 0.001107 | 19732.8401 | 749.4762 | 932.158 | 18051.206 | 19742.1595 | 0 | 0 | 19742.1595 | 3.717e-05%
2027 | 230 | CB 230 | Tier-2 | Tier-2---14 | 1--5 | 1 | 100% | 212.8275 | 99.81% | 0% | 0.1866% | 10.5153 | 0 | 0 | 10.5153 | 0 | 9.5688 | 0.37309 | 25.6471 | 9.5688 | 0.37309 | 25.6471 | 10.6186 | 0.41403 | 25.6471 | 4.941% | 0.0025822 | 0.0024544 | 82420.9788 | 5196.3102 | 6622.8824 | 70601.7862 | 82428.9864 | 0 | 0 | 82428.9864 | 0.0003468%
2027 | 231 | CB 231 | Tier-2 | Tier-2---7 | 4--5 | 50 | 100% | 2499.974 | 99.29% | 0.4807% | 0.2332% | 122.8653 | 0 | 0 | 122.8653 | 0 | 111.8057 | 18.6547 | 5.9934 | 111.8057 | 18.6547 | 5.9934 | 124.0728 | 20.7015 | 5.9934 | 4.915% | 0.037573 | 0.035713 | 66537.1573 | 4869.2313 | 990.775 | 60677.151 | 66561.8947 | 0 | 0 | 66561.8947 | 0.004052%
2027 | 232 | CB 232 | Tier-2 | Tier-2---7 | 4--5 | 23 | 100% | 1642.5971 | 97.37% | 2.323% | 0.3027% | 79.1736 | 0 | 0 | 79.1736 | 0 | 72.0469 | 8.5812 | 8.3959 | 72.0469 | 8.5812 | 8.3959 | 79.9518 | 9.5227 | 8.3959 | 4.82% | 0.029023 | 0.027587 | 56595.6114 | 3442.0938 | 1736.7765 | 51416.7411 | 56673.0008 | 0 | 0 | 56673.0008 | 0.002611%
2027 | 233 | CB 233 | Tier-2 | Tier-2---4 | 4--5 | 102 | 100% | 4127.6955 | 98.74% | 0.928% | 0.3343% | 201.7417 | 0 | 0 | 201.7417 | 0 | 183.5822 | 38.0556 | 4.824 | 183.5822 | 38.0556 | 4.824 | 203.7244 | 42.231 | 4.824 | 4.888% | 0.075451 | 0.071716 | 54706.8242 | 4073.6346 | 1765.0896 | 48868.1 | 54742.7891 | 0 | 0 | 54742.7891 | 0.006653%
2027 | 234 | CB 234 | Tier-2 | Tier-2---4 | 4--5 | 17 | 100% | 3294.853 | 98.88% | 0.9043% | 0.2189% | 161.2634 | 0 | 0 | 161.2634 | 0 | 146.7475 | 6.3426 | 23.1368 | 146.7475 | 6.3426 | 23.1368 | 162.8483 | 7.0385 | 23.1368 | 4.894% | 0.044658 | 0.042447 | 73779.6805 | 5680.9025 | 1107.6673 | 66991.1107 | 73822.8352 | 0 | 0 | 73822.8352 | 0.005318%
2027 | 236 | CB 236 | Tier-2 | Tier-2---1 | 5--5 | 32 | 100% | 12711.1878 | 97.62% | 2.333% | 0.04724% | 614.2258 | 0 | 0 | 614.2258 | 0 | 558.9371 | 11.939 | 46.816 | 558.9371 | 11.939 | 46.816 | 620.2624 | 13.2489 | 46.816 | 4.832% | 0.1419 | 0.13487 | 89580.6366 | 5356.752 | 2115.0834 | 82108.8012 | 89691.6894 | 0 | 0 | 89691.6894 | 0.02025%
2027 | 237 | CB 237 | Tier-2 | Tier-2---8 | 5--5 | 4 | 100% | 2111.5746 | 99.54% | 0.4259% | 0.03207% | 104.0443 | 0 | 0 | 104.0443 | 0 | 94.6789 | 1.4924 | 63.4416 | 94.6789 | 1.4924 | 63.4416 | 105.0668 | 1.6561 | 63.4416 | 4.927% | 0.10923 | 0.10382 | 19331.9134 | 1261.1888 | 123.1877 | 17947.5369 | 19336.5241 | 0 | 0 | 19336.5241 | 0.003431%
2027 | 240 | CB 240 | Tier-2 | Tier-2---9 | 4--5 | 23 | 100% | 1263.0316 | 97.68% | 1.949% | 0.3739% | 61.0677 | 0 | 0 | 61.0677 | 0 | 55.5708 | 8.5812 | 6.4759 | 55.5708 | 8.5812 | 6.4759 | 61.6679 | 9.5227 | 6.4759 | 4.835% | 0.048511 | 0.046109 | 26036.1977 | 2576.3946 | 964.8687 | 22494.9343 | 26067.6956 | 0 | 0 | 26067.6956 | 0.002014%
2027 | 242 | CB 242 | Tier-2 | Tier-2---11 | 5--3 | 9 | 100% | 406.8184 | 64.36% | 35.02% | 0.6193% | 12.9611 | 0 | 0 | 12.9611 | 0 | 11.7945 | 3.3578 | 3.5125 | 11.7945 | 3.3578 | 3.5125 | 13.0885 | 3.7263 | 3.5125 | 3.186% | 0.1014 | 0.096385 | 4011.826 | 175.5762 | 1861.6873 | 1974.5625 | 4086.281 | 0 | 0 | 4086.281 | 0.0004274%
2027 | 244 | CB 244 | Tier-2 | Tier-2---14 | 4--4 | 5 | 100% | 295.5508 | 37.5% | 61.39% | 1.106% | 5.4867 | 0 | 0 | 5.4867 | 0 | 4.9928 | 1.8655 | 2.6764 | 4.9928 | 1.8655 | 2.6764 | 5.5406 | 2.0701 | 2.6764 | 1.856% | 0.040668 | 0.038655 | 7267.3331 | 124.9098 | 5850.4758 | 1291.9476 | 7503.8614 | 0 | 0 | 7503.8614 | 0.0001809%
2027 | 246 | CB 246 | Tier-2 | Tier-2---7 | 4--5 | 24 | 100% | 1438.4419 | 90% | 9.47% | 0.5268% | 64.0848 | 0 | 0 | 64.0848 | 0 | 58.3163 | 8.9543 | 6.5127 | 58.3163 | 8.9543 | 6.5127 | 64.7147 | 9.9367 | 6.5127 | 4.455% | 0.066431 | 0.063143 | 21653.0415 | 2613.8832 | 2643.0483 | 16396.11 | 21765.7701 | 0 | 0 | 21765.7701 | 0.002113%
2027 | 247 | CB 247 | Tier-2 | Tier-2---12 | 4--4 | 1 | 100% | 379.7423 | 70.28% | 29.01% | 0.71% | 13.2106 | 0 | 0 | 13.2106 | 0 | 12.0215 | 0.37309 | 32.221 | 12.0215 | 0.37309 | 32.221 | 13.3405 | 0.41403 | 32.221 | 3.479% | 0.038566 | 0.036657 | 9846.5066 | 767.6776 | 3381.19 | 5697.6391 | 9998.9083 | 0 | 0 | 9998.9083 | 0.0004356%
2027 | 248 | CB 248 | Tier-2 | Tier-2---9 | 3--5 | 30 | 100% | 962.1527 | 99.5% | 0% | 0.4991% | 47.3889 | 0 | 0 | 47.3889 | 0 | 43.1232 | 11.1928 | 3.8528 | 43.1232 | 11.1928 | 3.8528 | 47.8546 | 12.4209 | 3.8528 | 4.925% | 0.01881 | 0.017879 | 51150.5838 | 3349.6651 | 233.4496 | 47567.4691 | 51163.8787 | 0 | 0 | 51163.8787 | 0.001563%
2027 | 249 | CB 249 | Tier-3 | Tier-3---16 | 4--4 | 24 | 100% | 826.9208 | 97.04% | 2.672% | 0.2884% | 39.7207 | 0 | 0 | 39.7207 | 0 | 36.1453 | 8.9543 | 4.0367 | 36.1453 | 8.9543 | 4.0367 | 40.1111 | 9.9367 | 4.0367 | 4.803% | 0.05906 | 0.056137 | 14001.3211 | 814.7478 | 543.4884 | 12643.085 | 14022.9085 | 0 | 0 | 14022.9085 | 0.00131%
2027 | 283 | CB 283 | Tier-3 | Tier-3---21 | 1--5 | 1 | 100% | 6.0451 | 99.41% | 0% | 0.5857% | 0.29748 | 0 | 0 | 0.29748 | 0 | 0.2707 | 0.37309 | 0.72557 | 0.2707 | 0.37309 | 0.72557 | 0.30041 | 0.41403 | 0.72557 | 4.921% | 7.6e-05 | 7.2238e-05 | 79541.4151 | 4353.6962 | 965.9064 | 74221.8126 | 79565.6757 | 0 | 0 | 79565.6757 | 9.81e-06%
2027 | 327 | CB 327 | Tier-3 | Tier-3---16 | 4--5 | 1 | 100% | 1456.7095 | 99.79% | 0.1579% | 0.0494% | 71.9576 | 0 | 0 | 71.9576 | 0 | 65.4805 | 0.37309 | 175.5064 | 65.4805 | 0.37309 | 175.5064 | 72.6648 | 0.41403 | 175.5064 | 4.94% | 0.076966 | 0.073157 | 18926.5639 | 1203.1103 | 32.523 | 17690.9305 | 18928.6074 | 0 | 0 | 18928.6074 | 0.002373%
2027 | 331 | CB 331 | Tier-2 | Tier-2---14 | 2--5 | 5 | 100% | 261.2105 | 99.38% | 0% | 0.6196% | 12.8498 | 0 | 0 | 12.8498 | 0 | 11.6932 | 1.8655 | 6.2682 | 11.6932 | 1.8655 | 6.2682 | 12.9761 | 2.0701 | 6.2682 | 4.919% | 0.010352 | 0.0098396 | 25232.8512 | 1657.0176 | 8665.3282 | 14910.5054 | 25240.9927 | 0 | 0 | 25240.9927 | 0.0004237%
2027 | 351 | CB 351 | Tier-2 | Tier-2---3 | 5--5 | 28 | 100% | 14599.7352 | 99.66% | 0.3054% | 0.03279% | 720.2429 | 0 | 0 | 720.2429 | 0 | 655.4112 | 10.4466 | 62.7389 | 655.4112 | 10.4466 | 62.7389 | 727.3214 | 11.5928 | 62.7389 | 4.933% | 0.12463 | 0.11847 | 117140.1183 | 11493.6944 | 423.4429 | 105222.9811 | 117160.7487 | 0 | 0 | 117160.7487 | 0.02375%
2027 | 355 | CB 355 | Tier-2 | Tier-2---3 | 5--5 | 83 | 100% | 11288.3525 | 98.84% | 1.109% | 0.05403% | 552.2734 | 0 | 0 | 552.2734 | 0 | 502.5613 | 30.9668 | 16.229 | 502.5613 | 30.9668 | 16.229 | 557.7011 | 34.3644 | 16.229 | 4.892% | 0.1048 | 0.099616 | 107709.793 | 9333.0654 | 1277.5324 | 97099.1953 | 107775.044 | 0 | 0 | 107775.044 | 0.01821%
2027 | 357 | CB 357 | Tier-3 | Tier-3---10 | 5--5 | 53 | 100% | 6110.8546 | 96.01% | 3.933% | 0.05986% | 290.409 | 0 | 0 | 290.409 | 0 | 264.2682 | 19.774 | 13.3644 | 264.2682 | 19.774 | 13.3644 | 293.2631 | 21.9436 | 13.3644 | 4.752% | 0.12773 | 0.12141 | 47841.0693 | 2695.6068 | 1944.7301 | 43200.7325 | 47940.553 | 0 | 0 | 47940.553 | 0.009577%
2027 | 358 | CB 358 | Tier-3 | Tier-3---15 | 5--4 | 2 | 100% | 861.4334 | 18.88% | 81.11% | 0.0161% | 8.0496 | 0 | 0 | 8.0496 | 0 | 7.325 | 0.74619 | 9.8165 | 7.325 | 0.74619 | 9.8165 | 8.1287 | 0.82806 | 9.8165 | 0.9344% | 0.1387 | 0.13184 | 6210.6059 | 69.3964 | 4526.8458 | 1614.3636 | 6472.9843 | 0 | 0 | 6472.9843 | 0.0002654%
2027 | 441 | CB 441 | Tier-3 | Tier-3---15 | 5--3 | 7 | 100% | 1133.0808 | 94.08% | 5.666% | 0.2577% | 52.7648 | 0 | 0 | 52.7648 | 0 | 48.0153 | 2.6117 | 18.385 | 48.0153 | 2.6117 | 18.385 | 53.2834 | 2.8982 | 18.385 | 4.657% | 0.54555 | 0.51854 | 2076.9658 | 75.1989 | 111.2175 | 1890.5493 | 2083.3735 | 0 | 0 | 2083.3735 | 0.00174%
2027 | 443 | CB 443 | Tier-2 | Tier-2---17 | 2--4 | 1 | 100% | 67.1473 | 98.29% | 0% | 1.71% | 3.2669 | 0 | 0 | 3.2669 | 0 | 2.9729 | 0.37309 | 7.9681 | 2.9729 | 0.37309 | 7.9681 | 3.299 | 0.41403 | 7.9681 | 4.865% | 0.007405 | 0.0070385 | 9067.8323 | 1055.0436 | 148.4631 | 7864.3256 | 9075.9094 | 0 | 0 | 9075.9094 | 0.0001077%
2027 | 444 | CB 444 | Tier-2 | Tier-2---16 | 4--2 | 3 | 100% | 117.4434 | 97.68% | 1.947% | 0.3705% | 5.6787 | 0 | 0 | 5.6787 | 0 | 5.1675 | 1.1193 | 4.6168 | 5.1675 | 1.1193 | 4.6168 | 5.7345 | 1.2421 | 4.6168 | 4.835% | 0.081621 | 0.07758 | 1438.8937 | 81.4155 | 42.4476 | 1315.0306 | 1440.6306 | 0 | 0 | 1440.6306 | 0.0001873%
2027 | 461 | CB 461 | Tier-2 | Tier-2---15 | 2--4 | 1 | 100% | 101.8709 | 98.65% | 0% | 1.347% | 4.9747 | 0 | 0 | 4.9747 | 0 | 4.5269 | 0.37309 | 12.1334 | 4.5269 | 0.37309 | 12.1334 | 5.0236 | 0.41403 | 12.1334 | 4.883% | 0.0097562 | 0.0092733 | 10441.6529 | 1363.4669 | 3633.3303 | 5444.8557 | 10448.9777 | 0 | 0 | 10448.9777 | 0.000164%
2027 | 470 | CB 470 | Tier-2 | Tier-2---6 | 5--5 | 5 | 100% | 6922.0493 | 95.49% | 4.388% | 0.1268% | 327.1728 | 0 | 0 | 327.1728 | 0 | 297.7228 | 1.8655 | 159.5965 | 297.7228 | 1.8655 | 159.5965 | 330.3883 | 2.0701 | 159.5965 | 4.727% | 0.114 | 0.10835 | 60721.6484 | 6478.0385 | 2705.5326 | 51538.0773 | 60864.4088 | 0 | 0 | 60864.4088 | 0.01079%
2027 | 524 | CB 524 | Tier-3 | Tier-3---17 | 3--5 | 3 | 100% | 481.3309 | 94.25% | 5.298% | 0.4514% | 22.456 | 0 | 0 | 22.456 | 0 | 20.4346 | 1.1193 | 18.2569 | 20.4346 | 1.1193 | 18.2569 | 22.6767 | 1.2421 | 18.2569 | 4.665% | 0.018139 | 0.017241 | 26536.2736 | 2336.3386 | 4292.2973 | 19907.6377 | 26615.7308 | 0 | 0 | 26615.7308 | 0.0007405%
2027 | 533 | CB 533 | Tier-2 | Tier-2---20 | 4--1 | 1 | 100% | 10.6053 | 3.364% | 93.72% | 2.92% | 0.01766 | 0 | 0 | 0.01766 | 0 | 0.01607 | 0.37309 | 0.043073 | 0.01607 | 0.37309 | 0.043073 | 0.017834 | 0.41403 | 0.043073 | 0.1665% | 0.06013 | 0.057154 | 176.3723 | 1.1693 | 138.2093 | 36.9937 | 185.2484 | 0 | 0 | 185.2484 | 5.824e-07%
2027 | 534 | CB 534 | Tier-2 | Tier-2---21 | 4--1 | 2 | 100% | 6.3051 | 35.99% | 54.92% | 9.089% | 0.11233 | 0 | 0 | 0.11233 | 0 | 0.10222 | 0.74619 | 0.13699 | 0.10222 | 0.74619 | 0.13699 | 0.11344 | 0.82806 | 0.13699 | 1.782% | 0.060541 | 0.057544 | 104.1456 | 2.8823 | 62.9218 | 38.3415 | 107.6172 | 0 | 0 | 107.6172 | 3.704e-06%
2027 | 535 | CB 535 | Tier-2 | Tier-2---16 | 4--3 | 1 | 100% | 111.4983 | 4.585% | 95.12% | 0.2939% | 0.25308 | 0 | 0 | 0.25308 | 0 | 0.2303 | 0.37309 | 0.61726 | 0.2303 | 0.37309 | 0.61726 | 0.25556 | 0.41403 | 0.61726 | 0.227% | 0.059698 | 0.056743 | 1867.7052 | 9.1379 | 1456.5514 | 402.016 | 1960.5113 | 0 | 0 | 1960.5113 | 8.346e-06%
2027 | 536 | CB 536 | Tier-2 | Tier-2---18 | 4--2 | 5 | 100% | 54.1099 | 76.19% | 21.99% | 1.82% | 2.0408 | 0 | 0 | 2.0408 | 0 | 1.8571 | 1.8655 | 0.9955 | 1.8571 | 1.8655 | 0.9955 | 2.0608 | 2.0701 | 0.9955 | 3.772% | 0.063476 | 0.060334 | 852.4497 | 43.8224 | 164.7863 | 643.8409 | 863.0188 | 0 | 0 | 863.0188 | 6.73e-05%
2027 | 540 | CB 540 | Tier-2 | Tier-2---17 | 1--5 | 4 | 100% | 67.245 | 99.24% | 0% | 0.7576% | 3.3034 | 0 | 0 | 3.3034 | 0 | 3.0061 | 1.4924 | 2.0143 | 3.0061 | 1.4924 | 2.0143 | 3.3359 | 1.6561 | 2.0143 | 4.913% | 0.0036022 | 0.0034239 | 18667.7627 | 1335.1505 | 3231.0476 | 14101.5646 | 18675.1274 | 0 | 0 | 18675.1274 | 0.0001089%
2027 | 542 | CB 542 | Tier-2 | Tier-2---9 | 4--5 | 8 | 100% | 949.4775 | 95.45% | 4.414% | 0.1311% | 44.8628 | 0 | 0 | 44.8628 | 0 | 40.8246 | 2.9848 | 13.6777 | 40.8246 | 2.9848 | 13.6777 | 45.3038 | 3.3122 | 13.6777 | 4.725% | 0.053515 | 0.050866 | 17742.4015 | 965.8807 | 2773.7516 | 14002.7692 | 17784.4002 | 0 | 0 | 17784.4002 | 0.001479%
2027 | 576 | CB 576 | Tier-2 | Tier-2---12 | 4--4 | 3 | 100% | 417.7025 | 78.37% | 21.49% | 0.1463% | 16.2034 | 0 | 0 | 16.2034 | 0 | 14.7448 | 1.1193 | 13.1735 | 14.7448 | 1.1193 | 13.1735 | 16.3626 | 1.2421 | 13.1735 | 3.879% | 0.047237 | 0.044899 | 8842.622 | 398.1663 | 2081.4024 | 6363.0533 | 8942.2431 | 0 | 0 | 8942.2431 | 0.0005343%
2027 | 599 | CB 599 | Tier-2 | Tier-2---4 | 4--5 | 22 | 100% | 4323.2442 | 99.81% | 0% | 0.1903% | 213.5933 | 0 | 0 | 213.5933 | 0 | 194.367 | 8.2081 | 23.68 | 194.367 | 8.2081 | 23.68 | 215.6925 | 9.1086 | 23.68 | 4.941% | 0.043095 | 0.040961 | 100319.859 | 10016.8763 | 926.348 | 89376.6347 | 100329.8016 | 0 | 0 | 100329.8016 | 0.007044%
2027 | 776 | CB 776 | Tier-2 | Tier-2---18 | 3--3 | 4 | 100% | 55.0677 | 92.66% | 4.028% | 3.312% | 2.5258 | 0 | 0 | 2.5258 | 0 | 2.2984 | 1.4924 | 1.5401 | 2.2984 | 1.4924 | 1.5401 | 2.5506 | 1.6561 | 1.5401 | 4.587% | 0.014982 | 0.01424 | 3675.6367 | 359.0614 | 229.0677 | 3087.5075 | 3689.6867 | 0 | 0 | 3689.6867 | 8.329e-05%
2027 | 788 | CB 788 | Tier-2 | Tier-2---2 | 5--5 | 12 | 100% | 8569.0681 | 95.07% | 4.755% | 0.1724% | 403.2679 | 0 | 0 | 403.2679 | 0 | 366.9683 | 4.4771 | 81.965 | 366.9683 | 4.4771 | 81.965 | 407.2312 | 4.9684 | 81.965 | 4.706% | 0.14181 | 0.13479 | 60426.1463 | 6360.7221 | 2990.776 | 51074.6482 | 60581.2081 | 0 | 0 | 60581.2081 | 0.0133%
2027 | 907 | CB 907 | Tier-3 | Tier-3---13 | 3--5 | 8 | 100% | 2742.2838 | 99.83% | 0.1274% | 0.03844% | 135.5179 | 0 | 0 | 135.5179 | 0 | 123.3195 | 2.9848 | 41.3164 | 123.3195 | 2.9848 | 41.3164 | 136.8498 | 3.3122 | 41.3164 | 4.942% | 0.023668 | 0.022497 | 115862.6603 | 8950.1537 | 169.4148 | 106743.0917 | 115872.6663 | 0 | 0 | 115872.6663 | 0.004469%
2027 | 91 | CB 91 | Tier-2 | Tier-2---12 | 3--5 | 4 | 100% | 337.7351 | 93.43% | 6.078% | 0.496% | 15.6188 | 0 | 0 | 15.6188 | 0 | 14.2129 | 1.4924 | 9.5237 | 14.2129 | 1.4924 | 9.5237 | 15.7723 | 1.6561 | 9.5237 | 4.625% | 0.015476 | 0.01471 | 21823.4311 | 1985.3885 | 2725.0024 | 17113.0402 | 21898.15 | 0 | 0 | 21898.15 | 0.000515%
2027 | 928 | CB 928 | Tier-2 | Tier-2---7 | 4--5 | 7 | 100% | 1655.0106 | 79.76% | 20.12% | 0.1245% | 65.3395 | 0 | 0 | 65.3395 | 0 | 59.4581 | 2.6117 | 22.7664 | 59.4581 | 2.6117 | 22.7664 | 65.9817 | 2.8982 | 22.7664 | 3.948% | 0.057199 | 0.054367 | 28934.4603 | 1965.0457 | 5791.8405 | 21177.574 | 29239.4879 | 0 | 0 | 29239.4879 | 0.002155%
2027 | 971 | CB 971 | Tier-2 | Tier-2---3 | 5--5 | 27 | 100% | 11456.6981 | 99.51% | 0.4569% | 0.03477% | 564.3183 | 0 | 0 | 564.3183 | 0 | 513.522 | 10.0735 | 50.9773 | 513.522 | 10.0735 | 50.9773 | 569.8644 | 11.1788 | 50.9773 | 4.926% | 0.12528 | 0.11908 | 91451.3672 | 5164.7092 | 651.9468 | 85634.7112 | 91474.7827 | 0 | 0 | 91474.7827 | 0.01861%
2027 | 974 | CB 974 | Tier-2 | Tier-2---12 | 1--5 | 4 | 100% | 334.3039 | 99.93% | 0% | 0.06503% | 16.5373 | 0 | 0 | 16.5373 | 0 | 15.0487 | 1.4924 | 10.0837 | 15.0487 | 1.4924 | 10.0837 | 16.6998 | 1.6561 | 10.0837 | 4.947% | 0.0006326 | 0.00060129 | 528460.2237 | 26466.0439 | 655.3394 | 501338.8403 | 528478.122 | 0 | 0 | 528478.122 | 0.0005453%
2027 | 975 | CB 975 | Tier-3 | Tier-3---16 | 5--4 | 3 | 100% | 1304.3742 | 99.51% | 0.4601% | 0.0271% | 64.252 | 0 | 0 | 64.252 | 0 | 58.4684 | 1.1193 | 52.2374 | 58.4684 | 1.1193 | 52.2374 | 64.8835 | 1.2421 | 52.2374 | 4.926% | 0.10726 | 0.10195 | 12161.0449 | 615.424 | 92.9298 | 11452.6911 | 12164.1301 | 0 | 0 | 12164.1301 | 0.002119%
2027 | 980 | CB 980 | Tier-2 | Tier-2---12 | 2--5 | 9 | 100% | 387.8494 | 99.7% | 0% | 0.3041% | 19.1402 | 0 | 0 | 19.1402 | 0 | 17.4173 | 3.3578 | 5.187 | 17.4173 | 3.3578 | 5.187 | 19.3283 | 3.7263 | 5.187 | 4.935% | 0.0069124 | 0.0065702 | 56109.2292 | 22659.9966 | 1622.27 | 31826.9626 | 56118.115 | 0 | 0 | 56118.115 | 0.0006312%
2027 | CTL1 | CB CTL1 | Tier-3 | Tier-3---19 | 5--1 | 2 | 100% | 27.4807 | 90.21% | 9.514% | 0.2799% | 1.2271 | 0 | 0 | 1.2271 | 0 | 1.1166 | 0.74619 | 1.4964 | 1.1166 | 0.74619 | 1.4964 | 1.2391 | 0.82806 | 1.4964 | 4.465% | 0.42111 | 0.40027 | 65.2572 | 3.4648 | 6.2225 | 55.5699 | 65.5901 | 0 | 0 | 65.5901 | 4.046e-05%
2027 | DV1 | CB DV1 | Tier-3 | Tier-3---20 | 1--5 | 1 | 100% | 15.4911 | 99.81% | 0% | 0.1868% | 0.76538 | 0 | 0 | 0.76538 | 0 | 0.69648 | 0.37309 | 1.8668 | 0.69648 | 0.37309 | 1.8668 | 0.7729 | 0.41403 | 1.8668 | 4.941% | 0.000145 | 0.00013782 | 106835.191 | 6026.6232 | 486.5143 | 100322.0536 | 106845.5825 | 0 | 0 | 106845.5825 | 2.524e-05%
2027 | JU1 | CB JU1 | Tier-3 | Tier-3---15 | 5--4 | 29 | 100% | 1531.7487 | 97.85% | 2.019% | 0.1357% | 74.1877 | 0 | 0 | 74.1877 | 0 | 67.5098 | 10.8197 | 6.2395 | 67.5098 | 10.8197 | 6.2395 | 74.9169 | 12.0069 | 6.2395 | 4.843% | 0.1808 | 0.17185 | 8471.8458 | 469.0858 | 165.6284 | 7837.1316 | 8481.3528 | 0 | 0 | 8481.3528 | 0.002446%
2027 | MOR1 | CB MOR1 | Tier-2 | Tier-2---4 | 5--5 | 32 | 100% | 5119.7141 | 98.56% | 1.393% | 0.05121% | 249.7665 | 0 | 0 | 249.7665 | 0 | 227.2841 | 11.939 | 19.0371 | 227.2841 | 11.939 | 19.0371 | 252.2212 | 13.2489 | 19.0371 | 4.879% | 0.12647 | 0.12021 | 40481.7763 | 2466.5834 | 537.059 | 37478.1339 | 40512.2177 | 0 | 0 | 40512.2177 | 0.008236%
2027 | OK1 | CB OK1 | Tier-3 | Tier-3---7 | 5--5 | 109 | 100% | 6915.6819 | 99% | 0.9206% | 0.07911% | 338.9042 | 0 | 0 | 338.9042 | 0 | 308.3982 | 40.6673 | 7.5834 | 308.3982 | 40.6673 | 7.5834 | 342.2349 | 45.1292 | 7.5834 | 4.901% | 0.20255 | 0.19252 | 34143.1528 | 2255.401 | 307.6674 | 31580.0844 | 34160.9278 | 0 | 0 | 34160.9278 | 0.01118%
2027 | PE1 | CB PE1 | Tier-3 | Tier-3---13 | 5--4 | 66 | 100% | 3027.5479 | 94.73% | 5.109% | 0.164% | 141.961 | 0 | 0 | 141.961 | 0 | 129.1825 | 24.6242 | 5.2462 | 129.1825 | 24.6242 | 5.2462 | 143.3561 | 27.3259 | 5.2462 | 4.689% | 0.24168 | 0.22972 | 12527.0623 | 651.1133 | 599.2989 | 11276.6501 | 12561.4639 | 0 | 0 | 12561.4639 | 0.004681%
2027 | RA1 | CB RA1 | Tier-2 | Tier-2---2 | 5--5 | 65 | 100% | 10517.0624 | 98.31% | 1.619% | 0.07383% | 511.7794 | 0 | 0 | 511.7794 | 0 | 465.7123 | 24.2511 | 19.2037 | 465.7123 | 24.2511 | 19.2037 | 516.8091 | 26.9119 | 19.2037 | 4.866% | 0.14726 | 0.13997 | 71417.5478 | 3677.0651 | 1105.1436 | 66635.3391 | 71480.5261 | 0 | 0 | 71480.5261 | 0.01688%
2027 | RA2 | CB RA2 | Tier-2 | Tier-2---4 | 5--5 | 17 | 100% | 5229.9021 | 98.11% | 1.831% | 0.05575% | 253.995 | 0 | 0 | 253.995 | 0 | 231.132 | 6.3426 | 36.4412 | 231.132 | 6.3426 | 36.4412 | 256.4912 | 7.0385 | 36.4412 | 4.857% | 0.12706 | 0.12077 | 41161.4683 | 4371.7867 | 705.658 | 36084.0236 | 41201.919 | 0 | 0 | 41201.919 | 0.008376%
2027 | RA3 | CB RA3 | Tier-2 | Tier-2---10 | 5--4 | 5 | 100% | 916.1972 | 69.5% | 30.07% | 0.4286% | 31.5185 | 0 | 0 | 31.5185 | 0 | 28.6814 | 1.8655 | 15.3749 | 28.6814 | 1.8655 | 15.3749 | 31.8282 | 2.0701 | 15.3749 | 3.44% | 0.12911 | 0.12272 | 7096.3625 | 284.8233 | 1917.8301 | 4893.709 | 7209.0875 | 0 | 0 | 7209.0875 | 0.001039%
2027 | RC1 | CB RC1 | Tier-2 | Tier-2---4 | 4--5 | 19 | 100% | 3739.8748 | 99.14% | 0.8077% | 0.05477% | 183.5272 | 0 | 0 | 183.5272 | 0 | 167.0073 | 7.0888 | 23.5593 | 167.0073 | 7.0888 | 23.5593 | 185.3309 | 7.8666 | 23.5593 | 4.907% | 0.084253 | 0.080083 | 44388.4144 | 3566.8538 | 353.0058 | 40468.5548 | 44408.3511 | 0 | 0 | 44408.3511 | 0.006052%
2027 | SL1 | CB SL1 | Tier-3 | Tier-3---11 | 5--5 | 128 | 100% | 3361.5705 | 93.71% | 6.129% | 0.1568% | 155.9384 | 0 | 0 | 155.9384 | 0 | 141.9018 | 47.7561 | 2.9714 | 141.9018 | 47.7561 | 2.9714 | 157.4709 | 52.9958 | 2.9714 | 4.639% | 0.19527 | 0.18561 | 17214.6695 | 1252.9171 | 1001.4319 | 14960.3205 | 17271.0216 | 0 | 0 | 17271.0216 | 0.005142%
2027 | CTL1 | CTL1-3R | Tier-3 | Tier-3---14 | 5--4 | 53 | 100% | 2064.0334 | 78.9% | 20.86% | 0.2358% | 80.612 | 0 | 0 | 80.612 | 0 | 73.3558 | 19.774 | 3.7097 | 73.3558 | 19.774 | 3.7097 | 81.4042 | 21.9436 | 3.7097 | 3.906% | 0.42513 | 0.40409 | 4855.055 | 225.2505 | 929.4415 | 3700.363 | 4908.4041 | 0 | 0 | 4908.4041 | 0.002658%
2027 | DV1 | DV1-3R | Tier-3 | Tier-3---11 | 5--5 | 90 | 100% | 3719.4004 | 95.17% | 4.691% | 0.1427% | 175.211 | 0 | 0 | 175.211 | 0 | 159.4396 | 33.5785 | 4.7483 | 159.4396 | 33.5785 | 4.7483 | 176.933 | 37.2627 | 4.7483 | 4.711% | 0.19421 | 0.1846 | 19151.2388 | 1060.0216 | 843.3957 | 17247.8214 | 19199.4477 | 0 | 0 | 19199.4477 | 0.005778%
2027 | RA1 | RA1-402R | Tier-3 | Tier-3---4 | 5--5 | 30 | 100% | 9339.3378 | 99.33% | 0.6459% | 0.02826% | 459.1808 | 0 | 0 | 459.1808 | 0 | 417.8482 | 11.1928 | 37.3318 | 417.8482 | 11.1928 | 37.3318 | 463.6936 | 12.4209 | 37.3318 | 4.917% | 0.12948 | 0.12307 | 72130.9155 | 4375.0229 | 443.5541 | 67312.3385 | 72156.2385 | 0 | 0 | 72156.2385 | 0.01514%
2027 | RB1 | RB1-427R | Tier-3 | Tier-3---7 | 5--5 | 85 | 100% | 6920.124 | 97.57% | 2.306% | 0.1195% | 334.2371 | 0 | 0 | 334.2371 | 0 | 304.1512 | 31.713 | 9.5907 | 304.1512 | 31.713 | 9.5907 | 337.522 | 35.1925 | 9.5907 | 4.83% | 0.15381 | 0.14619 | 44992.7829 | 2694.5507 | 965.1573 | 41333.0749 | 45049.6194 | 0 | 0 | 45049.6194 | 0.01102%
2027 | RB1 | RB1-433R | Tier-3 | Tier-3---10 | 5--5 | 27 | 100% | 5946.5075 | 99.32% | 0.6164% | 0.06772% | 292.3383 | 0 | 0 | 292.3383 | 0 | 266.0239 | 10.0735 | 26.4082 | 266.0239 | 10.0735 | 26.4082 | 295.2114 | 11.1788 | 26.4082 | 4.916% | 0.15284 | 0.14528 | 38906.0871 | 2307.7478 | 238.1361 | 36360.2032 | 38919.9489 | 0 | 0 | 38919.9489 | 0.00964%
2027 | TM1 | TM1-10R | Tier-3 | Tier-3---12 | 5--5 | 20 | 100% | 3782.8568 | 99.48% | 0.4537% | 0.066% | 186.2783 | 0 | 0 | 186.2783 | 0 | 169.5107 | 7.4619 | 22.7169 | 169.5107 | 7.4619 | 22.7169 | 188.109 | 8.2806 | 22.7169 | 4.924% | 0.093421 | 0.088796 | 40492.6609 | 2080.2531 | 189.7576 | 38222.6503 | 40503.6201 | 0 | 0 | 40503.6201 | 0.006143%
2028 | 1001 | 1001-1820F | Tier-2 | Tier-2---5 | 5--5 | 11 | 100% | 4222.2471 | 91.41% | 8.486% | 0.103% | 191.0494 | 0 | 0 | 191.0494 | 0 | 165.8433 | 3.915 | 42.3613 | 165.8433 | 3.915 | 42.3613 | 193.8727 | 4.5766 | 42.3613 | 4.525% | 0.12846 | 0.1221 | 32868.2878 | 1721.3581 | 2595.1533 | 28551.7765 | 33015.3127 | 0 | 0 | 33015.3127 | 0.0063%
2028 | 1006 | 1006-829F | Tier-2 | Tier-2---15 | 1--5 | 2 | 100% | 114.5301 | 99.76% | 0% | 0.2395% | 5.6557 | 0 | 0 | 5.6557 | 0 | 4.9095 | 0.71181 | 6.8971 | 4.9095 | 0.71181 | 6.8971 | 5.7392 | 0.83212 | 6.8971 | 4.938% | 0.0022112 | 0.0021017 | 51795.4298 | 4696.3379 | 114.7654 | 46984.3264 | 51801.8888 | 0 | 0 | 51801.8888 | 0.0001865%
2028 | 1021 | 1021-1748F | Tier-3 | Tier-3---2 | 5--5 | 95 | 100% | 35156.1224 | 99.02% | 0.9436% | 0.03662% | 1723.1698 | 0 | 0 | 1723.1698 | 0 | 1495.8237 | 33.8111 | 44.2406 | 1495.8237 | 33.8111 | 44.2406 | 1748.6349 | 39.5256 | 44.2406 | 4.901% | 0.16564 | 0.15744 | 212249.5403 | 13715.9361 | 1963.4816 | 196570.1226 | 212357.8902 | 0 | 0 | 212357.8902 | 0.05682%
2028 | 1021 | 1021-1760R | Tier-3 | Tier-3---6 | 5--5 | 17 | 100% | 7055.7157 | 98.18% | 1.793% | 0.03106% | 342.8861 | 0 | 0 | 342.8861 | 0 | 297.6475 | 6.0504 | 49.1946 | 297.6475 | 6.0504 | 49.1946 | 347.9533 | 7.073 | 49.1946 | 4.86% | 0.10829 | 0.10293 | 65155.0235 | 4038.9642 | 1087.8449 | 60028.2144 | 65216.9272 | 0 | 0 | 65216.9272 | 0.01131%
2028 | 1021 | 1021-25R | Tier-3 | Tier-3---2 | 5--5 | 43 | 100% | 18825.6899 | 99.7% | 0.2782% | 0.02306% | 929.0645 | 0 | 0 | 929.0645 | 0 | 806.4885 | 15.304 | 52.6979 | 806.4885 | 15.304 | 52.6979 | 942.7942 | 17.8905 | 52.6979 | 4.935% | 0.12361 | 0.11749 | 152300.0709 | 9949.5446 | 416.971 | 141933.5553 | 152323.9638 | 0 | 0 | 152323.9638 | 0.03064%
2028 | 1021 | 1021-855 | Tier-3 | Tier-3---10 | 5--5 | 11 | 100% | 5034.3753 | 99.51% | 0.4541% | 0.0405% | 247.9689 | 0 | 0 | 247.9689 | 0 | 215.2532 | 3.915 | 54.982 | 215.2532 | 3.915 | 54.982 | 251.6334 | 4.5766 | 54.982 | 4.926% | 0.10909 | 0.10369 | 46149.2476 | 2319.9671 | 207.6388 | 43621.6417 | 46161.1355 | 0 | 0 | 46161.1355 | 0.008177%
2028 | 1021 | 1021-883R | Tier-3 | Tier-3---16 | 5--4 | 3 | 100% | 1386.6299 | 99.58% | 0.3809% | 0.03987% | 68.3494 | 0 | 0 | 68.3494 | 0 | 59.3317 | 1.0677 | 55.5686 | 59.3317 | 1.0677 | 55.5686 | 69.3594 | 1.2482 | 55.5686 | 4.929% | 0.10042 | 0.095448 | 13808.4689 | 696.2558 | 53.5765 | 13058.6366 | 13811.4949 | 0 | 0 | 13811.4949 | 0.002254%
2028 | 1022 | 1022-17F | Tier-3 | Tier-3---4 | 5--5 | 33 | 100% | 9800.6792 | 99.62% | 0.3456% | 0.03348% | 483.2946 | 0 | 0 | 483.2946 | 0 | 419.5312 | 11.7449 | 35.7202 | 419.5312 | 11.7449 | 35.7202 | 490.4368 | 13.7299 | 35.7202 | 4.931% | 0.10945 | 0.10403 | 89544.6442 | 5359.6686 | 310.5435 | 83874.4321 | 89562.3218 | 0 | 0 | 89562.3218 | 0.01594%
2028 | 1022 | 1022-26R | Tier-3 | Tier-3---15 | 4--4 | 1 | 100% | 694.7204 | 99.22% | 0.7469% | 0.03547% | 34.1196 | 0 | 0 | 34.1196 | 0 | 29.618 | 0.35591 | 83.2185 | 29.618 | 0.35591 | 83.2185 | 34.6238 | 0.41606 | 83.2185 | 4.911% | 0.092662 | 0.088075 | 7497.376 | 376.7223 | 52.0531 | 7068.6006 | 7500.4309 | 0 | 0 | 7500.4309 | 0.001125%
2028 | 1022 | 1022-322R | Tier-3 | Tier-3---10 | 5--5 | 32 | 100% | 5072.1995 | 99.16% | 0.7912% | 0.04875% | 248.9649 | 0 | 0 | 248.9649 | 0 | 216.1178 | 11.389 | 18.976 | 216.1178 | 11.389 | 18.976 | 252.6441 | 13.3139 | 18.976 | 4.908% | 0.10587 | 0.10063 | 47911.5964 | 2988.4313 | 366.1059 | 44557.0592 | 47932.5548 | 0 | 0 | 47932.5548 | 0.00821%
2028 | 1023 | 1023-200R | Tier-2 | Tier-2---5 | 4--5 | 18 | 100% | 2889.9732 | 99.24% | 0.6691% | 0.08946% | 141.9685 | 0 | 0 | 141.9685 | 0 | 123.2379 | 6.4063 | 19.2369 | 123.2379 | 6.4063 | 19.2369 | 144.0665 | 7.4891 | 19.2369 | 4.912% | 0.083115 | 0.079 | 34770.9454 | 1877.1075 | 241.328 | 32652.5099 | 34784.6815 | 0 | 0 | 34784.6815 | 0.004682%
2028 | 1023 | 1023-46AE | Tier-2 | Tier-2---2 | 5--5 | 80 | 100% | 9469.9149 | 95.98% | 3.884% | 0.1387% | 449.9058 | 0 | 0 | 449.9058 | 0 | 390.5476 | 28.4725 | 13.7166 | 390.5476 | 28.4725 | 13.7166 | 456.5546 | 33.2847 | 13.7166 | 4.751% | 0.13914 | 0.13225 | 68062.6824 | 3656.971 | 2513.7394 | 61891.9719 | 68205.2551 | 0 | 0 | 68205.2551 | 0.01484%
2028 | 1023 | 1023-48R | Tier-2 | Tier-2---5 | 5--5 | 64 | 100% | 3773.8473 | 97.39% | 2.337% | 0.2725% | 181.93 | 0 | 0 | 181.93 | 0 | 157.9271 | 22.778 | 6.9333 | 157.9271 | 22.778 | 6.9333 | 184.6186 | 26.6278 | 6.9333 | 4.821% | 0.12816 | 0.12182 | 29445.7307 | 1737.6729 | 715.7665 | 26992.2913 | 29485.7528 | 0 | 0 | 29485.7528 | 0.005999%
2028 | 1023 | 1023-89R | Tier-2 | Tier-2---11 | 4--4 | 19 | 100% | 585.5086 | 87.68% | 11.85% | 0.4758% | 25.4114 | 0 | 0 | 25.4114 | 0 | 22.0588 | 6.7622 | 3.2621 | 22.0588 | 6.7622 | 3.2621 | 25.787 | 7.9051 | 3.2621 | 4.34% | 0.083403 | 0.079275 | 7020.201 | 414.9664 | 782.0246 | 5823.21 | 7065.2497 | 0 | 0 | 7065.2497 | 0.000838%
2028 | 1030 | 1030-1728R | Tier-3 | Tier-3---9 | 5--5 | 21 | 100% | 5124.1587 | 98.26% | 1.711% | 0.02883% | 249.2335 | 0 | 0 | 249.2335 | 0 | 216.3509 | 7.474 | 28.947 | 216.3509 | 7.474 | 28.947 | 252.9167 | 8.7372 | 28.947 | 4.864% | 0.23544 | 0.22379 | 21764.1991 | 1221.106 | 349.3689 | 20193.7242 | 21783.9158 | 0 | 0 | 21783.9158 | 0.008219%
2028 | 1030 | 1030-1777 | Tier-3 | Tier-3---5 | 5--5 | 46 | 100% | 11817.5772 | 98.58% | 1.381% | 0.03413% | 576.6917 | 0 | 0 | 576.6917 | 0 | 500.606 | 16.3717 | 30.5775 | 500.606 | 16.3717 | 30.5775 | 585.2141 | 19.1387 | 30.5775 | 4.88% | 0.24629 | 0.2341 | 47981.5879 | 2529.7124 | 644.8626 | 44807.0129 | 48016.9501 | 0 | 0 | 48016.9501 | 0.01902%
2028 | 1030 | 1030-1823F | Tier-3 | Tier-3---13 | 5--5 | 22 | 100% | 2150.9739 | 99.45% | 0.5287% | 0.02497% | 105.8837 | 0 | 0 | 105.8837 | 0 | 91.914 | 7.8299 | 11.7388 | 91.914 | 7.8299 | 11.7388 | 107.4485 | 9.1533 | 11.7388 | 4.923% | 0.10605 | 0.1008 | 20281.9888 | 1017.5622 | 101.0259 | 19163.4007 | 20287.8367 | 0 | 0 | 20287.8367 | 0.003492%
2028 | 1030 | 1030-18R | Tier-3 | Tier-3---7 | 5--5 | 85 | 100% | 6620.9098 | 98.66% | 1.309% | 0.03186% | 323.3397 | 0 | 0 | 323.3397 | 0 | 280.6799 | 30.2521 | 9.278 | 280.6799 | 30.2521 | 9.278 | 328.1181 | 35.365 | 9.278 | 4.884% | 0.23843 | 0.22663 | 27769.0579 | 1524.2005 | 340.5168 | 25904.3406 | 27788.4525 | 0 | 0 | 27788.4525 | 0.01066%
2028 | 1030 | 1030-20R | Tier-3 | Tier-3---3 | 5--5 | 124 | 100% | 25318.462 | 99.14% | 0.8163% | 0.04139% | 1242.5149 | 0 | 0 | 1242.5149 | 0 | 1078.5839 | 44.1324 | 24.4397 | 1078.5839 | 44.1324 | 24.4397 | 1260.8769 | 51.5913 | 24.4397 | 4.908% | 0.28668 | 0.27249 | 88316.4782 | 5506.1055 | 686.3261 | 82124.0466 | 88355.9257 | 0 | 0 | 88355.9257 | 0.04097%
2028 | 1030 | 1030-42R | Tier-3 | Tier-3---3 | 5--5 | 119 | 100% | 28398.7895 | 98.49% | 1.466% | 0.03945% | 1384.5772 | 0 | 0 | 1384.5772 | 0 | 1201.9032 | 42.3529 | 28.3783 | 1201.9032 | 42.3529 | 28.3783 | 1405.0386 | 49.511 | 28.3783 | 4.875% | 0.28228 | 0.2683 | 100606.2475 | 6191.924 | 1386.8762 | 93027.4473 | 100685.1242 | 0 | 0 | 100685.1242 | 0.04566%
2028 | 1030 | 1030-989R | Tier-3 | Tier-3---3 | 5--5 | 103 | 100% | 26696.216 | 99.16% | 0.796% | 0.04527% | 1310.3453 | 0 | 0 | 1310.3453 | 0 | 1137.4651 | 36.6584 | 31.0288 | 1137.4651 | 36.6584 | 31.0288 | 1329.7097 | 42.8541 | 31.0288 | 4.908% | 0.30703 | 0.29183 | 86951.1078 | 4865.0498 | 650.3273 | 81435.7308 | 86989.2036 | 0 | 0 | 86989.2036 | 0.04321%
2028 | 1039 | 1039-13 | Tier-2 | Tier-2---3 | 5--5 | 68 | 100% | 15957.1711 | 97.45% | 2.471% | 0.0752% | 769.7688 | 0 | 0 | 769.7688 | 0 | 668.2095 | 24.2017 | 27.6101 | 668.2095 | 24.2017 | 27.6101 | 781.1445 | 28.292 | 27.6101 | 4.824% | 0.1351 | 0.12841 | 118113.2514 | 10500.2075 | 2816.2541 | 104796.7897 | 118269.8643 | 0 | 0 | 118269.8643 | 0.02538%
2028 | 1073 | 1073-872F | Tier-2 | Tier-2---20 | 3--2 | 1 | 100% | 17.9659 | 86.84% | 10.72% | 2.434% | 0.7723 | 0 | 0 | 0.7723 | 0 | 0.6704 | 0.35591 | 1.8837 | 0.6704 | 0.35591 | 1.8837 | 0.78371 | 0.41606 | 1.8837 | 4.299% | 0.018584 | 0.017664 | 966.7183 | 76.5664 | 118.0704 | 772.0814 | 973.3425 | 0 | 0 | 973.3425 | 2.547e-05%
2028 | 1090 | 1090-1734 | Tier-3 | Tier-3---16 | 2--5 | 10 | 100% | 730.5479 | 99.24% | 0.5863% | 0.172% | 35.8879 | 0 | 0 | 35.8879 | 0 | 31.153 | 3.5591 | 8.7531 | 31.153 | 3.5591 | 8.7531 | 36.4183 | 4.1606 | 8.7531 | 4.912% | 0.01345 | 0.012784 | 54317.4438 | 3261.8302 | 456.9875 | 50598.6261 | 54338.8933 | 0 | 0 | 54338.8933 | 0.001183%
2028 | 1090 | 1090-636R | Tier-3 | Tier-3---15 | 5--3 | 24 | 100% | 919.3728 | 93.93% | 5.62% | 0.4487% | 42.7471 | 0 | 0 | 42.7471 | 0 | 37.1073 | 8.5418 | 4.3442 | 37.1073 | 8.5418 | 4.3442 | 43.3789 | 9.9854 | 4.3442 | 4.65% | 0.38465 | 0.36561 | 2390.1852 | 120.0827 | 121.765 | 2148.3375 | 2397.7393 | 0 | 0 | 2397.7393 | 0.00141%
2028 | 1090 | 1090-639R | Tier-3 | Tier-3---18 | 5--2 | 11 | 100% | 509.5021 | 91.97% | 7.519% | 0.512% | 23.1948 | 0 | 0 | 23.1948 | 0 | 20.1346 | 3.915 | 5.143 | 20.1346 | 3.915 | 5.143 | 23.5376 | 4.5766 | 5.143 | 4.552% | 0.37006 | 0.35174 | 1376.8236 | 60.6753 | 89.2071 | 1226.9412 | 1382.5822 | 0 | 0 | 1382.5822 | 0.0007649%
2028 | 1090 | 1090-70F | Tier-2 | Tier-2---15 | 2--5 | 4 | 100% | 140.8367 | 88.02% | 11.68% | 0.2956% | 6.1362 | 0 | 0 | 6.1362 | 0 | 5.3266 | 1.4236 | 3.7416 | 5.3266 | 1.4236 | 3.7416 | 6.2269 | 1.6642 | 3.7416 | 4.357% | 0.0083 | 0.0078891 | 16968.2749 | 903.4734 | 1917.2026 | 14147.5988 | 17074.1431 | 0 | 0 | 17074.1431 | 0.0002023%
2028 | 1090 | 1090-73F | Tier-3 | Tier-3---10 | 4--5 | 81 | 100% | 5899.0454 | 99.62% | 0.2521% | 0.1275% | 290.8942 | 0 | 0 | 290.8942 | 0 | 252.5151 | 28.8284 | 8.7592 | 252.5151 | 28.8284 | 8.7592 | 295.1931 | 33.7008 | 8.7592 | 4.931% | 0.046754 | 0.044439 | 126173.0725 | 9334.6657 | 462.1696 | 116376.2372 | 126198.0175 | 0 | 0 | 126198.0175 | 0.009593%
2028 | 1090 | 1090-74F | Tier-3 | Tier-3---10 | 4--5 | 63 | 100% | 4990.92 | 99.62% | 0.2191% | 0.1576% | 246.1199 | 0 | 0 | 246.1199 | 0 | 213.6481 | 22.4221 | 9.5285 | 213.6481 | 22.4221 | 9.5285 | 249.7571 | 26.2117 | 9.5285 | 4.931% | 0.045737 | 0.043473 | 109123.1086 | 8272.9718 | 456.2327 | 100393.904 | 109144.5164 | 0 | 0 | 109144.5164 | 0.008116%
2028 | 1094 | 1094-35F | Tier-2 | Tier-2---7 | 3--5 | 16 | 100% | 2514.2831 | 99.84% | 0% | 0.1648% | 124.2519 | 0 | 0 | 124.2519 | 0 | 107.8587 | 5.6945 | 18.9408 | 107.8587 | 5.6945 | 18.9408 | 126.0881 | 6.6569 | 18.9408 | 4.942% | 0.020398 | 0.019388 | 123263.6714 | 7008.6853 | 282.5097 | 115972.4764 | 123274.2511 | 0 | 0 | 123274.2511 | 0.004097%
2028 | 1100 | 1100-1172R | Tier-2 | Tier-2---7 | 4--5 | 3 | 100% | 2144.9788 | 99.68% | 0.2699% | 0.05437% | 105.8322 | 0 | 0 | 105.8322 | 0 | 91.8692 | 1.0677 | 86.0424 | 91.8692 | 1.0677 | 86.0424 | 107.3962 | 1.2482 | 86.0424 | 4.934% | 0.080798 | 0.076798 | 26547.4908 | 2914.2533 | 70.3485 | 23562.889 | 26551.9736 | 0 | 0 | 26551.9736 | 0.00349%
2028 | 1105 | 1105-1479 | Tier-2 | Tier-2---4 | 5--5 | 1 | 100% | 4228.0435 | 99.92% | 0.03248% | 0.04256% | 209.1311 | 0 | 0 | 209.1311 | 0 | 181.5394 | 0.35591 | 510.0759 | 181.5394 | 0.35591 | 510.0759 | 212.2217 | 0.41606 | 510.0759 | 4.946% | 0.10556 | 0.10034 | 40053.0076 | 3869.6704 | 26.6766 | 36156.6607 | 40054.5729 | 0 | 0 | 40054.5729 | 0.006896%
2028 | 1105 | 1105-1483 | Tier-2 | Tier-2---11 | 4--4 | 1 | 100% | 417.0013 | 94.5% | 5.418% | 0.08666% | 19.5054 | 0 | 0 | 19.5054 | 0 | 16.9319 | 0.35591 | 47.5741 | 16.9319 | 0.35591 | 47.5741 | 19.7936 | 0.41606 | 47.5741 | 4.678% | 0.063819 | 0.06066 | 6534.1451 | 320.1386 | 289.9716 | 5924.0349 | 6552.8754 | 0 | 0 | 6552.8754 | 0.0006432%
2028 | 1118 | 1118-1718F | Tier-2 | Tier-2---10 | 5--4 | 3 | 100% | 788.3757 | 99.4% | 0.5205% | 0.07536% | 38.792 | 0 | 0 | 38.792 | 0 | 33.674 | 1.0677 | 31.5382 | 33.674 | 1.0677 | 31.5382 | 39.3653 | 1.2482 | 31.5382 | 4.921% | 0.10781 | 0.10247 | 7312.7208 | 536.3335 | 35.0941 | 6741.2933 | 7314.9902 | 0 | 0 | 7314.9902 | 0.001279%
2028 | 1138 | 1138-6R | Tier-2 | Tier-2---5 | 5--5 | 93 | 100% | 4663.8779 | 91.12% | 8.567% | 0.3106% | 210.367 | 0 | 0 | 210.367 | 0 | 182.6123 | 33.0993 | 5.5171 | 182.6123 | 33.0993 | 5.5171 | 213.4758 | 38.6935 | 5.5171 | 4.511% | 0.17153 | 0.16304 | 27190.5644 | 2036.5744 | 2249.3585 | 22904.6315 | 27316.2731 | 0 | 0 | 27316.2731 | 0.006937%
2028 | 1162 | 1162-324R | Tier-2 | Tier-2---13 | 4--3 | 9 | 100% | 240.2897 | 88.19% | 10.99% | 0.8202% | 10.4893 | 0 | 0 | 10.4893 | 0 | 9.1054 | 3.2032 | 2.8426 | 9.1054 | 3.2032 | 2.8426 | 10.6443 | 3.7445 | 2.8426 | 4.365% | 0.068658 | 0.065259 | 3499.8056 | 195.2386 | 355.9283 | 2948.6387 | 3521.3352 | 0 | 0 | 3521.3352 | 0.0003459%
2028 | 1162 | 1162-329R | Tier-2 | Tier-2---13 | 4--3 | 6 | 100% | 206.5878 | 96.62% | 2.592% | 0.7875% | 9.8805 | 0 | 0 | 9.8805 | 0 | 8.577 | 2.1354 | 4.0165 | 8.577 | 2.1354 | 4.0165 | 10.0266 | 2.4964 | 4.0165 | 4.783% | 0.070019 | 0.066553 | 2950.4371 | 171.8842 | 84.3202 | 2694.2327 | 2955.6292 | 0 | 0 | 2955.6292 | 0.0003258%
2028 | 1162 | 1162-363 | Tier-2 | Tier-2---13 | 4--3 | 8 | 100% | 247.9994 | 97.75% | 1.792% | 0.4608% | 11.9994 | 0 | 0 | 11.9994 | 0 | 10.4162 | 2.8473 | 3.6583 | 10.4162 | 2.8473 | 3.6583 | 12.1767 | 3.3285 | 3.6583 | 4.838% | 0.064829 | 0.06162 | 3825.4385 | 214.4022 | 70.5791 | 3540.4572 | 3829.9274 | 0 | 0 | 3829.9274 | 0.0003957%
2028 | 1166 | 1166-15R | Tier-3 | Tier-3---11 | 5--5 | 23 | 100% | 3965.2217 | 98.26% | 1.658% | 0.07833% | 192.8712 | 0 | 0 | 192.8712 | 0 | 167.4248 | 8.1859 | 20.4529 | 167.4248 | 8.1859 | 20.4529 | 195.7215 | 9.5694 | 20.4529 | 4.864% | 0.19397 | 0.18436 | 20442.8701 | 1122.9007 | 327.2272 | 18992.7422 | 20461.3511 | 0 | 0 | 20461.3511 | 0.00636%
2028 | 1166 | 1166-18R | Tier-3 | Tier-3---5 | 5--5 | 16 | 100% | 10108.4901 | 99.77% | 0.1963% | 0.03345% | 499.2208 | 0 | 0 | 499.2208 | 0 | 433.3562 | 5.6945 | 76.1007 | 433.3562 | 5.6945 | 76.1007 | 506.5984 | 6.6569 | 76.1007 | 4.939% | 0.21365 | 0.20307 | 47313.4054 | 3052.661 | 107.9125 | 44152.8319 | 47319.0656 | 0 | 0 | 47319.0656 | 0.01646%
2028 | 1166 | 1166-342R | Tier-3 | Tier-3---5 | 5--5 | 73 | 100% | 10322.642 | 99.08% | 0.8619% | 0.05733% | 506.2736 | 0 | 0 | 506.2736 | 0 | 439.4785 | 25.9812 | 16.9153 | 439.4785 | 25.9812 | 16.9153 | 513.7554 | 30.3723 | 16.9153 | 4.904% | 0.21878 | 0.20795 | 47183.5693 | 2494.6745 | 397.8438 | 44291.0509 | 47206.1577 | 0 | 0 | 47206.1577 | 0.0167%
2028 | 1215 | 1215-10R | Tier-3 | Tier-3---18 | 5--1 | 2 | 100% | 157.8878 | 78.49% | 21.24% | 0.2654% | 6.1347 | 0 | 0 | 6.1347 | 0 | 5.3253 | 0.71181 | 7.4813 | 5.3253 | 0.71181 | 7.4813 | 6.2253 | 0.83212 | 7.4813 | 3.885% | 0.66566 | 0.63271 | 237.1916 | 10.5706 | 40.0402 | 186.5807 | 239.848 | 0 | 0 | 239.848 | 0.0002023%
2028 | 1215 | 1215-12R | Tier-3 | Tier-3---9 | 5--4 | 43 | 100% | 6147.2839 | 97.88% | 2.045% | 0.07292% | 297.8447 | 0 | 0 | 297.8447 | 0 | 258.5486 | 15.304 | 16.8942 | 258.5486 | 15.304 | 16.8942 | 302.2462 | 17.8905 | 16.8942 | 4.845% | 0.69907 | 0.66447 | 8793.5219 | 453.8865 | 171.3905 | 8168.2449 | 8803.2228 | 0 | 0 | 8803.2228 | 0.009822%
2028 | 1215 | 1215-28R | Tier-3 | Tier-3---14 | 5--3 | 15 | 100% | 2215.156 | 94.69% | 5.226% | 0.08401% | 103.8279 | 0 | 0 | 103.8279 | 0 | 90.1294 | 5.3386 | 16.8826 | 90.1294 | 5.3386 | 16.8826 | 105.3623 | 6.2409 | 16.8826 | 4.687% | 0.66756 | 0.63451 | 3318.2974 | 164.8533 | 155.0862 | 2998.3579 | 3327.4734 | 0 | 0 | 3327.4734 | 0.003424%
2028 | 1215 | 1215-32R | Tier-3 | Tier-3---7 | 5--4 | 64 | 100% | 8696.5042 | 96.48% | 3.447% | 0.07747% | 415.3037 | 0 | 0 | 415.3037 | 0 | 360.5107 | 22.778 | 15.8271 | 360.5107 | 22.778 | 15.8271 | 421.4411 | 26.6278 | 15.8271 | 4.776% | 0.68132 | 0.6476 | 12764.1579 | 635.3889 | 400.2926 | 11728.4764 | 12787.588 | 0 | 0 | 12787.588 | 0.0137%
2028 | 1233 | 1233-259R | Tier-3 | Tier-3---16 | 5--4 | 24 | 100% | 1558.5389 | 98.56% | 1.214% | 0.2225% | 76.0395 | 0 | 0 | 76.0395 | 0 | 66.0073 | 8.5418 | 7.7276 | 66.0073 | 8.5418 | 7.7276 | 77.1633 | 9.9854 | 7.7276 | 4.879% | 0.12749 | 0.12118 | 12225.1388 | 744.7481 | 204.4893 | 11275.9014 | 12234.2836 | 0 | 0 | 12234.2836 | 0.002508%
2028 | 1233 | 1233-585R | Tier-3 | Tier-3---12 | 5--5 | 33 | 100% | 3561.9587 | 98.42% | 1.457% | 0.1235% | 173.5298 | 0 | 0 | 173.5298 | 0 | 150.6352 | 11.7449 | 12.8256 | 150.6352 | 11.7449 | 12.8256 | 176.0942 | 13.7299 | 12.8256 | 4.872% | 0.12988 | 0.12345 | 27424.4063 | 1597.7111 | 397.7458 | 25428.9493 | 27446.9828 | 0 | 0 | 27446.9828 | 0.005722%
2028 | 1233 | 1233-587R | Tier-3 | Tier-3---13 | 5--5 | 39 | 100% | 2983.7291 | 97.9% | 1.929% | 0.1696% | 144.5958 | 0 | 0 | 144.5958 | 0 | 125.5186 | 13.8804 | 9.0429 | 125.5186 | 13.8804 | 9.0429 | 146.7327 | 16.2263 | 9.0429 | 4.846% | 0.13489 | 0.12821 | 22120.1137 | 1287.4024 | 436.159 | 20396.5523 | 22144.283 | 0 | 0 | 22144.283 | 0.004768%
2028 | 1233 | 1233-589R | Tier-3 | Tier-3---16 | 5--4 | 12 | 100% | 1386.4905 | 98.92% | 0.9396% | 0.1432% | 67.8881 | 0 | 0 | 67.8881 | 0 | 58.9313 | 4.2709 | 13.7984 | 58.9313 | 4.2709 | 13.7984 | 68.8914 | 4.9927 | 13.7984 | 4.896% | 0.11751 | 0.11169 | 11798.9753 | 654.3239 | 110.4066 | 11034.2448 | 11805.6289 | 0 | 0 | 11805.6289 | 0.002239%
2028 | 1233 | 1233-591R | Tier-3 | Tier-3---12 | 5--5 | 30 | 100% | 4300.1838 | 98.66% | 1.226% | 0.1146% | 210.0058 | 0 | 0 | 210.0058 | 0 | 182.2987 | 10.6772 | 17.0736 | 182.2987 | 10.6772 | 17.0736 | 213.1093 | 12.4818 | 17.0736 | 4.884% | 0.13142 | 0.12491 | 32721.9695 | 2017.1563 | 396.1628 | 30308.6504 | 32744.8122 | 0 | 0 | 32744.8122 | 0.006925%
2028 | 1242 | 1242-1079R | Tier-2 | Tier-2---12 | 2--5 | 10 | 100% | 411.5414 | 99.65% | 0% | 0.3468% | 20.3007 | 0 | 0 | 20.3007 | 0 | 17.6223 | 3.5591 | 4.9514 | 17.6223 | 3.5591 | 4.9514 | 20.6007 | 4.1606 | 4.9514 | 4.933% | 0.0067316 | 0.0063984 | 61135.7492 | 21194.3813 | 442.4228 | 39498.9452 | 61146.7898 | 0 | 0 | 61146.7898 | 0.0006694%
2028 | 1242 | 1242-1084 | Tier-2 | Tier-2---12 | 2--5 | 14 | 100% | 456.1931 | 99.77% | 0% | 0.2285% | 22.53 | 0 | 0 | 22.53 | 0 | 19.5575 | 4.9827 | 3.9251 | 19.5575 | 4.9827 | 3.9251 | 22.8629 | 5.8248 | 3.9251 | 4.939% | 0.005996 | 0.0056992 | 76082.9136 | 12562.2691 | 164.6304 | 63356.014 | 76091.9678 | 0 | 0 | 76091.9678 | 0.000743%
2028 | 1242 | 1242-127AE | Tier-2 | Tier-2---21 | 1--4 | 1 | 100% | 2.4589 | 98.62% | 0% | 1.38% | 0.12004 | 0 | 0 | 0.12004 | 0 | 0.1042 | 0.35591 | 0.29277 | 0.1042 | 0.35591 | 0.29277 | 0.12181 | 0.41606 | 0.29277 | 4.882% | 0.0001786 | 0.00016976 | 13767.9144 | 985.6042 | 172.6527 | 12609.6575 | 13777.8124 | 0 | 0 | 13777.8124 | 3.958e-06%
2028 | 1243 | 1243-319R | Tier-2 | Tier-2---9 | 4--4 | 3 | 100% | 1178.043 | 99.35% | 0.5195% | 0.1323% | 57.9331 | 0 | 0 | 57.9331 | 0 | 50.2897 | 1.0677 | 47.1 | 50.2897 | 1.0677 | 47.1 | 58.7892 | 1.2482 | 47.1 | 4.918% | 0.081051 | 0.077039 | 14534.5899 | 742.8831 | 82.0978 | 13709.609 | 14539.5235 | 0 | 0 | 14539.5235 | 0.00191%
2028 | 1243 | 1243-38R | Tier-2 | Tier-2---16 | 4--3 | 1 | 100% | 158.2514 | 99.48% | 0.3681% | 0.155% | 7.7925 | 0 | 0 | 7.7925 | 0 | 6.7644 | 0.35591 | 19.006 | 6.7644 | 0.35591 | 19.006 | 7.9076 | 0.41606 | 19.006 | 4.924% | 0.072591 | 0.068997 | 2180.0532 | 116.78 | 9.4659 | 2053.8073 | 2180.6472 | 0 | 0 | 2180.6472 | 0.000257%
2028 | 1243 | 1243-45R | Tier-2 | Tier-2---7 | 4--5 | 16 | 100% | 1878.3826 | 99.05% | 0.8285% | 0.1244% | 92.0939 | 0 | 0 | 92.0939 | 0 | 79.9435 | 5.6945 | 14.0387 | 79.9435 | 5.6945 | 14.0387 | 93.4549 | 6.6569 | 14.0387 | 4.903% | 0.087615 | 0.083278 | 21438.9544 | 1134.9825 | 174.3683 | 20129.6036 | 21449.5937 | 0 | 0 | 21449.5937 | 0.003037%
2028 | 1250 | 1250-671R | Tier-2 | Tier-2---6 | 4--5 | 4 | 100% | 6815.4278 | 94.54% | 5.441% | 0.023% | 318.9315 | 0 | 0 | 318.9315 | 0 | 276.8533 | 1.4236 | 194.4704 | 276.8533 | 1.4236 | 194.4704 | 323.6447 | 1.6642 | 194.4704 | 4.68% | 0.09205 | 0.087494 | 74040.4971 | 4546.125 | 3808.2018 | 65686.1703 | 74251.1661 | 0 | 0 | 74251.1661 | 0.01052%
2028 | 1250 | 1250-677R | Tier-2 | Tier-2---3 | 5--5 | 28 | 100% | 11748.9088 | 99.26% | 0.6837% | 0.05427% | 577.2793 | 0 | 0 | 577.2793 | 0 | 501.116 | 9.9654 | 50.2857 | 501.116 | 9.9654 | 50.2857 | 585.8104 | 11.6497 | 50.2857 | 4.913% | 0.11659 | 0.11081 | 100775.3024 | 5654.1223 | 691.5961 | 94429.584 | 100814.0313 | 0 | 0 | 100814.0313 | 0.01904%
2028 | 1250 | 1250-8R | Tier-2 | Tier-2---4 | 4--5 | 13 | 100% | 3684.9802 | 98.15% | 1.772% | 0.07391% | 179.0398 | 0 | 0 | 179.0398 | 0 | 155.4182 | 4.6268 | 33.5909 | 155.4182 | 4.6268 | 33.5909 | 181.6856 | 5.4088 | 33.5909 | 4.859% | 0.092289 | 0.08772 | 39928.877 | 2037.4755 | 694.1813 | 37197.2202 | 39967.2577 | 0 | 0 | 39967.2577 | 0.005904%
2028 | 1458 | 1458-1056 | Tier-2 | Tier-2---11 | 5--3 | 16 | 100% | 427.4478 | 90.46% | 9.431% | 0.1062% | 19.1407 | 0 | 0 | 19.1407 | 0 | 16.6154 | 5.6945 | 2.9178 | 16.6154 | 5.6945 | 2.9178 | 19.4236 | 6.6569 | 2.9178 | 4.478% | 0.13508 | 0.12839 | 3164.5032 | 153.2716 | 270.9645 | 2740.2671 | 3180.2204 | 0 | 0 | 3180.2204 | 0.0006312%
2028 | 1458 | 1458-1058F | Tier-3 | Tier-3---13 | 5--5 | 3 | 100% | 2365.6896 | 85.54% | 14.42% | 0.04244% | 100.1661 | 0 | 0 | 100.1661 | 0 | 86.9507 | 1.0677 | 81.4359 | 86.9507 | 1.0677 | 81.4359 | 101.6464 | 1.2482 | 81.4359 | 4.234% | 0.13833 | 0.13149 | 17101.412 | 929.1062 | 2240.5309 | 13931.7749 | 17230.2132 | 0 | 0 | 17230.2132 | 0.003303%
2028 | 1458 | 1458-1061 | Tier-2 | Tier-2---5 | 5--5 | 33 | 100% | 4370.0987 | 98.67% | 1.293% | 0.03403% | 213.4501 | 0 | 0 | 213.4501 | 0 | 185.2886 | 11.7449 | 15.7761 | 185.2886 | 11.7449 | 15.7761 | 216.6045 | 13.7299 | 15.7761 | 4.884% | 0.14228 | 0.13523 | 30715.3399 | 3071.7122 | 374.3093 | 27269.3184 | 30736.5608 | 0 | 0 | 30736.5608 | 0.007039%
2028 | 1458 | 1458-1115F | Tier-2 | Tier-2---18 | 4--2 | 2 | 100% | 66.5074 | 0% | 100% | 0% | 0 | 0 | 0 | 0 | 0 | 0 | 0.71181 | 0 | 0 | 0.71181 | 0 | 0 | 0.83212 | 0 | 0% | 0.091242 | 0.086726 | 728.9125 | 1.3917 | 578.9338 | 148.587 | 766.8727 | 0 | 0 | 766.8727 | 0%
2028 | 1458 | 1458-1117F | Tier-2 | Tier-2---16 | 4--2 | 3 | 100% | 139.4631 | 0% | 100% | 0% | 0 | 0 | 0 | 0 | 0 | 0 | 1.0677 | 0 | 0 | 1.0677 | 0 | 0 | 1.2482 | 0 | 0% | 0.091116 | 0.086606 | 1530.6137 | 1.9599 | 1384.4341 | 144.2196 | 1610.3248 | 0 | 0 | 1610.3248 | 0%
2028 | 1458 | 1458-1131R | Tier-3 | Tier-3---4 | 5--5 | 51 | 100% | 15987.4265 | 99.09% | 0.8886% | 0.01928% | 784.1928 | 0 | 0 | 784.1928 | 0 | 680.7304 | 18.1512 | 37.5032 | 680.7304 | 18.1512 | 37.5032 | 795.7816 | 21.219 | 37.5032 | 4.905% | 0.15941 | 0.15152 | 100291.8687 | 5185.6618 | 825.6268 | 94280.5802 | 100339.2877 | 0 | 0 | 100339.2877 | 0.02586%
2028 | 1458 | 1458-456F | Tier-2 | Tier-2---16 | 4--3 | 1 | 100% | 167.5686 | 29.81% | 70.17% | 0.01889% | 2.4724 | 0 | 0 | 2.4724 | 0 | 2.1462 | 0.35591 | 6.0303 | 2.1462 | 0.35591 | 6.0303 | 2.509 | 0.41606 | 6.0303 | 1.475% | 0.091761 | 0.087218 | 1826.1497 | 31.2269 | 1141.9419 | 652.9809 | 1892.9043 | 0 | 0 | 1892.9043 | 8.153e-05%
2028 | 1458 | 1458-519 | Tier-2 | Tier-2---17 | 1--5 | 1 | 100% | 81.0039 | 99.95% | 0% | 0.04716% | 4.0078 | 0 | 0 | 4.0078 | 0 | 3.479 | 0.35591 | 9.7751 | 3.479 | 0.35591 | 9.7751 | 4.067 | 0.41606 | 9.7751 | 4.948% | 0.000217 | 0.00020626 | 373290.0884 | 19351.884 | 1116.7535 | 352821.4509 | 373299.256 | 0 | 0 | 373299.256 | 0.0001322%
2028 | 1458 | 1458-565R | Tier-3 | Tier-3---6 | 5--5 | 38 | 100% | 8159.9793 | 99.25% | 0.7112% | 0.04348% | 400.8709 | 0 | 0 | 400.8709 | 0 | 347.982 | 13.5245 | 25.7298 | 347.982 | 13.5245 | 25.7298 | 406.795 | 15.8102 | 25.7298 | 4.913% | 0.15819 | 0.15036 | 51582.9513 | 2671.5244 | 353.2832 | 48558.1438 | 51603.2234 | 0 | 0 | 51603.2234 | 0.01322%
2028 | 1458 | 1458-601R | Tier-3 | Tier-3---2 | 5--5 | 127 | 100% | 37077.302 | 99.36% | 0.615% | 0.02874% | 1823.5109 | 0 | 0 | 1823.5109 | 0 | 1582.9263 | 45.2002 | 35.0204 | 1582.9263 | 45.2002 | 35.0204 | 1850.4589 | 52.8395 | 35.0204 | 4.918% | 0.20421 | 0.1941 | 181561.9083 | 16225.6288 | 1105.2701 | 164231.0094 | 181622.7804 | 0 | 0 | 181622.7804 | 0.06013%
2028 | 1525 | 1525-23R | Tier-2 | Tier-2---20 | 4--1 | 1 | 100% | 8.268 | 89.5% | 6.947% | 3.548% | 0.36631 | 0 | 0 | 0.36631 | 0 | 0.31798 | 0.35591 | 0.89344 | 0.31798 | 0.35591 | 0.89344 | 0.37173 | 0.41606 | 0.89344 | 4.43% | 0.032823 | 0.031198 | 251.8988 | 16.5613 | 22.0923 | 213.2452 | 253.2756 | 0 | 0 | 253.2756 | 1.208e-05%
2028 | 157 | 157-165R | Tier-3 | Tier-3---18 | 5--2 | 20 | 100% | 418.5676 | 87.71% | 11.66% | 0.6303% | 18.1719 | 0 | 0 | 18.1719 | 0 | 15.7744 | 7.1181 | 2.2161 | 15.7744 | 7.1181 | 2.2161 | 18.4404 | 8.3212 | 2.2161 | 4.341% | 0.28262 | 0.26863 | 1481.042 | 67.5847 | 171.9177 | 1241.5396 | 1490.5243 | 0 | 0 | 1490.5243 | 0.0005992%
2028 | 157 | 157-189R | Tier-3 | Tier-3---9 | 5--4 | 177 | 100% | 5507.0239 | 92.46% | 7.234% | 0.3043% | 252.0471 | 0 | 0 | 252.0471 | 0 | 218.7933 | 62.9955 | 3.4732 | 218.7933 | 62.9955 | 3.4732 | 255.7719 | 73.6424 | 3.4732 | 4.577% | 0.3705 | 0.35216 | 14863.9228 | 754.0463 | 1002.9719 | 13106.9046 | 14922.279 | 0 | 0 | 14922.279 | 0.008312%
2028 | 157 | 157-1928R | Tier-3 | Tier-3---11 | 5--4 | 10 | 100% | 3052.6745 | 99.07% | 0.8703% | 0.06204% | 149.6985 | 0 | 0 | 149.6985 | 0 | 129.9481 | 3.5591 | 36.5118 | 129.9481 | 3.5591 | 36.5118 | 151.9108 | 4.1606 | 36.5118 | 4.904% | 0.2812 | 0.26728 | 10855.7292 | 566.799 | 90.102 | 10198.8282 | 10861.0002 | 0 | 0 | 10861.0002 | 0.004937%
2028 | 157 | 157-204R | Tier-3 | Tier-3---11 | 5--4 | 20 | 100% | 3876.1334 | 98.99% | 0.834% | 0.1804% | 189.9223 | 0 | 0 | 189.9223 | 0 | 164.8649 | 7.1181 | 23.1613 | 164.8649 | 7.1181 | 23.1613 | 192.729 | 8.3212 | 23.1613 | 4.9% | 0.32777 | 0.31154 | 11825.9094 | 682.672 | 178.5381 | 10964.6993 | 11832.1568 | 0 | 0 | 11832.1568 | 0.006263%
2028 | 157 | 157-207R | Tier-3 | Tier-3---16 | 2--5 | 2 | 100% | 719.0865 | 99.89% | 0% | 0.1123% | 35.5548 | 0 | 0 | 35.5548 | 0 | 30.8639 | 0.71181 | 43.3595 | 30.8639 | 0.71181 | 43.3595 | 36.0802 | 0.83212 | 43.3595 | 4.944% | 0.0095404 | 0.0090682 | 75372.7824 | 4506.2724 | 2335.4461 | 68531.064 | 75377.1909 | 0 | 0 | 75377.1909 | 0.001172%
2028 | 157 | 157-232R | Tier-3 | Tier-3---11 | 5--4 | 80 | 100% | 3160.5079 | 95.27% | 4.501% | 0.231% | 149.0426 | 0 | 0 | 149.0426 | 0 | 129.3787 | 28.4725 | 4.544 | 129.3787 | 28.4725 | 4.544 | 151.2452 | 33.2847 | 4.544 | 4.716% | 0.32167 | 0.30575 | 9825.3054 | 518.5543 | 443.2857 | 8863.4653 | 9849.5166 | 0 | 0 | 9849.5166 | 0.004915%
2028 | 157 | 157-257R | Tier-3 | Tier-3---14 | 5--4 | 151 | 100% | 2061.1876 | 81.54% | 17.79% | 0.6678% | 83.1948 | 0 | 0 | 83.1948 | 0 | 72.2185 | 53.7419 | 1.3438 | 72.2185 | 53.7419 | 1.3438 | 84.4243 | 62.8249 | 1.3438 | 4.036% | 0.36686 | 0.3487 | 5618.4522 | 263.1979 | 939.0969 | 4416.1574 | 5672.464 | 0 | 0 | 5672.464 | 0.002743%
2028 | 157 | 157-273R | Tier-3 | Tier-3---14 | 5--4 | 53 | 100% | 1867.403 | 95.01% | 4.712% | 0.2778% | 87.8243 | 0 | 0 | 87.8243 | 0 | 76.2372 | 18.8631 | 4.0416 | 76.2372 | 18.8631 | 4.0416 | 89.1222 | 22.0511 | 4.0416 | 4.703% | 0.32295 | 0.30696 | 5782.3142 | 331.2593 | 295.5406 | 5155.5144 | 5797.3391 | 0 | 0 | 5797.3391 | 0.002896%
2028 | 157 | 157-81R | Tier-3 | Tier-3---3 | 5--5 | 205 | 100% | 18749.5963 | 97% | 2.901% | 0.09453% | 900.3079 | 0 | 0 | 900.3079 | 0 | 781.526 | 72.9609 | 10.7116 | 781.526 | 72.9609 | 10.7116 | 913.6128 | 85.2921 | 10.7116 | 4.802% | 0.38414 | 0.36512 | 48809.8885 | 2680.9552 | 1331.6361 | 44797.2971 | 48886.0197 | 0 | 0 | 48886.0197 | 0.02969%
2028 | 175 | 175-2024R | Tier-2 | Tier-2---5 | 5--5 | 19 | 100% | 4029.0085 | 99.1% | 0.8147% | 0.08289% | 197.6458 | 0 | 0 | 197.6458 | 0 | 171.5694 | 6.7622 | 25.3717 | 171.5694 | 6.7622 | 25.3717 | 200.5666 | 7.9051 | 25.3717 | 4.906% | 0.19114 | 0.18168 | 21078.6803 | 2171.1598 | 170.5146 | 18737.0059 | 21088.5336 | 0 | 0 | 21088.5336 | 0.006518%
2028 | 175 | 175-24R | Tier-2 | Tier-2---8 | 5--4 | 6 | 100% | 2651.4354 | 70.65% | 29.24% | 0.1064% | 92.7259 | 0 | 0 | 92.7259 | 0 | 80.4921 | 2.1354 | 37.6935 | 80.4921 | 2.1354 | 37.6935 | 94.0962 | 2.4964 | 37.6935 | 3.497% | 0.17491 | 0.16625 | 15158.7512 | 1220.081 | 4125.7623 | 9812.9079 | 15390.4469 | 0 | 0 | 15390.4469 | 0.003058%
2028 | 175 | 175-64R | Tier-3 | Tier-3---11 | 5--5 | 63 | 100% | 4385.4004 | 97.52% | 2.308% | 0.1684% | 211.7013 | 0 | 0 | 211.7013 | 0 | 183.7705 | 22.4221 | 8.1959 | 183.7705 | 22.4221 | 8.1959 | 214.8298 | 26.2117 | 8.1959 | 4.827% | 0.20232 | 0.19231 | 21675.2228 | 1490.2349 | 476.6065 | 19708.3814 | 21703.178 | 0 | 0 | 21703.178 | 0.006981%
2028 | 175 | 175-90R | Tier-3 | Tier-3---9 | 5--5 | 113 | 100% | 5741.4949 | 96.86% | 2.992% | 0.1472% | 275.2829 | 0 | 0 | 275.2829 | 0 | 238.9635 | 40.2175 | 5.9418 | 238.9635 | 40.2175 | 5.9418 | 279.3511 | 47.0147 | 5.9418 | 4.795% | 0.20491 | 0.19477 | 28019.3198 | 1604.6601 | 781.1853 | 25633.4744 | 28065.1231 | 0 | 0 | 28065.1231 | 0.009078%
2028 | 175 | 175-94R | Tier-2 | Tier-2---10 | 5--4 | 9 | 100% | 836.2457 | 79.76% | 20.09% | 0.1547% | 33.0153 | 0 | 0 | 33.0153 | 0 | 28.6595 | 3.2032 | 8.9472 | 28.6595 | 3.2032 | 8.9472 | 33.5032 | 3.7445 | 8.9472 | 3.948% | 0.16555 | 0.15736 | 5051.3061 | 289.0942 | 923.2368 | 3838.9751 | 5104.5538 | 0 | 0 | 5104.5538 | 0.001089%
2028 | 176 | 176-161R | Tier-3 | Tier-3---5 | 5--5 | 62 | 100% | 11523.3049 | 98.77% | 1.172% | 0.05875% | 563.3817 | 0 | 0 | 563.3817 | 0 | 489.052 | 22.0662 | 22.1629 | 489.052 | 22.0662 | 22.1629 | 571.7074 | 25.7957 | 22.1629 | 4.889% | 0.22417 | 0.21307 | 51404.5427 | 2861.3734 | 647.4738 | 47895.6955 | 51437.4981 | 0 | 0 | 51437.4981 | 0.01858%
2028 | 176 | 176-164R | Tier-3 | Tier-3---11 | 5--5 | 55 | 100% | 4184.7467 | 98.1% | 1.799% | 0.1047% | 203.2012 | 0 | 0 | 203.2012 | 0 | 176.3919 | 19.5749 | 9.0111 | 176.3919 | 19.5749 | 9.0111 | 206.2042 | 22.8832 | 9.0111 | 4.856% | 0.20727 | 0.19701 | 20189.7554 | 1135.7308 | 339.0696 | 18714.955 | 20209.7732 | 0 | 0 | 20209.7732 | 0.006701%
2028 | 176 | 176-1834R | Tier-3 | Tier-3---5 | 5--5 | 32 | 100% | 10068.5168 | 97.13% | 2.784% | 0.0867% | 484.0866 | 0 | 0 | 484.0866 | 0 | 420.2187 | 11.389 | 36.8968 | 420.2187 | 11.389 | 36.8968 | 491.2405 | 13.3139 | 36.8968 | 4.808% | 0.23205 | 0.22056 | 43390.2136 | 3622.3985 | 1240.781 | 38527.0341 | 43455.0713 | 0 | 0 | 43455.0713 | 0.01596%
2028 | 176 | 176-1845R | Tier-3 | Tier-3---11 | 5--5 | 51 | 100% | 3401.0234 | 97.74% | 2.113% | 0.1474% | 164.5455 | 0 | 0 | 164.5455 | 0 | 142.8362 | 18.1512 | 7.8692 | 142.8362 | 18.1512 | 7.8692 | 166.9772 | 21.219 | 7.8692 | 4.838% | 0.20978 | 0.19939 | 16212.4883 | 938.665 | 329.6573 | 14944.1661 | 16231.572 | 0 | 0 | 16231.572 | 0.005426%
2028 | 176 | 176-194R | Tier-3 | Tier-3---9 | 5--5 | 44 | 100% | 4934.1603 | 97.7% | 2.178% | 0.1196% | 238.628 | 0 | 0 | 238.628 | 0 | 207.1447 | 15.6599 | 13.2277 | 207.1447 | 15.6599 | 13.2277 | 242.1545 | 18.3066 | 13.2277 | 4.836% | 0.21542 | 0.20476 | 22904.8386 | 1316.8845 | 471.0491 | 21116.9051 | 22932.2512 | 0 | 0 | 22932.2512 | 0.007869%
2028 | 176 | 176-197F | Tier-3 | Tier-3---5 | 5--5 | 115 | 100% | 13172.958 | 96.8% | 3.124% | 0.0728% | 631.2162 | 0 | 0 | 631.2162 | 0 | 547.9368 | 40.9293 | 13.3874 | 547.9368 | 40.9293 | 13.3874 | 640.5444 | 47.8468 | 13.3874 | 4.792% | 0.23242 | 0.22091 | 56678.2638 | 5414.7581 | 1674.033 | 49589.4726 | 56772.6237 | 0 | 0 | 56772.6237 | 0.02082%
2028 | 176 | 176-200F | Tier-3 | Tier-3---15 | 5--4 | 5 | 100% | 1635.841 | 89.24% | 10.7% | 0.05535% | 72.2645 | 0 | 0 | 72.2645 | 0 | 62.7303 | 1.7795 | 35.251 | 62.7303 | 1.7795 | 35.251 | 73.3324 | 2.0803 | 35.251 | 4.418% | 0.18529 | 0.17612 | 8828.4206 | 442.8683 | 867.091 | 7518.4614 | 8877.8734 | 0 | 0 | 8877.8734 | 0.002383%
2028 | 177 | 177-955 | Tier-2 | Tier-2---5 | 5--5 | 3 | 100% | 2963.4059 | 78.23% | 21.66% | 0.1106% | 114.7532 | 0 | 0 | 114.7532 | 0 | 99.6133 | 1.0677 | 93.2953 | 99.6133 | 1.0677 | 93.2953 | 116.449 | 1.2482 | 93.2953 | 3.872% | 0.11726 | 0.11145 | 25272.526 | 2362.8504 | 4989.1737 | 17920.5019 | 25559.0608 | 0 | 0 | 25559.0608 | 0.003784%
2028 | 182 | 182-2240F | Tier-2 | Tier-2---2 | 5--5 | 40 | 100% | 11917.1989 | 94.29% | 5.651% | 0.05821% | 556.2232 | 0 | 0 | 556.2232 | 0 | 482.838 | 14.2363 | 33.916 | 482.838 | 14.2363 | 33.916 | 564.4431 | 16.6424 | 33.916 | 4.667% | 0.1455 | 0.1383 | 81902.6704 | 14617.7682 | 4685.118 | 62599.7842 | 82146.1822 | 0 | 0 | 82146.1822 | 0.01834%
2028 | 182 | 182-2250 | Tier-2 | Tier-2---8 | 5--5 | 4 | 100% | 1939.2132 | 99.74% | 0.2126% | 0.04638% | 95.7424 | 0 | 0 | 95.7424 | 0 | 83.1107 | 1.4236 | 58.3795 | 83.1107 | 1.4236 | 58.3795 | 97.1573 | 1.6642 | 58.3795 | 4.937% | 0.10496 | 0.099761 | 18476.2986 | 952.6245 | 43.2141 | 17480.4599 | 18478.7907 | 0 | 0 | 18478.7907 | 0.003157%
2028 | 182 | 182-2252R | Tier-2 | Tier-2---5 | 5--5 | 17 | 100% | 4229.9446 | 99.22% | 0.7256% | 0.05893% | 207.7395 | 0 | 0 | 207.7395 | 0 | 180.3315 | 6.0504 | 29.8048 | 180.3315 | 6.0504 | 29.8048 | 210.8095 | 7.073 | 29.8048 | 4.911% | 0.11307 | 0.10747 | 37409.5665 | 1975.2658 | 266.8712 | 35167.4295 | 37424.8513 | 0 | 0 | 37424.8513 | 0.00685%
2028 | 185 | 185-51F | Tier-2 | Tier-2---7 | 4--5 | 8 | 100% | 1723.9707 | 91.93% | 7.724% | 0.3493% | 78.4468 | 0 | 0 | 78.4468 | 0 | 68.097 | 2.8473 | 23.9167 | 68.097 | 2.8473 | 23.9167 | 79.6061 | 3.3285 | 23.9167 | 4.55% | 0.048222 | 0.045835 | 35751.0066 | 2801.5482 | 2693.3974 | 30256.061 | 35901.3237 | 0 | 0 | 35901.3237 | 0.002587%
2028 | 197 | 197-1150F | Tier-2 | Tier-2---15 | 3--4 | 4 | 100% | 183.5383 | 99.34% | 0.09556% | 0.5689% | 9.0248 | 0 | 0 | 9.0248 | 0 | 7.8341 | 1.4236 | 5.5029 | 7.8341 | 1.4236 | 5.5029 | 9.1582 | 1.6642 | 5.5029 | 4.917% | 0.021777 | 0.020699 | 8428.1597 | 574.797 | 50.0666 | 7803.2962 | 8431.076 | 0 | 0 | 8431.076 | 0.0002976%
2028 | 197 | 197-1155F | Tier-2 | Tier-2---21 | 1--4 | 1 | 100% | 6.6189 | 96.38% | 0% | 3.621% | 0.31578 | 0 | 0 | 0.31578 | 0 | 0.27411 | 0.35591 | 0.77018 | 0.27411 | 0.35591 | 0.77018 | 0.32044 | 0.41606 | 0.77018 | 4.771% | 0.0010316 | 0.00098054 | 6416.1897 | 579.4256 | 247.7258 | 5589.0383 | 6428.2874 | 0 | 0 | 6428.2874 | 1.041e-05%
2028 | 206 | 206-1817 | Tier-2 | Tier-2---4 | 4--5 | 8 | 100% | 2976.5734 | 99.75% | 0% | 0.2502% | 146.9718 | 0 | 0 | 146.9718 | 0 | 127.5811 | 2.8473 | 44.8085 | 127.5811 | 2.8473 | 44.8085 | 149.1437 | 3.3285 | 44.8085 | 4.938% | 0.038208 | 0.036317 | 77904.8627 | 4581.6453 | 274.9924 | 73048.225 | 77915.0127 | 0 | 0 | 77915.0127 | 0.004847%
2028 | 209 | 209-1769F | Tier-2 | Tier-2---6 | 5--5 | 51 | 100% | 8462.8018 | 99.74% | 0% | 0.2593% | 417.8226 | 0 | 0 | 417.8226 | 0 | 362.6973 | 18.1512 | 19.982 | 362.6973 | 18.1512 | 19.982 | 423.9973 | 21.219 | 19.982 | 4.937% | 0.11169 | 0.10616 | 75768.5529 | 4573.9666 | 302.4119 | 70892.1744 | 75778.7828 | 0 | 0 | 75778.7828 | 0.01378%
2028 | 210 | 210-172R | Tier-2 | Tier-2---11 | 5--2 | 19 | 100% | 498.1496 | 90.1% | 9.186% | 0.7154% | 22.2168 | 0 | 0 | 22.2168 | 0 | 19.2857 | 6.7622 | 2.852 | 19.2857 | 6.7622 | 2.852 | 22.5452 | 7.9051 | 2.852 | 4.46% | 0.32588 | 0.30975 | 1528.6439 | 54.3411 | 137.5486 | 1336.7541 | 1536.5263 | 0 | 0 | 1536.5263 | 0.0007326%
2028 | 210 | 210-392R | Tier-2 | Tier-2---10 | 5--3 | 60 | 100% | 1037.8957 | 85.73% | 13.64% | 0.6245% | 44.0457 | 0 | 0 | 44.0457 | 0 | 38.2345 | 21.3544 | 1.7905 | 38.2345 | 21.3544 | 1.7905 | 44.6966 | 24.9635 | 1.7905 | 4.244% | 0.34771 | 0.33049 | 2984.984 | 126.9167 | 388.4133 | 2469.654 | 3007.1634 | 0 | 0 | 3007.1634 | 0.001452%
2028 | 210 | 210-394R | Tier-2 | Tier-2---16 | 5--2 | 18 | 100% | 170.5929 | 70.47% | 28.1% | 1.432% | 5.9509 | 0 | 0 | 5.9509 | 0 | 5.1658 | 6.4063 | 0.80636 | 5.1658 | 6.4063 | 0.80636 | 6.0389 | 7.4891 | 0.80636 | 3.488% | 0.31841 | 0.30265 | 535.7584 | 19.2532 | 128.0571 | 388.4481 | 543.997 | 0 | 0 | 543.997 | 0.0001962%
2028 | 210 | 210-9R | Tier-2 | Tier-2---13 | 5--2 | 38 | 100% | 317.7725 | 50.82% | 48.53% | 0.6462% | 7.9945 | 0 | 0 | 7.9945 | 0 | 6.9398 | 13.5245 | 0.51313 | 6.9398 | 13.5245 | 0.51313 | 8.1127 | 15.8102 | 0.51313 | 2.516% | 0.31397 | 0.29843 | 1012.1143 | 32.0834 | 459.6705 | 520.3604 | 1038.0342 | 0 | 0 | 1038.0342 | 0.0002636%
2028 | 211 | 211-279R | Tier-2 | Tier-2---10 | 5--3 | 65 | 100% | 1199.6322 | 89.49% | 9.8% | 0.7134% | 53.1388 | 0 | 0 | 53.1388 | 0 | 46.128 | 23.1339 | 1.994 | 46.128 | 23.1339 | 1.994 | 53.9241 | 27.0438 | 1.994 | 4.43% | 0.37314 | 0.35467 | 3215.0069 | 112.0942 | 354.3013 | 2748.6114 | 3232.6094 | 0 | 0 | 3232.6094 | 0.001752%
2028 | 211 | 211-312R | Tier-2 | Tier-2---8 | 5--3 | 145 | 100% | 1809.5147 | 84.26% | 15.08% | 0.6521% | 75.477 | 0 | 0 | 75.477 | 0 | 65.5189 | 51.6065 | 1.2696 | 65.5189 | 51.6065 | 1.2696 | 76.5924 | 60.3286 | 1.2696 | 4.171% | 0.39031 | 0.37099 | 4636.1485 | 245.0801 | 661.0984 | 3729.97 | 4674.1392 | 0 | 0 | 4674.1392 | 0.002489%
2028 | 211 | 211-771R | Tier-3 | Tier-3---14 | 5--4 | 66 | 100% | 1890.633 | 91.06% | 8.49% | 0.4466% | 85.223 | 0 | 0 | 85.223 | 0 | 73.9791 | 23.4898 | 3.1494 | 73.9791 | 23.4898 | 3.1494 | 86.4824 | 27.4599 | 3.1494 | 4.508% | 0.3743 | 0.35578 | 5051.0602 | 188.146 | 399.018 | 4463.8962 | 5074.5675 | 0 | 0 | 5074.5675 | 0.00281%
2028 | 212 | 212-1177R | Tier-2 | Tier-2---8 | 5--4 | 79 | 100% | 1738.9252 | 95.43% | 4.096% | 0.4776% | 82.1402 | 0 | 0 | 82.1402 | 0 | 71.3031 | 28.1166 | 2.536 | 71.3031 | 28.1166 | 2.536 | 83.3541 | 32.8687 | 2.536 | 4.724% | 0.15054 | 0.14309 | 11551.4959 | 598.6378 | 571.3977 | 10381.4604 | 11579.0081 | 0 | 0 | 11579.0081 | 0.002709%
2028 | 212 | 212-1204R | Tier-2 | Tier-2---8 | 5--4 | 70 | 100% | 1570.3762 | 94.97% | 4.642% | 0.3849% | 73.8258 | 0 | 0 | 73.8258 | 0 | 64.0856 | 24.9135 | 2.5723 | 64.0856 | 24.9135 | 2.5723 | 74.9168 | 29.1241 | 2.5723 | 4.701% | 0.19221 | 0.18269 | 8170.2767 | 423.629 | 402.249 | 7344.3988 | 8191.6669 | 0 | 0 | 8191.6669 | 0.002435%
2028 | 212 | 212-638R | Tier-2 | Tier-2---11 | 5--4 | 4 | 100% | 609.7797 | 99.07% | 0.4924% | 0.4406% | 29.9025 | 0 | 0 | 29.9025 | 0 | 25.9573 | 1.4236 | 18.2332 | 25.9573 | 1.4236 | 18.2332 | 30.3444 | 1.6642 | 18.2332 | 4.904% | 0.10708 | 0.10177 | 5694.8842 | 240.5228 | 69.3628 | 5384.9986 | 5697.6511 | 0 | 0 | 5697.6511 | 0.0009861%
2028 | 212 | 212-725R | Tier-3 | Tier-3---10 | 5--5 | 46 | 100% | 4887.8267 | 99.15% | 0.7265% | 0.1225% | 239.8933 | 0 | 0 | 239.8933 | 0 | 208.243 | 16.3717 | 12.7197 | 208.243 | 16.3717 | 12.7197 | 243.4385 | 19.1387 | 12.7197 | 4.908% | 0.13941 | 0.13251 | 35061.0556 | 1697.3046 | 267.0507 | 33096.7003 | 35076.5573 | 0 | 0 | 35076.5573 | 0.007911%
2028 | 212 | 212-734R | Tier-2 | Tier-2---10 | 5--4 | 42 | 100% | 1265.9596 | 97.92% | 1.386% | 0.6959% | 61.3606 | 0 | 0 | 61.3606 | 0 | 53.265 | 14.9481 | 3.5633 | 53.265 | 14.9481 | 3.5633 | 62.2674 | 17.4745 | 3.5633 | 4.847% | 0.17753 | 0.16875 | 7130.7609 | 270.2179 | 291.48 | 6569.0631 | 7138.4909 | 0 | 0 | 7138.4909 | 0.002023%
2028 | 212 | 212-739R | Tier-3 | Tier-3---15 | 5--4 | 39 | 100% | 998.7912 | 96.62% | 2.787% | 0.5903% | 47.7702 | 0 | 0 | 47.7702 | 0 | 41.4677 | 13.8804 | 2.9875 | 41.4677 | 13.8804 | 2.9875 | 48.4762 | 16.2263 | 2.9875 | 4.783% | 0.13097 | 0.12449 | 7626.107 | 388.5698 | 248.0646 | 6989.4726 | 7639.5217 | 0 | 0 | 7639.5217 | 0.001575%
2028 | 212 | 212-743R | Tier-2 | Tier-2---13 | 5--3 | 6 | 100% | 261.4279 | 97.06% | 2.12% | 0.8249% | 12.5596 | 0 | 0 | 12.5596 | 0 | 10.9026 | 2.1354 | 5.1055 | 10.9026 | 2.1354 | 5.1055 | 12.7452 | 2.4964 | 5.1055 | 4.804% | 0.11654 | 0.11078 | 2243.1612 | 103.5889 | 60.4407 | 2079.1316 | 2246.6012 | 0 | 0 | 2246.6012 | 0.0004142%
2028 | 212 | 212-758R | Tier-2 | Tier-2---8 | 5--4 | 68 | 100% | 1482.4618 | 97.27% | 2.316% | 0.4117% | 71.3804 | 0 | 0 | 71.3804 | 0 | 61.9628 | 24.2017 | 2.5603 | 61.9628 | 24.2017 | 2.5603 | 72.4352 | 28.292 | 2.5603 | 4.815% | 0.1427 | 0.13564 | 10388.4417 | 533.566 | 267.0613 | 9587.8143 | 10403.1976 | 0 | 0 | 10403.1976 | 0.002354%
2028 | 212 | 212-773R | Tier-2 | Tier-2---5 | 5--4 | 103 | 100% | 2758.5667 | 95.78% | 3.96% | 0.2633% | 130.7823 | 0 | 0 | 130.7823 | 0 | 113.5276 | 36.6584 | 3.0969 | 113.5276 | 36.6584 | 3.0969 | 132.715 | 42.8541 | 3.0969 | 4.741% | 0.19881 | 0.18897 | 13875.2805 | 746.7621 | 538.2266 | 12590.2917 | 13905.797 | 0 | 0 | 13905.797 | 0.004313%
2028 | 212 | 212-799R | Tier-2 | Tier-2---10 | 5--4 | 39 | 100% | 1038.8005 | 97.12% | 2.539% | 0.3416% | 49.9395 | 0 | 0 | 49.9395 | 0 | 43.3507 | 13.8804 | 3.1232 | 43.3507 | 13.8804 | 3.1232 | 50.6775 | 16.2263 | 3.1232 | 4.807% | 0.12493 | 0.11875 | 8315.0604 | 411.6865 | 218.9209 | 7684.453 | 8327.5336 | 0 | 0 | 8327.5336 | 0.001647%
2028 | 212 | 212-880R | Tier-2 | Tier-2---16 | 5--2 | 3 | 100% | 104.9439 | 97.78% | 1.295% | 0.9224% | 5.0795 | 0 | 0 | 5.0795 | 0 | 4.4094 | 1.0677 | 4.1297 | 4.4094 | 1.0677 | 4.1297 | 5.1546 | 1.2482 | 4.1297 | 4.84% | 0.10736 | 0.10205 | 977.4994 | 42.0611 | 20.0248 | 915.4135 | 978.6283 | 0 | 0 | 978.6283 | 0.0001675%
2028 | 212 | 212-886R | Tier-2 | Tier-2---8 | 5--4 | 17 | 100% | 2163.5248 | 98.72% | 1.034% | 0.2463% | 105.7234 | 0 | 0 | 105.7234 | 0 | 91.7748 | 6.0504 | 15.1683 | 91.7748 | 6.0504 | 15.1683 | 107.2858 | 7.073 | 15.1683 | 4.887% | 0.18767 | 0.17838 | 11528.3958 | 592.0091 | 130.2023 | 10806.1843 | 11536.0822 | 0 | 0 | 11536.0822 | 0.003486%
2028 | 212 | 212-888R | Tier-2 | Tier-2---8 | 5--4 | 45 | 100% | 1471.0622 | 97.82% | 1.883% | 0.2988% | 71.2291 | 0 | 0 | 71.2291 | 0 | 61.8315 | 16.0158 | 3.8607 | 61.8315 | 16.0158 | 3.8607 | 72.2817 | 18.7227 | 3.8607 | 4.842% | 0.13116 | 0.12466 | 11216.1087 | 603.389 | 219.1134 | 10393.6063 | 11228.8506 | 0 | 0 | 11228.8506 | 0.002349%
2028 | 214 | 214-1122R | Tier-3 | Tier-3---3 | 5--5 | 127 | 100% | 26281.1502 | 98.91% | 1.048% | 0.04591% | 1286.6839 | 0 | 0 | 1286.6839 | 0 | 1116.9255 | 45.2002 | 24.7107 | 1116.9255 | 45.2002 | 24.7107 | 1305.6986 | 52.8395 | 24.7107 | 4.896% | 0.26918 | 0.25585 | 97635.635 | 5011.5122 | 984.8064 | 91639.3164 | 97691.265 | 0 | 0 | 97691.265 | 0.04243%
2028 | 214 | 214-1135R | Tier-3 | Tier-3---6 | 4--5 | 75 | 100% | 6666.9216 | 99.41% | 0.4702% | 0.123% | 328.055 | 0 | 0 | 328.055 | 0 | 284.7731 | 26.693 | 10.6685 | 284.7731 | 26.693 | 10.6685 | 332.9031 | 31.2044 | 10.6685 | 4.921% | 0.090777 | 0.086284 | 73442.8498 | 4553.5888 | 482.5906 | 68406.6704 | 73465.5376 | 0 | 0 | 73465.5376 | 0.01082%
2028 | 214 | 214-17AE | Tier-3 | Tier-3---17 | 4--4 | 30 | 100% | 484.0355 | 97.4% | 1.48% | 1.12% | 23.3369 | 0 | 0 | 23.3369 | 0 | 20.258 | 10.6772 | 1.8973 | 20.258 | 10.6772 | 1.8973 | 23.6818 | 12.4818 | 1.8973 | 4.821% | 0.071957 | 0.068395 | 6726.7702 | 365.2505 | 154.8548 | 6206.6649 | 6735.8769 | 0 | 0 | 6735.8769 | 0.0007696%
2028 | 214 | 214-4R | Tier-3 | Tier-3---17 | 4--4 | 22 | 100% | 400.1895 | 97.86% | 1.359% | 0.7809% | 19.3854 | 0 | 0 | 19.3854 | 0 | 16.8278 | 7.8299 | 2.1492 | 16.8278 | 7.8299 | 2.1492 | 19.6719 | 9.1533 | 2.1492 | 4.844% | 0.059676 | 0.056722 | 6706.0819 | 383.8314 | 129.2907 | 6192.9598 | 6713.5561 | 0 | 0 | 6713.5561 | 0.0006393%
2028 | 214 | 214-536R | Tier-3 | Tier-3---17 | 4--4 | 9 | 100% | 513.3291 | 98.71% | 0.8845% | 0.4005% | 25.0833 | 0 | 0 | 25.0833 | 0 | 21.7739 | 3.2032 | 6.7976 | 21.7739 | 3.2032 | 6.7976 | 25.454 | 3.7445 | 6.7976 | 4.886% | 0.053744 | 0.051083 | 9551.4463 | 547.5853 | 232.0453 | 8771.8157 | 9557.8383 | 0 | 0 | 9557.8383 | 0.0008272%
2028 | 214 | 214-583R | Tier-3 | Tier-3---13 | 4--5 | 32 | 100% | 2208.3134 | 99.09% | 0.6816% | 0.2244% | 108.3212 | 0 | 0 | 108.3212 | 0 | 94.0298 | 11.389 | 8.2562 | 94.0298 | 11.389 | 8.2562 | 109.922 | 13.3139 | 8.2562 | 4.905% | 0.070413 | 0.066928 | 31362.296 | 1883.6813 | 422.1722 | 29056.4425 | 31377.0932 | 0 | 0 | 31377.0932 | 0.003572%
2028 | 214 | 214-613R | Tier-3 | Tier-3---14 | 5--3 | 50 | 100% | 1721.769 | 85.69% | 14.07% | 0.2459% | 73.0294 | 0 | 0 | 73.0294 | 0 | 63.3943 | 17.7953 | 3.5624 | 63.3943 | 17.7953 | 3.5624 | 74.1087 | 20.803 | 3.5624 | 4.242% | 0.43289 | 0.41146 | 3977.4025 | 197.1566 | 516.9968 | 3263.2491 | 4007.0485 | 0 | 0 | 4007.0485 | 0.002408%
2028 | 214 | 214-647R | Tier-3 | Tier-3---8 | 5--5 | 73 | 100% | 22354.3085 | 99.24% | 0.73% | 0.02701% | 1098.1613 | 0 | 0 | 1098.1613 | 0 | 953.2756 | 25.9812 | 36.691 | 953.2756 | 25.9812 | 36.691 | 1114.3901 | 30.3723 | 36.691 | 4.913% | 0.23844 | 0.22663 | 93753.9152 | 4640.4334 | 647.6025 | 88465.8794 | 93790.8777 | 0 | 0 | 93790.8777 | 0.03621%
2028 | 215 | 215-1531R | Tier-2 | Tier-2---2 | 5--5 | 72 | 100% | 12702.4119 | 98.21% | 1.737% | 0.04837% | 617.5408 | 0 | 0 | 617.5408 | 0 | 536.0657 | 25.6253 | 20.9194 | 536.0657 | 25.6253 | 20.9194 | 626.6669 | 29.9562 | 20.9194 | 4.862% | 0.20291 | 0.19287 | 62600.9651 | 3773.3762 | 1033.6342 | 57793.9547 | 62659.1843 | 0 | 0 | 62659.1843 | 0.02036%
2028 | 215 | 215-1534R | Tier-2 | Tier-2---1 | 5--5 | 58 | 100% | 19489.7064 | 99% | 0.9737% | 0.02962% | 955.0614 | 0 | 0 | 955.0614 | 0 | 829.0555 | 20.6426 | 40.1624 | 829.0555 | 20.6426 | 40.1624 | 969.1753 | 24.1314 | 40.1624 | 4.9% | 0.1982 | 0.18839 | 98331.2515 | 6096.0396 | 907.1497 | 91328.0622 | 98382.6286 | 0 | 0 | 98382.6286 | 0.03149%
2028 | 215 | 215-1544R | Tier-2 | Tier-2---8 | 5--4 | 16 | 100% | 1412.4296 | 98.09% | 1.785% | 0.1216% | 68.582 | 0 | 0 | 68.582 | 0 | 59.5336 | 5.6945 | 10.4546 | 59.5336 | 5.6945 | 10.4546 | 69.5955 | 6.6569 | 10.4546 | 4.856% | 0.10891 | 0.10352 | 12968.9923 | 1067.1746 | 223.4801 | 11678.3376 | 12981.8719 | 0 | 0 | 12981.8719 | 0.002262%
2028 | 215 | 215-38R | Tier-3 | Tier-3---10 | 5--5 | 26 | 100% | 5434.8155 | 98.92% | 1.009% | 0.07406% | 266.1091 | 0 | 0 | 266.1091 | 0 | 231 | 9.2536 | 24.9633 | 231 | 9.2536 | 24.9633 | 270.0416 | 10.8175 | 24.9633 | 4.896% | 0.12528 | 0.11908 | 43381.3494 | 2695.9135 | 518.8073 | 40166.6286 | 43405.8232 | 0 | 0 | 43405.8232 | 0.008775%
2028 | 216 | 216-1859F | Tier-3 | Tier-3---4 | 5--5 | 67 | 100% | 14041.2877 | 99.19% | 0.7753% | 0.03948% | 689.3805 | 0 | 0 | 689.3805 | 0 | 598.4272 | 23.8458 | 25.0958 | 598.4272 | 23.8458 | 25.0958 | 699.5682 | 27.876 | 25.0958 | 4.91% | 0.15704 | 0.14927 | 89409.7822 | 5511.6035 | 666.6545 | 83231.5241 | 89447.7216 | 0 | 0 | 89447.7216 | 0.02273%
2028 | 217 | 217-41AE | Tier-2 | Tier-2---8 | 5--4 | 126 | 100% | 2013.5966 | 89.22% | 10.31% | 0.4697% | 88.9331 | 0 | 0 | 88.9331 | 0 | 77.1998 | 44.8442 | 1.7215 | 77.1998 | 44.8442 | 1.7215 | 90.2474 | 52.4234 | 1.7215 | 4.417% | 0.19664 | 0.1869 | 10240.1297 | 587.5443 | 1012.3349 | 8640.2505 | 10297.5917 | 0 | 0 | 10297.5917 | 0.002933%
2028 | 217 | 217-48AE | Tier-2 | Tier-2---8 | 5--4 | 84 | 100% | 2727.5845 | 87.85% | 11.78% | 0.3693% | 118.6108 | 0 | 0 | 118.6108 | 0 | 102.9619 | 29.8962 | 3.444 | 102.9619 | 29.8962 | 3.444 | 120.3637 | 34.949 | 3.444 | 4.349% | 0.20236 | 0.19234 | 13478.9252 | 762.7474 | 1447.8056 | 11268.3722 | 13564.2138 | 0 | 0 | 13564.2138 | 0.003911%
2028 | 217 | 217-835R | Tier-3 | Tier-3---5 | 5--5 | 71 | 100% | 10686.9326 | 98.68% | 1.222% | 0.09479% | 522.0384 | 0 | 0 | 522.0384 | 0 | 453.1633 | 25.2694 | 17.9333 | 453.1633 | 25.2694 | 17.9333 | 529.7531 | 29.5402 | 17.9333 | 4.885% | 0.28412 | 0.27006 | 37613.7803 | 2195.3355 | 434.0984 | 34984.3464 | 37639.5702 | 0 | 0 | 37639.5702 | 0.01721%
2028 | 217 | 217-837R | Tier-3 | Tier-3---12 | 5--5 | 68 | 100% | 3657.1834 | 94.66% | 5.124% | 0.2164% | 171.362 | 0 | 0 | 171.362 | 0 | 148.7534 | 24.2017 | 6.1464 | 148.7534 | 24.2017 | 6.1464 | 173.8944 | 28.292 | 6.1464 | 4.686% | 0.14269 | 0.13563 | 25630.0196 | 1643.4761 | 1395.4824 | 22591.0611 | 25701.3071 | 0 | 0 | 25701.3071 | 0.005651%
2028 | 217 | 217-972R | Tier-2 | Tier-2---8 | 5--4 | 70 | 100% | 1438.6594 | 90.88% | 8.66% | 0.4639% | 64.7163 | 0 | 0 | 64.7163 | 0 | 56.178 | 24.9135 | 2.2549 | 56.178 | 24.9135 | 2.2549 | 65.6727 | 29.1241 | 2.2549 | 4.498% | 0.18227 | 0.17325 | 7892.9777 | 484.1091 | 632.8848 | 6775.9839 | 7930.4807 | 0 | 0 | 7930.4807 | 0.002134%
2028 | 217 | 217-983R | Tier-3 | Tier-3---5 | 5--5 | 48 | 100% | 10116.9629 | 99.05% | 0.91% | 0.0405% | 496.0298 | 0 | 0 | 496.0298 | 0 | 430.5862 | 17.0835 | 25.2048 | 430.5862 | 17.0835 | 25.2048 | 503.3602 | 19.9708 | 25.2048 | 4.903% | 0.2438 | 0.23173 | 41497.7937 | 2121.8511 | 363.6616 | 39012.281 | 41518.3345 | 0 | 0 | 41518.3345 | 0.01636%
2028 | 220 | 220-288R | Tier-3 | Tier-3---14 | 5--4 | 29 | 100% | 2198.6799 | 96.34% | 3.473% | 0.1901% | 104.8478 | 0 | 0 | 104.8478 | 0 | 91.0147 | 10.3213 | 8.8181 | 91.0147 | 10.3213 | 8.8181 | 106.3972 | 12.0657 | 8.8181 | 4.769% | 0.37523 | 0.35666 | 5859.515 | 279.6691 | 215.3273 | 5364.5186 | 5870.6934 | 0 | 0 | 5870.6934 | 0.003457%
2028 | 220 | 220-294R | Tier-3 | Tier-3---14 | 5--3 | 81 | 100% | 1925.8876 | 84.29% | 15.28% | 0.4298% | 80.3557 | 0 | 0 | 80.3557 | 0 | 69.754 | 28.8284 | 2.4196 | 69.754 | 28.8284 | 2.4196 | 81.5432 | 33.7008 | 2.4196 | 4.172% | 0.44397 | 0.422 | 4337.8466 | 198.6888 | 616.3589 | 3522.7989 | 4373.3345 | 0 | 0 | 4373.3345 | 0.00265%
2028 | 220 | 220-298R | Tier-3 | Tier-3---11 | 5--4 | 155 | 100% | 3585.6314 | 89.37% | 10.06% | 0.5685% | 158.6214 | 0 | 0 | 158.6214 | 0 | 137.6937 | 55.1655 | 2.496 | 137.6937 | 55.1655 | 2.496 | 160.9655 | 64.4891 | 2.496 | 4.424% | 0.50177 | 0.47693 | 7145.9975 | 283.7182 | 677.141 | 6185.1383 | 7185.5575 | 0 | 0 | 7185.5575 | 0.005231%
2028 | 221 | 221-1230F | Tier-3 | Tier-3---12 | 4--5 | 17 | 100% | 3690.9623 | 99.91% | 0% | 0.09183% | 182.5349 | 0 | 0 | 182.5349 | 0 | 158.4522 | 6.0504 | 26.1886 | 158.4522 | 6.0504 | 26.1886 | 185.2324 | 7.073 | 26.1886 | 4.945% | 0.035843 | 0.034069 | 102975.2443 | 5653.9564 | 85.9024 | 97235.3856 | 102980.169 | 0 | 0 | 102980.169 | 0.006019%
2028 | 221 | 221-23R | Tier-3 | Tier-3---11 | 5--5 | 77 | 100% | 3270.2376 | 92.16% | 7.656% | 0.1816% | 149.1897 | 0 | 0 | 149.1897 | 0 | 129.5064 | 27.4048 | 4.7257 | 129.5064 | 27.4048 | 4.7257 | 151.3944 | 32.0365 | 4.7257 | 4.562% | 0.19945 | 0.18957 | 16396.4914 | 1101.2475 | 1224.4612 | 14070.7826 | 16463.4153 | 0 | 0 | 16463.4153 | 0.00492%
2028 | 221 | 221-344R | Tier-3 | Tier-3---13 | 5--4 | 93 | 100% | 2735.9283 | 96.11% | 3.605% | 0.2871% | 130.1577 | 0 | 0 | 130.1577 | 0 | 112.9854 | 33.0993 | 3.4135 | 112.9854 | 33.0993 | 3.4135 | 132.0812 | 38.6935 | 3.4135 | 4.757% | 0.2115 | 0.20103 | 12935.7823 | 697.0944 | 453.9009 | 11784.787 | 12962.0007 | 0 | 0 | 12962.0007 | 0.004292%
2028 | 221 | 221-35 | Tier-2 | Tier-2---10 | 5--3 | 3 | 100% | 710.3273 | 99.46% | 0.4791% | 0.06249% | 34.9708 | 0 | 0 | 34.9708 | 0 | 30.3569 | 1.0677 | 28.4315 | 30.3569 | 1.0677 | 28.4315 | 35.4876 | 1.2482 | 28.4315 | 4.923% | 0.17281 | 0.16425 | 4110.5569 | 223.7818 | 29.6305 | 3857.1446 | 4111.7163 | 0 | 0 | 4111.7163 | 0.001153%
2028 | 221 | 221-37AE | Tier-3 | Tier-3---11 | 5--5 | 72 | 100% | 3934.7733 | 97.03% | 2.838% | 0.1358% | 188.9786 | 0 | 0 | 188.9786 | 0 | 164.0457 | 25.6253 | 6.4017 | 164.0457 | 25.6253 | 6.4017 | 191.7713 | 29.9562 | 6.4017 | 4.803% | 0.19925 | 0.18939 | 19747.6238 | 1157.9249 | 618.5884 | 17971.1105 | 19778.2099 | 0 | 0 | 19778.2099 | 0.006232%
2028 | 221 | 221-38AE | Tier-3 | Tier-3---17 | 5--3 | 9 | 100% | 318.0967 | 33.4% | 66.33% | 0.2755% | 5.2587 | 0 | 0 | 5.2587 | 0 | 4.5649 | 3.2032 | 1.4251 | 4.5649 | 3.2032 | 1.4251 | 5.3364 | 3.7445 | 1.4251 | 1.653% | 0.16917 | 0.1608 | 1880.3284 | 41.7922 | 1061.4721 | 777.0641 | 1945.5476 | 0 | 0 | 1945.5476 | 0.0001734%
2028 | 221 | 221-675R | Tier-2 | Tier-2---8 | 5--4 | 4 | 100% | 2055.424 | 99.51% | 0.3331% | 0.1572% | 101.2446 | 0 | 0 | 101.2446 | 0 | 87.8869 | 1.4236 | 61.7345 | 87.8869 | 1.4236 | 61.7345 | 102.7408 | 1.6642 | 61.7345 | 4.926% | 0.22072 | 0.20979 | 9312.3427 | 464.7372 | 113.1149 | 8734.4905 | 9314.7205 | 0 | 0 | 9314.7205 | 0.003339%
2028 | 221 | 221-6R | Tier-2 | Tier-2---5 | 5--5 | 1 | 100% | 3904.259 | 99.88% | 0.03221% | 0.0896% | 193.0254 | 0 | 0 | 193.0254 | 0 | 167.5586 | 0.35591 | 470.7937 | 167.5586 | 0.35591 | 470.7937 | 195.878 | 0.41606 | 470.7937 | 4.944% | 0.21604 | 0.20535 | 18071.9767 | 963.9759 | 75.8685 | 17032.1323 | 18073.1232 | 0 | 0 | 18073.1232 | 0.006365%
2028 | 221 | 221-782R | Tier-3 | Tier-3---17 | 5--3 | 5 | 100% | 618.0174 | 98.68% | 0.7939% | 0.5237% | 30.1888 | 0 | 0 | 30.1888 | 0 | 26.2058 | 1.7795 | 14.7262 | 26.2058 | 1.7795 | 14.7262 | 30.6349 | 2.0803 | 14.7262 | 4.885% | 0.2472 | 0.23496 | 2500.0604 | 147.4846 | 27.966 | 2324.6098 | 2501.7759 | 0 | 0 | 2501.7759 | 0.0009955%
2028 | 221 | 221-788 | Tier-3 | Tier-3---12 | 5--5 | 12 | 100% | 4481.9143 | 99.45% | 0.5095% | 0.04337% | 220.6282 | 0 | 0 | 220.6282 | 0 | 191.5196 | 4.2709 | 44.8431 | 191.5196 | 4.2709 | 44.8431 | 223.8887 | 4.9927 | 44.8431 | 4.923% | 0.18975 | 0.18036 | 23620.3007 | 1552.9774 | 202.4159 | 21864.9074 | 23627.1015 | 0 | 0 | 23627.1015 | 0.007276%
2028 | 221 | 221-824 | Tier-3 | Tier-3---13 | 5--4 | 31 | 100% | 2324.2215 | 96.86% | 3.03% | 0.1069% | 111.4397 | 0 | 0 | 111.4397 | 0 | 96.7369 | 11.0331 | 8.7679 | 96.7369 | 11.0331 | 8.7679 | 113.0865 | 12.8978 | 8.7679 | 4.795% | 0.18396 | 0.17486 | 12634.0691 | 769.9433 | 369.3383 | 11494.7875 | 12654.7103 | 0 | 0 | 12654.7103 | 0.003675%
2028 | 222 | 222-1433R | Tier-3 | Tier-3---5 | 5--5 | 18 | 100% | 9617.9712 | 99.59% | 0.3681% | 0.03974% | 474.1478 | 0 | 0 | 474.1478 | 0 | 411.5912 | 6.4063 | 64.2477 | 411.5912 | 6.4063 | 64.2477 | 481.1548 | 7.4891 | 64.2477 | 4.93% | 0.37266 | 0.35421 | 25809.0958 | 1306.2972 | 94.555 | 24408.2437 | 25814.5777 | 0 | 0 | 25814.5777 | 0.01564%
2028 | 222 | 222-1503R | Tier-3 | Tier-3---15 | 5--4 | 23 | 100% | 1359.3953 | 95.15% | 4.696% | 0.1502% | 64.0292 | 0 | 0 | 64.0292 | 0 | 55.5815 | 8.1859 | 6.7899 | 55.5815 | 8.1859 | 6.7899 | 64.9754 | 9.5694 | 6.7899 | 4.71% | 0.23465 | 0.22303 | 5793.3484 | 301.9788 | 270.539 | 5220.8305 | 5807.9691 | 0 | 0 | 5807.9691 | 0.002111%
2028 | 222 | 222-1523R | Tier-3 | Tier-3---7 | 5--5 | 137 | 100% | 7406.689 | 96.62% | 3.25% | 0.1263% | 354.2524 | 0 | 0 | 354.2524 | 0 | 307.5141 | 48.7592 | 6.3068 | 307.5141 | 48.7592 | 6.3068 | 359.4875 | 57.0001 | 6.3068 | 4.783% | 0.26901 | 0.25569 | 27533.3002 | 1432.7814 | 864.0996 | 25236.4192 | 27581.7128 | 0 | 0 | 27581.7128 | 0.01168%
2028 | 222 | 222-1986R | Tier-3 | Tier-3---1 | 5--5 | 212 | 100% | 79194.3488 | 99.25% | 0.7305% | 0.01724% | 3890.8074 | 0 | 0 | 3890.8074 | 0 | 3377.4744 | 75.4522 | 44.7631 | 3377.4744 | 75.4522 | 44.7631 | 3948.3061 | 88.2045 | 44.7631 | 4.913% | 0.41507 | 0.39452 | 190797.4815 | 11158.3549 | 1273.0385 | 178366.0881 | 190871.7807 | 0 | 0 | 190871.7807 | 0.1283%
2028 | 222 | 222-1988R | Tier-3 | Tier-3---11 | 5--4 | 13 | 100% | 3619.4356 | 99.27% | 0.7155% | 0.01673% | 177.8502 | 0 | 0 | 177.8502 | 0 | 154.3856 | 4.6268 | 33.3678 | 154.3856 | 4.6268 | 33.3678 | 180.4785 | 5.4088 | 33.3678 | 4.914% | 0.34461 | 0.32755 | 10502.9479 | 509.7029 | 69.9812 | 9923.2638 | 10506.9529 | 0 | 0 | 10506.9529 | 0.005865%
2028 | 222 | 222-1990R | Tier-3 | Tier-3---1 | 5--5 | 81 | 100% | 45106.6401 | 99.63% | 0.3509% | 0.01982% | 2224.501 | 0 | 0 | 2224.501 | 0 | 1931.0119 | 28.8284 | 66.9829 | 1931.0119 | 28.8284 | 66.9829 | 2257.3749 | 33.7008 | 66.9829 | 4.932% | 0.41211 | 0.39171 | 109452.4885 | 5424.0865 | 426.9036 | 103601.4983 | 109473.6205 | 0 | 0 | 109473.6205 | 0.07336%
2028 | 222 | 222-1992R | Tier-3 | Tier-3---18 | 5--2 | 3 | 100% | 288.7705 | 86.56% | 13.18% | 0.2657% | 12.3725 | 0 | 0 | 12.3725 | 0 | 10.7401 | 1.0677 | 10.0589 | 10.7401 | 1.0677 | 10.0589 | 12.5553 | 1.2482 | 10.0589 | 4.285% | 0.22115 | 0.2102 | 1305.7642 | 59.3755 | 153.7229 | 1092.6658 | 1314.9061 | 0 | 0 | 1314.9061 | 0.000408%
2028 | 222 | 222-2013R | Tier-3 | Tier-3---7 | 5--5 | 132 | 100% | 7426.9759 | 96.05% | 3.813% | 0.1383% | 353.11 | 0 | 0 | 353.11 | 0 | 306.5225 | 46.9797 | 6.5246 | 306.5225 | 46.9797 | 6.5246 | 358.3282 | 54.9198 | 6.5246 | 4.754% | 0.27927 | 0.26545 | 26594.1155 | 1486.8089 | 949.5734 | 24157.7331 | 26648.8357 | 0 | 0 | 26648.8357 | 0.01164%
2028 | 222 | 222-2063 | Tier-3 | Tier-3---9 | 5--5 | 1 | 100% | 4859.7765 | 99.85% | 0.09452% | 0.05485% | 240.1996 | 0 | 0 | 240.1996 | 0 | 208.5089 | 0.35591 | 585.8527 | 208.5089 | 0.35591 | 585.8527 | 243.7493 | 0.41606 | 585.8527 | 4.943% | 0.23776 | 0.22599 | 20439.7717 | 1058.0128 | 26.4385 | 19355.3204 | 20441.3617 | 0 | 0 | 20441.3617 | 0.007921%
2028 | 222 | 222-2085 | Tier-3 | Tier-3---3 | 5--5 | 1220 | 100% | 16772.3082 | 96.7% | 3.181% | 0.1236% | 802.7939 | 0 | 0 | 802.7939 | 0 | 696.8774 | 434.2062 | 1.6049 | 696.8774 | 434.2062 | 1.6049 | 814.6577 | 507.592 | 1.6049 | 4.786% | 0.35117 | 0.33379 | 47761.3033 | 2740.017 | 1532.6307 | 43488.6556 | 47843.4976 | 0 | 0 | 47843.4976 | 0.02647%
2028 | 230 | 230-1008R | Tier-2 | Tier-2---16 | 4--3 | 1 | 100% | 171.5883 | 99.37% | 0.4538% | 0.1789% | 8.4399 | 0 | 0 | 8.4399 | 0 | 7.3264 | 0.35591 | 20.5851 | 7.3264 | 0.35591 | 20.5851 | 8.5646 | 0.41606 | 20.5851 | 4.919% | 0.055697 | 0.05294 | 3080.7564 | 194.1723 | 43.3127 | 2843.2713 | 3081.7716 | 0 | 0 | 3081.7716 | 0.0002783%
2028 | 230 | 230-127AE | Tier-2 | Tier-2---7 | 5--5 | 52 | 100% | 2000.4654 | 94.98% | 4.641% | 0.3747% | 94.056 | 0 | 0 | 94.056 | 0 | 81.6467 | 18.5071 | 4.4116 | 81.6467 | 18.5071 | 4.4116 | 95.4459 | 21.6351 | 4.4116 | 4.702% | 0.093988 | 0.089336 | 21284.2191 | 1284.0751 | 990.3889 | 19009.7551 | 21339.8191 | 0 | 0 | 21339.8191 | 0.003102%
2028 | 230 | 230-133AE | Tier-2 | Tier-2---6 | 5--5 | 84 | 100% | 6388.6939 | 98.26% | 1.615% | 0.1229% | 310.7459 | 0 | 0 | 310.7459 | 0 | 269.7477 | 29.8962 | 9.0228 | 269.7477 | 29.8962 | 9.0228 | 315.3382 | 34.949 | 9.0228 | 4.864% | 0.095565 | 0.090834 | 66852.0974 | 3853.1493 | 1086.4397 | 61912.5084 | 66912.5857 | 0 | 0 | 66912.5857 | 0.01025%
2028 | 230 | 230-1586R | Tier-2 | Tier-2---7 | 4--5 | 57 | 100% | 2072.8837 | 91.06% | 8.635% | 0.3% | 93.4394 | 0 | 0 | 93.4394 | 0 | 81.1115 | 20.2867 | 3.9983 | 81.1115 | 20.2867 | 3.9983 | 94.8202 | 23.7154 | 3.9983 | 4.508% | 0.084625 | 0.080436 | 24494.9333 | 1384.72 | 2145.1757 | 20965.0376 | 24608.9164 | 0 | 0 | 24608.9164 | 0.003081%
2028 | 230 | 230-1606R | Tier-2 | Tier-2---11 | 4--4 | 17 | 100% | 536.3838 | 78.97% | 20.71% | 0.32% | 20.9668 | 0 | 0 | 20.9668 | 0 | 18.2006 | 6.0504 | 3.0082 | 18.2006 | 6.0504 | 3.0082 | 21.2767 | 7.073 | 3.0082 | 3.909% | 0.062818 | 0.059709 | 8538.6965 | 437.3678 | 1660.0426 | 6441.2861 | 8632.2204 | 0 | 0 | 8632.2204 | 0.0006914%
2028 | 230 | 230-181 | Tier-2 | Tier-2---9 | 4--4 | 6 | 100% | 788.7224 | 98.19% | 1.606% | 0.2041% | 38.335 | 0 | 0 | 38.335 | 0 | 33.2772 | 2.1354 | 15.5833 | 33.2772 | 2.1354 | 15.5833 | 38.9015 | 2.4964 | 15.5833 | 4.86% | 0.063241 | 0.060111 | 12471.6541 | 782.4193 | 949.0175 | 10740.2174 | 12483.4125 | 0 | 0 | 12483.4125 | 0.001264%
2028 | 230 | 230-2060R | Tier-2 | Tier-2---4 | 4--5 | 52 | 100% | 3473.4554 | 97.68% | 2.135% | 0.1887% | 167.9415 | 0 | 0 | 167.9415 | 0 | 145.7841 | 18.5071 | 7.8772 | 145.7841 | 18.5071 | 7.8772 | 170.4233 | 21.6351 | 7.8772 | 4.835% | 0.088414 | 0.084038 | 39286.0822 | 2320.0349 | 850.2401 | 36115.8071 | 39333.6151 | 0 | 0 | 39333.6151 | 0.005538%
2028 | 230 | 230-2067 | Tier-2 | Tier-2---16 | 4--3 | 1 | 100% | 121.6067 | 92.98% | 6.845% | 0.1786% | 5.5967 | 0 | 0 | 5.5967 | 0 | 4.8583 | 0.35591 | 13.6506 | 4.8583 | 0.35591 | 13.6506 | 5.6795 | 0.41606 | 13.6506 | 4.602% | 0.054619 | 0.051915 | 2226.4545 | 125.1839 | 142.6967 | 1958.574 | 2234.5983 | 0 | 0 | 2234.5983 | 0.0001846%
2028 | 230 | 230-371AE | Tier-2 | Tier-2---13 | 4--3 | 8 | 100% | 195.7251 | 81.71% | 17.81% | 0.4804% | 7.9168 | 0 | 0 | 7.9168 | 0 | 6.8723 | 2.8473 | 2.4136 | 6.8723 | 2.8473 | 2.4136 | 8.0338 | 3.3285 | 2.4136 | 4.045% | 0.059006 | 0.056085 | 3317.0375 | 182.5151 | 537.9757 | 2596.5467 | 3348.6257 | 0 | 0 | 3348.6257 | 0.0002611%
2028 | 231 | 231-1136R | Tier-2 | Tier-2---7 | 4--5 | 24 | 100% | 2730.9177 | 98.3% | 1.373% | 0.325% | 132.8848 | 0 | 0 | 132.8848 | 0 | 115.3527 | 8.5418 | 13.5046 | 115.3527 | 8.5418 | 13.5046 | 134.8486 | 9.9854 | 13.5046 | 4.866% | 0.054655 | 0.051949 | 49966.8413 | 3802.7952 | 1680.0986 | 44483.9475 | 50011.031 | 0 | 0 | 50011.031 | 0.004382%
2028 | 231 | 231-1635R | Tier-2 | Tier-2---4 | 5--5 | 151 | 100% | 5142.095 | 98.68% | 0.901% | 0.4182% | 251.176 | 0 | 0 | 251.176 | 0 | 218.0371 | 53.7419 | 4.0571 | 218.0371 | 53.7419 | 4.0571 | 254.8879 | 62.8249 | 4.0571 | 4.885% | 0.11648 | 0.11071 | 44146.87 | 3399.863 | 647.3328 | 40099.6742 | 44177.1988 | 0 | 0 | 44177.1988 | 0.008283%
2028 | 233 | 233-123R | Tier-2 | Tier-2---4 | 4--5 | 57 | 100% | 3035.8045 | 98.84% | 0.8219% | 0.339% | 148.5278 | 0 | 0 | 148.5278 | 0 | 128.9318 | 20.2867 | 6.3555 | 128.9318 | 20.2867 | 6.3555 | 150.7228 | 23.7154 | 6.3555 | 4.893% | 0.06125 | 0.058219 | 49563.8317 | 3086.7129 | 653.5217 | 45823.5971 | 49593.7962 | 0 | 0 | 49593.7962 | 0.004898%
2028 | 233 | 233-41R | Tier-2 | Tier-2---9 | 4--5 | 47 | 100% | 718.991 | 97.57% | 1.357% | 1.072% | 34.7253 | 0 | 0 | 34.7253 | 0 | 30.1439 | 16.7276 | 1.802 | 30.1439 | 16.7276 | 1.802 | 35.2385 | 19.5548 | 1.802 | 4.83% | 0.044487 | 0.042285 | 16161.8225 | 1280.6452 | 594.3266 | 14286.8507 | 16182.2721 | 0 | 0 | 16182.2721 | 0.001145%
2028 | 233 | 233-81F | Tier-2 | Tier-2---12 | 3--5 | 32 | 100% | 447.7794 | 94.96% | 4.349% | 0.694% | 21.0474 | 0 | 0 | 21.0474 | 0 | 18.2705 | 11.389 | 1.6042 | 18.2705 | 11.389 | 1.6042 | 21.3584 | 13.3139 | 1.6042 | 4.7% | 0.02204 | 0.020949 | 20316.8521 | 1331.0486 | 1007.3456 | 17978.4579 | 20370.2068 | 0 | 0 | 20370.2068 | 0.0006941%
2028 | 233 | 233-86F | Tier-2 | Tier-2---8 | 5--5 | 79 | 100% | 2341.6741 | 85.9% | 13.6% | 0.4998% | 99.5721 | 0 | 0 | 99.5721 | 0 | 86.435 | 28.1166 | 3.0742 | 86.435 | 28.1166 | 3.0742 | 101.0435 | 32.8687 | 3.0742 | 4.252% | 0.1204 | 0.11444 | 19449.7342 | 1103.1383 | 2517.3516 | 15829.2443 | 19592.5279 | 0 | 0 | 19592.5279 | 0.003284%
2028 | 234 | 234-48R | Tier-2 | Tier-2---4 | 4--5 | 40 | 100% | 4939.3792 | 99.46% | 0.3916% | 0.1518% | 243.1707 | 0 | 0 | 243.1707 | 0 | 211.088 | 14.2363 | 14.8275 | 211.088 | 14.2363 | 14.8275 | 246.7643 | 16.6424 | 14.8275 | 4.923% | 0.047931 | 0.045559 | 103051.0114 | 8933.6439 | 586.3727 | 93530.9949 | 103080.1738 | 0 | 0 | 103080.1738 | 0.008019%
2028 | 235 | 235-897R | Tier-2 | Tier-2---5 | 5--5 | 14 | 100% | 4375.0381 | 88.63% | 11.27% | 0.1058% | 191.9337 | 0 | 0 | 191.9337 | 0 | 166.611 | 4.9827 | 33.4379 | 166.611 | 4.9827 | 33.4379 | 194.7701 | 5.8248 | 33.4379 | 4.387% | 0.1179 | 0.11206 | 37108.0419 | 2052.774 | 3945.6216 | 31109.6464 | 37327.8331 | 0 | 0 | 37327.8331 | 0.006329%
2028 | 235 | 235-899R | Tier-2 | Tier-2---1 | 5--5 | 48 | 100% | 23678.6611 | 98.37% | 1.593% | 0.04039% | 1152.9446 | 0 | 0 | 1152.9446 | 0 | 1000.831 | 17.0835 | 58.5846 | 1000.831 | 17.0835 | 58.5846 | 1169.9829 | 19.9708 | 58.5846 | 4.869% | 0.15496 | 0.14729 | 152800.2562 | 9665.8605 | 2471.9354 | 140662.4603 | 152930.2625 | 0 | 0 | 152930.2625 | 0.03802%
2028 | 236 | 236-1535R | Tier-3 | Tier-3---4 | 5--5 | 48 | 100% | 9719.0421 | 98.73% | 1.209% | 0.05836% | 474.9956 | 0 | 0 | 474.9956 | 0 | 412.3272 | 17.0835 | 24.136 | 412.3272 | 17.0835 | 24.136 | 482.0151 | 19.9708 | 24.136 | 4.887% | 0.12847 | 0.12211 | 75651.1712 | 5252.2726 | 904.2907 | 69494.6079 | 75701.1003 | 0 | 0 | 75701.1003 | 0.01566%
2028 | 236 | 236-1561R | Tier-3 | Tier-3---13 | 5--4 | 37 | 100% | 2823.5781 | 97.26% | 2.617% | 0.1213% | 135.9404 | 0 | 0 | 135.9404 | 0 | 118.0052 | 13.1685 | 8.9611 | 118.0052 | 13.1685 | 8.9611 | 137.9494 | 15.3942 | 8.9611 | 4.814% | 0.17766 | 0.16886 | 15893.5317 | 919.2321 | 396.0284 | 14578.2713 | 15916.1933 | 0 | 0 | 15916.1933 | 0.004483%
2028 | 236 | 236-1563R | Tier-3 | Tier-3---13 | 5--4 | 25 | 100% | 2260.6624 | 98.61% | 1.288% | 0.1052% | 110.3442 | 0 | 0 | 110.3442 | 0 | 95.786 | 8.8977 | 10.7653 | 95.786 | 8.8977 | 10.7653 | 111.9749 | 10.4015 | 10.7653 | 4.881% | 0.17215 | 0.16363 | 13131.72 | 763.8797 | 149.4721 | 12218.3681 | 13141.245 | 0 | 0 | 13141.245 | 0.003639%
2028 | 236 | 236-1567R | Tier-3 | Tier-3---10 | 5--5 | 51 | 100% | 5332.0037 | 98.07% | 1.841% | 0.0848% | 258.852 | 0 | 0 | 258.852 | 0 | 224.7004 | 18.1512 | 12.3793 | 224.7004 | 18.1512 | 12.3793 | 262.6774 | 21.219 | 12.3793 | 4.855% | 0.18129 | 0.17232 | 29411.5902 | 2025.1187 | 523.1992 | 26863.2724 | 29441.0836 | 0 | 0 | 29441.0836 | 0.008536%
2028 | 236 | 236-1569R | Tier-3 | Tier-3---8 | 5--5 | 124 | 100% | 21222.9131 | 98.36% | 1.585% | 0.05121% | 1033.3462 | 0 | 0 | 1033.3462 | 0 | 897.0119 | 44.1324 | 20.3255 | 897.0119 | 44.1324 | 20.3255 | 1048.6171 | 51.5913 | 20.3255 | 4.869% | 0.21435 | 0.20374 | 99012.7753 | 5477.8522 | 1488.5467 | 92046.3763 | 99097.1397 | 0 | 0 | 99097.1397 | 0.03408%
2028 | 236 | 236-1573R | Tier-3 | Tier-3---7 | 5--5 | 56 | 100% | 6927.8558 | 97.84% | 2.089% | 0.06679% | 335.5367 | 0 | 0 | 335.5367 | 0 | 291.2678 | 19.9308 | 14.614 | 291.2678 | 19.9308 | 14.614 | 340.4953 | 23.2993 | 14.614 | 4.843% | 0.18488 | 0.17572 | 37473.1079 | 2383.2915 | 732.5482 | 34357.2682 | 37515.1746 | 0 | 0 | 37515.1746 | 0.01106%
2028 | 237 | 237-1761R | Tier-3 | Tier-3---12 | 5--5 | 16 | 100% | 3634.1464 | 99.4% | 0.4942% | 0.1098% | 178.8037 | 0 | 0 | 178.8037 | 0 | 155.2133 | 5.6945 | 27.2567 | 155.2133 | 5.6945 | 27.2567 | 181.4461 | 6.6569 | 27.2567 | 4.92% | 0.14935 | 0.14196 | 24332.6951 | 1370.783 | 132.2733 | 22829.6387 | 24340.349 | 0 | 0 | 24340.349 | 0.005896%
2028 | 237 | 237-1765R | Tier-3 | Tier-3---1 | 5--5 | 62 | 100% | 28249.2525 | 99.34% | 0.6358% | 0.01982% | 1389.1699 | 0 | 0 | 1389.1699 | 0 | 1205.8901 | 22.0662 | 54.6487 | 1205.8901 | 22.0662 | 54.6487 | 1409.6992 | 25.7957 | 54.6487 | 4.918% | 0.25909 | 0.24626 | 109034.6893 | 8324.9664 | 652.6676 | 100057.0553 | 109071.9184 | 0 | 0 | 109071.9184 | 0.04581%
2028 | 237 | 237-17R | Tier-2 | Tier-2---1 | 5--5 | 71 | 100% | 27080.7376 | 98.89% | 1.071% | 0.0369% | 1325.6439 | 0 | 0 | 1325.6439 | 0 | 1150.7453 | 25.2694 | 45.5391 | 1150.7453 | 25.2694 | 45.5391 | 1345.2344 | 29.5402 | 45.5391 | 4.895% | 0.15539 | 0.1477 | 174274.8137 | 11399.2241 | 1916.7846 | 160958.805 | 174375.3733 | 0 | 0 | 174375.3733 | 0.04371%
2028 | 237 | 237-28F | Tier-2 | Tier-2---7 | 5--5 | 13 | 100% | 2530.2255 | 98.83% | 1.116% | 0.05734% | 123.7762 | 0 | 0 | 123.7762 | 0 | 107.4458 | 4.6268 | 23.2226 | 107.4458 | 4.6268 | 23.2226 | 125.6054 | 5.4088 | 23.2226 | 4.892% | 0.10804 | 0.1027 | 23418.4293 | 1209.653 | 279.2604 | 21929.5159 | 23432.7427 | 0 | 0 | 23432.7427 | 0.004082%
2028 | 237 | 237-2R | Tier-3 | Tier-3---2 | 5--5 | 165 | 100% | 30894.1234 | 99.11% | 0.8492% | 0.03898% | 1515.6765 | 0 | 0 | 1515.6765 | 0 | 1315.706 | 58.7246 | 22.4047 | 1315.706 | 58.7246 | 22.4047 | 1538.0753 | 68.6497 | 22.4047 | 4.906% | 0.18156 | 0.17257 | 170161.3668 | 15433.056 | 1414.3274 | 153313.9834 | 170240.0741 | 0 | 0 | 170240.0741 | 0.04998%
2028 | 237 | 237-30R | Tier-3 | Tier-3---1 | 5--5 | 182 | 100% | 65515.492 | 98.93% | 1.038% | 0.03019% | 3208.3751 | 0 | 0 | 3208.3751 | 0 | 2785.0787 | 64.775 | 42.9962 | 2785.0787 | 64.775 | 42.9962 | 3255.7888 | 75.7227 | 42.9962 | 4.897% | 0.49249 | 0.46811 | 133030.3773 | 7577.9137 | 1285.1936 | 124167.2701 | 133104.3812 | 0 | 0 | 133104.3812 | 0.1058%
2028 | 239 | 239-2207R | Tier-3 | Tier-3---16 | 4--4 | 21 | 100% | 860.3234 | 98.08% | 1.495% | 0.4234% | 41.7689 | 0 | 0 | 41.7689 | 0 | 36.2581 | 7.474 | 4.8512 | 36.2581 | 7.474 | 4.8512 | 42.3861 | 8.7372 | 4.8512 | 4.855% | 0.078224 | 0.074352 | 10998.2588 | 773.4899 | 185.1971 | 10039.5718 | 11009.2492 | 0 | 0 | 11009.2492 | 0.001377%
2028 | 239 | 239-2211R | Tier-3 | Tier-3---16 | 5--4 | 19 | 100% | 1585.1718 | 98.67% | 1.22% | 0.1095% | 77.4227 | 0 | 0 | 77.4227 | 0 | 67.2079 | 6.7622 | 9.9387 | 67.2079 | 6.7622 | 9.9387 | 78.5668 | 7.9051 | 9.9387 | 4.884% | 0.11902 | 0.11313 | 13318.69 | 748.7589 | 155.3385 | 12414.5926 | 13327.9127 | 0 | 0 | 13327.9127 | 0.002553%
2028 | 239 | 239-2213R | Tier-3 | Tier-3---15 | 5--4 | 23 | 100% | 1116.4705 | 96.46% | 3.23% | 0.3121% | 53.3076 | 0 | 0 | 53.3076 | 0 | 46.2745 | 8.1859 | 5.653 | 46.2745 | 8.1859 | 5.653 | 54.0954 | 9.5694 | 5.653 | 4.775% | 0.1294 | 0.123 | 8627.7496 | 501.2225 | 328.5007 | 7798.0264 | 8643.666 | 0 | 0 | 8643.666 | 0.001758%
2028 | 239 | 239-2215R | Tier-3 | Tier-3---10 | 5--5 | 72 | 100% | 6268.6569 | 98.24% | 1.63% | 0.1302% | 304.8369 | 0 | 0 | 304.8369 | 0 | 264.6183 | 25.6253 | 10.3265 | 264.6183 | 25.6253 | 10.3265 | 309.3418 | 29.9562 | 10.3265 | 4.863% | 0.15408 | 0.14645 | 40685.5389 | 2527.5744 | 695.6728 | 37462.2917 | 40722.8328 | 0 | 0 | 40722.8328 | 0.01005%
2028 | 239 | 239-2217R | Tier-3 | Tier-3---16 | 4--4 | 17 | 100% | 1029.5673 | 69.27% | 30.42% | 0.3032% | 35.3035 | 0 | 0 | 35.3035 | 0 | 30.6457 | 6.0504 | 5.0651 | 30.6457 | 6.0504 | 5.0651 | 35.8252 | 7.073 | 5.0651 | 3.429% | 0.073205 | 0.069582 | 14064.0898 | 633.3257 | 4082.9978 | 9347.7664 | 14289.1505 | 0 | 0 | 14289.1505 | 0.001164%
2028 | 239 | 239-89R | Tier-3 | Tier-3---17 | 4--4 | 18 | 100% | 376.4251 | 98.76% | 0.8388% | 0.4045% | 18.4014 | 0 | 0 | 18.4014 | 0 | 15.9736 | 6.4063 | 2.4934 | 15.9736 | 6.4063 | 2.4934 | 18.6733 | 7.4891 | 2.4934 | 4.888% | 0.064786 | 0.061579 | 5810.3033 | 364.0144 | 679.2912 | 4766.9976 | 5814.0653 | 0 | 0 | 5814.0653 | 0.0006068%
2028 | 240 | 240-1028R | Tier-2 | Tier-2---9 | 4--5 | 15 | 100% | 1181.5361 | 98.38% | 1.316% | 0.2998% | 57.5411 | 0 | 0 | 57.5411 | 0 | 49.9494 | 5.3386 | 9.3563 | 49.9494 | 5.3386 | 9.3563 | 58.3914 | 6.2409 | 9.3563 | 4.87% | 0.045174 | 0.042938 | 26155.1082 | 1950.1252 | 442.6644 | 23762.3186 | 26177.1159 | 0 | 0 | 26177.1159 | 0.001897%
2028 | 240 | 240-1044 | Tier-3 | Tier-3---16 | 4--4 | 6 | 100% | 791.3356 | 98.7% | 1.112% | 0.1837% | 38.6637 | 0 | 0 | 38.6637 | 0 | 33.5626 | 2.1354 | 15.717 | 33.5626 | 2.1354 | 15.717 | 39.2351 | 2.4964 | 15.717 | 4.886% | 0.076308 | 0.072531 | 10370.2289 | 676.03 | 184.4385 | 9509.7604 | 10377.2245 | 0 | 0 | 10377.2245 | 0.001275%
2028 | 240 | 240-1148 | Tier-3 | Tier-3---17 | 4--4 | 17 | 100% | 376.72 | 96.88% | 2.523% | 0.5996% | 18.0654 | 0 | 0 | 18.0654 | 0 | 15.6819 | 6.0504 | 2.5919 | 15.6819 | 6.0504 | 2.5919 | 18.3323 | 7.073 | 2.5919 | 4.795% | 0.037482 | 0.035627 | 10050.6383 | 614.3795 | 265.2745 | 9170.9843 | 10066.9823 | 0 | 0 | 10066.9823 | 0.0005957%
2028 | 240 | 240-2004R | Tier-3 | Tier-3---12 | 5--5 | 73 | 100% | 4437.6588 | 97.91% | 1.769% | 0.321% | 215.0731 | 0 | 0 | 215.0731 | 0 | 186.6975 | 25.9812 | 7.1859 | 186.6975 | 25.9812 | 7.1859 | 218.2515 | 30.3723 | 7.1859 | 4.847% | 0.095775 | 0.091035 | 46334.0144 | 3458.4519 | 909.4055 | 41966.157 | 46384.4455 | 0 | 0 | 46384.4455 | 0.007092%
2028 | 240 | 240-2006R | Tier-3 | Tier-3---12 | 4--5 | 50 | 100% | 3742.5721 | 99.07% | 0.7558% | 0.1785% | 183.5266 | 0 | 0 | 183.5266 | 0 | 159.313 | 17.7953 | 8.9525 | 159.313 | 17.7953 | 8.9525 | 186.2387 | 20.803 | 8.9525 | 4.904% | 0.06999 | 0.066526 | 53472.8025 | 3048.802 | 469.1943 | 49954.8062 | 53498.8189 | 0 | 0 | 53498.8189 | 0.006052%
2028 | 240 | 240-2032R | Tier-3 | Tier-3---12 | 5--5 | 104 | 100% | 3665.7351 | 96.82% | 2.929% | 0.2538% | 175.6782 | 0 | 0 | 175.6782 | 0 | 152.5001 | 37.0143 | 4.12 | 152.5001 | 37.0143 | 4.12 | 178.2744 | 43.2701 | 4.12 | 4.792% | 0.12278 | 0.1167 | 29856.9037 | 1779.6717 | 868.2863 | 27208.9457 | 29906.3959 | 0 | 0 | 29906.3959 | 0.005793%
2028 | 242 | 242-1426F | Tier-2 | Tier-2---10 | 5--4 | 15 | 100% | 960.3446 | 65.96% | 33.81% | 0.2324% | 31.3551 | 0 | 0 | 31.3551 | 0 | 27.2182 | 5.3386 | 5.0984 | 27.2182 | 5.3386 | 5.0984 | 31.8184 | 6.2409 | 5.0984 | 3.265% | 0.10724 | 0.10194 | 8954.7461 | 551.4319 | 2822.7975 | 5580.5167 | 9113.4933 | 0 | 0 | 9113.4933 | 0.001034%
2028 | 246 | 246-34R | Tier-3 | Tier-3---12 | 4--5 | 71 | 100% | 3387.0058 | 94.54% | 5.197% | 0.2577% | 158.5107 | 0 | 0 | 158.5107 | 0 | 137.5976 | 25.2694 | 5.4452 | 137.5976 | 25.2694 | 5.4452 | 160.8532 | 29.5402 | 5.4452 | 4.68% | 0.070488 | 0.066999 | 48050.8143 | 3484.7024 | 2545.4197 | 42020.6922 | 48187.325 | 0 | 0 | 48187.325 | 0.005227%
2028 | 247 | 247-46 | Tier-3 | Tier-3---16 | 4--5 | 33 | 100% | 1360.3328 | 92.51% | 7.186% | 0.3009% | 62.2952 | 0 | 0 | 62.2952 | 0 | 54.0763 | 11.7449 | 4.6042 | 54.0763 | 11.7449 | 4.6042 | 63.2158 | 13.7299 | 4.6042 | 4.579% | 0.045228 | 0.04299 | 30076.9614 | 1732.65 | 2090.3581 | 26253.9533 | 30194.2294 | 0 | 0 | 30194.2294 | 0.002054%
2028 | 247 | 247-48 | Tier-2 | Tier-2---16 | 3--3 | 2 | 100% | 105.2026 | 98.18% | 1.532% | 0.2854% | 5.1129 | 0 | 0 | 5.1129 | 0 | 4.4383 | 0.71181 | 6.2352 | 4.4383 | 0.71181 | 6.2352 | 5.1885 | 0.83212 | 6.2352 | 4.86% | 0.026216 | 0.024918 | 4012.9756 | 252.6865 | 61.3538 | 3698.9353 | 4016.7732 | 0 | 0 | 4016.7732 | 0.0001686%
2028 | 249 | 249-24R | Tier-3 | Tier-3---12 | 5--5 | 99 | 100% | 3753.23 | 95.85% | 3.876% | 0.273% | 178.0768 | 0 | 0 | 178.0768 | 0 | 154.5823 | 35.2348 | 4.3872 | 154.5823 | 35.2348 | 4.3872 | 180.7085 | 41.1898 | 4.3872 | 4.745% | 0.10094 | 0.09594 | 37183.961 | 2746.2949 | 1426.8186 | 33010.8475 | 37264.3032 | 0 | 0 | 37264.3032 | 0.005872%
2028 | 252 | 252-129 | Tier-2 | Tier-2---18 | 3--3 | 3 | 100% | 49.4853 | 86.66% | 6.71% | 6.626% | 2.1229 | 0 | 0 | 2.1229 | 0 | 1.8428 | 1.0677 | 1.7259 | 1.8428 | 1.0677 | 1.7259 | 2.1542 | 1.2482 | 1.7259 | 4.29% | 0.02391 | 0.022726 | 2069.6845 | 157.0487 | 250.675 | 1661.9608 | 2084.0584 | 0 | 0 | 2084.0584 | 7e-05%
2028 | 283 | 283-55R | Tier-3 | Tier-3---9 | 5--5 | 29 | 100% | 5299.6344 | 98.55% | 1.37% | 0.07601% | 258.5396 | 0 | 0 | 258.5396 | 0 | 224.4292 | 10.3213 | 21.7443 | 224.4292 | 10.3213 | 21.7443 | 262.3603 | 12.0657 | 21.7443 | 4.878% | 0.20157 | 0.19159 | 26291.5727 | 1578.5747 | 367.1447 | 24345.8532 | 26311.366 | 0 | 0 | 26311.366 | 0.008526%
2028 | 283 | 283-71F | Tier-3 | Tier-3---13 | 5--4 | 40 | 100% | 2013.5901 | 87.8% | 12.03% | 0.1689% | 87.5136 | 0 | 0 | 87.5136 | 0 | 75.9675 | 14.2363 | 5.3362 | 75.9675 | 14.2363 | 5.3362 | 88.8068 | 16.6424 | 5.3362 | 4.346% | 0.19011 | 0.1807 | 10591.4545 | 557.9915 | 1165.201 | 8868.2619 | 10658.7421 | 0 | 0 | 10658.7421 | 0.002886%
2028 | 300 | 300-484F | Tier-2 | Tier-2---9 | 4--5 | 3 | 100% | 754.1323 | 92.41% | 6.882% | 0.7076% | 34.4965 | 0 | 0 | 34.4965 | 0 | 29.9452 | 1.0677 | 28.0459 | 29.9452 | 1.0677 | 28.0459 | 35.0063 | 1.2482 | 28.0459 | 4.574% | 0.039922 | 0.037946 | 18890.1433 | 1189.4361 | 2104.6022 | 15596.105 | 18964.8043 | 0 | 0 | 18964.8043 | 0.001138%
2028 | 307 | 307-1538F | Tier-2 | Tier-2---7 | 5--5 | 7 | 100% | 2407.2332 | 91.07% | 8.863% | 0.06623% | 108.5181 | 0 | 0 | 108.5181 | 0 | 94.2008 | 2.4913 | 37.8112 | 94.2008 | 2.4913 | 37.8112 | 110.1218 | 2.9124 | 37.8112 | 4.508% | 0.10098 | 0.09598 | 23839.1374 | 1161.7116 | 1913.71 | 20763.7158 | 23949.9932 | 0 | 0 | 23949.9932 | 0.003579%
2028 | 307 | 307-234R | Tier-2 | Tier-2---4 | 5--5 | 26 | 100% | 4762.848 | 95.55% | 4.384% | 0.07015% | 225.2596 | 0 | 0 | 225.2596 | 0 | 195.54 | 9.2536 | 21.1313 | 195.54 | 9.2536 | 21.1313 | 228.5885 | 10.8175 | 21.1313 | 4.73% | 0.11001 | 0.10456 | 43295.9421 | 2235.6738 | 1794.1526 | 39266.1157 | 43396.3748 | 0 | 0 | 43396.3748 | 0.007428%
2028 | 311 | 311-1163F | Tier-2 | Tier-2---18 | 3--3 | 2 | 100% | 46.1951 | 84.69% | 14.76% | 0.5474% | 1.9366 | 0 | 0 | 1.9366 | 0 | 1.6811 | 0.71181 | 2.3618 | 1.6811 | 0.71181 | 2.3618 | 1.9653 | 0.83212 | 2.3618 | 4.192% | 0.018623 | 0.017701 | 2480.5668 | 135.3403 | 1292.4644 | 1052.7621 | 2500.341 | 0 | 0 | 2500.341 | 6.386e-05%
2028 | 311 | 311-14R | Tier-2 | Tier-2---14 | 3--4 | 4 | 100% | 278.652 | 16.28% | 83.57% | 0.1501% | 2.2455 | 0 | 0 | 2.2455 | 0 | 1.9492 | 1.4236 | 1.3692 | 1.9492 | 1.4236 | 1.3692 | 2.2787 | 1.6642 | 1.3692 | 0.8058% | 0.018935 | 0.017998 | 14715.9264 | 172.6193 | 12298.8098 | 2244.4973 | 15357.5365 | 0 | 0 | 15357.5365 | 7.405e-05%
2028 | 350 | 350-2182R | Tier-2 | Tier-2---13 | 4--3 | 1 | 100% | 302.428 | 99.27% | 0.6612% | 0.06922% | 14.8608 | 0 | 0 | 14.8608 | 0 | 12.9002 | 0.35591 | 36.246 | 12.9002 | 0.35591 | 36.246 | 15.0805 | 0.41606 | 36.246 | 4.914% | 0.068991 | 0.065576 | 4383.5865 | 235.806 | 28.4753 | 4119.3053 | 4385.2539 | 0 | 0 | 4385.2539 | 0.0004901%
2028 | 350 | 350-2188R | Tier-2 | Tier-2---5 | 5--5 | 138 | 100% | 3602.0119 | 95.48% | 4.084% | 0.4314% | 170.2488 | 0 | 0 | 170.2488 | 0 | 147.7871 | 49.1151 | 3.009 | 147.7871 | 49.1151 | 3.009 | 172.7648 | 57.4161 | 3.009 | 4.726% | 0.15121 | 0.14373 | 23821.2544 | 1424.0323 | 987.3799 | 21409.8422 | 23877.2694 | 0 | 0 | 23877.2694 | 0.005614%
2028 | 350 | 350-2192R | Tier-2 | Tier-2---2 | 5--5 | 245 | 100% | 13871.6222 | 98.14% | 1.698% | 0.1643% | 673.8553 | 0 | 0 | 673.8553 | 0 | 584.9503 | 87.1971 | 6.7084 | 584.9503 | 87.1971 | 6.7084 | 683.8136 | 101.9345 | 6.7084 | 4.858% | 0.18928 | 0.17991 | 73287.5708 | 4711.7972 | 1323.9814 | 67251.7922 | 73358.6632 | 0 | 0 | 73358.6632 | 0.02222%
2028 | 350 | 350-2196R | Tier-2 | Tier-2---5 | 5--5 | 229 | 100% | 5570.6857 | 96.99% | 2.589% | 0.4237% | 267.4423 | 0 | 0 | 267.4423 | 0 | 232.1573 | 81.5026 | 2.8485 | 232.1573 | 81.5026 | 2.8485 | 271.3946 | 95.2775 | 2.8485 | 4.801% | 0.19915 | 0.18929 | 27972.7323 | 1828.1512 | 784.4184 | 25360.1626 | 28016.6156 | 0 | 0 | 28016.6156 | 0.008819%
2028 | 350 | 350-2201R | Tier-3 | Tier-3---4 | 5--5 | 92 | 100% | 13521.7454 | 99.28% | 0.6466% | 0.06915% | 664.5359 | 0 | 0 | 664.5359 | 0 | 576.8605 | 32.7434 | 17.6176 | 576.8605 | 32.7434 | 17.6176 | 674.3565 | 38.2774 | 17.6176 | 4.915% | 0.1241 | 0.11796 | 108955.4795 | 7800.4897 | 724.3656 | 100430.6241 | 108996.0903 | 0 | 0 | 108996.0903 | 0.02191%
2028 | 350 | 350-41R | Tier-2 | Tier-2---3 | 5--5 | 107 | 100% | 11201.3889 | 98.88% | 1.023% | 0.1021% | 548.2325 | 0 | 0 | 548.2325 | 0 | 475.9015 | 38.082 | 12.4968 | 475.9015 | 38.082 | 12.4968 | 556.3343 | 44.5183 | 12.4968 | 4.894% | 0.12896 | 0.12258 | 86857.3847 | 6899.4834 | 1125.7731 | 78832.1281 | 86908.2599 | 0 | 0 | 86908.2599 | 0.01808%
2028 | 351 | 351-819R | Tier-2 | Tier-2---1 | 5--5 | 58 | 100% | 23517.4276 | 99.25% | 0.716% | 0.03401% | 1155.3817 | 0 | 0 | 1155.3817 | 0 | 1002.9466 | 20.6426 | 48.5863 | 1002.9466 | 20.6426 | 48.5863 | 1172.456 | 24.1314 | 48.5863 | 4.913% | 0.14376 | 0.13664 | 163589.7091 | 16623.6975 | 1146.1775 | 145819.834 | 163653.6056 | 0 | 0 | 163653.6056 | 0.0381%
2028 | 351 | 351-871R | Tier-3 | Tier-3---6 | 5--5 | 22 | 100% | 9144.3124 | 99.73% | 0.2371% | 0.03256% | 451.4229 | 0 | 0 | 451.4229 | 0 | 391.8645 | 7.8299 | 50.0469 | 391.8645 | 7.8299 | 50.0469 | 458.094 | 9.1533 | 50.0469 | 4.937% | 0.11468 | 0.109 | 79737.0821 | 3947.9048 | 194.739 | 75594.4383 | 79748.2799 | 0 | 0 | 79748.2799 | 0.01489%
2028 | 352 | 352-27R | Tier-3 | Tier-3---2 | 5--5 | 76 | 100% | 18614.1823 | 99.36% | 0.5928% | 0.04664% | 915.5099 | 0 | 0 | 915.5099 | 0 | 794.7222 | 27.0489 | 29.3809 | 794.7222 | 27.0489 | 29.3809 | 929.0394 | 31.6205 | 29.3809 | 4.918% | 0.11814 | 0.11229 | 157566.7738 | 12769.0481 | 931.5035 | 143866.2223 | 157619.2477 | 0 | 0 | 157619.2477 | 0.03019%
2028 | 353 | 353-1429R | Tier-2 | Tier-2---6 | 5--5 | 40 | 100% | 9221.8022 | 97.49% | 2.457% | 0.05523% | 445.0117 | 0 | 0 | 445.0117 | 0 | 386.2992 | 14.2363 | 27.1349 | 386.2992 | 14.2363 | 27.1349 | 451.5881 | 16.6424 | 27.1349 | 4.826% | 0.12141 | 0.1154 | 75954.4937 | 7030.6458 | 1796.1724 | 67127.6756 | 76053.8635 | 0 | 0 | 76053.8635 | 0.01467%
2028 | 353 | 353-593F | Tier-2 | Tier-2---7 | 5--5 | 7 | 100% | 2519.0591 | 99.18% | 0.76% | 0.05848% | 123.6728 | 0 | 0 | 123.6728 | 0 | 107.356 | 2.4913 | 43.0916 | 107.356 | 2.4913 | 43.0916 | 125.5004 | 2.9124 | 43.0916 | 4.909% | 0.10537 | 0.10016 | 23906.1611 | 1223.3222 | 175.0584 | 22507.7804 | 23916.3516 | 0 | 0 | 23916.3516 | 0.004078%
2028 | 353 | 353-594F | Tier-2 | Tier-2---7 | 5--5 | 1 | 100% | 2215.6498 | 99.93% | 0.02983% | 0.0378% | 109.6005 | 0 | 0 | 109.6005 | 0 | 95.1404 | 0.35591 | 267.3183 | 95.1404 | 0.35591 | 267.3183 | 111.2202 | 0.41606 | 267.3183 | 4.947% | 0.10216 | 0.097099 | 21688.8427 | 1103.6586 | 13.4163 | 20571.7678 | 21689.6065 | 0 | 0 | 21689.6065 | 0.003614%
2028 | 353 | 353-900F | Tier-2 | Tier-2---8 | 5--5 | 7 | 100% | 1991.3582 | 88.69% | 11.27% | 0.03442% | 87.4279 | 0 | 0 | 87.4279 | 0 | 75.8931 | 2.4913 | 30.4627 | 75.8931 | 2.4913 | 30.4627 | 88.7199 | 2.9124 | 30.4627 | 4.39% | 0.10085 | 0.09586 | 19745.2341 | 886.6093 | 2040.7127 | 16817.9121 | 19861.49 | 0 | 0 | 19861.49 | 0.002883%
2028 | 353 | 353-901F | Tier-2 | Tier-2---4 | 5--5 | 23 | 100% | 4555.6189 | 94.3% | 5.656% | 0.04182% | 212.6544 | 0 | 0 | 212.6544 | 0 | 184.5979 | 8.1859 | 22.5508 | 184.5979 | 8.1859 | 22.5508 | 215.797 | 9.5694 | 22.5508 | 4.668% | 0.10618 | 0.10093 | 42903.6289 | 2997.2951 | 2229.1196 | 37677.2142 | 43030.9365 | 0 | 0 | 43030.9365 | 0.007013%
2028 | 353 | 353-902F | Tier-2 | Tier-2---11 | 5--3 | 1 | 100% | 465.1006 | 62.84% | 37.09% | 0.07221% | 14.4673 | 0 | 0 | 14.4673 | 0 | 12.5585 | 0.35591 | 35.286 | 12.5585 | 0.35591 | 35.286 | 14.6811 | 0.41606 | 35.286 | 3.111% | 0.098854 | 0.093961 | 4704.9245 | 153.014 | 1593.6445 | 2958.266 | 4795.9754 | 0 | 0 | 4795.9754 | 0.0004771%
2028 | 353 | 353-904R | Tier-2 | Tier-2---3 | 5--5 | 42 | 100% | 13534.4067 | 99.43% | 0.528% | 0.03951% | 666.1513 | 0 | 0 | 666.1513 | 0 | 578.2628 | 14.9481 | 38.6847 | 578.2628 | 14.9481 | 38.6847 | 675.9958 | 17.4745 | 38.6847 | 4.922% | 0.12577 | 0.11955 | 107611.5054 | 6762.2295 | 951.3386 | 99897.9374 | 107643.3077 | 0 | 0 | 107643.3077 | 0.02197%
2028 | 354 | 354-1706R | Tier-2 | Tier-2---1 | 5--5 | 121 | 100% | 20510.2592 | 99.17% | 0.7728% | 0.06052% | 1006.7977 | 0 | 0 | 1006.7977 | 0 | 873.9661 | 43.0647 | 20.2942 | 873.9661 | 43.0647 | 20.2942 | 1021.6763 | 50.3431 | 20.2942 | 4.909% | 0.13939 | 0.13249 | 147143.8192 | 11695.5249 | 1352.7634 | 134095.5309 | 147207.6742 | 0 | 0 | 147207.6742 | 0.0332%
2028 | 354 | 354-24AE | Tier-2 | Tier-2---4 | 4--5 | 15 | 100% | 3653.654 | 88.54% | 11.39% | 0.07412% | 160.1222 | 0 | 0 | 160.1222 | 0 | 138.9965 | 5.3386 | 26.0361 | 138.9965 | 5.3386 | 26.0361 | 162.4885 | 6.2409 | 26.0361 | 4.383% | 0.080555 | 0.076567 | 45356.2427 | 2136.2059 | 4816.4156 | 38403.6212 | 45627.0334 | 0 | 0 | 45627.0334 | 0.00528%
2028 | 355 | 355-41R | Tier-2 | Tier-2---6 | 4--5 | 64 | 100% | 7500.5861 | 98.5% | 1.439% | 0.05987% | 365.7128 | 0 | 0 | 365.7128 | 0 | 317.4625 | 22.778 | 13.9372 | 317.4625 | 22.778 | 13.9372 | 371.1173 | 26.6278 | 13.9372 | 4.876% | 0.092253 | 0.087687 | 81304.346 | 4273.0126 | 1113.8309 | 75917.5024 | 81367.8246 | 0 | 0 | 81367.8246 | 0.01206%
2028 | 355 | 355-6R | Tier-2 | Tier-2---7 | 4--5 | 16 | 100% | 1698.7097 | 79.94% | 19.99% | 0.07228% | 67.2176 | 0 | 0 | 67.2176 | 0 | 58.3493 | 5.6945 | 10.2466 | 58.3493 | 5.6945 | 10.2466 | 68.211 | 6.6569 | 10.2466 | 3.957% | 0.074333 | 0.070654 | 22852.699 | 968.4345 | 4228.7096 | 17655.5548 | 23091.4486 | 0 | 0 | 23091.4486 | 0.002217%
2028 | 356 | 356-16R | Tier-2 | Tier-2---4 | 4--5 | 50 | 100% | 5437.4375 | 98.14% | 1.781% | 0.0775% | 264.1505 | 0 | 0 | 264.1505 | 0 | 229.2998 | 17.7953 | 12.8854 | 229.2998 | 17.7953 | 12.8854 | 268.0541 | 20.803 | 12.8854 | 4.858% | 0.090754 | 0.086262 | 59914.026 | 4577.5093 | 1354.7623 | 53981.7544 | 59972.0203 | 0 | 0 | 59972.0203 | 0.008711%
2028 | 356 | 356-19R | Tier-3 | Tier-3---8 | 5--5 | 140 | 100% | 16012.7864 | 97.76% | 2.145% | 0.09187% | 774.9006 | 0 | 0 | 774.9006 | 0 | 672.6642 | 49.8269 | 13.5 | 672.6642 | 49.8269 | 13.5 | 786.3521 | 58.2483 | 13.5 | 4.839% | 0.16775 | 0.15945 | 95453.8626 | 6567.3724 | 2023.3951 | 86863.0951 | 95565.0716 | 0 | 0 | 95565.0716 | 0.02555%
2028 | 356 | 356-30AE | Tier-3 | Tier-3---6 | 5--5 | 92 | 100% | 9294.6751 | 95.41% | 4.438% | 0.1505% | 438.9762 | 0 | 0 | 438.9762 | 0 | 381.0599 | 32.7434 | 11.6378 | 381.0599 | 32.7434 | 11.6378 | 445.4634 | 38.2774 | 11.6378 | 4.723% | 0.14106 | 0.13408 | 65892.3901 | 4765.339 | 2823.4514 | 58303.5997 | 66049.8398 | 0 | 0 | 66049.8398 | 0.01448%
2028 | 357 | 357-1147R | Tier-2 | Tier-2---10 | 5--4 | 5 | 100% | 1251.1758 | 99.06% | 0.8754% | 0.0621% | 61.3526 | 0 | 0 | 61.3526 | 0 | 53.258 | 1.7795 | 29.9281 | 53.258 | 1.7795 | 29.9281 | 62.2592 | 2.0803 | 29.9281 | 4.904% | 0.14287 | 0.1358 | 8757.5771 | 445.3445 | 75.5026 | 8236.73 | 8761.8529 | 0 | 0 | 8761.8529 | 0.002023%
2028 | 357 | 357-1299R | Tier-3 | Tier-3---9 | 5--5 | 11 | 100% | 5098.7328 | 99.68% | 0.2892% | 0.03002% | 251.5816 | 0 | 0 | 251.5816 | 0 | 218.3892 | 3.915 | 55.7831 | 218.3892 | 3.915 | 55.7831 | 255.2995 | 4.5766 | 55.7831 | 4.934% | 0.2409 | 0.22898 | 21164.9633 | 1447.3151 | 61.817 | 19655.8313 | 21168.4818 | 0 | 0 | 21168.4818 | 0.008296%
2028 | 357 | 357-2047F | Tier-2 | Tier-2---10 | 5--4 | 3 | 100% | 878.9304 | 95.49% | 4.482% | 0.03213% | 41.5429 | 0 | 0 | 41.5429 | 0 | 36.0619 | 1.0677 | 33.7747 | 36.0619 | 1.0677 | 33.7747 | 42.1568 | 1.2482 | 33.7747 | 4.727% | 0.14128 | 0.13429 | 6221.0361 | 308.2981 | 257.2191 | 5655.5189 | 6235.6624 | 0 | 0 | 6235.6624 | 0.00137%
2028 | 357 | 357-2049F | Tier-3 | Tier-3---8 | 5--5 | 84 | 100% | 16869.708 | 98.79% | 1.184% | 0.02933% | 824.9167 | 0 | 0 | 824.9167 | 0 | 716.0815 | 29.8962 | 23.9523 | 716.0815 | 29.8962 | 23.9523 | 837.1074 | 34.949 | 23.9523 | 4.89% | 0.18286 | 0.17381 | 92253.2607 | 6177.0068 | 1029.1992 | 85047.0547 | 92311.5642 | 0 | 0 | 92311.5642 | 0.0272%
2028 | 357 | 357-45R | Tier-3 | Tier-3---8 | 5--5 | 116 | 100% | 17696.7525 | 97.47% | 2.478% | 0.04808% | 853.8638 | 0 | 0 | 853.8638 | 0 | 741.2094 | 41.2852 | 17.9534 | 741.2094 | 41.2852 | 17.9534 | 866.4823 | 48.2628 | 17.9534 | 4.825% | 0.18538 | 0.1762 | 95462.1405 | 7644.6992 | 2293.6368 | 85523.8045 | 95587.7082 | 0 | 0 | 95587.7082 | 0.02816%
2028 | 357 | 357-50R | Tier-3 | Tier-3---4 | 5--5 | 116 | 100% | 10432.4887 | 97.04% | 2.884% | 0.07824% | 501.113 | 0 | 0 | 501.113 | 0 | 434.9987 | 41.2852 | 10.5364 | 434.9987 | 41.2852 | 10.5364 | 508.5185 | 48.2628 | 10.5364 | 4.803% | 0.14913 | 0.14175 | 69957.1689 | 5112.9004 | 1923.9041 | 62920.3645 | 70065.0754 | 0 | 0 | 70065.0754 | 0.01652%
2028 | 357 | 357-750R | Tier-2 | Tier-2---2 | 5--5 | 94 | 100% | 11757.6254 | 97.81% | 2.143% | 0.05143% | 569.2326 | 0 | 0 | 569.2326 | 0 | 494.131 | 33.4552 | 14.7699 | 494.131 | 33.4552 | 14.7699 | 577.6448 | 39.1095 | 14.7699 | 4.841% | 0.171 | 0.16254 | 68756.8371 | 5466.8496 | 1394.351 | 61895.6365 | 68835.4024 | 0 | 0 | 68835.4024 | 0.01877%
2028 | 358 | 358-1175F | Tier-2 | Tier-2---11 | 5--3 | 4 | 100% | 599.5834 | 97.21% | 2.746% | 0.04768% | 28.8502 | 0 | 0 | 28.8502 | 0 | 25.0438 | 1.4236 | 17.5916 | 25.0438 | 1.4236 | 17.5916 | 29.2765 | 1.6642 | 17.5916 | 4.812% | 0.14195 | 0.13492 | 4224.0008 | 213.9489 | 108.6198 | 3901.4321 | 4230.1466 | 0 | 0 | 4230.1466 | 0.0009514%
2028 | 358 | 358-33 | Tier-3 | Tier-3---15 | 5--4 | 3 | 100% | 1344.6436 | 99.66% | 0.3079% | 0.03174% | 66.3338 | 0 | 0 | 66.3338 | 0 | 57.582 | 1.0677 | 53.9299 | 57.582 | 1.0677 | 53.9299 | 67.3141 | 1.2482 | 53.9299 | 4.933% | 0.14298 | 0.1359 | 9404.72 | 716.3629 | 33.2595 | 8655.0976 | 9406.3837 | 0 | 0 | 9406.3837 | 0.002187%
2028 | 358 | 358-682F | Tier-3 | Tier-3---3 | 5--5 | 99 | 100% | 37602.1184 | 98.59% | 1.386% | 0.02088% | 1835.1165 | 0 | 0 | 1835.1165 | 0 | 1593.0007 | 35.2348 | 45.211 | 1593.0007 | 35.2348 | 45.211 | 1862.236 | 41.1898 | 45.211 | 4.88% | 0.54241 | 0.51556 | 69323.599 | 4080.8113 | 883.9511 | 64358.8366 | 69374.3945 | 0 | 0 | 69374.3945 | 0.06052%
2028 | 387 | 387-15 | Tier-3 | Tier-3---16 | 4--5 | 4 | 100% | 1455.0528 | 89.01% | 10.72% | 0.2619% | 64.1128 | 0 | 0 | 64.1128 | 0 | 55.6541 | 1.4236 | 39.0932 | 55.6541 | 1.4236 | 39.0932 | 65.0603 | 1.6642 | 39.0932 | 4.406% | 0.072601 | 0.069007 | 20041.7181 | 1414.1085 | 2071.8969 | 16555.7127 | 20156.3764 | 0 | 0 | 20156.3764 | 0.002114%
2028 | 393 | 393-14R | Tier-2 | Tier-2---10 | 5--4 | 2 | 100% | 924.8041 | 18.79% | 81.02% | 0.1888% | 8.6004 | 0 | 0 | 8.6004 | 0 | 7.4657 | 0.71181 | 10.4883 | 7.4657 | 0.71181 | 10.4883 | 8.7275 | 0.83212 | 10.4883 | 0.93% | 0.10079 | 0.095804 | 9175.2809 | 282.2453 | 6855.7873 | 2037.2483 | 9563.3384 | 0 | 0 | 9563.3384 | 0.0002836%
2028 | 396 | 396-699R | Tier-2 | Tier-2---5 | 5--5 | 65 | 100% | 3136.9517 | 88.18% | 11.4% | 0.4202% | 136.9258 | 0 | 0 | 136.9258 | 0 | 118.8605 | 23.1339 | 5.1379 | 118.8605 | 23.1339 | 5.1379 | 138.9493 | 27.0438 | 5.1379 | 4.365% | 0.15664 | 0.14888 | 20026.8881 | 1646.7402 | 2215.8438 | 16164.3042 | 20150.1614 | 0 | 0 | 20150.1614 | 0.004515%
2028 | 411 | 411-1873R | Tier-2 | Tier-2---7 | 4--5 | 21 | 100% | 1857.5393 | 97.83% | 1.797% | 0.3696% | 89.9563 | 0 | 0 | 89.9563 | 0 | 78.0879 | 7.474 | 10.4479 | 78.0879 | 7.474 | 10.4479 | 91.2856 | 8.7372 | 10.4479 | 4.843% | 0.04682 | 0.044503 | 39673.886 | 2968.3717 | 1138.6008 | 35566.9135 | 39718.6459 | 0 | 0 | 39718.6459 | 0.002966%
2028 | 411 | 411-30R | Tier-3 | Tier-3---6 | 5--5 | 90 | 100% | 6370.0414 | 98.47% | 1.262% | 0.272% | 310.4797 | 0 | 0 | 310.4797 | 0 | 269.5166 | 32.0316 | 8.4141 | 269.5166 | 32.0316 | 8.4141 | 315.068 | 37.4453 | 8.4141 | 4.874% | 0.10309 | 0.09799 | 61789.3921 | 5810.5604 | 997.631 | 54981.2006 | 61838.7577 | 0 | 0 | 61838.7577 | 0.01024%
2028 | 411 | 411-47R | Tier-2 | Tier-2---9 | 4--5 | 2 | 100% | 1350.4062 | 95.97% | 3.342% | 0.6845% | 64.1539 | 0 | 0 | 64.1539 | 0 | 55.6898 | 0.71181 | 78.2365 | 55.6898 | 0.71181 | 78.2365 | 65.102 | 0.83212 | 78.2365 | 4.751% | 0.063274 | 0.060142 | 21342.1296 | 2028.2504 | 1280.5502 | 18033.3289 | 21386.8765 | 0 | 0 | 21386.8765 | 0.002116%
2028 | 441 | 441-23R | Tier-3 | Tier-3---11 | 5--4 | 15 | 100% | 3518.0204 | 97.45% | 2.468% | 0.07959% | 169.706 | 0 | 0 | 169.706 | 0 | 147.3159 | 5.3386 | 27.5945 | 147.3159 | 5.3386 | 27.5945 | 172.214 | 6.2409 | 27.5945 | 4.824% | 0.54783 | 0.52071 | 6421.7327 | 319.9827 | 139.6282 | 5962.1218 | 6430.2517 | 0 | 0 | 6430.2517 | 0.005596%
2028 | 441 | 441-279R | Tier-3 | Tier-3---18 | 5--2 | 6 | 100% | 582.1633 | 91.34% | 8.391% | 0.2732% | 26.3202 | 0 | 0 | 26.3202 | 0 | 22.8477 | 2.1354 | 10.6993 | 22.8477 | 2.1354 | 10.6993 | 26.7092 | 2.4964 | 10.6993 | 4.521% | 0.53527 | 0.50877 | 1087.6056 | 48.7403 | 75.2423 | 963.623 | 1092.5132 | 0 | 0 | 1092.5132 | 0.0008679%
2028 | 441 | 441-27R | Tier-3 | Tier-3---9 | 5--4 | 27 | 100% | 4750.1268 | 98% | 1.916% | 0.08125% | 230.4346 | 0 | 0 | 230.4346 | 0 | 200.0322 | 9.6095 | 20.8161 | 200.0322 | 9.6095 | 20.8161 | 233.8399 | 11.2336 | 20.8161 | 4.851% | 0.55752 | 0.52992 | 8520.0828 | 441.9883 | 150.5633 | 7927.5312 | 8528.9458 | 0 | 0 | 8528.9458 | 0.007599%
2028 | 441 | 441-30R | Tier-3 | Tier-3---9 | 5--4 | 26 | 100% | 5348.8774 | 98.57% | 1.364% | 0.06326% | 260.9896 | 0 | 0 | 260.9896 | 0 | 226.556 | 9.2536 | 24.4831 | 226.556 | 9.2536 | 24.4831 | 264.8465 | 10.8175 | 24.4831 | 4.879% | 0.55519 | 0.52771 | 9634.2631 | 496.8631 | 123.5008 | 9013.8993 | 9641.4258 | 0 | 0 | 9641.4258 | 0.008606%
2028 | 442 | 442-16R | Tier-3 | Tier-3---14 | 5--3 | 26 | 100% | 1834.9376 | 96.09% | 3.534% | 0.3793% | 87.2753 | 0 | 0 | 87.2753 | 0 | 75.7606 | 9.2536 | 8.1872 | 75.7606 | 9.2536 | 8.1872 | 88.565 | 10.8175 | 8.1872 | 4.756% | 0.45792 | 0.43525 | 4007.1227 | 182.139 | 134.5225 | 3690.4612 | 4015.2885 | 0 | 0 | 4015.2885 | 0.002878%
2028 | 442 | 442-46R | Tier-3 | Tier-3---19 | 5--1 | 1 | 100% | 88.141 | 1.745% | 98.17% | 0.08447% | 0.076128 | 0 | 0 | 0.076128 | 0 | 0.066084 | 0.35591 | 0.18568 | 0.066084 | 0.35591 | 0.18568 | 0.077253 | 0.41606 | 0.18568 | 0.08637% | 0.35092 | 0.33355 | 251.1714 | 0.48889 | 224.1015 | 26.581 | 264.0236 | 0 | 0 | 264.0236 | 2.51e-06%
2028 | 442 | 442-509R | Tier-3 | Tier-3---15 | 5--3 | 31 | 100% | 852.9261 | 84.92% | 14.72% | 0.3553% | 35.855 | 0 | 0 | 35.855 | 0 | 31.1245 | 11.0331 | 2.821 | 31.1245 | 11.0331 | 2.821 | 36.3849 | 12.8978 | 2.821 | 4.204% | 0.36954 | 0.35125 | 2308.0588 | 110.4832 | 313.3685 | 1884.2071 | 2326.1793 | 0 | 0 | 2326.1793 | 0.001182%
2028 | 442 | 442-525 | Tier-3 | Tier-3---18 | 5--2 | 22 | 100% | 526.1263 | 57.95% | 41.57% | 0.4783% | 15.0927 | 0 | 0 | 15.0927 | 0 | 13.1015 | 7.8299 | 1.6733 | 13.1015 | 7.8299 | 1.6733 | 15.3158 | 9.1533 | 1.6733 | 2.869% | 0.36155 | 0.34365 | 1455.1925 | 55.7076 | 549.0709 | 850.414 | 1487.0575 | 0 | 0 | 1487.0575 | 0.0004977%
2028 | 442 | 442-728R | Tier-3 | Tier-3---5 | 5--5 | 161 | 100% | 11572.221 | 88.48% | 11.4% | 0.1243% | 506.8142 | 0 | 0 | 506.8142 | 0 | 439.9478 | 57.301 | 7.6778 | 439.9478 | 57.301 | 7.6778 | 514.3039 | 66.9855 | 7.6778 | 4.38% | 0.35802 | 0.3403 | 32323.0144 | 2289.7277 | 3409.1909 | 26624.0958 | 32516.9947 | 0 | 0 | 32516.9947 | 0.01671%
2028 | 442 | 442-729 | Tier-3 | Tier-3---15 | 5--3 | 14 | 100% | 704.6091 | 96.62% | 3.132% | 0.2514% | 33.6979 | 0 | 0 | 33.6979 | 0 | 29.252 | 4.9827 | 5.8707 | 29.252 | 4.9827 | 5.8707 | 34.1959 | 5.8248 | 5.8707 | 4.782% | 0.36059 | 0.34274 | 1954.0299 | 88.7883 | 138.1468 | 1727.0948 | 1957.4733 | 0 | 0 | 1957.4733 | 0.001111%
2028 | 442 | 442-758F | Tier-3 | Tier-3---18 | 5--2 | 1 | 100% | 549.9829 | 98.93% | 0.9134% | 0.161% | 26.9317 | 0 | 0 | 26.9317 | 0 | 23.3784 | 0.35591 | 65.687 | 23.3784 | 0.35591 | 65.687 | 27.3297 | 0.41606 | 65.687 | 4.897% | 0.35119 | 0.3338 | 1566.0749 | 78.3252 | 13.6628 | 1474.0869 | 1566.9511 | 0 | 0 | 1566.9511 | 0.0008881%
2028 | 442 | 442-764R | Tier-3 | Tier-3---18 | 5--2 | 12 | 100% | 474.7376 | 91.31% | 8.325% | 0.3651% | 21.4573 | 0 | 0 | 21.4573 | 0 | 18.6264 | 4.2709 | 4.3612 | 18.6264 | 4.2709 | 4.3612 | 21.7744 | 4.9927 | 4.3612 | 4.52% | 0.35448 | 0.33694 | 1339.2423 | 54.097 | 105.5502 | 1179.5951 | 1345.3033 | 0 | 0 | 1345.3033 | 0.0007076%
2028 | 442 | 442-780 | Tier-3 | Tier-3---19 | 5--1 | 16 | 100% | 141.3846 | 51% | 48.51% | 0.49% | 3.5693 | 0 | 0 | 3.5693 | 0 | 3.0984 | 5.6945 | 0.5441 | 3.0984 | 5.6945 | 0.5441 | 3.6221 | 6.6569 | 0.5441 | 2.525% | 0.34601 | 0.32888 | 408.6195 | 15.0224 | 181.372 | 212.2251 | 419.0465 | 0 | 0 | 419.0465 | 0.0001177%
2028 | 444 | 444-15R | Tier-2 | Tier-2---13 | 5--3 | 13 | 100% | 333.8465 | 96.62% | 2.31% | 1.072% | 15.9664 | 0 | 0 | 15.9664 | 0 | 13.8599 | 4.6268 | 2.9956 | 13.8599 | 4.6268 | 2.9956 | 16.2024 | 5.4088 | 2.9956 | 4.783% | 0.14886 | 0.14149 | 2242.6726 | 149.3607 | 69.2136 | 2024.0983 | 2246.6232 | 0 | 0 | 2246.6232 | 0.0005265%
2028 | 444 | 444-43R | Tier-2 | Tier-2---5 | 5--5 | 102 | 100% | 3413.8137 | 97.67% | 1.995% | 0.3352% | 165.0466 | 0 | 0 | 165.0466 | 0 | 143.2712 | 36.3025 | 3.9466 | 143.2712 | 36.3025 | 3.9466 | 167.4857 | 42.438 | 3.9466 | 4.835% | 0.2124 | 0.20189 | 16072.3576 | 890.1063 | 476.3771 | 14705.8742 | 16091.8592 | 0 | 0 | 16091.8592 | 0.005443%
2028 | 444 | 444-9R | Tier-2 | Tier-2---11 | 5--3 | 90 | 100% | 571.2373 | 70.71% | 27.93% | 1.361% | 19.9936 | 0 | 0 | 19.9936 | 0 | 17.3558 | 32.0316 | 0.54183 | 17.3558 | 32.0316 | 0.54183 | 20.2891 | 37.4453 | 0.54183 | 3.5% | 0.1488 | 0.14143 | 3839.0169 | 197.4513 | 1077.3117 | 2564.2539 | 3897.5795 | 0 | 0 | 3897.5795 | 0.0006593%
2028 | 445 | 445-1311R | Tier-3 | Tier-3---5 | 5--5 | 85 | 100% | 9632.5907 | 94.96% | 4.965% | 0.07823% | 452.7685 | 0 | 0 | 452.7685 | 0 | 393.0326 | 30.2521 | 12.9919 | 393.0326 | 30.2521 | 12.9919 | 459.4596 | 35.365 | 12.9919 | 4.7% | 0.53792 | 0.51129 | 17907.0399 | 1026.0345 | 824.7437 | 16056.2617 | 17954.067 | 0 | 0 | 17954.067 | 0.01493%
2028 | 445 | 445-1315 | Tier-2 | Tier-2---19 | 1--5 | 1 | 100% | 26.2494 | 99.59% | 0% | 0.4079% | 1.294 | 0 | 0 | 1.294 | 0 | 1.1233 | 0.35591 | 3.1562 | 1.1233 | 0.35591 | 3.1562 | 1.3132 | 0.41606 | 3.1562 | 4.93% | 0.000636 | 0.00060452 | 41272.5846 | 2451.3434 | 2160.3074 | 36660.9338 | 41281.3528 | 0 | 0 | 41281.3528 | 4.267e-05%
2028 | 445 | 445-1323 | Tier-2 | Tier-2---18 | 3--3 | 1 | 100% | 78.5439 | 99.26% | 0.525% | 0.2138% | 3.8592 | 0 | 0 | 3.8592 | 0 | 3.35 | 0.35591 | 9.4127 | 3.35 | 0.35591 | 9.4127 | 3.9162 | 0.41606 | 9.4127 | 4.913% | 0.025445 | 0.024185 | 3086.8349 | 167.5927 | 20.9581 | 2898.2841 | 3088.0226 | 0 | 0 | 3088.0226 | 0.0001273%
2028 | 445 | 445-1325F | Tier-2 | Tier-2---2 | 5--4 | 76 | 100% | 7250.7229 | 96.11% | 3.805% | 0.08959% | 344.9322 | 0 | 0 | 344.9322 | 0 | 299.4236 | 27.0489 | 11.0697 | 299.4236 | 27.0489 | 11.0697 | 350.0296 | 31.6205 | 11.0697 | 4.757% | 0.57356 | 0.54517 | 12641.5766 | 694.1782 | 440.7081 | 11506.6903 | 12667.2174 | 0 | 0 | 12667.2174 | 0.01137%
2028 | 445 | 445-17R | Tier-2 | Tier-2---8 | 5--3 | 43 | 100% | 1603.5562 | 88.72% | 11.16% | 0.1231% | 70.4231 | 0 | 0 | 70.4231 | 0 | 61.1318 | 15.304 | 3.9945 | 61.1318 | 15.304 | 3.9945 | 71.4638 | 17.8905 | 3.9945 | 4.392% | 0.53426 | 0.50782 | 3001.4248 | 150.999 | 302.1467 | 2548.279 | 3019.055 | 0 | 0 | 3019.055 | 0.002322%
2028 | 445 | 445-18R | Tier-2 | Tier-2---2 | 5--5 | 116 | 100% | 10619.7967 | 95.69% | 4.18% | 0.1317% | 503.0122 | 0 | 0 | 503.0122 | 0 | 436.6473 | 41.2852 | 10.5764 | 436.6473 | 41.2852 | 10.5764 | 510.4457 | 48.2628 | 10.5764 | 4.737% | 0.6048 | 0.57486 | 17559.3271 | 969.9837 | 680.7099 | 15908.6335 | 17598.759 | 0 | 0 | 17598.759 | 0.01659%
2028 | 445 | 445-19R | Tier-2 | Tier-2---8 | 5--3 | 65 | 100% | 1766.7037 | 84.73% | 14.9% | 0.3714% | 74.0952 | 0 | 0 | 74.0952 | 0 | 64.3194 | 23.1339 | 2.7803 | 64.3194 | 23.1339 | 2.7803 | 75.1902 | 27.0438 | 2.7803 | 4.194% | 0.56527 | 0.53729 | 3125.4156 | 150.9089 | 429.896 | 2544.6106 | 3150.2749 | 0 | 0 | 3150.2749 | 0.002443%
2028 | 445 | 445-39R | Tier-2 | Tier-2---5 | 5--4 | 91 | 100% | 3678.5806 | 87.54% | 12.33% | 0.1304% | 159.4029 | 0 | 0 | 159.4029 | 0 | 138.3721 | 32.3875 | 4.2724 | 138.3721 | 32.3875 | 4.2724 | 161.7586 | 37.8614 | 4.2724 | 4.333% | 0.48997 | 0.46571 | 7507.8253 | 391.1864 | 914.4635 | 6202.1754 | 7556.5395 | 0 | 0 | 7556.5395 | 0.005257%
2028 | 445 | 445-894R | Tier-2 | Tier-2---5 | 5--4 | 156 | 100% | 4421.0024 | 88.12% | 11.51% | 0.3702% | 192.8443 | 0 | 0 | 192.8443 | 0 | 167.4015 | 55.5214 | 3.0151 | 167.4015 | 55.5214 | 3.0151 | 195.6942 | 64.9052 | 3.0151 | 4.362% | 0.63526 | 0.60381 | 6959.394 | 312.553 | 750.3762 | 5896.4648 | 7002.446 | 0 | 0 | 7002.446 | 0.006359%
2028 | 445 | 445-897R | Tier-2 | Tier-2---10 | 5--3 | 9 | 100% | 1351.7747 | 97.24% | 2.711% | 0.04647% | 65.0678 | 0 | 0 | 65.0678 | 0 | 56.4831 | 3.2032 | 17.6336 | 56.4831 | 3.2032 | 17.6336 | 66.0294 | 3.7445 | 17.6336 | 4.814% | 0.75637 | 0.71893 | 1787.1928 | 98.5478 | 55.7869 | 1632.8581 | 1789.7592 | 0 | 0 | 1789.7592 | 0.002146%
2028 | 448 | 448-1196F | Tier-3 | Tier-3---20 | 1--5 | 1 | 100% | 16.696 | 99.41% | 0% | 0.5907% | 0.82157 | 0 | 0 | 0.82157 | 0 | 0.71318 | 0.35591 | 2.0038 | 0.71318 | 0.35591 | 2.0038 | 0.83371 | 0.41606 | 2.0038 | 4.921% | 0.0002432 | 0.00023116 | 68651.2414 | 3730.8328 | 661.7244 | 64258.6842 | 68672.3598 | 0 | 0 | 68672.3598 | 2.709e-05%
2028 | 448 | 448-1234R | Tier-3 | Tier-3---15 | 5--3 | 9 | 100% | 1211.6194 | 97.39% | 2.475% | 0.1351% | 58.4097 | 0 | 0 | 58.4097 | 0 | 50.7035 | 3.2032 | 15.8292 | 50.7035 | 3.2032 | 15.8292 | 59.2729 | 3.7445 | 15.8292 | 4.821% | 0.62101 | 0.59027 | 1951.0598 | 101.7927 | 46.8267 | 1802.4404 | 1953.7118 | 0 | 0 | 1953.7118 | 0.001926%
2028 | 448 | 448-47R | Tier-3 | Tier-3---14 | 5--3 | 43 | 100% | 2612.2711 | 91.91% | 7.885% | 0.2065% | 118.8447 | 0 | 0 | 118.8447 | 0 | 103.165 | 15.304 | 6.7411 | 103.165 | 15.304 | 6.7411 | 120.601 | 17.8905 | 6.7411 | 4.549% | 0.62882 | 0.59769 | 4154.2404 | 216.0426 | 303.0764 | 3635.1215 | 4171.7455 | 0 | 0 | 4171.7455 | 0.003919%
2028 | 448 | 448-714R | Tier-3 | Tier-3---14 | 5--3 | 85 | 100% | 2119.752 | 55.7% | 43.96% | 0.3458% | 58.4428 | 0 | 0 | 58.4428 | 0 | 50.7321 | 30.2521 | 1.677 | 50.7321 | 30.2521 | 1.677 | 59.3064 | 35.365 | 1.677 | 2.757% | 0.46343 | 0.44049 | 4574.0639 | 152.3288 | 1823.4456 | 2598.2895 | 4679.5943 | 0 | 0 | 4679.5943 | 0.001927%
2028 | 448 | 448-724R | Tier-3 | Tier-3---18 | 5--2 | 49 | 100% | 520.639 | 76.18% | 22.78% | 1.038% | 19.634 | 0 | 0 | 19.634 | 0 | 17.0436 | 17.4394 | 0.9773 | 17.0436 | 17.4394 | 0.9773 | 19.9241 | 20.3869 | 0.9773 | 3.771% | 0.55035 | 0.52311 | 946.0153 | 35.8531 | 201.7143 | 708.4479 | 957.7484 | 0 | 0 | 957.7484 | 0.0006475%
2028 | 448 | 448-735R | Tier-3 | Tier-3---18 | 5--2 | 45 | 100% | 630.7627 | 79.12% | 20.09% | 0.7869% | 24.7041 | 0 | 0 | 24.7041 | 0 | 21.4448 | 16.0158 | 1.339 | 21.4448 | 16.0158 | 1.339 | 25.0692 | 18.7227 | 1.339 | 3.917% | 0.54202 | 0.51519 | 1163.7353 | 53.8869 | 215.9361 | 893.9122 | 1176.3882 | 0 | 0 | 1176.3882 | 0.0008147%
2028 | 448 | 448-744R | Tier-3 | Tier-3---7 | 5--5 | 224 | 100% | 9104.5616 | 91.68% | 8.126% | 0.1928% | 413.1864 | 0 | 0 | 413.1864 | 0 | 358.6727 | 79.7231 | 4.499 | 358.6727 | 79.7231 | 4.499 | 419.2925 | 93.1972 | 4.499 | 4.538% | 0.49442 | 0.46994 | 18414.705 | 980.4625 | 1393.5793 | 16040.6633 | 18494.4792 | 0 | 0 | 18494.4792 | 0.01363%
2028 | 448 | 448-9R | Tier-3 | Tier-3---9 | 5--4 | 106 | 100% | 5644.8109 | 93.43% | 6.384% | 0.1906% | 261.0474 | 0 | 0 | 261.0474 | 0 | 226.6062 | 37.7261 | 6.0066 | 226.6062 | 37.7261 | 6.0066 | 264.9052 | 44.1023 | 6.0066 | 4.625% | 0.54394 | 0.51701 | 10377.639 | 550.4893 | 645.7623 | 9181.3873 | 10413.1713 | 0 | 0 | 10413.1713 | 0.008608%
2028 | 449 | 449-13R | Tier-3 | Tier-3---7 | 5--5 | 147 | 100% | 6729.9647 | 90.49% | 9.346% | 0.1629% | 301.4563 | 0 | 0 | 301.4563 | 0 | 261.6837 | 52.3183 | 5.0018 | 261.6837 | 52.3183 | 5.0018 | 305.9112 | 61.1607 | 5.0018 | 4.479% | 0.28234 | 0.26837 | 23836.2998 | 1408.7102 | 2080.9099 | 20346.6798 | 23954.3367 | 0 | 0 | 23954.3367 | 0.009941%
2028 | 449 | 449-16R | Tier-3 | Tier-3---15 | 5--4 | 22 | 100% | 1495.5065 | 96.97% | 2.927% | 0.1006% | 71.7862 | 0 | 0 | 71.7862 | 0 | 62.3151 | 7.8299 | 7.9586 | 62.3151 | 7.8299 | 7.9586 | 72.8471 | 9.1533 | 7.9586 | 4.8% | 0.23738 | 0.22563 | 6300.0313 | 365.3232 | 174.7966 | 5759.9115 | 6309.9651 | 0 | 0 | 6309.9651 | 0.002367%
2028 | 449 | 449-683 | Tier-3 | Tier-3---18 | 5--3 | 7 | 100% | 625.3129 | 96.7% | 3.156% | 0.1473% | 29.9305 | 0 | 0 | 29.9305 | 0 | 25.9816 | 2.4913 | 10.4287 | 25.9816 | 2.4913 | 10.4287 | 30.3728 | 2.9124 | 10.4287 | 4.786% | 0.34581 | 0.32869 | 1808.2683 | 90.977 | 47.6654 | 1669.626 | 1811.3792 | 0 | 0 | 1811.3792 | 0.000987%
2028 | 449 | 449-693R | Tier-3 | Tier-3---9 | 5--5 | 34 | 100% | 5260.7056 | 98.77% | 1.153% | 0.07468% | 257.2092 | 0 | 0 | 257.2092 | 0 | 223.2743 | 12.1008 | 18.4512 | 223.2743 | 12.1008 | 18.4512 | 261.0102 | 14.146 | 18.4512 | 4.889% | 0.26107 | 0.24815 | 20150.463 | 1117.608 | 224.7441 | 18808.1109 | 20163.3414 | 0 | 0 | 20163.3414 | 0.008482%
2028 | 449 | 449-6R | Tier-3 | Tier-3---14 | 5--4 | 45 | 100% | 2320.0162 | 95.55% | 4.318% | 0.1352% | 109.7271 | 0 | 0 | 109.7271 | 0 | 95.2503 | 16.0158 | 5.9473 | 95.2503 | 16.0158 | 5.9473 | 111.3487 | 18.7227 | 5.9473 | 4.73% | 0.24779 | 0.23552 | 9362.9076 | 518.3997 | 417.6492 | 8426.8588 | 9384.6196 | 0 | 0 | 9384.6196 | 0.003618%
2028 | 450 | 450-1851F | Tier-2 | Tier-2---3 | 5--5 | 26 | 100% | 8274.1225 | 99.23% | 0.7168% | 0.05235% | 406.4189 | 0 | 0 | 406.4189 | 0 | 352.7981 | 9.2536 | 38.1256 | 352.7981 | 9.2536 | 38.1256 | 412.425 | 10.8175 | 38.1256 | 4.912% | 0.099477 | 0.094553 | 83176.2362 | 14607.9335 | 584.6634 | 67983.6393 | 83209.5529 | 0 | 0 | 83209.5529 | 0.0134%
2028 | 450 | 450-1853F | Tier-2 | Tier-2---10 | 4--4 | 5 | 100% | 792.2018 | 92.77% | 7.138% | 0.09408% | 36.3781 | 0 | 0 | 36.3781 | 0 | 31.5786 | 1.7795 | 17.7454 | 31.5786 | 1.7795 | 17.7454 | 36.9157 | 2.0803 | 17.7454 | 4.592% | 0.075291 | 0.071564 | 10521.8374 | 525.9075 | 700.4641 | 9295.4659 | 10561.4641 | 0 | 0 | 10561.4641 | 0.0012%
2028 | 450 | 450-1854 | Tier-2 | Tier-2---9 | 4--4 | 2 | 100% | 1132.2887 | 95.25% | 4.625% | 0.1242% | 53.3866 | 0 | 0 | 53.3866 | 0 | 46.343 | 0.71181 | 65.1056 | 46.343 | 0.71181 | 65.1056 | 54.1755 | 0.83212 | 65.1056 | 4.715% | 0.079085 | 0.07517 | 14317.3642 | 967.6824 | 629.1902 | 12720.4915 | 14352.7731 | 0 | 0 | 14352.7731 | 0.00176%
2028 | 452 | 452-38AE | Tier-2 | Tier-2---4 | 2--5 | 2 | 100% | 2823.7515 | 99.93% | 0% | 0.06613% | 139.6833 | 0 | 0 | 139.6833 | 0 | 121.2542 | 0.71181 | 170.3454 | 121.2542 | 0.71181 | 170.3454 | 141.7475 | 0.83212 | 170.3454 | 4.947% | 0.011395 | 0.010831 | 247801.8355 | 21945.5544 | 160.9262 | 225695.355 | 247810.3694 | 0 | 0 | 247810.3694 | 0.004606%
2028 | 454 | 454-48F | Tier-2 | Tier-2---4 | 4--5 | 1 | 100% | 3441.1661 | 99.7% | 0.2542% | 0.04705% | 169.8246 | 0 | 0 | 169.8246 | 0 | 147.4188 | 0.35591 | 414.2063 | 147.4188 | 0.35591 | 414.2063 | 172.3343 | 0.41606 | 414.2063 | 4.935% | 0.085487 | 0.081255 | 40253.7717 | 8646.4201 | 106.7946 | 31500.5571 | 40260.0869 | 0 | 0 | 40260.0869 | 0.0056%
2028 | 463 | 463-1136F | Tier-2 | Tier-2---18 | 4--2 | 2 | 100% | 88.0149 | 97.35% | 2.233% | 0.4157% | 4.2413 | 0 | 0 | 4.2413 | 0 | 3.6818 | 0.71181 | 5.1724 | 3.6818 | 0.71181 | 5.1724 | 4.304 | 0.83212 | 5.1724 | 4.819% | 0.060434 | 0.057442 | 1456.3858 | 89.8078 | 31.4849 | 1335.0931 | 1458.3947 | 0 | 0 | 1458.3947 | 0.0001399%
2028 | 463 | 463-1229 | Tier-2 | Tier-2---9 | 5--4 | 20 | 100% | 1378.3182 | 99.02% | 0.574% | 0.4088% | 67.5562 | 0 | 0 | 67.5562 | 0 | 58.6432 | 7.1181 | 8.2386 | 58.6432 | 7.1181 | 8.2386 | 68.5546 | 8.3212 | 8.2386 | 4.901% | 0.096723 | 0.091935 | 14250.1892 | 1640.085 | 119.2009 | 12490.9033 | 14257.4826 | 0 | 0 | 14257.4826 | 0.002228%
2028 | 470 | 470-40AE | Tier-2 | Tier-2---4 | 4--5 | 20 | 100% | 5264.9688 | 98.33% | 1.599% | 0.07273% | 256.2599 | 0 | 0 | 256.2599 | 0 | 222.4503 | 7.1181 | 31.2512 | 222.4503 | 7.1181 | 31.2512 | 260.047 | 8.3212 | 31.2512 | 4.867% | 0.091034 | 0.086528 | 57835.1917 | 3654.8473 | 877.7111 | 53302.6332 | 57885.5342 | 0 | 0 | 57885.5342 | 0.008451%
2028 | 470 | 470-47R | Tier-3 | Tier-3---2 | 5--5 | 53 | 100% | 16740.3911 | 99.37% | 0.5365% | 0.09319% | 823.4313 | 0 | 0 | 823.4313 | 0 | 714.7921 | 18.8631 | 37.8938 | 714.7921 | 18.8631 | 37.8938 | 835.6001 | 22.0511 | 37.8938 | 4.919% | 0.16225 | 0.15422 | 103174.1084 | 6598.1472 | 589.4379 | 95986.5234 | 103207.9428 | 0 | 0 | 103207.9428 | 0.02715%
2028 | 471 | 471-36F | Tier-2 | Tier-2---4 | 4--5 | 6 | 100% | 4253.6671 | 94.96% | 4.983% | 0.06005% | 199.9388 | 0 | 0 | 199.9388 | 0 | 173.5599 | 2.1354 | 81.2759 | 173.5599 | 2.1354 | 81.2759 | 202.8935 | 2.4964 | 81.2759 | 4.7% | 0.093079 | 0.088471 | 45699.6343 | 2391.7261 | 2109.1945 | 41198.7137 | 45819.647 | 0 | 0 | 45819.647 | 0.006593%
2028 | 500 | 500-1531 | Tier-2 | Tier-2---10 | 4--4 | 3 | 100% | 800.5503 | 21.6% | 78.32% | 0.07823% | 8.56 | 0 | 0 | 8.56 | 0 | 7.4307 | 1.0677 | 6.9594 | 7.4307 | 1.0677 | 6.9594 | 8.6865 | 1.2482 | 6.9594 | 1.069% | 0.071178 | 0.067654 | 11247.1911 | 167.2855 | 8054.1845 | 3025.7211 | 11706.3951 | 0 | 0 | 11706.3951 | 0.0002823%
2028 | 501 | 501-786 | Tier-2 | Tier-2---14 | 2--5 | 1 | 100% | 204.0835 | 99.63% | 0% | 0.368% | 10.065 | 0 | 0 | 10.065 | 0 | 8.737 | 0.35591 | 24.5487 | 8.737 | 0.35591 | 24.5487 | 10.2137 | 0.41606 | 24.5487 | 4.932% | 0.0050324 | 0.0047833 | 40553.9202 | 2762.8 | 144.6555 | 37646.4647 | 40561.693 | 0 | 0 | 40561.693 | 0.0003319%
2028 | 504 | 504-2501R | Tier-2 | Tier-2---9 | 3--5 | 2 | 100% | 733.6834 | 99.51% | 0% | 0.4917% | 36.1388 | 0 | 0 | 36.1388 | 0 | 31.3708 | 0.71181 | 44.0717 | 31.3708 | 0.71181 | 44.0717 | 36.6728 | 0.83212 | 44.0717 | 4.926% | 0.021593 | 0.020524 | 33978.4661 | 2347.3747 | 1024.1887 | 30606.9026 | 33987.1667 | 0 | 0 | 33987.1667 | 0.001192%
2028 | 520 | 520-1045R | Tier-2 | Tier-2---5 | 5--4 | 47 | 100% | 2978.814 | 97.34% | 2.471% | 0.184% | 143.536 | 0 | 0 | 143.536 | 0 | 124.5986 | 16.7276 | 7.4487 | 124.5986 | 16.7276 | 7.4487 | 145.6572 | 19.5548 | 7.4487 | 4.819% | 0.26824 | 0.25496 | 11105.2066 | 596.3807 | 258.2442 | 10250.5816 | 11120.5631 | 0 | 0 | 11120.5631 | 0.004733%
2028 | 520 | 520-10R | Tier-2 | Tier-2---7 | 4--5 | 27 | 100% | 1478.7446 | 97.97% | 1.759% | 0.2664% | 71.715 | 0 | 0 | 71.715 | 0 | 62.2533 | 9.6095 | 6.4783 | 62.2533 | 9.6095 | 6.4783 | 72.7748 | 11.2336 | 6.4783 | 4.85% | 0.046043 | 0.043764 | 32116.3215 | 3380.3007 | 793.9909 | 27942.0299 | 32150.2042 | 0 | 0 | 32150.2042 | 0.002365%
2028 | 520 | 520-1489R | Tier-2 | Tier-2---8 | 5--5 | 129 | 100% | 2637.9338 | 96.76% | 2.798% | 0.4462% | 126.3422 | 0 | 0 | 126.3422 | 0 | 109.6733 | 45.912 | 2.3888 | 109.6733 | 45.912 | 2.3888 | 128.2093 | 53.6716 | 2.3888 | 4.789% | 0.13822 | 0.13138 | 19085.4238 | 1021.9214 | 566.5154 | 17496.987 | 19117.6637 | 0 | 0 | 19117.6637 | 0.004166%
2028 | 520 | 520-1509R | Tier-2 | Tier-2---5 | 5--4 | 84 | 100% | 3413.9118 | 92.72% | 6.994% | 0.2858% | 156.6869 | 0 | 0 | 156.6869 | 0 | 136.0144 | 29.8962 | 4.5496 | 136.0144 | 29.8962 | 4.5496 | 159.0024 | 34.949 | 4.5496 | 4.59% | 0.28561 | 0.27147 | 11953.1797 | 661.7087 | 782.5338 | 10508.9372 | 11998.4952 | 0 | 0 | 11998.4952 | 0.005167%
2028 | 520 | 520-1525R | Tier-2 | Tier-2---8 | 5--5 | 31 | 100% | 1632.8033 | 98.29% | 1.436% | 0.2778% | 79.4388 | 0 | 0 | 79.4388 | 0 | 68.9581 | 11.0331 | 6.2501 | 68.9581 | 11.0331 | 6.2501 | 80.6128 | 12.8978 | 6.2501 | 4.865% | 0.099044 | 0.094141 | 16485.7021 | 1672.9156 | 358.491 | 14454.2955 | 16500.4136 | 0 | 0 | 16500.4136 | 0.00262%
2028 | 520 | 520-1527R | Tier-3 | Tier-3---7 | 5--5 | 53 | 100% | 6763.0006 | 96.72% | 3.176% | 0.1068% | 323.7803 | 0 | 0 | 323.7803 | 0 | 281.0624 | 18.8631 | 14.9002 | 281.0624 | 18.8631 | 14.9002 | 328.5651 | 22.0511 | 14.9002 | 4.788% | 0.27105 | 0.25763 | 24951.4497 | 1805.8111 | 756.6493 | 22388.9893 | 24994.1011 | 0 | 0 | 24994.1011 | 0.01068%
2028 | 520 | 520-1902R | Tier-2 | Tier-2---9 | 4--4 | 3 | 100% | 748.333 | 77.34% | 21.7% | 0.962% | 28.6477 | 0 | 0 | 28.6477 | 0 | 24.868 | 1.0677 | 23.2908 | 24.868 | 1.0677 | 23.2908 | 29.071 | 1.2482 | 23.2908 | 3.828% | 0.058932 | 0.056015 | 12698.2886 | 1100.527 | 2687.8901 | 8909.8715 | 12848.1568 | 0 | 0 | 12848.1568 | 0.0009447%
2028 | 520 | 520-1904 | Tier-3 | Tier-3---13 | 4--5 | 19 | 100% | 2084.5359 | 96.48% | 3.265% | 0.2521% | 99.5552 | 0 | 0 | 99.5552 | 0 | 86.4204 | 6.7622 | 12.7799 | 86.4204 | 6.7622 | 12.7799 | 101.0265 | 7.9051 | 12.7799 | 4.776% | 0.05278 | 0.050167 | 39495.106 | 2613.3418 | 1305.0051 | 35576.7591 | 39567.4502 | 0 | 0 | 39567.4502 | 0.003283%
2028 | 520 | 520-35R | Tier-3 | Tier-3---9 | 5--5 | 89 | 100% | 4997.7942 | 96.49% | 3.313% | 0.193% | 238.7183 | 0 | 0 | 238.7183 | 0 | 207.223 | 31.6757 | 6.542 | 207.223 | 31.6757 | 6.542 | 242.246 | 37.0293 | 6.542 | 4.776% | 0.28544 | 0.27131 | 17509.0395 | 1062.3012 | 557.174 | 15889.5643 | 17541.0049 | 0 | 0 | 17541.0049 | 0.007872%
2028 | 520 | 520-45 | Tier-2 | Tier-2---8 | 5--5 | 74 | 100% | 2044.6463 | 97.57% | 2.13% | 0.298% | 98.7525 | 0 | 0 | 98.7525 | 0 | 85.7236 | 26.3371 | 3.2549 | 85.7236 | 26.3371 | 3.2549 | 100.2118 | 30.7884 | 3.2549 | 4.83% | 0.10446 | 0.099291 | 19573.1854 | 982.4694 | 415.3687 | 18175.3473 | 19597.9361 | 0 | 0 | 19597.9361 | 0.003256%
2028 | 521 | 521-14R | Tier-3 | Tier-3---5 | 5--5 | 49 | 100% | 11350.2874 | 96.69% | 3.233% | 0.07621% | 543.2489 | 0 | 0 | 543.2489 | 0 | 471.5754 | 17.4394 | 27.0408 | 471.5754 | 17.4394 | 27.0408 | 551.277 | 20.3869 | 27.0408 | 4.786% | 0.27097 | 0.25755 | 41888.3276 | 2255.8215 | 1272.0917 | 38360.4144 | 41960.5084 | 0 | 0 | 41960.5084 | 0.01791%
2028 | 521 | 521-1856R | Tier-3 | Tier-3---6 | 5--5 | 87 | 100% | 8477.8617 | 97.79% | 2.104% | 0.1048% | 410.3866 | 0 | 0 | 410.3866 | 0 | 356.2423 | 30.9639 | 11.5051 | 356.2423 | 30.9639 | 11.5051 | 416.4513 | 36.1971 | 11.5051 | 4.841% | 0.15411 | 0.14648 | 55012.684 | 3012.448 | 1105.9909 | 50894.245 | 55075.953 | 0 | 0 | 55075.953 | 0.01353%
2028 | 521 | 521-18R | Tier-3 | Tier-3---6 | 4--5 | 73 | 100% | 8713.0173 | 99.36% | 0.5424% | 0.09583% | 428.5416 | 0 | 0 | 428.5416 | 0 | 372.002 | 25.9812 | 14.3181 | 372.002 | 25.9812 | 14.3181 | 434.8746 | 30.3723 | 14.3181 | 4.918% | 0.071321 | 0.067791 | 122165.8816 | 6890.9356 | 771.7339 | 114503.2122 | 122206.4886 | 0 | 0 | 122206.4886 | 0.01413%
2028 | 521 | 521-27R | Tier-2 | Tier-2---3 | 4--5 | 25 | 100% | 5618.6229 | 98.78% | 1.092% | 0.1294% | 274.726 | 0 | 0 | 274.726 | 0 | 238.4801 | 8.8977 | 26.8025 | 238.4801 | 8.8977 | 26.8025 | 278.7859 | 10.4015 | 26.8025 | 4.89% | 0.063668 | 0.060516 | 88249.328 | 6355.7576 | 1136.662 | 80756.9084 | 88305.4429 | 0 | 0 | 88305.4429 | 0.009059%
2028 | 521 | 521-32R | Tier-3 | Tier-3---4 | 5--5 | 42 | 100% | 12241.7135 | 99.38% | 0.5642% | 0.05689% | 602.2012 | 0 | 0 | 602.2012 | 0 | 522.7499 | 14.9481 | 34.971 | 522.7499 | 14.9481 | 34.971 | 611.1006 | 17.4745 | 34.971 | 4.919% | 0.14844 | 0.14109 | 82470.5462 | 5122.2262 | 464.9548 | 76883.3652 | 82497.2218 | 0 | 0 | 82497.2218 | 0.01986%
2028 | 521 | 521-700R | Tier-2 | Tier-2---3 | 4--5 | 37 | 100% | 9012.5446 | 99.05% | 0.8425% | 0.1052% | 441.8931 | 0 | 0 | 441.8931 | 0 | 383.592 | 13.1685 | 29.1294 | 383.592 | 13.1685 | 29.1294 | 448.4235 | 15.3942 | 29.1294 | 4.903% | 0.074421 | 0.070737 | 121102.821 | 8945.6292 | 1253.8537 | 110903.3381 | 121162.5896 | 0 | 0 | 121162.5896 | 0.01457%
2028 | 522 | 522-38R | Tier-2 | Tier-2---6 | 4--5 | 1 | 100% | 5639.8414 | 96.44% | 3.339% | 0.2198% | 269.2374 | 0 | 0 | 269.2374 | 0 | 233.7156 | 0.35591 | 656.6766 | 233.7156 | 0.35591 | 656.6766 | 273.2162 | 0.41606 | 656.6766 | 4.774% | 0.088602 | 0.084216 | 63653.5146 | 7689.6838 | 2180.134 | 53783.6968 | 63771.4814 | 0 | 0 | 63771.4814 | 0.008878%
2028 | 524 | 524-1782F | Tier-3 | Tier-3---10 | 4--5 | 46 | 100% | 5468.1345 | 99.78% | 0.1144% | 0.1099% | 270.0655 | 0 | 0 | 270.0655 | 0 | 234.4344 | 16.3717 | 14.3195 | 234.4344 | 16.3717 | 14.3195 | 274.0565 | 19.1387 | 14.3195 | 4.939% | 0.040404 | 0.038404 | 135337.1336 | 10621.643 | 457.8891 | 124257.6016 | 135352.9439 | 0 | 0 | 135352.9439 | 0.008906%
2028 | 524 | 524-27R | Tier-3 | Tier-3---4 | 4--5 | 114 | 100% | 11317.6942 | 99.77% | 0.1414% | 0.08951% | 558.9321 | 0 | 0 | 558.9321 | 0 | 485.1895 | 40.5734 | 11.9583 | 485.1895 | 40.5734 | 11.9583 | 567.1921 | 47.4307 | 11.9583 | 4.939% | 0.060207 | 0.057227 | 187979.0829 | 15020.271 | 843.0575 | 172115.7544 | 188001.69 | 0 | 0 | 188001.69 | 0.01843%
2028 | 524 | 524-46R | Tier-3 | Tier-3---4 | 5--5 | 89 | 100% | 13710.9533 | 98.99% | 0.9557% | 0.05722% | 671.8177 | 0 | 0 | 671.8177 | 0 | 583.1815 | 31.6757 | 18.411 | 583.1815 | 31.6757 | 18.411 | 681.7459 | 37.0293 | 18.411 | 4.9% | 0.18916 | 0.17979 | 72484.9744 | 5399.6154 | 709.3603 | 66375.9987 | 72523.2103 | 0 | 0 | 72523.2103 | 0.02215%
2028 | 524 | 524-50R | Tier-3 | Tier-3---7 | 5--5 | 84 | 100% | 8801.877 | 98.2% | 1.718% | 0.0819% | 427.853 | 0 | 0 | 427.853 | 0 | 371.4043 | 29.8962 | 12.4231 | 371.4043 | 29.8962 | 12.4231 | 434.1758 | 34.949 | 12.4231 | 4.861% | 0.18313 | 0.17407 | 48062.3901 | 2911.3323 | 788.4961 | 44362.5616 | 48107.4292 | 0 | 0 | 48107.4292 | 0.01411%
2028 | 524 | 524-69R | Tier-3 | Tier-3---1 | 5--5 | 283 | 100% | 40375.331 | 99.03% | 0.9107% | 0.05596% | 1979.2587 | 0 | 0 | 1979.2587 | 0 | 1718.1256 | 100.7216 | 17.0582 | 1718.1256 | 100.7216 | 17.0582 | 2008.5084 | 117.7447 | 17.0582 | 4.902% | 0.27264 | 0.25914 | 148092.4418 | 8147.506 | 1337.0199 | 138607.9158 | 148166.9965 | 0 | 0 | 148166.9965 | 0.06527%
2028 | 597 | 597-595 | Tier-2 | Tier-2---1 | 5--5 | 92 | 100% | 18774.394 | 95.55% | 4.388% | 0.06321% | 887.9695 | 0 | 0 | 887.9695 | 0 | 770.8154 | 32.7434 | 23.5411 | 770.8154 | 32.7434 | 23.5411 | 901.092 | 38.2774 | 23.5411 | 4.73% | 0.15307 | 0.14549 | 122655.7075 | 12289.1487 | 5017.0863 | 105349.4725 | 122940.0104 | 0 | 0 | 122940.0104 | 0.02928%
2028 | 599 | 599-19R | Tier-2 | Tier-2---1 | 5--5 | 124 | 100% | 25743.4561 | 99.4% | 0.5253% | 0.0786% | 1266.6062 | 0 | 0 | 1266.6062 | 0 | 1099.4968 | 44.1324 | 24.9136 | 1099.4968 | 44.1324 | 24.9136 | 1285.3243 | 51.5913 | 24.9136 | 4.92% | 0.15161 | 0.14411 | 169796.7072 | 9028.2208 | 940.8004 | 159827.6859 | 169850.1033 | 0 | 0 | 169850.1033 | 0.04177%
2028 | 67 | 67-24R | Tier-3 | Tier-3---13 | 5--4 | 112 | 100% | 2610.8 | 93.6% | 6.065% | 0.3401% | 120.9575 | 0 | 0 | 120.9575 | 0 | 104.999 | 39.8616 | 2.6341 | 104.999 | 39.8616 | 2.6341 | 122.745 | 46.5986 | 2.6341 | 4.633% | 0.2194 | 0.20854 | 11899.5856 | 668.9805 | 692.7946 | 10537.8105 | 11939.276 | 0 | 0 | 11939.276 | 0.003989%
2028 | 67 | 67-34R | Tier-3 | Tier-3---11 | 5--5 | 188 | 100% | 4180.1374 | 93.8% | 5.869% | 0.3284% | 194.0937 | 0 | 0 | 194.0937 | 0 | 168.4859 | 66.9105 | 2.5181 | 168.4859 | 66.9105 | 2.5181 | 196.962 | 78.2191 | 2.5181 | 4.643% | 0.24743 | 0.23519 | 16893.949 | 1075.9433 | 993.2749 | 14824.7309 | 16948.4725 | 0 | 0 | 16948.4725 | 0.0064%
2028 | 67 | 67-37R | Tier-3 | Tier-3---17 | 5--3 | 55 | 100% | 622.3042 | 87.18% | 11.98% | 0.8373% | 26.8549 | 0 | 0 | 26.8549 | 0 | 23.3118 | 19.5749 | 1.1909 | 23.3118 | 19.5749 | 1.1909 | 27.2518 | 22.8832 | 1.1909 | 4.315% | 0.20095 | 0.191 | 3096.8174 | 160.5865 | 360.9451 | 2575.2857 | 3117.4933 | 0 | 0 | 3117.4933 | 0.0008856%
2028 | 67 | 67-45R | Tier-3 | Tier-3---15 | 5--4 | 78 | 100% | 1627.9508 | 92.79% | 6.809% | 0.4053% | 74.7699 | 0 | 0 | 74.7699 | 0 | 64.9052 | 27.7607 | 2.338 | 64.9052 | 27.7607 | 2.338 | 75.8749 | 32.4526 | 2.338 | 4.593% | 0.20887 | 0.19854 | 7793.9219 | 491.8665 | 509.4559 | 6792.5995 | 7823.2046 | 0 | 0 | 7823.2046 | 0.002466%
2028 | 73 | 73-1130R | Tier-3 | Tier-3---9 | 5--5 | 84 | 100% | 6201.607 | 97.29% | 2.601% | 0.1104% | 298.6566 | 0 | 0 | 298.6566 | 0 | 259.2534 | 29.8962 | 8.6718 | 259.2534 | 29.8962 | 8.6718 | 303.0701 | 34.949 | 8.6718 | 4.816% | 0.2182 | 0.2074 | 28421.9762 | 1612.5005 | 708.1752 | 26101.3005 | 28462.107 | 0 | 0 | 28462.107 | 0.009849%
2028 | 73 | 73-1163 | Tier-3 | Tier-3---4 | 5--5 | 90 | 100% | 15337.1849 | 98.56% | 1.393% | 0.04595% | 748.2657 | 0 | 0 | 748.2657 | 0 | 649.5434 | 32.0316 | 20.2782 | 649.5434 | 32.0316 | 20.2782 | 759.3236 | 37.4453 | 20.2782 | 4.879% | 0.22506 | 0.21392 | 68145.9431 | 3858.2027 | 972.8217 | 63314.9187 | 68197.0126 | 0 | 0 | 68197.0126 | 0.02468%
2028 | 73 | 73-1164 | Tier-3 | Tier-3---13 | 5--4 | 21 | 100% | 2448.8293 | 98.64% | 1.317% | 0.04316% | 119.5679 | 0 | 0 | 119.5679 | 0 | 103.7927 | 7.474 | 13.8871 | 103.7927 | 7.474 | 13.8871 | 121.3349 | 8.7372 | 13.8871 | 4.883% | 0.18614 | 0.17693 | 13155.649 | 640.7749 | 160.5982 | 12354.2759 | 13164.97 | 0 | 0 | 13164.97 | 0.003943%
2028 | 73 | 73-23R | Tier-3 | Tier-3---9 | 5--5 | 56 | 100% | 5733.7907 | 98.41% | 1.505% | 0.0877% | 279.3035 | 0 | 0 | 279.3035 | 0 | 242.4537 | 19.9308 | 12.1648 | 242.4537 | 19.9308 | 12.1648 | 283.4311 | 23.2993 | 12.1648 | 4.871% | 0.21349 | 0.20292 | 26857.2697 | 1634.3076 | 394.5626 | 24828.3995 | 26879.5398 | 0 | 0 | 26879.5398 | 0.00921%
2028 | 73 | 73-678R | Tier-3 | Tier-3---5 | 5--5 | 93 | 100% | 10591.3769 | 98.31% | 1.605% | 0.08417% | 515.415 | 0 | 0 | 515.415 | 0 | 447.4138 | 33.0993 | 13.5173 | 447.4138 | 33.0993 | 13.5173 | 523.0318 | 38.6935 | 13.5173 | 4.866% | 0.23776 | 0.22599 | 44546.6543 | 2704.4094 | 706.232 | 41136.0129 | 44585.8514 | 0 | 0 | 44585.8514 | 0.017%
2028 | 73 | 73-683R | Tier-3 | Tier-3---7 | 5--5 | 84 | 100% | 9288.0329 | 98.43% | 1.494% | 0.07761% | 452.5311 | 0 | 0 | 452.5311 | 0 | 392.8265 | 29.8962 | 13.1397 | 392.8265 | 29.8962 | 13.1397 | 459.2187 | 34.949 | 13.1397 | 4.872% | 0.22716 | 0.21591 | 40887.9849 | 2244.0715 | 610.523 | 38033.3904 | 40921.4543 | 0 | 0 | 40921.4543 | 0.01492%
2028 | 75 | 75-2257F | Tier-3 | Tier-3---20 | 1--5 | 2 | 100% | 17.7969 | 99.34% | 0% | 0.6614% | 0.87512 | 0 | 0 | 0.87512 | 0 | 0.75966 | 0.71181 | 1.0672 | 0.75966 | 0.71181 | 1.0672 | 0.88805 | 0.83212 | 1.0672 | 4.917% | 0.0002804 | 0.00026652 | 63469.7957 | 3655.2315 | 381.3513 | 59433.2129 | 63491.6581 | 0 | 0 | 63491.6581 | 2.886e-05%
2028 | 75 | 75-2259F | Tier-3 | Tier-3---12 | 3--5 | 32 | 100% | 3135.4576 | 99.77% | 0.1421% | 0.08717% | 154.8494 | 0 | 0 | 154.8494 | 0 | 134.4194 | 11.389 | 11.8025 | 134.4194 | 11.389 | 11.8025 | 157.1378 | 13.3139 | 11.8025 | 4.939% | 0.020337 | 0.019331 | 154171.9995 | 13070.8578 | 336.227 | 140764.9147 | 154190.404 | 0 | 0 | 154190.404 | 0.005106%
2028 | 75 | 75-32R | Tier-3 | Tier-3---13 | 3--5 | 15 | 100% | 1708.3855 | 99.57% | 0.3134% | 0.112% | 84.2054 | 0 | 0 | 84.2054 | 0 | 73.0958 | 5.3386 | 13.6919 | 73.0958 | 5.3386 | 13.6919 | 85.4498 | 6.2409 | 13.6919 | 4.929% | 0.014781 | 0.01405 | 115578.2654 | 8310.062 | 472.6259 | 106795.5774 | 115603.867 | 0 | 0 | 115603.867 | 0.002777%
2028 | 75 | 75-41 | Tier-3 | Tier-3---13 | 3--5 | 4 | 100% | 1937.5846 | 99.86% | 0.04507% | 0.0969% | 95.7743 | 0 | 0 | 95.7743 | 0 | 83.1383 | 1.4236 | 58.3989 | 83.1383 | 1.4236 | 58.3989 | 97.1896 | 1.6642 | 58.3989 | 4.943% | 0.0163 | 0.015493 | 118871.6769 | 11982.6524 | 277.8358 | 106611.1887 | 118880.4654 | 0 | 0 | 118880.4654 | 0.003158%
2028 | 75 | 75-996R | Tier-2 | Tier-2---7 | 4--5 | 46 | 100% | 2211.1377 | 99.23% | 0.4312% | 0.3416% | 108.6055 | 0 | 0 | 108.6055 | 0 | 94.2766 | 16.3717 | 5.7585 | 94.2766 | 16.3717 | 5.7585 | 110.2104 | 19.1387 | 5.7585 | 4.912% | 0.043997 | 0.041819 | 50256.3267 | 5074.1581 | 595.0934 | 44587.0751 | 50276.5529 | 0 | 0 | 50276.5529 | 0.003581%
2028 | 770 | 770-259R | Tier-2 | Tier-2---17 | 2--3 | 1 | 100% | 42.5113 | 97.49% | 0.5175% | 1.991% | 2.0515 | 0 | 0 | 2.0515 | 0 | 1.7809 | 0.35591 | 5.0037 | 1.7809 | 0.35591 | 5.0037 | 2.0819 | 0.41606 | 5.0037 | 4.826% | 0.010605 | 0.01008 | 4008.538 | 404.386 | 91.8554 | 3512.2966 | 4013.7737 | 0 | 0 | 4013.7737 | 6.765e-05%
2028 | 78 | 78-26R | Tier-3 | Tier-3---5 | 5--5 | 60 | 100% | 14526.7268 | 98.56% | 1.412% | 0.03052% | 708.6971 | 0 | 0 | 708.6971 | 0 | 615.1953 | 21.3544 | 28.8088 | 615.1953 | 21.3544 | 28.8088 | 719.1703 | 24.9635 | 28.8088 | 4.879% | 0.34567 | 0.32856 | 42024.2818 | 2090.1766 | 553.5184 | 39380.5868 | 42055.8613 | 0 | 0 | 42055.8613 | 0.02337%
2028 | 78 | 78-35R | Tier-3 | Tier-3---10 | 2--5 | 1 | 100% | 5696.3358 | 99.98% | 0% | 0.01771% | 281.9187 | 0 | 0 | 281.9187 | 0 | 244.7238 | 0.35591 | 687.6065 | 244.7238 | 0.35591 | 687.6065 | 286.0849 | 0.41606 | 687.6065 | 4.949% | 0.008188 | 0.0077827 | 695693.1861 | 34624.5113 | 144.4142 | 660924.2606 | 695699.6035 | 0 | 0 | 695699.6035 | 0.009297%
2028 | 78 | 78-782R | Tier-3 | Tier-3---7 | 5--5 | 13 | 100% | 7202.3158 | 99.51% | 0.4709% | 0.01666% | 354.7762 | 0 | 0 | 354.7762 | 0 | 307.9689 | 4.6268 | 66.5621 | 307.9689 | 4.6268 | 66.5621 | 360.0191 | 5.4088 | 66.5621 | 4.926% | 0.33808 | 0.32134 | 21303.7357 | 1160.2609 | 93.0569 | 20050.418 | 21309.1455 | 0 | 0 | 21309.1455 | 0.0117%
2028 | 788 | 788-34R | Tier-2 | Tier-2---6 | 5--5 | 37 | 100% | 9132.2366 | 94.33% | 5.547% | 0.1209% | 426.4266 | 0 | 0 | 426.4266 | 0 | 370.166 | 13.1685 | 28.1099 | 370.166 | 13.1685 | 28.1099 | 432.7283 | 15.3942 | 28.1099 | 4.669% | 0.12404 | 0.1179 | 73621.1831 | 9933.4586 | 4009.9599 | 59677.7646 | 73838.4724 | 0 | 0 | 73838.4724 | 0.01406%
2028 | 791 | 791-419F | Tier-2 | Tier-2---5 | 5--5 | 5 | 100% | 3349.7594 | 92.58% | 7.304% | 0.116% | 153.5102 | 0 | 0 | 153.5102 | 0 | 133.2569 | 1.7795 | 74.883 | 133.2569 | 1.7795 | 74.883 | 155.7788 | 2.0803 | 74.883 | 4.583% | 0.11325 | 0.10765 | 29577.718 | 1970.6299 | 1994.5012 | 25612.587 | 29692.0073 | 0 | 0 | 29692.0073 | 0.005062%
2028 | 79 | 79-658R | Tier-3 | Tier-3---5 | 5--5 | 34 | 100% | 12321.0759 | 99.26% | 0.6823% | 0.05367% | 605.4043 | 0 | 0 | 605.4043 | 0 | 525.5304 | 12.1008 | 43.4293 | 525.5304 | 12.1008 | 43.4293 | 614.3511 | 14.146 | 43.4293 | 4.914% | 0.46655 | 0.44346 | 26408.7945 | 1544.5762 | 192.1403 | 24672.078 | 26418.917 | 0 | 0 | 26418.917 | 0.01996%
2028 | 79 | 79-660R | Tier-3 | Tier-3---14 | 5--3 | 20 | 100% | 2087.0386 | 97.47% | 2.263% | 0.2704% | 100.6913 | 0 | 0 | 100.6913 | 0 | 87.4066 | 7.1181 | 12.2794 | 87.4066 | 7.1181 | 12.2794 | 102.1793 | 8.3212 | 12.2794 | 4.825% | 0.45747 | 0.43483 | 4562.1181 | 197.7916 | 116.9677 | 4247.3588 | 4568.1369 | 0 | 0 | 4568.1369 | 0.00332%
2028 | 79 | 79-668R | Tier-3 | Tier-3---15 | 5--3 | 77 | 100% | 1606.9068 | 70.93% | 28.63% | 0.4437% | 56.416 | 0 | 0 | 56.416 | 0 | 48.9727 | 27.4048 | 1.787 | 48.9727 | 27.4048 | 1.787 | 57.2497 | 32.0365 | 1.787 | 3.511% | 0.43999 | 0.41821 | 3652.1539 | 150.5315 | 949.6335 | 2551.989 | 3707.4514 | 0 | 0 | 3707.4514 | 0.00186%
2028 | 79 | 79-676R | Tier-3 | Tier-3---5 | 5--5 | 28 | 100% | 9714.1464 | 98.29% | 1.686% | 0.02874% | 472.6073 | 0 | 0 | 472.6073 | 0 | 410.2539 | 9.9654 | 41.1679 | 410.2539 | 9.9654 | 41.1679 | 479.5915 | 11.6497 | 41.1679 | 4.865% | 0.38409 | 0.36508 | 25291.2629 | 1478.5998 | 416.7742 | 23395.8888 | 25313.8415 | 0 | 0 | 25313.8415 | 0.01558%
2028 | 79 | 79-679R | Tier-3 | Tier-3---3 | 5--5 | 59 | 100% | 18448.5828 | 98.9% | 1.079% | 0.02427% | 903.134 | 0 | 0 | 903.134 | 0 | 783.9792 | 20.9985 | 37.335 | 783.9792 | 20.9985 | 37.335 | 916.4806 | 24.5475 | 37.335 | 4.895% | 0.3939 | 0.3744 | 46835.416 | 2583.7373 | 473.6256 | 43778.0531 | 46862.3143 | 0 | 0 | 46862.3143 | 0.02978%
2028 | 79 | 79-685R | Tier-3 | Tier-3---14 | 5--4 | 2 | 100% | 2564.7524 | 99.37% | 0.5359% | 0.0899% | 126.1608 | 0 | 0 | 126.1608 | 0 | 109.5158 | 0.71181 | 153.8547 | 109.5158 | 0.71181 | 153.8547 | 128.0252 | 0.83212 | 153.8547 | 4.919% | 0.43155 | 0.41019 | 5943.1342 | 289.2774 | 32.5223 | 5621.3345 | 5945.071 | 0 | 0 | 5945.071 | 0.00416%
2028 | 79 | 79-714R | Tier-3 | Tier-3---9 | 5--4 | 50 | 100% | 5536.6205 | 96.31% | 3.618% | 0.06787% | 263.9613 | 0 | 0 | 263.9613 | 0 | 229.1356 | 17.7953 | 12.8762 | 229.1356 | 17.7953 | 12.8762 | 267.8621 | 20.803 | 12.8762 | 4.768% | 0.37772 | 0.35902 | 14658.165 | 795.0255 | 492.7291 | 13370.4104 | 14686.3013 | 0 | 0 | 14686.3013 | 0.008704%
2028 | 79 | 79-785 | Tier-3 | Tier-3---3 | 5--5 | 107 | 100% | 18780.9285 | 97.14% | 2.812% | 0.0448% | 903.1022 | 0 | 0 | 903.1022 | 0 | 783.9515 | 38.082 | 20.5859 | 783.9515 | 38.082 | 20.5859 | 916.4483 | 44.5183 | 20.5859 | 4.809% | 0.38023 | 0.36141 | 49393.626 | 3270.0768 | 1298.0167 | 44825.5325 | 49467.0991 | 0 | 0 | 49467.0991 | 0.02978%
2028 | 79 | 79-799R | Tier-3 | Tier-3---14 | 5--3 | 15 | 100% | 3034.8235 | 97.12% | 2.752% | 0.1275% | 145.8979 | 0 | 0 | 145.8979 | 0 | 126.6489 | 5.3386 | 23.7232 | 126.6489 | 5.3386 | 23.7232 | 148.054 | 6.2409 | 23.7232 | 4.807% | 0.77068 | 0.73253 | 3937.8445 | 167.5066 | 101.5953 | 3668.7425 | 3943.7498 | 0 | 0 | 3943.7498 | 0.004811%
2028 | 79 | 79-808R | Tier-3 | Tier-3---3 | 5--5 | 56 | 100% | 19978.3255 | 99.23% | 0.7353% | 0.0338% | 981.3213 | 0 | 0 | 981.3213 | 0 | 851.8508 | 19.9308 | 42.7405 | 851.8508 | 19.9308 | 42.7405 | 995.8233 | 23.2993 | 42.7405 | 4.912% | 0.44563 | 0.42357 | 44831.6641 | 2303.1269 | 312.6633 | 42215.8739 | 44849.6205 | 0 | 0 | 44849.6205 | 0.03236%
2028 | 799 | 799-504R | Tier-2 | Tier-2---15 | 1--5 | 2 | 100% | 127.4062 | 99.28% | 0% | 0.716% | 6.2614 | 0 | 0 | 6.2614 | 0 | 5.4353 | 0.71181 | 7.6359 | 5.4353 | 0.71181 | 7.6359 | 6.354 | 0.83212 | 7.6359 | 4.915% | 0.0046964 | 0.0044639 | 27128.474 | 4849.4252 | 1319.6494 | 20959.3994 | 27138.5902 | 0 | 0 | 27138.5902 | 0.0002065%
2028 | 835 | 835-35F | Tier-2 | Tier-2---19 | 1--5 | 1 | 100% | 6.7153 | 99.02% | 0% | 0.9775% | 0.32916 | 0 | 0 | 0.32916 | 0 | 0.28573 | 0.35591 | 0.80283 | 0.28573 | 0.35591 | 0.80283 | 0.33402 | 0.41606 | 0.80283 | 4.902% | 0.0003154 | 0.00029979 | 21291.4086 | 1586.1343 | 191.0336 | 19514.2408 | 21302.2477 | 0 | 0 | 21302.2477 | 1.085e-05%
2028 | 840 | 840-308F | Tier-2 | Tier-2---13 | 4--4 | 2 | 100% | 330.3488 | 99.39% | 0.4551% | 0.1546% | 16.2526 | 0 | 0 | 16.2526 | 0 | 14.1083 | 0.71181 | 19.8202 | 14.1083 | 0.71181 | 19.8202 | 16.4928 | 0.83212 | 19.8202 | 4.92% | 0.063249 | 0.060118 | 5222.9719 | 562.2788 | 28.1473 | 4632.5459 | 5224.6302 | 0 | 0 | 5224.6302 | 0.0005359%
2028 | 840 | 840-374 | Tier-2 | Tier-2---13 | 4--3 | 12 | 100% | 232.5563 | 96.66% | 2.796% | 0.5416% | 11.1274 | 0 | 0 | 11.1274 | 0 | 9.6593 | 4.2709 | 2.2617 | 9.6593 | 4.2709 | 2.2617 | 11.2918 | 4.9927 | 2.2617 | 4.785% | 0.064007 | 0.060838 | 3633.3054 | 196.9902 | 98.0177 | 3338.2976 | 3639.62 | 0 | 0 | 3639.62 | 0.0003669%
2028 | 855 | 855-46AE | Tier-2 | Tier-2---15 | 1--5 | 2 | 100% | 188.5529 | 99.88% | 0% | 0.1171% | 9.3224 | 0 | 0 | 9.3224 | 0 | 8.0925 | 0.71181 | 11.3688 | 8.0925 | 0.71181 | 11.3688 | 9.4602 | 0.83212 | 11.3688 | 4.944% | 0.0010888 | 0.0010349 | 173174.9569 | 30409.3175 | 190.5248 | 142575.1146 | 173185.5197 | 0 | 0 | 173185.5197 | 0.0003074%
2028 | 859 | 859-42R | Tier-2 | Tier-2---3 | 4--5 | 41 | 100% | 8606.9717 | 99.86% | 0% | 0.1411% | 425.4439 | 0 | 0 | 425.4439 | 0 | 369.313 | 14.5922 | 25.309 | 369.313 | 14.5922 | 25.309 | 431.7311 | 17.0584 | 25.309 | 4.943% | 0.067132 | 0.063809 | 128210.0534 | 7463.1152 | 271.9776 | 120474.9607 | 128219.4758 | 0 | 0 | 128219.4758 | 0.01403%
2028 | 907 | 907-1562AE | Tier-3 | Tier-3---6 | 4--5 | 37 | 100% | 8439.7692 | 97.62% | 2.35% | 0.03436% | 407.8089 | 0 | 0 | 407.8089 | 0 | 354.0047 | 13.1685 | 26.8826 | 354.0047 | 13.1685 | 26.8826 | 413.8355 | 15.3942 | 26.8826 | 4.832% | 0.054867 | 0.052151 | 153823.4413 | 9936.3787 | 3323.7899 | 140563.2726 | 154014.4199 | 0 | 0 | 154014.4199 | 0.01345%
2028 | 907 | 907-1602 | Tier-3 | Tier-3---17 | 3--4 | 1 | 100% | 257.2419 | 98.67% | 1.294% | 0.04048% | 12.5635 | 0 | 0 | 12.5635 | 0 | 10.906 | 0.35591 | 30.6428 | 10.906 | 0.35591 | 30.6428 | 12.7492 | 0.41606 | 30.6428 | 4.884% | 0.018131 | 0.017233 | 14188.117 | 688.9653 | 150.8545 | 13348.2972 | 14197.9773 | 0 | 0 | 14197.9773 | 0.0004143%
2028 | 907 | 907-1702R | Tier-3 | Tier-3---6 | 4--5 | 35 | 100% | 9100.5583 | 99.73% | 0.2344% | 0.03926% | 449.2449 | 0 | 0 | 449.2449 | 0 | 389.9738 | 12.4567 | 31.3063 | 389.9738 | 12.4567 | 31.3063 | 455.8839 | 14.5621 | 31.3063 | 4.936% | 0.061079 | 0.058055 | 148997.4926 | 9820.8836 | 378.9812 | 138797.6278 | 149018.7269 | 0 | 0 | 149018.7269 | 0.01481%
2028 | 907 | 907-1716R | Tier-3 | Tier-3---2 | 4--5 | 74 | 100% | 27066.4552 | 99.19% | 0.7771% | 0.02941% | 1328.9846 | 0 | 0 | 1328.9846 | 0 | 1153.6452 | 26.3371 | 43.8031 | 1153.6452 | 26.3371 | 43.8031 | 1348.6244 | 30.7884 | 43.8031 | 4.91% | 0.088049 | 0.083691 | 307401.4892 | 26739.124 | 2399.2259 | 278263.1391 | 307530.5949 | 0 | 0 | 307530.5949 | 0.04382%
2028 | 907 | 907-2820R | Tier-3 | Tier-3---10 | 4--5 | 2 | 100% | 6348.4755 | 99.98% | 0.008026% | 0.01607% | 314.1738 | 0 | 0 | 314.1738 | 0 | 272.7233 | 0.71181 | 383.1388 | 272.7233 | 0.71181 | 383.1388 | 318.8167 | 0.83212 | 383.1388 | 4.949% | 0.082479 | 0.078396 | 76970.9977 | 6095.6287 | 17.0995 | 70858.2695 | 76971.9637 | 0 | 0 | 76971.9637 | 0.01036%
2028 | 908 | 908-1172R | Tier-2 | Tier-2---2 | 5--5 | 76 | 100% | 15766.5188 | 98.33% | 1.627% | 0.04735% | 767.3776 | 0 | 0 | 767.3776 | 0 | 666.1338 | 27.0489 | 24.627 | 666.1338 | 27.0489 | 24.627 | 778.718 | 31.6205 | 24.627 | 4.867% | 0.20692 | 0.19668 | 76195.3215 | 5331.2754 | 1185.4095 | 69678.6366 | 76261.7497 | 0 | 0 | 76261.7497 | 0.02531%
2028 | 908 | 908-1236 | Tier-2 | Tier-2---2 | 5--5 | 28 | 100% | 11763.9311 | 98.8% | 1.165% | 0.03327% | 575.3384 | 0 | 0 | 575.3384 | 0 | 499.4312 | 9.9654 | 50.1166 | 499.4312 | 9.9654 | 50.1166 | 583.8408 | 11.6497 | 50.1166 | 4.891% | 0.1877 | 0.17841 | 62673.98 | 5005.8683 | 685.7702 | 56982.3415 | 62713.0821 | 0 | 0 | 62713.0821 | 0.01897%
2028 | 908 | 908-1368R | Tier-2 | Tier-2---5 | 5--5 | 109 | 100% | 5570.7929 | 96.25% | 3.531% | 0.2207% | 265.4096 | 0 | 0 | 265.4096 | 0 | 230.3929 | 38.7938 | 5.9389 | 230.3929 | 38.7938 | 5.9389 | 269.3319 | 45.3504 | 5.9389 | 4.764% | 0.23644 | 0.22474 | 23560.7485 | 1440.3319 | 798.3866 | 21322.03 | 23606.7777 | 0 | 0 | 23606.7777 | 0.008752%
2028 | 908 | 908-1370R | Tier-2 | Tier-2---8 | 5--4 | 40 | 100% | 1466.2762 | 91.81% | 7.905% | 0.289% | 66.6334 | 0 | 0 | 66.6334 | 0 | 57.8421 | 14.2363 | 4.063 | 57.8421 | 14.2363 | 4.063 | 67.6181 | 16.6424 | 4.063 | 4.544% | 0.1878 | 0.17851 | 7807.4644 | 518.9417 | 584.8681 | 6703.6546 | 7840.781 | 0 | 0 | 7840.781 | 0.002197%
2028 | 908 | 908-1372R | Tier-2 | Tier-2---2 | 5--5 | 21 | 100% | 7960.2903 | 98.35% | 1.621% | 0.03193% | 387.5225 | 0 | 0 | 387.5225 | 0 | 336.3948 | 7.474 | 45.0084 | 336.3948 | 7.474 | 45.0084 | 393.2494 | 8.7372 | 45.0084 | 4.868% | 0.17701 | 0.16825 | 44971.6131 | 3766.5332 | 683.7932 | 40521.2867 | 45010.3176 | 0 | 0 | 45010.3176 | 0.01278%
2028 | 908 | 908-2038R | Tier-2 | Tier-2---1 | 5--5 | 146 | 100% | 41258.5742 | 98.89% | 1.078% | 0.03081% | 2019.6477 | 0 | 0 | 2019.6477 | 0 | 1753.1858 | 51.9624 | 33.7395 | 1753.1858 | 51.9624 | 33.7395 | 2049.4942 | 60.7446 | 33.7395 | 4.895% | 0.23053 | 0.21912 | 178970.5163 | 13265.9985 | 1829.4076 | 163875.1102 | 179073.8915 | 0 | 0 | 179073.8915 | 0.0666%
2028 | 908 | 908-2040 | Tier-2 | Tier-2---5 | 5--5 | 46 | 100% | 3646.8048 | 91.91% | 7.986% | 0.1044% | 165.9128 | 0 | 0 | 165.9128 | 0 | 144.0231 | 16.3717 | 8.7971 | 144.0231 | 16.3717 | 8.7971 | 168.3647 | 19.1387 | 8.7971 | 4.55% | 0.17929 | 0.17042 | 20339.8492 | 1700.729 | 1512.7829 | 17126.3373 | 20425.5442 | 0 | 0 | 20425.5442 | 0.005471%
2028 | 908 | 908-2055F | Tier-3 | Tier-3---2 | 5--5 | 95 | 100% | 22564.0783 | 99.08% | 0.8792% | 0.03652% | 1106.6937 | 0 | 0 | 1106.6937 | 0 | 960.6823 | 33.8111 | 28.4132 | 960.6823 | 33.8111 | 28.4132 | 1123.0485 | 39.5256 | 28.4132 | 4.905% | 0.20355 | 0.19347 | 110854.0623 | 7735.6273 | 1009.8579 | 102108.5771 | 110906.9288 | 0 | 0 | 110906.9288 | 0.03649%
2028 | 908 | 908-2062F | Tier-2 | Tier-2---16 | 5--2 | 1 | 100% | 153.3115 | 98.58% | 1.358% | 0.06577% | 7.4809 | 0 | 0 | 7.4809 | 0 | 6.4939 | 0.35591 | 18.2461 | 6.4939 | 0.35591 | 18.2461 | 7.5915 | 0.41606 | 18.2461 | 4.88% | 0.16054 | 0.1526 | 954.9499 | 48.869 | 14.7016 | 891.3793 | 955.6578 | 0 | 0 | 955.6578 | 0.0002467%
2028 | 908 | 908-30 | Tier-2 | Tier-2---10 | 5--4 | 10 | 100% | 847.524 | 96.52% | 3.329% | 0.1488% | 40.4933 | 0 | 0 | 40.4933 | 0 | 35.1509 | 3.5591 | 9.8764 | 35.1509 | 3.5591 | 9.8764 | 41.0917 | 4.1606 | 9.8764 | 4.778% | 0.16572 | 0.15752 | 5114.069 | 284.5346 | 169.3742 | 4660.1602 | 5123.3319 | 0 | 0 | 5123.3319 | 0.001335%
2028 | 909 | 909-451 | Tier-3 | Tier-3---1 | 5--5 | 126 | 100% | 55252.3747 | 99.27% | 0.7029% | 0.02396% | 2715.113 | 0 | 0 | 2715.113 | 0 | 2356.8951 | 44.8442 | 52.5574 | 2356.8951 | 44.8442 | 52.5574 | 2755.2372 | 52.4234 | 52.5574 | 4.914% | 0.31112 | 0.29572 | 177590.703 | 9870.6468 | 1163.318 | 166556.7382 | 177657.9267 | 0 | 0 | 177657.9267 | 0.08953%
2028 | 909 | 909-805R | Tier-2 | Tier-2---1 | 5--5 | 99 | 100% | 32313.161 | 99.26% | 0.708% | 0.02831% | 1587.725 | 0 | 0 | 1587.725 | 0 | 1378.2488 | 35.2348 | 39.1162 | 1378.2488 | 35.2348 | 39.1162 | 1611.1885 | 41.1898 | 39.1162 | 4.914% | 0.28921 | 0.27489 | 111728.904 | 9787.6674 | 729.9669 | 101211.2697 | 111771.744 | 0 | 0 | 111771.744 | 0.05236%
2028 | 909 | 909-812 | Tier-2 | Tier-2---17 | 1--5 | 1 | 100% | 62.9838 | 99.88% | 0% | 0.1185% | 3.114 | 0 | 0 | 3.114 | 0 | 2.7032 | 0.35591 | 7.5951 | 2.7032 | 0.35591 | 7.5951 | 3.16 | 0.41606 | 7.5951 | 4.944% | 0.0001786 | 0.00016976 | 352652.9395 | 17483.1364 | 875.05 | 334294.7531 | 352674.6938 | 0 | 0 | 352674.6938 | 0.0001027%
2028 | 91 | 91-7F | Tier-2 | Tier-2---9 | 4--5 | 28 | 100% | 1295.9906 | 95.98% | 3.603% | 0.4176% | 61.5723 | 0 | 0 | 61.5723 | 0 | 53.4487 | 9.9654 | 5.3634 | 53.4487 | 9.9654 | 5.3634 | 62.4822 | 11.6497 | 5.3634 | 4.751% | 0.034038 | 0.032353 | 38075.0405 | 3866.8561 | 1530.8214 | 32677.363 | 38154.7637 | 0 | 0 | 38154.7637 | 0.00203%
2028 | 920 | 920-1342R | Tier-3 | Tier-3---12 | 4--5 | 12 | 100% | 3406.6458 | 99.34% | 0.5402% | 0.1203% | 167.5153 | 0 | 0 | 167.5153 | 0 | 145.4142 | 4.2709 | 34.0478 | 145.4142 | 4.2709 | 34.0478 | 169.9908 | 4.9927 | 34.0478 | 4.917% | 0.068604 | 0.065208 | 49656.3753 | 4642.3023 | 300.3512 | 44713.7218 | 49673.4543 | 0 | 0 | 49673.4543 | 0.005524%
2028 | 920 | 920-735AE | Tier-2 | Tier-2---7 | 4--5 | 3 | 100% | 1554.328 | 69.02% | 30.62% | 0.3611% | 53.1046 | 0 | 0 | 53.1046 | 0 | 46.0982 | 1.0677 | 43.1744 | 46.0982 | 1.0677 | 43.1744 | 53.8893 | 1.2482 | 43.1744 | 3.417% | 0.068691 | 0.065291 | 22627.8919 | 1626.4148 | 6446.6356 | 14554.8415 | 22992.947 | 0 | 0 | 22992.947 | 0.001751%
2028 | 921 | 921-800F | Tier-2 | Tier-2---7 | 4--5 | 2 | 100% | 1991.7107 | 76.61% | 23.16% | 0.2301% | 75.5258 | 0 | 0 | 75.5258 | 0 | 65.5614 | 0.71181 | 92.1047 | 65.5614 | 0.71181 | 92.1047 | 76.642 | 0.83212 | 92.1047 | 3.792% | 0.065336 | 0.062102 | 30484.0304 | 2594.6331 | 6453.3763 | 21436.021 | 30855.4164 | 0 | 0 | 30855.4164 | 0.002491%
2028 | 928 | 928-19 | Tier-2 | Tier-2---11 | 4--4 | 2 | 100% | 434.8834 | 99.47% | 0.2691% | 0.2608% | 21.4127 | 0 | 0 | 21.4127 | 0 | 18.5876 | 0.71181 | 26.113 | 18.5876 | 0.71181 | 26.113 | 21.7291 | 0.83212 | 26.113 | 4.924% | 0.051756 | 0.049194 | 8402.5377 | 840.1371 | 38.3723 | 7524.0283 | 8404.8564 | 0 | 0 | 8404.8564 | 0.0007061%
2028 | 968 | 968-476F | Tier-2 | Tier-2---17 | 3--3 | 5 | 100% | 62.492 | 96.91% | 0.773% | 2.32% | 2.9977 | 0 | 0 | 2.9977 | 0 | 2.6022 | 1.7795 | 1.4623 | 2.6022 | 1.7795 | 1.4623 | 3.042 | 2.0803 | 1.4623 | 4.797% | 0.015315 | 0.014557 | 4080.3921 | 657.1077 | 115.1614 | 3308.123 | 4086.964 | 0 | 0 | 4086.964 | 9.885e-05%
2028 | 970 | 970-1341R | Tier-3 | Tier-3---4 | 5--5 | 11 | 100% | 12961.6134 | 99.66% | 0.3199% | 0.02218% | 639.405 | 0 | 0 | 639.405 | 0 | 555.0452 | 3.915 | 141.7749 | 555.0452 | 3.915 | 141.7749 | 648.8541 | 4.5766 | 141.7749 | 4.933% | 0.12497 | 0.11878 | 103720.1236 | 10455.2915 | 563.8236 | 92701.0085 | 103738.6021 | 0 | 0 | 103738.6021 | 0.02109%
2028 | 971 | 971-1973R | Tier-3 | Tier-3---4 | 5--5 | 100 | 100% | 15148.7962 | 99.05% | 0.8967% | 0.0506% | 742.7622 | 0 | 0 | 742.7622 | 0 | 644.766 | 35.5907 | 18.1162 | 644.766 | 35.5907 | 18.1162 | 753.7388 | 41.6059 | 18.1162 | 4.903% | 0.14704 | 0.13976 | 103024.8612 | 7594.4752 | 905.6636 | 94524.7224 | 103075.6847 | 0 | 0 | 103075.6847 | 0.02449%
2028 | 971 | 971-2050R | Tier-3 | Tier-3---2 | 5--5 | 189 | 100% | 28484.5838 | 98.91% | 1.035% | 0.05308% | 1394.6521 | 0 | 0 | 1394.6521 | 0 | 1210.6489 | 67.2664 | 17.9978 | 1210.6489 | 67.2664 | 17.9978 | 1415.2624 | 78.6352 | 17.9978 | 4.896% | 0.18464 | 0.1755 | 154268.7539 | 10830.6461 | 1582.0513 | 141856.0564 | 154356.1301 | 0 | 0 | 154356.1301 | 0.04599%
2028 | 971 | 971-29R | Tier-3 | Tier-3---6 | 5--5 | 28 | 100% | 8015.4065 | 99.46% | 0.5042% | 0.0309% | 394.6396 | 0 | 0 | 394.6396 | 0 | 342.5729 | 9.9654 | 34.3763 | 342.5729 | 9.9654 | 34.3763 | 400.4716 | 11.6497 | 34.3763 | 4.924% | 0.12171 | 0.11568 | 65856.8143 | 3610.5313 | 317.5488 | 61928.7341 | 65875.1664 | 0 | 0 | 65875.1664 | 0.01301%
2028 | 971 | 971-371R | Tier-3 | Tier-3---12 | 5--5 | 11 | 100% | 4351.5062 | 99.52% | 0.4473% | 0.03668% | 214.3571 | 0 | 0 | 214.3571 | 0 | 186.0759 | 3.915 | 47.5293 | 186.0759 | 3.915 | 47.5293 | 217.5249 | 4.5766 | 47.5293 | 4.926% | 0.11668 | 0.1109 | 37295.5773 | 2011.9233 | 160.8045 | 35122.8495 | 37304.9774 | 0 | 0 | 37304.9774 | 0.007069%
2028 | 971 | 971-383R | Tier-3 | Tier-3---4 | 5--5 | 45 | 100% | 14770.5962 | 98.43% | 1.528% | 0.03956% | 719.68 | 0 | 0 | 719.68 | 0 | 624.7291 | 16.0158 | 39.007 | 624.7291 | 16.0158 | 39.007 | 730.3154 | 18.7227 | 39.007 | 4.872% | 0.13837 | 0.13152 | 106747.8715 | 6177.23 | 1600.3912 | 98970.2503 | 106835.0414 | 0 | 0 | 106835.0414 | 0.02373%
2028 | 971 | 971-388R | Tier-3 | Tier-3---4 | 5--5 | 103 | 100% | 11267.961 | 98.98% | 0.9235% | 0.09902% | 552.0609 | 0 | 0 | 552.0609 | 0 | 479.2248 | 36.6584 | 13.0727 | 479.2248 | 36.6584 | 13.0727 | 560.2193 | 42.8541 | 13.0727 | 4.899% | 0.17642 | 0.16769 | 63870.0886 | 3872.2432 | 602.7653 | 59395.0801 | 63904.0994 | 0 | 0 | 63904.0994 | 0.0182%
2028 | 972 | 972-1582R | Tier-3 | Tier-3---6 | 5--5 | 81 | 100% | 8019.1792 | 98.53% | 1.384% | 0.08092% | 391.1329 | 0 | 0 | 391.1329 | 0 | 339.5288 | 28.8284 | 11.7776 | 339.5288 | 28.8284 | 11.7776 | 396.9131 | 33.7008 | 11.7776 | 4.877% | 0.15062 | 0.14317 | 53239.6467 | 3086.8109 | 714.7235 | 49438.1123 | 53280.2737 | 0 | 0 | 53280.2737 | 0.0129%
2028 | 972 | 972-1590F | Tier-3 | Tier-3---2 | 5--5 | 106 | 100% | 23409.1539 | 98.39% | 1.548% | 0.05965% | 1140.1279 | 0 | 0 | 1140.1279 | 0 | 989.7054 | 37.7261 | 26.234 | 989.7054 | 37.7261 | 26.234 | 1156.9769 | 44.1023 | 26.234 | 4.87% | 0.17603 | 0.16732 | 132982.6796 | 10745.803 | 2028.2393 | 120208.6373 | 133093.9956 | 0 | 0 | 133093.9956 | 0.0376%
2028 | 972 | 972-32R | Tier-2 | Tier-2---1 | 5--5 | 54 | 100% | 22914.3284 | 97.48% | 2.478% | 0.04418% | 1105.6563 | 0 | 0 | 1105.6563 | 0 | 959.7818 | 19.219 | 49.9393 | 959.7818 | 19.219 | 49.9393 | 1121.9958 | 22.4672 | 49.9393 | 4.825% | 0.16607 | 0.15785 | 137978.7753 | 7897.3231 | 3156.5486 | 126924.9036 | 138159.9776 | 0 | 0 | 138159.9776 | 0.03646%
2028 | 972 | 972-942R | Tier-3 | Tier-3---6 | 5--5 | 59 | 100% | 9149.6836 | 99.12% | 0.8301% | 0.05344% | 448.9075 | 0 | 0 | 448.9075 | 0 | 389.681 | 20.9985 | 18.5576 | 389.681 | 20.9985 | 18.5576 | 455.5415 | 24.5475 | 18.5576 | 4.906% | 0.14195 | 0.13492 | 64459.3584 | 4369.1581 | 517.8641 | 59572.3362 | 64489.0192 | 0 | 0 | 64489.0192 | 0.0148%
2028 | 973 | 973-1226R | Tier-3 | Tier-3---10 | 5--5 | 50 | 100% | 5177.8696 | 97.32% | 2.585% | 0.09195% | 249.4435 | 0 | 0 | 249.4435 | 0 | 216.5332 | 17.7953 | 12.168 | 216.5332 | 17.7953 | 12.168 | 253.1298 | 20.803 | 12.168 | 4.817% | 0.13989 | 0.13297 | 37012.5952 | 1958.2894 | 910.1694 | 34144.1364 | 37064.1939 | 0 | 0 | 37064.1939 | 0.008226%
2028 | 973 | 973-1245R | Tier-3 | Tier-3---6 | 5--5 | 19 | 100% | 8620.1106 | 99.53% | 0.4446% | 0.0227% | 424.7015 | 0 | 0 | 424.7015 | 0 | 368.6686 | 6.7622 | 54.5188 | 368.6686 | 6.7622 | 54.5188 | 430.9777 | 7.9051 | 54.5188 | 4.927% | 0.12039 | 0.11443 | 71603.6913 | 4071.6789 | 428.5861 | 67103.4263 | 71621.1173 | 0 | 0 | 71621.1173 | 0.01401%
2028 | 973 | 973-626R | Tier-3 | Tier-3---7 | 5--5 | 82 | 100% | 6521.7236 | 98.03% | 1.864% | 0.1053% | 316.4676 | 0 | 0 | 316.4676 | 0 | 274.7145 | 29.1844 | 9.4131 | 274.7145 | 29.1844 | 9.4131 | 321.1444 | 34.1168 | 9.4131 | 4.853% | 0.1523 | 0.14476 | 42821.6164 | 2771.3178 | 761.0334 | 39289.2652 | 42865.5348 | 0 | 0 | 42865.5348 | 0.01044%
2028 | 974 | 974-23R | Tier-3 | Tier-3---11 | 5--5 | 104 | 100% | 3492.8626 | 93.69% | 6.037% | 0.2698% | 161.9921 | 0 | 0 | 161.9921 | 0 | 140.6197 | 37.0143 | 3.7991 | 140.6197 | 37.0143 | 3.7991 | 164.386 | 43.2701 | 3.7991 | 4.638% | 0.16472 | 0.15657 | 21204.8226 | 1225.3577 | 1209.8349 | 18769.63 | 21274.471 | 0 | 0 | 21274.471 | 0.005342%
2028 | 974 | 974-715R | Tier-3 | Tier-3---6 | 5--5 | 29 | 100% | 7107.1697 | 99.55% | 0.3981% | 0.05413% | 350.214 | 0 | 0 | 350.214 | 0 | 304.0085 | 10.3213 | 29.4545 | 304.0085 | 10.3213 | 29.4545 | 355.3895 | 12.0657 | 29.4545 | 4.928% | 0.14069 | 0.13372 | 50517.2415 | 2626.4246 | 327.9593 | 47562.8576 | 50529.1387 | 0 | 0 | 50529.1387 | 0.01155%
2028 | 975 | 975-22R | Tier-3 | Tier-3---7 | 5--5 | 1 | 100% | 6417.0381 | 80.3% | 19.69% | 0.01691% | 255.0589 | 0 | 0 | 255.0589 | 0 | 221.4077 | 0.35591 | 622.0948 | 221.4077 | 0.35591 | 622.0948 | 258.8282 | 0.41606 | 622.0948 | 3.975% | 0.19669 | 0.18696 | 32624.3404 | 2655.4587 | 6062.1421 | 23906.7397 | 32959.0914 | 0 | 0 | 32959.0914 | 0.008411%
2028 | 991 | 991-1 | Tier-2 | Tier-2---12 | 4--5 | 11 | 100% | 626.8618 | 65.87% | 33.98% | 0.153% | 20.4388 | 0 | 0 | 20.4388 | 0 | 17.7423 | 3.915 | 4.5319 | 17.7423 | 3.915 | 4.5319 | 20.7409 | 4.5766 | 4.5319 | 3.261% | 0.034773 | 0.033051 | 18027.4627 | 2318.0951 | 5585.2087 | 10124.1589 | 18347.8976 | 0 | 0 | 18347.8976 | 0.000674%
2028 | 991 | 991-1206R | Tier-2 | Tier-2---4 | 4--5 | 17 | 100% | 4576.7911 | 99.78% | 0.09876% | 0.1221% | 226.0508 | 0 | 0 | 226.0508 | 0 | 196.2268 | 6.0504 | 32.432 | 196.2268 | 6.0504 | 32.432 | 229.3913 | 7.073 | 32.432 | 4.939% | 0.063785 | 0.060628 | 71752.9575 | 8533.7139 | 142.1853 | 63077.0583 | 71761.2112 | 0 | 0 | 71761.2112 | 0.007454%
2028 | 1023 | CB 1023 | Tier-2 | Tier-2---4 | 4--5 | 1 | 100% | 3332.7386 | 99.81% | 0.1085% | 0.07978% | 164.66 | 0 | 0 | 164.66 | 0 | 142.9356 | 0.35591 | 401.6098 | 142.9356 | 0.35591 | 401.6098 | 167.0934 | 0.41606 | 401.6098 | 4.941% | 0.082267 | 0.078195 | 40511.3438 | 2187.4084 | 643.9575 | 37679.9779 | 40515.3153 | 0 | 0 | 40515.3153 | 0.00543%
2028 | 1090 | CB 1090 | Tier-2 | Tier-2---7 | 3--5 | 24 | 100% | 1414.5114 | 99.62% | 0.1678% | 0.2113% | 69.7529 | 0 | 0 | 69.7529 | 0 | 60.5501 | 8.5418 | 7.0887 | 60.5501 | 8.5418 | 7.0887 | 70.7837 | 9.9854 | 7.0887 | 4.931% | 0.025114 | 0.023871 | 56324.0689 | 3193.0563 | 219.125 | 52911.8876 | 56335.1879 | 0 | 0 | 56335.1879 | 0.0023%
2028 | 1101 | CB 1101 | Tier-2 | Tier-2---9 | 4--4 | 1 | 100% | 1133.279 | 99.72% | 0.1529% | 0.1272% | 55.9402 | 0 | 0 | 55.9402 | 0 | 48.5597 | 0.35591 | 136.4395 | 48.5597 | 0.35591 | 136.4395 | 56.7669 | 0.41606 | 136.4395 | 4.936% | 0.091579 | 0.087045 | 12374.933 | 790.0395 | 488.8435 | 11096.0499 | 12376.7382 | 0 | 0 | 12376.7382 | 0.001845%
2028 | 1106 | CB 1106 | Tier-2 | Tier-2---7 | 4--5 | 4 | 100% | 1646.9837 | 34.54% | 65.41% | 0.04829% | 28.1563 | 0 | 0 | 28.1563 | 0 | 24.4415 | 1.4236 | 17.1685 | 24.4415 | 1.4236 | 17.1685 | 28.5724 | 1.6642 | 17.1685 | 1.71% | 0.070774 | 0.067271 | 23270.9618 | 453.178 | 13904.863 | 8912.9208 | 24064.3118 | 0 | 0 | 24064.3118 | 0.0009285%
2028 | 1138 | CB 1138 | Tier-2 | Tier-2---10 | 5--4 | 19 | 100% | 765.4961 | 75% | 24.28% | 0.7274% | 28.4174 | 0 | 0 | 28.4174 | 0 | 24.6681 | 6.7622 | 3.6479 | 24.6681 | 6.7622 | 3.6479 | 28.8373 | 7.9051 | 3.6479 | 3.712% | 0.11418 | 0.10853 | 6704.4211 | 521.4992 | 1615.7801 | 4567.1418 | 6791.7244 | 0 | 0 | 6791.7244 | 0.0009371%
2028 | 1161 | CB 1161 | Tier-2 | Tier-2---20 | 4--1 | 2 | 100% | 18.2465 | 16.87% | 78.76% | 4.376% | 0.15233 | 0 | 0 | 0.15233 | 0 | 0.13223 | 0.71181 | 0.18576 | 0.13223 | 0.71181 | 0.18576 | 0.15458 | 0.83212 | 0.18576 | 0.8348% | 0.061771 | 0.058714 | 295.3886 | 3.8574 | 213.9899 | 77.5414 | 308.1774 | 0 | 0 | 308.1774 | 5.023e-06%
2028 | 1162 | CB 1162 | Tier-2 | Tier-2---18 | 4--2 | 3 | 100% | 75.2008 | 96.65% | 1.975% | 1.378% | 3.5976 | 0 | 0 | 3.5976 | 0 | 3.123 | 1.0677 | 2.9249 | 3.123 | 1.0677 | 2.9249 | 3.6508 | 1.2482 | 2.9249 | 4.784% | 0.064214 | 0.061035 | 1171.1044 | 73.0024 | 42.1055 | 1055.9965 | 1173.1495 | 0 | 0 | 1173.1495 | 0.0001186%
2028 | 1215 | CB 1215 | Tier-3 | Tier-3---20 | 1--5 | 1 | 100% | 21.8223 | 99.66% | 0% | 0.344% | 1.0765 | 0 | 0 | 1.0765 | 0 | 0.93446 | 0.35591 | 2.6256 | 0.93446 | 0.35591 | 2.6256 | 1.0924 | 0.41606 | 2.6256 | 4.933% | 0.0002576 | 0.00024485 | 84713.9519 | 4537.0889 | 388.6742 | 79788.1887 | 84729.1272 | 0 | 0 | 84729.1272 | 3.55e-05%
2028 | 1234 | CB 1234 | Tier-3 | Tier-3---10 | 5--5 | 79 | 100% | 6311.4919 | 84.29% | 15.54% | 0.1769% | 263.3319 | 0 | 0 | 263.3319 | 0 | 228.5893 | 28.1166 | 8.13 | 228.5893 | 28.1166 | 8.13 | 267.2235 | 32.8687 | 8.13 | 4.172% | 0.11961 | 0.11369 | 52765.4948 | 2759.6634 | 8111.6399 | 41894.1915 | 53197.2441 | 0 | 0 | 53197.2441 | 0.008684%
2028 | 1235 | CB 1235 | Tier-2 | Tier-2---6 | 4--5 | 92 | 100% | 6645.572 | 99.09% | 0.6868% | 0.2213% | 325.9686 | 0 | 0 | 325.9686 | 0 | 282.962 | 32.7434 | 8.6418 | 282.962 | 32.7434 | 8.6418 | 330.7858 | 38.2774 | 8.6418 | 4.905% | 0.082825 | 0.078725 | 80236.4987 | 5995.4874 | 833.9481 | 73407.0631 | 80274.4439 | 0 | 0 | 80274.4439 | 0.01075%
2028 | 1243 | CB 1243 | Tier-2 | Tier-2---7 | 3--5 | 30 | 100% | 1438.3629 | 99.75% | 0% | 0.2509% | 71.0203 | 0 | 0 | 71.0203 | 0 | 61.6503 | 10.6772 | 5.774 | 61.6503 | 10.6772 | 5.774 | 72.0699 | 12.4818 | 5.774 | 4.938% | 0.019586 | 0.018616 | 73438.3162 | 4480.0299 | 229.8696 | 68728.4167 | 73447.9126 | 0 | 0 | 73447.9126 | 0.002342%
2028 | 1245 | CB 1245 | Tier-2 | Tier-2---15 | 1--5 | 2 | 100% | 108.0997 | 99.75% | 0% | 0.2497% | 5.3376 | 0 | 0 | 5.3376 | 0 | 4.6334 | 0.71181 | 6.5092 | 4.6334 | 0.71181 | 6.5092 | 5.4165 | 0.83212 | 6.5092 | 4.938% | 0.001637 | 0.001556 | 66035.2637 | 9567.7722 | 158.6523 | 56308.8392 | 66043.8517 | 0 | 0 | 66043.8517 | 0.000176%
2028 | 1250 | CB 1250 | Tier-2 | Tier-2---4 | 4--5 | 2 | 100% | 4075.2359 | 99.93% | 0.04042% | 0.02515% | 201.5919 | 0 | 0 | 201.5919 | 0 | 174.9949 | 0.71181 | 245.8438 | 174.9949 | 0.71181 | 245.8438 | 204.571 | 0.83212 | 245.8438 | 4.947% | 0.088703 | 0.084312 | 45942.5846 | 2409.8097 | 605.4247 | 42927.3502 | 45944.1535 | 0 | 0 | 45944.1535 | 0.006648%
2028 | 1448 | CB 1448 | Tier-1 | Non-HFTD---15 | 1--3 | 1 | 100% | 4.2012 | 88.77% | 0% | 11.23% | 0.18461 | 0 | 0 | 0.18461 | 0 | 0.16026 | 0.35591 | 0.45028 | 0.16026 | 0.35591 | 0.45028 | 0.18734 | 0.41606 | 0.45028 | 4.394% | 0.002261 | 0.0021491 | 1858.0978 | 117.1147 | 997.061 | 743.9221 | 1868.9599 | 0 | 0 | 1868.9599 | 6.088e-06%
2028 | 157 | CB 157 | Tier-3 | Tier-3---21 | 1--5 | 1 | 100% | 6.0775 | 99.43% | 0% | 0.5677% | 0.29913 | 0 | 0 | 0.29913 | 0 | 0.25966 | 0.35591 | 0.72958 | 0.25966 | 0.35591 | 0.72958 | 0.30355 | 0.41606 | 0.72958 | 4.922% | 0.0001334 | 0.0001268 | 45558.1567 | 2749.1022 | 2492.3913 | 40316.6632 | 45571.6265 | 0 | 0 | 45571.6265 | 9.864e-06%
2028 | 200 | CB 200 | Tier-2 | Tier-2---9 | 4--5 | 5 | 100% | 1342.6559 | 29.9% | 69.37% | 0.7369% | 19.8694 | 0 | 0 | 19.8694 | 0 | 17.2479 | 1.7795 | 9.6924 | 17.2479 | 1.7795 | 9.6924 | 20.163 | 2.0803 | 9.6924 | 1.48% | 0.060261 | 0.057278 | 22280.6766 | 447.1549 | 16796.8177 | 5036.7039 | 23094.1132 | 0 | 0 | 23094.1132 | 0.0006552%
2028 | 204 | CB 204 | Tier-2 | Tier-2---9 | 4--4 | 1 | 100% | 1059.5314 | 80.82% | 18.41% | 0.7661% | 42.3888 | 0 | 0 | 42.3888 | 0 | 36.7962 | 0.35591 | 103.3873 | 36.7962 | 0.35591 | 103.3873 | 43.0152 | 0.41606 | 103.3873 | 4.001% | 0.068524 | 0.065132 | 15462.1941 | 933.3265 | 3218.617 | 11310.2506 | 15616.619 | 0 | 0 | 15616.619 | 0.001398%
2028 | 212 | CB 212 | Tier-2 | Tier-2---19 | 1--5 | 1 | 100% | 22.9809 | 99.09% | 0% | 0.9069% | 1.1272 | 0 | 0 | 1.1272 | 0 | 0.97851 | 0.35591 | 2.7494 | 0.97851 | 0.35591 | 2.7494 | 1.1439 | 0.41606 | 2.7494 | 4.905% | 0.0011646 | 0.001107 | 19732.8401 | 749.4762 | 932.158 | 18051.206 | 19742.1595 | 0 | 0 | 19742.1595 | 3.717e-05%
2028 | 230 | CB 230 | Tier-2 | Tier-2---14 | 1--5 | 1 | 100% | 212.8275 | 99.81% | 0% | 0.1866% | 10.5153 | 0 | 0 | 10.5153 | 0 | 9.128 | 0.35591 | 25.6471 | 9.128 | 0.35591 | 25.6471 | 10.6707 | 0.41606 | 25.6471 | 4.941% | 0.0025822 | 0.0024544 | 82420.9788 | 5196.3102 | 6622.8824 | 70601.7862 | 82428.9864 | 0 | 0 | 82428.9864 | 0.0003468%
2028 | 231 | CB 231 | Tier-2 | Tier-2---7 | 4--5 | 50 | 100% | 2499.974 | 99.29% | 0.4807% | 0.2332% | 122.8653 | 0 | 0 | 122.8653 | 0 | 106.6551 | 17.7953 | 5.9934 | 106.6551 | 17.7953 | 5.9934 | 124.681 | 20.803 | 5.9934 | 4.915% | 0.037573 | 0.035713 | 66537.1573 | 4869.2313 | 990.775 | 60677.151 | 66561.8947 | 0 | 0 | 66561.8947 | 0.004052%
2028 | 232 | CB 232 | Tier-2 | Tier-2---7 | 4--5 | 23 | 100% | 1642.5971 | 97.37% | 2.323% | 0.3027% | 79.1736 | 0 | 0 | 79.1736 | 0 | 68.7279 | 8.1859 | 8.3959 | 68.7279 | 8.1859 | 8.3959 | 80.3437 | 9.5694 | 8.3959 | 4.82% | 0.029023 | 0.027587 | 56595.6114 | 3442.0938 | 1736.7765 | 51416.7411 | 56673.0008 | 0 | 0 | 56673.0008 | 0.002611%
2028 | 233 | CB 233 | Tier-2 | Tier-2---4 | 4--5 | 102 | 100% | 4127.6955 | 98.74% | 0.928% | 0.3343% | 201.7417 | 0 | 0 | 201.7417 | 0 | 175.1249 | 36.3025 | 4.824 | 175.1249 | 36.3025 | 4.824 | 204.723 | 42.438 | 4.824 | 4.888% | 0.075451 | 0.071716 | 54706.8242 | 4073.6346 | 1765.0896 | 48868.1 | 54742.7891 | 0 | 0 | 54742.7891 | 0.006653%
2028 | 234 | CB 234 | Tier-2 | Tier-2---4 | 4--5 | 17 | 100% | 3294.853 | 98.88% | 0.9043% | 0.2189% | 161.2634 | 0 | 0 | 161.2634 | 0 | 139.9872 | 6.0504 | 23.1368 | 139.9872 | 6.0504 | 23.1368 | 163.6466 | 7.073 | 23.1368 | 4.894% | 0.044658 | 0.042447 | 73779.6805 | 5680.9025 | 1107.6673 | 66991.1107 | 73822.8352 | 0 | 0 | 73822.8352 | 0.005318%
2028 | 236 | CB 236 | Tier-2 | Tier-2---1 | 5--5 | 32 | 100% | 12711.1878 | 97.62% | 2.333% | 0.04724% | 614.2258 | 0 | 0 | 614.2258 | 0 | 533.188 | 11.389 | 46.816 | 533.188 | 11.389 | 46.816 | 623.3029 | 13.3139 | 46.816 | 4.832% | 0.1419 | 0.13487 | 89580.6366 | 5356.752 | 2115.0834 | 82108.8012 | 89691.6894 | 0 | 0 | 89691.6894 | 0.02025%
2028 | 237 | CB 237 | Tier-2 | Tier-2---8 | 5--5 | 4 | 100% | 2111.5746 | 99.54% | 0.4259% | 0.03207% | 104.0443 | 0 | 0 | 104.0443 | 0 | 90.3172 | 1.4236 | 63.4416 | 90.3172 | 1.4236 | 63.4416 | 105.5818 | 1.6642 | 63.4416 | 4.927% | 0.10923 | 0.10382 | 19331.9134 | 1261.1888 | 123.1877 | 17947.5369 | 19336.5241 | 0 | 0 | 19336.5241 | 0.003431%
2028 | 240 | CB 240 | Tier-2 | Tier-2---9 | 4--5 | 23 | 100% | 1263.0316 | 97.68% | 1.949% | 0.3739% | 61.0677 | 0 | 0 | 61.0677 | 0 | 53.0108 | 8.1859 | 6.4759 | 53.0108 | 8.1859 | 6.4759 | 61.9702 | 9.5694 | 6.4759 | 4.835% | 0.048511 | 0.046109 | 26036.1977 | 2576.3946 | 964.8687 | 22494.9343 | 26067.6956 | 0 | 0 | 26067.6956 | 0.002014%
2028 | 242 | CB 242 | Tier-2 | Tier-2---11 | 5--3 | 9 | 100% | 406.8184 | 64.36% | 35.02% | 0.6193% | 12.9611 | 0 | 0 | 12.9611 | 0 | 11.2511 | 3.2032 | 3.5125 | 11.2511 | 3.2032 | 3.5125 | 13.1527 | 3.7445 | 3.5125 | 3.186% | 0.1014 | 0.096385 | 4011.826 | 175.5762 | 1861.6873 | 1974.5625 | 4086.281 | 0 | 0 | 4086.281 | 0.0004274%
2028 | 244 | CB 244 | Tier-2 | Tier-2---14 | 4--4 | 5 | 100% | 295.5508 | 37.5% | 61.39% | 1.106% | 5.4867 | 0 | 0 | 5.4867 | 0 | 4.7628 | 1.7795 | 2.6764 | 4.7628 | 1.7795 | 2.6764 | 5.5678 | 2.0803 | 2.6764 | 1.856% | 0.040668 | 0.038655 | 7267.3331 | 124.9098 | 5850.4758 | 1291.9476 | 7503.8614 | 0 | 0 | 7503.8614 | 0.0001809%
2028 | 246 | CB 246 | Tier-2 | Tier-2---7 | 4--5 | 24 | 100% | 1438.4419 | 90% | 9.47% | 0.5268% | 64.0848 | 0 | 0 | 64.0848 | 0 | 55.6298 | 8.5418 | 6.5127 | 55.6298 | 8.5418 | 6.5127 | 65.0319 | 9.9854 | 6.5127 | 4.455% | 0.066431 | 0.063143 | 21653.0415 | 2613.8832 | 2643.0483 | 16396.11 | 21765.7701 | 0 | 0 | 21765.7701 | 0.002113%
2028 | 247 | CB 247 | Tier-2 | Tier-2---12 | 4--4 | 1 | 100% | 379.7423 | 70.28% | 29.01% | 0.71% | 13.2106 | 0 | 0 | 13.2106 | 0 | 11.4677 | 0.35591 | 32.221 | 11.4677 | 0.35591 | 32.221 | 13.4059 | 0.41606 | 32.221 | 3.479% | 0.038566 | 0.036657 | 9846.5066 | 767.6776 | 3381.19 | 5697.6391 | 9998.9083 | 0 | 0 | 9998.9083 | 0.0004356%
2028 | 248 | CB 248 | Tier-2 | Tier-2---9 | 3--5 | 30 | 100% | 962.1527 | 99.5% | 0% | 0.4991% | 47.3889 | 0 | 0 | 47.3889 | 0 | 41.1366 | 10.6772 | 3.8528 | 41.1366 | 10.6772 | 3.8528 | 48.0892 | 12.4818 | 3.8528 | 4.925% | 0.01881 | 0.017879 | 51150.5838 | 3349.6651 | 233.4496 | 47567.4691 | 51163.8787 | 0 | 0 | 51163.8787 | 0.001563%
2028 | 249 | CB 249 | Tier-3 | Tier-3---16 | 4--4 | 24 | 100% | 826.9208 | 97.04% | 2.672% | 0.2884% | 39.7207 | 0 | 0 | 39.7207 | 0 | 34.4802 | 8.5418 | 4.0367 | 34.4802 | 8.5418 | 4.0367 | 40.3077 | 9.9854 | 4.0367 | 4.803% | 0.05906 | 0.056137 | 14001.3211 | 814.7478 | 543.4884 | 12643.085 | 14022.9085 | 0 | 0 | 14022.9085 | 0.00131%
2028 | 283 | CB 283 | Tier-3 | Tier-3---21 | 1--5 | 1 | 100% | 6.0451 | 99.41% | 0% | 0.5857% | 0.29748 | 0 | 0 | 0.29748 | 0 | 0.25823 | 0.35591 | 0.72557 | 0.25823 | 0.35591 | 0.72557 | 0.30188 | 0.41606 | 0.72557 | 4.921% | 7.6e-05 | 7.2238e-05 | 79541.4151 | 4353.6962 | 965.9064 | 74221.8126 | 79565.6757 | 0 | 0 | 79565.6757 | 9.81e-06%
2028 | 327 | CB 327 | Tier-3 | Tier-3---16 | 4--5 | 1 | 100% | 1456.7095 | 99.79% | 0.1579% | 0.0494% | 71.9576 | 0 | 0 | 71.9576 | 0 | 62.4639 | 0.35591 | 175.5064 | 62.4639 | 0.35591 | 175.5064 | 73.021 | 0.41606 | 175.5064 | 4.94% | 0.076966 | 0.073157 | 18926.5639 | 1203.1103 | 32.523 | 17690.9305 | 18928.6074 | 0 | 0 | 18928.6074 | 0.002373%
2028 | 331 | CB 331 | Tier-2 | Tier-2---14 | 2--5 | 5 | 100% | 261.2105 | 99.38% | 0% | 0.6196% | 12.8498 | 0 | 0 | 12.8498 | 0 | 11.1545 | 1.7795 | 6.2682 | 11.1545 | 1.7795 | 6.2682 | 13.0397 | 2.0803 | 6.2682 | 4.919% | 0.010352 | 0.0098396 | 25232.8512 | 1657.0176 | 8665.3282 | 14910.5054 | 25240.9927 | 0 | 0 | 25240.9927 | 0.0004237%
2028 | 351 | CB 351 | Tier-2 | Tier-2---3 | 5--5 | 28 | 100% | 14599.7352 | 99.66% | 0.3054% | 0.03279% | 720.2429 | 0 | 0 | 720.2429 | 0 | 625.2178 | 9.9654 | 62.7389 | 625.2178 | 9.9654 | 62.7389 | 730.8867 | 11.6497 | 62.7389 | 4.933% | 0.12463 | 0.11847 | 117140.1183 | 11493.6944 | 423.4429 | 105222.9811 | 117160.7487 | 0 | 0 | 117160.7487 | 0.02375%
2028 | 355 | CB 355 | Tier-2 | Tier-2---3 | 5--5 | 83 | 100% | 11288.3525 | 98.84% | 1.109% | 0.05403% | 552.2734 | 0 | 0 | 552.2734 | 0 | 479.4093 | 29.5403 | 16.229 | 479.4093 | 29.5403 | 16.229 | 560.435 | 34.5329 | 16.229 | 4.892% | 0.1048 | 0.099616 | 107709.793 | 9333.0654 | 1277.5324 | 97099.1953 | 107775.044 | 0 | 0 | 107775.044 | 0.01821%
2028 | 357 | CB 357 | Tier-3 | Tier-3---10 | 5--5 | 53 | 100% | 6110.8546 | 96.01% | 3.933% | 0.05986% | 290.409 | 0 | 0 | 290.409 | 0 | 252.094 | 18.8631 | 13.3644 | 252.094 | 18.8631 | 13.3644 | 294.7007 | 22.0511 | 13.3644 | 4.752% | 0.12773 | 0.12141 | 47841.0693 | 2695.6068 | 1944.7301 | 43200.7325 | 47940.553 | 0 | 0 | 47940.553 | 0.009577%
2028 | 358 | CB 358 | Tier-3 | Tier-3---15 | 5--4 | 2 | 100% | 861.4334 | 18.88% | 81.11% | 0.0161% | 8.0496 | 0 | 0 | 8.0496 | 0 | 6.9875 | 0.71181 | 9.8165 | 6.9875 | 0.71181 | 9.8165 | 8.1685 | 0.83212 | 9.8165 | 0.9344% | 0.1387 | 0.13184 | 6210.6059 | 69.3964 | 4526.8458 | 1614.3636 | 6472.9843 | 0 | 0 | 6472.9843 | 0.0002654%
2028 | 441 | CB 441 | Tier-3 | Tier-3---15 | 5--3 | 7 | 100% | 1133.0808 | 94.08% | 5.666% | 0.2577% | 52.7648 | 0 | 0 | 52.7648 | 0 | 45.8033 | 2.4913 | 18.385 | 45.8033 | 2.4913 | 18.385 | 53.5446 | 2.9124 | 18.385 | 4.657% | 0.54555 | 0.51854 | 2076.9658 | 75.1989 | 111.2175 | 1890.5493 | 2083.3735 | 0 | 0 | 2083.3735 | 0.00174%
2028 | 443 | CB 443 | Tier-2 | Tier-2---17 | 2--4 | 1 | 100% | 67.1473 | 98.29% | 0% | 1.71% | 3.2669 | 0 | 0 | 3.2669 | 0 | 2.8359 | 0.35591 | 7.9681 | 2.8359 | 0.35591 | 7.9681 | 3.3152 | 0.41606 | 7.9681 | 4.865% | 0.007405 | 0.0070385 | 9067.8323 | 1055.0436 | 148.4631 | 7864.3256 | 9075.9094 | 0 | 0 | 9075.9094 | 0.0001077%
2028 | 444 | CB 444 | Tier-2 | Tier-2---16 | 4--2 | 3 | 100% | 117.4434 | 97.68% | 1.947% | 0.3705% | 5.6787 | 0 | 0 | 5.6787 | 0 | 4.9295 | 1.0677 | 4.6168 | 4.9295 | 1.0677 | 4.6168 | 5.7626 | 1.2482 | 4.6168 | 4.835% | 0.081621 | 0.07758 | 1438.8937 | 81.4155 | 42.4476 | 1315.0306 | 1440.6306 | 0 | 0 | 1440.6306 | 0.0001873%
2028 | 461 | CB 461 | Tier-2 | Tier-2---15 | 2--4 | 1 | 100% | 101.8709 | 98.65% | 0% | 1.347% | 4.9747 | 0 | 0 | 4.9747 | 0 | 4.3183 | 0.35591 | 12.1334 | 4.3183 | 0.35591 | 12.1334 | 5.0482 | 0.41606 | 12.1334 | 4.883% | 0.0097562 | 0.0092733 | 10441.6529 | 1363.4669 | 3633.3303 | 5444.8557 | 10448.9777 | 0 | 0 | 10448.9777 | 0.000164%
2028 | 470 | CB 470 | Tier-2 | Tier-2---6 | 5--5 | 5 | 100% | 6922.0493 | 95.49% | 4.388% | 0.1268% | 327.1728 | 0 | 0 | 327.1728 | 0 | 284.0073 | 1.7795 | 159.5965 | 284.0073 | 1.7795 | 159.5965 | 332.0078 | 2.0803 | 159.5965 | 4.727% | 0.114 | 0.10835 | 60721.6484 | 6478.0385 | 2705.5326 | 51538.0773 | 60864.4088 | 0 | 0 | 60864.4088 | 0.01079%
2028 | 524 | CB 524 | Tier-3 | Tier-3---17 | 3--5 | 3 | 100% | 481.3309 | 94.25% | 5.298% | 0.4514% | 22.456 | 0 | 0 | 22.456 | 0 | 19.4933 | 1.0677 | 18.2569 | 19.4933 | 1.0677 | 18.2569 | 22.7878 | 1.2482 | 18.2569 | 4.665% | 0.018139 | 0.017241 | 26536.2736 | 2336.3386 | 4292.2973 | 19907.6377 | 26615.7308 | 0 | 0 | 26615.7308 | 0.0007405%
2028 | 533 | CB 533 | Tier-2 | Tier-2---20 | 4--1 | 1 | 100% | 10.6053 | 3.364% | 93.72% | 2.92% | 0.01766 | 0 | 0 | 0.01766 | 0 | 0.01533 | 0.35591 | 0.043073 | 0.01533 | 0.35591 | 0.043073 | 0.017921 | 0.41606 | 0.043073 | 0.1665% | 0.06013 | 0.057154 | 176.3723 | 1.1693 | 138.2093 | 36.9937 | 185.2484 | 0 | 0 | 185.2484 | 5.824e-07%
2028 | 534 | CB 534 | Tier-2 | Tier-2---21 | 4--1 | 2 | 100% | 6.3051 | 35.99% | 54.92% | 9.089% | 0.11233 | 0 | 0 | 0.11233 | 0 | 0.097511 | 0.71181 | 0.13699 | 0.097511 | 0.71181 | 0.13699 | 0.11399 | 0.83212 | 0.13699 | 1.782% | 0.060541 | 0.057544 | 104.1456 | 2.8823 | 62.9218 | 38.3415 | 107.6172 | 0 | 0 | 107.6172 | 3.704e-06%
2028 | 535 | CB 535 | Tier-2 | Tier-2---16 | 4--3 | 1 | 100% | 111.4983 | 4.585% | 95.12% | 0.2939% | 0.25308 | 0 | 0 | 0.25308 | 0 | 0.21969 | 0.35591 | 0.61726 | 0.21969 | 0.35591 | 0.61726 | 0.25682 | 0.41606 | 0.61726 | 0.227% | 0.059698 | 0.056743 | 1867.7052 | 9.1379 | 1456.5514 | 402.016 | 1960.5113 | 0 | 0 | 1960.5113 | 8.346e-06%
2028 | 536 | CB 536 | Tier-2 | Tier-2---18 | 4--2 | 5 | 100% | 54.1099 | 76.19% | 21.99% | 1.82% | 2.0408 | 0 | 0 | 2.0408 | 0 | 1.7715 | 1.7795 | 0.9955 | 1.7715 | 1.7795 | 0.9955 | 2.0709 | 2.0803 | 0.9955 | 3.772% | 0.063476 | 0.060334 | 852.4497 | 43.8224 | 164.7863 | 643.8409 | 863.0188 | 0 | 0 | 863.0188 | 6.73e-05%
2028 | 540 | CB 540 | Tier-2 | Tier-2---17 | 1--5 | 4 | 100% | 67.245 | 99.24% | 0% | 0.7576% | 3.3034 | 0 | 0 | 3.3034 | 0 | 2.8676 | 1.4236 | 2.0143 | 2.8676 | 1.4236 | 2.0143 | 3.3522 | 1.6642 | 2.0143 | 4.913% | 0.0036022 | 0.0034239 | 18667.7627 | 1335.1505 | 3231.0476 | 14101.5646 | 18675.1274 | 0 | 0 | 18675.1274 | 0.0001089%
2028 | 542 | CB 542 | Tier-2 | Tier-2---9 | 4--5 | 8 | 100% | 949.4775 | 95.45% | 4.414% | 0.1311% | 44.8628 | 0 | 0 | 44.8628 | 0 | 38.9439 | 2.8473 | 13.6777 | 38.9439 | 2.8473 | 13.6777 | 45.5258 | 3.3285 | 13.6777 | 4.725% | 0.053515 | 0.050866 | 17742.4015 | 965.8807 | 2773.7516 | 14002.7692 | 17784.4002 | 0 | 0 | 17784.4002 | 0.001479%
2028 | 576 | CB 576 | Tier-2 | Tier-2---12 | 4--4 | 3 | 100% | 417.7025 | 78.37% | 21.49% | 0.1463% | 16.2034 | 0 | 0 | 16.2034 | 0 | 14.0656 | 1.0677 | 13.1735 | 14.0656 | 1.0677 | 13.1735 | 16.4428 | 1.2482 | 13.1735 | 3.879% | 0.047237 | 0.044899 | 8842.622 | 398.1663 | 2081.4024 | 6363.0533 | 8942.2431 | 0 | 0 | 8942.2431 | 0.0005343%
2028 | 599 | CB 599 | Tier-2 | Tier-2---4 | 4--5 | 22 | 100% | 4323.2442 | 99.81% | 0% | 0.1903% | 213.5933 | 0 | 0 | 213.5933 | 0 | 185.4129 | 7.8299 | 23.68 | 185.4129 | 7.8299 | 23.68 | 216.7498 | 9.1533 | 23.68 | 4.941% | 0.043095 | 0.040961 | 100319.859 | 10016.8763 | 926.348 | 89376.6347 | 100329.8016 | 0 | 0 | 100329.8016 | 0.007044%
2028 | 776 | CB 776 | Tier-2 | Tier-2---18 | 3--3 | 4 | 100% | 55.0677 | 92.66% | 4.028% | 3.312% | 2.5258 | 0 | 0 | 2.5258 | 0 | 2.1925 | 1.4236 | 1.5401 | 2.1925 | 1.4236 | 1.5401 | 2.5631 | 1.6642 | 1.5401 | 4.587% | 0.014982 | 0.01424 | 3675.6367 | 359.0614 | 229.0677 | 3087.5075 | 3689.6867 | 0 | 0 | 3689.6867 | 8.329e-05%
2028 | 788 | CB 788 | Tier-2 | Tier-2---2 | 5--5 | 12 | 100% | 8569.0681 | 95.07% | 4.755% | 0.1724% | 403.2679 | 0 | 0 | 403.2679 | 0 | 350.0629 | 4.2709 | 81.965 | 350.0629 | 4.2709 | 81.965 | 409.2275 | 4.9927 | 81.965 | 4.706% | 0.14181 | 0.13479 | 60426.1463 | 6360.7221 | 2990.776 | 51074.6482 | 60581.2081 | 0 | 0 | 60581.2081 | 0.0133%
2028 | 907 | CB 907 | Tier-3 | Tier-3---13 | 3--5 | 8 | 100% | 2742.2838 | 99.83% | 0.1274% | 0.03844% | 135.5179 | 0 | 0 | 135.5179 | 0 | 117.6384 | 2.8473 | 41.3164 | 117.6384 | 2.8473 | 41.3164 | 137.5206 | 3.3285 | 41.3164 | 4.942% | 0.023668 | 0.022497 | 115862.6603 | 8950.1537 | 169.4148 | 106743.0917 | 115872.6663 | 0 | 0 | 115872.6663 | 0.004469%
2028 | 91 | CB 91 | Tier-2 | Tier-2---12 | 3--5 | 4 | 100% | 337.7351 | 93.43% | 6.078% | 0.496% | 15.6188 | 0 | 0 | 15.6188 | 0 | 13.5581 | 1.4236 | 9.5237 | 13.5581 | 1.4236 | 9.5237 | 15.8496 | 1.6642 | 9.5237 | 4.625% | 0.015476 | 0.01471 | 21823.4311 | 1985.3885 | 2725.0024 | 17113.0402 | 21898.15 | 0 | 0 | 21898.15 | 0.000515%
2028 | 928 | CB 928 | Tier-2 | Tier-2---7 | 4--5 | 7 | 100% | 1655.0106 | 79.76% | 20.12% | 0.1245% | 65.3395 | 0 | 0 | 65.3395 | 0 | 56.719 | 2.4913 | 22.7664 | 56.719 | 2.4913 | 22.7664 | 66.3051 | 2.9124 | 22.7664 | 3.948% | 0.057199 | 0.054367 | 28934.4603 | 1965.0457 | 5791.8405 | 21177.574 | 29239.4879 | 0 | 0 | 29239.4879 | 0.002155%
2028 | 971 | CB 971 | Tier-2 | Tier-2---3 | 5--5 | 27 | 100% | 11456.6981 | 99.51% | 0.4569% | 0.03477% | 564.3183 | 0 | 0 | 564.3183 | 0 | 489.8651 | 9.6095 | 50.9773 | 489.8651 | 9.6095 | 50.9773 | 572.6579 | 11.2336 | 50.9773 | 4.926% | 0.12528 | 0.11908 | 91451.3672 | 5164.7092 | 651.9468 | 85634.7112 | 91474.7827 | 0 | 0 | 91474.7827 | 0.01861%
2028 | 974 | CB 974 | Tier-2 | Tier-2---12 | 1--5 | 4 | 100% | 334.3039 | 99.93% | 0% | 0.06503% | 16.5373 | 0 | 0 | 16.5373 | 0 | 14.3554 | 1.4236 | 10.0837 | 14.3554 | 1.4236 | 10.0837 | 16.7817 | 1.6642 | 10.0837 | 4.947% | 0.0006326 | 0.00060129 | 528460.2237 | 26466.0439 | 655.3394 | 501338.8403 | 528478.122 | 0 | 0 | 528478.122 | 0.0005453%
2028 | 975 | CB 975 | Tier-3 | Tier-3---16 | 5--4 | 3 | 100% | 1304.3742 | 99.51% | 0.4601% | 0.0271% | 64.252 | 0 | 0 | 64.252 | 0 | 55.7749 | 1.0677 | 52.2374 | 55.7749 | 1.0677 | 52.2374 | 65.2015 | 1.2482 | 52.2374 | 4.926% | 0.10726 | 0.10195 | 12161.0449 | 615.424 | 92.9298 | 11452.6911 | 12164.1301 | 0 | 0 | 12164.1301 | 0.002119%
2028 | 980 | CB 980 | Tier-2 | Tier-2---12 | 2--5 | 9 | 100% | 387.8494 | 99.7% | 0% | 0.3041% | 19.1402 | 0 | 0 | 19.1402 | 0 | 16.6149 | 3.2032 | 5.187 | 16.6149 | 3.2032 | 5.187 | 19.423 | 3.7445 | 5.187 | 4.935% | 0.0069124 | 0.0065702 | 56109.2292 | 22659.9966 | 1622.27 | 31826.9626 | 56118.115 | 0 | 0 | 56118.115 | 0.0006312%
2028 | CTL1 | CB CTL1 | Tier-3 | Tier-3---19 | 5--1 | 2 | 100% | 27.4807 | 90.21% | 9.514% | 0.2799% | 1.2271 | 0 | 0 | 1.2271 | 0 | 1.0652 | 0.71181 | 1.4964 | 1.0652 | 0.71181 | 1.4964 | 1.2452 | 0.83212 | 1.4964 | 4.465% | 0.42111 | 0.40027 | 65.2572 | 3.4648 | 6.2225 | 55.5699 | 65.5901 | 0 | 0 | 65.5901 | 4.046e-05%
2028 | DV1 | CB DV1 | Tier-3 | Tier-3---20 | 1--5 | 1 | 100% | 15.4911 | 99.81% | 0% | 0.1868% | 0.76538 | 0 | 0 | 0.76538 | 0 | 0.6644 | 0.35591 | 1.8668 | 0.6644 | 0.35591 | 1.8668 | 0.77669 | 0.41606 | 1.8668 | 4.941% | 0.000145 | 0.00013782 | 106835.191 | 6026.6232 | 486.5143 | 100322.0536 | 106845.5825 | 0 | 0 | 106845.5825 | 2.524e-05%
2028 | JU1 | CB JU1 | Tier-3 | Tier-3---15 | 5--4 | 29 | 100% | 1531.7487 | 97.85% | 2.019% | 0.1357% | 74.1877 | 0 | 0 | 74.1877 | 0 | 64.3998 | 10.3213 | 6.2395 | 64.3998 | 10.3213 | 6.2395 | 75.2841 | 12.0657 | 6.2395 | 4.843% | 0.1808 | 0.17185 | 8471.8458 | 469.0858 | 165.6284 | 7837.1316 | 8481.3528 | 0 | 0 | 8481.3528 | 0.002446%
2028 | MOR1 | CB MOR1 | Tier-2 | Tier-2---4 | 5--5 | 32 | 100% | 5119.7141 | 98.56% | 1.393% | 0.05121% | 249.7665 | 0 | 0 | 249.7665 | 0 | 216.8136 | 11.389 | 19.0371 | 216.8136 | 11.389 | 19.0371 | 253.4576 | 13.3139 | 19.0371 | 4.879% | 0.12647 | 0.12021 | 40481.7763 | 2466.5834 | 537.059 | 37478.1339 | 40512.2177 | 0 | 0 | 40512.2177 | 0.008236%
2028 | OK1 | CB OK1 | Tier-3 | Tier-3---7 | 5--5 | 109 | 100% | 6915.6819 | 99% | 0.9206% | 0.07911% | 338.9042 | 0 | 0 | 338.9042 | 0 | 294.1909 | 38.7938 | 7.5834 | 294.1909 | 38.7938 | 7.5834 | 343.9125 | 45.3504 | 7.5834 | 4.901% | 0.20255 | 0.19252 | 34143.1528 | 2255.401 | 307.6674 | 31580.0844 | 34160.9278 | 0 | 0 | 34160.9278 | 0.01118%
2028 | PE1 | CB PE1 | Tier-3 | Tier-3---13 | 5--4 | 66 | 100% | 3027.5479 | 94.73% | 5.109% | 0.164% | 141.961 | 0 | 0 | 141.961 | 0 | 123.2314 | 23.4898 | 5.2462 | 123.2314 | 23.4898 | 5.2462 | 144.0589 | 27.4599 | 5.2462 | 4.689% | 0.24168 | 0.22972 | 12527.0623 | 651.1133 | 599.2989 | 11276.6501 | 12561.4639 | 0 | 0 | 12561.4639 | 0.004681%
2028 | RA1 | CB RA1 | Tier-2 | Tier-2---2 | 5--5 | 65 | 100% | 10517.0624 | 98.31% | 1.619% | 0.07383% | 511.7794 | 0 | 0 | 511.7794 | 0 | 444.2579 | 23.1339 | 19.2037 | 444.2579 | 23.1339 | 19.2037 | 519.3425 | 27.0438 | 19.2037 | 4.866% | 0.14726 | 0.13997 | 71417.5478 | 3677.0651 | 1105.1436 | 66635.3391 | 71480.5261 | 0 | 0 | 71480.5261 | 0.01688%
2028 | RA2 | CB RA2 | Tier-2 | Tier-2---4 | 5--5 | 17 | 100% | 5229.9021 | 98.11% | 1.831% | 0.05575% | 253.995 | 0 | 0 | 253.995 | 0 | 220.4842 | 6.0504 | 36.4412 | 220.4842 | 6.0504 | 36.4412 | 257.7485 | 7.073 | 36.4412 | 4.857% | 0.12706 | 0.12077 | 41161.4683 | 4371.7867 | 705.658 | 36084.0236 | 41201.919 | 0 | 0 | 41201.919 | 0.008376%
2028 | RA3 | CB RA3 | Tier-2 | Tier-2---10 | 5--4 | 5 | 100% | 916.1972 | 69.5% | 30.07% | 0.4286% | 31.5185 | 0 | 0 | 31.5185 | 0 | 27.3601 | 1.7795 | 15.3749 | 27.3601 | 1.7795 | 15.3749 | 31.9842 | 2.0803 | 15.3749 | 3.44% | 0.12911 | 0.12272 | 7096.3625 | 284.8233 | 1917.8301 | 4893.709 | 7209.0875 | 0 | 0 | 7209.0875 | 0.001039%
2028 | RC1 | CB RC1 | Tier-2 | Tier-2---4 | 4--5 | 19 | 100% | 3739.8748 | 99.14% | 0.8077% | 0.05477% | 183.5272 | 0 | 0 | 183.5272 | 0 | 159.3136 | 6.7622 | 23.5593 | 159.3136 | 6.7622 | 23.5593 | 186.2394 | 7.9051 | 23.5593 | 4.907% | 0.084253 | 0.080083 | 44388.4144 | 3566.8538 | 353.0058 | 40468.5548 | 44408.3511 | 0 | 0 | 44408.3511 | 0.006052%
2028 | SL1 | CB SL1 | Tier-3 | Tier-3---11 | 5--5 | 128 | 100% | 3361.5705 | 93.71% | 6.129% | 0.1568% | 155.9384 | 0 | 0 | 155.9384 | 0 | 135.3647 | 45.5561 | 2.9714 | 135.3647 | 45.5561 | 2.9714 | 158.2428 | 53.2556 | 2.9714 | 4.639% | 0.19527 | 0.18561 | 17214.6695 | 1252.9171 | 1001.4319 | 14960.3205 | 17271.0216 | 0 | 0 | 17271.0216 | 0.005142%
2028 | CTL1 | CTL1-3R | Tier-3 | Tier-3---14 | 5--4 | 53 | 100% | 2064.0334 | 78.9% | 20.86% | 0.2358% | 80.612 | 0 | 0 | 80.612 | 0 | 69.9765 | 18.8631 | 3.7097 | 69.9765 | 18.8631 | 3.7097 | 81.8033 | 22.0511 | 3.7097 | 3.906% | 0.42513 | 0.40409 | 4855.055 | 225.2505 | 929.4415 | 3700.363 | 4908.4041 | 0 | 0 | 4908.4041 | 0.002658%
2028 | DV1 | DV1-3R | Tier-3 | Tier-3---11 | 5--5 | 90 | 100% | 3719.4004 | 95.17% | 4.691% | 0.1427% | 175.211 | 0 | 0 | 175.211 | 0 | 152.0946 | 32.0316 | 4.7483 | 152.0946 | 32.0316 | 4.7483 | 177.8003 | 37.4453 | 4.7483 | 4.711% | 0.19421 | 0.1846 | 19151.2388 | 1060.0216 | 843.3957 | 17247.8214 | 19199.4477 | 0 | 0 | 19199.4477 | 0.005778%
2028 | RA1 | RA1-402R | Tier-3 | Tier-3---4 | 5--5 | 30 | 100% | 9339.3378 | 99.33% | 0.6459% | 0.02826% | 459.1808 | 0 | 0 | 459.1808 | 0 | 398.5988 | 10.6772 | 37.3318 | 398.5988 | 10.6772 | 37.3318 | 465.9666 | 12.4818 | 37.3318 | 4.917% | 0.12948 | 0.12307 | 72130.9155 | 4375.0229 | 443.5541 | 67312.3385 | 72156.2385 | 0 | 0 | 72156.2385 | 0.01514%
2028 | RB1 | RB1-427R | Tier-3 | Tier-3---7 | 5--5 | 85 | 100% | 6920.124 | 97.57% | 2.306% | 0.1195% | 334.2371 | 0 | 0 | 334.2371 | 0 | 290.1396 | 30.2521 | 9.5907 | 290.1396 | 30.2521 | 9.5907 | 339.1765 | 35.365 | 9.5907 | 4.83% | 0.15381 | 0.14619 | 44992.7829 | 2694.5507 | 965.1573 | 41333.0749 | 45049.6194 | 0 | 0 | 45049.6194 | 0.01102%
2028 | RB1 | RB1-433R | Tier-3 | Tier-3---10 | 5--5 | 27 | 100% | 5946.5075 | 99.32% | 0.6164% | 0.06772% | 292.3383 | 0 | 0 | 292.3383 | 0 | 253.7687 | 9.6095 | 26.4082 | 253.7687 | 9.6095 | 26.4082 | 296.6585 | 11.2336 | 26.4082 | 4.916% | 0.15284 | 0.14528 | 38906.0871 | 2307.7478 | 238.1361 | 36360.2032 | 38919.9489 | 0 | 0 | 38919.9489 | 0.00964%
2028 | TM1 | TM1-10R | Tier-3 | Tier-3---12 | 5--5 | 20 | 100% | 3782.8568 | 99.48% | 0.4537% | 0.066% | 186.2783 | 0 | 0 | 186.2783 | 0 | 161.7017 | 7.1181 | 22.7169 | 161.7017 | 7.1181 | 22.7169 | 189.0311 | 8.3212 | 22.7169 | 4.924% | 0.093421 | 0.088796 | 40492.6609 | 2080.2531 | 189.7576 | 38222.6503 | 40503.6201 | 0 | 0 | 40503.6201 | 0.006143%

## Fuel_Management
Fuel Management - Risk & Cost Benefit | [29 empty] | Summary Table |  | Baseline 2024 | Baseline 2024 | Baseline 2024 | WACC | WACC | WACC | H.D.R | H.D.R | H.D.R | S.D.R | S.D.R | S.D.R
[30 empty] | Year | Total Units (miles) | WF + PSPS + PEDS Risk Baseline (K$) | Baseline Risk Reduction (K$) | Baseline Risk Reduction (%) | PV Risk Reduced (K$) Year 40 | PV Total Cost Capital + O&M (K$) Year 40 | BCR WACC | PV Risk Reduced (K$) Year 40 | PV Total Cost Capital + O&M (K$) Year 40 | BCR HDR | PV Risk Reduced (K$) Year 40 | PV Total Cost Capital + O&M (K$) Year 40 | BCR SDR | Service Territory Risk Reduction (%)
back to index | [29 empty] | 2026 | 500 | 2126959.604 | 3239.5352 | 0.1523% | 3090.2965 | 5194.1601 | 0.59496 | 3090.2965 | 5194.1601 | 0.59496 | 3255.4153 | 5471.6912 | 0.59496 | 0.1068%
[9 empty] | Assumptions | Value | Units | Last Update | Comments |  |  |  | Notes | [12 empty] | 2027 | 500 | 2028961.4705 | 3363.0649 | 0.1658% | 3060.3433 | 4954.8758 | 0.61764 | 3060.3433 | 4954.8758 | 0.61764 | 3396.117 | 5498.5132 | 0.61764 | 0.1109%
[9 empty] | Capital Cost only in Year 0 | 10.89 | K$/structure | 2025-05-07 |  |  |  |  | [1] SDG&E does not calculate the risk reduction for the safety and reliability attributes for this program. All risk reduction is considered to fall within the financial attribute. | [12 empty] | 2028 | 500 | 2106114.8989 | 3270.411 | 0.1553% | 2838.9299 | 4726.6149 | 0.60063 | 2838.9299 | 4726.6149 | 0.60063 | 3318.7414 | 5525.4667 | 0.60063 | 0.1078%
[9 empty] | Service Drop factor | 0% | % | 2025-05-07 |  |  |  |  | [2] To avoid double counting of foundational cost SDG&E assumes no foundational cost for this program. | [12 empty] | Total 2026-2028 | 1500 | 6262035.9735 | 9873.0111 | 0.1577% | 8989.5697 | 14875.6508 | 0.60431 | 8989.5697 | 14875.6508 | 0.60431 | 9970.2736 | 16495.6711 | 0.60442 | 0.3256%
[9 empty] | OH to UG conversion factor | 0% | % | 2025-05-07
[9 empty] | Long-term Ongoing costs | 0 | $/unit | 2025-05-07
[9 empty] | Lifetime | 1 | Years | 2025-05-07
[9 empty] | Inflation Assumption to adjust Baseline | 2.5% |  | 2025-05-07
[9 empty] | Mitigation Effectiveness Estimate (%) | 4.95% | % | 2025-05-07
[9 empty] | Additional Installation Cost (O&M) only in Year 0 | 0 | M$/mile | 2025-05-07
[13 empty] | [1] | [1] |  | [2]
[8 empty] | Baseline 2025 | Baseline 2025 | Baseline 2025 | Baseline 2025 | Baseline 2025 | Baseline 2025 | Baseline 2025 | Baseline 2025 | Baseline 2025 | WACC | WACC | WACC | H.D.R | H.D.R | H.D.R | S.D.R | S.D.R | S.D.R |  |  |  | Pre - Mitigation CoRE |  |  |  | Post - Mitigation CoRE
Year | Feeder | Feeder Segment | HFTD Tier | Tranche ID HTM | Tranche ID Quintile | Total HFTD Poles | Poles in Scope | WF + PSPS + PEDS Risk Baseline (K$/year) | Baseline Wildfire (%) | Baseline PSPS (%) | Baseline PEDS (%) | Risk Reduction (K$/year) | Safety Risk Reduction (K$/year) | Reliability Risk Reduction (K$/year) | Financial Risk Reduction (K$/year) | Mitigation Annual Cost (K$/year) | PV Risk Reduced (K$) Year 55 | PV Total Cost Capital + O&M (K$) Year 55 | BCR WACC | PV Risk Reduced (K$) Year 55 | PV Total Cost Capital + O&M (K$) Year 55 | BCR HDR | PV Risk Reduced (K$) Year 55 | PV Total Cost Capital + O&M (K$) Year 55 | BCR SDR | Risk Reduction % | Pre-Mitigation LoRE | Post-Mitigation LoRE | Pre-Mitigated CoRE [K$] | Pre-Mitigated CoRE Safety [K$] | Pre-Mitigated CoRE Reliability [K$] | Pre-Mitigated CoRE Financial [K$] | Post-Mitigated CoRE [K$] | Post-Mitigated CoRE Safety [K$] | Post-Mitigated CoRE Reliability [K$] | Post-Mitigated CoRE Financial [K$] | Service Territory Risk Reduction (%)
2026 | 67 | 67-24R | Tier-3 | Tier-3---13 | 5--4 | 112 | 2 | 2610.8 | 93.6% | 6.065% | 0.3401% | 2.16 | 0 | 0 | 2.16 | 0 | 2.0604 | 20.7766 | 0.099171 | 2.0604 | 20.7766 | 0.099171 | 2.1705 | 21.8868 | 0.099171 | 0.08273% | 0.2194 | 0.21921 | 11899.5856 | 668.9805 | 692.7946 | 10537.8105 | 11900.2598 | 0 | 0 | 11900.2598 | 7.123e-05%
2026 | 67 | 67-34R | Tier-3 | Tier-3---11 | 5--5 | 188 | 4 | 4180.1374 | 93.8% | 5.869% | 0.3284% | 4.1297 | 0 | 0 | 4.1297 | 0 | 3.9394 | 41.5533 | 0.094804 | 3.9394 | 41.5533 | 0.094804 | 4.1499 | 43.7735 | 0.094804 | 0.09879% | 0.24743 | 0.24717 | 16893.949 | 1075.9433 | 993.2749 | 14824.7309 | 16895.0528 | 0 | 0 | 16895.0528 | 0.0001362%
2026 | 67 | 67-37R | Tier-3 | Tier-3---17 | 5--3 | 55 | 1 | 622.3042 | 87.18% | 11.98% | 0.8373% | 0.48827 | 0 | 0 | 0.48827 | 0 | 0.46578 | 10.3883 | 0.044837 | 0.46578 | 10.3883 | 0.044837 | 0.49066 | 10.9434 | 0.044837 | 0.07846% | 0.20095 | 0.20077 | 3096.8174 | 160.5865 | 360.9451 | 2575.2857 | 3097.175 | 0 | 0 | 3097.175 | 1.61e-05%
2026 | 67 | 67-45R | Tier-3 | Tier-3---15 | 5--4 | 78 | 2 | 1627.9508 | 92.79% | 6.809% | 0.4053% | 1.9172 | 0 | 0 | 1.9172 | 0 | 1.8289 | 20.7766 | 0.088025 | 1.8289 | 20.7766 | 0.088025 | 1.9266 | 21.8868 | 0.088025 | 0.1178% | 0.20887 | 0.20861 | 7793.9219 | 491.8665 | 509.4559 | 6792.5995 | 7794.6365 | 0 | 0 | 7794.6365 | 6.322e-05%
2026 | 73 | 73-1130R | Tier-3 | Tier-3---9 | 5--5 | 84 | 4 | 6201.607 | 97.29% | 2.601% | 0.1104% | 14.2217 | 0 | 0 | 14.2217 | 0 | 13.5666 | 41.5533 | 0.32649 | 13.5666 | 41.5533 | 0.32649 | 14.2915 | 43.7735 | 0.32649 | 0.2293% | 0.2182 | 0.21768 | 28421.9762 | 1612.5005 | 708.1752 | 26101.3005 | 28423.7969 | 0 | 0 | 28423.7969 | 0.000469%
2026 | 73 | 73-1163 | Tier-3 | Tier-3---4 | 5--5 | 90 | 3 | 15337.1849 | 98.56% | 1.393% | 0.04595% | 24.9422 | 0 | 0 | 24.9422 | 0 | 23.7932 | 31.165 | 0.76346 | 23.7932 | 31.165 | 0.76346 | 25.0645 | 32.8301 | 0.76346 | 0.1626% | 0.22506 | 0.22469 | 68145.9431 | 3858.2027 | 972.8217 | 63314.9187 | 68147.5638 | 0 | 0 | 68147.5638 | 0.0008225%
2026 | 73 | 73-23R | Tier-3 | Tier-3---9 | 5--5 | 56 | 1 | 5733.7907 | 98.41% | 1.505% | 0.0877% | 4.9876 | 0 | 0 | 4.9876 | 0 | 4.7578 | 10.3883 | 0.45799 | 4.7578 | 10.3883 | 0.45799 | 5.012 | 10.9434 | 0.45799 | 0.08699% | 0.21349 | 0.2133 | 26857.2697 | 1634.3076 | 394.5626 | 24828.3995 | 26857.6481 | 0 | 0 | 26857.6481 | 0.0001645%
2026 | 73 | 73-678R | Tier-3 | Tier-3---5 | 5--5 | 93 | 2 | 10591.3769 | 98.31% | 1.605% | 0.08417% | 11.0842 | 0 | 0 | 11.0842 | 0 | 10.5736 | 20.7766 | 0.50892 | 10.5736 | 20.7766 | 0.50892 | 11.1385 | 21.8868 | 0.50892 | 0.1047% | 0.23776 | 0.23751 | 44546.6543 | 2704.4094 | 706.232 | 41136.0129 | 44547.4564 | 0 | 0 | 44547.4564 | 0.0003655%
2026 | 73 | 73-683R | Tier-3 | Tier-3---7 | 5--5 | 84 | 5 | 9288.0329 | 98.43% | 1.494% | 0.07761% | 26.9364 | 0 | 0 | 26.9364 | 0 | 25.6955 | 51.9416 | 0.4947 | 25.6955 | 51.9416 | 0.4947 | 27.0684 | 54.7169 | 0.4947 | 0.29% | 0.22716 | 0.22649 | 40887.9849 | 2244.0715 | 610.523 | 38033.3904 | 40889.8841 | 0 | 0 | 40889.8841 | 0.0008883%
2026 | 78 | 78-26R | Tier-3 | Tier-3---5 | 5--5 | 60 | 1 | 14526.7268 | 98.56% | 1.412% | 0.03052% | 11.8116 | 0 | 0 | 11.8116 | 0 | 11.2675 | 10.3883 | 1.0846 | 11.2675 | 10.3883 | 1.0846 | 11.8695 | 10.9434 | 1.0846 | 0.08131% | 0.34567 | 0.34539 | 42024.2818 | 2090.1766 | 553.5184 | 39380.5868 | 42024.7825 | 0 | 0 | 42024.7825 | 0.0003895%
2026 | 79 | 79-658R | Tier-3 | Tier-3---5 | 5--5 | 34 | 1 | 12321.0759 | 99.26% | 0.6823% | 0.05367% | 17.806 | 0 | 0 | 17.806 | 0 | 16.9857 | 10.3883 | 1.6351 | 16.9857 | 10.3883 | 1.6351 | 17.8933 | 10.9434 | 1.6351 | 0.1445% | 0.46655 | 0.46587 | 26408.7945 | 1544.5762 | 192.1403 | 24672.078 | 26409.0779 | 0 | 0 | 26409.0779 | 0.0005872%
2026 | 79 | 79-668R | Tier-3 | Tier-3---15 | 5--3 | 77 | 1 | 1606.9068 | 70.93% | 28.63% | 0.4437% | 0.73267 | 0 | 0 | 0.73267 | 0 | 0.69892 | 10.3883 | 0.06728 | 0.69892 | 10.3883 | 0.06728 | 0.73627 | 10.9434 | 0.06728 | 0.0456% | 0.43999 | 0.43971 | 3652.1539 | 150.5315 | 949.6335 | 2551.989 | 3652.837 | 0 | 0 | 3652.837 | 2.416e-05%
2026 | 79 | 79-676R | Tier-3 | Tier-3---5 | 5--5 | 28 | 1 | 9714.1464 | 98.29% | 1.686% | 0.02874% | 16.8788 | 0 | 0 | 16.8788 | 0 | 16.1013 | 10.3883 | 1.5499 | 16.1013 | 10.3883 | 1.5499 | 16.9616 | 10.9434 | 1.5499 | 0.1738% | 0.38409 | 0.38341 | 25291.2629 | 1478.5998 | 416.7742 | 23395.8888 | 25292.0307 | 0 | 0 | 25292.0307 | 0.0005566%
2026 | 79 | 79-679R | Tier-3 | Tier-3---3 | 5--5 | 59 | 2 | 18448.5828 | 98.9% | 1.079% | 0.02427% | 30.6147 | 0 | 0 | 30.6147 | 0 | 29.2044 | 20.7766 | 1.4056 | 29.2044 | 20.7766 | 1.4056 | 30.7648 | 21.8868 | 1.4056 | 0.1659% | 0.3939 | 0.39324 | 46835.416 | 2583.7373 | 473.6256 | 43778.0531 | 46836.2841 | 0 | 0 | 46836.2841 | 0.00101%
2026 | 79 | 79-714R | Tier-3 | Tier-3---9 | 5--4 | 50 | 1 | 5536.6205 | 96.31% | 3.618% | 0.06787% | 5.2792 | 0 | 0 | 5.2792 | 0 | 5.036 | 10.3883 | 0.48478 | 5.036 | 10.3883 | 0.48478 | 5.3051 | 10.9434 | 0.48478 | 0.09535% | 0.37772 | 0.37734 | 14658.165 | 795.0255 | 492.7291 | 13370.4104 | 14658.7004 | 0 | 0 | 14658.7004 | 0.0001741%
2026 | 79 | 79-785 | Tier-3 | Tier-3---3 | 5--5 | 107 | 3 | 18780.9285 | 97.14% | 2.812% | 0.0448% | 25.3206 | 0 | 0 | 25.3206 | 0 | 24.1542 | 31.165 | 0.77504 | 24.1542 | 31.165 | 0.77504 | 25.4447 | 32.8301 | 0.77504 | 0.1348% | 0.38023 | 0.3797 | 49393.626 | 3270.0768 | 1298.0167 | 44825.5325 | 49395.5867 | 0 | 0 | 49395.5867 | 0.000835%
2026 | 79 | 79-799R | Tier-3 | Tier-3---14 | 5--3 | 15 | 1 | 3034.8235 | 97.12% | 2.752% | 0.1275% | 9.7265 | 0 | 0 | 9.7265 | 0 | 9.2784 | 10.3883 | 0.89316 | 9.2784 | 10.3883 | 0.89316 | 9.7742 | 10.9434 | 0.89316 | 0.3205% | 0.77068 | 0.76814 | 3937.8445 | 167.5066 | 101.5953 | 3668.7425 | 3938.2199 | 0 | 0 | 3938.2199 | 0.0003207%
2026 | 79 | 79-808R | Tier-3 | Tier-3---3 | 5--5 | 56 | 2 | 19978.3255 | 99.23% | 0.7353% | 0.0338% | 35.0472 | 0 | 0 | 35.0472 | 0 | 33.4326 | 20.7766 | 1.6091 | 33.4326 | 20.7766 | 1.6091 | 35.219 | 21.8868 | 1.6091 | 0.1754% | 0.44563 | 0.44484 | 44831.6641 | 2303.1269 | 312.6633 | 42215.8739 | 44832.2747 | 0 | 0 | 44832.2747 | 0.001156%
2026 | 91 | 91-7F | Tier-2 | Tier-2---9 | 4--5 | 28 | 1 | 1295.9906 | 95.98% | 3.603% | 0.4176% | 2.199 | 0 | 0 | 2.199 | 0 | 2.0977 | 10.3883 | 0.20193 | 2.0977 | 10.3883 | 0.20193 | 2.2098 | 10.9434 | 0.20193 | 0.1697% | 0.034038 | 0.033978 | 38075.0405 | 3866.8561 | 1530.8214 | 32677.363 | 38077.7516 | 0 | 0 | 38077.7516 | 7.252e-05%
2026 | 157 | 157-165R | Tier-3 | Tier-3---18 | 5--2 | 20 | 3 | 418.5676 | 87.71% | 11.66% | 0.6303% | 2.7258 | 0 | 0 | 2.7258 | 0 | 2.6002 | 31.165 | 0.083434 | 2.6002 | 31.165 | 0.083434 | 2.7391 | 32.8301 | 0.083434 | 0.6512% | 0.28262 | 0.28052 | 1481.042 | 67.5847 | 171.9177 | 1241.5396 | 1482.404 | 0 | 0 | 1482.404 | 8.989e-05%
2026 | 157 | 157-189R | Tier-3 | Tier-3---9 | 5--4 | 177 | 2 | 5507.0239 | 92.46% | 7.234% | 0.3043% | 2.848 | 0 | 0 | 2.848 | 0 | 2.7168 | 20.7766 | 0.13076 | 2.7168 | 20.7766 | 0.13076 | 2.862 | 21.8868 | 0.13076 | 0.05172% | 0.3705 | 0.37029 | 14863.9228 | 754.0463 | 1002.9719 | 13106.9046 | 14864.5499 | 0 | 0 | 14864.5499 | 9.392e-05%
2026 | 157 | 157-204R | Tier-3 | Tier-3---11 | 5--4 | 20 | 1 | 3876.1334 | 98.99% | 0.834% | 0.1804% | 9.4961 | 0 | 0 | 9.4961 | 0 | 9.0586 | 10.3883 | 0.872 | 9.0586 | 10.3883 | 0.872 | 9.5427 | 10.9434 | 0.872 | 0.245% | 0.32777 | 0.32695 | 11825.9094 | 682.672 | 178.5381 | 10964.6993 | 11826.207 | 0 | 0 | 11826.207 | 0.0003131%
2026 | 157 | 157-257R | Tier-3 | Tier-3---14 | 5--4 | 151 | 5 | 2061.1876 | 81.54% | 17.79% | 0.6678% | 2.7548 | 0 | 0 | 2.7548 | 0 | 2.6279 | 51.9416 | 0.050593 | 2.6279 | 51.9416 | 0.050593 | 2.7683 | 54.7169 | 0.050593 | 0.1337% | 0.36686 | 0.36626 | 5618.4522 | 263.1979 | 939.0969 | 4416.1574 | 5620.1549 | 0 | 0 | 5620.1549 | 9.084e-05%
2026 | 157 | 157-273R | Tier-3 | Tier-3---14 | 5--4 | 53 | 1 | 1867.403 | 95.01% | 4.712% | 0.2778% | 1.6571 | 0 | 0 | 1.6571 | 0 | 1.5807 | 10.3883 | 0.15216 | 1.5807 | 10.3883 | 0.15216 | 1.6652 | 10.9434 | 0.15216 | 0.08874% | 0.32295 | 0.32265 | 5782.3142 | 331.2593 | 295.5406 | 5155.5144 | 5782.5839 | 0 | 0 | 5782.5839 | 5.464e-05%
2026 | 157 | 157-81R | Tier-3 | Tier-3---3 | 5--5 | 205 | 7 | 18749.5963 | 97% | 2.901% | 0.09453% | 30.7422 | 0 | 0 | 30.7422 | 0 | 29.326 | 72.7182 | 0.40328 | 29.326 | 72.7182 | 0.40328 | 30.8929 | 76.6037 | 0.40328 | 0.164% | 0.38414 | 0.38349 | 48809.8885 | 2680.9552 | 1331.6361 | 44797.2971 | 48812.3636 | 0 | 0 | 48812.3636 | 0.001014%
2026 | 175 | 175-2024R | Tier-2 | Tier-2---5 | 5--5 | 19 | 1 | 4029.0085 | 99.1% | 0.8147% | 0.08289% | 10.4024 | 0 | 0 | 10.4024 | 0 | 9.9232 | 10.3883 | 0.95523 | 9.9232 | 10.3883 | 0.95523 | 10.4534 | 10.9434 | 0.95523 | 0.2582% | 0.19114 | 0.19064 | 21078.6803 | 2171.1598 | 170.5146 | 18737.0059 | 21079.1745 | 0 | 0 | 21079.1745 | 0.000343%
2026 | 175 | 175-64R | Tier-3 | Tier-3---11 | 5--5 | 63 | 1 | 4385.4004 | 97.52% | 2.308% | 0.1684% | 3.3603 | 0 | 0 | 3.3603 | 0 | 3.2055 | 10.3883 | 0.30857 | 3.2055 | 10.3883 | 0.30857 | 3.3768 | 10.9434 | 0.30857 | 0.07663% | 0.20232 | 0.20216 | 21675.2228 | 1490.2349 | 476.6065 | 19708.3814 | 21675.6449 | 0 | 0 | 21675.6449 | 0.0001108%
2026 | 175 | 175-90R | Tier-3 | Tier-3---9 | 5--5 | 113 | 4 | 5741.4949 | 96.86% | 2.992% | 0.1472% | 9.7445 | 0 | 0 | 9.7445 | 0 | 9.2956 | 41.5533 | 0.2237 | 9.2956 | 41.5533 | 0.2237 | 9.7923 | 43.7735 | 0.2237 | 0.1697% | 0.20491 | 0.20455 | 28019.3198 | 1604.6601 | 781.1853 | 25633.4744 | 28020.8636 | 0 | 0 | 28020.8636 | 0.0003213%
2026 | 176 | 176-161R | Tier-3 | Tier-3---5 | 5--5 | 62 | 2 | 11523.3049 | 98.77% | 1.172% | 0.05875% | 18.1736 | 0 | 0 | 18.1736 | 0 | 17.3364 | 20.7766 | 0.83442 | 17.3364 | 20.7766 | 0.83442 | 18.2627 | 21.8868 | 0.83442 | 0.1577% | 0.22417 | 0.22381 | 51404.5427 | 2861.3734 | 647.4738 | 47895.6955 | 51405.5548 | 0 | 0 | 51405.5548 | 0.0005993%
2026 | 176 | 176-1845R | Tier-3 | Tier-3---11 | 5--5 | 51 | 1 | 3401.0234 | 97.74% | 2.113% | 0.1474% | 3.2264 | 0 | 0 | 3.2264 | 0 | 3.0777 | 10.3883 | 0.29627 | 3.0777 | 10.3883 | 0.29627 | 3.2422 | 10.9434 | 0.29627 | 0.09487% | 0.20978 | 0.20957 | 16212.4883 | 938.665 | 329.6573 | 14944.1661 | 16212.8443 | 0 | 0 | 16212.8443 | 0.0001064%
2026 | 176 | 176-194R | Tier-3 | Tier-3---9 | 5--5 | 44 | 3 | 4934.1603 | 97.7% | 2.178% | 0.1196% | 16.2701 | 0 | 0 | 16.2701 | 0 | 15.5206 | 31.165 | 0.49801 | 15.5206 | 31.165 | 0.49801 | 16.3498 | 32.8301 | 0.49801 | 0.3297% | 0.21542 | 0.21469 | 22904.8386 | 1316.8845 | 471.0491 | 21116.9051 | 22906.6212 | 0 | 0 | 22906.6212 | 0.0005365%
2026 | 176 | 176-197F | Tier-3 | Tier-3---5 | 5--5 | 115 | 1 | 13172.958 | 96.8% | 3.124% | 0.0728% | 5.4888 | 0 | 0 | 5.4888 | 0 | 5.236 | 10.3883 | 0.50403 | 5.236 | 10.3883 | 0.50403 | 5.5157 | 10.9434 | 0.50403 | 0.04167% | 0.23242 | 0.23232 | 56678.2638 | 5414.7581 | 1674.033 | 49589.4726 | 56679.044 | 0 | 0 | 56679.044 | 0.000181%
2026 | 182 | 182-2240F | Tier-2 | Tier-2---2 | 5--5 | 40 | 1 | 11917.1989 | 94.29% | 5.651% | 0.05821% | 13.9056 | 0 | 0 | 13.9056 | 0 | 13.265 | 10.3883 | 1.2769 | 13.265 | 10.3883 | 1.2769 | 13.9737 | 10.9434 | 1.2769 | 0.1167% | 0.1455 | 0.14532 | 81902.6704 | 14617.7682 | 4685.118 | 62599.7842 | 81908.464 | 0 | 0 | 81908.464 | 0.0004586%
2026 | 185 | 185-51F | Tier-2 | Tier-2---7 | 4--5 | 8 | 1 | 1723.9707 | 91.93% | 7.724% | 0.3493% | 9.8059 | 0 | 0 | 9.8059 | 0 | 9.3541 | 10.3883 | 0.90045 | 9.3541 | 10.3883 | 0.90045 | 9.8539 | 10.9434 | 0.90045 | 0.5688% | 0.048222 | 0.047923 | 35751.0066 | 2801.5482 | 2693.3974 | 30256.061 | 35768.9774 | 0 | 0 | 35768.9774 | 0.0003234%
2026 | 206 | 206-1105 | Tier-2 | Tier-2---9 | 3--5 | 1 | 1 | 1279.0443 | 99.78% | 0% | 0.2159% | 63.176 | 0 | 0 | 63.176 | 0 | 60.2656 | 10.3883 | 5.8013 | 60.2656 | 10.3883 | 5.8013 | 63.4857 | 10.9434 | 5.8013 | 4.939% | 0.014019 | 0.013325 | 91236.4892 | 5528.0185 | 303.6221 | 85404.8486 | 91246.7455 | 0 | 0 | 91246.7455 | 0.002083%
2026 | 210 | 210-172R | Tier-2 | Tier-2---11 | 5--2 | 19 | 1 | 498.1496 | 90.1% | 9.186% | 0.7154% | 1.1693 | 0 | 0 | 1.1693 | 0 | 1.1154 | 10.3883 | 0.10737 | 1.1154 | 10.3883 | 0.10737 | 1.175 | 10.9434 | 0.10737 | 0.2347% | 0.32588 | 0.32503 | 1528.6439 | 54.3411 | 137.5486 | 1336.7541 | 1529.0392 | 0 | 0 | 1529.0392 | 3.856e-05%
2026 | 210 | 210-392R | Tier-2 | Tier-2---10 | 5--3 | 60 | 3 | 1037.8957 | 85.73% | 13.64% | 0.6245% | 2.2023 | 0 | 0 | 2.2023 | 0 | 2.1008 | 31.165 | 0.06741 | 2.1008 | 31.165 | 0.06741 | 2.2131 | 32.8301 | 0.06741 | 0.2122% | 0.34771 | 0.34685 | 2984.984 | 126.9167 | 388.4133 | 2469.654 | 2986.0407 | 0 | 0 | 2986.0407 | 7.262e-05%
2026 | 210 | 210-9R | Tier-2 | Tier-2---13 | 5--2 | 38 | 1 | 317.7725 | 50.82% | 48.53% | 0.6462% | 0.21038 | 0 | 0 | 0.21038 | 0 | 0.20069 | 10.3883 | 0.019319 | 0.20069 | 10.3883 | 0.019319 | 0.21141 | 10.9434 | 0.019319 | 0.06621% | 0.31397 | 0.31356 | 1012.1143 | 32.0834 | 459.6705 | 520.3604 | 1012.7634 | 0 | 0 | 1012.7634 | 6.938e-06%
2026 | 211 | 211-312R | Tier-2 | Tier-2---8 | 5--3 | 145 | 2 | 1809.5147 | 84.26% | 15.08% | 0.6521% | 1.0411 | 0 | 0 | 1.0411 | 0 | 0.9931 | 20.7766 | 0.047799 | 0.9931 | 20.7766 | 0.047799 | 1.0462 | 21.8868 | 0.047799 | 0.05753% | 0.39031 | 0.39004 | 4636.1485 | 245.0801 | 661.0984 | 3729.97 | 4636.6469 | 0 | 0 | 4636.6469 | 3.433e-05%
2026 | 211 | 211-771R | Tier-3 | Tier-3---14 | 5--4 | 66 | 2 | 1890.633 | 91.06% | 8.49% | 0.4466% | 2.5825 | 0 | 0 | 2.5825 | 0 | 2.4635 | 20.7766 | 0.11857 | 2.4635 | 20.7766 | 0.11857 | 2.5952 | 21.8868 | 0.11857 | 0.1366% | 0.3743 | 0.37374 | 5051.0602 | 188.146 | 399.018 | 4463.8962 | 5051.7383 | 0 | 0 | 5051.7383 | 8.516e-05%
2026 | 212 | 212-1204R | Tier-2 | Tier-2---8 | 5--4 | 70 | 1 | 1570.3762 | 94.97% | 4.642% | 0.3849% | 1.0547 | 0 | 0 | 1.0547 | 0 | 1.0061 | 10.3883 | 0.096846 | 1.0061 | 10.3883 | 0.096846 | 1.0598 | 10.9434 | 0.096846 | 0.06716% | 0.19221 | 0.19207 | 8170.2767 | 423.629 | 402.249 | 7344.3988 | 8170.5674 | 0 | 0 | 8170.5674 | 3.478e-05%
2026 | 212 | 212-725R | Tier-3 | Tier-3---10 | 5--5 | 46 | 3 | 4887.8267 | 99.15% | 0.7265% | 0.1225% | 15.6452 | 0 | 0 | 15.6452 | 0 | 14.9245 | 31.165 | 0.47889 | 14.9245 | 31.165 | 0.47889 | 15.7219 | 32.8301 | 0.47889 | 0.3201% | 0.13941 | 0.13896 | 35061.0556 | 1697.3046 | 267.0507 | 33096.7003 | 35062.0197 | 0 | 0 | 35062.0197 | 0.0005159%
2026 | 212 | 212-758R | Tier-2 | Tier-2---8 | 5--4 | 68 | 3 | 1482.4618 | 97.27% | 2.316% | 0.4117% | 3.1491 | 0 | 0 | 3.1491 | 0 | 3.0041 | 31.165 | 0.096392 | 3.0041 | 31.165 | 0.096392 | 3.1646 | 32.8301 | 0.096392 | 0.2124% | 0.1427 | 0.14239 | 10388.4417 | 533.566 | 267.0613 | 9587.8143 | 10389.0618 | 0 | 0 | 10389.0618 | 0.0001038%
2026 | 212 | 212-773R | Tier-2 | Tier-2---5 | 5--4 | 103 | 2 | 2758.5667 | 95.78% | 3.96% | 0.2633% | 2.5395 | 0 | 0 | 2.5395 | 0 | 2.4225 | 20.7766 | 0.1166 | 2.4225 | 20.7766 | 0.1166 | 2.5519 | 21.8868 | 0.1166 | 0.09206% | 0.19881 | 0.19862 | 13875.2805 | 746.7621 | 538.2266 | 12590.2917 | 13875.8442 | 0 | 0 | 13875.8442 | 8.374e-05%
2026 | 212 | 212-799R | Tier-2 | Tier-2---10 | 5--4 | 39 | 1 | 1038.8005 | 97.12% | 2.539% | 0.3416% | 1.2805 | 0 | 0 | 1.2805 | 0 | 1.2215 | 10.3883 | 0.11758 | 1.2215 | 10.3883 | 0.11758 | 1.2868 | 10.9434 | 0.11758 | 0.1233% | 0.12493 | 0.12477 | 8315.0604 | 411.6865 | 218.9209 | 7684.453 | 8315.3648 | 0 | 0 | 8315.3648 | 4.223e-05%
2026 | 212 | 212-888R | Tier-2 | Tier-2---8 | 5--4 | 45 | 1 | 1471.0622 | 97.82% | 1.883% | 0.2988% | 1.5829 | 0 | 0 | 1.5829 | 0 | 1.5099 | 10.3883 | 0.14535 | 1.5099 | 10.3883 | 0.14535 | 1.5906 | 10.9434 | 0.14535 | 0.1076% | 0.13116 | 0.13101 | 11216.1087 | 603.389 | 219.1134 | 10393.6063 | 11216.3781 | 0 | 0 | 11216.3781 | 5.22e-05%
2026 | 214 | 214-1122R | Tier-3 | Tier-3---3 | 5--5 | 127 | 6 | 26281.1502 | 98.91% | 1.048% | 0.04591% | 60.7882 | 0 | 0 | 60.7882 | 0 | 57.9878 | 62.3299 | 0.93034 | 57.9878 | 62.3299 | 0.93034 | 61.0862 | 65.6603 | 0.93034 | 0.2313% | 0.26918 | 0.26855 | 97635.635 | 5011.5122 | 984.8064 | 91639.3164 | 97638.139 | 0 | 0 | 97638.139 | 0.002005%
2026 | 214 | 214-1135R | Tier-3 | Tier-3---6 | 4--5 | 75 | 2 | 6666.9216 | 99.41% | 0.4702% | 0.123% | 8.7481 | 0 | 0 | 8.7481 | 0 | 8.3451 | 20.7766 | 0.40166 | 8.3451 | 20.7766 | 0.40166 | 8.791 | 21.8868 | 0.40166 | 0.1312% | 0.090777 | 0.090657 | 73442.8498 | 4553.5888 | 482.5906 | 68406.6704 | 73443.4256 | 0 | 0 | 73443.4256 | 0.0002885%
2026 | 214 | 214-17AE | Tier-3 | Tier-3---17 | 4--4 | 30 | 1 | 484.0355 | 97.4% | 1.48% | 1.12% | 0.7779 | 0 | 0 | 0.7779 | 0 | 0.74206 | 10.3883 | 0.071432 | 0.74206 | 10.3883 | 0.071432 | 0.78171 | 10.9434 | 0.071432 | 0.1607% | 0.071957 | 0.071838 | 6726.7702 | 365.2505 | 154.8548 | 6206.6649 | 6727.0592 | 0 | 0 | 6727.0592 | 2.565e-05%
2026 | 214 | 214-4R | Tier-3 | Tier-3---17 | 4--4 | 22 | 1 | 400.1895 | 97.86% | 1.359% | 0.7809% | 0.88116 | 0 | 0 | 0.88116 | 0 | 0.84056 | 10.3883 | 0.080914 | 0.84056 | 10.3883 | 0.080914 | 0.88548 | 10.9434 | 0.080914 | 0.2202% | 0.059676 | 0.059541 | 6706.0819 | 383.8314 | 129.2907 | 6192.9598 | 6706.4056 | 0 | 0 | 6706.4056 | 2.906e-05%
2026 | 214 | 214-583R | Tier-3 | Tier-3---13 | 4--5 | 32 | 1 | 2208.3134 | 99.09% | 0.6816% | 0.2244% | 3.385 | 0 | 0 | 3.385 | 0 | 3.2291 | 10.3883 | 0.31084 | 3.2291 | 10.3883 | 0.31084 | 3.4016 | 10.9434 | 0.31084 | 0.1533% | 0.070413 | 0.070304 | 31362.296 | 1883.6813 | 422.1722 | 29056.4425 | 31362.7362 | 0 | 0 | 31362.7362 | 0.0001116%
2026 | 215 | 215-1534R | Tier-2 | Tier-2---1 | 5--5 | 58 | 1 | 19489.7064 | 99% | 0.9737% | 0.02962% | 16.4666 | 0 | 0 | 16.4666 | 0 | 15.708 | 10.3883 | 1.5121 | 15.708 | 10.3883 | 1.5121 | 16.5473 | 10.9434 | 1.5121 | 0.08449% | 0.1982 | 0.19804 | 98331.2515 | 6096.0396 | 907.1497 | 91328.0622 | 98332.0942 | 0 | 0 | 98332.0942 | 0.000543%
2026 | 215 | 215-38R | Tier-3 | Tier-3---10 | 5--5 | 26 | 1 | 5434.8155 | 98.92% | 1.009% | 0.07406% | 10.235 | 0 | 0 | 10.235 | 0 | 9.7635 | 10.3883 | 0.93985 | 9.7635 | 10.3883 | 0.93985 | 10.2851 | 10.9434 | 0.93985 | 0.1883% | 0.12528 | 0.12504 | 43381.3494 | 2695.9135 | 518.8073 | 40166.6286 | 43382.2458 | 0 | 0 | 43382.2458 | 0.0003375%
2026 | 216 | 216-1859F | Tier-3 | Tier-3---4 | 5--5 | 67 | 4 | 14041.2877 | 99.19% | 0.7753% | 0.03948% | 41.157 | 0 | 0 | 41.157 | 0 | 39.261 | 41.5533 | 0.94484 | 39.261 | 41.5533 | 0.94484 | 41.3588 | 43.7735 | 0.94484 | 0.2931% | 0.15704 | 0.15658 | 89409.7822 | 5511.6035 | 666.6545 | 83231.5241 | 89411.9415 | 0 | 0 | 89411.9415 | 0.001357%
2026 | 217 | 217-41AE | Tier-2 | Tier-2---8 | 5--4 | 126 | 1 | 2013.5966 | 89.22% | 10.31% | 0.4697% | 0.70582 | 0 | 0 | 0.70582 | 0 | 0.6733 | 10.3883 | 0.064813 | 0.6733 | 10.3883 | 0.064813 | 0.70928 | 10.9434 | 0.064813 | 0.03505% | 0.19664 | 0.19656 | 10240.1297 | 587.5443 | 1012.3349 | 8640.2505 | 10240.5633 | 0 | 0 | 10240.5633 | 2.328e-05%
2026 | 217 | 217-48AE | Tier-2 | Tier-2---8 | 5--4 | 84 | 3 | 2727.5845 | 87.85% | 11.78% | 0.3693% | 4.2361 | 0 | 0 | 4.2361 | 0 | 4.041 | 31.165 | 0.12966 | 4.041 | 31.165 | 0.12966 | 4.2569 | 32.8301 | 0.12966 | 0.1553% | 0.20236 | 0.202 | 13478.9252 | 762.7474 | 1447.8056 | 11268.3722 | 13481.8255 | 0 | 0 | 13481.8255 | 0.0001397%
2026 | 217 | 217-835R | Tier-3 | Tier-3---5 | 5--5 | 71 | 1 | 10686.9326 | 98.68% | 1.222% | 0.09479% | 7.3527 | 0 | 0 | 7.3527 | 0 | 7.0139 | 10.3883 | 0.67517 | 7.0139 | 10.3883 | 0.67517 | 7.3887 | 10.9434 | 0.67517 | 0.0688% | 0.28412 | 0.28392 | 37613.7803 | 2195.3355 | 434.0984 | 34984.3464 | 37614.1258 | 0 | 0 | 37614.1258 | 0.0002425%
2026 | 217 | 217-837R | Tier-3 | Tier-3---12 | 5--5 | 68 | 4 | 3657.1834 | 94.66% | 5.124% | 0.2164% | 10.0801 | 0 | 0 | 10.0801 | 0 | 9.6157 | 41.5533 | 0.23141 | 9.6157 | 41.5533 | 0.23141 | 10.1295 | 43.7735 | 0.23141 | 0.2756% | 0.14269 | 0.14228 | 25630.0196 | 1643.4761 | 1395.4824 | 22591.0611 | 25634.0171 | 0 | 0 | 25634.0171 | 0.0003324%
2026 | 217 | 217-972R | Tier-2 | Tier-2---8 | 5--4 | 70 | 1 | 1438.6594 | 90.88% | 8.66% | 0.4639% | 0.92452 | 0 | 0 | 0.92452 | 0 | 0.88193 | 10.3883 | 0.084896 | 0.88193 | 10.3883 | 0.084896 | 0.92905 | 10.9434 | 0.084896 | 0.06426% | 0.18227 | 0.18214 | 7892.9777 | 484.1091 | 632.8848 | 6775.9839 | 7893.4873 | 0 | 0 | 7893.4873 | 3.049e-05%
2026 | 217 | 217-983R | Tier-3 | Tier-3---5 | 5--5 | 48 | 1 | 10116.9629 | 99.05% | 0.91% | 0.0405% | 10.334 | 0 | 0 | 10.334 | 0 | 9.8579 | 10.3883 | 0.94894 | 9.8579 | 10.3883 | 0.94894 | 10.3846 | 10.9434 | 0.94894 | 0.1021% | 0.2438 | 0.24354 | 41497.7937 | 2121.8511 | 363.6616 | 39012.281 | 41498.2009 | 0 | 0 | 41498.2009 | 0.0003408%
2026 | 220 | 220-298R | Tier-3 | Tier-3---11 | 5--4 | 155 | 7 | 3585.6314 | 89.37% | 10.06% | 0.5685% | 7.1635 | 0 | 0 | 7.1635 | 0 | 6.8335 | 72.7182 | 0.093973 | 6.8335 | 72.7182 | 0.093973 | 7.1987 | 76.6037 | 0.093973 | 0.1998% | 0.50177 | 0.50065 | 7145.9975 | 283.7182 | 677.141 | 6185.1383 | 7147.6994 | 0 | 0 | 7147.6994 | 0.0002362%
2026 | 221 | 221-1230F | Tier-3 | Tier-3---12 | 4--5 | 17 | 1 | 3690.9623 | 99.91% | 0% | 0.09183% | 10.7373 | 0 | 0 | 10.7373 | 0 | 10.2427 | 10.3883 | 0.98598 | 10.2427 | 10.3883 | 0.98598 | 10.79 | 10.9434 | 0.98598 | 0.2909% | 0.035843 | 0.035739 | 102975.2443 | 5653.9564 | 85.9024 | 97235.3856 | 102975.5205 | 0 | 0 | 102975.5205 | 0.0003541%
2026 | 221 | 221-23R | Tier-3 | Tier-3---11 | 5--5 | 77 | 3 | 3270.2376 | 92.16% | 7.656% | 0.1816% | 5.8126 | 0 | 0 | 5.8126 | 0 | 5.5448 | 31.165 | 0.17792 | 5.5448 | 31.165 | 0.17792 | 5.8411 | 32.8301 | 0.17792 | 0.1777% | 0.19945 | 0.19906 | 16396.4914 | 1101.2475 | 1224.4612 | 14070.7826 | 16398.9745 | 0 | 0 | 16398.9745 | 0.0001917%
2026 | 221 | 221-344R | Tier-3 | Tier-3---13 | 5--4 | 93 | 4 | 2735.9283 | 96.11% | 3.605% | 0.2871% | 5.5982 | 0 | 0 | 5.5982 | 0 | 5.3403 | 41.5533 | 0.12852 | 5.3403 | 41.5533 | 0.12852 | 5.6256 | 43.7735 | 0.12852 | 0.2046% | 0.2115 | 0.21105 | 12935.7823 | 697.0944 | 453.9009 | 11784.787 | 12936.8565 | 0 | 0 | 12936.8565 | 0.0001846%
2026 | 221 | 221-37AE | Tier-3 | Tier-3---11 | 5--5 | 72 | 1 | 3934.7733 | 97.03% | 2.838% | 0.1358% | 2.6247 | 0 | 0 | 2.6247 | 0 | 2.5038 | 10.3883 | 0.24102 | 2.5038 | 10.3883 | 0.24102 | 2.6376 | 10.9434 | 0.24102 | 0.06671% | 0.19925 | 0.19912 | 19747.6238 | 1157.9249 | 618.5884 | 17971.1105 | 19748.0279 | 0 | 0 | 19748.0279 | 8.655e-05%
2026 | 222 | 222-1433R | Tier-3 | Tier-3---5 | 5--5 | 18 | 1 | 9617.9712 | 99.59% | 0.3681% | 0.03974% | 26.3415 | 0 | 0 | 26.3415 | 0 | 25.128 | 10.3883 | 2.4189 | 25.128 | 10.3883 | 2.4189 | 26.4707 | 10.9434 | 2.4189 | 0.2739% | 0.37266 | 0.37163 | 25809.0958 | 1306.2972 | 94.555 | 24408.2437 | 25809.3861 | 0 | 0 | 25809.3861 | 0.0008686%
2026 | 222 | 222-1503R | Tier-3 | Tier-3---15 | 5--4 | 23 | 1 | 1359.3953 | 95.15% | 4.696% | 0.1502% | 2.7839 | 0 | 0 | 2.7839 | 0 | 2.6556 | 10.3883 | 0.25564 | 2.6556 | 10.3883 | 0.25564 | 2.7975 | 10.9434 | 0.25564 | 0.2048% | 0.23465 | 0.23414 | 5793.3484 | 301.9788 | 270.539 | 5220.8305 | 5793.9539 | 0 | 0 | 5793.9539 | 9.18e-05%
2026 | 222 | 222-1523R | Tier-3 | Tier-3---7 | 5--5 | 137 | 9 | 7406.689 | 96.62% | 3.25% | 0.1263% | 23.2721 | 0 | 0 | 23.2721 | 0 | 22.2 | 93.4949 | 0.23745 | 22.2 | 93.4949 | 0.23745 | 23.3861 | 98.4904 | 0.23745 | 0.3142% | 0.26901 | 0.26813 | 27533.3002 | 1432.7814 | 864.0996 | 25236.4192 | 27536.333 | 0 | 0 | 27536.333 | 0.0007674%
2026 | 222 | 222-1986R | Tier-3 | Tier-3---1 | 5--5 | 212 | 4 | 79194.3488 | 99.25% | 0.7305% | 0.01724% | 73.4115 | 0 | 0 | 73.4115 | 0 | 70.0295 | 41.5533 | 1.6853 | 70.0295 | 41.5533 | 1.6853 | 73.7713 | 43.7735 | 1.6853 | 0.0927% | 0.41507 | 0.41468 | 190797.4815 | 11158.3549 | 1273.0385 | 178366.0881 | 190798.8152 | 0 | 0 | 190798.8152 | 0.002421%
2026 | 222 | 222-1990R | Tier-3 | Tier-3---1 | 5--5 | 81 | 2 | 45106.6401 | 99.63% | 0.3509% | 0.01982% | 54.926 | 0 | 0 | 54.926 | 0 | 52.3956 | 20.7766 | 2.5219 | 52.3956 | 20.7766 | 2.5219 | 55.1952 | 21.8868 | 2.5219 | 0.1218% | 0.41211 | 0.41161 | 109452.4885 | 5424.0865 | 426.9036 | 103601.4983 | 109452.985 | 0 | 0 | 109452.985 | 0.001811%
2026 | 222 | 222-2013R | Tier-3 | Tier-3---7 | 5--5 | 132 | 2 | 7426.9759 | 96.05% | 3.813% | 0.1383% | 5.3502 | 0 | 0 | 5.3502 | 0 | 5.1037 | 20.7766 | 0.24565 | 5.1037 | 20.7766 | 0.24565 | 5.3764 | 21.8868 | 0.24565 | 0.07204% | 0.27927 | 0.27906 | 26594.1155 | 1486.8089 | 949.5734 | 24157.7331 | 26594.9041 | 0 | 0 | 26594.9041 | 0.0001764%
2026 | 222 | 222-2085 | Tier-3 | Tier-3---3 | 5--5 | 1220 | 8 | 16772.3082 | 96.7% | 3.181% | 0.1236% | 5.2642 | 0 | 0 | 5.2642 | 0 | 5.0217 | 83.1066 | 0.060425 | 5.0217 | 83.1066 | 0.060425 | 5.29 | 87.5471 | 0.060425 | 0.03139% | 0.35117 | 0.35106 | 47761.3033 | 2740.017 | 1532.6307 | 43488.6556 | 47761.8158 | 0 | 0 | 47761.8158 | 0.0001736%
2026 | 230 | 230-127AE | Tier-2 | Tier-2---7 | 5--5 | 52 | 1 | 2000.4654 | 94.98% | 4.641% | 0.3747% | 1.8088 | 0 | 0 | 1.8088 | 0 | 1.7254 | 10.3883 | 0.16609 | 1.7254 | 10.3883 | 0.16609 | 1.8176 | 10.9434 | 0.16609 | 0.09042% | 0.093988 | 0.093899 | 21284.2191 | 1284.0751 | 990.3889 | 19009.7551 | 21285.2364 | 0 | 0 | 21285.2364 | 5.965e-05%
2026 | 230 | 230-133AE | Tier-2 | Tier-2---6 | 5--5 | 84 | 3 | 6388.6939 | 98.26% | 1.615% | 0.1229% | 11.0981 | 0 | 0 | 11.0981 | 0 | 10.5868 | 31.165 | 0.3397 | 10.5868 | 31.165 | 0.3397 | 11.1525 | 32.8301 | 0.3397 | 0.1737% | 0.095565 | 0.095396 | 66852.0974 | 3853.1493 | 1086.4397 | 61912.5084 | 66854.1544 | 0 | 0 | 66854.1544 | 0.000366%
2026 | 230 | 230-1586R | Tier-2 | Tier-2---7 | 4--5 | 57 | 3 | 2072.8837 | 91.06% | 8.635% | 0.3% | 4.9179 | 0 | 0 | 4.9179 | 0 | 4.6913 | 31.165 | 0.15053 | 4.6913 | 31.165 | 0.15053 | 4.942 | 32.8301 | 0.15053 | 0.2372% | 0.084625 | 0.084405 | 24494.9333 | 1384.72 | 2145.1757 | 20965.0376 | 24500.6503 | 0 | 0 | 24500.6503 | 0.0001622%
2026 | 230 | 230-1606R | Tier-2 | Tier-2---11 | 4--4 | 17 | 2 | 536.3838 | 78.97% | 20.71% | 0.32% | 2.4667 | 0 | 0 | 2.4667 | 0 | 2.3531 | 20.7766 | 0.11325 | 2.3531 | 20.7766 | 0.11325 | 2.4788 | 21.8868 | 0.11325 | 0.4599% | 0.062818 | 0.062452 | 8538.6965 | 437.3678 | 1660.0426 | 6441.2861 | 8549.2159 | 0 | 0 | 8549.2159 | 8.134e-05%
2026 | 231 | 231-1635R | Tier-2 | Tier-2---4 | 5--5 | 151 | 9 | 5142.095 | 98.68% | 0.901% | 0.4182% | 14.9708 | 0 | 0 | 14.9708 | 0 | 14.2811 | 93.4949 | 0.15275 | 14.2811 | 93.4949 | 0.15275 | 15.0441 | 98.4904 | 0.15275 | 0.2911% | 0.11648 | 0.11613 | 44146.87 | 3399.863 | 647.3328 | 40099.6742 | 44148.5933 | 0 | 0 | 44148.5933 | 0.0004937%
2026 | 231 | CB 231 | Tier-2 | Tier-2---7 | 4--5 | 50 | 1 | 2499.974 | 99.29% | 0.4807% | 0.2332% | 2.4573 | 0 | 0 | 2.4573 | 0 | 2.3441 | 10.3883 | 0.22565 | 2.3441 | 10.3883 | 0.22565 | 2.4694 | 10.9434 | 0.22565 | 0.09829% | 0.037573 | 0.037535 | 66537.1573 | 4869.2313 | 990.775 | 60677.151 | 66537.6281 | 0 | 0 | 66537.6281 | 8.103e-05%
2026 | 233 | 233-123R | Tier-2 | Tier-2---4 | 4--5 | 57 | 2 | 3035.8045 | 98.84% | 0.8219% | 0.339% | 5.2115 | 0 | 0 | 5.2115 | 0 | 4.9714 | 20.7766 | 0.23928 | 4.9714 | 20.7766 | 0.23928 | 5.237 | 21.8868 | 0.23928 | 0.1717% | 0.06125 | 0.061144 | 49563.8317 | 3086.7129 | 653.5217 | 45823.5971 | 49564.8327 | 0 | 0 | 49564.8327 | 0.0001719%
2026 | 233 | 233-41R | Tier-2 | Tier-2---9 | 4--5 | 47 | 2 | 718.991 | 97.57% | 1.357% | 1.072% | 1.4777 | 0 | 0 | 1.4777 | 0 | 1.4096 | 20.7766 | 0.067845 | 1.4096 | 20.7766 | 0.067845 | 1.4849 | 21.8868 | 0.067845 | 0.2055% | 0.044487 | 0.044393 | 16161.8225 | 1280.6452 | 594.3266 | 14286.8507 | 16162.6514 | 0 | 0 | 16162.6514 | 4.873e-05%
2026 | 233 | 233-86F | Tier-2 | Tier-2---8 | 5--5 | 79 | 1 | 2341.6741 | 85.9% | 13.6% | 0.4998% | 1.2604 | 0 | 0 | 1.2604 | 0 | 1.2023 | 10.3883 | 0.11574 | 1.2023 | 10.3883 | 0.11574 | 1.2666 | 10.9434 | 0.11574 | 0.05382% | 0.1204 | 0.12032 | 19449.7342 | 1103.1383 | 2517.3516 | 15829.2443 | 19451.4533 | 0 | 0 | 19451.4533 | 4.156e-05%
2026 | 233 | CB 233 | Tier-2 | Tier-2---4 | 4--5 | 102 | 5 | 4127.6955 | 98.74% | 0.928% | 0.3343% | 9.8893 | 0 | 0 | 9.8893 | 0 | 9.4337 | 51.9416 | 0.18162 | 9.4337 | 51.9416 | 0.18162 | 9.9378 | 54.7169 | 0.18162 | 0.2396% | 0.075451 | 0.075268 | 54706.8242 | 4073.6346 | 1765.0896 | 48868.1 | 54708.504 | 0 | 0 | 54708.504 | 0.0003261%
2026 | 234 | CB 234 | Tier-2 | Tier-2---4 | 4--5 | 17 | 1 | 3294.853 | 98.88% | 0.9043% | 0.2189% | 9.4861 | 0 | 0 | 9.4861 | 0 | 9.0491 | 10.3883 | 0.87108 | 9.0491 | 10.3883 | 0.87108 | 9.5326 | 10.9434 | 0.87108 | 0.2879% | 0.044658 | 0.044528 | 73779.6805 | 5680.9025 | 1107.6673 | 66991.1107 | 73782.1004 | 0 | 0 | 73782.1004 | 0.0003128%
2026 | 235 | 235-897R | Tier-2 | Tier-2---5 | 5--5 | 14 | 1 | 4375.0381 | 88.63% | 11.27% | 0.1058% | 13.7096 | 0 | 0 | 13.7096 | 0 | 13.078 | 10.3883 | 1.2589 | 13.078 | 10.3883 | 1.2589 | 13.7768 | 10.9434 | 1.2589 | 0.3134% | 0.1179 | 0.11748 | 37108.0419 | 2052.774 | 3945.6216 | 31109.6464 | 37123.0171 | 0 | 0 | 37123.0171 | 0.0004521%
2026 | 236 | 236-1561R | Tier-3 | Tier-3---13 | 5--4 | 37 | 1 | 2823.5781 | 97.26% | 2.617% | 0.1213% | 3.6741 | 0 | 0 | 3.6741 | 0 | 3.5048 | 10.3883 | 0.33738 | 3.5048 | 10.3883 | 0.33738 | 3.6921 | 10.9434 | 0.33738 | 0.1301% | 0.17766 | 0.17742 | 15893.5317 | 919.2321 | 396.0284 | 14578.2713 | 15894.1147 | 0 | 0 | 15894.1147 | 0.0001212%
2026 | 236 | 236-1563R | Tier-3 | Tier-3---13 | 5--4 | 25 | 1 | 2260.6624 | 98.61% | 1.288% | 0.1052% | 4.4138 | 0 | 0 | 4.4138 | 0 | 4.2104 | 10.3883 | 0.4053 | 4.2104 | 10.3883 | 0.4053 | 4.4354 | 10.9434 | 0.4053 | 0.1952% | 0.17215 | 0.17181 | 13131.72 | 763.8797 | 149.4721 | 12218.3681 | 13132.0828 | 0 | 0 | 13132.0828 | 0.0001455%
2026 | 236 | 236-1567R | Tier-3 | Tier-3---10 | 5--5 | 51 | 2 | 5332.0037 | 98.07% | 1.841% | 0.0848% | 10.1511 | 0 | 0 | 10.1511 | 0 | 9.6834 | 20.7766 | 0.46607 | 9.6834 | 20.7766 | 0.46607 | 10.2008 | 21.8868 | 0.46607 | 0.1904% | 0.18129 | 0.18094 | 29411.5902 | 2025.1187 | 523.1992 | 26863.2724 | 29412.6917 | 0 | 0 | 29412.6917 | 0.0003347%
2026 | 236 | 236-1569R | Tier-3 | Tier-3---8 | 5--5 | 124 | 4 | 21222.9131 | 98.36% | 1.585% | 0.05121% | 33.3337 | 0 | 0 | 33.3337 | 0 | 31.7981 | 41.5533 | 0.76524 | 31.7981 | 41.5533 | 0.76524 | 33.4971 | 43.7735 | 0.76524 | 0.1571% | 0.21435 | 0.214 | 99012.7753 | 5477.8522 | 1488.5467 | 92046.3763 | 99015.3661 | 0 | 0 | 99015.3661 | 0.001099%
2026 | 236 | 236-1573R | Tier-3 | Tier-3---7 | 5--5 | 56 | 1 | 6927.8558 | 97.84% | 2.089% | 0.06679% | 5.9917 | 0 | 0 | 5.9917 | 0 | 5.7157 | 10.3883 | 0.5502 | 5.7157 | 10.3883 | 0.5502 | 6.0211 | 10.9434 | 0.5502 | 0.08649% | 0.18488 | 0.18471 | 37473.1079 | 2383.2915 | 732.5482 | 34357.2682 | 37473.8225 | 0 | 0 | 37473.8225 | 0.0001976%
2026 | 236 | CB 236 | Tier-2 | Tier-2---1 | 5--5 | 32 | 1 | 12711.1878 | 97.62% | 2.333% | 0.04724% | 19.1946 | 0 | 0 | 19.1946 | 0 | 18.3103 | 10.3883 | 1.7626 | 18.3103 | 10.3883 | 1.7626 | 19.2886 | 10.9434 | 1.7626 | 0.151% | 0.1419 | 0.14168 | 89580.6366 | 5356.752 | 2115.0834 | 82108.8012 | 89583.9403 | 0 | 0 | 89583.9403 | 0.000633%
2026 | 237 | 237-1761R | Tier-3 | Tier-3---12 | 5--5 | 16 | 1 | 3634.1464 | 99.4% | 0.4942% | 0.1098% | 11.1752 | 0 | 0 | 11.1752 | 0 | 10.6604 | 10.3883 | 1.0262 | 10.6604 | 10.3883 | 1.0262 | 11.23 | 10.9434 | 1.0262 | 0.3075% | 0.14935 | 0.14889 | 24332.6951 | 1370.783 | 132.2733 | 22829.6387 | 24333.1512 | 0 | 0 | 24333.1512 | 0.0003685%
2026 | 237 | 237-1765R | Tier-3 | Tier-3---1 | 5--5 | 62 | 2 | 28249.2525 | 99.34% | 0.6358% | 0.01982% | 44.8119 | 0 | 0 | 44.8119 | 0 | 42.7475 | 20.7766 | 2.0575 | 42.7475 | 20.7766 | 2.0575 | 45.0316 | 21.8868 | 2.0575 | 0.1586% | 0.25909 | 0.25867 | 109034.6893 | 8324.9664 | 652.6676 | 100057.0553 | 109035.8326 | 0 | 0 | 109035.8326 | 0.001478%
2026 | 237 | 237-17R | Tier-2 | Tier-2---1 | 5--5 | 71 | 2 | 27080.7376 | 98.89% | 1.071% | 0.0369% | 37.3421 | 0 | 0 | 37.3421 | 0 | 35.6218 | 20.7766 | 1.7145 | 35.6218 | 20.7766 | 1.7145 | 37.5251 | 21.8868 | 1.7145 | 0.1379% | 0.15539 | 0.15517 | 174274.8137 | 11399.2241 | 1916.7846 | 160958.805 | 174277.5099 | 0 | 0 | 174277.5099 | 0.001231%
2026 | 237 | 237-28F | Tier-2 | Tier-2---7 | 5--5 | 13 | 1 | 2530.2255 | 98.83% | 1.116% | 0.05734% | 9.5212 | 0 | 0 | 9.5212 | 0 | 9.0826 | 10.3883 | 0.87431 | 9.0826 | 10.3883 | 0.87431 | 9.5679 | 10.9434 | 0.87431 | 0.3763% | 0.10804 | 0.10763 | 23418.4293 | 1209.653 | 279.2604 | 21929.5159 | 23419.4798 | 0 | 0 | 23419.4798 | 0.000314%
2026 | 237 | 237-2R | Tier-3 | Tier-3---2 | 5--5 | 165 | 1 | 30894.1234 | 99.11% | 0.8492% | 0.03898% | 9.1859 | 0 | 0 | 9.1859 | 0 | 8.7627 | 10.3883 | 0.84352 | 8.7627 | 10.3883 | 0.84352 | 9.2309 | 10.9434 | 0.84352 | 0.02973% | 0.18156 | 0.1815 | 170161.3668 | 15433.056 | 1414.3274 | 153313.9834 | 170161.8204 | 0 | 0 | 170161.8204 | 0.0003029%
2026 | 237 | 237-30R | Tier-3 | Tier-3---1 | 5--5 | 182 | 6 | 65515.492 | 98.93% | 1.038% | 0.03019% | 105.7706 | 0 | 0 | 105.7706 | 0 | 100.898 | 62.3299 | 1.6188 | 100.898 | 62.3299 | 1.6188 | 106.2891 | 65.6603 | 1.6188 | 0.1614% | 0.49249 | 0.49168 | 133030.3773 | 7577.9137 | 1285.1936 | 124167.2701 | 133032.7001 | 0 | 0 | 133032.7001 | 0.003488%
2026 | 239 | 239-2213R | Tier-3 | Tier-3---15 | 5--4 | 23 | 1 | 1116.4705 | 96.46% | 3.23% | 0.3121% | 2.3177 | 0 | 0 | 2.3177 | 0 | 2.2109 | 10.3883 | 0.21283 | 2.2109 | 10.3883 | 0.21283 | 2.3291 | 10.9434 | 0.21283 | 0.2076% | 0.1294 | 0.12913 | 8627.7496 | 501.2225 | 328.5007 | 7798.0264 | 8628.4088 | 0 | 0 | 8628.4088 | 7.643e-05%
2026 | 239 | 239-2215R | Tier-3 | Tier-3---10 | 5--5 | 72 | 1 | 6268.6569 | 98.24% | 1.63% | 0.1302% | 4.2338 | 0 | 0 | 4.2338 | 0 | 4.0388 | 10.3883 | 0.38878 | 4.0388 | 10.3883 | 0.38878 | 4.2546 | 10.9434 | 0.38878 | 0.06754% | 0.15408 | 0.15397 | 40685.5389 | 2527.5744 | 695.6728 | 37462.2917 | 40686.0315 | 0 | 0 | 40686.0315 | 0.0001396%
2026 | 240 | 240-1148 | Tier-3 | Tier-3---17 | 4--4 | 17 | 1 | 376.72 | 96.88% | 2.523% | 0.5996% | 1.0627 | 0 | 0 | 1.0627 | 0 | 1.0137 | 10.3883 | 0.097582 | 1.0137 | 10.3883 | 0.097582 | 1.0679 | 10.9434 | 0.097582 | 0.2821% | 0.037482 | 0.037373 | 10050.6383 | 614.3795 | 265.2745 | 9170.9843 | 10051.5548 | 0 | 0 | 10051.5548 | 3.504e-05%
2026 | 240 | 240-2004R | Tier-3 | Tier-3---12 | 5--5 | 73 | 1 | 4437.6588 | 97.91% | 1.769% | 0.321% | 2.9462 | 0 | 0 | 2.9462 | 0 | 2.8105 | 10.3883 | 0.27054 | 2.8105 | 10.3883 | 0.27054 | 2.9606 | 10.9434 | 0.27054 | 0.06639% | 0.095775 | 0.09571 | 46334.0144 | 3458.4519 | 909.4055 | 41966.157 | 46334.6715 | 0 | 0 | 46334.6715 | 9.716e-05%
2026 | 240 | 240-2006R | Tier-3 | Tier-3---12 | 4--5 | 50 | 1 | 3742.5721 | 99.07% | 0.7558% | 0.1785% | 3.6705 | 0 | 0 | 3.6705 | 0 | 3.5014 | 10.3883 | 0.33706 | 3.5014 | 10.3883 | 0.33706 | 3.6885 | 10.9434 | 0.33706 | 0.09808% | 0.06999 | 0.069921 | 53472.8025 | 3048.802 | 469.1943 | 49954.8062 | 53473.2976 | 0 | 0 | 53473.2976 | 0.000121%
2026 | 240 | 240-2032R | Tier-3 | Tier-3---12 | 5--5 | 104 | 3 | 3665.7351 | 96.82% | 2.929% | 0.2538% | 5.0676 | 0 | 0 | 5.0676 | 0 | 4.8342 | 31.165 | 0.15512 | 4.8342 | 31.165 | 0.15512 | 5.0925 | 32.8301 | 0.15512 | 0.1382% | 0.12278 | 0.1226 | 29856.9037 | 1779.6717 | 868.2863 | 27208.9457 | 29858.2626 | 0 | 0 | 29858.2626 | 0.0001671%
2026 | 242 | CB 242 | Tier-2 | Tier-2---11 | 5--3 | 9 | 1 | 406.8184 | 64.36% | 35.02% | 0.6193% | 1.4401 | 0 | 0 | 1.4401 | 0 | 1.3738 | 10.3883 | 0.13224 | 1.3738 | 10.3883 | 0.13224 | 1.4472 | 10.9434 | 0.13224 | 0.354% | 0.1014 | 0.10085 | 4011.826 | 175.5762 | 1861.6873 | 1974.5625 | 4019.7327 | 0 | 0 | 4019.7327 | 4.749e-05%
2026 | 246 | 246-34R | Tier-3 | Tier-3---12 | 4--5 | 71 | 1 | 3387.0058 | 94.54% | 5.197% | 0.2577% | 2.2325 | 0 | 0 | 2.2325 | 0 | 2.1297 | 10.3883 | 0.20501 | 2.1297 | 10.3883 | 0.20501 | 2.2435 | 10.9434 | 0.20501 | 0.06592% | 0.070488 | 0.070439 | 48050.8143 | 3484.7024 | 2545.4197 | 42020.6922 | 48052.6431 | 0 | 0 | 48052.6431 | 7.362e-05%
2026 | 246 | CB 246 | Tier-2 | Tier-2---7 | 4--5 | 24 | 1 | 1438.4419 | 90% | 9.47% | 0.5268% | 2.6702 | 0 | 0 | 2.6702 | 0 | 2.5472 | 10.3883 | 0.2452 | 2.5472 | 10.3883 | 0.2452 | 2.6833 | 10.9434 | 0.2452 | 0.1856% | 0.066431 | 0.066294 | 21653.0415 | 2613.8832 | 2643.0483 | 16396.11 | 21657.5153 | 0 | 0 | 21657.5153 | 8.805e-05%
2026 | 247 | 247-46 | Tier-3 | Tier-3---16 | 4--5 | 33 | 1 | 1360.3328 | 92.51% | 7.186% | 0.3009% | 1.8877 | 0 | 0 | 1.8877 | 0 | 1.8008 | 10.3883 | 0.17335 | 1.8008 | 10.3883 | 0.17335 | 1.897 | 10.9434 | 0.17335 | 0.1388% | 0.045228 | 0.045161 | 30076.9614 | 1732.65 | 2090.3581 | 26253.9533 | 30080.3441 | 0 | 0 | 30080.3441 | 6.225e-05%
2026 | 248 | CB 248 | Tier-2 | Tier-2---9 | 3--5 | 30 | 1 | 962.1527 | 99.5% | 0% | 0.4991% | 1.5796 | 0 | 0 | 1.5796 | 0 | 1.5069 | 10.3883 | 0.14505 | 1.5069 | 10.3883 | 0.14505 | 1.5874 | 10.9434 | 0.14505 | 0.1642% | 0.01881 | 0.018779 | 51150.5838 | 3349.6651 | 233.4496 | 47567.4691 | 51151.0057 | 0 | 0 | 51151.0057 | 5.209e-05%
2026 | 249 | 249-24R | Tier-3 | Tier-3---12 | 5--5 | 99 | 1 | 3753.23 | 95.85% | 3.876% | 0.273% | 1.7988 | 0 | 0 | 1.7988 | 0 | 1.7159 | 10.3883 | 0.16517 | 1.7159 | 10.3883 | 0.16517 | 1.8076 | 10.9434 | 0.16517 | 0.04793% | 0.10094 | 0.10089 | 37183.961 | 2746.2949 | 1426.8186 | 33010.8475 | 37184.7327 | 0 | 0 | 37184.7327 | 5.932e-05%
2026 | 283 | 283-55R | Tier-3 | Tier-3---9 | 5--5 | 29 | 1 | 5299.6344 | 98.55% | 1.37% | 0.07601% | 8.9152 | 0 | 0 | 8.9152 | 0 | 8.5045 | 10.3883 | 0.81866 | 8.5045 | 10.3883 | 0.81866 | 8.9589 | 10.9434 | 0.81866 | 0.1682% | 0.20157 | 0.20123 | 26291.5727 | 1578.5747 | 367.1447 | 24345.8532 | 26292.2225 | 0 | 0 | 26292.2225 | 0.000294%
2026 | 283 | 283-71F | Tier-3 | Tier-3---13 | 5--4 | 40 | 3 | 2013.5901 | 87.8% | 12.03% | 0.1689% | 6.5635 | 0 | 0 | 6.5635 | 0 | 6.2611 | 31.165 | 0.2009 | 6.2611 | 31.165 | 0.2009 | 6.5957 | 32.8301 | 0.2009 | 0.326% | 0.19011 | 0.18941 | 10591.4545 | 557.9915 | 1165.201 | 8868.2619 | 10596.2691 | 0 | 0 | 10596.2691 | 0.0002164%
2026 | 327 | CB 327 | Tier-3 | Tier-3---16 | 4--5 | 1 | 1 | 1456.7095 | 99.79% | 0.1579% | 0.0494% | 71.9576 | 0 | 0 | 71.9576 | 0 | 68.6427 | 10.3883 | 6.6077 | 68.6427 | 10.3883 | 6.6077 | 72.3104 | 10.9434 | 6.6077 | 4.94% | 0.076966 | 0.073157 | 18926.5639 | 1203.1103 | 32.523 | 17690.9305 | 18928.6074 | 0 | 0 | 18928.6074 | 0.002373%
2026 | 350 | 350-2188R | Tier-2 | Tier-2---5 | 5--5 | 138 | 3 | 3602.0119 | 95.48% | 4.084% | 0.4314% | 3.7011 | 0 | 0 | 3.7011 | 0 | 3.5306 | 31.165 | 0.11329 | 3.5306 | 31.165 | 0.11329 | 3.7192 | 32.8301 | 0.11329 | 0.1027% | 0.15121 | 0.15105 | 23821.2544 | 1424.0323 | 987.3799 | 21409.8422 | 23822.4131 | 0 | 0 | 23822.4131 | 0.000122%
2026 | 350 | 350-2192R | Tier-2 | Tier-2---2 | 5--5 | 245 | 6 | 13871.6222 | 98.14% | 1.698% | 0.1643% | 16.5026 | 0 | 0 | 16.5026 | 0 | 15.7423 | 62.3299 | 0.25256 | 15.7423 | 62.3299 | 0.25256 | 16.5835 | 65.6603 | 0.25256 | 0.119% | 0.18928 | 0.18905 | 73287.5708 | 4711.7972 | 1323.9814 | 67251.7922 | 73289.2277 | 0 | 0 | 73289.2277 | 0.0005442%
2026 | 350 | 350-2196R | Tier-2 | Tier-2---5 | 5--5 | 229 | 5 | 5570.6857 | 96.99% | 2.589% | 0.4237% | 5.8394 | 0 | 0 | 5.8394 | 0 | 5.5703 | 51.9416 | 0.10724 | 5.5703 | 51.9416 | 0.10724 | 5.868 | 54.7169 | 0.10724 | 0.1048% | 0.19915 | 0.19893 | 27972.7323 | 1828.1512 | 784.4184 | 25360.1626 | 27973.644 | 0 | 0 | 27973.644 | 0.0001926%
2026 | 350 | 350-2201R | Tier-3 | Tier-3---4 | 5--5 | 92 | 2 | 13521.7454 | 99.28% | 0.6466% | 0.06915% | 14.4464 | 0 | 0 | 14.4464 | 0 | 13.7809 | 20.7766 | 0.66329 | 13.7809 | 20.7766 | 0.66329 | 14.5172 | 21.8868 | 0.66329 | 0.1068% | 0.1241 | 0.12397 | 108955.4795 | 7800.4897 | 724.3656 | 100430.6241 | 108956.3195 | 0 | 0 | 108956.3195 | 0.0004764%
2026 | 350 | 350-41R | Tier-2 | Tier-2---3 | 5--5 | 107 | 3 | 11201.3889 | 98.88% | 1.023% | 0.1021% | 15.371 | 0 | 0 | 15.371 | 0 | 14.6629 | 31.165 | 0.47049 | 14.6629 | 31.165 | 0.47049 | 15.4464 | 32.8301 | 0.47049 | 0.1372% | 0.12896 | 0.12878 | 86857.3847 | 6899.4834 | 1125.7731 | 78832.1281 | 86858.7424 | 0 | 0 | 86858.7424 | 0.0005069%
2026 | 353 | 353-593F | Tier-2 | Tier-2---7 | 5--5 | 7 | 1 | 2519.0591 | 99.18% | 0.76% | 0.05848% | 17.6675 | 0 | 0 | 17.6675 | 0 | 16.8536 | 10.3883 | 1.6224 | 16.8536 | 10.3883 | 1.6224 | 17.7541 | 10.9434 | 1.6224 | 0.7014% | 0.10537 | 0.10463 | 23906.1611 | 1223.3222 | 175.0584 | 22507.7804 | 23907.5547 | 0 | 0 | 23907.5547 | 0.0005826%
2026 | 353 | 353-900F | Tier-2 | Tier-2---8 | 5--5 | 7 | 1 | 1991.3582 | 88.69% | 11.27% | 0.03442% | 12.4897 | 0 | 0 | 12.4897 | 0 | 11.9143 | 10.3883 | 1.1469 | 11.9143 | 10.3883 | 1.1469 | 12.5509 | 10.9434 | 1.1469 | 0.6272% | 0.10085 | 0.10014 | 19745.2341 | 886.6093 | 2040.7127 | 16817.9121 | 19761.1324 | 0 | 0 | 19761.1324 | 0.0004119%
2026 | 353 | 353-904R | Tier-2 | Tier-2---3 | 5--5 | 42 | 1 | 13534.4067 | 99.43% | 0.528% | 0.03951% | 15.8607 | 0 | 0 | 15.8607 | 0 | 15.1301 | 10.3883 | 1.4565 | 15.1301 | 10.3883 | 1.4565 | 15.9385 | 10.9434 | 1.4565 | 0.1172% | 0.12577 | 0.12562 | 107611.5054 | 6762.2295 | 951.3386 | 99897.9374 | 107612.226 | 0 | 0 | 107612.226 | 0.000523%
2026 | 354 | 354-1706R | Tier-2 | Tier-2---1 | 5--5 | 121 | 2 | 20510.2592 | 99.17% | 0.7728% | 0.06052% | 16.6413 | 0 | 0 | 16.6413 | 0 | 15.8747 | 20.7766 | 0.76406 | 15.8747 | 20.7766 | 0.76406 | 16.7229 | 21.8868 | 0.76406 | 0.08114% | 0.13939 | 0.13928 | 147143.8192 | 11695.5249 | 1352.7634 | 134095.5309 | 147144.8233 | 0 | 0 | 147144.8233 | 0.0005488%
2026 | 355 | CB 355 | Tier-2 | Tier-2---3 | 5--5 | 83 | 1 | 11288.3525 | 98.84% | 1.109% | 0.05403% | 6.6539 | 0 | 0 | 6.6539 | 0 | 6.3474 | 10.3883 | 0.61101 | 6.3474 | 10.3883 | 0.61101 | 6.6865 | 10.9434 | 0.61101 | 0.05894% | 0.1048 | 0.10474 | 107709.793 | 9333.0654 | 1277.5324 | 97099.1953 | 107710.5407 | 0 | 0 | 107710.5407 | 0.0002194%
2026 | 356 | 356-16R | Tier-2 | Tier-2---4 | 4--5 | 50 | 1 | 5437.4375 | 98.14% | 1.781% | 0.0775% | 5.283 | 0 | 0 | 5.283 | 0 | 5.0396 | 10.3883 | 0.48512 | 5.0396 | 10.3883 | 0.48512 | 5.3089 | 10.9434 | 0.48512 | 0.09716% | 0.090754 | 0.090664 | 59914.026 | 4577.5093 | 1354.7623 | 53981.7544 | 59915.1296 | 0 | 0 | 59915.1296 | 0.0001742%
2026 | 356 | 356-19R | Tier-3 | Tier-3---8 | 5--5 | 140 | 2 | 16012.7864 | 97.76% | 2.145% | 0.09187% | 11.07 | 0 | 0 | 11.07 | 0 | 10.56 | 20.7766 | 0.50826 | 10.56 | 20.7766 | 0.50826 | 11.1243 | 21.8868 | 0.50826 | 0.06913% | 0.16775 | 0.16764 | 95453.8626 | 6567.3724 | 2023.3951 | 86863.0951 | 95455.3737 | 0 | 0 | 95455.3737 | 0.000365%
2026 | 356 | 356-30AE | Tier-3 | Tier-3---6 | 5--5 | 92 | 2 | 9294.6751 | 95.41% | 4.438% | 0.1505% | 9.543 | 0 | 0 | 9.543 | 0 | 9.1033 | 20.7766 | 0.43815 | 9.1033 | 20.7766 | 0.43815 | 9.5897 | 21.8868 | 0.43815 | 0.1027% | 0.14106 | 0.14091 | 65892.3901 | 4765.339 | 2823.4514 | 58303.5997 | 65895.647 | 0 | 0 | 65895.647 | 0.0003147%
2026 | 357 | 357-2049F | Tier-3 | Tier-3---8 | 5--5 | 84 | 1 | 16869.708 | 98.79% | 1.184% | 0.02933% | 9.8204 | 0 | 0 | 9.8204 | 0 | 9.368 | 10.3883 | 0.90178 | 9.368 | 10.3883 | 0.90178 | 9.8686 | 10.9434 | 0.90178 | 0.05821% | 0.18286 | 0.18276 | 92253.2607 | 6177.0068 | 1029.1992 | 85047.0547 | 92253.9208 | 0 | 0 | 92253.9208 | 0.0003238%
2026 | 357 | 357-45R | Tier-3 | Tier-3---8 | 5--5 | 116 | 3 | 17696.7525 | 97.47% | 2.478% | 0.04808% | 22.0827 | 0 | 0 | 22.0827 | 0 | 21.0654 | 31.165 | 0.67593 | 21.0654 | 31.165 | 0.67593 | 22.1909 | 32.8301 | 0.67593 | 0.1248% | 0.18538 | 0.18514 | 95462.1405 | 7644.6992 | 2293.6368 | 85523.8045 | 95465.2311 | 0 | 0 | 95465.2311 | 0.0007282%
2026 | 357 | 357-50R | Tier-3 | Tier-3---4 | 5--5 | 116 | 4 | 10432.4887 | 97.04% | 2.884% | 0.07824% | 17.2798 | 0 | 0 | 17.2798 | 0 | 16.4837 | 41.5533 | 0.39669 | 16.4837 | 41.5533 | 0.39669 | 17.3645 | 43.7735 | 0.39669 | 0.1656% | 0.14913 | 0.14887 | 69957.1689 | 5112.9004 | 1923.9041 | 62920.3645 | 69960.7117 | 0 | 0 | 69960.7117 | 0.0005698%
2026 | 357 | 357-750R | Tier-2 | Tier-2---2 | 5--5 | 94 | 3 | 11757.6254 | 97.81% | 2.143% | 0.05143% | 18.167 | 0 | 0 | 18.167 | 0 | 17.3301 | 31.165 | 0.55608 | 17.3301 | 31.165 | 0.55608 | 18.2561 | 32.8301 | 0.55608 | 0.1545% | 0.171 | 0.17073 | 68756.8371 | 5466.8496 | 1394.351 | 61895.6365 | 68759.2242 | 0 | 0 | 68759.2242 | 0.0005991%
2026 | 357 | CB 357 | Tier-3 | Tier-3---10 | 5--5 | 53 | 1 | 6110.8546 | 96.01% | 3.933% | 0.05986% | 5.4794 | 0 | 0 | 5.4794 | 0 | 5.227 | 10.3883 | 0.50316 | 5.227 | 10.3883 | 0.50316 | 5.5063 | 10.9434 | 0.50316 | 0.08967% | 0.12773 | 0.12761 | 47841.0693 | 2695.6068 | 1944.7301 | 43200.7325 | 47842.8551 | 0 | 0 | 47842.8551 | 0.0001807%
2026 | 358 | 358-682F | Tier-3 | Tier-3---3 | 5--5 | 99 | 7 | 37602.1184 | 98.59% | 1.386% | 0.02088% | 129.7557 | 0 | 0 | 129.7557 | 0 | 123.7781 | 72.7182 | 1.7022 | 123.7781 | 72.7182 | 1.7022 | 130.3918 | 76.6037 | 1.7022 | 0.3451% | 0.54241 | 0.54052 | 69323.599 | 4080.8113 | 883.9511 | 64358.8366 | 69327.0248 | 0 | 0 | 69327.0248 | 0.004279%
2026 | 393 | 393-14R | Tier-2 | Tier-2---10 | 5--4 | 2 | 1 | 924.8041 | 18.79% | 81.02% | 0.1888% | 4.3002 | 0 | 0 | 4.3002 | 0 | 4.1021 | 10.3883 | 0.39488 | 4.1021 | 10.3883 | 0.39488 | 4.3213 | 10.9434 | 0.39488 | 0.465% | 0.10079 | 0.098298 | 9175.2809 | 282.2453 | 6855.7873 | 2037.2483 | 9364.3855 | 0 | 0 | 9364.3855 | 0.0001418%
2026 | 396 | 396-699R | Tier-2 | Tier-2---5 | 5--5 | 65 | 2 | 3136.9517 | 88.18% | 11.4% | 0.4202% | 4.2131 | 0 | 0 | 4.2131 | 0 | 4.019 | 20.7766 | 0.19344 | 4.019 | 20.7766 | 0.19344 | 4.2338 | 21.8868 | 0.19344 | 0.1343% | 0.15664 | 0.1564 | 20026.8881 | 1646.7402 | 2215.8438 | 16164.3042 | 20030.4988 | 0 | 0 | 20030.4988 | 0.0001389%
2026 | 411 | 411-30R | Tier-3 | Tier-3---6 | 5--5 | 90 | 2 | 6370.0414 | 98.47% | 1.262% | 0.272% | 6.8995 | 0 | 0 | 6.8995 | 0 | 6.5817 | 20.7766 | 0.31678 | 6.5817 | 20.7766 | 0.31678 | 6.9334 | 21.8868 | 0.31678 | 0.1083% | 0.10309 | 0.10298 | 61789.3921 | 5810.5604 | 997.631 | 54981.2006 | 61790.436 | 0 | 0 | 61790.436 | 0.0002275%
2026 | 441 | 441-27R | Tier-3 | Tier-3---9 | 5--4 | 27 | 1 | 4750.1268 | 98% | 1.916% | 0.08125% | 8.5346 | 0 | 0 | 8.5346 | 0 | 8.1414 | 10.3883 | 0.78371 | 8.1414 | 10.3883 | 0.78371 | 8.5764 | 10.9434 | 0.78371 | 0.1797% | 0.55752 | 0.5565 | 8520.0828 | 441.9883 | 150.5633 | 7927.5312 | 8520.3954 | 0 | 0 | 8520.3954 | 0.0002814%
2026 | 442 | 442-509R | Tier-3 | Tier-3---15 | 5--3 | 31 | 1 | 852.9261 | 84.92% | 14.72% | 0.3553% | 1.1566 | 0 | 0 | 1.1566 | 0 | 1.1033 | 10.3883 | 0.10621 | 1.1033 | 10.3883 | 0.10621 | 1.1623 | 10.9434 | 0.10621 | 0.1356% | 0.36954 | 0.36895 | 2308.0588 | 110.4832 | 313.3685 | 1884.2071 | 2308.6153 | 0 | 0 | 2308.6153 | 3.814e-05%
2026 | 442 | 442-525 | Tier-3 | Tier-3---18 | 5--2 | 22 | 1 | 526.1263 | 57.95% | 41.57% | 0.4783% | 0.68603 | 0 | 0 | 0.68603 | 0 | 0.65443 | 10.3883 | 0.062997 | 0.65443 | 10.3883 | 0.062997 | 0.6894 | 10.9434 | 0.062997 | 0.1304% | 0.36155 | 0.36074 | 1455.1925 | 55.7076 | 549.0709 | 850.414 | 1456.5724 | 0 | 0 | 1456.5724 | 2.262e-05%
2026 | 442 | 442-728R | Tier-3 | Tier-3---5 | 5--5 | 161 | 4 | 11572.221 | 88.48% | 11.4% | 0.1243% | 12.5917 | 0 | 0 | 12.5917 | 0 | 12.0116 | 41.5533 | 0.28906 | 12.0116 | 41.5533 | 0.28906 | 12.6534 | 43.7735 | 0.28906 | 0.1088% | 0.35802 | 0.35758 | 32323.0144 | 2289.7277 | 3409.1909 | 26624.0958 | 32327.6009 | 0 | 0 | 32327.6009 | 0.0004152%
2026 | 442 | 442-780 | Tier-3 | Tier-3---19 | 5--1 | 16 | 3 | 141.3846 | 51% | 48.51% | 0.49% | 0.66925 | 0 | 0 | 0.66925 | 0 | 0.63842 | 31.165 | 0.020485 | 0.63842 | 31.165 | 0.020485 | 0.67253 | 32.8301 | 0.020485 | 0.4734% | 0.34601 | 0.34279 | 408.6195 | 15.0224 | 181.372 | 212.2251 | 410.4952 | 0 | 0 | 410.4952 | 2.207e-05%
2026 | 444 | 444-15R | Tier-2 | Tier-2---13 | 5--3 | 13 | 1 | 333.8465 | 96.62% | 2.31% | 1.072% | 1.2282 | 0 | 0 | 1.2282 | 0 | 1.1716 | 10.3883 | 0.11278 | 1.1716 | 10.3883 | 0.11278 | 1.2342 | 10.9434 | 0.11278 | 0.3679% | 0.14886 | 0.14829 | 2242.6726 | 149.3607 | 69.2136 | 2024.0983 | 2242.9625 | 0 | 0 | 2242.9625 | 4.05e-05%
2026 | 444 | 444-43R | Tier-2 | Tier-2---5 | 5--5 | 102 | 1 | 3413.8137 | 97.67% | 1.995% | 0.3352% | 1.6181 | 0 | 0 | 1.6181 | 0 | 1.5436 | 10.3883 | 0.14859 | 1.5436 | 10.3883 | 0.14859 | 1.626 | 10.9434 | 0.14859 | 0.0474% | 0.2124 | 0.2123 | 16072.3576 | 890.1063 | 476.3771 | 14705.8742 | 16072.5394 | 0 | 0 | 16072.5394 | 5.336e-05%
2026 | 445 | 445-1311R | Tier-3 | Tier-3---5 | 5--5 | 85 | 1 | 9632.5907 | 94.96% | 4.965% | 0.07823% | 5.3267 | 0 | 0 | 5.3267 | 0 | 5.0813 | 10.3883 | 0.48914 | 5.0813 | 10.3883 | 0.48914 | 5.3528 | 10.9434 | 0.48914 | 0.0553% | 0.53792 | 0.53761 | 17907.0399 | 1026.0345 | 824.7437 | 16056.2617 | 17907.5661 | 0 | 0 | 17907.5661 | 0.0001757%
2026 | 445 | 445-1325F | Tier-2 | Tier-2---2 | 5--4 | 76 | 1 | 7250.7229 | 96.11% | 3.805% | 0.08959% | 4.5386 | 0 | 0 | 4.5386 | 0 | 4.3295 | 10.3883 | 0.41677 | 4.3295 | 10.3883 | 0.41677 | 4.5608 | 10.9434 | 0.41677 | 0.06259% | 0.57356 | 0.57319 | 12641.5766 | 694.1782 | 440.7081 | 11506.6903 | 12641.8974 | 0 | 0 | 12641.8974 | 0.0001497%
2026 | 445 | 445-18R | Tier-2 | Tier-2---2 | 5--5 | 116 | 3 | 10619.7967 | 95.69% | 4.18% | 0.1317% | 13.0089 | 0 | 0 | 13.0089 | 0 | 12.4096 | 31.165 | 0.39819 | 12.4096 | 31.165 | 0.39819 | 13.0727 | 32.8301 | 0.39819 | 0.1225% | 0.6048 | 0.60402 | 17559.3271 | 969.9837 | 680.7099 | 15908.6335 | 17560.2976 | 0 | 0 | 17560.2976 | 0.000429%
2026 | 445 | 445-19R | Tier-2 | Tier-2---8 | 5--3 | 65 | 1 | 1766.7037 | 84.73% | 14.9% | 0.3714% | 1.1399 | 0 | 0 | 1.1399 | 0 | 1.0874 | 10.3883 | 0.10468 | 1.0874 | 10.3883 | 0.10468 | 1.1455 | 10.9434 | 0.10468 | 0.06452% | 0.56527 | 0.56484 | 3125.4156 | 150.9089 | 429.896 | 2544.6106 | 3125.7794 | 0 | 0 | 3125.7794 | 3.759e-05%
2026 | 445 | 445-897R | Tier-2 | Tier-2---10 | 5--3 | 9 | 1 | 1351.7747 | 97.24% | 2.711% | 0.04647% | 7.2298 | 0 | 0 | 7.2298 | 0 | 6.8967 | 10.3883 | 0.66389 | 6.8967 | 10.3883 | 0.66389 | 7.2652 | 10.9434 | 0.66389 | 0.5348% | 0.75637 | 0.75221 | 1787.1928 | 98.5478 | 55.7869 | 1632.8581 | 1787.4653 | 0 | 0 | 1787.4653 | 0.0002384%
2026 | 448 | 448-714R | Tier-3 | Tier-3---14 | 5--3 | 85 | 2 | 2119.752 | 55.7% | 43.96% | 0.3458% | 1.3751 | 0 | 0 | 1.3751 | 0 | 1.3118 | 20.7766 | 0.063137 | 1.3118 | 20.7766 | 0.063137 | 1.3819 | 21.8868 | 0.063137 | 0.06487% | 0.46343 | 0.46289 | 4574.0639 | 152.3288 | 1823.4456 | 2598.2895 | 4576.4268 | 0 | 0 | 4576.4268 | 4.535e-05%
2026 | 448 | 448-724R | Tier-3 | Tier-3---18 | 5--2 | 49 | 2 | 520.639 | 76.18% | 22.78% | 1.038% | 0.80139 | 0 | 0 | 0.80139 | 0 | 0.76447 | 20.7766 | 0.036795 | 0.76447 | 20.7766 | 0.036795 | 0.80532 | 21.8868 | 0.036795 | 0.1539% | 0.55035 | 0.54924 | 946.0153 | 35.8531 | 201.7143 | 708.4479 | 946.4715 | 0 | 0 | 946.4715 | 2.643e-05%
2026 | 448 | 448-744R | Tier-3 | Tier-3---7 | 5--5 | 224 | 9 | 9104.5616 | 91.68% | 8.126% | 0.1928% | 16.6012 | 0 | 0 | 16.6012 | 0 | 15.8365 | 93.4949 | 0.16938 | 15.8365 | 93.4949 | 0.16938 | 16.6826 | 98.4904 | 0.16938 | 0.1823% | 0.49442 | 0.49343 | 18414.705 | 980.4625 | 1393.5793 | 16040.6633 | 18417.7577 | 0 | 0 | 18417.7577 | 0.0005474%
2026 | 449 | 449-13R | Tier-3 | Tier-3---7 | 5--5 | 147 | 8 | 6729.9647 | 90.49% | 9.346% | 0.1629% | 16.4058 | 0 | 0 | 16.4058 | 0 | 15.65 | 83.1066 | 0.18831 | 15.65 | 83.1066 | 0.18831 | 16.4862 | 87.5471 | 0.18831 | 0.2438% | 0.28234 | 0.28158 | 23836.2998 | 1408.7102 | 2080.9099 | 20346.6798 | 23842.4221 | 0 | 0 | 23842.4221 | 0.000541%
2026 | 449 | 449-693R | Tier-3 | Tier-3---9 | 5--5 | 34 | 1 | 5260.7056 | 98.77% | 1.153% | 0.07468% | 7.565 | 0 | 0 | 7.565 | 0 | 7.2165 | 10.3883 | 0.69467 | 7.2165 | 10.3883 | 0.69467 | 7.6021 | 10.9434 | 0.69467 | 0.1438% | 0.26107 | 0.26069 | 20150.463 | 1117.608 | 224.7441 | 18808.1109 | 20150.8236 | 0 | 0 | 20150.8236 | 0.0002495%
2026 | 449 | 449-6R | Tier-3 | Tier-3---14 | 5--4 | 45 | 4 | 2320.0162 | 95.55% | 4.318% | 0.1352% | 9.7535 | 0 | 0 | 9.7535 | 0 | 9.3042 | 41.5533 | 0.22391 | 9.3042 | 41.5533 | 0.22391 | 9.8013 | 43.7735 | 0.22391 | 0.4204% | 0.24779 | 0.2467 | 9362.9076 | 518.3997 | 417.6492 | 8426.8588 | 9364.7502 | 0 | 0 | 9364.7502 | 0.0003216%
2026 | 461 | CB 461 | Tier-2 | Tier-2---15 | 2--4 | 2 | 2 | 101.8709 | 98.65% | 0% | 1.347% | 4.9747 | 0 | 0 | 4.9747 | 0 | 4.7455 | 20.7766 | 0.22841 | 4.7455 | 20.7766 | 0.22841 | 4.9991 | 21.8868 | 0.22841 | 4.883% | 0.0097562 | 0.0092733 | 10441.6529 | 1363.4669 | 3633.3303 | 5444.8557 | 10448.9777 | 0 | 0 | 10448.9777 | 0.000164%
2026 | 463 | 463-1229 | Tier-2 | Tier-2---9 | 5--4 | 20 | 1 | 1378.3182 | 99.02% | 0.574% | 0.4088% | 3.3778 | 0 | 0 | 3.3778 | 0 | 3.2222 | 10.3883 | 0.31018 | 3.2222 | 10.3883 | 0.31018 | 3.3944 | 10.9434 | 0.31018 | 0.2451% | 0.096723 | 0.096483 | 14250.1892 | 1640.085 | 119.2009 | 12490.9033 | 14250.5366 | 0 | 0 | 14250.5366 | 0.0001114%
2026 | 470 | 470-40AE | Tier-2 | Tier-2---4 | 4--5 | 20 | 3 | 5264.9688 | 98.33% | 1.599% | 0.07273% | 38.439 | 0 | 0 | 38.439 | 0 | 36.6682 | 31.165 | 1.1766 | 36.6682 | 31.165 | 1.1766 | 38.6274 | 32.8301 | 1.1766 | 0.7301% | 0.091034 | 0.090358 | 57835.1917 | 3654.8473 | 877.7111 | 53302.6332 | 57842.4229 | 0 | 0 | 57842.4229 | 0.001268%
2026 | 471 | 471-36F | Tier-2 | Tier-2---4 | 4--5 | 6 | 1 | 4253.6671 | 94.96% | 4.983% | 0.06005% | 33.3231 | 0 | 0 | 33.3231 | 0 | 31.788 | 10.3883 | 3.06 | 31.788 | 10.3883 | 3.06 | 33.4865 | 10.9434 | 3.06 | 0.7834% | 0.093079 | 0.092311 | 45699.6343 | 2391.7261 | 2109.1945 | 41198.7137 | 45718.8045 | 0 | 0 | 45718.8045 | 0.001099%
2026 | 501 | 501-786 | Tier-2 | Tier-2---14 | 2--5 | 1 | 1 | 204.0835 | 99.63% | 0% | 0.368% | 10.065 | 0 | 0 | 10.065 | 0 | 9.6013 | 10.3883 | 0.92424 | 9.6013 | 10.3883 | 0.92424 | 10.1143 | 10.9434 | 0.92424 | 4.932% | 0.0050324 | 0.0047833 | 40553.9202 | 2762.8 | 144.6555 | 37646.4647 | 40561.693 | 0 | 0 | 40561.693 | 0.0003319%
2026 | 520 | 520-10R | Tier-2 | Tier-2---7 | 4--5 | 27 | 1 | 1478.7446 | 97.97% | 1.759% | 0.2664% | 2.6561 | 0 | 0 | 2.6561 | 0 | 2.5337 | 10.3883 | 0.2439 | 2.5337 | 10.3883 | 0.2439 | 2.6691 | 10.9434 | 0.2439 | 0.1796% | 0.046043 | 0.045959 | 32116.3215 | 3380.3007 | 793.9909 | 27942.0299 | 32117.5165 | 0 | 0 | 32117.5165 | 8.759e-05%
2026 | 520 | 520-1489R | Tier-2 | Tier-2---8 | 5--5 | 129 | 2 | 2637.9338 | 96.76% | 2.798% | 0.4462% | 1.9588 | 0 | 0 | 1.9588 | 0 | 1.8686 | 20.7766 | 0.089935 | 1.8686 | 20.7766 | 0.089935 | 1.9684 | 21.8868 | 0.089935 | 0.07425% | 0.13822 | 0.13811 | 19085.4238 | 1021.9214 | 566.5154 | 17496.987 | 19085.8993 | 0 | 0 | 19085.8993 | 6.459e-05%
2026 | 520 | 520-1527R | Tier-3 | Tier-3---7 | 5--5 | 53 | 1 | 6763.0006 | 96.72% | 3.176% | 0.1068% | 6.1091 | 0 | 0 | 6.1091 | 0 | 5.8276 | 10.3883 | 0.56098 | 5.8276 | 10.3883 | 0.56098 | 6.139 | 10.9434 | 0.56098 | 0.09033% | 0.27105 | 0.27079 | 24951.4497 | 1805.8111 | 756.6493 | 22388.9893 | 24952.2153 | 0 | 0 | 24952.2153 | 0.0002015%
2026 | 520 | 520-1904 | Tier-3 | Tier-3---13 | 4--5 | 19 | 1 | 2084.5359 | 96.48% | 3.265% | 0.2521% | 5.2397 | 0 | 0 | 5.2397 | 0 | 4.9984 | 10.3883 | 0.48115 | 4.9984 | 10.3883 | 0.48115 | 5.2654 | 10.9434 | 0.48115 | 0.2514% | 0.05278 | 0.052642 | 39495.106 | 2613.3418 | 1305.0051 | 35576.7591 | 39498.7345 | 0 | 0 | 39498.7345 | 0.0001728%
2026 | 520 | 520-35R | Tier-3 | Tier-3---9 | 5--5 | 89 | 1 | 4997.7942 | 96.49% | 3.313% | 0.193% | 2.6822 | 0 | 0 | 2.6822 | 0 | 2.5587 | 10.3883 | 0.2463 | 2.5587 | 10.3883 | 0.2463 | 2.6954 | 10.9434 | 0.2463 | 0.05367% | 0.28544 | 0.28528 | 17509.0395 | 1062.3012 | 557.174 | 15889.5643 | 17509.3811 | 0 | 0 | 17509.3811 | 8.845e-05%
2026 | 520 | 520-45 | Tier-2 | Tier-2---8 | 5--5 | 74 | 3 | 2044.6463 | 97.57% | 2.13% | 0.298% | 4.0035 | 0 | 0 | 4.0035 | 0 | 3.819 | 31.165 | 0.12254 | 3.819 | 31.165 | 0.12254 | 4.0231 | 32.8301 | 0.12254 | 0.1958% | 0.10446 | 0.10425 | 19573.1854 | 982.4694 | 415.3687 | 18175.3473 | 19574.141 | 0 | 0 | 19574.141 | 0.000132%
2026 | 521 | 521-14R | Tier-3 | Tier-3---5 | 5--5 | 49 | 1 | 11350.2874 | 96.69% | 3.233% | 0.07621% | 11.0867 | 0 | 0 | 11.0867 | 0 | 10.576 | 10.3883 | 1.0181 | 10.576 | 10.3883 | 1.0181 | 11.1411 | 10.9434 | 1.0181 | 0.09768% | 0.27097 | 0.27069 | 41888.3276 | 2255.8215 | 1272.0917 | 38360.4144 | 41889.7292 | 0 | 0 | 41889.7292 | 0.0003656%
2026 | 521 | 521-1856R | Tier-3 | Tier-3---6 | 5--5 | 87 | 3 | 8477.8617 | 97.79% | 2.104% | 0.1048% | 14.1513 | 0 | 0 | 14.1513 | 0 | 13.4993 | 31.165 | 0.43316 | 13.4993 | 31.165 | 0.43316 | 14.2206 | 32.8301 | 0.43316 | 0.1669% | 0.15411 | 0.15384 | 55012.684 | 3012.448 | 1105.9909 | 50894.245 | 55014.7612 | 0 | 0 | 55014.7612 | 0.0004667%
2026 | 521 | 521-18R | Tier-3 | Tier-3---6 | 4--5 | 73 | 2 | 8713.0173 | 99.36% | 0.5424% | 0.09583% | 11.7409 | 0 | 0 | 11.7409 | 0 | 11.2 | 20.7766 | 0.53907 | 11.2 | 20.7766 | 0.53907 | 11.7984 | 21.8868 | 0.53907 | 0.1348% | 0.071321 | 0.071224 | 122165.8816 | 6890.9356 | 771.7339 | 114503.2122 | 122166.9405 | 0 | 0 | 122166.9405 | 0.0003872%
2026 | 521 | 521-32R | Tier-3 | Tier-3---4 | 5--5 | 42 | 1 | 12241.7135 | 99.38% | 0.5642% | 0.05689% | 14.3381 | 0 | 0 | 14.3381 | 0 | 13.6776 | 10.3883 | 1.3166 | 13.6776 | 10.3883 | 1.3166 | 14.4084 | 10.9434 | 1.3166 | 0.1171% | 0.14844 | 0.14826 | 82470.5462 | 5122.2262 | 464.9548 | 76883.3652 | 82471.1506 | 0 | 0 | 82471.1506 | 0.0004728%
2026 | 521 | 521-700R | Tier-2 | Tier-2---3 | 4--5 | 37 | 1 | 9012.5446 | 99.05% | 0.8425% | 0.1052% | 11.9431 | 0 | 0 | 11.9431 | 0 | 11.3929 | 10.3883 | 1.0967 | 11.3929 | 10.3883 | 1.0967 | 12.0016 | 10.9434 | 1.0967 | 0.1325% | 0.074421 | 0.074321 | 121102.821 | 8945.6292 | 1253.8537 | 110903.3381 | 121104.3584 | 0 | 0 | 121104.3584 | 0.0003938%
2026 | 524 | 524-1782F | Tier-3 | Tier-3---10 | 4--5 | 46 | 1 | 5468.1345 | 99.78% | 0.1144% | 0.1099% | 5.871 | 0 | 0 | 5.871 | 0 | 5.6005 | 10.3883 | 0.53912 | 5.6005 | 10.3883 | 0.53912 | 5.8998 | 10.9434 | 0.53912 | 0.1074% | 0.040404 | 0.04036 | 135337.1336 | 10621.643 | 457.8891 | 124257.6016 | 135337.4607 | 0 | 0 | 135337.4607 | 0.0001936%
2026 | 524 | 524-27R | Tier-3 | Tier-3---4 | 4--5 | 114 | 2 | 11317.6942 | 99.77% | 0.1414% | 0.08951% | 9.8058 | 0 | 0 | 9.8058 | 0 | 9.3541 | 20.7766 | 0.45022 | 9.3541 | 20.7766 | 0.45022 | 9.8539 | 21.8868 | 0.45022 | 0.08664% | 0.060207 | 0.060155 | 187979.0829 | 15020.271 | 843.0575 | 172115.7544 | 187979.4602 | 0 | 0 | 187979.4602 | 0.0003234%
2026 | 524 | 524-46R | Tier-3 | Tier-3---4 | 5--5 | 89 | 3 | 13710.9533 | 98.99% | 0.9557% | 0.05722% | 22.6455 | 0 | 0 | 22.6455 | 0 | 21.6023 | 31.165 | 0.69316 | 21.6023 | 31.165 | 0.69316 | 22.7565 | 32.8301 | 0.69316 | 0.1652% | 0.18916 | 0.18884 | 72484.9744 | 5399.6154 | 709.3603 | 66375.9987 | 72486.2015 | 0 | 0 | 72486.2015 | 0.0007468%
2026 | 524 | 524-50R | Tier-3 | Tier-3---7 | 5--5 | 84 | 1 | 8801.877 | 98.2% | 1.718% | 0.0819% | 5.0935 | 0 | 0 | 5.0935 | 0 | 4.8588 | 10.3883 | 0.46772 | 4.8588 | 10.3883 | 0.46772 | 5.1185 | 10.9434 | 0.46772 | 0.05787% | 0.18313 | 0.18303 | 48062.3901 | 2911.3323 | 788.4961 | 44362.5616 | 48062.9 | 0 | 0 | 48062.9 | 0.000168%
2026 | 524 | 524-69R | Tier-3 | Tier-3---1 | 5--5 | 283 | 5 | 40375.331 | 99.03% | 0.9107% | 0.05596% | 34.9692 | 0 | 0 | 34.9692 | 0 | 33.3583 | 51.9416 | 0.64223 | 33.3583 | 51.9416 | 0.64223 | 35.1407 | 54.7169 | 0.64223 | 0.08661% | 0.27264 | 0.2724 | 148092.4418 | 8147.506 | 1337.0199 | 138607.9158 | 148093.6949 | 0 | 0 | 148093.6949 | 0.001153%
2026 | 597 | 597-595 | Tier-2 | Tier-2---1 | 5--5 | 92 | 1 | 18774.394 | 95.55% | 4.388% | 0.06321% | 9.6518 | 0 | 0 | 9.6518 | 0 | 9.2072 | 10.3883 | 0.8863 | 9.2072 | 10.3883 | 0.8863 | 9.6992 | 10.9434 | 0.8863 | 0.05141% | 0.15307 | 0.15298 | 122655.7075 | 12289.1487 | 5017.0863 | 105349.4725 | 122658.6463 | 0 | 0 | 122658.6463 | 0.0003183%
2026 | 599 | 599-19R | Tier-2 | Tier-2---1 | 5--5 | 124 | 1 | 25743.4561 | 99.4% | 0.5253% | 0.0786% | 10.2146 | 0 | 0 | 10.2146 | 0 | 9.744 | 10.3883 | 0.93798 | 9.744 | 10.3883 | 0.93798 | 10.2646 | 10.9434 | 0.93798 | 0.03968% | 0.15161 | 0.15155 | 169796.7072 | 9028.2208 | 940.8004 | 159827.6859 | 169797.1166 | 0 | 0 | 169797.1166 | 0.0003368%
2026 | 599 | CB 599 | Tier-2 | Tier-2---4 | 4--5 | 22 | 1 | 4323.2442 | 99.81% | 0% | 0.1903% | 9.7088 | 0 | 0 | 9.7088 | 0 | 9.2615 | 10.3883 | 0.89153 | 9.2615 | 10.3883 | 0.89153 | 9.7564 | 10.9434 | 0.89153 | 0.2246% | 0.043095 | 0.042998 | 100319.859 | 10016.8763 | 926.348 | 89376.6347 | 100320.2895 | 0 | 0 | 100320.2895 | 0.0003202%
2026 | 788 | 788-34R | Tier-2 | Tier-2---6 | 5--5 | 37 | 3 | 9132.2366 | 94.33% | 5.547% | 0.1209% | 34.5751 | 0 | 0 | 34.5751 | 0 | 32.9823 | 31.165 | 1.0583 | 32.9823 | 31.165 | 1.0583 | 34.7446 | 32.8301 | 1.0583 | 0.3786% | 0.12404 | 0.12355 | 73621.1831 | 9933.4586 | 4009.9599 | 59677.7646 | 73637.9966 | 0 | 0 | 73637.9966 | 0.00114%
2026 | 859 | 859-42R | Tier-2 | Tier-2---3 | 4--5 | 41 | 2 | 8606.9717 | 99.86% | 0% | 0.1411% | 20.7534 | 0 | 0 | 20.7534 | 0 | 19.7973 | 20.7766 | 0.95286 | 19.7973 | 20.7766 | 0.95286 | 20.8551 | 21.8868 | 0.95286 | 0.2411% | 0.067132 | 0.06697 | 128210.0534 | 7463.1152 | 271.9776 | 120474.9607 | 128210.4913 | 0 | 0 | 128210.4913 | 0.0006844%
2026 | 907 | 907-1562AE | Tier-3 | Tier-3---6 | 4--5 | 37 | 1 | 8439.7692 | 97.62% | 2.35% | 0.03436% | 11.0219 | 0 | 0 | 11.0219 | 0 | 10.5141 | 10.3883 | 1.0121 | 10.5141 | 10.3883 | 1.0121 | 11.0759 | 10.9434 | 1.0121 | 0.1306% | 0.054867 | 0.054793 | 153823.4413 | 9936.3787 | 3323.7899 | 140563.2726 | 153828.3539 | 0 | 0 | 153828.3539 | 0.0003635%
2026 | 907 | 907-1702R | Tier-3 | Tier-3---6 | 4--5 | 35 | 2 | 9100.5583 | 99.73% | 0.2344% | 0.03926% | 25.6711 | 0 | 0 | 25.6711 | 0 | 24.4885 | 20.7766 | 1.1787 | 24.4885 | 20.7766 | 1.1787 | 25.797 | 21.8868 | 1.1787 | 0.2821% | 0.061079 | 0.060906 | 148997.4926 | 9820.8836 | 378.9812 | 138797.6278 | 148998.6492 | 0 | 0 | 148998.6492 | 0.0008465%
2026 | 907 | CB 907 | Tier-3 | Tier-3---13 | 3--5 | 8 | 1 | 2742.2838 | 99.83% | 0.1274% | 0.03844% | 16.9397 | 0 | 0 | 16.9397 | 0 | 16.1594 | 10.3883 | 1.5555 | 16.1594 | 10.3883 | 1.5555 | 17.0228 | 10.9434 | 1.5555 | 0.6177% | 0.023668 | 0.023522 | 115862.6603 | 8950.1537 | 169.4148 | 106743.0917 | 115863.8565 | 0 | 0 | 115863.8565 | 0.0005586%
2026 | 908 | 908-1172R | Tier-2 | Tier-2---2 | 5--5 | 76 | 1 | 15766.5188 | 98.33% | 1.627% | 0.04735% | 10.0971 | 0 | 0 | 10.0971 | 0 | 9.6319 | 10.3883 | 0.92719 | 9.6319 | 10.3883 | 0.92719 | 10.1466 | 10.9434 | 0.92719 | 0.06404% | 0.20692 | 0.20679 | 76195.3215 | 5331.2754 | 1185.4095 | 69678.6366 | 76196.1528 | 0 | 0 | 76196.1528 | 0.000333%
2026 | 908 | 908-1368R | Tier-2 | Tier-2---5 | 5--5 | 109 | 1 | 5570.7929 | 96.25% | 3.531% | 0.2207% | 2.435 | 0 | 0 | 2.435 | 0 | 2.3228 | 10.3883 | 0.2236 | 2.3228 | 10.3883 | 0.2236 | 2.4469 | 10.9434 | 0.2236 | 0.04371% | 0.23644 | 0.23634 | 23560.7485 | 1440.3319 | 798.3866 | 21322.03 | 23561.1501 | 0 | 0 | 23561.1501 | 8.03e-05%
2026 | 908 | 908-1370R | Tier-2 | Tier-2---8 | 5--4 | 40 | 1 | 1466.2762 | 91.81% | 7.905% | 0.289% | 1.6658 | 0 | 0 | 1.6658 | 0 | 1.5891 | 10.3883 | 0.15297 | 1.5891 | 10.3883 | 0.15297 | 1.674 | 10.9434 | 0.15297 | 0.1136% | 0.1878 | 0.18757 | 7807.4644 | 518.9417 | 584.8681 | 6703.6546 | 7808.257 | 0 | 0 | 7808.257 | 5.493e-05%
2026 | 908 | 908-2038R | Tier-2 | Tier-2---1 | 5--5 | 146 | 3 | 41258.5742 | 98.89% | 1.078% | 0.03081% | 41.4996 | 0 | 0 | 41.4996 | 0 | 39.5878 | 31.165 | 1.2703 | 39.5878 | 31.165 | 1.2703 | 41.703 | 32.8301 | 1.2703 | 0.1006% | 0.23053 | 0.2303 | 178970.5163 | 13265.9985 | 1829.4076 | 163875.1102 | 178972.5373 | 0 | 0 | 178972.5373 | 0.001369%
2026 | 908 | 908-2055F | Tier-3 | Tier-3---2 | 5--5 | 95 | 1 | 22564.0783 | 99.08% | 0.8792% | 0.03652% | 11.6494 | 0 | 0 | 11.6494 | 0 | 11.1127 | 10.3883 | 1.0697 | 11.1127 | 10.3883 | 1.0697 | 11.7065 | 10.9434 | 1.0697 | 0.05163% | 0.20355 | 0.20344 | 110854.0623 | 7735.6273 | 1009.8579 | 102108.5771 | 110854.5916 | 0 | 0 | 110854.5916 | 0.0003842%
2026 | 908 | 908-2062F | Tier-2 | Tier-2---16 | 5--2 | 1 | 1 | 153.3115 | 98.58% | 1.358% | 0.06577% | 7.4809 | 0 | 0 | 7.4809 | 0 | 7.1363 | 10.3883 | 0.68695 | 7.1363 | 10.3883 | 0.68695 | 7.5176 | 10.9434 | 0.68695 | 4.88% | 0.16054 | 0.1526 | 954.9499 | 48.869 | 14.7016 | 891.3793 | 955.6578 | 0 | 0 | 955.6578 | 0.0002467%
2026 | 909 | 909-451 | Tier-3 | Tier-3---1 | 5--5 | 126 | 2 | 55252.3747 | 99.27% | 0.7029% | 0.02396% | 43.097 | 0 | 0 | 43.097 | 0 | 41.1116 | 20.7766 | 1.9787 | 41.1116 | 20.7766 | 1.9787 | 43.3083 | 21.8868 | 1.9787 | 0.078% | 0.31112 | 0.31088 | 177590.703 | 9870.6468 | 1163.318 | 166556.7382 | 177591.718 | 0 | 0 | 177591.718 | 0.001421%
2026 | 909 | 909-805R | Tier-2 | Tier-2---1 | 5--5 | 99 | 1 | 32313.161 | 99.26% | 0.708% | 0.02831% | 16.0376 | 0 | 0 | 16.0376 | 0 | 15.2988 | 10.3883 | 1.4727 | 15.2988 | 10.3883 | 1.4727 | 16.1162 | 10.9434 | 1.4727 | 0.04963% | 0.28921 | 0.28907 | 111728.904 | 9787.6674 | 729.9669 | 101211.2697 | 111729.3155 | 0 | 0 | 111729.3155 | 0.0005289%
2026 | 920 | 920-735AE | Tier-2 | Tier-2---7 | 4--5 | 3 | 1 | 1554.328 | 69.02% | 30.62% | 0.3611% | 17.7015 | 0 | 0 | 17.7015 | 0 | 16.886 | 10.3883 | 1.6255 | 16.886 | 10.3883 | 1.6255 | 17.7883 | 10.9434 | 1.6255 | 1.139% | 0.068691 | 0.067557 | 22627.8919 | 1626.4148 | 6446.6356 | 14554.8415 | 22745.494 | 0 | 0 | 22745.494 | 0.0005837%
2026 | 971 | 971-2050R | Tier-3 | Tier-3---2 | 5--5 | 189 | 7 | 28484.5838 | 98.91% | 1.035% | 0.05308% | 51.6538 | 0 | 0 | 51.6538 | 0 | 49.2742 | 72.7182 | 0.6776 | 49.2742 | 72.7182 | 0.6776 | 51.907 | 76.6037 | 0.6776 | 0.1813% | 0.18464 | 0.1843 | 154268.7539 | 10830.6461 | 1582.0513 | 141856.0564 | 154271.8355 | 0 | 0 | 154271.8355 | 0.001703%
2026 | 971 | 971-29R | Tier-3 | Tier-3---6 | 5--5 | 28 | 2 | 8015.4065 | 99.46% | 0.5042% | 0.0309% | 28.1885 | 0 | 0 | 28.1885 | 0 | 26.89 | 20.7766 | 1.2942 | 26.89 | 20.7766 | 1.2942 | 28.3267 | 21.8868 | 1.2942 | 0.3517% | 0.12171 | 0.12128 | 65856.8143 | 3610.5313 | 317.5488 | 61928.7341 | 65858.0647 | 0 | 0 | 65858.0647 | 0.0009296%
2026 | 971 | 971-383R | Tier-3 | Tier-3---4 | 5--5 | 45 | 1 | 14770.5962 | 98.43% | 1.528% | 0.03956% | 15.9929 | 0 | 0 | 15.9929 | 0 | 15.2561 | 10.3883 | 1.4686 | 15.2561 | 10.3883 | 1.4686 | 16.0713 | 10.9434 | 1.4686 | 0.1083% | 0.13837 | 0.13822 | 106747.8715 | 6177.23 | 1600.3912 | 98970.2503 | 106749.7147 | 0 | 0 | 106749.7147 | 0.0005274%
2026 | 971 | 971-388R | Tier-3 | Tier-3---4 | 5--5 | 103 | 2 | 11267.961 | 98.98% | 0.9235% | 0.09902% | 10.7196 | 0 | 0 | 10.7196 | 0 | 10.2258 | 20.7766 | 0.49218 | 10.2258 | 20.7766 | 0.49218 | 10.7722 | 21.8868 | 0.49218 | 0.09513% | 0.17642 | 0.17625 | 63870.0886 | 3872.2432 | 602.7653 | 59395.0801 | 63870.7169 | 0 | 0 | 63870.7169 | 0.0003535%
2026 | 971 | CB 971 | Tier-2 | Tier-2---3 | 5--5 | 27 | 1 | 11456.6981 | 99.51% | 0.4569% | 0.03477% | 20.9007 | 0 | 0 | 20.9007 | 0 | 19.9378 | 10.3883 | 1.9193 | 19.9378 | 10.3883 | 1.9193 | 21.0031 | 10.9434 | 1.9193 | 0.1824% | 0.12528 | 0.12505 | 91451.3672 | 5164.7092 | 651.9468 | 85634.7112 | 91452.193 | 0 | 0 | 91452.193 | 0.0006892%
2026 | 972 | 972-1582R | Tier-3 | Tier-3---6 | 5--5 | 81 | 2 | 8019.1792 | 98.53% | 1.384% | 0.08092% | 9.6576 | 0 | 0 | 9.6576 | 0 | 9.2127 | 20.7766 | 0.44342 | 9.2127 | 20.7766 | 0.44342 | 9.7049 | 21.8868 | 0.44342 | 0.1204% | 0.15062 | 0.15044 | 53239.6467 | 3086.8109 | 714.7235 | 49438.1123 | 53240.6013 | 0 | 0 | 53240.6013 | 0.0003185%
2026 | 972 | 972-1590F | Tier-3 | Tier-3---2 | 5--5 | 106 | 1 | 23409.1539 | 98.39% | 1.548% | 0.05965% | 10.7559 | 0 | 0 | 10.7559 | 0 | 10.2604 | 10.3883 | 0.98769 | 10.2604 | 10.3883 | 0.98769 | 10.8086 | 10.9434 | 0.98769 | 0.04595% | 0.17603 | 0.17595 | 132982.6796 | 10745.803 | 2028.2393 | 120208.6373 | 132983.6782 | 0 | 0 | 132983.6782 | 0.0003547%
2026 | 972 | 972-32R | Tier-2 | Tier-2---1 | 5--5 | 54 | 1 | 22914.3284 | 97.48% | 2.478% | 0.04418% | 20.4751 | 0 | 0 | 20.4751 | 0 | 19.5319 | 10.3883 | 1.8802 | 19.5319 | 10.3883 | 1.8802 | 20.5755 | 10.9434 | 1.8802 | 0.08936% | 0.16607 | 0.16592 | 137978.7753 | 7897.3231 | 3156.5486 | 126924.9036 | 137981.9677 | 0 | 0 | 137981.9677 | 0.0006752%
2026 | 972 | 972-942R | Tier-3 | Tier-3---6 | 5--5 | 59 | 2 | 9149.6836 | 99.12% | 0.8301% | 0.05344% | 15.2172 | 0 | 0 | 15.2172 | 0 | 14.5162 | 20.7766 | 0.69868 | 14.5162 | 20.7766 | 0.69868 | 15.2918 | 21.8868 | 0.69868 | 0.1663% | 0.14195 | 0.14171 | 64459.3584 | 4369.1581 | 517.8641 | 59572.3362 | 64460.3157 | 0 | 0 | 64460.3157 | 0.0005018%
2026 | 973 | 973-1226R | Tier-3 | Tier-3---10 | 5--5 | 50 | 2 | 5177.8696 | 97.32% | 2.585% | 0.09195% | 9.9777 | 0 | 0 | 9.9777 | 0 | 9.5181 | 20.7766 | 0.45811 | 9.5181 | 20.7766 | 0.45811 | 10.0266 | 21.8868 | 0.45811 | 0.1927% | 0.13989 | 0.13962 | 37012.5952 | 1958.2894 | 910.1694 | 34144.1364 | 37014.5608 | 0 | 0 | 37014.5608 | 0.000329%
2026 | 973 | 973-626R | Tier-3 | Tier-3---7 | 5--5 | 82 | 3 | 6521.7236 | 98.03% | 1.864% | 0.1053% | 11.5781 | 0 | 0 | 11.5781 | 0 | 11.0447 | 31.165 | 0.3544 | 11.0447 | 31.165 | 0.3544 | 11.6348 | 32.8301 | 0.3544 | 0.1775% | 0.1523 | 0.15202 | 42821.6164 | 2771.3178 | 761.0334 | 39289.2652 | 42823.1464 | 0 | 0 | 42823.1464 | 0.0003818%
2026 | 974 | 974-23R | Tier-3 | Tier-3---11 | 5--5 | 104 | 3 | 3492.8626 | 93.69% | 6.037% | 0.2698% | 4.6728 | 0 | 0 | 4.6728 | 0 | 4.4576 | 31.165 | 0.14303 | 4.4576 | 31.165 | 0.14303 | 4.6958 | 32.8301 | 0.14303 | 0.1338% | 0.16472 | 0.16448 | 21204.8226 | 1225.3577 | 1209.8349 | 18769.63 | 21206.7349 | 0 | 0 | 21206.7349 | 0.0001541%
2026 | 974 | 974-715R | Tier-3 | Tier-3---6 | 5--5 | 29 | 1 | 7107.1697 | 99.55% | 0.3981% | 0.05413% | 12.0763 | 0 | 0 | 12.0763 | 0 | 11.52 | 10.3883 | 1.1089 | 11.52 | 10.3883 | 1.1089 | 12.1355 | 10.9434 | 1.1089 | 0.1699% | 0.14069 | 0.14045 | 50517.2415 | 2626.4246 | 327.9593 | 47562.8576 | 50517.6321 | 0 | 0 | 50517.6321 | 0.0003982%
2026 | 1021 | 1021-1748F | Tier-3 | Tier-3---2 | 5--5 | 95 | 1 | 35156.1224 | 99.02% | 0.9436% | 0.03662% | 18.1386 | 0 | 0 | 18.1386 | 0 | 17.303 | 10.3883 | 1.6656 | 17.303 | 10.3883 | 1.6656 | 18.2275 | 10.9434 | 1.6656 | 0.05159% | 0.16564 | 0.16555 | 212249.5403 | 13715.9361 | 1963.4816 | 196570.1226 | 212250.6249 | 0 | 0 | 212250.6249 | 0.0005981%
2026 | 1021 | 1021-1760R | Tier-3 | Tier-3---6 | 5--5 | 17 | 1 | 7055.7157 | 98.18% | 1.793% | 0.03106% | 20.1698 | 0 | 0 | 20.1698 | 0 | 19.2406 | 10.3883 | 1.8521 | 19.2406 | 10.3883 | 1.8521 | 20.2686 | 10.9434 | 1.8521 | 0.2859% | 0.10829 | 0.10798 | 65155.0235 | 4038.9642 | 1087.8449 | 60028.2144 | 65158.4948 | 0 | 0 | 65158.4948 | 0.0006651%
2026 | 1021 | 1021-25R | Tier-3 | Tier-3---2 | 5--5 | 43 | 1 | 18825.6899 | 99.7% | 0.2782% | 0.02306% | 21.6062 | 0 | 0 | 21.6062 | 0 | 20.6108 | 10.3883 | 1.984 | 20.6108 | 10.3883 | 1.984 | 21.7121 | 10.9434 | 1.984 | 0.1148% | 0.12361 | 0.12347 | 152300.0709 | 9949.5446 | 416.971 | 141933.5553 | 152300.5996 | 0 | 0 | 152300.5996 | 0.0007125%
2026 | 1021 | 1021-855 | Tier-3 | Tier-3---10 | 5--5 | 11 | 1 | 5034.3753 | 99.51% | 0.4541% | 0.0405% | 22.5426 | 0 | 0 | 22.5426 | 0 | 21.5041 | 10.3883 | 2.07 | 21.5041 | 10.3883 | 2.07 | 22.6531 | 10.9434 | 2.07 | 0.4478% | 0.10909 | 0.1086 | 46149.2476 | 2319.9671 | 207.6388 | 43621.6417 | 46150.2795 | 0 | 0 | 46150.2795 | 0.0007434%
2026 | 1022 | 1022-17F | Tier-3 | Tier-3---4 | 5--5 | 33 | 2 | 9800.6792 | 99.62% | 0.3456% | 0.03348% | 29.2906 | 0 | 0 | 29.2906 | 0 | 27.9412 | 20.7766 | 1.3448 | 27.9412 | 20.7766 | 1.3448 | 29.4342 | 21.8868 | 1.3448 | 0.2989% | 0.10945 | 0.10912 | 89544.6442 | 5359.6686 | 310.5435 | 83874.4321 | 89545.6656 | 0 | 0 | 89545.6656 | 0.0009659%
2026 | 1023 | 1023-46AE | Tier-2 | Tier-2---2 | 5--5 | 80 | 2 | 9469.9149 | 95.98% | 3.884% | 0.1387% | 11.2476 | 0 | 0 | 11.2476 | 0 | 10.7295 | 20.7766 | 0.51642 | 10.7295 | 20.7766 | 0.51642 | 11.3028 | 21.8868 | 0.51642 | 0.1188% | 0.13914 | 0.13896 | 68062.6824 | 3656.971 | 2513.7394 | 61891.9719 | 68066.0745 | 0 | 0 | 68066.0745 | 0.0003709%
2026 | 1023 | 1023-89R | Tier-2 | Tier-2---11 | 4--4 | 19 | 1 | 585.5086 | 87.68% | 11.85% | 0.4758% | 1.3374 | 0 | 0 | 1.3374 | 0 | 1.2758 | 10.3883 | 0.12281 | 1.2758 | 10.3883 | 0.12281 | 1.344 | 10.9434 | 0.12281 | 0.2284% | 0.083403 | 0.083186 | 7020.201 | 414.9664 | 782.0246 | 5823.21 | 7022.4605 | 0 | 0 | 7022.4605 | 4.41e-05%
2026 | 1030 | 1030-1823F | Tier-3 | Tier-3---13 | 5--5 | 22 | 3 | 2150.9739 | 99.45% | 0.5287% | 0.02497% | 14.4387 | 0 | 0 | 14.4387 | 0 | 13.7735 | 31.165 | 0.44196 | 13.7735 | 31.165 | 0.44196 | 14.5095 | 32.8301 | 0.44196 | 0.6713% | 0.10605 | 0.10534 | 20281.9888 | 1017.5622 | 101.0259 | 19163.4007 | 20282.7519 | 0 | 0 | 20282.7519 | 0.0004761%
2026 | 1030 | 1030-18R | Tier-3 | Tier-3---7 | 5--5 | 85 | 1 | 6620.9098 | 98.66% | 1.309% | 0.03186% | 3.804 | 0 | 0 | 3.804 | 0 | 3.6288 | 10.3883 | 0.34931 | 3.6288 | 10.3883 | 0.34931 | 3.8226 | 10.9434 | 0.34931 | 0.05745% | 0.23843 | 0.23829 | 27769.0579 | 1524.2005 | 340.5168 | 25904.3406 | 27769.2749 | 0 | 0 | 27769.2749 | 0.0001254%
2026 | 1030 | 1030-20R | Tier-3 | Tier-3---3 | 5--5 | 124 | 3 | 25318.462 | 99.14% | 0.8163% | 0.04139% | 30.0608 | 0 | 0 | 30.0608 | 0 | 28.676 | 31.165 | 0.92014 | 28.676 | 31.165 | 0.92014 | 30.2082 | 32.8301 | 0.92014 | 0.1187% | 0.28668 | 0.28634 | 88316.4782 | 5506.1055 | 686.3261 | 82124.0466 | 88317.3864 | 0 | 0 | 88317.3864 | 0.0009913%
2026 | 1030 | 1030-42R | Tier-3 | Tier-3---3 | 5--5 | 119 | 1 | 28398.7895 | 98.49% | 1.466% | 0.03945% | 11.6351 | 0 | 0 | 11.6351 | 0 | 11.0991 | 10.3883 | 1.0684 | 11.0991 | 10.3883 | 1.0684 | 11.6921 | 10.9434 | 1.0684 | 0.04097% | 0.28228 | 0.28216 | 100606.2475 | 6191.924 | 1386.8762 | 93027.4473 | 100606.8778 | 0 | 0 | 100606.8778 | 0.0003837%
2026 | 1030 | 1030-989R | Tier-3 | Tier-3---3 | 5--5 | 103 | 3 | 26696.216 | 99.16% | 0.796% | 0.04527% | 38.1654 | 0 | 0 | 38.1654 | 0 | 36.4072 | 31.165 | 1.1682 | 36.4072 | 31.165 | 1.1682 | 38.3525 | 32.8301 | 1.1682 | 0.143% | 0.30703 | 0.30658 | 86951.1078 | 4865.0498 | 650.3273 | 81435.7308 | 86952.164 | 0 | 0 | 86952.164 | 0.001259%
2026 | 1039 | 1039-13 | Tier-2 | Tier-2---3 | 5--5 | 68 | 4 | 15957.1711 | 97.45% | 2.471% | 0.0752% | 45.2805 | 0 | 0 | 45.2805 | 0 | 43.1945 | 41.5533 | 1.0395 | 43.1945 | 41.5533 | 1.0395 | 45.5025 | 43.7735 | 1.0395 | 0.2838% | 0.1351 | 0.13471 | 118113.2514 | 10500.2075 | 2816.2541 | 104796.7897 | 118122.0335 | 0 | 0 | 118122.0335 | 0.001493%
2026 | 1090 | 1090-73F | Tier-3 | Tier-3---10 | 4--5 | 81 | 3 | 5899.0454 | 99.62% | 0.2521% | 0.1275% | 10.7739 | 0 | 0 | 10.7739 | 0 | 10.2775 | 31.165 | 0.32978 | 10.2775 | 31.165 | 0.32978 | 10.8267 | 32.8301 | 0.32978 | 0.1826% | 0.046754 | 0.046668 | 126173.0725 | 9334.6657 | 462.1696 | 116376.2372 | 126173.9523 | 0 | 0 | 126173.9523 | 0.0003553%
2026 | 1090 | 1090-74F | Tier-3 | Tier-3---10 | 4--5 | 63 | 2 | 4990.92 | 99.62% | 0.2191% | 0.1576% | 7.8133 | 0 | 0 | 7.8133 | 0 | 7.4534 | 20.7766 | 0.35874 | 7.4534 | 20.7766 | 0.35874 | 7.8516 | 21.8868 | 0.35874 | 0.1566% | 0.045737 | 0.045665 | 109123.1086 | 8272.9718 | 456.2327 | 100393.904 | 109123.7556 | 0 | 0 | 109123.7556 | 0.0002577%
2026 | 1138 | 1138-6R | Tier-2 | Tier-2---5 | 5--5 | 93 | 2 | 4663.8779 | 91.12% | 8.567% | 0.3106% | 4.524 | 0 | 0 | 4.524 | 0 | 4.3156 | 20.7766 | 0.20771 | 4.3156 | 20.7766 | 0.20771 | 4.5462 | 21.8868 | 0.20771 | 0.097% | 0.17153 | 0.17134 | 27190.5644 | 2036.5744 | 2249.3585 | 22904.6315 | 27193.1367 | 0 | 0 | 27193.1367 | 0.0001492%
2026 | 1162 | 1162-324R | Tier-2 | Tier-2---13 | 4--3 | 9 | 1 | 240.2897 | 88.19% | 10.99% | 0.8202% | 1.1655 | 0 | 0 | 1.1655 | 0 | 1.1118 | 10.3883 | 0.10702 | 1.1118 | 10.3883 | 0.10702 | 1.1712 | 10.9434 | 0.10702 | 0.485% | 0.068658 | 0.06828 | 3499.8056 | 195.2386 | 355.9283 | 2948.6387 | 3502.0919 | 0 | 0 | 3502.0919 | 3.843e-05%
2026 | 1166 | 1166-18R | Tier-3 | Tier-3---5 | 5--5 | 16 | 1 | 10108.4901 | 99.77% | 0.1963% | 0.03345% | 31.2013 | 0 | 0 | 31.2013 | 0 | 29.7639 | 10.3883 | 2.8651 | 29.7639 | 10.3883 | 2.8651 | 31.3542 | 10.9434 | 2.8651 | 0.3087% | 0.21365 | 0.21299 | 47313.4054 | 3052.661 | 107.9125 | 44152.8319 | 47313.7427 | 0 | 0 | 47313.7427 | 0.001029%
2026 | 1166 | 1166-342R | Tier-3 | Tier-3---5 | 5--5 | 73 | 4 | 10322.642 | 99.08% | 0.8619% | 0.05733% | 27.741 | 0 | 0 | 27.741 | 0 | 26.463 | 41.5533 | 0.63685 | 26.463 | 41.5533 | 0.63685 | 27.877 | 43.7735 | 0.63685 | 0.2687% | 0.21878 | 0.21818 | 47183.5693 | 2494.6745 | 397.8438 | 44291.0509 | 47184.7489 | 0 | 0 | 47184.7489 | 0.0009148%
2026 | 1215 | 1215-12R | Tier-3 | Tier-3---9 | 5--4 | 43 | 2 | 6147.2839 | 97.88% | 2.045% | 0.07292% | 13.8532 | 0 | 0 | 13.8532 | 0 | 13.215 | 20.7766 | 0.63605 | 13.215 | 20.7766 | 0.63605 | 13.9211 | 21.8868 | 0.63605 | 0.2254% | 0.69907 | 0.69746 | 8793.5219 | 453.8865 | 171.3905 | 8168.2449 | 8793.9518 | 0 | 0 | 8793.9518 | 0.0004568%
2026 | 1215 | 1215-32R | Tier-3 | Tier-3---7 | 5--4 | 64 | 2 | 8696.5042 | 96.48% | 3.447% | 0.07747% | 12.9782 | 0 | 0 | 12.9782 | 0 | 12.3804 | 20.7766 | 0.59588 | 12.3804 | 20.7766 | 0.59588 | 13.0419 | 21.8868 | 0.59588 | 0.1492% | 0.68132 | 0.68027 | 12764.1579 | 635.3889 | 400.2926 | 11728.4764 | 12764.855 | 0 | 0 | 12764.855 | 0.000428%
2026 | 1233 | 1233-587R | Tier-3 | Tier-3---13 | 5--5 | 39 | 1 | 2983.7291 | 97.9% | 1.929% | 0.1696% | 3.7076 | 0 | 0 | 3.7076 | 0 | 3.5368 | 10.3883 | 0.34046 | 3.5368 | 10.3883 | 0.34046 | 3.7258 | 10.9434 | 0.34046 | 0.1243% | 0.13489 | 0.13472 | 22120.1137 | 1287.4024 | 436.159 | 20396.5523 | 22120.7035 | 0 | 0 | 22120.7035 | 0.0001223%
2026 | 1233 | 1233-589R | Tier-3 | Tier-3---16 | 5--4 | 12 | 1 | 1386.4905 | 98.92% | 0.9396% | 0.1432% | 5.6573 | 0 | 0 | 5.6573 | 0 | 5.3967 | 10.3883 | 0.5195 | 5.3967 | 10.3883 | 0.5195 | 5.6851 | 10.9434 | 0.5195 | 0.408% | 0.11751 | 0.11702 | 11798.9753 | 654.3239 | 110.4066 | 11034.2448 | 11799.5045 | 0 | 0 | 11799.5045 | 0.0001866%
2026 | 1234 | CB 1234 | Tier-3 | Tier-3---10 | 5--5 | 79 | 3 | 6311.4919 | 84.29% | 15.54% | 0.1769% | 9.9999 | 0 | 0 | 9.9999 | 0 | 9.5393 | 31.165 | 0.30609 | 9.5393 | 31.165 | 0.30609 | 10.049 | 32.8301 | 0.30609 | 0.1584% | 0.11961 | 0.11939 | 52765.4948 | 2759.6634 | 8111.6399 | 41894.1915 | 52781.1081 | 0 | 0 | 52781.1081 | 0.0003298%
2026 | 1235 | CB 1235 | Tier-2 | Tier-2---6 | 4--5 | 92 | 2 | 6645.572 | 99.09% | 0.6868% | 0.2213% | 7.0863 | 0 | 0 | 7.0863 | 0 | 6.7598 | 20.7766 | 0.32536 | 6.7598 | 20.7766 | 0.32536 | 7.121 | 21.8868 | 0.32536 | 0.1066% | 0.082825 | 0.082736 | 80236.4987 | 5995.4874 | 833.9481 | 73407.0631 | 80237.2836 | 0 | 0 | 80237.2836 | 0.0002337%
2026 | 1242 | 1242-1084 | Tier-2 | Tier-2---12 | 2--5 | 14 | 2 | 456.1931 | 99.77% | 0% | 0.2285% | 3.2186 | 0 | 0 | 3.2186 | 0 | 3.0703 | 20.7766 | 0.14778 | 3.0703 | 20.7766 | 0.14778 | 3.2343 | 21.8868 | 0.14778 | 0.7055% | 0.005996 | 0.0059536 | 76082.9136 | 12562.2691 | 164.6304 | 63356.014 | 76084.1518 | 0 | 0 | 76084.1518 | 0.0001061%
2026 | 1250 | 1250-8R | Tier-2 | Tier-2---4 | 4--5 | 13 | 1 | 3684.9802 | 98.15% | 1.772% | 0.07391% | 13.7723 | 0 | 0 | 13.7723 | 0 | 13.1378 | 10.3883 | 1.2647 | 13.1378 | 10.3883 | 1.2647 | 13.8398 | 10.9434 | 1.2647 | 0.3737% | 0.092289 | 0.091937 | 39928.877 | 2037.4755 | 694.1813 | 37197.2202 | 39931.694 | 0 | 0 | 39931.694 | 0.0004542%
2026 | 1458 | 1458-1056 | Tier-2 | Tier-2---11 | 5--3 | 16 | 1 | 427.4478 | 90.46% | 9.431% | 0.1062% | 1.1963 | 0 | 0 | 1.1963 | 0 | 1.1412 | 10.3883 | 0.10985 | 1.1412 | 10.3883 | 0.10985 | 1.2022 | 10.9434 | 0.10985 | 0.2799% | 0.13508 | 0.13466 | 3164.5032 | 153.2716 | 270.9645 | 2740.2671 | 3165.4398 | 0 | 0 | 3165.4398 | 3.945e-05%
2026 | 1458 | 1458-1131R | Tier-3 | Tier-3---4 | 5--5 | 51 | 1 | 15987.4265 | 99.09% | 0.8886% | 0.01928% | 15.3763 | 0 | 0 | 15.3763 | 0 | 14.668 | 10.3883 | 1.412 | 14.668 | 10.3883 | 1.412 | 15.4517 | 10.9434 | 1.412 | 0.09618% | 0.15941 | 0.15925 | 100291.8687 | 5185.6618 | 825.6268 | 94280.5802 | 100292.7533 | 0 | 0 | 100292.7533 | 0.0005071%
2026 | 1458 | 1458-601R | Tier-3 | Tier-3---2 | 5--5 | 127 | 4 | 37077.302 | 99.36% | 0.615% | 0.02874% | 57.4334 | 0 | 0 | 57.4334 | 0 | 54.7876 | 41.5533 | 1.3185 | 54.7876 | 41.5533 | 1.3185 | 57.715 | 43.7735 | 1.3185 | 0.1549% | 0.20421 | 0.20389 | 181561.9083 | 16225.6288 | 1105.2701 | 164231.0094 | 181563.7335 | 0 | 0 | 181563.7335 | 0.001894%
2026 | CTL1 | CTL1-3R | Tier-3 | Tier-3---14 | 5--4 | 53 | 1 | 2064.0334 | 78.9% | 20.86% | 0.2358% | 1.521 | 0 | 0 | 1.521 | 0 | 1.4509 | 10.3883 | 0.13967 | 1.4509 | 10.3883 | 0.13967 | 1.5284 | 10.9434 | 0.13967 | 0.07369% | 0.42513 | 0.42473 | 4855.055 | 225.2505 | 929.4415 | 3700.363 | 4856.0126 | 0 | 0 | 4856.0126 | 5.016e-05%
2026 | DV1 | DV1-3R | Tier-3 | Tier-3---11 | 5--5 | 90 | 2 | 3719.4004 | 95.17% | 4.691% | 0.1427% | 3.8936 | 0 | 0 | 3.8936 | 0 | 3.7142 | 20.7766 | 0.17877 | 3.7142 | 20.7766 | 0.17877 | 3.9127 | 21.8868 | 0.17877 | 0.1047% | 0.19421 | 0.194 | 19151.2388 | 1060.0216 | 843.3957 | 17247.8214 | 19152.2582 | 0 | 0 | 19152.2582 | 0.0001284%
2026 | MOR1 | CB MOR1 | Tier-2 | Tier-2---4 | 5--5 | 32 | 1 | 5119.7141 | 98.56% | 1.393% | 0.05121% | 7.8052 | 0 | 0 | 7.8052 | 0 | 7.4456 | 10.3883 | 0.71673 | 7.4456 | 10.3883 | 0.71673 | 7.8435 | 10.9434 | 0.71673 | 0.1525% | 0.12647 | 0.12627 | 40481.7763 | 2466.5834 | 537.059 | 37478.1339 | 40482.6819 | 0 | 0 | 40482.6819 | 0.0002574%
2026 | OK1 | CB OK1 | Tier-3 | Tier-3---7 | 5--5 | 109 | 1 | 6915.6819 | 99% | 0.9206% | 0.07911% | 3.1092 | 0 | 0 | 3.1092 | 0 | 2.966 | 10.3883 | 0.28551 | 2.966 | 10.3883 | 0.28551 | 3.1245 | 10.9434 | 0.28551 | 0.04496% | 0.20255 | 0.20246 | 34143.1528 | 2255.401 | 307.6674 | 31580.0844 | 34143.3079 | 0 | 0 | 34143.3079 | 0.0001025%
2026 | PE1 | CB PE1 | Tier-3 | Tier-3---13 | 5--4 | 66 | 3 | 3027.5479 | 94.73% | 5.109% | 0.164% | 6.4528 | 0 | 0 | 6.4528 | 0 | 6.1555 | 31.165 | 0.19751 | 6.1555 | 31.165 | 0.19751 | 6.4844 | 32.8301 | 0.19751 | 0.2131% | 0.24168 | 0.24114 | 12527.0623 | 651.1133 | 599.2989 | 11276.6501 | 12528.5519 | 0 | 0 | 12528.5519 | 0.0002128%
2026 | RA1 | RA1-402R | Tier-3 | Tier-3---4 | 5--5 | 30 | 2 | 9339.3378 | 99.33% | 0.6459% | 0.02826% | 30.6121 | 0 | 0 | 30.6121 | 0 | 29.2018 | 20.7766 | 1.4055 | 29.2018 | 20.7766 | 1.4055 | 30.7621 | 21.8868 | 1.4055 | 0.3278% | 0.12948 | 0.12905 | 72130.9155 | 4375.0229 | 443.5541 | 67312.3385 | 72132.5254 | 0 | 0 | 72132.5254 | 0.001009%
2026 | RA2 | CB RA2 | Tier-2 | Tier-2---4 | 5--5 | 17 | 1 | 5229.9021 | 98.11% | 1.831% | 0.05575% | 14.9409 | 0 | 0 | 14.9409 | 0 | 14.2526 | 10.3883 | 1.372 | 14.2526 | 10.3883 | 1.372 | 15.0141 | 10.9434 | 1.372 | 0.2857% | 0.12706 | 0.12669 | 41161.4683 | 4371.7867 | 705.658 | 36084.0236 | 41163.7366 | 0 | 0 | 41163.7366 | 0.0004927%
2026 | RB1 | RB1-427R | Tier-3 | Tier-3---7 | 5--5 | 85 | 1 | 6920.124 | 97.57% | 2.306% | 0.1195% | 3.9322 | 0 | 0 | 3.9322 | 0 | 3.7511 | 10.3883 | 0.36108 | 3.7511 | 10.3883 | 0.36108 | 3.9515 | 10.9434 | 0.36108 | 0.05682% | 0.15381 | 0.15372 | 44992.7829 | 2694.5507 | 965.1573 | 41333.0749 | 44993.4188 | 0 | 0 | 44993.4188 | 0.0001297%
2026 | RB1 | RB1-433R | Tier-3 | Tier-3---10 | 5--5 | 27 | 3 | 5946.5075 | 99.32% | 0.6164% | 0.06772% | 32.482 | 0 | 0 | 32.482 | 0 | 30.9857 | 31.165 | 0.99425 | 30.9857 | 31.165 | 0.99425 | 32.6413 | 32.8301 | 0.99425 | 0.5462% | 0.15284 | 0.152 | 38906.0871 | 2307.7478 | 238.1361 | 36360.2032 | 38907.5591 | 0 | 0 | 38907.5591 | 0.001071%
2026 | RC1 | CB RC1 | Tier-2 | Tier-2---4 | 4--5 | 19 | 1 | 3739.8748 | 99.14% | 0.8077% | 0.05477% | 9.6593 | 0 | 0 | 9.6593 | 0 | 9.2143 | 10.3883 | 0.88699 | 9.2143 | 10.3883 | 0.88699 | 9.7067 | 10.9434 | 0.88699 | 0.2583% | 0.084253 | 0.084034 | 44388.4144 | 3566.8538 | 353.0058 | 40468.5548 | 44389.4143 | 0 | 0 | 44389.4143 | 0.0003185%
2026 | SL1 | CB SL1 | Tier-3 | Tier-3---11 | 5--5 | 128 | 1 | 3361.5705 | 93.71% | 6.129% | 0.1568% | 1.2183 | 0 | 0 | 1.2183 | 0 | 1.1621 | 10.3883 | 0.11187 | 1.1621 | 10.3883 | 0.11187 | 1.2242 | 10.9434 | 0.11187 | 0.03624% | 0.19527 | 0.1952 | 17214.6695 | 1252.9171 | 1001.4319 | 14960.3205 | 17215.0881 | 0 | 0 | 17215.0881 | 4.017e-05%
2026 | TM1 | TM1-10R | Tier-3 | Tier-3---12 | 5--5 | 20 | 1 | 3782.8568 | 99.48% | 0.4537% | 0.066% | 9.3139 | 0 | 0 | 9.3139 | 0 | 8.8848 | 10.3883 | 0.85527 | 8.8848 | 10.3883 | 0.85527 | 9.3596 | 10.9434 | 0.85527 | 0.2462% | 0.093421 | 0.09319 | 40492.6609 | 2080.2531 | 189.7576 | 38222.6503 | 40493.1831 | 0 | 0 | 40493.1831 | 0.0003071%
2027 | 67 | 67-24R | Tier-3 | Tier-3---13 | 5--4 | 112 | 2 | 2610.8 | 93.6% | 6.065% | 0.3401% | 2.16 | 0 | 0 | 2.16 | 0 | 1.9655 | 19.8195 | 0.099171 | 1.9655 | 19.8195 | 0.099171 | 2.1812 | 21.9941 | 0.099171 | 0.08273% | 0.2194 | 0.21921 | 11899.5856 | 668.9805 | 692.7946 | 10537.8105 | 11900.2598 | 0 | 0 | 11900.2598 | 7.123e-05%
2027 | 67 | 67-34R | Tier-3 | Tier-3---11 | 5--5 | 188 | 2 | 4180.1374 | 93.8% | 5.869% | 0.3284% | 2.0648 | 0 | 0 | 2.0648 | 0 | 1.879 | 19.8195 | 0.094804 | 1.879 | 19.8195 | 0.094804 | 2.0851 | 21.9941 | 0.094804 | 0.0494% | 0.24743 | 0.2473 | 16893.949 | 1075.9433 | 993.2749 | 14824.7309 | 16894.5007 | 0 | 0 | 16894.5007 | 6.809e-05%
2027 | 67 | 67-45R | Tier-3 | Tier-3---15 | 5--4 | 78 | 1 | 1627.9508 | 92.79% | 6.809% | 0.4053% | 0.95859 | 0 | 0 | 0.95859 | 0 | 0.8723 | 9.9098 | 0.088025 | 0.8723 | 9.9098 | 0.088025 | 0.96801 | 10.997 | 0.088025 | 0.05888% | 0.20887 | 0.20874 | 7793.9219 | 491.8665 | 509.4559 | 6792.5995 | 7794.279 | 0 | 0 | 7794.279 | 3.161e-05%
2027 | 73 | 73-1130R | Tier-3 | Tier-3---9 | 5--5 | 84 | 3 | 6201.607 | 97.29% | 2.601% | 0.1104% | 10.6663 | 0 | 0 | 10.6663 | 0 | 9.7062 | 29.7293 | 0.32649 | 9.7062 | 29.7293 | 0.32649 | 10.7711 | 32.9911 | 0.32649 | 0.172% | 0.2182 | 0.21781 | 28421.9762 | 1612.5005 | 708.1752 | 26101.3005 | 28423.3409 | 0 | 0 | 28423.3409 | 0.0003517%
2027 | 73 | 73-1163 | Tier-3 | Tier-3---4 | 5--5 | 90 | 3 | 15337.1849 | 98.56% | 1.393% | 0.04595% | 24.9422 | 0 | 0 | 24.9422 | 0 | 22.6971 | 29.7293 | 0.76346 | 22.6971 | 29.7293 | 0.76346 | 25.1873 | 32.9911 | 0.76346 | 0.1626% | 0.22506 | 0.22469 | 68145.9431 | 3858.2027 | 972.8217 | 63314.9187 | 68147.5638 | 0 | 0 | 68147.5638 | 0.0008225%
2027 | 73 | 73-678R | Tier-3 | Tier-3---5 | 5--5 | 93 | 2 | 10591.3769 | 98.31% | 1.605% | 0.08417% | 11.0842 | 0 | 0 | 11.0842 | 0 | 10.0865 | 19.8195 | 0.50892 | 10.0865 | 19.8195 | 0.50892 | 11.1931 | 21.9941 | 0.50892 | 0.1047% | 0.23776 | 0.23751 | 44546.6543 | 2704.4094 | 706.232 | 41136.0129 | 44547.4564 | 0 | 0 | 44547.4564 | 0.0003655%
2027 | 73 | 73-683R | Tier-3 | Tier-3---7 | 5--5 | 84 | 1 | 9288.0329 | 98.43% | 1.494% | 0.07761% | 5.3873 | 0 | 0 | 5.3873 | 0 | 4.9023 | 9.9098 | 0.4947 | 4.9023 | 9.9098 | 0.4947 | 5.4402 | 10.997 | 0.4947 | 0.058% | 0.22716 | 0.22702 | 40887.9849 | 2244.0715 | 610.523 | 38033.3904 | 40888.3639 | 0 | 0 | 40888.3639 | 0.0001777%
2027 | 75 | 75-2259F | Tier-3 | Tier-3---12 | 3--5 | 32 | 1 | 3135.4576 | 99.77% | 0.1421% | 0.08717% | 4.839 | 0 | 0 | 4.839 | 0 | 4.4035 | 9.9098 | 0.44436 | 4.4035 | 9.9098 | 0.44436 | 4.8866 | 10.997 | 0.44436 | 0.1543% | 0.020337 | 0.020306 | 154171.9995 | 13070.8578 | 336.227 | 140764.9147 | 154172.547 | 0 | 0 | 154172.547 | 0.0001596%
2027 | 75 | 75-41 | Tier-3 | Tier-3---13 | 3--5 | 4 | 1 | 1937.5846 | 99.86% | 0.04507% | 0.0969% | 23.9436 | 0 | 0 | 23.9436 | 0 | 21.7883 | 9.9098 | 2.1987 | 21.7883 | 9.9098 | 2.1987 | 24.1789 | 10.997 | 2.1987 | 1.236% | 0.0163 | 0.016098 | 118871.6769 | 11982.6524 | 277.8358 | 106611.1887 | 118873.7914 | 0 | 0 | 118873.7914 | 0.0007896%
2027 | 78 | 78-26R | Tier-3 | Tier-3---5 | 5--5 | 60 | 2 | 14526.7268 | 98.56% | 1.412% | 0.03052% | 23.6232 | 0 | 0 | 23.6232 | 0 | 21.4968 | 19.8195 | 1.0846 | 21.4968 | 19.8195 | 1.0846 | 23.8554 | 21.9941 | 1.0846 | 0.1626% | 0.34567 | 0.3451 | 42024.2818 | 2090.1766 | 553.5184 | 39380.5868 | 42025.284 | 0 | 0 | 42025.284 | 0.000779%
2027 | 79 | 79-668R | Tier-3 | Tier-3---15 | 5--3 | 77 | 3 | 1606.9068 | 70.93% | 28.63% | 0.4437% | 2.198 | 0 | 0 | 2.198 | 0 | 2.0002 | 29.7293 | 0.06728 | 2.0002 | 29.7293 | 0.06728 | 2.2196 | 32.9911 | 0.06728 | 0.1368% | 0.43999 | 0.43914 | 3652.1539 | 150.5315 | 949.6335 | 2551.989 | 3654.2057 | 0 | 0 | 3654.2057 | 7.248e-05%
2027 | 79 | 79-676R | Tier-3 | Tier-3---5 | 5--5 | 28 | 2 | 9714.1464 | 98.29% | 1.686% | 0.02874% | 33.7577 | 0 | 0 | 33.7577 | 0 | 30.719 | 19.8195 | 1.5499 | 30.719 | 19.8195 | 1.5499 | 34.0894 | 21.9941 | 1.5499 | 0.3475% | 0.38409 | 0.38273 | 25291.2629 | 1478.5998 | 416.7742 | 23395.8888 | 25292.8012 | 0 | 0 | 25292.8012 | 0.001113%
2027 | 79 | 79-714R | Tier-3 | Tier-3---9 | 5--4 | 50 | 1 | 5536.6205 | 96.31% | 3.618% | 0.06787% | 5.2792 | 0 | 0 | 5.2792 | 0 | 4.804 | 9.9098 | 0.48478 | 4.804 | 9.9098 | 0.48478 | 5.3311 | 10.997 | 0.48478 | 0.09535% | 0.37772 | 0.37734 | 14658.165 | 795.0255 | 492.7291 | 13370.4104 | 14658.7004 | 0 | 0 | 14658.7004 | 0.0001741%
2027 | 79 | 79-785 | Tier-3 | Tier-3---3 | 5--5 | 107 | 1 | 18780.9285 | 97.14% | 2.812% | 0.0448% | 8.4402 | 0 | 0 | 8.4402 | 0 | 7.6805 | 9.9098 | 0.77504 | 7.6805 | 9.9098 | 0.77504 | 8.5232 | 10.997 | 0.77504 | 0.04494% | 0.38023 | 0.38005 | 49393.626 | 3270.0768 | 1298.0167 | 44825.5325 | 49394.279 | 0 | 0 | 49394.279 | 0.0002783%
2027 | 79 | 79-808R | Tier-3 | Tier-3---3 | 5--5 | 56 | 2 | 19978.3255 | 99.23% | 0.7353% | 0.0338% | 35.0472 | 0 | 0 | 35.0472 | 0 | 31.8925 | 19.8195 | 1.6091 | 31.8925 | 19.8195 | 1.6091 | 35.3916 | 21.9941 | 1.6091 | 0.1754% | 0.44563 | 0.44484 | 44831.6641 | 2303.1269 | 312.6633 | 42215.8739 | 44832.2747 | 0 | 0 | 44832.2747 | 0.001156%
2027 | 157 | 157-165R | Tier-3 | Tier-3---18 | 5--2 | 20 | 1 | 418.5676 | 87.71% | 11.66% | 0.6303% | 0.90859 | 0 | 0 | 0.90859 | 0 | 0.82681 | 9.9098 | 0.083434 | 0.82681 | 9.9098 | 0.083434 | 0.91752 | 10.997 | 0.083434 | 0.2171% | 0.28262 | 0.28192 | 1481.042 | 67.5847 | 171.9177 | 1241.5396 | 1481.4937 | 0 | 0 | 1481.4937 | 2.996e-05%
2027 | 157 | 157-189R | Tier-3 | Tier-3---9 | 5--4 | 177 | 6 | 5507.0239 | 92.46% | 7.234% | 0.3043% | 8.544 | 0 | 0 | 8.544 | 0 | 7.7749 | 59.4585 | 0.13076 | 7.7749 | 59.4585 | 0.13076 | 8.6279 | 65.9822 | 0.13076 | 0.1551% | 0.3705 | 0.36987 | 14863.9228 | 754.0463 | 1002.9719 | 13106.9046 | 14865.8062 | 0 | 0 | 14865.8062 | 0.0002817%
2027 | 157 | 157-1928R | Tier-3 | Tier-3---11 | 5--4 | 10 | 1 | 3052.6745 | 99.07% | 0.8703% | 0.06204% | 14.9699 | 0 | 0 | 14.9699 | 0 | 13.6224 | 9.9098 | 1.3746 | 13.6224 | 9.9098 | 1.3746 | 15.117 | 10.997 | 1.3746 | 0.4904% | 0.2812 | 0.27981 | 10855.7292 | 566.799 | 90.102 | 10198.8282 | 10856.2327 | 0 | 0 | 10856.2327 | 0.0004937%
2027 | 157 | 157-232R | Tier-3 | Tier-3---11 | 5--4 | 80 | 1 | 3160.5079 | 95.27% | 4.501% | 0.231% | 1.863 | 0 | 0 | 1.863 | 0 | 1.6953 | 9.9098 | 0.17108 | 1.6953 | 9.9098 | 0.17108 | 1.8813 | 10.997 | 0.17108 | 0.05895% | 0.32167 | 0.32147 | 9825.3054 | 518.5543 | 443.2857 | 8863.4653 | 9825.5932 | 0 | 0 | 9825.5932 | 6.144e-05%
2027 | 157 | 157-257R | Tier-3 | Tier-3---14 | 5--4 | 151 | 5 | 2061.1876 | 81.54% | 17.79% | 0.6678% | 2.7548 | 0 | 0 | 2.7548 | 0 | 2.5068 | 49.5488 | 0.050593 | 2.5068 | 49.5488 | 0.050593 | 2.7819 | 54.9851 | 0.050593 | 0.1337% | 0.36686 | 0.36626 | 5618.4522 | 263.1979 | 939.0969 | 4416.1574 | 5620.1549 | 0 | 0 | 5620.1549 | 9.084e-05%
2027 | 157 | 157-273R | Tier-3 | Tier-3---14 | 5--4 | 53 | 3 | 1867.403 | 95.01% | 4.712% | 0.2778% | 4.9712 | 0 | 0 | 4.9712 | 0 | 4.5237 | 29.7293 | 0.15216 | 4.5237 | 29.7293 | 0.15216 | 5.02 | 32.9911 | 0.15216 | 0.2662% | 0.32295 | 0.32205 | 5782.3142 | 331.2593 | 295.5406 | 5155.5144 | 5783.1249 | 0 | 0 | 5783.1249 | 0.0001639%
2027 | 157 | 157-81R | Tier-3 | Tier-3---3 | 5--5 | 205 | 7 | 18749.5963 | 97% | 2.901% | 0.09453% | 30.7422 | 0 | 0 | 30.7422 | 0 | 27.975 | 69.3683 | 0.40328 | 27.975 | 69.3683 | 0.40328 | 31.0444 | 76.9792 | 0.40328 | 0.164% | 0.38414 | 0.38349 | 48809.8885 | 2680.9552 | 1331.6361 | 44797.2971 | 48812.3636 | 0 | 0 | 48812.3636 | 0.001014%
2027 | 175 | 175-64R | Tier-3 | Tier-3---11 | 5--5 | 63 | 2 | 4385.4004 | 97.52% | 2.308% | 0.1684% | 6.7207 | 0 | 0 | 6.7207 | 0 | 6.1157 | 19.8195 | 0.30857 | 6.1157 | 19.8195 | 0.30857 | 6.7867 | 21.9941 | 0.30857 | 0.1533% | 0.20232 | 0.20201 | 21675.2228 | 1490.2349 | 476.6065 | 19708.3814 | 21676.0676 | 0 | 0 | 21676.0676 | 0.0002216%
2027 | 175 | 175-90R | Tier-3 | Tier-3---9 | 5--5 | 113 | 2 | 5741.4949 | 96.86% | 2.992% | 0.1472% | 4.8723 | 0 | 0 | 4.8723 | 0 | 4.4337 | 19.8195 | 0.2237 | 4.4337 | 19.8195 | 0.2237 | 4.9201 | 21.9941 | 0.2237 | 0.08486% | 0.20491 | 0.20473 | 28019.3198 | 1604.6601 | 781.1853 | 25633.4744 | 28020.091 | 0 | 0 | 28020.091 | 0.0001607%
2027 | 176 | 176-161R | Tier-3 | Tier-3---5 | 5--5 | 62 | 2 | 11523.3049 | 98.77% | 1.172% | 0.05875% | 18.1736 | 0 | 0 | 18.1736 | 0 | 16.5377 | 19.8195 | 0.83442 | 16.5377 | 19.8195 | 0.83442 | 18.3522 | 21.9941 | 0.83442 | 0.1577% | 0.22417 | 0.22381 | 51404.5427 | 2861.3734 | 647.4738 | 47895.6955 | 51405.5548 | 0 | 0 | 51405.5548 | 0.0005993%
2027 | 176 | 176-1834R | Tier-3 | Tier-3---5 | 5--5 | 32 | 1 | 10068.5168 | 97.13% | 2.784% | 0.0867% | 15.1277 | 0 | 0 | 15.1277 | 0 | 13.766 | 9.9098 | 1.3891 | 13.766 | 9.9098 | 1.3891 | 15.2764 | 10.997 | 1.3891 | 0.1502% | 0.23205 | 0.23169 | 43390.2136 | 3622.3985 | 1240.781 | 38527.0341 | 43392.143 | 0 | 0 | 43392.143 | 0.0004989%
2027 | 176 | 176-1845R | Tier-3 | Tier-3---11 | 5--5 | 51 | 1 | 3401.0234 | 97.74% | 2.113% | 0.1474% | 3.2264 | 0 | 0 | 3.2264 | 0 | 2.936 | 9.9098 | 0.29627 | 2.936 | 9.9098 | 0.29627 | 3.2581 | 10.997 | 0.29627 | 0.09487% | 0.20978 | 0.20957 | 16212.4883 | 938.665 | 329.6573 | 14944.1661 | 16212.8443 | 0 | 0 | 16212.8443 | 0.0001064%
2027 | 176 | 176-197F | Tier-3 | Tier-3---5 | 5--5 | 115 | 3 | 13172.958 | 96.8% | 3.124% | 0.0728% | 16.4665 | 0 | 0 | 16.4665 | 0 | 14.9843 | 29.7293 | 0.50403 | 14.9843 | 29.7293 | 0.50403 | 16.6283 | 32.9911 | 0.50403 | 0.125% | 0.23242 | 0.23212 | 56678.2638 | 5414.7581 | 1674.033 | 49589.4726 | 56680.6065 | 0 | 0 | 56680.6065 | 0.000543%
2027 | 176 | 176-200F | Tier-3 | Tier-3---15 | 5--4 | 5 | 1 | 1635.841 | 89.24% | 10.7% | 0.05535% | 14.4529 | 0 | 0 | 14.4529 | 0 | 13.1519 | 9.9098 | 1.3272 | 13.1519 | 9.9098 | 1.3272 | 14.5949 | 10.997 | 1.3272 | 0.8835% | 0.18529 | 0.18346 | 8828.4206 | 442.8683 | 867.091 | 7518.4614 | 8837.9156 | 0 | 0 | 8837.9156 | 0.0004766%
2027 | 182 | 182-2240F | Tier-2 | Tier-2---2 | 5--5 | 40 | 2 | 11917.1989 | 94.29% | 5.651% | 0.05821% | 27.8112 | 0 | 0 | 27.8112 | 0 | 25.3078 | 19.8195 | 1.2769 | 25.3078 | 19.8195 | 1.2769 | 28.0845 | 21.9941 | 1.2769 | 0.2334% | 0.1455 | 0.14514 | 81902.6704 | 14617.7682 | 4685.118 | 62599.7842 | 81914.272 | 0 | 0 | 81914.272 | 0.0009171%
2027 | 209 | 209-1769F | Tier-2 | Tier-2---6 | 5--5 | 51 | 1 | 8462.8018 | 99.74% | 0% | 0.2593% | 8.1926 | 0 | 0 | 8.1926 | 0 | 7.4552 | 9.9098 | 0.7523 | 7.4552 | 9.9098 | 0.7523 | 8.2731 | 10.997 | 0.7523 | 0.09681% | 0.11169 | 0.11158 | 75768.5529 | 4573.9666 | 302.4119 | 70892.1744 | 75768.7437 | 0 | 0 | 75768.7437 | 0.0002702%
2027 | 210 | 210-172R | Tier-2 | Tier-2---11 | 5--2 | 19 | 1 | 498.1496 | 90.1% | 9.186% | 0.7154% | 1.1693 | 0 | 0 | 1.1693 | 0 | 1.0641 | 9.9098 | 0.10737 | 1.0641 | 9.9098 | 0.10737 | 1.1808 | 10.997 | 0.10737 | 0.2347% | 0.32588 | 0.32503 | 1528.6439 | 54.3411 | 137.5486 | 1336.7541 | 1529.0392 | 0 | 0 | 1529.0392 | 3.856e-05%
2027 | 210 | 210-394R | Tier-2 | Tier-2---16 | 5--2 | 18 | 1 | 170.5929 | 70.47% | 28.1% | 1.432% | 0.33061 | 0 | 0 | 0.33061 | 0 | 0.30085 | 9.9098 | 0.030359 | 0.30085 | 9.9098 | 0.030359 | 0.33386 | 10.997 | 0.030359 | 0.1938% | 0.31841 | 0.31754 | 535.7584 | 19.2532 | 128.0571 | 388.4481 | 536.1946 | 0 | 0 | 536.1946 | 1.09e-05%
2027 | 210 | 210-9R | Tier-2 | Tier-2---13 | 5--2 | 38 | 1 | 317.7725 | 50.82% | 48.53% | 0.6462% | 0.21038 | 0 | 0 | 0.21038 | 0 | 0.19144 | 9.9098 | 0.019319 | 0.19144 | 9.9098 | 0.019319 | 0.21245 | 10.997 | 0.019319 | 0.06621% | 0.31397 | 0.31356 | 1012.1143 | 32.0834 | 459.6705 | 520.3604 | 1012.7634 | 0 | 0 | 1012.7634 | 6.938e-06%
2027 | 211 | 211-279R | Tier-2 | Tier-2---10 | 5--3 | 65 | 1 | 1199.6322 | 89.49% | 9.8% | 0.7134% | 0.81752 | 0 | 0 | 0.81752 | 0 | 0.74393 | 9.9098 | 0.075071 | 0.74393 | 9.9098 | 0.075071 | 0.82555 | 10.997 | 0.075071 | 0.06815% | 0.37314 | 0.37285 | 3215.0069 | 112.0942 | 354.3013 | 2748.6114 | 3215.2645 | 0 | 0 | 3215.2645 | 2.696e-05%
2027 | 211 | 211-312R | Tier-2 | Tier-2---8 | 5--3 | 145 | 3 | 1809.5147 | 84.26% | 15.08% | 0.6521% | 1.5616 | 0 | 0 | 1.5616 | 0 | 1.421 | 29.7293 | 0.047799 | 1.421 | 29.7293 | 0.047799 | 1.5769 | 32.9911 | 0.047799 | 0.0863% | 0.39031 | 0.38991 | 4636.1485 | 245.0801 | 661.0984 | 3729.97 | 4636.8964 | 0 | 0 | 4636.8964 | 5.15e-05%
2027 | 211 | 211-771R | Tier-3 | Tier-3---14 | 5--4 | 66 | 1 | 1890.633 | 91.06% | 8.49% | 0.4466% | 1.2913 | 0 | 0 | 1.2913 | 0 | 1.175 | 9.9098 | 0.11857 | 1.175 | 9.9098 | 0.11857 | 1.3039 | 10.997 | 0.11857 | 0.0683% | 0.3743 | 0.37402 | 5051.0602 | 188.146 | 399.018 | 4463.8962 | 5051.399 | 0 | 0 | 5051.399 | 4.258e-05%
2027 | 212 | 212-1177R | Tier-2 | Tier-2---8 | 5--4 | 79 | 1 | 1738.9252 | 95.43% | 4.096% | 0.4776% | 1.0397 | 0 | 0 | 1.0397 | 0 | 0.94616 | 9.9098 | 0.095477 | 0.94616 | 9.9098 | 0.095477 | 1.05 | 10.997 | 0.095477 | 0.05979% | 0.15054 | 0.15044 | 11551.4959 | 598.6378 | 571.3977 | 10381.4604 | 11551.8271 | 0 | 0 | 11551.8271 | 3.429e-05%
2027 | 212 | 212-1204R | Tier-2 | Tier-2---8 | 5--4 | 70 | 2 | 1570.3762 | 94.97% | 4.642% | 0.3849% | 2.1093 | 0 | 0 | 2.1093 | 0 | 1.9194 | 19.8195 | 0.096846 | 1.9194 | 19.8195 | 0.096846 | 2.13 | 21.9941 | 0.096846 | 0.1343% | 0.19221 | 0.19193 | 8170.2767 | 423.629 | 402.249 | 7344.3988 | 8170.8584 | 0 | 0 | 8170.8584 | 6.956e-05%
2027 | 212 | 212-725R | Tier-3 | Tier-3---10 | 5--5 | 46 | 2 | 4887.8267 | 99.15% | 0.7265% | 0.1225% | 10.4301 | 0 | 0 | 10.4301 | 0 | 9.4913 | 19.8195 | 0.47889 | 9.4913 | 19.8195 | 0.47889 | 10.5327 | 21.9941 | 0.47889 | 0.2134% | 0.13941 | 0.13911 | 35061.0556 | 1697.3046 | 267.0507 | 33096.7003 | 35061.6976 | 0 | 0 | 35061.6976 | 0.0003439%
2027 | 212 | 212-734R | Tier-2 | Tier-2---10 | 5--4 | 42 | 1 | 1265.9596 | 97.92% | 1.386% | 0.6959% | 1.461 | 0 | 0 | 1.461 | 0 | 1.3295 | 9.9098 | 0.13416 | 1.3295 | 9.9098 | 0.13416 | 1.4753 | 10.997 | 0.13416 | 0.1154% | 0.17753 | 0.17733 | 7130.7609 | 270.2179 | 291.48 | 6569.0631 | 7130.9361 | 0 | 0 | 7130.9361 | 4.818e-05%
2027 | 212 | 212-758R | Tier-2 | Tier-2---8 | 5--4 | 68 | 3 | 1482.4618 | 97.27% | 2.316% | 0.4117% | 3.1491 | 0 | 0 | 3.1491 | 0 | 2.8657 | 29.7293 | 0.096392 | 2.8657 | 29.7293 | 0.096392 | 3.1801 | 32.9911 | 0.096392 | 0.2124% | 0.1427 | 0.14239 | 10388.4417 | 533.566 | 267.0613 | 9587.8143 | 10389.0618 | 0 | 0 | 10389.0618 | 0.0001038%
2027 | 212 | 212-773R | Tier-2 | Tier-2---5 | 5--4 | 103 | 4 | 2758.5667 | 95.78% | 3.96% | 0.2633% | 5.0789 | 0 | 0 | 5.0789 | 0 | 4.6218 | 39.639 | 0.1166 | 4.6218 | 39.639 | 0.1166 | 5.1288 | 43.9881 | 0.1166 | 0.1841% | 0.19881 | 0.19843 | 13875.2805 | 746.7621 | 538.2266 | 12590.2917 | 13876.4091 | 0 | 0 | 13876.4091 | 0.0001675%
2027 | 212 | 212-799R | Tier-2 | Tier-2---10 | 5--4 | 39 | 1 | 1038.8005 | 97.12% | 2.539% | 0.3416% | 1.2805 | 0 | 0 | 1.2805 | 0 | 1.1652 | 9.9098 | 0.11758 | 1.1652 | 9.9098 | 0.11758 | 1.2931 | 10.997 | 0.11758 | 0.1233% | 0.12493 | 0.12477 | 8315.0604 | 411.6865 | 218.9209 | 7684.453 | 8315.3648 | 0 | 0 | 8315.3648 | 4.223e-05%
2027 | 212 | 212-888R | Tier-2 | Tier-2---8 | 5--4 | 45 | 1 | 1471.0622 | 97.82% | 1.883% | 0.2988% | 1.5829 | 0 | 0 | 1.5829 | 0 | 1.4404 | 9.9098 | 0.14535 | 1.4404 | 9.9098 | 0.14535 | 1.5984 | 10.997 | 0.14535 | 0.1076% | 0.13116 | 0.13101 | 11216.1087 | 603.389 | 219.1134 | 10393.6063 | 11216.3781 | 0 | 0 | 11216.3781 | 5.22e-05%
2027 | 214 | 214-1122R | Tier-3 | Tier-3---3 | 5--5 | 127 | 5 | 26281.1502 | 98.91% | 1.048% | 0.04591% | 50.6568 | 0 | 0 | 50.6568 | 0 | 46.097 | 49.5488 | 0.93034 | 46.097 | 49.5488 | 0.93034 | 51.1547 | 54.9851 | 0.93034 | 0.1927% | 0.26918 | 0.26865 | 97635.635 | 5011.5122 | 984.8064 | 91639.3164 | 97637.7208 | 0 | 0 | 97637.7208 | 0.00167%
2027 | 214 | 214-1135R | Tier-3 | Tier-3---6 | 4--5 | 75 | 1 | 6666.9216 | 99.41% | 0.4702% | 0.123% | 4.3741 | 0 | 0 | 4.3741 | 0 | 3.9803 | 9.9098 | 0.40166 | 3.9803 | 9.9098 | 0.40166 | 4.4171 | 10.997 | 0.40166 | 0.06561% | 0.090777 | 0.090717 | 73442.8498 | 4553.5888 | 482.5906 | 68406.6704 | 73443.1375 | 0 | 0 | 73443.1375 | 0.0001442%
2027 | 214 | 214-4R | Tier-3 | Tier-3---17 | 4--4 | 22 | 2 | 400.1895 | 97.86% | 1.359% | 0.7809% | 1.7623 | 0 | 0 | 1.7623 | 0 | 1.6037 | 19.8195 | 0.080914 | 1.6037 | 19.8195 | 0.080914 | 1.7796 | 21.9941 | 0.080914 | 0.4404% | 0.059676 | 0.059407 | 6706.0819 | 383.8314 | 129.2907 | 6192.9598 | 6706.7307 | 0 | 0 | 6706.7307 | 5.811e-05%
2027 | 214 | 214-536R | Tier-3 | Tier-3---17 | 4--4 | 9 | 1 | 513.3291 | 98.71% | 0.8845% | 0.4005% | 2.787 | 0 | 0 | 2.787 | 0 | 2.5362 | 9.9098 | 0.25593 | 2.5362 | 9.9098 | 0.25593 | 2.8144 | 10.997 | 0.25593 | 0.5429% | 0.053744 | 0.053448 | 9551.4463 | 547.5853 | 232.0453 | 8771.8157 | 9552.1251 | 0 | 0 | 9552.1251 | 9.191e-05%
2027 | 214 | 214-647R | Tier-3 | Tier-3---8 | 5--5 | 73 | 3 | 22354.3085 | 99.24% | 0.73% | 0.02701% | 45.1299 | 0 | 0 | 45.1299 | 0 | 41.0676 | 29.7293 | 1.3814 | 41.0676 | 29.7293 | 1.3814 | 45.5735 | 32.9911 | 1.3814 | 0.2019% | 0.23844 | 0.23795 | 93753.9152 | 4640.4334 | 647.6025 | 88465.8794 | 93755.362 | 0 | 0 | 93755.362 | 0.001488%
2027 | 215 | 215-1531R | Tier-2 | Tier-2---2 | 5--5 | 72 | 2 | 12702.4119 | 98.21% | 1.737% | 0.04837% | 17.1539 | 0 | 0 | 17.1539 | 0 | 15.6098 | 19.8195 | 0.7876 | 15.6098 | 19.8195 | 0.7876 | 17.3225 | 21.9941 | 0.7876 | 0.135% | 0.20291 | 0.20263 | 62600.9651 | 3773.3762 | 1033.6342 | 57793.9547 | 62602.5044 | 0 | 0 | 62602.5044 | 0.0005657%
2027 | 215 | 215-38R | Tier-3 | Tier-3---10 | 5--5 | 26 | 1 | 5434.8155 | 98.92% | 1.009% | 0.07406% | 10.235 | 0 | 0 | 10.235 | 0 | 9.3137 | 9.9098 | 0.93985 | 9.3137 | 9.9098 | 0.93985 | 10.3356 | 10.997 | 0.93985 | 0.1883% | 0.12528 | 0.12504 | 43381.3494 | 2695.9135 | 518.8073 | 40166.6286 | 43382.2458 | 0 | 0 | 43382.2458 | 0.0003375%
2027 | 216 | 216-1859F | Tier-3 | Tier-3---4 | 5--5 | 67 | 1 | 14041.2877 | 99.19% | 0.7753% | 0.03948% | 10.2893 | 0 | 0 | 10.2893 | 0 | 9.3631 | 9.9098 | 0.94484 | 9.3631 | 9.9098 | 0.94484 | 10.3904 | 10.997 | 0.94484 | 0.07328% | 0.15704 | 0.15693 | 89409.7822 | 5511.6035 | 666.6545 | 83231.5241 | 89410.3208 | 0 | 0 | 89410.3208 | 0.0003393%
2027 | 217 | 217-41AE | Tier-2 | Tier-2---8 | 5--4 | 126 | 1 | 2013.5966 | 89.22% | 10.31% | 0.4697% | 0.70582 | 0 | 0 | 0.70582 | 0 | 0.64229 | 9.9098 | 0.064813 | 0.64229 | 9.9098 | 0.064813 | 0.71276 | 10.997 | 0.064813 | 0.03505% | 0.19664 | 0.19656 | 10240.1297 | 587.5443 | 1012.3349 | 8640.2505 | 10240.5633 | 0 | 0 | 10240.5633 | 2.328e-05%
2027 | 217 | 217-48AE | Tier-2 | Tier-2---8 | 5--4 | 84 | 1 | 2727.5845 | 87.85% | 11.78% | 0.3693% | 1.412 | 0 | 0 | 1.412 | 0 | 1.2849 | 9.9098 | 0.12966 | 1.2849 | 9.9098 | 0.12966 | 1.4259 | 10.997 | 0.12966 | 0.05177% | 0.20236 | 0.20224 | 13478.9252 | 762.7474 | 1447.8056 | 11268.3722 | 13479.8908 | 0 | 0 | 13479.8908 | 4.656e-05%
2027 | 217 | 217-835R | Tier-3 | Tier-3---5 | 5--5 | 71 | 1 | 10686.9326 | 98.68% | 1.222% | 0.09479% | 7.3527 | 0 | 0 | 7.3527 | 0 | 6.6908 | 9.9098 | 0.67517 | 6.6908 | 9.9098 | 0.67517 | 7.4249 | 10.997 | 0.67517 | 0.0688% | 0.28412 | 0.28392 | 37613.7803 | 2195.3355 | 434.0984 | 34984.3464 | 37614.1258 | 0 | 0 | 37614.1258 | 0.0002425%
2027 | 217 | 217-837R | Tier-3 | Tier-3---12 | 5--5 | 68 | 2 | 3657.1834 | 94.66% | 5.124% | 0.2164% | 5.0401 | 0 | 0 | 5.0401 | 0 | 4.5864 | 19.8195 | 0.23141 | 4.5864 | 19.8195 | 0.23141 | 5.0896 | 21.9941 | 0.23141 | 0.1378% | 0.14269 | 0.14248 | 25630.0196 | 1643.4761 | 1395.4824 | 22591.0611 | 25632.0154 | 0 | 0 | 25632.0154 | 0.0001662%
2027 | 217 | 217-972R | Tier-2 | Tier-2---8 | 5--4 | 70 | 1 | 1438.6594 | 90.88% | 8.66% | 0.4639% | 0.92452 | 0 | 0 | 0.92452 | 0 | 0.8413 | 9.9098 | 0.084896 | 0.8413 | 9.9098 | 0.084896 | 0.9336 | 10.997 | 0.084896 | 0.06426% | 0.18227 | 0.18214 | 7892.9777 | 484.1091 | 632.8848 | 6775.9839 | 7893.4873 | 0 | 0 | 7893.4873 | 3.049e-05%
2027 | 217 | 217-983R | Tier-3 | Tier-3---5 | 5--5 | 48 | 2 | 10116.9629 | 99.05% | 0.91% | 0.0405% | 20.6679 | 0 | 0 | 20.6679 | 0 | 18.8075 | 19.8195 | 0.94894 | 18.8075 | 19.8195 | 0.94894 | 20.871 | 21.9941 | 0.94894 | 0.2043% | 0.2438 | 0.24329 | 41497.7937 | 2121.8511 | 363.6616 | 39012.281 | 41498.6089 | 0 | 0 | 41498.6089 | 0.0006816%
2027 | 220 | 220-288R | Tier-3 | Tier-3---14 | 5--4 | 29 | 1 | 2198.6799 | 96.34% | 3.473% | 0.1901% | 3.6154 | 0 | 0 | 3.6154 | 0 | 3.29 | 9.9098 | 0.332 | 3.29 | 9.9098 | 0.332 | 3.651 | 10.997 | 0.332 | 0.1644% | 0.37523 | 0.37459 | 5859.515 | 279.6691 | 215.3273 | 5364.5186 | 5859.882 | 0 | 0 | 5859.882 | 0.0001192%
2027 | 220 | 220-294R | Tier-3 | Tier-3---14 | 5--3 | 81 | 4 | 1925.8876 | 84.29% | 15.28% | 0.4298% | 3.9682 | 0 | 0 | 3.9682 | 0 | 3.611 | 39.639 | 0.091097 | 3.611 | 39.639 | 0.091097 | 4.0072 | 43.9881 | 0.091097 | 0.206% | 0.44397 | 0.44289 | 4337.8466 | 198.6888 | 616.3589 | 3522.7989 | 4339.5164 | 0 | 0 | 4339.5164 | 0.0001309%
2027 | 220 | 220-298R | Tier-3 | Tier-3---11 | 5--4 | 155 | 3 | 3585.6314 | 89.37% | 10.06% | 0.5685% | 3.0701 | 0 | 0 | 3.0701 | 0 | 2.7937 | 29.7293 | 0.093973 | 2.7937 | 29.7293 | 0.093973 | 3.1003 | 32.9911 | 0.093973 | 0.08562% | 0.50177 | 0.50129 | 7145.9975 | 283.7182 | 677.141 | 6185.1383 | 7146.726 | 0 | 0 | 7146.726 | 0.0001012%
2027 | 221 | 221-1230F | Tier-3 | Tier-3---12 | 4--5 | 17 | 1 | 3690.9623 | 99.91% | 0% | 0.09183% | 10.7373 | 0 | 0 | 10.7373 | 0 | 9.7708 | 9.9098 | 0.98598 | 9.7708 | 9.9098 | 0.98598 | 10.8429 | 10.997 | 0.98598 | 0.2909% | 0.035843 | 0.035739 | 102975.2443 | 5653.9564 | 85.9024 | 97235.3856 | 102975.5205 | 0 | 0 | 102975.5205 | 0.0003541%
2027 | 221 | 221-23R | Tier-3 | Tier-3---11 | 5--5 | 77 | 2 | 3270.2376 | 92.16% | 7.656% | 0.1816% | 3.8751 | 0 | 0 | 3.8751 | 0 | 3.5262 | 19.8195 | 0.17792 | 3.5262 | 19.8195 | 0.17792 | 3.9131 | 21.9941 | 0.17792 | 0.1185% | 0.19945 | 0.19919 | 16396.4914 | 1101.2475 | 1224.4612 | 14070.7826 | 16398.1457 | 0 | 0 | 16398.1457 | 0.0001278%
2027 | 221 | 221-344R | Tier-3 | Tier-3---13 | 5--4 | 93 | 2 | 2735.9283 | 96.11% | 3.605% | 0.2871% | 2.7991 | 0 | 0 | 2.7991 | 0 | 2.5471 | 19.8195 | 0.12852 | 2.5471 | 19.8195 | 0.12852 | 2.8266 | 21.9941 | 0.12852 | 0.1023% | 0.2115 | 0.21128 | 12935.7823 | 697.0944 | 453.9009 | 11784.787 | 12936.3188 | 0 | 0 | 12936.3188 | 9.23e-05%
2027 | 221 | 221-37AE | Tier-3 | Tier-3---11 | 5--5 | 72 | 2 | 3934.7733 | 97.03% | 2.838% | 0.1358% | 5.2494 | 0 | 0 | 5.2494 | 0 | 4.7769 | 19.8195 | 0.24102 | 4.7769 | 19.8195 | 0.24102 | 5.301 | 21.9941 | 0.24102 | 0.1334% | 0.19925 | 0.19898 | 19747.6238 | 1157.9249 | 618.5884 | 17971.1105 | 19748.4325 | 0 | 0 | 19748.4325 | 0.0001731%
2027 | 222 | 222-1523R | Tier-3 | Tier-3---7 | 5--5 | 137 | 4 | 7406.689 | 96.62% | 3.25% | 0.1263% | 10.3431 | 0 | 0 | 10.3431 | 0 | 9.4121 | 39.639 | 0.23745 | 9.4121 | 39.639 | 0.23745 | 10.4448 | 43.9881 | 0.23745 | 0.1396% | 0.26901 | 0.26862 | 27533.3002 | 1432.7814 | 864.0996 | 25236.4192 | 27534.6456 | 0 | 0 | 27534.6456 | 0.0003411%
2027 | 222 | 222-1986R | Tier-3 | Tier-3---1 | 5--5 | 212 | 2 | 79194.3488 | 99.25% | 0.7305% | 0.01724% | 36.7057 | 0 | 0 | 36.7057 | 0 | 33.4017 | 19.8195 | 1.6853 | 33.4017 | 19.8195 | 1.6853 | 37.0665 | 21.9941 | 1.6853 | 0.04635% | 0.41507 | 0.41488 | 190797.4815 | 11158.3549 | 1273.0385 | 178366.0881 | 190798.148 | 0 | 0 | 190798.148 | 0.00121%
2027 | 222 | 222-1990R | Tier-3 | Tier-3---1 | 5--5 | 81 | 4 | 45106.6401 | 99.63% | 0.3509% | 0.01982% | 109.8519 | 0 | 0 | 109.8519 | 0 | 99.9637 | 39.639 | 2.5219 | 99.9637 | 39.639 | 2.5219 | 110.9315 | 43.9881 | 2.5219 | 0.2435% | 0.41211 | 0.4111 | 109452.4885 | 5424.0865 | 426.9036 | 103601.4983 | 109453.4828 | 0 | 0 | 109453.4828 | 0.003623%
2027 | 222 | 222-2013R | Tier-3 | Tier-3---7 | 5--5 | 132 | 2 | 7426.9759 | 96.05% | 3.813% | 0.1383% | 5.3502 | 0 | 0 | 5.3502 | 0 | 4.8686 | 19.8195 | 0.24565 | 4.8686 | 19.8195 | 0.24565 | 5.4027 | 21.9941 | 0.24565 | 0.07204% | 0.27927 | 0.27906 | 26594.1155 | 1486.8089 | 949.5734 | 24157.7331 | 26594.9041 | 0 | 0 | 26594.9041 | 0.0001764%
2027 | 222 | 222-2085 | Tier-3 | Tier-3---3 | 5--5 | 1220 | 8 | 16772.3082 | 96.7% | 3.181% | 0.1236% | 5.2642 | 0 | 0 | 5.2642 | 0 | 4.7904 | 79.278 | 0.060425 | 4.7904 | 79.278 | 0.060425 | 5.316 | 87.9762 | 0.060425 | 0.03139% | 0.35117 | 0.35106 | 47761.3033 | 2740.017 | 1532.6307 | 43488.6556 | 47761.8158 | 0 | 0 | 47761.8158 | 0.0001736%
2027 | 230 | 230-127AE | Tier-2 | Tier-2---7 | 5--5 | 52 | 3 | 2000.4654 | 94.98% | 4.641% | 0.3747% | 5.4263 | 0 | 0 | 5.4263 | 0 | 4.9379 | 29.7293 | 0.16609 | 4.9379 | 29.7293 | 0.16609 | 5.4796 | 32.9911 | 0.16609 | 0.2713% | 0.093988 | 0.09372 | 21284.2191 | 1284.0751 | 990.3889 | 19009.7551 | 21287.2768 | 0 | 0 | 21287.2768 | 0.0001789%
2027 | 231 | 231-1136R | Tier-2 | Tier-2---7 | 4--5 | 24 | 1 | 2730.9177 | 98.3% | 1.373% | 0.325% | 5.5369 | 0 | 0 | 5.5369 | 0 | 5.0385 | 9.9098 | 0.50844 | 5.0385 | 9.9098 | 0.50844 | 5.5913 | 10.997 | 0.50844 | 0.2027% | 0.054655 | 0.054542 | 49966.8413 | 3802.7952 | 1680.0986 | 44483.9475 | 49968.595 | 0 | 0 | 49968.595 | 0.0001826%
2027 | 231 | 231-1635R | Tier-2 | Tier-2---4 | 5--5 | 151 | 6 | 5142.095 | 98.68% | 0.901% | 0.4182% | 9.9805 | 0 | 0 | 9.9805 | 0 | 9.0821 | 59.4585 | 0.15275 | 9.0821 | 59.4585 | 0.15275 | 10.0786 | 65.9822 | 0.15275 | 0.1941% | 0.11648 | 0.11625 | 44146.87 | 3399.863 | 647.3328 | 40099.6742 | 44148.0178 | 0 | 0 | 44148.0178 | 0.0003291%
2027 | 231 | CB 231 | Tier-2 | Tier-2---7 | 4--5 | 50 | 2 | 2499.974 | 99.29% | 0.4807% | 0.2332% | 4.9146 | 0 | 0 | 4.9146 | 0 | 4.4722 | 19.8195 | 0.22565 | 4.4722 | 19.8195 | 0.22565 | 4.9629 | 21.9941 | 0.22565 | 0.1966% | 0.037573 | 0.037498 | 66537.1573 | 4869.2313 | 990.775 | 60677.151 | 66538.0997 | 0 | 0 | 66538.0997 | 0.0001621%
2027 | 233 | 233-81F | Tier-2 | Tier-2---12 | 3--5 | 32 | 1 | 447.7794 | 94.96% | 4.349% | 0.694% | 0.65773 | 0 | 0 | 0.65773 | 0 | 0.59853 | 9.9098 | 0.060398 | 0.59853 | 9.9098 | 0.060398 | 0.66419 | 10.997 | 0.060398 | 0.1469% | 0.02204 | 0.022006 | 20316.8521 | 1331.0486 | 1007.3456 | 17978.4579 | 20318.4394 | 0 | 0 | 20318.4394 | 2.169e-05%
2027 | 233 | 233-86F | Tier-2 | Tier-2---8 | 5--5 | 79 | 2 | 2341.6741 | 85.9% | 13.6% | 0.4998% | 2.5208 | 0 | 0 | 2.5208 | 0 | 2.2939 | 19.8195 | 0.11574 | 2.2939 | 19.8195 | 0.11574 | 2.5456 | 21.9941 | 0.11574 | 0.1076% | 0.1204 | 0.12025 | 19449.7342 | 1103.1383 | 2517.3516 | 15829.2443 | 19453.1746 | 0 | 0 | 19453.1746 | 8.313e-05%
2027 | 233 | CB 233 | Tier-2 | Tier-2---4 | 4--5 | 102 | 4 | 4127.6955 | 98.74% | 0.928% | 0.3343% | 7.9114 | 0 | 0 | 7.9114 | 0 | 7.1993 | 39.639 | 0.18162 | 7.1993 | 39.639 | 0.18162 | 7.9892 | 43.9881 | 0.18162 | 0.1917% | 0.075451 | 0.075305 | 54706.8242 | 4073.6346 | 1765.0896 | 48868.1 | 54708.1674 | 0 | 0 | 54708.1674 | 0.0002609%
2027 | 234 | 234-48R | Tier-2 | Tier-2---4 | 4--5 | 40 | 1 | 4939.3792 | 99.46% | 0.3916% | 0.1518% | 6.0793 | 0 | 0 | 6.0793 | 0 | 5.532 | 9.9098 | 0.55824 | 5.532 | 9.9098 | 0.55824 | 6.139 | 10.997 | 0.55824 | 0.1231% | 0.047931 | 0.047872 | 103051.0114 | 8933.6439 | 586.3727 | 93530.9949 | 103051.7053 | 0 | 0 | 103051.7053 | 0.0002005%
2027 | 235 | 235-899R | Tier-2 | Tier-2---1 | 5--5 | 48 | 1 | 23678.6611 | 98.37% | 1.593% | 0.04039% | 24.0197 | 0 | 0 | 24.0197 | 0 | 21.8576 | 9.9098 | 2.2057 | 21.8576 | 9.9098 | 2.2057 | 24.2557 | 10.997 | 2.2057 | 0.1014% | 0.15496 | 0.1548 | 152800.2562 | 9665.8605 | 2471.9354 | 140662.4603 | 152802.8332 | 0 | 0 | 152802.8332 | 0.0007921%
2027 | 236 | 236-1535R | Tier-3 | Tier-3---4 | 5--5 | 48 | 1 | 9719.0421 | 98.73% | 1.209% | 0.05836% | 9.8957 | 0 | 0 | 9.8957 | 0 | 9.005 | 9.9098 | 0.9087 | 9.005 | 9.9098 | 0.9087 | 9.993 | 10.997 | 0.9087 | 0.1018% | 0.12847 | 0.12834 | 75651.1712 | 5252.2726 | 904.2907 | 69494.6079 | 75652.1609 | 0 | 0 | 75652.1609 | 0.0003263%
2027 | 236 | 236-1567R | Tier-3 | Tier-3---10 | 5--5 | 51 | 1 | 5332.0037 | 98.07% | 1.841% | 0.0848% | 5.0755 | 0 | 0 | 5.0755 | 0 | 4.6187 | 9.9098 | 0.46607 | 4.6187 | 9.9098 | 0.46607 | 5.1254 | 10.997 | 0.46607 | 0.09519% | 0.18129 | 0.18111 | 29411.5902 | 2025.1187 | 523.1992 | 26863.2724 | 29412.1404 | 0 | 0 | 29412.1404 | 0.0001674%
2027 | 236 | 236-1569R | Tier-3 | Tier-3---8 | 5--5 | 124 | 1 | 21222.9131 | 98.36% | 1.585% | 0.05121% | 8.3334 | 0 | 0 | 8.3334 | 0 | 7.5833 | 9.9098 | 0.76524 | 7.5833 | 9.9098 | 0.76524 | 8.4153 | 10.997 | 0.76524 | 0.03927% | 0.21435 | 0.21426 | 99012.7753 | 5477.8522 | 1488.5467 | 92046.3763 | 99013.4222 | 0 | 0 | 99013.4222 | 0.0002748%
2027 | 236 | 236-1573R | Tier-3 | Tier-3---7 | 5--5 | 56 | 1 | 6927.8558 | 97.84% | 2.089% | 0.06679% | 5.9917 | 0 | 0 | 5.9917 | 0 | 5.4524 | 9.9098 | 0.5502 | 5.4524 | 9.9098 | 0.5502 | 6.0506 | 10.997 | 0.5502 | 0.08649% | 0.18488 | 0.18471 | 37473.1079 | 2383.2915 | 732.5482 | 34357.2682 | 37473.8225 | 0 | 0 | 37473.8225 | 0.0001976%
2027 | 237 | 237-17R | Tier-2 | Tier-2---1 | 5--5 | 71 | 1 | 27080.7376 | 98.89% | 1.071% | 0.0369% | 18.671 | 0 | 0 | 18.671 | 0 | 16.9904 | 9.9098 | 1.7145 | 16.9904 | 9.9098 | 1.7145 | 18.8545 | 10.997 | 1.7145 | 0.06895% | 0.15539 | 0.15528 | 174274.8137 | 11399.2241 | 1916.7846 | 160958.805 | 174276.1608 | 0 | 0 | 174276.1608 | 0.0006157%
2027 | 237 | 237-2R | Tier-3 | Tier-3---2 | 5--5 | 165 | 4 | 30894.1234 | 99.11% | 0.8492% | 0.03898% | 36.7437 | 0 | 0 | 36.7437 | 0 | 33.4362 | 39.639 | 0.84352 | 33.4362 | 39.639 | 0.84352 | 37.1048 | 43.9881 | 0.84352 | 0.1189% | 0.18156 | 0.18134 | 170161.3668 | 15433.056 | 1414.3274 | 153313.9834 | 170163.1826 | 0 | 0 | 170163.1826 | 0.001212%
2027 | 237 | 237-30R | Tier-3 | Tier-3---1 | 5--5 | 182 | 9 | 65515.492 | 98.93% | 1.038% | 0.03019% | 158.6559 | 0 | 0 | 158.6559 | 0 | 144.3747 | 89.1878 | 1.6188 | 144.3747 | 89.1878 | 1.6188 | 160.2152 | 98.9732 | 1.6188 | 0.2422% | 0.49249 | 0.49128 | 133030.3773 | 7577.9137 | 1285.1936 | 124167.2701 | 133033.8643 | 0 | 0 | 133033.8643 | 0.005232%
2027 | 239 | 239-2211R | Tier-3 | Tier-3---16 | 5--4 | 19 | 2 | 1585.1718 | 98.67% | 1.22% | 0.1095% | 8.1498 | 0 | 0 | 8.1498 | 0 | 7.4162 | 19.8195 | 0.37419 | 7.4162 | 19.8195 | 0.37419 | 8.2298 | 21.9941 | 0.37419 | 0.5141% | 0.11902 | 0.1184 | 13318.69 | 748.7589 | 155.3385 | 12414.5926 | 13319.6176 | 0 | 0 | 13319.6176 | 0.0002687%
2027 | 239 | 239-2213R | Tier-3 | Tier-3---15 | 5--4 | 23 | 1 | 1116.4705 | 96.46% | 3.23% | 0.3121% | 2.3177 | 0 | 0 | 2.3177 | 0 | 2.1091 | 9.9098 | 0.21283 | 2.1091 | 9.9098 | 0.21283 | 2.3405 | 10.997 | 0.21283 | 0.2076% | 0.1294 | 0.12913 | 8627.7496 | 501.2225 | 328.5007 | 7798.0264 | 8628.4088 | 0 | 0 | 8628.4088 | 7.643e-05%
2027 | 239 | 239-2215R | Tier-3 | Tier-3---10 | 5--5 | 72 | 3 | 6268.6569 | 98.24% | 1.63% | 0.1302% | 12.7015 | 0 | 0 | 12.7015 | 0 | 11.5582 | 29.7293 | 0.38878 | 11.5582 | 29.7293 | 0.38878 | 12.8264 | 32.9911 | 0.38878 | 0.2026% | 0.15408 | 0.15376 | 40685.5389 | 2527.5744 | 695.6728 | 37462.2917 | 40687.0189 | 0 | 0 | 40687.0189 | 0.0004188%
2027 | 239 | 239-2217R | Tier-3 | Tier-3---16 | 4--4 | 17 | 1 | 1029.5673 | 69.27% | 30.42% | 0.3032% | 2.0767 | 0 | 0 | 2.0767 | 0 | 1.8897 | 9.9098 | 0.1907 | 1.8897 | 9.9098 | 0.1907 | 2.0971 | 10.997 | 0.1907 | 0.2017% | 0.073205 | 0.072992 | 14064.0898 | 633.3257 | 4082.9978 | 9347.7664 | 14076.7101 | 0 | 0 | 14076.7101 | 6.848e-05%
2027 | 240 | 240-2004R | Tier-3 | Tier-3---12 | 5--5 | 73 | 2 | 4437.6588 | 97.91% | 1.769% | 0.321% | 5.8924 | 0 | 0 | 5.8924 | 0 | 5.362 | 19.8195 | 0.27054 | 5.362 | 19.8195 | 0.27054 | 5.9503 | 21.9941 | 0.27054 | 0.1328% | 0.095775 | 0.095646 | 46334.0144 | 3458.4519 | 909.4055 | 41966.157 | 46335.3294 | 0 | 0 | 46335.3294 | 0.0001943%
2027 | 240 | 240-2006R | Tier-3 | Tier-3---12 | 4--5 | 50 | 1 | 3742.5721 | 99.07% | 0.7558% | 0.1785% | 3.6705 | 0 | 0 | 3.6705 | 0 | 3.3401 | 9.9098 | 0.33706 | 3.3401 | 9.9098 | 0.33706 | 3.7066 | 10.997 | 0.33706 | 0.09808% | 0.06999 | 0.069921 | 53472.8025 | 3048.802 | 469.1943 | 49954.8062 | 53473.2976 | 0 | 0 | 53473.2976 | 0.000121%
2027 | 240 | 240-2032R | Tier-3 | Tier-3---12 | 5--5 | 104 | 5 | 3665.7351 | 96.82% | 2.929% | 0.2538% | 8.4461 | 0 | 0 | 8.4461 | 0 | 7.6858 | 49.5488 | 0.15512 | 7.6858 | 49.5488 | 0.15512 | 8.5291 | 54.9851 | 0.15512 | 0.2304% | 0.12278 | 0.12248 | 29856.9037 | 1779.6717 | 868.2863 | 27208.9457 | 29859.1707 | 0 | 0 | 29859.1707 | 0.0002785%
2027 | 246 | 246-34R | Tier-3 | Tier-3---12 | 4--5 | 71 | 3 | 3387.0058 | 94.54% | 5.197% | 0.2577% | 6.6976 | 0 | 0 | 6.6976 | 0 | 6.0948 | 29.7293 | 0.20501 | 6.0948 | 29.7293 | 0.20501 | 6.7635 | 32.9911 | 0.20501 | 0.1977% | 0.070488 | 0.070341 | 48050.8143 | 3484.7024 | 2545.4197 | 42020.6922 | 48056.3083 | 0 | 0 | 48056.3083 | 0.0002209%
2027 | 246 | CB 246 | Tier-2 | Tier-2---7 | 4--5 | 24 | 2 | 1438.4419 | 90% | 9.47% | 0.5268% | 5.3404 | 0 | 0 | 5.3404 | 0 | 4.8597 | 19.8195 | 0.2452 | 4.8597 | 19.8195 | 0.2452 | 5.3929 | 21.9941 | 0.2452 | 0.3713% | 0.066431 | 0.066157 | 21653.0415 | 2613.8832 | 2643.0483 | 16396.11 | 21662.0076 | 0 | 0 | 21662.0076 | 0.0001761%
2027 | 249 | 249-24R | Tier-3 | Tier-3---12 | 5--5 | 99 | 5 | 3753.23 | 95.85% | 3.876% | 0.273% | 8.9938 | 0 | 0 | 8.9938 | 0 | 8.1842 | 49.5488 | 0.16517 | 8.1842 | 49.5488 | 0.16517 | 9.0822 | 54.9851 | 0.16517 | 0.2396% | 0.10094 | 0.10068 | 37183.961 | 2746.2949 | 1426.8186 | 33010.8475 | 37187.8275 | 0 | 0 | 37187.8275 | 0.0002966%
2027 | 249 | CB 249 | Tier-3 | Tier-3---16 | 4--4 | 24 | 4 | 826.9208 | 97.04% | 2.672% | 0.2884% | 6.6201 | 0 | 0 | 6.6201 | 0 | 6.0242 | 39.639 | 0.15198 | 6.0242 | 39.639 | 0.15198 | 6.6852 | 43.9881 | 0.15198 | 0.8006% | 0.05906 | 0.058573 | 14001.3211 | 814.7478 | 543.4884 | 12643.085 | 14004.7694 | 0 | 0 | 14004.7694 | 0.0002183%
2027 | 283 | 283-71F | Tier-3 | Tier-3---13 | 5--4 | 40 | 1 | 2013.5901 | 87.8% | 12.03% | 0.1689% | 2.1878 | 0 | 0 | 2.1878 | 0 | 1.9909 | 9.9098 | 0.2009 | 1.9909 | 9.9098 | 0.2009 | 2.2093 | 10.997 | 0.2009 | 0.1087% | 0.19011 | 0.18988 | 10591.4545 | 557.9915 | 1165.201 | 8868.2619 | 10593.0554 | 0 | 0 | 10593.0554 | 7.215e-05%
2027 | 307 | 307-1538F | Tier-2 | Tier-2---7 | 5--5 | 7 | 1 | 2407.2332 | 91.07% | 8.863% | 0.06623% | 15.5026 | 0 | 0 | 15.5026 | 0 | 14.1071 | 9.9098 | 1.4236 | 14.1071 | 9.9098 | 1.4236 | 15.6549 | 10.997 | 1.4236 | 0.644% | 0.10098 | 0.10026 | 23839.1374 | 1161.7116 | 1913.71 | 20763.7158 | 23854.2972 | 0 | 0 | 23854.2972 | 0.0005112%
2027 | 311 | 311-1163F | Tier-2 | Tier-2---18 | 3--3 | 2 | 1 | 46.1951 | 84.69% | 14.76% | 0.5474% | 0.96832 | 0 | 0 | 0.96832 | 0 | 0.88116 | 9.9098 | 0.088918 | 0.88116 | 9.9098 | 0.088918 | 0.97783 | 10.997 | 0.088918 | 2.096% | 0.018623 | 0.018162 | 2480.5668 | 135.3403 | 1292.4644 | 1052.7621 | 2490.203 | 0 | 0 | 2490.203 | 3.193e-05%
2027 | 311 | 311-14R | Tier-2 | Tier-2---14 | 3--4 | 4 | 1 | 278.652 | 16.28% | 83.57% | 0.1501% | 0.56138 | 0 | 0 | 0.56138 | 0 | 0.51085 | 9.9098 | 0.05155 | 0.51085 | 9.9098 | 0.05155 | 0.56689 | 10.997 | 0.05155 | 0.2015% | 0.018935 | 0.018701 | 14715.9264 | 172.6193 | 12298.8098 | 2244.4973 | 14870.2994 | 0 | 0 | 14870.2994 | 1.851e-05%
2027 | 350 | 350-2188R | Tier-2 | Tier-2---5 | 5--5 | 138 | 1 | 3602.0119 | 95.48% | 4.084% | 0.4314% | 1.2337 | 0 | 0 | 1.2337 | 0 | 1.1226 | 9.9098 | 0.11329 | 1.1226 | 9.9098 | 0.11329 | 1.2458 | 10.997 | 0.11329 | 0.03425% | 0.15121 | 0.15116 | 23821.2544 | 1424.0323 | 987.3799 | 21409.8422 | 23821.6403 | 0 | 0 | 23821.6403 | 4.068e-05%
2027 | 350 | 350-2192R | Tier-2 | Tier-2---2 | 5--5 | 245 | 5 | 13871.6222 | 98.14% | 1.698% | 0.1643% | 13.7521 | 0 | 0 | 13.7521 | 0 | 12.5143 | 49.5488 | 0.25256 | 12.5143 | 49.5488 | 0.25256 | 13.8873 | 54.9851 | 0.25256 | 0.09914% | 0.18928 | 0.18909 | 73287.5708 | 4711.7972 | 1323.9814 | 67251.7922 | 73288.9513 | 0 | 0 | 73288.9513 | 0.0004535%
2027 | 350 | 350-2196R | Tier-2 | Tier-2---5 | 5--5 | 229 | 7 | 5570.6857 | 96.99% | 2.589% | 0.4237% | 8.1751 | 0 | 0 | 8.1751 | 0 | 7.4392 | 69.3683 | 0.10724 | 7.4392 | 69.3683 | 0.10724 | 8.2554 | 76.9792 | 0.10724 | 0.1468% | 0.19915 | 0.19885 | 27972.7323 | 1828.1512 | 784.4184 | 25360.1626 | 27974.0092 | 0 | 0 | 27974.0092 | 0.0002696%
2027 | 350 | 350-2201R | Tier-3 | Tier-3---4 | 5--5 | 92 | 1 | 13521.7454 | 99.28% | 0.6466% | 0.06915% | 7.2232 | 0 | 0 | 7.2232 | 0 | 6.573 | 9.9098 | 0.66329 | 6.573 | 9.9098 | 0.66329 | 7.2942 | 10.997 | 0.66329 | 0.05342% | 0.1241 | 0.12404 | 108955.4795 | 7800.4897 | 724.3656 | 100430.6241 | 108955.8993 | 0 | 0 | 108955.8993 | 0.0002382%
2027 | 350 | 350-41R | Tier-2 | Tier-2---3 | 5--5 | 107 | 2 | 11201.3889 | 98.88% | 1.023% | 0.1021% | 10.2473 | 0 | 0 | 10.2473 | 0 | 9.3249 | 19.8195 | 0.47049 | 9.3249 | 19.8195 | 0.47049 | 10.348 | 21.9941 | 0.47049 | 0.09148% | 0.12896 | 0.12884 | 86857.3847 | 6899.4834 | 1125.7731 | 78832.1281 | 86858.2894 | 0 | 0 | 86858.2894 | 0.0003379%
2027 | 354 | 354-1706R | Tier-2 | Tier-2---1 | 5--5 | 121 | 1 | 20510.2592 | 99.17% | 0.7728% | 0.06052% | 8.3206 | 0 | 0 | 8.3206 | 0 | 7.5717 | 9.9098 | 0.76406 | 7.5717 | 9.9098 | 0.76406 | 8.4024 | 10.997 | 0.76406 | 0.04057% | 0.13939 | 0.13933 | 147143.8192 | 11695.5249 | 1352.7634 | 134095.5309 | 147144.3211 | 0 | 0 | 147144.3211 | 0.0002744%
2027 | 355 | 355-41R | Tier-2 | Tier-2---6 | 4--5 | 64 | 1 | 7500.5861 | 98.5% | 1.439% | 0.05987% | 5.7143 | 0 | 0 | 5.7143 | 0 | 5.1999 | 9.9098 | 0.52473 | 5.1999 | 9.9098 | 0.52473 | 5.7704 | 10.997 | 0.52473 | 0.07618% | 0.092253 | 0.092182 | 81304.346 | 4273.0126 | 1113.8309 | 75917.5024 | 81305.2894 | 0 | 0 | 81305.2894 | 0.0001884%
2027 | 355 | 355-6R | Tier-2 | Tier-2---7 | 4--5 | 16 | 1 | 1698.7097 | 79.94% | 19.99% | 0.07228% | 4.2011 | 0 | 0 | 4.2011 | 0 | 3.8229 | 9.9098 | 0.38578 | 3.8229 | 9.9098 | 0.38578 | 4.2424 | 10.997 | 0.38578 | 0.2473% | 0.074333 | 0.074103 | 22852.699 | 968.4345 | 4228.7096 | 17655.5548 | 22866.9262 | 0 | 0 | 22866.9262 | 0.0001385%
2027 | 355 | CB 355 | Tier-2 | Tier-2---3 | 5--5 | 83 | 1 | 11288.3525 | 98.84% | 1.109% | 0.05403% | 6.6539 | 0 | 0 | 6.6539 | 0 | 6.055 | 9.9098 | 0.61101 | 6.055 | 9.9098 | 0.61101 | 6.7193 | 10.997 | 0.61101 | 0.05894% | 0.1048 | 0.10474 | 107709.793 | 9333.0654 | 1277.5324 | 97099.1953 | 107710.5407 | 0 | 0 | 107710.5407 | 0.0002194%
2027 | 356 | 356-16R | Tier-2 | Tier-2---4 | 4--5 | 50 | 1 | 5437.4375 | 98.14% | 1.781% | 0.0775% | 5.283 | 0 | 0 | 5.283 | 0 | 4.8075 | 9.9098 | 0.48512 | 4.8075 | 9.9098 | 0.48512 | 5.3349 | 10.997 | 0.48512 | 0.09716% | 0.090754 | 0.090664 | 59914.026 | 4577.5093 | 1354.7623 | 53981.7544 | 59915.1296 | 0 | 0 | 59915.1296 | 0.0001742%
2027 | 356 | 356-19R | Tier-3 | Tier-3---8 | 5--5 | 140 | 2 | 16012.7864 | 97.76% | 2.145% | 0.09187% | 11.07 | 0 | 0 | 11.07 | 0 | 10.0736 | 19.8195 | 0.50826 | 10.0736 | 19.8195 | 0.50826 | 11.1788 | 21.9941 | 0.50826 | 0.06913% | 0.16775 | 0.16764 | 95453.8626 | 6567.3724 | 2023.3951 | 86863.0951 | 95455.3737 | 0 | 0 | 95455.3737 | 0.000365%
2027 | 356 | 356-30AE | Tier-3 | Tier-3---6 | 5--5 | 92 | 1 | 9294.6751 | 95.41% | 4.438% | 0.1505% | 4.7715 | 0 | 0 | 4.7715 | 0 | 4.342 | 9.9098 | 0.43815 | 4.342 | 9.9098 | 0.43815 | 4.8184 | 10.997 | 0.43815 | 0.05134% | 0.14106 | 0.14098 | 65892.3901 | 4765.339 | 2823.4514 | 58303.5997 | 65894.0177 | 0 | 0 | 65894.0177 | 0.0001573%
2027 | 357 | 357-1299R | Tier-3 | Tier-3---9 | 5--5 | 11 | 1 | 5098.7328 | 99.68% | 0.2892% | 0.03002% | 22.8711 | 0 | 0 | 22.8711 | 0 | 20.8123 | 9.9098 | 2.1002 | 20.8123 | 9.9098 | 2.1002 | 23.0958 | 10.997 | 2.1002 | 0.4486% | 0.2409 | 0.23982 | 21164.9633 | 1447.3151 | 61.817 | 19655.8313 | 21165.2687 | 0 | 0 | 21165.2687 | 0.0007542%
2027 | 357 | 357-45R | Tier-3 | Tier-3---8 | 5--5 | 116 | 3 | 17696.7525 | 97.47% | 2.478% | 0.04808% | 22.0827 | 0 | 0 | 22.0827 | 0 | 20.0949 | 29.7293 | 0.67593 | 20.0949 | 29.7293 | 0.67593 | 22.2997 | 32.9911 | 0.67593 | 0.1248% | 0.18538 | 0.18514 | 95462.1405 | 7644.6992 | 2293.6368 | 85523.8045 | 95465.2311 | 0 | 0 | 95465.2311 | 0.0007282%
2027 | 357 | 357-50R | Tier-3 | Tier-3---4 | 5--5 | 116 | 1 | 10432.4887 | 97.04% | 2.884% | 0.07824% | 4.3199 | 0 | 0 | 4.3199 | 0 | 3.9311 | 9.9098 | 0.39669 | 3.9311 | 9.9098 | 0.39669 | 4.3624 | 10.997 | 0.39669 | 0.04141% | 0.14913 | 0.14906 | 69957.1689 | 5112.9004 | 1923.9041 | 62920.3645 | 69958.0535 | 0 | 0 | 69958.0535 | 0.0001425%
2027 | 357 | 357-750R | Tier-2 | Tier-2---2 | 5--5 | 94 | 3 | 11757.6254 | 97.81% | 2.143% | 0.05143% | 18.167 | 0 | 0 | 18.167 | 0 | 16.5317 | 29.7293 | 0.55608 | 16.5317 | 29.7293 | 0.55608 | 18.3455 | 32.9911 | 0.55608 | 0.1545% | 0.171 | 0.17073 | 68756.8371 | 5466.8496 | 1394.351 | 61895.6365 | 68759.2242 | 0 | 0 | 68759.2242 | 0.0005991%
2027 | 357 | CB 357 | Tier-3 | Tier-3---10 | 5--5 | 53 | 1 | 6110.8546 | 96.01% | 3.933% | 0.05986% | 5.4794 | 0 | 0 | 5.4794 | 0 | 4.9862 | 9.9098 | 0.50316 | 4.9862 | 9.9098 | 0.50316 | 5.5333 | 10.997 | 0.50316 | 0.08967% | 0.12773 | 0.12761 | 47841.0693 | 2695.6068 | 1944.7301 | 43200.7325 | 47842.8551 | 0 | 0 | 47842.8551 | 0.0001807%
2027 | 358 | 358-682F | Tier-3 | Tier-3---3 | 5--5 | 99 | 2 | 37602.1184 | 98.59% | 1.386% | 0.02088% | 37.0731 | 0 | 0 | 37.0731 | 0 | 33.736 | 19.8195 | 1.7022 | 33.736 | 19.8195 | 1.7022 | 37.4374 | 21.9941 | 1.7022 | 0.09859% | 0.54241 | 0.54187 | 69323.599 | 4080.8113 | 883.9511 | 64358.8366 | 69324.5754 | 0 | 0 | 69324.5754 | 0.001223%
2027 | 411 | 411-30R | Tier-3 | Tier-3---6 | 5--5 | 90 | 2 | 6370.0414 | 98.47% | 1.262% | 0.272% | 6.8995 | 0 | 0 | 6.8995 | 0 | 6.2785 | 19.8195 | 0.31678 | 6.2785 | 19.8195 | 0.31678 | 6.9674 | 21.9941 | 0.31678 | 0.1083% | 0.10309 | 0.10298 | 61789.3921 | 5810.5604 | 997.631 | 54981.2006 | 61790.436 | 0 | 0 | 61790.436 | 0.0002275%
2027 | 442 | 442-16R | Tier-3 | Tier-3---14 | 5--3 | 26 | 1 | 1834.9376 | 96.09% | 3.534% | 0.3793% | 3.3567 | 0 | 0 | 3.3567 | 0 | 3.0546 | 9.9098 | 0.30824 | 3.0546 | 9.9098 | 0.30824 | 3.3897 | 10.997 | 0.30824 | 0.1829% | 0.45792 | 0.45705 | 4007.1227 | 182.139 | 134.5225 | 3690.4612 | 4007.4218 | 0 | 0 | 4007.4218 | 0.0001107%
2027 | 442 | 442-46R | Tier-3 | Tier-3---19 | 5--1 | 1 | 1 | 88.141 | 1.745% | 98.17% | 0.08447% | 0.076128 | 0 | 0 | 0.076128 | 0 | 0.069276 | 9.9098 | 0.0069906 | 0.069276 | 9.9098 | 0.0069906 | 0.076876 | 10.997 | 0.0069906 | 0.08637% | 0.35092 | 0.33355 | 251.1714 | 0.48889 | 224.1015 | 26.581 | 264.0236 | 0 | 0 | 264.0236 | 2.51e-06%
2027 | 442 | 442-728R | Tier-3 | Tier-3---5 | 5--5 | 161 | 6 | 11572.221 | 88.48% | 11.4% | 0.1243% | 18.8875 | 0 | 0 | 18.8875 | 0 | 17.1874 | 59.4585 | 0.28906 | 17.1874 | 59.4585 | 0.28906 | 19.0731 | 65.9822 | 0.28906 | 0.1632% | 0.35802 | 0.35736 | 32323.0144 | 2289.7277 | 3409.1909 | 26624.0958 | 32329.8983 | 0 | 0 | 32329.8983 | 0.0006228%
2027 | 444 | 444-43R | Tier-2 | Tier-2---5 | 5--5 | 102 | 2 | 3413.8137 | 97.67% | 1.995% | 0.3352% | 3.2362 | 0 | 0 | 3.2362 | 0 | 2.9449 | 19.8195 | 0.14859 | 2.9449 | 19.8195 | 0.14859 | 3.268 | 21.9941 | 0.14859 | 0.0948% | 0.2124 | 0.2122 | 16072.3576 | 890.1063 | 476.3771 | 14705.8742 | 16072.7214 | 0 | 0 | 16072.7214 | 0.0001067%
2027 | 444 | 444-9R | Tier-2 | Tier-2---11 | 5--3 | 90 | 2 | 571.2373 | 70.71% | 27.93% | 1.361% | 0.4443 | 0 | 0 | 0.4443 | 0 | 0.40431 | 19.8195 | 0.0204 | 0.40431 | 19.8195 | 0.0204 | 0.44867 | 21.9941 | 0.0204 | 0.07778% | 0.1488 | 0.14863 | 3839.0169 | 197.4513 | 1077.3117 | 2564.2539 | 3840.2553 | 0 | 0 | 3840.2553 | 1.465e-05%
2027 | 444 | CB 444 | Tier-2 | Tier-2---16 | 4--2 | 3 | 1 | 117.4434 | 97.68% | 1.947% | 0.3705% | 1.8929 | 0 | 0 | 1.8929 | 0 | 1.7225 | 9.9098 | 0.17382 | 1.7225 | 9.9098 | 0.17382 | 1.9115 | 10.997 | 0.17382 | 1.612% | 0.081621 | 0.080274 | 1438.8937 | 81.4155 | 42.4476 | 1315.0306 | 1439.4532 | 0 | 0 | 1439.4532 | 6.242e-05%
2027 | 445 | 445-1311R | Tier-3 | Tier-3---5 | 5--5 | 85 | 1 | 9632.5907 | 94.96% | 4.965% | 0.07823% | 5.3267 | 0 | 0 | 5.3267 | 0 | 4.8472 | 9.9098 | 0.48914 | 4.8472 | 9.9098 | 0.48914 | 5.379 | 10.997 | 0.48914 | 0.0553% | 0.53792 | 0.53761 | 17907.0399 | 1026.0345 | 824.7437 | 16056.2617 | 17907.5661 | 0 | 0 | 17907.5661 | 0.0001757%
2027 | 445 | 445-17R | Tier-2 | Tier-2---8 | 5--3 | 43 | 4 | 1603.5562 | 88.72% | 11.16% | 0.1231% | 6.551 | 0 | 0 | 6.551 | 0 | 5.9613 | 39.639 | 0.15039 | 5.9613 | 39.639 | 0.15039 | 6.6154 | 43.9881 | 0.15039 | 0.4085% | 0.53426 | 0.5318 | 3001.4248 | 150.999 | 302.1467 | 2548.279 | 3002.9908 | 0 | 0 | 3002.9908 | 0.000216%
2027 | 445 | 445-18R | Tier-2 | Tier-2---2 | 5--5 | 116 | 2 | 10619.7967 | 95.69% | 4.18% | 0.1317% | 8.6726 | 0 | 0 | 8.6726 | 0 | 7.892 | 19.8195 | 0.39819 | 7.892 | 19.8195 | 0.39819 | 8.7579 | 21.9941 | 0.39819 | 0.08166% | 0.6048 | 0.60428 | 17559.3271 | 969.9837 | 680.7099 | 15908.6335 | 17559.9738 | 0 | 0 | 17559.9738 | 0.000286%
2027 | 445 | 445-19R | Tier-2 | Tier-2---8 | 5--3 | 65 | 1 | 1766.7037 | 84.73% | 14.9% | 0.3714% | 1.1399 | 0 | 0 | 1.1399 | 0 | 1.0373 | 9.9098 | 0.10468 | 1.0373 | 9.9098 | 0.10468 | 1.1511 | 10.997 | 0.10468 | 0.06452% | 0.56527 | 0.56484 | 3125.4156 | 150.9089 | 429.896 | 2544.6106 | 3125.7794 | 0 | 0 | 3125.7794 | 3.759e-05%
2027 | 445 | 445-39R | Tier-2 | Tier-2---5 | 5--4 | 91 | 2 | 3678.5806 | 87.54% | 12.33% | 0.1304% | 3.5034 | 0 | 0 | 3.5034 | 0 | 3.188 | 19.8195 | 0.16085 | 3.188 | 19.8195 | 0.16085 | 3.5378 | 21.9941 | 0.16085 | 0.09524% | 0.48997 | 0.48943 | 7507.8253 | 391.1864 | 914.4635 | 6202.1754 | 7508.8441 | 0 | 0 | 7508.8441 | 0.0001155%
2027 | 445 | 445-897R | Tier-2 | Tier-2---10 | 5--3 | 9 | 1 | 1351.7747 | 97.24% | 2.711% | 0.04647% | 7.2298 | 0 | 0 | 7.2298 | 0 | 6.579 | 9.9098 | 0.66389 | 6.579 | 9.9098 | 0.66389 | 7.3008 | 10.997 | 0.66389 | 0.5348% | 0.75637 | 0.75221 | 1787.1928 | 98.5478 | 55.7869 | 1632.8581 | 1787.4653 | 0 | 0 | 1787.4653 | 0.0002384%
2027 | 448 | 448-1234R | Tier-3 | Tier-3---15 | 5--3 | 9 | 1 | 1211.6194 | 97.39% | 2.475% | 0.1351% | 6.49 | 0 | 0 | 6.49 | 0 | 5.9058 | 9.9098 | 0.59596 | 5.9058 | 9.9098 | 0.59596 | 6.5538 | 10.997 | 0.59596 | 0.5356% | 0.62101 | 0.61759 | 1951.0598 | 101.7927 | 46.8267 | 1802.4404 | 1951.3414 | 0 | 0 | 1951.3414 | 0.000214%
2027 | 448 | 448-47R | Tier-3 | Tier-3---14 | 5--3 | 43 | 1 | 2612.2711 | 91.91% | 7.885% | 0.2065% | 2.7638 | 0 | 0 | 2.7638 | 0 | 2.515 | 9.9098 | 0.2538 | 2.515 | 9.9098 | 0.2538 | 2.791 | 10.997 | 0.2538 | 0.1058% | 0.62882 | 0.6281 | 4154.2404 | 216.0426 | 303.0764 | 3635.1215 | 4154.6278 | 0 | 0 | 4154.6278 | 9.114e-05%
2027 | 448 | 448-714R | Tier-3 | Tier-3---14 | 5--3 | 85 | 1 | 2119.752 | 55.7% | 43.96% | 0.3458% | 0.68756 | 0 | 0 | 0.68756 | 0 | 0.62567 | 9.9098 | 0.063137 | 0.62567 | 9.9098 | 0.063137 | 0.69432 | 10.997 | 0.063137 | 0.03244% | 0.46343 | 0.46316 | 4574.0639 | 152.3288 | 1823.4456 | 2598.2895 | 4575.2447 | 0 | 0 | 4575.2447 | 2.267e-05%
2027 | 448 | 448-735R | Tier-3 | Tier-3---18 | 5--2 | 45 | 1 | 630.7627 | 79.12% | 20.09% | 0.7869% | 0.54898 | 0 | 0 | 0.54898 | 0 | 0.49957 | 9.9098 | 0.050411 | 0.49957 | 9.9098 | 0.050411 | 0.55438 | 10.997 | 0.050411 | 0.08703% | 0.54202 | 0.54142 | 1163.7353 | 53.8869 | 215.9361 | 893.9122 | 1164.0028 | 0 | 0 | 1164.0028 | 1.81e-05%
2027 | 448 | 448-744R | Tier-3 | Tier-3---7 | 5--5 | 224 | 10 | 9104.5616 | 91.68% | 8.126% | 0.1928% | 18.4458 | 0 | 0 | 18.4458 | 0 | 16.7854 | 99.0975 | 0.16938 | 16.7854 | 99.0975 | 0.16938 | 18.6271 | 109.9703 | 0.16938 | 0.2026% | 0.49442 | 0.49333 | 18414.705 | 980.4625 | 1393.5793 | 16040.6633 | 18418.0976 | 0 | 0 | 18418.0976 | 0.0006083%
2027 | 448 | 448-9R | Tier-3 | Tier-3---9 | 5--4 | 106 | 3 | 5644.8109 | 93.43% | 6.384% | 0.1906% | 7.3881 | 0 | 0 | 7.3881 | 0 | 6.7231 | 29.7293 | 0.22614 | 6.7231 | 29.7293 | 0.22614 | 7.4607 | 32.9911 | 0.22614 | 0.1309% | 0.54394 | 0.54318 | 10377.639 | 550.4893 | 645.7623 | 9181.3873 | 10378.5962 | 0 | 0 | 10378.5962 | 0.0002436%
2027 | 449 | 449-16R | Tier-3 | Tier-3---15 | 5--4 | 22 | 1 | 1495.5065 | 96.97% | 2.927% | 0.1006% | 3.263 | 0 | 0 | 3.263 | 0 | 2.9693 | 9.9098 | 0.29963 | 2.9693 | 9.9098 | 0.29963 | 3.2951 | 10.997 | 0.29963 | 0.2182% | 0.23738 | 0.23685 | 6300.0313 | 365.3232 | 174.7966 | 5759.9115 | 6300.4614 | 0 | 0 | 6300.4614 | 0.0001076%
2027 | 449 | 449-6R | Tier-3 | Tier-3---14 | 5--4 | 45 | 2 | 2320.0162 | 95.55% | 4.318% | 0.1352% | 4.8768 | 0 | 0 | 4.8768 | 0 | 4.4378 | 19.8195 | 0.22391 | 4.4378 | 19.8195 | 0.22391 | 4.9247 | 21.9941 | 0.22391 | 0.2102% | 0.24779 | 0.24724 | 9362.9076 | 518.3997 | 417.6492 | 8426.8588 | 9363.8269 | 0 | 0 | 9363.8269 | 0.0001608%
2027 | 449 | CB 449 | Tier-3 | Tier-3---20 | 1--5 | 1 | 1 | 7.8127 | 98.22% | 0% | 1.784% | 0.37983 | 0 | 0 | 0.37983 | 0 | 0.34564 | 9.9098 | 0.034879 | 0.34564 | 9.9098 | 0.034879 | 0.38356 | 10.997 | 0.034879 | 4.862% | 0.0002642 | 0.00025112 | 29571.2422 | 1599.423 | 688.769 | 27283.0503 | 29598.7157 | 0 | 0 | 29598.7157 | 1.253e-05%
2027 | 452 | 452-1404F | Tier-2 | Tier-2---12 | 1--5 | 1 | 1 | 625.5425 | 99.9% | 0% | 0.09615% | 30.9346 | 0 | 0 | 30.9346 | 0 | 28.15 | 9.9098 | 2.8406 | 28.15 | 9.9098 | 2.8406 | 31.2386 | 10.997 | 2.8406 | 4.945% | 0.0036434 | 0.0034631 | 171691.9584 | 19885.3998 | 159.1121 | 151647.4464 | 171700.5552 | 0 | 0 | 171700.5552 | 0.00102%
2027 | 470 | 470-40AE | Tier-2 | Tier-2---4 | 4--5 | 20 | 1 | 5264.9688 | 98.33% | 1.599% | 0.07273% | 12.813 | 0 | 0 | 12.813 | 0 | 11.6597 | 9.9098 | 1.1766 | 11.6597 | 9.9098 | 1.1766 | 12.9389 | 10.997 | 1.1766 | 0.2434% | 0.091034 | 0.090809 | 57835.1917 | 3654.8473 | 877.7111 | 53302.6332 | 57837.5901 | 0 | 0 | 57837.5901 | 0.0004225%
2027 | 470 | 470-47R | Tier-3 | Tier-3---2 | 5--5 | 53 | 4 | 16740.3911 | 99.37% | 0.5365% | 0.09319% | 62.1458 | 0 | 0 | 62.1458 | 0 | 56.5518 | 39.639 | 1.4267 | 56.5518 | 39.639 | 1.4267 | 62.7565 | 43.9881 | 1.4267 | 0.3712% | 0.16225 | 0.16165 | 103174.1084 | 6598.1472 | 589.4379 | 95986.5234 | 103176.5446 | 0 | 0 | 103176.5446 | 0.002049%
2027 | 520 | 520-1045R | Tier-2 | Tier-2---5 | 5--4 | 47 | 1 | 2978.814 | 97.34% | 2.471% | 0.184% | 3.054 | 0 | 0 | 3.054 | 0 | 2.7791 | 9.9098 | 0.28044 | 2.7791 | 9.9098 | 0.28044 | 3.084 | 10.997 | 0.28044 | 0.1025% | 0.26824 | 0.26795 | 11105.2066 | 596.3807 | 258.2442 | 10250.5816 | 11105.5174 | 0 | 0 | 11105.5174 | 0.0001007%
2027 | 520 | 520-1489R | Tier-2 | Tier-2---8 | 5--5 | 129 | 2 | 2637.9338 | 96.76% | 2.798% | 0.4462% | 1.9588 | 0 | 0 | 1.9588 | 0 | 1.7825 | 19.8195 | 0.089935 | 1.7825 | 19.8195 | 0.089935 | 1.978 | 21.9941 | 0.089935 | 0.07425% | 0.13822 | 0.13811 | 19085.4238 | 1021.9214 | 566.5154 | 17496.987 | 19085.8993 | 0 | 0 | 19085.8993 | 6.459e-05%
2027 | 520 | 520-1509R | Tier-2 | Tier-2---5 | 5--4 | 84 | 1 | 3413.9118 | 92.72% | 6.994% | 0.2858% | 1.8653 | 0 | 0 | 1.8653 | 0 | 1.6974 | 9.9098 | 0.17129 | 1.6974 | 9.9098 | 0.17129 | 1.8837 | 10.997 | 0.17129 | 0.05464% | 0.28561 | 0.28544 | 11953.1797 | 661.7087 | 782.5338 | 10508.9372 | 11953.6927 | 0 | 0 | 11953.6927 | 6.151e-05%
2027 | 520 | 520-1527R | Tier-3 | Tier-3---7 | 5--5 | 53 | 1 | 6763.0006 | 96.72% | 3.176% | 0.1068% | 6.1091 | 0 | 0 | 6.1091 | 0 | 5.5592 | 9.9098 | 0.56098 | 5.5592 | 9.9098 | 0.56098 | 6.1691 | 10.997 | 0.56098 | 0.09033% | 0.27105 | 0.27079 | 24951.4497 | 1805.8111 | 756.6493 | 22388.9893 | 24952.2153 | 0 | 0 | 24952.2153 | 0.0002015%
2027 | 520 | 520-45 | Tier-2 | Tier-2---8 | 5--5 | 74 | 1 | 2044.6463 | 97.57% | 2.13% | 0.298% | 1.3345 | 0 | 0 | 1.3345 | 0 | 1.2144 | 9.9098 | 0.12254 | 1.2144 | 9.9098 | 0.12254 | 1.3476 | 10.997 | 0.12254 | 0.06527% | 0.10446 | 0.10439 | 19573.1854 | 982.4694 | 415.3687 | 18175.3473 | 19573.5035 | 0 | 0 | 19573.5035 | 4.401e-05%
2027 | 521 | 521-14R | Tier-3 | Tier-3---5 | 5--5 | 49 | 2 | 11350.2874 | 96.69% | 3.233% | 0.07621% | 22.1734 | 0 | 0 | 22.1734 | 0 | 20.1775 | 19.8195 | 1.0181 | 20.1775 | 19.8195 | 1.0181 | 22.3913 | 21.9941 | 1.0181 | 0.1954% | 0.27097 | 0.27042 | 41888.3276 | 2255.8215 | 1272.0917 | 38360.4144 | 41891.1336 | 0 | 0 | 41891.1336 | 0.0007312%
2027 | 521 | 521-1856R | Tier-3 | Tier-3---6 | 5--5 | 87 | 2 | 8477.8617 | 97.79% | 2.104% | 0.1048% | 9.4342 | 0 | 0 | 9.4342 | 0 | 8.585 | 19.8195 | 0.43316 | 8.585 | 19.8195 | 0.43316 | 9.5269 | 21.9941 | 0.43316 | 0.1113% | 0.15411 | 0.15393 | 55012.684 | 3012.448 | 1105.9909 | 50894.245 | 55014.068 | 0 | 0 | 55014.068 | 0.0003111%
2027 | 521 | 521-18R | Tier-3 | Tier-3---6 | 4--5 | 73 | 4 | 8713.0173 | 99.36% | 0.5424% | 0.09583% | 23.4817 | 0 | 0 | 23.4817 | 0 | 21.3681 | 39.639 | 0.53907 | 21.3681 | 39.639 | 0.53907 | 23.7125 | 43.9881 | 0.53907 | 0.2695% | 0.071321 | 0.071128 | 122165.8816 | 6890.9356 | 771.7339 | 114503.2122 | 122168.0023 | 0 | 0 | 122168.0023 | 0.0007743%
2027 | 521 | 521-27R | Tier-2 | Tier-2---3 | 4--5 | 25 | 2 | 5618.6229 | 98.78% | 1.092% | 0.1294% | 21.9781 | 0 | 0 | 21.9781 | 0 | 19.9998 | 19.8195 | 1.0091 | 19.9998 | 19.8195 | 1.0091 | 22.1941 | 21.9941 | 1.0091 | 0.3912% | 0.063668 | 0.063415 | 88249.328 | 6355.7576 | 1136.662 | 80756.9084 | 88253.612 | 0 | 0 | 88253.612 | 0.0007248%
2027 | 521 | 521-700R | Tier-2 | Tier-2---3 | 4--5 | 37 | 1 | 9012.5446 | 99.05% | 0.8425% | 0.1052% | 11.9431 | 0 | 0 | 11.9431 | 0 | 10.868 | 9.9098 | 1.0967 | 10.868 | 9.9098 | 1.0967 | 12.0604 | 10.997 | 1.0967 | 0.1325% | 0.074421 | 0.074321 | 121102.821 | 8945.6292 | 1253.8537 | 110903.3381 | 121104.3584 | 0 | 0 | 121104.3584 | 0.0003938%
2027 | 522 | 522-38R | Tier-2 | Tier-2---6 | 4--5 | 1 | 1 | 5639.8414 | 96.44% | 3.339% | 0.2198% | 269.2374 | 0 | 0 | 269.2374 | 0 | 245.0024 | 9.9098 | 24.7234 | 245.0024 | 9.9098 | 24.7234 | 271.8835 | 10.997 | 24.7234 | 4.774% | 0.088602 | 0.084216 | 63653.5146 | 7689.6838 | 2180.134 | 53783.6968 | 63771.4814 | 0 | 0 | 63771.4814 | 0.008878%
2027 | 524 | 524-1782F | Tier-3 | Tier-3---10 | 4--5 | 46 | 2 | 5468.1345 | 99.78% | 0.1144% | 0.1099% | 11.742 | 0 | 0 | 11.742 | 0 | 10.685 | 19.8195 | 0.53912 | 10.685 | 19.8195 | 0.53912 | 11.8574 | 21.9941 | 0.53912 | 0.2147% | 0.040404 | 0.040317 | 135337.1336 | 10621.643 | 457.8891 | 124257.6016 | 135337.7884 | 0 | 0 | 135337.7884 | 0.0003872%
2027 | 524 | 524-27R | Tier-3 | Tier-3---4 | 4--5 | 114 | 4 | 11317.6942 | 99.77% | 0.1414% | 0.08951% | 19.6117 | 0 | 0 | 19.6117 | 0 | 17.8463 | 39.639 | 0.45022 | 17.8463 | 39.639 | 0.45022 | 19.8044 | 43.9881 | 0.45022 | 0.1733% | 0.060207 | 0.060103 | 187979.0829 | 15020.271 | 843.0575 | 172115.7544 | 187979.8382 | 0 | 0 | 187979.8382 | 0.0006467%
2027 | 524 | 524-46R | Tier-3 | Tier-3---4 | 5--5 | 89 | 3 | 13710.9533 | 98.99% | 0.9557% | 0.05722% | 22.6455 | 0 | 0 | 22.6455 | 0 | 20.6071 | 29.7293 | 0.69316 | 20.6071 | 29.7293 | 0.69316 | 22.8681 | 32.9911 | 0.69316 | 0.1652% | 0.18916 | 0.18884 | 72484.9744 | 5399.6154 | 709.3603 | 66375.9987 | 72486.2015 | 0 | 0 | 72486.2015 | 0.0007468%
2027 | 524 | 524-50R | Tier-3 | Tier-3---7 | 5--5 | 84 | 1 | 8801.877 | 98.2% | 1.718% | 0.0819% | 5.0935 | 0 | 0 | 5.0935 | 0 | 4.635 | 9.9098 | 0.46772 | 4.635 | 9.9098 | 0.46772 | 5.1435 | 10.997 | 0.46772 | 0.05787% | 0.18313 | 0.18303 | 48062.3901 | 2911.3323 | 788.4961 | 44362.5616 | 48062.9 | 0 | 0 | 48062.9 | 0.000168%
2027 | 524 | 524-69R | Tier-3 | Tier-3---1 | 5--5 | 283 | 7 | 40375.331 | 99.03% | 0.9107% | 0.05596% | 48.9569 | 0 | 0 | 48.9569 | 0 | 44.5501 | 69.3683 | 0.64223 | 44.5501 | 69.3683 | 0.64223 | 49.4381 | 76.9792 | 0.64223 | 0.1213% | 0.27264 | 0.2723 | 148092.4418 | 8147.506 | 1337.0199 | 138607.9158 | 148094.1967 | 0 | 0 | 148094.1967 | 0.001614%
2027 | 597 | 597-595 | Tier-2 | Tier-2---1 | 5--5 | 92 | 1 | 18774.394 | 95.55% | 4.388% | 0.06321% | 9.6518 | 0 | 0 | 9.6518 | 0 | 8.783 | 9.9098 | 0.8863 | 8.783 | 9.9098 | 0.8863 | 9.7467 | 10.997 | 0.8863 | 0.05141% | 0.15307 | 0.15298 | 122655.7075 | 12289.1487 | 5017.0863 | 105349.4725 | 122658.6463 | 0 | 0 | 122658.6463 | 0.0003183%
2027 | 599 | 599-19R | Tier-2 | Tier-2---1 | 5--5 | 124 | 4 | 25743.4561 | 99.4% | 0.5253% | 0.0786% | 40.8583 | 0 | 0 | 40.8583 | 0 | 37.1805 | 39.639 | 0.93798 | 37.1805 | 39.639 | 0.93798 | 41.2598 | 43.9881 | 0.93798 | 0.1587% | 0.15161 | 0.15137 | 169796.7072 | 9028.2208 | 940.8004 | 159827.6859 | 169798.347 | 0 | 0 | 169798.347 | 0.001347%
2027 | 776 | CB 776 | Tier-2 | Tier-2---18 | 3--3 | 4 | 1 | 55.0677 | 92.66% | 4.028% | 3.312% | 0.63144 | 0 | 0 | 0.63144 | 0 | 0.57461 | 9.9098 | 0.057984 | 0.57461 | 9.9098 | 0.057984 | 0.63765 | 10.997 | 0.057984 | 1.147% | 0.014982 | 0.014796 | 3675.6367 | 359.0614 | 229.0677 | 3087.5075 | 3679.0172 | 0 | 0 | 3679.0172 | 2.082e-05%
2027 | 835 | 835-11F | Tier-2 | Tier-2---15 | 1--5 | 1 | 1 | 139.955 | 99.63% | 0% | 0.3714% | 6.902 | 0 | 0 | 6.902 | 0 | 6.2808 | 9.9098 | 0.6338 | 6.2808 | 9.9098 | 0.6338 | 6.9699 | 10.997 | 0.6338 | 4.932% | 0.0041866 | 0.0039794 | 33429.2729 | 4516.6864 | 116.5511 | 28796.0353 | 33435.7392 | 0 | 0 | 33435.7392 | 0.0002276%
2027 | 859 | 859-42R | Tier-2 | Tier-2---3 | 4--5 | 41 | 2 | 8606.9717 | 99.86% | 0% | 0.1411% | 20.7534 | 0 | 0 | 20.7534 | 0 | 18.8853 | 19.8195 | 0.95286 | 18.8853 | 19.8195 | 0.95286 | 20.9573 | 21.9941 | 0.95286 | 0.2411% | 0.067132 | 0.06697 | 128210.0534 | 7463.1152 | 271.9776 | 120474.9607 | 128210.4913 | 0 | 0 | 128210.4913 | 0.0006844%
2027 | 907 | 907-1562AE | Tier-3 | Tier-3---6 | 4--5 | 37 | 2 | 8439.7692 | 97.62% | 2.35% | 0.03436% | 22.0437 | 0 | 0 | 22.0437 | 0 | 20.0595 | 19.8195 | 1.0121 | 20.0595 | 19.8195 | 1.0121 | 22.2604 | 21.9941 | 1.0121 | 0.2612% | 0.054867 | 0.05472 | 153823.4413 | 9936.3787 | 3323.7899 | 140563.2726 | 153833.2798 | 0 | 0 | 153833.2798 | 0.0007269%
2027 | 907 | 907-1716R | Tier-3 | Tier-3---2 | 4--5 | 74 | 2 | 27066.4552 | 99.19% | 0.7771% | 0.02941% | 35.9185 | 0 | 0 | 35.9185 | 0 | 32.6853 | 19.8195 | 1.6492 | 32.6853 | 19.8195 | 1.6492 | 36.2715 | 21.9941 | 1.6492 | 0.1327% | 0.088049 | 0.087931 | 307401.4892 | 26739.124 | 2399.2259 | 278263.1391 | 307404.8102 | 0 | 0 | 307404.8102 | 0.001184%
2027 | 908 | 908-1172R | Tier-2 | Tier-2---2 | 5--5 | 76 | 1 | 15766.5188 | 98.33% | 1.627% | 0.04735% | 10.0971 | 0 | 0 | 10.0971 | 0 | 9.1882 | 9.9098 | 0.92719 | 9.1882 | 9.9098 | 0.92719 | 10.1963 | 10.997 | 0.92719 | 0.06404% | 0.20692 | 0.20679 | 76195.3215 | 5331.2754 | 1185.4095 | 69678.6366 | 76196.1528 | 0 | 0 | 76196.1528 | 0.000333%
2027 | 908 | 908-1368R | Tier-2 | Tier-2---5 | 5--5 | 109 | 3 | 5570.7929 | 96.25% | 3.531% | 0.2207% | 7.3049 | 0 | 0 | 7.3049 | 0 | 6.6473 | 29.7293 | 0.2236 | 6.6473 | 29.7293 | 0.2236 | 7.3766 | 32.9911 | 0.2236 | 0.1311% | 0.23644 | 0.23612 | 23560.7485 | 1440.3319 | 798.3866 | 21322.03 | 23561.9543 | 0 | 0 | 23561.9543 | 0.0002409%
2027 | 908 | 908-1370R | Tier-2 | Tier-2---8 | 5--4 | 40 | 1 | 1466.2762 | 91.81% | 7.905% | 0.289% | 1.6658 | 0 | 0 | 1.6658 | 0 | 1.5159 | 9.9098 | 0.15297 | 1.5159 | 9.9098 | 0.15297 | 1.6822 | 10.997 | 0.15297 | 0.1136% | 0.1878 | 0.18757 | 7807.4644 | 518.9417 | 584.8681 | 6703.6546 | 7808.257 | 0 | 0 | 7808.257 | 5.493e-05%
2027 | 908 | 908-2038R | Tier-2 | Tier-2---1 | 5--5 | 146 | 2 | 41258.5742 | 98.89% | 1.078% | 0.03081% | 27.6664 | 0 | 0 | 27.6664 | 0 | 25.1761 | 19.8195 | 1.2703 | 25.1761 | 19.8195 | 1.2703 | 27.9383 | 21.9941 | 1.2703 | 0.06706% | 0.23053 | 0.23038 | 178970.5163 | 13265.9985 | 1829.4076 | 163875.1102 | 178971.8632 | 0 | 0 | 178971.8632 | 0.0009123%
2027 | 908 | 908-2040 | Tier-2 | Tier-2---5 | 5--5 | 46 | 1 | 3646.8048 | 91.91% | 7.986% | 0.1044% | 3.6068 | 0 | 0 | 3.6068 | 0 | 3.2821 | 9.9098 | 0.3312 | 3.2821 | 9.9098 | 0.3312 | 3.6422 | 10.997 | 0.3312 | 0.0989% | 0.17929 | 0.1791 | 20339.8492 | 1700.729 | 1512.7829 | 17126.3373 | 20341.6218 | 0 | 0 | 20341.6218 | 0.0001189%
2027 | 908 | 908-2055F | Tier-3 | Tier-3---2 | 5--5 | 95 | 1 | 22564.0783 | 99.08% | 0.8792% | 0.03652% | 11.6494 | 0 | 0 | 11.6494 | 0 | 10.6008 | 9.9098 | 1.0697 | 10.6008 | 9.9098 | 1.0697 | 11.7639 | 10.997 | 1.0697 | 0.05163% | 0.20355 | 0.20344 | 110854.0623 | 7735.6273 | 1009.8579 | 102108.5771 | 110854.5916 | 0 | 0 | 110854.5916 | 0.0003842%
2027 | 908 | 908-30 | Tier-2 | Tier-2---10 | 5--4 | 10 | 1 | 847.524 | 96.52% | 3.329% | 0.1488% | 4.0493 | 0 | 0 | 4.0493 | 0 | 3.6848 | 9.9098 | 0.37184 | 3.6848 | 9.9098 | 0.37184 | 4.0891 | 10.997 | 0.37184 | 0.4778% | 0.16572 | 0.1649 | 5114.069 | 284.5346 | 169.3742 | 4660.1602 | 5114.9538 | 0 | 0 | 5114.9538 | 0.0001335%
2027 | 909 | 909-451 | Tier-3 | Tier-3---1 | 5--5 | 126 | 3 | 55252.3747 | 99.27% | 0.7029% | 0.02396% | 64.6455 | 0 | 0 | 64.6455 | 0 | 58.8266 | 29.7293 | 1.9787 | 58.8266 | 29.7293 | 1.9787 | 65.2809 | 32.9911 | 1.9787 | 0.117% | 0.31112 | 0.31076 | 177590.703 | 9870.6468 | 1163.318 | 166556.7382 | 177592.2261 | 0 | 0 | 177592.2261 | 0.002132%
2027 | 921 | 921-800F | Tier-2 | Tier-2---7 | 4--5 | 2 | 1 | 1991.7107 | 76.61% | 23.16% | 0.2301% | 37.7629 | 0 | 0 | 37.7629 | 0 | 34.3637 | 9.9098 | 3.4677 | 34.3637 | 9.9098 | 3.4677 | 38.1341 | 10.997 | 3.4677 | 1.896% | 0.065336 | 0.063719 | 30484.0304 | 2594.6331 | 6453.3763 | 21436.021 | 30665.0109 | 0 | 0 | 30665.0109 | 0.001245%
2027 | 971 | 971-1973R | Tier-3 | Tier-3---4 | 5--5 | 100 | 3 | 15148.7962 | 99.05% | 0.8967% | 0.0506% | 22.2829 | 0 | 0 | 22.2829 | 0 | 20.2771 | 29.7293 | 0.68206 | 20.2771 | 29.7293 | 0.68206 | 22.5019 | 32.9911 | 0.68206 | 0.1471% | 0.14704 | 0.14682 | 103024.8612 | 7594.4752 | 905.6636 | 94524.7224 | 103026.3126 | 0 | 0 | 103026.3126 | 0.0007348%
2027 | 971 | 971-2050R | Tier-3 | Tier-3---2 | 5--5 | 189 | 6 | 28484.5838 | 98.91% | 1.035% | 0.05308% | 44.2747 | 0 | 0 | 44.2747 | 0 | 40.2893 | 59.4585 | 0.6776 | 40.2893 | 59.4585 | 0.6776 | 44.7098 | 65.9822 | 0.6776 | 0.1554% | 0.18464 | 0.18435 | 154268.7539 | 10830.6461 | 1582.0513 | 141856.0564 | 154271.3945 | 0 | 0 | 154271.3945 | 0.00146%
2027 | 971 | 971-383R | Tier-3 | Tier-3---4 | 5--5 | 45 | 2 | 14770.5962 | 98.43% | 1.528% | 0.03956% | 31.9858 | 0 | 0 | 31.9858 | 0 | 29.1066 | 19.8195 | 1.4686 | 29.1066 | 19.8195 | 1.4686 | 32.3001 | 21.9941 | 1.4686 | 0.2166% | 0.13837 | 0.13806 | 106747.8715 | 6177.23 | 1600.3912 | 98970.2503 | 106751.5621 | 0 | 0 | 106751.5621 | 0.001055%
2027 | 971 | 971-388R | Tier-3 | Tier-3---4 | 5--5 | 103 | 2 | 11267.961 | 98.98% | 0.9235% | 0.09902% | 10.7196 | 0 | 0 | 10.7196 | 0 | 9.7547 | 19.8195 | 0.49218 | 9.7547 | 19.8195 | 0.49218 | 10.825 | 21.9941 | 0.49218 | 0.09513% | 0.17642 | 0.17625 | 63870.0886 | 3872.2432 | 602.7653 | 59395.0801 | 63870.7169 | 0 | 0 | 63870.7169 | 0.0003535%
2027 | 971 | CB 971 | Tier-2 | Tier-2---3 | 5--5 | 27 | 2 | 11456.6981 | 99.51% | 0.4569% | 0.03477% | 41.8014 | 0 | 0 | 41.8014 | 0 | 38.0387 | 19.8195 | 1.9193 | 38.0387 | 19.8195 | 1.9193 | 42.2122 | 21.9941 | 1.9193 | 0.3649% | 0.12528 | 0.12482 | 91451.3672 | 5164.7092 | 651.9468 | 85634.7112 | 91453.0219 | 0 | 0 | 91453.0219 | 0.001378%
2027 | 972 | 972-1582R | Tier-3 | Tier-3---6 | 5--5 | 81 | 2 | 8019.1792 | 98.53% | 1.384% | 0.08092% | 9.6576 | 0 | 0 | 9.6576 | 0 | 8.7883 | 19.8195 | 0.44342 | 8.7883 | 19.8195 | 0.44342 | 9.7525 | 21.9941 | 0.44342 | 0.1204% | 0.15062 | 0.15044 | 53239.6467 | 3086.8109 | 714.7235 | 49438.1123 | 53240.6013 | 0 | 0 | 53240.6013 | 0.0003185%
2027 | 972 | 972-1590F | Tier-3 | Tier-3---2 | 5--5 | 106 | 1 | 23409.1539 | 98.39% | 1.548% | 0.05965% | 10.7559 | 0 | 0 | 10.7559 | 0 | 9.7877 | 9.9098 | 0.98769 | 9.7877 | 9.9098 | 0.98769 | 10.8616 | 10.997 | 0.98769 | 0.04595% | 0.17603 | 0.17595 | 132982.6796 | 10745.803 | 2028.2393 | 120208.6373 | 132983.6782 | 0 | 0 | 132983.6782 | 0.0003547%
2027 | 972 | 972-32R | Tier-2 | Tier-2---1 | 5--5 | 54 | 1 | 22914.3284 | 97.48% | 2.478% | 0.04418% | 20.4751 | 0 | 0 | 20.4751 | 0 | 18.6321 | 9.9098 | 1.8802 | 18.6321 | 9.9098 | 1.8802 | 20.6763 | 10.997 | 1.8802 | 0.08936% | 0.16607 | 0.16592 | 137978.7753 | 7897.3231 | 3156.5486 | 126924.9036 | 137981.9677 | 0 | 0 | 137981.9677 | 0.0006752%
2027 | 972 | 972-942R | Tier-3 | Tier-3---6 | 5--5 | 59 | 2 | 9149.6836 | 99.12% | 0.8301% | 0.05344% | 15.2172 | 0 | 0 | 15.2172 | 0 | 13.8474 | 19.8195 | 0.69868 | 13.8474 | 19.8195 | 0.69868 | 15.3668 | 21.9941 | 0.69868 | 0.1663% | 0.14195 | 0.14171 | 64459.3584 | 4369.1581 | 517.8641 | 59572.3362 | 64460.3157 | 0 | 0 | 64460.3157 | 0.0005018%
2027 | 973 | 973-626R | Tier-3 | Tier-3---7 | 5--5 | 82 | 1 | 6521.7236 | 98.03% | 1.864% | 0.1053% | 3.8594 | 0 | 0 | 3.8594 | 0 | 3.512 | 9.9098 | 0.3544 | 3.512 | 9.9098 | 0.3544 | 3.8973 | 10.997 | 0.3544 | 0.05918% | 0.1523 | 0.15221 | 42821.6164 | 2771.3178 | 761.0334 | 39289.2652 | 42822.1258 | 0 | 0 | 42822.1258 | 0.0001273%
2027 | 974 | 974-23R | Tier-3 | Tier-3---11 | 5--5 | 104 | 2 | 3492.8626 | 93.69% | 6.037% | 0.2698% | 3.1152 | 0 | 0 | 3.1152 | 0 | 2.8348 | 19.8195 | 0.14303 | 2.8348 | 19.8195 | 0.14303 | 3.1458 | 21.9941 | 0.14303 | 0.08919% | 0.16472 | 0.16456 | 21204.8226 | 1225.3577 | 1209.8349 | 18769.63 | 21206.0969 | 0 | 0 | 21206.0969 | 0.0001027%
2027 | 974 | 974-715R | Tier-3 | Tier-3---6 | 5--5 | 29 | 2 | 7107.1697 | 99.55% | 0.3981% | 0.05413% | 24.1527 | 0 | 0 | 24.1527 | 0 | 21.9786 | 19.8195 | 1.1089 | 21.9786 | 19.8195 | 1.1089 | 24.3901 | 21.9941 | 1.1089 | 0.3398% | 0.14069 | 0.14021 | 50517.2415 | 2626.4246 | 327.9593 | 47562.8576 | 50518.0241 | 0 | 0 | 50518.0241 | 0.0007965%
2027 | 1021 | 1021-1748F | Tier-3 | Tier-3---2 | 5--5 | 95 | 2 | 35156.1224 | 99.02% | 0.9436% | 0.03662% | 36.2773 | 0 | 0 | 36.2773 | 0 | 33.0118 | 19.8195 | 1.6656 | 33.0118 | 19.8195 | 1.6656 | 36.6338 | 21.9941 | 1.6656 | 0.1032% | 0.16564 | 0.16546 | 212249.5403 | 13715.9361 | 1963.4816 | 196570.1226 | 212251.7107 | 0 | 0 | 212251.7107 | 0.001196%
2027 | 1021 | 1021-1760R | Tier-3 | Tier-3---6 | 5--5 | 17 | 1 | 7055.7157 | 98.18% | 1.793% | 0.03106% | 20.1698 | 0 | 0 | 20.1698 | 0 | 18.3542 | 9.9098 | 1.8521 | 18.3542 | 9.9098 | 1.8521 | 20.368 | 10.997 | 1.8521 | 0.2859% | 0.10829 | 0.10798 | 65155.0235 | 4038.9642 | 1087.8449 | 60028.2144 | 65158.4948 | 0 | 0 | 65158.4948 | 0.0006651%
2027 | 1021 | 1021-25R | Tier-3 | Tier-3---2 | 5--5 | 43 | 3 | 18825.6899 | 99.7% | 0.2782% | 0.02306% | 64.8185 | 0 | 0 | 64.8185 | 0 | 58.9839 | 29.7293 | 1.984 | 58.9839 | 29.7293 | 1.984 | 65.4555 | 32.9911 | 1.984 | 0.3443% | 0.12361 | 0.12318 | 152300.0709 | 9949.5446 | 416.971 | 141933.5553 | 152301.6608 | 0 | 0 | 152301.6608 | 0.002137%
2027 | 1021 | 1021-855 | Tier-3 | Tier-3---10 | 5--5 | 11 | 1 | 5034.3753 | 99.51% | 0.4541% | 0.0405% | 22.5426 | 0 | 0 | 22.5426 | 0 | 20.5135 | 9.9098 | 2.07 | 20.5135 | 9.9098 | 2.07 | 22.7642 | 10.997 | 2.07 | 0.4478% | 0.10909 | 0.1086 | 46149.2476 | 2319.9671 | 207.6388 | 43621.6417 | 46150.2795 | 0 | 0 | 46150.2795 | 0.0007434%
2027 | 1022 | 1022-322R | Tier-3 | Tier-3---10 | 5--5 | 32 | 1 | 5072.1995 | 99.16% | 0.7912% | 0.04875% | 7.7802 | 0 | 0 | 7.7802 | 0 | 7.0798 | 9.9098 | 0.71443 | 7.0798 | 9.9098 | 0.71443 | 7.8566 | 10.997 | 0.71443 | 0.1534% | 0.10587 | 0.1057 | 47911.5964 | 2988.4313 | 366.1059 | 44557.0592 | 47912.2199 | 0 | 0 | 47912.2199 | 0.0002566%
2027 | 1023 | 1023-46AE | Tier-2 | Tier-2---2 | 5--5 | 80 | 3 | 9469.9149 | 95.98% | 3.884% | 0.1387% | 16.8715 | 0 | 0 | 16.8715 | 0 | 15.3528 | 29.7293 | 0.51642 | 15.3528 | 29.7293 | 0.51642 | 17.0373 | 32.9911 | 0.51642 | 0.1782% | 0.13914 | 0.13888 | 68062.6824 | 3656.971 | 2513.7394 | 61891.9719 | 68067.7736 | 0 | 0 | 68067.7736 | 0.0005564%
2027 | 1023 | 1023-89R | Tier-2 | Tier-2---11 | 4--4 | 19 | 1 | 585.5086 | 87.68% | 11.85% | 0.4758% | 1.3374 | 0 | 0 | 1.3374 | 0 | 1.2171 | 9.9098 | 0.12281 | 1.2171 | 9.9098 | 0.12281 | 1.3506 | 10.997 | 0.12281 | 0.2284% | 0.083403 | 0.083186 | 7020.201 | 414.9664 | 782.0246 | 5823.21 | 7022.4605 | 0 | 0 | 7022.4605 | 4.41e-05%
2027 | 1030 | 1030-1823F | Tier-3 | Tier-3---13 | 5--5 | 22 | 1 | 2150.9739 | 99.45% | 0.5287% | 0.02497% | 4.8129 | 0 | 0 | 4.8129 | 0 | 4.3797 | 9.9098 | 0.44196 | 4.3797 | 9.9098 | 0.44196 | 4.8602 | 10.997 | 0.44196 | 0.2238% | 0.10605 | 0.10581 | 20281.9888 | 1017.5622 | 101.0259 | 19163.4007 | 20282.242 | 0 | 0 | 20282.242 | 0.0001587%
2027 | 1030 | 1030-18R | Tier-3 | Tier-3---7 | 5--5 | 85 | 2 | 6620.9098 | 98.66% | 1.309% | 0.03186% | 7.608 | 0 | 0 | 7.608 | 0 | 6.9232 | 19.8195 | 0.34931 | 6.9232 | 19.8195 | 0.34931 | 7.6828 | 21.9941 | 0.34931 | 0.1149% | 0.23843 | 0.23815 | 27769.0579 | 1524.2005 | 340.5168 | 25904.3406 | 27769.4921 | 0 | 0 | 27769.4921 | 0.0002509%
2027 | 1030 | 1030-20R | Tier-3 | Tier-3---3 | 5--5 | 124 | 6 | 25318.462 | 99.14% | 0.8163% | 0.04139% | 60.1217 | 0 | 0 | 60.1217 | 0 | 54.7099 | 59.4585 | 0.92014 | 54.7099 | 59.4585 | 0.92014 | 60.7126 | 65.9822 | 0.92014 | 0.2375% | 0.28668 | 0.28599 | 88316.4782 | 5506.1055 | 686.3261 | 82124.0466 | 88318.2968 | 0 | 0 | 88318.2968 | 0.001983%
2027 | 1030 | 1030-42R | Tier-3 | Tier-3---3 | 5--5 | 119 | 5 | 28398.7895 | 98.49% | 1.466% | 0.03945% | 58.1755 | 0 | 0 | 58.1755 | 0 | 52.9389 | 49.5488 | 1.0684 | 52.9389 | 49.5488 | 1.0684 | 58.7473 | 54.9851 | 1.0684 | 0.2049% | 0.28228 | 0.28169 | 100606.2475 | 6191.924 | 1386.8762 | 93027.4473 | 100609.4042 | 0 | 0 | 100609.4042 | 0.001918%
2027 | 1030 | 1030-989R | Tier-3 | Tier-3---3 | 5--5 | 103 | 4 | 26696.216 | 99.16% | 0.796% | 0.04527% | 50.8872 | 0 | 0 | 50.8872 | 0 | 46.3067 | 39.639 | 1.1682 | 46.3067 | 39.639 | 1.1682 | 51.3873 | 43.9881 | 1.1682 | 0.1906% | 0.30703 | 0.30644 | 86951.1078 | 4865.0498 | 650.3273 | 81435.7308 | 86952.5167 | 0 | 0 | 86952.5167 | 0.001678%
2027 | 1039 | 1039-13 | Tier-2 | Tier-2---3 | 5--5 | 68 | 2 | 15957.1711 | 97.45% | 2.471% | 0.0752% | 22.6403 | 0 | 0 | 22.6403 | 0 | 20.6023 | 19.8195 | 1.0395 | 20.6023 | 19.8195 | 1.0395 | 22.8628 | 21.9941 | 1.0395 | 0.1419% | 0.1351 | 0.1349 | 118113.2514 | 10500.2075 | 2816.2541 | 104796.7897 | 118117.636 | 0 | 0 | 118117.636 | 0.0007466%
2027 | 1090 | 1090-636R | Tier-3 | Tier-3---15 | 5--3 | 24 | 4 | 919.3728 | 93.93% | 5.62% | 0.4487% | 7.1245 | 0 | 0 | 7.1245 | 0 | 6.4832 | 39.639 | 0.16356 | 6.4832 | 39.639 | 0.16356 | 7.1945 | 43.9881 | 0.16356 | 0.7749% | 0.38465 | 0.38147 | 2390.1852 | 120.0827 | 121.765 | 2148.3375 | 2391.3919 | 0 | 0 | 2391.3919 | 0.0002349%
2027 | 1090 | 1090-73F | Tier-3 | Tier-3---10 | 4--5 | 81 | 3 | 5899.0454 | 99.62% | 0.2521% | 0.1275% | 10.7739 | 0 | 0 | 10.7739 | 0 | 9.8041 | 29.7293 | 0.32978 | 9.8041 | 29.7293 | 0.32978 | 10.8797 | 32.9911 | 0.32978 | 0.1826% | 0.046754 | 0.046668 | 126173.0725 | 9334.6657 | 462.1696 | 116376.2372 | 126173.9523 | 0 | 0 | 126173.9523 | 0.0003553%
2027 | 1090 | 1090-74F | Tier-3 | Tier-3---10 | 4--5 | 63 | 1 | 4990.92 | 99.62% | 0.2191% | 0.1576% | 3.9067 | 0 | 0 | 3.9067 | 0 | 3.555 | 9.9098 | 0.35874 | 3.555 | 9.9098 | 0.35874 | 3.9451 | 10.997 | 0.35874 | 0.07828% | 0.045737 | 0.045701 | 109123.1086 | 8272.9718 | 456.2327 | 100393.904 | 109123.4318 | 0 | 0 | 109123.4318 | 0.0001288%
2027 | 1094 | 1094-35F | Tier-2 | Tier-2---7 | 3--5 | 16 | 1 | 2514.2831 | 99.84% | 0% | 0.1648% | 7.7657 | 0 | 0 | 7.7657 | 0 | 7.0667 | 9.9098 | 0.71311 | 7.0667 | 9.9098 | 0.71311 | 7.8421 | 10.997 | 0.71311 | 0.3089% | 0.020398 | 0.020334 | 123263.6714 | 7008.6853 | 282.5097 | 115972.4764 | 123264.3018 | 0 | 0 | 123264.3018 | 0.0002561%
2027 | 1138 | 1138-6R | Tier-2 | Tier-2---5 | 5--5 | 93 | 2 | 4663.8779 | 91.12% | 8.567% | 0.3106% | 4.524 | 0 | 0 | 4.524 | 0 | 4.1168 | 19.8195 | 0.20771 | 4.1168 | 19.8195 | 0.20771 | 4.5685 | 21.9941 | 0.20771 | 0.097% | 0.17153 | 0.17134 | 27190.5644 | 2036.5744 | 2249.3585 | 22904.6315 | 27193.1367 | 0 | 0 | 27193.1367 | 0.0001492%
2027 | 1138 | CB 1138 | Tier-2 | Tier-2---10 | 5--4 | 19 | 1 | 765.4961 | 75% | 24.28% | 0.7274% | 1.4957 | 0 | 0 | 1.4957 | 0 | 1.361 | 9.9098 | 0.13734 | 1.361 | 9.9098 | 0.13734 | 1.5104 | 10.997 | 0.13734 | 0.1954% | 0.11418 | 0.11388 | 6704.4211 | 521.4992 | 1615.7801 | 4567.1418 | 6708.8 | 0 | 0 | 6708.8 | 4.932e-05%
2027 | 1162 | 1162-363 | Tier-2 | Tier-2---13 | 4--3 | 8 | 1 | 247.9994 | 97.75% | 1.792% | 0.4608% | 1.4999 | 0 | 0 | 1.4999 | 0 | 1.3649 | 9.9098 | 0.13773 | 1.3649 | 9.9098 | 0.13773 | 1.5147 | 10.997 | 0.13773 | 0.6048% | 0.064829 | 0.064428 | 3825.4385 | 214.4022 | 70.5791 | 3540.4572 | 3825.9752 | 0 | 0 | 3825.9752 | 4.946e-05%
2027 | 1162 | CB 1162 | Tier-2 | Tier-2---18 | 4--2 | 3 | 1 | 75.2008 | 96.65% | 1.975% | 1.378% | 1.1992 | 0 | 0 | 1.1992 | 0 | 1.0913 | 9.9098 | 0.11012 | 1.0913 | 9.9098 | 0.11012 | 1.211 | 10.997 | 0.11012 | 1.595% | 0.064214 | 0.063154 | 1171.1044 | 73.0024 | 42.1055 | 1055.9965 | 1171.7632 | 0 | 0 | 1171.7632 | 3.955e-05%
2027 | 1166 | 1166-15R | Tier-3 | Tier-3---11 | 5--5 | 23 | 1 | 3965.2217 | 98.26% | 1.658% | 0.07833% | 8.3857 | 0 | 0 | 8.3857 | 0 | 7.6309 | 9.9098 | 0.77004 | 7.6309 | 9.9098 | 0.77004 | 8.4681 | 10.997 | 0.77004 | 0.2115% | 0.19397 | 0.19355 | 20442.8701 | 1122.9007 | 327.2272 | 18992.7422 | 20443.6355 | 0 | 0 | 20443.6355 | 0.0002765%
2027 | 1215 | 1215-10R | Tier-3 | Tier-3---18 | 5--1 | 2 | 1 | 157.8878 | 78.49% | 21.24% | 0.2654% | 3.0673 | 0 | 0 | 3.0673 | 0 | 2.7912 | 9.9098 | 0.28167 | 2.7912 | 9.9098 | 0.28167 | 3.0975 | 10.997 | 0.28167 | 1.943% | 0.66566 | 0.64918 | 237.1916 | 10.5706 | 40.0402 | 186.5807 | 238.4861 | 0 | 0 | 238.4861 | 0.0001011%
2027 | 1215 | 1215-32R | Tier-3 | Tier-3---7 | 5--4 | 64 | 1 | 8696.5042 | 96.48% | 3.447% | 0.07747% | 6.4891 | 0 | 0 | 6.4891 | 0 | 5.905 | 9.9098 | 0.59588 | 5.905 | 9.9098 | 0.59588 | 6.5529 | 10.997 | 0.59588 | 0.07462% | 0.68132 | 0.6808 | 12764.1579 | 635.3889 | 400.2926 | 11728.4764 | 12764.5062 | 0 | 0 | 12764.5062 | 0.000214%
2027 | 1233 | 1233-585R | Tier-3 | Tier-3---12 | 5--5 | 33 | 2 | 3561.9587 | 98.42% | 1.457% | 0.1235% | 10.517 | 0 | 0 | 10.517 | 0 | 9.5703 | 19.8195 | 0.48287 | 9.5703 | 19.8195 | 0.48287 | 10.6203 | 21.9941 | 0.48287 | 0.2953% | 0.12988 | 0.12949 | 27424.4063 | 1597.7111 | 397.7458 | 25428.9493 | 27425.7108 | 0 | 0 | 27425.7108 | 0.0003468%
2027 | 1233 | 1233-587R | Tier-3 | Tier-3---13 | 5--5 | 39 | 1 | 2983.7291 | 97.9% | 1.929% | 0.1696% | 3.7076 | 0 | 0 | 3.7076 | 0 | 3.3739 | 9.9098 | 0.34046 | 3.3739 | 9.9098 | 0.34046 | 3.744 | 10.997 | 0.34046 | 0.1243% | 0.13489 | 0.13472 | 22120.1137 | 1287.4024 | 436.159 | 20396.5523 | 22120.7035 | 0 | 0 | 22120.7035 | 0.0001223%
2027 | 1233 | 1233-591R | Tier-3 | Tier-3---12 | 5--5 | 30 | 2 | 4300.1838 | 98.66% | 1.226% | 0.1146% | 14.0004 | 0 | 0 | 14.0004 | 0 | 12.7402 | 19.8195 | 0.64281 | 12.7402 | 19.8195 | 0.64281 | 14.138 | 21.9941 | 0.64281 | 0.3256% | 0.13142 | 0.13098 | 32721.9695 | 2017.1563 | 396.1628 | 30308.6504 | 32723.4218 | 0 | 0 | 32723.4218 | 0.0004617%
2027 | 1234 | CB 1234 | Tier-3 | Tier-3---10 | 5--5 | 79 | 3 | 6311.4919 | 84.29% | 15.54% | 0.1769% | 9.9999 | 0 | 0 | 9.9999 | 0 | 9.0998 | 29.7293 | 0.30609 | 9.0998 | 29.7293 | 0.30609 | 10.0982 | 32.9911 | 0.30609 | 0.1584% | 0.11961 | 0.11939 | 52765.4948 | 2759.6634 | 8111.6399 | 41894.1915 | 52781.1081 | 0 | 0 | 52781.1081 | 0.0003298%
2027 | 1235 | CB 1235 | Tier-2 | Tier-2---6 | 4--5 | 92 | 2 | 6645.572 | 99.09% | 0.6868% | 0.2213% | 7.0863 | 0 | 0 | 7.0863 | 0 | 6.4484 | 19.8195 | 0.32536 | 6.4484 | 19.8195 | 0.32536 | 7.1559 | 21.9941 | 0.32536 | 0.1066% | 0.082825 | 0.082736 | 80236.4987 | 5995.4874 | 833.9481 | 73407.0631 | 80237.2836 | 0 | 0 | 80237.2836 | 0.0002337%
2027 | 1243 | CB 1243 | Tier-2 | Tier-2---7 | 3--5 | 30 | 1 | 1438.3629 | 99.75% | 0% | 0.2509% | 2.3673 | 0 | 0 | 2.3673 | 0 | 2.1543 | 9.9098 | 0.21739 | 2.1543 | 9.9098 | 0.21739 | 2.3906 | 10.997 | 0.21739 | 0.1646% | 0.019586 | 0.019554 | 73438.3162 | 4480.0299 | 229.8696 | 68728.4167 | 73438.6207 | 0 | 0 | 73438.6207 | 7.807e-05%
2027 | 1250 | 1250-677R | Tier-2 | Tier-2---3 | 5--5 | 28 | 1 | 11748.9088 | 99.26% | 0.6837% | 0.05427% | 20.6171 | 0 | 0 | 20.6171 | 0 | 18.7613 | 9.9098 | 1.8932 | 18.7613 | 9.9098 | 1.8932 | 20.8197 | 10.997 | 1.8932 | 0.1755% | 0.11659 | 0.11638 | 100775.3024 | 5654.1223 | 691.5961 | 94429.584 | 100776.6194 | 0 | 0 | 100776.6194 | 0.0006799%
2027 | 1250 | 1250-8R | Tier-2 | Tier-2---4 | 4--5 | 13 | 1 | 3684.9802 | 98.15% | 1.772% | 0.07391% | 13.7723 | 0 | 0 | 13.7723 | 0 | 12.5326 | 9.9098 | 1.2647 | 12.5326 | 9.9098 | 1.2647 | 13.9076 | 10.997 | 1.2647 | 0.3737% | 0.092289 | 0.091937 | 39928.877 | 2037.4755 | 694.1813 | 37197.2202 | 39931.694 | 0 | 0 | 39931.694 | 0.0004542%
2027 | 1458 | 1458-1056 | Tier-2 | Tier-2---11 | 5--3 | 16 | 1 | 427.4478 | 90.46% | 9.431% | 0.1062% | 1.1963 | 0 | 0 | 1.1963 | 0 | 1.0886 | 9.9098 | 0.10985 | 1.0886 | 9.9098 | 0.10985 | 1.2081 | 10.997 | 0.10985 | 0.2799% | 0.13508 | 0.13466 | 3164.5032 | 153.2716 | 270.9645 | 2740.2671 | 3165.4398 | 0 | 0 | 3165.4398 | 3.945e-05%
2027 | 1458 | 1458-1131R | Tier-3 | Tier-3---4 | 5--5 | 51 | 1 | 15987.4265 | 99.09% | 0.8886% | 0.01928% | 15.3763 | 0 | 0 | 15.3763 | 0 | 13.9922 | 9.9098 | 1.412 | 13.9922 | 9.9098 | 1.412 | 15.5274 | 10.997 | 1.412 | 0.09618% | 0.15941 | 0.15925 | 100291.8687 | 5185.6618 | 825.6268 | 94280.5802 | 100292.7533 | 0 | 0 | 100292.7533 | 0.0005071%
2027 | 1458 | 1458-565R | Tier-3 | Tier-3---6 | 5--5 | 38 | 3 | 8159.9793 | 99.25% | 0.7112% | 0.04348% | 31.6477 | 0 | 0 | 31.6477 | 0 | 28.799 | 29.7293 | 0.96871 | 28.799 | 29.7293 | 0.96871 | 31.9587 | 32.9911 | 0.96871 | 0.3878% | 0.15819 | 0.15757 | 51582.9513 | 2671.5244 | 353.2832 | 48558.1438 | 51584.4785 | 0 | 0 | 51584.4785 | 0.001044%
2027 | 1458 | 1458-601R | Tier-3 | Tier-3---2 | 5--5 | 127 | 3 | 37077.302 | 99.36% | 0.615% | 0.02874% | 43.0751 | 0 | 0 | 43.0751 | 0 | 39.1977 | 29.7293 | 1.3185 | 39.1977 | 29.7293 | 1.3185 | 43.4984 | 32.9911 | 1.3185 | 0.1162% | 0.20421 | 0.20397 | 181561.9083 | 16225.6288 | 1105.2701 | 164231.0094 | 181563.2766 | 0 | 0 | 181563.2766 | 0.00142%
2027 | CTL1 | CTL1-3R | Tier-3 | Tier-3---14 | 5--4 | 53 | 1 | 2064.0334 | 78.9% | 20.86% | 0.2358% | 1.521 | 0 | 0 | 1.521 | 0 | 1.3841 | 9.9098 | 0.13967 | 1.3841 | 9.9098 | 0.13967 | 1.5359 | 10.997 | 0.13967 | 0.07369% | 0.42513 | 0.42473 | 4855.055 | 225.2505 | 929.4415 | 3700.363 | 4856.0126 | 0 | 0 | 4856.0126 | 5.016e-05%
2027 | DV1 | CB DV1 | Tier-3 | Tier-3---20 | 1--5 | 1 | 1 | 15.4911 | 99.81% | 0% | 0.1868% | 0.76538 | 0 | 0 | 0.76538 | 0 | 0.69648 | 9.9098 | 0.070283 | 0.69648 | 9.9098 | 0.070283 | 0.7729 | 10.997 | 0.070283 | 4.941% | 0.000145 | 0.00013782 | 106835.191 | 6026.6232 | 486.5143 | 100322.0536 | 106845.5825 | 0 | 0 | 106845.5825 | 2.524e-05%
2027 | DV1 | DV1-3R | Tier-3 | Tier-3---11 | 5--5 | 90 | 6 | 3719.4004 | 95.17% | 4.691% | 0.1427% | 11.6807 | 0 | 0 | 11.6807 | 0 | 10.6293 | 59.4585 | 0.17877 | 10.6293 | 59.4585 | 0.17877 | 11.7955 | 65.9822 | 0.17877 | 0.314% | 0.19421 | 0.19357 | 19151.2388 | 1060.0216 | 843.3957 | 17247.8214 | 19154.3037 | 0 | 0 | 19154.3037 | 0.0003852%
2027 | JU1 | CB JU1 | Tier-3 | Tier-3---15 | 5--4 | 29 | 1 | 1531.7487 | 97.85% | 2.019% | 0.1357% | 2.5582 | 0 | 0 | 2.5582 | 0 | 2.3279 | 9.9098 | 0.23491 | 2.3279 | 9.9098 | 0.23491 | 2.5833 | 10.997 | 0.23491 | 0.167% | 0.1808 | 0.1805 | 8471.8458 | 469.0858 | 165.6284 | 7837.1316 | 8472.158 | 0 | 0 | 8472.158 | 8.436e-05%
2027 | MOR1 | CB MOR1 | Tier-2 | Tier-2---4 | 5--5 | 32 | 1 | 5119.7141 | 98.56% | 1.393% | 0.05121% | 7.8052 | 0 | 0 | 7.8052 | 0 | 7.1026 | 9.9098 | 0.71673 | 7.1026 | 9.9098 | 0.71673 | 7.8819 | 10.997 | 0.71673 | 0.1525% | 0.12647 | 0.12627 | 40481.7763 | 2466.5834 | 537.059 | 37478.1339 | 40482.6819 | 0 | 0 | 40482.6819 | 0.0002574%
2027 | OK1 | CB OK1 | Tier-3 | Tier-3---7 | 5--5 | 109 | 7 | 6915.6819 | 99% | 0.9206% | 0.07911% | 21.7645 | 0 | 0 | 21.7645 | 0 | 19.8054 | 69.3683 | 0.28551 | 19.8054 | 69.3683 | 0.28551 | 21.9784 | 76.9792 | 0.28551 | 0.3147% | 0.20255 | 0.20191 | 34143.1528 | 2255.401 | 307.6674 | 31580.0844 | 34144.2412 | 0 | 0 | 34144.2412 | 0.0007177%
2027 | PE1 | CB PE1 | Tier-3 | Tier-3---13 | 5--4 | 66 | 2 | 3027.5479 | 94.73% | 5.109% | 0.164% | 4.3018 | 0 | 0 | 4.3018 | 0 | 3.9146 | 19.8195 | 0.19751 | 3.9146 | 19.8195 | 0.19751 | 4.3441 | 21.9941 | 0.19751 | 0.1421% | 0.24168 | 0.24132 | 12527.0623 | 651.1133 | 599.2989 | 11276.6501 | 12528.0546 | 0 | 0 | 12528.0546 | 0.0001419%
2027 | RA1 | CB RA1 | Tier-2 | Tier-2---2 | 5--5 | 65 | 3 | 10517.0624 | 98.31% | 1.619% | 0.07383% | 23.6206 | 0 | 0 | 23.6206 | 0 | 21.4944 | 29.7293 | 0.72301 | 21.4944 | 29.7293 | 0.72301 | 23.8527 | 32.9911 | 0.72301 | 0.2246% | 0.14726 | 0.14693 | 71417.5478 | 3677.0651 | 1105.1436 | 66635.3391 | 71420.3169 | 0 | 0 | 71420.3169 | 0.0007789%
2027 | RA2 | CB RA2 | Tier-2 | Tier-2---4 | 5--5 | 17 | 1 | 5229.9021 | 98.11% | 1.831% | 0.05575% | 14.9409 | 0 | 0 | 14.9409 | 0 | 13.596 | 9.9098 | 1.372 | 13.596 | 9.9098 | 1.372 | 15.0877 | 10.997 | 1.372 | 0.2857% | 0.12706 | 0.12669 | 41161.4683 | 4371.7867 | 705.658 | 36084.0236 | 41163.7366 | 0 | 0 | 41163.7366 | 0.0004927%
2027 | RB1 | RB1-427R | Tier-3 | Tier-3---7 | 5--5 | 85 | 5 | 6920.124 | 97.57% | 2.306% | 0.1195% | 19.661 | 0 | 0 | 19.661 | 0 | 17.8912 | 49.5488 | 0.36108 | 17.8912 | 49.5488 | 0.36108 | 19.8542 | 54.9851 | 0.36108 | 0.2841% | 0.15381 | 0.15336 | 44992.7829 | 2694.5507 | 965.1573 | 41333.0749 | 44995.97 | 0 | 0 | 44995.97 | 0.0006483%
2027 | RB1 | RB1-433R | Tier-3 | Tier-3---10 | 5--5 | 27 | 2 | 5946.5075 | 99.32% | 0.6164% | 0.06772% | 21.6547 | 0 | 0 | 21.6547 | 0 | 19.7055 | 19.8195 | 0.99425 | 19.7055 | 19.8195 | 0.99425 | 21.8675 | 21.9941 | 0.99425 | 0.3642% | 0.15284 | 0.15228 | 38906.0871 | 2307.7478 | 238.1361 | 36360.2032 | 38907.0666 | 0 | 0 | 38907.0666 | 0.0007141%
2027 | SL1 | CB SL1 | Tier-3 | Tier-3---11 | 5--5 | 128 | 4 | 3361.5705 | 93.71% | 6.129% | 0.1568% | 4.8731 | 0 | 0 | 4.8731 | 0 | 4.4344 | 39.639 | 0.11187 | 4.4344 | 39.639 | 0.11187 | 4.921 | 43.9881 | 0.11187 | 0.145% | 0.19527 | 0.19497 | 17214.6695 | 1252.9171 | 1001.4319 | 14960.3205 | 17216.3459 | 0 | 0 | 17216.3459 | 0.0001607%
2028 | 67 | 67-24R | Tier-3 | Tier-3---13 | 5--4 | 112 | 3 | 2610.8 | 93.6% | 6.065% | 0.3401% | 3.2399 | 0 | 0 | 3.2399 | 0 | 2.8125 | 28.3597 | 0.099171 | 2.8125 | 28.3597 | 0.099171 | 3.2878 | 33.1528 | 0.099171 | 0.1241% | 0.2194 | 0.21911 | 11899.5856 | 668.9805 | 692.7946 | 10537.8105 | 11900.5974 | 0 | 0 | 11900.5974 | 0.0001068%
2028 | 67 | 67-34R | Tier-3 | Tier-3---11 | 5--5 | 188 | 5 | 4180.1374 | 93.8% | 5.869% | 0.3284% | 5.1621 | 0 | 0 | 5.1621 | 0 | 4.481 | 47.2661 | 0.094804 | 4.481 | 47.2661 | 0.094804 | 5.2384 | 55.2547 | 0.094804 | 0.1235% | 0.24743 | 0.24711 | 16893.949 | 1075.9433 | 993.2749 | 14824.7309 | 16895.3292 | 0 | 0 | 16895.3292 | 0.0001702%
2028 | 67 | 67-45R | Tier-3 | Tier-3---15 | 5--4 | 78 | 2 | 1627.9508 | 92.79% | 6.809% | 0.4053% | 1.9172 | 0 | 0 | 1.9172 | 0 | 1.6642 | 18.9065 | 0.088025 | 1.6642 | 18.9065 | 0.088025 | 1.9455 | 22.1019 | 0.088025 | 0.1178% | 0.20887 | 0.20861 | 7793.9219 | 491.8665 | 509.4559 | 6792.5995 | 7794.6365 | 0 | 0 | 7794.6365 | 6.322e-05%
2028 | 73 | 73-1130R | Tier-3 | Tier-3---9 | 5--5 | 84 | 2 | 6201.607 | 97.29% | 2.601% | 0.1104% | 7.1109 | 0 | 0 | 7.1109 | 0 | 6.1727 | 18.9065 | 0.32649 | 6.1727 | 18.9065 | 0.32649 | 7.216 | 22.1019 | 0.32649 | 0.1147% | 0.2182 | 0.21794 | 28421.9762 | 1612.5005 | 708.1752 | 26101.3005 | 28422.8855 | 0 | 0 | 28422.8855 | 0.0002345%
2028 | 73 | 73-1164 | Tier-3 | Tier-3---13 | 5--4 | 21 | 2 | 2448.8293 | 98.64% | 1.317% | 0.04316% | 11.3874 | 0 | 0 | 11.3874 | 0 | 9.885 | 18.9065 | 0.52284 | 9.885 | 18.9065 | 0.52284 | 11.5557 | 22.1019 | 0.52284 | 0.465% | 0.18614 | 0.18527 | 13155.649 | 640.7749 | 160.5982 | 12354.2759 | 13156.4968 | 0 | 0 | 13156.4968 | 0.0003755%
2028 | 73 | 73-23R | Tier-3 | Tier-3---9 | 5--5 | 56 | 1 | 5733.7907 | 98.41% | 1.505% | 0.0877% | 4.9876 | 0 | 0 | 4.9876 | 0 | 4.3295 | 9.4532 | 0.45799 | 4.3295 | 9.4532 | 0.45799 | 5.0613 | 11.0509 | 0.45799 | 0.08699% | 0.21349 | 0.2133 | 26857.2697 | 1634.3076 | 394.5626 | 24828.3995 | 26857.6481 | 0 | 0 | 26857.6481 | 0.0001645%
2028 | 73 | 73-678R | Tier-3 | Tier-3---5 | 5--5 | 93 | 4 | 10591.3769 | 98.31% | 1.605% | 0.08417% | 22.1684 | 0 | 0 | 22.1684 | 0 | 19.2436 | 37.8129 | 0.50892 | 19.2436 | 37.8129 | 0.50892 | 22.496 | 44.2037 | 0.50892 | 0.2093% | 0.23776 | 0.23725 | 44546.6543 | 2704.4094 | 706.232 | 41136.0129 | 44548.2602 | 0 | 0 | 44548.2602 | 0.000731%
2028 | 73 | 73-683R | Tier-3 | Tier-3---7 | 5--5 | 84 | 1 | 9288.0329 | 98.43% | 1.494% | 0.07761% | 5.3873 | 0 | 0 | 5.3873 | 0 | 4.6765 | 9.4532 | 0.4947 | 4.6765 | 9.4532 | 0.4947 | 5.4669 | 11.0509 | 0.4947 | 0.058% | 0.22716 | 0.22702 | 40887.9849 | 2244.0715 | 610.523 | 38033.3904 | 40888.3639 | 0 | 0 | 40888.3639 | 0.0001777%
2028 | 78 | 78-26R | Tier-3 | Tier-3---5 | 5--5 | 60 | 2 | 14526.7268 | 98.56% | 1.412% | 0.03052% | 23.6232 | 0 | 0 | 23.6232 | 0 | 20.5065 | 18.9065 | 1.0846 | 20.5065 | 18.9065 | 1.0846 | 23.9723 | 22.1019 | 1.0846 | 0.1626% | 0.34567 | 0.3451 | 42024.2818 | 2090.1766 | 553.5184 | 39380.5868 | 42025.284 | 0 | 0 | 42025.284 | 0.000779%
2028 | 78 | 78-782R | Tier-3 | Tier-3---7 | 5--5 | 13 | 1 | 7202.3158 | 99.51% | 0.4709% | 0.01666% | 27.2905 | 0 | 0 | 27.2905 | 0 | 23.6899 | 9.4532 | 2.506 | 23.6899 | 9.4532 | 2.506 | 27.6938 | 11.0509 | 2.506 | 0.3789% | 0.33808 | 0.33679 | 21303.7357 | 1160.2609 | 93.0569 | 20050.418 | 21304.1328 | 0 | 0 | 21304.1328 | 0.0008999%
2028 | 79 | 79-658R | Tier-3 | Tier-3---5 | 5--5 | 34 | 1 | 12321.0759 | 99.26% | 0.6823% | 0.05367% | 17.806 | 0 | 0 | 17.806 | 0 | 15.4568 | 9.4532 | 1.6351 | 15.4568 | 9.4532 | 1.6351 | 18.0691 | 11.0509 | 1.6351 | 0.1445% | 0.46655 | 0.46587 | 26408.7945 | 1544.5762 | 192.1403 | 24672.078 | 26409.0779 | 0 | 0 | 26409.0779 | 0.0005872%
2028 | 79 | 79-668R | Tier-3 | Tier-3---15 | 5--3 | 77 | 3 | 1606.9068 | 70.93% | 28.63% | 0.4437% | 2.198 | 0 | 0 | 2.198 | 0 | 1.908 | 28.3597 | 0.06728 | 1.908 | 28.3597 | 0.06728 | 2.2305 | 33.1528 | 0.06728 | 0.1368% | 0.43999 | 0.43914 | 3652.1539 | 150.5315 | 949.6335 | 2551.989 | 3654.2057 | 0 | 0 | 3654.2057 | 7.248e-05%
2028 | 79 | 79-679R | Tier-3 | Tier-3---3 | 5--5 | 59 | 2 | 18448.5828 | 98.9% | 1.079% | 0.02427% | 30.6147 | 0 | 0 | 30.6147 | 0 | 26.5756 | 18.9065 | 1.4056 | 26.5756 | 18.9065 | 1.4056 | 31.0671 | 22.1019 | 1.4056 | 0.1659% | 0.3939 | 0.39324 | 46835.416 | 2583.7373 | 473.6256 | 43778.0531 | 46836.2841 | 0 | 0 | 46836.2841 | 0.00101%
2028 | 79 | 79-714R | Tier-3 | Tier-3---9 | 5--4 | 50 | 1 | 5536.6205 | 96.31% | 3.618% | 0.06787% | 5.2792 | 0 | 0 | 5.2792 | 0 | 4.5827 | 9.4532 | 0.48478 | 4.5827 | 9.4532 | 0.48478 | 5.3572 | 11.0509 | 0.48478 | 0.09535% | 0.37772 | 0.37734 | 14658.165 | 795.0255 | 492.7291 | 13370.4104 | 14658.7004 | 0 | 0 | 14658.7004 | 0.0001741%
2028 | 79 | 79-785 | Tier-3 | Tier-3---3 | 5--5 | 107 | 4 | 18780.9285 | 97.14% | 2.812% | 0.0448% | 33.7608 | 0 | 0 | 33.7608 | 0 | 29.3066 | 37.8129 | 0.77504 | 29.3066 | 37.8129 | 0.77504 | 34.2597 | 44.2037 | 0.77504 | 0.1798% | 0.38023 | 0.37953 | 49393.626 | 3270.0768 | 1298.0167 | 44825.5325 | 49396.2415 | 0 | 0 | 49396.2415 | 0.001113%
2028 | 79 | 79-808R | Tier-3 | Tier-3---3 | 5--5 | 56 | 1 | 19978.3255 | 99.23% | 0.7353% | 0.0338% | 17.5236 | 0 | 0 | 17.5236 | 0 | 15.2116 | 9.4532 | 1.6091 | 15.2116 | 9.4532 | 1.6091 | 17.7826 | 11.0509 | 1.6091 | 0.08771% | 0.44563 | 0.44524 | 44831.6641 | 2303.1269 | 312.6633 | 42215.8739 | 44831.9691 | 0 | 0 | 44831.9691 | 0.0005779%
2028 | 157 | 157-165R | Tier-3 | Tier-3---18 | 5--2 | 20 | 1 | 418.5676 | 87.71% | 11.66% | 0.6303% | 0.90859 | 0 | 0 | 0.90859 | 0 | 0.78872 | 9.4532 | 0.083434 | 0.78872 | 9.4532 | 0.083434 | 0.92202 | 11.0509 | 0.083434 | 0.2171% | 0.28262 | 0.28192 | 1481.042 | 67.5847 | 171.9177 | 1241.5396 | 1481.4937 | 0 | 0 | 1481.4937 | 2.996e-05%
2028 | 157 | 157-189R | Tier-3 | Tier-3---9 | 5--4 | 177 | 1 | 5507.0239 | 92.46% | 7.234% | 0.3043% | 1.424 | 0 | 0 | 1.424 | 0 | 1.2361 | 9.4532 | 0.13076 | 1.2361 | 9.4532 | 0.13076 | 1.445 | 11.0509 | 0.13076 | 0.02586% | 0.3705 | 0.37039 | 14863.9228 | 754.0463 | 1002.9719 | 13106.9046 | 14864.2362 | 0 | 0 | 14864.2362 | 4.696e-05%
2028 | 157 | 157-204R | Tier-3 | Tier-3---11 | 5--4 | 20 | 1 | 3876.1334 | 98.99% | 0.834% | 0.1804% | 9.4961 | 0 | 0 | 9.4961 | 0 | 8.2432 | 9.4532 | 0.872 | 8.2432 | 9.4532 | 0.872 | 9.6364 | 11.0509 | 0.872 | 0.245% | 0.32777 | 0.32695 | 11825.9094 | 682.672 | 178.5381 | 10964.6993 | 11826.207 | 0 | 0 | 11826.207 | 0.0003131%
2028 | 157 | 157-232R | Tier-3 | Tier-3---11 | 5--4 | 80 | 1 | 3160.5079 | 95.27% | 4.501% | 0.231% | 1.863 | 0 | 0 | 1.863 | 0 | 1.6172 | 9.4532 | 0.17108 | 1.6172 | 9.4532 | 0.17108 | 1.8906 | 11.0509 | 0.17108 | 0.05895% | 0.32167 | 0.32147 | 9825.3054 | 518.5543 | 443.2857 | 8863.4653 | 9825.5932 | 0 | 0 | 9825.5932 | 6.144e-05%
2028 | 157 | 157-257R | Tier-3 | Tier-3---14 | 5--4 | 151 | 1 | 2061.1876 | 81.54% | 17.79% | 0.6678% | 0.55096 | 0 | 0 | 0.55096 | 0 | 0.47827 | 9.4532 | 0.050593 | 0.47827 | 9.4532 | 0.050593 | 0.5591 | 11.0509 | 0.050593 | 0.02673% | 0.36686 | 0.36674 | 5618.4522 | 263.1979 | 939.0969 | 4416.1574 | 5618.7923 | 0 | 0 | 5618.7923 | 1.817e-05%
2028 | 157 | 157-273R | Tier-3 | Tier-3---14 | 5--4 | 53 | 2 | 1867.403 | 95.01% | 4.712% | 0.2778% | 3.3141 | 0 | 0 | 3.3141 | 0 | 2.8769 | 18.9065 | 0.15216 | 2.8769 | 18.9065 | 0.15216 | 3.3631 | 22.1019 | 0.15216 | 0.1775% | 0.32295 | 0.32235 | 5782.3142 | 331.2593 | 295.5406 | 5155.5144 | 5782.8541 | 0 | 0 | 5782.8541 | 0.0001093%
2028 | 157 | 157-81R | Tier-3 | Tier-3---3 | 5--5 | 205 | 8 | 18749.5963 | 97% | 2.901% | 0.09453% | 35.134 | 0 | 0 | 35.134 | 0 | 30.4986 | 75.6258 | 0.40328 | 30.4986 | 75.6258 | 0.40328 | 35.6532 | 88.4075 | 0.40328 | 0.1874% | 0.38414 | 0.38339 | 48809.8885 | 2680.9552 | 1331.6361 | 44797.2971 | 48812.7179 | 0 | 0 | 48812.7179 | 0.001159%
2028 | 175 | 175-2024R | Tier-2 | Tier-2---5 | 5--5 | 19 | 1 | 4029.0085 | 99.1% | 0.8147% | 0.08289% | 10.4024 | 0 | 0 | 10.4024 | 0 | 9.03 | 9.4532 | 0.95523 | 9.03 | 9.4532 | 0.95523 | 10.5561 | 11.0509 | 0.95523 | 0.2582% | 0.19114 | 0.19064 | 21078.6803 | 2171.1598 | 170.5146 | 18737.0059 | 21079.1745 | 0 | 0 | 21079.1745 | 0.000343%
2028 | 175 | 175-64R | Tier-3 | Tier-3---11 | 5--5 | 63 | 1 | 4385.4004 | 97.52% | 2.308% | 0.1684% | 3.3603 | 0 | 0 | 3.3603 | 0 | 2.917 | 9.4532 | 0.30857 | 2.917 | 9.4532 | 0.30857 | 3.41 | 11.0509 | 0.30857 | 0.07663% | 0.20232 | 0.20216 | 21675.2228 | 1490.2349 | 476.6065 | 19708.3814 | 21675.6449 | 0 | 0 | 21675.6449 | 0.0001108%
2028 | 175 | 175-90R | Tier-3 | Tier-3---9 | 5--5 | 113 | 1 | 5741.4949 | 96.86% | 2.992% | 0.1472% | 2.4361 | 0 | 0 | 2.4361 | 0 | 2.1147 | 9.4532 | 0.2237 | 2.1147 | 9.4532 | 0.2237 | 2.4721 | 11.0509 | 0.2237 | 0.04243% | 0.20491 | 0.20482 | 28019.3198 | 1604.6601 | 781.1853 | 25633.4744 | 28019.7052 | 0 | 0 | 28019.7052 | 8.033e-05%
2028 | 176 | 176-161R | Tier-3 | Tier-3---5 | 5--5 | 62 | 1 | 11523.3049 | 98.77% | 1.172% | 0.05875% | 9.0868 | 0 | 0 | 9.0868 | 0 | 7.8879 | 9.4532 | 0.83442 | 7.8879 | 9.4532 | 0.83442 | 9.2211 | 11.0509 | 0.83442 | 0.07886% | 0.22417 | 0.22399 | 51404.5427 | 2861.3734 | 647.4738 | 47895.6955 | 51405.0484 | 0 | 0 | 51405.0484 | 0.0002996%
2028 | 176 | 176-164R | Tier-3 | Tier-3---11 | 5--5 | 55 | 2 | 4184.7467 | 98.1% | 1.799% | 0.1047% | 7.3891 | 0 | 0 | 7.3891 | 0 | 6.4143 | 18.9065 | 0.33926 | 6.4143 | 18.9065 | 0.33926 | 7.4983 | 22.1019 | 0.33926 | 0.1766% | 0.20727 | 0.2069 | 20189.7554 | 1135.7308 | 339.0696 | 18714.955 | 20190.4485 | 0 | 0 | 20190.4485 | 0.0002437%
2028 | 176 | 176-1845R | Tier-3 | Tier-3---11 | 5--5 | 51 | 2 | 3401.0234 | 97.74% | 2.113% | 0.1474% | 6.4528 | 0 | 0 | 6.4528 | 0 | 5.6014 | 18.9065 | 0.29627 | 5.6014 | 18.9065 | 0.29627 | 6.5481 | 22.1019 | 0.29627 | 0.1897% | 0.20978 | 0.20937 | 16212.4883 | 938.665 | 329.6573 | 14944.1661 | 16213.2011 | 0 | 0 | 16213.2011 | 0.0002128%
2028 | 176 | 176-194R | Tier-3 | Tier-3---9 | 5--5 | 44 | 2 | 4934.1603 | 97.7% | 2.178% | 0.1196% | 10.8467 | 0 | 0 | 10.8467 | 0 | 9.4157 | 18.9065 | 0.49801 | 9.4157 | 18.9065 | 0.49801 | 11.007 | 22.1019 | 0.49801 | 0.2198% | 0.21542 | 0.21494 | 22904.8386 | 1316.8845 | 471.0491 | 21116.9051 | 22906.0256 | 0 | 0 | 22906.0256 | 0.0003577%
2028 | 176 | 176-197F | Tier-3 | Tier-3---5 | 5--5 | 115 | 3 | 13172.958 | 96.8% | 3.124% | 0.0728% | 16.4665 | 0 | 0 | 16.4665 | 0 | 14.294 | 28.3597 | 0.50403 | 14.294 | 28.3597 | 0.50403 | 16.7099 | 33.1528 | 0.50403 | 0.125% | 0.23242 | 0.23212 | 56678.2638 | 5414.7581 | 1674.033 | 49589.4726 | 56680.6065 | 0 | 0 | 56680.6065 | 0.000543%
2028 | 176 | 176-200F | Tier-3 | Tier-3---15 | 5--4 | 5 | 1 | 1635.841 | 89.24% | 10.7% | 0.05535% | 14.4529 | 0 | 0 | 14.4529 | 0 | 12.5461 | 9.4532 | 1.3272 | 12.5461 | 9.4532 | 1.3272 | 14.6665 | 11.0509 | 1.3272 | 0.8835% | 0.18529 | 0.18346 | 8828.4206 | 442.8683 | 867.091 | 7518.4614 | 8837.9156 | 0 | 0 | 8837.9156 | 0.0004766%
2028 | 182 | 182-2252R | Tier-2 | Tier-2---5 | 5--5 | 17 | 1 | 4229.9446 | 99.22% | 0.7256% | 0.05893% | 12.22 | 0 | 0 | 12.22 | 0 | 10.6077 | 9.4532 | 1.1221 | 10.6077 | 9.4532 | 1.1221 | 12.4006 | 11.0509 | 1.1221 | 0.2889% | 0.11307 | 0.11274 | 37409.5665 | 1975.2658 | 266.8712 | 35167.4295 | 37410.4236 | 0 | 0 | 37410.4236 | 0.000403%
2028 | 210 | 210-172R | Tier-2 | Tier-2---11 | 5--2 | 19 | 1 | 498.1496 | 90.1% | 9.186% | 0.7154% | 1.1693 | 0 | 0 | 1.1693 | 0 | 1.015 | 9.4532 | 0.10737 | 1.015 | 9.4532 | 0.10737 | 1.1866 | 11.0509 | 0.10737 | 0.2347% | 0.32588 | 0.32503 | 1528.6439 | 54.3411 | 137.5486 | 1336.7541 | 1529.0392 | 0 | 0 | 1529.0392 | 3.856e-05%
2028 | 210 | 210-392R | Tier-2 | Tier-2---10 | 5--3 | 60 | 1 | 1037.8957 | 85.73% | 13.64% | 0.6245% | 0.73409 | 0 | 0 | 0.73409 | 0 | 0.63724 | 9.4532 | 0.06741 | 0.63724 | 9.4532 | 0.06741 | 0.74494 | 11.0509 | 0.06741 | 0.07073% | 0.34771 | 0.34742 | 2984.984 | 126.9167 | 388.4133 | 2469.654 | 2985.3356 | 0 | 0 | 2985.3356 | 2.421e-05%
2028 | 210 | 210-9R | Tier-2 | Tier-2---13 | 5--2 | 38 | 1 | 317.7725 | 50.82% | 48.53% | 0.6462% | 0.21038 | 0 | 0 | 0.21038 | 0 | 0.18263 | 9.4532 | 0.019319 | 0.18263 | 9.4532 | 0.019319 | 0.21349 | 11.0509 | 0.019319 | 0.06621% | 0.31397 | 0.31356 | 1012.1143 | 32.0834 | 459.6705 | 520.3604 | 1012.7634 | 0 | 0 | 1012.7634 | 6.938e-06%
2028 | 211 | 211-312R | Tier-2 | Tier-2---8 | 5--3 | 145 | 2 | 1809.5147 | 84.26% | 15.08% | 0.6521% | 1.0411 | 0 | 0 | 1.0411 | 0 | 0.90371 | 18.9065 | 0.047799 | 0.90371 | 18.9065 | 0.047799 | 1.0564 | 22.1019 | 0.047799 | 0.05753% | 0.39031 | 0.39004 | 4636.1485 | 245.0801 | 661.0984 | 3729.97 | 4636.6469 | 0 | 0 | 4636.6469 | 3.433e-05%
2028 | 211 | 211-771R | Tier-3 | Tier-3---14 | 5--4 | 66 | 2 | 1890.633 | 91.06% | 8.49% | 0.4466% | 2.5825 | 0 | 0 | 2.5825 | 0 | 2.2418 | 18.9065 | 0.11857 | 2.2418 | 18.9065 | 0.11857 | 2.6207 | 22.1019 | 0.11857 | 0.1366% | 0.3743 | 0.37374 | 5051.0602 | 188.146 | 399.018 | 4463.8962 | 5051.7383 | 0 | 0 | 5051.7383 | 8.516e-05%
2028 | 212 | 212-1177R | Tier-2 | Tier-2---8 | 5--4 | 79 | 3 | 1738.9252 | 95.43% | 4.096% | 0.4776% | 3.1192 | 0 | 0 | 3.1192 | 0 | 2.7077 | 28.3597 | 0.095477 | 2.7077 | 28.3597 | 0.095477 | 3.1653 | 33.1528 | 0.095477 | 0.1794% | 0.15054 | 0.15025 | 11551.4959 | 598.6378 | 571.3977 | 10381.4604 | 11552.4908 | 0 | 0 | 11552.4908 | 0.0001029%
2028 | 212 | 212-1204R | Tier-2 | Tier-2---8 | 5--4 | 70 | 1 | 1570.3762 | 94.97% | 4.642% | 0.3849% | 1.0547 | 0 | 0 | 1.0547 | 0 | 0.91551 | 9.4532 | 0.096846 | 0.91551 | 9.4532 | 0.096846 | 1.0702 | 11.0509 | 0.096846 | 0.06716% | 0.19221 | 0.19207 | 8170.2767 | 423.629 | 402.249 | 7344.3988 | 8170.5674 | 0 | 0 | 8170.5674 | 3.478e-05%
2028 | 212 | 212-739R | Tier-3 | Tier-3---15 | 5--4 | 39 | 2 | 998.7912 | 96.62% | 2.787% | 0.5903% | 2.4498 | 0 | 0 | 2.4498 | 0 | 2.1265 | 18.9065 | 0.11248 | 2.1265 | 18.9065 | 0.11248 | 2.486 | 22.1019 | 0.11248 | 0.2453% | 0.13097 | 0.13064 | 7626.107 | 388.5698 | 248.0646 | 6989.4726 | 7626.7626 | 0 | 0 | 7626.7626 | 8.078e-05%
2028 | 212 | 212-743R | Tier-2 | Tier-2---13 | 5--3 | 6 | 1 | 261.4279 | 97.06% | 2.12% | 0.8249% | 2.0933 | 0 | 0 | 2.0933 | 0 | 1.8171 | 9.4532 | 0.19222 | 1.8171 | 9.4532 | 0.19222 | 2.1242 | 11.0509 | 0.19222 | 0.8007% | 0.11654 | 0.11558 | 2243.1612 | 103.5889 | 60.4407 | 2079.1316 | 2243.7106 | 0 | 0 | 2243.7106 | 6.903e-05%
2028 | 212 | 212-758R | Tier-2 | Tier-2---8 | 5--4 | 68 | 1 | 1482.4618 | 97.27% | 2.316% | 0.4117% | 1.0497 | 0 | 0 | 1.0497 | 0 | 0.91122 | 9.4532 | 0.096392 | 0.91122 | 9.4532 | 0.096392 | 1.0652 | 11.0509 | 0.096392 | 0.07081% | 0.1427 | 0.1426 | 10388.4417 | 533.566 | 267.0613 | 9587.8143 | 10388.6481 | 0 | 0 | 10388.6481 | 3.462e-05%
2028 | 212 | 212-773R | Tier-2 | Tier-2---5 | 5--4 | 103 | 3 | 2758.5667 | 95.78% | 3.96% | 0.2633% | 3.8092 | 0 | 0 | 3.8092 | 0 | 3.3066 | 28.3597 | 0.1166 | 3.3066 | 28.3597 | 0.1166 | 3.8655 | 33.1528 | 0.1166 | 0.1381% | 0.19881 | 0.19852 | 13875.2805 | 746.7621 | 538.2266 | 12590.2917 | 13876.1265 | 0 | 0 | 13876.1265 | 0.0001256%
2028 | 212 | 212-799R | Tier-2 | Tier-2---10 | 5--4 | 39 | 1 | 1038.8005 | 97.12% | 2.539% | 0.3416% | 1.2805 | 0 | 0 | 1.2805 | 0 | 1.1116 | 9.4532 | 0.11758 | 1.1116 | 9.4532 | 0.11758 | 1.2994 | 11.0509 | 0.11758 | 0.1233% | 0.12493 | 0.12477 | 8315.0604 | 411.6865 | 218.9209 | 7684.453 | 8315.3648 | 0 | 0 | 8315.3648 | 4.223e-05%
2028 | 212 | 212-886R | Tier-2 | Tier-2---8 | 5--4 | 17 | 1 | 2163.5248 | 98.72% | 1.034% | 0.2463% | 6.219 | 0 | 0 | 6.219 | 0 | 5.3985 | 9.4532 | 0.57108 | 5.3985 | 9.4532 | 0.57108 | 6.3109 | 11.0509 | 0.57108 | 0.2874% | 0.18767 | 0.18712 | 11528.3958 | 592.0091 | 130.2023 | 10806.1843 | 11528.8268 | 0 | 0 | 11528.8268 | 0.0002051%
2028 | 212 | 212-888R | Tier-2 | Tier-2---8 | 5--4 | 45 | 1 | 1471.0622 | 97.82% | 1.883% | 0.2988% | 1.5829 | 0 | 0 | 1.5829 | 0 | 1.374 | 9.4532 | 0.14535 | 1.374 | 9.4532 | 0.14535 | 1.6063 | 11.0509 | 0.14535 | 0.1076% | 0.13116 | 0.13101 | 11216.1087 | 603.389 | 219.1134 | 10393.6063 | 11216.3781 | 0 | 0 | 11216.3781 | 5.22e-05%
2028 | 214 | 214-1122R | Tier-3 | Tier-3---3 | 5--5 | 127 | 2 | 26281.1502 | 98.91% | 1.048% | 0.04591% | 20.2627 | 0 | 0 | 20.2627 | 0 | 17.5894 | 18.9065 | 0.93034 | 17.5894 | 18.9065 | 0.93034 | 20.5622 | 22.1019 | 0.93034 | 0.0771% | 0.26918 | 0.26897 | 97635.635 | 5011.5122 | 984.8064 | 91639.3164 | 97636.4684 | 0 | 0 | 97636.4684 | 0.0006682%
2028 | 214 | 214-1135R | Tier-3 | Tier-3---6 | 4--5 | 75 | 4 | 6666.9216 | 99.41% | 0.4702% | 0.123% | 17.4963 | 0 | 0 | 17.4963 | 0 | 15.1879 | 37.8129 | 0.40166 | 15.1879 | 37.8129 | 0.40166 | 17.7548 | 44.2037 | 0.40166 | 0.2624% | 0.090777 | 0.090537 | 73442.8498 | 4553.5888 | 482.5906 | 68406.6704 | 73444.0029 | 0 | 0 | 73444.0029 | 0.000577%
2028 | 214 | 214-17AE | Tier-3 | Tier-3---17 | 4--4 | 30 | 3 | 484.0355 | 97.4% | 1.48% | 1.12% | 2.3337 | 0 | 0 | 2.3337 | 0 | 2.0258 | 28.3597 | 0.071432 | 2.0258 | 28.3597 | 0.071432 | 2.3682 | 33.1528 | 0.071432 | 0.4821% | 0.071957 | 0.0716 | 6726.7702 | 365.2505 | 154.8548 | 6206.6649 | 6727.6401 | 0 | 0 | 6727.6401 | 7.696e-05%
2028 | 214 | 214-536R | Tier-3 | Tier-3---17 | 4--4 | 9 | 1 | 513.3291 | 98.71% | 0.8845% | 0.4005% | 2.787 | 0 | 0 | 2.787 | 0 | 2.4193 | 9.4532 | 0.25593 | 2.4193 | 9.4532 | 0.25593 | 2.8282 | 11.0509 | 0.25593 | 0.5429% | 0.053744 | 0.053448 | 9551.4463 | 547.5853 | 232.0453 | 8771.8157 | 9552.1251 | 0 | 0 | 9552.1251 | 9.191e-05%
2028 | 214 | 214-583R | Tier-3 | Tier-3---13 | 4--5 | 32 | 1 | 2208.3134 | 99.09% | 0.6816% | 0.2244% | 3.385 | 0 | 0 | 3.385 | 0 | 2.9384 | 9.4532 | 0.31084 | 2.9384 | 9.4532 | 0.31084 | 3.4351 | 11.0509 | 0.31084 | 0.1533% | 0.070413 | 0.070304 | 31362.296 | 1883.6813 | 422.1722 | 29056.4425 | 31362.7362 | 0 | 0 | 31362.7362 | 0.0001116%
2028 | 214 | 214-613R | Tier-3 | Tier-3---14 | 5--3 | 50 | 1 | 1721.769 | 85.69% | 14.07% | 0.2459% | 1.4606 | 0 | 0 | 1.4606 | 0 | 1.2679 | 9.4532 | 0.13412 | 1.2679 | 9.4532 | 0.13412 | 1.4822 | 11.0509 | 0.13412 | 0.08483% | 0.43289 | 0.43246 | 3977.4025 | 197.1566 | 516.9968 | 3263.2491 | 3977.9666 | 0 | 0 | 3977.9666 | 4.816e-05%
2028 | 214 | 214-647R | Tier-3 | Tier-3---8 | 5--5 | 73 | 1 | 22354.3085 | 99.24% | 0.73% | 0.02701% | 15.0433 | 0 | 0 | 15.0433 | 0 | 13.0586 | 9.4532 | 1.3814 | 13.0586 | 9.4532 | 1.3814 | 15.2656 | 11.0509 | 1.3814 | 0.06729% | 0.23844 | 0.23827 | 93753.9152 | 4640.4334 | 647.6025 | 88465.8794 | 93754.3968 | 0 | 0 | 93754.3968 | 0.0004961%
2028 | 215 | 215-1531R | Tier-2 | Tier-2---2 | 5--5 | 72 | 1 | 12702.4119 | 98.21% | 1.737% | 0.04837% | 8.577 | 0 | 0 | 8.577 | 0 | 7.4454 | 9.4532 | 0.7876 | 7.4454 | 9.4532 | 0.7876 | 8.7037 | 11.0509 | 0.7876 | 0.06752% | 0.20291 | 0.20277 | 62600.9651 | 3773.3762 | 1033.6342 | 57793.9547 | 62601.7342 | 0 | 0 | 62601.7342 | 0.0002828%
2028 | 215 | 215-1534R | Tier-2 | Tier-2---1 | 5--5 | 58 | 1 | 19489.7064 | 99% | 0.9737% | 0.02962% | 16.4666 | 0 | 0 | 16.4666 | 0 | 14.2941 | 9.4532 | 1.5121 | 14.2941 | 9.4532 | 1.5121 | 16.7099 | 11.0509 | 1.5121 | 0.08449% | 0.1982 | 0.19804 | 98331.2515 | 6096.0396 | 907.1497 | 91328.0622 | 98332.0942 | 0 | 0 | 98332.0942 | 0.000543%
2028 | 216 | 216-1859F | Tier-3 | Tier-3---4 | 5--5 | 67 | 2 | 14041.2877 | 99.19% | 0.7753% | 0.03948% | 20.5785 | 0 | 0 | 20.5785 | 0 | 17.8635 | 18.9065 | 0.94484 | 17.8635 | 18.9065 | 0.94484 | 20.8826 | 22.1019 | 0.94484 | 0.1466% | 0.15704 | 0.15681 | 89409.7822 | 5511.6035 | 666.6545 | 83231.5241 | 89410.8602 | 0 | 0 | 89410.8602 | 0.0006786%
2028 | 217 | 217-41AE | Tier-2 | Tier-2---8 | 5--4 | 126 | 2 | 2013.5966 | 89.22% | 10.31% | 0.4697% | 1.4116 | 0 | 0 | 1.4116 | 0 | 1.2254 | 18.9065 | 0.064813 | 1.2254 | 18.9065 | 0.064813 | 1.4325 | 22.1019 | 0.064813 | 0.07011% | 0.19664 | 0.19648 | 10240.1297 | 587.5443 | 1012.3349 | 8640.2505 | 10240.9973 | 0 | 0 | 10240.9973 | 4.655e-05%
2028 | 217 | 217-48AE | Tier-2 | Tier-2---8 | 5--4 | 84 | 1 | 2727.5845 | 87.85% | 11.78% | 0.3693% | 1.412 | 0 | 0 | 1.412 | 0 | 1.2257 | 9.4532 | 0.12966 | 1.2257 | 9.4532 | 0.12966 | 1.4329 | 11.0509 | 0.12966 | 0.05177% | 0.20236 | 0.20224 | 13478.9252 | 762.7474 | 1447.8056 | 11268.3722 | 13479.8908 | 0 | 0 | 13479.8908 | 4.656e-05%
2028 | 217 | 217-835R | Tier-3 | Tier-3---5 | 5--5 | 71 | 2 | 10686.9326 | 98.68% | 1.222% | 0.09479% | 14.7053 | 0 | 0 | 14.7053 | 0 | 12.7652 | 18.9065 | 0.67517 | 12.7652 | 18.9065 | 0.67517 | 14.9226 | 22.1019 | 0.67517 | 0.1376% | 0.28412 | 0.28373 | 37613.7803 | 2195.3355 | 434.0984 | 34984.3464 | 37614.4718 | 0 | 0 | 37614.4718 | 0.0004849%
2028 | 217 | 217-837R | Tier-3 | Tier-3---12 | 5--5 | 68 | 3 | 3657.1834 | 94.66% | 5.124% | 0.2164% | 7.5601 | 0 | 0 | 7.5601 | 0 | 6.5626 | 28.3597 | 0.23141 | 6.5626 | 28.3597 | 0.23141 | 7.6718 | 33.1528 | 0.23141 | 0.2067% | 0.14269 | 0.14238 | 25630.0196 | 1643.4761 | 1395.4824 | 22591.0611 | 25633.0155 | 0 | 0 | 25633.0155 | 0.0002493%
2028 | 217 | 217-972R | Tier-2 | Tier-2---8 | 5--4 | 70 | 3 | 1438.6594 | 90.88% | 8.66% | 0.4639% | 2.7736 | 0 | 0 | 2.7736 | 0 | 2.4076 | 28.3597 | 0.084896 | 2.4076 | 28.3597 | 0.084896 | 2.8145 | 33.1528 | 0.084896 | 0.1928% | 0.18227 | 0.18188 | 7892.9777 | 484.1091 | 632.8848 | 6775.9839 | 7894.5087 | 0 | 0 | 7894.5087 | 9.146e-05%
2028 | 217 | 217-983R | Tier-3 | Tier-3---5 | 5--5 | 48 | 1 | 10116.9629 | 99.05% | 0.91% | 0.0405% | 10.334 | 0 | 0 | 10.334 | 0 | 8.9705 | 9.4532 | 0.94894 | 8.9705 | 9.4532 | 0.94894 | 10.4867 | 11.0509 | 0.94894 | 0.1021% | 0.2438 | 0.24354 | 41497.7937 | 2121.8511 | 363.6616 | 39012.281 | 41498.2009 | 0 | 0 | 41498.2009 | 0.0003408%
2028 | 220 | 220-288R | Tier-3 | Tier-3---14 | 5--4 | 29 | 3 | 2198.6799 | 96.34% | 3.473% | 0.1901% | 10.8463 | 0 | 0 | 10.8463 | 0 | 9.4153 | 28.3597 | 0.332 | 9.4153 | 28.3597 | 0.332 | 11.0066 | 33.1528 | 0.332 | 0.4933% | 0.37523 | 0.37331 | 5859.515 | 279.6691 | 215.3273 | 5364.5186 | 5860.6198 | 0 | 0 | 5860.6198 | 0.0003577%
2028 | 220 | 220-294R | Tier-3 | Tier-3---14 | 5--3 | 81 | 1 | 1925.8876 | 84.29% | 15.28% | 0.4298% | 0.99205 | 0 | 0 | 0.99205 | 0 | 0.86116 | 9.4532 | 0.091097 | 0.86116 | 9.4532 | 0.091097 | 1.0067 | 11.0509 | 0.091097 | 0.05151% | 0.44397 | 0.4437 | 4337.8466 | 198.6888 | 616.3589 | 3522.7989 | 4338.2633 | 0 | 0 | 4338.2633 | 3.271e-05%
2028 | 220 | 220-298R | Tier-3 | Tier-3---11 | 5--4 | 155 | 7 | 3585.6314 | 89.37% | 10.06% | 0.5685% | 7.1635 | 0 | 0 | 7.1635 | 0 | 6.2184 | 66.1726 | 0.093973 | 6.2184 | 66.1726 | 0.093973 | 7.2694 | 77.3565 | 0.093973 | 0.1998% | 0.50177 | 0.50065 | 7145.9975 | 283.7182 | 677.141 | 6185.1383 | 7147.6994 | 0 | 0 | 7147.6994 | 0.0002362%
2028 | 221 | 221-1230F | Tier-3 | Tier-3---12 | 4--5 | 17 | 1 | 3690.9623 | 99.91% | 0% | 0.09183% | 10.7373 | 0 | 0 | 10.7373 | 0 | 9.3207 | 9.4532 | 0.98598 | 9.3207 | 9.4532 | 0.98598 | 10.896 | 11.0509 | 0.98598 | 0.2909% | 0.035843 | 0.035739 | 102975.2443 | 5653.9564 | 85.9024 | 97235.3856 | 102975.5205 | 0 | 0 | 102975.5205 | 0.0003541%
2028 | 221 | 221-23R | Tier-3 | Tier-3---11 | 5--5 | 77 | 1 | 3270.2376 | 92.16% | 7.656% | 0.1816% | 1.9375 | 0 | 0 | 1.9375 | 0 | 1.6819 | 9.4532 | 0.17792 | 1.6819 | 9.4532 | 0.17792 | 1.9662 | 11.0509 | 0.17792 | 0.05925% | 0.19945 | 0.19932 | 16396.4914 | 1101.2475 | 1224.4612 | 14070.7826 | 16397.318 | 0 | 0 | 16397.318 | 6.389e-05%
2028 | 221 | 221-344R | Tier-3 | Tier-3---13 | 5--4 | 93 | 3 | 2735.9283 | 96.11% | 3.605% | 0.2871% | 4.1986 | 0 | 0 | 4.1986 | 0 | 3.6447 | 28.3597 | 0.12852 | 3.6447 | 28.3597 | 0.12852 | 4.2607 | 33.1528 | 0.12852 | 0.1535% | 0.2115 | 0.21116 | 12935.7823 | 697.0944 | 453.9009 | 11784.787 | 12936.5875 | 0 | 0 | 12936.5875 | 0.0001385%
2028 | 221 | 221-37AE | Tier-3 | Tier-3---11 | 5--5 | 72 | 1 | 3934.7733 | 97.03% | 2.838% | 0.1358% | 2.6247 | 0 | 0 | 2.6247 | 0 | 2.2784 | 9.4532 | 0.24102 | 2.2784 | 9.4532 | 0.24102 | 2.6635 | 11.0509 | 0.24102 | 0.06671% | 0.19925 | 0.19912 | 19747.6238 | 1157.9249 | 618.5884 | 17971.1105 | 19748.0279 | 0 | 0 | 19748.0279 | 8.655e-05%
2028 | 221 | 221-675R | Tier-2 | Tier-2---8 | 5--4 | 4 | 1 | 2055.424 | 99.51% | 0.3331% | 0.1572% | 25.3112 | 0 | 0 | 25.3112 | 0 | 21.9717 | 9.4532 | 2.3243 | 21.9717 | 9.4532 | 2.3243 | 25.6852 | 11.0509 | 2.3243 | 1.231% | 0.22072 | 0.21799 | 9312.3427 | 464.7372 | 113.1149 | 8734.4905 | 9312.9148 | 0 | 0 | 9312.9148 | 0.0008347%
2028 | 221 | 221-824 | Tier-3 | Tier-3---13 | 5--4 | 31 | 4 | 2324.2215 | 96.86% | 3.03% | 0.1069% | 14.3793 | 0 | 0 | 14.3793 | 0 | 12.4822 | 37.8129 | 0.3301 | 12.4822 | 37.8129 | 0.3301 | 14.5918 | 44.2037 | 0.3301 | 0.6187% | 0.18396 | 0.18279 | 12634.0691 | 769.9433 | 369.3383 | 11494.7875 | 12636.6169 | 0 | 0 | 12636.6169 | 0.0004742%
2028 | 222 | 222-1523R | Tier-3 | Tier-3---7 | 5--5 | 137 | 3 | 7406.689 | 96.62% | 3.25% | 0.1263% | 7.7574 | 0 | 0 | 7.7574 | 0 | 6.7339 | 28.3597 | 0.23745 | 6.7339 | 28.3597 | 0.23745 | 7.872 | 33.1528 | 0.23745 | 0.1047% | 0.26901 | 0.26872 | 27533.3002 | 1432.7814 | 864.0996 | 25236.4192 | 27534.3089 | 0 | 0 | 27534.3089 | 0.0002558%
2028 | 222 | 222-1986R | Tier-3 | Tier-3---1 | 5--5 | 212 | 4 | 79194.3488 | 99.25% | 0.7305% | 0.01724% | 73.4115 | 0 | 0 | 73.4115 | 0 | 63.7259 | 37.8129 | 1.6853 | 63.7259 | 37.8129 | 1.6853 | 74.4963 | 44.2037 | 1.6853 | 0.0927% | 0.41507 | 0.41468 | 190797.4815 | 11158.3549 | 1273.0385 | 178366.0881 | 190798.8152 | 0 | 0 | 190798.8152 | 0.002421%
2028 | 222 | 222-1988R | Tier-3 | Tier-3---11 | 5--4 | 13 | 1 | 3619.4356 | 99.27% | 0.7155% | 0.01673% | 13.6808 | 0 | 0 | 13.6808 | 0 | 11.8758 | 9.4532 | 1.2563 | 11.8758 | 9.4532 | 1.2563 | 13.883 | 11.0509 | 1.2563 | 0.378% | 0.34461 | 0.3433 | 10502.9479 | 509.7029 | 69.9812 | 9923.2638 | 10503.2418 | 0 | 0 | 10503.2418 | 0.0004511%
2028 | 222 | 222-1990R | Tier-3 | Tier-3---1 | 5--5 | 81 | 3 | 45106.6401 | 99.63% | 0.3509% | 0.01982% | 82.3889 | 0 | 0 | 82.3889 | 0 | 71.519 | 28.3597 | 2.5219 | 71.519 | 28.3597 | 2.5219 | 83.6065 | 33.1528 | 2.5219 | 0.1827% | 0.41211 | 0.41136 | 109452.4885 | 5424.0865 | 426.9036 | 103601.4983 | 109453.2338 | 0 | 0 | 109453.2338 | 0.002717%
2028 | 222 | 222-2013R | Tier-3 | Tier-3---7 | 5--5 | 132 | 5 | 7426.9759 | 96.05% | 3.813% | 0.1383% | 13.3754 | 0 | 0 | 13.3754 | 0 | 11.6107 | 47.2661 | 0.24565 | 11.6107 | 47.2661 | 0.24565 | 13.573 | 55.2547 | 0.24565 | 0.1801% | 0.27927 | 0.27875 | 26594.1155 | 1486.8089 | 949.5734 | 24157.7331 | 26596.0893 | 0 | 0 | 26596.0893 | 0.0004411%
2028 | 222 | 222-2085 | Tier-3 | Tier-3---3 | 5--5 | 1220 | 9 | 16772.3082 | 96.7% | 3.181% | 0.1236% | 5.9223 | 0 | 0 | 5.9223 | 0 | 5.1409 | 85.0791 | 0.060425 | 5.1409 | 85.0791 | 0.060425 | 6.0098 | 99.4584 | 0.060425 | 0.03531% | 0.35117 | 0.35104 | 47761.3033 | 2740.017 | 1532.6307 | 43488.6556 | 47761.8798 | 0 | 0 | 47761.8798 | 0.0001953%
2028 | 230 | 230-127AE | Tier-2 | Tier-2---7 | 5--5 | 52 | 1 | 2000.4654 | 94.98% | 4.641% | 0.3747% | 1.8088 | 0 | 0 | 1.8088 | 0 | 1.5701 | 9.4532 | 0.16609 | 1.5701 | 9.4532 | 0.16609 | 1.8355 | 11.0509 | 0.16609 | 0.09042% | 0.093988 | 0.093899 | 21284.2191 | 1284.0751 | 990.3889 | 19009.7551 | 21285.2364 | 0 | 0 | 21285.2364 | 5.965e-05%
2028 | 230 | 230-133AE | Tier-2 | Tier-2---6 | 5--5 | 84 | 1 | 6388.6939 | 98.26% | 1.615% | 0.1229% | 3.6994 | 0 | 0 | 3.6994 | 0 | 3.2113 | 9.4532 | 0.3397 | 3.2113 | 9.4532 | 0.3397 | 3.754 | 11.0509 | 0.3397 | 0.0579% | 0.095565 | 0.095508 | 66852.0974 | 3853.1493 | 1086.4397 | 61912.5084 | 66852.7823 | 0 | 0 | 66852.7823 | 0.000122%
2028 | 230 | 230-2060R | Tier-2 | Tier-2---4 | 4--5 | 52 | 1 | 3473.4554 | 97.68% | 2.135% | 0.1887% | 3.2296 | 0 | 0 | 3.2296 | 0 | 2.8035 | 9.4532 | 0.29657 | 2.8035 | 9.4532 | 0.29657 | 3.2774 | 11.0509 | 0.29657 | 0.09298% | 0.088414 | 0.08833 | 39286.0822 | 2320.0349 | 850.2401 | 36115.8071 | 39286.9519 | 0 | 0 | 39286.9519 | 0.0001065%
2028 | 231 | 231-1136R | Tier-2 | Tier-2---7 | 4--5 | 24 | 1 | 2730.9177 | 98.3% | 1.373% | 0.325% | 5.5369 | 0 | 0 | 5.5369 | 0 | 4.8064 | 9.4532 | 0.50844 | 4.8064 | 9.4532 | 0.50844 | 5.6187 | 11.0509 | 0.50844 | 0.2027% | 0.054655 | 0.054542 | 49966.8413 | 3802.7952 | 1680.0986 | 44483.9475 | 49968.595 | 0 | 0 | 49968.595 | 0.0001826%
2028 | 231 | 231-1635R | Tier-2 | Tier-2---4 | 5--5 | 151 | 3 | 5142.095 | 98.68% | 0.901% | 0.4182% | 4.9903 | 0 | 0 | 4.9903 | 0 | 4.3319 | 28.3597 | 0.15275 | 4.3319 | 28.3597 | 0.15275 | 5.064 | 33.1528 | 0.15275 | 0.09705% | 0.11648 | 0.11636 | 44146.87 | 3399.863 | 647.3328 | 40099.6742 | 44147.4433 | 0 | 0 | 44147.4433 | 0.0001646%
2028 | 231 | CB 231 | Tier-2 | Tier-2---7 | 4--5 | 50 | 1 | 2499.974 | 99.29% | 0.4807% | 0.2332% | 2.4573 | 0 | 0 | 2.4573 | 0 | 2.1331 | 9.4532 | 0.22565 | 2.1331 | 9.4532 | 0.22565 | 2.4936 | 11.0509 | 0.22565 | 0.09829% | 0.037573 | 0.037535 | 66537.1573 | 4869.2313 | 990.775 | 60677.151 | 66537.6281 | 0 | 0 | 66537.6281 | 8.103e-05%
2028 | 232 | CB 232 | Tier-2 | Tier-2---7 | 4--5 | 23 | 1 | 1642.5971 | 97.37% | 2.323% | 0.3027% | 3.4423 | 0 | 0 | 3.4423 | 0 | 2.9882 | 9.4532 | 0.3161 | 2.9882 | 9.4532 | 0.3161 | 3.4932 | 11.0509 | 0.3161 | 0.2096% | 0.029023 | 0.028961 | 56595.6114 | 3442.0938 | 1736.7765 | 51416.7411 | 56598.8165 | 0 | 0 | 56598.8165 | 0.0001135%
2028 | 233 | 233-123R | Tier-2 | Tier-2---4 | 4--5 | 57 | 6 | 3035.8045 | 98.84% | 0.8219% | 0.339% | 15.6345 | 0 | 0 | 15.6345 | 0 | 13.5718 | 56.7194 | 0.23928 | 13.5718 | 56.7194 | 0.23928 | 15.8656 | 66.3056 | 0.23928 | 0.515% | 0.06125 | 0.060931 | 49563.8317 | 3086.7129 | 653.5217 | 45823.5971 | 49566.8454 | 0 | 0 | 49566.8454 | 0.0005156%
2028 | 233 | 233-81F | Tier-2 | Tier-2---12 | 3--5 | 32 | 1 | 447.7794 | 94.96% | 4.349% | 0.694% | 0.65773 | 0 | 0 | 0.65773 | 0 | 0.57095 | 9.4532 | 0.060398 | 0.57095 | 9.4532 | 0.060398 | 0.66745 | 11.0509 | 0.060398 | 0.1469% | 0.02204 | 0.022006 | 20316.8521 | 1331.0486 | 1007.3456 | 17978.4579 | 20318.4394 | 0 | 0 | 20318.4394 | 2.169e-05%
2028 | 233 | 233-86F | Tier-2 | Tier-2---8 | 5--5 | 79 | 2 | 2341.6741 | 85.9% | 13.6% | 0.4998% | 2.5208 | 0 | 0 | 2.5208 | 0 | 2.1882 | 18.9065 | 0.11574 | 2.1882 | 18.9065 | 0.11574 | 2.5581 | 22.1019 | 0.11574 | 0.1076% | 0.1204 | 0.12025 | 19449.7342 | 1103.1383 | 2517.3516 | 15829.2443 | 19453.1746 | 0 | 0 | 19453.1746 | 8.313e-05%
2028 | 233 | CB 233 | Tier-2 | Tier-2---4 | 4--5 | 102 | 3 | 4127.6955 | 98.74% | 0.928% | 0.3343% | 5.9336 | 0 | 0 | 5.9336 | 0 | 5.1507 | 28.3597 | 0.18162 | 5.1507 | 28.3597 | 0.18162 | 6.0213 | 33.1528 | 0.18162 | 0.1438% | 0.075451 | 0.075341 | 54706.8242 | 4073.6346 | 1765.0896 | 48868.1 | 54707.8311 | 0 | 0 | 54707.8311 | 0.0001957%
2028 | 234 | 234-48R | Tier-2 | Tier-2---4 | 4--5 | 40 | 3 | 4939.3792 | 99.46% | 0.3916% | 0.1518% | 18.2378 | 0 | 0 | 18.2378 | 0 | 15.8316 | 28.3597 | 0.55824 | 15.8316 | 28.3597 | 0.55824 | 18.5073 | 33.1528 | 0.55824 | 0.3692% | 0.047931 | 0.047753 | 103051.0114 | 8933.6439 | 586.3727 | 93530.9949 | 103053.0981 | 0 | 0 | 103053.0981 | 0.0006014%
2028 | 235 | 235-897R | Tier-2 | Tier-2---5 | 5--5 | 14 | 1 | 4375.0381 | 88.63% | 11.27% | 0.1058% | 13.7096 | 0 | 0 | 13.7096 | 0 | 11.9008 | 9.4532 | 1.2589 | 11.9008 | 9.4532 | 1.2589 | 13.9122 | 11.0509 | 1.2589 | 0.3134% | 0.1179 | 0.11748 | 37108.0419 | 2052.774 | 3945.6216 | 31109.6464 | 37123.0171 | 0 | 0 | 37123.0171 | 0.0004521%
2028 | 235 | 235-899R | Tier-2 | Tier-2---1 | 5--5 | 48 | 1 | 23678.6611 | 98.37% | 1.593% | 0.04039% | 24.0197 | 0 | 0 | 24.0197 | 0 | 20.8506 | 9.4532 | 2.2057 | 20.8506 | 9.4532 | 2.2057 | 24.3746 | 11.0509 | 2.2057 | 0.1014% | 0.15496 | 0.1548 | 152800.2562 | 9665.8605 | 2471.9354 | 140662.4603 | 152802.8332 | 0 | 0 | 152802.8332 | 0.0007921%
2028 | 236 | 236-1535R | Tier-3 | Tier-3---4 | 5--5 | 48 | 2 | 9719.0421 | 98.73% | 1.209% | 0.05836% | 19.7915 | 0 | 0 | 19.7915 | 0 | 17.1803 | 18.9065 | 0.9087 | 17.1803 | 18.9065 | 0.9087 | 20.084 | 22.1019 | 0.9087 | 0.2036% | 0.12847 | 0.12821 | 75651.1712 | 5252.2726 | 904.2907 | 69494.6079 | 75653.1527 | 0 | 0 | 75653.1527 | 0.0006526%
2028 | 236 | 236-1561R | Tier-3 | Tier-3---13 | 5--4 | 37 | 1 | 2823.5781 | 97.26% | 2.617% | 0.1213% | 3.6741 | 0 | 0 | 3.6741 | 0 | 3.1893 | 9.4532 | 0.33738 | 3.1893 | 9.4532 | 0.33738 | 3.7284 | 11.0509 | 0.33738 | 0.1301% | 0.17766 | 0.17742 | 15893.5317 | 919.2321 | 396.0284 | 14578.2713 | 15894.1147 | 0 | 0 | 15894.1147 | 0.0001212%
2028 | 236 | 236-1563R | Tier-3 | Tier-3---13 | 5--4 | 25 | 1 | 2260.6624 | 98.61% | 1.288% | 0.1052% | 4.4138 | 0 | 0 | 4.4138 | 0 | 3.8314 | 9.4532 | 0.4053 | 3.8314 | 9.4532 | 0.4053 | 4.479 | 11.0509 | 0.4053 | 0.1952% | 0.17215 | 0.17181 | 13131.72 | 763.8797 | 149.4721 | 12218.3681 | 13132.0828 | 0 | 0 | 13132.0828 | 0.0001455%
2028 | 236 | 236-1567R | Tier-3 | Tier-3---10 | 5--5 | 51 | 4 | 5332.0037 | 98.07% | 1.841% | 0.0848% | 20.3021 | 0 | 0 | 20.3021 | 0 | 17.6236 | 37.8129 | 0.46607 | 17.6236 | 37.8129 | 0.46607 | 20.6021 | 44.2037 | 0.46607 | 0.3808% | 0.18129 | 0.18059 | 29411.5902 | 2025.1187 | 523.1992 | 26863.2724 | 29413.7975 | 0 | 0 | 29413.7975 | 0.0006695%
2028 | 236 | 236-1569R | Tier-3 | Tier-3---8 | 5--5 | 124 | 3 | 21222.9131 | 98.36% | 1.585% | 0.05121% | 25.0003 | 0 | 0 | 25.0003 | 0 | 21.7019 | 28.3597 | 0.76524 | 21.7019 | 28.3597 | 0.76524 | 25.3698 | 33.1528 | 0.76524 | 0.1178% | 0.21435 | 0.21409 | 99012.7753 | 5477.8522 | 1488.5467 | 92046.3763 | 99014.7176 | 0 | 0 | 99014.7176 | 0.0008244%
2028 | 236 | 236-1573R | Tier-3 | Tier-3---7 | 5--5 | 56 | 2 | 6927.8558 | 97.84% | 2.089% | 0.06679% | 11.9835 | 0 | 0 | 11.9835 | 0 | 10.4024 | 18.9065 | 0.5502 | 10.4024 | 18.9065 | 0.5502 | 12.1605 | 22.1019 | 0.5502 | 0.173% | 0.18488 | 0.18455 | 37473.1079 | 2383.2915 | 732.5482 | 34357.2682 | 37474.5384 | 0 | 0 | 37474.5384 | 0.0003952%
2028 | 236 | CB 236 | Tier-2 | Tier-2---1 | 5--5 | 32 | 1 | 12711.1878 | 97.62% | 2.333% | 0.04724% | 19.1946 | 0 | 0 | 19.1946 | 0 | 16.6621 | 9.4532 | 1.7626 | 16.6621 | 9.4532 | 1.7626 | 19.4782 | 11.0509 | 1.7626 | 0.151% | 0.1419 | 0.14168 | 89580.6366 | 5356.752 | 2115.0834 | 82108.8012 | 89583.9403 | 0 | 0 | 89583.9403 | 0.000633%
2028 | 237 | 237-1765R | Tier-3 | Tier-3---1 | 5--5 | 62 | 1 | 28249.2525 | 99.34% | 0.6358% | 0.01982% | 22.406 | 0 | 0 | 22.406 | 0 | 19.4498 | 9.4532 | 2.0575 | 19.4498 | 9.4532 | 2.0575 | 22.7371 | 11.0509 | 2.0575 | 0.07932% | 0.25909 | 0.25888 | 109034.6893 | 8324.9664 | 652.6676 | 100057.0553 | 109035.2605 | 0 | 0 | 109035.2605 | 0.0007389%
2028 | 237 | 237-2R | Tier-3 | Tier-3---2 | 5--5 | 165 | 2 | 30894.1234 | 99.11% | 0.8492% | 0.03898% | 18.3718 | 0 | 0 | 18.3718 | 0 | 15.948 | 18.9065 | 0.84352 | 15.948 | 18.9065 | 0.84352 | 18.6433 | 22.1019 | 0.84352 | 0.05947% | 0.18156 | 0.18145 | 170161.3668 | 15433.056 | 1414.3274 | 153313.9834 | 170162.2742 | 0 | 0 | 170162.2742 | 0.0006058%
2028 | 237 | 237-30R | Tier-3 | Tier-3---1 | 5--5 | 182 | 8 | 65515.492 | 98.93% | 1.038% | 0.03019% | 141.0275 | 0 | 0 | 141.0275 | 0 | 122.421 | 75.6258 | 1.6188 | 122.421 | 75.6258 | 1.6188 | 143.1116 | 88.4075 | 1.6188 | 0.2153% | 0.49249 | 0.49141 | 133030.3773 | 7577.9137 | 1285.1936 | 124167.2701 | 133033.476 | 0 | 0 | 133033.476 | 0.004651%
2028 | 239 | 239-2213R | Tier-3 | Tier-3---15 | 5--4 | 23 | 1 | 1116.4705 | 96.46% | 3.23% | 0.3121% | 2.3177 | 0 | 0 | 2.3177 | 0 | 2.0119 | 9.4532 | 0.21283 | 2.0119 | 9.4532 | 0.21283 | 2.352 | 11.0509 | 0.21283 | 0.2076% | 0.1294 | 0.12913 | 8627.7496 | 501.2225 | 328.5007 | 7798.0264 | 8628.4088 | 0 | 0 | 8628.4088 | 7.643e-05%
2028 | 239 | 239-2215R | Tier-3 | Tier-3---10 | 5--5 | 72 | 2 | 6268.6569 | 98.24% | 1.63% | 0.1302% | 8.4677 | 0 | 0 | 8.4677 | 0 | 7.3505 | 18.9065 | 0.38878 | 7.3505 | 18.9065 | 0.38878 | 8.5928 | 22.1019 | 0.38878 | 0.1351% | 0.15408 | 0.15386 | 40685.5389 | 2527.5744 | 695.6728 | 37462.2917 | 40686.5249 | 0 | 0 | 40686.5249 | 0.0002792%
2028 | 239 | 239-89R | Tier-3 | Tier-3---17 | 4--4 | 18 | 2 | 376.4251 | 98.76% | 0.8388% | 0.4045% | 2.0446 | 0 | 0 | 2.0446 | 0 | 1.7748 | 18.9065 | 0.093875 | 1.7748 | 18.9065 | 0.093875 | 2.0748 | 22.1019 | 0.093875 | 0.5432% | 0.064786 | 0.064429 | 5810.3033 | 364.0144 | 679.2912 | 4766.9976 | 5810.7028 | 0 | 0 | 5810.7028 | 6.742e-05%
2028 | 240 | 240-2004R | Tier-3 | Tier-3---12 | 5--5 | 73 | 2 | 4437.6588 | 97.91% | 1.769% | 0.321% | 5.8924 | 0 | 0 | 5.8924 | 0 | 5.115 | 18.9065 | 0.27054 | 5.115 | 18.9065 | 0.27054 | 5.9795 | 22.1019 | 0.27054 | 0.1328% | 0.095775 | 0.095646 | 46334.0144 | 3458.4519 | 909.4055 | 41966.157 | 46335.3294 | 0 | 0 | 46335.3294 | 0.0001943%
2028 | 240 | 240-2032R | Tier-3 | Tier-3---12 | 5--5 | 104 | 4 | 3665.7351 | 96.82% | 2.929% | 0.2538% | 6.7569 | 0 | 0 | 6.7569 | 0 | 5.8654 | 37.8129 | 0.15512 | 5.8654 | 37.8129 | 0.15512 | 6.8567 | 44.2037 | 0.15512 | 0.1843% | 0.12278 | 0.12254 | 29856.9037 | 1779.6717 | 868.2863 | 27208.9457 | 29858.7164 | 0 | 0 | 29858.7164 | 0.0002228%
2028 | 246 | 246-34R | Tier-3 | Tier-3---12 | 4--5 | 71 | 2 | 3387.0058 | 94.54% | 5.197% | 0.2577% | 4.4651 | 0 | 0 | 4.4651 | 0 | 3.876 | 18.9065 | 0.20501 | 3.876 | 18.9065 | 0.20501 | 4.5311 | 22.1019 | 0.20501 | 0.1318% | 0.070488 | 0.07039 | 48050.8143 | 3484.7024 | 2545.4197 | 42020.6922 | 48054.4744 | 0 | 0 | 48054.4744 | 0.0001472%
2028 | 246 | CB 246 | Tier-2 | Tier-2---7 | 4--5 | 24 | 2 | 1438.4419 | 90% | 9.47% | 0.5268% | 5.3404 | 0 | 0 | 5.3404 | 0 | 4.6358 | 18.9065 | 0.2452 | 4.6358 | 18.9065 | 0.2452 | 5.4193 | 22.1019 | 0.2452 | 0.3713% | 0.066431 | 0.066157 | 21653.0415 | 2613.8832 | 2643.0483 | 16396.11 | 21662.0076 | 0 | 0 | 21662.0076 | 0.0001761%
2028 | 247 | 247-46 | Tier-3 | Tier-3---16 | 4--5 | 33 | 3 | 1360.3328 | 92.51% | 7.186% | 0.3009% | 5.6632 | 0 | 0 | 5.6632 | 0 | 4.916 | 28.3597 | 0.17335 | 4.916 | 28.3597 | 0.17335 | 5.7469 | 33.1528 | 0.17335 | 0.4163% | 0.045228 | 0.045025 | 30076.9614 | 1732.65 | 2090.3581 | 26253.9533 | 30087.1402 | 0 | 0 | 30087.1402 | 0.0001868%
2028 | 249 | 249-24R | Tier-3 | Tier-3---12 | 5--5 | 99 | 4 | 3753.23 | 95.85% | 3.876% | 0.273% | 7.195 | 0 | 0 | 7.195 | 0 | 6.2457 | 37.8129 | 0.16517 | 6.2457 | 37.8129 | 0.16517 | 7.3014 | 44.2037 | 0.16517 | 0.1917% | 0.10094 | 0.10073 | 37183.961 | 2746.2949 | 1426.8186 | 33010.8475 | 37187.0526 | 0 | 0 | 37187.0526 | 0.0002373%
2028 | 283 | 283-71F | Tier-3 | Tier-3---13 | 5--4 | 40 | 3 | 2013.5901 | 87.8% | 12.03% | 0.1689% | 6.5635 | 0 | 0 | 6.5635 | 0 | 5.6976 | 28.3597 | 0.2009 | 5.6976 | 28.3597 | 0.2009 | 6.6605 | 33.1528 | 0.2009 | 0.326% | 0.19011 | 0.18941 | 10591.4545 | 557.9915 | 1165.201 | 8868.2619 | 10596.2691 | 0 | 0 | 10596.2691 | 0.0002164%
2028 | 307 | 307-234R | Tier-2 | Tier-2---4 | 5--5 | 26 | 1 | 4762.848 | 95.55% | 4.384% | 0.07015% | 8.6638 | 0 | 0 | 8.6638 | 0 | 7.5208 | 9.4532 | 0.79558 | 7.5208 | 9.4532 | 0.79558 | 8.7919 | 11.0509 | 0.79558 | 0.1819% | 0.11001 | 0.1098 | 43295.9421 | 2235.6738 | 1794.1526 | 39266.1157 | 43299.6207 | 0 | 0 | 43299.6207 | 0.0002857%
2028 | 350 | 350-2188R | Tier-2 | Tier-2---5 | 5--5 | 138 | 1 | 3602.0119 | 95.48% | 4.084% | 0.4314% | 1.2337 | 0 | 0 | 1.2337 | 0 | 1.0709 | 9.4532 | 0.11329 | 1.0709 | 9.4532 | 0.11329 | 1.2519 | 11.0509 | 0.11329 | 0.03425% | 0.15121 | 0.15116 | 23821.2544 | 1424.0323 | 987.3799 | 21409.8422 | 23821.6403 | 0 | 0 | 23821.6403 | 4.068e-05%
2028 | 350 | 350-2192R | Tier-2 | Tier-2---2 | 5--5 | 245 | 6 | 13871.6222 | 98.14% | 1.698% | 0.1643% | 16.5026 | 0 | 0 | 16.5026 | 0 | 14.3253 | 56.7194 | 0.25256 | 14.3253 | 56.7194 | 0.25256 | 16.7465 | 66.3056 | 0.25256 | 0.119% | 0.18928 | 0.18905 | 73287.5708 | 4711.7972 | 1323.9814 | 67251.7922 | 73289.2277 | 0 | 0 | 73289.2277 | 0.0005442%
2028 | 350 | 350-2196R | Tier-2 | Tier-2---5 | 5--5 | 229 | 6 | 5570.6857 | 96.99% | 2.589% | 0.4237% | 7.0072 | 0 | 0 | 7.0072 | 0 | 6.0827 | 56.7194 | 0.10724 | 6.0827 | 56.7194 | 0.10724 | 7.1108 | 66.3056 | 0.10724 | 0.1258% | 0.19915 | 0.19889 | 27972.7323 | 1828.1512 | 784.4184 | 25360.1626 | 27973.8265 | 0 | 0 | 27973.8265 | 0.0002311%
2028 | 350 | 350-2201R | Tier-3 | Tier-3---4 | 5--5 | 92 | 3 | 13521.7454 | 99.28% | 0.6466% | 0.06915% | 21.6697 | 0 | 0 | 21.6697 | 0 | 18.8107 | 28.3597 | 0.66329 | 18.8107 | 28.3597 | 0.66329 | 21.9899 | 33.1528 | 0.66329 | 0.1603% | 0.1241 | 0.1239 | 108955.4795 | 7800.4897 | 724.3656 | 100430.6241 | 108956.7402 | 0 | 0 | 108956.7402 | 0.0007146%
2028 | 351 | 351-819R | Tier-2 | Tier-2---1 | 5--5 | 58 | 1 | 23517.4276 | 99.25% | 0.716% | 0.03401% | 19.9204 | 0 | 0 | 19.9204 | 0 | 17.2922 | 9.4532 | 1.8292 | 17.2922 | 9.4532 | 1.8292 | 20.2148 | 11.0509 | 1.8292 | 0.0847% | 0.14376 | 0.14364 | 163589.7091 | 16623.6975 | 1146.1775 | 145819.834 | 163590.7571 | 0 | 0 | 163590.7571 | 0.0006569%
2028 | 352 | 352-27R | Tier-3 | Tier-3---2 | 5--5 | 76 | 2 | 18614.1823 | 99.36% | 0.5928% | 0.04664% | 24.0924 | 0 | 0 | 24.0924 | 0 | 20.9137 | 18.9065 | 1.1062 | 20.9137 | 18.9065 | 1.1062 | 24.4484 | 22.1019 | 1.1062 | 0.1294% | 0.11814 | 0.11798 | 157566.7738 | 12769.0481 | 931.5035 | 143866.2223 | 157568.0881 | 0 | 0 | 157568.0881 | 0.0007945%
2028 | 353 | 353-900F | Tier-2 | Tier-2---8 | 5--5 | 7 | 1 | 1991.3582 | 88.69% | 11.27% | 0.03442% | 12.4897 | 0 | 0 | 12.4897 | 0 | 10.8419 | 9.4532 | 1.1469 | 10.8419 | 9.4532 | 1.1469 | 12.6743 | 11.0509 | 1.1469 | 0.6272% | 0.10085 | 0.10014 | 19745.2341 | 886.6093 | 2040.7127 | 16817.9121 | 19761.1324 | 0 | 0 | 19761.1324 | 0.0004119%
2028 | 353 | 353-904R | Tier-2 | Tier-2---3 | 5--5 | 42 | 2 | 13534.4067 | 99.43% | 0.528% | 0.03951% | 31.7215 | 0 | 0 | 31.7215 | 0 | 27.5363 | 18.9065 | 1.4565 | 27.5363 | 18.9065 | 1.4565 | 32.1903 | 22.1019 | 1.4565 | 0.2344% | 0.12577 | 0.12547 | 107611.5054 | 6762.2295 | 951.3386 | 99897.9374 | 107612.9483 | 0 | 0 | 107612.9483 | 0.001046%
2028 | 354 | 354-1706R | Tier-2 | Tier-2---1 | 5--5 | 121 | 4 | 20510.2592 | 99.17% | 0.7728% | 0.06052% | 33.2826 | 0 | 0 | 33.2826 | 0 | 28.8914 | 37.8129 | 0.76406 | 28.8914 | 37.8129 | 0.76406 | 33.7744 | 44.2037 | 0.76406 | 0.1623% | 0.13939 | 0.13916 | 147143.8192 | 11695.5249 | 1352.7634 | 134095.5309 | 147145.829 | 0 | 0 | 147145.829 | 0.001098%
2028 | 354 | 354-24AE | Tier-2 | Tier-2---4 | 4--5 | 15 | 1 | 3653.654 | 88.54% | 11.39% | 0.07412% | 10.6748 | 0 | 0 | 10.6748 | 0 | 9.2664 | 9.4532 | 0.98024 | 9.2664 | 9.4532 | 0.98024 | 10.8326 | 11.0509 | 0.98024 | 0.2922% | 0.080555 | 0.080289 | 45356.2427 | 2136.2059 | 4816.4156 | 38403.6212 | 45373.4586 | 0 | 0 | 45373.4586 | 0.000352%
2028 | 354 | CB 354 | Tier-2 | Tier-2---19 | 1--5 | 1 | 1 | 12.0695 | 99.46% | 0% | 0.538% | 0.59423 | 0 | 0 | 0.59423 | 0 | 0.51583 | 9.4532 | 0.054566 | 0.51583 | 9.4532 | 0.054566 | 0.60301 | 11.0509 | 0.054566 | 4.923% | 0.0002126 | 0.00020208 | 56770.8651 | 3277.0572 | 4154.8888 | 49338.9192 | 56786.7697 | 0 | 0 | 56786.7697 | 1.96e-05%
2028 | 355 | 355-41R | Tier-2 | Tier-2---6 | 4--5 | 64 | 2 | 7500.5861 | 98.5% | 1.439% | 0.05987% | 11.4285 | 0 | 0 | 11.4285 | 0 | 9.9207 | 18.9065 | 0.52473 | 9.9207 | 18.9065 | 0.52473 | 11.5974 | 22.1019 | 0.52473 | 0.1524% | 0.092253 | 0.09211 | 81304.346 | 4273.0126 | 1113.8309 | 75917.5024 | 81306.2344 | 0 | 0 | 81306.2344 | 0.0003769%
2028 | 355 | 355-6R | Tier-2 | Tier-2---7 | 4--5 | 16 | 1 | 1698.7097 | 79.94% | 19.99% | 0.07228% | 4.2011 | 0 | 0 | 4.2011 | 0 | 3.6468 | 9.4532 | 0.38578 | 3.6468 | 9.4532 | 0.38578 | 4.2632 | 11.0509 | 0.38578 | 0.2473% | 0.074333 | 0.074103 | 22852.699 | 968.4345 | 4228.7096 | 17655.5548 | 22866.9262 | 0 | 0 | 22866.9262 | 0.0001385%
2028 | 355 | CB 355 | Tier-2 | Tier-2---3 | 5--5 | 83 | 6 | 11288.3525 | 98.84% | 1.109% | 0.05403% | 39.9234 | 0 | 0 | 39.9234 | 0 | 34.6561 | 56.7194 | 0.61101 | 34.6561 | 56.7194 | 0.61101 | 40.5134 | 66.3056 | 0.61101 | 0.3537% | 0.1048 | 0.10443 | 107709.793 | 9333.0654 | 1277.5324 | 97099.1953 | 107714.2926 | 0 | 0 | 107714.2926 | 0.001317%
2028 | 356 | 356-19R | Tier-3 | Tier-3---8 | 5--5 | 140 | 4 | 16012.7864 | 97.76% | 2.145% | 0.09187% | 22.14 | 0 | 0 | 22.14 | 0 | 19.219 | 37.8129 | 0.50826 | 19.219 | 37.8129 | 0.50826 | 22.4672 | 44.2037 | 0.50826 | 0.1383% | 0.16775 | 0.16752 | 95453.8626 | 6567.3724 | 2023.3951 | 86863.0951 | 95456.887 | 0 | 0 | 95456.887 | 0.0007301%
2028 | 356 | 356-30AE | Tier-3 | Tier-3---6 | 5--5 | 92 | 4 | 9294.6751 | 95.41% | 4.438% | 0.1505% | 19.0859 | 0 | 0 | 19.0859 | 0 | 16.5678 | 37.8129 | 0.43815 | 16.5678 | 37.8129 | 0.43815 | 19.368 | 44.2037 | 0.43815 | 0.2053% | 0.14106 | 0.14075 | 65892.3901 | 4765.339 | 2823.4514 | 58303.5997 | 65898.9109 | 0 | 0 | 65898.9109 | 0.0006294%
2028 | 357 | 357-1299R | Tier-3 | Tier-3---9 | 5--5 | 11 | 2 | 5098.7328 | 99.68% | 0.2892% | 0.03002% | 45.7421 | 0 | 0 | 45.7421 | 0 | 39.7071 | 18.9065 | 2.1002 | 39.7071 | 18.9065 | 2.1002 | 46.4181 | 22.1019 | 2.1002 | 0.8971% | 0.2409 | 0.23874 | 21164.9633 | 1447.3151 | 61.817 | 19655.8313 | 21165.5769 | 0 | 0 | 21165.5769 | 0.001508%
2028 | 357 | 357-2047F | Tier-2 | Tier-2---10 | 5--4 | 3 | 1 | 878.9304 | 95.49% | 4.482% | 0.03213% | 13.8476 | 0 | 0 | 13.8476 | 0 | 12.0206 | 9.4532 | 1.2716 | 12.0206 | 9.4532 | 1.2716 | 14.0523 | 11.0509 | 1.2716 | 1.576% | 0.14128 | 0.13895 | 6221.0361 | 308.2981 | 257.2191 | 5655.5189 | 6225.7479 | 0 | 0 | 6225.7479 | 0.0004566%
2028 | 357 | 357-2049F | Tier-3 | Tier-3---8 | 5--5 | 84 | 2 | 16869.708 | 98.79% | 1.184% | 0.02933% | 19.6409 | 0 | 0 | 19.6409 | 0 | 17.0496 | 18.9065 | 0.90178 | 17.0496 | 18.9065 | 0.90178 | 19.9311 | 22.1019 | 0.90178 | 0.1164% | 0.18286 | 0.18265 | 92253.2607 | 6177.0068 | 1029.1992 | 85047.0547 | 92254.5817 | 0 | 0 | 92254.5817 | 0.0006477%
2028 | 357 | 357-45R | Tier-3 | Tier-3---8 | 5--5 | 116 | 2 | 17696.7525 | 97.47% | 2.478% | 0.04808% | 14.7218 | 0 | 0 | 14.7218 | 0 | 12.7795 | 18.9065 | 0.67593 | 12.7795 | 18.9065 | 0.67593 | 14.9393 | 22.1019 | 0.67593 | 0.08319% | 0.18538 | 0.18522 | 95462.1405 | 7644.6992 | 2293.6368 | 85523.8045 | 95464.2 | 0 | 0 | 95464.2 | 0.0004855%
2028 | 357 | 357-50R | Tier-3 | Tier-3---4 | 5--5 | 116 | 2 | 10432.4887 | 97.04% | 2.884% | 0.07824% | 8.6399 | 0 | 0 | 8.6399 | 0 | 7.5 | 18.9065 | 0.39669 | 7.5 | 18.9065 | 0.39669 | 8.7676 | 22.1019 | 0.39669 | 0.08282% | 0.14913 | 0.149 | 69957.1689 | 5112.9004 | 1923.9041 | 62920.3645 | 69958.9388 | 0 | 0 | 69958.9388 | 0.0002849%
2028 | 358 | 358-682F | Tier-3 | Tier-3---3 | 5--5 | 99 | 1 | 37602.1184 | 98.59% | 1.386% | 0.02088% | 18.5365 | 0 | 0 | 18.5365 | 0 | 16.0909 | 9.4532 | 1.7022 | 16.0909 | 9.4532 | 1.7022 | 18.8105 | 11.0509 | 1.7022 | 0.0493% | 0.54241 | 0.54214 | 69323.599 | 4080.8113 | 883.9511 | 64358.8366 | 69324.0869 | 0 | 0 | 69324.0869 | 0.0006113%
2028 | 396 | 396-699R | Tier-2 | Tier-2---5 | 5--5 | 65 | 2 | 3136.9517 | 88.18% | 11.4% | 0.4202% | 4.2131 | 0 | 0 | 4.2131 | 0 | 3.6572 | 18.9065 | 0.19344 | 3.6572 | 18.9065 | 0.19344 | 4.2754 | 22.1019 | 0.19344 | 0.1343% | 0.15664 | 0.1564 | 20026.8881 | 1646.7402 | 2215.8438 | 16164.3042 | 20030.4988 | 0 | 0 | 20030.4988 | 0.0001389%
2028 | 411 | 411-30R | Tier-3 | Tier-3---6 | 5--5 | 90 | 1 | 6370.0414 | 98.47% | 1.262% | 0.272% | 3.4498 | 0 | 0 | 3.4498 | 0 | 2.9946 | 9.4532 | 0.31678 | 2.9946 | 9.4532 | 0.31678 | 3.5008 | 11.0509 | 0.31678 | 0.05416% | 0.10309 | 0.10304 | 61789.3921 | 5810.5604 | 997.631 | 54981.2006 | 61789.9137 | 0 | 0 | 61789.9137 | 0.0001138%
2028 | 441 | 441-23R | Tier-3 | Tier-3---11 | 5--4 | 15 | 1 | 3518.0204 | 97.45% | 2.468% | 0.07959% | 11.3137 | 0 | 0 | 11.3137 | 0 | 9.8211 | 9.4532 | 1.0389 | 9.8211 | 9.4532 | 1.0389 | 11.4809 | 11.0509 | 1.0389 | 0.3216% | 0.54783 | 0.54602 | 6421.7327 | 319.9827 | 139.6282 | 5962.1218 | 6422.2743 | 0 | 0 | 6422.2743 | 0.0003731%
2028 | 441 | 441-279R | Tier-3 | Tier-3---18 | 5--2 | 6 | 1 | 582.1633 | 91.34% | 8.391% | 0.2732% | 4.3867 | 0 | 0 | 4.3867 | 0 | 3.8079 | 9.4532 | 0.40282 | 3.8079 | 9.4532 | 0.40282 | 4.4515 | 11.0509 | 0.40282 | 0.7535% | 0.53527 | 0.53085 | 1087.6056 | 48.7403 | 75.2423 | 963.623 | 1088.3895 | 0 | 0 | 1088.3895 | 0.0001447%
2028 | 441 | 441-27R | Tier-3 | Tier-3---9 | 5--4 | 27 | 1 | 4750.1268 | 98% | 1.916% | 0.08125% | 8.5346 | 0 | 0 | 8.5346 | 0 | 7.4086 | 9.4532 | 0.78371 | 7.4086 | 9.4532 | 0.78371 | 8.6607 | 11.0509 | 0.78371 | 0.1797% | 0.55752 | 0.5565 | 8520.0828 | 441.9883 | 150.5633 | 7927.5312 | 8520.3954 | 0 | 0 | 8520.3954 | 0.0002814%
2028 | 441 | 441-30R | Tier-3 | Tier-3---9 | 5--4 | 26 | 1 | 5348.8774 | 98.57% | 1.364% | 0.06326% | 10.0381 | 0 | 0 | 10.0381 | 0 | 8.7137 | 9.4532 | 0.92177 | 8.7137 | 9.4532 | 0.92177 | 10.1864 | 11.0509 | 0.92177 | 0.1877% | 0.55519 | 0.55414 | 9634.2631 | 496.8631 | 123.5008 | 9013.8993 | 9634.5254 | 0 | 0 | 9634.5254 | 0.000331%
2028 | 442 | 442-509R | Tier-3 | Tier-3---15 | 5--3 | 31 | 1 | 852.9261 | 84.92% | 14.72% | 0.3553% | 1.1566 | 0 | 0 | 1.1566 | 0 | 1.004 | 9.4532 | 0.10621 | 1.004 | 9.4532 | 0.10621 | 1.1737 | 11.0509 | 0.10621 | 0.1356% | 0.36954 | 0.36895 | 2308.0588 | 110.4832 | 313.3685 | 1884.2071 | 2308.6153 | 0 | 0 | 2308.6153 | 3.814e-05%
2028 | 442 | 442-728R | Tier-3 | Tier-3---5 | 5--5 | 161 | 3 | 11572.221 | 88.48% | 11.4% | 0.1243% | 9.4437 | 0 | 0 | 9.4437 | 0 | 8.1978 | 28.3597 | 0.28906 | 8.1978 | 28.3597 | 0.28906 | 9.5833 | 33.1528 | 0.28906 | 0.08161% | 0.35802 | 0.35769 | 32323.0144 | 2289.7277 | 3409.1909 | 26624.0958 | 32326.4532 | 0 | 0 | 32326.4532 | 0.0003114%
2028 | 442 | 442-729 | Tier-3 | Tier-3---15 | 5--3 | 14 | 1 | 704.6091 | 96.62% | 3.132% | 0.2514% | 2.407 | 0 | 0 | 2.407 | 0 | 2.0894 | 9.4532 | 0.22103 | 2.0894 | 9.4532 | 0.22103 | 2.4426 | 11.0509 | 0.22103 | 0.3416% | 0.36059 | 0.35932 | 1954.0299 | 88.7883 | 138.1468 | 1727.0948 | 1954.2645 | 0 | 0 | 1954.2645 | 7.937e-05%
2028 | 444 | 444-43R | Tier-2 | Tier-2---5 | 5--5 | 102 | 1 | 3413.8137 | 97.67% | 1.995% | 0.3352% | 1.6181 | 0 | 0 | 1.6181 | 0 | 1.4046 | 9.4532 | 0.14859 | 1.4046 | 9.4532 | 0.14859 | 1.642 | 11.0509 | 0.14859 | 0.0474% | 0.2124 | 0.2123 | 16072.3576 | 890.1063 | 476.3771 | 14705.8742 | 16072.5394 | 0 | 0 | 16072.5394 | 5.336e-05%
2028 | 444 | 444-9R | Tier-2 | Tier-2---11 | 5--3 | 90 | 2 | 571.2373 | 70.71% | 27.93% | 1.361% | 0.4443 | 0 | 0 | 0.4443 | 0 | 0.38568 | 18.9065 | 0.0204 | 0.38568 | 18.9065 | 0.0204 | 0.45087 | 22.1019 | 0.0204 | 0.07778% | 0.1488 | 0.14863 | 3839.0169 | 197.4513 | 1077.3117 | 2564.2539 | 3840.2553 | 0 | 0 | 3840.2553 | 1.465e-05%
2028 | 445 | 445-17R | Tier-2 | Tier-2---8 | 5--3 | 43 | 1 | 1603.5562 | 88.72% | 11.16% | 0.1231% | 1.6377 | 0 | 0 | 1.6377 | 0 | 1.4217 | 9.4532 | 0.15039 | 1.4217 | 9.4532 | 0.15039 | 1.6619 | 11.0509 | 0.15039 | 0.1021% | 0.53426 | 0.53365 | 3001.4248 | 150.999 | 302.1467 | 2548.279 | 3001.8149 | 0 | 0 | 3001.8149 | 5.401e-05%
2028 | 445 | 445-18R | Tier-2 | Tier-2---2 | 5--5 | 116 | 4 | 10619.7967 | 95.69% | 4.18% | 0.1317% | 17.3452 | 0 | 0 | 17.3452 | 0 | 15.0568 | 37.8129 | 0.39819 | 15.0568 | 37.8129 | 0.39819 | 17.6016 | 44.2037 | 0.39819 | 0.1633% | 0.6048 | 0.60376 | 17559.3271 | 969.9837 | 680.7099 | 15908.6335 | 17560.6217 | 0 | 0 | 17560.6217 | 0.000572%
2028 | 445 | 445-19R | Tier-2 | Tier-2---8 | 5--3 | 65 | 2 | 1766.7037 | 84.73% | 14.9% | 0.3714% | 2.2799 | 0 | 0 | 2.2799 | 0 | 1.9791 | 18.9065 | 0.10468 | 1.9791 | 18.9065 | 0.10468 | 2.3135 | 22.1019 | 0.10468 | 0.129% | 0.56527 | 0.56441 | 3125.4156 | 150.9089 | 429.896 | 2544.6106 | 3126.1437 | 0 | 0 | 3126.1437 | 7.518e-05%
2028 | 445 | 445-39R | Tier-2 | Tier-2---5 | 5--4 | 91 | 3 | 3678.5806 | 87.54% | 12.33% | 0.1304% | 5.255 | 0 | 0 | 5.255 | 0 | 4.5617 | 28.3597 | 0.16085 | 4.5617 | 28.3597 | 0.16085 | 5.3327 | 33.1528 | 0.16085 | 0.1429% | 0.48997 | 0.48917 | 7507.8253 | 391.1864 | 914.4635 | 6202.1754 | 7509.3543 | 0 | 0 | 7509.3543 | 0.0001733%
2028 | 445 | 445-894R | Tier-2 | Tier-2---5 | 5--4 | 156 | 2 | 4421.0024 | 88.12% | 11.51% | 0.3702% | 2.4724 | 0 | 0 | 2.4724 | 0 | 2.1462 | 18.9065 | 0.11352 | 2.1462 | 18.9065 | 0.11352 | 2.5089 | 22.1019 | 0.11352 | 0.05592% | 0.63526 | 0.63485 | 6959.394 | 312.553 | 750.3762 | 5896.4648 | 6959.9189 | 0 | 0 | 6959.9189 | 8.153e-05%
2028 | 448 | 448-724R | Tier-3 | Tier-3---18 | 5--2 | 49 | 5 | 520.639 | 76.18% | 22.78% | 1.038% | 2.0035 | 0 | 0 | 2.0035 | 0 | 1.7391 | 47.2661 | 0.036795 | 1.7391 | 47.2661 | 0.036795 | 2.0331 | 55.2547 | 0.036795 | 0.3848% | 0.55035 | 0.54757 | 946.0153 | 35.8531 | 201.7143 | 708.4479 | 947.1591 | 0 | 0 | 947.1591 | 6.607e-05%
2028 | 448 | 448-744R | Tier-3 | Tier-3---7 | 5--5 | 224 | 7 | 9104.5616 | 91.68% | 8.126% | 0.1928% | 12.9121 | 0 | 0 | 12.9121 | 0 | 11.2085 | 66.1726 | 0.16938 | 11.2085 | 66.1726 | 0.16938 | 13.1029 | 77.3565 | 0.16938 | 0.1418% | 0.49442 | 0.49365 | 18414.705 | 980.4625 | 1393.5793 | 16040.6633 | 18417.0782 | 0 | 0 | 18417.0782 | 0.0004258%
2028 | 448 | 448-9R | Tier-3 | Tier-3---9 | 5--4 | 106 | 3 | 5644.8109 | 93.43% | 6.384% | 0.1906% | 7.3881 | 0 | 0 | 7.3881 | 0 | 6.4134 | 28.3597 | 0.22614 | 6.4134 | 28.3597 | 0.22614 | 7.4973 | 33.1528 | 0.22614 | 0.1309% | 0.54394 | 0.54318 | 10377.639 | 550.4893 | 645.7623 | 9181.3873 | 10378.5962 | 0 | 0 | 10378.5962 | 0.0002436%
2028 | 449 | 449-13R | Tier-3 | Tier-3---7 | 5--5 | 147 | 7 | 6729.9647 | 90.49% | 9.346% | 0.1629% | 14.3551 | 0 | 0 | 14.3551 | 0 | 12.4611 | 66.1726 | 0.18831 | 12.4611 | 66.1726 | 0.18831 | 14.5672 | 77.3565 | 0.18831 | 0.2133% | 0.28234 | 0.28168 | 23836.2998 | 1408.7102 | 2080.9099 | 20346.6798 | 23841.655 | 0 | 0 | 23841.655 | 0.0004734%
2028 | 449 | 449-16R | Tier-3 | Tier-3---15 | 5--4 | 22 | 3 | 1495.5065 | 96.97% | 2.927% | 0.1006% | 9.789 | 0 | 0 | 9.789 | 0 | 8.4975 | 28.3597 | 0.29963 | 8.4975 | 28.3597 | 0.29963 | 9.9337 | 33.1528 | 0.29963 | 0.6546% | 0.23738 | 0.23578 | 6300.0313 | 365.3232 | 174.7966 | 5759.9115 | 6301.3276 | 0 | 0 | 6301.3276 | 0.0003228%
2028 | 449 | 449-693R | Tier-3 | Tier-3---9 | 5--5 | 34 | 1 | 5260.7056 | 98.77% | 1.153% | 0.07468% | 7.565 | 0 | 0 | 7.565 | 0 | 6.5669 | 9.4532 | 0.69467 | 6.5669 | 9.4532 | 0.69467 | 7.6768 | 11.0509 | 0.69467 | 0.1438% | 0.26107 | 0.26069 | 20150.463 | 1117.608 | 224.7441 | 18808.1109 | 20150.8236 | 0 | 0 | 20150.8236 | 0.0002495%
2028 | 470 | 470-47R | Tier-3 | Tier-3---2 | 5--5 | 53 | 2 | 16740.3911 | 99.37% | 0.5365% | 0.09319% | 31.0729 | 0 | 0 | 31.0729 | 0 | 26.9733 | 18.9065 | 1.4267 | 26.9733 | 18.9065 | 1.4267 | 31.5321 | 22.1019 | 1.4267 | 0.1856% | 0.16225 | 0.16195 | 103174.1084 | 6598.1472 | 589.4379 | 95986.5234 | 103175.3242 | 0 | 0 | 103175.3242 | 0.001025%
2028 | 520 | 520-1045R | Tier-2 | Tier-2---5 | 5--4 | 47 | 1 | 2978.814 | 97.34% | 2.471% | 0.184% | 3.054 | 0 | 0 | 3.054 | 0 | 2.651 | 9.4532 | 0.28044 | 2.651 | 9.4532 | 0.28044 | 3.0991 | 11.0509 | 0.28044 | 0.1025% | 0.26824 | 0.26795 | 11105.2066 | 596.3807 | 258.2442 | 10250.5816 | 11105.5174 | 0 | 0 | 11105.5174 | 0.0001007%
2028 | 520 | 520-1489R | Tier-2 | Tier-2---8 | 5--5 | 129 | 5 | 2637.9338 | 96.76% | 2.798% | 0.4462% | 4.897 | 0 | 0 | 4.897 | 0 | 4.2509 | 47.2661 | 0.089935 | 4.2509 | 47.2661 | 0.089935 | 4.9694 | 55.2547 | 0.089935 | 0.1856% | 0.13822 | 0.13795 | 19085.4238 | 1021.9214 | 566.5154 | 17496.987 | 19086.6138 | 0 | 0 | 19086.6138 | 0.0001615%
2028 | 520 | 520-1509R | Tier-2 | Tier-2---5 | 5--4 | 84 | 1 | 3413.9118 | 92.72% | 6.994% | 0.2858% | 1.8653 | 0 | 0 | 1.8653 | 0 | 1.6192 | 9.4532 | 0.17129 | 1.6192 | 9.4532 | 0.17129 | 1.8929 | 11.0509 | 0.17129 | 0.05464% | 0.28561 | 0.28544 | 11953.1797 | 661.7087 | 782.5338 | 10508.9372 | 11953.6927 | 0 | 0 | 11953.6927 | 6.151e-05%
2028 | 520 | 520-1527R | Tier-3 | Tier-3---7 | 5--5 | 53 | 1 | 6763.0006 | 96.72% | 3.176% | 0.1068% | 6.1091 | 0 | 0 | 6.1091 | 0 | 5.3031 | 9.4532 | 0.56098 | 5.3031 | 9.4532 | 0.56098 | 6.1993 | 11.0509 | 0.56098 | 0.09033% | 0.27105 | 0.27079 | 24951.4497 | 1805.8111 | 756.6493 | 22388.9893 | 24952.2153 | 0 | 0 | 24952.2153 | 0.0002015%
2028 | 521 | 521-14R | Tier-3 | Tier-3---5 | 5--5 | 49 | 2 | 11350.2874 | 96.69% | 3.233% | 0.07621% | 22.1734 | 0 | 0 | 22.1734 | 0 | 19.248 | 18.9065 | 1.0181 | 19.248 | 18.9065 | 1.0181 | 22.5011 | 22.1019 | 1.0181 | 0.1954% | 0.27097 | 0.27042 | 41888.3276 | 2255.8215 | 1272.0917 | 38360.4144 | 41891.1336 | 0 | 0 | 41891.1336 | 0.0007312%
2028 | 521 | 521-1856R | Tier-3 | Tier-3---6 | 5--5 | 87 | 3 | 8477.8617 | 97.79% | 2.104% | 0.1048% | 14.1513 | 0 | 0 | 14.1513 | 0 | 12.2842 | 28.3597 | 0.43316 | 12.2842 | 28.3597 | 0.43316 | 14.3604 | 33.1528 | 0.43316 | 0.1669% | 0.15411 | 0.15384 | 55012.684 | 3012.448 | 1105.9909 | 50894.245 | 55014.7612 | 0 | 0 | 55014.7612 | 0.0004667%
2028 | 521 | 521-27R | Tier-2 | Tier-2---3 | 4--5 | 25 | 1 | 5618.6229 | 98.78% | 1.092% | 0.1294% | 10.989 | 0 | 0 | 10.989 | 0 | 9.5392 | 9.4532 | 1.0091 | 9.5392 | 9.4532 | 1.0091 | 11.1514 | 11.0509 | 1.0091 | 0.1956% | 0.063668 | 0.063542 | 88249.328 | 6355.7576 | 1136.662 | 80756.9084 | 88251.4657 | 0 | 0 | 88251.4657 | 0.0003624%
2028 | 521 | 521-32R | Tier-3 | Tier-3---4 | 5--5 | 42 | 1 | 12241.7135 | 99.38% | 0.5642% | 0.05689% | 14.3381 | 0 | 0 | 14.3381 | 0 | 12.4464 | 9.4532 | 1.3166 | 12.4464 | 9.4532 | 1.3166 | 14.55 | 11.0509 | 1.3166 | 0.1171% | 0.14844 | 0.14826 | 82470.5462 | 5122.2262 | 464.9548 | 76883.3652 | 82471.1506 | 0 | 0 | 82471.1506 | 0.0004728%
2028 | 521 | 521-700R | Tier-2 | Tier-2---3 | 4--5 | 37 | 1 | 9012.5446 | 99.05% | 0.8425% | 0.1052% | 11.9431 | 0 | 0 | 11.9431 | 0 | 10.3674 | 9.4532 | 1.0967 | 10.3674 | 9.4532 | 1.0967 | 12.1196 | 11.0509 | 1.0967 | 0.1325% | 0.074421 | 0.074321 | 121102.821 | 8945.6292 | 1253.8537 | 110903.3381 | 121104.3584 | 0 | 0 | 121104.3584 | 0.0003938%
2028 | 524 | 524-1782F | Tier-3 | Tier-3---10 | 4--5 | 46 | 1 | 5468.1345 | 99.78% | 0.1144% | 0.1099% | 5.871 | 0 | 0 | 5.871 | 0 | 5.0964 | 9.4532 | 0.53912 | 5.0964 | 9.4532 | 0.53912 | 5.9578 | 11.0509 | 0.53912 | 0.1074% | 0.040404 | 0.04036 | 135337.1336 | 10621.643 | 457.8891 | 124257.6016 | 135337.4607 | 0 | 0 | 135337.4607 | 0.0001936%
2028 | 524 | 524-27R | Tier-3 | Tier-3---4 | 4--5 | 114 | 5 | 11317.6942 | 99.77% | 0.1414% | 0.08951% | 24.5146 | 0 | 0 | 24.5146 | 0 | 21.2802 | 47.2661 | 0.45022 | 21.2802 | 47.2661 | 0.45022 | 24.8768 | 55.2547 | 0.45022 | 0.2166% | 0.060207 | 0.060076 | 187979.0829 | 15020.271 | 843.0575 | 172115.7544 | 187980.0274 | 0 | 0 | 187980.0274 | 0.0008084%
2028 | 524 | 524-46R | Tier-3 | Tier-3---4 | 5--5 | 89 | 3 | 13710.9533 | 98.99% | 0.9557% | 0.05722% | 22.6455 | 0 | 0 | 22.6455 | 0 | 19.6578 | 28.3597 | 0.69316 | 19.6578 | 28.3597 | 0.69316 | 22.9802 | 33.1528 | 0.69316 | 0.1652% | 0.18916 | 0.18884 | 72484.9744 | 5399.6154 | 709.3603 | 66375.9987 | 72486.2015 | 0 | 0 | 72486.2015 | 0.0007468%
2028 | 524 | 524-50R | Tier-3 | Tier-3---7 | 5--5 | 84 | 2 | 8801.877 | 98.2% | 1.718% | 0.0819% | 10.187 | 0 | 0 | 10.187 | 0 | 8.843 | 18.9065 | 0.46772 | 8.843 | 18.9065 | 0.46772 | 10.3375 | 22.1019 | 0.46772 | 0.1157% | 0.18313 | 0.18292 | 48062.3901 | 2911.3323 | 788.4961 | 44362.5616 | 48063.4106 | 0 | 0 | 48063.4106 | 0.0003359%
2028 | 524 | 524-69R | Tier-3 | Tier-3---1 | 5--5 | 283 | 4 | 40375.331 | 99.03% | 0.9107% | 0.05596% | 27.9754 | 0 | 0 | 27.9754 | 0 | 24.2845 | 37.8129 | 0.64223 | 24.2845 | 37.8129 | 0.64223 | 28.3888 | 44.2037 | 0.64223 | 0.06929% | 0.27264 | 0.27245 | 148092.4418 | 8147.506 | 1337.0199 | 138607.9158 | 148093.4441 | 0 | 0 | 148093.4441 | 0.0009225%
2028 | 540 | CB 540 | Tier-2 | Tier-2---17 | 1--5 | 4 | 1 | 67.245 | 99.24% | 0% | 0.7576% | 0.82585 | 0 | 0 | 0.82585 | 0 | 0.71689 | 9.4532 | 0.075836 | 0.71689 | 9.4532 | 0.075836 | 0.83806 | 11.0509 | 0.075836 | 1.228% | 0.0036022 | 0.0035576 | 18667.7627 | 1335.1505 | 3231.0476 | 14101.5646 | 18669.5346 | 0 | 0 | 18669.5346 | 2.723e-05%
2028 | 576 | CB 576 | Tier-2 | Tier-2---12 | 4--4 | 3 | 1 | 417.7025 | 78.37% | 21.49% | 0.1463% | 5.4011 | 0 | 0 | 5.4011 | 0 | 4.6885 | 9.4532 | 0.49597 | 4.6885 | 9.4532 | 0.49597 | 5.4809 | 11.0509 | 0.49597 | 1.293% | 0.047237 | 0.046458 | 8842.622 | 398.1663 | 2081.4024 | 6363.0533 | 8874.7148 | 0 | 0 | 8874.7148 | 0.0001781%
2028 | 597 | 597-595 | Tier-2 | Tier-2---1 | 5--5 | 92 | 1 | 18774.394 | 95.55% | 4.388% | 0.06321% | 9.6518 | 0 | 0 | 9.6518 | 0 | 8.3784 | 9.4532 | 0.8863 | 8.3784 | 9.4532 | 0.8863 | 9.7945 | 11.0509 | 0.8863 | 0.05141% | 0.15307 | 0.15298 | 122655.7075 | 12289.1487 | 5017.0863 | 105349.4725 | 122658.6463 | 0 | 0 | 122658.6463 | 0.0003183%
2028 | 599 | 599-19R | Tier-2 | Tier-2---1 | 5--5 | 124 | 2 | 25743.4561 | 99.4% | 0.5253% | 0.0786% | 20.4291 | 0 | 0 | 20.4291 | 0 | 17.7338 | 18.9065 | 0.93798 | 17.7338 | 18.9065 | 0.93798 | 20.731 | 22.1019 | 0.93798 | 0.07936% | 0.15161 | 0.15149 | 169796.7072 | 9028.2208 | 940.8004 | 159827.6859 | 169797.5264 | 0 | 0 | 169797.5264 | 0.0006737%
2028 | 907 | 907-1716R | Tier-3 | Tier-3---2 | 4--5 | 74 | 1 | 27066.4552 | 99.19% | 0.7771% | 0.02941% | 17.9593 | 0 | 0 | 17.9593 | 0 | 15.5898 | 9.4532 | 1.6492 | 15.5898 | 9.4532 | 1.6492 | 18.2247 | 11.0509 | 1.6492 | 0.06635% | 0.088049 | 0.08799 | 307401.4892 | 26739.124 | 2399.2259 | 278263.1391 | 307403.1486 | 0 | 0 | 307403.1486 | 0.0005922%
2028 | 907 | 907-2820R | Tier-3 | Tier-3---10 | 4--5 | 2 | 1 | 6348.4755 | 99.98% | 0.008026% | 0.01607% | 157.0869 | 0 | 0 | 157.0869 | 0 | 136.3617 | 9.4532 | 14.4249 | 136.3617 | 9.4532 | 14.4249 | 159.4083 | 11.0509 | 14.4249 | 2.474% | 0.082479 | 0.080437 | 76970.9977 | 6095.6287 | 17.0995 | 70858.2695 | 76971.4684 | 0 | 0 | 76971.4684 | 0.00518%
2028 | 908 | 908-1172R | Tier-2 | Tier-2---2 | 5--5 | 76 | 1 | 15766.5188 | 98.33% | 1.627% | 0.04735% | 10.0971 | 0 | 0 | 10.0971 | 0 | 8.7649 | 9.4532 | 0.92719 | 8.7649 | 9.4532 | 0.92719 | 10.2463 | 11.0509 | 0.92719 | 0.06404% | 0.20692 | 0.20679 | 76195.3215 | 5331.2754 | 1185.4095 | 69678.6366 | 76196.1528 | 0 | 0 | 76196.1528 | 0.000333%
2028 | 908 | 908-1236 | Tier-2 | Tier-2---2 | 5--5 | 28 | 1 | 11763.9311 | 98.8% | 1.165% | 0.03327% | 20.5478 | 0 | 0 | 20.5478 | 0 | 17.8368 | 9.4532 | 1.8869 | 17.8368 | 9.4532 | 1.8869 | 20.8515 | 11.0509 | 1.8869 | 0.1747% | 0.1877 | 0.18737 | 62673.98 | 5005.8683 | 685.7702 | 56982.3415 | 62675.3097 | 0 | 0 | 62675.3097 | 0.0006776%
2028 | 908 | 908-1368R | Tier-2 | Tier-2---5 | 5--5 | 109 | 1 | 5570.7929 | 96.25% | 3.531% | 0.2207% | 2.435 | 0 | 0 | 2.435 | 0 | 2.1137 | 9.4532 | 0.2236 | 2.1137 | 9.4532 | 0.2236 | 2.4709 | 11.0509 | 0.2236 | 0.04371% | 0.23644 | 0.23634 | 23560.7485 | 1440.3319 | 798.3866 | 21322.03 | 23561.1501 | 0 | 0 | 23561.1501 | 8.03e-05%
2028 | 908 | 908-2038R | Tier-2 | Tier-2---1 | 5--5 | 146 | 1 | 41258.5742 | 98.89% | 1.078% | 0.03081% | 13.8332 | 0 | 0 | 13.8332 | 0 | 12.0081 | 9.4532 | 1.2703 | 12.0081 | 9.4532 | 1.2703 | 14.0376 | 11.0509 | 1.2703 | 0.03353% | 0.23053 | 0.23045 | 178970.5163 | 13265.9985 | 1829.4076 | 163875.1102 | 178971.1895 | 0 | 0 | 178971.1895 | 0.0004562%
2028 | 908 | 908-2055F | Tier-3 | Tier-3---2 | 5--5 | 95 | 3 | 22564.0783 | 99.08% | 0.8792% | 0.03652% | 34.9482 | 0 | 0 | 34.9482 | 0 | 30.3373 | 28.3597 | 1.0697 | 30.3373 | 28.3597 | 1.0697 | 35.4647 | 33.1528 | 1.0697 | 0.1549% | 0.20355 | 0.20323 | 110854.0623 | 7735.6273 | 1009.8579 | 102108.5771 | 110855.6517 | 0 | 0 | 110855.6517 | 0.001152%
2028 | 909 | 909-451 | Tier-3 | Tier-3---1 | 5--5 | 126 | 3 | 55252.3747 | 99.27% | 0.7029% | 0.02396% | 64.6455 | 0 | 0 | 64.6455 | 0 | 56.1166 | 28.3597 | 1.9787 | 56.1166 | 28.3597 | 1.9787 | 65.6009 | 33.1528 | 1.9787 | 0.117% | 0.31112 | 0.31076 | 177590.703 | 9870.6468 | 1163.318 | 166556.7382 | 177592.2261 | 0 | 0 | 177592.2261 | 0.002132%
2028 | 970 | 970-1341R | Tier-3 | Tier-3---4 | 5--5 | 11 | 2 | 12961.6134 | 99.66% | 0.3199% | 0.02218% | 116.2554 | 0 | 0 | 116.2554 | 0 | 100.9173 | 18.9065 | 5.3377 | 100.9173 | 18.9065 | 5.3377 | 117.9735 | 22.1019 | 5.3377 | 0.8969% | 0.12497 | 0.12384 | 103720.1236 | 10455.2915 | 563.8236 | 92701.0085 | 103723.346 | 0 | 0 | 103723.346 | 0.003834%
2028 | 971 | 971-1973R | Tier-3 | Tier-3---4 | 5--5 | 100 | 2 | 15148.7962 | 99.05% | 0.8967% | 0.0506% | 14.8552 | 0 | 0 | 14.8552 | 0 | 12.8953 | 18.9065 | 0.68206 | 12.8953 | 18.9065 | 0.68206 | 15.0748 | 22.1019 | 0.68206 | 0.09806% | 0.14704 | 0.14689 | 103024.8612 | 7594.4752 | 905.6636 | 94524.7224 | 103025.8283 | 0 | 0 | 103025.8283 | 0.0004899%
2028 | 971 | 971-2050R | Tier-3 | Tier-3---2 | 5--5 | 189 | 4 | 28484.5838 | 98.91% | 1.035% | 0.05308% | 29.5164 | 0 | 0 | 29.5164 | 0 | 25.6222 | 37.8129 | 0.6776 | 25.6222 | 37.8129 | 0.6776 | 29.9526 | 44.2037 | 0.6776 | 0.1036% | 0.18464 | 0.18445 | 154268.7539 | 10830.6461 | 1582.0513 | 141856.0564 | 154270.5134 | 0 | 0 | 154270.5134 | 0.0009733%
2028 | 971 | 971-29R | Tier-3 | Tier-3---6 | 5--5 | 28 | 1 | 8015.4065 | 99.46% | 0.5042% | 0.0309% | 14.0943 | 0 | 0 | 14.0943 | 0 | 12.2347 | 9.4532 | 1.2942 | 12.2347 | 9.4532 | 1.2942 | 14.3026 | 11.0509 | 1.2942 | 0.1758% | 0.12171 | 0.12149 | 65856.8143 | 3610.5313 | 317.5488 | 61928.7341 | 65857.4383 | 0 | 0 | 65857.4383 | 0.0004648%
2028 | 971 | 971-371R | Tier-3 | Tier-3---12 | 5--5 | 11 | 1 | 4351.5062 | 99.52% | 0.4473% | 0.03668% | 19.487 | 0 | 0 | 19.487 | 0 | 16.916 | 9.4532 | 1.7894 | 16.916 | 9.4532 | 1.7894 | 19.775 | 11.0509 | 1.7894 | 0.4478% | 0.11668 | 0.11615 | 37295.5773 | 2011.9233 | 160.8045 | 35122.8495 | 37296.3933 | 0 | 0 | 37296.3933 | 0.0006426%
2028 | 971 | 971-388R | Tier-3 | Tier-3---4 | 5--5 | 103 | 2 | 11267.961 | 98.98% | 0.9235% | 0.09902% | 10.7196 | 0 | 0 | 10.7196 | 0 | 9.3053 | 18.9065 | 0.49218 | 9.3053 | 18.9065 | 0.49218 | 10.878 | 22.1019 | 0.49218 | 0.09513% | 0.17642 | 0.17625 | 63870.0886 | 3872.2432 | 602.7653 | 59395.0801 | 63870.7169 | 0 | 0 | 63870.7169 | 0.0003535%
2028 | 971 | CB 971 | Tier-2 | Tier-2---3 | 5--5 | 27 | 1 | 11456.6981 | 99.51% | 0.4569% | 0.03477% | 20.9007 | 0 | 0 | 20.9007 | 0 | 18.1432 | 9.4532 | 1.9193 | 18.1432 | 9.4532 | 1.9193 | 21.2096 | 11.0509 | 1.9193 | 0.1824% | 0.12528 | 0.12505 | 91451.3672 | 5164.7092 | 651.9468 | 85634.7112 | 91452.193 | 0 | 0 | 91452.193 | 0.0006892%
2028 | 972 | 972-1590F | Tier-3 | Tier-3---2 | 5--5 | 106 | 1 | 23409.1539 | 98.39% | 1.548% | 0.05965% | 10.7559 | 0 | 0 | 10.7559 | 0 | 9.3368 | 9.4532 | 0.98769 | 9.3368 | 9.4532 | 0.98769 | 10.9149 | 11.0509 | 0.98769 | 0.04595% | 0.17603 | 0.17595 | 132982.6796 | 10745.803 | 2028.2393 | 120208.6373 | 132983.6782 | 0 | 0 | 132983.6782 | 0.0003547%
2028 | 972 | 972-942R | Tier-3 | Tier-3---6 | 5--5 | 59 | 1 | 9149.6836 | 99.12% | 0.8301% | 0.05344% | 7.6086 | 0 | 0 | 7.6086 | 0 | 6.6048 | 9.4532 | 0.69868 | 6.6048 | 9.4532 | 0.69868 | 7.721 | 11.0509 | 0.69868 | 0.08316% | 0.14195 | 0.14183 | 64459.3584 | 4369.1581 | 517.8641 | 59572.3362 | 64459.8366 | 0 | 0 | 64459.8366 | 0.0002509%
2028 | 974 | 974-23R | Tier-3 | Tier-3---11 | 5--5 | 104 | 3 | 3492.8626 | 93.69% | 6.037% | 0.2698% | 4.6728 | 0 | 0 | 4.6728 | 0 | 4.0563 | 28.3597 | 0.14303 | 4.0563 | 28.3597 | 0.14303 | 4.7419 | 33.1528 | 0.14303 | 0.1338% | 0.16472 | 0.16448 | 21204.8226 | 1225.3577 | 1209.8349 | 18769.63 | 21206.7349 | 0 | 0 | 21206.7349 | 0.0001541%
2028 | 974 | 974-715R | Tier-3 | Tier-3---6 | 5--5 | 29 | 1 | 7107.1697 | 99.55% | 0.3981% | 0.05413% | 12.0763 | 0 | 0 | 12.0763 | 0 | 10.4831 | 9.4532 | 1.1089 | 10.4831 | 9.4532 | 1.1089 | 12.2548 | 11.0509 | 1.1089 | 0.1699% | 0.14069 | 0.14045 | 50517.2415 | 2626.4246 | 327.9593 | 47562.8576 | 50517.6321 | 0 | 0 | 50517.6321 | 0.0003982%
2028 | 980 | CB 980 | Tier-2 | Tier-2---12 | 2--5 | 9 | 1 | 387.8494 | 99.7% | 0% | 0.3041% | 2.1267 | 0 | 0 | 2.1267 | 0 | 1.8461 | 9.4532 | 0.19529 | 1.8461 | 9.4532 | 0.19529 | 2.1581 | 11.0509 | 0.19529 | 0.5483% | 0.0069124 | 0.0068744 | 56109.2292 | 22659.9966 | 1622.27 | 31826.9626 | 56110.1728 | 0 | 0 | 56110.1728 | 7.013e-05%
2028 | 1021 | 1021-1748F | Tier-3 | Tier-3---2 | 5--5 | 95 | 2 | 35156.1224 | 99.02% | 0.9436% | 0.03662% | 36.2773 | 0 | 0 | 36.2773 | 0 | 31.491 | 18.9065 | 1.6656 | 31.491 | 18.9065 | 1.6656 | 36.8134 | 22.1019 | 1.6656 | 0.1032% | 0.16564 | 0.16546 | 212249.5403 | 13715.9361 | 1963.4816 | 196570.1226 | 212251.7107 | 0 | 0 | 212251.7107 | 0.001196%
2028 | 1021 | 1021-25R | Tier-3 | Tier-3---2 | 5--5 | 43 | 3 | 18825.6899 | 99.7% | 0.2782% | 0.02306% | 64.8185 | 0 | 0 | 64.8185 | 0 | 56.2666 | 28.3597 | 1.984 | 56.2666 | 28.3597 | 1.984 | 65.7763 | 33.1528 | 1.984 | 0.3443% | 0.12361 | 0.12318 | 152300.0709 | 9949.5446 | 416.971 | 141933.5553 | 152301.6608 | 0 | 0 | 152301.6608 | 0.002137%
2028 | 1022 | 1022-322R | Tier-3 | Tier-3---10 | 5--5 | 32 | 1 | 5072.1995 | 99.16% | 0.7912% | 0.04875% | 7.7802 | 0 | 0 | 7.7802 | 0 | 6.7537 | 9.4532 | 0.71443 | 6.7537 | 9.4532 | 0.71443 | 7.8951 | 11.0509 | 0.71443 | 0.1534% | 0.10587 | 0.1057 | 47911.5964 | 2988.4313 | 366.1059 | 44557.0592 | 47912.2199 | 0 | 0 | 47912.2199 | 0.0002566%
2028 | 1023 | 1023-46AE | Tier-2 | Tier-2---2 | 5--5 | 80 | 1 | 9469.9149 | 95.98% | 3.884% | 0.1387% | 5.6238 | 0 | 0 | 5.6238 | 0 | 4.8818 | 9.4532 | 0.51642 | 4.8818 | 9.4532 | 0.51642 | 5.7069 | 11.0509 | 0.51642 | 0.05939% | 0.13914 | 0.13905 | 68062.6824 | 3656.971 | 2513.7394 | 61891.9719 | 68064.3774 | 0 | 0 | 68064.3774 | 0.0001855%
2028 | 1023 | 1023-48R | Tier-2 | Tier-2---5 | 5--5 | 64 | 1 | 3773.8473 | 97.39% | 2.337% | 0.2725% | 2.8427 | 0 | 0 | 2.8427 | 0 | 2.4676 | 9.4532 | 0.26103 | 2.4676 | 9.4532 | 0.26103 | 2.8847 | 11.0509 | 0.26103 | 0.07533% | 0.12816 | 0.12806 | 29445.7307 | 1737.6729 | 715.7665 | 26992.2913 | 29446.3256 | 0 | 0 | 29446.3256 | 9.374e-05%
2028 | 1030 | 1030-1728R | Tier-3 | Tier-3---9 | 5--5 | 21 | 1 | 5124.1587 | 98.26% | 1.711% | 0.02883% | 11.8683 | 0 | 0 | 11.8683 | 0 | 10.3024 | 9.4532 | 1.0898 | 10.3024 | 9.4532 | 1.0898 | 12.0437 | 11.0509 | 1.0898 | 0.2316% | 0.23544 | 0.23488 | 21764.1991 | 1221.106 | 349.3689 | 20193.7242 | 21765.0936 | 0 | 0 | 21765.0936 | 0.0003914%
2028 | 1030 | 1030-1777 | Tier-3 | Tier-3---5 | 5--5 | 46 | 4 | 11817.5772 | 98.58% | 1.381% | 0.03413% | 50.1471 | 0 | 0 | 50.1471 | 0 | 43.531 | 37.8129 | 1.1512 | 43.531 | 37.8129 | 1.1512 | 50.8882 | 44.2037 | 1.1512 | 0.4243% | 0.24629 | 0.24523 | 47981.5879 | 2529.7124 | 644.8626 | 44807.0129 | 47984.5233 | 0 | 0 | 47984.5233 | 0.001654%
2028 | 1030 | 1030-18R | Tier-3 | Tier-3---7 | 5--5 | 85 | 5 | 6620.9098 | 98.66% | 1.309% | 0.03186% | 19.02 | 0 | 0 | 19.02 | 0 | 16.5106 | 47.2661 | 0.34931 | 16.5106 | 47.2661 | 0.34931 | 19.3011 | 55.2547 | 0.34931 | 0.2873% | 0.23843 | 0.23773 | 27769.0579 | 1524.2005 | 340.5168 | 25904.3406 | 27770.1454 | 0 | 0 | 27770.1454 | 0.0006272%
2028 | 1030 | 1030-20R | Tier-3 | Tier-3---3 | 5--5 | 124 | 3 | 25318.462 | 99.14% | 0.8163% | 0.04139% | 30.0608 | 0 | 0 | 30.0608 | 0 | 26.0948 | 28.3597 | 0.92014 | 26.0948 | 28.3597 | 0.92014 | 30.5051 | 33.1528 | 0.92014 | 0.1187% | 0.28668 | 0.28634 | 88316.4782 | 5506.1055 | 686.3261 | 82124.0466 | 88317.3864 | 0 | 0 | 88317.3864 | 0.0009913%
2028 | 1030 | 1030-42R | Tier-3 | Tier-3---3 | 5--5 | 119 | 2 | 28398.7895 | 98.49% | 1.466% | 0.03945% | 23.2702 | 0 | 0 | 23.2702 | 0 | 20.2001 | 18.9065 | 1.0684 | 20.2001 | 18.9065 | 1.0684 | 23.6141 | 22.1019 | 1.0684 | 0.08194% | 0.28228 | 0.28204 | 100606.2475 | 6191.924 | 1386.8762 | 93027.4473 | 100607.5086 | 0 | 0 | 100607.5086 | 0.0007674%
2028 | 1030 | 1030-989R | Tier-3 | Tier-3---3 | 5--5 | 103 | 4 | 26696.216 | 99.16% | 0.796% | 0.04527% | 50.8872 | 0 | 0 | 50.8872 | 0 | 44.1734 | 37.8129 | 1.1682 | 44.1734 | 37.8129 | 1.1682 | 51.6392 | 44.2037 | 1.1682 | 0.1906% | 0.30703 | 0.30644 | 86951.1078 | 4865.0498 | 650.3273 | 81435.7308 | 86952.5167 | 0 | 0 | 86952.5167 | 0.001678%
2028 | 1039 | 1039-13 | Tier-2 | Tier-2---3 | 5--5 | 68 | 1 | 15957.1711 | 97.45% | 2.471% | 0.0752% | 11.3201 | 0 | 0 | 11.3201 | 0 | 9.8266 | 9.4532 | 1.0395 | 9.8266 | 9.4532 | 1.0395 | 11.4874 | 11.0509 | 1.0395 | 0.07094% | 0.1351 | 0.135 | 118113.2514 | 10500.2075 | 2816.2541 | 104796.7897 | 118115.4421 | 0 | 0 | 118115.4421 | 0.0003733%
2028 | 1090 | 1090-636R | Tier-3 | Tier-3---15 | 5--3 | 24 | 1 | 919.3728 | 93.93% | 5.62% | 0.4487% | 1.7811 | 0 | 0 | 1.7811 | 0 | 1.5461 | 9.4532 | 0.16356 | 1.5461 | 9.4532 | 0.16356 | 1.8075 | 11.0509 | 0.16356 | 0.1937% | 0.38465 | 0.38385 | 2390.1852 | 120.0827 | 121.765 | 2148.3375 | 2390.485 | 0 | 0 | 2390.485 | 5.874e-05%
2028 | 1090 | 1090-70F | Tier-2 | Tier-2---15 | 2--5 | 4 | 1 | 140.8367 | 88.02% | 11.68% | 0.2956% | 1.5341 | 0 | 0 | 1.5341 | 0 | 1.3317 | 9.4532 | 0.14087 | 1.3317 | 9.4532 | 0.14087 | 1.5567 | 11.0509 | 0.14087 | 1.089% | 0.0083 | 0.0081973 | 16968.2749 | 903.4734 | 1917.2026 | 14147.5988 | 16993.747 | 0 | 0 | 16993.747 | 5.059e-05%
2028 | 1090 | 1090-73F | Tier-3 | Tier-3---10 | 4--5 | 81 | 4 | 5899.0454 | 99.62% | 0.2521% | 0.1275% | 14.3651 | 0 | 0 | 14.3651 | 0 | 12.4699 | 37.8129 | 0.32978 | 12.4699 | 37.8129 | 0.32978 | 14.5774 | 44.2037 | 0.32978 | 0.2435% | 0.046754 | 0.046639 | 126173.0725 | 9334.6657 | 462.1696 | 116376.2372 | 126174.2462 | 0 | 0 | 126174.2462 | 0.0004737%
2028 | 1090 | 1090-74F | Tier-3 | Tier-3---10 | 4--5 | 63 | 1 | 4990.92 | 99.62% | 0.2191% | 0.1576% | 3.9067 | 0 | 0 | 3.9067 | 0 | 3.3912 | 9.4532 | 0.35874 | 3.3912 | 9.4532 | 0.35874 | 3.9644 | 11.0509 | 0.35874 | 0.07828% | 0.045737 | 0.045701 | 109123.1086 | 8272.9718 | 456.2327 | 100393.904 | 109123.4318 | 0 | 0 | 109123.4318 | 0.0001288%
2028 | 1138 | 1138-6R | Tier-2 | Tier-2---5 | 5--5 | 93 | 1 | 4663.8779 | 91.12% | 8.567% | 0.3106% | 2.262 | 0 | 0 | 2.262 | 0 | 1.9636 | 9.4532 | 0.20771 | 1.9636 | 9.4532 | 0.20771 | 2.2954 | 11.0509 | 0.20771 | 0.0485% | 0.17153 | 0.17143 | 27190.5644 | 2036.5744 | 2249.3585 | 22904.6315 | 27191.8498 | 0 | 0 | 27191.8498 | 7.459e-05%
2028 | 1166 | 1166-18R | Tier-3 | Tier-3---5 | 5--5 | 16 | 1 | 10108.4901 | 99.77% | 0.1963% | 0.03345% | 31.2013 | 0 | 0 | 31.2013 | 0 | 27.0848 | 9.4532 | 2.8651 | 27.0848 | 9.4532 | 2.8651 | 31.6624 | 11.0509 | 2.8651 | 0.3087% | 0.21365 | 0.21299 | 47313.4054 | 3052.661 | 107.9125 | 44152.8319 | 47313.7427 | 0 | 0 | 47313.7427 | 0.001029%
2028 | 1215 | 1215-12R | Tier-3 | Tier-3---9 | 5--4 | 43 | 1 | 6147.2839 | 97.88% | 2.045% | 0.07292% | 6.9266 | 0 | 0 | 6.9266 | 0 | 6.0128 | 9.4532 | 0.63605 | 6.0128 | 9.4532 | 0.63605 | 7.029 | 11.0509 | 0.63605 | 0.1127% | 0.69907 | 0.69826 | 8793.5219 | 453.8865 | 171.3905 | 8168.2449 | 8793.7366 | 0 | 0 | 8793.7366 | 0.0002284%
2028 | 1215 | 1215-32R | Tier-3 | Tier-3---7 | 5--4 | 64 | 3 | 8696.5042 | 96.48% | 3.447% | 0.07747% | 19.4674 | 0 | 0 | 19.4674 | 0 | 16.8989 | 28.3597 | 0.59588 | 16.8989 | 28.3597 | 0.59588 | 19.7551 | 33.1528 | 0.59588 | 0.2239% | 0.68132 | 0.67974 | 12764.1579 | 635.3889 | 400.2926 | 11728.4764 | 12765.2043 | 0 | 0 | 12765.2043 | 0.000642%
2028 | 1233 | 1233-587R | Tier-3 | Tier-3---13 | 5--5 | 39 | 1 | 2983.7291 | 97.9% | 1.929% | 0.1696% | 3.7076 | 0 | 0 | 3.7076 | 0 | 3.2184 | 9.4532 | 0.34046 | 3.2184 | 9.4532 | 0.34046 | 3.7624 | 11.0509 | 0.34046 | 0.1243% | 0.13489 | 0.13472 | 22120.1137 | 1287.4024 | 436.159 | 20396.5523 | 22120.7035 | 0 | 0 | 22120.7035 | 0.0001223%
2028 | 1234 | CB 1234 | Tier-3 | Tier-3---10 | 5--5 | 79 | 2 | 6311.4919 | 84.29% | 15.54% | 0.1769% | 6.6666 | 0 | 0 | 6.6666 | 0 | 5.7871 | 18.9065 | 0.30609 | 5.7871 | 18.9065 | 0.30609 | 6.7652 | 22.1019 | 0.30609 | 0.1056% | 0.11961 | 0.11946 | 52765.4948 | 2759.6634 | 8111.6399 | 41894.1915 | 52775.8971 | 0 | 0 | 52775.8971 | 0.0002198%
2028 | 1235 | CB 1235 | Tier-2 | Tier-2---6 | 4--5 | 92 | 3 | 6645.572 | 99.09% | 0.6868% | 0.2213% | 10.6294 | 0 | 0 | 10.6294 | 0 | 9.227 | 28.3597 | 0.32536 | 9.227 | 28.3597 | 0.32536 | 10.7865 | 33.1528 | 0.32536 | 0.1599% | 0.082825 | 0.082691 | 80236.4987 | 5995.4874 | 833.9481 | 73407.0631 | 80237.6767 | 0 | 0 | 80237.6767 | 0.0003505%
2028 | 1243 | 1243-45R | Tier-2 | Tier-2---7 | 4--5 | 16 | 1 | 1878.3826 | 99.05% | 0.8285% | 0.1244% | 5.7559 | 0 | 0 | 5.7559 | 0 | 4.9965 | 9.4532 | 0.52855 | 4.9965 | 9.4532 | 0.52855 | 5.8409 | 11.0509 | 0.52855 | 0.3064% | 0.087615 | 0.087344 | 21438.9544 | 1134.9825 | 174.3683 | 20129.6036 | 21439.5884 | 0 | 0 | 21439.5884 | 0.0001898%
2028 | 1243 | CB 1243 | Tier-2 | Tier-2---7 | 3--5 | 30 | 1 | 1438.3629 | 99.75% | 0% | 0.2509% | 2.3673 | 0 | 0 | 2.3673 | 0 | 2.055 | 9.4532 | 0.21739 | 2.055 | 9.4532 | 0.21739 | 2.4023 | 11.0509 | 0.21739 | 0.1646% | 0.019586 | 0.019554 | 73438.3162 | 4480.0299 | 229.8696 | 68728.4167 | 73438.6207 | 0 | 0 | 73438.6207 | 7.807e-05%
2028 | 1458 | 1458-1131R | Tier-3 | Tier-3---4 | 5--5 | 51 | 1 | 15987.4265 | 99.09% | 0.8886% | 0.01928% | 15.3763 | 0 | 0 | 15.3763 | 0 | 13.3477 | 9.4532 | 1.412 | 13.3477 | 9.4532 | 1.412 | 15.6036 | 11.0509 | 1.412 | 0.09618% | 0.15941 | 0.15925 | 100291.8687 | 5185.6618 | 825.6268 | 94280.5802 | 100292.7533 | 0 | 0 | 100292.7533 | 0.0005071%
2028 | 1458 | 1458-565R | Tier-3 | Tier-3---6 | 5--5 | 38 | 2 | 8159.9793 | 99.25% | 0.7112% | 0.04348% | 21.0985 | 0 | 0 | 21.0985 | 0 | 18.3148 | 18.9065 | 0.96871 | 18.3148 | 18.9065 | 0.96871 | 21.4103 | 22.1019 | 0.96871 | 0.2586% | 0.15819 | 0.15778 | 51582.9513 | 2671.5244 | 353.2832 | 48558.1438 | 51583.9681 | 0 | 0 | 51583.9681 | 0.0006957%
2028 | 1458 | 1458-601R | Tier-3 | Tier-3---2 | 5--5 | 127 | 4 | 37077.302 | 99.36% | 0.615% | 0.02874% | 57.4334 | 0 | 0 | 57.4334 | 0 | 49.8559 | 37.8129 | 1.3185 | 49.8559 | 37.8129 | 1.3185 | 58.2822 | 44.2037 | 1.3185 | 0.1549% | 0.20421 | 0.20389 | 181561.9083 | 16225.6288 | 1105.2701 | 164231.0094 | 181563.7335 | 0 | 0 | 181563.7335 | 0.001894%
2028 | CTL1 | CTL1-3R | Tier-3 | Tier-3---14 | 5--4 | 53 | 2 | 2064.0334 | 78.9% | 20.86% | 0.2358% | 3.042 | 0 | 0 | 3.042 | 0 | 2.6406 | 18.9065 | 0.13967 | 2.6406 | 18.9065 | 0.13967 | 3.0869 | 22.1019 | 0.13967 | 0.1474% | 0.42513 | 0.42434 | 4855.055 | 225.2505 | 929.4415 | 3700.363 | 4856.9721 | 0 | 0 | 4856.9721 | 0.0001003%
2028 | DV1 | DV1-3R | Tier-3 | Tier-3---11 | 5--5 | 90 | 4 | 3719.4004 | 95.17% | 4.691% | 0.1427% | 7.7872 | 0 | 0 | 7.7872 | 0 | 6.7598 | 37.8129 | 0.17877 | 6.7598 | 37.8129 | 0.17877 | 7.9022 | 44.2037 | 0.17877 | 0.2094% | 0.19421 | 0.19378 | 19151.2388 | 1060.0216 | 843.3957 | 17247.8214 | 19153.2798 | 0 | 0 | 19153.2798 | 0.0002568%
2028 | JU1 | CB JU1 | Tier-3 | Tier-3---15 | 5--4 | 29 | 1 | 1531.7487 | 97.85% | 2.019% | 0.1357% | 2.5582 | 0 | 0 | 2.5582 | 0 | 2.2207 | 9.4532 | 0.23491 | 2.2207 | 9.4532 | 0.23491 | 2.596 | 11.0509 | 0.23491 | 0.167% | 0.1808 | 0.1805 | 8471.8458 | 469.0858 | 165.6284 | 7837.1316 | 8472.158 | 0 | 0 | 8472.158 | 8.436e-05%
2028 | MOR1 | CB MOR1 | Tier-2 | Tier-2---4 | 5--5 | 32 | 1 | 5119.7141 | 98.56% | 1.393% | 0.05121% | 7.8052 | 0 | 0 | 7.8052 | 0 | 6.7754 | 9.4532 | 0.71673 | 6.7754 | 9.4532 | 0.71673 | 7.9205 | 11.0509 | 0.71673 | 0.1525% | 0.12647 | 0.12627 | 40481.7763 | 2466.5834 | 537.059 | 37478.1339 | 40482.6819 | 0 | 0 | 40482.6819 | 0.0002574%
2028 | OK1 | CB OK1 | Tier-3 | Tier-3---7 | 5--5 | 109 | 1 | 6915.6819 | 99% | 0.9206% | 0.07911% | 3.1092 | 0 | 0 | 3.1092 | 0 | 2.699 | 9.4532 | 0.28551 | 2.699 | 9.4532 | 0.28551 | 3.1552 | 11.0509 | 0.28551 | 0.04496% | 0.20255 | 0.20246 | 34143.1528 | 2255.401 | 307.6674 | 31580.0844 | 34143.3079 | 0 | 0 | 34143.3079 | 0.0001025%
2028 | PE1 | CB PE1 | Tier-3 | Tier-3---13 | 5--4 | 66 | 3 | 3027.5479 | 94.73% | 5.109% | 0.164% | 6.4528 | 0 | 0 | 6.4528 | 0 | 5.6014 | 28.3597 | 0.19751 | 5.6014 | 28.3597 | 0.19751 | 6.5481 | 33.1528 | 0.19751 | 0.2131% | 0.24168 | 0.24114 | 12527.0623 | 651.1133 | 599.2989 | 11276.6501 | 12528.5519 | 0 | 0 | 12528.5519 | 0.0002128%
2028 | RA1 | CB RA1 | Tier-2 | Tier-2---2 | 5--5 | 65 | 1 | 10517.0624 | 98.31% | 1.619% | 0.07383% | 7.8735 | 0 | 0 | 7.8735 | 0 | 6.8347 | 9.4532 | 0.72301 | 6.8347 | 9.4532 | 0.72301 | 7.9899 | 11.0509 | 0.72301 | 0.07486% | 0.14726 | 0.14715 | 71417.5478 | 3677.0651 | 1105.1436 | 66635.3391 | 71418.4694 | 0 | 0 | 71418.4694 | 0.0002596%
2028 | RA1 | RA1-402R | Tier-3 | Tier-3---4 | 5--5 | 30 | 1 | 9339.3378 | 99.33% | 0.6459% | 0.02826% | 15.306 | 0 | 0 | 15.306 | 0 | 13.2866 | 9.4532 | 1.4055 | 13.2866 | 9.4532 | 1.4055 | 15.5322 | 11.0509 | 1.4055 | 0.1639% | 0.12948 | 0.12926 | 72130.9155 | 4375.0229 | 443.5541 | 67312.3385 | 72131.7191 | 0 | 0 | 72131.7191 | 0.0005047%
2028 | RB1 | RB1-427R | Tier-3 | Tier-3---7 | 5--5 | 85 | 3 | 6920.124 | 97.57% | 2.306% | 0.1195% | 11.7966 | 0 | 0 | 11.7966 | 0 | 10.2402 | 28.3597 | 0.36108 | 10.2402 | 28.3597 | 0.36108 | 11.9709 | 33.1528 | 0.36108 | 0.1705% | 0.15381 | 0.15354 | 44992.7829 | 2694.5507 | 965.1573 | 41333.0749 | 44994.6929 | 0 | 0 | 44994.6929 | 0.000389%
2028 | RB1 | RB1-433R | Tier-3 | Tier-3---10 | 5--5 | 27 | 1 | 5946.5075 | 99.32% | 0.6164% | 0.06772% | 10.8273 | 0 | 0 | 10.8273 | 0 | 9.3988 | 9.4532 | 0.99425 | 9.3988 | 9.4532 | 0.99425 | 10.9874 | 11.0509 | 0.99425 | 0.1821% | 0.15284 | 0.15256 | 38906.0871 | 2307.7478 | 238.1361 | 36360.2032 | 38906.576 | 0 | 0 | 38906.576 | 0.000357%
2028 | SL1 | CB SL1 | Tier-3 | Tier-3---11 | 5--5 | 128 | 6 | 3361.5705 | 93.71% | 6.129% | 0.1568% | 7.3096 | 0 | 0 | 7.3096 | 0 | 6.3452 | 56.7194 | 0.11187 | 6.3452 | 56.7194 | 0.11187 | 7.4176 | 66.3056 | 0.11187 | 0.2174% | 0.19527 | 0.19482 | 17214.6695 | 1252.9171 | 1001.4319 | 14960.3205 | 17217.1861 | 0 | 0 | 17217.1861 | 0.000241%
2028 | TM1 | TM1-10R | Tier-3 | Tier-3---12 | 5--5 | 20 | 3 | 3782.8568 | 99.48% | 0.4537% | 0.066% | 27.9417 | 0 | 0 | 27.9417 | 0 | 24.2553 | 28.3597 | 0.85527 | 24.2553 | 28.3597 | 0.85527 | 28.3547 | 33.1528 | 0.85527 | 0.7386% | 0.093421 | 0.092727 | 40492.6609 | 2080.2531 | 189.7576 | 38222.6503 | 40494.2351 | 0 | 0 | 40494.2351 | 0.0009214%

## Trim_and_Removal
Prune and Removel - Risk & Cost Benefit | [29 empty] | Summary Table |  | Baseline 2024 | Baseline 2024 | Baseline 2024 | WACC | WACC | WACC | H.D.R | H.D.R | H.D.R | S.D.R | S.D.R | S.D.R
[30 empty] | Year | Total Units (miles) | WF + PSPS + PEDS Risk Baseline (K$) | Baseline Risk Reduction (K$) | Baseline Risk Reduction (%) | PV Risk Reduced (K$) Year 40 | PV Total Cost Capital + O&M (K$) Year 40 | BCR WACC | PV Risk Reduced (K$) Year 40 | PV Total Cost Capital + O&M (K$) Year 40 | BCR HDR | PV Risk Reduced (K$) Year 40 | PV Total Cost Capital + O&M (K$) Year 40 | BCR SDR | Service Territory Risk Reduction (%)
back to index | [29 empty] | 2026 | 91336 | 2834578.5099 | 136692.5547 | 4.822% | 130395.4104 | 30054.5835 | 4.3386 | 130395.4104 | 30054.5835 | 4.3386 | 137362.6162 | 31660.4412 | 4.3386 | 4.508%
[9 empty] | Assumptions | Value | Units | Last Update | Comments |  |  |  | Notes | [12 empty] | 2027 | 91336 | 2834578.5099 | 136692.5547 | 4.822% | 124388.3627 | 28670.0308 | 4.3386 | 124388.3627 | 28670.0308 | 4.3386 | 138035.9624 | 31815.6394 | 4.3386 | 4.508%
[9 empty] | Capital Cost only in Year 0 | 0.34495 | K$/tree | 2025-05-07 |  |  |  |  | [1] SDG&E does not calculate the risk reduction for the safety and reliability attributes for this program. All risk reduction is considered to fall within the financial attribute. | [12 empty] | 2028 | 91336 | 2834578.5099 | 136692.5547 | 4.822% | 118658.0472 | 27349.2616 | 4.3386 | 118658.0472 | 27349.2616 | 4.3386 | 138712.6092 | 31971.5984 | 4.3386 | 4.508%
[9 empty] | Service Drop factor | 0% | % | 2025-05-07 |  |  |  |  | [2] To avoid double counting of foundational cost SDG&E assumes no foundational cost for this program. | [12 empty] | Total 2026-2028 | 274008 | 8503735.5297 | 410077.664 | 4.822% | 373441.8203 | 86073.8759 | 4.3386 | 373441.8203 | 86073.8759 | 4.3386 | 414111.1878 | 95447.679 | 4.3386 | 13.52%
[9 empty] | OH to UG conversion factor | 0% | % | 2025-05-07
[9 empty] | Long-term Ongoing costs | 0 | $/unit | 2025-05-07
[9 empty] | Lifetime | 1 | Years | 2025-05-07
[9 empty] | Inflation Assumption to adjust Baseline | 2.5% |  | 2025-05-07
[9 empty] | Mitigation Effectiveness Estimate (%) | 4.95% | % | 2025-05-07
[9 empty] | Additional Installation Cost (O&M) only in Year 0 | 0 | M$/mile | 2025-05-07
[13 empty] | [1] | [1] | [1] | [2]
[8 empty] | Baseline 2025 | Baseline 2025 | Baseline 2025 | Baseline 2025 | Baseline 2025 | Baseline 2025 | Baseline 2025 | Baseline 2025 | Baseline 2025 | WACC | WACC | WACC | H.D.R | H.D.R | H.D.R | S.D.R | S.D.R | S.D.R |  |  |  | Pre - Mitigation CoRE |  |  |  | Post - Mitigation CoRE
Year | Feeder | Feeder Segment | HFTD Tier | Tranche ID HTM | Tranche ID Quintile | Total Units | Units (Poles) | WF + PSPS + PEDS Risk Baseline (K$/year) | Baseline Wildfire (%) | Baseline PSPS (%) | Baseline PEDS (%) | Risk Reduction (K$/year) | Safety Risk Reduction (K$/year) | Reliability Risk Reduction (K$/year) | Financial Risk Reduction (K$/year) | Mitigation Annual Cost (K$/year) | PV Risk Reduced (K$) Year 55 | PV Total Cost Capital + O&M (K$) Year 55 | BCR WACC | PV Risk Reduced (K$) Year 55 | PV Total Cost Capital + O&M (K$) Year 55 | BCR HDR | PV Risk Reduced (K$) Year 55 | PV Total Cost Capital + O&M (K$) Year 55 | BCR SDR | Risk Reduction % | Pre-Mitigation LoRE | Post-Mitigation LoRE | Pre-Mitigated CoRE [K$] | Pre-Mitigated CoRE Safety [K$] | Pre-Mitigated CoRE Reliability [K$] | Pre-Mitigated CoRE Financial [K$] | Post-Mitigated CoRE [K$] | Post-Mitigated CoRE Safety [K$] | Post-Mitigated CoRE Reliability [K$] | Post-Mitigated CoRE Financial [K$] | Service Territory Risk Reduction (%)
2026 | 1001 | 1001-1231F | Tier-2 | Tier-2---15 | 3--3 | 5 | 100% | 117.1572 | 99.03% | 0.8725% | 0.09309% | 5.7433 | 0 | 0 | 5.7433 | 0 | 5.4787 | 1.6453 | 3.33 | 5.4787 | 1.6453 | 3.33 | 5.7714 | 1.7332 | 3.33 | 4.902% | 0.025088 | 0.023847 | 4669.7772 | 254.6756 | 41.5622 | 4373.5394 | 4672.1255 | 0 | 0 | 4672.1255 | 0.0001894%
2026 | 1001 | 1001-1814AE | Tier-2 | Tier-2---11 | 5--3 | 34 | 100% | 409.0622 | 99.15% | 0.7717% | 0.07851% | 20.0764 | 0 | 0 | 20.0764 | 0 | 19.1516 | 11.1879 | 1.7118 | 19.1516 | 11.1879 | 1.7118 | 20.1748 | 11.7857 | 1.7118 | 4.908% | 0.094213 | 0.089549 | 4341.8958 | 236.5203 | 34.0095 | 4071.3661 | 4343.8182 | 0 | 0 | 4343.8182 | 0.000662%
2026 | 1001 | 1001-1820F | Tier-2 | Tier-2---5 | 5--5 | 620 | 100% | 4222.2471 | 91.41% | 8.486% | 0.103% | 191.0494 | 0 | 0 | 191.0494 | 0 | 182.2481 | 204.0142 | 0.89331 | 182.2481 | 204.0142 | 0.89331 | 191.9859 | 214.915 | 0.89331 | 4.525% | 0.12846 | 0.1221 | 32868.2878 | 1721.3581 | 2595.1533 | 28551.7765 | 33015.3127 | 0 | 0 | 33015.3127 | 0.0063%
2026 | 1021 | 1021-1748F | Tier-3 | Tier-3---2 | 5--5 | 510 | 100% | 35156.1224 | 99.02% | 0.9436% | 0.03662% | 1723.1698 | 0 | 0 | 1723.1698 | 0 | 1643.7869 | 167.8181 | 9.795 | 1643.7869 | 167.8181 | 9.795 | 1731.6167 | 176.7849 | 9.795 | 4.901% | 0.16564 | 0.15744 | 212249.5403 | 13715.9361 | 1963.4816 | 196570.1226 | 212357.8902 | 0 | 0 | 212357.8902 | 0.05682%
2026 | 1021 | 1021-1760R | Tier-3 | Tier-3---6 | 5--5 | 72 | 100% | 7055.7157 | 98.18% | 1.793% | 0.03106% | 342.8861 | 0 | 0 | 342.8861 | 0 | 327.0901 | 23.692 | 13.8059 | 327.0901 | 23.692 | 13.8059 | 344.567 | 24.9579 | 13.8059 | 4.86% | 0.10829 | 0.10293 | 65155.0235 | 4038.9642 | 1087.8449 | 60028.2144 | 65216.9272 | 0 | 0 | 65216.9272 | 0.01131%
2026 | 1021 | 1021-25R | Tier-3 | Tier-3---2 | 5--5 | 230 | 100% | 18825.6899 | 99.7% | 0.2782% | 0.02306% | 929.0645 | 0 | 0 | 929.0645 | 0 | 886.2644 | 75.6827 | 11.7103 | 886.2644 | 75.6827 | 11.7103 | 933.6187 | 79.7265 | 11.7103 | 4.935% | 0.12361 | 0.11749 | 152300.0709 | 9949.5446 | 416.971 | 141933.5553 | 152323.9638 | 0 | 0 | 152323.9638 | 0.03064%
2026 | 1021 | 1021-855 | Tier-3 | Tier-3---10 | 5--5 | 99 | 100% | 5034.3753 | 99.51% | 0.4541% | 0.0405% | 247.9689 | 0 | 0 | 247.9689 | 0 | 236.5455 | 32.5765 | 7.2612 | 236.5455 | 32.5765 | 7.2612 | 249.1845 | 34.3171 | 7.2612 | 4.926% | 0.10909 | 0.10369 | 46149.2476 | 2319.9671 | 207.6388 | 43621.6417 | 46161.1355 | 0 | 0 | 46161.1355 | 0.008177%
2026 | 1021 | 1021-883R | Tier-3 | Tier-3---16 | 5--4 | 32 | 100% | 1386.6299 | 99.58% | 0.3809% | 0.03987% | 68.3494 | 0 | 0 | 68.3494 | 0 | 65.2006 | 10.5298 | 6.192 | 65.2006 | 10.5298 | 6.192 | 68.6844 | 11.0924 | 6.192 | 4.929% | 0.10042 | 0.095448 | 13808.4689 | 696.2558 | 53.5765 | 13058.6366 | 13811.4949 | 0 | 0 | 13811.4949 | 0.002254%
2026 | 1021 | 1021-92 | Tier-3 | Tier-3---15 | 5--4 | 20 | 100% | 794.3626 | 99.6% | 0.3592% | 0.04176% | 39.1633 | 0 | 0 | 39.1633 | 0 | 37.3591 | 6.5811 | 5.6767 | 37.3591 | 6.5811 | 5.6767 | 39.3553 | 6.9327 | 5.6767 | 4.93% | 0.099013 | 0.094112 | 8022.7784 | 405.0442 | 27.6394 | 7590.0948 | 8024.4536 | 0 | 0 | 8024.4536 | 0.001291%
2026 | 1022 | 1022-17F | Tier-3 | Tier-3---4 | 5--5 | 145 | 100% | 9800.6792 | 99.62% | 0.3456% | 0.03348% | 483.2946 | 0 | 0 | 483.2946 | 0 | 461.0302 | 47.713 | 9.6626 | 461.0302 | 47.713 | 9.6626 | 485.6637 | 50.2624 | 9.6626 | 4.931% | 0.10945 | 0.10403 | 89544.6442 | 5359.6686 | 310.5435 | 83874.4321 | 89562.3218 | 0 | 0 | 89562.3218 | 0.01594%
2026 | 1022 | 1022-26R | Tier-3 | Tier-3---15 | 4--4 | 5 | 100% | 694.7204 | 99.22% | 0.7469% | 0.03547% | 34.1196 | 0 | 0 | 34.1196 | 0 | 32.5478 | 1.6453 | 19.7826 | 32.5478 | 1.6453 | 19.7826 | 34.2868 | 1.7332 | 19.7826 | 4.911% | 0.092662 | 0.088075 | 7497.376 | 376.7223 | 52.0531 | 7068.6006 | 7500.4309 | 0 | 0 | 7500.4309 | 0.001125%
2026 | 1022 | 1022-322R | Tier-3 | Tier-3---10 | 5--5 | 57 | 100% | 5072.1995 | 99.16% | 0.7912% | 0.04875% | 248.9649 | 0 | 0 | 248.9649 | 0 | 237.4956 | 18.7561 | 12.6623 | 237.4956 | 18.7561 | 12.6623 | 250.1853 | 19.7583 | 12.6623 | 4.908% | 0.10587 | 0.10063 | 47911.5964 | 2988.4313 | 366.1059 | 44557.0592 | 47932.5548 | 0 | 0 | 47932.5548 | 0.00821%
2026 | 1023 | 1023-200R | Tier-2 | Tier-2---5 | 4--5 | 198 | 100% | 2889.9732 | 99.24% | 0.6691% | 0.08946% | 141.9685 | 0 | 0 | 141.9685 | 0 | 135.4283 | 65.1529 | 2.0786 | 135.4283 | 65.1529 | 2.0786 | 142.6644 | 68.6341 | 2.0786 | 4.912% | 0.083115 | 0.079 | 34770.9454 | 1877.1075 | 241.328 | 32652.5099 | 34784.6815 | 0 | 0 | 34784.6815 | 0.004682%
2026 | 1023 | 1023-46AE | Tier-2 | Tier-2---2 | 5--5 | 886 | 100% | 9469.9149 | 95.98% | 3.884% | 0.1387% | 449.9058 | 0 | 0 | 449.9058 | 0 | 429.1796 | 291.5429 | 1.4721 | 429.1796 | 291.5429 | 1.4721 | 452.1112 | 307.1204 | 1.4721 | 4.751% | 0.13914 | 0.13225 | 68062.6824 | 3656.971 | 2513.7394 | 61891.9719 | 68205.2551 | 0 | 0 | 68205.2551 | 0.01484%
2026 | 1023 | 1023-48R | Tier-2 | Tier-2---5 | 5--5 | 587 | 100% | 3773.8473 | 97.39% | 2.337% | 0.2725% | 181.93 | 0 | 0 | 181.93 | 0 | 173.5489 | 193.1554 | 0.89849 | 173.5489 | 193.1554 | 0.89849 | 182.8218 | 203.4759 | 0.89849 | 4.821% | 0.12816 | 0.12182 | 29445.7307 | 1737.6729 | 715.7665 | 26992.2913 | 29485.7528 | 0 | 0 | 29485.7528 | 0.005999%
2026 | 1023 | 1023-89R | Tier-2 | Tier-2---11 | 4--4 | 101 | 100% | 585.5086 | 87.68% | 11.85% | 0.4758% | 25.4114 | 0 | 0 | 25.4114 | 0 | 24.2408 | 33.2346 | 0.72938 | 24.2408 | 33.2346 | 0.72938 | 25.536 | 35.0103 | 0.72938 | 4.34% | 0.083403 | 0.079275 | 7020.201 | 414.9664 | 782.0246 | 5823.21 | 7065.2497 | 0 | 0 | 7065.2497 | 0.000838%
2026 | 1030 | 1030-1728R | Tier-3 | Tier-3---9 | 5--5 | 14 | 100% | 5124.1587 | 98.26% | 1.711% | 0.02883% | 249.2335 | 0 | 0 | 249.2335 | 0 | 237.7519 | 4.6068 | 51.6092 | 237.7519 | 4.6068 | 51.6092 | 250.4553 | 4.8529 | 51.6092 | 4.864% | 0.23544 | 0.22379 | 21764.1991 | 1221.106 | 349.3689 | 20193.7242 | 21783.9158 | 0 | 0 | 21783.9158 | 0.008219%
2026 | 1030 | 1030-1777 | Tier-3 | Tier-3---5 | 5--5 | 117 | 100% | 11817.5772 | 98.58% | 1.381% | 0.03413% | 576.6917 | 0 | 0 | 576.6917 | 0 | 550.1247 | 38.4995 | 14.2892 | 550.1247 | 38.4995 | 14.2892 | 579.5186 | 40.5565 | 14.2892 | 4.88% | 0.24629 | 0.2341 | 47981.5879 | 2529.7124 | 644.8626 | 44807.0129 | 48016.9501 | 0 | 0 | 48016.9501 | 0.01902%
2026 | 1030 | 1030-1823F | Tier-3 | Tier-3---13 | 5--5 | 50 | 100% | 2150.9739 | 99.45% | 0.5287% | 0.02497% | 105.8837 | 0 | 0 | 105.8837 | 0 | 101.0059 | 16.4528 | 6.1391 | 101.0059 | 16.4528 | 6.1391 | 106.4028 | 17.3319 | 6.1391 | 4.923% | 0.10605 | 0.1008 | 20281.9888 | 1017.5622 | 101.0259 | 19163.4007 | 20287.8367 | 0 | 0 | 20287.8367 | 0.003492%
2026 | 1030 | 1030-18R | Tier-3 | Tier-3---7 | 5--5 | 307 | 100% | 6620.9098 | 98.66% | 1.309% | 0.03186% | 323.3397 | 0 | 0 | 323.3397 | 0 | 308.4441 | 101.0199 | 3.0533 | 308.4441 | 101.0199 | 3.0533 | 324.9247 | 106.4176 | 3.0533 | 4.884% | 0.23843 | 0.22663 | 27769.0579 | 1524.2005 | 340.5168 | 25904.3406 | 27788.4525 | 0 | 0 | 27788.4525 | 0.01066%
2026 | 1030 | 1030-20R | Tier-3 | Tier-3---3 | 5--5 | 298 | 100% | 25318.462 | 99.14% | 0.8163% | 0.04139% | 1242.5149 | 0 | 0 | 1242.5149 | 0 | 1185.2748 | 98.0584 | 12.0874 | 1185.2748 | 98.0584 | 12.0874 | 1248.6056 | 103.2978 | 12.0874 | 4.908% | 0.28668 | 0.27249 | 88316.4782 | 5506.1055 | 686.3261 | 82124.0466 | 88355.9257 | 0 | 0 | 88355.9257 | 0.04097%
2026 | 1030 | 1030-42R | Tier-3 | Tier-3---3 | 5--5 | 474 | 100% | 28398.7895 | 98.49% | 1.466% | 0.03945% | 1384.5772 | 0 | 0 | 1384.5772 | 0 | 1320.7925 | 155.9722 | 8.4681 | 1320.7925 | 155.9722 | 8.4681 | 1391.3643 | 164.306 | 8.4681 | 4.875% | 0.28228 | 0.2683 | 100606.2475 | 6191.924 | 1386.8762 | 93027.4473 | 100685.1242 | 0 | 0 | 100685.1242 | 0.04566%
2026 | 1030 | 1030-989R | Tier-3 | Tier-3---3 | 5--5 | 159 | 100% | 26696.216 | 99.16% | 0.796% | 0.04527% | 1310.3453 | 0 | 0 | 1310.3453 | 0 | 1249.9804 | 52.3198 | 23.8912 | 1249.9804 | 52.3198 | 23.8912 | 1316.7686 | 55.1153 | 23.8912 | 4.908% | 0.30703 | 0.29183 | 86951.1078 | 4865.0498 | 650.3273 | 81435.7308 | 86989.2036 | 0 | 0 | 86989.2036 | 0.04321%
2026 | 1039 | 1039-13 | Tier-2 | Tier-2---3 | 5--5 | 740 | 100% | 15957.1711 | 97.45% | 2.471% | 0.0752% | 769.7688 | 0 | 0 | 769.7688 | 0 | 734.3072 | 243.5008 | 3.0156 | 734.3072 | 243.5008 | 3.0156 | 773.5422 | 256.5114 | 3.0156 | 4.824% | 0.1351 | 0.12841 | 118113.2514 | 10500.2075 | 2816.2541 | 104796.7897 | 118269.8643 | 0 | 0 | 118269.8643 | 0.02538%
2026 | 1073 | 1073-872F | Tier-2 | Tier-2---20 | 3--2 | 49 | 100% | 17.9659 | 86.84% | 10.72% | 2.434% | 0.7723 | 0 | 0 | 0.7723 | 0 | 0.73672 | 16.1237 | 0.045692 | 0.73672 | 16.1237 | 0.045692 | 0.77608 | 16.9852 | 0.045692 | 4.299% | 0.018584 | 0.017664 | 966.7183 | 76.5664 | 118.0704 | 772.0814 | 973.3425 | 0 | 0 | 973.3425 | 2.547e-05%
2026 | 1073 | 1073-886F | Tier-2 | Tier-2---20 | 3--2 | 18 | 100% | 27.0781 | 12.75% | 86.83% | 0.4178% | 0.17092 | 0 | 0 | 0.17092 | 0 | 0.16305 | 5.923 | 0.027528 | 0.16305 | 5.923 | 0.027528 | 0.17176 | 6.2395 | 0.027528 | 0.6312% | 0.016776 | 0.015946 | 1614.0782 | 19.1067 | 1282.2131 | 312.7584 | 1687.417 | 0 | 0 | 1687.417 | 5.636e-06%
2026 | 1073 | 1073-887F | Tier-2 | Tier-2---21 | 3--1 | 2 | 100% | 6.3934 | 34.35% | 64.55% | 1.103% | 0.10871 | 0 | 0 | 0.10871 | 0 | 0.1037 | 0.65811 | 0.15757 | 0.1037 | 0.65811 | 0.15757 | 0.10924 | 0.69327 | 0.15757 | 1.7% | 0.016639 | 0.015815 | 384.2398 | 11.9549 | 217.4823 | 154.8027 | 397.3768 | 0 | 0 | 397.3768 | 3.585e-06%
2026 | 1090 | 1090-1734 | Tier-3 | Tier-3---16 | 2--5 | 5 | 100% | 730.5479 | 99.24% | 0.5863% | 0.172% | 35.8879 | 0 | 0 | 35.8879 | 0 | 34.2346 | 1.6453 | 20.8078 | 34.2346 | 1.6453 | 20.8078 | 36.0638 | 1.7332 | 20.8078 | 4.912% | 0.01345 | 0.012784 | 54317.4438 | 3261.8302 | 456.9875 | 50598.6261 | 54338.8933 | 0 | 0 | 54338.8933 | 0.001183%
2026 | 1090 | 1090-636R | Tier-3 | Tier-3---15 | 5--3 | 72 | 100% | 919.3728 | 93.93% | 5.62% | 0.4487% | 42.7471 | 0 | 0 | 42.7471 | 0 | 40.7779 | 23.692 | 1.7212 | 40.7779 | 23.692 | 1.7212 | 42.9567 | 24.9579 | 1.7212 | 4.65% | 0.38465 | 0.36561 | 2390.1852 | 120.0827 | 121.765 | 2148.3375 | 2397.7393 | 0 | 0 | 2397.7393 | 0.00141%
2026 | 1090 | 1090-70F | Tier-2 | Tier-2---15 | 2--5 | 2 | 100% | 140.8367 | 88.02% | 11.68% | 0.2956% | 6.1362 | 0 | 0 | 6.1362 | 0 | 5.8535 | 0.65811 | 8.8944 | 5.8535 | 0.65811 | 8.8944 | 6.1663 | 0.69327 | 8.8944 | 4.357% | 0.0083 | 0.0078891 | 16968.2749 | 903.4734 | 1917.2026 | 14147.5988 | 17074.1431 | 0 | 0 | 17074.1431 | 0.0002023%
2026 | 1090 | 1090-73F | Tier-3 | Tier-3---10 | 4--5 | 252 | 100% | 5899.0454 | 99.62% | 0.2521% | 0.1275% | 290.8942 | 0 | 0 | 290.8942 | 0 | 277.4933 | 82.9219 | 3.3464 | 277.4933 | 82.9219 | 3.3464 | 292.3202 | 87.3525 | 3.3464 | 4.931% | 0.046754 | 0.044439 | 126173.0725 | 9334.6657 | 462.1696 | 116376.2372 | 126198.0175 | 0 | 0 | 126198.0175 | 0.009593%
2026 | 1090 | 1090-74F | Tier-3 | Tier-3---10 | 4--5 | 260 | 100% | 4990.92 | 99.62% | 0.2191% | 0.1576% | 246.1199 | 0 | 0 | 246.1199 | 0 | 234.7817 | 85.5543 | 2.7442 | 234.7817 | 85.5543 | 2.7442 | 247.3264 | 90.1256 | 2.7442 | 4.931% | 0.045737 | 0.043473 | 109123.1086 | 8272.9718 | 456.2327 | 100393.904 | 109144.5164 | 0 | 0 | 109144.5164 | 0.008116%
2026 | 1094 | 1094-35F | Tier-2 | Tier-2---7 | 3--5 | 214 | 100% | 2514.2831 | 99.84% | 0% | 0.1648% | 124.2519 | 0 | 0 | 124.2519 | 0 | 118.5279 | 70.4178 | 1.6832 | 118.5279 | 70.4178 | 1.6832 | 124.861 | 74.1803 | 1.6832 | 4.942% | 0.020398 | 0.019388 | 123263.6714 | 7008.6853 | 282.5097 | 115972.4764 | 123274.2511 | 0 | 0 | 123274.2511 | 0.004097%
2026 | 1094 | 1094-7 | Tier-2 | Tier-2---17 | 2--4 | 47 | 100% | 95.3301 | 98.77% | 0% | 1.235% | 4.6606 | 0 | 0 | 4.6606 | 0 | 4.4459 | 15.4656 | 0.28747 | 4.4459 | 15.4656 | 0.28747 | 4.6834 | 16.2919 | 0.28747 | 4.889% | 0.0065074 | 0.0061853 | 14649.4839 | 1080.944 | 371.5011 | 13197.0388 | 14658.9042 | 0 | 0 | 14658.9042 | 0.0001537%
2026 | 1100 | 1100-1172R | Tier-2 | Tier-2---7 | 4--5 | 4 | 100% | 2144.9788 | 99.68% | 0.2699% | 0.05437% | 105.8322 | 0 | 0 | 105.8322 | 0 | 100.9567 | 1.3162 | 76.702 | 100.9567 | 1.3162 | 76.702 | 106.351 | 1.3865 | 76.702 | 4.934% | 0.080798 | 0.076798 | 26547.4908 | 2914.2533 | 70.3485 | 23562.889 | 26551.9736 | 0 | 0 | 26551.9736 | 0.00349%
2026 | 1105 | 1105-1479 | Tier-2 | Tier-2---4 | 5--5 | 24 | 100% | 4228.0435 | 99.92% | 0.03248% | 0.04256% | 209.1311 | 0 | 0 | 209.1311 | 0 | 199.4969 | 7.8973 | 25.2613 | 199.4969 | 7.8973 | 25.2613 | 210.1563 | 8.3193 | 25.2613 | 4.946% | 0.10556 | 0.10034 | 40053.0076 | 3869.6704 | 26.6766 | 36156.6607 | 40054.5729 | 0 | 0 | 40054.5729 | 0.006896%
2026 | 1105 | 1105-1483 | Tier-2 | Tier-2---11 | 4--4 | 17 | 100% | 417.0013 | 94.5% | 5.418% | 0.08666% | 19.5054 | 0 | 0 | 19.5054 | 0 | 18.6068 | 5.5939 | 3.3262 | 18.6068 | 5.5939 | 3.3262 | 19.601 | 5.8928 | 3.3262 | 4.678% | 0.063819 | 0.06066 | 6534.1451 | 320.1386 | 289.9716 | 5924.0349 | 6552.8754 | 0 | 0 | 6552.8754 | 0.0006432%
2026 | 1118 | 1118-1718F | Tier-2 | Tier-2---10 | 5--4 | 60 | 100% | 788.3757 | 99.4% | 0.5205% | 0.07536% | 38.792 | 0 | 0 | 38.792 | 0 | 37.005 | 19.7433 | 1.8743 | 37.005 | 19.7433 | 1.8743 | 38.9822 | 20.7982 | 1.8743 | 4.921% | 0.10781 | 0.10247 | 7312.7208 | 536.3335 | 35.0941 | 6741.2933 | 7314.9902 | 0 | 0 | 7314.9902 | 0.001279%
2026 | 1138 | 1138-6R | Tier-2 | Tier-2---5 | 5--5 | 840 | 100% | 4663.8779 | 91.12% | 8.567% | 0.3106% | 210.367 | 0 | 0 | 210.367 | 0 | 200.6758 | 276.4063 | 0.72602 | 200.6758 | 276.4063 | 0.72602 | 211.3982 | 291.1751 | 0.72602 | 4.511% | 0.17153 | 0.16304 | 27190.5644 | 2036.5744 | 2249.3585 | 22904.6315 | 27316.2731 | 0 | 0 | 27316.2731 | 0.006937%
2026 | 1162 | 1162-329R | Tier-2 | Tier-2---13 | 4--3 | 10 | 100% | 206.5878 | 96.62% | 2.592% | 0.7875% | 9.8805 | 0 | 0 | 9.8805 | 0 | 9.4254 | 3.2906 | 2.8644 | 9.4254 | 3.2906 | 2.8644 | 9.929 | 3.4664 | 2.8644 | 4.783% | 0.070019 | 0.066553 | 2950.4371 | 171.8842 | 84.3202 | 2694.2327 | 2955.6292 | 0 | 0 | 2955.6292 | 0.0003258%
2026 | 1162 | 1162-363 | Tier-2 | Tier-2---13 | 4--3 | 2 | 100% | 247.9994 | 97.75% | 1.792% | 0.4608% | 11.9994 | 0 | 0 | 11.9994 | 0 | 11.4466 | 0.65811 | 17.3931 | 11.4466 | 0.65811 | 17.3931 | 12.0582 | 0.69327 | 17.3931 | 4.838% | 0.064829 | 0.06162 | 3825.4385 | 214.4022 | 70.5791 | 3540.4572 | 3829.9274 | 0 | 0 | 3829.9274 | 0.0003957%
2026 | 1166 | 1166-15R | Tier-3 | Tier-3---11 | 5--5 | 45 | 100% | 3965.2217 | 98.26% | 1.658% | 0.07833% | 192.8712 | 0 | 0 | 192.8712 | 0 | 183.9861 | 14.8075 | 12.4252 | 183.9861 | 14.8075 | 12.4252 | 193.8167 | 15.5987 | 12.4252 | 4.864% | 0.19397 | 0.18436 | 20442.8701 | 1122.9007 | 327.2272 | 18992.7422 | 20461.3511 | 0 | 0 | 20461.3511 | 0.00636%
2026 | 1166 | 1166-18R | Tier-3 | Tier-3---5 | 5--5 | 53 | 100% | 10108.4901 | 99.77% | 0.1963% | 0.03345% | 499.2208 | 0 | 0 | 499.2208 | 0 | 476.2228 | 17.4399 | 27.3065 | 476.2228 | 17.4399 | 27.3065 | 501.668 | 18.3718 | 27.3065 | 4.939% | 0.21365 | 0.20307 | 47313.4054 | 3052.661 | 107.9125 | 44152.8319 | 47319.0656 | 0 | 0 | 47319.0656 | 0.01646%
2026 | 1166 | 1166-342R | Tier-3 | Tier-3---5 | 5--5 | 215 | 100% | 10322.642 | 99.08% | 0.8619% | 0.05733% | 506.2736 | 0 | 0 | 506.2736 | 0 | 482.9506 | 70.7469 | 6.8265 | 482.9506 | 70.7469 | 6.8265 | 508.7553 | 74.527 | 6.8265 | 4.904% | 0.21878 | 0.20795 | 47183.5693 | 2494.6745 | 397.8438 | 44291.0509 | 47206.1577 | 0 | 0 | 47206.1577 | 0.0167%
2026 | 1215 | 1215-12R | Tier-3 | Tier-3---9 | 5--4 | 28 | 100% | 6147.2839 | 97.88% | 2.045% | 0.07292% | 297.8447 | 0 | 0 | 297.8447 | 0 | 284.1236 | 9.2135 | 30.8376 | 284.1236 | 9.2135 | 30.8376 | 299.3047 | 9.7058 | 30.8376 | 4.845% | 0.69907 | 0.66447 | 8793.5219 | 453.8865 | 171.3905 | 8168.2449 | 8803.2228 | 0 | 0 | 8803.2228 | 0.009822%
2026 | 1215 | 1215-28R | Tier-3 | Tier-3---14 | 5--3 | 21 | 100% | 2215.156 | 94.69% | 5.226% | 0.08401% | 103.8279 | 0 | 0 | 103.8279 | 0 | 99.0448 | 6.9102 | 14.3332 | 99.0448 | 6.9102 | 14.3332 | 104.3369 | 7.2794 | 14.3332 | 4.687% | 0.66756 | 0.63451 | 3318.2974 | 164.8533 | 155.0862 | 2998.3579 | 3327.4734 | 0 | 0 | 3327.4734 | 0.003424%
2026 | 1215 | 1215-32R | Tier-3 | Tier-3---7 | 5--4 | 186 | 100% | 8696.5042 | 96.48% | 3.447% | 0.07747% | 415.3037 | 0 | 0 | 415.3037 | 0 | 396.1715 | 61.2043 | 6.4729 | 396.1715 | 61.2043 | 6.4729 | 417.3395 | 64.4745 | 6.4729 | 4.776% | 0.68132 | 0.6476 | 12764.1579 | 635.3889 | 400.2926 | 11728.4764 | 12787.588 | 0 | 0 | 12787.588 | 0.0137%
2026 | 1233 | 1233-259R | Tier-3 | Tier-3---16 | 5--4 | 75 | 100% | 1558.5389 | 98.56% | 1.214% | 0.2225% | 76.0395 | 0 | 0 | 76.0395 | 0 | 72.5366 | 24.6791 | 2.9392 | 72.5366 | 24.6791 | 2.9392 | 76.4123 | 25.9978 | 2.9392 | 4.879% | 0.12749 | 0.12118 | 12225.1388 | 744.7481 | 204.4893 | 11275.9014 | 12234.2836 | 0 | 0 | 12234.2836 | 0.002508%
2026 | 1233 | 1233-585R | Tier-3 | Tier-3---12 | 5--5 | 117 | 100% | 3561.9587 | 98.42% | 1.457% | 0.1235% | 173.5298 | 0 | 0 | 173.5298 | 0 | 165.5356 | 38.4995 | 4.2997 | 165.5356 | 38.4995 | 4.2997 | 174.3804 | 40.5565 | 4.2997 | 4.872% | 0.12988 | 0.12345 | 27424.4063 | 1597.7111 | 397.7458 | 25428.9493 | 27446.9828 | 0 | 0 | 27446.9828 | 0.005722%
2026 | 1233 | 1233-587R | Tier-3 | Tier-3---13 | 5--5 | 246 | 100% | 2983.7291 | 97.9% | 1.929% | 0.1696% | 144.5958 | 0 | 0 | 144.5958 | 0 | 137.9346 | 80.9476 | 1.704 | 137.9346 | 80.9476 | 1.704 | 145.3046 | 85.2727 | 1.704 | 4.846% | 0.13489 | 0.12821 | 22120.1137 | 1287.4024 | 436.159 | 20396.5523 | 22144.283 | 0 | 0 | 22144.283 | 0.004768%
2026 | 1233 | 1233-589R | Tier-3 | Tier-3---16 | 5--4 | 35 | 100% | 1386.4905 | 98.92% | 0.9396% | 0.1432% | 67.8881 | 0 | 0 | 67.8881 | 0 | 64.7607 | 11.5169 | 5.6231 | 64.7607 | 11.5169 | 5.6231 | 68.2209 | 12.1323 | 5.6231 | 4.896% | 0.11751 | 0.11169 | 11798.9753 | 654.3239 | 110.4066 | 11034.2448 | 11805.6289 | 0 | 0 | 11805.6289 | 0.002239%
2026 | 1233 | 1233-591R | Tier-3 | Tier-3---12 | 5--5 | 94 | 100% | 4300.1838 | 98.66% | 1.226% | 0.1146% | 210.0058 | 0 | 0 | 210.0058 | 0 | 200.3313 | 30.9312 | 6.4767 | 200.3313 | 30.9312 | 6.4767 | 211.0352 | 32.5839 | 6.4767 | 4.884% | 0.13142 | 0.12491 | 32721.9695 | 2017.1563 | 396.1628 | 30308.6504 | 32744.8122 | 0 | 0 | 32744.8122 | 0.006925%
2026 | 1242 | 1242-1079R | Tier-2 | Tier-2---12 | 2--5 | 2 | 100% | 411.5414 | 99.65% | 0% | 0.3468% | 20.3007 | 0 | 0 | 20.3007 | 0 | 19.3654 | 0.65811 | 29.4258 | 19.3654 | 0.65811 | 29.4258 | 20.4002 | 0.69327 | 29.4258 | 4.933% | 0.0067316 | 0.0063984 | 61135.7492 | 21194.3813 | 442.4228 | 39498.9452 | 61146.7898 | 0 | 0 | 61146.7898 | 0.0006694%
2026 | 1242 | 1242-1084 | Tier-2 | Tier-2---12 | 2--5 | 17 | 100% | 456.1931 | 99.77% | 0% | 0.2285% | 22.53 | 0 | 0 | 22.53 | 0 | 21.4921 | 5.5939 | 3.842 | 21.4921 | 5.5939 | 3.842 | 22.6404 | 5.8928 | 3.842 | 4.939% | 0.005996 | 0.0056992 | 76082.9136 | 12562.2691 | 164.6304 | 63356.014 | 76091.9678 | 0 | 0 | 76091.9678 | 0.000743%
2026 | 1243 | 1243-319R | Tier-2 | Tier-2---9 | 4--4 | 55 | 100% | 1178.043 | 99.35% | 0.5195% | 0.1323% | 57.9331 | 0 | 0 | 57.9331 | 0 | 55.2642 | 18.098 | 3.0536 | 55.2642 | 18.098 | 3.0536 | 58.217 | 19.065 | 3.0536 | 4.918% | 0.081051 | 0.077039 | 14534.5899 | 742.8831 | 82.0978 | 13709.609 | 14539.5235 | 0 | 0 | 14539.5235 | 0.00191%
2026 | 1243 | 1243-38R | Tier-2 | Tier-2---16 | 4--3 | 9 | 100% | 158.2514 | 99.48% | 0.3681% | 0.155% | 7.7925 | 0 | 0 | 7.7925 | 0 | 7.4335 | 2.9615 | 2.51 | 7.4335 | 2.9615 | 2.51 | 7.8307 | 3.1197 | 2.51 | 4.924% | 0.072591 | 0.068997 | 2180.0532 | 116.78 | 9.4659 | 2053.8073 | 2180.6472 | 0 | 0 | 2180.6472 | 0.000257%
2026 | 1243 | 1243-45R | Tier-2 | Tier-2---7 | 4--5 | 33 | 100% | 1878.3826 | 99.05% | 0.8285% | 0.1244% | 92.0939 | 0 | 0 | 92.0939 | 0 | 87.8513 | 10.8588 | 8.0903 | 87.8513 | 10.8588 | 8.0903 | 92.5454 | 11.439 | 8.0903 | 4.903% | 0.087615 | 0.083278 | 21438.9544 | 1134.9825 | 174.3683 | 20129.6036 | 21449.5937 | 0 | 0 | 21449.5937 | 0.003037%
2026 | 1250 | 1250-27R | Tier-2 | Tier-2---6 | 5--5 | 63 | 100% | 6418.5082 | 93.04% | 6.917% | 0.04745% | 295.5897 | 0 | 0 | 295.5897 | 0 | 281.9725 | 20.7305 | 13.6018 | 281.9725 | 20.7305 | 13.6018 | 297.0387 | 21.8381 | 13.6018 | 4.605% | 0.097369 | 0.09255 | 65919.1509 | 5630.4753 | 4516.6533 | 55772.0223 | 66158.2276 | 0 | 0 | 66158.2276 | 0.009747%
2026 | 1250 | 1250-671R | Tier-2 | Tier-2---6 | 4--5 | 25 | 100% | 6815.4278 | 94.54% | 5.441% | 0.023% | 318.9315 | 0 | 0 | 318.9315 | 0 | 304.239 | 8.2264 | 36.9833 | 304.239 | 8.2264 | 36.9833 | 320.4949 | 8.6659 | 36.9833 | 4.68% | 0.09205 | 0.087494 | 74040.4971 | 4546.125 | 3808.2018 | 65686.1703 | 74251.1661 | 0 | 0 | 74251.1661 | 0.01052%
2026 | 1250 | 1250-677R | Tier-2 | Tier-2---3 | 5--5 | 335 | 100% | 11748.9088 | 99.26% | 0.6837% | 0.05427% | 577.2793 | 0 | 0 | 577.2793 | 0 | 550.6852 | 110.2335 | 4.9956 | 550.6852 | 110.2335 | 4.9956 | 580.1091 | 116.1234 | 4.9956 | 4.913% | 0.11659 | 0.11081 | 100775.3024 | 5654.1223 | 691.5961 | 94429.584 | 100814.0313 | 0 | 0 | 100814.0313 | 0.01904%
2026 | 1250 | 1250-8R | Tier-2 | Tier-2---4 | 4--5 | 91 | 100% | 3684.9802 | 98.15% | 1.772% | 0.07391% | 179.0398 | 0 | 0 | 179.0398 | 0 | 170.7918 | 29.944 | 5.7037 | 170.7918 | 29.944 | 5.7037 | 179.9174 | 31.544 | 5.7037 | 4.859% | 0.092289 | 0.08772 | 39928.877 | 2037.4755 | 694.1813 | 37197.2202 | 39967.2577 | 0 | 0 | 39967.2577 | 0.005904%
2026 | 1458 | 1458-1056 | Tier-2 | Tier-2---11 | 5--3 | 35 | 100% | 427.4478 | 90.46% | 9.431% | 0.1062% | 19.1407 | 0 | 0 | 19.1407 | 0 | 18.259 | 11.5169 | 1.5854 | 18.259 | 11.5169 | 1.5854 | 19.2346 | 12.1323 | 1.5854 | 4.478% | 0.13508 | 0.12839 | 3164.5032 | 153.2716 | 270.9645 | 2740.2671 | 3180.2204 | 0 | 0 | 3180.2204 | 0.0006312%
2026 | 1458 | 1458-1058F | Tier-3 | Tier-3---13 | 5--5 | 8 | 100% | 2365.6896 | 85.54% | 14.42% | 0.04244% | 100.1661 | 0 | 0 | 100.1661 | 0 | 95.5517 | 2.6324 | 36.2977 | 95.5517 | 2.6324 | 36.2977 | 100.6572 | 2.7731 | 36.2977 | 4.234% | 0.13833 | 0.13149 | 17101.412 | 929.1062 | 2240.5309 | 13931.7749 | 17230.2132 | 0 | 0 | 17230.2132 | 0.003303%
2026 | 1458 | 1458-1061 | Tier-2 | Tier-2---5 | 5--5 | 101 | 100% | 4370.0987 | 98.67% | 1.293% | 0.03403% | 213.4501 | 0 | 0 | 213.4501 | 0 | 203.6169 | 33.2346 | 6.1267 | 203.6169 | 33.2346 | 6.1267 | 214.4964 | 35.0103 | 6.1267 | 4.884% | 0.14228 | 0.13523 | 30715.3399 | 3071.7122 | 374.3093 | 27269.3184 | 30736.5608 | 0 | 0 | 30736.5608 | 0.007039%
2026 | 1458 | 1458-1075F | Tier-3 | Tier-3---20 | 1--5 | 4 | 100% | 58.2342 | 99.94% | 0% | 0.06312% | 2.8808 | 0 | 0 | 2.8808 | 0 | 2.7481 | 1.3162 | 2.0878 | 2.7481 | 1.3162 | 2.0878 | 2.8949 | 1.3865 | 2.0878 | 4.947% | 0.00013 | 0.00012356 | 447955.3838 | 22633.2846 | 354.8561 | 424967.2431 | 447970.1088 | 0 | 0 | 447970.1088 | 9.5e-05%
2026 | 1458 | 1458-1115F | Tier-2 | Tier-2---18 | 4--2 | 14 | 100% | 66.5074 | 0% | 100% | 0% | 0 | 0 | 0 | 0 | 0 | 0 | 4.6068 | 0 | 0 | 4.6068 | 0 | 0 | 4.8529 | 0 | 0% | 0.091242 | 0.086726 | 728.9125 | 1.3917 | 578.9338 | 148.587 | 766.8727 | 0 | 0 | 766.8727 | 0%
2026 | 1458 | 1458-1117F | Tier-2 | Tier-2---16 | 4--2 | 8 | 100% | 139.4631 | 0% | 100% | 0% | 0 | 0 | 0 | 0 | 0 | 0 | 2.6324 | 0 | 0 | 2.6324 | 0 | 0 | 2.7731 | 0 | 0% | 0.091116 | 0.086606 | 1530.6137 | 1.9599 | 1384.4341 | 144.2196 | 1610.3248 | 0 | 0 | 1610.3248 | 0%
2026 | 1458 | 1458-1131R | Tier-3 | Tier-3---4 | 5--5 | 58 | 100% | 15987.4265 | 99.09% | 0.8886% | 0.01928% | 784.1928 | 0 | 0 | 784.1928 | 0 | 748.0666 | 19.0852 | 39.1962 | 748.0666 | 19.0852 | 39.1962 | 788.0369 | 20.1049 | 39.1962 | 4.905% | 0.15941 | 0.15152 | 100291.8687 | 5185.6618 | 825.6268 | 94280.5802 | 100339.2877 | 0 | 0 | 100339.2877 | 0.02586%
2026 | 1458 | 1458-456F | Tier-2 | Tier-2---16 | 4--3 | 7 | 100% | 167.5686 | 29.81% | 70.17% | 0.01889% | 2.4724 | 0 | 0 | 2.4724 | 0 | 2.3585 | 2.3034 | 1.0239 | 2.3585 | 2.3034 | 1.0239 | 2.4845 | 2.4265 | 1.0239 | 1.475% | 0.091761 | 0.087218 | 1826.1497 | 31.2269 | 1141.9419 | 652.9809 | 1892.9043 | 0 | 0 | 1892.9043 | 8.153e-05%
2026 | 1458 | 1458-519 | Tier-2 | Tier-2---17 | 1--5 | 1 | 100% | 81.0039 | 99.95% | 0% | 0.04716% | 4.0078 | 0 | 0 | 4.0078 | 0 | 3.8232 | 0.32906 | 11.6186 | 3.8232 | 0.32906 | 11.6186 | 4.0275 | 0.34664 | 11.6186 | 4.948% | 0.000217 | 0.00020626 | 373290.0884 | 19351.884 | 1116.7535 | 352821.4509 | 373299.256 | 0 | 0 | 373299.256 | 0.0001322%
2026 | 1458 | 1458-565R | Tier-3 | Tier-3---6 | 5--5 | 151 | 100% | 8159.9793 | 99.25% | 0.7112% | 0.04348% | 400.8709 | 0 | 0 | 400.8709 | 0 | 382.4036 | 49.6873 | 7.6962 | 382.4036 | 49.6873 | 7.6962 | 402.8359 | 52.3422 | 7.6962 | 4.913% | 0.15819 | 0.15036 | 51582.9513 | 2671.5244 | 353.2832 | 48558.1438 | 51603.2234 | 0 | 0 | 51603.2234 | 0.01322%
2026 | 1458 | 1458-601R | Tier-3 | Tier-3---2 | 5--5 | 444 | 100% | 37077.302 | 99.36% | 0.615% | 0.02874% | 1823.5109 | 0 | 0 | 1823.5109 | 0 | 1739.5055 | 146.1005 | 11.9062 | 1739.5055 | 146.1005 | 11.9062 | 1832.4497 | 153.9068 | 11.9062 | 4.918% | 0.20421 | 0.1941 | 181561.9083 | 16225.6288 | 1105.2701 | 164231.0094 | 181622.7804 | 0 | 0 | 181622.7804 | 0.06013%
2026 | 1525 | 1525-23R | Tier-2 | Tier-2---20 | 4--1 | 4 | 100% | 8.268 | 89.5% | 6.947% | 3.548% | 0.36631 | 0 | 0 | 0.36631 | 0 | 0.34944 | 1.3162 | 0.26548 | 0.34944 | 1.3162 | 0.26548 | 0.36811 | 1.3865 | 0.26548 | 4.43% | 0.032823 | 0.031198 | 251.8988 | 16.5613 | 22.0923 | 213.2452 | 253.2756 | 0 | 0 | 253.2756 | 1.208e-05%
2026 | 157 | 157-165R | Tier-3 | Tier-3---18 | 5--2 | 42 | 100% | 418.5676 | 87.71% | 11.66% | 0.6303% | 18.1719 | 0 | 0 | 18.1719 | 0 | 17.3347 | 13.8203 | 1.2543 | 17.3347 | 13.8203 | 1.2543 | 18.261 | 14.5588 | 1.2543 | 4.341% | 0.28262 | 0.26863 | 1481.042 | 67.5847 | 171.9177 | 1241.5396 | 1490.5243 | 0 | 0 | 1490.5243 | 0.0005992%
2026 | 157 | 157-189R | Tier-3 | Tier-3---9 | 5--4 | 319 | 100% | 5507.0239 | 92.46% | 7.234% | 0.3043% | 252.0471 | 0 | 0 | 252.0471 | 0 | 240.4359 | 104.9686 | 2.2906 | 240.4359 | 104.9686 | 2.2906 | 253.2827 | 110.5772 | 2.2906 | 4.577% | 0.3705 | 0.35216 | 14863.9228 | 754.0463 | 1002.9719 | 13106.9046 | 14922.279 | 0 | 0 | 14922.279 | 0.008312%
2026 | 157 | 157-1928R | Tier-3 | Tier-3---11 | 5--4 | 26 | 100% | 3052.6745 | 99.07% | 0.8703% | 0.06204% | 149.6985 | 0 | 0 | 149.6985 | 0 | 142.8022 | 8.5554 | 16.6914 | 142.8022 | 8.5554 | 16.6914 | 150.4323 | 9.0126 | 16.6914 | 4.904% | 0.2812 | 0.26728 | 10855.7292 | 566.799 | 90.102 | 10198.8282 | 10861.0002 | 0 | 0 | 10861.0002 | 0.004937%
2026 | 157 | 157-204R | Tier-3 | Tier-3---11 | 5--4 | 61 | 100% | 3876.1334 | 98.99% | 0.834% | 0.1804% | 189.9223 | 0 | 0 | 189.9223 | 0 | 181.173 | 20.0724 | 9.026 | 181.173 | 20.0724 | 9.026 | 190.8533 | 21.1449 | 9.026 | 4.9% | 0.32777 | 0.31154 | 11825.9094 | 682.672 | 178.5381 | 10964.6993 | 11832.1568 | 0 | 0 | 11832.1568 | 0.006263%
2026 | 157 | 157-232R | Tier-3 | Tier-3---11 | 5--4 | 124 | 100% | 3160.5079 | 95.27% | 4.501% | 0.231% | 149.0426 | 0 | 0 | 149.0426 | 0 | 142.1765 | 40.8028 | 3.4845 | 142.1765 | 40.8028 | 3.4845 | 149.7732 | 42.983 | 3.4845 | 4.716% | 0.32167 | 0.30575 | 9825.3054 | 518.5543 | 443.2857 | 8863.4653 | 9849.5166 | 0 | 0 | 9849.5166 | 0.004915%
2026 | 157 | 157-257R | Tier-3 | Tier-3---14 | 5--4 | 208 | 100% | 2061.1876 | 81.54% | 17.79% | 0.6678% | 83.1948 | 0 | 0 | 83.1948 | 0 | 79.3622 | 68.4435 | 1.1595 | 79.3622 | 68.4435 | 1.1595 | 83.6027 | 72.1005 | 1.1595 | 4.036% | 0.36686 | 0.3487 | 5618.4522 | 263.1979 | 939.0969 | 4416.1574 | 5672.464 | 0 | 0 | 5672.464 | 0.002743%
2026 | 157 | 157-273R | Tier-3 | Tier-3---14 | 5--4 | 114 | 100% | 1867.403 | 95.01% | 4.712% | 0.2778% | 87.8243 | 0 | 0 | 87.8243 | 0 | 83.7784 | 37.5123 | 2.2334 | 83.7784 | 37.5123 | 2.2334 | 88.2548 | 39.5166 | 2.2334 | 4.703% | 0.32295 | 0.30696 | 5782.3142 | 331.2593 | 295.5406 | 5155.5144 | 5797.3391 | 0 | 0 | 5797.3391 | 0.002896%
2026 | 157 | 157-81R | Tier-3 | Tier-3---3 | 5--5 | 323 | 100% | 18749.5963 | 97% | 2.901% | 0.09453% | 900.3079 | 0 | 0 | 900.3079 | 0 | 858.8326 | 106.2848 | 8.0805 | 858.8326 | 106.2848 | 8.0805 | 904.7212 | 111.9638 | 8.0805 | 4.802% | 0.38414 | 0.36512 | 48809.8885 | 2680.9552 | 1331.6361 | 44797.2971 | 48886.0197 | 0 | 0 | 48886.0197 | 0.02969%
2026 | 175 | 175-2024R | Tier-2 | Tier-2---5 | 5--5 | 419 | 100% | 4029.0085 | 99.1% | 0.8147% | 0.08289% | 197.6458 | 0 | 0 | 197.6458 | 0 | 188.5406 | 137.8741 | 1.3675 | 188.5406 | 137.8741 | 1.3675 | 198.6146 | 145.2409 | 1.3675 | 4.906% | 0.19114 | 0.18168 | 21078.6803 | 2171.1598 | 170.5146 | 18737.0059 | 21088.5336 | 0 | 0 | 21088.5336 | 0.006518%
2026 | 175 | 175-24R | Tier-2 | Tier-2---8 | 5--4 | 53 | 100% | 2651.4354 | 70.65% | 29.24% | 0.1064% | 92.7259 | 0 | 0 | 92.7259 | 0 | 88.4542 | 17.4399 | 5.0719 | 88.4542 | 17.4399 | 5.0719 | 93.1805 | 18.3718 | 5.0719 | 3.497% | 0.17491 | 0.16625 | 15158.7512 | 1220.081 | 4125.7623 | 9812.9079 | 15390.4469 | 0 | 0 | 15390.4469 | 0.003058%
2026 | 175 | 175-64R | Tier-3 | Tier-3---11 | 5--5 | 166 | 100% | 4385.4004 | 97.52% | 2.308% | 0.1684% | 211.7013 | 0 | 0 | 211.7013 | 0 | 201.9487 | 54.6232 | 3.6971 | 201.9487 | 54.6232 | 3.6971 | 212.7391 | 57.5417 | 3.6971 | 4.827% | 0.20232 | 0.19231 | 21675.2228 | 1490.2349 | 476.6065 | 19708.3814 | 21703.178 | 0 | 0 | 21703.178 | 0.006981%
2026 | 175 | 175-90R | Tier-3 | Tier-3---9 | 5--5 | 248 | 100% | 5741.4949 | 96.86% | 2.992% | 0.1472% | 275.2829 | 0 | 0 | 275.2829 | 0 | 262.6012 | 81.6057 | 3.2179 | 262.6012 | 81.6057 | 3.2179 | 276.6324 | 85.966 | 3.2179 | 4.795% | 0.20491 | 0.19477 | 28019.3198 | 1604.6601 | 781.1853 | 25633.4744 | 28065.1231 | 0 | 0 | 28065.1231 | 0.009078%
2026 | 175 | 175-94R | Tier-2 | Tier-2---10 | 5--4 | 143 | 100% | 836.2457 | 79.76% | 20.09% | 0.1547% | 33.0153 | 0 | 0 | 33.0153 | 0 | 31.4944 | 47.0549 | 0.66931 | 31.4944 | 47.0549 | 0.66931 | 33.1772 | 49.5691 | 0.66931 | 3.948% | 0.16555 | 0.15736 | 5051.3061 | 289.0942 | 923.2368 | 3838.9751 | 5104.5538 | 0 | 0 | 5104.5538 | 0.001089%
2026 | 176 | 176-161R | Tier-3 | Tier-3---5 | 5--5 | 96 | 100% | 11523.3049 | 98.77% | 1.172% | 0.05875% | 563.3817 | 0 | 0 | 563.3817 | 0 | 537.4279 | 31.5893 | 17.013 | 537.4279 | 31.5893 | 17.013 | 566.1434 | 33.2772 | 17.013 | 4.889% | 0.22417 | 0.21307 | 51404.5427 | 2861.3734 | 647.4738 | 47895.6955 | 51437.4981 | 0 | 0 | 51437.4981 | 0.01858%
2026 | 176 | 176-164R | Tier-3 | Tier-3---11 | 5--5 | 63 | 100% | 4184.7467 | 98.1% | 1.799% | 0.1047% | 203.2012 | 0 | 0 | 203.2012 | 0 | 193.8402 | 20.7305 | 9.3505 | 193.8402 | 20.7305 | 9.3505 | 204.1973 | 21.8381 | 9.3505 | 4.856% | 0.20727 | 0.19701 | 20189.7554 | 1135.7308 | 339.0696 | 18714.955 | 20209.7732 | 0 | 0 | 20209.7732 | 0.006701%
2026 | 176 | 176-1834R | Tier-3 | Tier-3---5 | 5--5 | 234 | 100% | 10068.5168 | 97.13% | 2.784% | 0.0867% | 484.0866 | 0 | 0 | 484.0866 | 0 | 461.7857 | 76.9989 | 5.9973 | 461.7857 | 76.9989 | 5.9973 | 486.4596 | 81.1131 | 5.9973 | 4.808% | 0.23205 | 0.22056 | 43390.2136 | 3622.3985 | 1240.781 | 38527.0341 | 43455.0713 | 0 | 0 | 43455.0713 | 0.01596%
2026 | 176 | 176-1836R | Tier-2 | Tier-2---11 | 5--3 | 19 | 100% | 404.4817 | 67.64% | 32.12% | 0.2398% | 13.5424 | 0 | 0 | 13.5424 | 0 | 12.9185 | 6.252 | 2.0663 | 12.9185 | 6.252 | 2.0663 | 13.6088 | 6.5861 | 2.0663 | 3.348% | 0.10638 | 0.10111 | 3802.2631 | 239.6225 | 1178.8168 | 2383.8239 | 3866.3442 | 0 | 0 | 3866.3442 | 0.0004466%
2026 | 176 | 176-1845R | Tier-3 | Tier-3---11 | 5--5 | 62 | 100% | 3401.0234 | 97.74% | 2.113% | 0.1474% | 164.5455 | 0 | 0 | 164.5455 | 0 | 156.9652 | 20.4014 | 7.6938 | 156.9652 | 20.4014 | 7.6938 | 165.3521 | 21.4915 | 7.6938 | 4.838% | 0.20978 | 0.19939 | 16212.4883 | 938.665 | 329.6573 | 14944.1661 | 16231.572 | 0 | 0 | 16231.572 | 0.005426%
2026 | 176 | 176-194R | Tier-3 | Tier-3---9 | 5--5 | 95 | 100% | 4934.1603 | 97.7% | 2.178% | 0.1196% | 238.628 | 0 | 0 | 238.628 | 0 | 227.6349 | 31.2602 | 7.2819 | 227.6349 | 31.2602 | 7.2819 | 239.7978 | 32.9305 | 7.2819 | 4.836% | 0.21542 | 0.20476 | 22904.8386 | 1316.8845 | 471.0491 | 21116.9051 | 22932.2512 | 0 | 0 | 22932.2512 | 0.007869%
2026 | 176 | 176-197F | Tier-3 | Tier-3---5 | 5--5 | 299 | 100% | 13172.958 | 96.8% | 3.124% | 0.0728% | 631.2162 | 0 | 0 | 631.2162 | 0 | 602.1374 | 98.3875 | 6.1201 | 602.1374 | 98.3875 | 6.1201 | 634.3104 | 103.6445 | 6.1201 | 4.792% | 0.23242 | 0.22091 | 56678.2638 | 5414.7581 | 1674.033 | 49589.4726 | 56772.6237 | 0 | 0 | 56772.6237 | 0.02082%
2026 | 176 | 176-200F | Tier-3 | Tier-3---15 | 5--4 | 5 | 100% | 1635.841 | 89.24% | 10.7% | 0.05535% | 72.2645 | 0 | 0 | 72.2645 | 0 | 68.9354 | 1.6453 | 41.899 | 68.9354 | 1.6453 | 41.899 | 72.6187 | 1.7332 | 41.899 | 4.418% | 0.18529 | 0.17612 | 8828.4206 | 442.8683 | 867.091 | 7518.4614 | 8877.8734 | 0 | 0 | 8877.8734 | 0.002383%
2026 | 177 | 177-955 | Tier-2 | Tier-2---5 | 5--5 | 11 | 100% | 2963.4059 | 78.23% | 21.66% | 0.1106% | 114.7532 | 0 | 0 | 114.7532 | 0 | 109.4668 | 3.6196 | 30.2427 | 109.4668 | 3.6196 | 30.2427 | 115.3157 | 3.813 | 30.2427 | 3.872% | 0.11726 | 0.11145 | 25272.526 | 2362.8504 | 4989.1737 | 17920.5019 | 25559.0608 | 0 | 0 | 25559.0608 | 0.003784%
2026 | 178 | 178-968AE | Tier-2 | Tier-2---18 | 3--3 | 1 | 100% | 47.6106 | 91.21% | 0% | 8.789% | 2.1496 | 0 | 0 | 2.1496 | 0 | 2.0506 | 0.32906 | 6.2317 | 2.0506 | 0.32906 | 6.2317 | 2.1601 | 0.34664 | 6.2317 | 4.515% | 0.018466 | 0.017552 | 2578.2566 | 231.3064 | 796.8416 | 1550.1086 | 2590.057 | 0 | 0 | 2590.057 | 7.089e-05%
2026 | 182 | 182-2240F | Tier-2 | Tier-2---2 | 5--5 | 357 | 100% | 11917.1989 | 94.29% | 5.651% | 0.05821% | 556.2232 | 0 | 0 | 556.2232 | 0 | 530.5991 | 117.4727 | 4.5168 | 530.5991 | 117.4727 | 4.5168 | 558.9498 | 123.7494 | 4.5168 | 4.667% | 0.1455 | 0.1383 | 81902.6704 | 14617.7682 | 4685.118 | 62599.7842 | 82146.1822 | 0 | 0 | 82146.1822 | 0.01834%
2026 | 182 | 182-2250 | Tier-2 | Tier-2---8 | 5--5 | 5 | 100% | 1939.2132 | 99.74% | 0.2126% | 0.04638% | 95.7424 | 0 | 0 | 95.7424 | 0 | 91.3318 | 1.6453 | 55.5115 | 91.3318 | 1.6453 | 55.5115 | 96.2118 | 1.7332 | 55.5115 | 4.937% | 0.10496 | 0.099761 | 18476.2986 | 952.6245 | 43.2141 | 17480.4599 | 18478.7907 | 0 | 0 | 18478.7907 | 0.003157%
2026 | 182 | 182-2252R | Tier-2 | Tier-2---5 | 5--5 | 208 | 100% | 4229.9446 | 99.22% | 0.7256% | 0.05893% | 207.7395 | 0 | 0 | 207.7395 | 0 | 198.1694 | 68.4435 | 2.8954 | 198.1694 | 68.4435 | 2.8954 | 208.7579 | 72.1005 | 2.8954 | 4.911% | 0.11307 | 0.10747 | 37409.5665 | 1975.2658 | 266.8712 | 35167.4295 | 37424.8513 | 0 | 0 | 37424.8513 | 0.00685%
2026 | 182 | 182-2254R | Tier-2 | Tier-2---11 | 5--4 | 4 | 100% | 655.8009 | 99.14% | 0.7615% | 0.1019% | 32.1819 | 0 | 0 | 32.1819 | 0 | 30.6993 | 1.3162 | 23.3238 | 30.6993 | 1.3162 | 23.3238 | 32.3396 | 1.3865 | 23.3238 | 4.907% | 0.10223 | 0.097167 | 6415.1442 | 353.6469 | 48.0889 | 6013.4084 | 6418.0287 | 0 | 0 | 6418.0287 | 0.001061%
2026 | 183 | 183-439 | Tier-2 | Tier-2---14 | 3--5 | 26 | 100% | 316.4778 | 66.23% | 33.5% | 0.2671% | 10.3754 | 0 | 0 | 10.3754 | 0 | 9.8974 | 8.5554 | 1.1569 | 9.8974 | 8.5554 | 1.1569 | 10.4263 | 9.0126 | 1.1569 | 3.278% | 0.018422 | 0.01751 | 17179.1509 | 725.6319 | 5296.9277 | 11156.5913 | 17481.2723 | 0 | 0 | 17481.2723 | 0.0003421%
2026 | 183 | 183-440 | Tier-2 | Tier-2---12 | 3--5 | 87 | 100% | 471.2015 | 74.37% | 25.17% | 0.4626% | 17.3463 | 0 | 0 | 17.3463 | 0 | 16.5472 | 28.6278 | 0.57801 | 16.5472 | 28.6278 | 0.57801 | 17.4313 | 30.1574 | 0.57801 | 3.681% | 0.025335 | 0.024081 | 18598.5411 | 874.6942 | 4409.0899 | 13314.757 | 18846.7923 | 0 | 0 | 18846.7923 | 0.000572%
2026 | 185 | 185-51F | Tier-2 | Tier-2---7 | 4--5 | 254 | 100% | 1723.9707 | 91.93% | 7.724% | 0.3493% | 78.4468 | 0 | 0 | 78.4468 | 0 | 74.8329 | 83.58 | 0.89534 | 74.8329 | 83.58 | 0.89534 | 78.8314 | 88.0458 | 0.89534 | 4.55% | 0.048222 | 0.045835 | 35751.0066 | 2801.5482 | 2693.3974 | 30256.061 | 35901.3237 | 0 | 0 | 35901.3237 | 0.002587%
2026 | 197 | 197-1155F | Tier-2 | Tier-2---21 | 1--4 | 14 | 100% | 6.6189 | 96.38% | 0% | 3.621% | 0.31578 | 0 | 0 | 0.31578 | 0 | 0.30123 | 4.6068 | 0.065388 | 0.30123 | 4.6068 | 0.065388 | 0.31732 | 4.8529 | 0.065388 | 4.771% | 0.0010316 | 0.00098054 | 6416.1897 | 579.4256 | 247.7258 | 5589.0383 | 6428.2874 | 0 | 0 | 6428.2874 | 1.041e-05%
2026 | 198 | 198-37R | Tier-2 | Tier-2---9 | 4--5 | 21 | 100% | 973.0999 | 95.53% | 4.02% | 0.4464% | 46.017 | 0 | 0 | 46.017 | 0 | 43.8971 | 6.9102 | 6.3525 | 43.8971 | 6.9102 | 6.3525 | 46.2426 | 7.2794 | 6.3525 | 4.729% | 0.030671 | 0.029153 | 31727.0349 | 11360.5744 | 2371.5133 | 17994.9472 | 31800.8328 | 0 | 0 | 31800.8328 | 0.001517%
2026 | 204 | 204-32R | Tier-2 | Tier-2---11 | 4--4 | 38 | 100% | 490.4615 | 96.36% | 1.259% | 2.378% | 23.3948 | 0 | 0 | 23.3948 | 0 | 22.317 | 12.5041 | 1.7848 | 22.317 | 12.5041 | 1.7848 | 23.5094 | 13.1722 | 1.7848 | 4.77% | 0.087106 | 0.082794 | 5630.6279 | 367.679 | 185.9169 | 5077.0321 | 5641.2939 | 0 | 0 | 5641.2939 | 0.0007715%
2026 | 206 | 206-1105 | Tier-2 | Tier-2---9 | 3--5 | 35 | 100% | 1279.0443 | 99.78% | 0% | 0.2159% | 63.176 | 0 | 0 | 63.176 | 0 | 60.2656 | 11.5169 | 5.2328 | 60.2656 | 11.5169 | 5.2328 | 63.4857 | 12.1323 | 5.2328 | 4.939% | 0.014019 | 0.013325 | 91236.4892 | 5528.0185 | 303.6221 | 85404.8486 | 91246.7455 | 0 | 0 | 91246.7455 | 0.002083%
2026 | 206 | 206-1817 | Tier-2 | Tier-2---4 | 4--5 | 180 | 100% | 2976.5734 | 99.75% | 0% | 0.2502% | 146.9718 | 0 | 0 | 146.9718 | 0 | 140.2011 | 59.2299 | 2.3671 | 140.2011 | 59.2299 | 2.3671 | 147.6922 | 62.3947 | 2.3671 | 4.938% | 0.038208 | 0.036317 | 77904.8627 | 4581.6453 | 274.9924 | 73048.225 | 77915.0127 | 0 | 0 | 77915.0127 | 0.004847%
2026 | 209 | 209-1769F | Tier-2 | Tier-2---6 | 5--5 | 515 | 100% | 8462.8018 | 99.74% | 0% | 0.2593% | 417.8226 | 0 | 0 | 417.8226 | 0 | 398.5744 | 169.4634 | 2.352 | 398.5744 | 169.4634 | 2.352 | 419.8708 | 178.5181 | 2.352 | 4.937% | 0.11169 | 0.10616 | 75768.5529 | 4573.9666 | 302.4119 | 70892.1744 | 75778.7828 | 0 | 0 | 75778.7828 | 0.01378%
2026 | 210 | 210-172R | Tier-2 | Tier-2---11 | 5--2 | 55 | 100% | 498.1496 | 90.1% | 9.186% | 0.7154% | 22.2168 | 0 | 0 | 22.2168 | 0 | 21.1934 | 18.098 | 1.171 | 21.1934 | 18.098 | 1.171 | 22.3257 | 19.065 | 1.171 | 4.46% | 0.32588 | 0.30975 | 1528.6439 | 54.3411 | 137.5486 | 1336.7541 | 1536.5263 | 0 | 0 | 1536.5263 | 0.0007326%
2026 | 210 | 210-392R | Tier-2 | Tier-2---10 | 5--3 | 44 | 100% | 1037.8957 | 85.73% | 13.64% | 0.6245% | 44.0457 | 0 | 0 | 44.0457 | 0 | 42.0166 | 14.4784 | 2.902 | 42.0166 | 14.4784 | 2.902 | 44.2616 | 15.252 | 2.902 | 4.244% | 0.34771 | 0.33049 | 2984.984 | 126.9167 | 388.4133 | 2469.654 | 3007.1634 | 0 | 0 | 3007.1634 | 0.001452%
2026 | 210 | 210-394R | Tier-2 | Tier-2---16 | 5--2 | 67 | 100% | 170.5929 | 70.47% | 28.1% | 1.432% | 5.9509 | 0 | 0 | 5.9509 | 0 | 5.6768 | 22.0467 | 0.25749 | 5.6768 | 22.0467 | 0.25749 | 5.9801 | 23.2247 | 0.25749 | 3.488% | 0.31841 | 0.30265 | 535.7584 | 19.2532 | 128.0571 | 388.4481 | 543.997 | 0 | 0 | 543.997 | 0.0001962%
2026 | 210 | 210-9R | Tier-2 | Tier-2---13 | 5--2 | 15 | 100% | 317.7725 | 50.82% | 48.53% | 0.6462% | 7.9945 | 0 | 0 | 7.9945 | 0 | 7.6262 | 4.9358 | 1.5451 | 7.6262 | 4.9358 | 1.5451 | 8.0337 | 5.1996 | 1.5451 | 2.516% | 0.31397 | 0.29843 | 1012.1143 | 32.0834 | 459.6705 | 520.3604 | 1038.0342 | 0 | 0 | 1038.0342 | 0.0002636%
2026 | 211 | 211-279R | Tier-2 | Tier-2---10 | 5--3 | 70 | 100% | 1199.6322 | 89.49% | 9.8% | 0.7134% | 53.1388 | 0 | 0 | 53.1388 | 0 | 50.6908 | 23.0339 | 2.2007 | 50.6908 | 23.0339 | 2.2007 | 53.3993 | 24.2646 | 2.2007 | 4.43% | 0.37314 | 0.35467 | 3215.0069 | 112.0942 | 354.3013 | 2748.6114 | 3232.6094 | 0 | 0 | 3232.6094 | 0.001752%
2026 | 211 | 211-312R | Tier-2 | Tier-2---8 | 5--3 | 129 | 100% | 1809.5147 | 84.26% | 15.08% | 0.6521% | 75.477 | 0 | 0 | 75.477 | 0 | 71.9999 | 42.4481 | 1.6962 | 71.9999 | 42.4481 | 1.6962 | 75.847 | 44.7162 | 1.6962 | 4.171% | 0.39031 | 0.37099 | 4636.1485 | 245.0801 | 661.0984 | 3729.97 | 4674.1392 | 0 | 0 | 4674.1392 | 0.002489%
2026 | 211 | 211-771R | Tier-3 | Tier-3---14 | 5--4 | 264 | 100% | 1890.633 | 91.06% | 8.49% | 0.4466% | 85.223 | 0 | 0 | 85.223 | 0 | 81.2969 | 86.8706 | 0.93584 | 81.2969 | 86.8706 | 0.93584 | 85.6408 | 91.5122 | 0.93584 | 4.508% | 0.3743 | 0.35578 | 5051.0602 | 188.146 | 399.018 | 4463.8962 | 5074.5675 | 0 | 0 | 5074.5675 | 0.00281%
2026 | 212 | 212-1177R | Tier-2 | Tier-2---8 | 5--4 | 63 | 100% | 1738.9252 | 95.43% | 4.096% | 0.4776% | 82.1402 | 0 | 0 | 82.1402 | 0 | 78.3562 | 20.7305 | 3.7798 | 78.3562 | 20.7305 | 3.7798 | 82.5429 | 21.8381 | 3.7798 | 4.724% | 0.15054 | 0.14309 | 11551.4959 | 598.6378 | 571.3977 | 10381.4604 | 11579.0081 | 0 | 0 | 11579.0081 | 0.002709%
2026 | 212 | 212-1204R | Tier-2 | Tier-2---8 | 5--4 | 51 | 100% | 1570.3762 | 94.97% | 4.642% | 0.3849% | 73.8258 | 0 | 0 | 73.8258 | 0 | 70.4248 | 16.7818 | 4.1965 | 70.4248 | 16.7818 | 4.1965 | 74.1877 | 17.6785 | 4.1965 | 4.701% | 0.19221 | 0.18269 | 8170.2767 | 423.629 | 402.249 | 7344.3988 | 8191.6669 | 0 | 0 | 8191.6669 | 0.002435%
2026 | 212 | 212-638R | Tier-2 | Tier-2---11 | 5--4 | 5 | 100% | 609.7797 | 99.07% | 0.4924% | 0.4406% | 29.9025 | 0 | 0 | 29.9025 | 0 | 28.5249 | 1.6453 | 17.3375 | 28.5249 | 1.6453 | 17.3375 | 30.0491 | 1.7332 | 17.3375 | 4.904% | 0.10708 | 0.10177 | 5694.8842 | 240.5228 | 69.3628 | 5384.9986 | 5697.6511 | 0 | 0 | 5697.6511 | 0.0009861%
2026 | 212 | 212-725R | Tier-3 | Tier-3---10 | 5--5 | 291 | 100% | 4887.8267 | 99.15% | 0.7265% | 0.1225% | 239.8933 | 0 | 0 | 239.8933 | 0 | 228.8419 | 95.7551 | 2.3899 | 228.8419 | 95.7551 | 2.3899 | 241.0693 | 100.8714 | 2.3899 | 4.908% | 0.13941 | 0.13251 | 35061.0556 | 1697.3046 | 267.0507 | 33096.7003 | 35076.5573 | 0 | 0 | 35076.5573 | 0.007911%
2026 | 212 | 212-734R | Tier-2 | Tier-2---10 | 5--4 | 1 | 100% | 1265.9596 | 97.92% | 1.386% | 0.6959% | 61.3606 | 0 | 0 | 61.3606 | 0 | 58.5338 | 0.32906 | 177.8846 | 58.5338 | 0.32906 | 177.8846 | 61.6614 | 0.34664 | 177.8846 | 4.847% | 0.17753 | 0.16875 | 7130.7609 | 270.2179 | 291.48 | 6569.0631 | 7138.4909 | 0 | 0 | 7138.4909 | 0.002023%
2026 | 212 | 212-739R | Tier-3 | Tier-3---15 | 5--4 | 68 | 100% | 998.7912 | 96.62% | 2.787% | 0.5903% | 47.7702 | 0 | 0 | 47.7702 | 0 | 45.5695 | 22.3758 | 2.0366 | 45.5695 | 22.3758 | 2.0366 | 48.0044 | 23.5713 | 2.0366 | 4.783% | 0.13097 | 0.12449 | 7626.107 | 388.5698 | 248.0646 | 6989.4726 | 7639.5217 | 0 | 0 | 7639.5217 | 0.001575%
2026 | 212 | 212-743R | Tier-2 | Tier-2---13 | 5--3 | 10 | 100% | 261.4279 | 97.06% | 2.12% | 0.8249% | 12.5596 | 0 | 0 | 12.5596 | 0 | 11.981 | 3.2906 | 3.641 | 11.981 | 3.2906 | 3.641 | 12.6212 | 3.4664 | 3.641 | 4.804% | 0.11654 | 0.11078 | 2243.1612 | 103.5889 | 60.4407 | 2079.1316 | 2246.6012 | 0 | 0 | 2246.6012 | 0.0004142%
2026 | 212 | 212-758R | Tier-2 | Tier-2---8 | 5--4 | 50 | 100% | 1482.4618 | 97.27% | 2.316% | 0.4117% | 71.3804 | 0 | 0 | 71.3804 | 0 | 68.092 | 16.4528 | 4.1386 | 68.092 | 16.4528 | 4.1386 | 71.7303 | 17.3319 | 4.1386 | 4.815% | 0.1427 | 0.13564 | 10388.4417 | 533.566 | 267.0613 | 9587.8143 | 10403.1976 | 0 | 0 | 10403.1976 | 0.002354%
2026 | 212 | 212-773R | Tier-2 | Tier-2---5 | 5--4 | 81 | 100% | 2758.5667 | 95.78% | 3.96% | 0.2633% | 130.7823 | 0 | 0 | 130.7823 | 0 | 124.7575 | 26.6535 | 4.6807 | 124.7575 | 26.6535 | 4.6807 | 131.4234 | 28.0776 | 4.6807 | 4.741% | 0.19881 | 0.18897 | 13875.2805 | 746.7621 | 538.2266 | 12590.2917 | 13905.797 | 0 | 0 | 13905.797 | 0.004313%
2026 | 212 | 212-799R | Tier-2 | Tier-2---10 | 5--4 | 19 | 100% | 1038.8005 | 97.12% | 2.539% | 0.3416% | 49.9395 | 0 | 0 | 49.9395 | 0 | 47.6389 | 6.252 | 7.6197 | 47.6389 | 6.252 | 7.6197 | 50.1843 | 6.5861 | 7.6197 | 4.807% | 0.12493 | 0.11875 | 8315.0604 | 411.6865 | 218.9209 | 7684.453 | 8327.5336 | 0 | 0 | 8327.5336 | 0.001647%
2026 | 212 | 212-880R | Tier-2 | Tier-2---16 | 5--2 | 7 | 100% | 104.9439 | 97.78% | 1.295% | 0.9224% | 5.0795 | 0 | 0 | 5.0795 | 0 | 4.8455 | 2.3034 | 2.1037 | 4.8455 | 2.3034 | 2.1037 | 5.1044 | 2.4265 | 2.1037 | 4.84% | 0.10736 | 0.10205 | 977.4994 | 42.0611 | 20.0248 | 915.4135 | 978.6283 | 0 | 0 | 978.6283 | 0.0001675%
2026 | 212 | 212-886R | Tier-2 | Tier-2---8 | 5--4 | 42 | 100% | 2163.5248 | 98.72% | 1.034% | 0.2463% | 105.7234 | 0 | 0 | 105.7234 | 0 | 100.8529 | 13.8203 | 7.2974 | 100.8529 | 13.8203 | 7.2974 | 106.2416 | 14.5588 | 7.2974 | 4.887% | 0.18767 | 0.17838 | 11528.3958 | 592.0091 | 130.2023 | 10806.1843 | 11536.0822 | 0 | 0 | 11536.0822 | 0.003486%
2026 | 212 | 212-888R | Tier-2 | Tier-2---8 | 5--4 | 59 | 100% | 1471.0622 | 97.82% | 1.883% | 0.2988% | 71.2291 | 0 | 0 | 71.2291 | 0 | 67.9477 | 19.4143 | 3.4999 | 67.9477 | 19.4143 | 3.4999 | 71.5783 | 20.4516 | 3.4999 | 4.842% | 0.13116 | 0.12466 | 11216.1087 | 603.389 | 219.1134 | 10393.6063 | 11228.8506 | 0 | 0 | 11228.8506 | 0.002349%
2026 | 214 | 214-1122R | Tier-3 | Tier-3---3 | 5--5 | 270 | 100% | 26281.1502 | 98.91% | 1.048% | 0.04591% | 1286.6839 | 0 | 0 | 1286.6839 | 0 | 1227.409 | 88.8449 | 13.8152 | 1227.409 | 88.8449 | 13.8152 | 1292.9912 | 93.592 | 13.8152 | 4.896% | 0.26918 | 0.25585 | 97635.635 | 5011.5122 | 984.8064 | 91639.3164 | 97691.265 | 0 | 0 | 97691.265 | 0.04243%
2026 | 214 | 214-1135R | Tier-3 | Tier-3---6 | 4--5 | 487 | 100% | 6666.9216 | 99.41% | 0.4702% | 0.123% | 328.055 | 0 | 0 | 328.055 | 0 | 312.9422 | 160.2499 | 1.9528 | 312.9422 | 160.2499 | 1.9528 | 329.6631 | 168.8122 | 1.9528 | 4.921% | 0.090777 | 0.086284 | 73442.8498 | 4553.5888 | 482.5906 | 68406.6704 | 73465.5376 | 0 | 0 | 73465.5376 | 0.01082%
2026 | 214 | 214-17AE | Tier-3 | Tier-3---17 | 4--4 | 158 | 100% | 484.0355 | 97.4% | 1.48% | 1.12% | 23.3369 | 0 | 0 | 23.3369 | 0 | 22.2618 | 51.9907 | 0.42819 | 22.2618 | 51.9907 | 0.42819 | 23.4513 | 54.7687 | 0.42819 | 4.821% | 0.071957 | 0.068395 | 6726.7702 | 365.2505 | 154.8548 | 6206.6649 | 6735.8769 | 0 | 0 | 6735.8769 | 0.0007696%
2026 | 214 | 214-4R | Tier-3 | Tier-3---17 | 4--4 | 69 | 100% | 400.1895 | 97.86% | 1.359% | 0.7809% | 19.3854 | 0 | 0 | 19.3854 | 0 | 18.4924 | 22.7048 | 0.81447 | 18.4924 | 22.7048 | 0.81447 | 19.4805 | 23.918 | 0.81447 | 4.844% | 0.059676 | 0.056722 | 6706.0819 | 383.8314 | 129.2907 | 6192.9598 | 6713.5561 | 0 | 0 | 6713.5561 | 0.0006393%
2026 | 214 | 214-536R | Tier-3 | Tier-3---17 | 4--4 | 105 | 100% | 513.3291 | 98.71% | 0.8845% | 0.4005% | 25.0833 | 0 | 0 | 25.0833 | 0 | 23.9277 | 34.5508 | 0.69254 | 23.9277 | 34.5508 | 0.69254 | 25.2062 | 36.3969 | 0.69254 | 4.886% | 0.053744 | 0.051083 | 9551.4463 | 547.5853 | 232.0453 | 8771.8157 | 9557.8383 | 0 | 0 | 9557.8383 | 0.0008272%
2026 | 214 | 214-583R | Tier-3 | Tier-3---13 | 4--5 | 154 | 100% | 2208.3134 | 99.09% | 0.6816% | 0.2244% | 108.3212 | 0 | 0 | 108.3212 | 0 | 103.331 | 50.6745 | 2.0391 | 103.331 | 50.6745 | 2.0391 | 108.8522 | 53.3821 | 2.0391 | 4.905% | 0.070413 | 0.066928 | 31362.296 | 1883.6813 | 422.1722 | 29056.4425 | 31377.0932 | 0 | 0 | 31377.0932 | 0.003572%
2026 | 214 | 214-613R | Tier-3 | Tier-3---14 | 5--3 | 534 | 100% | 1721.769 | 85.69% | 14.07% | 0.2459% | 73.0294 | 0 | 0 | 73.0294 | 0 | 69.6651 | 175.7155 | 0.39647 | 69.6651 | 175.7155 | 0.39647 | 73.3874 | 185.1042 | 0.39647 | 4.242% | 0.43289 | 0.41146 | 3977.4025 | 197.1566 | 516.9968 | 3263.2491 | 4007.0485 | 0 | 0 | 4007.0485 | 0.002408%
2026 | 214 | 214-647R | Tier-3 | Tier-3---8 | 5--5 | 96 | 100% | 22354.3085 | 99.24% | 0.73% | 0.02701% | 1098.1613 | 0 | 0 | 1098.1613 | 0 | 1047.5713 | 31.5893 | 33.1622 | 1047.5713 | 31.5893 | 33.1622 | 1103.5445 | 33.2772 | 33.1622 | 4.913% | 0.23844 | 0.22663 | 93753.9152 | 4640.4334 | 647.6025 | 88465.8794 | 93790.8777 | 0 | 0 | 93790.8777 | 0.03621%
2026 | 215 | 215-1531R | Tier-2 | Tier-2---2 | 5--5 | 169 | 100% | 12702.4119 | 98.21% | 1.737% | 0.04837% | 617.5408 | 0 | 0 | 617.5408 | 0 | 589.092 | 55.6103 | 10.5932 | 589.092 | 55.6103 | 10.5932 | 620.568 | 58.5817 | 10.5932 | 4.862% | 0.20291 | 0.19287 | 62600.9651 | 3773.3762 | 1033.6342 | 57793.9547 | 62659.1843 | 0 | 0 | 62659.1843 | 0.02036%
2026 | 215 | 215-1534R | Tier-2 | Tier-2---1 | 5--5 | 153 | 100% | 19489.7064 | 99% | 0.9737% | 0.02962% | 955.0614 | 0 | 0 | 955.0614 | 0 | 911.0636 | 50.3454 | 18.0962 | 911.0636 | 50.3454 | 18.0962 | 959.743 | 53.0355 | 18.0962 | 4.9% | 0.1982 | 0.18839 | 98331.2515 | 6096.0396 | 907.1497 | 91328.0622 | 98382.6286 | 0 | 0 | 98382.6286 | 0.03149%
2026 | 215 | 215-1544R | Tier-2 | Tier-2---8 | 5--4 | 46 | 100% | 1412.4296 | 98.09% | 1.785% | 0.1216% | 68.582 | 0 | 0 | 68.582 | 0 | 65.4226 | 15.1365 | 4.3222 | 65.4226 | 15.1365 | 4.3222 | 68.9182 | 15.9453 | 4.3222 | 4.856% | 0.10891 | 0.10352 | 12968.9923 | 1067.1746 | 223.4801 | 11678.3376 | 12981.8719 | 0 | 0 | 12981.8719 | 0.002262%
2026 | 215 | 215-38R | Tier-3 | Tier-3---10 | 5--5 | 150 | 100% | 5434.8155 | 98.92% | 1.009% | 0.07406% | 266.1091 | 0 | 0 | 266.1091 | 0 | 253.85 | 49.3583 | 5.143 | 253.85 | 49.3583 | 5.143 | 267.4135 | 51.9956 | 5.143 | 4.896% | 0.12528 | 0.11908 | 43381.3494 | 2695.9135 | 518.8073 | 40166.6286 | 43405.8232 | 0 | 0 | 43405.8232 | 0.008775%
2026 | 216 | 216-1859F | Tier-3 | Tier-3---4 | 5--5 | 111 | 100% | 14041.2877 | 99.19% | 0.7753% | 0.03948% | 689.3805 | 0 | 0 | 689.3805 | 0 | 657.6222 | 36.5251 | 18.0047 | 657.6222 | 36.5251 | 18.0047 | 692.7598 | 38.4767 | 18.0047 | 4.91% | 0.15704 | 0.14927 | 89409.7822 | 5511.6035 | 666.6545 | 83231.5241 | 89447.7216 | 0 | 0 | 89447.7216 | 0.02273%
2026 | 216 | 216-220R | Tier-3 | Tier-3---20 | 1--5 | 6 | 100% | 71.2816 | 99.9% | 0% | 0.09987% | 3.5249 | 0 | 0 | 3.5249 | 0 | 3.3625 | 1.9743 | 1.7031 | 3.3625 | 1.9743 | 1.7031 | 3.5422 | 2.0798 | 1.7031 | 4.945% | 0.000285 | 0.00027089 | 250110.7129 | 12944.4862 | 226.9057 | 236939.3211 | 250123.7212 | 0 | 0 | 250123.7212 | 0.0001162%
2026 | 217 | 217-41AE | Tier-2 | Tier-2---8 | 5--4 | 502 | 100% | 2013.5966 | 89.22% | 10.31% | 0.4697% | 88.9331 | 0 | 0 | 88.9331 | 0 | 84.8362 | 165.1857 | 0.51358 | 84.8362 | 165.1857 | 0.51358 | 89.3691 | 174.0118 | 0.51358 | 4.417% | 0.19664 | 0.1869 | 10240.1297 | 587.5443 | 1012.3349 | 8640.2505 | 10297.5917 | 0 | 0 | 10297.5917 | 0.002933%
2026 | 217 | 217-48AE | Tier-2 | Tier-2---8 | 5--4 | 383 | 100% | 2727.5845 | 87.85% | 11.78% | 0.3693% | 118.6108 | 0 | 0 | 118.6108 | 0 | 113.1467 | 126.0281 | 0.89779 | 113.1467 | 126.0281 | 0.89779 | 119.1922 | 132.762 | 0.89779 | 4.349% | 0.20236 | 0.19234 | 13478.9252 | 762.7474 | 1447.8056 | 11268.3722 | 13564.2138 | 0 | 0 | 13564.2138 | 0.003911%
2026 | 217 | 217-835R | Tier-3 | Tier-3---5 | 5--5 | 367 | 100% | 10686.9326 | 98.68% | 1.222% | 0.09479% | 522.0384 | 0 | 0 | 522.0384 | 0 | 497.9891 | 120.7632 | 4.1237 | 497.9891 | 120.7632 | 4.1237 | 524.5974 | 127.2158 | 4.1237 | 4.885% | 0.28412 | 0.27006 | 37613.7803 | 2195.3355 | 434.0984 | 34984.3464 | 37639.5702 | 0 | 0 | 37639.5702 | 0.01721%
2026 | 217 | 217-837R | Tier-3 | Tier-3---12 | 5--5 | 406 | 100% | 3657.1834 | 94.66% | 5.124% | 0.2164% | 171.362 | 0 | 0 | 171.362 | 0 | 163.4677 | 133.5964 | 1.2236 | 163.4677 | 133.5964 | 1.2236 | 172.202 | 140.7346 | 1.2236 | 4.686% | 0.14269 | 0.13563 | 25630.0196 | 1643.4761 | 1395.4824 | 22591.0611 | 25701.3071 | 0 | 0 | 25701.3071 | 0.005651%
2026 | 217 | 217-972R | Tier-2 | Tier-2---8 | 5--4 | 493 | 100% | 1438.6594 | 90.88% | 8.66% | 0.4639% | 64.7163 | 0 | 0 | 64.7163 | 0 | 61.735 | 162.2242 | 0.38055 | 61.735 | 162.2242 | 0.38055 | 65.0335 | 170.8921 | 0.38055 | 4.498% | 0.18227 | 0.17325 | 7892.9777 | 484.1091 | 632.8848 | 6775.9839 | 7930.4807 | 0 | 0 | 7930.4807 | 0.002134%
2026 | 217 | 217-983R | Tier-3 | Tier-3---5 | 5--5 | 69 | 100% | 10116.9629 | 99.05% | 0.91% | 0.0405% | 496.0298 | 0 | 0 | 496.0298 | 0 | 473.1787 | 22.7048 | 20.8405 | 473.1787 | 22.7048 | 20.8405 | 498.4613 | 23.918 | 20.8405 | 4.903% | 0.2438 | 0.23173 | 41497.7937 | 2121.8511 | 363.6616 | 39012.281 | 41518.3345 | 0 | 0 | 41518.3345 | 0.01636%
2026 | 220 | 220-288R | Tier-3 | Tier-3---14 | 5--4 | 57 | 100% | 2198.6799 | 96.34% | 3.473% | 0.1901% | 104.8478 | 0 | 0 | 104.8478 | 0 | 100.0176 | 18.7561 | 5.3325 | 100.0176 | 18.7561 | 5.3325 | 105.3617 | 19.7583 | 5.3325 | 4.769% | 0.37523 | 0.35666 | 5859.515 | 279.6691 | 215.3273 | 5364.5186 | 5870.6934 | 0 | 0 | 5870.6934 | 0.003457%
2026 | 220 | 220-294R | Tier-3 | Tier-3---14 | 5--3 | 218 | 100% | 1925.8876 | 84.29% | 15.28% | 0.4298% | 80.3557 | 0 | 0 | 80.3557 | 0 | 76.6538 | 71.734 | 1.0686 | 76.6538 | 71.734 | 1.0686 | 80.7496 | 75.5669 | 1.0686 | 4.172% | 0.44397 | 0.422 | 4337.8466 | 198.6888 | 616.3589 | 3522.7989 | 4373.3345 | 0 | 0 | 4373.3345 | 0.00265%
2026 | 220 | 220-298R | Tier-3 | Tier-3---11 | 5--4 | 620 | 100% | 3585.6314 | 89.37% | 10.06% | 0.5685% | 158.6214 | 0 | 0 | 158.6214 | 0 | 151.314 | 204.0142 | 0.74168 | 151.314 | 204.0142 | 0.74168 | 159.3989 | 214.915 | 0.74168 | 4.424% | 0.50177 | 0.47693 | 7145.9975 | 283.7182 | 677.141 | 6185.1383 | 7185.5575 | 0 | 0 | 7185.5575 | 0.005231%
2026 | 221 | 221-1230F | Tier-3 | Tier-3---12 | 4--5 | 17 | 100% | 3690.9623 | 99.91% | 0% | 0.09183% | 182.5349 | 0 | 0 | 182.5349 | 0 | 174.1258 | 5.5939 | 31.1276 | 174.1258 | 5.5939 | 31.1276 | 183.4296 | 5.8928 | 31.1276 | 4.945% | 0.035843 | 0.034069 | 102975.2443 | 5653.9564 | 85.9024 | 97235.3856 | 102980.169 | 0 | 0 | 102980.169 | 0.006019%
2026 | 221 | 221-23R | Tier-3 | Tier-3---11 | 5--5 | 227 | 100% | 3270.2376 | 92.16% | 7.656% | 0.1816% | 149.1897 | 0 | 0 | 149.1897 | 0 | 142.3168 | 74.6955 | 1.9053 | 142.3168 | 74.6955 | 1.9053 | 149.921 | 78.6866 | 1.9053 | 4.562% | 0.19945 | 0.18957 | 16396.4914 | 1101.2475 | 1224.4612 | 14070.7826 | 16463.4153 | 0 | 0 | 16463.4153 | 0.00492%
2026 | 221 | 221-344R | Tier-3 | Tier-3---13 | 5--4 | 357 | 100% | 2735.9283 | 96.11% | 3.605% | 0.2871% | 130.1577 | 0 | 0 | 130.1577 | 0 | 124.1616 | 117.4727 | 1.0569 | 124.1616 | 117.4727 | 1.0569 | 130.7958 | 123.7494 | 1.0569 | 4.757% | 0.2115 | 0.20103 | 12935.7823 | 697.0944 | 453.9009 | 11784.787 | 12962.0007 | 0 | 0 | 12962.0007 | 0.004292%
2026 | 221 | 221-35 | Tier-2 | Tier-2---10 | 5--3 | 3 | 100% | 710.3273 | 99.46% | 0.4791% | 0.06249% | 34.9708 | 0 | 0 | 34.9708 | 0 | 33.3597 | 0.98717 | 33.7935 | 33.3597 | 0.98717 | 33.7935 | 35.1422 | 1.0399 | 33.7935 | 4.923% | 0.17281 | 0.16425 | 4110.5569 | 223.7818 | 29.6305 | 3857.1446 | 4111.7163 | 0 | 0 | 4111.7163 | 0.001153%
2026 | 221 | 221-37AE | Tier-3 | Tier-3---11 | 5--5 | 384 | 100% | 3934.7733 | 97.03% | 2.838% | 0.1358% | 188.9786 | 0 | 0 | 188.9786 | 0 | 180.2727 | 126.3572 | 1.4267 | 180.2727 | 126.3572 | 1.4267 | 189.905 | 133.1086 | 1.4267 | 4.803% | 0.19925 | 0.18939 | 19747.6238 | 1157.9249 | 618.5884 | 17971.1105 | 19778.2099 | 0 | 0 | 19778.2099 | 0.006232%
2026 | 221 | 221-38AE | Tier-3 | Tier-3---17 | 5--3 | 29 | 100% | 318.0967 | 33.4% | 66.33% | 0.2755% | 5.2587 | 0 | 0 | 5.2587 | 0 | 5.0165 | 9.5426 | 0.52569 | 5.0165 | 9.5426 | 0.52569 | 5.2845 | 10.0525 | 0.52569 | 1.653% | 0.16917 | 0.1608 | 1880.3284 | 41.7922 | 1061.4721 | 777.0641 | 1945.5476 | 0 | 0 | 1945.5476 | 0.0001734%
2026 | 221 | 221-675R | Tier-2 | Tier-2---8 | 5--4 | 30 | 100% | 2055.424 | 99.51% | 0.3331% | 0.1572% | 101.2446 | 0 | 0 | 101.2446 | 0 | 96.5805 | 9.8717 | 9.7836 | 96.5805 | 9.8717 | 9.7836 | 101.7409 | 10.3991 | 9.7836 | 4.926% | 0.22072 | 0.20979 | 9312.3427 | 464.7372 | 113.1149 | 8734.4905 | 9314.7205 | 0 | 0 | 9314.7205 | 0.003339%
2026 | 221 | 221-782R | Tier-3 | Tier-3---17 | 5--3 | 27 | 100% | 618.0174 | 98.68% | 0.7939% | 0.5237% | 30.1888 | 0 | 0 | 30.1888 | 0 | 28.7981 | 8.8845 | 3.2414 | 28.7981 | 8.8845 | 3.2414 | 30.3368 | 9.3592 | 3.2414 | 4.885% | 0.2472 | 0.23496 | 2500.0604 | 147.4846 | 27.966 | 2324.6098 | 2501.7759 | 0 | 0 | 2501.7759 | 0.0009955%
2026 | 221 | 221-788 | Tier-3 | Tier-3---12 | 5--5 | 56 | 100% | 4481.9143 | 99.45% | 0.5095% | 0.04337% | 220.6282 | 0 | 0 | 220.6282 | 0 | 210.4643 | 18.4271 | 11.4215 | 210.4643 | 18.4271 | 11.4215 | 221.7097 | 19.4117 | 11.4215 | 4.923% | 0.18975 | 0.18036 | 23620.3007 | 1552.9774 | 202.4159 | 21864.9074 | 23627.1015 | 0 | 0 | 23627.1015 | 0.007276%
2026 | 221 | 221-824 | Tier-3 | Tier-3---13 | 5--4 | 34 | 100% | 2324.2215 | 96.86% | 3.03% | 0.1069% | 111.4397 | 0 | 0 | 111.4397 | 0 | 106.3059 | 11.1879 | 9.5019 | 106.3059 | 11.1879 | 9.5019 | 111.9859 | 11.7857 | 9.5019 | 4.795% | 0.18396 | 0.17486 | 12634.0691 | 769.9433 | 369.3383 | 11494.7875 | 12654.7103 | 0 | 0 | 12654.7103 | 0.003675%
2026 | 222 | 222-1433R | Tier-3 | Tier-3---5 | 5--5 | 17 | 100% | 9617.9712 | 99.59% | 0.3681% | 0.03974% | 474.1478 | 0 | 0 | 474.1478 | 0 | 452.3048 | 5.5939 | 80.8562 | 452.3048 | 5.5939 | 80.8562 | 476.4721 | 5.8928 | 80.8562 | 4.93% | 0.37266 | 0.35421 | 25809.0958 | 1306.2972 | 94.555 | 24408.2437 | 25814.5777 | 0 | 0 | 25814.5777 | 0.01564%
2026 | 222 | 222-1503R | Tier-3 | Tier-3---15 | 5--4 | 120 | 100% | 1359.3953 | 95.15% | 4.696% | 0.1502% | 64.0292 | 0 | 0 | 64.0292 | 0 | 61.0795 | 39.4866 | 1.5468 | 61.0795 | 39.4866 | 1.5468 | 64.343 | 41.5964 | 1.5468 | 4.71% | 0.23465 | 0.22303 | 5793.3484 | 301.9788 | 270.539 | 5220.8305 | 5807.9691 | 0 | 0 | 5807.9691 | 0.002111%
2026 | 222 | 222-1523R | Tier-3 | Tier-3---7 | 5--5 | 822 | 100% | 7406.689 | 96.62% | 3.25% | 0.1263% | 354.2524 | 0 | 0 | 354.2524 | 0 | 337.9327 | 270.4834 | 1.2494 | 337.9327 | 270.4834 | 1.2494 | 355.9889 | 284.9357 | 1.2494 | 4.783% | 0.26901 | 0.25569 | 27533.3002 | 1432.7814 | 864.0996 | 25236.4192 | 27581.7128 | 0 | 0 | 27581.7128 | 0.01168%
2026 | 222 | 222-1986R | Tier-3 | Tier-3---1 | 5--5 | 245 | 100% | 79194.3488 | 99.25% | 0.7305% | 0.01724% | 3890.8074 | 0 | 0 | 3890.8074 | 0 | 3711.5659 | 80.6185 | 46.0386 | 3711.5659 | 80.6185 | 46.0386 | 3909.88 | 84.9261 | 46.0386 | 4.913% | 0.41507 | 0.39452 | 190797.4815 | 11158.3549 | 1273.0385 | 178366.0881 | 190871.7807 | 0 | 0 | 190871.7807 | 0.1283%
2026 | 222 | 222-1988R | Tier-3 | Tier-3---11 | 5--4 | 9 | 100% | 3619.4356 | 99.27% | 0.7155% | 0.01673% | 177.8502 | 0 | 0 | 177.8502 | 0 | 169.657 | 2.9615 | 57.2876 | 169.657 | 2.9615 | 57.2876 | 178.722 | 3.1197 | 57.2876 | 4.914% | 0.34461 | 0.32755 | 10502.9479 | 509.7029 | 69.9812 | 9923.2638 | 10506.9529 | 0 | 0 | 10506.9529 | 0.005865%
2026 | 222 | 222-1990R | Tier-3 | Tier-3---1 | 5--5 | 107 | 100% | 45106.6401 | 99.63% | 0.3509% | 0.01982% | 2224.501 | 0 | 0 | 2224.501 | 0 | 2122.0228 | 35.2089 | 60.2695 | 2122.0228 | 35.2089 | 60.2695 | 2235.4054 | 37.0902 | 60.2695 | 4.932% | 0.41211 | 0.39171 | 109452.4885 | 5424.0865 | 426.9036 | 103601.4983 | 109473.6205 | 0 | 0 | 109473.6205 | 0.07336%
2026 | 222 | 222-1992R | Tier-3 | Tier-3---18 | 5--2 | 2 | 100% | 288.7705 | 86.56% | 13.18% | 0.2657% | 12.3725 | 0 | 0 | 12.3725 | 0 | 11.8025 | 0.65811 | 17.9339 | 11.8025 | 0.65811 | 17.9339 | 12.4331 | 0.69327 | 17.9339 | 4.285% | 0.22115 | 0.2102 | 1305.7642 | 59.3755 | 153.7229 | 1092.6658 | 1314.9061 | 0 | 0 | 1314.9061 | 0.000408%
2026 | 222 | 222-2013R | Tier-3 | Tier-3---7 | 5--5 | 511 | 100% | 7426.9759 | 96.05% | 3.813% | 0.1383% | 353.11 | 0 | 0 | 353.11 | 0 | 336.8429 | 168.1472 | 2.0033 | 336.8429 | 168.1472 | 2.0033 | 354.8409 | 177.1315 | 2.0033 | 4.754% | 0.27927 | 0.26545 | 26594.1155 | 1486.8089 | 949.5734 | 24157.7331 | 26648.8357 | 0 | 0 | 26648.8357 | 0.01164%
2026 | 222 | 222-2063 | Tier-3 | Tier-3---9 | 5--5 | 14 | 100% | 4859.7765 | 99.85% | 0.09452% | 0.05485% | 240.1996 | 0 | 0 | 240.1996 | 0 | 229.1341 | 4.6068 | 49.7385 | 229.1341 | 4.6068 | 49.7385 | 241.3771 | 4.8529 | 49.7385 | 4.943% | 0.23776 | 0.22599 | 20439.7717 | 1058.0128 | 26.4385 | 19355.3204 | 20441.3617 | 0 | 0 | 20441.3617 | 0.007921%
2026 | 222 | 222-2085 | Tier-3 | Tier-3---3 | 5--5 | 600 | 100% | 16772.3082 | 96.7% | 3.181% | 0.1236% | 802.7939 | 0 | 0 | 802.7939 | 0 | 765.8108 | 197.4331 | 3.8788 | 765.8108 | 197.4331 | 3.8788 | 806.7292 | 207.9822 | 3.8788 | 4.786% | 0.35117 | 0.33379 | 47761.3033 | 2740.017 | 1532.6307 | 43488.6556 | 47843.4976 | 0 | 0 | 47843.4976 | 0.02647%
2026 | 223 | 223-536R | Tier-2 | Tier-2---19 | 1--4 | 3 | 100% | 17.3686 | 98.33% | 0% | 1.666% | 0.84542 | 0 | 0 | 0.84542 | 0 | 0.80647 | 0.98717 | 0.81696 | 0.80647 | 0.98717 | 0.81696 | 0.84957 | 1.0399 | 0.81696 | 4.868% | 0.0018852 | 0.0017919 | 9213.1285 | 686.6485 | 141.1177 | 8385.3623 | 9221.1221 | 0 | 0 | 9221.1221 | 2.788e-05%
2026 | 230 | 230-127AE | Tier-2 | Tier-2---7 | 5--5 | 349 | 100% | 2000.4654 | 94.98% | 4.641% | 0.3747% | 94.056 | 0 | 0 | 94.056 | 0 | 89.723 | 114.8403 | 0.78129 | 89.723 | 114.8403 | 0.78129 | 94.517 | 120.9763 | 0.78129 | 4.702% | 0.093988 | 0.089336 | 21284.2191 | 1284.0751 | 990.3889 | 19009.7551 | 21339.8191 | 0 | 0 | 21339.8191 | 0.003102%
2026 | 230 | 230-133AE | Tier-2 | Tier-2---6 | 5--5 | 470 | 100% | 6388.6939 | 98.26% | 1.615% | 0.1229% | 310.7459 | 0 | 0 | 310.7459 | 0 | 296.4305 | 154.6559 | 1.9167 | 296.4305 | 154.6559 | 1.9167 | 312.2692 | 162.9194 | 1.9167 | 4.864% | 0.095565 | 0.090834 | 66852.0974 | 3853.1493 | 1086.4397 | 61912.5084 | 66912.5857 | 0 | 0 | 66912.5857 | 0.01025%
2026 | 230 | 230-1586R | Tier-2 | Tier-2---7 | 4--5 | 585 | 100% | 2072.8837 | 91.06% | 8.635% | 0.3% | 93.4394 | 0 | 0 | 93.4394 | 0 | 89.1348 | 192.4973 | 0.46304 | 89.1348 | 192.4973 | 0.46304 | 93.8974 | 202.7827 | 0.46304 | 4.508% | 0.084625 | 0.080436 | 24494.9333 | 1384.72 | 2145.1757 | 20965.0376 | 24608.9164 | 0 | 0 | 24608.9164 | 0.003081%
2026 | 230 | 230-1606R | Tier-2 | Tier-2---11 | 4--4 | 226 | 100% | 536.3838 | 78.97% | 20.71% | 0.32% | 20.9668 | 0 | 0 | 20.9668 | 0 | 20.0009 | 74.3665 | 0.26895 | 20.0009 | 74.3665 | 0.26895 | 21.0696 | 78.34 | 0.26895 | 3.909% | 0.062818 | 0.059709 | 8538.6965 | 437.3678 | 1660.0426 | 6441.2861 | 8632.2204 | 0 | 0 | 8632.2204 | 0.0006914%
2026 | 230 | 230-181 | Tier-2 | Tier-2---9 | 4--4 | 70 | 100% | 788.7224 | 98.19% | 1.606% | 0.2041% | 38.335 | 0 | 0 | 38.335 | 0 | 36.5689 | 23.0339 | 1.5876 | 36.5689 | 23.0339 | 1.5876 | 38.5229 | 24.2646 | 1.5876 | 4.86% | 0.063241 | 0.060111 | 12471.6541 | 782.4193 | 949.0175 | 10740.2174 | 12483.4125 | 0 | 0 | 12483.4125 | 0.001264%
2026 | 230 | 230-2060R | Tier-2 | Tier-2---4 | 4--5 | 328 | 100% | 3473.4554 | 97.68% | 2.135% | 0.1887% | 167.9415 | 0 | 0 | 167.9415 | 0 | 160.2048 | 107.9301 | 1.4843 | 160.2048 | 107.9301 | 1.4843 | 168.7647 | 113.697 | 1.4843 | 4.835% | 0.088414 | 0.084038 | 39286.0822 | 2320.0349 | 850.2401 | 36115.8071 | 39333.6151 | 0 | 0 | 39333.6151 | 0.005538%
2026 | 230 | 230-2067 | Tier-2 | Tier-2---16 | 4--3 | 3 | 100% | 121.6067 | 92.98% | 6.845% | 0.1786% | 5.5967 | 0 | 0 | 5.5967 | 0 | 5.3389 | 0.98717 | 5.4083 | 5.3389 | 0.98717 | 5.4083 | 5.6242 | 1.0399 | 5.4083 | 4.602% | 0.054619 | 0.051915 | 2226.4545 | 125.1839 | 142.6967 | 1958.574 | 2234.5983 | 0 | 0 | 2234.5983 | 0.0001846%
2026 | 230 | 230-371AE | Tier-2 | Tier-2---13 | 4--3 | 32 | 100% | 195.7251 | 81.71% | 17.81% | 0.4804% | 7.9168 | 0 | 0 | 7.9168 | 0 | 7.5521 | 10.5298 | 0.71721 | 7.5521 | 10.5298 | 0.71721 | 7.9556 | 11.0924 | 0.71721 | 4.045% | 0.059006 | 0.056085 | 3317.0375 | 182.5151 | 537.9757 | 2596.5467 | 3348.6257 | 0 | 0 | 3348.6257 | 0.0002611%
2026 | 231 | 231-1136R | Tier-2 | Tier-2---7 | 4--5 | 364 | 100% | 2730.9177 | 98.3% | 1.373% | 0.325% | 132.8848 | 0 | 0 | 132.8848 | 0 | 126.7631 | 119.7761 | 1.0583 | 126.7631 | 119.7761 | 1.0583 | 133.5362 | 126.1759 | 1.0583 | 4.866% | 0.054655 | 0.051949 | 49966.8413 | 3802.7952 | 1680.0986 | 44483.9475 | 50011.031 | 0 | 0 | 50011.031 | 0.004382%
2026 | 231 | 231-1635R | Tier-2 | Tier-2---4 | 5--5 | 1452 | 100% | 5142.095 | 98.68% | 0.901% | 0.4182% | 251.176 | 0 | 0 | 251.176 | 0 | 239.6048 | 477.7881 | 0.50149 | 239.6048 | 477.7881 | 0.50149 | 252.4072 | 503.317 | 0.50149 | 4.885% | 0.11648 | 0.11071 | 44146.87 | 3399.863 | 647.3328 | 40099.6742 | 44177.1988 | 0 | 0 | 44177.1988 | 0.008283%
2026 | 232 | 232-40AE | Tier-2 | Tier-2---19 | 2--3 | 4 | 100% | 11.4297 | 0.4523% | 98.58% | 0.9661% | 0.0025592 | 0 | 0 | 0.0025592 | 0 | 0.0024413 | 1.3162 | 0.0018548 | 0.0024413 | 1.3162 | 0.0018548 | 0.0025718 | 1.3865 | 0.0018548 | 0.02239% | 0.0059544 | 0.0056597 | 1919.5436 | 3.0821 | 1745.9177 | 170.5438 | 2019.0571 | 0 | 0 | 2019.0571 | 8.439e-08%
2026 | 233 | 233-123R | Tier-2 | Tier-2---4 | 4--5 | 743 | 100% | 3035.8045 | 98.84% | 0.8219% | 0.339% | 148.5278 | 0 | 0 | 148.5278 | 0 | 141.6855 | 244.488 | 0.57952 | 141.6855 | 244.488 | 0.57952 | 149.2559 | 257.5513 | 0.57952 | 4.893% | 0.06125 | 0.058219 | 49563.8317 | 3086.7129 | 653.5217 | 45823.5971 | 49593.7962 | 0 | 0 | 49593.7962 | 0.004898%
2026 | 233 | 233-41R | Tier-2 | Tier-2---9 | 4--5 | 182 | 100% | 718.991 | 97.57% | 1.357% | 1.072% | 34.7253 | 0 | 0 | 34.7253 | 0 | 33.1256 | 59.888 | 0.55313 | 33.1256 | 59.888 | 0.55313 | 34.8956 | 63.0879 | 0.55313 | 4.83% | 0.044487 | 0.042285 | 16161.8225 | 1280.6452 | 594.3266 | 14286.8507 | 16182.2721 | 0 | 0 | 16182.2721 | 0.001145%
2026 | 233 | 233-81F | Tier-2 | Tier-2---12 | 3--5 | 279 | 100% | 447.7794 | 94.96% | 4.349% | 0.694% | 21.0474 | 0 | 0 | 21.0474 | 0 | 20.0778 | 91.8064 | 0.2187 | 20.0778 | 91.8064 | 0.2187 | 21.1505 | 96.7117 | 0.2187 | 4.7% | 0.02204 | 0.020949 | 20316.8521 | 1331.0486 | 1007.3456 | 17978.4579 | 20370.2068 | 0 | 0 | 20370.2068 | 0.0006941%
2026 | 233 | 233-86F | Tier-2 | Tier-2---8 | 5--5 | 309 | 100% | 2341.6741 | 85.9% | 13.6% | 0.4998% | 99.5721 | 0 | 0 | 99.5721 | 0 | 94.985 | 101.678 | 0.93417 | 94.985 | 101.678 | 0.93417 | 100.0601 | 107.1108 | 0.93417 | 4.252% | 0.1204 | 0.11444 | 19449.7342 | 1103.1383 | 2517.3516 | 15829.2443 | 19592.5279 | 0 | 0 | 19592.5279 | 0.003284%
2026 | 234 | 234-48R | Tier-2 | Tier-2---4 | 4--5 | 875 | 100% | 4939.3792 | 99.46% | 0.3916% | 0.1518% | 243.1707 | 0 | 0 | 243.1707 | 0 | 231.9683 | 287.9233 | 0.80566 | 231.9683 | 287.9233 | 0.80566 | 244.3627 | 303.3074 | 0.80566 | 4.923% | 0.047931 | 0.045559 | 103051.0114 | 8933.6439 | 586.3727 | 93530.9949 | 103080.1738 | 0 | 0 | 103080.1738 | 0.008019%
2026 | 235 | 235-897R | Tier-2 | Tier-2---5 | 5--5 | 106 | 100% | 4375.0381 | 88.63% | 11.27% | 0.1058% | 191.9337 | 0 | 0 | 191.9337 | 0 | 183.0917 | 34.8798 | 5.2492 | 183.0917 | 34.8798 | 5.2492 | 192.8746 | 36.7435 | 5.2492 | 4.387% | 0.1179 | 0.11206 | 37108.0419 | 2052.774 | 3945.6216 | 31109.6464 | 37327.8331 | 0 | 0 | 37327.8331 | 0.006329%
2026 | 235 | 235-899R | Tier-2 | Tier-2---1 | 5--5 | 399 | 100% | 23678.6611 | 98.37% | 1.593% | 0.04039% | 1152.9446 | 0 | 0 | 1152.9446 | 0 | 1099.8308 | 131.293 | 8.3769 | 1099.8308 | 131.293 | 8.3769 | 1158.5963 | 138.3082 | 8.3769 | 4.869% | 0.15496 | 0.14729 | 152800.2562 | 9665.8605 | 2471.9354 | 140662.4603 | 152930.2625 | 0 | 0 | 152930.2625 | 0.03802%
2026 | 236 | 236-1535R | Tier-3 | Tier-3---4 | 5--5 | 390 | 100% | 9719.0421 | 98.73% | 1.209% | 0.05836% | 474.9956 | 0 | 0 | 474.9956 | 0 | 453.1135 | 128.3315 | 3.5308 | 453.1135 | 128.3315 | 3.5308 | 477.324 | 135.1884 | 3.5308 | 4.887% | 0.12847 | 0.12211 | 75651.1712 | 5252.2726 | 904.2907 | 69494.6079 | 75701.1003 | 0 | 0 | 75701.1003 | 0.01566%
2026 | 236 | 236-1561R | Tier-3 | Tier-3---13 | 5--4 | 104 | 100% | 2823.5781 | 97.26% | 2.617% | 0.1213% | 135.9404 | 0 | 0 | 135.9404 | 0 | 129.6779 | 34.2217 | 3.7893 | 129.6779 | 34.2217 | 3.7893 | 136.6068 | 36.0503 | 3.7893 | 4.814% | 0.17766 | 0.16886 | 15893.5317 | 919.2321 | 396.0284 | 14578.2713 | 15916.1933 | 0 | 0 | 15916.1933 | 0.004483%
2026 | 236 | 236-1563R | Tier-3 | Tier-3---13 | 5--4 | 19 | 100% | 2260.6624 | 98.61% | 1.288% | 0.1052% | 110.3442 | 0 | 0 | 110.3442 | 0 | 105.2609 | 6.252 | 16.8362 | 105.2609 | 6.252 | 16.8362 | 110.8851 | 6.5861 | 16.8362 | 4.881% | 0.17215 | 0.16363 | 13131.72 | 763.8797 | 149.4721 | 12218.3681 | 13141.245 | 0 | 0 | 13141.245 | 0.003639%
2026 | 236 | 236-1567R | Tier-3 | Tier-3---10 | 5--5 | 249 | 100% | 5332.0037 | 98.07% | 1.841% | 0.0848% | 258.852 | 0 | 0 | 258.852 | 0 | 246.9272 | 81.9347 | 3.0137 | 246.9272 | 81.9347 | 3.0137 | 260.1209 | 86.3126 | 3.0137 | 4.855% | 0.18129 | 0.17232 | 29411.5902 | 2025.1187 | 523.1992 | 26863.2724 | 29441.0836 | 0 | 0 | 29441.0836 | 0.008536%
2026 | 236 | 236-1569R | Tier-3 | Tier-3---8 | 5--5 | 365 | 100% | 21222.9131 | 98.36% | 1.585% | 0.05121% | 1033.3462 | 0 | 0 | 1033.3462 | 0 | 985.7421 | 120.1051 | 8.2073 | 985.7421 | 120.1051 | 8.2073 | 1038.4116 | 126.5225 | 8.2073 | 4.869% | 0.21435 | 0.20374 | 99012.7753 | 5477.8522 | 1488.5467 | 92046.3763 | 99097.1397 | 0 | 0 | 99097.1397 | 0.03408%
2026 | 236 | 236-1573R | Tier-3 | Tier-3---7 | 5--5 | 129 | 100% | 6927.8558 | 97.84% | 2.089% | 0.06679% | 335.5367 | 0 | 0 | 335.5367 | 0 | 320.0792 | 42.4481 | 7.5405 | 320.0792 | 42.4481 | 7.5405 | 337.1815 | 44.7162 | 7.5405 | 4.843% | 0.18488 | 0.17572 | 37473.1079 | 2383.2915 | 732.5482 | 34357.2682 | 37515.1746 | 0 | 0 | 37515.1746 | 0.01106%
2026 | 237 | 237-1761R | Tier-3 | Tier-3---12 | 5--5 | 48 | 100% | 3634.1464 | 99.4% | 0.4942% | 0.1098% | 178.8037 | 0 | 0 | 178.8037 | 0 | 170.5666 | 15.7946 | 10.799 | 170.5666 | 15.7946 | 10.799 | 179.6802 | 16.6386 | 10.799 | 4.92% | 0.14935 | 0.14196 | 24332.6951 | 1370.783 | 132.2733 | 22829.6387 | 24340.349 | 0 | 0 | 24340.349 | 0.005896%
2026 | 237 | 237-1765R | Tier-3 | Tier-3---1 | 5--5 | 135 | 100% | 28249.2525 | 99.34% | 0.6358% | 0.01982% | 1389.1699 | 0 | 0 | 1389.1699 | 0 | 1325.1737 | 44.4224 | 29.8312 | 1325.1737 | 44.4224 | 29.8312 | 1395.9796 | 46.796 | 29.8312 | 4.918% | 0.25909 | 0.24626 | 109034.6893 | 8324.9664 | 652.6676 | 100057.0553 | 109071.9184 | 0 | 0 | 109071.9184 | 0.04581%
2026 | 237 | 237-17R | Tier-2 | Tier-2---1 | 5--5 | 345 | 100% | 27080.7376 | 98.89% | 1.071% | 0.0369% | 1325.6439 | 0 | 0 | 1325.6439 | 0 | 1264.5743 | 113.524 | 11.1393 | 1264.5743 | 113.524 | 11.1393 | 1332.1422 | 119.5898 | 11.1393 | 4.895% | 0.15539 | 0.1477 | 174274.8137 | 11399.2241 | 1916.7846 | 160958.805 | 174375.3733 | 0 | 0 | 174375.3733 | 0.04371%
2026 | 237 | 237-26F | Tier-2 | Tier-2---10 | 5--4 | 37 | 100% | 663.2151 | 70.89% | 28.72% | 0.399% | 23.271 | 0 | 0 | 23.271 | 0 | 22.199 | 12.175 | 1.8233 | 22.199 | 12.175 | 1.8233 | 23.3851 | 12.8256 | 1.8233 | 3.509% | 0.10897 | 0.10358 | 6086.0279 | 237.5195 | 1591.9327 | 4256.5758 | 6178.3065 | 0 | 0 | 6178.3065 | 0.0007674%
2026 | 237 | 237-28F | Tier-2 | Tier-2---7 | 5--5 | 23 | 100% | 2530.2255 | 98.83% | 1.116% | 0.05734% | 123.7762 | 0 | 0 | 123.7762 | 0 | 118.0741 | 7.5683 | 15.6012 | 118.0741 | 7.5683 | 15.6012 | 124.383 | 7.9727 | 15.6012 | 4.892% | 0.10804 | 0.1027 | 23418.4293 | 1209.653 | 279.2604 | 21929.5159 | 23432.7427 | 0 | 0 | 23432.7427 | 0.004082%
2026 | 237 | 237-2R | Tier-3 | Tier-3---2 | 5--5 | 479 | 100% | 30894.1234 | 99.11% | 0.8492% | 0.03898% | 1515.6765 | 0 | 0 | 1515.6765 | 0 | 1445.8524 | 157.6174 | 9.1732 | 1445.8524 | 157.6174 | 9.1732 | 1523.1063 | 166.0391 | 9.1732 | 4.906% | 0.18156 | 0.17257 | 170161.3668 | 15433.056 | 1414.3274 | 153313.9834 | 170240.0741 | 0 | 0 | 170240.0741 | 0.04998%
2026 | 237 | 237-30R | Tier-3 | Tier-3---1 | 5--5 | 422 | 100% | 65515.492 | 98.93% | 1.038% | 0.03019% | 3208.3751 | 0 | 0 | 3208.3751 | 0 | 3060.5719 | 138.8613 | 22.0405 | 3060.5719 | 138.8613 | 22.0405 | 3224.1024 | 146.2808 | 22.0405 | 4.897% | 0.49249 | 0.46811 | 133030.3773 | 7577.9137 | 1285.1936 | 124167.2701 | 133104.3812 | 0 | 0 | 133104.3812 | 0.1058%
2026 | 239 | 239-2207R | Tier-3 | Tier-3---16 | 4--4 | 399 | 100% | 860.3234 | 98.08% | 1.495% | 0.4234% | 41.7689 | 0 | 0 | 41.7689 | 0 | 39.8446 | 131.293 | 0.30348 | 39.8446 | 131.293 | 0.30348 | 41.9736 | 138.3082 | 0.30348 | 4.855% | 0.078224 | 0.074352 | 10998.2588 | 773.4899 | 185.1971 | 10039.5718 | 11009.2492 | 0 | 0 | 11009.2492 | 0.001377%
2026 | 239 | 239-2211R | Tier-3 | Tier-3---16 | 5--4 | 55 | 100% | 1585.1718 | 98.67% | 1.22% | 0.1095% | 77.4227 | 0 | 0 | 77.4227 | 0 | 73.856 | 18.098 | 4.0809 | 73.856 | 18.098 | 4.0809 | 77.8022 | 19.065 | 4.0809 | 4.884% | 0.11902 | 0.11313 | 13318.69 | 748.7589 | 155.3385 | 12414.5926 | 13327.9127 | 0 | 0 | 13327.9127 | 0.002553%
2026 | 239 | 239-2213R | Tier-3 | Tier-3---15 | 5--4 | 233 | 100% | 1116.4705 | 96.46% | 3.23% | 0.3121% | 53.3076 | 0 | 0 | 53.3076 | 0 | 50.8518 | 76.6699 | 0.66326 | 50.8518 | 76.6699 | 0.66326 | 53.5689 | 80.7664 | 0.66326 | 4.775% | 0.1294 | 0.123 | 8627.7496 | 501.2225 | 328.5007 | 7798.0264 | 8643.666 | 0 | 0 | 8643.666 | 0.001758%
2026 | 239 | 239-2215R | Tier-3 | Tier-3---10 | 5--5 | 327 | 100% | 6268.6569 | 98.24% | 1.63% | 0.1302% | 304.8369 | 0 | 0 | 304.8369 | 0 | 290.7937 | 107.601 | 2.7025 | 290.7937 | 107.601 | 2.7025 | 306.3312 | 113.3503 | 2.7025 | 4.863% | 0.15408 | 0.14645 | 40685.5389 | 2527.5744 | 695.6728 | 37462.2917 | 40722.8328 | 0 | 0 | 40722.8328 | 0.01005%
2026 | 239 | 239-2217R | Tier-3 | Tier-3---16 | 4--4 | 303 | 100% | 1029.5673 | 69.27% | 30.42% | 0.3032% | 35.3035 | 0 | 0 | 35.3035 | 0 | 33.6771 | 99.7037 | 0.33777 | 33.6771 | 99.7037 | 0.33777 | 35.4765 | 105.031 | 0.33777 | 3.429% | 0.073205 | 0.069582 | 14064.0898 | 633.3257 | 4082.9978 | 9347.7664 | 14289.1505 | 0 | 0 | 14289.1505 | 0.001164%
2026 | 239 | 239-89R | Tier-3 | Tier-3---17 | 4--4 | 31 | 100% | 376.4251 | 98.76% | 0.8388% | 0.4045% | 18.4014 | 0 | 0 | 18.4014 | 0 | 17.5537 | 10.2007 | 1.7208 | 17.5537 | 10.2007 | 1.7208 | 18.4916 | 10.7457 | 1.7208 | 4.888% | 0.064786 | 0.061579 | 5810.3033 | 364.0144 | 679.2912 | 4766.9976 | 5814.0653 | 0 | 0 | 5814.0653 | 0.0006068%
2026 | 240 | 240-1028R | Tier-2 | Tier-2---9 | 4--5 | 123 | 100% | 1181.5361 | 98.38% | 1.316% | 0.2998% | 57.5411 | 0 | 0 | 57.5411 | 0 | 54.8903 | 40.4738 | 1.3562 | 54.8903 | 40.4738 | 1.3562 | 57.8231 | 42.6364 | 1.3562 | 4.87% | 0.045174 | 0.042938 | 26155.1082 | 1950.1252 | 442.6644 | 23762.3186 | 26177.1159 | 0 | 0 | 26177.1159 | 0.001897%
2026 | 240 | 240-1044 | Tier-3 | Tier-3---16 | 4--4 | 24 | 100% | 791.3356 | 98.7% | 1.112% | 0.1837% | 38.6637 | 0 | 0 | 38.6637 | 0 | 36.8826 | 7.8973 | 4.6703 | 36.8826 | 7.8973 | 4.6703 | 38.8532 | 8.3193 | 4.6703 | 4.886% | 0.076308 | 0.072531 | 10370.2289 | 676.03 | 184.4385 | 9509.7604 | 10377.2245 | 0 | 0 | 10377.2245 | 0.001275%
2026 | 240 | 240-1148 | Tier-3 | Tier-3---17 | 4--4 | 21 | 100% | 376.72 | 96.88% | 2.523% | 0.5996% | 18.0654 | 0 | 0 | 18.0654 | 0 | 17.2331 | 6.9102 | 2.4939 | 17.2331 | 6.9102 | 2.4939 | 18.1539 | 7.2794 | 2.4939 | 4.795% | 0.037482 | 0.035627 | 10050.6383 | 614.3795 | 265.2745 | 9170.9843 | 10066.9823 | 0 | 0 | 10066.9823 | 0.0005957%
2026 | 240 | 240-2004R | Tier-3 | Tier-3---12 | 5--5 | 485 | 100% | 4437.6588 | 97.91% | 1.769% | 0.321% | 215.0731 | 0 | 0 | 215.0731 | 0 | 205.1652 | 159.5918 | 1.2856 | 205.1652 | 159.5918 | 1.2856 | 216.1274 | 168.119 | 1.2856 | 4.847% | 0.095775 | 0.091035 | 46334.0144 | 3458.4519 | 909.4055 | 41966.157 | 46384.4455 | 0 | 0 | 46384.4455 | 0.007092%
2026 | 240 | 240-2006R | Tier-3 | Tier-3---12 | 4--5 | 263 | 100% | 3742.5721 | 99.07% | 0.7558% | 0.1785% | 183.5266 | 0 | 0 | 183.5266 | 0 | 175.0719 | 86.5415 | 2.023 | 175.0719 | 86.5415 | 2.023 | 184.4262 | 91.1655 | 2.023 | 4.904% | 0.06999 | 0.066526 | 53472.8025 | 3048.802 | 469.1943 | 49954.8062 | 53498.8189 | 0 | 0 | 53498.8189 | 0.006052%
2026 | 240 | 240-2032R | Tier-3 | Tier-3---12 | 5--5 | 164 | 100% | 3665.7351 | 96.82% | 2.929% | 0.2538% | 175.6782 | 0 | 0 | 175.6782 | 0 | 167.585 | 53.965 | 3.1054 | 167.585 | 53.965 | 3.1054 | 176.5393 | 56.8485 | 3.1054 | 4.792% | 0.12278 | 0.1167 | 29856.9037 | 1779.6717 | 868.2863 | 27208.9457 | 29906.3959 | 0 | 0 | 29906.3959 | 0.005793%
2026 | 242 | 242-1426F | Tier-2 | Tier-2---10 | 5--4 | 101 | 100% | 960.3446 | 65.96% | 33.81% | 0.2324% | 31.3551 | 0 | 0 | 31.3551 | 0 | 29.9106 | 33.2346 | 0.89998 | 29.9106 | 33.2346 | 0.89998 | 31.5088 | 35.0103 | 0.89998 | 3.265% | 0.10724 | 0.10194 | 8954.7461 | 551.4319 | 2822.7975 | 5580.5167 | 9113.4933 | 0 | 0 | 9113.4933 | 0.001034%
2026 | 246 | 246-34R | Tier-3 | Tier-3---12 | 4--5 | 389 | 100% | 3387.0058 | 94.54% | 5.197% | 0.2577% | 158.5107 | 0 | 0 | 158.5107 | 0 | 151.2085 | 128.0025 | 1.1813 | 151.2085 | 128.0025 | 1.1813 | 159.2877 | 134.8418 | 1.1813 | 4.68% | 0.070488 | 0.066999 | 48050.8143 | 3484.7024 | 2545.4197 | 42020.6922 | 48187.325 | 0 | 0 | 48187.325 | 0.005227%
2026 | 247 | 247-46 | Tier-3 | Tier-3---16 | 4--5 | 74 | 100% | 1360.3328 | 92.51% | 7.186% | 0.3009% | 62.2952 | 0 | 0 | 62.2952 | 0 | 59.4254 | 24.3501 | 2.4405 | 59.4254 | 24.3501 | 2.4405 | 62.6005 | 25.6511 | 2.4405 | 4.579% | 0.045228 | 0.04299 | 30076.9614 | 1732.65 | 2090.3581 | 26253.9533 | 30194.2294 | 0 | 0 | 30194.2294 | 0.002054%
2026 | 247 | 247-48 | Tier-2 | Tier-2---16 | 3--3 | 6 | 100% | 105.2026 | 98.18% | 1.532% | 0.2854% | 5.1129 | 0 | 0 | 5.1129 | 0 | 4.8774 | 1.9743 | 2.4704 | 4.8774 | 1.9743 | 2.4704 | 5.138 | 2.0798 | 2.4704 | 4.86% | 0.026216 | 0.024918 | 4012.9756 | 252.6865 | 61.3538 | 3698.9353 | 4016.7732 | 0 | 0 | 4016.7732 | 0.0001686%
2026 | 249 | 249-24R | Tier-3 | Tier-3---12 | 5--5 | 299 | 100% | 3753.23 | 95.85% | 3.876% | 0.273% | 178.0768 | 0 | 0 | 178.0768 | 0 | 169.8732 | 98.3875 | 1.7266 | 169.8732 | 98.3875 | 1.7266 | 178.9497 | 103.6445 | 1.7266 | 4.745% | 0.10094 | 0.09594 | 37183.961 | 2746.2949 | 1426.8186 | 33010.8475 | 37264.3032 | 0 | 0 | 37264.3032 | 0.005872%
2026 | 283 | 283-55R | Tier-3 | Tier-3---9 | 5--5 | 47 | 100% | 5299.6344 | 98.55% | 1.37% | 0.07601% | 258.5396 | 0 | 0 | 258.5396 | 0 | 246.6292 | 15.4656 | 15.947 | 246.6292 | 15.4656 | 15.947 | 259.807 | 16.2919 | 15.947 | 4.878% | 0.20157 | 0.19159 | 26291.5727 | 1578.5747 | 367.1447 | 24345.8532 | 26311.366 | 0 | 0 | 26311.366 | 0.008526%
2026 | 283 | 283-71F | Tier-3 | Tier-3---13 | 5--4 | 101 | 100% | 2013.5901 | 87.8% | 12.03% | 0.1689% | 87.5136 | 0 | 0 | 87.5136 | 0 | 83.482 | 33.2346 | 2.5119 | 83.482 | 33.2346 | 2.5119 | 87.9426 | 35.0103 | 2.5119 | 4.346% | 0.19011 | 0.1807 | 10591.4545 | 557.9915 | 1165.201 | 8868.2619 | 10658.7421 | 0 | 0 | 10658.7421 | 0.002886%
2026 | 288 | 288-149R | Tier-2 | Tier-2---12 | 3--5 | 1 | 100% | 481.2843 | 94.31% | 4.95% | 0.7414% | 22.4677 | 0 | 0 | 22.4677 | 0 | 21.4326 | 0.32906 | 65.1338 | 21.4326 | 0.32906 | 65.1338 | 22.5778 | 0.34664 | 65.1338 | 4.668% | 0.02124 | 0.020188 | 22659.7646 | 1431.5945 | 1401.7291 | 19826.4409 | 22726.928 | 0 | 0 | 22726.928 | 0.0007409%
2026 | 288 | 288-2375R | Tier-2 | Tier-2---19 | 2--4 | 2 | 100% | 41.8014 | 98.23% | 1.253% | 0.5152% | 2.0326 | 0 | 0 | 2.0326 | 0 | 1.9389 | 0.65811 | 2.9462 | 1.9389 | 0.65811 | 2.9462 | 2.0425 | 0.69327 | 2.9462 | 4.862% | 0.0067116 | 0.0063794 | 6228.2316 | 404.3218 | 163.6113 | 5660.2985 | 6233.9673 | 0 | 0 | 6233.9673 | 6.703e-05%
2026 | 288 | 288-2380F | Tier-2 | Tier-2---12 | 4--5 | 215 | 100% | 550.61 | 92.88% | 6.93% | 0.1872% | 25.3153 | 0 | 0 | 25.3153 | 0 | 24.149 | 70.7469 | 0.34134 | 24.149 | 70.7469 | 0.34134 | 25.4394 | 74.527 | 0.34134 | 4.598% | 0.030344 | 0.028842 | 18145.5978 | 1033.7393 | 1202.5384 | 15909.3201 | 18212.8585 | 0 | 0 | 18212.8585 | 0.0008348%
2026 | 296 | 296-68F | Tier-2 | Tier-2---21 | 1--2 | 22 | 100% | 3.2301 | 78.97% | 0% | 21.03% | 0.12626 | 0 | 0 | 0.12626 | 0 | 0.12044 | 7.2392 | 0.016638 | 0.12044 | 7.2392 | 0.016638 | 0.12688 | 7.626 | 0.016638 | 3.909% | 0.0027146 | 0.0025802 | 1189.8836 | 167.1479 | 356.0476 | 666.6881 | 1202.9164 | 0 | 0 | 1202.9164 | 4.164e-06%
2026 | 300 | 300-483F | Tier-2 | Tier-2---12 | 3--5 | 2 | 100% | 458.7821 | 99.48% | 0% | 0.5194% | 22.5918 | 0 | 0 | 22.5918 | 0 | 21.551 | 0.65811 | 32.7468 | 21.551 | 0.65811 | 32.7468 | 22.7025 | 0.69327 | 32.7468 | 4.924% | 0.018397 | 0.017486 | 24937.8732 | 2129.049 | 117.6547 | 22691.1695 | 24944.6182 | 0 | 0 | 24944.6182 | 0.000745%
2026 | 300 | 300-484F | Tier-2 | Tier-2---9 | 4--5 | 169 | 100% | 754.1323 | 92.41% | 6.882% | 0.7076% | 34.4965 | 0 | 0 | 34.4965 | 0 | 32.9073 | 55.6103 | 0.59175 | 32.9073 | 55.6103 | 0.59175 | 34.6656 | 58.5817 | 0.59175 | 4.574% | 0.039922 | 0.037946 | 18890.1433 | 1189.4361 | 2104.6022 | 15596.105 | 18964.8043 | 0 | 0 | 18964.8043 | 0.001138%
2026 | 307 | 307-1538F | Tier-2 | Tier-2---7 | 5--5 | 110 | 100% | 2407.2332 | 91.07% | 8.863% | 0.06623% | 108.5181 | 0 | 0 | 108.5181 | 0 | 103.5189 | 36.1961 | 2.8599 | 103.5189 | 36.1961 | 2.8599 | 109.0501 | 38.1301 | 2.8599 | 4.508% | 0.10098 | 0.09598 | 23839.1374 | 1161.7116 | 1913.71 | 20763.7158 | 23949.9932 | 0 | 0 | 23949.9932 | 0.003579%
2026 | 307 | 307-234R | Tier-2 | Tier-2---4 | 5--5 | 294 | 100% | 4762.848 | 95.55% | 4.384% | 0.07015% | 225.2596 | 0 | 0 | 225.2596 | 0 | 214.8823 | 96.7422 | 2.2212 | 214.8823 | 96.7422 | 2.2212 | 226.3638 | 101.9113 | 2.2212 | 4.73% | 0.11001 | 0.10456 | 43295.9421 | 2235.6738 | 1794.1526 | 39266.1157 | 43396.3748 | 0 | 0 | 43396.3748 | 0.007428%
2026 | 308 | 308-563AE | Tier-2 | Tier-2---18 | 4--3 | 5 | 100% | 95.5263 | 19.37% | 79.9% | 0.729% | 0.91613 | 0 | 0 | 0.91613 | 0 | 0.87392 | 1.6453 | 0.53117 | 0.87392 | 1.6453 | 0.53117 | 0.92062 | 1.7332 | 0.53117 | 0.959% | 0.03316 | 0.031518 | 2880.805 | 81.2813 | 2130.9308 | 668.5929 | 3001.7645 | 0 | 0 | 3001.7645 | 3.021e-05%
2026 | 311 | 311-1199 | Tier-2 | Tier-2---20 | 3--2 | 13 | 100% | 15.6056 | 49.38% | 48.09% | 2.529% | 0.38147 | 0 | 0 | 0.38147 | 0 | 0.3639 | 4.2777 | 0.085069 | 0.3639 | 4.2777 | 0.085069 | 0.38334 | 4.5063 | 0.085069 | 2.444% | 0.018336 | 0.017428 | 851.1013 | 34.5086 | 499.3326 | 317.2601 | 873.5365 | 0 | 0 | 873.5365 | 1.258e-05%
2026 | 311 | 311-43 | Tier-2 | Tier-2---15 | 3--4 | 201 | 100% | 159.8581 | 2.339% | 95.81% | 1.853% | 0.18508 | 0 | 0 | 0.18508 | 0 | 0.17656 | 66.1401 | 0.0026695 | 0.17656 | 66.1401 | 0.0026695 | 0.18599 | 69.674 | 0.0026695 | 0.1158% | 0.027937 | 0.026554 | 5722.0498 | 11.5831 | 5135.5481 | 574.9186 | 6013.0719 | 0 | 0 | 6013.0719 | 6.103e-06%
2026 | 312 | 312-14F | Tier-2 | Tier-2---14 | 3--4 | 10 | 100% | 202.1236 | 0.1514% | 99.59% | 0.26% | 0.015143 | 0 | 0 | 0.015143 | 0 | 0.014446 | 3.2906 | 0.00439 | 0.014446 | 3.2906 | 0.00439 | 0.015217 | 3.4664 | 0.00439 | 0.007492% | 0.018868 | 0.017934 | 10712.5091 | 14.4007 | 9656.8656 | 1041.2427 | 11269.5492 | 0 | 0 | 11269.5492 | 4.994e-07%
2026 | 315 | 315-485AE | Tier-2 | Tier-2---14 | 2--5 | 149 | 100% | 209.8559 | 99.5% | 0% | 0.498% | 10.3361 | 0 | 0 | 10.3361 | 0 | 9.86 | 49.0292 | 0.2011 | 9.86 | 49.0292 | 0.2011 | 10.3868 | 51.6489 | 0.2011 | 4.925% | 0.00637 | 0.0060547 | 32944.4153 | 9136.3077 | 189.8424 | 23618.2652 | 32952.9593 | 0 | 0 | 32952.9593 | 0.0003408%
2026 | 350 | 350-2182R | Tier-2 | Tier-2---13 | 4--3 | 2 | 100% | 302.428 | 99.27% | 0.6612% | 0.06922% | 14.8608 | 0 | 0 | 14.8608 | 0 | 14.1762 | 0.65811 | 21.5408 | 14.1762 | 0.65811 | 21.5408 | 14.9337 | 0.69327 | 21.5408 | 4.914% | 0.068991 | 0.065576 | 4383.5865 | 235.806 | 28.4753 | 4119.3053 | 4385.2539 | 0 | 0 | 4385.2539 | 0.0004901%
2026 | 350 | 350-2188R | Tier-2 | Tier-2---5 | 5--5 | 975 | 100% | 3602.0119 | 95.48% | 4.084% | 0.4314% | 170.2488 | 0 | 0 | 170.2488 | 0 | 162.4058 | 320.8288 | 0.50621 | 162.4058 | 320.8288 | 0.50621 | 171.0834 | 337.9711 | 0.50621 | 4.726% | 0.15121 | 0.14373 | 23821.2544 | 1424.0323 | 987.3799 | 21409.8422 | 23877.2694 | 0 | 0 | 23877.2694 | 0.005614%
2026 | 350 | 350-2192R | Tier-2 | Tier-2---2 | 5--5 | 827 | 100% | 13871.6222 | 98.14% | 1.698% | 0.1643% | 673.8553 | 0 | 0 | 673.8553 | 0 | 642.8121 | 272.1286 | 2.3622 | 642.8121 | 272.1286 | 2.3622 | 677.1585 | 286.6688 | 2.3622 | 4.858% | 0.18928 | 0.17991 | 73287.5708 | 4711.7972 | 1323.9814 | 67251.7922 | 73358.6632 | 0 | 0 | 73358.6632 | 0.02222%
2026 | 350 | 350-2196R | Tier-2 | Tier-2---5 | 5--5 | 961 | 100% | 5570.6857 | 96.99% | 2.589% | 0.4237% | 267.4423 | 0 | 0 | 267.4423 | 0 | 255.1218 | 316.222 | 0.80678 | 255.1218 | 316.222 | 0.80678 | 268.7533 | 333.1182 | 0.80678 | 4.801% | 0.19915 | 0.18929 | 27972.7323 | 1828.1512 | 784.4184 | 25360.1626 | 28016.6156 | 0 | 0 | 28016.6156 | 0.008819%
2026 | 350 | 350-2201R | Tier-3 | Tier-3---4 | 5--5 | 397 | 100% | 13521.7454 | 99.28% | 0.6466% | 0.06915% | 664.5359 | 0 | 0 | 664.5359 | 0 | 633.9221 | 130.6349 | 4.8526 | 633.9221 | 130.6349 | 4.8526 | 667.7935 | 137.6149 | 4.8526 | 4.915% | 0.1241 | 0.11796 | 108955.4795 | 7800.4897 | 724.3656 | 100430.6241 | 108996.0903 | 0 | 0 | 108996.0903 | 0.02191%
2026 | 350 | 350-41R | Tier-2 | Tier-2---3 | 5--5 | 538 | 100% | 11201.3889 | 98.88% | 1.023% | 0.1021% | 548.2325 | 0 | 0 | 548.2325 | 0 | 522.9766 | 177.0317 | 2.9541 | 522.9766 | 177.0317 | 2.9541 | 550.9199 | 186.4907 | 2.9541 | 4.894% | 0.12896 | 0.12258 | 86857.3847 | 6899.4834 | 1125.7731 | 78832.1281 | 86908.2599 | 0 | 0 | 86908.2599 | 0.01808%
2026 | 351 | 351-819R | Tier-2 | Tier-2---1 | 5--5 | 546 | 100% | 23517.4276 | 99.25% | 0.716% | 0.03401% | 1155.3817 | 0 | 0 | 1155.3817 | 0 | 1102.1556 | 179.6641 | 6.1345 | 1102.1556 | 179.6641 | 6.1345 | 1161.0453 | 189.2638 | 6.1345 | 4.913% | 0.14376 | 0.13664 | 163589.7091 | 16623.6975 | 1146.1775 | 145819.834 | 163653.6056 | 0 | 0 | 163653.6056 | 0.0381%
2026 | 351 | 351-871R | Tier-3 | Tier-3---6 | 5--5 | 92 | 100% | 9144.3124 | 99.73% | 0.2371% | 0.03256% | 451.4229 | 0 | 0 | 451.4229 | 0 | 430.6267 | 30.2731 | 14.2247 | 430.6267 | 30.2731 | 14.2247 | 453.6357 | 31.8906 | 14.2247 | 4.937% | 0.11468 | 0.109 | 79737.0821 | 3947.9048 | 194.739 | 75594.4383 | 79748.2799 | 0 | 0 | 79748.2799 | 0.01489%
2026 | 352 | 352-27R | Tier-3 | Tier-3---2 | 5--5 | 488 | 100% | 18614.1823 | 99.36% | 0.5928% | 0.04664% | 915.5099 | 0 | 0 | 915.5099 | 0 | 873.3342 | 160.5789 | 5.4387 | 873.3342 | 160.5789 | 5.4387 | 919.9977 | 169.1589 | 5.4387 | 4.918% | 0.11814 | 0.11229 | 157566.7738 | 12769.0481 | 931.5035 | 143866.2223 | 157619.2477 | 0 | 0 | 157619.2477 | 0.03019%
2026 | 353 | 353-1429R | Tier-2 | Tier-2---6 | 5--5 | 319 | 100% | 9221.8022 | 97.49% | 2.457% | 0.05523% | 445.0117 | 0 | 0 | 445.0117 | 0 | 424.5109 | 104.9686 | 4.0442 | 424.5109 | 104.9686 | 4.0442 | 447.1931 | 110.5772 | 4.0442 | 4.826% | 0.12141 | 0.1154 | 75954.4937 | 7030.6458 | 1796.1724 | 67127.6756 | 76053.8635 | 0 | 0 | 76053.8635 | 0.01467%
2026 | 353 | 353-593F | Tier-2 | Tier-2---7 | 5--5 | 106 | 100% | 2519.0591 | 99.18% | 0.76% | 0.05848% | 123.6728 | 0 | 0 | 123.6728 | 0 | 117.9754 | 34.8798 | 3.3823 | 117.9754 | 34.8798 | 3.3823 | 124.279 | 36.7435 | 3.3823 | 4.909% | 0.10537 | 0.10016 | 23906.1611 | 1223.3222 | 175.0584 | 22507.7804 | 23916.3516 | 0 | 0 | 23916.3516 | 0.004078%
2026 | 353 | 353-594F | Tier-2 | Tier-2---7 | 5--5 | 24 | 100% | 2215.6498 | 99.93% | 0.02983% | 0.0378% | 109.6005 | 0 | 0 | 109.6005 | 0 | 104.5514 | 7.8973 | 13.2388 | 104.5514 | 7.8973 | 13.2388 | 110.1378 | 8.3193 | 13.2388 | 4.947% | 0.10216 | 0.097099 | 21688.8427 | 1103.6586 | 13.4163 | 20571.7678 | 21689.6065 | 0 | 0 | 21689.6065 | 0.003614%
2026 | 353 | 353-900F | Tier-2 | Tier-2---8 | 5--5 | 55 | 100% | 1991.3582 | 88.69% | 11.27% | 0.03442% | 87.4279 | 0 | 0 | 87.4279 | 0 | 83.4003 | 18.098 | 4.6082 | 83.4003 | 18.098 | 4.6082 | 87.8565 | 19.065 | 4.6082 | 4.39% | 0.10085 | 0.09586 | 19745.2341 | 886.6093 | 2040.7127 | 16817.9121 | 19861.49 | 0 | 0 | 19861.49 | 0.002883%
2026 | 353 | 353-901F | Tier-2 | Tier-2---4 | 5--5 | 46 | 100% | 4555.6189 | 94.3% | 5.656% | 0.04182% | 212.6544 | 0 | 0 | 212.6544 | 0 | 202.8579 | 15.1365 | 13.4019 | 202.8579 | 15.1365 | 13.4019 | 213.6968 | 15.9453 | 13.4019 | 4.668% | 0.10618 | 0.10093 | 42903.6289 | 2997.2951 | 2229.1196 | 37677.2142 | 43030.9365 | 0 | 0 | 43030.9365 | 0.007013%
2026 | 353 | 353-902F | Tier-2 | Tier-2---11 | 5--3 | 13 | 100% | 465.1006 | 62.84% | 37.09% | 0.07221% | 14.4673 | 0 | 0 | 14.4673 | 0 | 13.8008 | 4.2777 | 3.2262 | 13.8008 | 4.2777 | 3.2262 | 14.5382 | 4.5063 | 3.2262 | 3.111% | 0.098854 | 0.093961 | 4704.9245 | 153.014 | 1593.6445 | 2958.266 | 4795.9754 | 0 | 0 | 4795.9754 | 0.0004771%
2026 | 353 | 353-904R | Tier-2 | Tier-2---3 | 5--5 | 139 | 100% | 13534.4067 | 99.43% | 0.528% | 0.03951% | 666.1513 | 0 | 0 | 666.1513 | 0 | 635.4631 | 45.7387 | 13.8933 | 635.4631 | 45.7387 | 13.8933 | 669.4168 | 48.1825 | 13.8933 | 4.922% | 0.12577 | 0.11955 | 107611.5054 | 6762.2295 | 951.3386 | 99897.9374 | 107643.3077 | 0 | 0 | 107643.3077 | 0.02197%
2026 | 354 | 354-1706R | Tier-2 | Tier-2---1 | 5--5 | 465 | 100% | 20510.2592 | 99.17% | 0.7728% | 0.06052% | 1006.7977 | 0 | 0 | 1006.7977 | 0 | 960.4166 | 153.0107 | 6.2768 | 960.4166 | 153.0107 | 6.2768 | 1011.733 | 161.1862 | 6.2768 | 4.909% | 0.13939 | 0.13249 | 147143.8192 | 11695.5249 | 1352.7634 | 134095.5309 | 147207.6742 | 0 | 0 | 147207.6742 | 0.0332%
2026 | 354 | 354-24AE | Tier-2 | Tier-2---4 | 4--5 | 102 | 100% | 3653.654 | 88.54% | 11.39% | 0.07412% | 160.1222 | 0 | 0 | 160.1222 | 0 | 152.7457 | 33.5636 | 4.5509 | 152.7457 | 33.5636 | 4.5509 | 160.9071 | 35.357 | 4.5509 | 4.383% | 0.080555 | 0.076567 | 45356.2427 | 2136.2059 | 4816.4156 | 38403.6212 | 45627.0334 | 0 | 0 | 45627.0334 | 0.00528%
2026 | 355 | 355-41R | Tier-2 | Tier-2---6 | 4--5 | 276 | 100% | 7500.5861 | 98.5% | 1.439% | 0.05987% | 365.7128 | 0 | 0 | 365.7128 | 0 | 348.8651 | 90.8192 | 3.8413 | 348.8651 | 90.8192 | 3.8413 | 367.5055 | 95.6718 | 3.8413 | 4.876% | 0.092253 | 0.087687 | 81304.346 | 4273.0126 | 1113.8309 | 75917.5024 | 81367.8246 | 0 | 0 | 81367.8246 | 0.01206%
2026 | 355 | 355-6R | Tier-2 | Tier-2---7 | 4--5 | 139 | 100% | 1698.7097 | 79.94% | 19.99% | 0.07228% | 67.2176 | 0 | 0 | 67.2176 | 0 | 64.1211 | 45.7387 | 1.4019 | 64.1211 | 45.7387 | 1.4019 | 67.5471 | 48.1825 | 1.4019 | 3.957% | 0.074333 | 0.070654 | 22852.699 | 968.4345 | 4228.7096 | 17655.5548 | 23091.4486 | 0 | 0 | 23091.4486 | 0.002217%
2026 | 356 | 356-16R | Tier-2 | Tier-2---4 | 4--5 | 131 | 100% | 5437.4375 | 98.14% | 1.781% | 0.0775% | 264.1505 | 0 | 0 | 264.1505 | 0 | 251.9816 | 43.1062 | 5.8456 | 251.9816 | 43.1062 | 5.8456 | 265.4453 | 45.4095 | 5.8456 | 4.858% | 0.090754 | 0.086262 | 59914.026 | 4577.5093 | 1354.7623 | 53981.7544 | 59972.0203 | 0 | 0 | 59972.0203 | 0.008711%
2026 | 356 | 356-19R | Tier-3 | Tier-3---8 | 5--5 | 704 | 100% | 16012.7864 | 97.76% | 2.145% | 0.09187% | 774.9006 | 0 | 0 | 774.9006 | 0 | 739.2025 | 231.6548 | 3.191 | 739.2025 | 231.6548 | 3.191 | 778.6991 | 244.0325 | 3.191 | 4.839% | 0.16775 | 0.15945 | 95453.8626 | 6567.3724 | 2023.3951 | 86863.0951 | 95565.0716 | 0 | 0 | 95565.0716 | 0.02555%
2026 | 356 | 356-30AE | Tier-3 | Tier-3---6 | 5--5 | 561 | 100% | 9294.6751 | 95.41% | 4.438% | 0.1505% | 438.9762 | 0 | 0 | 438.9762 | 0 | 418.7535 | 184.6 | 2.2684 | 418.7535 | 184.6 | 2.2684 | 441.128 | 194.4634 | 2.2684 | 4.723% | 0.14106 | 0.13408 | 65892.3901 | 4765.339 | 2823.4514 | 58303.5997 | 66049.8398 | 0 | 0 | 66049.8398 | 0.01448%
2026 | 357 | 357-1147R | Tier-2 | Tier-2---10 | 5--4 | 14 | 100% | 1251.1758 | 99.06% | 0.8754% | 0.0621% | 61.3526 | 0 | 0 | 61.3526 | 0 | 58.5262 | 4.6068 | 12.7044 | 58.5262 | 4.6068 | 12.7044 | 61.6533 | 4.8529 | 12.7044 | 4.904% | 0.14287 | 0.1358 | 8757.5771 | 445.3445 | 75.5026 | 8236.73 | 8761.8529 | 0 | 0 | 8761.8529 | 0.002023%
2026 | 357 | 357-1299R | Tier-3 | Tier-3---9 | 5--5 | 7 | 100% | 5098.7328 | 99.68% | 0.2892% | 0.03002% | 251.5816 | 0 | 0 | 251.5816 | 0 | 239.9918 | 2.3034 | 104.1908 | 239.9918 | 2.3034 | 104.1908 | 252.8149 | 2.4265 | 104.1908 | 4.934% | 0.2409 | 0.22898 | 21164.9633 | 1447.3151 | 61.817 | 19655.8313 | 21168.4818 | 0 | 0 | 21168.4818 | 0.008296%
2026 | 357 | 357-2047F | Tier-2 | Tier-2---10 | 5--4 | 1 | 100% | 878.9304 | 95.49% | 4.482% | 0.03213% | 41.5429 | 0 | 0 | 41.5429 | 0 | 39.6291 | 0.32906 | 120.433 | 39.6291 | 0.32906 | 120.433 | 41.7465 | 0.34664 | 120.433 | 4.727% | 0.14128 | 0.13429 | 6221.0361 | 308.2981 | 257.2191 | 5655.5189 | 6235.6624 | 0 | 0 | 6235.6624 | 0.00137%
2026 | 357 | 357-2049F | Tier-3 | Tier-3---8 | 5--5 | 194 | 100% | 16869.708 | 98.79% | 1.184% | 0.02933% | 824.9167 | 0 | 0 | 824.9167 | 0 | 786.9145 | 63.8367 | 12.327 | 786.9145 | 63.8367 | 12.327 | 828.9604 | 67.2476 | 12.327 | 4.89% | 0.18286 | 0.17381 | 92253.2607 | 6177.0068 | 1029.1992 | 85047.0547 | 92311.5642 | 0 | 0 | 92311.5642 | 0.0272%
2026 | 357 | 357-45R | Tier-3 | Tier-3---8 | 5--5 | 329 | 100% | 17696.7525 | 97.47% | 2.478% | 0.04808% | 853.8638 | 0 | 0 | 853.8638 | 0 | 814.528 | 108.2592 | 7.5239 | 814.528 | 108.2592 | 7.5239 | 858.0494 | 114.0436 | 7.5239 | 4.825% | 0.18538 | 0.1762 | 95462.1405 | 7644.6992 | 2293.6368 | 85523.8045 | 95587.7082 | 0 | 0 | 95587.7082 | 0.02816%
2026 | 357 | 357-50R | Tier-3 | Tier-3---4 | 5--5 | 435 | 100% | 10432.4887 | 97.04% | 2.884% | 0.07824% | 501.113 | 0 | 0 | 501.113 | 0 | 478.0277 | 143.139 | 3.3396 | 478.0277 | 143.139 | 3.3396 | 503.5694 | 150.7871 | 3.3396 | 4.803% | 0.14913 | 0.14175 | 69957.1689 | 5112.9004 | 1923.9041 | 62920.3645 | 70065.0754 | 0 | 0 | 70065.0754 | 0.01652%
2026 | 357 | 357-750R | Tier-2 | Tier-2---2 | 5--5 | 248 | 100% | 11757.6254 | 97.81% | 2.143% | 0.05143% | 569.2326 | 0 | 0 | 569.2326 | 0 | 543.0092 | 81.6057 | 6.6541 | 543.0092 | 81.6057 | 6.6541 | 572.0229 | 85.966 | 6.6541 | 4.841% | 0.171 | 0.16254 | 68756.8371 | 5466.8496 | 1394.351 | 61895.6365 | 68835.4024 | 0 | 0 | 68835.4024 | 0.01877%
2026 | 358 | 358-1175F | Tier-2 | Tier-2---11 | 5--3 | 11 | 100% | 599.5834 | 97.21% | 2.746% | 0.04768% | 28.8502 | 0 | 0 | 28.8502 | 0 | 27.5211 | 3.6196 | 7.6033 | 27.5211 | 3.6196 | 7.6033 | 28.9916 | 3.813 | 7.6033 | 4.812% | 0.14195 | 0.13492 | 4224.0008 | 213.9489 | 108.6198 | 3901.4321 | 4230.1466 | 0 | 0 | 4230.1466 | 0.0009514%
2026 | 358 | 358-33 | Tier-3 | Tier-3---15 | 5--4 | 36 | 100% | 1344.6436 | 99.66% | 0.3079% | 0.03174% | 66.3338 | 0 | 0 | 66.3338 | 0 | 63.2779 | 11.846 | 5.3417 | 63.2779 | 11.846 | 5.3417 | 66.6589 | 12.4789 | 5.3417 | 4.933% | 0.14298 | 0.1359 | 9404.72 | 716.3629 | 33.2595 | 8655.0976 | 9406.3837 | 0 | 0 | 9406.3837 | 0.002187%
2026 | 358 | 358-682F | Tier-3 | Tier-3---3 | 5--5 | 252 | 100% | 37602.1184 | 98.59% | 1.386% | 0.02088% | 1835.1165 | 0 | 0 | 1835.1165 | 0 | 1750.5765 | 82.9219 | 21.1111 | 1750.5765 | 82.9219 | 21.1111 | 1844.1122 | 87.3525 | 21.1111 | 4.88% | 0.54241 | 0.51556 | 69323.599 | 4080.8113 | 883.9511 | 64358.8366 | 69374.3945 | 0 | 0 | 69374.3945 | 0.06052%
2026 | 387 | 387-15 | Tier-3 | Tier-3---16 | 4--5 | 14 | 100% | 1455.0528 | 89.01% | 10.72% | 0.2619% | 64.1128 | 0 | 0 | 64.1128 | 0 | 61.1593 | 4.6068 | 13.276 | 61.1593 | 4.6068 | 13.276 | 64.4271 | 4.8529 | 13.276 | 4.406% | 0.072601 | 0.069007 | 20041.7181 | 1414.1085 | 2071.8969 | 16555.7127 | 20156.3764 | 0 | 0 | 20156.3764 | 0.002114%
2026 | 393 | 393-14R | Tier-2 | Tier-2---10 | 5--4 | 22 | 100% | 924.8041 | 18.79% | 81.02% | 0.1888% | 8.6004 | 0 | 0 | 8.6004 | 0 | 8.2042 | 7.2392 | 1.1333 | 8.2042 | 7.2392 | 1.1333 | 8.6426 | 7.626 | 1.1333 | 0.93% | 0.10079 | 0.095804 | 9175.2809 | 282.2453 | 6855.7873 | 2037.2483 | 9563.3384 | 0 | 0 | 9563.3384 | 0.0002836%
2026 | 396 | 396-699R | Tier-2 | Tier-2---5 | 5--5 | 590 | 100% | 3136.9517 | 88.18% | 11.4% | 0.4202% | 136.9258 | 0 | 0 | 136.9258 | 0 | 130.6179 | 194.1426 | 0.67279 | 130.6179 | 194.1426 | 0.67279 | 137.597 | 204.5159 | 0.67279 | 4.365% | 0.15664 | 0.14888 | 20026.8881 | 1646.7402 | 2215.8438 | 16164.3042 | 20150.1614 | 0 | 0 | 20150.1614 | 0.004515%
2026 | 411 | 411-1873R | Tier-2 | Tier-2---7 | 4--5 | 455 | 100% | 1857.5393 | 97.83% | 1.797% | 0.3696% | 89.9563 | 0 | 0 | 89.9563 | 0 | 85.8122 | 149.7201 | 0.57315 | 85.8122 | 149.7201 | 0.57315 | 90.3972 | 157.7199 | 0.57315 | 4.843% | 0.04682 | 0.044503 | 39673.886 | 2968.3717 | 1138.6008 | 35566.9135 | 39718.6459 | 0 | 0 | 39718.6459 | 0.002966%
2026 | 411 | 411-30R | Tier-3 | Tier-3---6 | 5--5 | 839 | 100% | 6370.0414 | 98.47% | 1.262% | 0.272% | 310.4797 | 0 | 0 | 310.4797 | 0 | 296.1766 | 276.0773 | 1.0728 | 296.1766 | 276.0773 | 1.0728 | 312.0017 | 290.8285 | 1.0728 | 4.874% | 0.10309 | 0.09799 | 61789.3921 | 5810.5604 | 997.631 | 54981.2006 | 61838.7577 | 0 | 0 | 61838.7577 | 0.01024%
2026 | 411 | 411-47R | Tier-2 | Tier-2---9 | 4--5 | 3 | 100% | 1350.4062 | 95.97% | 3.342% | 0.6845% | 64.1539 | 0 | 0 | 64.1539 | 0 | 61.1985 | 0.98717 | 61.9942 | 61.1985 | 0.98717 | 61.9942 | 64.4684 | 1.0399 | 61.9942 | 4.751% | 0.063274 | 0.060142 | 21342.1296 | 2028.2504 | 1280.5502 | 18033.3289 | 21386.8765 | 0 | 0 | 21386.8765 | 0.002116%
2026 | 434 | 434-301 | Tier-2 | Tier-2---17 | 1--5 | 1 | 100% | 70.6497 | 99.53% | 0% | 0.466% | 3.4809 | 0 | 0 | 3.4809 | 0 | 3.3205 | 0.32906 | 10.091 | 3.3205 | 0.32906 | 10.091 | 3.4979 | 0.34664 | 10.091 | 4.927% | 0.003157 | 0.0030007 | 22378.7351 | 1649.9048 | 280.7681 | 20448.0622 | 22384.166 | 0 | 0 | 22384.166 | 0.0001148%
2026 | 441 | 441-23R | Tier-3 | Tier-3---11 | 5--4 | 91 | 100% | 3518.0204 | 97.45% | 2.468% | 0.07959% | 169.706 | 0 | 0 | 169.706 | 0 | 161.888 | 29.944 | 5.4064 | 161.888 | 29.944 | 5.4064 | 170.5379 | 31.544 | 5.4064 | 4.824% | 0.54783 | 0.52071 | 6421.7327 | 319.9827 | 139.6282 | 5962.1218 | 6430.2517 | 0 | 0 | 6430.2517 | 0.005596%
2026 | 441 | 441-279R | Tier-3 | Tier-3---18 | 5--2 | 3 | 100% | 582.1633 | 91.34% | 8.391% | 0.2732% | 26.3202 | 0 | 0 | 26.3202 | 0 | 25.1077 | 0.98717 | 25.4341 | 25.1077 | 0.98717 | 25.4341 | 26.4492 | 1.0399 | 25.4341 | 4.521% | 0.53527 | 0.50877 | 1087.6056 | 48.7403 | 75.2423 | 963.623 | 1092.5132 | 0 | 0 | 1092.5132 | 0.0008679%
2026 | 441 | 441-27R | Tier-3 | Tier-3---9 | 5--4 | 68 | 100% | 4750.1268 | 98% | 1.916% | 0.08125% | 230.4346 | 0 | 0 | 230.4346 | 0 | 219.8189 | 22.3758 | 9.824 | 219.8189 | 22.3758 | 9.824 | 231.5641 | 23.5713 | 9.824 | 4.851% | 0.55752 | 0.52992 | 8520.0828 | 441.9883 | 150.5633 | 7927.5312 | 8528.9458 | 0 | 0 | 8528.9458 | 0.007599%
2026 | 441 | 441-30R | Tier-3 | Tier-3---9 | 5--4 | 20 | 100% | 5348.8774 | 98.57% | 1.364% | 0.06326% | 260.9896 | 0 | 0 | 260.9896 | 0 | 248.9663 | 6.5811 | 37.8305 | 248.9663 | 6.5811 | 37.8305 | 262.269 | 6.9327 | 37.8305 | 4.879% | 0.55519 | 0.52771 | 9634.2631 | 496.8631 | 123.5008 | 9013.8993 | 9641.4258 | 0 | 0 | 9641.4258 | 0.008606%
2026 | 442 | 442-16R | Tier-3 | Tier-3---14 | 5--3 | 358 | 100% | 1834.9376 | 96.09% | 3.534% | 0.3793% | 87.2753 | 0 | 0 | 87.2753 | 0 | 83.2547 | 117.8018 | 0.70674 | 83.2547 | 117.8018 | 0.70674 | 87.7031 | 124.0961 | 0.70674 | 4.756% | 0.45792 | 0.43525 | 4007.1227 | 182.139 | 134.5225 | 3690.4612 | 4015.2885 | 0 | 0 | 4015.2885 | 0.002878%
2026 | 442 | 442-46R | Tier-3 | Tier-3---19 | 5--1 | 28 | 100% | 88.141 | 1.745% | 98.17% | 0.08447% | 0.076128 | 0 | 0 | 0.076128 | 0 | 0.072621 | 9.2135 | 0.007882 | 0.072621 | 9.2135 | 0.007882 | 0.076501 | 9.7058 | 0.007882 | 0.08637% | 0.35092 | 0.33355 | 251.1714 | 0.48889 | 224.1015 | 26.581 | 264.0236 | 0 | 0 | 264.0236 | 2.51e-06%
2026 | 442 | 442-509R | Tier-3 | Tier-3---15 | 5--3 | 37 | 100% | 852.9261 | 84.92% | 14.72% | 0.3553% | 35.855 | 0 | 0 | 35.855 | 0 | 34.2033 | 12.175 | 2.8093 | 34.2033 | 12.175 | 2.8093 | 36.0308 | 12.8256 | 2.8093 | 4.204% | 0.36954 | 0.35125 | 2308.0588 | 110.4832 | 313.3685 | 1884.2071 | 2326.1793 | 0 | 0 | 2326.1793 | 0.001182%
2026 | 442 | 442-525 | Tier-3 | Tier-3---18 | 5--2 | 17 | 100% | 526.1263 | 57.95% | 41.57% | 0.4783% | 15.0927 | 0 | 0 | 15.0927 | 0 | 14.3975 | 5.5939 | 2.5738 | 14.3975 | 5.5939 | 2.5738 | 15.1667 | 5.8928 | 2.5738 | 2.869% | 0.36155 | 0.34365 | 1455.1925 | 55.7076 | 549.0709 | 850.414 | 1487.0575 | 0 | 0 | 1487.0575 | 0.0004977%
2026 | 442 | 442-728R | Tier-3 | Tier-3---5 | 5--5 | 558 | 100% | 11572.221 | 88.48% | 11.4% | 0.1243% | 506.8142 | 0 | 0 | 506.8142 | 0 | 483.4663 | 183.6128 | 2.6331 | 483.4663 | 183.6128 | 2.6331 | 509.2986 | 193.4235 | 2.6331 | 4.38% | 0.35802 | 0.3403 | 32323.0144 | 2289.7277 | 3409.1909 | 26624.0958 | 32516.9947 | 0 | 0 | 32516.9947 | 0.01671%
2026 | 442 | 442-758F | Tier-3 | Tier-3---18 | 5--2 | 9 | 100% | 549.9829 | 98.93% | 0.9134% | 0.161% | 26.9317 | 0 | 0 | 26.9317 | 0 | 25.691 | 2.9615 | 8.675 | 25.691 | 2.9615 | 8.675 | 27.0637 | 3.1197 | 8.675 | 4.897% | 0.35119 | 0.3338 | 1566.0749 | 78.3252 | 13.6628 | 1474.0869 | 1566.9511 | 0 | 0 | 1566.9511 | 0.0008881%
2026 | 442 | 442-764R | Tier-3 | Tier-3---18 | 5--2 | 29 | 100% | 474.7376 | 91.31% | 8.325% | 0.3651% | 21.4573 | 0 | 0 | 21.4573 | 0 | 20.4688 | 9.5426 | 2.145 | 20.4688 | 9.5426 | 2.145 | 21.5625 | 10.0525 | 2.145 | 4.52% | 0.35448 | 0.33694 | 1339.2423 | 54.097 | 105.5502 | 1179.5951 | 1345.3033 | 0 | 0 | 1345.3033 | 0.0007076%
2026 | 442 | 442-780 | Tier-3 | Tier-3---19 | 5--1 | 7 | 100% | 141.3846 | 51% | 48.51% | 0.49% | 3.5693 | 0 | 0 | 3.5693 | 0 | 3.4049 | 2.3034 | 1.4782 | 3.4049 | 2.3034 | 1.4782 | 3.5868 | 2.4265 | 1.4782 | 2.525% | 0.34601 | 0.32888 | 408.6195 | 15.0224 | 181.372 | 212.2251 | 419.0465 | 0 | 0 | 419.0465 | 0.0001177%
2026 | 444 | 444-43R | Tier-2 | Tier-2---5 | 5--5 | 16 | 100% | 3413.8137 | 97.67% | 1.995% | 0.3352% | 165.0466 | 0 | 0 | 165.0466 | 0 | 157.4433 | 5.2649 | 29.9044 | 157.4433 | 5.2649 | 29.9044 | 165.8557 | 5.5462 | 29.9044 | 4.835% | 0.2124 | 0.20189 | 16072.3576 | 890.1063 | 476.3771 | 14705.8742 | 16091.8592 | 0 | 0 | 16091.8592 | 0.005443%
2026 | 444 | 444-9R | Tier-2 | Tier-2---11 | 5--3 | 219 | 100% | 571.2373 | 70.71% | 27.93% | 1.361% | 19.9936 | 0 | 0 | 19.9936 | 0 | 19.0725 | 72.0631 | 0.26466 | 19.0725 | 72.0631 | 0.26466 | 20.0916 | 75.9135 | 0.26466 | 3.5% | 0.1488 | 0.14143 | 3839.0169 | 197.4513 | 1077.3117 | 2564.2539 | 3897.5795 | 0 | 0 | 3897.5795 | 0.0006593%
2026 | 445 | 445-1311R | Tier-3 | Tier-3---5 | 5--5 | 202 | 100% | 9632.5907 | 94.96% | 4.965% | 0.07823% | 452.7685 | 0 | 0 | 452.7685 | 0 | 431.9104 | 66.4691 | 6.4979 | 431.9104 | 66.4691 | 6.4979 | 454.988 | 70.0207 | 6.4979 | 4.7% | 0.53792 | 0.51129 | 17907.0399 | 1026.0345 | 824.7437 | 16056.2617 | 17954.067 | 0 | 0 | 17954.067 | 0.01493%
2026 | 445 | 445-1325F | Tier-2 | Tier-2---2 | 5--4 | 55 | 100% | 7250.7229 | 96.11% | 3.805% | 0.08959% | 344.9322 | 0 | 0 | 344.9322 | 0 | 329.0418 | 18.098 | 18.1811 | 329.0418 | 18.098 | 18.1811 | 346.623 | 19.065 | 18.1811 | 4.757% | 0.57356 | 0.54517 | 12641.5766 | 694.1782 | 440.7081 | 11506.6903 | 12667.2174 | 0 | 0 | 12667.2174 | 0.01137%
2026 | 445 | 445-17R | Tier-2 | Tier-2---8 | 5--3 | 33 | 100% | 1603.5562 | 88.72% | 11.16% | 0.1231% | 70.4231 | 0 | 0 | 70.4231 | 0 | 67.1788 | 10.8588 | 6.1866 | 67.1788 | 10.8588 | 6.1866 | 70.7683 | 11.439 | 6.1866 | 4.392% | 0.53426 | 0.50782 | 3001.4248 | 150.999 | 302.1467 | 2548.279 | 3019.055 | 0 | 0 | 3019.055 | 0.002322%
2026 | 445 | 445-18R | Tier-2 | Tier-2---2 | 5--5 | 211 | 100% | 10619.7967 | 95.69% | 4.18% | 0.1317% | 503.0122 | 0 | 0 | 503.0122 | 0 | 479.8394 | 69.4306 | 6.9111 | 479.8394 | 69.4306 | 6.9111 | 505.4779 | 73.1404 | 6.9111 | 4.737% | 0.6048 | 0.57486 | 17559.3271 | 969.9837 | 680.7099 | 15908.6335 | 17598.759 | 0 | 0 | 17598.759 | 0.01659%
2026 | 445 | 445-19R | Tier-2 | Tier-2---8 | 5--3 | 16 | 100% | 1766.7037 | 84.73% | 14.9% | 0.3714% | 74.0952 | 0 | 0 | 74.0952 | 0 | 70.6818 | 5.2649 | 13.4251 | 70.6818 | 5.2649 | 13.4251 | 74.4584 | 5.5462 | 13.4251 | 4.194% | 0.56527 | 0.53729 | 3125.4156 | 150.9089 | 429.896 | 2544.6106 | 3150.2749 | 0 | 0 | 3150.2749 | 0.002443%
2026 | 445 | 445-39R | Tier-2 | Tier-2---5 | 5--4 | 52 | 100% | 3678.5806 | 87.54% | 12.33% | 0.1304% | 159.4029 | 0 | 0 | 159.4029 | 0 | 152.0596 | 17.1109 | 8.8867 | 152.0596 | 17.1109 | 8.8867 | 160.1843 | 18.0251 | 8.8867 | 4.333% | 0.48997 | 0.46571 | 7507.8253 | 391.1864 | 914.4635 | 6202.1754 | 7556.5395 | 0 | 0 | 7556.5395 | 0.005257%
2026 | 445 | 445-894R | Tier-2 | Tier-2---5 | 5--4 | 29 | 100% | 4421.0024 | 88.12% | 11.51% | 0.3702% | 192.8443 | 0 | 0 | 192.8443 | 0 | 183.9604 | 9.5426 | 19.2778 | 183.9604 | 9.5426 | 19.2778 | 193.7897 | 10.0525 | 19.2778 | 4.362% | 0.63526 | 0.60381 | 6959.394 | 312.553 | 750.3762 | 5896.4648 | 7002.446 | 0 | 0 | 7002.446 | 0.006359%
2026 | 445 | 445-897R | Tier-2 | Tier-2---10 | 5--3 | 2 | 100% | 1351.7747 | 97.24% | 2.711% | 0.04647% | 65.0678 | 0 | 0 | 65.0678 | 0 | 62.0703 | 0.65811 | 94.3159 | 62.0703 | 0.65811 | 94.3159 | 65.3868 | 0.69327 | 94.3159 | 4.814% | 0.75637 | 0.71893 | 1787.1928 | 98.5478 | 55.7869 | 1632.8581 | 1789.7592 | 0 | 0 | 1789.7592 | 0.002146%
2026 | 448 | 448-1234R | Tier-3 | Tier-3---15 | 5--3 | 1 | 100% | 1211.6194 | 97.39% | 2.475% | 0.1351% | 58.4097 | 0 | 0 | 58.4097 | 0 | 55.7189 | 0.32906 | 169.33 | 55.7189 | 0.32906 | 169.33 | 58.6961 | 0.34664 | 169.33 | 4.821% | 0.62101 | 0.59027 | 1951.0598 | 101.7927 | 46.8267 | 1802.4404 | 1953.7118 | 0 | 0 | 1953.7118 | 0.001926%
2026 | 448 | 448-47R | Tier-3 | Tier-3---14 | 5--3 | 56 | 100% | 2612.2711 | 91.91% | 7.885% | 0.2065% | 118.8447 | 0 | 0 | 118.8447 | 0 | 113.3698 | 18.4271 | 6.1523 | 113.3698 | 18.4271 | 6.1523 | 119.4273 | 19.4117 | 6.1523 | 4.549% | 0.62882 | 0.59769 | 4154.2404 | 216.0426 | 303.0764 | 3635.1215 | 4171.7455 | 0 | 0 | 4171.7455 | 0.003919%
2026 | 448 | 448-714R | Tier-3 | Tier-3---14 | 5--3 | 60 | 100% | 2119.752 | 55.7% | 43.96% | 0.3458% | 58.4428 | 0 | 0 | 58.4428 | 0 | 55.7504 | 19.7433 | 2.8238 | 55.7504 | 19.7433 | 2.8238 | 58.7292 | 20.7982 | 2.8238 | 2.757% | 0.46343 | 0.44049 | 4574.0639 | 152.3288 | 1823.4456 | 2598.2895 | 4679.5943 | 0 | 0 | 4679.5943 | 0.001927%
2026 | 448 | 448-724R | Tier-3 | Tier-3---18 | 5--2 | 73 | 100% | 520.639 | 76.18% | 22.78% | 1.038% | 19.634 | 0 | 0 | 19.634 | 0 | 18.7295 | 24.021 | 0.77971 | 18.7295 | 24.021 | 0.77971 | 19.7302 | 25.3045 | 0.77971 | 3.771% | 0.55035 | 0.52311 | 946.0153 | 35.8531 | 201.7143 | 708.4479 | 957.7484 | 0 | 0 | 957.7484 | 0.0006475%
2026 | 448 | 448-735R | Tier-3 | Tier-3---18 | 5--2 | 79 | 100% | 630.7627 | 79.12% | 20.09% | 0.7869% | 24.7041 | 0 | 0 | 24.7041 | 0 | 23.5661 | 25.9954 | 0.90655 | 23.5661 | 25.9954 | 0.90655 | 24.8252 | 27.3843 | 0.90655 | 3.917% | 0.54202 | 0.51519 | 1163.7353 | 53.8869 | 215.9361 | 893.9122 | 1176.3882 | 0 | 0 | 1176.3882 | 0.0008147%
2026 | 448 | 448-744R | Tier-3 | Tier-3---7 | 5--5 | 243 | 100% | 9104.5616 | 91.68% | 8.126% | 0.1928% | 413.1864 | 0 | 0 | 413.1864 | 0 | 394.1517 | 79.9604 | 4.9293 | 394.1517 | 79.9604 | 4.9293 | 415.2118 | 84.2328 | 4.9293 | 4.538% | 0.49442 | 0.46994 | 18414.705 | 980.4625 | 1393.5793 | 16040.6633 | 18494.4792 | 0 | 0 | 18494.4792 | 0.01363%
2026 | 448 | 448-9R | Tier-3 | Tier-3---9 | 5--4 | 119 | 100% | 5644.8109 | 93.43% | 6.384% | 0.1906% | 261.0474 | 0 | 0 | 261.0474 | 0 | 249.0215 | 39.1576 | 6.3595 | 249.0215 | 39.1576 | 6.3595 | 262.327 | 41.2498 | 6.3595 | 4.625% | 0.54394 | 0.51701 | 10377.639 | 550.4893 | 645.7623 | 9181.3873 | 10413.1713 | 0 | 0 | 10413.1713 | 0.008608%
2026 | 449 | 449-13R | Tier-3 | Tier-3---7 | 5--5 | 495 | 100% | 6729.9647 | 90.49% | 9.346% | 0.1629% | 301.4563 | 0 | 0 | 301.4563 | 0 | 287.5688 | 162.8823 | 1.7655 | 287.5688 | 162.8823 | 1.7655 | 302.934 | 171.5853 | 1.7655 | 4.479% | 0.28234 | 0.26837 | 23836.2998 | 1408.7102 | 2080.9099 | 20346.6798 | 23954.3367 | 0 | 0 | 23954.3367 | 0.009941%
2026 | 449 | 449-16R | Tier-3 | Tier-3---15 | 5--4 | 14 | 100% | 1495.5065 | 96.97% | 2.927% | 0.1006% | 71.7862 | 0 | 0 | 71.7862 | 0 | 68.4792 | 4.6068 | 14.8649 | 68.4792 | 4.6068 | 14.8649 | 72.1381 | 4.8529 | 14.8649 | 4.8% | 0.23738 | 0.22563 | 6300.0313 | 365.3232 | 174.7966 | 5759.9115 | 6309.9651 | 0 | 0 | 6309.9651 | 0.002367%
2026 | 449 | 449-683 | Tier-3 | Tier-3---18 | 5--3 | 10 | 100% | 625.3129 | 96.7% | 3.156% | 0.1473% | 29.9305 | 0 | 0 | 29.9305 | 0 | 28.5516 | 3.2906 | 8.6769 | 28.5516 | 3.2906 | 8.6769 | 30.0772 | 3.4664 | 8.6769 | 4.786% | 0.34581 | 0.32869 | 1808.2683 | 90.977 | 47.6654 | 1669.626 | 1811.3792 | 0 | 0 | 1811.3792 | 0.000987%
2026 | 449 | 449-693R | Tier-3 | Tier-3---9 | 5--5 | 61 | 100% | 5260.7056 | 98.77% | 1.153% | 0.07468% | 257.2092 | 0 | 0 | 257.2092 | 0 | 245.3601 | 20.0724 | 12.2238 | 245.3601 | 20.0724 | 12.2238 | 258.47 | 21.1449 | 12.2238 | 4.889% | 0.26107 | 0.24815 | 20150.463 | 1117.608 | 224.7441 | 18808.1109 | 20163.3414 | 0 | 0 | 20163.3414 | 0.008482%
2026 | 449 | 449-6R | Tier-3 | Tier-3---14 | 5--4 | 125 | 100% | 2320.0162 | 95.55% | 4.318% | 0.1352% | 109.7271 | 0 | 0 | 109.7271 | 0 | 104.6722 | 41.1319 | 2.5448 | 104.6722 | 41.1319 | 2.5448 | 110.265 | 43.3296 | 2.5448 | 4.73% | 0.24779 | 0.23552 | 9362.9076 | 518.3997 | 417.6492 | 8426.8588 | 9384.6196 | 0 | 0 | 9384.6196 | 0.003618%
2026 | 450 | 450-1850 | Tier-2 | Tier-2---13 | 4--3 | 49 | 100% | 296.7138 | 97.11% | 2.719% | 0.1664% | 14.2636 | 0 | 0 | 14.2636 | 0 | 13.6065 | 16.1237 | 0.84388 | 13.6065 | 16.1237 | 0.84388 | 14.3335 | 16.9852 | 0.84388 | 4.807% | 0.073712 | 0.070064 | 4025.2898 | 218.8856 | 107.0123 | 3699.392 | 4031.3382 | 0 | 0 | 4031.3382 | 0.0004704%
2026 | 450 | 450-1851F | Tier-2 | Tier-2---3 | 5--5 | 257 | 100% | 8274.1225 | 99.23% | 0.7168% | 0.05235% | 406.4189 | 0 | 0 | 406.4189 | 0 | 387.696 | 84.5672 | 4.5845 | 387.696 | 84.5672 | 4.5845 | 408.4111 | 89.0857 | 4.5845 | 4.912% | 0.099477 | 0.094553 | 83176.2362 | 14607.9335 | 584.6634 | 67983.6393 | 83209.5529 | 0 | 0 | 83209.5529 | 0.0134%
2026 | 450 | 450-1853F | Tier-2 | Tier-2---10 | 4--4 | 62 | 100% | 792.2018 | 92.77% | 7.138% | 0.09408% | 36.3781 | 0 | 0 | 36.3781 | 0 | 34.7023 | 20.4014 | 1.701 | 34.7023 | 20.4014 | 1.701 | 36.5565 | 21.4915 | 1.701 | 4.592% | 0.075291 | 0.071564 | 10521.8374 | 525.9075 | 700.4641 | 9295.4659 | 10561.4641 | 0 | 0 | 10561.4641 | 0.0012%
2026 | 450 | 450-1854 | Tier-2 | Tier-2---9 | 4--4 | 61 | 100% | 1132.2887 | 95.25% | 4.625% | 0.1242% | 53.3866 | 0 | 0 | 53.3866 | 0 | 50.9272 | 20.0724 | 2.5372 | 50.9272 | 20.0724 | 2.5372 | 53.6483 | 21.1449 | 2.5372 | 4.715% | 0.079085 | 0.07517 | 14317.3642 | 967.6824 | 629.1902 | 12720.4915 | 14352.7731 | 0 | 0 | 14352.7731 | 0.00176%
2026 | 452 | 452-1403 | Tier-2 | Tier-2---15 | 1--5 | 27 | 100% | 137.227 | 99.9% | 0% | 0.1049% | 6.7856 | 0 | 0 | 6.7856 | 0 | 6.473 | 8.8845 | 0.72857 | 6.473 | 8.8845 | 0.72857 | 6.8189 | 9.3592 | 0.72857 | 4.945% | 0.0007938 | 0.00075451 | 172873.5238 | 9697.409 | 167.2651 | 163008.8497 | 172882.9651 | 0 | 0 | 172882.9651 | 0.0002238%
2026 | 452 | 452-1405 | Tier-2 | Tier-2---15 | 1--5 | 4 | 100% | 181.2174 | 99.84% | 0% | 0.161% | 8.9558 | 0 | 0 | 8.9558 | 0 | 8.5432 | 1.3162 | 6.4907 | 8.5432 | 1.3162 | 6.4907 | 8.9997 | 1.3865 | 6.4907 | 4.942% | 0.001513 | 0.0014381 | 119773.5584 | 9128.5645 | 179.9048 | 110465.0891 | 119783.5982 | 0 | 0 | 119783.5982 | 0.0002953%
2026 | 452 | 452-38AE | Tier-2 | Tier-2---4 | 2--5 | 175 | 100% | 2823.7515 | 99.93% | 0% | 0.06613% | 139.6833 | 0 | 0 | 139.6833 | 0 | 133.2483 | 57.5847 | 2.314 | 133.2483 | 57.5847 | 2.314 | 140.368 | 60.6615 | 2.314 | 4.947% | 0.011395 | 0.010831 | 247801.8355 | 21945.5544 | 160.9262 | 225695.355 | 247810.3694 | 0 | 0 | 247810.3694 | 0.004606%
2026 | 454 | 454-1814 | Tier-2 | Tier-2---20 | 4--2 | 14 | 100% | 39.0262 | 97.23% | 2.586% | 0.1833% | 1.8783 | 0 | 0 | 1.8783 | 0 | 1.7918 | 4.6068 | 0.38894 | 1.7918 | 4.6068 | 0.38894 | 1.8875 | 4.8529 | 0.38894 | 4.813% | 0.072066 | 0.068499 | 541.534 | 33.0087 | 13.8021 | 494.7232 | 542.315 | 0 | 0 | 542.315 | 6.194e-05%
2026 | 454 | 454-48F | Tier-2 | Tier-2---4 | 4--5 | 287 | 100% | 3441.1661 | 99.7% | 0.2542% | 0.04705% | 169.8246 | 0 | 0 | 169.8246 | 0 | 162.0011 | 94.4388 | 1.7154 | 162.0011 | 94.4388 | 1.7154 | 170.6571 | 99.4848 | 1.7154 | 4.935% | 0.085487 | 0.081255 | 40253.7717 | 8646.4201 | 106.7946 | 31500.5571 | 40260.0869 | 0 | 0 | 40260.0869 | 0.0056%
2026 | 463 | 463-1229 | Tier-2 | Tier-2---9 | 5--4 | 15 | 100% | 1378.3182 | 99.02% | 0.574% | 0.4088% | 67.5562 | 0 | 0 | 67.5562 | 0 | 64.4441 | 4.9358 | 13.0564 | 64.4441 | 4.9358 | 13.0564 | 67.8874 | 5.1996 | 13.0564 | 4.901% | 0.096723 | 0.091935 | 14250.1892 | 1640.085 | 119.2009 | 12490.9033 | 14257.4826 | 0 | 0 | 14257.4826 | 0.002228%
2026 | 470 | 470-40AE | Tier-2 | Tier-2---4 | 4--5 | 213 | 100% | 5264.9688 | 98.33% | 1.599% | 0.07273% | 256.2599 | 0 | 0 | 256.2599 | 0 | 244.4546 | 70.0888 | 3.4878 | 244.4546 | 70.0888 | 3.4878 | 257.5161 | 73.8337 | 3.4878 | 4.867% | 0.091034 | 0.086528 | 57835.1917 | 3654.8473 | 877.7111 | 53302.6332 | 57885.5342 | 0 | 0 | 57885.5342 | 0.008451%
2026 | 470 | 470-47R | Tier-3 | Tier-3---2 | 5--5 | 471 | 100% | 16740.3911 | 99.37% | 0.5365% | 0.09319% | 823.4313 | 0 | 0 | 823.4313 | 0 | 785.4976 | 154.985 | 5.0682 | 785.4976 | 154.985 | 5.0682 | 827.4678 | 163.266 | 5.0682 | 4.919% | 0.16225 | 0.15422 | 103174.1084 | 6598.1472 | 589.4379 | 95986.5234 | 103207.9428 | 0 | 0 | 103207.9428 | 0.02715%
2026 | 471 | 471-36F | Tier-2 | Tier-2---4 | 4--5 | 15 | 100% | 4253.6671 | 94.96% | 4.983% | 0.06005% | 199.9388 | 0 | 0 | 199.9388 | 0 | 190.7281 | 4.9358 | 38.6416 | 190.7281 | 4.9358 | 38.6416 | 200.9189 | 5.1996 | 38.6416 | 4.7% | 0.093079 | 0.088471 | 45699.6343 | 2391.7261 | 2109.1945 | 41198.7137 | 45819.647 | 0 | 0 | 45819.647 | 0.006593%
2026 | 501 | 501-786 | Tier-2 | Tier-2---14 | 2--5 | 90 | 100% | 204.0835 | 99.63% | 0% | 0.368% | 10.065 | 0 | 0 | 10.065 | 0 | 9.6013 | 29.615 | 0.3242 | 9.6013 | 29.615 | 0.3242 | 10.1143 | 31.1973 | 0.3242 | 4.932% | 0.0050324 | 0.0047833 | 40553.9202 | 2762.8 | 144.6555 | 37646.4647 | 40561.693 | 0 | 0 | 40561.693 | 0.0003319%
2026 | 504 | 504-2501R | Tier-2 | Tier-2---9 | 3--5 | 31 | 100% | 733.6834 | 99.51% | 0% | 0.4917% | 36.1388 | 0 | 0 | 36.1388 | 0 | 34.4739 | 10.2007 | 3.3796 | 34.4739 | 10.2007 | 3.3796 | 36.3159 | 10.7457 | 3.3796 | 4.926% | 0.021593 | 0.020524 | 33978.4661 | 2347.3747 | 1024.1887 | 30606.9026 | 33987.1667 | 0 | 0 | 33987.1667 | 0.001192%
2026 | 520 | 520-1045R | Tier-2 | Tier-2---5 | 5--4 | 779 | 100% | 2978.814 | 97.34% | 2.471% | 0.184% | 143.536 | 0 | 0 | 143.536 | 0 | 136.9236 | 256.334 | 0.53416 | 136.9236 | 256.334 | 0.53416 | 144.2396 | 270.0303 | 0.53416 | 4.819% | 0.26824 | 0.25496 | 11105.2066 | 596.3807 | 258.2442 | 10250.5816 | 11120.5631 | 0 | 0 | 11120.5631 | 0.004733%
2026 | 520 | 520-10R | Tier-2 | Tier-2---7 | 4--5 | 148 | 100% | 1478.7446 | 97.97% | 1.759% | 0.2664% | 71.715 | 0 | 0 | 71.715 | 0 | 68.4112 | 48.7002 | 1.4047 | 68.4112 | 48.7002 | 1.4047 | 72.0666 | 51.3023 | 1.4047 | 4.85% | 0.046043 | 0.043764 | 32116.3215 | 3380.3007 | 793.9909 | 27942.0299 | 32150.2042 | 0 | 0 | 32150.2042 | 0.002365%
2026 | 520 | 520-1489R | Tier-2 | Tier-2---8 | 5--5 | 400 | 100% | 2637.9338 | 96.76% | 2.798% | 0.4462% | 126.3422 | 0 | 0 | 126.3422 | 0 | 120.5219 | 131.6221 | 0.91567 | 120.5219 | 131.6221 | 0.91567 | 126.9615 | 138.6548 | 0.91567 | 4.789% | 0.13822 | 0.13138 | 19085.4238 | 1021.9214 | 566.5154 | 17496.987 | 19117.6637 | 0 | 0 | 19117.6637 | 0.004166%
2026 | 520 | 520-1509R | Tier-2 | Tier-2---5 | 5--4 | 745 | 100% | 3413.9118 | 92.72% | 6.994% | 0.2858% | 156.6869 | 0 | 0 | 156.6869 | 0 | 149.4686 | 245.1461 | 0.60971 | 149.4686 | 245.1461 | 0.60971 | 157.4549 | 258.2446 | 0.60971 | 4.59% | 0.28561 | 0.27147 | 11953.1797 | 661.7087 | 782.5338 | 10508.9372 | 11998.4952 | 0 | 0 | 11998.4952 | 0.005167%
2026 | 520 | 520-1525R | Tier-2 | Tier-2---8 | 5--5 | 290 | 100% | 1632.8033 | 98.29% | 1.436% | 0.2778% | 79.4388 | 0 | 0 | 79.4388 | 0 | 75.7792 | 95.426 | 0.79412 | 75.7792 | 95.426 | 0.79412 | 79.8282 | 100.5247 | 0.79412 | 4.865% | 0.099044 | 0.094141 | 16485.7021 | 1672.9156 | 358.491 | 14454.2955 | 16500.4136 | 0 | 0 | 16500.4136 | 0.00262%
2026 | 520 | 520-1527R | Tier-3 | Tier-3---7 | 5--5 | 504 | 100% | 6763.0006 | 96.72% | 3.176% | 0.1068% | 323.7803 | 0 | 0 | 323.7803 | 0 | 308.8644 | 165.8438 | 1.8624 | 308.8644 | 165.8438 | 1.8624 | 325.3674 | 174.7051 | 1.8624 | 4.788% | 0.27105 | 0.25763 | 24951.4497 | 1805.8111 | 756.6493 | 22388.9893 | 24994.1011 | 0 | 0 | 24994.1011 | 0.01068%
2026 | 520 | 520-1902R | Tier-2 | Tier-2---9 | 4--4 | 258 | 100% | 748.333 | 77.34% | 21.7% | 0.962% | 28.6477 | 0 | 0 | 28.6477 | 0 | 27.3279 | 84.8962 | 0.3219 | 27.3279 | 84.8962 | 0.3219 | 28.7881 | 89.4324 | 0.3219 | 3.828% | 0.058932 | 0.056015 | 12698.2886 | 1100.527 | 2687.8901 | 8909.8715 | 12848.1568 | 0 | 0 | 12848.1568 | 0.0009447%
2026 | 520 | 520-1904 | Tier-3 | Tier-3---13 | 4--5 | 221 | 100% | 2084.5359 | 96.48% | 3.265% | 0.2521% | 99.5552 | 0 | 0 | 99.5552 | 0 | 94.9689 | 72.7212 | 1.3059 | 94.9689 | 72.7212 | 1.3059 | 100.0432 | 76.6068 | 1.3059 | 4.776% | 0.05278 | 0.050167 | 39495.106 | 2613.3418 | 1305.0051 | 35576.7591 | 39567.4502 | 0 | 0 | 39567.4502 | 0.003283%
2026 | 520 | 520-22R | Tier-2 | Tier-2---14 | 4--4 | 63 | 100% | 258.296 | 74.72% | 24.53% | 0.7505% | 9.5538 | 0 | 0 | 9.5538 | 0 | 9.1137 | 20.7305 | 0.43963 | 9.1137 | 20.7305 | 0.43963 | 9.6007 | 21.8381 | 0.43963 | 3.699% | 0.036011 | 0.034228 | 7172.7783 | 807.1844 | 2439.3669 | 3926.227 | 7267.1983 | 0 | 0 | 7267.1983 | 0.0003151%
2026 | 520 | 520-35R | Tier-3 | Tier-3---9 | 5--5 | 657 | 100% | 4997.7942 | 96.49% | 3.313% | 0.193% | 238.7183 | 0 | 0 | 238.7183 | 0 | 227.721 | 216.1893 | 1.0533 | 227.721 | 216.1893 | 1.0533 | 239.8884 | 227.7405 | 1.0533 | 4.776% | 0.28544 | 0.27131 | 17509.0395 | 1062.3012 | 557.174 | 15889.5643 | 17541.0049 | 0 | 0 | 17541.0049 | 0.007872%
2026 | 520 | 520-45 | Tier-2 | Tier-2---8 | 5--5 | 231 | 100% | 2044.6463 | 97.57% | 2.13% | 0.298% | 98.7525 | 0 | 0 | 98.7525 | 0 | 94.2031 | 76.0117 | 1.2393 | 94.2031 | 76.0117 | 1.2393 | 99.2365 | 80.0732 | 1.2393 | 4.83% | 0.10446 | 0.099291 | 19573.1854 | 982.4694 | 415.3687 | 18175.3473 | 19597.9361 | 0 | 0 | 19597.9361 | 0.003256%
2026 | 521 | 521-14R | Tier-3 | Tier-3---5 | 5--5 | 427 | 100% | 11350.2874 | 96.69% | 3.233% | 0.07621% | 543.2489 | 0 | 0 | 543.2489 | 0 | 518.2225 | 140.5066 | 3.6882 | 518.2225 | 140.5066 | 3.6882 | 545.9119 | 148.014 | 3.6882 | 4.786% | 0.27097 | 0.25755 | 41888.3276 | 2255.8215 | 1272.0917 | 38360.4144 | 41960.5084 | 0 | 0 | 41960.5084 | 0.01791%
2026 | 521 | 521-1819R | Tier-2 | Tier-2---9 | 4--5 | 152 | 100% | 810.9996 | 89.31% | 10.24% | 0.4457% | 35.8545 | 0 | 0 | 35.8545 | 0 | 34.2027 | 50.0164 | 0.68383 | 34.2027 | 50.0164 | 0.68383 | 36.0302 | 52.6888 | 0.68383 | 4.421% | 0.043667 | 0.041505 | 18572.4528 | 2084.26 | 1960.8167 | 14527.3761 | 18675.813 | 0 | 0 | 18675.813 | 0.001182%
2026 | 521 | 521-1856R | Tier-3 | Tier-3---6 | 5--5 | 356 | 100% | 8477.8617 | 97.79% | 2.104% | 0.1048% | 410.3866 | 0 | 0 | 410.3866 | 0 | 391.4809 | 117.1436 | 3.3419 | 391.4809 | 117.1436 | 3.3419 | 412.3983 | 123.4028 | 3.3419 | 4.841% | 0.15411 | 0.14648 | 55012.684 | 3012.448 | 1105.9909 | 50894.245 | 55075.953 | 0 | 0 | 55075.953 | 0.01353%
2026 | 521 | 521-18R | Tier-3 | Tier-3---6 | 4--5 | 268 | 100% | 8713.0173 | 99.36% | 0.5424% | 0.09583% | 428.5416 | 0 | 0 | 428.5416 | 0 | 408.7995 | 88.1868 | 4.6356 | 408.7995 | 88.1868 | 4.6356 | 430.6423 | 92.8987 | 4.6356 | 4.918% | 0.071321 | 0.067791 | 122165.8816 | 6890.9356 | 771.7339 | 114503.2122 | 122206.4886 | 0 | 0 | 122206.4886 | 0.01413%
2026 | 521 | 521-27R | Tier-2 | Tier-2---3 | 4--5 | 378 | 100% | 5618.6229 | 98.78% | 1.092% | 0.1294% | 274.726 | 0 | 0 | 274.726 | 0 | 262.0699 | 124.3829 | 2.107 | 262.0699 | 124.3829 | 2.107 | 276.0727 | 131.0288 | 2.107 | 4.89% | 0.063668 | 0.060516 | 88249.328 | 6355.7576 | 1136.662 | 80756.9084 | 88305.4429 | 0 | 0 | 88305.4429 | 0.009059%
2026 | 521 | 521-32R | Tier-3 | Tier-3---4 | 5--5 | 262 | 100% | 12241.7135 | 99.38% | 0.5642% | 0.05689% | 602.2012 | 0 | 0 | 602.2012 | 0 | 574.459 | 86.2125 | 6.6633 | 574.459 | 86.2125 | 6.6633 | 605.1531 | 90.8189 | 6.6633 | 4.919% | 0.14844 | 0.14109 | 82470.5462 | 5122.2262 | 464.9548 | 76883.3652 | 82497.2218 | 0 | 0 | 82497.2218 | 0.01986%
2026 | 521 | 521-700R | Tier-2 | Tier-2---3 | 4--5 | 549 | 100% | 9012.5446 | 99.05% | 0.8425% | 0.1052% | 441.8931 | 0 | 0 | 441.8931 | 0 | 421.536 | 180.6513 | 2.3334 | 421.536 | 180.6513 | 2.3334 | 444.0593 | 190.3037 | 2.3334 | 4.903% | 0.074421 | 0.070737 | 121102.821 | 8945.6292 | 1253.8537 | 110903.3381 | 121162.5896 | 0 | 0 | 121162.5896 | 0.01457%
2026 | 522 | 522-34 | Tier-2 | Tier-2---16 | 4--3 | 29 | 100% | 112.7117 | 43.02% | 55.81% | 1.165% | 2.4004 | 0 | 0 | 2.4004 | 0 | 2.2899 | 9.5426 | 0.23996 | 2.2899 | 9.5426 | 0.23996 | 2.4122 | 10.0525 | 0.23996 | 2.13% | 0.030009 | 0.028524 | 3755.9309 | 126.2765 | 2195.8593 | 1433.795 | 3867.3753 | 0 | 0 | 3867.3753 | 7.916e-05%
2026 | 522 | 522-36 | Tier-2 | Tier-2---16 | 4--3 | 39 | 100% | 116.9577 | 22.53% | 76.17% | 1.295% | 1.3046 | 0 | 0 | 1.3046 | 0 | 1.2445 | 12.8332 | 0.096972 | 1.2445 | 12.8332 | 0.096972 | 1.311 | 13.5188 | 0.096972 | 1.115% | 0.031092 | 0.029553 | 3761.7134 | 67.8389 | 2679.063 | 1014.8115 | 3913.4717 | 0 | 0 | 3913.4717 | 4.302e-05%
2026 | 522 | 522-38R | Tier-2 | Tier-2---6 | 4--5 | 897 | 100% | 5639.8414 | 96.44% | 3.339% | 0.2198% | 269.2374 | 0 | 0 | 269.2374 | 0 | 256.8342 | 295.1625 | 0.87015 | 256.8342 | 295.1625 | 0.87015 | 270.5572 | 310.9334 | 0.87015 | 4.774% | 0.088602 | 0.084216 | 63653.5146 | 7689.6838 | 2180.134 | 53783.6968 | 63771.4814 | 0 | 0 | 63771.4814 | 0.008878%
2026 | 523 | 523-31AE | Tier-2 | Tier-2---14 | 4--4 | 111 | 100% | 305.199 | 11.7% | 87.21% | 1.095% | 1.767 | 0 | 0 | 1.767 | 0 | 1.6856 | 36.5251 | 0.04615 | 1.6856 | 36.5251 | 0.04615 | 1.7757 | 38.4767 | 0.04615 | 0.579% | 0.037419 | 0.035567 | 8156.1707 | 129.3833 | 6531.3069 | 1495.4806 | 8531.2451 | 0 | 0 | 8531.2451 | 5.827e-05%
2026 | 524 | 524-1782F | Tier-3 | Tier-3---10 | 4--5 | 119 | 100% | 5468.1345 | 99.78% | 0.1144% | 0.1099% | 270.0655 | 0 | 0 | 270.0655 | 0 | 257.6241 | 39.1576 | 6.5792 | 257.6241 | 39.1576 | 6.5792 | 271.3893 | 41.2498 | 6.5792 | 4.939% | 0.040404 | 0.038404 | 135337.1336 | 10621.643 | 457.8891 | 124257.6016 | 135352.9439 | 0 | 0 | 135352.9439 | 0.008906%
2026 | 524 | 524-27R | Tier-3 | Tier-3---4 | 4--5 | 253 | 100% | 11317.6942 | 99.77% | 0.1414% | 0.08951% | 558.9321 | 0 | 0 | 558.9321 | 0 | 533.1833 | 83.251 | 6.4045 | 533.1833 | 83.251 | 6.4045 | 561.672 | 87.6992 | 6.4045 | 4.939% | 0.060207 | 0.057227 | 187979.0829 | 15020.271 | 843.0575 | 172115.7544 | 188001.69 | 0 | 0 | 188001.69 | 0.01843%
2026 | 524 | 524-46R | Tier-3 | Tier-3---4 | 5--5 | 241 | 100% | 13710.9533 | 98.99% | 0.9557% | 0.05722% | 671.8177 | 0 | 0 | 671.8177 | 0 | 640.8684 | 79.3023 | 8.0813 | 640.8684 | 79.3023 | 8.0813 | 675.1109 | 83.5395 | 8.0813 | 4.9% | 0.18916 | 0.17979 | 72484.9744 | 5399.6154 | 709.3603 | 66375.9987 | 72523.2103 | 0 | 0 | 72523.2103 | 0.02215%
2026 | 524 | 524-50R | Tier-3 | Tier-3---7 | 5--5 | 136 | 100% | 8801.877 | 98.2% | 1.718% | 0.0819% | 427.853 | 0 | 0 | 427.853 | 0 | 408.1427 | 44.7515 | 9.1202 | 408.1427 | 44.7515 | 9.1202 | 429.9503 | 47.1426 | 9.1202 | 4.861% | 0.18313 | 0.17407 | 48062.3901 | 2911.3323 | 788.4961 | 44362.5616 | 48107.4292 | 0 | 0 | 48107.4292 | 0.01411%
2026 | 524 | 524-69R | Tier-3 | Tier-3---1 | 5--5 | 592 | 100% | 40375.331 | 99.03% | 0.9107% | 0.05596% | 1979.2587 | 0 | 0 | 1979.2587 | 0 | 1888.0784 | 194.8007 | 9.6924 | 1888.0784 | 194.8007 | 9.6924 | 1988.961 | 205.2091 | 9.6924 | 4.902% | 0.27264 | 0.25914 | 148092.4418 | 8147.506 | 1337.0199 | 138607.9158 | 148166.9965 | 0 | 0 | 148166.9965 | 0.06527%
2026 | 540 | 540-241R | Tier-2 | Tier-2---9 | 4--5 | 30 | 100% | 833.6308 | 67.75% | 32.17% | 0.07637% | 27.9571 | 0 | 0 | 27.9571 | 0 | 26.6692 | 9.8717 | 2.7016 | 26.6692 | 9.8717 | 2.7016 | 28.0941 | 10.3991 | 2.7016 | 3.354% | 0.047942 | 0.045568 | 17388.4645 | 723.4489 | 5409.9083 | 11255.1073 | 17680.5002 | 0 | 0 | 17680.5002 | 0.0009219%
2026 | 583 | 583-318F | Tier-1 | Non-HFTD---4 | 2--5 | 1 | 100% | 153.5608 | 99.44% | 0% | 0.5645% | 7.5583 | 0 | 0 | 7.5583 | 0 | 7.2102 | 0.32906 | 21.9117 | 7.2102 | 0.32906 | 21.9117 | 7.5954 | 0.34664 | 21.9117 | 4.922% | 0.0076984 | 0.0073173 | 19947.1031 | 2536.6434 | 102.2912 | 17308.1685 | 19952.9673 | 0 | 0 | 19952.9673 | 0.0002492%
2026 | 591 | 591-1594R | Tier-2 | Tier-2---12 | 4--4 | 4 | 100% | 519.9571 | 96.32% | 3.27% | 0.4047% | 24.792 | 0 | 0 | 24.792 | 0 | 23.6499 | 1.3162 | 17.968 | 23.6499 | 1.3162 | 17.968 | 24.9135 | 1.3865 | 17.968 | 4.768% | 0.047196 | 0.04486 | 11017.0212 | 932.3042 | 368.7122 | 9716.0047 | 11038.107 | 0 | 0 | 11038.107 | 0.0008175%
2026 | 594 | 594-1379F | Tier-2 | Tier-2---17 | 1--5 | 16 | 100% | 49.4293 | 99.41% | 0% | 0.5897% | 2.4323 | 0 | 0 | 2.4323 | 0 | 2.3203 | 5.2649 | 0.44071 | 2.3203 | 5.2649 | 0.44071 | 2.4442 | 5.5462 | 0.44071 | 4.921% | 0.0021822 | 0.0020742 | 22651.1445 | 4294.234 | 125.4934 | 18231.417 | 22658.1007 | 0 | 0 | 22658.1007 | 8.021e-05%
2026 | 597 | 597-595 | Tier-2 | Tier-2---1 | 5--5 | 685 | 100% | 18774.394 | 95.55% | 4.388% | 0.06321% | 887.9695 | 0 | 0 | 887.9695 | 0 | 847.0626 | 225.4028 | 3.758 | 847.0626 | 225.4028 | 3.758 | 892.3223 | 237.4464 | 3.758 | 4.73% | 0.15307 | 0.14549 | 122655.7075 | 12289.1487 | 5017.0863 | 105349.4725 | 122940.0104 | 0 | 0 | 122940.0104 | 0.02928%
2026 | 599 | 599-19R | Tier-2 | Tier-2---1 | 5--5 | 899 | 100% | 25743.4561 | 99.4% | 0.5253% | 0.0786% | 1266.6062 | 0 | 0 | 1266.6062 | 0 | 1208.2563 | 295.8206 | 4.0844 | 1208.2563 | 295.8206 | 4.0844 | 1272.8151 | 311.6267 | 4.0844 | 4.92% | 0.15161 | 0.14411 | 169796.7072 | 9028.2208 | 940.8004 | 159827.6859 | 169850.1033 | 0 | 0 | 169850.1033 | 0.04177%
2026 | 67 | 67-24R | Tier-3 | Tier-3---13 | 5--4 | 188 | 100% | 2610.8 | 93.6% | 6.065% | 0.3401% | 120.9575 | 0 | 0 | 120.9575 | 0 | 115.3852 | 61.8624 | 1.8652 | 115.3852 | 61.8624 | 1.8652 | 121.5504 | 65.1678 | 1.8652 | 4.633% | 0.2194 | 0.20854 | 11899.5856 | 668.9805 | 692.7946 | 10537.8105 | 11939.276 | 0 | 0 | 11939.276 | 0.003989%
2026 | 67 | 67-34R | Tier-3 | Tier-3---11 | 5--5 | 406 | 100% | 4180.1374 | 93.8% | 5.869% | 0.3284% | 194.0937 | 0 | 0 | 194.0937 | 0 | 185.1522 | 133.5964 | 1.3859 | 185.1522 | 133.5964 | 1.3859 | 195.0451 | 140.7346 | 1.3859 | 4.643% | 0.24743 | 0.23519 | 16893.949 | 1075.9433 | 993.2749 | 14824.7309 | 16948.4725 | 0 | 0 | 16948.4725 | 0.0064%
2026 | 67 | 67-37R | Tier-3 | Tier-3---17 | 5--3 | 88 | 100% | 622.3042 | 87.18% | 11.98% | 0.8373% | 26.8549 | 0 | 0 | 26.8549 | 0 | 25.6177 | 28.9569 | 0.88469 | 25.6177 | 28.9569 | 0.88469 | 26.9865 | 30.5041 | 0.88469 | 4.315% | 0.20095 | 0.191 | 3096.8174 | 160.5865 | 360.9451 | 2575.2857 | 3117.4933 | 0 | 0 | 3117.4933 | 0.0008856%
2026 | 67 | 67-45R | Tier-3 | Tier-3---15 | 5--4 | 132 | 100% | 1627.9508 | 92.79% | 6.809% | 0.4053% | 74.7699 | 0 | 0 | 74.7699 | 0 | 71.3254 | 43.4353 | 1.6421 | 71.3254 | 43.4353 | 1.6421 | 75.1364 | 45.7561 | 1.6421 | 4.593% | 0.20887 | 0.19854 | 7793.9219 | 491.8665 | 509.4559 | 6792.5995 | 7823.2046 | 0 | 0 | 7823.2046 | 0.002466%
2026 | 73 | 73-1130R | Tier-3 | Tier-3---9 | 5--5 | 54 | 100% | 6201.607 | 97.29% | 2.601% | 0.1104% | 298.6566 | 0 | 0 | 298.6566 | 0 | 284.8981 | 17.769 | 16.0335 | 284.8981 | 17.769 | 16.0335 | 300.1206 | 18.7184 | 16.0335 | 4.816% | 0.2182 | 0.2074 | 28421.9762 | 1612.5005 | 708.1752 | 26101.3005 | 28462.107 | 0 | 0 | 28462.107 | 0.009849%
2026 | 73 | 73-1163 | Tier-3 | Tier-3---4 | 5--5 | 293 | 100% | 15337.1849 | 98.56% | 1.393% | 0.04595% | 748.2657 | 0 | 0 | 748.2657 | 0 | 713.7946 | 96.4132 | 7.4035 | 713.7946 | 96.4132 | 7.4035 | 751.9337 | 101.5647 | 7.4035 | 4.879% | 0.22506 | 0.21392 | 68145.9431 | 3858.2027 | 972.8217 | 63314.9187 | 68197.0126 | 0 | 0 | 68197.0126 | 0.02468%
2026 | 73 | 73-1164 | Tier-3 | Tier-3---13 | 5--4 | 134 | 100% | 2448.8293 | 98.64% | 1.317% | 0.04316% | 119.5679 | 0 | 0 | 119.5679 | 0 | 114.0597 | 44.0934 | 2.5868 | 114.0597 | 44.0934 | 2.5868 | 120.154 | 46.4494 | 2.5868 | 4.883% | 0.18614 | 0.17693 | 13155.649 | 640.7749 | 160.5982 | 12354.2759 | 13164.97 | 0 | 0 | 13164.97 | 0.003943%
2026 | 73 | 73-23R | Tier-3 | Tier-3---9 | 5--5 | 32 | 100% | 5733.7907 | 98.41% | 1.505% | 0.0877% | 279.3035 | 0 | 0 | 279.3035 | 0 | 266.4366 | 10.5298 | 25.3032 | 266.4366 | 10.5298 | 25.3032 | 280.6727 | 11.0924 | 25.3032 | 4.871% | 0.21349 | 0.20292 | 26857.2697 | 1634.3076 | 394.5626 | 24828.3995 | 26879.5398 | 0 | 0 | 26879.5398 | 0.00921%
2026 | 73 | 73-678R | Tier-3 | Tier-3---5 | 5--5 | 150 | 100% | 10591.3769 | 98.31% | 1.605% | 0.08417% | 515.415 | 0 | 0 | 515.415 | 0 | 491.6709 | 49.3583 | 9.9613 | 491.6709 | 49.3583 | 9.9613 | 517.9415 | 51.9956 | 9.9613 | 4.866% | 0.23776 | 0.22599 | 44546.6543 | 2704.4094 | 706.232 | 41136.0129 | 44585.8514 | 0 | 0 | 44585.8514 | 0.017%
2026 | 73 | 73-683R | Tier-3 | Tier-3---7 | 5--5 | 119 | 100% | 9288.0329 | 98.43% | 1.494% | 0.07761% | 452.5311 | 0 | 0 | 452.5311 | 0 | 431.684 | 39.1576 | 11.0243 | 431.684 | 39.1576 | 11.0243 | 454.7494 | 41.2498 | 11.0243 | 4.872% | 0.22716 | 0.21591 | 40887.9849 | 2244.0715 | 610.523 | 38033.3904 | 40921.4543 | 0 | 0 | 40921.4543 | 0.01492%
2026 | 75 | 75-2257F | Tier-3 | Tier-3---20 | 1--5 | 2 | 100% | 17.7969 | 99.34% | 0% | 0.6614% | 0.87512 | 0 | 0 | 0.87512 | 0 | 0.83481 | 0.65811 | 1.2685 | 0.83481 | 0.65811 | 1.2685 | 0.87941 | 0.69327 | 1.2685 | 4.917% | 0.0002804 | 0.00026652 | 63469.7957 | 3655.2315 | 381.3513 | 59433.2129 | 63491.6581 | 0 | 0 | 63491.6581 | 2.886e-05%
2026 | 75 | 75-2259F | Tier-3 | Tier-3---12 | 3--5 | 157 | 100% | 3135.4576 | 99.77% | 0.1421% | 0.08717% | 154.8494 | 0 | 0 | 154.8494 | 0 | 147.7158 | 51.6617 | 2.8593 | 147.7158 | 51.6617 | 2.8593 | 155.6084 | 54.422 | 2.8593 | 4.939% | 0.020337 | 0.019331 | 154171.9995 | 13070.8578 | 336.227 | 140764.9147 | 154190.404 | 0 | 0 | 154190.404 | 0.005106%
2026 | 75 | 75-32R | Tier-3 | Tier-3---13 | 3--5 | 53 | 100% | 1708.3855 | 99.57% | 0.3134% | 0.112% | 84.2054 | 0 | 0 | 84.2054 | 0 | 80.3262 | 17.4399 | 4.6059 | 80.3262 | 17.4399 | 4.6059 | 84.6182 | 18.3718 | 4.6059 | 4.929% | 0.014781 | 0.01405 | 115578.2654 | 8310.062 | 472.6259 | 106795.5774 | 115603.867 | 0 | 0 | 115603.867 | 0.002777%
2026 | 75 | 75-41 | Tier-3 | Tier-3---13 | 3--5 | 25 | 100% | 1937.5846 | 99.86% | 0.04507% | 0.0969% | 95.7743 | 0 | 0 | 95.7743 | 0 | 91.3622 | 8.2264 | 11.106 | 91.3622 | 8.2264 | 11.106 | 96.2438 | 8.6659 | 11.106 | 4.943% | 0.0163 | 0.015493 | 118871.6769 | 11982.6524 | 277.8358 | 106611.1887 | 118880.4654 | 0 | 0 | 118880.4654 | 0.003158%
2026 | 75 | 75-996R | Tier-2 | Tier-2---7 | 4--5 | 300 | 100% | 2211.1377 | 99.23% | 0.4312% | 0.3416% | 108.6055 | 0 | 0 | 108.6055 | 0 | 103.6022 | 98.7166 | 1.0495 | 103.6022 | 98.7166 | 1.0495 | 109.1378 | 103.9911 | 1.0495 | 4.912% | 0.043997 | 0.041819 | 50256.3267 | 5074.1581 | 595.0934 | 44587.0751 | 50276.5529 | 0 | 0 | 50276.5529 | 0.003581%
2026 | 78 | 78-26R | Tier-3 | Tier-3---5 | 5--5 | 133 | 100% | 14526.7268 | 98.56% | 1.412% | 0.03052% | 708.6971 | 0 | 0 | 708.6971 | 0 | 676.0489 | 43.7643 | 15.4475 | 676.0489 | 43.7643 | 15.4475 | 712.1711 | 46.1027 | 15.4475 | 4.879% | 0.34567 | 0.32856 | 42024.2818 | 2090.1766 | 553.5184 | 39380.5868 | 42055.8613 | 0 | 0 | 42055.8613 | 0.02337%
2026 | 78 | 78-782R | Tier-3 | Tier-3---7 | 5--5 | 9 | 100% | 7202.3158 | 99.51% | 0.4709% | 0.01666% | 354.7762 | 0 | 0 | 354.7762 | 0 | 338.4324 | 2.9615 | 114.2775 | 338.4324 | 2.9615 | 114.2775 | 356.5153 | 3.1197 | 114.2775 | 4.926% | 0.33808 | 0.32134 | 21303.7357 | 1160.2609 | 93.0569 | 20050.418 | 21309.1455 | 0 | 0 | 21309.1455 | 0.0117%
2026 | 788 | 788-34R | Tier-2 | Tier-2---6 | 5--5 | 236 | 100% | 9132.2366 | 94.33% | 5.547% | 0.1209% | 426.4266 | 0 | 0 | 426.4266 | 0 | 406.782 | 77.657 | 5.2382 | 406.782 | 77.657 | 5.2382 | 428.5169 | 81.8063 | 5.2382 | 4.669% | 0.12404 | 0.1179 | 73621.1831 | 9933.4586 | 4009.9599 | 59677.7646 | 73838.4724 | 0 | 0 | 73838.4724 | 0.01406%
2026 | 79 | 79-1215F | Tier-3 | Tier-3---18 | 5--3 | 3 | 100% | 324.1263 | 99.58% | 0.3619% | 0.05404% | 15.9775 | 0 | 0 | 15.9775 | 0 | 15.2415 | 0.98717 | 15.4396 | 15.2415 | 0.98717 | 15.4396 | 16.0558 | 1.0399 | 15.4396 | 4.929% | 0.1831 | 0.17404 | 1770.1913 | 88.5948 | 9.6251 | 1671.9714 | 1770.5747 | 0 | 0 | 1770.5747 | 0.0005269%
2026 | 791 | 791-419F | Tier-2 | Tier-2---5 | 5--5 | 43 | 100% | 3349.7594 | 92.58% | 7.304% | 0.116% | 153.5102 | 0 | 0 | 153.5102 | 0 | 146.4383 | 14.1494 | 10.3495 | 146.4383 | 14.1494 | 10.3495 | 154.2627 | 14.9054 | 10.3495 | 4.583% | 0.11325 | 0.10765 | 29577.718 | 1970.6299 | 1994.5012 | 25612.587 | 29692.0073 | 0 | 0 | 29692.0073 | 0.005062%
2026 | 79 | 79-658R | Tier-3 | Tier-3---5 | 5--5 | 109 | 100% | 12321.0759 | 99.26% | 0.6823% | 0.05367% | 605.4043 | 0 | 0 | 605.4043 | 0 | 577.5146 | 35.867 | 16.1016 | 577.5146 | 35.867 | 16.1016 | 608.372 | 37.7834 | 16.1016 | 4.914% | 0.46655 | 0.44346 | 26408.7945 | 1544.5762 | 192.1403 | 24672.078 | 26418.917 | 0 | 0 | 26418.917 | 0.01996%
2026 | 79 | 79-660R | Tier-3 | Tier-3---14 | 5--3 | 129 | 100% | 2087.0386 | 97.47% | 2.263% | 0.2704% | 100.6913 | 0 | 0 | 100.6913 | 0 | 96.0526 | 42.4481 | 2.2628 | 96.0526 | 42.4481 | 2.2628 | 101.1849 | 44.7162 | 2.2628 | 4.825% | 0.45747 | 0.43483 | 4562.1181 | 197.7916 | 116.9677 | 4247.3588 | 4568.1369 | 0 | 0 | 4568.1369 | 0.00332%
2026 | 79 | 79-668R | Tier-3 | Tier-3---15 | 5--3 | 99 | 100% | 1606.9068 | 70.93% | 28.63% | 0.4437% | 56.416 | 0 | 0 | 56.416 | 0 | 53.817 | 32.5765 | 1.652 | 53.817 | 32.5765 | 1.652 | 56.6925 | 34.3171 | 1.652 | 3.511% | 0.43999 | 0.41821 | 3652.1539 | 150.5315 | 949.6335 | 2551.989 | 3707.4514 | 0 | 0 | 3707.4514 | 0.00186%
2026 | 79 | 79-676R | Tier-3 | Tier-3---5 | 5--5 | 62 | 100% | 9714.1464 | 98.29% | 1.686% | 0.02874% | 472.6073 | 0 | 0 | 472.6073 | 0 | 450.8352 | 20.4014 | 22.0982 | 450.8352 | 20.4014 | 22.0982 | 474.924 | 21.4915 | 22.0982 | 4.865% | 0.38409 | 0.36508 | 25291.2629 | 1478.5998 | 416.7742 | 23395.8888 | 25313.8415 | 0 | 0 | 25313.8415 | 0.01558%
2026 | 79 | 79-679R | Tier-3 | Tier-3---3 | 5--5 | 47 | 100% | 18448.5828 | 98.9% | 1.079% | 0.02427% | 903.134 | 0 | 0 | 903.134 | 0 | 861.5285 | 15.4656 | 55.7061 | 861.5285 | 15.4656 | 55.7061 | 907.5611 | 16.2919 | 55.7061 | 4.895% | 0.3939 | 0.3744 | 46835.416 | 2583.7373 | 473.6256 | 43778.0531 | 46862.3143 | 0 | 0 | 46862.3143 | 0.02978%
2026 | 79 | 79-685R | Tier-3 | Tier-3---14 | 5--4 | 9 | 100% | 2564.7524 | 99.37% | 0.5359% | 0.0899% | 126.1608 | 0 | 0 | 126.1608 | 0 | 120.3488 | 2.9615 | 40.6378 | 120.3488 | 2.9615 | 40.6378 | 126.7793 | 3.1197 | 40.6378 | 4.919% | 0.43155 | 0.41019 | 5943.1342 | 289.2774 | 32.5223 | 5621.3345 | 5945.071 | 0 | 0 | 5945.071 | 0.00416%
2026 | 79 | 79-714R | Tier-3 | Tier-3---9 | 5--4 | 103 | 100% | 5536.6205 | 96.31% | 3.618% | 0.06787% | 263.9613 | 0 | 0 | 263.9613 | 0 | 251.8011 | 33.8927 | 7.4294 | 251.8011 | 33.8927 | 7.4294 | 265.2552 | 35.7036 | 7.4294 | 4.768% | 0.37772 | 0.35902 | 14658.165 | 795.0255 | 492.7291 | 13370.4104 | 14686.3013 | 0 | 0 | 14686.3013 | 0.008704%
2026 | 79 | 79-785 | Tier-3 | Tier-3---3 | 5--5 | 226 | 100% | 18780.9285 | 97.14% | 2.812% | 0.0448% | 903.1022 | 0 | 0 | 903.1022 | 0 | 861.4981 | 74.3665 | 11.5845 | 861.4981 | 74.3665 | 11.5845 | 907.5291 | 78.34 | 11.5845 | 4.809% | 0.38023 | 0.36141 | 49393.626 | 3270.0768 | 1298.0167 | 44825.5325 | 49467.0991 | 0 | 0 | 49467.0991 | 0.02978%
2026 | 79 | 79-799R | Tier-3 | Tier-3---14 | 5--3 | 5 | 100% | 3034.8235 | 97.12% | 2.752% | 0.1275% | 145.8979 | 0 | 0 | 145.8979 | 0 | 139.1767 | 1.6453 | 84.5917 | 139.1767 | 1.6453 | 84.5917 | 146.6131 | 1.7332 | 84.5917 | 4.807% | 0.77068 | 0.73253 | 3937.8445 | 167.5066 | 101.5953 | 3668.7425 | 3943.7498 | 0 | 0 | 3943.7498 | 0.004811%
2026 | 79 | 79-808R | Tier-3 | Tier-3---3 | 5--5 | 210 | 100% | 19978.3255 | 99.23% | 0.7353% | 0.0338% | 981.3213 | 0 | 0 | 981.3213 | 0 | 936.1138 | 69.1016 | 13.5469 | 936.1138 | 69.1016 | 13.5469 | 986.1317 | 72.7938 | 13.5469 | 4.912% | 0.44563 | 0.42357 | 44831.6641 | 2303.1269 | 312.6633 | 42215.8739 | 44849.6205 | 0 | 0 | 44849.6205 | 0.03236%
2026 | 799 | 799-504R | Tier-2 | Tier-2---15 | 1--5 | 6 | 100% | 127.4062 | 99.28% | 0% | 0.716% | 6.2614 | 0 | 0 | 6.2614 | 0 | 5.973 | 1.9743 | 3.0253 | 5.973 | 1.9743 | 3.0253 | 6.2921 | 2.0798 | 3.0253 | 4.915% | 0.0046964 | 0.0044639 | 27128.474 | 4849.4252 | 1319.6494 | 20959.3994 | 27138.5902 | 0 | 0 | 27138.5902 | 0.0002065%
2026 | 835 | 835-10F | Tier-2 | Tier-2---19 | 1--4 | 27 | 100% | 12.4137 | 98.83% | 0% | 1.166% | 0.60731 | 0 | 0 | 0.60731 | 0 | 0.57934 | 8.8845 | 0.065208 | 0.57934 | 8.8845 | 0.065208 | 0.61029 | 9.3592 | 0.065208 | 4.892% | 0.0010446 | 0.00099289 | 11883.6637 | 927.2087 | 137.533 | 10818.9221 | 11890.8775 | 0 | 0 | 11890.8775 | 2.003e-05%
2026 | 835 | 835-11F | Tier-2 | Tier-2---15 | 1--5 | 20 | 100% | 139.955 | 99.63% | 0% | 0.3714% | 6.902 | 0 | 0 | 6.902 | 0 | 6.5841 | 6.5811 | 1.0005 | 6.5841 | 6.5811 | 1.0005 | 6.9359 | 6.9327 | 1.0005 | 4.932% | 0.0041866 | 0.0039794 | 33429.2729 | 4516.6864 | 116.5511 | 28796.0353 | 33435.7392 | 0 | 0 | 33435.7392 | 0.0002276%
2026 | 835 | 835-35F | Tier-2 | Tier-2---19 | 1--5 | 7 | 100% | 6.7153 | 99.02% | 0% | 0.9775% | 0.32916 | 0 | 0 | 0.32916 | 0 | 0.31399 | 2.3034 | 0.13632 | 0.31399 | 2.3034 | 0.13632 | 0.33077 | 2.4265 | 0.13632 | 4.902% | 0.0003154 | 0.00029979 | 21291.4086 | 1586.1343 | 191.0336 | 19514.2408 | 21302.2477 | 0 | 0 | 21302.2477 | 1.085e-05%
2026 | 840 | 840-308F | Tier-2 | Tier-2---13 | 4--4 | 4 | 100% | 330.3488 | 99.39% | 0.4551% | 0.1546% | 16.2526 | 0 | 0 | 16.2526 | 0 | 15.5039 | 1.3162 | 11.7791 | 15.5039 | 1.3162 | 11.7791 | 16.3322 | 1.3865 | 11.7791 | 4.92% | 0.063249 | 0.060118 | 5222.9719 | 562.2788 | 28.1473 | 4632.5459 | 5224.6302 | 0 | 0 | 5224.6302 | 0.0005359%
2026 | 840 | 840-374 | Tier-2 | Tier-2---13 | 4--3 | 95 | 100% | 232.5563 | 96.66% | 2.796% | 0.5416% | 11.1274 | 0 | 0 | 11.1274 | 0 | 10.6148 | 31.2602 | 0.33956 | 10.6148 | 31.2602 | 0.33956 | 11.1819 | 32.9305 | 0.33956 | 4.785% | 0.064007 | 0.060838 | 3633.3054 | 196.9902 | 98.0177 | 3338.2976 | 3639.62 | 0 | 0 | 3639.62 | 0.0003669%
2026 | 859 | 859-42R | Tier-2 | Tier-2---3 | 4--5 | 381 | 100% | 8606.9717 | 99.86% | 0% | 0.1411% | 425.4439 | 0 | 0 | 425.4439 | 0 | 405.8445 | 125.37 | 3.2372 | 405.8445 | 125.37 | 3.2372 | 427.5294 | 132.0687 | 3.2372 | 4.943% | 0.067132 | 0.063809 | 128210.0534 | 7463.1152 | 271.9776 | 120474.9607 | 128219.4758 | 0 | 0 | 128219.4758 | 0.01403%
2026 | 907 | 907-1562AE | Tier-3 | Tier-3---6 | 4--5 | 124 | 100% | 8439.7692 | 97.62% | 2.35% | 0.03436% | 407.8089 | 0 | 0 | 407.8089 | 0 | 389.022 | 40.8028 | 9.5342 | 389.022 | 40.8028 | 9.5342 | 409.808 | 42.983 | 9.5342 | 4.832% | 0.054867 | 0.052151 | 153823.4413 | 9936.3787 | 3323.7899 | 140563.2726 | 154014.4199 | 0 | 0 | 154014.4199 | 0.01345%
2026 | 907 | 907-1602 | Tier-3 | Tier-3---17 | 3--4 | 1 | 100% | 257.2419 | 98.67% | 1.294% | 0.04048% | 12.5635 | 0 | 0 | 12.5635 | 0 | 11.9848 | 0.32906 | 36.4218 | 11.9848 | 0.32906 | 36.4218 | 12.6251 | 0.34664 | 36.4218 | 4.884% | 0.018131 | 0.017233 | 14188.117 | 688.9653 | 150.8545 | 13348.2972 | 14197.9773 | 0 | 0 | 14197.9773 | 0.0004143%
2026 | 907 | 907-1702R | Tier-3 | Tier-3---6 | 4--5 | 115 | 100% | 9100.5583 | 99.73% | 0.2344% | 0.03926% | 449.2449 | 0 | 0 | 449.2449 | 0 | 428.5491 | 37.8413 | 11.3249 | 428.5491 | 37.8413 | 11.3249 | 451.4471 | 39.8633 | 11.3249 | 4.936% | 0.061079 | 0.058055 | 148997.4926 | 9820.8836 | 378.9812 | 138797.6278 | 149018.7269 | 0 | 0 | 149018.7269 | 0.01481%
2026 | 907 | 907-1716R | Tier-3 | Tier-3---2 | 4--5 | 618 | 100% | 27066.4552 | 99.19% | 0.7771% | 0.02941% | 1328.9846 | 0 | 0 | 1328.9846 | 0 | 1267.761 | 203.3561 | 6.2342 | 1267.761 | 203.3561 | 6.2342 | 1335.4992 | 214.2217 | 6.2342 | 4.91% | 0.088049 | 0.083691 | 307401.4892 | 26739.124 | 2399.2259 | 278263.1391 | 307530.5949 | 0 | 0 | 307530.5949 | 0.04382%
2026 | 907 | 907-2820R | Tier-3 | Tier-3---10 | 4--5 | 53 | 100% | 6348.4755 | 99.98% | 0.008026% | 0.01607% | 314.1738 | 0 | 0 | 314.1738 | 0 | 299.7005 | 17.4399 | 17.1847 | 299.7005 | 17.4399 | 17.1847 | 315.7139 | 18.3718 | 17.1847 | 4.949% | 0.082479 | 0.078396 | 76970.9977 | 6095.6287 | 17.0995 | 70858.2695 | 76971.9637 | 0 | 0 | 76971.9637 | 0.01036%
2026 | 908 | 908-1172R | Tier-2 | Tier-2---2 | 5--5 | 451 | 100% | 15766.5188 | 98.33% | 1.627% | 0.04735% | 767.3776 | 0 | 0 | 767.3776 | 0 | 732.0261 | 148.4039 | 4.9327 | 732.0261 | 148.4039 | 4.9327 | 771.1393 | 156.3333 | 4.9327 | 4.867% | 0.20692 | 0.19668 | 76195.3215 | 5331.2754 | 1185.4095 | 69678.6366 | 76261.7497 | 0 | 0 | 76261.7497 | 0.02531%
2026 | 908 | 908-1236 | Tier-2 | Tier-2---2 | 5--5 | 350 | 100% | 11763.9311 | 98.8% | 1.165% | 0.03327% | 575.3384 | 0 | 0 | 575.3384 | 0 | 548.8338 | 115.1693 | 4.7655 | 548.8338 | 115.1693 | 4.7655 | 578.1587 | 121.323 | 4.7655 | 4.891% | 0.1877 | 0.17841 | 62673.98 | 5005.8683 | 685.7702 | 56982.3415 | 62713.0821 | 0 | 0 | 62713.0821 | 0.01897%
2026 | 908 | 908-1368R | Tier-2 | Tier-2---5 | 5--5 | 479 | 100% | 5570.7929 | 96.25% | 3.531% | 0.2207% | 265.4096 | 0 | 0 | 265.4096 | 0 | 253.1828 | 157.6174 | 1.6063 | 253.1828 | 157.6174 | 1.6063 | 266.7107 | 166.0391 | 1.6063 | 4.764% | 0.23644 | 0.22474 | 23560.7485 | 1440.3319 | 798.3866 | 21322.03 | 23606.7777 | 0 | 0 | 23606.7777 | 0.008752%
2026 | 908 | 908-1370R | Tier-2 | Tier-2---8 | 5--4 | 302 | 100% | 1466.2762 | 91.81% | 7.905% | 0.289% | 66.6334 | 0 | 0 | 66.6334 | 0 | 63.5637 | 99.3747 | 0.63964 | 63.5637 | 99.3747 | 0.63964 | 66.96 | 104.6844 | 0.63964 | 4.544% | 0.1878 | 0.17851 | 7807.4644 | 518.9417 | 584.8681 | 6703.6546 | 7840.781 | 0 | 0 | 7840.781 | 0.002197%
2026 | 908 | 908-1372R | Tier-2 | Tier-2---2 | 5--5 | 118 | 100% | 7960.2903 | 98.35% | 1.621% | 0.03193% | 387.5225 | 0 | 0 | 387.5225 | 0 | 369.6702 | 38.8285 | 9.5206 | 369.6702 | 38.8285 | 9.5206 | 389.4222 | 40.9032 | 9.5206 | 4.868% | 0.17701 | 0.16825 | 44971.6131 | 3766.5332 | 683.7932 | 40521.2867 | 45010.3176 | 0 | 0 | 45010.3176 | 0.01278%
2026 | 908 | 908-2038R | Tier-2 | Tier-2---1 | 5--5 | 313 | 100% | 41258.5742 | 98.89% | 1.078% | 0.03081% | 2019.6477 | 0 | 0 | 2019.6477 | 0 | 1926.6067 | 102.9943 | 18.706 | 1926.6067 | 102.9943 | 18.706 | 2029.5479 | 108.4974 | 18.706 | 4.895% | 0.23053 | 0.21912 | 178970.5163 | 13265.9985 | 1829.4076 | 163875.1102 | 179073.8915 | 0 | 0 | 179073.8915 | 0.0666%
2026 | 908 | 908-2040 | Tier-2 | Tier-2---5 | 5--5 | 226 | 100% | 3646.8048 | 91.91% | 7.986% | 0.1044% | 165.9128 | 0 | 0 | 165.9128 | 0 | 158.2696 | 74.3665 | 2.1282 | 158.2696 | 74.3665 | 2.1282 | 166.7261 | 78.34 | 2.1282 | 4.55% | 0.17929 | 0.17042 | 20339.8492 | 1700.729 | 1512.7829 | 17126.3373 | 20425.5442 | 0 | 0 | 20425.5442 | 0.005471%
2026 | 908 | 908-2055F | Tier-3 | Tier-3---2 | 5--5 | 273 | 100% | 22564.0783 | 99.08% | 0.8792% | 0.03652% | 1106.6937 | 0 | 0 | 1106.6937 | 0 | 1055.7106 | 89.8321 | 11.752 | 1055.7106 | 89.8321 | 11.752 | 1112.1187 | 94.6319 | 11.752 | 4.905% | 0.20355 | 0.19347 | 110854.0623 | 7735.6273 | 1009.8579 | 102108.5771 | 110906.9288 | 0 | 0 | 110906.9288 | 0.03649%
2026 | 908 | 908-2062F | Tier-2 | Tier-2---16 | 5--2 | 2 | 100% | 153.3115 | 98.58% | 1.358% | 0.06577% | 7.4809 | 0 | 0 | 7.4809 | 0 | 7.1363 | 0.65811 | 10.8436 | 7.1363 | 0.65811 | 10.8436 | 7.5176 | 0.69327 | 10.8436 | 4.88% | 0.16054 | 0.1526 | 954.9499 | 48.869 | 14.7016 | 891.3793 | 955.6578 | 0 | 0 | 955.6578 | 0.0002467%
2026 | 908 | 908-30 | Tier-2 | Tier-2---10 | 5--4 | 71 | 100% | 847.524 | 96.52% | 3.329% | 0.1488% | 40.4933 | 0 | 0 | 40.4933 | 0 | 38.6279 | 23.3629 | 1.6534 | 38.6279 | 23.3629 | 1.6534 | 40.6918 | 24.6112 | 1.6534 | 4.778% | 0.16572 | 0.15752 | 5114.069 | 284.5346 | 169.3742 | 4660.1602 | 5123.3319 | 0 | 0 | 5123.3319 | 0.001335%
2026 | 909 | 909-451 | Tier-3 | Tier-3---1 | 5--5 | 434 | 100% | 55252.3747 | 99.27% | 0.7029% | 0.02396% | 2715.113 | 0 | 0 | 2715.113 | 0 | 2590.0334 | 142.8099 | 18.1362 | 2590.0334 | 142.8099 | 18.1362 | 2728.4224 | 150.4405 | 18.1362 | 4.914% | 0.31112 | 0.29572 | 177590.703 | 9870.6468 | 1163.318 | 166556.7382 | 177657.9267 | 0 | 0 | 177657.9267 | 0.08953%
2026 | 909 | 909-453R | Tier-2 | Tier-2---3 | 2--5 | 1 | 100% | 5703.0403 | 99.97% | 0% | 0.03309% | 282.2071 | 0 | 0 | 282.2071 | 0 | 269.2064 | 0.32906 | 818.1193 | 269.2064 | 0.32906 | 818.1193 | 283.5905 | 0.34664 | 818.1193 | 4.948% | 0.0097928 | 0.0093081 | 582370.7512 | 29002.1932 | 955.718 | 552412.8399 | 582380.7865 | 0 | 0 | 582380.7865 | 0.009306%
2026 | 909 | 909-805R | Tier-2 | Tier-2---1 | 5--5 | 458 | 100% | 32313.161 | 99.26% | 0.708% | 0.02831% | 1587.725 | 0 | 0 | 1587.725 | 0 | 1514.5818 | 150.7073 | 10.0498 | 1514.5818 | 150.7073 | 10.0498 | 1595.508 | 158.7598 | 10.0498 | 4.914% | 0.28921 | 0.27489 | 111728.904 | 9787.6674 | 729.9669 | 101211.2697 | 111771.744 | 0 | 0 | 111771.744 | 0.05236%
2026 | 91 | 91-7F | Tier-2 | Tier-2---9 | 4--5 | 136 | 100% | 1295.9906 | 95.98% | 3.603% | 0.4176% | 61.5723 | 0 | 0 | 61.5723 | 0 | 58.7357 | 44.7515 | 1.3125 | 58.7357 | 44.7515 | 1.3125 | 61.8741 | 47.1426 | 1.3125 | 4.751% | 0.034038 | 0.032353 | 38075.0405 | 3866.8561 | 1530.8214 | 32677.363 | 38154.7637 | 0 | 0 | 38154.7637 | 0.00203%
2026 | 920 | 920-1342R | Tier-3 | Tier-3---12 | 4--5 | 74 | 100% | 3406.6458 | 99.34% | 0.5402% | 0.1203% | 167.5153 | 0 | 0 | 167.5153 | 0 | 159.7982 | 24.3501 | 6.5625 | 159.7982 | 24.3501 | 6.5625 | 168.3364 | 25.6511 | 6.5625 | 4.917% | 0.068604 | 0.065208 | 49656.3753 | 4642.3023 | 300.3512 | 44713.7218 | 49673.4543 | 0 | 0 | 49673.4543 | 0.005524%
2026 | 920 | 920-735AE | Tier-2 | Tier-2---7 | 4--5 | 41 | 100% | 1554.328 | 69.02% | 30.62% | 0.3611% | 53.1046 | 0 | 0 | 53.1046 | 0 | 50.6581 | 13.4913 | 3.7549 | 50.6581 | 13.4913 | 3.7549 | 53.3649 | 14.2121 | 3.7549 | 3.417% | 0.068691 | 0.065291 | 22627.8919 | 1626.4148 | 6446.6356 | 14554.8415 | 22992.947 | 0 | 0 | 22992.947 | 0.001751%
2026 | 921 | 921-800F | Tier-2 | Tier-2---7 | 4--5 | 93 | 100% | 1991.7107 | 76.61% | 23.16% | 0.2301% | 75.5258 | 0 | 0 | 75.5258 | 0 | 72.0465 | 30.6021 | 2.3543 | 72.0465 | 30.6021 | 2.3543 | 75.8961 | 32.2372 | 2.3543 | 3.792% | 0.065336 | 0.062102 | 30484.0304 | 2594.6331 | 6453.3763 | 21436.021 | 30855.4164 | 0 | 0 | 30855.4164 | 0.002491%
2026 | 928 | 928-19 | Tier-2 | Tier-2---11 | 4--4 | 2 | 100% | 434.8834 | 99.47% | 0.2691% | 0.2608% | 21.4127 | 0 | 0 | 21.4127 | 0 | 20.4262 | 0.65811 | 31.0377 | 20.4262 | 0.65811 | 31.0377 | 21.5176 | 0.69327 | 31.0377 | 4.924% | 0.051756 | 0.049194 | 8402.5377 | 840.1371 | 38.3723 | 7524.0283 | 8404.8564 | 0 | 0 | 8404.8564 | 0.0007061%
2026 | 970 | 970-1341R | Tier-3 | Tier-3---4 | 5--5 | 34 | 100% | 12961.6134 | 99.66% | 0.3199% | 0.02218% | 639.405 | 0 | 0 | 639.405 | 0 | 609.9489 | 11.1879 | 54.5187 | 609.9489 | 11.1879 | 54.5187 | 642.5393 | 11.7857 | 54.5187 | 4.933% | 0.12497 | 0.11878 | 103720.1236 | 10455.2915 | 563.8236 | 92701.0085 | 103738.6021 | 0 | 0 | 103738.6021 | 0.02109%
2026 | 971 | 971-1973R | Tier-3 | Tier-3---4 | 5--5 | 309 | 100% | 15148.7962 | 99.05% | 0.8967% | 0.0506% | 742.7622 | 0 | 0 | 742.7622 | 0 | 708.5447 | 101.678 | 6.9685 | 708.5447 | 101.678 | 6.9685 | 746.4032 | 107.1108 | 6.9685 | 4.903% | 0.14704 | 0.13976 | 103024.8612 | 7594.4752 | 905.6636 | 94524.7224 | 103075.6847 | 0 | 0 | 103075.6847 | 0.02449%
2026 | 971 | 971-2050R | Tier-3 | Tier-3---2 | 5--5 | 657 | 100% | 28484.5838 | 98.91% | 1.035% | 0.05308% | 1394.6521 | 0 | 0 | 1394.6521 | 0 | 1330.4034 | 216.1893 | 6.1539 | 1330.4034 | 216.1893 | 6.1539 | 1401.4886 | 227.7405 | 6.1539 | 4.896% | 0.18464 | 0.1755 | 154268.7539 | 10830.6461 | 1582.0513 | 141856.0564 | 154356.1301 | 0 | 0 | 154356.1301 | 0.04599%
2026 | 971 | 971-29R | Tier-3 | Tier-3---6 | 5--5 | 75 | 100% | 8015.4065 | 99.46% | 0.5042% | 0.0309% | 394.6396 | 0 | 0 | 394.6396 | 0 | 376.4593 | 24.6791 | 15.2542 | 376.4593 | 24.6791 | 15.2542 | 396.5741 | 25.9978 | 15.2542 | 4.924% | 0.12171 | 0.11568 | 65856.8143 | 3610.5313 | 317.5488 | 61928.7341 | 65875.1664 | 0 | 0 | 65875.1664 | 0.01301%
2026 | 971 | 971-371R | Tier-3 | Tier-3---12 | 5--5 | 25 | 100% | 4351.5062 | 99.52% | 0.4473% | 0.03668% | 214.3571 | 0 | 0 | 214.3571 | 0 | 204.4821 | 8.2264 | 24.8569 | 204.4821 | 8.2264 | 24.8569 | 215.4079 | 8.6659 | 24.8569 | 4.926% | 0.11668 | 0.1109 | 37295.5773 | 2011.9233 | 160.8045 | 35122.8495 | 37304.9774 | 0 | 0 | 37304.9774 | 0.007069%
2026 | 971 | 971-383R | Tier-3 | Tier-3---4 | 5--5 | 123 | 100% | 14770.5962 | 98.43% | 1.528% | 0.03956% | 719.68 | 0 | 0 | 719.68 | 0 | 686.5258 | 40.4738 | 16.9622 | 686.5258 | 40.4738 | 16.9622 | 723.2078 | 42.6364 | 16.9622 | 4.872% | 0.13837 | 0.13152 | 106747.8715 | 6177.23 | 1600.3912 | 98970.2503 | 106835.0414 | 0 | 0 | 106835.0414 | 0.02373%
2026 | 971 | 971-388R | Tier-3 | Tier-3---4 | 5--5 | 319 | 100% | 11267.961 | 98.98% | 0.9235% | 0.09902% | 552.0609 | 0 | 0 | 552.0609 | 0 | 526.6286 | 104.9686 | 5.017 | 526.6286 | 104.9686 | 5.017 | 554.7671 | 110.5772 | 5.017 | 4.899% | 0.17642 | 0.16769 | 63870.0886 | 3872.2432 | 602.7653 | 59395.0801 | 63904.0994 | 0 | 0 | 63904.0994 | 0.0182%
2026 | 972 | 972-1582R | Tier-3 | Tier-3---6 | 5--5 | 88 | 100% | 8019.1792 | 98.53% | 1.384% | 0.08092% | 391.1329 | 0 | 0 | 391.1329 | 0 | 373.1142 | 28.9569 | 12.8852 | 373.1142 | 28.9569 | 12.8852 | 393.0502 | 30.5041 | 12.8852 | 4.877% | 0.15062 | 0.14317 | 53239.6467 | 3086.8109 | 714.7235 | 49438.1123 | 53280.2737 | 0 | 0 | 53280.2737 | 0.0129%
2026 | 972 | 972-1590F | Tier-3 | Tier-3---2 | 5--5 | 704 | 100% | 23409.1539 | 98.39% | 1.548% | 0.05965% | 1140.1279 | 0 | 0 | 1140.1279 | 0 | 1087.6046 | 231.6548 | 4.6949 | 1087.6046 | 231.6548 | 4.6949 | 1145.7168 | 244.0325 | 4.6949 | 4.87% | 0.17603 | 0.16732 | 132982.6796 | 10745.803 | 2028.2393 | 120208.6373 | 133093.9956 | 0 | 0 | 133093.9956 | 0.0376%
2026 | 972 | 972-32R | Tier-2 | Tier-2---1 | 5--5 | 407 | 100% | 22914.3284 | 97.48% | 2.478% | 0.04418% | 1105.6563 | 0 | 0 | 1105.6563 | 0 | 1054.721 | 133.9255 | 7.8754 | 1054.721 | 133.9255 | 7.8754 | 1111.0762 | 141.0813 | 7.8754 | 4.825% | 0.16607 | 0.15785 | 137978.7753 | 7897.3231 | 3156.5486 | 126924.9036 | 138159.9776 | 0 | 0 | 138159.9776 | 0.03646%
2026 | 972 | 972-942R | Tier-3 | Tier-3---6 | 5--5 | 137 | 100% | 9149.6836 | 99.12% | 0.8301% | 0.05344% | 448.9075 | 0 | 0 | 448.9075 | 0 | 428.2273 | 45.0806 | 9.4992 | 428.2273 | 45.0806 | 9.4992 | 451.1081 | 47.4893 | 9.4992 | 4.906% | 0.14195 | 0.13492 | 64459.3584 | 4369.1581 | 517.8641 | 59572.3362 | 64489.0192 | 0 | 0 | 64489.0192 | 0.0148%
2026 | 973 | 973-1226R | Tier-3 | Tier-3---10 | 5--5 | 80 | 100% | 5177.8696 | 97.32% | 2.585% | 0.09195% | 249.4435 | 0 | 0 | 249.4435 | 0 | 237.9521 | 26.3244 | 9.0392 | 237.9521 | 26.3244 | 9.0392 | 250.6662 | 27.731 | 9.0392 | 4.817% | 0.13989 | 0.13297 | 37012.5952 | 1958.2894 | 910.1694 | 34144.1364 | 37064.1939 | 0 | 0 | 37064.1939 | 0.008226%
2026 | 973 | 973-1245R | Tier-3 | Tier-3---6 | 5--5 | 48 | 100% | 8620.1106 | 99.53% | 0.4446% | 0.0227% | 424.7015 | 0 | 0 | 424.7015 | 0 | 405.1363 | 15.7946 | 25.6502 | 405.1363 | 15.7946 | 25.6502 | 426.7833 | 16.6386 | 25.6502 | 4.927% | 0.12039 | 0.11443 | 71603.6913 | 4071.6789 | 428.5861 | 67103.4263 | 71621.1173 | 0 | 0 | 71621.1173 | 0.01401%
2026 | 973 | 973-626R | Tier-3 | Tier-3---7 | 5--5 | 42 | 100% | 6521.7236 | 98.03% | 1.864% | 0.1053% | 316.4676 | 0 | 0 | 316.4676 | 0 | 301.8886 | 13.8203 | 21.8438 | 301.8886 | 13.8203 | 21.8438 | 318.019 | 14.5588 | 21.8438 | 4.853% | 0.1523 | 0.14476 | 42821.6164 | 2771.3178 | 761.0334 | 39289.2652 | 42865.5348 | 0 | 0 | 42865.5348 | 0.01044%
2026 | 974 | 974-23R | Tier-3 | Tier-3---11 | 5--5 | 138 | 100% | 3492.8626 | 93.69% | 6.037% | 0.2698% | 161.9921 | 0 | 0 | 161.9921 | 0 | 154.5294 | 45.4096 | 3.403 | 154.5294 | 45.4096 | 3.403 | 162.7862 | 47.8359 | 3.403 | 4.638% | 0.16472 | 0.15657 | 21204.8226 | 1225.3577 | 1209.8349 | 18769.63 | 21274.471 | 0 | 0 | 21274.471 | 0.005342%
2026 | 974 | 974-715R | Tier-3 | Tier-3---6 | 5--5 | 12 | 100% | 7107.1697 | 99.55% | 0.3981% | 0.05413% | 350.214 | 0 | 0 | 350.214 | 0 | 334.0803 | 3.9487 | 84.606 | 334.0803 | 3.9487 | 84.606 | 351.9307 | 4.1596 | 84.606 | 4.928% | 0.14069 | 0.13372 | 50517.2415 | 2626.4246 | 327.9593 | 47562.8576 | 50529.1387 | 0 | 0 | 50529.1387 | 0.01155%
2026 | 975 | 975-22R | Tier-3 | Tier-3---7 | 5--5 | 5 | 100% | 6417.0381 | 80.3% | 19.69% | 0.01691% | 255.0589 | 0 | 0 | 255.0589 | 0 | 243.3088 | 1.6453 | 147.8833 | 243.3088 | 1.6453 | 147.8833 | 256.3092 | 1.7332 | 147.8833 | 3.975% | 0.19669 | 0.18696 | 32624.3404 | 2655.4587 | 6062.1421 | 23906.7397 | 32959.0914 | 0 | 0 | 32959.0914 | 0.008411%
2026 | 991 | 991-1 | Tier-2 | Tier-2---12 | 4--5 | 17 | 100% | 626.8618 | 65.87% | 33.98% | 0.153% | 20.4388 | 0 | 0 | 20.4388 | 0 | 19.4973 | 5.5939 | 3.4854 | 19.4973 | 5.5939 | 3.4854 | 20.539 | 5.8928 | 3.4854 | 3.261% | 0.034773 | 0.033051 | 18027.4627 | 2318.0951 | 5585.2087 | 10124.1589 | 18347.8976 | 0 | 0 | 18347.8976 | 0.000674%
2026 | 991 | 991-1206R | Tier-2 | Tier-2---4 | 4--5 | 107 | 100% | 4576.7911 | 99.78% | 0.09876% | 0.1221% | 226.0508 | 0 | 0 | 226.0508 | 0 | 215.6371 | 35.2089 | 6.1245 | 215.6371 | 35.2089 | 6.1245 | 227.1588 | 37.0902 | 6.1245 | 4.939% | 0.063785 | 0.060628 | 71752.9575 | 8533.7139 | 142.1853 | 63077.0583 | 71761.2112 | 0 | 0 | 71761.2112 | 0.007454%
2026 | 1023 | CB 1023 | Tier-2 | Tier-2---4 | 4--5 | 82 | 100% | 3332.7386 | 99.81% | 0.1085% | 0.07978% | 164.66 | 0 | 0 | 164.66 | 0 | 157.0745 | 26.9825 | 5.8213 | 157.0745 | 26.9825 | 5.8213 | 165.4672 | 28.4242 | 5.8213 | 4.941% | 0.082267 | 0.078195 | 40511.3438 | 2187.4084 | 643.9575 | 37679.9779 | 40515.3153 | 0 | 0 | 40515.3153 | 0.00543%
2026 | 1090 | CB 1090 | Tier-2 | Tier-2---7 | 3--5 | 19 | 100% | 1414.5114 | 99.62% | 0.1678% | 0.2113% | 69.7529 | 0 | 0 | 69.7529 | 0 | 66.5395 | 6.252 | 10.6428 | 66.5395 | 6.252 | 10.6428 | 70.0948 | 6.5861 | 10.6428 | 4.931% | 0.025114 | 0.023871 | 56324.0689 | 3193.0563 | 219.125 | 52911.8876 | 56335.1879 | 0 | 0 | 56335.1879 | 0.0023%
2026 | 1101 | CB 1101 | Tier-2 | Tier-2---9 | 4--4 | 3 | 100% | 1133.279 | 99.72% | 0.1529% | 0.1272% | 55.9402 | 0 | 0 | 55.9402 | 0 | 53.3631 | 0.98717 | 54.0569 | 53.3631 | 0.98717 | 54.0569 | 56.2144 | 1.0399 | 54.0569 | 4.936% | 0.091579 | 0.087045 | 12374.933 | 790.0395 | 488.8435 | 11096.0499 | 12376.7382 | 0 | 0 | 12376.7382 | 0.001845%
2026 | 1106 | CB 1106 | Tier-2 | Tier-2---7 | 4--5 | 56 | 100% | 1646.9837 | 34.54% | 65.41% | 0.04829% | 28.1563 | 0 | 0 | 28.1563 | 0 | 26.8592 | 18.4271 | 1.4576 | 26.8592 | 18.4271 | 1.4576 | 28.2944 | 19.4117 | 1.4576 | 1.71% | 0.070774 | 0.067271 | 23270.9618 | 453.178 | 13904.863 | 8912.9208 | 24064.3118 | 0 | 0 | 24064.3118 | 0.0009285%
2026 | 1138 | CB 1138 | Tier-2 | Tier-2---10 | 5--4 | 80 | 100% | 765.4961 | 75% | 24.28% | 0.7274% | 28.4174 | 0 | 0 | 28.4174 | 0 | 27.1082 | 26.3244 | 1.0298 | 27.1082 | 26.3244 | 1.0298 | 28.5567 | 27.731 | 1.0298 | 3.712% | 0.11418 | 0.10853 | 6704.4211 | 521.4992 | 1615.7801 | 4567.1418 | 6791.7244 | 0 | 0 | 6791.7244 | 0.0009371%
2026 | 1234 | CB 1234 | Tier-3 | Tier-3---10 | 5--5 | 571 | 100% | 6311.4919 | 84.29% | 15.54% | 0.1769% | 263.3319 | 0 | 0 | 263.3319 | 0 | 251.2008 | 187.8905 | 1.337 | 251.2008 | 187.8905 | 1.337 | 264.6228 | 197.9298 | 1.337 | 4.172% | 0.11961 | 0.11369 | 52765.4948 | 2759.6634 | 8111.6399 | 41894.1915 | 53197.2441 | 0 | 0 | 53197.2441 | 0.008684%
2026 | 1235 | CB 1235 | Tier-2 | Tier-2---6 | 4--5 | 1192 | 100% | 6645.572 | 99.09% | 0.6868% | 0.2213% | 325.9686 | 0 | 0 | 325.9686 | 0 | 310.9519 | 392.2338 | 0.79277 | 310.9519 | 392.2338 | 0.79277 | 327.5665 | 413.1914 | 0.79277 | 4.905% | 0.082825 | 0.078725 | 80236.4987 | 5995.4874 | 833.9481 | 73407.0631 | 80274.4439 | 0 | 0 | 80274.4439 | 0.01075%
2026 | 1243 | CB 1243 | Tier-2 | Tier-2---7 | 3--5 | 132 | 100% | 1438.3629 | 99.75% | 0% | 0.2509% | 71.0203 | 0 | 0 | 71.0203 | 0 | 67.7486 | 43.4353 | 1.5598 | 67.7486 | 43.4353 | 1.5598 | 71.3684 | 45.7561 | 1.5598 | 4.938% | 0.019586 | 0.018616 | 73438.3162 | 4480.0299 | 229.8696 | 68728.4167 | 73447.9126 | 0 | 0 | 73447.9126 | 0.002342%
2026 | 1245 | CB 1245 | Tier-2 | Tier-2---15 | 1--5 | 4 | 100% | 108.0997 | 99.75% | 0% | 0.2497% | 5.3376 | 0 | 0 | 5.3376 | 0 | 5.0917 | 1.3162 | 3.8684 | 5.0917 | 1.3162 | 3.8684 | 5.3637 | 1.3865 | 3.8684 | 4.938% | 0.001637 | 0.001556 | 66035.2637 | 9567.7722 | 158.6523 | 56308.8392 | 66043.8517 | 0 | 0 | 66043.8517 | 0.000176%
2026 | 1250 | CB 1250 | Tier-2 | Tier-2---4 | 4--5 | 38 | 100% | 4075.2359 | 99.93% | 0.04042% | 0.02515% | 201.5919 | 0 | 0 | 201.5919 | 0 | 192.305 | 12.5041 | 15.3794 | 192.305 | 12.5041 | 15.3794 | 202.5801 | 13.1722 | 15.3794 | 4.947% | 0.088703 | 0.084312 | 45942.5846 | 2409.8097 | 605.4247 | 42927.3502 | 45944.1535 | 0 | 0 | 45944.1535 | 0.006648%
2026 | 1299 | CB 1299 | Tier-2 | Tier-2---19 | 3--3 | 3 | 100% | 41.7756 | 94.08% | 0% | 5.924% | 1.9454 | 0 | 0 | 1.9454 | 0 | 1.8558 | 0.98717 | 1.8799 | 1.8558 | 0.98717 | 1.8799 | 1.9549 | 1.0399 | 1.8799 | 4.657% | 0.014997 | 0.014255 | 2785.5246 | 306.2114 | 186.6907 | 2292.6226 | 2794.1175 | 0 | 0 | 2794.1175 | 6.415e-05%
2026 | 1525 | CB 1525 | Tier-2 | Tier-2---13 | 4--4 | 1 | 100% | 259.6903 | 35.49% | 63.12% | 1.387% | 4.5624 | 0 | 0 | 4.5624 | 0 | 4.3523 | 0.32906 | 13.2265 | 4.3523 | 0.32906 | 13.2265 | 4.5848 | 0.34664 | 13.2265 | 1.757% | 0.050512 | 0.048011 | 5141.181 | 222.3399 | 3171.9797 | 1746.8613 | 5313.8944 | 0 | 0 | 5313.8944 | 0.0001505%
2026 | 185 | CB 185 | Tier-2 | Tier-2---12 | 3--4 | 1 | 100% | 396.8506 | 79.93% | 19.29% | 0.7702% | 15.7025 | 0 | 0 | 15.7025 | 0 | 14.9791 | 0.32906 | 45.5216 | 14.9791 | 0.32906 | 45.5216 | 15.7795 | 0.34664 | 45.5216 | 3.957% | 0.027797 | 0.026421 | 14276.8452 | 843.1477 | 2609.8043 | 10823.8933 | 14426.0307 | 0 | 0 | 14426.0307 | 0.0005178%
2026 | 200 | CB 200 | Tier-2 | Tier-2---9 | 4--5 | 58 | 100% | 1342.6559 | 29.9% | 69.37% | 0.7369% | 19.8694 | 0 | 0 | 19.8694 | 0 | 18.954 | 19.0852 | 0.99313 | 18.954 | 19.0852 | 0.99313 | 19.9668 | 20.1049 | 0.99313 | 1.48% | 0.060261 | 0.057278 | 22280.6766 | 447.1549 | 16796.8177 | 5036.7039 | 23094.1132 | 0 | 0 | 23094.1132 | 0.0006552%
2026 | 202 | CB 202 | Tier-2 | Tier-2---16 | 4--3 | 22 | 100% | 133.9861 | 95.12% | 0% | 4.877% | 6.3088 | 0 | 0 | 6.3088 | 0 | 6.0182 | 7.2392 | 0.83134 | 6.0182 | 7.2392 | 0.83134 | 6.3398 | 7.626 | 0.83134 | 4.709% | 0.040966 | 0.038939 | 3270.6344 | 253.1701 | 166.1074 | 2851.3569 | 3278.9415 | 0 | 0 | 3278.9415 | 0.000208%
2026 | 203 | CB 203 | Tier-2 | Tier-2---13 | 4--4 | 248 | 100% | 195.752 | 9.583% | 88.23% | 2.187% | 0.9286 | 0 | 0 | 0.9286 | 0 | 0.88582 | 81.6057 | 0.010855 | 0.88582 | 81.6057 | 0.010855 | 0.93315 | 85.966 | 0.010855 | 0.4744% | 0.03541 | 0.033657 | 5528.1246 | 19.724 | 4996.0335 | 512.3671 | 5788.4276 | 0 | 0 | 5788.4276 | 3.062e-05%
2026 | 204 | CB 204 | Tier-2 | Tier-2---9 | 4--4 | 89 | 100% | 1059.5314 | 80.82% | 18.41% | 0.7661% | 42.3888 | 0 | 0 | 42.3888 | 0 | 40.436 | 29.2859 | 1.3807 | 40.436 | 29.2859 | 1.3807 | 42.5966 | 30.8507 | 1.3807 | 4.001% | 0.068524 | 0.065132 | 15462.1941 | 933.3265 | 3218.617 | 11310.2506 | 15616.619 | 0 | 0 | 15616.619 | 0.001398%
2026 | 230 | CB 230 | Tier-2 | Tier-2---14 | 1--5 | 36 | 100% | 212.8275 | 99.81% | 0% | 0.1866% | 10.5153 | 0 | 0 | 10.5153 | 0 | 10.0309 | 11.846 | 0.84678 | 10.0309 | 11.846 | 0.84678 | 10.5669 | 12.4789 | 0.84678 | 4.941% | 0.0025822 | 0.0024544 | 82420.9788 | 5196.3102 | 6622.8824 | 70601.7862 | 82428.9864 | 0 | 0 | 82428.9864 | 0.0003468%
2026 | 231 | CB 231 | Tier-2 | Tier-2---7 | 4--5 | 209 | 100% | 2499.974 | 99.29% | 0.4807% | 0.2332% | 122.8653 | 0 | 0 | 122.8653 | 0 | 117.2051 | 68.7725 | 1.7042 | 117.2051 | 68.7725 | 1.7042 | 123.4676 | 72.4471 | 1.7042 | 4.915% | 0.037573 | 0.035713 | 66537.1573 | 4869.2313 | 990.775 | 60677.151 | 66561.8947 | 0 | 0 | 66561.8947 | 0.004052%
2026 | 232 | CB 232 | Tier-2 | Tier-2---7 | 4--5 | 277 | 100% | 1642.5971 | 97.37% | 2.323% | 0.3027% | 79.1736 | 0 | 0 | 79.1736 | 0 | 75.5263 | 91.1483 | 0.82861 | 75.5263 | 91.1483 | 0.82861 | 79.5617 | 96.0185 | 0.82861 | 4.82% | 0.029023 | 0.027587 | 56595.6114 | 3442.0938 | 1736.7765 | 51416.7411 | 56673.0008 | 0 | 0 | 56673.0008 | 0.002611%
2026 | 233 | CB 233 | Tier-2 | Tier-2---4 | 4--5 | 730 | 100% | 4127.6955 | 98.74% | 0.928% | 0.3343% | 201.7417 | 0 | 0 | 201.7417 | 0 | 192.4478 | 240.2103 | 0.80116 | 192.4478 | 240.2103 | 0.80116 | 202.7306 | 253.045 | 0.80116 | 4.888% | 0.075451 | 0.071716 | 54706.8242 | 4073.6346 | 1765.0896 | 48868.1 | 54742.7891 | 0 | 0 | 54742.7891 | 0.006653%
2026 | 234 | CB 234 | Tier-2 | Tier-2---4 | 4--5 | 485 | 100% | 3294.853 | 98.88% | 0.9043% | 0.2189% | 161.2634 | 0 | 0 | 161.2634 | 0 | 153.8343 | 159.5918 | 0.96392 | 153.8343 | 159.5918 | 0.96392 | 162.0539 | 168.119 | 0.96392 | 4.894% | 0.044658 | 0.042447 | 73779.6805 | 5680.9025 | 1107.6673 | 66991.1107 | 73822.8352 | 0 | 0 | 73822.8352 | 0.005318%
2026 | 236 | CB 236 | Tier-2 | Tier-2---1 | 5--5 | 236 | 100% | 12711.1878 | 97.62% | 2.333% | 0.04724% | 614.2258 | 0 | 0 | 614.2258 | 0 | 585.9297 | 77.657 | 7.5451 | 585.9297 | 77.657 | 7.5451 | 617.2367 | 81.8063 | 7.5451 | 4.832% | 0.1419 | 0.13487 | 89580.6366 | 5356.752 | 2115.0834 | 82108.8012 | 89691.6894 | 0 | 0 | 89691.6894 | 0.02025%
2026 | 237 | CB 237 | Tier-2 | Tier-2---8 | 5--5 | 2 | 100% | 2111.5746 | 99.54% | 0.4259% | 0.03207% | 104.0443 | 0 | 0 | 104.0443 | 0 | 99.2512 | 0.65811 | 150.8123 | 99.2512 | 0.65811 | 150.8123 | 104.5543 | 0.69327 | 150.8123 | 4.927% | 0.10923 | 0.10382 | 19331.9134 | 1261.1888 | 123.1877 | 17947.5369 | 19336.5241 | 0 | 0 | 19336.5241 | 0.003431%
2026 | 240 | CB 240 | Tier-2 | Tier-2---9 | 4--5 | 134 | 100% | 1263.0316 | 97.68% | 1.949% | 0.3739% | 61.0677 | 0 | 0 | 61.0677 | 0 | 58.2545 | 44.0934 | 1.3212 | 58.2545 | 44.0934 | 1.3212 | 61.3671 | 46.4494 | 1.3212 | 4.835% | 0.048511 | 0.046109 | 26036.1977 | 2576.3946 | 964.8687 | 22494.9343 | 26067.6956 | 0 | 0 | 26067.6956 | 0.002014%
2026 | 242 | CB 242 | Tier-2 | Tier-2---11 | 5--3 | 18 | 100% | 406.8184 | 64.36% | 35.02% | 0.6193% | 12.9611 | 0 | 0 | 12.9611 | 0 | 12.3641 | 5.923 | 2.0875 | 12.3641 | 5.923 | 2.0875 | 13.0247 | 6.2395 | 2.0875 | 3.186% | 0.1014 | 0.096385 | 4011.826 | 175.5762 | 1861.6873 | 1974.5625 | 4086.281 | 0 | 0 | 4086.281 | 0.0004274%
2026 | 244 | CB 244 | Tier-2 | Tier-2---14 | 4--4 | 10 | 100% | 295.5508 | 37.5% | 61.39% | 1.106% | 5.4867 | 0 | 0 | 5.4867 | 0 | 5.2339 | 3.2906 | 1.5906 | 5.2339 | 3.2906 | 1.5906 | 5.5136 | 3.4664 | 1.5906 | 1.856% | 0.040668 | 0.038655 | 7267.3331 | 124.9098 | 5850.4758 | 1291.9476 | 7503.8614 | 0 | 0 | 7503.8614 | 0.0001809%
2026 | 246 | CB 246 | Tier-2 | Tier-2---7 | 4--5 | 167 | 100% | 1438.4419 | 90% | 9.47% | 0.5268% | 64.0848 | 0 | 0 | 64.0848 | 0 | 61.1326 | 54.9522 | 1.1125 | 61.1326 | 54.9522 | 1.1125 | 64.399 | 57.8884 | 1.1125 | 4.455% | 0.066431 | 0.063143 | 21653.0415 | 2613.8832 | 2643.0483 | 16396.11 | 21765.7701 | 0 | 0 | 21765.7701 | 0.002113%
2026 | 247 | CB 247 | Tier-2 | Tier-2---12 | 4--4 | 45 | 100% | 379.7423 | 70.28% | 29.01% | 0.71% | 13.2106 | 0 | 0 | 13.2106 | 0 | 12.602 | 14.8075 | 0.85106 | 12.602 | 14.8075 | 0.85106 | 13.2754 | 15.5987 | 0.85106 | 3.479% | 0.038566 | 0.036657 | 9846.5066 | 767.6776 | 3381.19 | 5697.6391 | 9998.9083 | 0 | 0 | 9998.9083 | 0.0004356%
2026 | 248 | CB 248 | Tier-2 | Tier-2---9 | 3--5 | 46 | 100% | 962.1527 | 99.5% | 0% | 0.4991% | 47.3889 | 0 | 0 | 47.3889 | 0 | 45.2058 | 15.1365 | 2.9865 | 45.2058 | 15.1365 | 2.9865 | 47.6212 | 15.9453 | 2.9865 | 4.925% | 0.01881 | 0.017879 | 51150.5838 | 3349.6651 | 233.4496 | 47567.4691 | 51163.8787 | 0 | 0 | 51163.8787 | 0.001563%
2026 | 249 | CB 249 | Tier-3 | Tier-3---16 | 4--4 | 79 | 100% | 826.9208 | 97.04% | 2.672% | 0.2884% | 39.7207 | 0 | 0 | 39.7207 | 0 | 37.8909 | 25.9954 | 1.4576 | 37.8909 | 25.9954 | 1.4576 | 39.9154 | 27.3843 | 1.4576 | 4.803% | 0.05906 | 0.056137 | 14001.3211 | 814.7478 | 543.4884 | 12643.085 | 14022.9085 | 0 | 0 | 14022.9085 | 0.00131%
2026 | 292 | CB 292 | Tier-2 | Tier-2---18 | 4--3 | 82 | 100% | 94.6686 | 66.47% | 32.93% | 0.6021% | 3.115 | 0 | 0 | 3.115 | 0 | 2.9715 | 26.9825 | 0.11013 | 2.9715 | 26.9825 | 0.11013 | 3.1302 | 28.4242 | 0.11013 | 3.29% | 0.048129 | 0.045747 | 1966.9754 | 99.9551 | 607.6602 | 1259.3601 | 2001.3198 | 0 | 0 | 2001.3198 | 0.0001027%
2026 | 315 | CB 315 | Tier-2 | Tier-2---19 | 1--4 | 13 | 100% | 10.7713 | 97.26% | 0% | 2.741% | 0.51856 | 0 | 0 | 0.51856 | 0 | 0.49467 | 4.2777 | 0.11564 | 0.49467 | 4.2777 | 0.11564 | 0.5211 | 4.5063 | 0.11564 | 4.814% | 0.0017586 | 0.0016715 | 6124.9072 | 421.4743 | 2656.1641 | 3047.2689 | 6133.6511 | 0 | 0 | 6133.6511 | 1.71e-05%
2026 | 327 | CB 327 | Tier-3 | Tier-3---16 | 4--5 | 1 | 100% | 1456.7095 | 99.79% | 0.1579% | 0.0494% | 71.9576 | 0 | 0 | 71.9576 | 0 | 68.6427 | 0.32906 | 208.6054 | 68.6427 | 0.32906 | 208.6054 | 72.3104 | 0.34664 | 208.6054 | 4.94% | 0.076966 | 0.073157 | 18926.5639 | 1203.1103 | 32.523 | 17690.9305 | 18928.6074 | 0 | 0 | 18928.6074 | 0.002373%
2026 | 329 | CB 329 | Tier-2 | Tier-2---14 | 3--4 | 14 | 100% | 215.2852 | 96.83% | 2.614% | 0.5577% | 10.3186 | 0 | 0 | 10.3186 | 0 | 9.8433 | 4.6068 | 2.1367 | 9.8433 | 4.6068 | 2.1367 | 10.3692 | 4.8529 | 2.1367 | 4.793% | 0.026212 | 0.024915 | 8213.1037 | 578.8703 | 1610.2559 | 6023.9775 | 8226.6688 | 0 | 0 | 8226.6688 | 0.0003403%
2026 | 330 | CB 330 | Tier-2 | Tier-2---16 | 4--3 | 96 | 100% | 124.2501 | 33.35% | 64.03% | 2.615% | 2.0514 | 0 | 0 | 2.0514 | 0 | 1.9569 | 31.5893 | 0.061948 | 1.9569 | 31.5893 | 0.061948 | 2.0615 | 33.2772 | 0.061948 | 1.651% | 0.029702 | 0.028232 | 4183.2246 | 7.517 | 3868.9172 | 306.7905 | 4328.4151 | 0 | 0 | 4328.4151 | 6.765e-05%
2026 | 351 | CB 351 | Tier-2 | Tier-2---3 | 5--5 | 211 | 100% | 14599.7352 | 99.66% | 0.3054% | 0.03279% | 720.2429 | 0 | 0 | 720.2429 | 0 | 687.0628 | 69.4306 | 9.8957 | 687.0628 | 69.4306 | 9.8957 | 723.7735 | 73.1404 | 9.8957 | 4.933% | 0.12463 | 0.11847 | 117140.1183 | 11493.6944 | 423.4429 | 105222.9811 | 117160.7487 | 0 | 0 | 117160.7487 | 0.02375%
2026 | 352 | CB 352 | Tier-2 | Tier-2---18 | 4--2 | 22 | 100% | 87.8741 | 99.22% | 0.6237% | 0.1541% | 4.3159 | 0 | 0 | 4.3159 | 0 | 4.1171 | 7.2392 | 0.56872 | 4.1171 | 7.2392 | 0.56872 | 4.3371 | 7.626 | 0.56872 | 4.911% | 0.066856 | 0.063546 | 1314.3831 | 68.0986 | 10.3432 | 1235.9414 | 1314.9155 | 0 | 0 | 1314.9155 | 0.0001423%
2026 | 353 | CB 353 | Tier-2 | Tier-2---19 | 1--5 | 1 | 100% | 7.5897 | 98.6% | 0% | 1.398% | 0.37044 | 0 | 0 | 0.37044 | 0 | 0.35337 | 0.32906 | 1.0739 | 0.35337 | 0.32906 | 1.0739 | 0.37225 | 0.34664 | 1.0739 | 4.881% | 0.0001926 | 0.00018307 | 39406.3406 | 2311.4551 | 1967.6519 | 35127.2336 | 39435.0274 | 0 | 0 | 39435.0274 | 1.222e-05%
2026 | 355 | CB 355 | Tier-2 | Tier-2---3 | 5--5 | 376 | 100% | 11288.3525 | 98.84% | 1.109% | 0.05403% | 552.2734 | 0 | 0 | 552.2734 | 0 | 526.8313 | 123.7247 | 4.2581 | 526.8313 | 123.7247 | 4.2581 | 554.9807 | 130.3355 | 4.2581 | 4.892% | 0.1048 | 0.099616 | 107709.793 | 9333.0654 | 1277.5324 | 97099.1953 | 107775.044 | 0 | 0 | 107775.044 | 0.01821%
2026 | 356 | CB 356 | Tier-2 | Tier-2---19 | 1--5 | 1 | 100% | 6.8062 | 99.1% | 0% | 0.8997% | 0.33387 | 0 | 0 | 0.33387 | 0 | 0.31849 | 0.32906 | 0.9679 | 0.31849 | 0.32906 | 0.9679 | 0.33551 | 0.34664 | 0.9679 | 4.905% | 0.0001262 | 0.00011995 | 53931.5569 | 3195.8788 | 2293.9675 | 48441.7106 | 53956.8259 | 0 | 0 | 53956.8259 | 1.101e-05%
2026 | 357 | CB 357 | Tier-3 | Tier-3---10 | 5--5 | 184 | 100% | 6110.8546 | 96.01% | 3.933% | 0.05986% | 290.409 | 0 | 0 | 290.409 | 0 | 277.0305 | 60.5462 | 4.5755 | 277.0305 | 60.5462 | 4.5755 | 291.8326 | 63.7812 | 4.5755 | 4.752% | 0.12773 | 0.12141 | 47841.0693 | 2695.6068 | 1944.7301 | 43200.7325 | 47940.553 | 0 | 0 | 47940.553 | 0.009577%
2026 | 358 | CB 358 | Tier-3 | Tier-3---15 | 5--4 | 14 | 100% | 861.4334 | 18.88% | 81.11% | 0.0161% | 8.0496 | 0 | 0 | 8.0496 | 0 | 7.6787 | 4.6068 | 1.6668 | 7.6787 | 4.6068 | 1.6668 | 8.089 | 4.8529 | 1.6668 | 0.9344% | 0.1387 | 0.13184 | 6210.6059 | 69.3964 | 4526.8458 | 1614.3636 | 6472.9843 | 0 | 0 | 6472.9843 | 0.0002654%
2026 | 396 | CB 396 | Tier-2 | Tier-2---11 | 5--4 | 2 | 100% | 669.8148 | 14.34% | 85.25% | 0.4034% | 4.7554 | 0 | 0 | 4.7554 | 0 | 4.5364 | 0.65811 | 6.893 | 4.5364 | 0.65811 | 6.893 | 4.7787 | 0.69327 | 6.893 | 0.71% | 0.10036 | 0.095392 | 6674.121 | 114.298 | 5341.1785 | 1218.6444 | 6971.8435 | 0 | 0 | 6971.8435 | 0.0001568%
2026 | 441 | CB 441 | Tier-3 | Tier-3---15 | 5--3 | 40 | 100% | 1133.0808 | 94.08% | 5.666% | 0.2577% | 52.7648 | 0 | 0 | 52.7648 | 0 | 50.3341 | 13.1622 | 3.8241 | 50.3341 | 13.1622 | 3.8241 | 53.0235 | 13.8655 | 3.8241 | 4.657% | 0.54555 | 0.51854 | 2076.9658 | 75.1989 | 111.2175 | 1890.5493 | 2083.3735 | 0 | 0 | 2083.3735 | 0.00174%
2026 | 470 | CB 470 | Tier-2 | Tier-2---6 | 5--5 | 56 | 100% | 6922.0493 | 95.49% | 4.388% | 0.1268% | 327.1728 | 0 | 0 | 327.1728 | 0 | 312.1007 | 18.4271 | 16.9371 | 312.1007 | 18.4271 | 16.9371 | 328.7766 | 19.4117 | 16.9371 | 4.727% | 0.114 | 0.10835 | 60721.6484 | 6478.0385 | 2705.5326 | 51538.0773 | 60864.4088 | 0 | 0 | 60864.4088 | 0.01079%
2026 | 499 | CB 499 | Tier-2 | Tier-2---19 | 2--3 | 3 | 100% | 19.4193 | 94.64% | 0% | 5.361% | 0.90973 | 0 | 0 | 0.90973 | 0 | 0.86782 | 0.98717 | 0.8791 | 0.86782 | 0.98717 | 0.8791 | 0.91419 | 1.0399 | 0.8791 | 4.685% | 0.00687 | 0.0065299 | 2826.6853 | 198.2647 | 1278.7389 | 1349.6817 | 2834.5765 | 0 | 0 | 2834.5765 | 3e-05%
2026 | 520 | CB 520 | Tier-2 | Tier-2---21 | 1--5 | 1 | 100% | 1.7668 | 97.86% | 0% | 2.14% | 0.085586 | 0 | 0 | 0.085586 | 0 | 0.081643 | 0.32906 | 0.24811 | 0.081643 | 0.32906 | 0.24811 | 0.086005 | 0.34664 | 0.24811 | 4.844% | 7.36e-05 | 6.9957e-05 | 24005.4522 | 3167.8618 | 4630.5395 | 16207.0509 | 24032.1992 | 0 | 0 | 24032.1992 | 2.822e-06%
2026 | 521 | CB 521 | Tier-2 | Tier-2---20 | 3--1 | 11 | 100% | 12.2832 | 16.79% | 81.3% | 1.905% | 0.1021 | 0 | 0 | 0.1021 | 0 | 0.097401 | 3.6196 | 0.026909 | 0.097401 | 3.6196 | 0.026909 | 0.10261 | 3.813 | 0.026909 | 0.8313% | 0.025917 | 0.024634 | 473.952 | 4.2331 | 417.1527 | 52.5662 | 494.4894 | 0 | 0 | 494.4894 | 3.367e-06%
2026 | 522 | CB 522 | Tier-2 | Tier-2---9 | 4--5 | 277 | 100% | 1074.3257 | 89.49% | 10.08% | 0.4258% | 47.5925 | 0 | 0 | 47.5925 | 0 | 45.4 | 91.1483 | 0.49809 | 45.4 | 91.1483 | 0.49809 | 47.8258 | 96.0185 | 0.49809 | 4.43% | 0.049006 | 0.04658 | 21922.4202 | 1310.4924 | 2696.6948 | 17915.2331 | 22042.3571 | 0 | 0 | 22042.3571 | 0.001569%
2026 | 523 | CB 523 | Tier-2 | Tier-2---13 | 4--4 | 87 | 100% | 305.5692 | 37.2% | 61.32% | 1.484% | 5.6264 | 0 | 0 | 5.6264 | 0 | 5.3672 | 28.6278 | 0.18748 | 5.3672 | 28.6278 | 0.18748 | 5.654 | 30.1574 | 0.18748 | 1.841% | 0.044603 | 0.042395 | 6850.8655 | 393.6973 | 4462.8655 | 1994.3028 | 7074.9309 | 0 | 0 | 7074.9309 | 0.0001855%
2026 | 524 | CB 524 | Tier-3 | Tier-3---17 | 3--5 | 12 | 100% | 481.3309 | 94.25% | 5.298% | 0.4514% | 22.456 | 0 | 0 | 22.456 | 0 | 21.4215 | 3.9487 | 5.425 | 21.4215 | 3.9487 | 5.425 | 22.5661 | 4.1596 | 5.425 | 4.665% | 0.018139 | 0.017241 | 26536.2736 | 2336.3386 | 4292.2973 | 19907.6377 | 26615.7308 | 0 | 0 | 26615.7308 | 0.0007405%
2026 | 536 | CB 536 | Tier-2 | Tier-2---18 | 4--2 | 8 | 100% | 54.1099 | 76.19% | 21.99% | 1.82% | 2.0408 | 0 | 0 | 2.0408 | 0 | 1.9468 | 2.6324 | 0.73952 | 1.9468 | 2.6324 | 0.73952 | 2.0508 | 2.7731 | 0.73952 | 3.772% | 0.063476 | 0.060334 | 852.4497 | 43.8224 | 164.7863 | 643.8409 | 863.0188 | 0 | 0 | 863.0188 | 6.73e-05%
2026 | 540 | CB 540 | Tier-2 | Tier-2---17 | 1--5 | 56 | 100% | 67.245 | 99.24% | 0% | 0.7576% | 3.3034 | 0 | 0 | 3.3034 | 0 | 3.1512 | 18.4271 | 0.17101 | 3.1512 | 18.4271 | 0.17101 | 3.3196 | 19.4117 | 0.17101 | 4.913% | 0.0036022 | 0.0034239 | 18667.7627 | 1335.1505 | 3231.0476 | 14101.5646 | 18675.1274 | 0 | 0 | 18675.1274 | 0.0001089%
2026 | 542 | CB 542 | Tier-2 | Tier-2---9 | 4--5 | 45 | 100% | 949.4775 | 95.45% | 4.414% | 0.1311% | 44.8628 | 0 | 0 | 44.8628 | 0 | 42.7961 | 14.8075 | 2.8902 | 42.7961 | 14.8075 | 2.8902 | 45.0828 | 15.5987 | 2.8902 | 4.725% | 0.053515 | 0.050866 | 17742.4015 | 965.8807 | 2773.7516 | 14002.7692 | 17784.4002 | 0 | 0 | 17784.4002 | 0.001479%
2026 | 576 | CB 576 | Tier-2 | Tier-2---12 | 4--4 | 20 | 100% | 417.7025 | 78.37% | 21.49% | 0.1463% | 16.2034 | 0 | 0 | 16.2034 | 0 | 15.4569 | 6.5811 | 2.3487 | 15.4569 | 6.5811 | 2.3487 | 16.2828 | 6.9327 | 2.3487 | 3.879% | 0.047237 | 0.044899 | 8842.622 | 398.1663 | 2081.4024 | 6363.0533 | 8942.2431 | 0 | 0 | 8942.2431 | 0.0005343%
2026 | 599 | CB 599 | Tier-2 | Tier-2---4 | 4--5 | 375 | 100% | 4323.2442 | 99.81% | 0% | 0.1903% | 213.5933 | 0 | 0 | 213.5933 | 0 | 203.7535 | 123.3957 | 1.6512 | 203.7535 | 123.3957 | 1.6512 | 214.6403 | 129.9889 | 1.6512 | 4.941% | 0.043095 | 0.040961 | 100319.859 | 10016.8763 | 926.348 | 89376.6347 | 100329.8016 | 0 | 0 | 100329.8016 | 0.007044%
2026 | 776 | CB 776 | Tier-2 | Tier-2---18 | 3--3 | 47 | 100% | 55.0677 | 92.66% | 4.028% | 3.312% | 2.5258 | 0 | 0 | 2.5258 | 0 | 2.4094 | 15.4656 | 0.15579 | 2.4094 | 15.4656 | 0.15579 | 2.5382 | 16.2919 | 0.15579 | 4.587% | 0.014982 | 0.01424 | 3675.6367 | 359.0614 | 229.0677 | 3087.5075 | 3689.6867 | 0 | 0 | 3689.6867 | 8.329e-05%
2026 | 788 | CB 788 | Tier-2 | Tier-2---2 | 5--5 | 23 | 100% | 8569.0681 | 95.07% | 4.755% | 0.1724% | 403.2679 | 0 | 0 | 403.2679 | 0 | 384.6902 | 7.5683 | 50.8294 | 384.6902 | 7.5683 | 50.8294 | 405.2447 | 7.9727 | 50.8294 | 4.706% | 0.14181 | 0.13479 | 60426.1463 | 6360.7221 | 2990.776 | 51074.6482 | 60581.2081 | 0 | 0 | 60581.2081 | 0.0133%
2026 | 835 | CB 835 | Tier-2 | Tier-2---17 | 1--5 | 104 | 100% | 42.6475 | 99.43% | 0% | 0.5747% | 2.0989 | 0 | 0 | 2.0989 | 0 | 2.0022 | 34.2217 | 0.058507 | 2.0022 | 34.2217 | 0.058507 | 2.1092 | 36.0503 | 0.058507 | 4.922% | 0.0017112 | 0.0016265 | 24922.574 | 2795.9682 | 135.9476 | 21990.6582 | 24930.0337 | 0 | 0 | 24930.0337 | 6.921e-05%
2026 | 907 | CB 907 | Tier-3 | Tier-3---13 | 3--5 | 26 | 100% | 2742.2838 | 99.83% | 0.1274% | 0.03844% | 135.5179 | 0 | 0 | 135.5179 | 0 | 129.2749 | 8.5554 | 15.1103 | 129.2749 | 8.5554 | 15.1103 | 136.1822 | 9.0126 | 15.1103 | 4.942% | 0.023668 | 0.022497 | 115862.6603 | 8950.1537 | 169.4148 | 106743.0917 | 115872.6663 | 0 | 0 | 115872.6663 | 0.004469%
2026 | 91 | CB 91 | Tier-2 | Tier-2---12 | 3--5 | 89 | 100% | 337.7351 | 93.43% | 6.078% | 0.496% | 15.6188 | 0 | 0 | 15.6188 | 0 | 14.8993 | 29.2859 | 0.50875 | 14.8993 | 29.2859 | 0.50875 | 15.6954 | 30.8507 | 0.50875 | 4.625% | 0.015476 | 0.01471 | 21823.4311 | 1985.3885 | 2725.0024 | 17113.0402 | 21898.15 | 0 | 0 | 21898.15 | 0.000515%
2026 | 970 | CB 970 | Tier-2 | Tier-2---14 | 1--5 | 2 | 100% | 251.0066 | 99.97% | 0% | 0.03372% | 12.4206 | 0 | 0 | 12.4206 | 0 | 11.8484 | 0.65811 | 18.0037 | 11.8484 | 0.65811 | 18.0037 | 12.4815 | 0.69327 | 18.0037 | 4.948% | 0.00034 | 0.00032317 | 738254.59 | 37452.9301 | 3187.3418 | 697614.3182 | 738267.5551 | 0 | 0 | 738267.5551 | 0.0004096%
2026 | 971 | CB 971 | Tier-2 | Tier-2---3 | 5--5 | 34 | 100% | 11456.6981 | 99.51% | 0.4569% | 0.03477% | 564.3183 | 0 | 0 | 564.3183 | 0 | 538.3214 | 11.1879 | 48.1165 | 538.3214 | 11.1879 | 48.1165 | 567.0846 | 11.7857 | 48.1165 | 4.926% | 0.12528 | 0.11908 | 91451.3672 | 5164.7092 | 651.9468 | 85634.7112 | 91474.7827 | 0 | 0 | 91474.7827 | 0.01861%
2026 | 975 | CB 975 | Tier-3 | Tier-3---16 | 5--4 | 36 | 100% | 1304.3742 | 99.51% | 0.4601% | 0.0271% | 64.252 | 0 | 0 | 64.252 | 0 | 61.292 | 11.846 | 5.1741 | 61.292 | 11.846 | 5.1741 | 64.5669 | 12.4789 | 5.1741 | 4.926% | 0.10726 | 0.10195 | 12161.0449 | 615.424 | 92.9298 | 11452.6911 | 12164.1301 | 0 | 0 | 12164.1301 | 0.002119%
2026 | 980 | CB 980 | Tier-2 | Tier-2---12 | 2--5 | 341 | 100% | 387.8494 | 99.7% | 0% | 0.3041% | 19.1402 | 0 | 0 | 19.1402 | 0 | 18.2584 | 112.2078 | 0.16272 | 18.2584 | 112.2078 | 0.16272 | 19.234 | 118.2032 | 0.16272 | 4.935% | 0.0069124 | 0.0065702 | 56109.2292 | 22659.9966 | 1622.27 | 31826.9626 | 56118.115 | 0 | 0 | 56118.115 | 0.0006312%
2026 | 981 | CB 981 | Tier-2 | Tier-2---15 | 1--5 | 23 | 100% | 132.7571 | 99.65% | 0% | 0.354% | 6.5482 | 0 | 0 | 6.5482 | 0 | 6.2466 | 7.5683 | 0.82536 | 6.2466 | 7.5683 | 0.82536 | 6.5803 | 7.9727 | 0.82536 | 4.932% | 0.0030076 | 0.0028587 | 44140.5414 | 2879.0748 | 9317.9917 | 31943.4749 | 44148.6786 | 0 | 0 | 44148.6786 | 0.0002159%
2026 | CTL1 | CB CTL1 | Tier-3 | Tier-3---19 | 5--1 | 2 | 100% | 27.4807 | 90.21% | 9.514% | 0.2799% | 1.2271 | 0 | 0 | 1.2271 | 0 | 1.1705 | 0.65811 | 1.7786 | 1.1705 | 0.65811 | 1.7786 | 1.2331 | 0.69327 | 1.7786 | 4.465% | 0.42111 | 0.40027 | 65.2572 | 3.4648 | 6.2225 | 55.5699 | 65.5901 | 0 | 0 | 65.5901 | 4.046e-05%
2026 | FB1 | CB FB1 | Tier-2 | Tier-2---11 | 4--4 | 161 | 100% | 346.5871 | 36.93% | 61.45% | 1.621% | 6.3355 | 0 | 0 | 6.3355 | 0 | 6.0436 | 52.9779 | 0.11408 | 6.0436 | 52.9779 | 0.11408 | 6.3665 | 55.8086 | 0.11408 | 1.828% | 0.04664 | 0.044331 | 7431.1135 | 609.45 | 4232.5548 | 2589.1087 | 7675.1976 | 0 | 0 | 7675.1976 | 0.0002089%
2026 | FB2 | CB FB2 | Tier-2 | Tier-2---9 | 4--5 | 154 | 100% | 1029.5845 | 94.33% | 5.316% | 0.3556% | 48.074 | 0 | 0 | 48.074 | 0 | 45.8593 | 50.6745 | 0.90498 | 45.8593 | 50.6745 | 0.90498 | 48.3097 | 53.3821 | 0.90498 | 4.669% | 0.045688 | 0.043427 | 22535.0189 | 2600.9741 | 1192.7302 | 18741.3145 | 22601.5779 | 0 | 0 | 22601.5779 | 0.001585%
2026 | JU1 | CB JU1 | Tier-3 | Tier-3---15 | 5--4 | 126 | 100% | 1531.7487 | 97.85% | 2.019% | 0.1357% | 74.1877 | 0 | 0 | 74.1877 | 0 | 70.7701 | 41.461 | 1.7069 | 70.7701 | 41.461 | 1.7069 | 74.5514 | 43.6763 | 1.7069 | 4.843% | 0.1808 | 0.17185 | 8471.8458 | 469.0858 | 165.6284 | 7837.1316 | 8481.3528 | 0 | 0 | 8481.3528 | 0.002446%
2026 | MOR1 | CB MOR1 | Tier-2 | Tier-2---4 | 5--5 | 97 | 100% | 5119.7141 | 98.56% | 1.393% | 0.05121% | 249.7665 | 0 | 0 | 249.7665 | 0 | 238.2603 | 31.9184 | 7.4647 | 238.2603 | 31.9184 | 7.4647 | 250.9909 | 33.6238 | 7.4647 | 4.879% | 0.12647 | 0.12021 | 40481.7763 | 2466.5834 | 537.059 | 37478.1339 | 40512.2177 | 0 | 0 | 40512.2177 | 0.008236%
2026 | NVS1 | CB NVS1 | Tier-2 | Tier-2---12 | 4--5 | 10 | 100% | 638.0788 | 99.02% | 0% | 0.9838% | 31.2742 | 0 | 0 | 31.2742 | 0 | 29.8334 | 3.2906 | 9.0664 | 29.8334 | 3.2906 | 9.0664 | 31.4275 | 3.4664 | 9.0664 | 4.901% | 0.029239 | 0.027792 | 21822.7187 | 1367.8468 | 283.2108 | 20171.6612 | 21833.8993 | 0 | 0 | 21833.8993 | 0.001031%
2026 | OK1 | CB OK1 | Tier-3 | Tier-3---7 | 5--5 | 593 | 100% | 6915.6819 | 99% | 0.9206% | 0.07911% | 338.9042 | 0 | 0 | 338.9042 | 0 | 323.2915 | 195.1297 | 1.6568 | 323.2915 | 195.1297 | 1.6568 | 340.5654 | 205.5558 | 1.6568 | 4.901% | 0.20255 | 0.19252 | 34143.1528 | 2255.401 | 307.6674 | 31580.0844 | 34160.9278 | 0 | 0 | 34160.9278 | 0.01118%
2026 | PE1 | CB PE1 | Tier-3 | Tier-3---13 | 5--4 | 510 | 100% | 3027.5479 | 94.73% | 5.109% | 0.164% | 141.961 | 0 | 0 | 141.961 | 0 | 135.4211 | 167.8181 | 0.80695 | 135.4211 | 167.8181 | 0.80695 | 142.6568 | 176.7849 | 0.80695 | 4.689% | 0.24168 | 0.22972 | 12527.0623 | 651.1133 | 599.2989 | 11276.6501 | 12561.4639 | 0 | 0 | 12561.4639 | 0.004681%
2026 | RA1 | CB RA1 | Tier-2 | Tier-2---2 | 5--5 | 214 | 100% | 10517.0624 | 98.31% | 1.619% | 0.07383% | 511.7794 | 0 | 0 | 511.7794 | 0 | 488.2028 | 70.4178 | 6.9329 | 488.2028 | 70.4178 | 6.9329 | 514.2881 | 74.1803 | 6.9329 | 4.866% | 0.14726 | 0.13997 | 71417.5478 | 3677.0651 | 1105.1436 | 66635.3391 | 71480.5261 | 0 | 0 | 71480.5261 | 0.01688%
2026 | RA2 | CB RA2 | Tier-2 | Tier-2---4 | 5--5 | 170 | 100% | 5229.9021 | 98.11% | 1.831% | 0.05575% | 253.995 | 0 | 0 | 253.995 | 0 | 242.2939 | 55.9394 | 4.3314 | 242.2939 | 55.9394 | 4.3314 | 255.24 | 58.9283 | 4.3314 | 4.857% | 0.12706 | 0.12077 | 41161.4683 | 4371.7867 | 705.658 | 36084.0236 | 41201.919 | 0 | 0 | 41201.919 | 0.008376%
2026 | RA3 | CB RA3 | Tier-2 | Tier-2---10 | 5--4 | 44 | 100% | 916.1972 | 69.5% | 30.07% | 0.4286% | 31.5185 | 0 | 0 | 31.5185 | 0 | 30.0665 | 14.4784 | 2.0766 | 30.0665 | 14.4784 | 2.0766 | 31.673 | 15.252 | 2.0766 | 3.44% | 0.12911 | 0.12272 | 7096.3625 | 284.8233 | 1917.8301 | 4893.709 | 7209.0875 | 0 | 0 | 7209.0875 | 0.001039%
2026 | RB1 | CB RB1 | Tier-3 | Tier-3---20 | 1--5 | 3 | 100% | 29.7534 | 99.88% | 0% | 0.1212% | 1.471 | 0 | 0 | 1.471 | 0 | 1.4032 | 0.98717 | 1.4215 | 1.4032 | 0.98717 | 1.4215 | 1.4782 | 1.0399 | 1.4215 | 4.944% | 0.0001458 | 0.00013858 | 204069.8082 | 10986.7817 | 682.9358 | 192400.0907 | 204082.6843 | 0 | 0 | 204082.6843 | 4.851e-05%
2026 | RC1 | CB RC1 | Tier-2 | Tier-2---4 | 4--5 | 182 | 100% | 3739.8748 | 99.14% | 0.8077% | 0.05477% | 183.5272 | 0 | 0 | 183.5272 | 0 | 175.0725 | 59.888 | 2.9233 | 175.0725 | 59.888 | 2.9233 | 184.4269 | 63.0879 | 2.9233 | 4.907% | 0.084253 | 0.080083 | 44388.4144 | 3566.8538 | 353.0058 | 40468.5548 | 44408.3511 | 0 | 0 | 44408.3511 | 0.006052%
2026 | SL1 | CB SL1 | Tier-3 | Tier-3---11 | 5--5 | 316 | 100% | 3361.5705 | 93.71% | 6.129% | 0.1568% | 155.9384 | 0 | 0 | 155.9384 | 0 | 148.7546 | 103.9814 | 1.4306 | 148.7546 | 103.9814 | 1.4306 | 156.7028 | 109.5373 | 1.4306 | 4.639% | 0.19527 | 0.18561 | 17214.6695 | 1252.9171 | 1001.4319 | 14960.3205 | 17271.0216 | 0 | 0 | 17271.0216 | 0.005142%
2026 | SSC1 | CB SSC1 | Tier-2 | Tier-2---18 | 4--3 | 22 | 100% | 94.186 | 2.003% | 94.63% | 3.363% | 0.093388 | 0 | 0 | 0.093388 | 0 | 0.089086 | 7.2392 | 0.012306 | 0.089086 | 7.2392 | 0.012306 | 0.093845 | 7.626 | 0.012306 | 0.09915% | 0.031528 | 0.029967 | 2987.3954 | 6.3387 | 2712.6507 | 268.4061 | 3139.8562 | 0 | 0 | 3139.8562 | 3.08e-06%
2026 | CTL1 | CTL1-3R | Tier-3 | Tier-3---14 | 5--4 | 375 | 100% | 2064.0334 | 78.9% | 20.86% | 0.2358% | 80.612 | 0 | 0 | 80.612 | 0 | 76.8984 | 123.3957 | 0.62319 | 76.8984 | 123.3957 | 0.62319 | 81.0071 | 129.9889 | 0.62319 | 3.906% | 0.42513 | 0.40409 | 4855.055 | 225.2505 | 929.4415 | 3700.363 | 4908.4041 | 0 | 0 | 4908.4041 | 0.002658%
2026 | DV1 | DV1-3R | Tier-3 | Tier-3---11 | 5--5 | 113 | 100% | 3719.4004 | 95.17% | 4.691% | 0.1427% | 175.211 | 0 | 0 | 175.211 | 0 | 167.1394 | 37.1832 | 4.495 | 167.1394 | 37.1832 | 4.495 | 176.0699 | 39.17 | 4.495 | 4.711% | 0.19421 | 0.1846 | 19151.2388 | 1060.0216 | 843.3957 | 17247.8214 | 19199.4477 | 0 | 0 | 19199.4477 | 0.005778%
2026 | RA1 | RA1-402R | Tier-3 | Tier-3---4 | 5--5 | 254 | 100% | 9339.3378 | 99.33% | 0.6459% | 0.02826% | 459.1808 | 0 | 0 | 459.1808 | 0 | 438.0272 | 83.58 | 5.2408 | 438.0272 | 83.58 | 5.2408 | 461.4316 | 88.0458 | 5.2408 | 4.917% | 0.12948 | 0.12307 | 72130.9155 | 4375.0229 | 443.5541 | 67312.3385 | 72156.2385 | 0 | 0 | 72156.2385 | 0.01514%
2026 | RB1 | RB1-427R | Tier-3 | Tier-3---7 | 5--5 | 570 | 100% | 6920.124 | 97.57% | 2.306% | 0.1195% | 334.2371 | 0 | 0 | 334.2371 | 0 | 318.8395 | 187.5615 | 1.6999 | 318.8395 | 187.5615 | 1.6999 | 335.8755 | 197.5831 | 1.6999 | 4.83% | 0.15381 | 0.14619 | 44992.7829 | 2694.5507 | 965.1573 | 41333.0749 | 45049.6194 | 0 | 0 | 45049.6194 | 0.01102%
2026 | RB1 | RB1-433R | Tier-3 | Tier-3---10 | 5--5 | 73 | 100% | 5946.5075 | 99.32% | 0.6164% | 0.06772% | 292.3383 | 0 | 0 | 292.3383 | 0 | 278.8709 | 24.021 | 11.6094 | 278.8709 | 24.021 | 11.6094 | 293.7714 | 25.3045 | 11.6094 | 4.916% | 0.15284 | 0.14528 | 38906.0871 | 2307.7478 | 238.1361 | 36360.2032 | 38919.9489 | 0 | 0 | 38919.9489 | 0.00964%
2026 | TM1 | TM1-10R | Tier-3 | Tier-3---12 | 5--5 | 239 | 100% | 3782.8568 | 99.48% | 0.4537% | 0.066% | 186.2783 | 0 | 0 | 186.2783 | 0 | 177.6968 | 78.6442 | 2.2595 | 177.6968 | 78.6442 | 2.2595 | 187.1914 | 82.8463 | 2.2595 | 4.924% | 0.093421 | 0.088796 | 40492.6609 | 2080.2531 | 189.7576 | 38222.6503 | 40503.6201 | 0 | 0 | 40503.6201 | 0.006143%
2027 | 1001 | 1001-1231F | Tier-2 | Tier-2---15 | 3--3 | 5 | 100% | 117.1572 | 99.03% | 0.8725% | 0.09309% | 5.7433 | 0 | 0 | 5.7433 | 0 | 5.2263 | 1.5695 | 3.33 | 5.2263 | 1.5695 | 3.33 | 5.7997 | 1.7417 | 3.33 | 4.902% | 0.025088 | 0.023847 | 4669.7772 | 254.6756 | 41.5622 | 4373.5394 | 4672.1255 | 0 | 0 | 4672.1255 | 0.0001894%
2027 | 1001 | 1001-1814AE | Tier-2 | Tier-2---11 | 5--3 | 34 | 100% | 409.0622 | 99.15% | 0.7717% | 0.07851% | 20.0764 | 0 | 0 | 20.0764 | 0 | 18.2693 | 10.6725 | 1.7118 | 18.2693 | 10.6725 | 1.7118 | 20.2737 | 11.8434 | 1.7118 | 4.908% | 0.094213 | 0.089549 | 4341.8958 | 236.5203 | 34.0095 | 4071.3661 | 4343.8182 | 0 | 0 | 4343.8182 | 0.000662%
2027 | 1001 | 1001-1820F | Tier-2 | Tier-2---5 | 5--5 | 620 | 100% | 4222.2471 | 91.41% | 8.486% | 0.103% | 191.0494 | 0 | 0 | 191.0494 | 0 | 173.8523 | 194.6157 | 0.89331 | 173.8523 | 194.6157 | 0.89331 | 192.927 | 215.9685 | 0.89331 | 4.525% | 0.12846 | 0.1221 | 32868.2878 | 1721.3581 | 2595.1533 | 28551.7765 | 33015.3127 | 0 | 0 | 33015.3127 | 0.0063%
2027 | 1021 | 1021-1748F | Tier-3 | Tier-3---2 | 5--5 | 510 | 100% | 35156.1224 | 99.02% | 0.9436% | 0.03662% | 1723.1698 | 0 | 0 | 1723.1698 | 0 | 1568.061 | 160.0871 | 9.795 | 1568.061 | 160.0871 | 9.795 | 1740.105 | 177.6515 | 9.795 | 4.901% | 0.16564 | 0.15744 | 212249.5403 | 13715.9361 | 1963.4816 | 196570.1226 | 212357.8902 | 0 | 0 | 212357.8902 | 0.05682%
2027 | 1021 | 1021-1760R | Tier-3 | Tier-3---6 | 5--5 | 72 | 100% | 7055.7157 | 98.18% | 1.793% | 0.03106% | 342.8861 | 0 | 0 | 342.8861 | 0 | 312.0217 | 22.6005 | 13.8059 | 312.0217 | 22.6005 | 13.8059 | 346.256 | 25.0802 | 13.8059 | 4.86% | 0.10829 | 0.10293 | 65155.0235 | 4038.9642 | 1087.8449 | 60028.2144 | 65216.9272 | 0 | 0 | 65216.9272 | 0.01131%
2027 | 1021 | 1021-25R | Tier-3 | Tier-3---2 | 5--5 | 230 | 100% | 18825.6899 | 99.7% | 0.2782% | 0.02306% | 929.0645 | 0 | 0 | 929.0645 | 0 | 845.436 | 72.1961 | 11.7103 | 845.436 | 72.1961 | 11.7103 | 938.1953 | 80.1173 | 11.7103 | 4.935% | 0.12361 | 0.11749 | 152300.0709 | 9949.5446 | 416.971 | 141933.5553 | 152323.9638 | 0 | 0 | 152323.9638 | 0.03064%
2027 | 1021 | 1021-855 | Tier-3 | Tier-3---10 | 5--5 | 99 | 100% | 5034.3753 | 99.51% | 0.4541% | 0.0405% | 247.9689 | 0 | 0 | 247.9689 | 0 | 225.6484 | 31.0757 | 7.2612 | 225.6484 | 31.0757 | 7.2612 | 250.406 | 34.4853 | 7.2612 | 4.926% | 0.10909 | 0.10369 | 46149.2476 | 2319.9671 | 207.6388 | 43621.6417 | 46161.1355 | 0 | 0 | 46161.1355 | 0.008177%
2027 | 1021 | 1021-883R | Tier-3 | Tier-3---16 | 5--4 | 32 | 100% | 1386.6299 | 99.58% | 0.3809% | 0.03987% | 68.3494 | 0 | 0 | 68.3494 | 0 | 62.197 | 10.0447 | 6.192 | 62.197 | 10.0447 | 6.192 | 69.0211 | 11.1468 | 6.192 | 4.929% | 0.10042 | 0.095448 | 13808.4689 | 696.2558 | 53.5765 | 13058.6366 | 13811.4949 | 0 | 0 | 13811.4949 | 0.002254%
2027 | 1021 | 1021-92 | Tier-3 | Tier-3---15 | 5--4 | 20 | 100% | 794.3626 | 99.6% | 0.3592% | 0.04176% | 39.1633 | 0 | 0 | 39.1633 | 0 | 35.6381 | 6.2779 | 5.6767 | 35.6381 | 6.2779 | 5.6767 | 39.5482 | 6.9667 | 5.6767 | 4.93% | 0.099013 | 0.094112 | 8022.7784 | 405.0442 | 27.6394 | 7590.0948 | 8024.4536 | 0 | 0 | 8024.4536 | 0.001291%
2027 | 1022 | 1022-17F | Tier-3 | Tier-3---4 | 5--5 | 145 | 100% | 9800.6792 | 99.62% | 0.3456% | 0.03348% | 483.2946 | 0 | 0 | 483.2946 | 0 | 439.7915 | 45.515 | 9.6626 | 439.7915 | 45.515 | 9.6626 | 488.0444 | 50.5088 | 9.6626 | 4.931% | 0.10945 | 0.10403 | 89544.6442 | 5359.6686 | 310.5435 | 83874.4321 | 89562.3218 | 0 | 0 | 89562.3218 | 0.01594%
2027 | 1022 | 1022-26R | Tier-3 | Tier-3---15 | 4--4 | 5 | 100% | 694.7204 | 99.22% | 0.7469% | 0.03547% | 34.1196 | 0 | 0 | 34.1196 | 0 | 31.0484 | 1.5695 | 19.7826 | 31.0484 | 1.5695 | 19.7826 | 34.4549 | 1.7417 | 19.7826 | 4.911% | 0.092662 | 0.088075 | 7497.376 | 376.7223 | 52.0531 | 7068.6006 | 7500.4309 | 0 | 0 | 7500.4309 | 0.001125%
2027 | 1022 | 1022-322R | Tier-3 | Tier-3---10 | 5--5 | 57 | 100% | 5072.1995 | 99.16% | 0.7912% | 0.04875% | 248.9649 | 0 | 0 | 248.9649 | 0 | 226.5547 | 17.8921 | 12.6623 | 226.5547 | 17.8921 | 12.6623 | 251.4117 | 19.8552 | 12.6623 | 4.908% | 0.10587 | 0.10063 | 47911.5964 | 2988.4313 | 366.1059 | 44557.0592 | 47932.5548 | 0 | 0 | 47932.5548 | 0.00821%
2027 | 1023 | 1023-200R | Tier-2 | Tier-2---5 | 4--5 | 198 | 100% | 2889.9732 | 99.24% | 0.6691% | 0.08946% | 141.9685 | 0 | 0 | 141.9685 | 0 | 129.1894 | 62.1515 | 2.0786 | 129.1894 | 62.1515 | 2.0786 | 143.3638 | 68.9706 | 2.0786 | 4.912% | 0.083115 | 0.079 | 34770.9454 | 1877.1075 | 241.328 | 32652.5099 | 34784.6815 | 0 | 0 | 34784.6815 | 0.004682%
2027 | 1023 | 1023-46AE | Tier-2 | Tier-2---2 | 5--5 | 886 | 100% | 9469.9149 | 95.98% | 3.884% | 0.1387% | 449.9058 | 0 | 0 | 449.9058 | 0 | 409.4082 | 278.1121 | 1.4721 | 409.4082 | 278.1121 | 1.4721 | 454.3275 | 308.6259 | 1.4721 | 4.751% | 0.13914 | 0.13225 | 68062.6824 | 3656.971 | 2513.7394 | 61891.9719 | 68205.2551 | 0 | 0 | 68205.2551 | 0.01484%
2027 | 1023 | 1023-48R | Tier-2 | Tier-2---5 | 5--5 | 587 | 100% | 3773.8473 | 97.39% | 2.337% | 0.2725% | 181.93 | 0 | 0 | 181.93 | 0 | 165.5538 | 184.2571 | 0.89849 | 165.5538 | 184.2571 | 0.89849 | 183.718 | 204.4734 | 0.89849 | 4.821% | 0.12816 | 0.12182 | 29445.7307 | 1737.6729 | 715.7665 | 26992.2913 | 29485.7528 | 0 | 0 | 29485.7528 | 0.005999%
2027 | 1023 | 1023-89R | Tier-2 | Tier-2---11 | 4--4 | 101 | 100% | 585.5086 | 87.68% | 11.85% | 0.4758% | 25.4114 | 0 | 0 | 25.4114 | 0 | 23.1241 | 31.7035 | 0.72938 | 23.1241 | 31.7035 | 0.72938 | 25.6612 | 35.182 | 0.72938 | 4.34% | 0.083403 | 0.079275 | 7020.201 | 414.9664 | 782.0246 | 5823.21 | 7065.2497 | 0 | 0 | 7065.2497 | 0.000838%
2027 | 1030 | 1030-1728R | Tier-3 | Tier-3---9 | 5--5 | 14 | 100% | 5124.1587 | 98.26% | 1.711% | 0.02883% | 249.2335 | 0 | 0 | 249.2335 | 0 | 226.7991 | 4.3945 | 51.6092 | 226.7991 | 4.3945 | 51.6092 | 251.683 | 4.8767 | 51.6092 | 4.864% | 0.23544 | 0.22379 | 21764.1991 | 1221.106 | 349.3689 | 20193.7242 | 21783.9158 | 0 | 0 | 21783.9158 | 0.008219%
2027 | 1030 | 1030-1777 | Tier-3 | Tier-3---5 | 5--5 | 117 | 100% | 11817.5772 | 98.58% | 1.381% | 0.03413% | 576.6917 | 0 | 0 | 576.6917 | 0 | 524.7816 | 36.7259 | 14.2892 | 524.7816 | 36.7259 | 14.2892 | 582.3594 | 40.7553 | 14.2892 | 4.88% | 0.24629 | 0.2341 | 47981.5879 | 2529.7124 | 644.8626 | 44807.0129 | 48016.9501 | 0 | 0 | 48016.9501 | 0.01902%
2027 | 1030 | 1030-1823F | Tier-3 | Tier-3---13 | 5--5 | 50 | 100% | 2150.9739 | 99.45% | 0.5287% | 0.02497% | 105.8837 | 0 | 0 | 105.8837 | 0 | 96.3527 | 15.6948 | 6.1391 | 96.3527 | 15.6948 | 6.1391 | 106.9243 | 17.4168 | 6.1391 | 4.923% | 0.10605 | 0.1008 | 20281.9888 | 1017.5622 | 101.0259 | 19163.4007 | 20287.8367 | 0 | 0 | 20287.8367 | 0.003492%
2027 | 1030 | 1030-18R | Tier-3 | Tier-3---7 | 5--5 | 307 | 100% | 6620.9098 | 98.66% | 1.309% | 0.03186% | 323.3397 | 0 | 0 | 323.3397 | 0 | 294.2347 | 96.3662 | 3.0533 | 294.2347 | 96.3662 | 3.0533 | 326.5175 | 106.9392 | 3.0533 | 4.884% | 0.23843 | 0.22663 | 27769.0579 | 1524.2005 | 340.5168 | 25904.3406 | 27788.4525 | 0 | 0 | 27788.4525 | 0.01066%
2027 | 1030 | 1030-20R | Tier-3 | Tier-3---3 | 5--5 | 298 | 100% | 25318.462 | 99.14% | 0.8163% | 0.04139% | 1242.5149 | 0 | 0 | 1242.5149 | 0 | 1130.6716 | 93.5411 | 12.0874 | 1130.6716 | 93.5411 | 12.0874 | 1254.7263 | 103.8042 | 12.0874 | 4.908% | 0.28668 | 0.27249 | 88316.4782 | 5506.1055 | 686.3261 | 82124.0466 | 88355.9257 | 0 | 0 | 88355.9257 | 0.04097%
2027 | 1030 | 1030-42R | Tier-3 | Tier-3---3 | 5--5 | 474 | 100% | 28398.7895 | 98.49% | 1.466% | 0.03945% | 1384.5772 | 0 | 0 | 1384.5772 | 0 | 1259.9464 | 148.7868 | 8.4681 | 1259.9464 | 148.7868 | 8.4681 | 1398.1847 | 165.1114 | 8.4681 | 4.875% | 0.28228 | 0.2683 | 100606.2475 | 6191.924 | 1386.8762 | 93027.4473 | 100685.1242 | 0 | 0 | 100685.1242 | 0.04566%
2027 | 1030 | 1030-989R | Tier-3 | Tier-3---3 | 5--5 | 159 | 100% | 26696.216 | 99.16% | 0.796% | 0.04527% | 1310.3453 | 0 | 0 | 1310.3453 | 0 | 1192.3964 | 49.9095 | 23.8912 | 1192.3964 | 49.9095 | 23.8912 | 1323.2233 | 55.3855 | 23.8912 | 4.908% | 0.30703 | 0.29183 | 86951.1078 | 4865.0498 | 650.3273 | 81435.7308 | 86989.2036 | 0 | 0 | 86989.2036 | 0.04321%
2027 | 1039 | 1039-13 | Tier-2 | Tier-2---3 | 5--5 | 740 | 100% | 15957.1711 | 97.45% | 2.471% | 0.0752% | 769.7688 | 0 | 0 | 769.7688 | 0 | 700.4791 | 232.2832 | 3.0156 | 700.4791 | 232.2832 | 3.0156 | 777.3341 | 257.7688 | 3.0156 | 4.824% | 0.1351 | 0.12841 | 118113.2514 | 10500.2075 | 2816.2541 | 104796.7897 | 118269.8643 | 0 | 0 | 118269.8643 | 0.02538%
2027 | 1073 | 1073-872F | Tier-2 | Tier-2---20 | 3--2 | 49 | 100% | 17.9659 | 86.84% | 10.72% | 2.434% | 0.7723 | 0 | 0 | 0.7723 | 0 | 0.70278 | 15.3809 | 0.045692 | 0.70278 | 15.3809 | 0.045692 | 0.77989 | 17.0685 | 0.045692 | 4.299% | 0.018584 | 0.017664 | 966.7183 | 76.5664 | 118.0704 | 772.0814 | 973.3425 | 0 | 0 | 973.3425 | 2.547e-05%
2027 | 1073 | 1073-886F | Tier-2 | Tier-2---20 | 3--2 | 18 | 100% | 27.0781 | 12.75% | 86.83% | 0.4178% | 0.17092 | 0 | 0 | 0.17092 | 0 | 0.15554 | 5.6501 | 0.027528 | 0.15554 | 5.6501 | 0.027528 | 0.1726 | 6.2701 | 0.027528 | 0.6312% | 0.016776 | 0.015946 | 1614.0782 | 19.1067 | 1282.2131 | 312.7584 | 1687.417 | 0 | 0 | 1687.417 | 5.636e-06%
2027 | 1073 | 1073-887F | Tier-2 | Tier-2---21 | 3--1 | 2 | 100% | 6.3934 | 34.35% | 64.55% | 1.103% | 0.10871 | 0 | 0 | 0.10871 | 0 | 0.09892 | 0.62779 | 0.15757 | 0.09892 | 0.62779 | 0.15757 | 0.10977 | 0.69667 | 0.15757 | 1.7% | 0.016639 | 0.015815 | 384.2398 | 11.9549 | 217.4823 | 154.8027 | 397.3768 | 0 | 0 | 397.3768 | 3.585e-06%
2027 | 1090 | 1090-1734 | Tier-3 | Tier-3---16 | 2--5 | 5 | 100% | 730.5479 | 99.24% | 0.5863% | 0.172% | 35.8879 | 0 | 0 | 35.8879 | 0 | 32.6575 | 1.5695 | 20.8078 | 32.6575 | 1.5695 | 20.8078 | 36.2406 | 1.7417 | 20.8078 | 4.912% | 0.01345 | 0.012784 | 54317.4438 | 3261.8302 | 456.9875 | 50598.6261 | 54338.8933 | 0 | 0 | 54338.8933 | 0.001183%
2027 | 1090 | 1090-636R | Tier-3 | Tier-3---15 | 5--3 | 72 | 100% | 919.3728 | 93.93% | 5.62% | 0.4487% | 42.7471 | 0 | 0 | 42.7471 | 0 | 38.8993 | 22.6005 | 1.7212 | 38.8993 | 22.6005 | 1.7212 | 43.1673 | 25.0802 | 1.7212 | 4.65% | 0.38465 | 0.36561 | 2390.1852 | 120.0827 | 121.765 | 2148.3375 | 2397.7393 | 0 | 0 | 2397.7393 | 0.00141%
2027 | 1090 | 1090-70F | Tier-2 | Tier-2---15 | 2--5 | 2 | 100% | 140.8367 | 88.02% | 11.68% | 0.2956% | 6.1362 | 0 | 0 | 6.1362 | 0 | 5.5839 | 0.62779 | 8.8944 | 5.5839 | 0.62779 | 8.8944 | 6.1965 | 0.69667 | 8.8944 | 4.357% | 0.0083 | 0.0078891 | 16968.2749 | 903.4734 | 1917.2026 | 14147.5988 | 17074.1431 | 0 | 0 | 17074.1431 | 0.0002023%
2027 | 1090 | 1090-73F | Tier-3 | Tier-3---10 | 4--5 | 252 | 100% | 5899.0454 | 99.62% | 0.2521% | 0.1275% | 290.8942 | 0 | 0 | 290.8942 | 0 | 264.7098 | 79.1019 | 3.3464 | 264.7098 | 79.1019 | 3.3464 | 293.7531 | 87.7807 | 3.3464 | 4.931% | 0.046754 | 0.044439 | 126173.0725 | 9334.6657 | 462.1696 | 116376.2372 | 126198.0175 | 0 | 0 | 126198.0175 | 0.009593%
2027 | 1090 | 1090-74F | Tier-3 | Tier-3---10 | 4--5 | 260 | 100% | 4990.92 | 99.62% | 0.2191% | 0.1576% | 246.1199 | 0 | 0 | 246.1199 | 0 | 223.9657 | 81.613 | 2.7442 | 223.9657 | 81.613 | 2.7442 | 248.5387 | 90.5674 | 2.7442 | 4.931% | 0.045737 | 0.043473 | 109123.1086 | 8272.9718 | 456.2327 | 100393.904 | 109144.5164 | 0 | 0 | 109144.5164 | 0.008116%
2027 | 1094 | 1094-35F | Tier-2 | Tier-2---7 | 3--5 | 214 | 100% | 2514.2831 | 99.84% | 0% | 0.1648% | 124.2519 | 0 | 0 | 124.2519 | 0 | 113.0675 | 67.1738 | 1.6832 | 113.0675 | 67.1738 | 1.6832 | 125.473 | 74.544 | 1.6832 | 4.942% | 0.020398 | 0.019388 | 123263.6714 | 7008.6853 | 282.5097 | 115972.4764 | 123274.2511 | 0 | 0 | 123274.2511 | 0.004097%
2027 | 1094 | 1094-7 | Tier-2 | Tier-2---17 | 2--4 | 47 | 100% | 95.3301 | 98.77% | 0% | 1.235% | 4.6606 | 0 | 0 | 4.6606 | 0 | 4.2411 | 14.7531 | 0.28747 | 4.2411 | 14.7531 | 0.28747 | 4.7064 | 16.3718 | 0.28747 | 4.889% | 0.0065074 | 0.0061853 | 14649.4839 | 1080.944 | 371.5011 | 13197.0388 | 14658.9042 | 0 | 0 | 14658.9042 | 0.0001537%
2027 | 1100 | 1100-1172R | Tier-2 | Tier-2---7 | 4--5 | 4 | 100% | 2144.9788 | 99.68% | 0.2699% | 0.05437% | 105.8322 | 0 | 0 | 105.8322 | 0 | 96.3058 | 1.2556 | 76.702 | 96.3058 | 1.2556 | 76.702 | 106.8723 | 1.3933 | 76.702 | 4.934% | 0.080798 | 0.076798 | 26547.4908 | 2914.2533 | 70.3485 | 23562.889 | 26551.9736 | 0 | 0 | 26551.9736 | 0.00349%
2027 | 1105 | 1105-1479 | Tier-2 | Tier-2---4 | 5--5 | 24 | 100% | 4228.0435 | 99.92% | 0.03248% | 0.04256% | 209.1311 | 0 | 0 | 209.1311 | 0 | 190.3065 | 7.5335 | 25.2613 | 190.3065 | 7.5335 | 25.2613 | 211.1864 | 8.3601 | 25.2613 | 4.946% | 0.10556 | 0.10034 | 40053.0076 | 3869.6704 | 26.6766 | 36156.6607 | 40054.5729 | 0 | 0 | 40054.5729 | 0.006896%
2027 | 1105 | 1105-1483 | Tier-2 | Tier-2---11 | 4--4 | 17 | 100% | 417.0013 | 94.5% | 5.418% | 0.08666% | 19.5054 | 0 | 0 | 19.5054 | 0 | 17.7496 | 5.3362 | 3.3262 | 17.7496 | 5.3362 | 3.3262 | 19.6971 | 5.9217 | 3.3262 | 4.678% | 0.063819 | 0.06066 | 6534.1451 | 320.1386 | 289.9716 | 5924.0349 | 6552.8754 | 0 | 0 | 6552.8754 | 0.0006432%
2027 | 1118 | 1118-1718F | Tier-2 | Tier-2---10 | 5--4 | 60 | 100% | 788.3757 | 99.4% | 0.5205% | 0.07536% | 38.792 | 0 | 0 | 38.792 | 0 | 35.3002 | 18.8338 | 1.8743 | 35.3002 | 18.8338 | 1.8743 | 39.1733 | 20.9002 | 1.8743 | 4.921% | 0.10781 | 0.10247 | 7312.7208 | 536.3335 | 35.0941 | 6741.2933 | 7314.9902 | 0 | 0 | 7314.9902 | 0.001279%
2027 | 1138 | 1138-6R | Tier-2 | Tier-2---5 | 5--5 | 840 | 100% | 4663.8779 | 91.12% | 8.567% | 0.3106% | 210.367 | 0 | 0 | 210.367 | 0 | 191.4311 | 263.6729 | 0.72602 | 191.4311 | 263.6729 | 0.72602 | 212.4345 | 292.6024 | 0.72602 | 4.511% | 0.17153 | 0.16304 | 27190.5644 | 2036.5744 | 2249.3585 | 22904.6315 | 27316.2731 | 0 | 0 | 27316.2731 | 0.006937%
2027 | 1162 | 1162-329R | Tier-2 | Tier-2---13 | 4--3 | 10 | 100% | 206.5878 | 96.62% | 2.592% | 0.7875% | 9.8805 | 0 | 0 | 9.8805 | 0 | 8.9912 | 3.139 | 2.8644 | 8.9912 | 3.139 | 2.8644 | 9.9777 | 3.4834 | 2.8644 | 4.783% | 0.070019 | 0.066553 | 2950.4371 | 171.8842 | 84.3202 | 2694.2327 | 2955.6292 | 0 | 0 | 2955.6292 | 0.0003258%
2027 | 1162 | 1162-363 | Tier-2 | Tier-2---13 | 4--3 | 2 | 100% | 247.9994 | 97.75% | 1.792% | 0.4608% | 11.9994 | 0 | 0 | 11.9994 | 0 | 10.9193 | 0.62779 | 17.3931 | 10.9193 | 0.62779 | 17.3931 | 12.1173 | 0.69667 | 17.3931 | 4.838% | 0.064829 | 0.06162 | 3825.4385 | 214.4022 | 70.5791 | 3540.4572 | 3829.9274 | 0 | 0 | 3829.9274 | 0.0003957%
2027 | 1166 | 1166-15R | Tier-3 | Tier-3---11 | 5--5 | 45 | 100% | 3965.2217 | 98.26% | 1.658% | 0.07833% | 192.8712 | 0 | 0 | 192.8712 | 0 | 175.5102 | 14.1253 | 12.4252 | 175.5102 | 14.1253 | 12.4252 | 194.7668 | 15.6751 | 12.4252 | 4.864% | 0.19397 | 0.18436 | 20442.8701 | 1122.9007 | 327.2272 | 18992.7422 | 20461.3511 | 0 | 0 | 20461.3511 | 0.00636%
2027 | 1166 | 1166-18R | Tier-3 | Tier-3---5 | 5--5 | 53 | 100% | 10108.4901 | 99.77% | 0.1963% | 0.03345% | 499.2208 | 0 | 0 | 499.2208 | 0 | 454.2842 | 16.6365 | 27.3065 | 454.2842 | 16.6365 | 27.3065 | 504.1272 | 18.4618 | 27.3065 | 4.939% | 0.21365 | 0.20307 | 47313.4054 | 3052.661 | 107.9125 | 44152.8319 | 47319.0656 | 0 | 0 | 47319.0656 | 0.01646%
2027 | 1166 | 1166-342R | Tier-3 | Tier-3---5 | 5--5 | 215 | 100% | 10322.642 | 99.08% | 0.8619% | 0.05733% | 506.2736 | 0 | 0 | 506.2736 | 0 | 460.7021 | 67.4877 | 6.8265 | 460.7021 | 67.4877 | 6.8265 | 511.2492 | 74.8923 | 6.8265 | 4.904% | 0.21878 | 0.20795 | 47183.5693 | 2494.6745 | 397.8438 | 44291.0509 | 47206.1577 | 0 | 0 | 47206.1577 | 0.0167%
2027 | 1215 | 1215-12R | Tier-3 | Tier-3---9 | 5--4 | 28 | 100% | 6147.2839 | 97.88% | 2.045% | 0.07292% | 297.8447 | 0 | 0 | 297.8447 | 0 | 271.0346 | 8.7891 | 30.8376 | 271.0346 | 8.7891 | 30.8376 | 300.7719 | 9.7534 | 30.8376 | 4.845% | 0.69907 | 0.66447 | 8793.5219 | 453.8865 | 171.3905 | 8168.2449 | 8803.2228 | 0 | 0 | 8803.2228 | 0.009822%
2027 | 1215 | 1215-28R | Tier-3 | Tier-3---14 | 5--3 | 21 | 100% | 2215.156 | 94.69% | 5.226% | 0.08401% | 103.8279 | 0 | 0 | 103.8279 | 0 | 94.482 | 6.5918 | 14.3332 | 94.482 | 6.5918 | 14.3332 | 104.8483 | 7.3151 | 14.3332 | 4.687% | 0.66756 | 0.63451 | 3318.2974 | 164.8533 | 155.0862 | 2998.3579 | 3327.4734 | 0 | 0 | 3327.4734 | 0.003424%
2027 | 1215 | 1215-32R | Tier-3 | Tier-3---7 | 5--4 | 186 | 100% | 8696.5042 | 96.48% | 3.447% | 0.07747% | 415.3037 | 0 | 0 | 415.3037 | 0 | 377.9207 | 58.3847 | 6.4729 | 377.9207 | 58.3847 | 6.4729 | 419.3853 | 64.7905 | 6.4729 | 4.776% | 0.68132 | 0.6476 | 12764.1579 | 635.3889 | 400.2926 | 11728.4764 | 12787.588 | 0 | 0 | 12787.588 | 0.0137%
2027 | 1233 | 1233-259R | Tier-3 | Tier-3---16 | 5--4 | 75 | 100% | 1558.5389 | 98.56% | 1.214% | 0.2225% | 76.0395 | 0 | 0 | 76.0395 | 0 | 69.195 | 23.5422 | 2.9392 | 69.195 | 23.5422 | 2.9392 | 76.7869 | 26.1252 | 2.9392 | 4.879% | 0.12749 | 0.12118 | 12225.1388 | 744.7481 | 204.4893 | 11275.9014 | 12234.2836 | 0 | 0 | 12234.2836 | 0.002508%
2027 | 1233 | 1233-585R | Tier-3 | Tier-3---12 | 5--5 | 117 | 100% | 3561.9587 | 98.42% | 1.457% | 0.1235% | 173.5298 | 0 | 0 | 173.5298 | 0 | 157.9098 | 36.7259 | 4.2997 | 157.9098 | 36.7259 | 4.2997 | 175.2352 | 40.7553 | 4.2997 | 4.872% | 0.12988 | 0.12345 | 27424.4063 | 1597.7111 | 397.7458 | 25428.9493 | 27446.9828 | 0 | 0 | 27446.9828 | 0.005722%
2027 | 1233 | 1233-587R | Tier-3 | Tier-3---13 | 5--5 | 246 | 100% | 2983.7291 | 97.9% | 1.929% | 0.1696% | 144.5958 | 0 | 0 | 144.5958 | 0 | 131.5802 | 77.2185 | 1.704 | 131.5802 | 77.2185 | 1.704 | 146.0169 | 85.6907 | 1.704 | 4.846% | 0.13489 | 0.12821 | 22120.1137 | 1287.4024 | 436.159 | 20396.5523 | 22144.283 | 0 | 0 | 22144.283 | 0.004768%
2027 | 1233 | 1233-589R | Tier-3 | Tier-3---16 | 5--4 | 35 | 100% | 1386.4905 | 98.92% | 0.9396% | 0.1432% | 67.8881 | 0 | 0 | 67.8881 | 0 | 61.7773 | 10.9864 | 5.6231 | 61.7773 | 10.9864 | 5.6231 | 68.5553 | 12.1918 | 5.6231 | 4.896% | 0.11751 | 0.11169 | 11798.9753 | 654.3239 | 110.4066 | 11034.2448 | 11805.6289 | 0 | 0 | 11805.6289 | 0.002239%
2027 | 1233 | 1233-591R | Tier-3 | Tier-3---12 | 5--5 | 94 | 100% | 4300.1838 | 98.66% | 1.226% | 0.1146% | 210.0058 | 0 | 0 | 210.0058 | 0 | 191.1024 | 29.5063 | 6.4767 | 191.1024 | 29.5063 | 6.4767 | 212.0697 | 32.7436 | 6.4767 | 4.884% | 0.13142 | 0.12491 | 32721.9695 | 2017.1563 | 396.1628 | 30308.6504 | 32744.8122 | 0 | 0 | 32744.8122 | 0.006925%
2027 | 1242 | 1242-1079R | Tier-2 | Tier-2---12 | 2--5 | 2 | 100% | 411.5414 | 99.65% | 0% | 0.3468% | 20.3007 | 0 | 0 | 20.3007 | 0 | 18.4733 | 0.62779 | 29.4258 | 18.4733 | 0.62779 | 29.4258 | 20.5002 | 0.69667 | 29.4258 | 4.933% | 0.0067316 | 0.0063984 | 61135.7492 | 21194.3813 | 442.4228 | 39498.9452 | 61146.7898 | 0 | 0 | 61146.7898 | 0.0006694%
2027 | 1242 | 1242-1084 | Tier-2 | Tier-2---12 | 2--5 | 17 | 100% | 456.1931 | 99.77% | 0% | 0.2285% | 22.53 | 0 | 0 | 22.53 | 0 | 20.502 | 5.3362 | 3.842 | 20.502 | 5.3362 | 3.842 | 22.7514 | 5.9217 | 3.842 | 4.939% | 0.005996 | 0.0056992 | 76082.9136 | 12562.2691 | 164.6304 | 63356.014 | 76091.9678 | 0 | 0 | 76091.9678 | 0.000743%
2027 | 1243 | 1243-319R | Tier-2 | Tier-2---9 | 4--4 | 55 | 100% | 1178.043 | 99.35% | 0.5195% | 0.1323% | 57.9331 | 0 | 0 | 57.9331 | 0 | 52.7183 | 17.2643 | 3.0536 | 52.7183 | 17.2643 | 3.0536 | 58.5024 | 19.1585 | 3.0536 | 4.918% | 0.081051 | 0.077039 | 14534.5899 | 742.8831 | 82.0978 | 13709.609 | 14539.5235 | 0 | 0 | 14539.5235 | 0.00191%
2027 | 1243 | 1243-38R | Tier-2 | Tier-2---16 | 4--3 | 9 | 100% | 158.2514 | 99.48% | 0.3681% | 0.155% | 7.7925 | 0 | 0 | 7.7925 | 0 | 7.091 | 2.8251 | 2.51 | 7.091 | 2.8251 | 2.51 | 7.869 | 3.135 | 2.51 | 4.924% | 0.072591 | 0.068997 | 2180.0532 | 116.78 | 9.4659 | 2053.8073 | 2180.6472 | 0 | 0 | 2180.6472 | 0.000257%
2027 | 1243 | 1243-45R | Tier-2 | Tier-2---7 | 4--5 | 33 | 100% | 1878.3826 | 99.05% | 0.8285% | 0.1244% | 92.0939 | 0 | 0 | 92.0939 | 0 | 83.8042 | 10.3586 | 8.0903 | 83.8042 | 10.3586 | 8.0903 | 92.999 | 11.4951 | 8.0903 | 4.903% | 0.087615 | 0.083278 | 21438.9544 | 1134.9825 | 174.3683 | 20129.6036 | 21449.5937 | 0 | 0 | 21449.5937 | 0.003037%
2027 | 1250 | 1250-27R | Tier-2 | Tier-2---6 | 5--5 | 63 | 100% | 6418.5082 | 93.04% | 6.917% | 0.04745% | 295.5897 | 0 | 0 | 295.5897 | 0 | 268.9826 | 19.7755 | 13.6018 | 268.9826 | 19.7755 | 13.6018 | 298.4947 | 21.9452 | 13.6018 | 4.605% | 0.097369 | 0.09255 | 65919.1509 | 5630.4753 | 4516.6533 | 55772.0223 | 66158.2276 | 0 | 0 | 66158.2276 | 0.009747%
2027 | 1250 | 1250-671R | Tier-2 | Tier-2---6 | 4--5 | 25 | 100% | 6815.4278 | 94.54% | 5.441% | 0.023% | 318.9315 | 0 | 0 | 318.9315 | 0 | 290.2233 | 7.8474 | 36.9833 | 290.2233 | 7.8474 | 36.9833 | 322.0659 | 8.7084 | 36.9833 | 4.68% | 0.09205 | 0.087494 | 74040.4971 | 4546.125 | 3808.2018 | 65686.1703 | 74251.1661 | 0 | 0 | 74251.1661 | 0.01052%
2027 | 1250 | 1250-677R | Tier-2 | Tier-2---3 | 5--5 | 335 | 100% | 11748.9088 | 99.26% | 0.6837% | 0.05427% | 577.2793 | 0 | 0 | 577.2793 | 0 | 525.3163 | 105.1553 | 4.9956 | 525.3163 | 105.1553 | 4.9956 | 582.9527 | 116.6926 | 4.9956 | 4.913% | 0.11659 | 0.11081 | 100775.3024 | 5654.1223 | 691.5961 | 94429.584 | 100814.0313 | 0 | 0 | 100814.0313 | 0.01904%
2027 | 1250 | 1250-8R | Tier-2 | Tier-2---4 | 4--5 | 91 | 100% | 3684.9802 | 98.15% | 1.772% | 0.07391% | 179.0398 | 0 | 0 | 179.0398 | 0 | 162.9237 | 28.5646 | 5.7037 | 162.9237 | 28.5646 | 5.7037 | 180.7993 | 31.6986 | 5.7037 | 4.859% | 0.092289 | 0.08772 | 39928.877 | 2037.4755 | 694.1813 | 37197.2202 | 39967.2577 | 0 | 0 | 39967.2577 | 0.005904%
2027 | 1458 | 1458-1056 | Tier-2 | Tier-2---11 | 5--3 | 35 | 100% | 427.4478 | 90.46% | 9.431% | 0.1062% | 19.1407 | 0 | 0 | 19.1407 | 0 | 17.4178 | 10.9864 | 1.5854 | 17.4178 | 10.9864 | 1.5854 | 19.3289 | 12.1918 | 1.5854 | 4.478% | 0.13508 | 0.12839 | 3164.5032 | 153.2716 | 270.9645 | 2740.2671 | 3180.2204 | 0 | 0 | 3180.2204 | 0.0006312%
2027 | 1458 | 1458-1058F | Tier-3 | Tier-3---13 | 5--5 | 8 | 100% | 2365.6896 | 85.54% | 14.42% | 0.04244% | 100.1661 | 0 | 0 | 100.1661 | 0 | 91.1498 | 2.5112 | 36.2977 | 91.1498 | 2.5112 | 36.2977 | 101.1506 | 2.7867 | 36.2977 | 4.234% | 0.13833 | 0.13149 | 17101.412 | 929.1062 | 2240.5309 | 13931.7749 | 17230.2132 | 0 | 0 | 17230.2132 | 0.003303%
2027 | 1458 | 1458-1061 | Tier-2 | Tier-2---5 | 5--5 | 101 | 100% | 4370.0987 | 98.67% | 1.293% | 0.03403% | 213.4501 | 0 | 0 | 213.4501 | 0 | 194.2367 | 31.7035 | 6.1267 | 194.2367 | 31.7035 | 6.1267 | 215.5479 | 35.182 | 6.1267 | 4.884% | 0.14228 | 0.13523 | 30715.3399 | 3071.7122 | 374.3093 | 27269.3184 | 30736.5608 | 0 | 0 | 30736.5608 | 0.007039%
2027 | 1458 | 1458-1075F | Tier-3 | Tier-3---20 | 1--5 | 4 | 100% | 58.2342 | 99.94% | 0% | 0.06312% | 2.8808 | 0 | 0 | 2.8808 | 0 | 2.6215 | 1.2556 | 2.0878 | 2.6215 | 1.2556 | 2.0878 | 2.9091 | 1.3933 | 2.0878 | 4.947% | 0.00013 | 0.00012356 | 447955.3838 | 22633.2846 | 354.8561 | 424967.2431 | 447970.1088 | 0 | 0 | 447970.1088 | 9.5e-05%
2027 | 1458 | 1458-1115F | Tier-2 | Tier-2---18 | 4--2 | 14 | 100% | 66.5074 | 0% | 100% | 0% | 0 | 0 | 0 | 0 | 0 | 0 | 4.3945 | 0 | 0 | 4.3945 | 0 | 0 | 4.8767 | 0 | 0% | 0.091242 | 0.086726 | 728.9125 | 1.3917 | 578.9338 | 148.587 | 766.8727 | 0 | 0 | 766.8727 | 0%
2027 | 1458 | 1458-1117F | Tier-2 | Tier-2---16 | 4--2 | 8 | 100% | 139.4631 | 0% | 100% | 0% | 0 | 0 | 0 | 0 | 0 | 0 | 2.5112 | 0 | 0 | 2.5112 | 0 | 0 | 2.7867 | 0 | 0% | 0.091116 | 0.086606 | 1530.6137 | 1.9599 | 1384.4341 | 144.2196 | 1610.3248 | 0 | 0 | 1610.3248 | 0%
2027 | 1458 | 1458-1131R | Tier-3 | Tier-3---4 | 5--5 | 58 | 100% | 15987.4265 | 99.09% | 0.8886% | 0.01928% | 784.1928 | 0 | 0 | 784.1928 | 0 | 713.6047 | 18.206 | 39.1962 | 713.6047 | 18.206 | 39.1962 | 791.8998 | 20.2035 | 39.1962 | 4.905% | 0.15941 | 0.15152 | 100291.8687 | 5185.6618 | 825.6268 | 94280.5802 | 100339.2877 | 0 | 0 | 100339.2877 | 0.02586%
2027 | 1458 | 1458-456F | Tier-2 | Tier-2---16 | 4--3 | 7 | 100% | 167.5686 | 29.81% | 70.17% | 0.01889% | 2.4724 | 0 | 0 | 2.4724 | 0 | 2.2499 | 2.1973 | 1.0239 | 2.2499 | 2.1973 | 1.0239 | 2.4967 | 2.4384 | 1.0239 | 1.475% | 0.091761 | 0.087218 | 1826.1497 | 31.2269 | 1141.9419 | 652.9809 | 1892.9043 | 0 | 0 | 1892.9043 | 8.153e-05%
2027 | 1458 | 1458-519 | Tier-2 | Tier-2---17 | 1--5 | 1 | 100% | 81.0039 | 99.95% | 0% | 0.04716% | 4.0078 | 0 | 0 | 4.0078 | 0 | 3.647 | 0.3139 | 11.6186 | 3.647 | 0.3139 | 11.6186 | 4.0472 | 0.34834 | 11.6186 | 4.948% | 0.000217 | 0.00020626 | 373290.0884 | 19351.884 | 1116.7535 | 352821.4509 | 373299.256 | 0 | 0 | 373299.256 | 0.0001322%
2027 | 1458 | 1458-565R | Tier-3 | Tier-3---6 | 5--5 | 151 | 100% | 8159.9793 | 99.25% | 0.7112% | 0.04348% | 400.8709 | 0 | 0 | 400.8709 | 0 | 364.787 | 47.3983 | 7.6962 | 364.787 | 47.3983 | 7.6962 | 404.8106 | 52.5988 | 7.6962 | 4.913% | 0.15819 | 0.15036 | 51582.9513 | 2671.5244 | 353.2832 | 48558.1438 | 51603.2234 | 0 | 0 | 51603.2234 | 0.01322%
2027 | 1458 | 1458-601R | Tier-3 | Tier-3---2 | 5--5 | 444 | 100% | 37077.302 | 99.36% | 0.615% | 0.02874% | 1823.5109 | 0 | 0 | 1823.5109 | 0 | 1659.3701 | 139.3699 | 11.9062 | 1659.3701 | 139.3699 | 11.9062 | 1841.4323 | 154.6613 | 11.9062 | 4.918% | 0.20421 | 0.1941 | 181561.9083 | 16225.6288 | 1105.2701 | 164231.0094 | 181622.7804 | 0 | 0 | 181622.7804 | 0.06013%
2027 | 1525 | 1525-23R | Tier-2 | Tier-2---20 | 4--1 | 4 | 100% | 8.268 | 89.5% | 6.947% | 3.548% | 0.36631 | 0 | 0 | 0.36631 | 0 | 0.33334 | 1.2556 | 0.26548 | 0.33334 | 1.2556 | 0.26548 | 0.36991 | 1.3933 | 0.26548 | 4.43% | 0.032823 | 0.031198 | 251.8988 | 16.5613 | 22.0923 | 213.2452 | 253.2756 | 0 | 0 | 253.2756 | 1.208e-05%
2027 | 157 | 157-165R | Tier-3 | Tier-3---18 | 5--2 | 42 | 100% | 418.5676 | 87.71% | 11.66% | 0.6303% | 18.1719 | 0 | 0 | 18.1719 | 0 | 16.5362 | 13.1836 | 1.2543 | 16.5362 | 13.1836 | 1.2543 | 18.3505 | 14.6301 | 1.2543 | 4.341% | 0.28262 | 0.26863 | 1481.042 | 67.5847 | 171.9177 | 1241.5396 | 1490.5243 | 0 | 0 | 1490.5243 | 0.0005992%
2027 | 157 | 157-189R | Tier-3 | Tier-3---9 | 5--4 | 319 | 100% | 5507.0239 | 92.46% | 7.234% | 0.3043% | 252.0471 | 0 | 0 | 252.0471 | 0 | 229.3595 | 100.1329 | 2.2906 | 229.3595 | 100.1329 | 2.2906 | 254.5243 | 111.1193 | 2.2906 | 4.577% | 0.3705 | 0.35216 | 14863.9228 | 754.0463 | 1002.9719 | 13106.9046 | 14922.279 | 0 | 0 | 14922.279 | 0.008312%
2027 | 157 | 157-1928R | Tier-3 | Tier-3---11 | 5--4 | 26 | 100% | 3052.6745 | 99.07% | 0.8703% | 0.06204% | 149.6985 | 0 | 0 | 149.6985 | 0 | 136.2236 | 8.1613 | 16.6914 | 136.2236 | 8.1613 | 16.6914 | 151.1698 | 9.0567 | 16.6914 | 4.904% | 0.2812 | 0.26728 | 10855.7292 | 566.799 | 90.102 | 10198.8282 | 10861.0002 | 0 | 0 | 10861.0002 | 0.004937%
2027 | 157 | 157-204R | Tier-3 | Tier-3---11 | 5--4 | 61 | 100% | 3876.1334 | 98.99% | 0.834% | 0.1804% | 189.9223 | 0 | 0 | 189.9223 | 0 | 172.8267 | 19.1477 | 9.026 | 172.8267 | 19.1477 | 9.026 | 191.7888 | 21.2485 | 9.026 | 4.9% | 0.32777 | 0.31154 | 11825.9094 | 682.672 | 178.5381 | 10964.6993 | 11832.1568 | 0 | 0 | 11832.1568 | 0.006263%
2027 | 157 | 157-232R | Tier-3 | Tier-3---11 | 5--4 | 124 | 100% | 3160.5079 | 95.27% | 4.501% | 0.231% | 149.0426 | 0 | 0 | 149.0426 | 0 | 135.6268 | 38.9231 | 3.4845 | 135.6268 | 38.9231 | 3.4845 | 150.5074 | 43.1937 | 3.4845 | 4.716% | 0.32167 | 0.30575 | 9825.3054 | 518.5543 | 443.2857 | 8863.4653 | 9849.5166 | 0 | 0 | 9849.5166 | 0.004915%
2027 | 157 | 157-257R | Tier-3 | Tier-3---14 | 5--4 | 208 | 100% | 2061.1876 | 81.54% | 17.79% | 0.6678% | 83.1948 | 0 | 0 | 83.1948 | 0 | 75.7062 | 65.2904 | 1.1595 | 75.7062 | 65.2904 | 1.1595 | 84.0125 | 72.4539 | 1.1595 | 4.036% | 0.36686 | 0.3487 | 5618.4522 | 263.1979 | 939.0969 | 4416.1574 | 5672.464 | 0 | 0 | 5672.464 | 0.002743%
2027 | 157 | 157-273R | Tier-3 | Tier-3---14 | 5--4 | 114 | 100% | 1867.403 | 95.01% | 4.712% | 0.2778% | 87.8243 | 0 | 0 | 87.8243 | 0 | 79.9189 | 35.7842 | 2.2334 | 79.9189 | 35.7842 | 2.2334 | 88.6875 | 39.7103 | 2.2334 | 4.703% | 0.32295 | 0.30696 | 5782.3142 | 331.2593 | 295.5406 | 5155.5144 | 5797.3391 | 0 | 0 | 5797.3391 | 0.002896%
2027 | 157 | 157-81R | Tier-3 | Tier-3---3 | 5--5 | 323 | 100% | 18749.5963 | 97% | 2.901% | 0.09453% | 900.3079 | 0 | 0 | 900.3079 | 0 | 819.268 | 101.3885 | 8.0805 | 819.268 | 101.3885 | 8.0805 | 909.1561 | 112.5126 | 8.0805 | 4.802% | 0.38414 | 0.36512 | 48809.8885 | 2680.9552 | 1331.6361 | 44797.2971 | 48886.0197 | 0 | 0 | 48886.0197 | 0.02969%
2027 | 175 | 175-2024R | Tier-2 | Tier-2---5 | 5--5 | 419 | 100% | 4029.0085 | 99.1% | 0.8147% | 0.08289% | 197.6458 | 0 | 0 | 197.6458 | 0 | 179.8549 | 131.5225 | 1.3675 | 179.8549 | 131.5225 | 1.3675 | 199.5882 | 145.9529 | 1.3675 | 4.906% | 0.19114 | 0.18168 | 21078.6803 | 2171.1598 | 170.5146 | 18737.0059 | 21088.5336 | 0 | 0 | 21088.5336 | 0.006518%
2027 | 175 | 175-24R | Tier-2 | Tier-2---8 | 5--4 | 53 | 100% | 2651.4354 | 70.65% | 29.24% | 0.1064% | 92.7259 | 0 | 0 | 92.7259 | 0 | 84.3793 | 16.6365 | 5.0719 | 84.3793 | 16.6365 | 5.0719 | 93.6372 | 18.4618 | 5.0719 | 3.497% | 0.17491 | 0.16625 | 15158.7512 | 1220.081 | 4125.7623 | 9812.9079 | 15390.4469 | 0 | 0 | 15390.4469 | 0.003058%
2027 | 175 | 175-64R | Tier-3 | Tier-3---11 | 5--5 | 166 | 100% | 4385.4004 | 97.52% | 2.308% | 0.1684% | 211.7013 | 0 | 0 | 211.7013 | 0 | 192.6453 | 52.1068 | 3.6971 | 192.6453 | 52.1068 | 3.6971 | 213.7819 | 57.8238 | 3.6971 | 4.827% | 0.20232 | 0.19231 | 21675.2228 | 1490.2349 | 476.6065 | 19708.3814 | 21703.178 | 0 | 0 | 21703.178 | 0.006981%
2027 | 175 | 175-90R | Tier-3 | Tier-3---9 | 5--5 | 248 | 100% | 5741.4949 | 96.86% | 2.992% | 0.1472% | 275.2829 | 0 | 0 | 275.2829 | 0 | 250.5037 | 77.8463 | 3.2179 | 250.5037 | 77.8463 | 3.2179 | 277.9884 | 86.3874 | 3.2179 | 4.795% | 0.20491 | 0.19477 | 28019.3198 | 1604.6601 | 781.1853 | 25633.4744 | 28065.1231 | 0 | 0 | 28065.1231 | 0.009078%
2027 | 175 | 175-94R | Tier-2 | Tier-2---10 | 5--4 | 143 | 100% | 836.2457 | 79.76% | 20.09% | 0.1547% | 33.0153 | 0 | 0 | 33.0153 | 0 | 30.0435 | 44.8872 | 0.66931 | 30.0435 | 44.8872 | 0.66931 | 33.3398 | 49.8121 | 0.66931 | 3.948% | 0.16555 | 0.15736 | 5051.3061 | 289.0942 | 923.2368 | 3838.9751 | 5104.5538 | 0 | 0 | 5104.5538 | 0.001089%
2027 | 176 | 176-161R | Tier-3 | Tier-3---5 | 5--5 | 96 | 100% | 11523.3049 | 98.77% | 1.172% | 0.05875% | 563.3817 | 0 | 0 | 563.3817 | 0 | 512.6697 | 30.134 | 17.013 | 512.6697 | 30.134 | 17.013 | 568.9186 | 33.4403 | 17.013 | 4.889% | 0.22417 | 0.21307 | 51404.5427 | 2861.3734 | 647.4738 | 47895.6955 | 51437.4981 | 0 | 0 | 51437.4981 | 0.01858%
2027 | 176 | 176-164R | Tier-3 | Tier-3---11 | 5--5 | 63 | 100% | 4184.7467 | 98.1% | 1.799% | 0.1047% | 203.2012 | 0 | 0 | 203.2012 | 0 | 184.9104 | 19.7755 | 9.3505 | 184.9104 | 19.7755 | 9.3505 | 205.1983 | 21.9452 | 9.3505 | 4.856% | 0.20727 | 0.19701 | 20189.7554 | 1135.7308 | 339.0696 | 18714.955 | 20209.7732 | 0 | 0 | 20209.7732 | 0.006701%
2027 | 176 | 176-1834R | Tier-3 | Tier-3---5 | 5--5 | 234 | 100% | 10068.5168 | 97.13% | 2.784% | 0.0867% | 484.0866 | 0 | 0 | 484.0866 | 0 | 440.5122 | 73.4517 | 5.9973 | 440.5122 | 73.4517 | 5.9973 | 488.8442 | 81.5107 | 5.9973 | 4.808% | 0.23205 | 0.22056 | 43390.2136 | 3622.3985 | 1240.781 | 38527.0341 | 43455.0713 | 0 | 0 | 43455.0713 | 0.01596%
2027 | 176 | 176-1836R | Tier-2 | Tier-2---11 | 5--3 | 19 | 100% | 404.4817 | 67.64% | 32.12% | 0.2398% | 13.5424 | 0 | 0 | 13.5424 | 0 | 12.3234 | 5.964 | 2.0663 | 12.3234 | 5.964 | 2.0663 | 13.6755 | 6.6184 | 2.0663 | 3.348% | 0.10638 | 0.10111 | 3802.2631 | 239.6225 | 1178.8168 | 2383.8239 | 3866.3442 | 0 | 0 | 3866.3442 | 0.0004466%
2027 | 176 | 176-1845R | Tier-3 | Tier-3---11 | 5--5 | 62 | 100% | 3401.0234 | 97.74% | 2.113% | 0.1474% | 164.5455 | 0 | 0 | 164.5455 | 0 | 149.7342 | 19.4616 | 7.6938 | 149.7342 | 19.4616 | 7.6938 | 166.1626 | 21.5968 | 7.6938 | 4.838% | 0.20978 | 0.19939 | 16212.4883 | 938.665 | 329.6573 | 14944.1661 | 16231.572 | 0 | 0 | 16231.572 | 0.005426%
2027 | 176 | 176-194R | Tier-3 | Tier-3---9 | 5--5 | 95 | 100% | 4934.1603 | 97.7% | 2.178% | 0.1196% | 238.628 | 0 | 0 | 238.628 | 0 | 217.1483 | 29.8201 | 7.2819 | 217.1483 | 29.8201 | 7.2819 | 240.9733 | 33.0919 | 7.2819 | 4.836% | 0.21542 | 0.20476 | 22904.8386 | 1316.8845 | 471.0491 | 21116.9051 | 22932.2512 | 0 | 0 | 22932.2512 | 0.007869%
2027 | 176 | 176-197F | Tier-3 | Tier-3---5 | 5--5 | 299 | 100% | 13172.958 | 96.8% | 3.124% | 0.0728% | 631.2162 | 0 | 0 | 631.2162 | 0 | 574.3981 | 93.855 | 6.1201 | 574.3981 | 93.855 | 6.1201 | 637.4198 | 104.1525 | 6.1201 | 4.792% | 0.23242 | 0.22091 | 56678.2638 | 5414.7581 | 1674.033 | 49589.4726 | 56772.6237 | 0 | 0 | 56772.6237 | 0.02082%
2027 | 176 | 176-200F | Tier-3 | Tier-3---15 | 5--4 | 5 | 100% | 1635.841 | 89.24% | 10.7% | 0.05535% | 72.2645 | 0 | 0 | 72.2645 | 0 | 65.7597 | 1.5695 | 41.899 | 65.7597 | 1.5695 | 41.899 | 72.9747 | 1.7417 | 41.899 | 4.418% | 0.18529 | 0.17612 | 8828.4206 | 442.8683 | 867.091 | 7518.4614 | 8877.8734 | 0 | 0 | 8877.8734 | 0.002383%
2027 | 177 | 177-955 | Tier-2 | Tier-2---5 | 5--5 | 11 | 100% | 2963.4059 | 78.23% | 21.66% | 0.1106% | 114.7532 | 0 | 0 | 114.7532 | 0 | 104.4239 | 3.4529 | 30.2427 | 104.4239 | 3.4529 | 30.2427 | 115.881 | 3.8317 | 30.2427 | 3.872% | 0.11726 | 0.11145 | 25272.526 | 2362.8504 | 4989.1737 | 17920.5019 | 25559.0608 | 0 | 0 | 25559.0608 | 0.003784%
2027 | 178 | 178-968AE | Tier-2 | Tier-2---18 | 3--3 | 1 | 100% | 47.6106 | 91.21% | 0% | 8.789% | 2.1496 | 0 | 0 | 2.1496 | 0 | 1.9561 | 0.3139 | 6.2317 | 1.9561 | 0.3139 | 6.2317 | 2.1707 | 0.34834 | 6.2317 | 4.515% | 0.018466 | 0.017552 | 2578.2566 | 231.3064 | 796.8416 | 1550.1086 | 2590.057 | 0 | 0 | 2590.057 | 7.089e-05%
2027 | 182 | 182-2240F | Tier-2 | Tier-2---2 | 5--5 | 357 | 100% | 11917.1989 | 94.29% | 5.651% | 0.05821% | 556.2232 | 0 | 0 | 556.2232 | 0 | 506.1555 | 112.061 | 4.5168 | 506.1555 | 112.061 | 4.5168 | 561.6897 | 124.356 | 4.5168 | 4.667% | 0.1455 | 0.1383 | 81902.6704 | 14617.7682 | 4685.118 | 62599.7842 | 82146.1822 | 0 | 0 | 82146.1822 | 0.01834%
2027 | 182 | 182-2250 | Tier-2 | Tier-2---8 | 5--5 | 5 | 100% | 1939.2132 | 99.74% | 0.2126% | 0.04638% | 95.7424 | 0 | 0 | 95.7424 | 0 | 87.1243 | 1.5695 | 55.5115 | 87.1243 | 1.5695 | 55.5115 | 96.6834 | 1.7417 | 55.5115 | 4.937% | 0.10496 | 0.099761 | 18476.2986 | 952.6245 | 43.2141 | 17480.4599 | 18478.7907 | 0 | 0 | 18478.7907 | 0.003157%
2027 | 182 | 182-2252R | Tier-2 | Tier-2---5 | 5--5 | 208 | 100% | 4229.9446 | 99.22% | 0.7256% | 0.05893% | 207.7395 | 0 | 0 | 207.7395 | 0 | 189.0401 | 65.2904 | 2.8954 | 189.0401 | 65.2904 | 2.8954 | 209.7812 | 72.4539 | 2.8954 | 4.911% | 0.11307 | 0.10747 | 37409.5665 | 1975.2658 | 266.8712 | 35167.4295 | 37424.8513 | 0 | 0 | 37424.8513 | 0.00685%
2027 | 182 | 182-2254R | Tier-2 | Tier-2---11 | 5--4 | 4 | 100% | 655.8009 | 99.14% | 0.7615% | 0.1019% | 32.1819 | 0 | 0 | 32.1819 | 0 | 29.2851 | 1.2556 | 23.3238 | 29.2851 | 1.2556 | 23.3238 | 32.4982 | 1.3933 | 23.3238 | 4.907% | 0.10223 | 0.097167 | 6415.1442 | 353.6469 | 48.0889 | 6013.4084 | 6418.0287 | 0 | 0 | 6418.0287 | 0.001061%
2027 | 183 | 183-439 | Tier-2 | Tier-2---14 | 3--5 | 26 | 100% | 316.4778 | 66.23% | 33.5% | 0.2671% | 10.3754 | 0 | 0 | 10.3754 | 0 | 9.4415 | 8.1613 | 1.1569 | 9.4415 | 8.1613 | 1.1569 | 10.4774 | 9.0567 | 1.1569 | 3.278% | 0.018422 | 0.01751 | 17179.1509 | 725.6319 | 5296.9277 | 11156.5913 | 17481.2723 | 0 | 0 | 17481.2723 | 0.0003421%
2027 | 183 | 183-440 | Tier-2 | Tier-2---12 | 3--5 | 87 | 100% | 471.2015 | 74.37% | 25.17% | 0.4626% | 17.3463 | 0 | 0 | 17.3463 | 0 | 15.7849 | 27.309 | 0.57801 | 15.7849 | 27.309 | 0.57801 | 17.5167 | 30.3053 | 0.57801 | 3.681% | 0.025335 | 0.024081 | 18598.5411 | 874.6942 | 4409.0899 | 13314.757 | 18846.7923 | 0 | 0 | 18846.7923 | 0.000572%
2027 | 185 | 185-51F | Tier-2 | Tier-2---7 | 4--5 | 254 | 100% | 1723.9707 | 91.93% | 7.724% | 0.3493% | 78.4468 | 0 | 0 | 78.4468 | 0 | 71.3855 | 79.7297 | 0.89534 | 71.3855 | 79.7297 | 0.89534 | 79.2178 | 88.4774 | 0.89534 | 4.55% | 0.048222 | 0.045835 | 35751.0066 | 2801.5482 | 2693.3974 | 30256.061 | 35901.3237 | 0 | 0 | 35901.3237 | 0.002587%
2027 | 197 | 197-1155F | Tier-2 | Tier-2---21 | 1--4 | 14 | 100% | 6.6189 | 96.38% | 0% | 3.621% | 0.31578 | 0 | 0 | 0.31578 | 0 | 0.28735 | 4.3945 | 0.065388 | 0.28735 | 4.3945 | 0.065388 | 0.31888 | 4.8767 | 0.065388 | 4.771% | 0.0010316 | 0.00098054 | 6416.1897 | 579.4256 | 247.7258 | 5589.0383 | 6428.2874 | 0 | 0 | 6428.2874 | 1.041e-05%
2027 | 198 | 198-37R | Tier-2 | Tier-2---9 | 4--5 | 21 | 100% | 973.0999 | 95.53% | 4.02% | 0.4464% | 46.017 | 0 | 0 | 46.017 | 0 | 41.8749 | 6.5918 | 6.3525 | 41.8749 | 6.5918 | 6.3525 | 46.4693 | 7.3151 | 6.3525 | 4.729% | 0.030671 | 0.029153 | 31727.0349 | 11360.5744 | 2371.5133 | 17994.9472 | 31800.8328 | 0 | 0 | 31800.8328 | 0.001517%
2027 | 204 | 204-32R | Tier-2 | Tier-2---11 | 4--4 | 38 | 100% | 490.4615 | 96.36% | 1.259% | 2.378% | 23.3948 | 0 | 0 | 23.3948 | 0 | 21.2889 | 11.9281 | 1.7848 | 21.2889 | 11.9281 | 1.7848 | 23.6247 | 13.2368 | 1.7848 | 4.77% | 0.087106 | 0.082794 | 5630.6279 | 367.679 | 185.9169 | 5077.0321 | 5641.2939 | 0 | 0 | 5641.2939 | 0.0007715%
2027 | 206 | 206-1105 | Tier-2 | Tier-2---9 | 3--5 | 35 | 100% | 1279.0443 | 99.78% | 0% | 0.2159% | 63.176 | 0 | 0 | 63.176 | 0 | 57.4893 | 10.9864 | 5.2328 | 57.4893 | 10.9864 | 5.2328 | 63.7969 | 12.1918 | 5.2328 | 4.939% | 0.014019 | 0.013325 | 91236.4892 | 5528.0185 | 303.6221 | 85404.8486 | 91246.7455 | 0 | 0 | 91246.7455 | 0.002083%
2027 | 206 | 206-1817 | Tier-2 | Tier-2---4 | 4--5 | 180 | 100% | 2976.5734 | 99.75% | 0% | 0.2502% | 146.9718 | 0 | 0 | 146.9718 | 0 | 133.7423 | 56.5013 | 2.3671 | 133.7423 | 56.5013 | 2.3671 | 148.4162 | 62.7005 | 2.3671 | 4.938% | 0.038208 | 0.036317 | 77904.8627 | 4581.6453 | 274.9924 | 73048.225 | 77915.0127 | 0 | 0 | 77915.0127 | 0.004847%
2027 | 209 | 209-1769F | Tier-2 | Tier-2---6 | 5--5 | 515 | 100% | 8462.8018 | 99.74% | 0% | 0.2593% | 417.8226 | 0 | 0 | 417.8226 | 0 | 380.2129 | 161.6566 | 2.352 | 380.2129 | 161.6566 | 2.352 | 421.929 | 179.3932 | 2.352 | 4.937% | 0.11169 | 0.10616 | 75768.5529 | 4573.9666 | 302.4119 | 70892.1744 | 75778.7828 | 0 | 0 | 75778.7828 | 0.01378%
2027 | 210 | 210-172R | Tier-2 | Tier-2---11 | 5--2 | 55 | 100% | 498.1496 | 90.1% | 9.186% | 0.7154% | 22.2168 | 0 | 0 | 22.2168 | 0 | 20.217 | 17.2643 | 1.171 | 20.217 | 17.2643 | 1.171 | 22.4352 | 19.1585 | 1.171 | 4.46% | 0.32588 | 0.30975 | 1528.6439 | 54.3411 | 137.5486 | 1336.7541 | 1536.5263 | 0 | 0 | 1536.5263 | 0.0007326%
2027 | 210 | 210-392R | Tier-2 | Tier-2---10 | 5--3 | 44 | 100% | 1037.8957 | 85.73% | 13.64% | 0.6245% | 44.0457 | 0 | 0 | 44.0457 | 0 | 40.081 | 13.8114 | 2.902 | 40.081 | 13.8114 | 2.902 | 44.4786 | 15.3268 | 2.902 | 4.244% | 0.34771 | 0.33049 | 2984.984 | 126.9167 | 388.4133 | 2469.654 | 3007.1634 | 0 | 0 | 3007.1634 | 0.001452%
2027 | 210 | 210-394R | Tier-2 | Tier-2---16 | 5--2 | 67 | 100% | 170.5929 | 70.47% | 28.1% | 1.432% | 5.9509 | 0 | 0 | 5.9509 | 0 | 5.4153 | 21.0311 | 0.25749 | 5.4153 | 21.0311 | 0.25749 | 6.0094 | 23.3385 | 0.25749 | 3.488% | 0.31841 | 0.30265 | 535.7584 | 19.2532 | 128.0571 | 388.4481 | 543.997 | 0 | 0 | 543.997 | 0.0001962%
2027 | 210 | 210-9R | Tier-2 | Tier-2---13 | 5--2 | 15 | 100% | 317.7725 | 50.82% | 48.53% | 0.6462% | 7.9945 | 0 | 0 | 7.9945 | 0 | 7.2749 | 4.7084 | 1.5451 | 7.2749 | 4.7084 | 1.5451 | 8.0731 | 5.225 | 1.5451 | 2.516% | 0.31397 | 0.29843 | 1012.1143 | 32.0834 | 459.6705 | 520.3604 | 1038.0342 | 0 | 0 | 1038.0342 | 0.0002636%
2027 | 211 | 211-279R | Tier-2 | Tier-2---10 | 5--3 | 70 | 100% | 1199.6322 | 89.49% | 9.8% | 0.7134% | 53.1388 | 0 | 0 | 53.1388 | 0 | 48.3556 | 21.9727 | 2.2007 | 48.3556 | 21.9727 | 2.2007 | 53.6611 | 24.3835 | 2.2007 | 4.43% | 0.37314 | 0.35467 | 3215.0069 | 112.0942 | 354.3013 | 2748.6114 | 3232.6094 | 0 | 0 | 3232.6094 | 0.001752%
2027 | 211 | 211-312R | Tier-2 | Tier-2---8 | 5--3 | 129 | 100% | 1809.5147 | 84.26% | 15.08% | 0.6521% | 75.477 | 0 | 0 | 75.477 | 0 | 68.683 | 40.4926 | 1.6962 | 68.683 | 40.4926 | 1.6962 | 76.2188 | 44.9354 | 1.6962 | 4.171% | 0.39031 | 0.37099 | 4636.1485 | 245.0801 | 661.0984 | 3729.97 | 4674.1392 | 0 | 0 | 4674.1392 | 0.002489%
2027 | 211 | 211-771R | Tier-3 | Tier-3---14 | 5--4 | 264 | 100% | 1890.633 | 91.06% | 8.49% | 0.4466% | 85.223 | 0 | 0 | 85.223 | 0 | 77.5518 | 82.8686 | 0.93584 | 77.5518 | 82.8686 | 0.93584 | 86.0606 | 91.9608 | 0.93584 | 4.508% | 0.3743 | 0.35578 | 5051.0602 | 188.146 | 399.018 | 4463.8962 | 5074.5675 | 0 | 0 | 5074.5675 | 0.00281%
2027 | 212 | 212-1177R | Tier-2 | Tier-2---8 | 5--4 | 63 | 100% | 1738.9252 | 95.43% | 4.096% | 0.4776% | 82.1402 | 0 | 0 | 82.1402 | 0 | 74.7465 | 19.7755 | 3.7798 | 74.7465 | 19.7755 | 3.7798 | 82.9475 | 21.9452 | 3.7798 | 4.724% | 0.15054 | 0.14309 | 11551.4959 | 598.6378 | 571.3977 | 10381.4604 | 11579.0081 | 0 | 0 | 11579.0081 | 0.002709%
2027 | 212 | 212-1204R | Tier-2 | Tier-2---8 | 5--4 | 51 | 100% | 1570.3762 | 94.97% | 4.642% | 0.3849% | 73.8258 | 0 | 0 | 73.8258 | 0 | 67.1805 | 16.0087 | 4.1965 | 67.1805 | 16.0087 | 4.1965 | 74.5514 | 17.7651 | 4.1965 | 4.701% | 0.19221 | 0.18269 | 8170.2767 | 423.629 | 402.249 | 7344.3988 | 8191.6669 | 0 | 0 | 8191.6669 | 0.002435%
2027 | 212 | 212-638R | Tier-2 | Tier-2---11 | 5--4 | 5 | 100% | 609.7797 | 99.07% | 0.4924% | 0.4406% | 29.9025 | 0 | 0 | 29.9025 | 0 | 27.2109 | 1.5695 | 17.3375 | 27.2109 | 1.5695 | 17.3375 | 30.1964 | 1.7417 | 17.3375 | 4.904% | 0.10708 | 0.10177 | 5694.8842 | 240.5228 | 69.3628 | 5384.9986 | 5697.6511 | 0 | 0 | 5697.6511 | 0.0009861%
2027 | 212 | 212-725R | Tier-3 | Tier-3---10 | 5--5 | 291 | 100% | 4887.8267 | 99.15% | 0.7265% | 0.1225% | 239.8933 | 0 | 0 | 239.8933 | 0 | 218.2996 | 91.3438 | 2.3899 | 218.2996 | 91.3438 | 2.3899 | 242.251 | 101.3658 | 2.3899 | 4.908% | 0.13941 | 0.13251 | 35061.0556 | 1697.3046 | 267.0507 | 33096.7003 | 35076.5573 | 0 | 0 | 35076.5573 | 0.007911%
2027 | 212 | 212-734R | Tier-2 | Tier-2---10 | 5--4 | 1 | 100% | 1265.9596 | 97.92% | 1.386% | 0.6959% | 61.3606 | 0 | 0 | 61.3606 | 0 | 55.8373 | 0.3139 | 177.8846 | 55.8373 | 0.3139 | 177.8846 | 61.9636 | 0.34834 | 177.8846 | 4.847% | 0.17753 | 0.16875 | 7130.7609 | 270.2179 | 291.48 | 6569.0631 | 7138.4909 | 0 | 0 | 7138.4909 | 0.002023%
2027 | 212 | 212-739R | Tier-3 | Tier-3---15 | 5--4 | 68 | 100% | 998.7912 | 96.62% | 2.787% | 0.5903% | 47.7702 | 0 | 0 | 47.7702 | 0 | 43.4702 | 21.3449 | 2.0366 | 43.4702 | 21.3449 | 2.0366 | 48.2397 | 23.6869 | 2.0366 | 4.783% | 0.13097 | 0.12449 | 7626.107 | 388.5698 | 248.0646 | 6989.4726 | 7639.5217 | 0 | 0 | 7639.5217 | 0.001575%
2027 | 212 | 212-743R | Tier-2 | Tier-2---13 | 5--3 | 10 | 100% | 261.4279 | 97.06% | 2.12% | 0.8249% | 12.5596 | 0 | 0 | 12.5596 | 0 | 11.4291 | 3.139 | 3.641 | 11.4291 | 3.139 | 3.641 | 12.683 | 3.4834 | 3.641 | 4.804% | 0.11654 | 0.11078 | 2243.1612 | 103.5889 | 60.4407 | 2079.1316 | 2246.6012 | 0 | 0 | 2246.6012 | 0.0004142%
2027 | 212 | 212-758R | Tier-2 | Tier-2---8 | 5--4 | 50 | 100% | 1482.4618 | 97.27% | 2.316% | 0.4117% | 71.3804 | 0 | 0 | 71.3804 | 0 | 64.9552 | 15.6948 | 4.1386 | 64.9552 | 15.6948 | 4.1386 | 72.0819 | 17.4168 | 4.1386 | 4.815% | 0.1427 | 0.13564 | 10388.4417 | 533.566 | 267.0613 | 9587.8143 | 10403.1976 | 0 | 0 | 10403.1976 | 0.002354%
2027 | 212 | 212-773R | Tier-2 | Tier-2---5 | 5--4 | 81 | 100% | 2758.5667 | 95.78% | 3.96% | 0.2633% | 130.7823 | 0 | 0 | 130.7823 | 0 | 119.0101 | 25.4256 | 4.6807 | 119.0101 | 25.4256 | 4.6807 | 132.0677 | 28.2152 | 4.6807 | 4.741% | 0.19881 | 0.18897 | 13875.2805 | 746.7621 | 538.2266 | 12590.2917 | 13905.797 | 0 | 0 | 13905.797 | 0.004313%
2027 | 212 | 212-799R | Tier-2 | Tier-2---10 | 5--4 | 19 | 100% | 1038.8005 | 97.12% | 2.539% | 0.3416% | 49.9395 | 0 | 0 | 49.9395 | 0 | 45.4442 | 5.964 | 7.6197 | 45.4442 | 5.964 | 7.6197 | 50.4303 | 6.6184 | 7.6197 | 4.807% | 0.12493 | 0.11875 | 8315.0604 | 411.6865 | 218.9209 | 7684.453 | 8327.5336 | 0 | 0 | 8327.5336 | 0.001647%
2027 | 212 | 212-880R | Tier-2 | Tier-2---16 | 5--2 | 7 | 100% | 104.9439 | 97.78% | 1.295% | 0.9224% | 5.0795 | 0 | 0 | 5.0795 | 0 | 4.6223 | 2.1973 | 2.1037 | 4.6223 | 2.1973 | 2.1037 | 5.1294 | 2.4384 | 2.1037 | 4.84% | 0.10736 | 0.10205 | 977.4994 | 42.0611 | 20.0248 | 915.4135 | 978.6283 | 0 | 0 | 978.6283 | 0.0001675%
2027 | 212 | 212-886R | Tier-2 | Tier-2---8 | 5--4 | 42 | 100% | 2163.5248 | 98.72% | 1.034% | 0.2463% | 105.7234 | 0 | 0 | 105.7234 | 0 | 96.2068 | 13.1836 | 7.2974 | 96.2068 | 13.1836 | 7.2974 | 106.7624 | 14.6301 | 7.2974 | 4.887% | 0.18767 | 0.17838 | 11528.3958 | 592.0091 | 130.2023 | 10806.1843 | 11536.0822 | 0 | 0 | 11536.0822 | 0.003486%
2027 | 212 | 212-888R | Tier-2 | Tier-2---8 | 5--4 | 59 | 100% | 1471.0622 | 97.82% | 1.883% | 0.2988% | 71.2291 | 0 | 0 | 71.2291 | 0 | 64.8175 | 18.5199 | 3.4999 | 64.8175 | 18.5199 | 3.4999 | 71.9292 | 20.5518 | 3.4999 | 4.842% | 0.13116 | 0.12466 | 11216.1087 | 603.389 | 219.1134 | 10393.6063 | 11228.8506 | 0 | 0 | 11228.8506 | 0.002349%
2027 | 214 | 214-1122R | Tier-3 | Tier-3---3 | 5--5 | 270 | 100% | 26281.1502 | 98.91% | 1.048% | 0.04591% | 1286.6839 | 0 | 0 | 1286.6839 | 0 | 1170.8648 | 84.752 | 13.8152 | 1170.8648 | 84.752 | 13.8152 | 1299.3294 | 94.0508 | 13.8152 | 4.896% | 0.26918 | 0.25585 | 97635.635 | 5011.5122 | 984.8064 | 91639.3164 | 97691.265 | 0 | 0 | 97691.265 | 0.04243%
2027 | 214 | 214-1135R | Tier-3 | Tier-3---6 | 4--5 | 487 | 100% | 6666.9216 | 99.41% | 0.4702% | 0.123% | 328.055 | 0 | 0 | 328.055 | 0 | 298.5256 | 152.8675 | 1.9528 | 298.5256 | 152.8675 | 1.9528 | 331.2791 | 169.6398 | 1.9528 | 4.921% | 0.090777 | 0.086284 | 73442.8498 | 4553.5888 | 482.5906 | 68406.6704 | 73465.5376 | 0 | 0 | 73465.5376 | 0.01082%
2027 | 214 | 214-17AE | Tier-3 | Tier-3---17 | 4--4 | 158 | 100% | 484.0355 | 97.4% | 1.48% | 1.12% | 23.3369 | 0 | 0 | 23.3369 | 0 | 21.2363 | 49.5956 | 0.42819 | 21.2363 | 49.5956 | 0.42819 | 23.5663 | 55.0371 | 0.42819 | 4.821% | 0.071957 | 0.068395 | 6726.7702 | 365.2505 | 154.8548 | 6206.6649 | 6735.8769 | 0 | 0 | 6735.8769 | 0.0007696%
2027 | 214 | 214-4R | Tier-3 | Tier-3---17 | 4--4 | 69 | 100% | 400.1895 | 97.86% | 1.359% | 0.7809% | 19.3854 | 0 | 0 | 19.3854 | 0 | 17.6405 | 21.6588 | 0.81447 | 17.6405 | 21.6588 | 0.81447 | 19.576 | 24.0352 | 0.81447 | 4.844% | 0.059676 | 0.056722 | 6706.0819 | 383.8314 | 129.2907 | 6192.9598 | 6713.5561 | 0 | 0 | 6713.5561 | 0.0006393%
2027 | 214 | 214-536R | Tier-3 | Tier-3---17 | 4--4 | 105 | 100% | 513.3291 | 98.71% | 0.8845% | 0.4005% | 25.0833 | 0 | 0 | 25.0833 | 0 | 22.8254 | 32.9591 | 0.69254 | 22.8254 | 32.9591 | 0.69254 | 25.3298 | 36.5753 | 0.69254 | 4.886% | 0.053744 | 0.051083 | 9551.4463 | 547.5853 | 232.0453 | 8771.8157 | 9557.8383 | 0 | 0 | 9557.8383 | 0.0008272%
2027 | 214 | 214-583R | Tier-3 | Tier-3---13 | 4--5 | 154 | 100% | 2208.3134 | 99.09% | 0.6816% | 0.2244% | 108.3212 | 0 | 0 | 108.3212 | 0 | 98.5708 | 48.34 | 2.0391 | 98.5708 | 48.34 | 2.0391 | 109.3858 | 53.6438 | 2.0391 | 4.905% | 0.070413 | 0.066928 | 31362.296 | 1883.6813 | 422.1722 | 29056.4425 | 31377.0932 | 0 | 0 | 31377.0932 | 0.003572%
2027 | 214 | 214-613R | Tier-3 | Tier-3---14 | 5--3 | 534 | 100% | 1721.769 | 85.69% | 14.07% | 0.2459% | 73.0294 | 0 | 0 | 73.0294 | 0 | 66.4558 | 167.6206 | 0.39647 | 66.4558 | 167.6206 | 0.39647 | 73.7472 | 186.0116 | 0.39647 | 4.242% | 0.43289 | 0.41146 | 3977.4025 | 197.1566 | 516.9968 | 3263.2491 | 4007.0485 | 0 | 0 | 4007.0485 | 0.002408%
2027 | 214 | 214-647R | Tier-3 | Tier-3---8 | 5--5 | 96 | 100% | 22354.3085 | 99.24% | 0.73% | 0.02701% | 1098.1613 | 0 | 0 | 1098.1613 | 0 | 999.3119 | 30.134 | 33.1622 | 999.3119 | 30.134 | 33.1622 | 1108.954 | 33.4403 | 33.1622 | 4.913% | 0.23844 | 0.22663 | 93753.9152 | 4640.4334 | 647.6025 | 88465.8794 | 93790.8777 | 0 | 0 | 93790.8777 | 0.03621%
2027 | 215 | 215-1531R | Tier-2 | Tier-2---2 | 5--5 | 169 | 100% | 12702.4119 | 98.21% | 1.737% | 0.04837% | 617.5408 | 0 | 0 | 617.5408 | 0 | 561.9538 | 53.0485 | 10.5932 | 561.9538 | 53.0485 | 10.5932 | 623.61 | 58.8688 | 10.5932 | 4.862% | 0.20291 | 0.19287 | 62600.9651 | 3773.3762 | 1033.6342 | 57793.9547 | 62659.1843 | 0 | 0 | 62659.1843 | 0.02036%
2027 | 215 | 215-1534R | Tier-2 | Tier-2---1 | 5--5 | 153 | 100% | 19489.7064 | 99% | 0.9737% | 0.02962% | 955.0614 | 0 | 0 | 955.0614 | 0 | 869.0928 | 48.0261 | 18.0962 | 869.0928 | 48.0261 | 18.0962 | 964.4476 | 53.2954 | 18.0962 | 4.9% | 0.1982 | 0.18839 | 98331.2515 | 6096.0396 | 907.1497 | 91328.0622 | 98382.6286 | 0 | 0 | 98382.6286 | 0.03149%
2027 | 215 | 215-1544R | Tier-2 | Tier-2---8 | 5--4 | 46 | 100% | 1412.4296 | 98.09% | 1.785% | 0.1216% | 68.582 | 0 | 0 | 68.582 | 0 | 62.4087 | 14.4392 | 4.3222 | 62.4087 | 14.4392 | 4.3222 | 69.256 | 16.0235 | 4.3222 | 4.856% | 0.10891 | 0.10352 | 12968.9923 | 1067.1746 | 223.4801 | 11678.3376 | 12981.8719 | 0 | 0 | 12981.8719 | 0.002262%
2027 | 215 | 215-38R | Tier-3 | Tier-3---10 | 5--5 | 150 | 100% | 5434.8155 | 98.92% | 1.009% | 0.07406% | 266.1091 | 0 | 0 | 266.1091 | 0 | 242.1556 | 47.0844 | 5.143 | 242.1556 | 47.0844 | 5.143 | 268.7244 | 52.2504 | 5.143 | 4.896% | 0.12528 | 0.11908 | 43381.3494 | 2695.9135 | 518.8073 | 40166.6286 | 43405.8232 | 0 | 0 | 43405.8232 | 0.008775%
2027 | 216 | 216-1859F | Tier-3 | Tier-3---4 | 5--5 | 111 | 100% | 14041.2877 | 99.19% | 0.7753% | 0.03948% | 689.3805 | 0 | 0 | 689.3805 | 0 | 627.3269 | 34.8425 | 18.0047 | 627.3269 | 34.8425 | 18.0047 | 696.1557 | 38.6653 | 18.0047 | 4.91% | 0.15704 | 0.14927 | 89409.7822 | 5511.6035 | 666.6545 | 83231.5241 | 89447.7216 | 0 | 0 | 89447.7216 | 0.02273%
2027 | 216 | 216-220R | Tier-3 | Tier-3---20 | 1--5 | 6 | 100% | 71.2816 | 99.9% | 0% | 0.09987% | 3.5249 | 0 | 0 | 3.5249 | 0 | 3.2076 | 1.8834 | 1.7031 | 3.2076 | 1.8834 | 1.7031 | 3.5596 | 2.09 | 1.7031 | 4.945% | 0.000285 | 0.00027089 | 250110.7129 | 12944.4862 | 226.9057 | 236939.3211 | 250123.7212 | 0 | 0 | 250123.7212 | 0.0001162%
2027 | 217 | 217-41AE | Tier-2 | Tier-2---8 | 5--4 | 502 | 100% | 2013.5966 | 89.22% | 10.31% | 0.4697% | 88.9331 | 0 | 0 | 88.9331 | 0 | 80.9279 | 157.5759 | 0.51358 | 80.9279 | 157.5759 | 0.51358 | 89.8072 | 174.8648 | 0.51358 | 4.417% | 0.19664 | 0.1869 | 10240.1297 | 587.5443 | 1012.3349 | 8640.2505 | 10297.5917 | 0 | 0 | 10297.5917 | 0.002933%
2027 | 217 | 217-48AE | Tier-2 | Tier-2---8 | 5--4 | 383 | 100% | 2727.5845 | 87.85% | 11.78% | 0.3693% | 118.6108 | 0 | 0 | 118.6108 | 0 | 107.9342 | 120.2223 | 0.89779 | 107.9342 | 120.2223 | 0.89779 | 119.7765 | 133.4128 | 0.89779 | 4.349% | 0.20236 | 0.19234 | 13478.9252 | 762.7474 | 1447.8056 | 11268.3722 | 13564.2138 | 0 | 0 | 13564.2138 | 0.003911%
2027 | 217 | 217-835R | Tier-3 | Tier-3---5 | 5--5 | 367 | 100% | 10686.9326 | 98.68% | 1.222% | 0.09479% | 522.0384 | 0 | 0 | 522.0384 | 0 | 475.0478 | 115.1999 | 4.1237 | 475.0478 | 115.1999 | 4.1237 | 527.1689 | 127.8394 | 4.1237 | 4.885% | 0.28412 | 0.27006 | 37613.7803 | 2195.3355 | 434.0984 | 34984.3464 | 37639.5702 | 0 | 0 | 37639.5702 | 0.01721%
2027 | 217 | 217-837R | Tier-3 | Tier-3---12 | 5--5 | 406 | 100% | 3657.1834 | 94.66% | 5.124% | 0.2164% | 171.362 | 0 | 0 | 171.362 | 0 | 155.9371 | 127.4419 | 1.2236 | 155.9371 | 127.4419 | 1.2236 | 173.0461 | 141.4245 | 1.2236 | 4.686% | 0.14269 | 0.13563 | 25630.0196 | 1643.4761 | 1395.4824 | 22591.0611 | 25701.3071 | 0 | 0 | 25701.3071 | 0.005651%
2027 | 217 | 217-972R | Tier-2 | Tier-2---8 | 5--4 | 493 | 100% | 1438.6594 | 90.88% | 8.66% | 0.4639% | 64.7163 | 0 | 0 | 64.7163 | 0 | 58.891 | 154.7509 | 0.38055 | 58.891 | 154.7509 | 0.38055 | 65.3523 | 171.7298 | 0.38055 | 4.498% | 0.18227 | 0.17325 | 7892.9777 | 484.1091 | 632.8848 | 6775.9839 | 7930.4807 | 0 | 0 | 7930.4807 | 0.002134%
2027 | 217 | 217-983R | Tier-3 | Tier-3---5 | 5--5 | 69 | 100% | 10116.9629 | 99.05% | 0.91% | 0.0405% | 496.0298 | 0 | 0 | 496.0298 | 0 | 451.3803 | 21.6588 | 20.8405 | 451.3803 | 21.6588 | 20.8405 | 500.9047 | 24.0352 | 20.8405 | 4.903% | 0.2438 | 0.23173 | 41497.7937 | 2121.8511 | 363.6616 | 39012.281 | 41518.3345 | 0 | 0 | 41518.3345 | 0.01636%
2027 | 220 | 220-288R | Tier-3 | Tier-3---14 | 5--4 | 57 | 100% | 2198.6799 | 96.34% | 3.473% | 0.1901% | 104.8478 | 0 | 0 | 104.8478 | 0 | 95.41 | 17.8921 | 5.3325 | 95.41 | 17.8921 | 5.3325 | 105.8782 | 19.8552 | 5.3325 | 4.769% | 0.37523 | 0.35666 | 5859.515 | 279.6691 | 215.3273 | 5364.5186 | 5870.6934 | 0 | 0 | 5870.6934 | 0.003457%
2027 | 220 | 220-294R | Tier-3 | Tier-3---14 | 5--3 | 218 | 100% | 1925.8876 | 84.29% | 15.28% | 0.4298% | 80.3557 | 0 | 0 | 80.3557 | 0 | 73.1226 | 68.4294 | 1.0686 | 73.1226 | 68.4294 | 1.0686 | 81.1454 | 75.9373 | 1.0686 | 4.172% | 0.44397 | 0.422 | 4337.8466 | 198.6888 | 616.3589 | 3522.7989 | 4373.3345 | 0 | 0 | 4373.3345 | 0.00265%
2027 | 220 | 220-298R | Tier-3 | Tier-3---11 | 5--4 | 620 | 100% | 3585.6314 | 89.37% | 10.06% | 0.5685% | 158.6214 | 0 | 0 | 158.6214 | 0 | 144.3433 | 194.6157 | 0.74168 | 144.3433 | 194.6157 | 0.74168 | 160.1803 | 215.9685 | 0.74168 | 4.424% | 0.50177 | 0.47693 | 7145.9975 | 283.7182 | 677.141 | 6185.1383 | 7185.5575 | 0 | 0 | 7185.5575 | 0.005231%
2027 | 221 | 221-1230F | Tier-3 | Tier-3---12 | 4--5 | 17 | 100% | 3690.9623 | 99.91% | 0% | 0.09183% | 182.5349 | 0 | 0 | 182.5349 | 0 | 166.1042 | 5.3362 | 31.1276 | 166.1042 | 5.3362 | 31.1276 | 184.3288 | 5.9217 | 31.1276 | 4.945% | 0.035843 | 0.034069 | 102975.2443 | 5653.9564 | 85.9024 | 97235.3856 | 102980.169 | 0 | 0 | 102980.169 | 0.006019%
2027 | 221 | 221-23R | Tier-3 | Tier-3---11 | 5--5 | 227 | 100% | 3270.2376 | 92.16% | 7.656% | 0.1816% | 149.1897 | 0 | 0 | 149.1897 | 0 | 135.7606 | 71.2545 | 1.9053 | 135.7606 | 71.2545 | 1.9053 | 150.6559 | 79.0723 | 1.9053 | 4.562% | 0.19945 | 0.18957 | 16396.4914 | 1101.2475 | 1224.4612 | 14070.7826 | 16463.4153 | 0 | 0 | 16463.4153 | 0.00492%
2027 | 221 | 221-344R | Tier-3 | Tier-3---13 | 5--4 | 357 | 100% | 2735.9283 | 96.11% | 3.605% | 0.2871% | 130.1577 | 0 | 0 | 130.1577 | 0 | 118.4418 | 112.061 | 1.0569 | 118.4418 | 112.061 | 1.0569 | 131.4369 | 124.356 | 1.0569 | 4.757% | 0.2115 | 0.20103 | 12935.7823 | 697.0944 | 453.9009 | 11784.787 | 12962.0007 | 0 | 0 | 12962.0007 | 0.004292%
2027 | 221 | 221-35 | Tier-2 | Tier-2---10 | 5--3 | 3 | 100% | 710.3273 | 99.46% | 0.4791% | 0.06249% | 34.9708 | 0 | 0 | 34.9708 | 0 | 31.8229 | 0.94169 | 33.7935 | 31.8229 | 0.94169 | 33.7935 | 35.3145 | 1.045 | 33.7935 | 4.923% | 0.17281 | 0.16425 | 4110.5569 | 223.7818 | 29.6305 | 3857.1446 | 4111.7163 | 0 | 0 | 4111.7163 | 0.001153%
2027 | 221 | 221-37AE | Tier-3 | Tier-3---11 | 5--5 | 384 | 100% | 3934.7733 | 97.03% | 2.838% | 0.1358% | 188.9786 | 0 | 0 | 188.9786 | 0 | 171.9679 | 120.5362 | 1.4267 | 171.9679 | 120.5362 | 1.4267 | 190.8359 | 133.7611 | 1.4267 | 4.803% | 0.19925 | 0.18939 | 19747.6238 | 1157.9249 | 618.5884 | 17971.1105 | 19778.2099 | 0 | 0 | 19778.2099 | 0.006232%
2027 | 221 | 221-38AE | Tier-3 | Tier-3---17 | 5--3 | 29 | 100% | 318.0967 | 33.4% | 66.33% | 0.2755% | 5.2587 | 0 | 0 | 5.2587 | 0 | 4.7854 | 9.103 | 0.52569 | 4.7854 | 9.103 | 0.52569 | 5.3104 | 10.1018 | 0.52569 | 1.653% | 0.16917 | 0.1608 | 1880.3284 | 41.7922 | 1061.4721 | 777.0641 | 1945.5476 | 0 | 0 | 1945.5476 | 0.0001734%
2027 | 221 | 221-675R | Tier-2 | Tier-2---8 | 5--4 | 30 | 100% | 2055.424 | 99.51% | 0.3331% | 0.1572% | 101.2446 | 0 | 0 | 101.2446 | 0 | 92.1312 | 9.4169 | 9.7836 | 92.1312 | 9.4169 | 9.7836 | 102.2396 | 10.4501 | 9.7836 | 4.926% | 0.22072 | 0.20979 | 9312.3427 | 464.7372 | 113.1149 | 8734.4905 | 9314.7205 | 0 | 0 | 9314.7205 | 0.003339%
2027 | 221 | 221-782R | Tier-3 | Tier-3---17 | 5--3 | 27 | 100% | 618.0174 | 98.68% | 0.7939% | 0.5237% | 30.1888 | 0 | 0 | 30.1888 | 0 | 27.4714 | 8.4752 | 3.2414 | 27.4714 | 8.4752 | 3.2414 | 30.4855 | 9.4051 | 3.2414 | 4.885% | 0.2472 | 0.23496 | 2500.0604 | 147.4846 | 27.966 | 2324.6098 | 2501.7759 | 0 | 0 | 2501.7759 | 0.0009955%
2027 | 221 | 221-788 | Tier-3 | Tier-3---12 | 5--5 | 56 | 100% | 4481.9143 | 99.45% | 0.5095% | 0.04337% | 220.6282 | 0 | 0 | 220.6282 | 0 | 200.7686 | 17.5782 | 11.4215 | 200.7686 | 17.5782 | 11.4215 | 222.7965 | 19.5068 | 11.4215 | 4.923% | 0.18975 | 0.18036 | 23620.3007 | 1552.9774 | 202.4159 | 21864.9074 | 23627.1015 | 0 | 0 | 23627.1015 | 0.007276%
2027 | 221 | 221-824 | Tier-3 | Tier-3---13 | 5--4 | 34 | 100% | 2324.2215 | 96.86% | 3.03% | 0.1069% | 111.4397 | 0 | 0 | 111.4397 | 0 | 101.4086 | 10.6725 | 9.5019 | 101.4086 | 10.6725 | 9.5019 | 112.5349 | 11.8434 | 9.5019 | 4.795% | 0.18396 | 0.17486 | 12634.0691 | 769.9433 | 369.3383 | 11494.7875 | 12654.7103 | 0 | 0 | 12654.7103 | 0.003675%
2027 | 222 | 222-1433R | Tier-3 | Tier-3---5 | 5--5 | 17 | 100% | 9617.9712 | 99.59% | 0.3681% | 0.03974% | 474.1478 | 0 | 0 | 474.1478 | 0 | 431.4681 | 5.3362 | 80.8562 | 431.4681 | 5.3362 | 80.8562 | 478.8077 | 5.9217 | 80.8562 | 4.93% | 0.37266 | 0.35421 | 25809.0958 | 1306.2972 | 94.555 | 24408.2437 | 25814.5777 | 0 | 0 | 25814.5777 | 0.01564%
2027 | 222 | 222-1503R | Tier-3 | Tier-3---15 | 5--4 | 120 | 100% | 1359.3953 | 95.15% | 4.696% | 0.1502% | 64.0292 | 0 | 0 | 64.0292 | 0 | 58.2657 | 37.6676 | 1.5468 | 58.2657 | 37.6676 | 1.5468 | 64.6584 | 41.8003 | 1.5468 | 4.71% | 0.23465 | 0.22303 | 5793.3484 | 301.9788 | 270.539 | 5220.8305 | 5807.9691 | 0 | 0 | 5807.9691 | 0.002111%
2027 | 222 | 222-1523R | Tier-3 | Tier-3---7 | 5--5 | 822 | 100% | 7406.689 | 96.62% | 3.25% | 0.1263% | 354.2524 | 0 | 0 | 354.2524 | 0 | 322.3648 | 258.0227 | 1.2494 | 322.3648 | 258.0227 | 1.2494 | 357.7339 | 286.3324 | 1.2494 | 4.783% | 0.26901 | 0.25569 | 27533.3002 | 1432.7814 | 864.0996 | 25236.4192 | 27581.7128 | 0 | 0 | 27581.7128 | 0.01168%
2027 | 222 | 222-1986R | Tier-3 | Tier-3---1 | 5--5 | 245 | 100% | 79194.3488 | 99.25% | 0.7305% | 0.01724% | 3890.8074 | 0 | 0 | 3890.8074 | 0 | 3540.5817 | 76.9046 | 46.0386 | 3540.5817 | 76.9046 | 46.0386 | 3929.0461 | 85.3424 | 46.0386 | 4.913% | 0.41507 | 0.39452 | 190797.4815 | 11158.3549 | 1273.0385 | 178366.0881 | 190871.7807 | 0 | 0 | 190871.7807 | 0.1283%
2027 | 222 | 222-1988R | Tier-3 | Tier-3---11 | 5--4 | 9 | 100% | 3619.4356 | 99.27% | 0.7155% | 0.01673% | 177.8502 | 0 | 0 | 177.8502 | 0 | 161.8413 | 2.8251 | 57.2876 | 161.8413 | 2.8251 | 57.2876 | 179.5981 | 3.135 | 57.2876 | 4.914% | 0.34461 | 0.32755 | 10502.9479 | 509.7029 | 69.9812 | 9923.2638 | 10506.9529 | 0 | 0 | 10506.9529 | 0.005865%
2027 | 222 | 222-1990R | Tier-3 | Tier-3---1 | 5--5 | 107 | 100% | 45106.6401 | 99.63% | 0.3509% | 0.01982% | 2224.501 | 0 | 0 | 2224.501 | 0 | 2024.2656 | 33.5869 | 60.2695 | 2024.2656 | 33.5869 | 60.2695 | 2246.3633 | 37.272 | 60.2695 | 4.932% | 0.41211 | 0.39171 | 109452.4885 | 5424.0865 | 426.9036 | 103601.4983 | 109473.6205 | 0 | 0 | 109473.6205 | 0.07336%
2027 | 222 | 222-1992R | Tier-3 | Tier-3---18 | 5--2 | 2 | 100% | 288.7705 | 86.56% | 13.18% | 0.2657% | 12.3725 | 0 | 0 | 12.3725 | 0 | 11.2588 | 0.62779 | 17.9339 | 11.2588 | 0.62779 | 17.9339 | 12.4941 | 0.69667 | 17.9339 | 4.285% | 0.22115 | 0.2102 | 1305.7642 | 59.3755 | 153.7229 | 1092.6658 | 1314.9061 | 0 | 0 | 1314.9061 | 0.000408%
2027 | 222 | 222-2013R | Tier-3 | Tier-3---7 | 5--5 | 511 | 100% | 7426.9759 | 96.05% | 3.813% | 0.1383% | 353.11 | 0 | 0 | 353.11 | 0 | 321.3252 | 160.401 | 2.0033 | 321.3252 | 160.401 | 2.0033 | 356.5803 | 177.9998 | 2.0033 | 4.754% | 0.27927 | 0.26545 | 26594.1155 | 1486.8089 | 949.5734 | 24157.7331 | 26648.8357 | 0 | 0 | 26648.8357 | 0.01164%
2027 | 222 | 222-2063 | Tier-3 | Tier-3---9 | 5--5 | 14 | 100% | 4859.7765 | 99.85% | 0.09452% | 0.05485% | 240.1996 | 0 | 0 | 240.1996 | 0 | 218.5784 | 4.3945 | 49.7385 | 218.5784 | 4.3945 | 49.7385 | 242.5603 | 4.8767 | 49.7385 | 4.943% | 0.23776 | 0.22599 | 20439.7717 | 1058.0128 | 26.4385 | 19355.3204 | 20441.3617 | 0 | 0 | 20441.3617 | 0.007921%
2027 | 222 | 222-2085 | Tier-3 | Tier-3---3 | 5--5 | 600 | 100% | 16772.3082 | 96.7% | 3.181% | 0.1236% | 802.7939 | 0 | 0 | 802.7939 | 0 | 730.5315 | 188.3378 | 3.8788 | 730.5315 | 188.3378 | 3.8788 | 810.6837 | 209.0017 | 3.8788 | 4.786% | 0.35117 | 0.33379 | 47761.3033 | 2740.017 | 1532.6307 | 43488.6556 | 47843.4976 | 0 | 0 | 47843.4976 | 0.02647%
2027 | 223 | 223-536R | Tier-2 | Tier-2---19 | 1--4 | 3 | 100% | 17.3686 | 98.33% | 0% | 1.666% | 0.84542 | 0 | 0 | 0.84542 | 0 | 0.76932 | 0.94169 | 0.81696 | 0.76932 | 0.94169 | 0.81696 | 0.85373 | 1.045 | 0.81696 | 4.868% | 0.0018852 | 0.0017919 | 9213.1285 | 686.6485 | 141.1177 | 8385.3623 | 9221.1221 | 0 | 0 | 9221.1221 | 2.788e-05%
2027 | 230 | 230-127AE | Tier-2 | Tier-2---7 | 5--5 | 349 | 100% | 2000.4654 | 94.98% | 4.641% | 0.3747% | 94.056 | 0 | 0 | 94.056 | 0 | 85.5897 | 109.5498 | 0.78129 | 85.5897 | 109.5498 | 0.78129 | 94.9804 | 121.5694 | 0.78129 | 4.702% | 0.093988 | 0.089336 | 21284.2191 | 1284.0751 | 990.3889 | 19009.7551 | 21339.8191 | 0 | 0 | 21339.8191 | 0.003102%
2027 | 230 | 230-133AE | Tier-2 | Tier-2---6 | 5--5 | 470 | 100% | 6388.6939 | 98.26% | 1.615% | 0.1229% | 310.7459 | 0 | 0 | 310.7459 | 0 | 282.7746 | 147.5313 | 1.9167 | 282.7746 | 147.5313 | 1.9167 | 313.7999 | 163.718 | 1.9167 | 4.864% | 0.095565 | 0.090834 | 66852.0974 | 3853.1493 | 1086.4397 | 61912.5084 | 66912.5857 | 0 | 0 | 66912.5857 | 0.01025%
2027 | 230 | 230-1586R | Tier-2 | Tier-2---7 | 4--5 | 585 | 100% | 2072.8837 | 91.06% | 8.635% | 0.3% | 93.4394 | 0 | 0 | 93.4394 | 0 | 85.0286 | 183.6293 | 0.46304 | 85.0286 | 183.6293 | 0.46304 | 94.3577 | 203.7767 | 0.46304 | 4.508% | 0.084625 | 0.080436 | 24494.9333 | 1384.72 | 2145.1757 | 20965.0376 | 24608.9164 | 0 | 0 | 24608.9164 | 0.003081%
2027 | 230 | 230-1606R | Tier-2 | Tier-2---11 | 4--4 | 226 | 100% | 536.3838 | 78.97% | 20.71% | 0.32% | 20.9668 | 0 | 0 | 20.9668 | 0 | 19.0795 | 70.9406 | 0.26895 | 19.0795 | 70.9406 | 0.26895 | 21.1729 | 78.724 | 0.26895 | 3.909% | 0.062818 | 0.059709 | 8538.6965 | 437.3678 | 1660.0426 | 6441.2861 | 8632.2204 | 0 | 0 | 8632.2204 | 0.0006914%
2027 | 230 | 230-181 | Tier-2 | Tier-2---9 | 4--4 | 70 | 100% | 788.7224 | 98.19% | 1.606% | 0.2041% | 38.335 | 0 | 0 | 38.335 | 0 | 34.8843 | 21.9727 | 1.5876 | 34.8843 | 21.9727 | 1.5876 | 38.7117 | 24.3835 | 1.5876 | 4.86% | 0.063241 | 0.060111 | 12471.6541 | 782.4193 | 949.0175 | 10740.2174 | 12483.4125 | 0 | 0 | 12483.4125 | 0.001264%
2027 | 230 | 230-2060R | Tier-2 | Tier-2---4 | 4--5 | 328 | 100% | 3473.4554 | 97.68% | 2.135% | 0.1887% | 167.9415 | 0 | 0 | 167.9415 | 0 | 152.8245 | 102.958 | 1.4843 | 152.8245 | 102.958 | 1.4843 | 169.592 | 114.2543 | 1.4843 | 4.835% | 0.088414 | 0.084038 | 39286.0822 | 2320.0349 | 850.2401 | 36115.8071 | 39333.6151 | 0 | 0 | 39333.6151 | 0.005538%
2027 | 230 | 230-2067 | Tier-2 | Tier-2---16 | 4--3 | 3 | 100% | 121.6067 | 92.98% | 6.845% | 0.1786% | 5.5967 | 0 | 0 | 5.5967 | 0 | 5.093 | 0.94169 | 5.4083 | 5.093 | 0.94169 | 5.4083 | 5.6517 | 1.045 | 5.4083 | 4.602% | 0.054619 | 0.051915 | 2226.4545 | 125.1839 | 142.6967 | 1958.574 | 2234.5983 | 0 | 0 | 2234.5983 | 0.0001846%
2027 | 230 | 230-371AE | Tier-2 | Tier-2---13 | 4--3 | 32 | 100% | 195.7251 | 81.71% | 17.81% | 0.4804% | 7.9168 | 0 | 0 | 7.9168 | 0 | 7.2041 | 10.0447 | 0.71721 | 7.2041 | 10.0447 | 0.71721 | 7.9946 | 11.1468 | 0.71721 | 4.045% | 0.059006 | 0.056085 | 3317.0375 | 182.5151 | 537.9757 | 2596.5467 | 3348.6257 | 0 | 0 | 3348.6257 | 0.0002611%
2027 | 231 | 231-1136R | Tier-2 | Tier-2---7 | 4--5 | 364 | 100% | 2730.9177 | 98.3% | 1.373% | 0.325% | 132.8848 | 0 | 0 | 132.8848 | 0 | 120.9234 | 114.2582 | 1.0583 | 120.9234 | 114.2582 | 1.0583 | 134.1908 | 126.7944 | 1.0583 | 4.866% | 0.054655 | 0.051949 | 49966.8413 | 3802.7952 | 1680.0986 | 44483.9475 | 50011.031 | 0 | 0 | 50011.031 | 0.004382%
2027 | 231 | 231-1635R | Tier-2 | Tier-2---4 | 5--5 | 1452 | 100% | 5142.095 | 98.68% | 0.901% | 0.4182% | 251.176 | 0 | 0 | 251.176 | 0 | 228.5667 | 455.7774 | 0.50149 | 228.5667 | 455.7774 | 0.50149 | 253.6445 | 505.7842 | 0.50149 | 4.885% | 0.11648 | 0.11071 | 44146.87 | 3399.863 | 647.3328 | 40099.6742 | 44177.1988 | 0 | 0 | 44177.1988 | 0.008283%
2027 | 232 | 232-40AE | Tier-2 | Tier-2---19 | 2--3 | 4 | 100% | 11.4297 | 0.4523% | 98.58% | 0.9661% | 0.0025592 | 0 | 0 | 0.0025592 | 0 | 0.0023289 | 1.2556 | 0.0018548 | 0.0023289 | 1.2556 | 0.0018548 | 0.0025844 | 1.3933 | 0.0018548 | 0.02239% | 0.0059544 | 0.0056597 | 1919.5436 | 3.0821 | 1745.9177 | 170.5438 | 2019.0571 | 0 | 0 | 2019.0571 | 8.439e-08%
2027 | 233 | 233-123R | Tier-2 | Tier-2---4 | 4--5 | 743 | 100% | 3035.8045 | 98.84% | 0.8219% | 0.339% | 148.5278 | 0 | 0 | 148.5278 | 0 | 135.1583 | 233.2249 | 0.57952 | 135.1583 | 233.2249 | 0.57952 | 149.9876 | 258.8138 | 0.57952 | 4.893% | 0.06125 | 0.058219 | 49563.8317 | 3086.7129 | 653.5217 | 45823.5971 | 49593.7962 | 0 | 0 | 49593.7962 | 0.004898%
2027 | 233 | 233-41R | Tier-2 | Tier-2---9 | 4--5 | 182 | 100% | 718.991 | 97.57% | 1.357% | 1.072% | 34.7253 | 0 | 0 | 34.7253 | 0 | 31.5996 | 57.1291 | 0.55313 | 31.5996 | 57.1291 | 0.55313 | 35.0666 | 63.3972 | 0.55313 | 4.83% | 0.044487 | 0.042285 | 16161.8225 | 1280.6452 | 594.3266 | 14286.8507 | 16182.2721 | 0 | 0 | 16182.2721 | 0.001145%
2027 | 233 | 233-81F | Tier-2 | Tier-2---12 | 3--5 | 279 | 100% | 447.7794 | 94.96% | 4.349% | 0.694% | 21.0474 | 0 | 0 | 21.0474 | 0 | 19.1528 | 87.5771 | 0.2187 | 19.1528 | 87.5771 | 0.2187 | 21.2542 | 97.1858 | 0.2187 | 4.7% | 0.02204 | 0.020949 | 20316.8521 | 1331.0486 | 1007.3456 | 17978.4579 | 20370.2068 | 0 | 0 | 20370.2068 | 0.0006941%
2027 | 233 | 233-86F | Tier-2 | Tier-2---8 | 5--5 | 309 | 100% | 2341.6741 | 85.9% | 13.6% | 0.4998% | 99.5721 | 0 | 0 | 99.5721 | 0 | 90.6092 | 96.994 | 0.93417 | 90.6092 | 96.994 | 0.93417 | 100.5506 | 107.6359 | 0.93417 | 4.252% | 0.1204 | 0.11444 | 19449.7342 | 1103.1383 | 2517.3516 | 15829.2443 | 19592.5279 | 0 | 0 | 19592.5279 | 0.003284%
2027 | 234 | 234-48R | Tier-2 | Tier-2---4 | 4--5 | 875 | 100% | 4939.3792 | 99.46% | 0.3916% | 0.1518% | 243.1707 | 0 | 0 | 243.1707 | 0 | 221.282 | 274.6592 | 0.80566 | 221.282 | 274.6592 | 0.80566 | 245.5605 | 304.7942 | 0.80566 | 4.923% | 0.047931 | 0.045559 | 103051.0114 | 8933.6439 | 586.3727 | 93530.9949 | 103080.1738 | 0 | 0 | 103080.1738 | 0.008019%
2027 | 235 | 235-897R | Tier-2 | Tier-2---5 | 5--5 | 106 | 100% | 4375.0381 | 88.63% | 11.27% | 0.1058% | 191.9337 | 0 | 0 | 191.9337 | 0 | 174.6571 | 33.273 | 5.2492 | 174.6571 | 33.273 | 5.2492 | 193.82 | 36.9236 | 5.2492 | 4.387% | 0.1179 | 0.11206 | 37108.0419 | 2052.774 | 3945.6216 | 31109.6464 | 37327.8331 | 0 | 0 | 37327.8331 | 0.006329%
2027 | 235 | 235-899R | Tier-2 | Tier-2---1 | 5--5 | 399 | 100% | 23678.6611 | 98.37% | 1.593% | 0.04039% | 1152.9446 | 0 | 0 | 1152.9446 | 0 | 1049.1639 | 125.2446 | 8.3769 | 1049.1639 | 125.2446 | 8.3769 | 1164.2757 | 138.9862 | 8.3769 | 4.869% | 0.15496 | 0.14729 | 152800.2562 | 9665.8605 | 2471.9354 | 140662.4603 | 152930.2625 | 0 | 0 | 152930.2625 | 0.03802%
2027 | 236 | 236-1535R | Tier-3 | Tier-3---4 | 5--5 | 390 | 100% | 9719.0421 | 98.73% | 1.209% | 0.05836% | 474.9956 | 0 | 0 | 474.9956 | 0 | 432.2395 | 122.4196 | 3.5308 | 432.2395 | 122.4196 | 3.5308 | 479.6638 | 135.8511 | 3.5308 | 4.887% | 0.12847 | 0.12211 | 75651.1712 | 5252.2726 | 904.2907 | 69494.6079 | 75701.1003 | 0 | 0 | 75701.1003 | 0.01566%
2027 | 236 | 236-1561R | Tier-3 | Tier-3---13 | 5--4 | 104 | 100% | 2823.5781 | 97.26% | 2.617% | 0.1213% | 135.9404 | 0 | 0 | 135.9404 | 0 | 123.7039 | 32.6452 | 3.7893 | 123.7039 | 32.6452 | 3.7893 | 137.2764 | 36.227 | 3.7893 | 4.814% | 0.17766 | 0.16886 | 15893.5317 | 919.2321 | 396.0284 | 14578.2713 | 15916.1933 | 0 | 0 | 15916.1933 | 0.004483%
2027 | 236 | 236-1563R | Tier-3 | Tier-3---13 | 5--4 | 19 | 100% | 2260.6624 | 98.61% | 1.288% | 0.1052% | 110.3442 | 0 | 0 | 110.3442 | 0 | 100.4117 | 5.964 | 16.8362 | 100.4117 | 5.964 | 16.8362 | 111.4286 | 6.6184 | 16.8362 | 4.881% | 0.17215 | 0.16363 | 13131.72 | 763.8797 | 149.4721 | 12218.3681 | 13141.245 | 0 | 0 | 13141.245 | 0.003639%
2027 | 236 | 236-1567R | Tier-3 | Tier-3---10 | 5--5 | 249 | 100% | 5332.0037 | 98.07% | 1.841% | 0.0848% | 258.852 | 0 | 0 | 258.852 | 0 | 235.5518 | 78.1602 | 3.0137 | 235.5518 | 78.1602 | 3.0137 | 261.396 | 86.7357 | 3.0137 | 4.855% | 0.18129 | 0.17232 | 29411.5902 | 2025.1187 | 523.1992 | 26863.2724 | 29441.0836 | 0 | 0 | 29441.0836 | 0.008536%
2027 | 236 | 236-1569R | Tier-3 | Tier-3---8 | 5--5 | 365 | 100% | 21222.9131 | 98.36% | 1.585% | 0.05121% | 1033.3462 | 0 | 0 | 1033.3462 | 0 | 940.331 | 114.5721 | 8.2073 | 940.331 | 114.5721 | 8.2073 | 1043.5019 | 127.1427 | 8.2073 | 4.869% | 0.21435 | 0.20374 | 99012.7753 | 5477.8522 | 1488.5467 | 92046.3763 | 99097.1397 | 0 | 0 | 99097.1397 | 0.03408%
2027 | 236 | 236-1573R | Tier-3 | Tier-3---7 | 5--5 | 129 | 100% | 6927.8558 | 97.84% | 2.089% | 0.06679% | 335.5367 | 0 | 0 | 335.5367 | 0 | 305.3339 | 40.4926 | 7.5405 | 305.3339 | 40.4926 | 7.5405 | 338.8344 | 44.9354 | 7.5405 | 4.843% | 0.18488 | 0.17572 | 37473.1079 | 2383.2915 | 732.5482 | 34357.2682 | 37515.1746 | 0 | 0 | 37515.1746 | 0.01106%
2027 | 237 | 237-1761R | Tier-3 | Tier-3---12 | 5--5 | 48 | 100% | 3634.1464 | 99.4% | 0.4942% | 0.1098% | 178.8037 | 0 | 0 | 178.8037 | 0 | 162.7089 | 15.067 | 10.799 | 162.7089 | 15.067 | 10.799 | 180.561 | 16.7201 | 10.799 | 4.92% | 0.14935 | 0.14196 | 24332.6951 | 1370.783 | 132.2733 | 22829.6387 | 24340.349 | 0 | 0 | 24340.349 | 0.005896%
2027 | 237 | 237-1765R | Tier-3 | Tier-3---1 | 5--5 | 135 | 100% | 28249.2525 | 99.34% | 0.6358% | 0.01982% | 1389.1699 | 0 | 0 | 1389.1699 | 0 | 1264.1257 | 42.376 | 29.8312 | 1264.1257 | 42.376 | 29.8312 | 1402.8226 | 47.0254 | 29.8312 | 4.918% | 0.25909 | 0.24626 | 109034.6893 | 8324.9664 | 652.6676 | 100057.0553 | 109071.9184 | 0 | 0 | 109071.9184 | 0.04581%
2027 | 237 | 237-17R | Tier-2 | Tier-2---1 | 5--5 | 345 | 100% | 27080.7376 | 98.89% | 1.071% | 0.0369% | 1325.6439 | 0 | 0 | 1325.6439 | 0 | 1206.3179 | 108.2942 | 11.1393 | 1206.3179 | 108.2942 | 11.1393 | 1338.6723 | 120.176 | 11.1393 | 4.895% | 0.15539 | 0.1477 | 174274.8137 | 11399.2241 | 1916.7846 | 160958.805 | 174375.3733 | 0 | 0 | 174375.3733 | 0.04371%
2027 | 237 | 237-26F | Tier-2 | Tier-2---10 | 5--4 | 37 | 100% | 663.2151 | 70.89% | 28.72% | 0.399% | 23.271 | 0 | 0 | 23.271 | 0 | 21.1763 | 11.6142 | 1.8233 | 21.1763 | 11.6142 | 1.8233 | 23.4997 | 12.8884 | 1.8233 | 3.509% | 0.10897 | 0.10358 | 6086.0279 | 237.5195 | 1591.9327 | 4256.5758 | 6178.3065 | 0 | 0 | 6178.3065 | 0.0007674%
2027 | 237 | 237-28F | Tier-2 | Tier-2---7 | 5--5 | 23 | 100% | 2530.2255 | 98.83% | 1.116% | 0.05734% | 123.7762 | 0 | 0 | 123.7762 | 0 | 112.6347 | 7.2196 | 15.6012 | 112.6347 | 7.2196 | 15.6012 | 124.9927 | 8.0117 | 15.6012 | 4.892% | 0.10804 | 0.1027 | 23418.4293 | 1209.653 | 279.2604 | 21929.5159 | 23432.7427 | 0 | 0 | 23432.7427 | 0.004082%
2027 | 237 | 237-2R | Tier-3 | Tier-3---2 | 5--5 | 479 | 100% | 30894.1234 | 99.11% | 0.8492% | 0.03898% | 1515.6765 | 0 | 0 | 1515.6765 | 0 | 1379.245 | 150.3563 | 9.1732 | 1379.245 | 150.3563 | 9.1732 | 1530.5725 | 166.8531 | 9.1732 | 4.906% | 0.18156 | 0.17257 | 170161.3668 | 15433.056 | 1414.3274 | 153313.9834 | 170240.0741 | 0 | 0 | 170240.0741 | 0.04998%
2027 | 237 | 237-30R | Tier-3 | Tier-3---1 | 5--5 | 422 | 100% | 65515.492 | 98.93% | 1.038% | 0.03019% | 3208.3751 | 0 | 0 | 3208.3751 | 0 | 2919.5776 | 132.4642 | 22.0405 | 2919.5776 | 132.4642 | 22.0405 | 3239.9069 | 146.9979 | 22.0405 | 4.897% | 0.49249 | 0.46811 | 133030.3773 | 7577.9137 | 1285.1936 | 124167.2701 | 133104.3812 | 0 | 0 | 133104.3812 | 0.1058%
2027 | 239 | 239-2207R | Tier-3 | Tier-3---16 | 4--4 | 399 | 100% | 860.3234 | 98.08% | 1.495% | 0.4234% | 41.7689 | 0 | 0 | 41.7689 | 0 | 38.0091 | 125.2446 | 0.30348 | 38.0091 | 125.2446 | 0.30348 | 42.1794 | 138.9862 | 0.30348 | 4.855% | 0.078224 | 0.074352 | 10998.2588 | 773.4899 | 185.1971 | 10039.5718 | 11009.2492 | 0 | 0 | 11009.2492 | 0.001377%
2027 | 239 | 239-2211R | Tier-3 | Tier-3---16 | 5--4 | 55 | 100% | 1585.1718 | 98.67% | 1.22% | 0.1095% | 77.4227 | 0 | 0 | 77.4227 | 0 | 70.4536 | 17.2643 | 4.0809 | 70.4536 | 17.2643 | 4.0809 | 78.1836 | 19.1585 | 4.0809 | 4.884% | 0.11902 | 0.11313 | 13318.69 | 748.7589 | 155.3385 | 12414.5926 | 13327.9127 | 0 | 0 | 13327.9127 | 0.002553%
2027 | 239 | 239-2213R | Tier-3 | Tier-3---15 | 5--4 | 233 | 100% | 1116.4705 | 96.46% | 3.23% | 0.3121% | 53.3076 | 0 | 0 | 53.3076 | 0 | 48.5092 | 73.1378 | 0.66326 | 48.5092 | 73.1378 | 0.66326 | 53.8315 | 81.1623 | 0.66326 | 4.775% | 0.1294 | 0.123 | 8627.7496 | 501.2225 | 328.5007 | 7798.0264 | 8643.666 | 0 | 0 | 8643.666 | 0.001758%
2027 | 239 | 239-2215R | Tier-3 | Tier-3---10 | 5--5 | 327 | 100% | 6268.6569 | 98.24% | 1.63% | 0.1302% | 304.8369 | 0 | 0 | 304.8369 | 0 | 277.3974 | 102.6441 | 2.7025 | 277.3974 | 102.6441 | 2.7025 | 307.8328 | 113.906 | 2.7025 | 4.863% | 0.15408 | 0.14645 | 40685.5389 | 2527.5744 | 695.6728 | 37462.2917 | 40722.8328 | 0 | 0 | 40722.8328 | 0.01005%
2027 | 239 | 239-2217R | Tier-3 | Tier-3---16 | 4--4 | 303 | 100% | 1029.5673 | 69.27% | 30.42% | 0.3032% | 35.3035 | 0 | 0 | 35.3035 | 0 | 32.1257 | 95.1106 | 0.33777 | 32.1257 | 95.1106 | 0.33777 | 35.6504 | 105.5459 | 0.33777 | 3.429% | 0.073205 | 0.069582 | 14064.0898 | 633.3257 | 4082.9978 | 9347.7664 | 14289.1505 | 0 | 0 | 14289.1505 | 0.001164%
2027 | 239 | 239-89R | Tier-3 | Tier-3---17 | 4--4 | 31 | 100% | 376.4251 | 98.76% | 0.8388% | 0.4045% | 18.4014 | 0 | 0 | 18.4014 | 0 | 16.745 | 9.7308 | 1.7208 | 16.745 | 9.7308 | 1.7208 | 18.5822 | 10.7984 | 1.7208 | 4.888% | 0.064786 | 0.061579 | 5810.3033 | 364.0144 | 679.2912 | 4766.9976 | 5814.0653 | 0 | 0 | 5814.0653 | 0.0006068%
2027 | 240 | 240-1028R | Tier-2 | Tier-2---9 | 4--5 | 123 | 100% | 1181.5361 | 98.38% | 1.316% | 0.2998% | 57.5411 | 0 | 0 | 57.5411 | 0 | 52.3616 | 38.6092 | 1.3562 | 52.3616 | 38.6092 | 1.3562 | 58.1066 | 42.8454 | 1.3562 | 4.87% | 0.045174 | 0.042938 | 26155.1082 | 1950.1252 | 442.6644 | 23762.3186 | 26177.1159 | 0 | 0 | 26177.1159 | 0.001897%
2027 | 240 | 240-1044 | Tier-3 | Tier-3---16 | 4--4 | 24 | 100% | 791.3356 | 98.7% | 1.112% | 0.1837% | 38.6637 | 0 | 0 | 38.6637 | 0 | 35.1835 | 7.5335 | 4.6703 | 35.1835 | 7.5335 | 4.6703 | 39.0437 | 8.3601 | 4.6703 | 4.886% | 0.076308 | 0.072531 | 10370.2289 | 676.03 | 184.4385 | 9509.7604 | 10377.2245 | 0 | 0 | 10377.2245 | 0.001275%
2027 | 240 | 240-1148 | Tier-3 | Tier-3---17 | 4--4 | 21 | 100% | 376.72 | 96.88% | 2.523% | 0.5996% | 18.0654 | 0 | 0 | 18.0654 | 0 | 16.4392 | 6.5918 | 2.4939 | 16.4392 | 6.5918 | 2.4939 | 18.2429 | 7.3151 | 2.4939 | 4.795% | 0.037482 | 0.035627 | 10050.6383 | 614.3795 | 265.2745 | 9170.9843 | 10066.9823 | 0 | 0 | 10066.9823 | 0.0005957%
2027 | 240 | 240-2004R | Tier-3 | Tier-3---12 | 5--5 | 485 | 100% | 4437.6588 | 97.91% | 1.769% | 0.321% | 215.0731 | 0 | 0 | 215.0731 | 0 | 195.7136 | 152.2397 | 1.2856 | 195.7136 | 152.2397 | 1.2856 | 217.1869 | 168.9431 | 1.2856 | 4.847% | 0.095775 | 0.091035 | 46334.0144 | 3458.4519 | 909.4055 | 41966.157 | 46384.4455 | 0 | 0 | 46384.4455 | 0.007092%
2027 | 240 | 240-2006R | Tier-3 | Tier-3---12 | 4--5 | 263 | 100% | 3742.5721 | 99.07% | 0.7558% | 0.1785% | 183.5266 | 0 | 0 | 183.5266 | 0 | 167.0067 | 82.5547 | 2.023 | 167.0067 | 82.5547 | 2.023 | 185.3303 | 91.6124 | 2.023 | 4.904% | 0.06999 | 0.066526 | 53472.8025 | 3048.802 | 469.1943 | 49954.8062 | 53498.8189 | 0 | 0 | 53498.8189 | 0.006052%
2027 | 240 | 240-2032R | Tier-3 | Tier-3---12 | 5--5 | 164 | 100% | 3665.7351 | 96.82% | 2.929% | 0.2538% | 175.6782 | 0 | 0 | 175.6782 | 0 | 159.8647 | 51.479 | 3.1054 | 159.8647 | 51.479 | 3.1054 | 177.4047 | 57.1271 | 3.1054 | 4.792% | 0.12278 | 0.1167 | 29856.9037 | 1779.6717 | 868.2863 | 27208.9457 | 29906.3959 | 0 | 0 | 29906.3959 | 0.005793%
2027 | 242 | 242-1426F | Tier-2 | Tier-2---10 | 5--4 | 101 | 100% | 960.3446 | 65.96% | 33.81% | 0.2324% | 31.3551 | 0 | 0 | 31.3551 | 0 | 28.5327 | 31.7035 | 0.89998 | 28.5327 | 31.7035 | 0.89998 | 31.6632 | 35.182 | 0.89998 | 3.265% | 0.10724 | 0.10194 | 8954.7461 | 551.4319 | 2822.7975 | 5580.5167 | 9113.4933 | 0 | 0 | 9113.4933 | 0.001034%
2027 | 246 | 246-34R | Tier-3 | Tier-3---12 | 4--5 | 389 | 100% | 3387.0058 | 94.54% | 5.197% | 0.2577% | 158.5107 | 0 | 0 | 158.5107 | 0 | 144.2426 | 122.1057 | 1.1813 | 144.2426 | 122.1057 | 1.1813 | 160.0686 | 135.5028 | 1.1813 | 4.68% | 0.070488 | 0.066999 | 48050.8143 | 3484.7024 | 2545.4197 | 42020.6922 | 48187.325 | 0 | 0 | 48187.325 | 0.005227%
2027 | 247 | 247-46 | Tier-3 | Tier-3---16 | 4--5 | 74 | 100% | 1360.3328 | 92.51% | 7.186% | 0.3009% | 62.2952 | 0 | 0 | 62.2952 | 0 | 56.6878 | 23.2283 | 2.4405 | 56.6878 | 23.2283 | 2.4405 | 62.9074 | 25.7769 | 2.4405 | 4.579% | 0.045228 | 0.04299 | 30076.9614 | 1732.65 | 2090.3581 | 26253.9533 | 30194.2294 | 0 | 0 | 30194.2294 | 0.002054%
2027 | 247 | 247-48 | Tier-2 | Tier-2---16 | 3--3 | 6 | 100% | 105.2026 | 98.18% | 1.532% | 0.2854% | 5.1129 | 0 | 0 | 5.1129 | 0 | 4.6527 | 1.8834 | 2.4704 | 4.6527 | 1.8834 | 2.4704 | 5.1631 | 2.09 | 2.4704 | 4.86% | 0.026216 | 0.024918 | 4012.9756 | 252.6865 | 61.3538 | 3698.9353 | 4016.7732 | 0 | 0 | 4016.7732 | 0.0001686%
2027 | 249 | 249-24R | Tier-3 | Tier-3---12 | 5--5 | 299 | 100% | 3753.23 | 95.85% | 3.876% | 0.273% | 178.0768 | 0 | 0 | 178.0768 | 0 | 162.0475 | 93.855 | 1.7266 | 162.0475 | 93.855 | 1.7266 | 179.8269 | 104.1525 | 1.7266 | 4.745% | 0.10094 | 0.09594 | 37183.961 | 2746.2949 | 1426.8186 | 33010.8475 | 37264.3032 | 0 | 0 | 37264.3032 | 0.005872%
2027 | 283 | 283-55R | Tier-3 | Tier-3---9 | 5--5 | 47 | 100% | 5299.6344 | 98.55% | 1.37% | 0.07601% | 258.5396 | 0 | 0 | 258.5396 | 0 | 235.2675 | 14.7531 | 15.947 | 235.2675 | 14.7531 | 15.947 | 261.0805 | 16.3718 | 15.947 | 4.878% | 0.20157 | 0.19159 | 26291.5727 | 1578.5747 | 367.1447 | 24345.8532 | 26311.366 | 0 | 0 | 26311.366 | 0.008526%
2027 | 283 | 283-71F | Tier-3 | Tier-3---13 | 5--4 | 101 | 100% | 2013.5901 | 87.8% | 12.03% | 0.1689% | 87.5136 | 0 | 0 | 87.5136 | 0 | 79.6362 | 31.7035 | 2.5119 | 79.6362 | 31.7035 | 2.5119 | 88.3736 | 35.182 | 2.5119 | 4.346% | 0.19011 | 0.1807 | 10591.4545 | 557.9915 | 1165.201 | 8868.2619 | 10658.7421 | 0 | 0 | 10658.7421 | 0.002886%
2027 | 288 | 288-149R | Tier-2 | Tier-2---12 | 3--5 | 1 | 100% | 481.2843 | 94.31% | 4.95% | 0.7414% | 22.4677 | 0 | 0 | 22.4677 | 0 | 20.4453 | 0.3139 | 65.1338 | 20.4453 | 0.3139 | 65.1338 | 22.6885 | 0.34834 | 65.1338 | 4.668% | 0.02124 | 0.020188 | 22659.7646 | 1431.5945 | 1401.7291 | 19826.4409 | 22726.928 | 0 | 0 | 22726.928 | 0.0007409%
2027 | 288 | 288-2375R | Tier-2 | Tier-2---19 | 2--4 | 2 | 100% | 41.8014 | 98.23% | 1.253% | 0.5152% | 2.0326 | 0 | 0 | 2.0326 | 0 | 1.8496 | 0.62779 | 2.9462 | 1.8496 | 0.62779 | 2.9462 | 2.0526 | 0.69667 | 2.9462 | 4.862% | 0.0067116 | 0.0063794 | 6228.2316 | 404.3218 | 163.6113 | 5660.2985 | 6233.9673 | 0 | 0 | 6233.9673 | 6.703e-05%
2027 | 288 | 288-2380F | Tier-2 | Tier-2---12 | 4--5 | 215 | 100% | 550.61 | 92.88% | 6.93% | 0.1872% | 25.3153 | 0 | 0 | 25.3153 | 0 | 23.0365 | 67.4877 | 0.34134 | 23.0365 | 67.4877 | 0.34134 | 25.5641 | 74.8923 | 0.34134 | 4.598% | 0.030344 | 0.028842 | 18145.5978 | 1033.7393 | 1202.5384 | 15909.3201 | 18212.8585 | 0 | 0 | 18212.8585 | 0.0008348%
2027 | 296 | 296-68F | Tier-2 | Tier-2---21 | 1--2 | 22 | 100% | 3.2301 | 78.97% | 0% | 21.03% | 0.12626 | 0 | 0 | 0.12626 | 0 | 0.1149 | 6.9057 | 0.016638 | 0.1149 | 6.9057 | 0.016638 | 0.1275 | 7.6634 | 0.016638 | 3.909% | 0.0027146 | 0.0025802 | 1189.8836 | 167.1479 | 356.0476 | 666.6881 | 1202.9164 | 0 | 0 | 1202.9164 | 4.164e-06%
2027 | 300 | 300-483F | Tier-2 | Tier-2---12 | 3--5 | 2 | 100% | 458.7821 | 99.48% | 0% | 0.5194% | 22.5918 | 0 | 0 | 22.5918 | 0 | 20.5582 | 0.62779 | 32.7468 | 20.5582 | 0.62779 | 32.7468 | 22.8138 | 0.69667 | 32.7468 | 4.924% | 0.018397 | 0.017486 | 24937.8732 | 2129.049 | 117.6547 | 22691.1695 | 24944.6182 | 0 | 0 | 24944.6182 | 0.000745%
2027 | 300 | 300-484F | Tier-2 | Tier-2---9 | 4--5 | 169 | 100% | 754.1323 | 92.41% | 6.882% | 0.7076% | 34.4965 | 0 | 0 | 34.4965 | 0 | 31.3913 | 53.0485 | 0.59175 | 31.3913 | 53.0485 | 0.59175 | 34.8355 | 58.8688 | 0.59175 | 4.574% | 0.039922 | 0.037946 | 18890.1433 | 1189.4361 | 2104.6022 | 15596.105 | 18964.8043 | 0 | 0 | 18964.8043 | 0.001138%
2027 | 307 | 307-1538F | Tier-2 | Tier-2---7 | 5--5 | 110 | 100% | 2407.2332 | 91.07% | 8.863% | 0.06623% | 108.5181 | 0 | 0 | 108.5181 | 0 | 98.75 | 34.5286 | 2.8599 | 98.75 | 34.5286 | 2.8599 | 109.5846 | 38.317 | 2.8599 | 4.508% | 0.10098 | 0.09598 | 23839.1374 | 1161.7116 | 1913.71 | 20763.7158 | 23949.9932 | 0 | 0 | 23949.9932 | 0.003579%
2027 | 307 | 307-234R | Tier-2 | Tier-2---4 | 5--5 | 294 | 100% | 4762.848 | 95.55% | 4.384% | 0.07015% | 225.2596 | 0 | 0 | 225.2596 | 0 | 204.9832 | 92.2855 | 2.2212 | 204.9832 | 92.2855 | 2.2212 | 227.4734 | 102.4109 | 2.2212 | 4.73% | 0.11001 | 0.10456 | 43295.9421 | 2235.6738 | 1794.1526 | 39266.1157 | 43396.3748 | 0 | 0 | 43396.3748 | 0.007428%
2027 | 308 | 308-563AE | Tier-2 | Tier-2---18 | 4--3 | 5 | 100% | 95.5263 | 19.37% | 79.9% | 0.729% | 0.91613 | 0 | 0 | 0.91613 | 0 | 0.83367 | 1.5695 | 0.53117 | 0.83367 | 1.5695 | 0.53117 | 0.92513 | 1.7417 | 0.53117 | 0.959% | 0.03316 | 0.031518 | 2880.805 | 81.2813 | 2130.9308 | 668.5929 | 3001.7645 | 0 | 0 | 3001.7645 | 3.021e-05%
2027 | 311 | 311-1199 | Tier-2 | Tier-2---20 | 3--2 | 13 | 100% | 15.6056 | 49.38% | 48.09% | 2.529% | 0.38147 | 0 | 0 | 0.38147 | 0 | 0.34714 | 4.0807 | 0.085069 | 0.34714 | 4.0807 | 0.085069 | 0.38522 | 4.5284 | 0.085069 | 2.444% | 0.018336 | 0.017428 | 851.1013 | 34.5086 | 499.3326 | 317.2601 | 873.5365 | 0 | 0 | 873.5365 | 1.258e-05%
2027 | 311 | 311-43 | Tier-2 | Tier-2---15 | 3--4 | 201 | 100% | 159.8581 | 2.339% | 95.81% | 1.853% | 0.18508 | 0 | 0 | 0.18508 | 0 | 0.16842 | 63.0932 | 0.0026695 | 0.16842 | 63.0932 | 0.0026695 | 0.1869 | 70.0156 | 0.0026695 | 0.1158% | 0.027937 | 0.026554 | 5722.0498 | 11.5831 | 5135.5481 | 574.9186 | 6013.0719 | 0 | 0 | 6013.0719 | 6.103e-06%
2027 | 312 | 312-14F | Tier-2 | Tier-2---14 | 3--4 | 10 | 100% | 202.1236 | 0.1514% | 99.59% | 0.26% | 0.015143 | 0 | 0 | 0.015143 | 0 | 0.01378 | 3.139 | 0.00439 | 0.01378 | 3.139 | 0.00439 | 0.015292 | 3.4834 | 0.00439 | 0.007492% | 0.018868 | 0.017934 | 10712.5091 | 14.4007 | 9656.8656 | 1041.2427 | 11269.5492 | 0 | 0 | 11269.5492 | 4.994e-07%
2027 | 315 | 315-485AE | Tier-2 | Tier-2---14 | 2--5 | 149 | 100% | 209.8559 | 99.5% | 0% | 0.498% | 10.3361 | 0 | 0 | 10.3361 | 0 | 9.4057 | 46.7705 | 0.2011 | 9.4057 | 46.7705 | 0.2011 | 10.4377 | 51.9021 | 0.2011 | 4.925% | 0.00637 | 0.0060547 | 32944.4153 | 9136.3077 | 189.8424 | 23618.2652 | 32952.9593 | 0 | 0 | 32952.9593 | 0.0003408%
2027 | 350 | 350-2182R | Tier-2 | Tier-2---13 | 4--3 | 2 | 100% | 302.428 | 99.27% | 0.6612% | 0.06922% | 14.8608 | 0 | 0 | 14.8608 | 0 | 13.5232 | 0.62779 | 21.5408 | 13.5232 | 0.62779 | 21.5408 | 15.0069 | 0.69667 | 21.5408 | 4.914% | 0.068991 | 0.065576 | 4383.5865 | 235.806 | 28.4753 | 4119.3053 | 4385.2539 | 0 | 0 | 4385.2539 | 0.0004901%
2027 | 350 | 350-2188R | Tier-2 | Tier-2---5 | 5--5 | 975 | 100% | 3602.0119 | 95.48% | 4.084% | 0.4314% | 170.2488 | 0 | 0 | 170.2488 | 0 | 154.9241 | 306.0489 | 0.50621 | 154.9241 | 306.0489 | 0.50621 | 171.922 | 339.6278 | 0.50621 | 4.726% | 0.15121 | 0.14373 | 23821.2544 | 1424.0323 | 987.3799 | 21409.8422 | 23877.2694 | 0 | 0 | 23877.2694 | 0.005614%
2027 | 350 | 350-2192R | Tier-2 | Tier-2---2 | 5--5 | 827 | 100% | 13871.6222 | 98.14% | 1.698% | 0.1643% | 673.8553 | 0 | 0 | 673.8553 | 0 | 613.1991 | 259.5922 | 2.3622 | 613.1991 | 259.5922 | 2.3622 | 680.4779 | 288.0741 | 2.3622 | 4.858% | 0.18928 | 0.17991 | 73287.5708 | 4711.7972 | 1323.9814 | 67251.7922 | 73358.6632 | 0 | 0 | 73358.6632 | 0.02222%
2027 | 350 | 350-2196R | Tier-2 | Tier-2---5 | 5--5 | 961 | 100% | 5570.6857 | 96.99% | 2.589% | 0.4237% | 267.4423 | 0 | 0 | 267.4423 | 0 | 243.3688 | 301.6543 | 0.80678 | 243.3688 | 301.6543 | 0.80678 | 270.0707 | 334.7511 | 0.80678 | 4.801% | 0.19915 | 0.18929 | 27972.7323 | 1828.1512 | 784.4184 | 25360.1626 | 28016.6156 | 0 | 0 | 28016.6156 | 0.008819%
2027 | 350 | 350-2201R | Tier-3 | Tier-3---4 | 5--5 | 397 | 100% | 13521.7454 | 99.28% | 0.6466% | 0.06915% | 664.5359 | 0 | 0 | 664.5359 | 0 | 604.7186 | 124.6168 | 4.8526 | 604.7186 | 124.6168 | 4.8526 | 671.067 | 138.2895 | 4.8526 | 4.915% | 0.1241 | 0.11796 | 108955.4795 | 7800.4897 | 724.3656 | 100430.6241 | 108996.0903 | 0 | 0 | 108996.0903 | 0.02191%
2027 | 350 | 350-41R | Tier-2 | Tier-2---3 | 5--5 | 538 | 100% | 11201.3889 | 98.88% | 1.023% | 0.1021% | 548.2325 | 0 | 0 | 548.2325 | 0 | 498.8841 | 168.8762 | 2.9541 | 498.8841 | 168.8762 | 2.9541 | 553.6205 | 187.4049 | 2.9541 | 4.894% | 0.12896 | 0.12258 | 86857.3847 | 6899.4834 | 1125.7731 | 78832.1281 | 86908.2599 | 0 | 0 | 86908.2599 | 0.01808%
2027 | 351 | 351-819R | Tier-2 | Tier-2---1 | 5--5 | 546 | 100% | 23517.4276 | 99.25% | 0.716% | 0.03401% | 1155.3817 | 0 | 0 | 1155.3817 | 0 | 1051.3816 | 171.3874 | 6.1345 | 1051.3816 | 171.3874 | 6.1345 | 1166.7367 | 190.1916 | 6.1345 | 4.913% | 0.14376 | 0.13664 | 163589.7091 | 16623.6975 | 1146.1775 | 145819.834 | 163653.6056 | 0 | 0 | 163653.6056 | 0.0381%
2027 | 351 | 351-871R | Tier-3 | Tier-3---6 | 5--5 | 92 | 100% | 9144.3124 | 99.73% | 0.2371% | 0.03256% | 451.4229 | 0 | 0 | 451.4229 | 0 | 410.7886 | 28.8785 | 14.2247 | 410.7886 | 28.8785 | 14.2247 | 455.8594 | 32.0469 | 14.2247 | 4.937% | 0.11468 | 0.109 | 79737.0821 | 3947.9048 | 194.739 | 75594.4383 | 79748.2799 | 0 | 0 | 79748.2799 | 0.01489%
2027 | 352 | 352-27R | Tier-3 | Tier-3---2 | 5--5 | 488 | 100% | 18614.1823 | 99.36% | 0.5928% | 0.04664% | 915.5099 | 0 | 0 | 915.5099 | 0 | 833.1015 | 153.1814 | 5.4387 | 833.1015 | 153.1814 | 5.4387 | 924.5075 | 169.9881 | 5.4387 | 4.918% | 0.11814 | 0.11229 | 157566.7738 | 12769.0481 | 931.5035 | 143866.2223 | 157619.2477 | 0 | 0 | 157619.2477 | 0.03019%
2027 | 353 | 353-1429R | Tier-2 | Tier-2---6 | 5--5 | 319 | 100% | 9221.8022 | 97.49% | 2.457% | 0.05523% | 445.0117 | 0 | 0 | 445.0117 | 0 | 404.9546 | 100.1329 | 4.0442 | 404.9546 | 100.1329 | 4.0442 | 449.3853 | 111.1193 | 4.0442 | 4.826% | 0.12141 | 0.1154 | 75954.4937 | 7030.6458 | 1796.1724 | 67127.6756 | 76053.8635 | 0 | 0 | 76053.8635 | 0.01467%
2027 | 353 | 353-593F | Tier-2 | Tier-2---7 | 5--5 | 106 | 100% | 2519.0591 | 99.18% | 0.76% | 0.05848% | 123.6728 | 0 | 0 | 123.6728 | 0 | 112.5405 | 33.273 | 3.3823 | 112.5405 | 33.273 | 3.3823 | 124.8882 | 36.9236 | 3.3823 | 4.909% | 0.10537 | 0.10016 | 23906.1611 | 1223.3222 | 175.0584 | 22507.7804 | 23916.3516 | 0 | 0 | 23916.3516 | 0.004078%
2027 | 353 | 353-594F | Tier-2 | Tier-2---7 | 5--5 | 24 | 100% | 2215.6498 | 99.93% | 0.02983% | 0.0378% | 109.6005 | 0 | 0 | 109.6005 | 0 | 99.735 | 7.5335 | 13.2388 | 99.735 | 7.5335 | 13.2388 | 110.6776 | 8.3601 | 13.2388 | 4.947% | 0.10216 | 0.097099 | 21688.8427 | 1103.6586 | 13.4163 | 20571.7678 | 21689.6065 | 0 | 0 | 21689.6065 | 0.003614%
2027 | 353 | 353-900F | Tier-2 | Tier-2---8 | 5--5 | 55 | 100% | 1991.3582 | 88.69% | 11.27% | 0.03442% | 87.4279 | 0 | 0 | 87.4279 | 0 | 79.5582 | 17.2643 | 4.6082 | 79.5582 | 17.2643 | 4.6082 | 88.2871 | 19.1585 | 4.6082 | 4.39% | 0.10085 | 0.09586 | 19745.2341 | 886.6093 | 2040.7127 | 16817.9121 | 19861.49 | 0 | 0 | 19861.49 | 0.002883%
2027 | 353 | 353-901F | Tier-2 | Tier-2---4 | 5--5 | 46 | 100% | 4555.6189 | 94.3% | 5.656% | 0.04182% | 212.6544 | 0 | 0 | 212.6544 | 0 | 193.5126 | 14.4392 | 13.4019 | 193.5126 | 14.4392 | 13.4019 | 214.7444 | 16.0235 | 13.4019 | 4.668% | 0.10618 | 0.10093 | 42903.6289 | 2997.2951 | 2229.1196 | 37677.2142 | 43030.9365 | 0 | 0 | 43030.9365 | 0.007013%
2027 | 353 | 353-902F | Tier-2 | Tier-2---11 | 5--3 | 13 | 100% | 465.1006 | 62.84% | 37.09% | 0.07221% | 14.4673 | 0 | 0 | 14.4673 | 0 | 13.165 | 4.0807 | 3.2262 | 13.165 | 4.0807 | 3.2262 | 14.6095 | 4.5284 | 3.2262 | 3.111% | 0.098854 | 0.093961 | 4704.9245 | 153.014 | 1593.6445 | 2958.266 | 4795.9754 | 0 | 0 | 4795.9754 | 0.0004771%
2027 | 353 | 353-904R | Tier-2 | Tier-2---3 | 5--5 | 139 | 100% | 13534.4067 | 99.43% | 0.528% | 0.03951% | 666.1513 | 0 | 0 | 666.1513 | 0 | 606.1886 | 43.6316 | 13.8933 | 606.1886 | 43.6316 | 13.8933 | 672.6982 | 48.4187 | 13.8933 | 4.922% | 0.12577 | 0.11955 | 107611.5054 | 6762.2295 | 951.3386 | 99897.9374 | 107643.3077 | 0 | 0 | 107643.3077 | 0.02197%
2027 | 354 | 354-1706R | Tier-2 | Tier-2---1 | 5--5 | 465 | 100% | 20510.2592 | 99.17% | 0.7728% | 0.06052% | 1006.7977 | 0 | 0 | 1006.7977 | 0 | 916.1722 | 145.9618 | 6.2768 | 916.1722 | 145.9618 | 6.2768 | 1016.6925 | 161.9764 | 6.2768 | 4.909% | 0.13939 | 0.13249 | 147143.8192 | 11695.5249 | 1352.7634 | 134095.5309 | 147207.6742 | 0 | 0 | 147207.6742 | 0.0332%
2027 | 354 | 354-24AE | Tier-2 | Tier-2---4 | 4--5 | 102 | 100% | 3653.654 | 88.54% | 11.39% | 0.07412% | 160.1222 | 0 | 0 | 160.1222 | 0 | 145.709 | 32.0174 | 4.5509 | 145.709 | 32.0174 | 4.5509 | 161.6959 | 35.5303 | 4.5509 | 4.383% | 0.080555 | 0.076567 | 45356.2427 | 2136.2059 | 4816.4156 | 38403.6212 | 45627.0334 | 0 | 0 | 45627.0334 | 0.00528%
2027 | 355 | 355-41R | Tier-2 | Tier-2---6 | 4--5 | 276 | 100% | 7500.5861 | 98.5% | 1.439% | 0.05987% | 365.7128 | 0 | 0 | 365.7128 | 0 | 332.7936 | 86.6354 | 3.8413 | 332.7936 | 86.6354 | 3.8413 | 369.307 | 96.1408 | 3.8413 | 4.876% | 0.092253 | 0.087687 | 81304.346 | 4273.0126 | 1113.8309 | 75917.5024 | 81367.8246 | 0 | 0 | 81367.8246 | 0.01206%
2027 | 355 | 355-6R | Tier-2 | Tier-2---7 | 4--5 | 139 | 100% | 1698.7097 | 79.94% | 19.99% | 0.07228% | 67.2176 | 0 | 0 | 67.2176 | 0 | 61.1671 | 43.6316 | 1.4019 | 61.1671 | 43.6316 | 1.4019 | 67.8782 | 48.4187 | 1.4019 | 3.957% | 0.074333 | 0.070654 | 22852.699 | 968.4345 | 4228.7096 | 17655.5548 | 23091.4486 | 0 | 0 | 23091.4486 | 0.002217%
2027 | 356 | 356-16R | Tier-2 | Tier-2---4 | 4--5 | 131 | 100% | 5437.4375 | 98.14% | 1.781% | 0.0775% | 264.1505 | 0 | 0 | 264.1505 | 0 | 240.3733 | 41.1204 | 5.8456 | 240.3733 | 41.1204 | 5.8456 | 266.7465 | 45.632 | 5.8456 | 4.858% | 0.090754 | 0.086262 | 59914.026 | 4577.5093 | 1354.7623 | 53981.7544 | 59972.0203 | 0 | 0 | 59972.0203 | 0.008711%
2027 | 356 | 356-19R | Tier-3 | Tier-3---8 | 5--5 | 704 | 100% | 16012.7864 | 97.76% | 2.145% | 0.09187% | 774.9006 | 0 | 0 | 774.9006 | 0 | 705.149 | 220.983 | 3.191 | 705.149 | 220.983 | 3.191 | 782.5163 | 245.2287 | 3.191 | 4.839% | 0.16775 | 0.15945 | 95453.8626 | 6567.3724 | 2023.3951 | 86863.0951 | 95565.0716 | 0 | 0 | 95565.0716 | 0.02555%
2027 | 356 | 356-30AE | Tier-3 | Tier-3---6 | 5--5 | 561 | 100% | 9294.6751 | 95.41% | 4.438% | 0.1505% | 438.9762 | 0 | 0 | 438.9762 | 0 | 399.4624 | 176.0958 | 2.2684 | 399.4624 | 176.0958 | 2.2684 | 443.2904 | 195.4166 | 2.2684 | 4.723% | 0.14106 | 0.13408 | 65892.3901 | 4765.339 | 2823.4514 | 58303.5997 | 66049.8398 | 0 | 0 | 66049.8398 | 0.01448%
2027 | 357 | 357-1147R | Tier-2 | Tier-2---10 | 5--4 | 14 | 100% | 1251.1758 | 99.06% | 0.8754% | 0.0621% | 61.3526 | 0 | 0 | 61.3526 | 0 | 55.83 | 4.3945 | 12.7044 | 55.83 | 4.3945 | 12.7044 | 61.9555 | 4.8767 | 12.7044 | 4.904% | 0.14287 | 0.1358 | 8757.5771 | 445.3445 | 75.5026 | 8236.73 | 8761.8529 | 0 | 0 | 8761.8529 | 0.002023%
2027 | 357 | 357-1299R | Tier-3 | Tier-3---9 | 5--5 | 7 | 100% | 5098.7328 | 99.68% | 0.2892% | 0.03002% | 251.5816 | 0 | 0 | 251.5816 | 0 | 228.9358 | 2.1973 | 104.1908 | 228.9358 | 2.1973 | 104.1908 | 254.0541 | 2.4384 | 104.1908 | 4.934% | 0.2409 | 0.22898 | 21164.9633 | 1447.3151 | 61.817 | 19655.8313 | 21168.4818 | 0 | 0 | 21168.4818 | 0.008296%
2027 | 357 | 357-2047F | Tier-2 | Tier-2---10 | 5--4 | 1 | 100% | 878.9304 | 95.49% | 4.482% | 0.03213% | 41.5429 | 0 | 0 | 41.5429 | 0 | 37.8035 | 0.3139 | 120.433 | 37.8035 | 0.3139 | 120.433 | 41.9512 | 0.34834 | 120.433 | 4.727% | 0.14128 | 0.13429 | 6221.0361 | 308.2981 | 257.2191 | 5655.5189 | 6235.6624 | 0 | 0 | 6235.6624 | 0.00137%
2027 | 357 | 357-2049F | Tier-3 | Tier-3---8 | 5--5 | 194 | 100% | 16869.708 | 98.79% | 1.184% | 0.02933% | 824.9167 | 0 | 0 | 824.9167 | 0 | 750.663 | 60.8959 | 12.327 | 750.663 | 60.8959 | 12.327 | 833.024 | 67.5772 | 12.327 | 4.89% | 0.18286 | 0.17381 | 92253.2607 | 6177.0068 | 1029.1992 | 85047.0547 | 92311.5642 | 0 | 0 | 92311.5642 | 0.0272%
2027 | 357 | 357-45R | Tier-3 | Tier-3---8 | 5--5 | 329 | 100% | 17696.7525 | 97.47% | 2.478% | 0.04808% | 853.8638 | 0 | 0 | 853.8638 | 0 | 777.0044 | 103.2719 | 7.5239 | 777.0044 | 103.2719 | 7.5239 | 862.2555 | 114.6026 | 7.5239 | 4.825% | 0.18538 | 0.1762 | 95462.1405 | 7644.6992 | 2293.6368 | 85523.8045 | 95587.7082 | 0 | 0 | 95587.7082 | 0.02816%
2027 | 357 | 357-50R | Tier-3 | Tier-3---4 | 5--5 | 435 | 100% | 10432.4887 | 97.04% | 2.884% | 0.07824% | 501.113 | 0 | 0 | 501.113 | 0 | 456.006 | 136.5449 | 3.3396 | 456.006 | 136.5449 | 3.3396 | 506.0379 | 151.5263 | 3.3396 | 4.803% | 0.14913 | 0.14175 | 69957.1689 | 5112.9004 | 1923.9041 | 62920.3645 | 70065.0754 | 0 | 0 | 70065.0754 | 0.01652%
2027 | 357 | 357-750R | Tier-2 | Tier-2---2 | 5--5 | 248 | 100% | 11757.6254 | 97.81% | 2.143% | 0.05143% | 569.2326 | 0 | 0 | 569.2326 | 0 | 517.9939 | 77.8463 | 6.6541 | 517.9939 | 77.8463 | 6.6541 | 574.827 | 86.3874 | 6.6541 | 4.841% | 0.171 | 0.16254 | 68756.8371 | 5466.8496 | 1394.351 | 61895.6365 | 68835.4024 | 0 | 0 | 68835.4024 | 0.01877%
2027 | 358 | 358-1175F | Tier-2 | Tier-2---11 | 5--3 | 11 | 100% | 599.5834 | 97.21% | 2.746% | 0.04768% | 28.8502 | 0 | 0 | 28.8502 | 0 | 26.2533 | 3.4529 | 7.6033 | 26.2533 | 3.4529 | 7.6033 | 29.1337 | 3.8317 | 7.6033 | 4.812% | 0.14195 | 0.13492 | 4224.0008 | 213.9489 | 108.6198 | 3901.4321 | 4230.1466 | 0 | 0 | 4230.1466 | 0.0009514%
2027 | 358 | 358-33 | Tier-3 | Tier-3---15 | 5--4 | 36 | 100% | 1344.6436 | 99.66% | 0.3079% | 0.03174% | 66.3338 | 0 | 0 | 66.3338 | 0 | 60.3628 | 11.3003 | 5.3417 | 60.3628 | 11.3003 | 5.3417 | 66.9857 | 12.5401 | 5.3417 | 4.933% | 0.14298 | 0.1359 | 9404.72 | 716.3629 | 33.2595 | 8655.0976 | 9406.3837 | 0 | 0 | 9406.3837 | 0.002187%
2027 | 358 | 358-682F | Tier-3 | Tier-3---3 | 5--5 | 252 | 100% | 37602.1184 | 98.59% | 1.386% | 0.02088% | 1835.1165 | 0 | 0 | 1835.1165 | 0 | 1669.931 | 79.1019 | 21.1111 | 1669.931 | 79.1019 | 21.1111 | 1853.1519 | 87.7807 | 21.1111 | 4.88% | 0.54241 | 0.51556 | 69323.599 | 4080.8113 | 883.9511 | 64358.8366 | 69374.3945 | 0 | 0 | 69374.3945 | 0.06052%
2027 | 387 | 387-15 | Tier-3 | Tier-3---16 | 4--5 | 14 | 100% | 1455.0528 | 89.01% | 10.72% | 0.2619% | 64.1128 | 0 | 0 | 64.1128 | 0 | 58.3418 | 4.3945 | 13.276 | 58.3418 | 4.3945 | 13.276 | 64.7429 | 4.8767 | 13.276 | 4.406% | 0.072601 | 0.069007 | 20041.7181 | 1414.1085 | 2071.8969 | 16555.7127 | 20156.3764 | 0 | 0 | 20156.3764 | 0.002114%
2027 | 393 | 393-14R | Tier-2 | Tier-2---10 | 5--4 | 22 | 100% | 924.8041 | 18.79% | 81.02% | 0.1888% | 8.6004 | 0 | 0 | 8.6004 | 0 | 7.8263 | 6.9057 | 1.1333 | 7.8263 | 6.9057 | 1.1333 | 8.685 | 7.6634 | 1.1333 | 0.93% | 0.10079 | 0.095804 | 9175.2809 | 282.2453 | 6855.7873 | 2037.2483 | 9563.3384 | 0 | 0 | 9563.3384 | 0.0002836%
2027 | 396 | 396-699R | Tier-2 | Tier-2---5 | 5--5 | 590 | 100% | 3136.9517 | 88.18% | 11.4% | 0.4202% | 136.9258 | 0 | 0 | 136.9258 | 0 | 124.6006 | 185.1988 | 0.67279 | 124.6006 | 185.1988 | 0.67279 | 138.2715 | 205.5184 | 0.67279 | 4.365% | 0.15664 | 0.14888 | 20026.8881 | 1646.7402 | 2215.8438 | 16164.3042 | 20150.1614 | 0 | 0 | 20150.1614 | 0.004515%
2027 | 411 | 411-1873R | Tier-2 | Tier-2---7 | 4--5 | 455 | 100% | 1857.5393 | 97.83% | 1.797% | 0.3696% | 89.9563 | 0 | 0 | 89.9563 | 0 | 81.859 | 142.8228 | 0.57315 | 81.859 | 142.8228 | 0.57315 | 90.8403 | 158.493 | 0.57315 | 4.843% | 0.04682 | 0.044503 | 39673.886 | 2968.3717 | 1138.6008 | 35566.9135 | 39718.6459 | 0 | 0 | 39718.6459 | 0.002966%
2027 | 411 | 411-30R | Tier-3 | Tier-3---6 | 5--5 | 839 | 100% | 6370.0414 | 98.47% | 1.262% | 0.272% | 310.4797 | 0 | 0 | 310.4797 | 0 | 282.5323 | 263.359 | 1.0728 | 282.5323 | 263.359 | 1.0728 | 313.5311 | 292.2541 | 1.0728 | 4.874% | 0.10309 | 0.09799 | 61789.3921 | 5810.5604 | 997.631 | 54981.2006 | 61838.7577 | 0 | 0 | 61838.7577 | 0.01024%
2027 | 411 | 411-47R | Tier-2 | Tier-2---9 | 4--5 | 3 | 100% | 1350.4062 | 95.97% | 3.342% | 0.6845% | 64.1539 | 0 | 0 | 64.1539 | 0 | 58.3792 | 0.94169 | 61.9942 | 58.3792 | 0.94169 | 61.9942 | 64.7844 | 1.045 | 61.9942 | 4.751% | 0.063274 | 0.060142 | 21342.1296 | 2028.2504 | 1280.5502 | 18033.3289 | 21386.8765 | 0 | 0 | 21386.8765 | 0.002116%
2027 | 434 | 434-301 | Tier-2 | Tier-2---17 | 1--5 | 1 | 100% | 70.6497 | 99.53% | 0% | 0.466% | 3.4809 | 0 | 0 | 3.4809 | 0 | 3.1675 | 0.3139 | 10.091 | 3.1675 | 0.3139 | 10.091 | 3.5151 | 0.34834 | 10.091 | 4.927% | 0.003157 | 0.0030007 | 22378.7351 | 1649.9048 | 280.7681 | 20448.0622 | 22384.166 | 0 | 0 | 22384.166 | 0.0001148%
2027 | 441 | 441-23R | Tier-3 | Tier-3---11 | 5--4 | 91 | 100% | 3518.0204 | 97.45% | 2.468% | 0.07959% | 169.706 | 0 | 0 | 169.706 | 0 | 154.4302 | 28.5646 | 5.4064 | 154.4302 | 28.5646 | 5.4064 | 171.3739 | 31.6986 | 5.4064 | 4.824% | 0.54783 | 0.52071 | 6421.7327 | 319.9827 | 139.6282 | 5962.1218 | 6430.2517 | 0 | 0 | 6430.2517 | 0.005596%
2027 | 441 | 441-279R | Tier-3 | Tier-3---18 | 5--2 | 3 | 100% | 582.1633 | 91.34% | 8.391% | 0.2732% | 26.3202 | 0 | 0 | 26.3202 | 0 | 23.951 | 0.94169 | 25.4341 | 23.951 | 0.94169 | 25.4341 | 26.5789 | 1.045 | 25.4341 | 4.521% | 0.53527 | 0.50877 | 1087.6056 | 48.7403 | 75.2423 | 963.623 | 1092.5132 | 0 | 0 | 1092.5132 | 0.0008679%
2027 | 441 | 441-27R | Tier-3 | Tier-3---9 | 5--4 | 68 | 100% | 4750.1268 | 98% | 1.916% | 0.08125% | 230.4346 | 0 | 0 | 230.4346 | 0 | 209.6923 | 21.3449 | 9.824 | 209.6923 | 21.3449 | 9.824 | 232.6993 | 23.6869 | 9.824 | 4.851% | 0.55752 | 0.52992 | 8520.0828 | 441.9883 | 150.5633 | 7927.5312 | 8528.9458 | 0 | 0 | 8528.9458 | 0.007599%
2027 | 441 | 441-30R | Tier-3 | Tier-3---9 | 5--4 | 20 | 100% | 5348.8774 | 98.57% | 1.364% | 0.06326% | 260.9896 | 0 | 0 | 260.9896 | 0 | 237.497 | 6.2779 | 37.8305 | 237.497 | 6.2779 | 37.8305 | 263.5546 | 6.9667 | 37.8305 | 4.879% | 0.55519 | 0.52771 | 9634.2631 | 496.8631 | 123.5008 | 9013.8993 | 9641.4258 | 0 | 0 | 9641.4258 | 0.008606%
2027 | 442 | 442-16R | Tier-3 | Tier-3---14 | 5--3 | 358 | 100% | 1834.9376 | 96.09% | 3.534% | 0.3793% | 87.2753 | 0 | 0 | 87.2753 | 0 | 79.4193 | 112.3749 | 0.70674 | 79.4193 | 112.3749 | 0.70674 | 88.133 | 124.7044 | 0.70674 | 4.756% | 0.45792 | 0.43525 | 4007.1227 | 182.139 | 134.5225 | 3690.4612 | 4015.2885 | 0 | 0 | 4015.2885 | 0.002878%
2027 | 442 | 442-46R | Tier-3 | Tier-3---19 | 5--1 | 28 | 100% | 88.141 | 1.745% | 98.17% | 0.08447% | 0.076128 | 0 | 0 | 0.076128 | 0 | 0.069276 | 8.7891 | 0.007882 | 0.069276 | 8.7891 | 0.007882 | 0.076876 | 9.7534 | 0.007882 | 0.08637% | 0.35092 | 0.33355 | 251.1714 | 0.48889 | 224.1015 | 26.581 | 264.0236 | 0 | 0 | 264.0236 | 2.51e-06%
2027 | 442 | 442-509R | Tier-3 | Tier-3---15 | 5--3 | 37 | 100% | 852.9261 | 84.92% | 14.72% | 0.3553% | 35.855 | 0 | 0 | 35.855 | 0 | 32.6276 | 11.6142 | 2.8093 | 32.6276 | 11.6142 | 2.8093 | 36.2074 | 12.8884 | 2.8093 | 4.204% | 0.36954 | 0.35125 | 2308.0588 | 110.4832 | 313.3685 | 1884.2071 | 2326.1793 | 0 | 0 | 2326.1793 | 0.001182%
2027 | 442 | 442-525 | Tier-3 | Tier-3---18 | 5--2 | 17 | 100% | 526.1263 | 57.95% | 41.57% | 0.4783% | 15.0927 | 0 | 0 | 15.0927 | 0 | 13.7342 | 5.3362 | 2.5738 | 13.7342 | 5.3362 | 2.5738 | 15.2411 | 5.9217 | 2.5738 | 2.869% | 0.36155 | 0.34365 | 1455.1925 | 55.7076 | 549.0709 | 850.414 | 1487.0575 | 0 | 0 | 1487.0575 | 0.0004977%
2027 | 442 | 442-728R | Tier-3 | Tier-3---5 | 5--5 | 558 | 100% | 11572.221 | 88.48% | 11.4% | 0.1243% | 506.8142 | 0 | 0 | 506.8142 | 0 | 461.194 | 175.1541 | 2.6331 | 461.194 | 175.1541 | 2.6331 | 511.7951 | 194.3716 | 2.6331 | 4.38% | 0.35802 | 0.3403 | 32323.0144 | 2289.7277 | 3409.1909 | 26624.0958 | 32516.9947 | 0 | 0 | 32516.9947 | 0.01671%
2027 | 442 | 442-758F | Tier-3 | Tier-3---18 | 5--2 | 9 | 100% | 549.9829 | 98.93% | 0.9134% | 0.161% | 26.9317 | 0 | 0 | 26.9317 | 0 | 24.5074 | 2.8251 | 8.675 | 24.5074 | 2.8251 | 8.675 | 27.1963 | 3.135 | 8.675 | 4.897% | 0.35119 | 0.3338 | 1566.0749 | 78.3252 | 13.6628 | 1474.0869 | 1566.9511 | 0 | 0 | 1566.9511 | 0.0008881%
2027 | 442 | 442-764R | Tier-3 | Tier-3---18 | 5--2 | 29 | 100% | 474.7376 | 91.31% | 8.325% | 0.3651% | 21.4573 | 0 | 0 | 21.4573 | 0 | 19.5259 | 9.103 | 2.145 | 19.5259 | 9.103 | 2.145 | 21.6682 | 10.1018 | 2.145 | 4.52% | 0.35448 | 0.33694 | 1339.2423 | 54.097 | 105.5502 | 1179.5951 | 1345.3033 | 0 | 0 | 1345.3033 | 0.0007076%
2027 | 442 | 442-780 | Tier-3 | Tier-3---19 | 5--1 | 7 | 100% | 141.3846 | 51% | 48.51% | 0.49% | 3.5693 | 0 | 0 | 3.5693 | 0 | 3.248 | 2.1973 | 1.4782 | 3.248 | 2.1973 | 1.4782 | 3.6044 | 2.4384 | 1.4782 | 2.525% | 0.34601 | 0.32888 | 408.6195 | 15.0224 | 181.372 | 212.2251 | 419.0465 | 0 | 0 | 419.0465 | 0.0001177%
2027 | 444 | 444-43R | Tier-2 | Tier-2---5 | 5--5 | 16 | 100% | 3413.8137 | 97.67% | 1.995% | 0.3352% | 165.0466 | 0 | 0 | 165.0466 | 0 | 150.1902 | 5.0223 | 29.9044 | 150.1902 | 5.0223 | 29.9044 | 166.6687 | 5.5734 | 29.9044 | 4.835% | 0.2124 | 0.20189 | 16072.3576 | 890.1063 | 476.3771 | 14705.8742 | 16091.8592 | 0 | 0 | 16091.8592 | 0.005443%
2027 | 444 | 444-9R | Tier-2 | Tier-2---11 | 5--3 | 219 | 100% | 571.2373 | 70.71% | 27.93% | 1.361% | 19.9936 | 0 | 0 | 19.9936 | 0 | 18.1939 | 68.7433 | 0.26466 | 18.1939 | 68.7433 | 0.26466 | 20.1901 | 76.2856 | 0.26466 | 3.5% | 0.1488 | 0.14143 | 3839.0169 | 197.4513 | 1077.3117 | 2564.2539 | 3897.5795 | 0 | 0 | 3897.5795 | 0.0006593%
2027 | 445 | 445-1311R | Tier-3 | Tier-3---5 | 5--5 | 202 | 100% | 9632.5907 | 94.96% | 4.965% | 0.07823% | 452.7685 | 0 | 0 | 452.7685 | 0 | 412.0132 | 63.407 | 6.4979 | 412.0132 | 63.407 | 6.4979 | 457.2183 | 70.3639 | 6.4979 | 4.7% | 0.53792 | 0.51129 | 17907.0399 | 1026.0345 | 824.7437 | 16056.2617 | 17954.067 | 0 | 0 | 17954.067 | 0.01493%
2027 | 445 | 445-1325F | Tier-2 | Tier-2---2 | 5--4 | 55 | 100% | 7250.7229 | 96.11% | 3.805% | 0.08959% | 344.9322 | 0 | 0 | 344.9322 | 0 | 313.8836 | 17.2643 | 18.1811 | 313.8836 | 17.2643 | 18.1811 | 348.3221 | 19.1585 | 18.1811 | 4.757% | 0.57356 | 0.54517 | 12641.5766 | 694.1782 | 440.7081 | 11506.6903 | 12667.2174 | 0 | 0 | 12667.2174 | 0.01137%
2027 | 445 | 445-17R | Tier-2 | Tier-2---8 | 5--3 | 33 | 100% | 1603.5562 | 88.72% | 11.16% | 0.1231% | 70.4231 | 0 | 0 | 70.4231 | 0 | 64.084 | 10.3586 | 6.1866 | 64.084 | 10.3586 | 6.1866 | 71.1152 | 11.4951 | 6.1866 | 4.392% | 0.53426 | 0.50782 | 3001.4248 | 150.999 | 302.1467 | 2548.279 | 3019.055 | 0 | 0 | 3019.055 | 0.002322%
2027 | 445 | 445-18R | Tier-2 | Tier-2---2 | 5--5 | 211 | 100% | 10619.7967 | 95.69% | 4.18% | 0.1317% | 503.0122 | 0 | 0 | 503.0122 | 0 | 457.7342 | 66.2321 | 6.9111 | 457.7342 | 66.2321 | 6.9111 | 507.9557 | 73.4989 | 6.9111 | 4.737% | 0.6048 | 0.57486 | 17559.3271 | 969.9837 | 680.7099 | 15908.6335 | 17598.759 | 0 | 0 | 17598.759 | 0.01659%
2027 | 445 | 445-19R | Tier-2 | Tier-2---8 | 5--3 | 16 | 100% | 1766.7037 | 84.73% | 14.9% | 0.3714% | 74.0952 | 0 | 0 | 74.0952 | 0 | 67.4256 | 5.0223 | 13.4251 | 67.4256 | 5.0223 | 13.4251 | 74.8234 | 5.5734 | 13.4251 | 4.194% | 0.56527 | 0.53729 | 3125.4156 | 150.9089 | 429.896 | 2544.6106 | 3150.2749 | 0 | 0 | 3150.2749 | 0.002443%
2027 | 445 | 445-39R | Tier-2 | Tier-2---5 | 5--4 | 52 | 100% | 3678.5806 | 87.54% | 12.33% | 0.1304% | 159.4029 | 0 | 0 | 159.4029 | 0 | 145.0545 | 16.3226 | 8.8867 | 145.0545 | 16.3226 | 8.8867 | 160.9695 | 18.1135 | 8.8867 | 4.333% | 0.48997 | 0.46571 | 7507.8253 | 391.1864 | 914.4635 | 6202.1754 | 7556.5395 | 0 | 0 | 7556.5395 | 0.005257%
2027 | 445 | 445-894R | Tier-2 | Tier-2---5 | 5--4 | 29 | 100% | 4421.0024 | 88.12% | 11.51% | 0.3702% | 192.8443 | 0 | 0 | 192.8443 | 0 | 175.4857 | 9.103 | 19.2778 | 175.4857 | 9.103 | 19.2778 | 194.7396 | 10.1018 | 19.2778 | 4.362% | 0.63526 | 0.60381 | 6959.394 | 312.553 | 750.3762 | 5896.4648 | 7002.446 | 0 | 0 | 7002.446 | 0.006359%
2027 | 445 | 445-897R | Tier-2 | Tier-2---10 | 5--3 | 2 | 100% | 1351.7747 | 97.24% | 2.711% | 0.04647% | 65.0678 | 0 | 0 | 65.0678 | 0 | 59.2108 | 0.62779 | 94.3159 | 59.2108 | 0.62779 | 94.3159 | 65.7073 | 0.69667 | 94.3159 | 4.814% | 0.75637 | 0.71893 | 1787.1928 | 98.5478 | 55.7869 | 1632.8581 | 1789.7592 | 0 | 0 | 1789.7592 | 0.002146%
2027 | 448 | 448-1234R | Tier-3 | Tier-3---15 | 5--3 | 1 | 100% | 1211.6194 | 97.39% | 2.475% | 0.1351% | 58.4097 | 0 | 0 | 58.4097 | 0 | 53.1521 | 0.3139 | 169.33 | 53.1521 | 0.3139 | 169.33 | 58.9838 | 0.34834 | 169.33 | 4.821% | 0.62101 | 0.59027 | 1951.0598 | 101.7927 | 46.8267 | 1802.4404 | 1953.7118 | 0 | 0 | 1953.7118 | 0.001926%
2027 | 448 | 448-47R | Tier-3 | Tier-3---14 | 5--3 | 56 | 100% | 2612.2711 | 91.91% | 7.885% | 0.2065% | 118.8447 | 0 | 0 | 118.8447 | 0 | 108.1471 | 17.5782 | 6.1523 | 108.1471 | 17.5782 | 6.1523 | 120.0127 | 19.5068 | 6.1523 | 4.549% | 0.62882 | 0.59769 | 4154.2404 | 216.0426 | 303.0764 | 3635.1215 | 4171.7455 | 0 | 0 | 4171.7455 | 0.003919%
2027 | 448 | 448-714R | Tier-3 | Tier-3---14 | 5--3 | 60 | 100% | 2119.752 | 55.7% | 43.96% | 0.3458% | 58.4428 | 0 | 0 | 58.4428 | 0 | 53.1821 | 18.8338 | 2.8238 | 53.1821 | 18.8338 | 2.8238 | 59.0171 | 20.9002 | 2.8238 | 2.757% | 0.46343 | 0.44049 | 4574.0639 | 152.3288 | 1823.4456 | 2598.2895 | 4679.5943 | 0 | 0 | 4679.5943 | 0.001927%
2027 | 448 | 448-724R | Tier-3 | Tier-3---18 | 5--2 | 73 | 100% | 520.639 | 76.18% | 22.78% | 1.038% | 19.634 | 0 | 0 | 19.634 | 0 | 17.8667 | 22.9144 | 0.77971 | 17.8667 | 22.9144 | 0.77971 | 19.8269 | 25.4285 | 0.77971 | 3.771% | 0.55035 | 0.52311 | 946.0153 | 35.8531 | 201.7143 | 708.4479 | 957.7484 | 0 | 0 | 957.7484 | 0.0006475%
2027 | 448 | 448-735R | Tier-3 | Tier-3---18 | 5--2 | 79 | 100% | 630.7627 | 79.12% | 20.09% | 0.7869% | 24.7041 | 0 | 0 | 24.7041 | 0 | 22.4804 | 24.7978 | 0.90655 | 22.4804 | 24.7978 | 0.90655 | 24.9469 | 27.5186 | 0.90655 | 3.917% | 0.54202 | 0.51519 | 1163.7353 | 53.8869 | 215.9361 | 893.9122 | 1176.3882 | 0 | 0 | 1176.3882 | 0.0008147%
2027 | 448 | 448-744R | Tier-3 | Tier-3---7 | 5--5 | 243 | 100% | 9104.5616 | 91.68% | 8.126% | 0.1928% | 413.1864 | 0 | 0 | 413.1864 | 0 | 375.994 | 76.2768 | 4.9293 | 375.994 | 76.2768 | 4.9293 | 417.2472 | 84.6457 | 4.9293 | 4.538% | 0.49442 | 0.46994 | 18414.705 | 980.4625 | 1393.5793 | 16040.6633 | 18494.4792 | 0 | 0 | 18494.4792 | 0.01363%
2027 | 448 | 448-9R | Tier-3 | Tier-3---9 | 5--4 | 119 | 100% | 5644.8109 | 93.43% | 6.384% | 0.1906% | 261.0474 | 0 | 0 | 261.0474 | 0 | 237.5496 | 37.3537 | 6.3595 | 237.5496 | 37.3537 | 6.3595 | 263.613 | 41.452 | 6.3595 | 4.625% | 0.54394 | 0.51701 | 10377.639 | 550.4893 | 645.7623 | 9181.3873 | 10413.1713 | 0 | 0 | 10413.1713 | 0.008608%
2027 | 449 | 449-13R | Tier-3 | Tier-3---7 | 5--5 | 495 | 100% | 6729.9647 | 90.49% | 9.346% | 0.1629% | 301.4563 | 0 | 0 | 301.4563 | 0 | 274.3211 | 155.3787 | 1.7655 | 274.3211 | 155.3787 | 1.7655 | 304.419 | 172.4264 | 1.7655 | 4.479% | 0.28234 | 0.26837 | 23836.2998 | 1408.7102 | 2080.9099 | 20346.6798 | 23954.3367 | 0 | 0 | 23954.3367 | 0.009941%
2027 | 449 | 449-16R | Tier-3 | Tier-3---15 | 5--4 | 14 | 100% | 1495.5065 | 96.97% | 2.927% | 0.1006% | 71.7862 | 0 | 0 | 71.7862 | 0 | 65.3245 | 4.3945 | 14.8649 | 65.3245 | 4.3945 | 14.8649 | 72.4917 | 4.8767 | 14.8649 | 4.8% | 0.23738 | 0.22563 | 6300.0313 | 365.3232 | 174.7966 | 5759.9115 | 6309.9651 | 0 | 0 | 6309.9651 | 0.002367%
2027 | 449 | 449-683 | Tier-3 | Tier-3---18 | 5--3 | 10 | 100% | 625.3129 | 96.7% | 3.156% | 0.1473% | 29.9305 | 0 | 0 | 29.9305 | 0 | 27.2363 | 3.139 | 8.6769 | 27.2363 | 3.139 | 8.6769 | 30.2246 | 3.4834 | 8.6769 | 4.786% | 0.34581 | 0.32869 | 1808.2683 | 90.977 | 47.6654 | 1669.626 | 1811.3792 | 0 | 0 | 1811.3792 | 0.000987%
2027 | 449 | 449-693R | Tier-3 | Tier-3---9 | 5--5 | 61 | 100% | 5260.7056 | 98.77% | 1.153% | 0.07468% | 257.2092 | 0 | 0 | 257.2092 | 0 | 234.0568 | 19.1477 | 12.2238 | 234.0568 | 19.1477 | 12.2238 | 259.737 | 21.2485 | 12.2238 | 4.889% | 0.26107 | 0.24815 | 20150.463 | 1117.608 | 224.7441 | 18808.1109 | 20163.3414 | 0 | 0 | 20163.3414 | 0.008482%
2027 | 449 | 449-6R | Tier-3 | Tier-3---14 | 5--4 | 125 | 100% | 2320.0162 | 95.55% | 4.318% | 0.1352% | 109.7271 | 0 | 0 | 109.7271 | 0 | 99.8502 | 39.237 | 2.5448 | 99.8502 | 39.237 | 2.5448 | 110.8055 | 43.542 | 2.5448 | 4.73% | 0.24779 | 0.23552 | 9362.9076 | 518.3997 | 417.6492 | 8426.8588 | 9384.6196 | 0 | 0 | 9384.6196 | 0.003618%
2027 | 450 | 450-1850 | Tier-2 | Tier-2---13 | 4--3 | 49 | 100% | 296.7138 | 97.11% | 2.719% | 0.1664% | 14.2636 | 0 | 0 | 14.2636 | 0 | 12.9796 | 15.3809 | 0.84388 | 12.9796 | 15.3809 | 0.84388 | 14.4037 | 17.0685 | 0.84388 | 4.807% | 0.073712 | 0.070064 | 4025.2898 | 218.8856 | 107.0123 | 3699.392 | 4031.3382 | 0 | 0 | 4031.3382 | 0.0004704%
2027 | 450 | 450-1851F | Tier-2 | Tier-2---3 | 5--5 | 257 | 100% | 8274.1225 | 99.23% | 0.7168% | 0.05235% | 406.4189 | 0 | 0 | 406.4189 | 0 | 369.8356 | 80.6713 | 4.5845 | 369.8356 | 80.6713 | 4.5845 | 410.4131 | 89.5224 | 4.5845 | 4.912% | 0.099477 | 0.094553 | 83176.2362 | 14607.9335 | 584.6634 | 67983.6393 | 83209.5529 | 0 | 0 | 83209.5529 | 0.0134%
2027 | 450 | 450-1853F | Tier-2 | Tier-2---10 | 4--4 | 62 | 100% | 792.2018 | 92.77% | 7.138% | 0.09408% | 36.3781 | 0 | 0 | 36.3781 | 0 | 33.1036 | 19.4616 | 1.701 | 33.1036 | 19.4616 | 1.701 | 36.7357 | 21.5968 | 1.701 | 4.592% | 0.075291 | 0.071564 | 10521.8374 | 525.9075 | 700.4641 | 9295.4659 | 10561.4641 | 0 | 0 | 10561.4641 | 0.0012%
2027 | 450 | 450-1854 | Tier-2 | Tier-2---9 | 4--4 | 61 | 100% | 1132.2887 | 95.25% | 4.625% | 0.1242% | 53.3866 | 0 | 0 | 53.3866 | 0 | 48.5811 | 19.1477 | 2.5372 | 48.5811 | 19.1477 | 2.5372 | 53.9113 | 21.2485 | 2.5372 | 4.715% | 0.079085 | 0.07517 | 14317.3642 | 967.6824 | 629.1902 | 12720.4915 | 14352.7731 | 0 | 0 | 14352.7731 | 0.00176%
2027 | 452 | 452-1403 | Tier-2 | Tier-2---15 | 1--5 | 27 | 100% | 137.227 | 99.9% | 0% | 0.1049% | 6.7856 | 0 | 0 | 6.7856 | 0 | 6.1748 | 8.4752 | 0.72857 | 6.1748 | 8.4752 | 0.72857 | 6.8523 | 9.4051 | 0.72857 | 4.945% | 0.0007938 | 0.00075451 | 172873.5238 | 9697.409 | 167.2651 | 163008.8497 | 172882.9651 | 0 | 0 | 172882.9651 | 0.0002238%
2027 | 452 | 452-1405 | Tier-2 | Tier-2---15 | 1--5 | 4 | 100% | 181.2174 | 99.84% | 0% | 0.161% | 8.9558 | 0 | 0 | 8.9558 | 0 | 8.1497 | 1.2556 | 6.4907 | 8.1497 | 1.2556 | 6.4907 | 9.0438 | 1.3933 | 6.4907 | 4.942% | 0.001513 | 0.0014381 | 119773.5584 | 9128.5645 | 179.9048 | 110465.0891 | 119783.5982 | 0 | 0 | 119783.5982 | 0.0002953%
2027 | 452 | 452-38AE | Tier-2 | Tier-2---4 | 2--5 | 175 | 100% | 2823.7515 | 99.93% | 0% | 0.06613% | 139.6833 | 0 | 0 | 139.6833 | 0 | 127.1099 | 54.9318 | 2.314 | 127.1099 | 54.9318 | 2.314 | 141.0561 | 60.9588 | 2.314 | 4.947% | 0.011395 | 0.010831 | 247801.8355 | 21945.5544 | 160.9262 | 225695.355 | 247810.3694 | 0 | 0 | 247810.3694 | 0.004606%
2027 | 454 | 454-1814 | Tier-2 | Tier-2---20 | 4--2 | 14 | 100% | 39.0262 | 97.23% | 2.586% | 0.1833% | 1.8783 | 0 | 0 | 1.8783 | 0 | 1.7092 | 4.3945 | 0.38894 | 1.7092 | 4.3945 | 0.38894 | 1.8968 | 4.8767 | 0.38894 | 4.813% | 0.072066 | 0.068499 | 541.534 | 33.0087 | 13.8021 | 494.7232 | 542.315 | 0 | 0 | 542.315 | 6.194e-05%
2027 | 454 | 454-48F | Tier-2 | Tier-2---4 | 4--5 | 287 | 100% | 3441.1661 | 99.7% | 0.2542% | 0.04705% | 169.8246 | 0 | 0 | 169.8246 | 0 | 154.5381 | 90.0882 | 1.7154 | 154.5381 | 90.0882 | 1.7154 | 171.4936 | 99.9725 | 1.7154 | 4.935% | 0.085487 | 0.081255 | 40253.7717 | 8646.4201 | 106.7946 | 31500.5571 | 40260.0869 | 0 | 0 | 40260.0869 | 0.0056%
2027 | 463 | 463-1229 | Tier-2 | Tier-2---9 | 5--4 | 15 | 100% | 1378.3182 | 99.02% | 0.574% | 0.4088% | 67.5562 | 0 | 0 | 67.5562 | 0 | 61.4752 | 4.7084 | 13.0564 | 61.4752 | 4.7084 | 13.0564 | 68.2202 | 5.225 | 13.0564 | 4.901% | 0.096723 | 0.091935 | 14250.1892 | 1640.085 | 119.2009 | 12490.9033 | 14257.4826 | 0 | 0 | 14257.4826 | 0.002228%
2027 | 470 | 470-40AE | Tier-2 | Tier-2---4 | 4--5 | 213 | 100% | 5264.9688 | 98.33% | 1.599% | 0.07273% | 256.2599 | 0 | 0 | 256.2599 | 0 | 233.193 | 66.8599 | 3.4878 | 233.193 | 66.8599 | 3.4878 | 258.7784 | 74.1956 | 3.4878 | 4.867% | 0.091034 | 0.086528 | 57835.1917 | 3654.8473 | 877.7111 | 53302.6332 | 57885.5342 | 0 | 0 | 57885.5342 | 0.008451%
2027 | 470 | 470-47R | Tier-3 | Tier-3---2 | 5--5 | 471 | 100% | 16740.3911 | 99.37% | 0.5365% | 0.09319% | 823.4313 | 0 | 0 | 823.4313 | 0 | 749.3113 | 147.8451 | 5.0682 | 749.3113 | 147.8451 | 5.0682 | 831.524 | 164.0664 | 5.0682 | 4.919% | 0.16225 | 0.15422 | 103174.1084 | 6598.1472 | 589.4379 | 95986.5234 | 103207.9428 | 0 | 0 | 103207.9428 | 0.02715%
2027 | 471 | 471-36F | Tier-2 | Tier-2---4 | 4--5 | 15 | 100% | 4253.6671 | 94.96% | 4.983% | 0.06005% | 199.9388 | 0 | 0 | 199.9388 | 0 | 181.9416 | 4.7084 | 38.6416 | 181.9416 | 4.7084 | 38.6416 | 201.9038 | 5.225 | 38.6416 | 4.7% | 0.093079 | 0.088471 | 45699.6343 | 2391.7261 | 2109.1945 | 41198.7137 | 45819.647 | 0 | 0 | 45819.647 | 0.006593%
2027 | 501 | 501-786 | Tier-2 | Tier-2---14 | 2--5 | 90 | 100% | 204.0835 | 99.63% | 0% | 0.368% | 10.065 | 0 | 0 | 10.065 | 0 | 9.159 | 28.2507 | 0.3242 | 9.159 | 28.2507 | 0.3242 | 10.1639 | 31.3503 | 0.3242 | 4.932% | 0.0050324 | 0.0047833 | 40553.9202 | 2762.8 | 144.6555 | 37646.4647 | 40561.693 | 0 | 0 | 40561.693 | 0.0003319%
2027 | 504 | 504-2501R | Tier-2 | Tier-2---9 | 3--5 | 31 | 100% | 733.6834 | 99.51% | 0% | 0.4917% | 36.1388 | 0 | 0 | 36.1388 | 0 | 32.8858 | 9.7308 | 3.3796 | 32.8858 | 9.7308 | 3.3796 | 36.4939 | 10.7984 | 3.3796 | 4.926% | 0.021593 | 0.020524 | 33978.4661 | 2347.3747 | 1024.1887 | 30606.9026 | 33987.1667 | 0 | 0 | 33987.1667 | 0.001192%
2027 | 520 | 520-1045R | Tier-2 | Tier-2---5 | 5--4 | 779 | 100% | 2978.814 | 97.34% | 2.471% | 0.184% | 143.536 | 0 | 0 | 143.536 | 0 | 130.6158 | 244.5252 | 0.53416 | 130.6158 | 244.5252 | 0.53416 | 144.9467 | 271.3539 | 0.53416 | 4.819% | 0.26824 | 0.25496 | 11105.2066 | 596.3807 | 258.2442 | 10250.5816 | 11120.5631 | 0 | 0 | 11120.5631 | 0.004733%
2027 | 520 | 520-10R | Tier-2 | Tier-2---7 | 4--5 | 148 | 100% | 1478.7446 | 97.97% | 1.759% | 0.2664% | 71.715 | 0 | 0 | 71.715 | 0 | 65.2597 | 46.4566 | 1.4047 | 65.2597 | 46.4566 | 1.4047 | 72.4198 | 51.5538 | 1.4047 | 4.85% | 0.046043 | 0.043764 | 32116.3215 | 3380.3007 | 793.9909 | 27942.0299 | 32150.2042 | 0 | 0 | 32150.2042 | 0.002365%
2027 | 520 | 520-1489R | Tier-2 | Tier-2---8 | 5--5 | 400 | 100% | 2637.9338 | 96.76% | 2.798% | 0.4462% | 126.3422 | 0 | 0 | 126.3422 | 0 | 114.9697 | 125.5585 | 0.91567 | 114.9697 | 125.5585 | 0.91567 | 127.5839 | 139.3345 | 0.91567 | 4.789% | 0.13822 | 0.13138 | 19085.4238 | 1021.9214 | 566.5154 | 17496.987 | 19117.6637 | 0 | 0 | 19117.6637 | 0.004166%
2027 | 520 | 520-1509R | Tier-2 | Tier-2---5 | 5--4 | 745 | 100% | 3413.9118 | 92.72% | 6.994% | 0.2858% | 156.6869 | 0 | 0 | 156.6869 | 0 | 142.5829 | 233.8527 | 0.60971 | 142.5829 | 233.8527 | 0.60971 | 158.2268 | 259.5105 | 0.60971 | 4.59% | 0.28561 | 0.27147 | 11953.1797 | 661.7087 | 782.5338 | 10508.9372 | 11998.4952 | 0 | 0 | 11998.4952 | 0.005167%
2027 | 520 | 520-1525R | Tier-2 | Tier-2---8 | 5--5 | 290 | 100% | 1632.8033 | 98.29% | 1.436% | 0.2778% | 79.4388 | 0 | 0 | 79.4388 | 0 | 72.2882 | 91.0299 | 0.79412 | 72.2882 | 91.0299 | 0.79412 | 80.2195 | 101.0175 | 0.79412 | 4.865% | 0.099044 | 0.094141 | 16485.7021 | 1672.9156 | 358.491 | 14454.2955 | 16500.4136 | 0 | 0 | 16500.4136 | 0.00262%
2027 | 520 | 520-1527R | Tier-3 | Tier-3---7 | 5--5 | 504 | 100% | 6763.0006 | 96.72% | 3.176% | 0.1068% | 323.7803 | 0 | 0 | 323.7803 | 0 | 294.6356 | 158.2037 | 1.8624 | 294.6356 | 158.2037 | 1.8624 | 326.9624 | 175.5615 | 1.8624 | 4.788% | 0.27105 | 0.25763 | 24951.4497 | 1805.8111 | 756.6493 | 22388.9893 | 24994.1011 | 0 | 0 | 24994.1011 | 0.01068%
2027 | 520 | 520-1902R | Tier-2 | Tier-2---9 | 4--4 | 258 | 100% | 748.333 | 77.34% | 21.7% | 0.962% | 28.6477 | 0 | 0 | 28.6477 | 0 | 26.069 | 80.9852 | 0.3219 | 26.069 | 80.9852 | 0.3219 | 28.9292 | 89.8708 | 0.3219 | 3.828% | 0.058932 | 0.056015 | 12698.2886 | 1100.527 | 2687.8901 | 8909.8715 | 12848.1568 | 0 | 0 | 12848.1568 | 0.0009447%
2027 | 520 | 520-1904 | Tier-3 | Tier-3---13 | 4--5 | 221 | 100% | 2084.5359 | 96.48% | 3.265% | 0.2521% | 99.5552 | 0 | 0 | 99.5552 | 0 | 90.5939 | 69.3711 | 1.3059 | 90.5939 | 69.3711 | 1.3059 | 100.5337 | 76.9823 | 1.3059 | 4.776% | 0.05278 | 0.050167 | 39495.106 | 2613.3418 | 1305.0051 | 35576.7591 | 39567.4502 | 0 | 0 | 39567.4502 | 0.003283%
2027 | 520 | 520-22R | Tier-2 | Tier-2---14 | 4--4 | 63 | 100% | 258.296 | 74.72% | 24.53% | 0.7505% | 9.5538 | 0 | 0 | 9.5538 | 0 | 8.6939 | 19.7755 | 0.43963 | 8.6939 | 19.7755 | 0.43963 | 9.6477 | 21.9452 | 0.43963 | 3.699% | 0.036011 | 0.034228 | 7172.7783 | 807.1844 | 2439.3669 | 3926.227 | 7267.1983 | 0 | 0 | 7267.1983 | 0.0003151%
2027 | 520 | 520-35R | Tier-3 | Tier-3---9 | 5--5 | 657 | 100% | 4997.7942 | 96.49% | 3.313% | 0.193% | 238.7183 | 0 | 0 | 238.7183 | 0 | 217.2304 | 206.2299 | 1.0533 | 217.2304 | 206.2299 | 1.0533 | 241.0644 | 228.8569 | 1.0533 | 4.776% | 0.28544 | 0.27131 | 17509.0395 | 1062.3012 | 557.174 | 15889.5643 | 17541.0049 | 0 | 0 | 17541.0049 | 0.007872%
2027 | 520 | 520-45 | Tier-2 | Tier-2---8 | 5--5 | 231 | 100% | 2044.6463 | 97.57% | 2.13% | 0.298% | 98.7525 | 0 | 0 | 98.7525 | 0 | 89.8634 | 72.51 | 1.2393 | 89.8634 | 72.51 | 1.2393 | 99.723 | 80.4657 | 1.2393 | 4.83% | 0.10446 | 0.099291 | 19573.1854 | 982.4694 | 415.3687 | 18175.3473 | 19597.9361 | 0 | 0 | 19597.9361 | 0.003256%
2027 | 521 | 521-14R | Tier-3 | Tier-3---5 | 5--5 | 427 | 100% | 11350.2874 | 96.69% | 3.233% | 0.07621% | 543.2489 | 0 | 0 | 543.2489 | 0 | 494.3491 | 134.0337 | 3.6882 | 494.3491 | 134.0337 | 3.6882 | 548.5879 | 148.7396 | 3.6882 | 4.786% | 0.27097 | 0.25755 | 41888.3276 | 2255.8215 | 1272.0917 | 38360.4144 | 41960.5084 | 0 | 0 | 41960.5084 | 0.01791%
2027 | 521 | 521-1819R | Tier-2 | Tier-2---9 | 4--5 | 152 | 100% | 810.9996 | 89.31% | 10.24% | 0.4457% | 35.8545 | 0 | 0 | 35.8545 | 0 | 32.6271 | 47.7122 | 0.68383 | 32.6271 | 47.7122 | 0.68383 | 36.2069 | 52.9471 | 0.68383 | 4.421% | 0.043667 | 0.041505 | 18572.4528 | 2084.26 | 1960.8167 | 14527.3761 | 18675.813 | 0 | 0 | 18675.813 | 0.001182%
2027 | 521 | 521-1856R | Tier-3 | Tier-3---6 | 5--5 | 356 | 100% | 8477.8617 | 97.79% | 2.104% | 0.1048% | 410.3866 | 0 | 0 | 410.3866 | 0 | 373.4462 | 111.7471 | 3.3419 | 373.4462 | 111.7471 | 3.3419 | 414.4198 | 124.0077 | 3.3419 | 4.841% | 0.15411 | 0.14648 | 55012.684 | 3012.448 | 1105.9909 | 50894.245 | 55075.953 | 0 | 0 | 55075.953 | 0.01353%
2027 | 521 | 521-18R | Tier-3 | Tier-3---6 | 4--5 | 268 | 100% | 8713.0173 | 99.36% | 0.5424% | 0.09583% | 428.5416 | 0 | 0 | 428.5416 | 0 | 389.967 | 84.1242 | 4.6356 | 389.967 | 84.1242 | 4.6356 | 432.7533 | 93.3541 | 4.6356 | 4.918% | 0.071321 | 0.067791 | 122165.8816 | 6890.9356 | 771.7339 | 114503.2122 | 122206.4886 | 0 | 0 | 122206.4886 | 0.01413%
2027 | 521 | 521-27R | Tier-2 | Tier-2---3 | 4--5 | 378 | 100% | 5618.6229 | 98.78% | 1.092% | 0.1294% | 274.726 | 0 | 0 | 274.726 | 0 | 249.9969 | 118.6528 | 2.107 | 249.9969 | 118.6528 | 2.107 | 277.426 | 131.6711 | 2.107 | 4.89% | 0.063668 | 0.060516 | 88249.328 | 6355.7576 | 1136.662 | 80756.9084 | 88305.4429 | 0 | 0 | 88305.4429 | 0.009059%
2027 | 521 | 521-32R | Tier-3 | Tier-3---4 | 5--5 | 262 | 100% | 12241.7135 | 99.38% | 0.5642% | 0.05689% | 602.2012 | 0 | 0 | 602.2012 | 0 | 547.9949 | 82.2408 | 6.6633 | 547.9949 | 82.2408 | 6.6633 | 608.1196 | 91.2641 | 6.6633 | 4.919% | 0.14844 | 0.14109 | 82470.5462 | 5122.2262 | 464.9548 | 76883.3652 | 82497.2218 | 0 | 0 | 82497.2218 | 0.01986%
2027 | 521 | 521-700R | Tier-2 | Tier-2---3 | 4--5 | 549 | 100% | 9012.5446 | 99.05% | 0.8425% | 0.1052% | 441.8931 | 0 | 0 | 441.8931 | 0 | 402.1167 | 172.3291 | 2.3334 | 402.1167 | 172.3291 | 2.3334 | 446.236 | 191.2366 | 2.3334 | 4.903% | 0.074421 | 0.070737 | 121102.821 | 8945.6292 | 1253.8537 | 110903.3381 | 121162.5896 | 0 | 0 | 121162.5896 | 0.01457%
2027 | 522 | 522-34 | Tier-2 | Tier-2---16 | 4--3 | 29 | 100% | 112.7117 | 43.02% | 55.81% | 1.165% | 2.4004 | 0 | 0 | 2.4004 | 0 | 2.1844 | 9.103 | 0.23996 | 2.1844 | 9.103 | 0.23996 | 2.424 | 10.1018 | 0.23996 | 2.13% | 0.030009 | 0.028524 | 3755.9309 | 126.2765 | 2195.8593 | 1433.795 | 3867.3753 | 0 | 0 | 3867.3753 | 7.916e-05%
2027 | 522 | 522-36 | Tier-2 | Tier-2---16 | 4--3 | 39 | 100% | 116.9577 | 22.53% | 76.17% | 1.295% | 1.3046 | 0 | 0 | 1.3046 | 0 | 1.1871 | 12.242 | 0.096972 | 1.1871 | 12.242 | 0.096972 | 1.3174 | 13.5851 | 0.096972 | 1.115% | 0.031092 | 0.029553 | 3761.7134 | 67.8389 | 2679.063 | 1014.8115 | 3913.4717 | 0 | 0 | 3913.4717 | 4.302e-05%
2027 | 522 | 522-38R | Tier-2 | Tier-2---6 | 4--5 | 897 | 100% | 5639.8414 | 96.44% | 3.339% | 0.2198% | 269.2374 | 0 | 0 | 269.2374 | 0 | 245.0024 | 281.565 | 0.87015 | 245.0024 | 281.565 | 0.87015 | 271.8835 | 312.4576 | 0.87015 | 4.774% | 0.088602 | 0.084216 | 63653.5146 | 7689.6838 | 2180.134 | 53783.6968 | 63771.4814 | 0 | 0 | 63771.4814 | 0.008878%
2027 | 523 | 523-31AE | Tier-2 | Tier-2---14 | 4--4 | 111 | 100% | 305.199 | 11.7% | 87.21% | 1.095% | 1.767 | 0 | 0 | 1.767 | 0 | 1.608 | 34.8425 | 0.04615 | 1.608 | 34.8425 | 0.04615 | 1.7844 | 38.6653 | 0.04615 | 0.579% | 0.037419 | 0.035567 | 8156.1707 | 129.3833 | 6531.3069 | 1495.4806 | 8531.2451 | 0 | 0 | 8531.2451 | 5.827e-05%
2027 | 524 | 524-1782F | Tier-3 | Tier-3---10 | 4--5 | 119 | 100% | 5468.1345 | 99.78% | 0.1144% | 0.1099% | 270.0655 | 0 | 0 | 270.0655 | 0 | 245.7559 | 37.3537 | 6.5792 | 245.7559 | 37.3537 | 6.5792 | 272.7197 | 41.452 | 6.5792 | 4.939% | 0.040404 | 0.038404 | 135337.1336 | 10621.643 | 457.8891 | 124257.6016 | 135352.9439 | 0 | 0 | 135352.9439 | 0.008906%
2027 | 524 | 524-27R | Tier-3 | Tier-3---4 | 4--5 | 253 | 100% | 11317.6942 | 99.77% | 0.1414% | 0.08951% | 558.9321 | 0 | 0 | 558.9321 | 0 | 508.6206 | 79.4158 | 6.4045 | 508.6206 | 79.4158 | 6.4045 | 564.4253 | 88.1291 | 6.4045 | 4.939% | 0.060207 | 0.057227 | 187979.0829 | 15020.271 | 843.0575 | 172115.7544 | 188001.69 | 0 | 0 | 188001.69 | 0.01843%
2027 | 524 | 524-46R | Tier-3 | Tier-3---4 | 5--5 | 241 | 100% | 13710.9533 | 98.99% | 0.9557% | 0.05722% | 671.8177 | 0 | 0 | 671.8177 | 0 | 611.3449 | 75.649 | 8.0813 | 611.3449 | 75.649 | 8.0813 | 678.4203 | 83.949 | 8.0813 | 4.9% | 0.18916 | 0.17979 | 72484.9744 | 5399.6154 | 709.3603 | 66375.9987 | 72523.2103 | 0 | 0 | 72523.2103 | 0.02215%
2027 | 524 | 524-50R | Tier-3 | Tier-3---7 | 5--5 | 136 | 100% | 8801.877 | 98.2% | 1.718% | 0.0819% | 427.853 | 0 | 0 | 427.853 | 0 | 389.3404 | 42.6899 | 9.1202 | 389.3404 | 42.6899 | 9.1202 | 432.0579 | 47.3737 | 9.1202 | 4.861% | 0.18313 | 0.17407 | 48062.3901 | 2911.3323 | 788.4961 | 44362.5616 | 48107.4292 | 0 | 0 | 48107.4292 | 0.01411%
2027 | 524 | 524-69R | Tier-3 | Tier-3---1 | 5--5 | 592 | 100% | 40375.331 | 99.03% | 0.9107% | 0.05596% | 1979.2587 | 0 | 0 | 1979.2587 | 0 | 1801.0985 | 185.8266 | 9.6924 | 1801.0985 | 185.8266 | 9.6924 | 1998.7108 | 206.2151 | 9.6924 | 4.902% | 0.27264 | 0.25914 | 148092.4418 | 8147.506 | 1337.0199 | 138607.9158 | 148166.9965 | 0 | 0 | 148166.9965 | 0.06527%
2027 | 540 | 540-241R | Tier-2 | Tier-2---9 | 4--5 | 30 | 100% | 833.6308 | 67.75% | 32.17% | 0.07637% | 27.9571 | 0 | 0 | 27.9571 | 0 | 25.4406 | 9.4169 | 2.7016 | 25.4406 | 9.4169 | 2.7016 | 28.2319 | 10.4501 | 2.7016 | 3.354% | 0.047942 | 0.045568 | 17388.4645 | 723.4489 | 5409.9083 | 11255.1073 | 17680.5002 | 0 | 0 | 17680.5002 | 0.0009219%
2027 | 583 | 583-318F | Tier-1 | Non-HFTD---4 | 2--5 | 1 | 100% | 153.5608 | 99.44% | 0% | 0.5645% | 7.5583 | 0 | 0 | 7.5583 | 0 | 6.878 | 0.3139 | 21.9117 | 6.878 | 0.3139 | 21.9117 | 7.6326 | 0.34834 | 21.9117 | 4.922% | 0.0076984 | 0.0073173 | 19947.1031 | 2536.6434 | 102.2912 | 17308.1685 | 19952.9673 | 0 | 0 | 19952.9673 | 0.0002492%
2027 | 591 | 591-1594R | Tier-2 | Tier-2---12 | 4--4 | 4 | 100% | 519.9571 | 96.32% | 3.27% | 0.4047% | 24.792 | 0 | 0 | 24.792 | 0 | 22.5604 | 1.2556 | 17.968 | 22.5604 | 1.2556 | 17.968 | 25.0356 | 1.3933 | 17.968 | 4.768% | 0.047196 | 0.04486 | 11017.0212 | 932.3042 | 368.7122 | 9716.0047 | 11038.107 | 0 | 0 | 11038.107 | 0.0008175%
2027 | 594 | 594-1379F | Tier-2 | Tier-2---17 | 1--5 | 16 | 100% | 49.4293 | 99.41% | 0% | 0.5897% | 2.4323 | 0 | 0 | 2.4323 | 0 | 2.2134 | 5.0223 | 0.44071 | 2.2134 | 5.0223 | 0.44071 | 2.4562 | 5.5734 | 0.44071 | 4.921% | 0.0021822 | 0.0020742 | 22651.1445 | 4294.234 | 125.4934 | 18231.417 | 22658.1007 | 0 | 0 | 22658.1007 | 8.021e-05%
2027 | 597 | 597-595 | Tier-2 | Tier-2---1 | 5--5 | 685 | 100% | 18774.394 | 95.55% | 4.388% | 0.06321% | 887.9695 | 0 | 0 | 887.9695 | 0 | 808.0402 | 215.019 | 3.758 | 808.0402 | 215.019 | 3.758 | 896.6965 | 238.6103 | 3.758 | 4.73% | 0.15307 | 0.14549 | 122655.7075 | 12289.1487 | 5017.0863 | 105349.4725 | 122940.0104 | 0 | 0 | 122940.0104 | 0.02928%
2027 | 599 | 599-19R | Tier-2 | Tier-2---1 | 5--5 | 899 | 100% | 25743.4561 | 99.4% | 0.5253% | 0.0786% | 1266.6062 | 0 | 0 | 1266.6062 | 0 | 1152.5944 | 282.1928 | 4.0844 | 1152.5944 | 282.1928 | 4.0844 | 1279.0544 | 313.1543 | 4.0844 | 4.92% | 0.15161 | 0.14411 | 169796.7072 | 9028.2208 | 940.8004 | 159827.6859 | 169850.1033 | 0 | 0 | 169850.1033 | 0.04177%
2027 | 67 | 67-24R | Tier-3 | Tier-3---13 | 5--4 | 188 | 100% | 2610.8 | 93.6% | 6.065% | 0.3401% | 120.9575 | 0 | 0 | 120.9575 | 0 | 110.0696 | 59.0125 | 1.8652 | 110.0696 | 59.0125 | 1.8652 | 122.1462 | 65.4872 | 1.8652 | 4.633% | 0.2194 | 0.20854 | 11899.5856 | 668.9805 | 692.7946 | 10537.8105 | 11939.276 | 0 | 0 | 11939.276 | 0.003989%
2027 | 67 | 67-34R | Tier-3 | Tier-3---11 | 5--5 | 406 | 100% | 4180.1374 | 93.8% | 5.869% | 0.3284% | 194.0937 | 0 | 0 | 194.0937 | 0 | 176.6226 | 127.4419 | 1.3859 | 176.6226 | 127.4419 | 1.3859 | 196.0012 | 141.4245 | 1.3859 | 4.643% | 0.24743 | 0.23519 | 16893.949 | 1075.9433 | 993.2749 | 14824.7309 | 16948.4725 | 0 | 0 | 16948.4725 | 0.0064%
2027 | 67 | 67-37R | Tier-3 | Tier-3---17 | 5--3 | 88 | 100% | 622.3042 | 87.18% | 11.98% | 0.8373% | 26.8549 | 0 | 0 | 26.8549 | 0 | 24.4376 | 27.6229 | 0.88469 | 24.4376 | 27.6229 | 0.88469 | 27.1188 | 30.6536 | 0.88469 | 4.315% | 0.20095 | 0.191 | 3096.8174 | 160.5865 | 360.9451 | 2575.2857 | 3117.4933 | 0 | 0 | 3117.4933 | 0.0008856%
2027 | 67 | 67-45R | Tier-3 | Tier-3---15 | 5--4 | 132 | 100% | 1627.9508 | 92.79% | 6.809% | 0.4053% | 74.7699 | 0 | 0 | 74.7699 | 0 | 68.0396 | 41.4343 | 1.6421 | 68.0396 | 41.4343 | 1.6421 | 75.5048 | 45.9804 | 1.6421 | 4.593% | 0.20887 | 0.19854 | 7793.9219 | 491.8665 | 509.4559 | 6792.5995 | 7823.2046 | 0 | 0 | 7823.2046 | 0.002466%
2027 | 73 | 73-1130R | Tier-3 | Tier-3---9 | 5--5 | 54 | 100% | 6201.607 | 97.29% | 2.601% | 0.1104% | 298.6566 | 0 | 0 | 298.6566 | 0 | 271.7734 | 16.9504 | 16.0335 | 271.7734 | 16.9504 | 16.0335 | 301.5917 | 18.8102 | 16.0335 | 4.816% | 0.2182 | 0.2074 | 28421.9762 | 1612.5005 | 708.1752 | 26101.3005 | 28462.107 | 0 | 0 | 28462.107 | 0.009849%
2027 | 73 | 73-1163 | Tier-3 | Tier-3---4 | 5--5 | 293 | 100% | 15337.1849 | 98.56% | 1.393% | 0.04595% | 748.2657 | 0 | 0 | 748.2657 | 0 | 680.9116 | 91.9716 | 7.4035 | 680.9116 | 91.9716 | 7.4035 | 755.6196 | 102.0625 | 7.4035 | 4.879% | 0.22506 | 0.21392 | 68145.9431 | 3858.2027 | 972.8217 | 63314.9187 | 68197.0126 | 0 | 0 | 68197.0126 | 0.02468%
2027 | 73 | 73-1164 | Tier-3 | Tier-3---13 | 5--4 | 134 | 100% | 2448.8293 | 98.64% | 1.317% | 0.04316% | 119.5679 | 0 | 0 | 119.5679 | 0 | 108.8052 | 42.0621 | 2.5868 | 108.8052 | 42.0621 | 2.5868 | 120.743 | 46.6771 | 2.5868 | 4.883% | 0.18614 | 0.17693 | 13155.649 | 640.7749 | 160.5982 | 12354.2759 | 13164.97 | 0 | 0 | 13164.97 | 0.003943%
2027 | 73 | 73-23R | Tier-3 | Tier-3---9 | 5--5 | 32 | 100% | 5733.7907 | 98.41% | 1.505% | 0.0877% | 279.3035 | 0 | 0 | 279.3035 | 0 | 254.1624 | 10.0447 | 25.3032 | 254.1624 | 10.0447 | 25.3032 | 282.0485 | 11.1468 | 25.3032 | 4.871% | 0.21349 | 0.20292 | 26857.2697 | 1634.3076 | 394.5626 | 24828.3995 | 26879.5398 | 0 | 0 | 26879.5398 | 0.00921%
2027 | 73 | 73-678R | Tier-3 | Tier-3---5 | 5--5 | 150 | 100% | 10591.3769 | 98.31% | 1.605% | 0.08417% | 515.415 | 0 | 0 | 515.415 | 0 | 469.0206 | 47.0844 | 9.9613 | 469.0206 | 47.0844 | 9.9613 | 520.4805 | 52.2504 | 9.9613 | 4.866% | 0.23776 | 0.22599 | 44546.6543 | 2704.4094 | 706.232 | 41136.0129 | 44585.8514 | 0 | 0 | 44585.8514 | 0.017%
2027 | 73 | 73-683R | Tier-3 | Tier-3---7 | 5--5 | 119 | 100% | 9288.0329 | 98.43% | 1.494% | 0.07761% | 452.5311 | 0 | 0 | 452.5311 | 0 | 411.7972 | 37.3537 | 11.0243 | 411.7972 | 37.3537 | 11.0243 | 456.9786 | 41.452 | 11.0243 | 4.872% | 0.22716 | 0.21591 | 40887.9849 | 2244.0715 | 610.523 | 38033.3904 | 40921.4543 | 0 | 0 | 40921.4543 | 0.01492%
2027 | 75 | 75-2257F | Tier-3 | Tier-3---20 | 1--5 | 2 | 100% | 17.7969 | 99.34% | 0% | 0.6614% | 0.87512 | 0 | 0 | 0.87512 | 0 | 0.79635 | 0.62779 | 1.2685 | 0.79635 | 0.62779 | 1.2685 | 0.88372 | 0.69667 | 1.2685 | 4.917% | 0.0002804 | 0.00026652 | 63469.7957 | 3655.2315 | 381.3513 | 59433.2129 | 63491.6581 | 0 | 0 | 63491.6581 | 2.886e-05%
2027 | 75 | 75-2259F | Tier-3 | Tier-3---12 | 3--5 | 157 | 100% | 3135.4576 | 99.77% | 0.1421% | 0.08717% | 154.8494 | 0 | 0 | 154.8494 | 0 | 140.9108 | 49.2817 | 2.8593 | 140.9108 | 49.2817 | 2.8593 | 156.3712 | 54.6888 | 2.8593 | 4.939% | 0.020337 | 0.019331 | 154171.9995 | 13070.8578 | 336.227 | 140764.9147 | 154190.404 | 0 | 0 | 154190.404 | 0.005106%
2027 | 75 | 75-32R | Tier-3 | Tier-3---13 | 3--5 | 53 | 100% | 1708.3855 | 99.57% | 0.3134% | 0.112% | 84.2054 | 0 | 0 | 84.2054 | 0 | 76.6258 | 16.6365 | 4.6059 | 76.6258 | 16.6365 | 4.6059 | 85.033 | 18.4618 | 4.6059 | 4.929% | 0.014781 | 0.01405 | 115578.2654 | 8310.062 | 472.6259 | 106795.5774 | 115603.867 | 0 | 0 | 115603.867 | 0.002777%
2027 | 75 | 75-41 | Tier-3 | Tier-3---13 | 3--5 | 25 | 100% | 1937.5846 | 99.86% | 0.04507% | 0.0969% | 95.7743 | 0 | 0 | 95.7743 | 0 | 87.1533 | 7.8474 | 11.106 | 87.1533 | 7.8474 | 11.106 | 96.7155 | 8.7084 | 11.106 | 4.943% | 0.0163 | 0.015493 | 118871.6769 | 11982.6524 | 277.8358 | 106611.1887 | 118880.4654 | 0 | 0 | 118880.4654 | 0.003158%
2027 | 75 | 75-996R | Tier-2 | Tier-2---7 | 4--5 | 300 | 100% | 2211.1377 | 99.23% | 0.4312% | 0.3416% | 108.6055 | 0 | 0 | 108.6055 | 0 | 98.8295 | 94.1689 | 1.0495 | 98.8295 | 94.1689 | 1.0495 | 109.6728 | 104.5009 | 1.0495 | 4.912% | 0.043997 | 0.041819 | 50256.3267 | 5074.1581 | 595.0934 | 44587.0751 | 50276.5529 | 0 | 0 | 50276.5529 | 0.003581%
2027 | 78 | 78-26R | Tier-3 | Tier-3---5 | 5--5 | 133 | 100% | 14526.7268 | 98.56% | 1.412% | 0.03052% | 708.6971 | 0 | 0 | 708.6971 | 0 | 644.9047 | 41.7482 | 15.4475 | 644.9047 | 41.7482 | 15.4475 | 715.6622 | 46.3287 | 15.4475 | 4.879% | 0.34567 | 0.32856 | 42024.2818 | 2090.1766 | 553.5184 | 39380.5868 | 42055.8613 | 0 | 0 | 42055.8613 | 0.02337%
2027 | 78 | 78-782R | Tier-3 | Tier-3---7 | 5--5 | 9 | 100% | 7202.3158 | 99.51% | 0.4709% | 0.01666% | 354.7762 | 0 | 0 | 354.7762 | 0 | 322.8415 | 2.8251 | 114.2775 | 322.8415 | 2.8251 | 114.2775 | 358.263 | 3.135 | 114.2775 | 4.926% | 0.33808 | 0.32134 | 21303.7357 | 1160.2609 | 93.0569 | 20050.418 | 21309.1455 | 0 | 0 | 21309.1455 | 0.0117%
2027 | 788 | 788-34R | Tier-2 | Tier-2---6 | 5--5 | 236 | 100% | 9132.2366 | 94.33% | 5.547% | 0.1209% | 426.4266 | 0 | 0 | 426.4266 | 0 | 388.0424 | 74.0795 | 5.2382 | 388.0424 | 74.0795 | 5.2382 | 430.6175 | 82.2074 | 5.2382 | 4.669% | 0.12404 | 0.1179 | 73621.1831 | 9933.4586 | 4009.9599 | 59677.7646 | 73838.4724 | 0 | 0 | 73838.4724 | 0.01406%
2027 | 79 | 79-1215F | Tier-3 | Tier-3---18 | 5--3 | 3 | 100% | 324.1263 | 99.58% | 0.3619% | 0.05404% | 15.9775 | 0 | 0 | 15.9775 | 0 | 14.5393 | 0.94169 | 15.4396 | 14.5393 | 0.94169 | 15.4396 | 16.1345 | 1.045 | 15.4396 | 4.929% | 0.1831 | 0.17404 | 1770.1913 | 88.5948 | 9.6251 | 1671.9714 | 1770.5747 | 0 | 0 | 1770.5747 | 0.0005269%
2027 | 791 | 791-419F | Tier-2 | Tier-2---5 | 5--5 | 43 | 100% | 3349.7594 | 92.58% | 7.304% | 0.116% | 153.5102 | 0 | 0 | 153.5102 | 0 | 139.6922 | 13.4975 | 10.3495 | 139.6922 | 13.4975 | 10.3495 | 155.0189 | 14.9785 | 10.3495 | 4.583% | 0.11325 | 0.10765 | 29577.718 | 1970.6299 | 1994.5012 | 25612.587 | 29692.0073 | 0 | 0 | 29692.0073 | 0.005062%
2027 | 79 | 79-658R | Tier-3 | Tier-3---5 | 5--5 | 109 | 100% | 12321.0759 | 99.26% | 0.6823% | 0.05367% | 605.4043 | 0 | 0 | 605.4043 | 0 | 550.9097 | 34.2147 | 16.1016 | 550.9097 | 34.2147 | 16.1016 | 611.3542 | 37.9687 | 16.1016 | 4.914% | 0.46655 | 0.44346 | 26408.7945 | 1544.5762 | 192.1403 | 24672.078 | 26418.917 | 0 | 0 | 26418.917 | 0.01996%
2027 | 79 | 79-660R | Tier-3 | Tier-3---14 | 5--3 | 129 | 100% | 2087.0386 | 97.47% | 2.263% | 0.2704% | 100.6913 | 0 | 0 | 100.6913 | 0 | 91.6277 | 40.4926 | 2.2628 | 91.6277 | 40.4926 | 2.2628 | 101.6809 | 44.9354 | 2.2628 | 4.825% | 0.45747 | 0.43483 | 4562.1181 | 197.7916 | 116.9677 | 4247.3588 | 4568.1369 | 0 | 0 | 4568.1369 | 0.00332%
2027 | 79 | 79-668R | Tier-3 | Tier-3---15 | 5--3 | 99 | 100% | 1606.9068 | 70.93% | 28.63% | 0.4437% | 56.416 | 0 | 0 | 56.416 | 0 | 51.3378 | 31.0757 | 1.652 | 51.3378 | 31.0757 | 1.652 | 56.9704 | 34.4853 | 1.652 | 3.511% | 0.43999 | 0.41821 | 3652.1539 | 150.5315 | 949.6335 | 2551.989 | 3707.4514 | 0 | 0 | 3707.4514 | 0.00186%
2027 | 79 | 79-676R | Tier-3 | Tier-3---5 | 5--5 | 62 | 100% | 9714.1464 | 98.29% | 1.686% | 0.02874% | 472.6073 | 0 | 0 | 472.6073 | 0 | 430.0662 | 19.4616 | 22.0982 | 430.0662 | 19.4616 | 22.0982 | 477.252 | 21.5968 | 22.0982 | 4.865% | 0.38409 | 0.36508 | 25291.2629 | 1478.5998 | 416.7742 | 23395.8888 | 25313.8415 | 0 | 0 | 25313.8415 | 0.01558%
2027 | 79 | 79-679R | Tier-3 | Tier-3---3 | 5--5 | 47 | 100% | 18448.5828 | 98.9% | 1.079% | 0.02427% | 903.134 | 0 | 0 | 903.134 | 0 | 821.8397 | 14.7531 | 55.7061 | 821.8397 | 14.7531 | 55.7061 | 912.01 | 16.3718 | 55.7061 | 4.895% | 0.3939 | 0.3744 | 46835.416 | 2583.7373 | 473.6256 | 43778.0531 | 46862.3143 | 0 | 0 | 46862.3143 | 0.02978%
2027 | 79 | 79-685R | Tier-3 | Tier-3---14 | 5--4 | 9 | 100% | 2564.7524 | 99.37% | 0.5359% | 0.0899% | 126.1608 | 0 | 0 | 126.1608 | 0 | 114.8046 | 2.8251 | 40.6378 | 114.8046 | 2.8251 | 40.6378 | 127.4007 | 3.135 | 40.6378 | 4.919% | 0.43155 | 0.41019 | 5943.1342 | 289.2774 | 32.5223 | 5621.3345 | 5945.071 | 0 | 0 | 5945.071 | 0.00416%
2027 | 79 | 79-714R | Tier-3 | Tier-3---9 | 5--4 | 103 | 100% | 5536.6205 | 96.31% | 3.618% | 0.06787% | 263.9613 | 0 | 0 | 263.9613 | 0 | 240.2011 | 32.3313 | 7.4294 | 240.2011 | 32.3313 | 7.4294 | 266.5555 | 35.8786 | 7.4294 | 4.768% | 0.37772 | 0.35902 | 14658.165 | 795.0255 | 492.7291 | 13370.4104 | 14686.3013 | 0 | 0 | 14686.3013 | 0.008704%
2027 | 79 | 79-785 | Tier-3 | Tier-3---3 | 5--5 | 226 | 100% | 18780.9285 | 97.14% | 2.812% | 0.0448% | 903.1022 | 0 | 0 | 903.1022 | 0 | 821.8107 | 70.9406 | 11.5845 | 821.8107 | 70.9406 | 11.5845 | 911.9778 | 78.724 | 11.5845 | 4.809% | 0.38023 | 0.36141 | 49393.626 | 3270.0768 | 1298.0167 | 44825.5325 | 49467.0991 | 0 | 0 | 49467.0991 | 0.02978%
2027 | 79 | 79-799R | Tier-3 | Tier-3---14 | 5--3 | 5 | 100% | 3034.8235 | 97.12% | 2.752% | 0.1275% | 145.8979 | 0 | 0 | 145.8979 | 0 | 132.7651 | 1.5695 | 84.5917 | 132.7651 | 1.5695 | 84.5917 | 147.3318 | 1.7417 | 84.5917 | 4.807% | 0.77068 | 0.73253 | 3937.8445 | 167.5066 | 101.5953 | 3668.7425 | 3943.7498 | 0 | 0 | 3943.7498 | 0.004811%
2027 | 79 | 79-808R | Tier-3 | Tier-3---3 | 5--5 | 210 | 100% | 19978.3255 | 99.23% | 0.7353% | 0.0338% | 981.3213 | 0 | 0 | 981.3213 | 0 | 892.989 | 65.9182 | 13.5469 | 892.989 | 65.9182 | 13.5469 | 990.9657 | 73.1506 | 13.5469 | 4.912% | 0.44563 | 0.42357 | 44831.6641 | 2303.1269 | 312.6633 | 42215.8739 | 44849.6205 | 0 | 0 | 44849.6205 | 0.03236%
2027 | 799 | 799-504R | Tier-2 | Tier-2---15 | 1--5 | 6 | 100% | 127.4062 | 99.28% | 0% | 0.716% | 6.2614 | 0 | 0 | 6.2614 | 0 | 5.6978 | 1.8834 | 3.0253 | 5.6978 | 1.8834 | 3.0253 | 6.323 | 2.09 | 3.0253 | 4.915% | 0.0046964 | 0.0044639 | 27128.474 | 4849.4252 | 1319.6494 | 20959.3994 | 27138.5902 | 0 | 0 | 27138.5902 | 0.0002065%
2027 | 835 | 835-10F | Tier-2 | Tier-2---19 | 1--4 | 27 | 100% | 12.4137 | 98.83% | 0% | 1.166% | 0.60731 | 0 | 0 | 0.60731 | 0 | 0.55265 | 8.4752 | 0.065208 | 0.55265 | 8.4752 | 0.065208 | 0.61328 | 9.4051 | 0.065208 | 4.892% | 0.0010446 | 0.00099289 | 11883.6637 | 927.2087 | 137.533 | 10818.9221 | 11890.8775 | 0 | 0 | 11890.8775 | 2.003e-05%
2027 | 835 | 835-11F | Tier-2 | Tier-2---15 | 1--5 | 20 | 100% | 139.955 | 99.63% | 0% | 0.3714% | 6.902 | 0 | 0 | 6.902 | 0 | 6.2808 | 6.2779 | 1.0005 | 6.2808 | 6.2779 | 1.0005 | 6.9699 | 6.9667 | 1.0005 | 4.932% | 0.0041866 | 0.0039794 | 33429.2729 | 4516.6864 | 116.5511 | 28796.0353 | 33435.7392 | 0 | 0 | 33435.7392 | 0.0002276%
2027 | 835 | 835-35F | Tier-2 | Tier-2---19 | 1--5 | 7 | 100% | 6.7153 | 99.02% | 0% | 0.9775% | 0.32916 | 0 | 0 | 0.32916 | 0 | 0.29953 | 2.1973 | 0.13632 | 0.29953 | 2.1973 | 0.13632 | 0.33239 | 2.4384 | 0.13632 | 4.902% | 0.0003154 | 0.00029979 | 21291.4086 | 1586.1343 | 191.0336 | 19514.2408 | 21302.2477 | 0 | 0 | 21302.2477 | 1.085e-05%
2027 | 840 | 840-308F | Tier-2 | Tier-2---13 | 4--4 | 4 | 100% | 330.3488 | 99.39% | 0.4551% | 0.1546% | 16.2526 | 0 | 0 | 16.2526 | 0 | 14.7896 | 1.2556 | 11.7791 | 14.7896 | 1.2556 | 11.7791 | 16.4123 | 1.3933 | 11.7791 | 4.92% | 0.063249 | 0.060118 | 5222.9719 | 562.2788 | 28.1473 | 4632.5459 | 5224.6302 | 0 | 0 | 5224.6302 | 0.0005359%
2027 | 840 | 840-374 | Tier-2 | Tier-2---13 | 4--3 | 95 | 100% | 232.5563 | 96.66% | 2.796% | 0.5416% | 11.1274 | 0 | 0 | 11.1274 | 0 | 10.1258 | 29.8201 | 0.33956 | 10.1258 | 29.8201 | 0.33956 | 11.2367 | 33.0919 | 0.33956 | 4.785% | 0.064007 | 0.060838 | 3633.3054 | 196.9902 | 98.0177 | 3338.2976 | 3639.62 | 0 | 0 | 3639.62 | 0.0003669%
2027 | 859 | 859-42R | Tier-2 | Tier-2---3 | 4--5 | 381 | 100% | 8606.9717 | 99.86% | 0% | 0.1411% | 425.4439 | 0 | 0 | 425.4439 | 0 | 387.1481 | 119.5945 | 3.2372 | 387.1481 | 119.5945 | 3.2372 | 429.6251 | 132.7161 | 3.2372 | 4.943% | 0.067132 | 0.063809 | 128210.0534 | 7463.1152 | 271.9776 | 120474.9607 | 128219.4758 | 0 | 0 | 128219.4758 | 0.01403%
2027 | 907 | 907-1562AE | Tier-3 | Tier-3---6 | 4--5 | 124 | 100% | 8439.7692 | 97.62% | 2.35% | 0.03436% | 407.8089 | 0 | 0 | 407.8089 | 0 | 371.1005 | 38.9231 | 9.5342 | 371.1005 | 38.9231 | 9.5342 | 411.8168 | 43.1937 | 9.5342 | 4.832% | 0.054867 | 0.052151 | 153823.4413 | 9936.3787 | 3323.7899 | 140563.2726 | 154014.4199 | 0 | 0 | 154014.4199 | 0.01345%
2027 | 907 | 907-1602 | Tier-3 | Tier-3---17 | 3--4 | 1 | 100% | 257.2419 | 98.67% | 1.294% | 0.04048% | 12.5635 | 0 | 0 | 12.5635 | 0 | 11.4327 | 0.3139 | 36.4218 | 11.4327 | 0.3139 | 36.4218 | 12.687 | 0.34834 | 36.4218 | 4.884% | 0.018131 | 0.017233 | 14188.117 | 688.9653 | 150.8545 | 13348.2972 | 14197.9773 | 0 | 0 | 14197.9773 | 0.0004143%
2027 | 907 | 907-1702R | Tier-3 | Tier-3---6 | 4--5 | 115 | 100% | 9100.5583 | 99.73% | 0.2344% | 0.03926% | 449.2449 | 0 | 0 | 449.2449 | 0 | 408.8067 | 36.0981 | 11.3249 | 408.8067 | 36.0981 | 11.3249 | 453.66 | 40.0587 | 11.3249 | 4.936% | 0.061079 | 0.058055 | 148997.4926 | 9820.8836 | 378.9812 | 138797.6278 | 149018.7269 | 0 | 0 | 149018.7269 | 0.01481%
2027 | 907 | 907-1716R | Tier-3 | Tier-3---2 | 4--5 | 618 | 100% | 27066.4552 | 99.19% | 0.7771% | 0.02941% | 1328.9846 | 0 | 0 | 1328.9846 | 0 | 1209.3579 | 193.9879 | 6.2342 | 1209.3579 | 193.9879 | 6.2342 | 1342.0458 | 215.2718 | 6.2342 | 4.91% | 0.088049 | 0.083691 | 307401.4892 | 26739.124 | 2399.2259 | 278263.1391 | 307530.5949 | 0 | 0 | 307530.5949 | 0.04382%
2027 | 907 | 907-2820R | Tier-3 | Tier-3---10 | 4--5 | 53 | 100% | 6348.4755 | 99.98% | 0.008026% | 0.01607% | 314.1738 | 0 | 0 | 314.1738 | 0 | 285.8939 | 16.6365 | 17.1847 | 285.8939 | 16.6365 | 17.1847 | 317.2615 | 18.4618 | 17.1847 | 4.949% | 0.082479 | 0.078396 | 76970.9977 | 6095.6287 | 17.0995 | 70858.2695 | 76971.9637 | 0 | 0 | 76971.9637 | 0.01036%
2027 | 908 | 908-1172R | Tier-2 | Tier-2---2 | 5--5 | 451 | 100% | 15766.5188 | 98.33% | 1.627% | 0.04735% | 767.3776 | 0 | 0 | 767.3776 | 0 | 698.3032 | 141.5672 | 4.9327 | 698.3032 | 141.5672 | 4.9327 | 774.9194 | 157.0996 | 4.9327 | 4.867% | 0.20692 | 0.19668 | 76195.3215 | 5331.2754 | 1185.4095 | 69678.6366 | 76261.7497 | 0 | 0 | 76261.7497 | 0.02531%
2027 | 908 | 908-1236 | Tier-2 | Tier-2---2 | 5--5 | 350 | 100% | 11763.9311 | 98.8% | 1.165% | 0.03327% | 575.3384 | 0 | 0 | 575.3384 | 0 | 523.5501 | 109.8637 | 4.7655 | 523.5501 | 109.8637 | 4.7655 | 580.9928 | 121.9177 | 4.7655 | 4.891% | 0.1877 | 0.17841 | 62673.98 | 5005.8683 | 685.7702 | 56982.3415 | 62713.0821 | 0 | 0 | 62713.0821 | 0.01897%
2027 | 908 | 908-1368R | Tier-2 | Tier-2---5 | 5--5 | 479 | 100% | 5570.7929 | 96.25% | 3.531% | 0.2207% | 265.4096 | 0 | 0 | 265.4096 | 0 | 241.5192 | 150.3563 | 1.6063 | 241.5192 | 150.3563 | 1.6063 | 268.0181 | 166.8531 | 1.6063 | 4.764% | 0.23644 | 0.22474 | 23560.7485 | 1440.3319 | 798.3866 | 21322.03 | 23606.7777 | 0 | 0 | 23606.7777 | 0.008752%
2027 | 908 | 908-1370R | Tier-2 | Tier-2---8 | 5--4 | 302 | 100% | 1466.2762 | 91.81% | 7.905% | 0.289% | 66.6334 | 0 | 0 | 66.6334 | 0 | 60.6355 | 94.7967 | 0.63964 | 60.6355 | 94.7967 | 0.63964 | 67.2883 | 105.1975 | 0.63964 | 4.544% | 0.1878 | 0.17851 | 7807.4644 | 518.9417 | 584.8681 | 6703.6546 | 7840.781 | 0 | 0 | 7840.781 | 0.002197%
2027 | 908 | 908-1372R | Tier-2 | Tier-2---2 | 5--5 | 118 | 100% | 7960.2903 | 98.35% | 1.621% | 0.03193% | 387.5225 | 0 | 0 | 387.5225 | 0 | 352.6402 | 37.0398 | 9.5206 | 352.6402 | 37.0398 | 9.5206 | 391.3311 | 41.1037 | 9.5206 | 4.868% | 0.17701 | 0.16825 | 44971.6131 | 3766.5332 | 683.7932 | 40521.2867 | 45010.3176 | 0 | 0 | 45010.3176 | 0.01278%
2027 | 908 | 908-2038R | Tier-2 | Tier-2---1 | 5--5 | 313 | 100% | 41258.5742 | 98.89% | 1.078% | 0.03081% | 2019.6477 | 0 | 0 | 2019.6477 | 0 | 1837.8519 | 98.2495 | 18.706 | 1837.8519 | 98.2495 | 18.706 | 2039.4967 | 109.0292 | 18.706 | 4.895% | 0.23053 | 0.21912 | 178970.5163 | 13265.9985 | 1829.4076 | 163875.1102 | 179073.8915 | 0 | 0 | 179073.8915 | 0.0666%
2027 | 908 | 908-2040 | Tier-2 | Tier-2---5 | 5--5 | 226 | 100% | 3646.8048 | 91.91% | 7.986% | 0.1044% | 165.9128 | 0 | 0 | 165.9128 | 0 | 150.9784 | 70.9406 | 2.1282 | 150.9784 | 70.9406 | 2.1282 | 167.5434 | 78.724 | 2.1282 | 4.55% | 0.17929 | 0.17042 | 20339.8492 | 1700.729 | 1512.7829 | 17126.3373 | 20425.5442 | 0 | 0 | 20425.5442 | 0.005471%
2027 | 908 | 908-2055F | Tier-3 | Tier-3---2 | 5--5 | 273 | 100% | 22564.0783 | 99.08% | 0.8792% | 0.03652% | 1106.6937 | 0 | 0 | 1106.6937 | 0 | 1007.0762 | 85.6937 | 11.752 | 1007.0762 | 85.6937 | 11.752 | 1117.5702 | 95.0958 | 11.752 | 4.905% | 0.20355 | 0.19347 | 110854.0623 | 7735.6273 | 1009.8579 | 102108.5771 | 110906.9288 | 0 | 0 | 110906.9288 | 0.03649%
2027 | 908 | 908-2062F | Tier-2 | Tier-2---16 | 5--2 | 2 | 100% | 153.3115 | 98.58% | 1.358% | 0.06577% | 7.4809 | 0 | 0 | 7.4809 | 0 | 6.8075 | 0.62779 | 10.8436 | 6.8075 | 0.62779 | 10.8436 | 7.5544 | 0.69667 | 10.8436 | 4.88% | 0.16054 | 0.1526 | 954.9499 | 48.869 | 14.7016 | 891.3793 | 955.6578 | 0 | 0 | 955.6578 | 0.0002467%
2027 | 908 | 908-30 | Tier-2 | Tier-2---10 | 5--4 | 71 | 100% | 847.524 | 96.52% | 3.329% | 0.1488% | 40.4933 | 0 | 0 | 40.4933 | 0 | 36.8484 | 22.2866 | 1.6534 | 36.8484 | 22.2866 | 1.6534 | 40.8913 | 24.7319 | 1.6534 | 4.778% | 0.16572 | 0.15752 | 5114.069 | 284.5346 | 169.3742 | 4660.1602 | 5123.3319 | 0 | 0 | 5123.3319 | 0.001335%
2027 | 909 | 909-451 | Tier-3 | Tier-3---1 | 5--5 | 434 | 100% | 55252.3747 | 99.27% | 0.7029% | 0.02396% | 2715.113 | 0 | 0 | 2715.113 | 0 | 2470.7159 | 136.231 | 18.1362 | 2470.7159 | 136.231 | 18.1362 | 2741.797 | 151.1779 | 18.1362 | 4.914% | 0.31112 | 0.29572 | 177590.703 | 9870.6468 | 1163.318 | 166556.7382 | 177657.9267 | 0 | 0 | 177657.9267 | 0.08953%
2027 | 909 | 909-453R | Tier-2 | Tier-2---3 | 2--5 | 1 | 100% | 5703.0403 | 99.97% | 0% | 0.03309% | 282.2071 | 0 | 0 | 282.2071 | 0 | 256.8046 | 0.3139 | 818.1193 | 256.8046 | 0.3139 | 818.1193 | 284.9806 | 0.34834 | 818.1193 | 4.948% | 0.0097928 | 0.0093081 | 582370.7512 | 29002.1932 | 955.718 | 552412.8399 | 582380.7865 | 0 | 0 | 582380.7865 | 0.009306%
2027 | 909 | 909-805R | Tier-2 | Tier-2---1 | 5--5 | 458 | 100% | 32313.161 | 99.26% | 0.708% | 0.02831% | 1587.725 | 0 | 0 | 1587.725 | 0 | 1444.8081 | 143.7645 | 10.0498 | 1444.8081 | 143.7645 | 10.0498 | 1603.3291 | 159.538 | 10.0498 | 4.914% | 0.28921 | 0.27489 | 111728.904 | 9787.6674 | 729.9669 | 101211.2697 | 111771.744 | 0 | 0 | 111771.744 | 0.05236%
2027 | 91 | 91-7F | Tier-2 | Tier-2---9 | 4--5 | 136 | 100% | 1295.9906 | 95.98% | 3.603% | 0.4176% | 61.5723 | 0 | 0 | 61.5723 | 0 | 56.0299 | 42.6899 | 1.3125 | 56.0299 | 42.6899 | 1.3125 | 62.1774 | 47.3737 | 1.3125 | 4.751% | 0.034038 | 0.032353 | 38075.0405 | 3866.8561 | 1530.8214 | 32677.363 | 38154.7637 | 0 | 0 | 38154.7637 | 0.00203%
2027 | 920 | 920-1342R | Tier-3 | Tier-3---12 | 4--5 | 74 | 100% | 3406.6458 | 99.34% | 0.5402% | 0.1203% | 167.5153 | 0 | 0 | 167.5153 | 0 | 152.4366 | 23.2283 | 6.5625 | 152.4366 | 23.2283 | 6.5625 | 169.1616 | 25.7769 | 6.5625 | 4.917% | 0.068604 | 0.065208 | 49656.3753 | 4642.3023 | 300.3512 | 44713.7218 | 49673.4543 | 0 | 0 | 49673.4543 | 0.005524%
2027 | 920 | 920-735AE | Tier-2 | Tier-2---7 | 4--5 | 41 | 100% | 1554.328 | 69.02% | 30.62% | 0.3611% | 53.1046 | 0 | 0 | 53.1046 | 0 | 48.3244 | 12.8697 | 3.7549 | 48.3244 | 12.8697 | 3.7549 | 53.6265 | 14.2818 | 3.7549 | 3.417% | 0.068691 | 0.065291 | 22627.8919 | 1626.4148 | 6446.6356 | 14554.8415 | 22992.947 | 0 | 0 | 22992.947 | 0.001751%
2027 | 921 | 921-800F | Tier-2 | Tier-2---7 | 4--5 | 93 | 100% | 1991.7107 | 76.61% | 23.16% | 0.2301% | 75.5258 | 0 | 0 | 75.5258 | 0 | 68.7275 | 29.1924 | 2.3543 | 68.7275 | 29.1924 | 2.3543 | 76.2681 | 32.3953 | 2.3543 | 3.792% | 0.065336 | 0.062102 | 30484.0304 | 2594.6331 | 6453.3763 | 21436.021 | 30855.4164 | 0 | 0 | 30855.4164 | 0.002491%
2027 | 928 | 928-19 | Tier-2 | Tier-2---11 | 4--4 | 2 | 100% | 434.8834 | 99.47% | 0.2691% | 0.2608% | 21.4127 | 0 | 0 | 21.4127 | 0 | 19.4852 | 0.62779 | 31.0377 | 19.4852 | 0.62779 | 31.0377 | 21.6231 | 0.69667 | 31.0377 | 4.924% | 0.051756 | 0.049194 | 8402.5377 | 840.1371 | 38.3723 | 7524.0283 | 8404.8564 | 0 | 0 | 8404.8564 | 0.0007061%
2027 | 970 | 970-1341R | Tier-3 | Tier-3---4 | 5--5 | 34 | 100% | 12961.6134 | 99.66% | 0.3199% | 0.02218% | 639.405 | 0 | 0 | 639.405 | 0 | 581.8498 | 10.6725 | 54.5187 | 581.8498 | 10.6725 | 54.5187 | 645.689 | 11.8434 | 54.5187 | 4.933% | 0.12497 | 0.11878 | 103720.1236 | 10455.2915 | 563.8236 | 92701.0085 | 103738.6021 | 0 | 0 | 103738.6021 | 0.02109%
2027 | 971 | 971-1973R | Tier-3 | Tier-3---4 | 5--5 | 309 | 100% | 15148.7962 | 99.05% | 0.8967% | 0.0506% | 742.7622 | 0 | 0 | 742.7622 | 0 | 675.9035 | 96.994 | 6.9685 | 675.9035 | 96.994 | 6.9685 | 750.0621 | 107.6359 | 6.9685 | 4.903% | 0.14704 | 0.13976 | 103024.8612 | 7594.4752 | 905.6636 | 94524.7224 | 103075.6847 | 0 | 0 | 103075.6847 | 0.02449%
2027 | 971 | 971-2050R | Tier-3 | Tier-3---2 | 5--5 | 657 | 100% | 28484.5838 | 98.91% | 1.035% | 0.05308% | 1394.6521 | 0 | 0 | 1394.6521 | 0 | 1269.1144 | 206.2299 | 6.1539 | 1269.1144 | 206.2299 | 6.1539 | 1408.3587 | 228.8569 | 6.1539 | 4.896% | 0.18464 | 0.1755 | 154268.7539 | 10830.6461 | 1582.0513 | 141856.0564 | 154356.1301 | 0 | 0 | 154356.1301 | 0.04599%
2027 | 971 | 971-29R | Tier-3 | Tier-3---6 | 5--5 | 75 | 100% | 8015.4065 | 99.46% | 0.5042% | 0.0309% | 394.6396 | 0 | 0 | 394.6396 | 0 | 359.1166 | 23.5422 | 15.2542 | 359.1166 | 23.5422 | 15.2542 | 398.5181 | 26.1252 | 15.2542 | 4.924% | 0.12171 | 0.11568 | 65856.8143 | 3610.5313 | 317.5488 | 61928.7341 | 65875.1664 | 0 | 0 | 65875.1664 | 0.01301%
2027 | 971 | 971-371R | Tier-3 | Tier-3---12 | 5--5 | 25 | 100% | 4351.5062 | 99.52% | 0.4473% | 0.03668% | 214.3571 | 0 | 0 | 214.3571 | 0 | 195.062 | 7.8474 | 24.8569 | 195.062 | 7.8474 | 24.8569 | 216.4638 | 8.7084 | 24.8569 | 4.926% | 0.11668 | 0.1109 | 37295.5773 | 2011.9233 | 160.8045 | 35122.8495 | 37304.9774 | 0 | 0 | 37304.9774 | 0.007069%
2027 | 971 | 971-383R | Tier-3 | Tier-3---4 | 5--5 | 123 | 100% | 14770.5962 | 98.43% | 1.528% | 0.03956% | 719.68 | 0 | 0 | 719.68 | 0 | 654.899 | 38.6092 | 16.9622 | 654.899 | 38.6092 | 16.9622 | 726.7529 | 42.8454 | 16.9622 | 4.872% | 0.13837 | 0.13152 | 106747.8715 | 6177.23 | 1600.3912 | 98970.2503 | 106835.0414 | 0 | 0 | 106835.0414 | 0.02373%
2027 | 971 | 971-388R | Tier-3 | Tier-3---4 | 5--5 | 319 | 100% | 11267.961 | 98.98% | 0.9235% | 0.09902% | 552.0609 | 0 | 0 | 552.0609 | 0 | 502.3679 | 100.1329 | 5.017 | 502.3679 | 100.1329 | 5.017 | 557.4865 | 111.1193 | 5.017 | 4.899% | 0.17642 | 0.16769 | 63870.0886 | 3872.2432 | 602.7653 | 59395.0801 | 63904.0994 | 0 | 0 | 63904.0994 | 0.0182%
2027 | 972 | 972-1582R | Tier-3 | Tier-3---6 | 5--5 | 88 | 100% | 8019.1792 | 98.53% | 1.384% | 0.08092% | 391.1329 | 0 | 0 | 391.1329 | 0 | 355.9256 | 27.6229 | 12.8852 | 355.9256 | 27.6229 | 12.8852 | 394.9769 | 30.6536 | 12.8852 | 4.877% | 0.15062 | 0.14317 | 53239.6467 | 3086.8109 | 714.7235 | 49438.1123 | 53280.2737 | 0 | 0 | 53280.2737 | 0.0129%
2027 | 972 | 972-1590F | Tier-3 | Tier-3---2 | 5--5 | 704 | 100% | 23409.1539 | 98.39% | 1.548% | 0.05965% | 1140.1279 | 0 | 0 | 1140.1279 | 0 | 1037.5009 | 220.983 | 4.6949 | 1037.5009 | 220.983 | 4.6949 | 1151.3331 | 245.2287 | 4.6949 | 4.87% | 0.17603 | 0.16732 | 132982.6796 | 10745.803 | 2028.2393 | 120208.6373 | 133093.9956 | 0 | 0 | 133093.9956 | 0.0376%
2027 | 972 | 972-32R | Tier-2 | Tier-2---1 | 5--5 | 407 | 100% | 22914.3284 | 97.48% | 2.478% | 0.04418% | 1105.6563 | 0 | 0 | 1105.6563 | 0 | 1006.1322 | 127.7558 | 7.8754 | 1006.1322 | 127.7558 | 7.8754 | 1116.5227 | 141.7729 | 7.8754 | 4.825% | 0.16607 | 0.15785 | 137978.7753 | 7897.3231 | 3156.5486 | 126924.9036 | 138159.9776 | 0 | 0 | 138159.9776 | 0.03646%
2027 | 972 | 972-942R | Tier-3 | Tier-3---6 | 5--5 | 137 | 100% | 9149.6836 | 99.12% | 0.8301% | 0.05344% | 448.9075 | 0 | 0 | 448.9075 | 0 | 408.4997 | 43.0038 | 9.4992 | 408.4997 | 43.0038 | 9.4992 | 453.3194 | 47.7221 | 9.4992 | 4.906% | 0.14195 | 0.13492 | 64459.3584 | 4369.1581 | 517.8641 | 59572.3362 | 64489.0192 | 0 | 0 | 64489.0192 | 0.0148%
2027 | 973 | 973-1226R | Tier-3 | Tier-3---10 | 5--5 | 80 | 100% | 5177.8696 | 97.32% | 2.585% | 0.09195% | 249.4435 | 0 | 0 | 249.4435 | 0 | 226.9901 | 25.1117 | 9.0392 | 226.9901 | 25.1117 | 9.0392 | 251.895 | 27.8669 | 9.0392 | 4.817% | 0.13989 | 0.13297 | 37012.5952 | 1958.2894 | 910.1694 | 34144.1364 | 37064.1939 | 0 | 0 | 37064.1939 | 0.008226%
2027 | 973 | 973-1245R | Tier-3 | Tier-3---6 | 5--5 | 48 | 100% | 8620.1106 | 99.53% | 0.4446% | 0.0227% | 424.7015 | 0 | 0 | 424.7015 | 0 | 386.4725 | 15.067 | 25.6502 | 386.4725 | 15.067 | 25.6502 | 428.8754 | 16.7201 | 25.6502 | 4.927% | 0.12039 | 0.11443 | 71603.6913 | 4071.6789 | 428.5861 | 67103.4263 | 71621.1173 | 0 | 0 | 71621.1173 | 0.01401%
2027 | 973 | 973-626R | Tier-3 | Tier-3---7 | 5--5 | 42 | 100% | 6521.7236 | 98.03% | 1.864% | 0.1053% | 316.4676 | 0 | 0 | 316.4676 | 0 | 287.9812 | 13.1836 | 21.8438 | 287.9812 | 13.1836 | 21.8438 | 319.5779 | 14.6301 | 21.8438 | 4.853% | 0.1523 | 0.14476 | 42821.6164 | 2771.3178 | 761.0334 | 39289.2652 | 42865.5348 | 0 | 0 | 42865.5348 | 0.01044%
2027 | 974 | 974-23R | Tier-3 | Tier-3---11 | 5--5 | 138 | 100% | 3492.8626 | 93.69% | 6.037% | 0.2698% | 161.9921 | 0 | 0 | 161.9921 | 0 | 147.4106 | 43.3177 | 3.403 | 147.4106 | 43.3177 | 3.403 | 163.5841 | 48.0704 | 3.403 | 4.638% | 0.16472 | 0.15657 | 21204.8226 | 1225.3577 | 1209.8349 | 18769.63 | 21274.471 | 0 | 0 | 21274.471 | 0.005342%
2027 | 974 | 974-715R | Tier-3 | Tier-3---6 | 5--5 | 12 | 100% | 7107.1697 | 99.55% | 0.3981% | 0.05413% | 350.214 | 0 | 0 | 350.214 | 0 | 318.6899 | 3.7668 | 84.606 | 318.6899 | 3.7668 | 84.606 | 353.6559 | 4.18 | 84.606 | 4.928% | 0.14069 | 0.13372 | 50517.2415 | 2626.4246 | 327.9593 | 47562.8576 | 50529.1387 | 0 | 0 | 50529.1387 | 0.01155%
2027 | 975 | 975-22R | Tier-3 | Tier-3---7 | 5--5 | 5 | 100% | 6417.0381 | 80.3% | 19.69% | 0.01691% | 255.0589 | 0 | 0 | 255.0589 | 0 | 232.1001 | 1.5695 | 147.8833 | 232.1001 | 1.5695 | 147.8833 | 257.5656 | 1.7417 | 147.8833 | 3.975% | 0.19669 | 0.18696 | 32624.3404 | 2655.4587 | 6062.1421 | 23906.7397 | 32959.0914 | 0 | 0 | 32959.0914 | 0.008411%
2027 | 991 | 991-1 | Tier-2 | Tier-2---12 | 4--5 | 17 | 100% | 626.8618 | 65.87% | 33.98% | 0.153% | 20.4388 | 0 | 0 | 20.4388 | 0 | 18.5991 | 5.3362 | 3.4854 | 18.5991 | 5.3362 | 3.4854 | 20.6397 | 5.9217 | 3.4854 | 3.261% | 0.034773 | 0.033051 | 18027.4627 | 2318.0951 | 5585.2087 | 10124.1589 | 18347.8976 | 0 | 0 | 18347.8976 | 0.000674%
2027 | 991 | 991-1206R | Tier-2 | Tier-2---4 | 4--5 | 107 | 100% | 4576.7911 | 99.78% | 0.09876% | 0.1221% | 226.0508 | 0 | 0 | 226.0508 | 0 | 205.7031 | 33.5869 | 6.1245 | 205.7031 | 33.5869 | 6.1245 | 228.2724 | 37.272 | 6.1245 | 4.939% | 0.063785 | 0.060628 | 71752.9575 | 8533.7139 | 142.1853 | 63077.0583 | 71761.2112 | 0 | 0 | 71761.2112 | 0.007454%
2027 | 1023 | CB 1023 | Tier-2 | Tier-2---4 | 4--5 | 82 | 100% | 3332.7386 | 99.81% | 0.1085% | 0.07978% | 164.66 | 0 | 0 | 164.66 | 0 | 149.8384 | 25.7395 | 5.8213 | 149.8384 | 25.7395 | 5.8213 | 166.2783 | 28.5636 | 5.8213 | 4.941% | 0.082267 | 0.078195 | 40511.3438 | 2187.4084 | 643.9575 | 37679.9779 | 40515.3153 | 0 | 0 | 40515.3153 | 0.00543%
2027 | 1090 | CB 1090 | Tier-2 | Tier-2---7 | 3--5 | 19 | 100% | 1414.5114 | 99.62% | 0.1678% | 0.2113% | 69.7529 | 0 | 0 | 69.7529 | 0 | 63.4742 | 5.964 | 10.6428 | 63.4742 | 5.964 | 10.6428 | 70.4384 | 6.6184 | 10.6428 | 4.931% | 0.025114 | 0.023871 | 56324.0689 | 3193.0563 | 219.125 | 52911.8876 | 56335.1879 | 0 | 0 | 56335.1879 | 0.0023%
2027 | 1101 | CB 1101 | Tier-2 | Tier-2---9 | 4--4 | 3 | 100% | 1133.279 | 99.72% | 0.1529% | 0.1272% | 55.9402 | 0 | 0 | 55.9402 | 0 | 50.9048 | 0.94169 | 54.0569 | 50.9048 | 0.94169 | 54.0569 | 56.49 | 1.045 | 54.0569 | 4.936% | 0.091579 | 0.087045 | 12374.933 | 790.0395 | 488.8435 | 11096.0499 | 12376.7382 | 0 | 0 | 12376.7382 | 0.001845%
2027 | 1106 | CB 1106 | Tier-2 | Tier-2---7 | 4--5 | 56 | 100% | 1646.9837 | 34.54% | 65.41% | 0.04829% | 28.1563 | 0 | 0 | 28.1563 | 0 | 25.6219 | 17.5782 | 1.4576 | 25.6219 | 17.5782 | 1.4576 | 28.4331 | 19.5068 | 1.4576 | 1.71% | 0.070774 | 0.067271 | 23270.9618 | 453.178 | 13904.863 | 8912.9208 | 24064.3118 | 0 | 0 | 24064.3118 | 0.0009285%
2027 | 1138 | CB 1138 | Tier-2 | Tier-2---10 | 5--4 | 80 | 100% | 765.4961 | 75% | 24.28% | 0.7274% | 28.4174 | 0 | 0 | 28.4174 | 0 | 25.8594 | 25.1117 | 1.0298 | 25.8594 | 25.1117 | 1.0298 | 28.6967 | 27.8669 | 1.0298 | 3.712% | 0.11418 | 0.10853 | 6704.4211 | 521.4992 | 1615.7801 | 4567.1418 | 6791.7244 | 0 | 0 | 6791.7244 | 0.0009371%
2027 | 1234 | CB 1234 | Tier-3 | Tier-3---10 | 5--5 | 571 | 100% | 6311.4919 | 84.29% | 15.54% | 0.1769% | 263.3319 | 0 | 0 | 263.3319 | 0 | 239.6285 | 179.2348 | 1.337 | 239.6285 | 179.2348 | 1.337 | 265.9199 | 198.9 | 1.337 | 4.172% | 0.11961 | 0.11369 | 52765.4948 | 2759.6634 | 8111.6399 | 41894.1915 | 53197.2441 | 0 | 0 | 53197.2441 | 0.008684%
2027 | 1235 | CB 1235 | Tier-2 | Tier-2---6 | 4--5 | 1192 | 100% | 6645.572 | 99.09% | 0.6868% | 0.2213% | 325.9686 | 0 | 0 | 325.9686 | 0 | 296.627 | 374.1644 | 0.79277 | 296.627 | 374.1644 | 0.79277 | 329.1722 | 415.2168 | 0.79277 | 4.905% | 0.082825 | 0.078725 | 80236.4987 | 5995.4874 | 833.9481 | 73407.0631 | 80274.4439 | 0 | 0 | 80274.4439 | 0.01075%
2027 | 1243 | CB 1243 | Tier-2 | Tier-2---7 | 3--5 | 132 | 100% | 1438.3629 | 99.75% | 0% | 0.2509% | 71.0203 | 0 | 0 | 71.0203 | 0 | 64.6275 | 41.4343 | 1.5598 | 64.6275 | 41.4343 | 1.5598 | 71.7183 | 45.9804 | 1.5598 | 4.938% | 0.019586 | 0.018616 | 73438.3162 | 4480.0299 | 229.8696 | 68728.4167 | 73447.9126 | 0 | 0 | 73447.9126 | 0.002342%
2027 | 1245 | CB 1245 | Tier-2 | Tier-2---15 | 1--5 | 4 | 100% | 108.0997 | 99.75% | 0% | 0.2497% | 5.3376 | 0 | 0 | 5.3376 | 0 | 4.8571 | 1.2556 | 3.8684 | 4.8571 | 1.2556 | 3.8684 | 5.39 | 1.3933 | 3.8684 | 4.938% | 0.001637 | 0.001556 | 66035.2637 | 9567.7722 | 158.6523 | 56308.8392 | 66043.8517 | 0 | 0 | 66043.8517 | 0.000176%
2027 | 1250 | CB 1250 | Tier-2 | Tier-2---4 | 4--5 | 38 | 100% | 4075.2359 | 99.93% | 0.04042% | 0.02515% | 201.5919 | 0 | 0 | 201.5919 | 0 | 183.4459 | 11.9281 | 15.3794 | 183.4459 | 11.9281 | 15.3794 | 203.5731 | 13.2368 | 15.3794 | 4.947% | 0.088703 | 0.084312 | 45942.5846 | 2409.8097 | 605.4247 | 42927.3502 | 45944.1535 | 0 | 0 | 45944.1535 | 0.006648%
2027 | 1299 | CB 1299 | Tier-2 | Tier-2---19 | 3--3 | 3 | 100% | 41.7756 | 94.08% | 0% | 5.924% | 1.9454 | 0 | 0 | 1.9454 | 0 | 1.7703 | 0.94169 | 1.8799 | 1.7703 | 0.94169 | 1.8799 | 1.9645 | 1.045 | 1.8799 | 4.657% | 0.014997 | 0.014255 | 2785.5246 | 306.2114 | 186.6907 | 2292.6226 | 2794.1175 | 0 | 0 | 2794.1175 | 6.415e-05%
2027 | 1525 | CB 1525 | Tier-2 | Tier-2---13 | 4--4 | 1 | 100% | 259.6903 | 35.49% | 63.12% | 1.387% | 4.5624 | 0 | 0 | 4.5624 | 0 | 4.1518 | 0.3139 | 13.2265 | 4.1518 | 0.3139 | 13.2265 | 4.6073 | 0.34834 | 13.2265 | 1.757% | 0.050512 | 0.048011 | 5141.181 | 222.3399 | 3171.9797 | 1746.8613 | 5313.8944 | 0 | 0 | 5313.8944 | 0.0001505%
2027 | 185 | CB 185 | Tier-2 | Tier-2---12 | 3--4 | 1 | 100% | 396.8506 | 79.93% | 19.29% | 0.7702% | 15.7025 | 0 | 0 | 15.7025 | 0 | 14.2891 | 0.3139 | 45.5216 | 14.2891 | 0.3139 | 45.5216 | 15.8568 | 0.34834 | 45.5216 | 3.957% | 0.027797 | 0.026421 | 14276.8452 | 843.1477 | 2609.8043 | 10823.8933 | 14426.0307 | 0 | 0 | 14426.0307 | 0.0005178%
2027 | 200 | CB 200 | Tier-2 | Tier-2---9 | 4--5 | 58 | 100% | 1342.6559 | 29.9% | 69.37% | 0.7369% | 19.8694 | 0 | 0 | 19.8694 | 0 | 18.0809 | 18.206 | 0.99313 | 18.0809 | 18.206 | 0.99313 | 20.0646 | 20.2035 | 0.99313 | 1.48% | 0.060261 | 0.057278 | 22280.6766 | 447.1549 | 16796.8177 | 5036.7039 | 23094.1132 | 0 | 0 | 23094.1132 | 0.0006552%
2027 | 202 | CB 202 | Tier-2 | Tier-2---16 | 4--3 | 22 | 100% | 133.9861 | 95.12% | 0% | 4.877% | 6.3088 | 0 | 0 | 6.3088 | 0 | 5.741 | 6.9057 | 0.83134 | 5.741 | 6.9057 | 0.83134 | 6.3709 | 7.6634 | 0.83134 | 4.709% | 0.040966 | 0.038939 | 3270.6344 | 253.1701 | 166.1074 | 2851.3569 | 3278.9415 | 0 | 0 | 3278.9415 | 0.000208%
2027 | 203 | CB 203 | Tier-2 | Tier-2---13 | 4--4 | 248 | 100% | 195.752 | 9.583% | 88.23% | 2.187% | 0.9286 | 0 | 0 | 0.9286 | 0 | 0.84502 | 77.8463 | 0.010855 | 0.84502 | 77.8463 | 0.010855 | 0.93773 | 86.3874 | 0.010855 | 0.4744% | 0.03541 | 0.033657 | 5528.1246 | 19.724 | 4996.0335 | 512.3671 | 5788.4276 | 0 | 0 | 5788.4276 | 3.062e-05%
2027 | 204 | CB 204 | Tier-2 | Tier-2---9 | 4--4 | 89 | 100% | 1059.5314 | 80.82% | 18.41% | 0.7661% | 42.3888 | 0 | 0 | 42.3888 | 0 | 38.5732 | 27.9368 | 1.3807 | 38.5732 | 27.9368 | 1.3807 | 42.8054 | 31.0019 | 1.3807 | 4.001% | 0.068524 | 0.065132 | 15462.1941 | 933.3265 | 3218.617 | 11310.2506 | 15616.619 | 0 | 0 | 15616.619 | 0.001398%
2027 | 230 | CB 230 | Tier-2 | Tier-2---14 | 1--5 | 36 | 100% | 212.8275 | 99.81% | 0% | 0.1866% | 10.5153 | 0 | 0 | 10.5153 | 0 | 9.5688 | 11.3003 | 0.84678 | 9.5688 | 11.3003 | 0.84678 | 10.6186 | 12.5401 | 0.84678 | 4.941% | 0.0025822 | 0.0024544 | 82420.9788 | 5196.3102 | 6622.8824 | 70601.7862 | 82428.9864 | 0 | 0 | 82428.9864 | 0.0003468%
2027 | 231 | CB 231 | Tier-2 | Tier-2---7 | 4--5 | 209 | 100% | 2499.974 | 99.29% | 0.4807% | 0.2332% | 122.8653 | 0 | 0 | 122.8653 | 0 | 111.8057 | 65.6043 | 1.7042 | 111.8057 | 65.6043 | 1.7042 | 124.0728 | 72.8023 | 1.7042 | 4.915% | 0.037573 | 0.035713 | 66537.1573 | 4869.2313 | 990.775 | 60677.151 | 66561.8947 | 0 | 0 | 66561.8947 | 0.004052%
2027 | 232 | CB 232 | Tier-2 | Tier-2---7 | 4--5 | 277 | 100% | 1642.5971 | 97.37% | 2.323% | 0.3027% | 79.1736 | 0 | 0 | 79.1736 | 0 | 72.0469 | 86.9493 | 0.82861 | 72.0469 | 86.9493 | 0.82861 | 79.9518 | 96.4891 | 0.82861 | 4.82% | 0.029023 | 0.027587 | 56595.6114 | 3442.0938 | 1736.7765 | 51416.7411 | 56673.0008 | 0 | 0 | 56673.0008 | 0.002611%
2027 | 233 | CB 233 | Tier-2 | Tier-2---4 | 4--5 | 730 | 100% | 4127.6955 | 98.74% | 0.928% | 0.3343% | 201.7417 | 0 | 0 | 201.7417 | 0 | 183.5822 | 229.1443 | 0.80116 | 183.5822 | 229.1443 | 0.80116 | 203.7244 | 254.2855 | 0.80116 | 4.888% | 0.075451 | 0.071716 | 54706.8242 | 4073.6346 | 1765.0896 | 48868.1 | 54742.7891 | 0 | 0 | 54742.7891 | 0.006653%
2027 | 234 | CB 234 | Tier-2 | Tier-2---4 | 4--5 | 485 | 100% | 3294.853 | 98.88% | 0.9043% | 0.2189% | 161.2634 | 0 | 0 | 161.2634 | 0 | 146.7475 | 152.2397 | 0.96392 | 146.7475 | 152.2397 | 0.96392 | 162.8483 | 168.9431 | 0.96392 | 4.894% | 0.044658 | 0.042447 | 73779.6805 | 5680.9025 | 1107.6673 | 66991.1107 | 73822.8352 | 0 | 0 | 73822.8352 | 0.005318%
2027 | 236 | CB 236 | Tier-2 | Tier-2---1 | 5--5 | 236 | 100% | 12711.1878 | 97.62% | 2.333% | 0.04724% | 614.2258 | 0 | 0 | 614.2258 | 0 | 558.9371 | 74.0795 | 7.5451 | 558.9371 | 74.0795 | 7.5451 | 620.2624 | 82.2074 | 7.5451 | 4.832% | 0.1419 | 0.13487 | 89580.6366 | 5356.752 | 2115.0834 | 82108.8012 | 89691.6894 | 0 | 0 | 89691.6894 | 0.02025%
2027 | 237 | CB 237 | Tier-2 | Tier-2---8 | 5--5 | 2 | 100% | 2111.5746 | 99.54% | 0.4259% | 0.03207% | 104.0443 | 0 | 0 | 104.0443 | 0 | 94.6789 | 0.62779 | 150.8123 | 94.6789 | 0.62779 | 150.8123 | 105.0668 | 0.69667 | 150.8123 | 4.927% | 0.10923 | 0.10382 | 19331.9134 | 1261.1888 | 123.1877 | 17947.5369 | 19336.5241 | 0 | 0 | 19336.5241 | 0.003431%
2027 | 240 | CB 240 | Tier-2 | Tier-2---9 | 4--5 | 134 | 100% | 1263.0316 | 97.68% | 1.949% | 0.3739% | 61.0677 | 0 | 0 | 61.0677 | 0 | 55.5708 | 42.0621 | 1.3212 | 55.5708 | 42.0621 | 1.3212 | 61.6679 | 46.6771 | 1.3212 | 4.835% | 0.048511 | 0.046109 | 26036.1977 | 2576.3946 | 964.8687 | 22494.9343 | 26067.6956 | 0 | 0 | 26067.6956 | 0.002014%
2027 | 242 | CB 242 | Tier-2 | Tier-2---11 | 5--3 | 18 | 100% | 406.8184 | 64.36% | 35.02% | 0.6193% | 12.9611 | 0 | 0 | 12.9611 | 0 | 11.7945 | 5.6501 | 2.0875 | 11.7945 | 5.6501 | 2.0875 | 13.0885 | 6.2701 | 2.0875 | 3.186% | 0.1014 | 0.096385 | 4011.826 | 175.5762 | 1861.6873 | 1974.5625 | 4086.281 | 0 | 0 | 4086.281 | 0.0004274%
2027 | 244 | CB 244 | Tier-2 | Tier-2---14 | 4--4 | 10 | 100% | 295.5508 | 37.5% | 61.39% | 1.106% | 5.4867 | 0 | 0 | 5.4867 | 0 | 4.9928 | 3.139 | 1.5906 | 4.9928 | 3.139 | 1.5906 | 5.5406 | 3.4834 | 1.5906 | 1.856% | 0.040668 | 0.038655 | 7267.3331 | 124.9098 | 5850.4758 | 1291.9476 | 7503.8614 | 0 | 0 | 7503.8614 | 0.0001809%
2027 | 246 | CB 246 | Tier-2 | Tier-2---7 | 4--5 | 167 | 100% | 1438.4419 | 90% | 9.47% | 0.5268% | 64.0848 | 0 | 0 | 64.0848 | 0 | 58.3163 | 52.4207 | 1.1125 | 58.3163 | 52.4207 | 1.1125 | 64.7147 | 58.1722 | 1.1125 | 4.455% | 0.066431 | 0.063143 | 21653.0415 | 2613.8832 | 2643.0483 | 16396.11 | 21765.7701 | 0 | 0 | 21765.7701 | 0.002113%
2027 | 247 | CB 247 | Tier-2 | Tier-2---12 | 4--4 | 45 | 100% | 379.7423 | 70.28% | 29.01% | 0.71% | 13.2106 | 0 | 0 | 13.2106 | 0 | 12.0215 | 14.1253 | 0.85106 | 12.0215 | 14.1253 | 0.85106 | 13.3405 | 15.6751 | 0.85106 | 3.479% | 0.038566 | 0.036657 | 9846.5066 | 767.6776 | 3381.19 | 5697.6391 | 9998.9083 | 0 | 0 | 9998.9083 | 0.0004356%
2027 | 248 | CB 248 | Tier-2 | Tier-2---9 | 3--5 | 46 | 100% | 962.1527 | 99.5% | 0% | 0.4991% | 47.3889 | 0 | 0 | 47.3889 | 0 | 43.1232 | 14.4392 | 2.9865 | 43.1232 | 14.4392 | 2.9865 | 47.8546 | 16.0235 | 2.9865 | 4.925% | 0.01881 | 0.017879 | 51150.5838 | 3349.6651 | 233.4496 | 47567.4691 | 51163.8787 | 0 | 0 | 51163.8787 | 0.001563%
2027 | 249 | CB 249 | Tier-3 | Tier-3---16 | 4--4 | 79 | 100% | 826.9208 | 97.04% | 2.672% | 0.2884% | 39.7207 | 0 | 0 | 39.7207 | 0 | 36.1453 | 24.7978 | 1.4576 | 36.1453 | 24.7978 | 1.4576 | 40.1111 | 27.5186 | 1.4576 | 4.803% | 0.05906 | 0.056137 | 14001.3211 | 814.7478 | 543.4884 | 12643.085 | 14022.9085 | 0 | 0 | 14022.9085 | 0.00131%
2027 | 292 | CB 292 | Tier-2 | Tier-2---18 | 4--3 | 82 | 100% | 94.6686 | 66.47% | 32.93% | 0.6021% | 3.115 | 0 | 0 | 3.115 | 0 | 2.8346 | 25.7395 | 0.11013 | 2.8346 | 25.7395 | 0.11013 | 3.1456 | 28.5636 | 0.11013 | 3.29% | 0.048129 | 0.045747 | 1966.9754 | 99.9551 | 607.6602 | 1259.3601 | 2001.3198 | 0 | 0 | 2001.3198 | 0.0001027%
2027 | 315 | CB 315 | Tier-2 | Tier-2---19 | 1--4 | 13 | 100% | 10.7713 | 97.26% | 0% | 2.741% | 0.51856 | 0 | 0 | 0.51856 | 0 | 0.47188 | 4.0807 | 0.11564 | 0.47188 | 4.0807 | 0.11564 | 0.52366 | 4.5284 | 0.11564 | 4.814% | 0.0017586 | 0.0016715 | 6124.9072 | 421.4743 | 2656.1641 | 3047.2689 | 6133.6511 | 0 | 0 | 6133.6511 | 1.71e-05%
2027 | 327 | CB 327 | Tier-3 | Tier-3---16 | 4--5 | 1 | 100% | 1456.7095 | 99.79% | 0.1579% | 0.0494% | 71.9576 | 0 | 0 | 71.9576 | 0 | 65.4805 | 0.3139 | 208.6054 | 65.4805 | 0.3139 | 208.6054 | 72.6648 | 0.34834 | 208.6054 | 4.94% | 0.076966 | 0.073157 | 18926.5639 | 1203.1103 | 32.523 | 17690.9305 | 18928.6074 | 0 | 0 | 18928.6074 | 0.002373%
2027 | 329 | CB 329 | Tier-2 | Tier-2---14 | 3--4 | 14 | 100% | 215.2852 | 96.83% | 2.614% | 0.5577% | 10.3186 | 0 | 0 | 10.3186 | 0 | 9.3898 | 4.3945 | 2.1367 | 9.3898 | 4.3945 | 2.1367 | 10.4201 | 4.8767 | 2.1367 | 4.793% | 0.026212 | 0.024915 | 8213.1037 | 578.8703 | 1610.2559 | 6023.9775 | 8226.6688 | 0 | 0 | 8226.6688 | 0.0003403%
2027 | 330 | CB 330 | Tier-2 | Tier-2---16 | 4--3 | 96 | 100% | 124.2501 | 33.35% | 64.03% | 2.615% | 2.0514 | 0 | 0 | 2.0514 | 0 | 1.8667 | 30.134 | 0.061948 | 1.8667 | 30.134 | 0.061948 | 2.0716 | 33.4403 | 0.061948 | 1.651% | 0.029702 | 0.028232 | 4183.2246 | 7.517 | 3868.9172 | 306.7905 | 4328.4151 | 0 | 0 | 4328.4151 | 6.765e-05%
2027 | 351 | CB 351 | Tier-2 | Tier-2---3 | 5--5 | 211 | 100% | 14599.7352 | 99.66% | 0.3054% | 0.03279% | 720.2429 | 0 | 0 | 720.2429 | 0 | 655.4112 | 66.2321 | 9.8957 | 655.4112 | 66.2321 | 9.8957 | 727.3214 | 73.4989 | 9.8957 | 4.933% | 0.12463 | 0.11847 | 117140.1183 | 11493.6944 | 423.4429 | 105222.9811 | 117160.7487 | 0 | 0 | 117160.7487 | 0.02375%
2027 | 352 | CB 352 | Tier-2 | Tier-2---18 | 4--2 | 22 | 100% | 87.8741 | 99.22% | 0.6237% | 0.1541% | 4.3159 | 0 | 0 | 4.3159 | 0 | 3.9274 | 6.9057 | 0.56872 | 3.9274 | 6.9057 | 0.56872 | 4.3584 | 7.6634 | 0.56872 | 4.911% | 0.066856 | 0.063546 | 1314.3831 | 68.0986 | 10.3432 | 1235.9414 | 1314.9155 | 0 | 0 | 1314.9155 | 0.0001423%
2027 | 353 | CB 353 | Tier-2 | Tier-2---19 | 1--5 | 1 | 100% | 7.5897 | 98.6% | 0% | 1.398% | 0.37044 | 0 | 0 | 0.37044 | 0 | 0.33709 | 0.3139 | 1.0739 | 0.33709 | 0.3139 | 1.0739 | 0.37408 | 0.34834 | 1.0739 | 4.881% | 0.0001926 | 0.00018307 | 39406.3406 | 2311.4551 | 1967.6519 | 35127.2336 | 39435.0274 | 0 | 0 | 39435.0274 | 1.222e-05%
2027 | 355 | CB 355 | Tier-2 | Tier-2---3 | 5--5 | 376 | 100% | 11288.3525 | 98.84% | 1.109% | 0.05403% | 552.2734 | 0 | 0 | 552.2734 | 0 | 502.5613 | 118.025 | 4.2581 | 502.5613 | 118.025 | 4.2581 | 557.7011 | 130.9744 | 4.2581 | 4.892% | 0.1048 | 0.099616 | 107709.793 | 9333.0654 | 1277.5324 | 97099.1953 | 107775.044 | 0 | 0 | 107775.044 | 0.01821%
2027 | 356 | CB 356 | Tier-2 | Tier-2---19 | 1--5 | 1 | 100% | 6.8062 | 99.1% | 0% | 0.8997% | 0.33387 | 0 | 0 | 0.33387 | 0 | 0.30382 | 0.3139 | 0.9679 | 0.30382 | 0.3139 | 0.9679 | 0.33716 | 0.34834 | 0.9679 | 4.905% | 0.0001262 | 0.00011995 | 53931.5569 | 3195.8788 | 2293.9675 | 48441.7106 | 53956.8259 | 0 | 0 | 53956.8259 | 1.101e-05%
2027 | 357 | CB 357 | Tier-3 | Tier-3---10 | 5--5 | 184 | 100% | 6110.8546 | 96.01% | 3.933% | 0.05986% | 290.409 | 0 | 0 | 290.409 | 0 | 264.2682 | 57.7569 | 4.5755 | 264.2682 | 57.7569 | 4.5755 | 293.2631 | 64.0939 | 4.5755 | 4.752% | 0.12773 | 0.12141 | 47841.0693 | 2695.6068 | 1944.7301 | 43200.7325 | 47940.553 | 0 | 0 | 47940.553 | 0.009577%
2027 | 358 | CB 358 | Tier-3 | Tier-3---15 | 5--4 | 14 | 100% | 861.4334 | 18.88% | 81.11% | 0.0161% | 8.0496 | 0 | 0 | 8.0496 | 0 | 7.325 | 4.3945 | 1.6668 | 7.325 | 4.3945 | 1.6668 | 8.1287 | 4.8767 | 1.6668 | 0.9344% | 0.1387 | 0.13184 | 6210.6059 | 69.3964 | 4526.8458 | 1614.3636 | 6472.9843 | 0 | 0 | 6472.9843 | 0.0002654%
2027 | 396 | CB 396 | Tier-2 | Tier-2---11 | 5--4 | 2 | 100% | 669.8148 | 14.34% | 85.25% | 0.4034% | 4.7554 | 0 | 0 | 4.7554 | 0 | 4.3274 | 0.62779 | 6.893 | 4.3274 | 0.62779 | 6.893 | 4.8022 | 0.69667 | 6.893 | 0.71% | 0.10036 | 0.095392 | 6674.121 | 114.298 | 5341.1785 | 1218.6444 | 6971.8435 | 0 | 0 | 6971.8435 | 0.0001568%
2027 | 441 | CB 441 | Tier-3 | Tier-3---15 | 5--3 | 40 | 100% | 1133.0808 | 94.08% | 5.666% | 0.2577% | 52.7648 | 0 | 0 | 52.7648 | 0 | 48.0153 | 12.5559 | 3.8241 | 48.0153 | 12.5559 | 3.8241 | 53.2834 | 13.9334 | 3.8241 | 4.657% | 0.54555 | 0.51854 | 2076.9658 | 75.1989 | 111.2175 | 1890.5493 | 2083.3735 | 0 | 0 | 2083.3735 | 0.00174%
2027 | 470 | CB 470 | Tier-2 | Tier-2---6 | 5--5 | 56 | 100% | 6922.0493 | 95.49% | 4.388% | 0.1268% | 327.1728 | 0 | 0 | 327.1728 | 0 | 297.7228 | 17.5782 | 16.9371 | 297.7228 | 17.5782 | 16.9371 | 330.3883 | 19.5068 | 16.9371 | 4.727% | 0.114 | 0.10835 | 60721.6484 | 6478.0385 | 2705.5326 | 51538.0773 | 60864.4088 | 0 | 0 | 60864.4088 | 0.01079%
2027 | 499 | CB 499 | Tier-2 | Tier-2---19 | 2--3 | 3 | 100% | 19.4193 | 94.64% | 0% | 5.361% | 0.90973 | 0 | 0 | 0.90973 | 0 | 0.82784 | 0.94169 | 0.8791 | 0.82784 | 0.94169 | 0.8791 | 0.91867 | 1.045 | 0.8791 | 4.685% | 0.00687 | 0.0065299 | 2826.6853 | 198.2647 | 1278.7389 | 1349.6817 | 2834.5765 | 0 | 0 | 2834.5765 | 3e-05%
2027 | 520 | CB 520 | Tier-2 | Tier-2---21 | 1--5 | 1 | 100% | 1.7668 | 97.86% | 0% | 2.14% | 0.085586 | 0 | 0 | 0.085586 | 0 | 0.077882 | 0.3139 | 0.24811 | 0.077882 | 0.3139 | 0.24811 | 0.086427 | 0.34834 | 0.24811 | 4.844% | 7.36e-05 | 6.9957e-05 | 24005.4522 | 3167.8618 | 4630.5395 | 16207.0509 | 24032.1992 | 0 | 0 | 24032.1992 | 2.822e-06%
2027 | 521 | CB 521 | Tier-2 | Tier-2---20 | 3--1 | 11 | 100% | 12.2832 | 16.79% | 81.3% | 1.905% | 0.1021 | 0 | 0 | 0.1021 | 0 | 0.092914 | 3.4529 | 0.026909 | 0.092914 | 3.4529 | 0.026909 | 0.10311 | 3.8317 | 0.026909 | 0.8313% | 0.025917 | 0.024634 | 473.952 | 4.2331 | 417.1527 | 52.5662 | 494.4894 | 0 | 0 | 494.4894 | 3.367e-06%
2027 | 522 | CB 522 | Tier-2 | Tier-2---9 | 4--5 | 277 | 100% | 1074.3257 | 89.49% | 10.08% | 0.4258% | 47.5925 | 0 | 0 | 47.5925 | 0 | 43.3085 | 86.9493 | 0.49809 | 43.3085 | 86.9493 | 0.49809 | 48.0602 | 96.4891 | 0.49809 | 4.43% | 0.049006 | 0.04658 | 21922.4202 | 1310.4924 | 2696.6948 | 17915.2331 | 22042.3571 | 0 | 0 | 22042.3571 | 0.001569%
2027 | 523 | CB 523 | Tier-2 | Tier-2---13 | 4--4 | 87 | 100% | 305.5692 | 37.2% | 61.32% | 1.484% | 5.6264 | 0 | 0 | 5.6264 | 0 | 5.1199 | 27.309 | 0.18748 | 5.1199 | 27.309 | 0.18748 | 5.6817 | 30.3053 | 0.18748 | 1.841% | 0.044603 | 0.042395 | 6850.8655 | 393.6973 | 4462.8655 | 1994.3028 | 7074.9309 | 0 | 0 | 7074.9309 | 0.0001855%
2027 | 524 | CB 524 | Tier-3 | Tier-3---17 | 3--5 | 12 | 100% | 481.3309 | 94.25% | 5.298% | 0.4514% | 22.456 | 0 | 0 | 22.456 | 0 | 20.4346 | 3.7668 | 5.425 | 20.4346 | 3.7668 | 5.425 | 22.6767 | 4.18 | 5.425 | 4.665% | 0.018139 | 0.017241 | 26536.2736 | 2336.3386 | 4292.2973 | 19907.6377 | 26615.7308 | 0 | 0 | 26615.7308 | 0.0007405%
2027 | 536 | CB 536 | Tier-2 | Tier-2---18 | 4--2 | 8 | 100% | 54.1099 | 76.19% | 21.99% | 1.82% | 2.0408 | 0 | 0 | 2.0408 | 0 | 1.8571 | 2.5112 | 0.73952 | 1.8571 | 2.5112 | 0.73952 | 2.0608 | 2.7867 | 0.73952 | 3.772% | 0.063476 | 0.060334 | 852.4497 | 43.8224 | 164.7863 | 643.8409 | 863.0188 | 0 | 0 | 863.0188 | 6.73e-05%
2027 | 540 | CB 540 | Tier-2 | Tier-2---17 | 1--5 | 56 | 100% | 67.245 | 99.24% | 0% | 0.7576% | 3.3034 | 0 | 0 | 3.3034 | 0 | 3.0061 | 17.5782 | 0.17101 | 3.0061 | 17.5782 | 0.17101 | 3.3359 | 19.5068 | 0.17101 | 4.913% | 0.0036022 | 0.0034239 | 18667.7627 | 1335.1505 | 3231.0476 | 14101.5646 | 18675.1274 | 0 | 0 | 18675.1274 | 0.0001089%
2027 | 542 | CB 542 | Tier-2 | Tier-2---9 | 4--5 | 45 | 100% | 949.4775 | 95.45% | 4.414% | 0.1311% | 44.8628 | 0 | 0 | 44.8628 | 0 | 40.8246 | 14.1253 | 2.8902 | 40.8246 | 14.1253 | 2.8902 | 45.3038 | 15.6751 | 2.8902 | 4.725% | 0.053515 | 0.050866 | 17742.4015 | 965.8807 | 2773.7516 | 14002.7692 | 17784.4002 | 0 | 0 | 17784.4002 | 0.001479%
2027 | 576 | CB 576 | Tier-2 | Tier-2---12 | 4--4 | 20 | 100% | 417.7025 | 78.37% | 21.49% | 0.1463% | 16.2034 | 0 | 0 | 16.2034 | 0 | 14.7448 | 6.2779 | 2.3487 | 14.7448 | 6.2779 | 2.3487 | 16.3626 | 6.9667 | 2.3487 | 3.879% | 0.047237 | 0.044899 | 8842.622 | 398.1663 | 2081.4024 | 6363.0533 | 8942.2431 | 0 | 0 | 8942.2431 | 0.0005343%
2027 | 599 | CB 599 | Tier-2 | Tier-2---4 | 4--5 | 375 | 100% | 4323.2442 | 99.81% | 0% | 0.1903% | 213.5933 | 0 | 0 | 213.5933 | 0 | 194.367 | 117.7111 | 1.6512 | 194.367 | 117.7111 | 1.6512 | 215.6925 | 130.6261 | 1.6512 | 4.941% | 0.043095 | 0.040961 | 100319.859 | 10016.8763 | 926.348 | 89376.6347 | 100329.8016 | 0 | 0 | 100329.8016 | 0.007044%
2027 | 776 | CB 776 | Tier-2 | Tier-2---18 | 3--3 | 47 | 100% | 55.0677 | 92.66% | 4.028% | 3.312% | 2.5258 | 0 | 0 | 2.5258 | 0 | 2.2984 | 14.7531 | 0.15579 | 2.2984 | 14.7531 | 0.15579 | 2.5506 | 16.3718 | 0.15579 | 4.587% | 0.014982 | 0.01424 | 3675.6367 | 359.0614 | 229.0677 | 3087.5075 | 3689.6867 | 0 | 0 | 3689.6867 | 8.329e-05%
2027 | 788 | CB 788 | Tier-2 | Tier-2---2 | 5--5 | 23 | 100% | 8569.0681 | 95.07% | 4.755% | 0.1724% | 403.2679 | 0 | 0 | 403.2679 | 0 | 366.9683 | 7.2196 | 50.8294 | 366.9683 | 7.2196 | 50.8294 | 407.2312 | 8.0117 | 50.8294 | 4.706% | 0.14181 | 0.13479 | 60426.1463 | 6360.7221 | 2990.776 | 51074.6482 | 60581.2081 | 0 | 0 | 60581.2081 | 0.0133%
2027 | 835 | CB 835 | Tier-2 | Tier-2---17 | 1--5 | 104 | 100% | 42.6475 | 99.43% | 0% | 0.5747% | 2.0989 | 0 | 0 | 2.0989 | 0 | 1.91 | 32.6452 | 0.058507 | 1.91 | 32.6452 | 0.058507 | 2.1195 | 36.227 | 0.058507 | 4.922% | 0.0017112 | 0.0016265 | 24922.574 | 2795.9682 | 135.9476 | 21990.6582 | 24930.0337 | 0 | 0 | 24930.0337 | 6.921e-05%
2027 | 907 | CB 907 | Tier-3 | Tier-3---13 | 3--5 | 26 | 100% | 2742.2838 | 99.83% | 0.1274% | 0.03844% | 135.5179 | 0 | 0 | 135.5179 | 0 | 123.3195 | 8.1613 | 15.1103 | 123.3195 | 8.1613 | 15.1103 | 136.8498 | 9.0567 | 15.1103 | 4.942% | 0.023668 | 0.022497 | 115862.6603 | 8950.1537 | 169.4148 | 106743.0917 | 115872.6663 | 0 | 0 | 115872.6663 | 0.004469%
2027 | 91 | CB 91 | Tier-2 | Tier-2---12 | 3--5 | 89 | 100% | 337.7351 | 93.43% | 6.078% | 0.496% | 15.6188 | 0 | 0 | 15.6188 | 0 | 14.2129 | 27.9368 | 0.50875 | 14.2129 | 27.9368 | 0.50875 | 15.7723 | 31.0019 | 0.50875 | 4.625% | 0.015476 | 0.01471 | 21823.4311 | 1985.3885 | 2725.0024 | 17113.0402 | 21898.15 | 0 | 0 | 21898.15 | 0.000515%
2027 | 970 | CB 970 | Tier-2 | Tier-2---14 | 1--5 | 2 | 100% | 251.0066 | 99.97% | 0% | 0.03372% | 12.4206 | 0 | 0 | 12.4206 | 0 | 11.3026 | 0.62779 | 18.0037 | 11.3026 | 0.62779 | 18.0037 | 12.5427 | 0.69667 | 18.0037 | 4.948% | 0.00034 | 0.00032317 | 738254.59 | 37452.9301 | 3187.3418 | 697614.3182 | 738267.5551 | 0 | 0 | 738267.5551 | 0.0004096%
2027 | 971 | CB 971 | Tier-2 | Tier-2---3 | 5--5 | 34 | 100% | 11456.6981 | 99.51% | 0.4569% | 0.03477% | 564.3183 | 0 | 0 | 564.3183 | 0 | 513.522 | 10.6725 | 48.1165 | 513.522 | 10.6725 | 48.1165 | 569.8644 | 11.8434 | 48.1165 | 4.926% | 0.12528 | 0.11908 | 91451.3672 | 5164.7092 | 651.9468 | 85634.7112 | 91474.7827 | 0 | 0 | 91474.7827 | 0.01861%
2027 | 975 | CB 975 | Tier-3 | Tier-3---16 | 5--4 | 36 | 100% | 1304.3742 | 99.51% | 0.4601% | 0.0271% | 64.252 | 0 | 0 | 64.252 | 0 | 58.4684 | 11.3003 | 5.1741 | 58.4684 | 11.3003 | 5.1741 | 64.8835 | 12.5401 | 5.1741 | 4.926% | 0.10726 | 0.10195 | 12161.0449 | 615.424 | 92.9298 | 11452.6911 | 12164.1301 | 0 | 0 | 12164.1301 | 0.002119%
2027 | 980 | CB 980 | Tier-2 | Tier-2---12 | 2--5 | 341 | 100% | 387.8494 | 99.7% | 0% | 0.3041% | 19.1402 | 0 | 0 | 19.1402 | 0 | 17.4173 | 107.0386 | 0.16272 | 17.4173 | 107.0386 | 0.16272 | 19.3283 | 118.7827 | 0.16272 | 4.935% | 0.0069124 | 0.0065702 | 56109.2292 | 22659.9966 | 1622.27 | 31826.9626 | 56118.115 | 0 | 0 | 56118.115 | 0.0006312%
2027 | 981 | CB 981 | Tier-2 | Tier-2---15 | 1--5 | 23 | 100% | 132.7571 | 99.65% | 0% | 0.354% | 6.5482 | 0 | 0 | 6.5482 | 0 | 5.9588 | 7.2196 | 0.82536 | 5.9588 | 7.2196 | 0.82536 | 6.6126 | 8.0117 | 0.82536 | 4.932% | 0.0030076 | 0.0028587 | 44140.5414 | 2879.0748 | 9317.9917 | 31943.4749 | 44148.6786 | 0 | 0 | 44148.6786 | 0.0002159%
2027 | CTL1 | CB CTL1 | Tier-3 | Tier-3---19 | 5--1 | 2 | 100% | 27.4807 | 90.21% | 9.514% | 0.2799% | 1.2271 | 0 | 0 | 1.2271 | 0 | 1.1166 | 0.62779 | 1.7786 | 1.1166 | 0.62779 | 1.7786 | 1.2391 | 0.69667 | 1.7786 | 4.465% | 0.42111 | 0.40027 | 65.2572 | 3.4648 | 6.2225 | 55.5699 | 65.5901 | 0 | 0 | 65.5901 | 4.046e-05%
2027 | FB1 | CB FB1 | Tier-2 | Tier-2---11 | 4--4 | 161 | 100% | 346.5871 | 36.93% | 61.45% | 1.621% | 6.3355 | 0 | 0 | 6.3355 | 0 | 5.7652 | 50.5373 | 0.11408 | 5.7652 | 50.5373 | 0.11408 | 6.3978 | 56.0821 | 0.11408 | 1.828% | 0.04664 | 0.044331 | 7431.1135 | 609.45 | 4232.5548 | 2589.1087 | 7675.1976 | 0 | 0 | 7675.1976 | 0.0002089%
2027 | FB2 | CB FB2 | Tier-2 | Tier-2---9 | 4--5 | 154 | 100% | 1029.5845 | 94.33% | 5.316% | 0.3556% | 48.074 | 0 | 0 | 48.074 | 0 | 43.7467 | 48.34 | 0.90498 | 43.7467 | 48.34 | 0.90498 | 48.5465 | 53.6438 | 0.90498 | 4.669% | 0.045688 | 0.043427 | 22535.0189 | 2600.9741 | 1192.7302 | 18741.3145 | 22601.5779 | 0 | 0 | 22601.5779 | 0.001585%
2027 | JU1 | CB JU1 | Tier-3 | Tier-3---15 | 5--4 | 126 | 100% | 1531.7487 | 97.85% | 2.019% | 0.1357% | 74.1877 | 0 | 0 | 74.1877 | 0 | 67.5098 | 39.5509 | 1.7069 | 67.5098 | 39.5509 | 1.7069 | 74.9169 | 43.8904 | 1.7069 | 4.843% | 0.1808 | 0.17185 | 8471.8458 | 469.0858 | 165.6284 | 7837.1316 | 8481.3528 | 0 | 0 | 8481.3528 | 0.002446%
2027 | MOR1 | CB MOR1 | Tier-2 | Tier-2---4 | 5--5 | 97 | 100% | 5119.7141 | 98.56% | 1.393% | 0.05121% | 249.7665 | 0 | 0 | 249.7665 | 0 | 227.2841 | 30.4479 | 7.4647 | 227.2841 | 30.4479 | 7.4647 | 252.2212 | 33.7886 | 7.4647 | 4.879% | 0.12647 | 0.12021 | 40481.7763 | 2466.5834 | 537.059 | 37478.1339 | 40512.2177 | 0 | 0 | 40512.2177 | 0.008236%
2027 | NVS1 | CB NVS1 | Tier-2 | Tier-2---12 | 4--5 | 10 | 100% | 638.0788 | 99.02% | 0% | 0.9838% | 31.2742 | 0 | 0 | 31.2742 | 0 | 28.4591 | 3.139 | 9.0664 | 28.4591 | 3.139 | 9.0664 | 31.5815 | 3.4834 | 9.0664 | 4.901% | 0.029239 | 0.027792 | 21822.7187 | 1367.8468 | 283.2108 | 20171.6612 | 21833.8993 | 0 | 0 | 21833.8993 | 0.001031%
2027 | OK1 | CB OK1 | Tier-3 | Tier-3---7 | 5--5 | 593 | 100% | 6915.6819 | 99% | 0.9206% | 0.07911% | 338.9042 | 0 | 0 | 338.9042 | 0 | 308.3982 | 186.1405 | 1.6568 | 308.3982 | 186.1405 | 1.6568 | 342.2349 | 206.5634 | 1.6568 | 4.901% | 0.20255 | 0.19252 | 34143.1528 | 2255.401 | 307.6674 | 31580.0844 | 34160.9278 | 0 | 0 | 34160.9278 | 0.01118%
2027 | PE1 | CB PE1 | Tier-3 | Tier-3---13 | 5--4 | 510 | 100% | 3027.5479 | 94.73% | 5.109% | 0.164% | 141.961 | 0 | 0 | 141.961 | 0 | 129.1825 | 160.0871 | 0.80695 | 129.1825 | 160.0871 | 0.80695 | 143.3561 | 177.6515 | 0.80695 | 4.689% | 0.24168 | 0.22972 | 12527.0623 | 651.1133 | 599.2989 | 11276.6501 | 12561.4639 | 0 | 0 | 12561.4639 | 0.004681%
2027 | RA1 | CB RA1 | Tier-2 | Tier-2---2 | 5--5 | 214 | 100% | 10517.0624 | 98.31% | 1.619% | 0.07383% | 511.7794 | 0 | 0 | 511.7794 | 0 | 465.7123 | 67.1738 | 6.9329 | 465.7123 | 67.1738 | 6.9329 | 516.8091 | 74.544 | 6.9329 | 4.866% | 0.14726 | 0.13997 | 71417.5478 | 3677.0651 | 1105.1436 | 66635.3391 | 71480.5261 | 0 | 0 | 71480.5261 | 0.01688%
2027 | RA2 | CB RA2 | Tier-2 | Tier-2---4 | 5--5 | 170 | 100% | 5229.9021 | 98.11% | 1.831% | 0.05575% | 253.995 | 0 | 0 | 253.995 | 0 | 231.132 | 53.3624 | 4.3314 | 231.132 | 53.3624 | 4.3314 | 256.4912 | 59.2172 | 4.3314 | 4.857% | 0.12706 | 0.12077 | 41161.4683 | 4371.7867 | 705.658 | 36084.0236 | 41201.919 | 0 | 0 | 41201.919 | 0.008376%
2027 | RA3 | CB RA3 | Tier-2 | Tier-2---10 | 5--4 | 44 | 100% | 916.1972 | 69.5% | 30.07% | 0.4286% | 31.5185 | 0 | 0 | 31.5185 | 0 | 28.6814 | 13.8114 | 2.0766 | 28.6814 | 13.8114 | 2.0766 | 31.8282 | 15.3268 | 2.0766 | 3.44% | 0.12911 | 0.12272 | 7096.3625 | 284.8233 | 1917.8301 | 4893.709 | 7209.0875 | 0 | 0 | 7209.0875 | 0.001039%
2027 | RB1 | CB RB1 | Tier-3 | Tier-3---20 | 1--5 | 3 | 100% | 29.7534 | 99.88% | 0% | 0.1212% | 1.471 | 0 | 0 | 1.471 | 0 | 1.3386 | 0.94169 | 1.4215 | 1.3386 | 0.94169 | 1.4215 | 1.4855 | 1.045 | 1.4215 | 4.944% | 0.0001458 | 0.00013858 | 204069.8082 | 10986.7817 | 682.9358 | 192400.0907 | 204082.6843 | 0 | 0 | 204082.6843 | 4.851e-05%
2027 | RC1 | CB RC1 | Tier-2 | Tier-2---4 | 4--5 | 182 | 100% | 3739.8748 | 99.14% | 0.8077% | 0.05477% | 183.5272 | 0 | 0 | 183.5272 | 0 | 167.0073 | 57.1291 | 2.9233 | 167.0073 | 57.1291 | 2.9233 | 185.3309 | 63.3972 | 2.9233 | 4.907% | 0.084253 | 0.080083 | 44388.4144 | 3566.8538 | 353.0058 | 40468.5548 | 44408.3511 | 0 | 0 | 44408.3511 | 0.006052%
2027 | SL1 | CB SL1 | Tier-3 | Tier-3---11 | 5--5 | 316 | 100% | 3361.5705 | 93.71% | 6.129% | 0.1568% | 155.9384 | 0 | 0 | 155.9384 | 0 | 141.9018 | 99.1912 | 1.4306 | 141.9018 | 99.1912 | 1.4306 | 157.4709 | 110.0743 | 1.4306 | 4.639% | 0.19527 | 0.18561 | 17214.6695 | 1252.9171 | 1001.4319 | 14960.3205 | 17271.0216 | 0 | 0 | 17271.0216 | 0.005142%
2027 | SSC1 | CB SSC1 | Tier-2 | Tier-2---18 | 4--3 | 22 | 100% | 94.186 | 2.003% | 94.63% | 3.363% | 0.093388 | 0 | 0 | 0.093388 | 0 | 0.084982 | 6.9057 | 0.012306 | 0.084982 | 6.9057 | 0.012306 | 0.094305 | 7.6634 | 0.012306 | 0.09915% | 0.031528 | 0.029967 | 2987.3954 | 6.3387 | 2712.6507 | 268.4061 | 3139.8562 | 0 | 0 | 3139.8562 | 3.08e-06%
2027 | CTL1 | CTL1-3R | Tier-3 | Tier-3---14 | 5--4 | 375 | 100% | 2064.0334 | 78.9% | 20.86% | 0.2358% | 80.612 | 0 | 0 | 80.612 | 0 | 73.3558 | 117.7111 | 0.62319 | 73.3558 | 117.7111 | 0.62319 | 81.4042 | 130.6261 | 0.62319 | 3.906% | 0.42513 | 0.40409 | 4855.055 | 225.2505 | 929.4415 | 3700.363 | 4908.4041 | 0 | 0 | 4908.4041 | 0.002658%
2027 | DV1 | DV1-3R | Tier-3 | Tier-3---11 | 5--5 | 113 | 100% | 3719.4004 | 95.17% | 4.691% | 0.1427% | 175.211 | 0 | 0 | 175.211 | 0 | 159.4396 | 35.4703 | 4.495 | 159.4396 | 35.4703 | 4.495 | 176.933 | 39.362 | 4.495 | 4.711% | 0.19421 | 0.1846 | 19151.2388 | 1060.0216 | 843.3957 | 17247.8214 | 19199.4477 | 0 | 0 | 19199.4477 | 0.005778%
2027 | RA1 | RA1-402R | Tier-3 | Tier-3---4 | 5--5 | 254 | 100% | 9339.3378 | 99.33% | 0.6459% | 0.02826% | 459.1808 | 0 | 0 | 459.1808 | 0 | 417.8482 | 79.7297 | 5.2408 | 417.8482 | 79.7297 | 5.2408 | 463.6936 | 88.4774 | 5.2408 | 4.917% | 0.12948 | 0.12307 | 72130.9155 | 4375.0229 | 443.5541 | 67312.3385 | 72156.2385 | 0 | 0 | 72156.2385 | 0.01514%
2027 | RB1 | RB1-427R | Tier-3 | Tier-3---7 | 5--5 | 570 | 100% | 6920.124 | 97.57% | 2.306% | 0.1195% | 334.2371 | 0 | 0 | 334.2371 | 0 | 304.1512 | 178.9209 | 1.6999 | 304.1512 | 178.9209 | 1.6999 | 337.522 | 198.5517 | 1.6999 | 4.83% | 0.15381 | 0.14619 | 44992.7829 | 2694.5507 | 965.1573 | 41333.0749 | 45049.6194 | 0 | 0 | 45049.6194 | 0.01102%
2027 | RB1 | RB1-433R | Tier-3 | Tier-3---10 | 5--5 | 73 | 100% | 5946.5075 | 99.32% | 0.6164% | 0.06772% | 292.3383 | 0 | 0 | 292.3383 | 0 | 266.0239 | 22.9144 | 11.6094 | 266.0239 | 22.9144 | 11.6094 | 295.2114 | 25.4285 | 11.6094 | 4.916% | 0.15284 | 0.14528 | 38906.0871 | 2307.7478 | 238.1361 | 36360.2032 | 38919.9489 | 0 | 0 | 38919.9489 | 0.00964%
2027 | TM1 | TM1-10R | Tier-3 | Tier-3---12 | 5--5 | 239 | 100% | 3782.8568 | 99.48% | 0.4537% | 0.066% | 186.2783 | 0 | 0 | 186.2783 | 0 | 169.5107 | 75.0212 | 2.2595 | 169.5107 | 75.0212 | 2.2595 | 188.109 | 83.2524 | 2.2595 | 4.924% | 0.093421 | 0.088796 | 40492.6609 | 2080.2531 | 189.7576 | 38222.6503 | 40503.6201 | 0 | 0 | 40503.6201 | 0.006143%
2028 | 1001 | 1001-1231F | Tier-2 | Tier-2---15 | 3--3 | 5 | 100% | 117.1572 | 99.03% | 0.8725% | 0.09309% | 5.7433 | 0 | 0 | 5.7433 | 0 | 4.9855 | 1.4972 | 3.33 | 4.9855 | 1.4972 | 3.33 | 5.8282 | 1.7502 | 3.33 | 4.902% | 0.025088 | 0.023847 | 4669.7772 | 254.6756 | 41.5622 | 4373.5394 | 4672.1255 | 0 | 0 | 4672.1255 | 0.0001894%
2028 | 1001 | 1001-1814AE | Tier-2 | Tier-2---11 | 5--3 | 34 | 100% | 409.0622 | 99.15% | 0.7717% | 0.07851% | 20.0764 | 0 | 0 | 20.0764 | 0 | 17.4277 | 10.1808 | 1.7118 | 17.4277 | 10.1808 | 1.7118 | 20.3731 | 11.9015 | 1.7118 | 4.908% | 0.094213 | 0.089549 | 4341.8958 | 236.5203 | 34.0095 | 4071.3661 | 4343.8182 | 0 | 0 | 4343.8182 | 0.000662%
2028 | 1001 | 1001-1820F | Tier-2 | Tier-2---5 | 5--5 | 620 | 100% | 4222.2471 | 91.41% | 8.486% | 0.103% | 191.0494 | 0 | 0 | 191.0494 | 0 | 165.8433 | 185.6502 | 0.89331 | 165.8433 | 185.6502 | 0.89331 | 193.8727 | 217.0271 | 0.89331 | 4.525% | 0.12846 | 0.1221 | 32868.2878 | 1721.3581 | 2595.1533 | 28551.7765 | 33015.3127 | 0 | 0 | 33015.3127 | 0.0063%
2028 | 1021 | 1021-1748F | Tier-3 | Tier-3---2 | 5--5 | 510 | 100% | 35156.1224 | 99.02% | 0.9436% | 0.03662% | 1723.1698 | 0 | 0 | 1723.1698 | 0 | 1495.8237 | 152.7122 | 9.795 | 1495.8237 | 152.7122 | 9.795 | 1748.6349 | 178.5223 | 9.795 | 4.901% | 0.16564 | 0.15744 | 212249.5403 | 13715.9361 | 1963.4816 | 196570.1226 | 212357.8902 | 0 | 0 | 212357.8902 | 0.05682%
2028 | 1021 | 1021-1760R | Tier-3 | Tier-3---6 | 5--5 | 72 | 100% | 7055.7157 | 98.18% | 1.793% | 0.03106% | 342.8861 | 0 | 0 | 342.8861 | 0 | 297.6475 | 21.5594 | 13.8059 | 297.6475 | 21.5594 | 13.8059 | 347.9533 | 25.2032 | 13.8059 | 4.86% | 0.10829 | 0.10293 | 65155.0235 | 4038.9642 | 1087.8449 | 60028.2144 | 65216.9272 | 0 | 0 | 65216.9272 | 0.01131%
2028 | 1021 | 1021-25R | Tier-3 | Tier-3---2 | 5--5 | 230 | 100% | 18825.6899 | 99.7% | 0.2782% | 0.02306% | 929.0645 | 0 | 0 | 929.0645 | 0 | 806.4885 | 68.8702 | 11.7103 | 806.4885 | 68.8702 | 11.7103 | 942.7942 | 80.5101 | 11.7103 | 4.935% | 0.12361 | 0.11749 | 152300.0709 | 9949.5446 | 416.971 | 141933.5553 | 152323.9638 | 0 | 0 | 152323.9638 | 0.03064%
2028 | 1021 | 1021-855 | Tier-3 | Tier-3---10 | 5--5 | 99 | 100% | 5034.3753 | 99.51% | 0.4541% | 0.0405% | 247.9689 | 0 | 0 | 247.9689 | 0 | 215.2532 | 29.6441 | 7.2612 | 215.2532 | 29.6441 | 7.2612 | 251.6334 | 34.6543 | 7.2612 | 4.926% | 0.10909 | 0.10369 | 46149.2476 | 2319.9671 | 207.6388 | 43621.6417 | 46161.1355 | 0 | 0 | 46161.1355 | 0.008177%
2028 | 1021 | 1021-883R | Tier-3 | Tier-3---16 | 5--4 | 32 | 100% | 1386.6299 | 99.58% | 0.3809% | 0.03987% | 68.3494 | 0 | 0 | 68.3494 | 0 | 59.3317 | 9.5819 | 6.192 | 59.3317 | 9.5819 | 6.192 | 69.3594 | 11.2014 | 6.192 | 4.929% | 0.10042 | 0.095448 | 13808.4689 | 696.2558 | 53.5765 | 13058.6366 | 13811.4949 | 0 | 0 | 13811.4949 | 0.002254%
2028 | 1021 | 1021-92 | Tier-3 | Tier-3---15 | 5--4 | 20 | 100% | 794.3626 | 99.6% | 0.3592% | 0.04176% | 39.1633 | 0 | 0 | 39.1633 | 0 | 33.9963 | 5.9887 | 5.6767 | 33.9963 | 5.9887 | 5.6767 | 39.742 | 7.0009 | 5.6767 | 4.93% | 0.099013 | 0.094112 | 8022.7784 | 405.0442 | 27.6394 | 7590.0948 | 8024.4536 | 0 | 0 | 8024.4536 | 0.001291%
2028 | 1022 | 1022-17F | Tier-3 | Tier-3---4 | 5--5 | 145 | 100% | 9800.6792 | 99.62% | 0.3456% | 0.03348% | 483.2946 | 0 | 0 | 483.2946 | 0 | 419.5312 | 43.4182 | 9.6626 | 419.5312 | 43.4182 | 9.6626 | 490.4368 | 50.7563 | 9.6626 | 4.931% | 0.10945 | 0.10403 | 89544.6442 | 5359.6686 | 310.5435 | 83874.4321 | 89562.3218 | 0 | 0 | 89562.3218 | 0.01594%
2028 | 1022 | 1022-26R | Tier-3 | Tier-3---15 | 4--4 | 5 | 100% | 694.7204 | 99.22% | 0.7469% | 0.03547% | 34.1196 | 0 | 0 | 34.1196 | 0 | 29.618 | 1.4972 | 19.7826 | 29.618 | 1.4972 | 19.7826 | 34.6238 | 1.7502 | 19.7826 | 4.911% | 0.092662 | 0.088075 | 7497.376 | 376.7223 | 52.0531 | 7068.6006 | 7500.4309 | 0 | 0 | 7500.4309 | 0.001125%
2028 | 1022 | 1022-322R | Tier-3 | Tier-3---10 | 5--5 | 57 | 100% | 5072.1995 | 99.16% | 0.7912% | 0.04875% | 248.9649 | 0 | 0 | 248.9649 | 0 | 216.1178 | 17.0678 | 12.6623 | 216.1178 | 17.0678 | 12.6623 | 252.6441 | 19.9525 | 12.6623 | 4.908% | 0.10587 | 0.10063 | 47911.5964 | 2988.4313 | 366.1059 | 44557.0592 | 47932.5548 | 0 | 0 | 47932.5548 | 0.00821%
2028 | 1023 | 1023-200R | Tier-2 | Tier-2---5 | 4--5 | 198 | 100% | 2889.9732 | 99.24% | 0.6691% | 0.08946% | 141.9685 | 0 | 0 | 141.9685 | 0 | 123.2379 | 59.2883 | 2.0786 | 123.2379 | 59.2883 | 2.0786 | 144.0665 | 69.3087 | 2.0786 | 4.912% | 0.083115 | 0.079 | 34770.9454 | 1877.1075 | 241.328 | 32652.5099 | 34784.6815 | 0 | 0 | 34784.6815 | 0.004682%
2028 | 1023 | 1023-46AE | Tier-2 | Tier-2---2 | 5--5 | 886 | 100% | 9469.9149 | 95.98% | 3.884% | 0.1387% | 449.9058 | 0 | 0 | 449.9058 | 0 | 390.5476 | 265.3001 | 1.4721 | 390.5476 | 265.3001 | 1.4721 | 456.5546 | 310.1388 | 1.4721 | 4.751% | 0.13914 | 0.13225 | 68062.6824 | 3656.971 | 2513.7394 | 61891.9719 | 68205.2551 | 0 | 0 | 68205.2551 | 0.01484%
2028 | 1023 | 1023-48R | Tier-2 | Tier-2---5 | 5--5 | 587 | 100% | 3773.8473 | 97.39% | 2.337% | 0.2725% | 181.93 | 0 | 0 | 181.93 | 0 | 157.9271 | 175.7688 | 0.89849 | 157.9271 | 175.7688 | 0.89849 | 184.6186 | 205.4757 | 0.89849 | 4.821% | 0.12816 | 0.12182 | 29445.7307 | 1737.6729 | 715.7665 | 26992.2913 | 29485.7528 | 0 | 0 | 29485.7528 | 0.005999%
2028 | 1023 | 1023-89R | Tier-2 | Tier-2---11 | 4--4 | 101 | 100% | 585.5086 | 87.68% | 11.85% | 0.4758% | 25.4114 | 0 | 0 | 25.4114 | 0 | 22.0588 | 30.243 | 0.72938 | 22.0588 | 30.243 | 0.72938 | 25.787 | 35.3544 | 0.72938 | 4.34% | 0.083403 | 0.079275 | 7020.201 | 414.9664 | 782.0246 | 5823.21 | 7065.2497 | 0 | 0 | 7065.2497 | 0.000838%
2028 | 1030 | 1030-1728R | Tier-3 | Tier-3---9 | 5--5 | 14 | 100% | 5124.1587 | 98.26% | 1.711% | 0.02883% | 249.2335 | 0 | 0 | 249.2335 | 0 | 216.3509 | 4.1921 | 51.6092 | 216.3509 | 4.1921 | 51.6092 | 252.9167 | 4.9006 | 51.6092 | 4.864% | 0.23544 | 0.22379 | 21764.1991 | 1221.106 | 349.3689 | 20193.7242 | 21783.9158 | 0 | 0 | 21783.9158 | 0.008219%
2028 | 1030 | 1030-1777 | Tier-3 | Tier-3---5 | 5--5 | 117 | 100% | 11817.5772 | 98.58% | 1.381% | 0.03413% | 576.6917 | 0 | 0 | 576.6917 | 0 | 500.606 | 35.034 | 14.2892 | 500.606 | 35.034 | 14.2892 | 585.2141 | 40.9551 | 14.2892 | 4.88% | 0.24629 | 0.2341 | 47981.5879 | 2529.7124 | 644.8626 | 44807.0129 | 48016.9501 | 0 | 0 | 48016.9501 | 0.01902%
2028 | 1030 | 1030-1823F | Tier-3 | Tier-3---13 | 5--5 | 50 | 100% | 2150.9739 | 99.45% | 0.5287% | 0.02497% | 105.8837 | 0 | 0 | 105.8837 | 0 | 91.914 | 14.9718 | 6.1391 | 91.914 | 14.9718 | 6.1391 | 107.4485 | 17.5022 | 6.1391 | 4.923% | 0.10605 | 0.1008 | 20281.9888 | 1017.5622 | 101.0259 | 19163.4007 | 20287.8367 | 0 | 0 | 20287.8367 | 0.003492%
2028 | 1030 | 1030-18R | Tier-3 | Tier-3---7 | 5--5 | 307 | 100% | 6620.9098 | 98.66% | 1.309% | 0.03186% | 323.3397 | 0 | 0 | 323.3397 | 0 | 280.6799 | 91.9268 | 3.0533 | 280.6799 | 91.9268 | 3.0533 | 328.1181 | 107.4634 | 3.0533 | 4.884% | 0.23843 | 0.22663 | 27769.0579 | 1524.2005 | 340.5168 | 25904.3406 | 27788.4525 | 0 | 0 | 27788.4525 | 0.01066%
2028 | 1030 | 1030-20R | Tier-3 | Tier-3---3 | 5--5 | 298 | 100% | 25318.462 | 99.14% | 0.8163% | 0.04139% | 1242.5149 | 0 | 0 | 1242.5149 | 0 | 1078.5839 | 89.2318 | 12.0874 | 1078.5839 | 89.2318 | 12.0874 | 1260.8769 | 104.313 | 12.0874 | 4.908% | 0.28668 | 0.27249 | 88316.4782 | 5506.1055 | 686.3261 | 82124.0466 | 88355.9257 | 0 | 0 | 88355.9257 | 0.04097%
2028 | 1030 | 1030-42R | Tier-3 | Tier-3---3 | 5--5 | 474 | 100% | 28398.7895 | 98.49% | 1.466% | 0.03945% | 1384.5772 | 0 | 0 | 1384.5772 | 0 | 1201.9032 | 141.9325 | 8.4681 | 1201.9032 | 141.9325 | 8.4681 | 1405.0386 | 165.9208 | 8.4681 | 4.875% | 0.28228 | 0.2683 | 100606.2475 | 6191.924 | 1386.8762 | 93027.4473 | 100685.1242 | 0 | 0 | 100685.1242 | 0.04566%
2028 | 1030 | 1030-989R | Tier-3 | Tier-3---3 | 5--5 | 159 | 100% | 26696.216 | 99.16% | 0.796% | 0.04527% | 1310.3453 | 0 | 0 | 1310.3453 | 0 | 1137.4651 | 47.6103 | 23.8912 | 1137.4651 | 47.6103 | 23.8912 | 1329.7097 | 55.657 | 23.8912 | 4.908% | 0.30703 | 0.29183 | 86951.1078 | 4865.0498 | 650.3273 | 81435.7308 | 86989.2036 | 0 | 0 | 86989.2036 | 0.04321%
2028 | 1039 | 1039-13 | Tier-2 | Tier-2---3 | 5--5 | 740 | 100% | 15957.1711 | 97.45% | 2.471% | 0.0752% | 769.7688 | 0 | 0 | 769.7688 | 0 | 668.2095 | 221.5824 | 3.0156 | 668.2095 | 221.5824 | 3.0156 | 781.1445 | 259.0324 | 3.0156 | 4.824% | 0.1351 | 0.12841 | 118113.2514 | 10500.2075 | 2816.2541 | 104796.7897 | 118269.8643 | 0 | 0 | 118269.8643 | 0.02538%
2028 | 1073 | 1073-872F | Tier-2 | Tier-2---20 | 3--2 | 49 | 100% | 17.9659 | 86.84% | 10.72% | 2.434% | 0.7723 | 0 | 0 | 0.7723 | 0 | 0.6704 | 14.6724 | 0.045692 | 0.6704 | 14.6724 | 0.045692 | 0.78371 | 17.1521 | 0.045692 | 4.299% | 0.018584 | 0.017664 | 966.7183 | 76.5664 | 118.0704 | 772.0814 | 973.3425 | 0 | 0 | 973.3425 | 2.547e-05%
2028 | 1073 | 1073-886F | Tier-2 | Tier-2---20 | 3--2 | 18 | 100% | 27.0781 | 12.75% | 86.83% | 0.4178% | 0.17092 | 0 | 0 | 0.17092 | 0 | 0.14837 | 5.3898 | 0.027528 | 0.14837 | 5.3898 | 0.027528 | 0.17345 | 6.3008 | 0.027528 | 0.6312% | 0.016776 | 0.015946 | 1614.0782 | 19.1067 | 1282.2131 | 312.7584 | 1687.417 | 0 | 0 | 1687.417 | 5.636e-06%
2028 | 1073 | 1073-887F | Tier-2 | Tier-2---21 | 3--1 | 2 | 100% | 6.3934 | 34.35% | 64.55% | 1.103% | 0.10871 | 0 | 0 | 0.10871 | 0 | 0.094363 | 0.59887 | 0.15757 | 0.094363 | 0.59887 | 0.15757 | 0.11031 | 0.70009 | 0.15757 | 1.7% | 0.016639 | 0.015815 | 384.2398 | 11.9549 | 217.4823 | 154.8027 | 397.3768 | 0 | 0 | 397.3768 | 3.585e-06%
2028 | 1090 | 1090-1734 | Tier-3 | Tier-3---16 | 2--5 | 5 | 100% | 730.5479 | 99.24% | 0.5863% | 0.172% | 35.8879 | 0 | 0 | 35.8879 | 0 | 31.153 | 1.4972 | 20.8078 | 31.153 | 1.4972 | 20.8078 | 36.4183 | 1.7502 | 20.8078 | 4.912% | 0.01345 | 0.012784 | 54317.4438 | 3261.8302 | 456.9875 | 50598.6261 | 54338.8933 | 0 | 0 | 54338.8933 | 0.001183%
2028 | 1090 | 1090-636R | Tier-3 | Tier-3---15 | 5--3 | 72 | 100% | 919.3728 | 93.93% | 5.62% | 0.4487% | 42.7471 | 0 | 0 | 42.7471 | 0 | 37.1073 | 21.5594 | 1.7212 | 37.1073 | 21.5594 | 1.7212 | 43.3789 | 25.2032 | 1.7212 | 4.65% | 0.38465 | 0.36561 | 2390.1852 | 120.0827 | 121.765 | 2148.3375 | 2397.7393 | 0 | 0 | 2397.7393 | 0.00141%
2028 | 1090 | 1090-70F | Tier-2 | Tier-2---15 | 2--5 | 2 | 100% | 140.8367 | 88.02% | 11.68% | 0.2956% | 6.1362 | 0 | 0 | 6.1362 | 0 | 5.3266 | 0.59887 | 8.8944 | 5.3266 | 0.59887 | 8.8944 | 6.2269 | 0.70009 | 8.8944 | 4.357% | 0.0083 | 0.0078891 | 16968.2749 | 903.4734 | 1917.2026 | 14147.5988 | 17074.1431 | 0 | 0 | 17074.1431 | 0.0002023%
2028 | 1090 | 1090-73F | Tier-3 | Tier-3---10 | 4--5 | 252 | 100% | 5899.0454 | 99.62% | 0.2521% | 0.1275% | 290.8942 | 0 | 0 | 290.8942 | 0 | 252.5151 | 75.4578 | 3.3464 | 252.5151 | 75.4578 | 3.3464 | 295.1931 | 88.211 | 3.3464 | 4.931% | 0.046754 | 0.044439 | 126173.0725 | 9334.6657 | 462.1696 | 116376.2372 | 126198.0175 | 0 | 0 | 126198.0175 | 0.009593%
2028 | 1090 | 1090-74F | Tier-3 | Tier-3---10 | 4--5 | 260 | 100% | 4990.92 | 99.62% | 0.2191% | 0.1576% | 246.1199 | 0 | 0 | 246.1199 | 0 | 213.6481 | 77.8533 | 2.7442 | 213.6481 | 77.8533 | 2.7442 | 249.7571 | 91.0114 | 2.7442 | 4.931% | 0.045737 | 0.043473 | 109123.1086 | 8272.9718 | 456.2327 | 100393.904 | 109144.5164 | 0 | 0 | 109144.5164 | 0.008116%
2028 | 1094 | 1094-35F | Tier-2 | Tier-2---7 | 3--5 | 214 | 100% | 2514.2831 | 99.84% | 0% | 0.1648% | 124.2519 | 0 | 0 | 124.2519 | 0 | 107.8587 | 64.0792 | 1.6832 | 107.8587 | 64.0792 | 1.6832 | 126.0881 | 74.9094 | 1.6832 | 4.942% | 0.020398 | 0.019388 | 123263.6714 | 7008.6853 | 282.5097 | 115972.4764 | 123274.2511 | 0 | 0 | 123274.2511 | 0.004097%
2028 | 1094 | 1094-7 | Tier-2 | Tier-2---17 | 2--4 | 47 | 100% | 95.3301 | 98.77% | 0% | 1.235% | 4.6606 | 0 | 0 | 4.6606 | 0 | 4.0457 | 14.0735 | 0.28747 | 4.0457 | 14.0735 | 0.28747 | 4.7294 | 16.4521 | 0.28747 | 4.889% | 0.0065074 | 0.0061853 | 14649.4839 | 1080.944 | 371.5011 | 13197.0388 | 14658.9042 | 0 | 0 | 14658.9042 | 0.0001537%
2028 | 1100 | 1100-1172R | Tier-2 | Tier-2---7 | 4--5 | 4 | 100% | 2144.9788 | 99.68% | 0.2699% | 0.05437% | 105.8322 | 0 | 0 | 105.8322 | 0 | 91.8692 | 1.1977 | 76.702 | 91.8692 | 1.1977 | 76.702 | 107.3962 | 1.4002 | 76.702 | 4.934% | 0.080798 | 0.076798 | 26547.4908 | 2914.2533 | 70.3485 | 23562.889 | 26551.9736 | 0 | 0 | 26551.9736 | 0.00349%
2028 | 1105 | 1105-1479 | Tier-2 | Tier-2---4 | 5--5 | 24 | 100% | 4228.0435 | 99.92% | 0.03248% | 0.04256% | 209.1311 | 0 | 0 | 209.1311 | 0 | 181.5394 | 7.1865 | 25.2613 | 181.5394 | 7.1865 | 25.2613 | 212.2217 | 8.4011 | 25.2613 | 4.946% | 0.10556 | 0.10034 | 40053.0076 | 3869.6704 | 26.6766 | 36156.6607 | 40054.5729 | 0 | 0 | 40054.5729 | 0.006896%
2028 | 1105 | 1105-1483 | Tier-2 | Tier-2---11 | 4--4 | 17 | 100% | 417.0013 | 94.5% | 5.418% | 0.08666% | 19.5054 | 0 | 0 | 19.5054 | 0 | 16.9319 | 5.0904 | 3.3262 | 16.9319 | 5.0904 | 3.3262 | 19.7936 | 5.9507 | 3.3262 | 4.678% | 0.063819 | 0.06066 | 6534.1451 | 320.1386 | 289.9716 | 5924.0349 | 6552.8754 | 0 | 0 | 6552.8754 | 0.0006432%
2028 | 1118 | 1118-1718F | Tier-2 | Tier-2---10 | 5--4 | 60 | 100% | 788.3757 | 99.4% | 0.5205% | 0.07536% | 38.792 | 0 | 0 | 38.792 | 0 | 33.674 | 17.9661 | 1.8743 | 33.674 | 17.9661 | 1.8743 | 39.3653 | 21.0026 | 1.8743 | 4.921% | 0.10781 | 0.10247 | 7312.7208 | 536.3335 | 35.0941 | 6741.2933 | 7314.9902 | 0 | 0 | 7314.9902 | 0.001279%
2028 | 1138 | 1138-6R | Tier-2 | Tier-2---5 | 5--5 | 840 | 100% | 4663.8779 | 91.12% | 8.567% | 0.3106% | 210.367 | 0 | 0 | 210.367 | 0 | 182.6123 | 251.526 | 0.72602 | 182.6123 | 251.526 | 0.72602 | 213.4758 | 294.0368 | 0.72602 | 4.511% | 0.17153 | 0.16304 | 27190.5644 | 2036.5744 | 2249.3585 | 22904.6315 | 27316.2731 | 0 | 0 | 27316.2731 | 0.006937%
2028 | 1162 | 1162-329R | Tier-2 | Tier-2---13 | 4--3 | 10 | 100% | 206.5878 | 96.62% | 2.592% | 0.7875% | 9.8805 | 0 | 0 | 9.8805 | 0 | 8.577 | 2.9944 | 2.8644 | 8.577 | 2.9944 | 2.8644 | 10.0266 | 3.5004 | 2.8644 | 4.783% | 0.070019 | 0.066553 | 2950.4371 | 171.8842 | 84.3202 | 2694.2327 | 2955.6292 | 0 | 0 | 2955.6292 | 0.0003258%
2028 | 1162 | 1162-363 | Tier-2 | Tier-2---13 | 4--3 | 2 | 100% | 247.9994 | 97.75% | 1.792% | 0.4608% | 11.9994 | 0 | 0 | 11.9994 | 0 | 10.4162 | 0.59887 | 17.3931 | 10.4162 | 0.59887 | 17.3931 | 12.1767 | 0.70009 | 17.3931 | 4.838% | 0.064829 | 0.06162 | 3825.4385 | 214.4022 | 70.5791 | 3540.4572 | 3829.9274 | 0 | 0 | 3829.9274 | 0.0003957%
2028 | 1166 | 1166-15R | Tier-3 | Tier-3---11 | 5--5 | 45 | 100% | 3965.2217 | 98.26% | 1.658% | 0.07833% | 192.8712 | 0 | 0 | 192.8712 | 0 | 167.4248 | 13.4746 | 12.4252 | 167.4248 | 13.4746 | 12.4252 | 195.7215 | 15.752 | 12.4252 | 4.864% | 0.19397 | 0.18436 | 20442.8701 | 1122.9007 | 327.2272 | 18992.7422 | 20461.3511 | 0 | 0 | 20461.3511 | 0.00636%
2028 | 1166 | 1166-18R | Tier-3 | Tier-3---5 | 5--5 | 53 | 100% | 10108.4901 | 99.77% | 0.1963% | 0.03345% | 499.2208 | 0 | 0 | 499.2208 | 0 | 433.3562 | 15.8701 | 27.3065 | 433.3562 | 15.8701 | 27.3065 | 506.5984 | 18.5523 | 27.3065 | 4.939% | 0.21365 | 0.20307 | 47313.4054 | 3052.661 | 107.9125 | 44152.8319 | 47319.0656 | 0 | 0 | 47319.0656 | 0.01646%
2028 | 1166 | 1166-342R | Tier-3 | Tier-3---5 | 5--5 | 215 | 100% | 10322.642 | 99.08% | 0.8619% | 0.05733% | 506.2736 | 0 | 0 | 506.2736 | 0 | 439.4785 | 64.3787 | 6.8265 | 439.4785 | 64.3787 | 6.8265 | 513.7554 | 75.2594 | 6.8265 | 4.904% | 0.21878 | 0.20795 | 47183.5693 | 2494.6745 | 397.8438 | 44291.0509 | 47206.1577 | 0 | 0 | 47206.1577 | 0.0167%
2028 | 1215 | 1215-12R | Tier-3 | Tier-3---9 | 5--4 | 28 | 100% | 6147.2839 | 97.88% | 2.045% | 0.07292% | 297.8447 | 0 | 0 | 297.8447 | 0 | 258.5486 | 8.3842 | 30.8376 | 258.5486 | 8.3842 | 30.8376 | 302.2462 | 9.8012 | 30.8376 | 4.845% | 0.69907 | 0.66447 | 8793.5219 | 453.8865 | 171.3905 | 8168.2449 | 8803.2228 | 0 | 0 | 8803.2228 | 0.009822%
2028 | 1215 | 1215-28R | Tier-3 | Tier-3---14 | 5--3 | 21 | 100% | 2215.156 | 94.69% | 5.226% | 0.08401% | 103.8279 | 0 | 0 | 103.8279 | 0 | 90.1294 | 6.2882 | 14.3332 | 90.1294 | 6.2882 | 14.3332 | 105.3623 | 7.3509 | 14.3332 | 4.687% | 0.66756 | 0.63451 | 3318.2974 | 164.8533 | 155.0862 | 2998.3579 | 3327.4734 | 0 | 0 | 3327.4734 | 0.003424%
2028 | 1215 | 1215-32R | Tier-3 | Tier-3---7 | 5--4 | 186 | 100% | 8696.5042 | 96.48% | 3.447% | 0.07747% | 415.3037 | 0 | 0 | 415.3037 | 0 | 360.5107 | 55.695 | 6.4729 | 360.5107 | 55.695 | 6.4729 | 421.4411 | 65.1081 | 6.4729 | 4.776% | 0.68132 | 0.6476 | 12764.1579 | 635.3889 | 400.2926 | 11728.4764 | 12787.588 | 0 | 0 | 12787.588 | 0.0137%
2028 | 1233 | 1233-259R | Tier-3 | Tier-3---16 | 5--4 | 75 | 100% | 1558.5389 | 98.56% | 1.214% | 0.2225% | 76.0395 | 0 | 0 | 76.0395 | 0 | 66.0073 | 22.4577 | 2.9392 | 66.0073 | 22.4577 | 2.9392 | 77.1633 | 26.2533 | 2.9392 | 4.879% | 0.12749 | 0.12118 | 12225.1388 | 744.7481 | 204.4893 | 11275.9014 | 12234.2836 | 0 | 0 | 12234.2836 | 0.002508%
2028 | 1233 | 1233-585R | Tier-3 | Tier-3---12 | 5--5 | 117 | 100% | 3561.9587 | 98.42% | 1.457% | 0.1235% | 173.5298 | 0 | 0 | 173.5298 | 0 | 150.6352 | 35.034 | 4.2997 | 150.6352 | 35.034 | 4.2997 | 176.0942 | 40.9551 | 4.2997 | 4.872% | 0.12988 | 0.12345 | 27424.4063 | 1597.7111 | 397.7458 | 25428.9493 | 27446.9828 | 0 | 0 | 27446.9828 | 0.005722%
2028 | 1233 | 1233-587R | Tier-3 | Tier-3---13 | 5--5 | 246 | 100% | 2983.7291 | 97.9% | 1.929% | 0.1696% | 144.5958 | 0 | 0 | 144.5958 | 0 | 125.5186 | 73.6612 | 1.704 | 125.5186 | 73.6612 | 1.704 | 146.7327 | 86.1108 | 1.704 | 4.846% | 0.13489 | 0.12821 | 22120.1137 | 1287.4024 | 436.159 | 20396.5523 | 22144.283 | 0 | 0 | 22144.283 | 0.004768%
2028 | 1233 | 1233-589R | Tier-3 | Tier-3---16 | 5--4 | 35 | 100% | 1386.4905 | 98.92% | 0.9396% | 0.1432% | 67.8881 | 0 | 0 | 67.8881 | 0 | 58.9313 | 10.4803 | 5.6231 | 58.9313 | 10.4803 | 5.6231 | 68.8914 | 12.2515 | 5.6231 | 4.896% | 0.11751 | 0.11169 | 11798.9753 | 654.3239 | 110.4066 | 11034.2448 | 11805.6289 | 0 | 0 | 11805.6289 | 0.002239%
2028 | 1233 | 1233-591R | Tier-3 | Tier-3---12 | 5--5 | 94 | 100% | 4300.1838 | 98.66% | 1.226% | 0.1146% | 210.0058 | 0 | 0 | 210.0058 | 0 | 182.2987 | 28.147 | 6.4767 | 182.2987 | 28.147 | 6.4767 | 213.1093 | 32.9041 | 6.4767 | 4.884% | 0.13142 | 0.12491 | 32721.9695 | 2017.1563 | 396.1628 | 30308.6504 | 32744.8122 | 0 | 0 | 32744.8122 | 0.006925%
2028 | 1242 | 1242-1079R | Tier-2 | Tier-2---12 | 2--5 | 2 | 100% | 411.5414 | 99.65% | 0% | 0.3468% | 20.3007 | 0 | 0 | 20.3007 | 0 | 17.6223 | 0.59887 | 29.4258 | 17.6223 | 0.59887 | 29.4258 | 20.6007 | 0.70009 | 29.4258 | 4.933% | 0.0067316 | 0.0063984 | 61135.7492 | 21194.3813 | 442.4228 | 39498.9452 | 61146.7898 | 0 | 0 | 61146.7898 | 0.0006694%
2028 | 1242 | 1242-1084 | Tier-2 | Tier-2---12 | 2--5 | 17 | 100% | 456.1931 | 99.77% | 0% | 0.2285% | 22.53 | 0 | 0 | 22.53 | 0 | 19.5575 | 5.0904 | 3.842 | 19.5575 | 5.0904 | 3.842 | 22.8629 | 5.9507 | 3.842 | 4.939% | 0.005996 | 0.0056992 | 76082.9136 | 12562.2691 | 164.6304 | 63356.014 | 76091.9678 | 0 | 0 | 76091.9678 | 0.000743%
2028 | 1243 | 1243-319R | Tier-2 | Tier-2---9 | 4--4 | 55 | 100% | 1178.043 | 99.35% | 0.5195% | 0.1323% | 57.9331 | 0 | 0 | 57.9331 | 0 | 50.2897 | 16.469 | 3.0536 | 50.2897 | 16.469 | 3.0536 | 58.7892 | 19.2524 | 3.0536 | 4.918% | 0.081051 | 0.077039 | 14534.5899 | 742.8831 | 82.0978 | 13709.609 | 14539.5235 | 0 | 0 | 14539.5235 | 0.00191%
2028 | 1243 | 1243-38R | Tier-2 | Tier-2---16 | 4--3 | 9 | 100% | 158.2514 | 99.48% | 0.3681% | 0.155% | 7.7925 | 0 | 0 | 7.7925 | 0 | 6.7644 | 2.6949 | 2.51 | 6.7644 | 2.6949 | 2.51 | 7.9076 | 3.1504 | 2.51 | 4.924% | 0.072591 | 0.068997 | 2180.0532 | 116.78 | 9.4659 | 2053.8073 | 2180.6472 | 0 | 0 | 2180.6472 | 0.000257%
2028 | 1243 | 1243-45R | Tier-2 | Tier-2---7 | 4--5 | 33 | 100% | 1878.3826 | 99.05% | 0.8285% | 0.1244% | 92.0939 | 0 | 0 | 92.0939 | 0 | 79.9435 | 9.8814 | 8.0903 | 79.9435 | 9.8814 | 8.0903 | 93.4549 | 11.5514 | 8.0903 | 4.903% | 0.087615 | 0.083278 | 21438.9544 | 1134.9825 | 174.3683 | 20129.6036 | 21449.5937 | 0 | 0 | 21449.5937 | 0.003037%
2028 | 1250 | 1250-27R | Tier-2 | Tier-2---6 | 5--5 | 63 | 100% | 6418.5082 | 93.04% | 6.917% | 0.04745% | 295.5897 | 0 | 0 | 295.5897 | 0 | 256.5911 | 18.8645 | 13.6018 | 256.5911 | 18.8645 | 13.6018 | 299.9579 | 22.0528 | 13.6018 | 4.605% | 0.097369 | 0.09255 | 65919.1509 | 5630.4753 | 4516.6533 | 55772.0223 | 66158.2276 | 0 | 0 | 66158.2276 | 0.009747%
2028 | 1250 | 1250-671R | Tier-2 | Tier-2---6 | 4--5 | 25 | 100% | 6815.4278 | 94.54% | 5.441% | 0.023% | 318.9315 | 0 | 0 | 318.9315 | 0 | 276.8533 | 7.4859 | 36.9833 | 276.8533 | 7.4859 | 36.9833 | 323.6447 | 8.7511 | 36.9833 | 4.68% | 0.09205 | 0.087494 | 74040.4971 | 4546.125 | 3808.2018 | 65686.1703 | 74251.1661 | 0 | 0 | 74251.1661 | 0.01052%
2028 | 1250 | 1250-677R | Tier-2 | Tier-2---3 | 5--5 | 335 | 100% | 11748.9088 | 99.26% | 0.6837% | 0.05427% | 577.2793 | 0 | 0 | 577.2793 | 0 | 501.116 | 100.311 | 4.9956 | 501.116 | 100.311 | 4.9956 | 585.8104 | 117.2647 | 4.9956 | 4.913% | 0.11659 | 0.11081 | 100775.3024 | 5654.1223 | 691.5961 | 94429.584 | 100814.0313 | 0 | 0 | 100814.0313 | 0.01904%
2028 | 1250 | 1250-8R | Tier-2 | Tier-2---4 | 4--5 | 91 | 100% | 3684.9802 | 98.15% | 1.772% | 0.07391% | 179.0398 | 0 | 0 | 179.0398 | 0 | 155.4182 | 27.2487 | 5.7037 | 155.4182 | 27.2487 | 5.7037 | 181.6856 | 31.854 | 5.7037 | 4.859% | 0.092289 | 0.08772 | 39928.877 | 2037.4755 | 694.1813 | 37197.2202 | 39967.2577 | 0 | 0 | 39967.2577 | 0.005904%
2028 | 1458 | 1458-1056 | Tier-2 | Tier-2---11 | 5--3 | 35 | 100% | 427.4478 | 90.46% | 9.431% | 0.1062% | 19.1407 | 0 | 0 | 19.1407 | 0 | 16.6154 | 10.4803 | 1.5854 | 16.6154 | 10.4803 | 1.5854 | 19.4236 | 12.2515 | 1.5854 | 4.478% | 0.13508 | 0.12839 | 3164.5032 | 153.2716 | 270.9645 | 2740.2671 | 3180.2204 | 0 | 0 | 3180.2204 | 0.0006312%
2028 | 1458 | 1458-1058F | Tier-3 | Tier-3---13 | 5--5 | 8 | 100% | 2365.6896 | 85.54% | 14.42% | 0.04244% | 100.1661 | 0 | 0 | 100.1661 | 0 | 86.9507 | 2.3955 | 36.2977 | 86.9507 | 2.3955 | 36.2977 | 101.6464 | 2.8004 | 36.2977 | 4.234% | 0.13833 | 0.13149 | 17101.412 | 929.1062 | 2240.5309 | 13931.7749 | 17230.2132 | 0 | 0 | 17230.2132 | 0.003303%
2028 | 1458 | 1458-1061 | Tier-2 | Tier-2---5 | 5--5 | 101 | 100% | 4370.0987 | 98.67% | 1.293% | 0.03403% | 213.4501 | 0 | 0 | 213.4501 | 0 | 185.2886 | 30.243 | 6.1267 | 185.2886 | 30.243 | 6.1267 | 216.6045 | 35.3544 | 6.1267 | 4.884% | 0.14228 | 0.13523 | 30715.3399 | 3071.7122 | 374.3093 | 27269.3184 | 30736.5608 | 0 | 0 | 30736.5608 | 0.007039%
2028 | 1458 | 1458-1075F | Tier-3 | Tier-3---20 | 1--5 | 4 | 100% | 58.2342 | 99.94% | 0% | 0.06312% | 2.8808 | 0 | 0 | 2.8808 | 0 | 2.5007 | 1.1977 | 2.0878 | 2.5007 | 1.1977 | 2.0878 | 2.9233 | 1.4002 | 2.0878 | 4.947% | 0.00013 | 0.00012356 | 447955.3838 | 22633.2846 | 354.8561 | 424967.2431 | 447970.1088 | 0 | 0 | 447970.1088 | 9.5e-05%
2028 | 1458 | 1458-1115F | Tier-2 | Tier-2---18 | 4--2 | 14 | 100% | 66.5074 | 0% | 100% | 0% | 0 | 0 | 0 | 0 | 0 | 0 | 4.1921 | 0 | 0 | 4.1921 | 0 | 0 | 4.9006 | 0 | 0% | 0.091242 | 0.086726 | 728.9125 | 1.3917 | 578.9338 | 148.587 | 766.8727 | 0 | 0 | 766.8727 | 0%
2028 | 1458 | 1458-1117F | Tier-2 | Tier-2---16 | 4--2 | 8 | 100% | 139.4631 | 0% | 100% | 0% | 0 | 0 | 0 | 0 | 0 | 0 | 2.3955 | 0 | 0 | 2.3955 | 0 | 0 | 2.8004 | 0 | 0% | 0.091116 | 0.086606 | 1530.6137 | 1.9599 | 1384.4341 | 144.2196 | 1610.3248 | 0 | 0 | 1610.3248 | 0%
2028 | 1458 | 1458-1131R | Tier-3 | Tier-3---4 | 5--5 | 58 | 100% | 15987.4265 | 99.09% | 0.8886% | 0.01928% | 784.1928 | 0 | 0 | 784.1928 | 0 | 680.7304 | 17.3673 | 39.1962 | 680.7304 | 17.3673 | 39.1962 | 795.7816 | 20.3025 | 39.1962 | 4.905% | 0.15941 | 0.15152 | 100291.8687 | 5185.6618 | 825.6268 | 94280.5802 | 100339.2877 | 0 | 0 | 100339.2877 | 0.02586%
2028 | 1458 | 1458-456F | Tier-2 | Tier-2---16 | 4--3 | 7 | 100% | 167.5686 | 29.81% | 70.17% | 0.01889% | 2.4724 | 0 | 0 | 2.4724 | 0 | 2.1462 | 2.0961 | 1.0239 | 2.1462 | 2.0961 | 1.0239 | 2.509 | 2.4503 | 1.0239 | 1.475% | 0.091761 | 0.087218 | 1826.1497 | 31.2269 | 1141.9419 | 652.9809 | 1892.9043 | 0 | 0 | 1892.9043 | 8.153e-05%
2028 | 1458 | 1458-519 | Tier-2 | Tier-2---17 | 1--5 | 1 | 100% | 81.0039 | 99.95% | 0% | 0.04716% | 4.0078 | 0 | 0 | 4.0078 | 0 | 3.479 | 0.29944 | 11.6186 | 3.479 | 0.29944 | 11.6186 | 4.067 | 0.35004 | 11.6186 | 4.948% | 0.000217 | 0.00020626 | 373290.0884 | 19351.884 | 1116.7535 | 352821.4509 | 373299.256 | 0 | 0 | 373299.256 | 0.0001322%
2028 | 1458 | 1458-565R | Tier-3 | Tier-3---6 | 5--5 | 151 | 100% | 8159.9793 | 99.25% | 0.7112% | 0.04348% | 400.8709 | 0 | 0 | 400.8709 | 0 | 347.982 | 45.2148 | 7.6962 | 347.982 | 45.2148 | 7.6962 | 406.795 | 52.8566 | 7.6962 | 4.913% | 0.15819 | 0.15036 | 51582.9513 | 2671.5244 | 353.2832 | 48558.1438 | 51603.2234 | 0 | 0 | 51603.2234 | 0.01322%
2028 | 1458 | 1458-601R | Tier-3 | Tier-3---2 | 5--5 | 444 | 100% | 37077.302 | 99.36% | 0.615% | 0.02874% | 1823.5109 | 0 | 0 | 1823.5109 | 0 | 1582.9263 | 132.9495 | 11.9062 | 1582.9263 | 132.9495 | 11.9062 | 1850.4589 | 155.4194 | 11.9062 | 4.918% | 0.20421 | 0.1941 | 181561.9083 | 16225.6288 | 1105.2701 | 164231.0094 | 181622.7804 | 0 | 0 | 181622.7804 | 0.06013%
2028 | 1525 | 1525-23R | Tier-2 | Tier-2---20 | 4--1 | 4 | 100% | 8.268 | 89.5% | 6.947% | 3.548% | 0.36631 | 0 | 0 | 0.36631 | 0 | 0.31798 | 1.1977 | 0.26548 | 0.31798 | 1.1977 | 0.26548 | 0.37173 | 1.4002 | 0.26548 | 4.43% | 0.032823 | 0.031198 | 251.8988 | 16.5613 | 22.0923 | 213.2452 | 253.2756 | 0 | 0 | 253.2756 | 1.208e-05%
2028 | 157 | 157-165R | Tier-3 | Tier-3---18 | 5--2 | 42 | 100% | 418.5676 | 87.71% | 11.66% | 0.6303% | 18.1719 | 0 | 0 | 18.1719 | 0 | 15.7744 | 12.5763 | 1.2543 | 15.7744 | 12.5763 | 1.2543 | 18.4404 | 14.7018 | 1.2543 | 4.341% | 0.28262 | 0.26863 | 1481.042 | 67.5847 | 171.9177 | 1241.5396 | 1490.5243 | 0 | 0 | 1490.5243 | 0.0005992%
2028 | 157 | 157-189R | Tier-3 | Tier-3---9 | 5--4 | 319 | 100% | 5507.0239 | 92.46% | 7.234% | 0.3043% | 252.0471 | 0 | 0 | 252.0471 | 0 | 218.7933 | 95.52 | 2.2906 | 218.7933 | 95.52 | 2.2906 | 255.7719 | 111.664 | 2.2906 | 4.577% | 0.3705 | 0.35216 | 14863.9228 | 754.0463 | 1002.9719 | 13106.9046 | 14922.279 | 0 | 0 | 14922.279 | 0.008312%
2028 | 157 | 157-1928R | Tier-3 | Tier-3---11 | 5--4 | 26 | 100% | 3052.6745 | 99.07% | 0.8703% | 0.06204% | 149.6985 | 0 | 0 | 149.6985 | 0 | 129.9481 | 7.7853 | 16.6914 | 129.9481 | 7.7853 | 16.6914 | 151.9108 | 9.1011 | 16.6914 | 4.904% | 0.2812 | 0.26728 | 10855.7292 | 566.799 | 90.102 | 10198.8282 | 10861.0002 | 0 | 0 | 10861.0002 | 0.004937%
2028 | 157 | 157-204R | Tier-3 | Tier-3---11 | 5--4 | 61 | 100% | 3876.1334 | 98.99% | 0.834% | 0.1804% | 189.9223 | 0 | 0 | 189.9223 | 0 | 164.8649 | 18.2656 | 9.026 | 164.8649 | 18.2656 | 9.026 | 192.729 | 21.3527 | 9.026 | 4.9% | 0.32777 | 0.31154 | 11825.9094 | 682.672 | 178.5381 | 10964.6993 | 11832.1568 | 0 | 0 | 11832.1568 | 0.006263%
2028 | 157 | 157-232R | Tier-3 | Tier-3---11 | 5--4 | 124 | 100% | 3160.5079 | 95.27% | 4.501% | 0.231% | 149.0426 | 0 | 0 | 149.0426 | 0 | 129.3787 | 37.13 | 3.4845 | 129.3787 | 37.13 | 3.4845 | 151.2452 | 43.4054 | 3.4845 | 4.716% | 0.32167 | 0.30575 | 9825.3054 | 518.5543 | 443.2857 | 8863.4653 | 9849.5166 | 0 | 0 | 9849.5166 | 0.004915%
2028 | 157 | 157-257R | Tier-3 | Tier-3---14 | 5--4 | 208 | 100% | 2061.1876 | 81.54% | 17.79% | 0.6678% | 83.1948 | 0 | 0 | 83.1948 | 0 | 72.2185 | 62.2826 | 1.1595 | 72.2185 | 62.2826 | 1.1595 | 84.4243 | 72.8091 | 1.1595 | 4.036% | 0.36686 | 0.3487 | 5618.4522 | 263.1979 | 939.0969 | 4416.1574 | 5672.464 | 0 | 0 | 5672.464 | 0.002743%
2028 | 157 | 157-273R | Tier-3 | Tier-3---14 | 5--4 | 114 | 100% | 1867.403 | 95.01% | 4.712% | 0.2778% | 87.8243 | 0 | 0 | 87.8243 | 0 | 76.2372 | 34.1357 | 2.2334 | 76.2372 | 34.1357 | 2.2334 | 89.1222 | 39.905 | 2.2334 | 4.703% | 0.32295 | 0.30696 | 5782.3142 | 331.2593 | 295.5406 | 5155.5144 | 5797.3391 | 0 | 0 | 5797.3391 | 0.002896%
2028 | 157 | 157-81R | Tier-3 | Tier-3---3 | 5--5 | 323 | 100% | 18749.5963 | 97% | 2.901% | 0.09453% | 900.3079 | 0 | 0 | 900.3079 | 0 | 781.526 | 96.7177 | 8.0805 | 781.526 | 96.7177 | 8.0805 | 913.6128 | 113.0641 | 8.0805 | 4.802% | 0.38414 | 0.36512 | 48809.8885 | 2680.9552 | 1331.6361 | 44797.2971 | 48886.0197 | 0 | 0 | 48886.0197 | 0.02969%
2028 | 175 | 175-2024R | Tier-2 | Tier-2---5 | 5--5 | 419 | 100% | 4029.0085 | 99.1% | 0.8147% | 0.08289% | 197.6458 | 0 | 0 | 197.6458 | 0 | 171.5694 | 125.4636 | 1.3675 | 171.5694 | 125.4636 | 1.3675 | 200.5666 | 146.6683 | 1.3675 | 4.906% | 0.19114 | 0.18168 | 21078.6803 | 2171.1598 | 170.5146 | 18737.0059 | 21088.5336 | 0 | 0 | 21088.5336 | 0.006518%
2028 | 175 | 175-24R | Tier-2 | Tier-2---8 | 5--4 | 53 | 100% | 2651.4354 | 70.65% | 29.24% | 0.1064% | 92.7259 | 0 | 0 | 92.7259 | 0 | 80.4921 | 15.8701 | 5.0719 | 80.4921 | 15.8701 | 5.0719 | 94.0962 | 18.5523 | 5.0719 | 3.497% | 0.17491 | 0.16625 | 15158.7512 | 1220.081 | 4125.7623 | 9812.9079 | 15390.4469 | 0 | 0 | 15390.4469 | 0.003058%
2028 | 175 | 175-64R | Tier-3 | Tier-3---11 | 5--5 | 166 | 100% | 4385.4004 | 97.52% | 2.308% | 0.1684% | 211.7013 | 0 | 0 | 211.7013 | 0 | 183.7705 | 49.7063 | 3.6971 | 183.7705 | 49.7063 | 3.6971 | 214.8298 | 58.1073 | 3.6971 | 4.827% | 0.20232 | 0.19231 | 21675.2228 | 1490.2349 | 476.6065 | 19708.3814 | 21703.178 | 0 | 0 | 21703.178 | 0.006981%
2028 | 175 | 175-90R | Tier-3 | Tier-3---9 | 5--5 | 248 | 100% | 5741.4949 | 96.86% | 2.992% | 0.1472% | 275.2829 | 0 | 0 | 275.2829 | 0 | 238.9635 | 74.2601 | 3.2179 | 238.9635 | 74.2601 | 3.2179 | 279.3511 | 86.8109 | 3.2179 | 4.795% | 0.20491 | 0.19477 | 28019.3198 | 1604.6601 | 781.1853 | 25633.4744 | 28065.1231 | 0 | 0 | 28065.1231 | 0.009078%
2028 | 175 | 175-94R | Tier-2 | Tier-2---10 | 5--4 | 143 | 100% | 836.2457 | 79.76% | 20.09% | 0.1547% | 33.0153 | 0 | 0 | 33.0153 | 0 | 28.6595 | 42.8193 | 0.66931 | 28.6595 | 42.8193 | 0.66931 | 33.5032 | 50.0563 | 0.66931 | 3.948% | 0.16555 | 0.15736 | 5051.3061 | 289.0942 | 923.2368 | 3838.9751 | 5104.5538 | 0 | 0 | 5104.5538 | 0.001089%
2028 | 176 | 176-161R | Tier-3 | Tier-3---5 | 5--5 | 96 | 100% | 11523.3049 | 98.77% | 1.172% | 0.05875% | 563.3817 | 0 | 0 | 563.3817 | 0 | 489.052 | 28.7458 | 17.013 | 489.052 | 28.7458 | 17.013 | 571.7074 | 33.6042 | 17.013 | 4.889% | 0.22417 | 0.21307 | 51404.5427 | 2861.3734 | 647.4738 | 47895.6955 | 51437.4981 | 0 | 0 | 51437.4981 | 0.01858%
2028 | 176 | 176-164R | Tier-3 | Tier-3---11 | 5--5 | 63 | 100% | 4184.7467 | 98.1% | 1.799% | 0.1047% | 203.2012 | 0 | 0 | 203.2012 | 0 | 176.3919 | 18.8645 | 9.3505 | 176.3919 | 18.8645 | 9.3505 | 206.2042 | 22.0528 | 9.3505 | 4.856% | 0.20727 | 0.19701 | 20189.7554 | 1135.7308 | 339.0696 | 18714.955 | 20209.7732 | 0 | 0 | 20209.7732 | 0.006701%
2028 | 176 | 176-1834R | Tier-3 | Tier-3---5 | 5--5 | 234 | 100% | 10068.5168 | 97.13% | 2.784% | 0.0867% | 484.0866 | 0 | 0 | 484.0866 | 0 | 420.2187 | 70.068 | 5.9973 | 420.2187 | 70.068 | 5.9973 | 491.2405 | 81.9102 | 5.9973 | 4.808% | 0.23205 | 0.22056 | 43390.2136 | 3622.3985 | 1240.781 | 38527.0341 | 43455.0713 | 0 | 0 | 43455.0713 | 0.01596%
2028 | 176 | 176-1836R | Tier-2 | Tier-2---11 | 5--3 | 19 | 100% | 404.4817 | 67.64% | 32.12% | 0.2398% | 13.5424 | 0 | 0 | 13.5424 | 0 | 11.7557 | 5.6893 | 2.0663 | 11.7557 | 5.6893 | 2.0663 | 13.7425 | 6.6508 | 2.0663 | 3.348% | 0.10638 | 0.10111 | 3802.2631 | 239.6225 | 1178.8168 | 2383.8239 | 3866.3442 | 0 | 0 | 3866.3442 | 0.0004466%
2028 | 176 | 176-1845R | Tier-3 | Tier-3---11 | 5--5 | 62 | 100% | 3401.0234 | 97.74% | 2.113% | 0.1474% | 164.5455 | 0 | 0 | 164.5455 | 0 | 142.8362 | 18.565 | 7.6938 | 142.8362 | 18.565 | 7.6938 | 166.9772 | 21.7027 | 7.6938 | 4.838% | 0.20978 | 0.19939 | 16212.4883 | 938.665 | 329.6573 | 14944.1661 | 16231.572 | 0 | 0 | 16231.572 | 0.005426%
2028 | 176 | 176-194R | Tier-3 | Tier-3---9 | 5--5 | 95 | 100% | 4934.1603 | 97.7% | 2.178% | 0.1196% | 238.628 | 0 | 0 | 238.628 | 0 | 207.1447 | 28.4464 | 7.2819 | 207.1447 | 28.4464 | 7.2819 | 242.1545 | 33.2542 | 7.2819 | 4.836% | 0.21542 | 0.20476 | 22904.8386 | 1316.8845 | 471.0491 | 21116.9051 | 22932.2512 | 0 | 0 | 22932.2512 | 0.007869%
2028 | 176 | 176-197F | Tier-3 | Tier-3---5 | 5--5 | 299 | 100% | 13172.958 | 96.8% | 3.124% | 0.0728% | 631.2162 | 0 | 0 | 631.2162 | 0 | 547.9368 | 89.5313 | 6.1201 | 547.9368 | 89.5313 | 6.1201 | 640.5444 | 104.6631 | 6.1201 | 4.792% | 0.23242 | 0.22091 | 56678.2638 | 5414.7581 | 1674.033 | 49589.4726 | 56772.6237 | 0 | 0 | 56772.6237 | 0.02082%
2028 | 176 | 176-200F | Tier-3 | Tier-3---15 | 5--4 | 5 | 100% | 1635.841 | 89.24% | 10.7% | 0.05535% | 72.2645 | 0 | 0 | 72.2645 | 0 | 62.7303 | 1.4972 | 41.899 | 62.7303 | 1.4972 | 41.899 | 73.3324 | 1.7502 | 41.899 | 4.418% | 0.18529 | 0.17612 | 8828.4206 | 442.8683 | 867.091 | 7518.4614 | 8877.8734 | 0 | 0 | 8877.8734 | 0.002383%
2028 | 177 | 177-955 | Tier-2 | Tier-2---5 | 5--5 | 11 | 100% | 2963.4059 | 78.23% | 21.66% | 0.1106% | 114.7532 | 0 | 0 | 114.7532 | 0 | 99.6133 | 3.2938 | 30.2427 | 99.6133 | 3.2938 | 30.2427 | 116.449 | 3.8505 | 30.2427 | 3.872% | 0.11726 | 0.11145 | 25272.526 | 2362.8504 | 4989.1737 | 17920.5019 | 25559.0608 | 0 | 0 | 25559.0608 | 0.003784%
2028 | 178 | 178-968AE | Tier-2 | Tier-2---18 | 3--3 | 1 | 100% | 47.6106 | 91.21% | 0% | 8.789% | 2.1496 | 0 | 0 | 2.1496 | 0 | 1.866 | 0.29944 | 6.2317 | 1.866 | 0.29944 | 6.2317 | 2.1814 | 0.35004 | 6.2317 | 4.515% | 0.018466 | 0.017552 | 2578.2566 | 231.3064 | 796.8416 | 1550.1086 | 2590.057 | 0 | 0 | 2590.057 | 7.089e-05%
2028 | 182 | 182-2240F | Tier-2 | Tier-2---2 | 5--5 | 357 | 100% | 11917.1989 | 94.29% | 5.651% | 0.05821% | 556.2232 | 0 | 0 | 556.2232 | 0 | 482.838 | 106.8986 | 4.5168 | 482.838 | 106.8986 | 4.5168 | 564.4431 | 124.9656 | 4.5168 | 4.667% | 0.1455 | 0.1383 | 81902.6704 | 14617.7682 | 4685.118 | 62599.7842 | 82146.1822 | 0 | 0 | 82146.1822 | 0.01834%
2028 | 182 | 182-2250 | Tier-2 | Tier-2---8 | 5--5 | 5 | 100% | 1939.2132 | 99.74% | 0.2126% | 0.04638% | 95.7424 | 0 | 0 | 95.7424 | 0 | 83.1107 | 1.4972 | 55.5115 | 83.1107 | 1.4972 | 55.5115 | 97.1573 | 1.7502 | 55.5115 | 4.937% | 0.10496 | 0.099761 | 18476.2986 | 952.6245 | 43.2141 | 17480.4599 | 18478.7907 | 0 | 0 | 18478.7907 | 0.003157%
2028 | 182 | 182-2252R | Tier-2 | Tier-2---5 | 5--5 | 208 | 100% | 4229.9446 | 99.22% | 0.7256% | 0.05893% | 207.7395 | 0 | 0 | 207.7395 | 0 | 180.3315 | 62.2826 | 2.8954 | 180.3315 | 62.2826 | 2.8954 | 210.8095 | 72.8091 | 2.8954 | 4.911% | 0.11307 | 0.10747 | 37409.5665 | 1975.2658 | 266.8712 | 35167.4295 | 37424.8513 | 0 | 0 | 37424.8513 | 0.00685%
2028 | 182 | 182-2254R | Tier-2 | Tier-2---11 | 5--4 | 4 | 100% | 655.8009 | 99.14% | 0.7615% | 0.1019% | 32.1819 | 0 | 0 | 32.1819 | 0 | 27.936 | 1.1977 | 23.3238 | 27.936 | 1.1977 | 23.3238 | 32.6575 | 1.4002 | 23.3238 | 4.907% | 0.10223 | 0.097167 | 6415.1442 | 353.6469 | 48.0889 | 6013.4084 | 6418.0287 | 0 | 0 | 6418.0287 | 0.001061%
2028 | 183 | 183-439 | Tier-2 | Tier-2---14 | 3--5 | 26 | 100% | 316.4778 | 66.23% | 33.5% | 0.2671% | 10.3754 | 0 | 0 | 10.3754 | 0 | 9.0065 | 7.7853 | 1.1569 | 9.0065 | 7.7853 | 1.1569 | 10.5287 | 9.1011 | 1.1569 | 3.278% | 0.018422 | 0.01751 | 17179.1509 | 725.6319 | 5296.9277 | 11156.5913 | 17481.2723 | 0 | 0 | 17481.2723 | 0.0003421%
2028 | 183 | 183-440 | Tier-2 | Tier-2---12 | 3--5 | 87 | 100% | 471.2015 | 74.37% | 25.17% | 0.4626% | 17.3463 | 0 | 0 | 17.3463 | 0 | 15.0577 | 26.0509 | 0.57801 | 15.0577 | 26.0509 | 0.57801 | 17.6026 | 30.4538 | 0.57801 | 3.681% | 0.025335 | 0.024081 | 18598.5411 | 874.6942 | 4409.0899 | 13314.757 | 18846.7923 | 0 | 0 | 18846.7923 | 0.000572%
2028 | 185 | 185-51F | Tier-2 | Tier-2---7 | 4--5 | 254 | 100% | 1723.9707 | 91.93% | 7.724% | 0.3493% | 78.4468 | 0 | 0 | 78.4468 | 0 | 68.097 | 76.0567 | 0.89534 | 68.097 | 76.0567 | 0.89534 | 79.6061 | 88.9111 | 0.89534 | 4.55% | 0.048222 | 0.045835 | 35751.0066 | 2801.5482 | 2693.3974 | 30256.061 | 35901.3237 | 0 | 0 | 35901.3237 | 0.002587%
2028 | 197 | 197-1155F | Tier-2 | Tier-2---21 | 1--4 | 14 | 100% | 6.6189 | 96.38% | 0% | 3.621% | 0.31578 | 0 | 0 | 0.31578 | 0 | 0.27411 | 4.1921 | 0.065388 | 0.27411 | 4.1921 | 0.065388 | 0.32044 | 4.9006 | 0.065388 | 4.771% | 0.0010316 | 0.00098054 | 6416.1897 | 579.4256 | 247.7258 | 5589.0383 | 6428.2874 | 0 | 0 | 6428.2874 | 1.041e-05%
2028 | 198 | 198-37R | Tier-2 | Tier-2---9 | 4--5 | 21 | 100% | 973.0999 | 95.53% | 4.02% | 0.4464% | 46.017 | 0 | 0 | 46.017 | 0 | 39.9458 | 6.2882 | 6.3525 | 39.9458 | 6.2882 | 6.3525 | 46.6971 | 7.3509 | 6.3525 | 4.729% | 0.030671 | 0.029153 | 31727.0349 | 11360.5744 | 2371.5133 | 17994.9472 | 31800.8328 | 0 | 0 | 31800.8328 | 0.001517%
2028 | 204 | 204-32R | Tier-2 | Tier-2---11 | 4--4 | 38 | 100% | 490.4615 | 96.36% | 1.259% | 2.378% | 23.3948 | 0 | 0 | 23.3948 | 0 | 20.3082 | 11.3786 | 1.7848 | 20.3082 | 11.3786 | 1.7848 | 23.7405 | 13.3017 | 1.7848 | 4.77% | 0.087106 | 0.082794 | 5630.6279 | 367.679 | 185.9169 | 5077.0321 | 5641.2939 | 0 | 0 | 5641.2939 | 0.0007715%
2028 | 206 | 206-1105 | Tier-2 | Tier-2---9 | 3--5 | 35 | 100% | 1279.0443 | 99.78% | 0% | 0.2159% | 63.176 | 0 | 0 | 63.176 | 0 | 54.8409 | 10.4803 | 5.2328 | 54.8409 | 10.4803 | 5.2328 | 64.1096 | 12.2515 | 5.2328 | 4.939% | 0.014019 | 0.013325 | 91236.4892 | 5528.0185 | 303.6221 | 85404.8486 | 91246.7455 | 0 | 0 | 91246.7455 | 0.002083%
2028 | 206 | 206-1817 | Tier-2 | Tier-2---4 | 4--5 | 180 | 100% | 2976.5734 | 99.75% | 0% | 0.2502% | 146.9718 | 0 | 0 | 146.9718 | 0 | 127.5811 | 53.8984 | 2.3671 | 127.5811 | 53.8984 | 2.3671 | 149.1437 | 63.0079 | 2.3671 | 4.938% | 0.038208 | 0.036317 | 77904.8627 | 4581.6453 | 274.9924 | 73048.225 | 77915.0127 | 0 | 0 | 77915.0127 | 0.004847%
2028 | 209 | 209-1769F | Tier-2 | Tier-2---6 | 5--5 | 515 | 100% | 8462.8018 | 99.74% | 0% | 0.2593% | 417.8226 | 0 | 0 | 417.8226 | 0 | 362.6973 | 154.2094 | 2.352 | 362.6973 | 154.2094 | 2.352 | 423.9973 | 180.2725 | 2.352 | 4.937% | 0.11169 | 0.10616 | 75768.5529 | 4573.9666 | 302.4119 | 70892.1744 | 75778.7828 | 0 | 0 | 75778.7828 | 0.01378%
2028 | 210 | 210-172R | Tier-2 | Tier-2---11 | 5--2 | 55 | 100% | 498.1496 | 90.1% | 9.186% | 0.7154% | 22.2168 | 0 | 0 | 22.2168 | 0 | 19.2857 | 16.469 | 1.171 | 19.2857 | 16.469 | 1.171 | 22.5452 | 19.2524 | 1.171 | 4.46% | 0.32588 | 0.30975 | 1528.6439 | 54.3411 | 137.5486 | 1336.7541 | 1536.5263 | 0 | 0 | 1536.5263 | 0.0007326%
2028 | 210 | 210-392R | Tier-2 | Tier-2---10 | 5--3 | 44 | 100% | 1037.8957 | 85.73% | 13.64% | 0.6245% | 44.0457 | 0 | 0 | 44.0457 | 0 | 38.2345 | 13.1752 | 2.902 | 38.2345 | 13.1752 | 2.902 | 44.6966 | 15.4019 | 2.902 | 4.244% | 0.34771 | 0.33049 | 2984.984 | 126.9167 | 388.4133 | 2469.654 | 3007.1634 | 0 | 0 | 3007.1634 | 0.001452%
2028 | 210 | 210-394R | Tier-2 | Tier-2---16 | 5--2 | 67 | 100% | 170.5929 | 70.47% | 28.1% | 1.432% | 5.9509 | 0 | 0 | 5.9509 | 0 | 5.1658 | 20.0622 | 0.25749 | 5.1658 | 20.0622 | 0.25749 | 6.0389 | 23.4529 | 0.25749 | 3.488% | 0.31841 | 0.30265 | 535.7584 | 19.2532 | 128.0571 | 388.4481 | 543.997 | 0 | 0 | 543.997 | 0.0001962%
2028 | 210 | 210-9R | Tier-2 | Tier-2---13 | 5--2 | 15 | 100% | 317.7725 | 50.82% | 48.53% | 0.6462% | 7.9945 | 0 | 0 | 7.9945 | 0 | 6.9398 | 4.4915 | 1.5451 | 6.9398 | 4.4915 | 1.5451 | 8.1127 | 5.2507 | 1.5451 | 2.516% | 0.31397 | 0.29843 | 1012.1143 | 32.0834 | 459.6705 | 520.3604 | 1038.0342 | 0 | 0 | 1038.0342 | 0.0002636%
2028 | 211 | 211-279R | Tier-2 | Tier-2---10 | 5--3 | 70 | 100% | 1199.6322 | 89.49% | 9.8% | 0.7134% | 53.1388 | 0 | 0 | 53.1388 | 0 | 46.128 | 20.9605 | 2.2007 | 46.128 | 20.9605 | 2.2007 | 53.9241 | 24.5031 | 2.2007 | 4.43% | 0.37314 | 0.35467 | 3215.0069 | 112.0942 | 354.3013 | 2748.6114 | 3232.6094 | 0 | 0 | 3232.6094 | 0.001752%
2028 | 211 | 211-312R | Tier-2 | Tier-2---8 | 5--3 | 129 | 100% | 1809.5147 | 84.26% | 15.08% | 0.6521% | 75.477 | 0 | 0 | 75.477 | 0 | 65.5189 | 38.6272 | 1.6962 | 65.5189 | 38.6272 | 1.6962 | 76.5924 | 45.1556 | 1.6962 | 4.171% | 0.39031 | 0.37099 | 4636.1485 | 245.0801 | 661.0984 | 3729.97 | 4674.1392 | 0 | 0 | 4674.1392 | 0.002489%
2028 | 211 | 211-771R | Tier-3 | Tier-3---14 | 5--4 | 264 | 100% | 1890.633 | 91.06% | 8.49% | 0.4466% | 85.223 | 0 | 0 | 85.223 | 0 | 73.9791 | 79.051 | 0.93584 | 73.9791 | 79.051 | 0.93584 | 86.4824 | 92.4116 | 0.93584 | 4.508% | 0.3743 | 0.35578 | 5051.0602 | 188.146 | 399.018 | 4463.8962 | 5074.5675 | 0 | 0 | 5074.5675 | 0.00281%
2028 | 212 | 212-1177R | Tier-2 | Tier-2---8 | 5--4 | 63 | 100% | 1738.9252 | 95.43% | 4.096% | 0.4776% | 82.1402 | 0 | 0 | 82.1402 | 0 | 71.3031 | 18.8645 | 3.7798 | 71.3031 | 18.8645 | 3.7798 | 83.3541 | 22.0528 | 3.7798 | 4.724% | 0.15054 | 0.14309 | 11551.4959 | 598.6378 | 571.3977 | 10381.4604 | 11579.0081 | 0 | 0 | 11579.0081 | 0.002709%
2028 | 212 | 212-1204R | Tier-2 | Tier-2---8 | 5--4 | 51 | 100% | 1570.3762 | 94.97% | 4.642% | 0.3849% | 73.8258 | 0 | 0 | 73.8258 | 0 | 64.0856 | 15.2712 | 4.1965 | 64.0856 | 15.2712 | 4.1965 | 74.9168 | 17.8522 | 4.1965 | 4.701% | 0.19221 | 0.18269 | 8170.2767 | 423.629 | 402.249 | 7344.3988 | 8191.6669 | 0 | 0 | 8191.6669 | 0.002435%
2028 | 212 | 212-638R | Tier-2 | Tier-2---11 | 5--4 | 5 | 100% | 609.7797 | 99.07% | 0.4924% | 0.4406% | 29.9025 | 0 | 0 | 29.9025 | 0 | 25.9573 | 1.4972 | 17.3375 | 25.9573 | 1.4972 | 17.3375 | 30.3444 | 1.7502 | 17.3375 | 4.904% | 0.10708 | 0.10177 | 5694.8842 | 240.5228 | 69.3628 | 5384.9986 | 5697.6511 | 0 | 0 | 5697.6511 | 0.0009861%
2028 | 212 | 212-725R | Tier-3 | Tier-3---10 | 5--5 | 291 | 100% | 4887.8267 | 99.15% | 0.7265% | 0.1225% | 239.8933 | 0 | 0 | 239.8933 | 0 | 208.243 | 87.1358 | 2.3899 | 208.243 | 87.1358 | 2.3899 | 243.4385 | 101.8627 | 2.3899 | 4.908% | 0.13941 | 0.13251 | 35061.0556 | 1697.3046 | 267.0507 | 33096.7003 | 35076.5573 | 0 | 0 | 35076.5573 | 0.007911%
2028 | 212 | 212-734R | Tier-2 | Tier-2---10 | 5--4 | 1 | 100% | 1265.9596 | 97.92% | 1.386% | 0.6959% | 61.3606 | 0 | 0 | 61.3606 | 0 | 53.265 | 0.29944 | 177.8846 | 53.265 | 0.29944 | 177.8846 | 62.2674 | 0.35004 | 177.8846 | 4.847% | 0.17753 | 0.16875 | 7130.7609 | 270.2179 | 291.48 | 6569.0631 | 7138.4909 | 0 | 0 | 7138.4909 | 0.002023%
2028 | 212 | 212-739R | Tier-3 | Tier-3---15 | 5--4 | 68 | 100% | 998.7912 | 96.62% | 2.787% | 0.5903% | 47.7702 | 0 | 0 | 47.7702 | 0 | 41.4677 | 20.3616 | 2.0366 | 41.4677 | 20.3616 | 2.0366 | 48.4762 | 23.803 | 2.0366 | 4.783% | 0.13097 | 0.12449 | 7626.107 | 388.5698 | 248.0646 | 6989.4726 | 7639.5217 | 0 | 0 | 7639.5217 | 0.001575%
2028 | 212 | 212-743R | Tier-2 | Tier-2---13 | 5--3 | 10 | 100% | 261.4279 | 97.06% | 2.12% | 0.8249% | 12.5596 | 0 | 0 | 12.5596 | 0 | 10.9026 | 2.9944 | 3.641 | 10.9026 | 2.9944 | 3.641 | 12.7452 | 3.5004 | 3.641 | 4.804% | 0.11654 | 0.11078 | 2243.1612 | 103.5889 | 60.4407 | 2079.1316 | 2246.6012 | 0 | 0 | 2246.6012 | 0.0004142%
2028 | 212 | 212-758R | Tier-2 | Tier-2---8 | 5--4 | 50 | 100% | 1482.4618 | 97.27% | 2.316% | 0.4117% | 71.3804 | 0 | 0 | 71.3804 | 0 | 61.9628 | 14.9718 | 4.1386 | 61.9628 | 14.9718 | 4.1386 | 72.4352 | 17.5022 | 4.1386 | 4.815% | 0.1427 | 0.13564 | 10388.4417 | 533.566 | 267.0613 | 9587.8143 | 10403.1976 | 0 | 0 | 10403.1976 | 0.002354%
2028 | 212 | 212-773R | Tier-2 | Tier-2---5 | 5--4 | 81 | 100% | 2758.5667 | 95.78% | 3.96% | 0.2633% | 130.7823 | 0 | 0 | 130.7823 | 0 | 113.5276 | 24.2543 | 4.6807 | 113.5276 | 24.2543 | 4.6807 | 132.715 | 28.3535 | 4.6807 | 4.741% | 0.19881 | 0.18897 | 13875.2805 | 746.7621 | 538.2266 | 12590.2917 | 13905.797 | 0 | 0 | 13905.797 | 0.004313%
2028 | 212 | 212-799R | Tier-2 | Tier-2---10 | 5--4 | 19 | 100% | 1038.8005 | 97.12% | 2.539% | 0.3416% | 49.9395 | 0 | 0 | 49.9395 | 0 | 43.3507 | 5.6893 | 7.6197 | 43.3507 | 5.6893 | 7.6197 | 50.6775 | 6.6508 | 7.6197 | 4.807% | 0.12493 | 0.11875 | 8315.0604 | 411.6865 | 218.9209 | 7684.453 | 8327.5336 | 0 | 0 | 8327.5336 | 0.001647%
2028 | 212 | 212-880R | Tier-2 | Tier-2---16 | 5--2 | 7 | 100% | 104.9439 | 97.78% | 1.295% | 0.9224% | 5.0795 | 0 | 0 | 5.0795 | 0 | 4.4094 | 2.0961 | 2.1037 | 4.4094 | 2.0961 | 2.1037 | 5.1546 | 2.4503 | 2.1037 | 4.84% | 0.10736 | 0.10205 | 977.4994 | 42.0611 | 20.0248 | 915.4135 | 978.6283 | 0 | 0 | 978.6283 | 0.0001675%
2028 | 212 | 212-886R | Tier-2 | Tier-2---8 | 5--4 | 42 | 100% | 2163.5248 | 98.72% | 1.034% | 0.2463% | 105.7234 | 0 | 0 | 105.7234 | 0 | 91.7748 | 12.5763 | 7.2974 | 91.7748 | 12.5763 | 7.2974 | 107.2858 | 14.7018 | 7.2974 | 4.887% | 0.18767 | 0.17838 | 11528.3958 | 592.0091 | 130.2023 | 10806.1843 | 11536.0822 | 0 | 0 | 11536.0822 | 0.003486%
2028 | 212 | 212-888R | Tier-2 | Tier-2---8 | 5--4 | 59 | 100% | 1471.0622 | 97.82% | 1.883% | 0.2988% | 71.2291 | 0 | 0 | 71.2291 | 0 | 61.8315 | 17.6667 | 3.4999 | 61.8315 | 17.6667 | 3.4999 | 72.2817 | 20.6526 | 3.4999 | 4.842% | 0.13116 | 0.12466 | 11216.1087 | 603.389 | 219.1134 | 10393.6063 | 11228.8506 | 0 | 0 | 11228.8506 | 0.002349%
2028 | 214 | 214-1122R | Tier-3 | Tier-3---3 | 5--5 | 270 | 100% | 26281.1502 | 98.91% | 1.048% | 0.04591% | 1286.6839 | 0 | 0 | 1286.6839 | 0 | 1116.9255 | 80.8476 | 13.8152 | 1116.9255 | 80.8476 | 13.8152 | 1305.6986 | 94.5118 | 13.8152 | 4.896% | 0.26918 | 0.25585 | 97635.635 | 5011.5122 | 984.8064 | 91639.3164 | 97691.265 | 0 | 0 | 97691.265 | 0.04243%
2028 | 214 | 214-1135R | Tier-3 | Tier-3---6 | 4--5 | 487 | 100% | 6666.9216 | 99.41% | 0.4702% | 0.123% | 328.055 | 0 | 0 | 328.055 | 0 | 284.7731 | 145.8252 | 1.9528 | 284.7731 | 145.8252 | 1.9528 | 332.9031 | 170.4713 | 1.9528 | 4.921% | 0.090777 | 0.086284 | 73442.8498 | 4553.5888 | 482.5906 | 68406.6704 | 73465.5376 | 0 | 0 | 73465.5376 | 0.01082%
2028 | 214 | 214-17AE | Tier-3 | Tier-3---17 | 4--4 | 158 | 100% | 484.0355 | 97.4% | 1.48% | 1.12% | 23.3369 | 0 | 0 | 23.3369 | 0 | 20.258 | 47.3108 | 0.42819 | 20.258 | 47.3108 | 0.42819 | 23.6818 | 55.3069 | 0.42819 | 4.821% | 0.071957 | 0.068395 | 6726.7702 | 365.2505 | 154.8548 | 6206.6649 | 6735.8769 | 0 | 0 | 6735.8769 | 0.0007696%
2028 | 214 | 214-4R | Tier-3 | Tier-3---17 | 4--4 | 69 | 100% | 400.1895 | 97.86% | 1.359% | 0.7809% | 19.3854 | 0 | 0 | 19.3854 | 0 | 16.8278 | 20.6611 | 0.81447 | 16.8278 | 20.6611 | 0.81447 | 19.6719 | 24.153 | 0.81447 | 4.844% | 0.059676 | 0.056722 | 6706.0819 | 383.8314 | 129.2907 | 6192.9598 | 6713.5561 | 0 | 0 | 6713.5561 | 0.0006393%
2028 | 214 | 214-536R | Tier-3 | Tier-3---17 | 4--4 | 105 | 100% | 513.3291 | 98.71% | 0.8845% | 0.4005% | 25.0833 | 0 | 0 | 25.0833 | 0 | 21.7739 | 31.4408 | 0.69254 | 21.7739 | 31.4408 | 0.69254 | 25.454 | 36.7546 | 0.69254 | 4.886% | 0.053744 | 0.051083 | 9551.4463 | 547.5853 | 232.0453 | 8771.8157 | 9557.8383 | 0 | 0 | 9557.8383 | 0.0008272%
2028 | 214 | 214-583R | Tier-3 | Tier-3---13 | 4--5 | 154 | 100% | 2208.3134 | 99.09% | 0.6816% | 0.2244% | 108.3212 | 0 | 0 | 108.3212 | 0 | 94.0298 | 46.1131 | 2.0391 | 94.0298 | 46.1131 | 2.0391 | 109.922 | 53.9067 | 2.0391 | 4.905% | 0.070413 | 0.066928 | 31362.296 | 1883.6813 | 422.1722 | 29056.4425 | 31377.0932 | 0 | 0 | 31377.0932 | 0.003572%
2028 | 214 | 214-613R | Tier-3 | Tier-3---14 | 5--3 | 534 | 100% | 1721.769 | 85.69% | 14.07% | 0.2459% | 73.0294 | 0 | 0 | 73.0294 | 0 | 63.3943 | 159.8987 | 0.39647 | 63.3943 | 159.8987 | 0.39647 | 74.1087 | 186.9234 | 0.39647 | 4.242% | 0.43289 | 0.41146 | 3977.4025 | 197.1566 | 516.9968 | 3263.2491 | 4007.0485 | 0 | 0 | 4007.0485 | 0.002408%
2028 | 214 | 214-647R | Tier-3 | Tier-3---8 | 5--5 | 96 | 100% | 22354.3085 | 99.24% | 0.73% | 0.02701% | 1098.1613 | 0 | 0 | 1098.1613 | 0 | 953.2756 | 28.7458 | 33.1622 | 953.2756 | 28.7458 | 33.1622 | 1114.3901 | 33.6042 | 33.1622 | 4.913% | 0.23844 | 0.22663 | 93753.9152 | 4640.4334 | 647.6025 | 88465.8794 | 93790.8777 | 0 | 0 | 93790.8777 | 0.03621%
2028 | 215 | 215-1531R | Tier-2 | Tier-2---2 | 5--5 | 169 | 100% | 12702.4119 | 98.21% | 1.737% | 0.04837% | 617.5408 | 0 | 0 | 617.5408 | 0 | 536.0657 | 50.6046 | 10.5932 | 536.0657 | 50.6046 | 10.5932 | 626.6669 | 59.1574 | 10.5932 | 4.862% | 0.20291 | 0.19287 | 62600.9651 | 3773.3762 | 1033.6342 | 57793.9547 | 62659.1843 | 0 | 0 | 62659.1843 | 0.02036%
2028 | 215 | 215-1534R | Tier-2 | Tier-2---1 | 5--5 | 153 | 100% | 19489.7064 | 99% | 0.9737% | 0.02962% | 955.0614 | 0 | 0 | 955.0614 | 0 | 829.0555 | 45.8137 | 18.0962 | 829.0555 | 45.8137 | 18.0962 | 969.1753 | 53.5567 | 18.0962 | 4.9% | 0.1982 | 0.18839 | 98331.2515 | 6096.0396 | 907.1497 | 91328.0622 | 98382.6286 | 0 | 0 | 98382.6286 | 0.03149%
2028 | 215 | 215-1544R | Tier-2 | Tier-2---8 | 5--4 | 46 | 100% | 1412.4296 | 98.09% | 1.785% | 0.1216% | 68.582 | 0 | 0 | 68.582 | 0 | 59.5336 | 13.774 | 4.3222 | 59.5336 | 13.774 | 4.3222 | 69.5955 | 16.102 | 4.3222 | 4.856% | 0.10891 | 0.10352 | 12968.9923 | 1067.1746 | 223.4801 | 11678.3376 | 12981.8719 | 0 | 0 | 12981.8719 | 0.002262%
2028 | 215 | 215-38R | Tier-3 | Tier-3---10 | 5--5 | 150 | 100% | 5434.8155 | 98.92% | 1.009% | 0.07406% | 266.1091 | 0 | 0 | 266.1091 | 0 | 231 | 44.9154 | 5.143 | 231 | 44.9154 | 5.143 | 270.0416 | 52.5066 | 5.143 | 4.896% | 0.12528 | 0.11908 | 43381.3494 | 2695.9135 | 518.8073 | 40166.6286 | 43405.8232 | 0 | 0 | 43405.8232 | 0.008775%
2028 | 216 | 216-1859F | Tier-3 | Tier-3---4 | 5--5 | 111 | 100% | 14041.2877 | 99.19% | 0.7753% | 0.03948% | 689.3805 | 0 | 0 | 689.3805 | 0 | 598.4272 | 33.2374 | 18.0047 | 598.4272 | 33.2374 | 18.0047 | 699.5682 | 38.8549 | 18.0047 | 4.91% | 0.15704 | 0.14927 | 89409.7822 | 5511.6035 | 666.6545 | 83231.5241 | 89447.7216 | 0 | 0 | 89447.7216 | 0.02273%
2028 | 216 | 216-220R | Tier-3 | Tier-3---20 | 1--5 | 6 | 100% | 71.2816 | 99.9% | 0% | 0.09987% | 3.5249 | 0 | 0 | 3.5249 | 0 | 3.0599 | 1.7966 | 1.7031 | 3.0599 | 1.7966 | 1.7031 | 3.577 | 2.1003 | 1.7031 | 4.945% | 0.000285 | 0.00027089 | 250110.7129 | 12944.4862 | 226.9057 | 236939.3211 | 250123.7212 | 0 | 0 | 250123.7212 | 0.0001162%
2028 | 217 | 217-41AE | Tier-2 | Tier-2---8 | 5--4 | 502 | 100% | 2013.5966 | 89.22% | 10.31% | 0.4697% | 88.9331 | 0 | 0 | 88.9331 | 0 | 77.1998 | 150.3167 | 0.51358 | 77.1998 | 150.3167 | 0.51358 | 90.2474 | 175.722 | 0.51358 | 4.417% | 0.19664 | 0.1869 | 10240.1297 | 587.5443 | 1012.3349 | 8640.2505 | 10297.5917 | 0 | 0 | 10297.5917 | 0.002933%
2028 | 217 | 217-48AE | Tier-2 | Tier-2---8 | 5--4 | 383 | 100% | 2727.5845 | 87.85% | 11.78% | 0.3693% | 118.6108 | 0 | 0 | 118.6108 | 0 | 102.9619 | 114.6839 | 0.89779 | 102.9619 | 114.6839 | 0.89779 | 120.3637 | 134.0668 | 0.89779 | 4.349% | 0.20236 | 0.19234 | 13478.9252 | 762.7474 | 1447.8056 | 11268.3722 | 13564.2138 | 0 | 0 | 13564.2138 | 0.003911%
2028 | 217 | 217-835R | Tier-3 | Tier-3---5 | 5--5 | 367 | 100% | 10686.9326 | 98.68% | 1.222% | 0.09479% | 522.0384 | 0 | 0 | 522.0384 | 0 | 453.1633 | 109.8929 | 4.1237 | 453.1633 | 109.8929 | 4.1237 | 529.7531 | 128.4661 | 4.1237 | 4.885% | 0.28412 | 0.27006 | 37613.7803 | 2195.3355 | 434.0984 | 34984.3464 | 37639.5702 | 0 | 0 | 37639.5702 | 0.01721%
2028 | 217 | 217-837R | Tier-3 | Tier-3---12 | 5--5 | 406 | 100% | 3657.1834 | 94.66% | 5.124% | 0.2164% | 171.362 | 0 | 0 | 171.362 | 0 | 148.7534 | 121.5709 | 1.2236 | 148.7534 | 121.5709 | 1.2236 | 173.8944 | 142.1178 | 1.2236 | 4.686% | 0.14269 | 0.13563 | 25630.0196 | 1643.4761 | 1395.4824 | 22591.0611 | 25701.3071 | 0 | 0 | 25701.3071 | 0.005651%
2028 | 217 | 217-972R | Tier-2 | Tier-2---8 | 5--4 | 493 | 100% | 1438.6594 | 90.88% | 8.66% | 0.4639% | 64.7163 | 0 | 0 | 64.7163 | 0 | 56.178 | 147.6218 | 0.38055 | 56.178 | 147.6218 | 0.38055 | 65.6727 | 172.5716 | 0.38055 | 4.498% | 0.18227 | 0.17325 | 7892.9777 | 484.1091 | 632.8848 | 6775.9839 | 7930.4807 | 0 | 0 | 7930.4807 | 0.002134%
2028 | 217 | 217-983R | Tier-3 | Tier-3---5 | 5--5 | 69 | 100% | 10116.9629 | 99.05% | 0.91% | 0.0405% | 496.0298 | 0 | 0 | 496.0298 | 0 | 430.5862 | 20.6611 | 20.8405 | 430.5862 | 20.6611 | 20.8405 | 503.3602 | 24.153 | 20.8405 | 4.903% | 0.2438 | 0.23173 | 41497.7937 | 2121.8511 | 363.6616 | 39012.281 | 41518.3345 | 0 | 0 | 41518.3345 | 0.01636%
2028 | 220 | 220-288R | Tier-3 | Tier-3---14 | 5--4 | 57 | 100% | 2198.6799 | 96.34% | 3.473% | 0.1901% | 104.8478 | 0 | 0 | 104.8478 | 0 | 91.0147 | 17.0678 | 5.3325 | 91.0147 | 17.0678 | 5.3325 | 106.3972 | 19.9525 | 5.3325 | 4.769% | 0.37523 | 0.35666 | 5859.515 | 279.6691 | 215.3273 | 5364.5186 | 5870.6934 | 0 | 0 | 5870.6934 | 0.003457%
2028 | 220 | 220-294R | Tier-3 | Tier-3---14 | 5--3 | 218 | 100% | 1925.8876 | 84.29% | 15.28% | 0.4298% | 80.3557 | 0 | 0 | 80.3557 | 0 | 69.754 | 65.277 | 1.0686 | 69.754 | 65.277 | 1.0686 | 81.5432 | 76.3095 | 1.0686 | 4.172% | 0.44397 | 0.422 | 4337.8466 | 198.6888 | 616.3589 | 3522.7989 | 4373.3345 | 0 | 0 | 4373.3345 | 0.00265%
2028 | 220 | 220-298R | Tier-3 | Tier-3---11 | 5--4 | 620 | 100% | 3585.6314 | 89.37% | 10.06% | 0.5685% | 158.6214 | 0 | 0 | 158.6214 | 0 | 137.6937 | 185.6502 | 0.74168 | 137.6937 | 185.6502 | 0.74168 | 160.9655 | 217.0271 | 0.74168 | 4.424% | 0.50177 | 0.47693 | 7145.9975 | 283.7182 | 677.141 | 6185.1383 | 7185.5575 | 0 | 0 | 7185.5575 | 0.005231%
2028 | 221 | 221-1230F | Tier-3 | Tier-3---12 | 4--5 | 17 | 100% | 3690.9623 | 99.91% | 0% | 0.09183% | 182.5349 | 0 | 0 | 182.5349 | 0 | 158.4522 | 5.0904 | 31.1276 | 158.4522 | 5.0904 | 31.1276 | 185.2324 | 5.9507 | 31.1276 | 4.945% | 0.035843 | 0.034069 | 102975.2443 | 5653.9564 | 85.9024 | 97235.3856 | 102980.169 | 0 | 0 | 102980.169 | 0.006019%
2028 | 221 | 221-23R | Tier-3 | Tier-3---11 | 5--5 | 227 | 100% | 3270.2376 | 92.16% | 7.656% | 0.1816% | 149.1897 | 0 | 0 | 149.1897 | 0 | 129.5064 | 67.9719 | 1.9053 | 129.5064 | 67.9719 | 1.9053 | 151.3944 | 79.4599 | 1.9053 | 4.562% | 0.19945 | 0.18957 | 16396.4914 | 1101.2475 | 1224.4612 | 14070.7826 | 16463.4153 | 0 | 0 | 16463.4153 | 0.00492%
2028 | 221 | 221-344R | Tier-3 | Tier-3---13 | 5--4 | 357 | 100% | 2735.9283 | 96.11% | 3.605% | 0.2871% | 130.1577 | 0 | 0 | 130.1577 | 0 | 112.9854 | 106.8986 | 1.0569 | 112.9854 | 106.8986 | 1.0569 | 132.0812 | 124.9656 | 1.0569 | 4.757% | 0.2115 | 0.20103 | 12935.7823 | 697.0944 | 453.9009 | 11784.787 | 12962.0007 | 0 | 0 | 12962.0007 | 0.004292%
2028 | 221 | 221-35 | Tier-2 | Tier-2---10 | 5--3 | 3 | 100% | 710.3273 | 99.46% | 0.4791% | 0.06249% | 34.9708 | 0 | 0 | 34.9708 | 0 | 30.3569 | 0.89831 | 33.7935 | 30.3569 | 0.89831 | 33.7935 | 35.4876 | 1.0501 | 33.7935 | 4.923% | 0.17281 | 0.16425 | 4110.5569 | 223.7818 | 29.6305 | 3857.1446 | 4111.7163 | 0 | 0 | 4111.7163 | 0.001153%
2028 | 221 | 221-37AE | Tier-3 | Tier-3---11 | 5--5 | 384 | 100% | 3934.7733 | 97.03% | 2.838% | 0.1358% | 188.9786 | 0 | 0 | 188.9786 | 0 | 164.0457 | 114.9833 | 1.4267 | 164.0457 | 114.9833 | 1.4267 | 191.7713 | 134.4168 | 1.4267 | 4.803% | 0.19925 | 0.18939 | 19747.6238 | 1157.9249 | 618.5884 | 17971.1105 | 19778.2099 | 0 | 0 | 19778.2099 | 0.006232%
2028 | 221 | 221-38AE | Tier-3 | Tier-3---17 | 5--3 | 29 | 100% | 318.0967 | 33.4% | 66.33% | 0.2755% | 5.2587 | 0 | 0 | 5.2587 | 0 | 4.5649 | 8.6836 | 0.52569 | 4.5649 | 8.6836 | 0.52569 | 5.3364 | 10.1513 | 0.52569 | 1.653% | 0.16917 | 0.1608 | 1880.3284 | 41.7922 | 1061.4721 | 777.0641 | 1945.5476 | 0 | 0 | 1945.5476 | 0.0001734%
2028 | 221 | 221-675R | Tier-2 | Tier-2---8 | 5--4 | 30 | 100% | 2055.424 | 99.51% | 0.3331% | 0.1572% | 101.2446 | 0 | 0 | 101.2446 | 0 | 87.8869 | 8.9831 | 9.7836 | 87.8869 | 8.9831 | 9.7836 | 102.7408 | 10.5013 | 9.7836 | 4.926% | 0.22072 | 0.20979 | 9312.3427 | 464.7372 | 113.1149 | 8734.4905 | 9314.7205 | 0 | 0 | 9314.7205 | 0.003339%
2028 | 221 | 221-782R | Tier-3 | Tier-3---17 | 5--3 | 27 | 100% | 618.0174 | 98.68% | 0.7939% | 0.5237% | 30.1888 | 0 | 0 | 30.1888 | 0 | 26.2058 | 8.0848 | 3.2414 | 26.2058 | 8.0848 | 3.2414 | 30.6349 | 9.4512 | 3.2414 | 4.885% | 0.2472 | 0.23496 | 2500.0604 | 147.4846 | 27.966 | 2324.6098 | 2501.7759 | 0 | 0 | 2501.7759 | 0.0009955%
2028 | 221 | 221-788 | Tier-3 | Tier-3---12 | 5--5 | 56 | 100% | 4481.9143 | 99.45% | 0.5095% | 0.04337% | 220.6282 | 0 | 0 | 220.6282 | 0 | 191.5196 | 16.7684 | 11.4215 | 191.5196 | 16.7684 | 11.4215 | 223.8887 | 19.6025 | 11.4215 | 4.923% | 0.18975 | 0.18036 | 23620.3007 | 1552.9774 | 202.4159 | 21864.9074 | 23627.1015 | 0 | 0 | 23627.1015 | 0.007276%
2028 | 221 | 221-824 | Tier-3 | Tier-3---13 | 5--4 | 34 | 100% | 2324.2215 | 96.86% | 3.03% | 0.1069% | 111.4397 | 0 | 0 | 111.4397 | 0 | 96.7369 | 10.1808 | 9.5019 | 96.7369 | 10.1808 | 9.5019 | 113.0865 | 11.9015 | 9.5019 | 4.795% | 0.18396 | 0.17486 | 12634.0691 | 769.9433 | 369.3383 | 11494.7875 | 12654.7103 | 0 | 0 | 12654.7103 | 0.003675%
2028 | 222 | 222-1433R | Tier-3 | Tier-3---5 | 5--5 | 17 | 100% | 9617.9712 | 99.59% | 0.3681% | 0.03974% | 474.1478 | 0 | 0 | 474.1478 | 0 | 411.5912 | 5.0904 | 80.8562 | 411.5912 | 5.0904 | 80.8562 | 481.1548 | 5.9507 | 80.8562 | 4.93% | 0.37266 | 0.35421 | 25809.0958 | 1306.2972 | 94.555 | 24408.2437 | 25814.5777 | 0 | 0 | 25814.5777 | 0.01564%
2028 | 222 | 222-1503R | Tier-3 | Tier-3---15 | 5--4 | 120 | 100% | 1359.3953 | 95.15% | 4.696% | 0.1502% | 64.0292 | 0 | 0 | 64.0292 | 0 | 55.5815 | 35.9323 | 1.5468 | 55.5815 | 35.9323 | 1.5468 | 64.9754 | 42.0053 | 1.5468 | 4.71% | 0.23465 | 0.22303 | 5793.3484 | 301.9788 | 270.539 | 5220.8305 | 5807.9691 | 0 | 0 | 5807.9691 | 0.002111%
2028 | 222 | 222-1523R | Tier-3 | Tier-3---7 | 5--5 | 822 | 100% | 7406.689 | 96.62% | 3.25% | 0.1263% | 354.2524 | 0 | 0 | 354.2524 | 0 | 307.5141 | 246.1362 | 1.2494 | 307.5141 | 246.1362 | 1.2494 | 359.4875 | 287.736 | 1.2494 | 4.783% | 0.26901 | 0.25569 | 27533.3002 | 1432.7814 | 864.0996 | 25236.4192 | 27581.7128 | 0 | 0 | 27581.7128 | 0.01168%
2028 | 222 | 222-1986R | Tier-3 | Tier-3---1 | 5--5 | 245 | 100% | 79194.3488 | 99.25% | 0.7305% | 0.01724% | 3890.8074 | 0 | 0 | 3890.8074 | 0 | 3377.4744 | 73.3618 | 46.0386 | 3377.4744 | 73.3618 | 46.0386 | 3948.3061 | 85.7607 | 46.0386 | 4.913% | 0.41507 | 0.39452 | 190797.4815 | 11158.3549 | 1273.0385 | 178366.0881 | 190871.7807 | 0 | 0 | 190871.7807 | 0.1283%
2028 | 222 | 222-1988R | Tier-3 | Tier-3---11 | 5--4 | 9 | 100% | 3619.4356 | 99.27% | 0.7155% | 0.01673% | 177.8502 | 0 | 0 | 177.8502 | 0 | 154.3856 | 2.6949 | 57.2876 | 154.3856 | 2.6949 | 57.2876 | 180.4785 | 3.1504 | 57.2876 | 4.914% | 0.34461 | 0.32755 | 10502.9479 | 509.7029 | 69.9812 | 9923.2638 | 10506.9529 | 0 | 0 | 10506.9529 | 0.005865%
2028 | 222 | 222-1990R | Tier-3 | Tier-3---1 | 5--5 | 107 | 100% | 45106.6401 | 99.63% | 0.3509% | 0.01982% | 2224.501 | 0 | 0 | 2224.501 | 0 | 1931.0119 | 32.0396 | 60.2695 | 1931.0119 | 32.0396 | 60.2695 | 2257.3749 | 37.4547 | 60.2695 | 4.932% | 0.41211 | 0.39171 | 109452.4885 | 5424.0865 | 426.9036 | 103601.4983 | 109473.6205 | 0 | 0 | 109473.6205 | 0.07336%
2028 | 222 | 222-1992R | Tier-3 | Tier-3---18 | 5--2 | 2 | 100% | 288.7705 | 86.56% | 13.18% | 0.2657% | 12.3725 | 0 | 0 | 12.3725 | 0 | 10.7401 | 0.59887 | 17.9339 | 10.7401 | 0.59887 | 17.9339 | 12.5553 | 0.70009 | 17.9339 | 4.285% | 0.22115 | 0.2102 | 1305.7642 | 59.3755 | 153.7229 | 1092.6658 | 1314.9061 | 0 | 0 | 1314.9061 | 0.000408%
2028 | 222 | 222-2013R | Tier-3 | Tier-3---7 | 5--5 | 511 | 100% | 7426.9759 | 96.05% | 3.813% | 0.1383% | 353.11 | 0 | 0 | 353.11 | 0 | 306.5225 | 153.0117 | 2.0033 | 306.5225 | 153.0117 | 2.0033 | 358.3282 | 178.8724 | 2.0033 | 4.754% | 0.27927 | 0.26545 | 26594.1155 | 1486.8089 | 949.5734 | 24157.7331 | 26648.8357 | 0 | 0 | 26648.8357 | 0.01164%
2028 | 222 | 222-2063 | Tier-3 | Tier-3---9 | 5--5 | 14 | 100% | 4859.7765 | 99.85% | 0.09452% | 0.05485% | 240.1996 | 0 | 0 | 240.1996 | 0 | 208.5089 | 4.1921 | 49.7385 | 208.5089 | 4.1921 | 49.7385 | 243.7493 | 4.9006 | 49.7385 | 4.943% | 0.23776 | 0.22599 | 20439.7717 | 1058.0128 | 26.4385 | 19355.3204 | 20441.3617 | 0 | 0 | 20441.3617 | 0.007921%
2028 | 222 | 222-2085 | Tier-3 | Tier-3---3 | 5--5 | 600 | 100% | 16772.3082 | 96.7% | 3.181% | 0.1236% | 802.7939 | 0 | 0 | 802.7939 | 0 | 696.8774 | 179.6614 | 3.8788 | 696.8774 | 179.6614 | 3.8788 | 814.6577 | 210.0263 | 3.8788 | 4.786% | 0.35117 | 0.33379 | 47761.3033 | 2740.017 | 1532.6307 | 43488.6556 | 47843.4976 | 0 | 0 | 47843.4976 | 0.02647%
2028 | 223 | 223-536R | Tier-2 | Tier-2---19 | 1--4 | 3 | 100% | 17.3686 | 98.33% | 0% | 1.666% | 0.84542 | 0 | 0 | 0.84542 | 0 | 0.73388 | 0.89831 | 0.81696 | 0.73388 | 0.89831 | 0.81696 | 0.85792 | 1.0501 | 0.81696 | 4.868% | 0.0018852 | 0.0017919 | 9213.1285 | 686.6485 | 141.1177 | 8385.3623 | 9221.1221 | 0 | 0 | 9221.1221 | 2.788e-05%
2028 | 230 | 230-127AE | Tier-2 | Tier-2---7 | 5--5 | 349 | 100% | 2000.4654 | 94.98% | 4.641% | 0.3747% | 94.056 | 0 | 0 | 94.056 | 0 | 81.6467 | 104.5031 | 0.78129 | 81.6467 | 104.5031 | 0.78129 | 95.4459 | 122.1653 | 0.78129 | 4.702% | 0.093988 | 0.089336 | 21284.2191 | 1284.0751 | 990.3889 | 19009.7551 | 21339.8191 | 0 | 0 | 21339.8191 | 0.003102%
2028 | 230 | 230-133AE | Tier-2 | Tier-2---6 | 5--5 | 470 | 100% | 6388.6939 | 98.26% | 1.615% | 0.1229% | 310.7459 | 0 | 0 | 310.7459 | 0 | 269.7477 | 140.7348 | 1.9167 | 269.7477 | 140.7348 | 1.9167 | 315.3382 | 164.5206 | 1.9167 | 4.864% | 0.095565 | 0.090834 | 66852.0974 | 3853.1493 | 1086.4397 | 61912.5084 | 66912.5857 | 0 | 0 | 66912.5857 | 0.01025%
2028 | 230 | 230-1586R | Tier-2 | Tier-2---7 | 4--5 | 585 | 100% | 2072.8837 | 91.06% | 8.635% | 0.3% | 93.4394 | 0 | 0 | 93.4394 | 0 | 81.1115 | 175.1699 | 0.46304 | 81.1115 | 175.1699 | 0.46304 | 94.8202 | 204.7756 | 0.46304 | 4.508% | 0.084625 | 0.080436 | 24494.9333 | 1384.72 | 2145.1757 | 20965.0376 | 24608.9164 | 0 | 0 | 24608.9164 | 0.003081%
2028 | 230 | 230-1606R | Tier-2 | Tier-2---11 | 4--4 | 226 | 100% | 536.3838 | 78.97% | 20.71% | 0.32% | 20.9668 | 0 | 0 | 20.9668 | 0 | 18.2006 | 67.6725 | 0.26895 | 18.2006 | 67.6725 | 0.26895 | 21.2767 | 79.1099 | 0.26895 | 3.909% | 0.062818 | 0.059709 | 8538.6965 | 437.3678 | 1660.0426 | 6441.2861 | 8632.2204 | 0 | 0 | 8632.2204 | 0.0006914%
2028 | 230 | 230-181 | Tier-2 | Tier-2---9 | 4--4 | 70 | 100% | 788.7224 | 98.19% | 1.606% | 0.2041% | 38.335 | 0 | 0 | 38.335 | 0 | 33.2772 | 20.9605 | 1.5876 | 33.2772 | 20.9605 | 1.5876 | 38.9015 | 24.5031 | 1.5876 | 4.86% | 0.063241 | 0.060111 | 12471.6541 | 782.4193 | 949.0175 | 10740.2174 | 12483.4125 | 0 | 0 | 12483.4125 | 0.001264%
2028 | 230 | 230-2060R | Tier-2 | Tier-2---4 | 4--5 | 328 | 100% | 3473.4554 | 97.68% | 2.135% | 0.1887% | 167.9415 | 0 | 0 | 167.9415 | 0 | 145.7841 | 98.2149 | 1.4843 | 145.7841 | 98.2149 | 1.4843 | 170.4233 | 114.8144 | 1.4843 | 4.835% | 0.088414 | 0.084038 | 39286.0822 | 2320.0349 | 850.2401 | 36115.8071 | 39333.6151 | 0 | 0 | 39333.6151 | 0.005538%
2028 | 230 | 230-2067 | Tier-2 | Tier-2---16 | 4--3 | 3 | 100% | 121.6067 | 92.98% | 6.845% | 0.1786% | 5.5967 | 0 | 0 | 5.5967 | 0 | 4.8583 | 0.89831 | 5.4083 | 4.8583 | 0.89831 | 5.4083 | 5.6795 | 1.0501 | 5.4083 | 4.602% | 0.054619 | 0.051915 | 2226.4545 | 125.1839 | 142.6967 | 1958.574 | 2234.5983 | 0 | 0 | 2234.5983 | 0.0001846%
2028 | 230 | 230-371AE | Tier-2 | Tier-2---13 | 4--3 | 32 | 100% | 195.7251 | 81.71% | 17.81% | 0.4804% | 7.9168 | 0 | 0 | 7.9168 | 0 | 6.8723 | 9.5819 | 0.71721 | 6.8723 | 9.5819 | 0.71721 | 8.0338 | 11.2014 | 0.71721 | 4.045% | 0.059006 | 0.056085 | 3317.0375 | 182.5151 | 537.9757 | 2596.5467 | 3348.6257 | 0 | 0 | 3348.6257 | 0.0002611%
2028 | 231 | 231-1136R | Tier-2 | Tier-2---7 | 4--5 | 364 | 100% | 2730.9177 | 98.3% | 1.373% | 0.325% | 132.8848 | 0 | 0 | 132.8848 | 0 | 115.3527 | 108.9946 | 1.0583 | 115.3527 | 108.9946 | 1.0583 | 134.8486 | 127.4159 | 1.0583 | 4.866% | 0.054655 | 0.051949 | 49966.8413 | 3802.7952 | 1680.0986 | 44483.9475 | 50011.031 | 0 | 0 | 50011.031 | 0.004382%
2028 | 231 | 231-1635R | Tier-2 | Tier-2---4 | 5--5 | 1452 | 100% | 5142.095 | 98.68% | 0.901% | 0.4182% | 251.176 | 0 | 0 | 251.176 | 0 | 218.0371 | 434.7807 | 0.50149 | 218.0371 | 434.7807 | 0.50149 | 254.8879 | 508.2636 | 0.50149 | 4.885% | 0.11648 | 0.11071 | 44146.87 | 3399.863 | 647.3328 | 40099.6742 | 44177.1988 | 0 | 0 | 44177.1988 | 0.008283%
2028 | 232 | 232-40AE | Tier-2 | Tier-2---19 | 2--3 | 4 | 100% | 11.4297 | 0.4523% | 98.58% | 0.9661% | 0.0025592 | 0 | 0 | 0.0025592 | 0 | 0.0022216 | 1.1977 | 0.0018548 | 0.0022216 | 1.1977 | 0.0018548 | 0.002597 | 1.4002 | 0.0018548 | 0.02239% | 0.0059544 | 0.0056597 | 1919.5436 | 3.0821 | 1745.9177 | 170.5438 | 2019.0571 | 0 | 0 | 2019.0571 | 8.439e-08%
2028 | 233 | 233-123R | Tier-2 | Tier-2---4 | 4--5 | 743 | 100% | 3035.8045 | 98.84% | 0.8219% | 0.339% | 148.5278 | 0 | 0 | 148.5278 | 0 | 128.9318 | 222.4807 | 0.57952 | 128.9318 | 222.4807 | 0.57952 | 150.7228 | 260.0825 | 0.57952 | 4.893% | 0.06125 | 0.058219 | 49563.8317 | 3086.7129 | 653.5217 | 45823.5971 | 49593.7962 | 0 | 0 | 49593.7962 | 0.004898%
2028 | 233 | 233-41R | Tier-2 | Tier-2---9 | 4--5 | 182 | 100% | 718.991 | 97.57% | 1.357% | 1.072% | 34.7253 | 0 | 0 | 34.7253 | 0 | 30.1439 | 54.4973 | 0.55313 | 30.1439 | 54.4973 | 0.55313 | 35.2385 | 63.708 | 0.55313 | 4.83% | 0.044487 | 0.042285 | 16161.8225 | 1280.6452 | 594.3266 | 14286.8507 | 16182.2721 | 0 | 0 | 16182.2721 | 0.001145%
2028 | 233 | 233-81F | Tier-2 | Tier-2---12 | 3--5 | 279 | 100% | 447.7794 | 94.96% | 4.349% | 0.694% | 21.0474 | 0 | 0 | 21.0474 | 0 | 18.2705 | 83.5426 | 0.2187 | 18.2705 | 83.5426 | 0.2187 | 21.3584 | 97.6622 | 0.2187 | 4.7% | 0.02204 | 0.020949 | 20316.8521 | 1331.0486 | 1007.3456 | 17978.4579 | 20370.2068 | 0 | 0 | 20370.2068 | 0.0006941%
2028 | 233 | 233-86F | Tier-2 | Tier-2---8 | 5--5 | 309 | 100% | 2341.6741 | 85.9% | 13.6% | 0.4998% | 99.5721 | 0 | 0 | 99.5721 | 0 | 86.435 | 92.5256 | 0.93417 | 86.435 | 92.5256 | 0.93417 | 101.0435 | 108.1635 | 0.93417 | 4.252% | 0.1204 | 0.11444 | 19449.7342 | 1103.1383 | 2517.3516 | 15829.2443 | 19592.5279 | 0 | 0 | 19592.5279 | 0.003284%
2028 | 234 | 234-48R | Tier-2 | Tier-2---4 | 4--5 | 875 | 100% | 4939.3792 | 99.46% | 0.3916% | 0.1518% | 243.1707 | 0 | 0 | 243.1707 | 0 | 211.088 | 262.0063 | 0.80566 | 211.088 | 262.0063 | 0.80566 | 246.7643 | 306.2883 | 0.80566 | 4.923% | 0.047931 | 0.045559 | 103051.0114 | 8933.6439 | 586.3727 | 93530.9949 | 103080.1738 | 0 | 0 | 103080.1738 | 0.008019%
2028 | 235 | 235-897R | Tier-2 | Tier-2---5 | 5--5 | 106 | 100% | 4375.0381 | 88.63% | 11.27% | 0.1058% | 191.9337 | 0 | 0 | 191.9337 | 0 | 166.611 | 31.7402 | 5.2492 | 166.611 | 31.7402 | 5.2492 | 194.7701 | 37.1046 | 5.2492 | 4.387% | 0.1179 | 0.11206 | 37108.0419 | 2052.774 | 3945.6216 | 31109.6464 | 37327.8331 | 0 | 0 | 37327.8331 | 0.006329%
2028 | 235 | 235-899R | Tier-2 | Tier-2---1 | 5--5 | 399 | 100% | 23678.6611 | 98.37% | 1.593% | 0.04039% | 1152.9446 | 0 | 0 | 1152.9446 | 0 | 1000.831 | 119.4749 | 8.3769 | 1000.831 | 119.4749 | 8.3769 | 1169.9829 | 139.6675 | 8.3769 | 4.869% | 0.15496 | 0.14729 | 152800.2562 | 9665.8605 | 2471.9354 | 140662.4603 | 152930.2625 | 0 | 0 | 152930.2625 | 0.03802%
2028 | 236 | 236-1535R | Tier-3 | Tier-3---4 | 5--5 | 390 | 100% | 9719.0421 | 98.73% | 1.209% | 0.05836% | 474.9956 | 0 | 0 | 474.9956 | 0 | 412.3272 | 116.7799 | 3.5308 | 412.3272 | 116.7799 | 3.5308 | 482.0151 | 136.5171 | 3.5308 | 4.887% | 0.12847 | 0.12211 | 75651.1712 | 5252.2726 | 904.2907 | 69494.6079 | 75701.1003 | 0 | 0 | 75701.1003 | 0.01566%
2028 | 236 | 236-1561R | Tier-3 | Tier-3---13 | 5--4 | 104 | 100% | 2823.5781 | 97.26% | 2.617% | 0.1213% | 135.9404 | 0 | 0 | 135.9404 | 0 | 118.0052 | 31.1413 | 3.7893 | 118.0052 | 31.1413 | 3.7893 | 137.9494 | 36.4046 | 3.7893 | 4.814% | 0.17766 | 0.16886 | 15893.5317 | 919.2321 | 396.0284 | 14578.2713 | 15916.1933 | 0 | 0 | 15916.1933 | 0.004483%
2028 | 236 | 236-1563R | Tier-3 | Tier-3---13 | 5--4 | 19 | 100% | 2260.6624 | 98.61% | 1.288% | 0.1052% | 110.3442 | 0 | 0 | 110.3442 | 0 | 95.786 | 5.6893 | 16.8362 | 95.786 | 5.6893 | 16.8362 | 111.9749 | 6.6508 | 16.8362 | 4.881% | 0.17215 | 0.16363 | 13131.72 | 763.8797 | 149.4721 | 12218.3681 | 13141.245 | 0 | 0 | 13141.245 | 0.003639%
2028 | 236 | 236-1567R | Tier-3 | Tier-3---10 | 5--5 | 249 | 100% | 5332.0037 | 98.07% | 1.841% | 0.0848% | 258.852 | 0 | 0 | 258.852 | 0 | 224.7004 | 74.5595 | 3.0137 | 224.7004 | 74.5595 | 3.0137 | 262.6774 | 87.1609 | 3.0137 | 4.855% | 0.18129 | 0.17232 | 29411.5902 | 2025.1187 | 523.1992 | 26863.2724 | 29441.0836 | 0 | 0 | 29441.0836 | 0.008536%
2028 | 236 | 236-1569R | Tier-3 | Tier-3---8 | 5--5 | 365 | 100% | 21222.9131 | 98.36% | 1.585% | 0.05121% | 1033.3462 | 0 | 0 | 1033.3462 | 0 | 897.0119 | 109.294 | 8.2073 | 897.0119 | 109.294 | 8.2073 | 1048.6171 | 127.766 | 8.2073 | 4.869% | 0.21435 | 0.20374 | 99012.7753 | 5477.8522 | 1488.5467 | 92046.3763 | 99097.1397 | 0 | 0 | 99097.1397 | 0.03408%
2028 | 236 | 236-1573R | Tier-3 | Tier-3---7 | 5--5 | 129 | 100% | 6927.8558 | 97.84% | 2.089% | 0.06679% | 335.5367 | 0 | 0 | 335.5367 | 0 | 291.2678 | 38.6272 | 7.5405 | 291.2678 | 38.6272 | 7.5405 | 340.4953 | 45.1556 | 7.5405 | 4.843% | 0.18488 | 0.17572 | 37473.1079 | 2383.2915 | 732.5482 | 34357.2682 | 37515.1746 | 0 | 0 | 37515.1746 | 0.01106%
2028 | 237 | 237-1761R | Tier-3 | Tier-3---12 | 5--5 | 48 | 100% | 3634.1464 | 99.4% | 0.4942% | 0.1098% | 178.8037 | 0 | 0 | 178.8037 | 0 | 155.2133 | 14.3729 | 10.799 | 155.2133 | 14.3729 | 10.799 | 181.4461 | 16.8021 | 10.799 | 4.92% | 0.14935 | 0.14196 | 24332.6951 | 1370.783 | 132.2733 | 22829.6387 | 24340.349 | 0 | 0 | 24340.349 | 0.005896%
2028 | 237 | 237-1765R | Tier-3 | Tier-3---1 | 5--5 | 135 | 100% | 28249.2525 | 99.34% | 0.6358% | 0.01982% | 1389.1699 | 0 | 0 | 1389.1699 | 0 | 1205.8901 | 40.4238 | 29.8312 | 1205.8901 | 40.4238 | 29.8312 | 1409.6992 | 47.2559 | 29.8312 | 4.918% | 0.25909 | 0.24626 | 109034.6893 | 8324.9664 | 652.6676 | 100057.0553 | 109071.9184 | 0 | 0 | 109071.9184 | 0.04581%
2028 | 237 | 237-17R | Tier-2 | Tier-2---1 | 5--5 | 345 | 100% | 27080.7376 | 98.89% | 1.071% | 0.0369% | 1325.6439 | 0 | 0 | 1325.6439 | 0 | 1150.7453 | 103.3053 | 11.1393 | 1150.7453 | 103.3053 | 11.1393 | 1345.2344 | 120.7651 | 11.1393 | 4.895% | 0.15539 | 0.1477 | 174274.8137 | 11399.2241 | 1916.7846 | 160958.805 | 174375.3733 | 0 | 0 | 174375.3733 | 0.04371%
2028 | 237 | 237-26F | Tier-2 | Tier-2---10 | 5--4 | 37 | 100% | 663.2151 | 70.89% | 28.72% | 0.399% | 23.271 | 0 | 0 | 23.271 | 0 | 20.2007 | 11.0791 | 1.8233 | 20.2007 | 11.0791 | 1.8233 | 23.6149 | 12.9516 | 1.8233 | 3.509% | 0.10897 | 0.10358 | 6086.0279 | 237.5195 | 1591.9327 | 4256.5758 | 6178.3065 | 0 | 0 | 6178.3065 | 0.0007674%
2028 | 237 | 237-28F | Tier-2 | Tier-2---7 | 5--5 | 23 | 100% | 2530.2255 | 98.83% | 1.116% | 0.05734% | 123.7762 | 0 | 0 | 123.7762 | 0 | 107.4458 | 6.887 | 15.6012 | 107.4458 | 6.887 | 15.6012 | 125.6054 | 8.051 | 15.6012 | 4.892% | 0.10804 | 0.1027 | 23418.4293 | 1209.653 | 279.2604 | 21929.5159 | 23432.7427 | 0 | 0 | 23432.7427 | 0.004082%
2028 | 237 | 237-2R | Tier-3 | Tier-3---2 | 5--5 | 479 | 100% | 30894.1234 | 99.11% | 0.8492% | 0.03898% | 1515.6765 | 0 | 0 | 1515.6765 | 0 | 1315.706 | 143.4297 | 9.1732 | 1315.706 | 143.4297 | 9.1732 | 1538.0753 | 167.671 | 9.1732 | 4.906% | 0.18156 | 0.17257 | 170161.3668 | 15433.056 | 1414.3274 | 153313.9834 | 170240.0741 | 0 | 0 | 170240.0741 | 0.04998%
2028 | 237 | 237-30R | Tier-3 | Tier-3---1 | 5--5 | 422 | 100% | 65515.492 | 98.93% | 1.038% | 0.03019% | 3208.3751 | 0 | 0 | 3208.3751 | 0 | 2785.0787 | 126.3619 | 22.0405 | 2785.0787 | 126.3619 | 22.0405 | 3255.7888 | 147.7185 | 22.0405 | 4.897% | 0.49249 | 0.46811 | 133030.3773 | 7577.9137 | 1285.1936 | 124167.2701 | 133104.3812 | 0 | 0 | 133104.3812 | 0.1058%
2028 | 239 | 239-2207R | Tier-3 | Tier-3---16 | 4--4 | 399 | 100% | 860.3234 | 98.08% | 1.495% | 0.4234% | 41.7689 | 0 | 0 | 41.7689 | 0 | 36.2581 | 119.4749 | 0.30348 | 36.2581 | 119.4749 | 0.30348 | 42.3861 | 139.6675 | 0.30348 | 4.855% | 0.078224 | 0.074352 | 10998.2588 | 773.4899 | 185.1971 | 10039.5718 | 11009.2492 | 0 | 0 | 11009.2492 | 0.001377%
2028 | 239 | 239-2211R | Tier-3 | Tier-3---16 | 5--4 | 55 | 100% | 1585.1718 | 98.67% | 1.22% | 0.1095% | 77.4227 | 0 | 0 | 77.4227 | 0 | 67.2079 | 16.469 | 4.0809 | 67.2079 | 16.469 | 4.0809 | 78.5668 | 19.2524 | 4.0809 | 4.884% | 0.11902 | 0.11313 | 13318.69 | 748.7589 | 155.3385 | 12414.5926 | 13327.9127 | 0 | 0 | 13327.9127 | 0.002553%
2028 | 239 | 239-2213R | Tier-3 | Tier-3---15 | 5--4 | 233 | 100% | 1116.4705 | 96.46% | 3.23% | 0.3121% | 53.3076 | 0 | 0 | 53.3076 | 0 | 46.2745 | 69.7685 | 0.66326 | 46.2745 | 69.7685 | 0.66326 | 54.0954 | 81.5602 | 0.66326 | 4.775% | 0.1294 | 0.123 | 8627.7496 | 501.2225 | 328.5007 | 7798.0264 | 8643.666 | 0 | 0 | 8643.666 | 0.001758%
2028 | 239 | 239-2215R | Tier-3 | Tier-3---10 | 5--5 | 327 | 100% | 6268.6569 | 98.24% | 1.63% | 0.1302% | 304.8369 | 0 | 0 | 304.8369 | 0 | 264.6183 | 97.9155 | 2.7025 | 264.6183 | 97.9155 | 2.7025 | 309.3418 | 114.4643 | 2.7025 | 4.863% | 0.15408 | 0.14645 | 40685.5389 | 2527.5744 | 695.6728 | 37462.2917 | 40722.8328 | 0 | 0 | 40722.8328 | 0.01005%
2028 | 239 | 239-2217R | Tier-3 | Tier-3---16 | 4--4 | 303 | 100% | 1029.5673 | 69.27% | 30.42% | 0.3032% | 35.3035 | 0 | 0 | 35.3035 | 0 | 30.6457 | 90.729 | 0.33777 | 30.6457 | 90.729 | 0.33777 | 35.8252 | 106.0633 | 0.33777 | 3.429% | 0.073205 | 0.069582 | 14064.0898 | 633.3257 | 4082.9978 | 9347.7664 | 14289.1505 | 0 | 0 | 14289.1505 | 0.001164%
2028 | 239 | 239-89R | Tier-3 | Tier-3---17 | 4--4 | 31 | 100% | 376.4251 | 98.76% | 0.8388% | 0.4045% | 18.4014 | 0 | 0 | 18.4014 | 0 | 15.9736 | 9.2825 | 1.7208 | 15.9736 | 9.2825 | 1.7208 | 18.6733 | 10.8514 | 1.7208 | 4.888% | 0.064786 | 0.061579 | 5810.3033 | 364.0144 | 679.2912 | 4766.9976 | 5814.0653 | 0 | 0 | 5814.0653 | 0.0006068%
2028 | 240 | 240-1028R | Tier-2 | Tier-2---9 | 4--5 | 123 | 100% | 1181.5361 | 98.38% | 1.316% | 0.2998% | 57.5411 | 0 | 0 | 57.5411 | 0 | 49.9494 | 36.8306 | 1.3562 | 49.9494 | 36.8306 | 1.3562 | 58.3914 | 43.0554 | 1.3562 | 4.87% | 0.045174 | 0.042938 | 26155.1082 | 1950.1252 | 442.6644 | 23762.3186 | 26177.1159 | 0 | 0 | 26177.1159 | 0.001897%
2028 | 240 | 240-1044 | Tier-3 | Tier-3---16 | 4--4 | 24 | 100% | 791.3356 | 98.7% | 1.112% | 0.1837% | 38.6637 | 0 | 0 | 38.6637 | 0 | 33.5626 | 7.1865 | 4.6703 | 33.5626 | 7.1865 | 4.6703 | 39.2351 | 8.4011 | 4.6703 | 4.886% | 0.076308 | 0.072531 | 10370.2289 | 676.03 | 184.4385 | 9509.7604 | 10377.2245 | 0 | 0 | 10377.2245 | 0.001275%
2028 | 240 | 240-1148 | Tier-3 | Tier-3---17 | 4--4 | 21 | 100% | 376.72 | 96.88% | 2.523% | 0.5996% | 18.0654 | 0 | 0 | 18.0654 | 0 | 15.6819 | 6.2882 | 2.4939 | 15.6819 | 6.2882 | 2.4939 | 18.3323 | 7.3509 | 2.4939 | 4.795% | 0.037482 | 0.035627 | 10050.6383 | 614.3795 | 265.2745 | 9170.9843 | 10066.9823 | 0 | 0 | 10066.9823 | 0.0005957%
2028 | 240 | 240-2004R | Tier-3 | Tier-3---12 | 5--5 | 485 | 100% | 4437.6588 | 97.91% | 1.769% | 0.321% | 215.0731 | 0 | 0 | 215.0731 | 0 | 186.6975 | 145.2263 | 1.2856 | 186.6975 | 145.2263 | 1.2856 | 218.2515 | 169.7712 | 1.2856 | 4.847% | 0.095775 | 0.091035 | 46334.0144 | 3458.4519 | 909.4055 | 41966.157 | 46384.4455 | 0 | 0 | 46384.4455 | 0.007092%
2028 | 240 | 240-2006R | Tier-3 | Tier-3---12 | 4--5 | 263 | 100% | 3742.5721 | 99.07% | 0.7558% | 0.1785% | 183.5266 | 0 | 0 | 183.5266 | 0 | 159.313 | 78.7516 | 2.023 | 159.313 | 78.7516 | 2.023 | 186.2387 | 92.0615 | 2.023 | 4.904% | 0.06999 | 0.066526 | 53472.8025 | 3048.802 | 469.1943 | 49954.8062 | 53498.8189 | 0 | 0 | 53498.8189 | 0.006052%
2028 | 240 | 240-2032R | Tier-3 | Tier-3---12 | 5--5 | 164 | 100% | 3665.7351 | 96.82% | 2.929% | 0.2538% | 175.6782 | 0 | 0 | 175.6782 | 0 | 152.5001 | 49.1075 | 3.1054 | 152.5001 | 49.1075 | 3.1054 | 178.2744 | 57.4072 | 3.1054 | 4.792% | 0.12278 | 0.1167 | 29856.9037 | 1779.6717 | 868.2863 | 27208.9457 | 29906.3959 | 0 | 0 | 29906.3959 | 0.005793%
2028 | 242 | 242-1426F | Tier-2 | Tier-2---10 | 5--4 | 101 | 100% | 960.3446 | 65.96% | 33.81% | 0.2324% | 31.3551 | 0 | 0 | 31.3551 | 0 | 27.2182 | 30.243 | 0.89998 | 27.2182 | 30.243 | 0.89998 | 31.8184 | 35.3544 | 0.89998 | 3.265% | 0.10724 | 0.10194 | 8954.7461 | 551.4319 | 2822.7975 | 5580.5167 | 9113.4933 | 0 | 0 | 9113.4933 | 0.001034%
2028 | 246 | 246-34R | Tier-3 | Tier-3---12 | 4--5 | 389 | 100% | 3387.0058 | 94.54% | 5.197% | 0.2577% | 158.5107 | 0 | 0 | 158.5107 | 0 | 137.5976 | 116.4805 | 1.1813 | 137.5976 | 116.4805 | 1.1813 | 160.8532 | 136.167 | 1.1813 | 4.68% | 0.070488 | 0.066999 | 48050.8143 | 3484.7024 | 2545.4197 | 42020.6922 | 48187.325 | 0 | 0 | 48187.325 | 0.005227%
2028 | 247 | 247-46 | Tier-3 | Tier-3---16 | 4--5 | 74 | 100% | 1360.3328 | 92.51% | 7.186% | 0.3009% | 62.2952 | 0 | 0 | 62.2952 | 0 | 54.0763 | 22.1582 | 2.4405 | 54.0763 | 22.1582 | 2.4405 | 63.2158 | 25.9032 | 2.4405 | 4.579% | 0.045228 | 0.04299 | 30076.9614 | 1732.65 | 2090.3581 | 26253.9533 | 30194.2294 | 0 | 0 | 30194.2294 | 0.002054%
2028 | 247 | 247-48 | Tier-2 | Tier-2---16 | 3--3 | 6 | 100% | 105.2026 | 98.18% | 1.532% | 0.2854% | 5.1129 | 0 | 0 | 5.1129 | 0 | 4.4383 | 1.7966 | 2.4704 | 4.4383 | 1.7966 | 2.4704 | 5.1885 | 2.1003 | 2.4704 | 4.86% | 0.026216 | 0.024918 | 4012.9756 | 252.6865 | 61.3538 | 3698.9353 | 4016.7732 | 0 | 0 | 4016.7732 | 0.0001686%
2028 | 249 | 249-24R | Tier-3 | Tier-3---12 | 5--5 | 299 | 100% | 3753.23 | 95.85% | 3.876% | 0.273% | 178.0768 | 0 | 0 | 178.0768 | 0 | 154.5823 | 89.5313 | 1.7266 | 154.5823 | 89.5313 | 1.7266 | 180.7085 | 104.6631 | 1.7266 | 4.745% | 0.10094 | 0.09594 | 37183.961 | 2746.2949 | 1426.8186 | 33010.8475 | 37264.3032 | 0 | 0 | 37264.3032 | 0.005872%
2028 | 283 | 283-55R | Tier-3 | Tier-3---9 | 5--5 | 47 | 100% | 5299.6344 | 98.55% | 1.37% | 0.07601% | 258.5396 | 0 | 0 | 258.5396 | 0 | 224.4292 | 14.0735 | 15.947 | 224.4292 | 14.0735 | 15.947 | 262.3603 | 16.4521 | 15.947 | 4.878% | 0.20157 | 0.19159 | 26291.5727 | 1578.5747 | 367.1447 | 24345.8532 | 26311.366 | 0 | 0 | 26311.366 | 0.008526%
2028 | 283 | 283-71F | Tier-3 | Tier-3---13 | 5--4 | 101 | 100% | 2013.5901 | 87.8% | 12.03% | 0.1689% | 87.5136 | 0 | 0 | 87.5136 | 0 | 75.9675 | 30.243 | 2.5119 | 75.9675 | 30.243 | 2.5119 | 88.8068 | 35.3544 | 2.5119 | 4.346% | 0.19011 | 0.1807 | 10591.4545 | 557.9915 | 1165.201 | 8868.2619 | 10658.7421 | 0 | 0 | 10658.7421 | 0.002886%
2028 | 288 | 288-149R | Tier-2 | Tier-2---12 | 3--5 | 1 | 100% | 481.2843 | 94.31% | 4.95% | 0.7414% | 22.4677 | 0 | 0 | 22.4677 | 0 | 19.5034 | 0.29944 | 65.1338 | 19.5034 | 0.29944 | 65.1338 | 22.7997 | 0.35004 | 65.1338 | 4.668% | 0.02124 | 0.020188 | 22659.7646 | 1431.5945 | 1401.7291 | 19826.4409 | 22726.928 | 0 | 0 | 22726.928 | 0.0007409%
2028 | 288 | 288-2375R | Tier-2 | Tier-2---19 | 2--4 | 2 | 100% | 41.8014 | 98.23% | 1.253% | 0.5152% | 2.0326 | 0 | 0 | 2.0326 | 0 | 1.7644 | 0.59887 | 2.9462 | 1.7644 | 0.59887 | 2.9462 | 2.0626 | 0.70009 | 2.9462 | 4.862% | 0.0067116 | 0.0063794 | 6228.2316 | 404.3218 | 163.6113 | 5660.2985 | 6233.9673 | 0 | 0 | 6233.9673 | 6.703e-05%
2028 | 288 | 288-2380F | Tier-2 | Tier-2---12 | 4--5 | 215 | 100% | 550.61 | 92.88% | 6.93% | 0.1872% | 25.3153 | 0 | 0 | 25.3153 | 0 | 21.9753 | 64.3787 | 0.34134 | 21.9753 | 64.3787 | 0.34134 | 25.6894 | 75.2594 | 0.34134 | 4.598% | 0.030344 | 0.028842 | 18145.5978 | 1033.7393 | 1202.5384 | 15909.3201 | 18212.8585 | 0 | 0 | 18212.8585 | 0.0008348%
2028 | 296 | 296-68F | Tier-2 | Tier-2---21 | 1--2 | 22 | 100% | 3.2301 | 78.97% | 0% | 21.03% | 0.12626 | 0 | 0 | 0.12626 | 0 | 0.1096 | 6.5876 | 0.016638 | 0.1096 | 6.5876 | 0.016638 | 0.12813 | 7.701 | 0.016638 | 3.909% | 0.0027146 | 0.0025802 | 1189.8836 | 167.1479 | 356.0476 | 666.6881 | 1202.9164 | 0 | 0 | 1202.9164 | 4.164e-06%
2028 | 300 | 300-483F | Tier-2 | Tier-2---12 | 3--5 | 2 | 100% | 458.7821 | 99.48% | 0% | 0.5194% | 22.5918 | 0 | 0 | 22.5918 | 0 | 19.6111 | 0.59887 | 32.7468 | 19.6111 | 0.59887 | 32.7468 | 22.9256 | 0.70009 | 32.7468 | 4.924% | 0.018397 | 0.017486 | 24937.8732 | 2129.049 | 117.6547 | 22691.1695 | 24944.6182 | 0 | 0 | 24944.6182 | 0.000745%
2028 | 300 | 300-484F | Tier-2 | Tier-2---9 | 4--5 | 169 | 100% | 754.1323 | 92.41% | 6.882% | 0.7076% | 34.4965 | 0 | 0 | 34.4965 | 0 | 29.9452 | 50.6046 | 0.59175 | 29.9452 | 50.6046 | 0.59175 | 35.0063 | 59.1574 | 0.59175 | 4.574% | 0.039922 | 0.037946 | 18890.1433 | 1189.4361 | 2104.6022 | 15596.105 | 18964.8043 | 0 | 0 | 18964.8043 | 0.001138%
2028 | 307 | 307-1538F | Tier-2 | Tier-2---7 | 5--5 | 110 | 100% | 2407.2332 | 91.07% | 8.863% | 0.06623% | 108.5181 | 0 | 0 | 108.5181 | 0 | 94.2008 | 32.9379 | 2.8599 | 94.2008 | 32.9379 | 2.8599 | 110.1218 | 38.5048 | 2.8599 | 4.508% | 0.10098 | 0.09598 | 23839.1374 | 1161.7116 | 1913.71 | 20763.7158 | 23949.9932 | 0 | 0 | 23949.9932 | 0.003579%
2028 | 307 | 307-234R | Tier-2 | Tier-2---4 | 5--5 | 294 | 100% | 4762.848 | 95.55% | 4.384% | 0.07015% | 225.2596 | 0 | 0 | 225.2596 | 0 | 195.54 | 88.0341 | 2.2212 | 195.54 | 88.0341 | 2.2212 | 228.5885 | 102.9129 | 2.2212 | 4.73% | 0.11001 | 0.10456 | 43295.9421 | 2235.6738 | 1794.1526 | 39266.1157 | 43396.3748 | 0 | 0 | 43396.3748 | 0.007428%
2028 | 308 | 308-563AE | Tier-2 | Tier-2---18 | 4--3 | 5 | 100% | 95.5263 | 19.37% | 79.9% | 0.729% | 0.91613 | 0 | 0 | 0.91613 | 0 | 0.79526 | 1.4972 | 0.53117 | 0.79526 | 1.4972 | 0.53117 | 0.92967 | 1.7502 | 0.53117 | 0.959% | 0.03316 | 0.031518 | 2880.805 | 81.2813 | 2130.9308 | 668.5929 | 3001.7645 | 0 | 0 | 3001.7645 | 3.021e-05%
2028 | 311 | 311-1199 | Tier-2 | Tier-2---20 | 3--2 | 13 | 100% | 15.6056 | 49.38% | 48.09% | 2.529% | 0.38147 | 0 | 0 | 0.38147 | 0 | 0.33114 | 3.8927 | 0.085069 | 0.33114 | 3.8927 | 0.085069 | 0.38711 | 4.5506 | 0.085069 | 2.444% | 0.018336 | 0.017428 | 851.1013 | 34.5086 | 499.3326 | 317.2601 | 873.5365 | 0 | 0 | 873.5365 | 1.258e-05%
2028 | 311 | 311-43 | Tier-2 | Tier-2---15 | 3--4 | 201 | 100% | 159.8581 | 2.339% | 95.81% | 1.853% | 0.18508 | 0 | 0 | 0.18508 | 0 | 0.16067 | 60.1866 | 0.0026695 | 0.16067 | 60.1866 | 0.0026695 | 0.18782 | 70.3588 | 0.0026695 | 0.1158% | 0.027937 | 0.026554 | 5722.0498 | 11.5831 | 5135.5481 | 574.9186 | 6013.0719 | 0 | 0 | 6013.0719 | 6.103e-06%
2028 | 312 | 312-14F | Tier-2 | Tier-2---14 | 3--4 | 10 | 100% | 202.1236 | 0.1514% | 99.59% | 0.26% | 0.015143 | 0 | 0 | 0.015143 | 0 | 0.013145 | 2.9944 | 0.00439 | 0.013145 | 2.9944 | 0.00439 | 0.015367 | 3.5004 | 0.00439 | 0.007492% | 0.018868 | 0.017934 | 10712.5091 | 14.4007 | 9656.8656 | 1041.2427 | 11269.5492 | 0 | 0 | 11269.5492 | 4.994e-07%
2028 | 315 | 315-485AE | Tier-2 | Tier-2---14 | 2--5 | 149 | 100% | 209.8559 | 99.5% | 0% | 0.498% | 10.3361 | 0 | 0 | 10.3361 | 0 | 8.9724 | 44.6159 | 0.2011 | 8.9724 | 44.6159 | 0.2011 | 10.4889 | 52.1565 | 0.2011 | 4.925% | 0.00637 | 0.0060547 | 32944.4153 | 9136.3077 | 189.8424 | 23618.2652 | 32952.9593 | 0 | 0 | 32952.9593 | 0.0003408%
2028 | 350 | 350-2182R | Tier-2 | Tier-2---13 | 4--3 | 2 | 100% | 302.428 | 99.27% | 0.6612% | 0.06922% | 14.8608 | 0 | 0 | 14.8608 | 0 | 12.9002 | 0.59887 | 21.5408 | 12.9002 | 0.59887 | 21.5408 | 15.0805 | 0.70009 | 21.5408 | 4.914% | 0.068991 | 0.065576 | 4383.5865 | 235.806 | 28.4753 | 4119.3053 | 4385.2539 | 0 | 0 | 4385.2539 | 0.0004901%
2028 | 350 | 350-2188R | Tier-2 | Tier-2---5 | 5--5 | 975 | 100% | 3602.0119 | 95.48% | 4.084% | 0.4314% | 170.2488 | 0 | 0 | 170.2488 | 0 | 147.7871 | 291.9498 | 0.50621 | 147.7871 | 291.9498 | 0.50621 | 172.7648 | 341.2927 | 0.50621 | 4.726% | 0.15121 | 0.14373 | 23821.2544 | 1424.0323 | 987.3799 | 21409.8422 | 23877.2694 | 0 | 0 | 23877.2694 | 0.005614%
2028 | 350 | 350-2192R | Tier-2 | Tier-2---2 | 5--5 | 827 | 100% | 13871.6222 | 98.14% | 1.698% | 0.1643% | 673.8553 | 0 | 0 | 673.8553 | 0 | 584.9503 | 247.6333 | 2.3622 | 584.9503 | 247.6333 | 2.3622 | 683.8136 | 289.4862 | 2.3622 | 4.858% | 0.18928 | 0.17991 | 73287.5708 | 4711.7972 | 1323.9814 | 67251.7922 | 73358.6632 | 0 | 0 | 73358.6632 | 0.02222%
2028 | 350 | 350-2196R | Tier-2 | Tier-2---5 | 5--5 | 961 | 100% | 5570.6857 | 96.99% | 2.589% | 0.4237% | 267.4423 | 0 | 0 | 267.4423 | 0 | 232.1573 | 287.7577 | 0.80678 | 232.1573 | 287.7577 | 0.80678 | 271.3946 | 336.3921 | 0.80678 | 4.801% | 0.19915 | 0.18929 | 27972.7323 | 1828.1512 | 784.4184 | 25360.1626 | 28016.6156 | 0 | 0 | 28016.6156 | 0.008819%
2028 | 350 | 350-2201R | Tier-3 | Tier-3---4 | 5--5 | 397 | 100% | 13521.7454 | 99.28% | 0.6466% | 0.06915% | 664.5359 | 0 | 0 | 664.5359 | 0 | 576.8605 | 118.876 | 4.8526 | 576.8605 | 118.876 | 4.8526 | 674.3565 | 138.9674 | 4.8526 | 4.915% | 0.1241 | 0.11796 | 108955.4795 | 7800.4897 | 724.3656 | 100430.6241 | 108996.0903 | 0 | 0 | 108996.0903 | 0.02191%
2028 | 350 | 350-41R | Tier-2 | Tier-2---3 | 5--5 | 538 | 100% | 11201.3889 | 98.88% | 1.023% | 0.1021% | 548.2325 | 0 | 0 | 548.2325 | 0 | 475.9015 | 161.0964 | 2.9541 | 475.9015 | 161.0964 | 2.9541 | 556.3343 | 188.3236 | 2.9541 | 4.894% | 0.12896 | 0.12258 | 86857.3847 | 6899.4834 | 1125.7731 | 78832.1281 | 86908.2599 | 0 | 0 | 86908.2599 | 0.01808%
2028 | 351 | 351-819R | Tier-2 | Tier-2---1 | 5--5 | 546 | 100% | 23517.4276 | 99.25% | 0.716% | 0.03401% | 1155.3817 | 0 | 0 | 1155.3817 | 0 | 1002.9466 | 163.4919 | 6.1345 | 1002.9466 | 163.4919 | 6.1345 | 1172.456 | 191.1239 | 6.1345 | 4.913% | 0.14376 | 0.13664 | 163589.7091 | 16623.6975 | 1146.1775 | 145819.834 | 163653.6056 | 0 | 0 | 163653.6056 | 0.0381%
2028 | 351 | 351-871R | Tier-3 | Tier-3---6 | 5--5 | 92 | 100% | 9144.3124 | 99.73% | 0.2371% | 0.03256% | 451.4229 | 0 | 0 | 451.4229 | 0 | 391.8645 | 27.5481 | 14.2247 | 391.8645 | 27.5481 | 14.2247 | 458.094 | 32.204 | 14.2247 | 4.937% | 0.11468 | 0.109 | 79737.0821 | 3947.9048 | 194.739 | 75594.4383 | 79748.2799 | 0 | 0 | 79748.2799 | 0.01489%
2028 | 352 | 352-27R | Tier-3 | Tier-3---2 | 5--5 | 488 | 100% | 18614.1823 | 99.36% | 0.5928% | 0.04664% | 915.5099 | 0 | 0 | 915.5099 | 0 | 794.7222 | 146.1246 | 5.4387 | 794.7222 | 146.1246 | 5.4387 | 929.0394 | 170.8214 | 5.4387 | 4.918% | 0.11814 | 0.11229 | 157566.7738 | 12769.0481 | 931.5035 | 143866.2223 | 157619.2477 | 0 | 0 | 157619.2477 | 0.03019%
2028 | 353 | 353-1429R | Tier-2 | Tier-2---6 | 5--5 | 319 | 100% | 9221.8022 | 97.49% | 2.457% | 0.05523% | 445.0117 | 0 | 0 | 445.0117 | 0 | 386.2992 | 95.52 | 4.0442 | 386.2992 | 95.52 | 4.0442 | 451.5881 | 111.664 | 4.0442 | 4.826% | 0.12141 | 0.1154 | 75954.4937 | 7030.6458 | 1796.1724 | 67127.6756 | 76053.8635 | 0 | 0 | 76053.8635 | 0.01467%
2028 | 353 | 353-593F | Tier-2 | Tier-2---7 | 5--5 | 106 | 100% | 2519.0591 | 99.18% | 0.76% | 0.05848% | 123.6728 | 0 | 0 | 123.6728 | 0 | 107.356 | 31.7402 | 3.3823 | 107.356 | 31.7402 | 3.3823 | 125.5004 | 37.1046 | 3.3823 | 4.909% | 0.10537 | 0.10016 | 23906.1611 | 1223.3222 | 175.0584 | 22507.7804 | 23916.3516 | 0 | 0 | 23916.3516 | 0.004078%
2028 | 353 | 353-594F | Tier-2 | Tier-2---7 | 5--5 | 24 | 100% | 2215.6498 | 99.93% | 0.02983% | 0.0378% | 109.6005 | 0 | 0 | 109.6005 | 0 | 95.1404 | 7.1865 | 13.2388 | 95.1404 | 7.1865 | 13.2388 | 111.2202 | 8.4011 | 13.2388 | 4.947% | 0.10216 | 0.097099 | 21688.8427 | 1103.6586 | 13.4163 | 20571.7678 | 21689.6065 | 0 | 0 | 21689.6065 | 0.003614%
2028 | 353 | 353-900F | Tier-2 | Tier-2---8 | 5--5 | 55 | 100% | 1991.3582 | 88.69% | 11.27% | 0.03442% | 87.4279 | 0 | 0 | 87.4279 | 0 | 75.8931 | 16.469 | 4.6082 | 75.8931 | 16.469 | 4.6082 | 88.7199 | 19.2524 | 4.6082 | 4.39% | 0.10085 | 0.09586 | 19745.2341 | 886.6093 | 2040.7127 | 16817.9121 | 19861.49 | 0 | 0 | 19861.49 | 0.002883%
2028 | 353 | 353-901F | Tier-2 | Tier-2---4 | 5--5 | 46 | 100% | 4555.6189 | 94.3% | 5.656% | 0.04182% | 212.6544 | 0 | 0 | 212.6544 | 0 | 184.5979 | 13.774 | 13.4019 | 184.5979 | 13.774 | 13.4019 | 215.797 | 16.102 | 13.4019 | 4.668% | 0.10618 | 0.10093 | 42903.6289 | 2997.2951 | 2229.1196 | 37677.2142 | 43030.9365 | 0 | 0 | 43030.9365 | 0.007013%
2028 | 353 | 353-902F | Tier-2 | Tier-2---11 | 5--3 | 13 | 100% | 465.1006 | 62.84% | 37.09% | 0.07221% | 14.4673 | 0 | 0 | 14.4673 | 0 | 12.5585 | 3.8927 | 3.2262 | 12.5585 | 3.8927 | 3.2262 | 14.6811 | 4.5506 | 3.2262 | 3.111% | 0.098854 | 0.093961 | 4704.9245 | 153.014 | 1593.6445 | 2958.266 | 4795.9754 | 0 | 0 | 4795.9754 | 0.0004771%
2028 | 353 | 353-904R | Tier-2 | Tier-2---3 | 5--5 | 139 | 100% | 13534.4067 | 99.43% | 0.528% | 0.03951% | 666.1513 | 0 | 0 | 666.1513 | 0 | 578.2628 | 41.6216 | 13.8933 | 578.2628 | 41.6216 | 13.8933 | 675.9958 | 48.6561 | 13.8933 | 4.922% | 0.12577 | 0.11955 | 107611.5054 | 6762.2295 | 951.3386 | 99897.9374 | 107643.3077 | 0 | 0 | 107643.3077 | 0.02197%
2028 | 354 | 354-1706R | Tier-2 | Tier-2---1 | 5--5 | 465 | 100% | 20510.2592 | 99.17% | 0.7728% | 0.06052% | 1006.7977 | 0 | 0 | 1006.7977 | 0 | 873.9661 | 139.2376 | 6.2768 | 873.9661 | 139.2376 | 6.2768 | 1021.6763 | 162.7704 | 6.2768 | 4.909% | 0.13939 | 0.13249 | 147143.8192 | 11695.5249 | 1352.7634 | 134095.5309 | 147207.6742 | 0 | 0 | 147207.6742 | 0.0332%
2028 | 354 | 354-24AE | Tier-2 | Tier-2---4 | 4--5 | 102 | 100% | 3653.654 | 88.54% | 11.39% | 0.07412% | 160.1222 | 0 | 0 | 160.1222 | 0 | 138.9965 | 30.5424 | 4.5509 | 138.9965 | 30.5424 | 4.5509 | 162.4885 | 35.7045 | 4.5509 | 4.383% | 0.080555 | 0.076567 | 45356.2427 | 2136.2059 | 4816.4156 | 38403.6212 | 45627.0334 | 0 | 0 | 45627.0334 | 0.00528%
2028 | 355 | 355-41R | Tier-2 | Tier-2---6 | 4--5 | 276 | 100% | 7500.5861 | 98.5% | 1.439% | 0.05987% | 365.7128 | 0 | 0 | 365.7128 | 0 | 317.4625 | 82.6443 | 3.8413 | 317.4625 | 82.6443 | 3.8413 | 371.1173 | 96.6121 | 3.8413 | 4.876% | 0.092253 | 0.087687 | 81304.346 | 4273.0126 | 1113.8309 | 75917.5024 | 81367.8246 | 0 | 0 | 81367.8246 | 0.01206%
2028 | 355 | 355-6R | Tier-2 | Tier-2---7 | 4--5 | 139 | 100% | 1698.7097 | 79.94% | 19.99% | 0.07228% | 67.2176 | 0 | 0 | 67.2176 | 0 | 58.3493 | 41.6216 | 1.4019 | 58.3493 | 41.6216 | 1.4019 | 68.211 | 48.6561 | 1.4019 | 3.957% | 0.074333 | 0.070654 | 22852.699 | 968.4345 | 4228.7096 | 17655.5548 | 23091.4486 | 0 | 0 | 23091.4486 | 0.002217%
2028 | 356 | 356-16R | Tier-2 | Tier-2---4 | 4--5 | 131 | 100% | 5437.4375 | 98.14% | 1.781% | 0.0775% | 264.1505 | 0 | 0 | 264.1505 | 0 | 229.2998 | 39.2261 | 5.8456 | 229.2998 | 39.2261 | 5.8456 | 268.0541 | 45.8557 | 5.8456 | 4.858% | 0.090754 | 0.086262 | 59914.026 | 4577.5093 | 1354.7623 | 53981.7544 | 59972.0203 | 0 | 0 | 59972.0203 | 0.008711%
2028 | 356 | 356-19R | Tier-3 | Tier-3---8 | 5--5 | 704 | 100% | 16012.7864 | 97.76% | 2.145% | 0.09187% | 774.9006 | 0 | 0 | 774.9006 | 0 | 672.6642 | 210.8028 | 3.191 | 672.6642 | 210.8028 | 3.191 | 786.3521 | 246.4308 | 3.191 | 4.839% | 0.16775 | 0.15945 | 95453.8626 | 6567.3724 | 2023.3951 | 86863.0951 | 95565.0716 | 0 | 0 | 95565.0716 | 0.02555%
2028 | 356 | 356-30AE | Tier-3 | Tier-3---6 | 5--5 | 561 | 100% | 9294.6751 | 95.41% | 4.438% | 0.1505% | 438.9762 | 0 | 0 | 438.9762 | 0 | 381.0599 | 167.9834 | 2.2684 | 381.0599 | 167.9834 | 2.2684 | 445.4634 | 196.3746 | 2.2684 | 4.723% | 0.14106 | 0.13408 | 65892.3901 | 4765.339 | 2823.4514 | 58303.5997 | 66049.8398 | 0 | 0 | 66049.8398 | 0.01448%
2028 | 357 | 357-1147R | Tier-2 | Tier-2---10 | 5--4 | 14 | 100% | 1251.1758 | 99.06% | 0.8754% | 0.0621% | 61.3526 | 0 | 0 | 61.3526 | 0 | 53.258 | 4.1921 | 12.7044 | 53.258 | 4.1921 | 12.7044 | 62.2592 | 4.9006 | 12.7044 | 4.904% | 0.14287 | 0.1358 | 8757.5771 | 445.3445 | 75.5026 | 8236.73 | 8761.8529 | 0 | 0 | 8761.8529 | 0.002023%
2028 | 357 | 357-1299R | Tier-3 | Tier-3---9 | 5--5 | 7 | 100% | 5098.7328 | 99.68% | 0.2892% | 0.03002% | 251.5816 | 0 | 0 | 251.5816 | 0 | 218.3892 | 2.0961 | 104.1908 | 218.3892 | 2.0961 | 104.1908 | 255.2995 | 2.4503 | 104.1908 | 4.934% | 0.2409 | 0.22898 | 21164.9633 | 1447.3151 | 61.817 | 19655.8313 | 21168.4818 | 0 | 0 | 21168.4818 | 0.008296%
2028 | 357 | 357-2047F | Tier-2 | Tier-2---10 | 5--4 | 1 | 100% | 878.9304 | 95.49% | 4.482% | 0.03213% | 41.5429 | 0 | 0 | 41.5429 | 0 | 36.0619 | 0.29944 | 120.433 | 36.0619 | 0.29944 | 120.433 | 42.1568 | 0.35004 | 120.433 | 4.727% | 0.14128 | 0.13429 | 6221.0361 | 308.2981 | 257.2191 | 5655.5189 | 6235.6624 | 0 | 0 | 6235.6624 | 0.00137%
2028 | 357 | 357-2049F | Tier-3 | Tier-3---8 | 5--5 | 194 | 100% | 16869.708 | 98.79% | 1.184% | 0.02933% | 824.9167 | 0 | 0 | 824.9167 | 0 | 716.0815 | 58.0905 | 12.327 | 716.0815 | 58.0905 | 12.327 | 837.1074 | 67.9085 | 12.327 | 4.89% | 0.18286 | 0.17381 | 92253.2607 | 6177.0068 | 1029.1992 | 85047.0547 | 92311.5642 | 0 | 0 | 92311.5642 | 0.0272%
2028 | 357 | 357-45R | Tier-3 | Tier-3---8 | 5--5 | 329 | 100% | 17696.7525 | 97.47% | 2.478% | 0.04808% | 853.8638 | 0 | 0 | 853.8638 | 0 | 741.2094 | 98.5144 | 7.5239 | 741.2094 | 98.5144 | 7.5239 | 866.4823 | 115.1644 | 7.5239 | 4.825% | 0.18538 | 0.1762 | 95462.1405 | 7644.6992 | 2293.6368 | 85523.8045 | 95587.7082 | 0 | 0 | 95587.7082 | 0.02816%
2028 | 357 | 357-50R | Tier-3 | Tier-3---4 | 5--5 | 435 | 100% | 10432.4887 | 97.04% | 2.884% | 0.07824% | 501.113 | 0 | 0 | 501.113 | 0 | 434.9987 | 130.2545 | 3.3396 | 434.9987 | 130.2545 | 3.3396 | 508.5185 | 152.269 | 3.3396 | 4.803% | 0.14913 | 0.14175 | 69957.1689 | 5112.9004 | 1923.9041 | 62920.3645 | 70065.0754 | 0 | 0 | 70065.0754 | 0.01652%
2028 | 357 | 357-750R | Tier-2 | Tier-2---2 | 5--5 | 248 | 100% | 11757.6254 | 97.81% | 2.143% | 0.05143% | 569.2326 | 0 | 0 | 569.2326 | 0 | 494.131 | 74.2601 | 6.6541 | 494.131 | 74.2601 | 6.6541 | 577.6448 | 86.8109 | 6.6541 | 4.841% | 0.171 | 0.16254 | 68756.8371 | 5466.8496 | 1394.351 | 61895.6365 | 68835.4024 | 0 | 0 | 68835.4024 | 0.01877%
2028 | 358 | 358-1175F | Tier-2 | Tier-2---11 | 5--3 | 11 | 100% | 599.5834 | 97.21% | 2.746% | 0.04768% | 28.8502 | 0 | 0 | 28.8502 | 0 | 25.0438 | 3.2938 | 7.6033 | 25.0438 | 3.2938 | 7.6033 | 29.2765 | 3.8505 | 7.6033 | 4.812% | 0.14195 | 0.13492 | 4224.0008 | 213.9489 | 108.6198 | 3901.4321 | 4230.1466 | 0 | 0 | 4230.1466 | 0.0009514%
2028 | 358 | 358-33 | Tier-3 | Tier-3---15 | 5--4 | 36 | 100% | 1344.6436 | 99.66% | 0.3079% | 0.03174% | 66.3338 | 0 | 0 | 66.3338 | 0 | 57.582 | 10.7797 | 5.3417 | 57.582 | 10.7797 | 5.3417 | 67.3141 | 12.6016 | 5.3417 | 4.933% | 0.14298 | 0.1359 | 9404.72 | 716.3629 | 33.2595 | 8655.0976 | 9406.3837 | 0 | 0 | 9406.3837 | 0.002187%
2028 | 358 | 358-682F | Tier-3 | Tier-3---3 | 5--5 | 252 | 100% | 37602.1184 | 98.59% | 1.386% | 0.02088% | 1835.1165 | 0 | 0 | 1835.1165 | 0 | 1593.0007 | 75.4578 | 21.1111 | 1593.0007 | 75.4578 | 21.1111 | 1862.236 | 88.211 | 21.1111 | 4.88% | 0.54241 | 0.51556 | 69323.599 | 4080.8113 | 883.9511 | 64358.8366 | 69374.3945 | 0 | 0 | 69374.3945 | 0.06052%
2028 | 387 | 387-15 | Tier-3 | Tier-3---16 | 4--5 | 14 | 100% | 1455.0528 | 89.01% | 10.72% | 0.2619% | 64.1128 | 0 | 0 | 64.1128 | 0 | 55.6541 | 4.1921 | 13.276 | 55.6541 | 4.1921 | 13.276 | 65.0603 | 4.9006 | 13.276 | 4.406% | 0.072601 | 0.069007 | 20041.7181 | 1414.1085 | 2071.8969 | 16555.7127 | 20156.3764 | 0 | 0 | 20156.3764 | 0.002114%
2028 | 393 | 393-14R | Tier-2 | Tier-2---10 | 5--4 | 22 | 100% | 924.8041 | 18.79% | 81.02% | 0.1888% | 8.6004 | 0 | 0 | 8.6004 | 0 | 7.4657 | 6.5876 | 1.1333 | 7.4657 | 6.5876 | 1.1333 | 8.7275 | 7.701 | 1.1333 | 0.93% | 0.10079 | 0.095804 | 9175.2809 | 282.2453 | 6855.7873 | 2037.2483 | 9563.3384 | 0 | 0 | 9563.3384 | 0.0002836%
2028 | 396 | 396-699R | Tier-2 | Tier-2---5 | 5--5 | 590 | 100% | 3136.9517 | 88.18% | 11.4% | 0.4202% | 136.9258 | 0 | 0 | 136.9258 | 0 | 118.8605 | 176.6671 | 0.67279 | 118.8605 | 176.6671 | 0.67279 | 138.9493 | 206.5258 | 0.67279 | 4.365% | 0.15664 | 0.14888 | 20026.8881 | 1646.7402 | 2215.8438 | 16164.3042 | 20150.1614 | 0 | 0 | 20150.1614 | 0.004515%
2028 | 411 | 411-1873R | Tier-2 | Tier-2---7 | 4--5 | 455 | 100% | 1857.5393 | 97.83% | 1.797% | 0.3696% | 89.9563 | 0 | 0 | 89.9563 | 0 | 78.0879 | 136.2433 | 0.57315 | 78.0879 | 136.2433 | 0.57315 | 91.2856 | 159.2699 | 0.57315 | 4.843% | 0.04682 | 0.044503 | 39673.886 | 2968.3717 | 1138.6008 | 35566.9135 | 39718.6459 | 0 | 0 | 39718.6459 | 0.002966%
2028 | 411 | 411-30R | Tier-3 | Tier-3---6 | 5--5 | 839 | 100% | 6370.0414 | 98.47% | 1.262% | 0.272% | 310.4797 | 0 | 0 | 310.4797 | 0 | 269.5166 | 251.2266 | 1.0728 | 269.5166 | 251.2266 | 1.0728 | 315.068 | 293.6867 | 1.0728 | 4.874% | 0.10309 | 0.09799 | 61789.3921 | 5810.5604 | 997.631 | 54981.2006 | 61838.7577 | 0 | 0 | 61838.7577 | 0.01024%
2028 | 411 | 411-47R | Tier-2 | Tier-2---9 | 4--5 | 3 | 100% | 1350.4062 | 95.97% | 3.342% | 0.6845% | 64.1539 | 0 | 0 | 64.1539 | 0 | 55.6898 | 0.89831 | 61.9942 | 55.6898 | 0.89831 | 61.9942 | 65.102 | 1.0501 | 61.9942 | 4.751% | 0.063274 | 0.060142 | 21342.1296 | 2028.2504 | 1280.5502 | 18033.3289 | 21386.8765 | 0 | 0 | 21386.8765 | 0.002116%
2028 | 434 | 434-301 | Tier-2 | Tier-2---17 | 1--5 | 1 | 100% | 70.6497 | 99.53% | 0% | 0.466% | 3.4809 | 0 | 0 | 3.4809 | 0 | 3.0216 | 0.29944 | 10.091 | 3.0216 | 0.29944 | 10.091 | 3.5323 | 0.35004 | 10.091 | 4.927% | 0.003157 | 0.0030007 | 22378.7351 | 1649.9048 | 280.7681 | 20448.0622 | 22384.166 | 0 | 0 | 22384.166 | 0.0001148%
2028 | 441 | 441-23R | Tier-3 | Tier-3---11 | 5--4 | 91 | 100% | 3518.0204 | 97.45% | 2.468% | 0.07959% | 169.706 | 0 | 0 | 169.706 | 0 | 147.3159 | 27.2487 | 5.4064 | 147.3159 | 27.2487 | 5.4064 | 172.214 | 31.854 | 5.4064 | 4.824% | 0.54783 | 0.52071 | 6421.7327 | 319.9827 | 139.6282 | 5962.1218 | 6430.2517 | 0 | 0 | 6430.2517 | 0.005596%
2028 | 441 | 441-279R | Tier-3 | Tier-3---18 | 5--2 | 3 | 100% | 582.1633 | 91.34% | 8.391% | 0.2732% | 26.3202 | 0 | 0 | 26.3202 | 0 | 22.8477 | 0.89831 | 25.4341 | 22.8477 | 0.89831 | 25.4341 | 26.7092 | 1.0501 | 25.4341 | 4.521% | 0.53527 | 0.50877 | 1087.6056 | 48.7403 | 75.2423 | 963.623 | 1092.5132 | 0 | 0 | 1092.5132 | 0.0008679%
2028 | 441 | 441-27R | Tier-3 | Tier-3---9 | 5--4 | 68 | 100% | 4750.1268 | 98% | 1.916% | 0.08125% | 230.4346 | 0 | 0 | 230.4346 | 0 | 200.0322 | 20.3616 | 9.824 | 200.0322 | 20.3616 | 9.824 | 233.8399 | 23.803 | 9.824 | 4.851% | 0.55752 | 0.52992 | 8520.0828 | 441.9883 | 150.5633 | 7927.5312 | 8528.9458 | 0 | 0 | 8528.9458 | 0.007599%
2028 | 441 | 441-30R | Tier-3 | Tier-3---9 | 5--4 | 20 | 100% | 5348.8774 | 98.57% | 1.364% | 0.06326% | 260.9896 | 0 | 0 | 260.9896 | 0 | 226.556 | 5.9887 | 37.8305 | 226.556 | 5.9887 | 37.8305 | 264.8465 | 7.0009 | 37.8305 | 4.879% | 0.55519 | 0.52771 | 9634.2631 | 496.8631 | 123.5008 | 9013.8993 | 9641.4258 | 0 | 0 | 9641.4258 | 0.008606%
2028 | 442 | 442-16R | Tier-3 | Tier-3---14 | 5--3 | 358 | 100% | 1834.9376 | 96.09% | 3.534% | 0.3793% | 87.2753 | 0 | 0 | 87.2753 | 0 | 75.7606 | 107.198 | 0.70674 | 75.7606 | 107.198 | 0.70674 | 88.565 | 125.3157 | 0.70674 | 4.756% | 0.45792 | 0.43525 | 4007.1227 | 182.139 | 134.5225 | 3690.4612 | 4015.2885 | 0 | 0 | 4015.2885 | 0.002878%
2028 | 442 | 442-46R | Tier-3 | Tier-3---19 | 5--1 | 28 | 100% | 88.141 | 1.745% | 98.17% | 0.08447% | 0.076128 | 0 | 0 | 0.076128 | 0 | 0.066084 | 8.3842 | 0.007882 | 0.066084 | 8.3842 | 0.007882 | 0.077253 | 9.8012 | 0.007882 | 0.08637% | 0.35092 | 0.33355 | 251.1714 | 0.48889 | 224.1015 | 26.581 | 264.0236 | 0 | 0 | 264.0236 | 2.51e-06%
2028 | 442 | 442-509R | Tier-3 | Tier-3---15 | 5--3 | 37 | 100% | 852.9261 | 84.92% | 14.72% | 0.3553% | 35.855 | 0 | 0 | 35.855 | 0 | 31.1245 | 11.0791 | 2.8093 | 31.1245 | 11.0791 | 2.8093 | 36.3849 | 12.9516 | 2.8093 | 4.204% | 0.36954 | 0.35125 | 2308.0588 | 110.4832 | 313.3685 | 1884.2071 | 2326.1793 | 0 | 0 | 2326.1793 | 0.001182%
2028 | 442 | 442-525 | Tier-3 | Tier-3---18 | 5--2 | 17 | 100% | 526.1263 | 57.95% | 41.57% | 0.4783% | 15.0927 | 0 | 0 | 15.0927 | 0 | 13.1015 | 5.0904 | 2.5738 | 13.1015 | 5.0904 | 2.5738 | 15.3158 | 5.9507 | 2.5738 | 2.869% | 0.36155 | 0.34365 | 1455.1925 | 55.7076 | 549.0709 | 850.414 | 1487.0575 | 0 | 0 | 1487.0575 | 0.0004977%
2028 | 442 | 442-728R | Tier-3 | Tier-3---5 | 5--5 | 558 | 100% | 11572.221 | 88.48% | 11.4% | 0.1243% | 506.8142 | 0 | 0 | 506.8142 | 0 | 439.9478 | 167.0851 | 2.6331 | 439.9478 | 167.0851 | 2.6331 | 514.3039 | 195.3244 | 2.6331 | 4.38% | 0.35802 | 0.3403 | 32323.0144 | 2289.7277 | 3409.1909 | 26624.0958 | 32516.9947 | 0 | 0 | 32516.9947 | 0.01671%
2028 | 442 | 442-758F | Tier-3 | Tier-3---18 | 5--2 | 9 | 100% | 549.9829 | 98.93% | 0.9134% | 0.161% | 26.9317 | 0 | 0 | 26.9317 | 0 | 23.3784 | 2.6949 | 8.675 | 23.3784 | 2.6949 | 8.675 | 27.3297 | 3.1504 | 8.675 | 4.897% | 0.35119 | 0.3338 | 1566.0749 | 78.3252 | 13.6628 | 1474.0869 | 1566.9511 | 0 | 0 | 1566.9511 | 0.0008881%
2028 | 442 | 442-764R | Tier-3 | Tier-3---18 | 5--2 | 29 | 100% | 474.7376 | 91.31% | 8.325% | 0.3651% | 21.4573 | 0 | 0 | 21.4573 | 0 | 18.6264 | 8.6836 | 2.145 | 18.6264 | 8.6836 | 2.145 | 21.7744 | 10.1513 | 2.145 | 4.52% | 0.35448 | 0.33694 | 1339.2423 | 54.097 | 105.5502 | 1179.5951 | 1345.3033 | 0 | 0 | 1345.3033 | 0.0007076%
2028 | 442 | 442-780 | Tier-3 | Tier-3---19 | 5--1 | 7 | 100% | 141.3846 | 51% | 48.51% | 0.49% | 3.5693 | 0 | 0 | 3.5693 | 0 | 3.0984 | 2.0961 | 1.4782 | 3.0984 | 2.0961 | 1.4782 | 3.6221 | 2.4503 | 1.4782 | 2.525% | 0.34601 | 0.32888 | 408.6195 | 15.0224 | 181.372 | 212.2251 | 419.0465 | 0 | 0 | 419.0465 | 0.0001177%
2028 | 444 | 444-43R | Tier-2 | Tier-2---5 | 5--5 | 16 | 100% | 3413.8137 | 97.67% | 1.995% | 0.3352% | 165.0466 | 0 | 0 | 165.0466 | 0 | 143.2712 | 4.791 | 29.9044 | 143.2712 | 4.791 | 29.9044 | 167.4857 | 5.6007 | 29.9044 | 4.835% | 0.2124 | 0.20189 | 16072.3576 | 890.1063 | 476.3771 | 14705.8742 | 16091.8592 | 0 | 0 | 16091.8592 | 0.005443%
2028 | 444 | 444-9R | Tier-2 | Tier-2---11 | 5--3 | 219 | 100% | 571.2373 | 70.71% | 27.93% | 1.361% | 19.9936 | 0 | 0 | 19.9936 | 0 | 17.3558 | 65.5764 | 0.26466 | 17.3558 | 65.5764 | 0.26466 | 20.2891 | 76.6596 | 0.26466 | 3.5% | 0.1488 | 0.14143 | 3839.0169 | 197.4513 | 1077.3117 | 2564.2539 | 3897.5795 | 0 | 0 | 3897.5795 | 0.0006593%
2028 | 445 | 445-1311R | Tier-3 | Tier-3---5 | 5--5 | 202 | 100% | 9632.5907 | 94.96% | 4.965% | 0.07823% | 452.7685 | 0 | 0 | 452.7685 | 0 | 393.0326 | 60.486 | 6.4979 | 393.0326 | 60.486 | 6.4979 | 459.4596 | 70.7088 | 6.4979 | 4.7% | 0.53792 | 0.51129 | 17907.0399 | 1026.0345 | 824.7437 | 16056.2617 | 17954.067 | 0 | 0 | 17954.067 | 0.01493%
2028 | 445 | 445-1325F | Tier-2 | Tier-2---2 | 5--4 | 55 | 100% | 7250.7229 | 96.11% | 3.805% | 0.08959% | 344.9322 | 0 | 0 | 344.9322 | 0 | 299.4236 | 16.469 | 18.1811 | 299.4236 | 16.469 | 18.1811 | 350.0296 | 19.2524 | 18.1811 | 4.757% | 0.57356 | 0.54517 | 12641.5766 | 694.1782 | 440.7081 | 11506.6903 | 12667.2174 | 0 | 0 | 12667.2174 | 0.01137%
2028 | 445 | 445-17R | Tier-2 | Tier-2---8 | 5--3 | 33 | 100% | 1603.5562 | 88.72% | 11.16% | 0.1231% | 70.4231 | 0 | 0 | 70.4231 | 0 | 61.1318 | 9.8814 | 6.1866 | 61.1318 | 9.8814 | 6.1866 | 71.4638 | 11.5514 | 6.1866 | 4.392% | 0.53426 | 0.50782 | 3001.4248 | 150.999 | 302.1467 | 2548.279 | 3019.055 | 0 | 0 | 3019.055 | 0.002322%
2028 | 445 | 445-18R | Tier-2 | Tier-2---2 | 5--5 | 211 | 100% | 10619.7967 | 95.69% | 4.18% | 0.1317% | 503.0122 | 0 | 0 | 503.0122 | 0 | 436.6473 | 63.1809 | 6.9111 | 436.6473 | 63.1809 | 6.9111 | 510.4457 | 73.8592 | 6.9111 | 4.737% | 0.6048 | 0.57486 | 17559.3271 | 969.9837 | 680.7099 | 15908.6335 | 17598.759 | 0 | 0 | 17598.759 | 0.01659%
2028 | 445 | 445-19R | Tier-2 | Tier-2---8 | 5--3 | 16 | 100% | 1766.7037 | 84.73% | 14.9% | 0.3714% | 74.0952 | 0 | 0 | 74.0952 | 0 | 64.3194 | 4.791 | 13.4251 | 64.3194 | 4.791 | 13.4251 | 75.1902 | 5.6007 | 13.4251 | 4.194% | 0.56527 | 0.53729 | 3125.4156 | 150.9089 | 429.896 | 2544.6106 | 3150.2749 | 0 | 0 | 3150.2749 | 0.002443%
2028 | 445 | 445-39R | Tier-2 | Tier-2---5 | 5--4 | 52 | 100% | 3678.5806 | 87.54% | 12.33% | 0.1304% | 159.4029 | 0 | 0 | 159.4029 | 0 | 138.3721 | 15.5707 | 8.8867 | 138.3721 | 15.5707 | 8.8867 | 161.7586 | 18.2023 | 8.8867 | 4.333% | 0.48997 | 0.46571 | 7507.8253 | 391.1864 | 914.4635 | 6202.1754 | 7556.5395 | 0 | 0 | 7556.5395 | 0.005257%
2028 | 445 | 445-894R | Tier-2 | Tier-2---5 | 5--4 | 29 | 100% | 4421.0024 | 88.12% | 11.51% | 0.3702% | 192.8443 | 0 | 0 | 192.8443 | 0 | 167.4015 | 8.6836 | 19.2778 | 167.4015 | 8.6836 | 19.2778 | 195.6942 | 10.1513 | 19.2778 | 4.362% | 0.63526 | 0.60381 | 6959.394 | 312.553 | 750.3762 | 5896.4648 | 7002.446 | 0 | 0 | 7002.446 | 0.006359%
2028 | 445 | 445-897R | Tier-2 | Tier-2---10 | 5--3 | 2 | 100% | 1351.7747 | 97.24% | 2.711% | 0.04647% | 65.0678 | 0 | 0 | 65.0678 | 0 | 56.4831 | 0.59887 | 94.3159 | 56.4831 | 0.59887 | 94.3159 | 66.0294 | 0.70009 | 94.3159 | 4.814% | 0.75637 | 0.71893 | 1787.1928 | 98.5478 | 55.7869 | 1632.8581 | 1789.7592 | 0 | 0 | 1789.7592 | 0.002146%
2028 | 448 | 448-1234R | Tier-3 | Tier-3---15 | 5--3 | 1 | 100% | 1211.6194 | 97.39% | 2.475% | 0.1351% | 58.4097 | 0 | 0 | 58.4097 | 0 | 50.7035 | 0.29944 | 169.33 | 50.7035 | 0.29944 | 169.33 | 59.2729 | 0.35004 | 169.33 | 4.821% | 0.62101 | 0.59027 | 1951.0598 | 101.7927 | 46.8267 | 1802.4404 | 1953.7118 | 0 | 0 | 1953.7118 | 0.001926%
2028 | 448 | 448-47R | Tier-3 | Tier-3---14 | 5--3 | 56 | 100% | 2612.2711 | 91.91% | 7.885% | 0.2065% | 118.8447 | 0 | 0 | 118.8447 | 0 | 103.165 | 16.7684 | 6.1523 | 103.165 | 16.7684 | 6.1523 | 120.601 | 19.6025 | 6.1523 | 4.549% | 0.62882 | 0.59769 | 4154.2404 | 216.0426 | 303.0764 | 3635.1215 | 4171.7455 | 0 | 0 | 4171.7455 | 0.003919%
2028 | 448 | 448-714R | Tier-3 | Tier-3---14 | 5--3 | 60 | 100% | 2119.752 | 55.7% | 43.96% | 0.3458% | 58.4428 | 0 | 0 | 58.4428 | 0 | 50.7321 | 17.9661 | 2.8238 | 50.7321 | 17.9661 | 2.8238 | 59.3064 | 21.0026 | 2.8238 | 2.757% | 0.46343 | 0.44049 | 4574.0639 | 152.3288 | 1823.4456 | 2598.2895 | 4679.5943 | 0 | 0 | 4679.5943 | 0.001927%
2028 | 448 | 448-724R | Tier-3 | Tier-3---18 | 5--2 | 73 | 100% | 520.639 | 76.18% | 22.78% | 1.038% | 19.634 | 0 | 0 | 19.634 | 0 | 17.0436 | 21.8588 | 0.77971 | 17.0436 | 21.8588 | 0.77971 | 19.9241 | 25.5532 | 0.77971 | 3.771% | 0.55035 | 0.52311 | 946.0153 | 35.8531 | 201.7143 | 708.4479 | 957.7484 | 0 | 0 | 957.7484 | 0.0006475%
2028 | 448 | 448-735R | Tier-3 | Tier-3---18 | 5--2 | 79 | 100% | 630.7627 | 79.12% | 20.09% | 0.7869% | 24.7041 | 0 | 0 | 24.7041 | 0 | 21.4448 | 23.6554 | 0.90655 | 21.4448 | 23.6554 | 0.90655 | 25.0692 | 27.6535 | 0.90655 | 3.917% | 0.54202 | 0.51519 | 1163.7353 | 53.8869 | 215.9361 | 893.9122 | 1176.3882 | 0 | 0 | 1176.3882 | 0.0008147%
2028 | 448 | 448-744R | Tier-3 | Tier-3---7 | 5--5 | 243 | 100% | 9104.5616 | 91.68% | 8.126% | 0.1928% | 413.1864 | 0 | 0 | 413.1864 | 0 | 358.6727 | 72.7629 | 4.9293 | 358.6727 | 72.7629 | 4.9293 | 419.2925 | 85.0606 | 4.9293 | 4.538% | 0.49442 | 0.46994 | 18414.705 | 980.4625 | 1393.5793 | 16040.6633 | 18494.4792 | 0 | 0 | 18494.4792 | 0.01363%
2028 | 448 | 448-9R | Tier-3 | Tier-3---9 | 5--4 | 119 | 100% | 5644.8109 | 93.43% | 6.384% | 0.1906% | 261.0474 | 0 | 0 | 261.0474 | 0 | 226.6062 | 35.6329 | 6.3595 | 226.6062 | 35.6329 | 6.3595 | 264.9052 | 41.6552 | 6.3595 | 4.625% | 0.54394 | 0.51701 | 10377.639 | 550.4893 | 645.7623 | 9181.3873 | 10413.1713 | 0 | 0 | 10413.1713 | 0.008608%
2028 | 449 | 449-13R | Tier-3 | Tier-3---7 | 5--5 | 495 | 100% | 6729.9647 | 90.49% | 9.346% | 0.1629% | 301.4563 | 0 | 0 | 301.4563 | 0 | 261.6837 | 148.2207 | 1.7655 | 261.6837 | 148.2207 | 1.7655 | 305.9112 | 173.2717 | 1.7655 | 4.479% | 0.28234 | 0.26837 | 23836.2998 | 1408.7102 | 2080.9099 | 20346.6798 | 23954.3367 | 0 | 0 | 23954.3367 | 0.009941%
2028 | 449 | 449-16R | Tier-3 | Tier-3---15 | 5--4 | 14 | 100% | 1495.5065 | 96.97% | 2.927% | 0.1006% | 71.7862 | 0 | 0 | 71.7862 | 0 | 62.3151 | 4.1921 | 14.8649 | 62.3151 | 4.1921 | 14.8649 | 72.8471 | 4.9006 | 14.8649 | 4.8% | 0.23738 | 0.22563 | 6300.0313 | 365.3232 | 174.7966 | 5759.9115 | 6309.9651 | 0 | 0 | 6309.9651 | 0.002367%
2028 | 449 | 449-683 | Tier-3 | Tier-3---18 | 5--3 | 10 | 100% | 625.3129 | 96.7% | 3.156% | 0.1473% | 29.9305 | 0 | 0 | 29.9305 | 0 | 25.9816 | 2.9944 | 8.6769 | 25.9816 | 2.9944 | 8.6769 | 30.3728 | 3.5004 | 8.6769 | 4.786% | 0.34581 | 0.32869 | 1808.2683 | 90.977 | 47.6654 | 1669.626 | 1811.3792 | 0 | 0 | 1811.3792 | 0.000987%
2028 | 449 | 449-693R | Tier-3 | Tier-3---9 | 5--5 | 61 | 100% | 5260.7056 | 98.77% | 1.153% | 0.07468% | 257.2092 | 0 | 0 | 257.2092 | 0 | 223.2743 | 18.2656 | 12.2238 | 223.2743 | 18.2656 | 12.2238 | 261.0102 | 21.3527 | 12.2238 | 4.889% | 0.26107 | 0.24815 | 20150.463 | 1117.608 | 224.7441 | 18808.1109 | 20163.3414 | 0 | 0 | 20163.3414 | 0.008482%
2028 | 449 | 449-6R | Tier-3 | Tier-3---14 | 5--4 | 125 | 100% | 2320.0162 | 95.55% | 4.318% | 0.1352% | 109.7271 | 0 | 0 | 109.7271 | 0 | 95.2503 | 37.4295 | 2.5448 | 95.2503 | 37.4295 | 2.5448 | 111.3487 | 43.7555 | 2.5448 | 4.73% | 0.24779 | 0.23552 | 9362.9076 | 518.3997 | 417.6492 | 8426.8588 | 9384.6196 | 0 | 0 | 9384.6196 | 0.003618%
2028 | 450 | 450-1850 | Tier-2 | Tier-2---13 | 4--3 | 49 | 100% | 296.7138 | 97.11% | 2.719% | 0.1664% | 14.2636 | 0 | 0 | 14.2636 | 0 | 12.3817 | 14.6724 | 0.84388 | 12.3817 | 14.6724 | 0.84388 | 14.4744 | 17.1521 | 0.84388 | 4.807% | 0.073712 | 0.070064 | 4025.2898 | 218.8856 | 107.0123 | 3699.392 | 4031.3382 | 0 | 0 | 4031.3382 | 0.0004704%
2028 | 450 | 450-1851F | Tier-2 | Tier-2---3 | 5--5 | 257 | 100% | 8274.1225 | 99.23% | 0.7168% | 0.05235% | 406.4189 | 0 | 0 | 406.4189 | 0 | 352.7981 | 76.955 | 4.5845 | 352.7981 | 76.955 | 4.5845 | 412.425 | 89.9613 | 4.5845 | 4.912% | 0.099477 | 0.094553 | 83176.2362 | 14607.9335 | 584.6634 | 67983.6393 | 83209.5529 | 0 | 0 | 83209.5529 | 0.0134%
2028 | 450 | 450-1853F | Tier-2 | Tier-2---10 | 4--4 | 62 | 100% | 792.2018 | 92.77% | 7.138% | 0.09408% | 36.3781 | 0 | 0 | 36.3781 | 0 | 31.5786 | 18.565 | 1.701 | 31.5786 | 18.565 | 1.701 | 36.9157 | 21.7027 | 1.701 | 4.592% | 0.075291 | 0.071564 | 10521.8374 | 525.9075 | 700.4641 | 9295.4659 | 10561.4641 | 0 | 0 | 10561.4641 | 0.0012%
2028 | 450 | 450-1854 | Tier-2 | Tier-2---9 | 4--4 | 61 | 100% | 1132.2887 | 95.25% | 4.625% | 0.1242% | 53.3866 | 0 | 0 | 53.3866 | 0 | 46.343 | 18.2656 | 2.5372 | 46.343 | 18.2656 | 2.5372 | 54.1755 | 21.3527 | 2.5372 | 4.715% | 0.079085 | 0.07517 | 14317.3642 | 967.6824 | 629.1902 | 12720.4915 | 14352.7731 | 0 | 0 | 14352.7731 | 0.00176%
2028 | 452 | 452-1403 | Tier-2 | Tier-2---15 | 1--5 | 27 | 100% | 137.227 | 99.9% | 0% | 0.1049% | 6.7856 | 0 | 0 | 6.7856 | 0 | 5.8904 | 8.0848 | 0.72857 | 5.8904 | 8.0848 | 0.72857 | 6.8859 | 9.4512 | 0.72857 | 4.945% | 0.0007938 | 0.00075451 | 172873.5238 | 9697.409 | 167.2651 | 163008.8497 | 172882.9651 | 0 | 0 | 172882.9651 | 0.0002238%
2028 | 452 | 452-1405 | Tier-2 | Tier-2---15 | 1--5 | 4 | 100% | 181.2174 | 99.84% | 0% | 0.161% | 8.9558 | 0 | 0 | 8.9558 | 0 | 7.7742 | 1.1977 | 6.4907 | 7.7742 | 1.1977 | 6.4907 | 9.0882 | 1.4002 | 6.4907 | 4.942% | 0.001513 | 0.0014381 | 119773.5584 | 9128.5645 | 179.9048 | 110465.0891 | 119783.5982 | 0 | 0 | 119783.5982 | 0.0002953%
2028 | 452 | 452-38AE | Tier-2 | Tier-2---4 | 2--5 | 175 | 100% | 2823.7515 | 99.93% | 0% | 0.06613% | 139.6833 | 0 | 0 | 139.6833 | 0 | 121.2542 | 52.4013 | 2.314 | 121.2542 | 52.4013 | 2.314 | 141.7475 | 61.2577 | 2.314 | 4.947% | 0.011395 | 0.010831 | 247801.8355 | 21945.5544 | 160.9262 | 225695.355 | 247810.3694 | 0 | 0 | 247810.3694 | 0.004606%
2028 | 454 | 454-1814 | Tier-2 | Tier-2---20 | 4--2 | 14 | 100% | 39.0262 | 97.23% | 2.586% | 0.1833% | 1.8783 | 0 | 0 | 1.8783 | 0 | 1.6305 | 4.1921 | 0.38894 | 1.6305 | 4.1921 | 0.38894 | 1.9061 | 4.9006 | 0.38894 | 4.813% | 0.072066 | 0.068499 | 541.534 | 33.0087 | 13.8021 | 494.7232 | 542.315 | 0 | 0 | 542.315 | 6.194e-05%
2028 | 454 | 454-48F | Tier-2 | Tier-2---4 | 4--5 | 287 | 100% | 3441.1661 | 99.7% | 0.2542% | 0.04705% | 169.8246 | 0 | 0 | 169.8246 | 0 | 147.4188 | 85.9381 | 1.7154 | 147.4188 | 85.9381 | 1.7154 | 172.3343 | 100.4626 | 1.7154 | 4.935% | 0.085487 | 0.081255 | 40253.7717 | 8646.4201 | 106.7946 | 31500.5571 | 40260.0869 | 0 | 0 | 40260.0869 | 0.0056%
2028 | 463 | 463-1229 | Tier-2 | Tier-2---9 | 5--4 | 15 | 100% | 1378.3182 | 99.02% | 0.574% | 0.4088% | 67.5562 | 0 | 0 | 67.5562 | 0 | 58.6432 | 4.4915 | 13.0564 | 58.6432 | 4.4915 | 13.0564 | 68.5546 | 5.2507 | 13.0564 | 4.901% | 0.096723 | 0.091935 | 14250.1892 | 1640.085 | 119.2009 | 12490.9033 | 14257.4826 | 0 | 0 | 14257.4826 | 0.002228%
2028 | 470 | 470-40AE | Tier-2 | Tier-2---4 | 4--5 | 213 | 100% | 5264.9688 | 98.33% | 1.599% | 0.07273% | 256.2599 | 0 | 0 | 256.2599 | 0 | 222.4503 | 63.7798 | 3.4878 | 222.4503 | 63.7798 | 3.4878 | 260.047 | 74.5593 | 3.4878 | 4.867% | 0.091034 | 0.086528 | 57835.1917 | 3654.8473 | 877.7111 | 53302.6332 | 57885.5342 | 0 | 0 | 57885.5342 | 0.008451%
2028 | 470 | 470-47R | Tier-3 | Tier-3---2 | 5--5 | 471 | 100% | 16740.3911 | 99.37% | 0.5365% | 0.09319% | 823.4313 | 0 | 0 | 823.4313 | 0 | 714.7921 | 141.0342 | 5.0682 | 714.7921 | 141.0342 | 5.0682 | 835.6001 | 164.8706 | 5.0682 | 4.919% | 0.16225 | 0.15422 | 103174.1084 | 6598.1472 | 589.4379 | 95986.5234 | 103207.9428 | 0 | 0 | 103207.9428 | 0.02715%
2028 | 471 | 471-36F | Tier-2 | Tier-2---4 | 4--5 | 15 | 100% | 4253.6671 | 94.96% | 4.983% | 0.06005% | 199.9388 | 0 | 0 | 199.9388 | 0 | 173.5599 | 4.4915 | 38.6416 | 173.5599 | 4.4915 | 38.6416 | 202.8935 | 5.2507 | 38.6416 | 4.7% | 0.093079 | 0.088471 | 45699.6343 | 2391.7261 | 2109.1945 | 41198.7137 | 45819.647 | 0 | 0 | 45819.647 | 0.006593%
2028 | 501 | 501-786 | Tier-2 | Tier-2---14 | 2--5 | 90 | 100% | 204.0835 | 99.63% | 0% | 0.368% | 10.065 | 0 | 0 | 10.065 | 0 | 8.737 | 26.9492 | 0.3242 | 8.737 | 26.9492 | 0.3242 | 10.2137 | 31.5039 | 0.3242 | 4.932% | 0.0050324 | 0.0047833 | 40553.9202 | 2762.8 | 144.6555 | 37646.4647 | 40561.693 | 0 | 0 | 40561.693 | 0.0003319%
2028 | 504 | 504-2501R | Tier-2 | Tier-2---9 | 3--5 | 31 | 100% | 733.6834 | 99.51% | 0% | 0.4917% | 36.1388 | 0 | 0 | 36.1388 | 0 | 31.3708 | 9.2825 | 3.3796 | 31.3708 | 9.2825 | 3.3796 | 36.6728 | 10.8514 | 3.3796 | 4.926% | 0.021593 | 0.020524 | 33978.4661 | 2347.3747 | 1024.1887 | 30606.9026 | 33987.1667 | 0 | 0 | 33987.1667 | 0.001192%
2028 | 520 | 520-1045R | Tier-2 | Tier-2---5 | 5--4 | 779 | 100% | 2978.814 | 97.34% | 2.471% | 0.184% | 143.536 | 0 | 0 | 143.536 | 0 | 124.5986 | 233.2604 | 0.53416 | 124.5986 | 233.2604 | 0.53416 | 145.6572 | 272.6841 | 0.53416 | 4.819% | 0.26824 | 0.25496 | 11105.2066 | 596.3807 | 258.2442 | 10250.5816 | 11120.5631 | 0 | 0 | 11120.5631 | 0.004733%
2028 | 520 | 520-10R | Tier-2 | Tier-2---7 | 4--5 | 148 | 100% | 1478.7446 | 97.97% | 1.759% | 0.2664% | 71.715 | 0 | 0 | 71.715 | 0 | 62.2533 | 44.3165 | 1.4047 | 62.2533 | 44.3165 | 1.4047 | 72.7748 | 51.8065 | 1.4047 | 4.85% | 0.046043 | 0.043764 | 32116.3215 | 3380.3007 | 793.9909 | 27942.0299 | 32150.2042 | 0 | 0 | 32150.2042 | 0.002365%
2028 | 520 | 520-1489R | Tier-2 | Tier-2---8 | 5--5 | 400 | 100% | 2637.9338 | 96.76% | 2.798% | 0.4462% | 126.3422 | 0 | 0 | 126.3422 | 0 | 109.6733 | 119.7743 | 0.91567 | 109.6733 | 119.7743 | 0.91567 | 128.2093 | 140.0175 | 0.91567 | 4.789% | 0.13822 | 0.13138 | 19085.4238 | 1021.9214 | 566.5154 | 17496.987 | 19117.6637 | 0 | 0 | 19117.6637 | 0.004166%
2028 | 520 | 520-1509R | Tier-2 | Tier-2---5 | 5--4 | 745 | 100% | 3413.9118 | 92.72% | 6.994% | 0.2858% | 156.6869 | 0 | 0 | 156.6869 | 0 | 136.0144 | 223.0796 | 0.60971 | 136.0144 | 223.0796 | 0.60971 | 159.0024 | 260.7826 | 0.60971 | 4.59% | 0.28561 | 0.27147 | 11953.1797 | 661.7087 | 782.5338 | 10508.9372 | 11998.4952 | 0 | 0 | 11998.4952 | 0.005167%
2028 | 520 | 520-1525R | Tier-2 | Tier-2---8 | 5--5 | 290 | 100% | 1632.8033 | 98.29% | 1.436% | 0.2778% | 79.4388 | 0 | 0 | 79.4388 | 0 | 68.9581 | 86.8364 | 0.79412 | 68.9581 | 86.8364 | 0.79412 | 80.6128 | 101.5127 | 0.79412 | 4.865% | 0.099044 | 0.094141 | 16485.7021 | 1672.9156 | 358.491 | 14454.2955 | 16500.4136 | 0 | 0 | 16500.4136 | 0.00262%
2028 | 520 | 520-1527R | Tier-3 | Tier-3---7 | 5--5 | 504 | 100% | 6763.0006 | 96.72% | 3.176% | 0.1068% | 323.7803 | 0 | 0 | 323.7803 | 0 | 281.0624 | 150.9156 | 1.8624 | 281.0624 | 150.9156 | 1.8624 | 328.5651 | 176.4221 | 1.8624 | 4.788% | 0.27105 | 0.25763 | 24951.4497 | 1805.8111 | 756.6493 | 22388.9893 | 24994.1011 | 0 | 0 | 24994.1011 | 0.01068%
2028 | 520 | 520-1902R | Tier-2 | Tier-2---9 | 4--4 | 258 | 100% | 748.333 | 77.34% | 21.7% | 0.962% | 28.6477 | 0 | 0 | 28.6477 | 0 | 24.868 | 77.2544 | 0.3219 | 24.868 | 77.2544 | 0.3219 | 29.071 | 90.3113 | 0.3219 | 3.828% | 0.058932 | 0.056015 | 12698.2886 | 1100.527 | 2687.8901 | 8909.8715 | 12848.1568 | 0 | 0 | 12848.1568 | 0.0009447%
2028 | 520 | 520-1904 | Tier-3 | Tier-3---13 | 4--5 | 221 | 100% | 2084.5359 | 96.48% | 3.265% | 0.2521% | 99.5552 | 0 | 0 | 99.5552 | 0 | 86.4204 | 66.1753 | 1.3059 | 86.4204 | 66.1753 | 1.3059 | 101.0265 | 77.3597 | 1.3059 | 4.776% | 0.05278 | 0.050167 | 39495.106 | 2613.3418 | 1305.0051 | 35576.7591 | 39567.4502 | 0 | 0 | 39567.4502 | 0.003283%
2028 | 520 | 520-22R | Tier-2 | Tier-2---14 | 4--4 | 63 | 100% | 258.296 | 74.72% | 24.53% | 0.7505% | 9.5538 | 0 | 0 | 9.5538 | 0 | 8.2934 | 18.8645 | 0.43963 | 8.2934 | 18.8645 | 0.43963 | 9.695 | 22.0528 | 0.43963 | 3.699% | 0.036011 | 0.034228 | 7172.7783 | 807.1844 | 2439.3669 | 3926.227 | 7267.1983 | 0 | 0 | 7267.1983 | 0.0003151%
2028 | 520 | 520-35R | Tier-3 | Tier-3---9 | 5--5 | 657 | 100% | 4997.7942 | 96.49% | 3.313% | 0.193% | 238.7183 | 0 | 0 | 238.7183 | 0 | 207.223 | 196.7293 | 1.0533 | 207.223 | 196.7293 | 1.0533 | 242.246 | 229.9788 | 1.0533 | 4.776% | 0.28544 | 0.27131 | 17509.0395 | 1062.3012 | 557.174 | 15889.5643 | 17541.0049 | 0 | 0 | 17541.0049 | 0.007872%
2028 | 520 | 520-45 | Tier-2 | Tier-2---8 | 5--5 | 231 | 100% | 2044.6463 | 97.57% | 2.13% | 0.298% | 98.7525 | 0 | 0 | 98.7525 | 0 | 85.7236 | 69.1697 | 1.2393 | 85.7236 | 69.1697 | 1.2393 | 100.2118 | 80.8601 | 1.2393 | 4.83% | 0.10446 | 0.099291 | 19573.1854 | 982.4694 | 415.3687 | 18175.3473 | 19597.9361 | 0 | 0 | 19597.9361 | 0.003256%
2028 | 521 | 521-14R | Tier-3 | Tier-3---5 | 5--5 | 427 | 100% | 11350.2874 | 96.69% | 3.233% | 0.07621% | 543.2489 | 0 | 0 | 543.2489 | 0 | 471.5754 | 127.8591 | 3.6882 | 471.5754 | 127.8591 | 3.6882 | 551.277 | 149.4687 | 3.6882 | 4.786% | 0.27097 | 0.25755 | 41888.3276 | 2255.8215 | 1272.0917 | 38360.4144 | 41960.5084 | 0 | 0 | 41960.5084 | 0.01791%
2028 | 521 | 521-1819R | Tier-2 | Tier-2---9 | 4--5 | 152 | 100% | 810.9996 | 89.31% | 10.24% | 0.4457% | 35.8545 | 0 | 0 | 35.8545 | 0 | 31.124 | 45.5142 | 0.68383 | 31.124 | 45.5142 | 0.68383 | 36.3843 | 53.2067 | 0.68383 | 4.421% | 0.043667 | 0.041505 | 18572.4528 | 2084.26 | 1960.8167 | 14527.3761 | 18675.813 | 0 | 0 | 18675.813 | 0.001182%
2028 | 521 | 521-1856R | Tier-3 | Tier-3---6 | 5--5 | 356 | 100% | 8477.8617 | 97.79% | 2.104% | 0.1048% | 410.3866 | 0 | 0 | 410.3866 | 0 | 356.2423 | 106.5991 | 3.3419 | 356.2423 | 106.5991 | 3.3419 | 416.4513 | 124.6156 | 3.3419 | 4.841% | 0.15411 | 0.14648 | 55012.684 | 3012.448 | 1105.9909 | 50894.245 | 55075.953 | 0 | 0 | 55075.953 | 0.01353%
2028 | 521 | 521-18R | Tier-3 | Tier-3---6 | 4--5 | 268 | 100% | 8713.0173 | 99.36% | 0.5424% | 0.09583% | 428.5416 | 0 | 0 | 428.5416 | 0 | 372.002 | 80.2488 | 4.6356 | 372.002 | 80.2488 | 4.6356 | 434.8746 | 93.8117 | 4.6356 | 4.918% | 0.071321 | 0.067791 | 122165.8816 | 6890.9356 | 771.7339 | 114503.2122 | 122206.4886 | 0 | 0 | 122206.4886 | 0.01413%
2028 | 521 | 521-27R | Tier-2 | Tier-2---3 | 4--5 | 378 | 100% | 5618.6229 | 98.78% | 1.092% | 0.1294% | 274.726 | 0 | 0 | 274.726 | 0 | 238.4801 | 113.1867 | 2.107 | 238.4801 | 113.1867 | 2.107 | 278.7859 | 132.3165 | 2.107 | 4.89% | 0.063668 | 0.060516 | 88249.328 | 6355.7576 | 1136.662 | 80756.9084 | 88305.4429 | 0 | 0 | 88305.4429 | 0.009059%
2028 | 521 | 521-32R | Tier-3 | Tier-3---4 | 5--5 | 262 | 100% | 12241.7135 | 99.38% | 0.5642% | 0.05689% | 602.2012 | 0 | 0 | 602.2012 | 0 | 522.7499 | 78.4522 | 6.6633 | 522.7499 | 78.4522 | 6.6633 | 611.1006 | 91.7115 | 6.6633 | 4.919% | 0.14844 | 0.14109 | 82470.5462 | 5122.2262 | 464.9548 | 76883.3652 | 82497.2218 | 0 | 0 | 82497.2218 | 0.01986%
2028 | 521 | 521-700R | Tier-2 | Tier-2---3 | 4--5 | 549 | 100% | 9012.5446 | 99.05% | 0.8425% | 0.1052% | 441.8931 | 0 | 0 | 441.8931 | 0 | 383.592 | 164.3902 | 2.3334 | 383.592 | 164.3902 | 2.3334 | 448.4235 | 192.174 | 2.3334 | 4.903% | 0.074421 | 0.070737 | 121102.821 | 8945.6292 | 1253.8537 | 110903.3381 | 121162.5896 | 0 | 0 | 121162.5896 | 0.01457%
2028 | 522 | 522-34 | Tier-2 | Tier-2---16 | 4--3 | 29 | 100% | 112.7117 | 43.02% | 55.81% | 1.165% | 2.4004 | 0 | 0 | 2.4004 | 0 | 2.0837 | 8.6836 | 0.23996 | 2.0837 | 8.6836 | 0.23996 | 2.4359 | 10.1513 | 0.23996 | 2.13% | 0.030009 | 0.028524 | 3755.9309 | 126.2765 | 2195.8593 | 1433.795 | 3867.3753 | 0 | 0 | 3867.3753 | 7.916e-05%
2028 | 522 | 522-36 | Tier-2 | Tier-2---16 | 4--3 | 39 | 100% | 116.9577 | 22.53% | 76.17% | 1.295% | 1.3046 | 0 | 0 | 1.3046 | 0 | 1.1324 | 11.678 | 0.096972 | 1.1324 | 11.678 | 0.096972 | 1.3238 | 13.6517 | 0.096972 | 1.115% | 0.031092 | 0.029553 | 3761.7134 | 67.8389 | 2679.063 | 1014.8115 | 3913.4717 | 0 | 0 | 3913.4717 | 4.302e-05%
2028 | 522 | 522-38R | Tier-2 | Tier-2---6 | 4--5 | 897 | 100% | 5639.8414 | 96.44% | 3.339% | 0.2198% | 269.2374 | 0 | 0 | 269.2374 | 0 | 233.7156 | 268.5938 | 0.87015 | 233.7156 | 268.5938 | 0.87015 | 273.2162 | 313.9893 | 0.87015 | 4.774% | 0.088602 | 0.084216 | 63653.5146 | 7689.6838 | 2180.134 | 53783.6968 | 63771.4814 | 0 | 0 | 63771.4814 | 0.008878%
2028 | 523 | 523-31AE | Tier-2 | Tier-2---14 | 4--4 | 111 | 100% | 305.199 | 11.7% | 87.21% | 1.095% | 1.767 | 0 | 0 | 1.767 | 0 | 1.5339 | 33.2374 | 0.04615 | 1.5339 | 33.2374 | 0.04615 | 1.7931 | 38.8549 | 0.04615 | 0.579% | 0.037419 | 0.035567 | 8156.1707 | 129.3833 | 6531.3069 | 1495.4806 | 8531.2451 | 0 | 0 | 8531.2451 | 5.827e-05%
2028 | 524 | 524-1782F | Tier-3 | Tier-3---10 | 4--5 | 119 | 100% | 5468.1345 | 99.78% | 0.1144% | 0.1099% | 270.0655 | 0 | 0 | 270.0655 | 0 | 234.4344 | 35.6329 | 6.5792 | 234.4344 | 35.6329 | 6.5792 | 274.0565 | 41.6552 | 6.5792 | 4.939% | 0.040404 | 0.038404 | 135337.1336 | 10621.643 | 457.8891 | 124257.6016 | 135352.9439 | 0 | 0 | 135352.9439 | 0.008906%
2028 | 524 | 524-27R | Tier-3 | Tier-3---4 | 4--5 | 253 | 100% | 11317.6942 | 99.77% | 0.1414% | 0.08951% | 558.9321 | 0 | 0 | 558.9321 | 0 | 485.1895 | 75.7572 | 6.4045 | 485.1895 | 75.7572 | 6.4045 | 567.1921 | 88.5611 | 6.4045 | 4.939% | 0.060207 | 0.057227 | 187979.0829 | 15020.271 | 843.0575 | 172115.7544 | 188001.69 | 0 | 0 | 188001.69 | 0.01843%
2028 | 524 | 524-46R | Tier-3 | Tier-3---4 | 5--5 | 241 | 100% | 13710.9533 | 98.99% | 0.9557% | 0.05722% | 671.8177 | 0 | 0 | 671.8177 | 0 | 583.1815 | 72.164 | 8.0813 | 583.1815 | 72.164 | 8.0813 | 681.7459 | 84.3606 | 8.0813 | 4.9% | 0.18916 | 0.17979 | 72484.9744 | 5399.6154 | 709.3603 | 66375.9987 | 72523.2103 | 0 | 0 | 72523.2103 | 0.02215%
2028 | 524 | 524-50R | Tier-3 | Tier-3---7 | 5--5 | 136 | 100% | 8801.877 | 98.2% | 1.718% | 0.0819% | 427.853 | 0 | 0 | 427.853 | 0 | 371.4043 | 40.7233 | 9.1202 | 371.4043 | 40.7233 | 9.1202 | 434.1758 | 47.606 | 9.1202 | 4.861% | 0.18313 | 0.17407 | 48062.3901 | 2911.3323 | 788.4961 | 44362.5616 | 48107.4292 | 0 | 0 | 48107.4292 | 0.01411%
2028 | 524 | 524-69R | Tier-3 | Tier-3---1 | 5--5 | 592 | 100% | 40375.331 | 99.03% | 0.9107% | 0.05596% | 1979.2587 | 0 | 0 | 1979.2587 | 0 | 1718.1256 | 177.266 | 9.6924 | 1718.1256 | 177.266 | 9.6924 | 2008.5084 | 207.2259 | 9.6924 | 4.902% | 0.27264 | 0.25914 | 148092.4418 | 8147.506 | 1337.0199 | 138607.9158 | 148166.9965 | 0 | 0 | 148166.9965 | 0.06527%
2028 | 540 | 540-241R | Tier-2 | Tier-2---9 | 4--5 | 30 | 100% | 833.6308 | 67.75% | 32.17% | 0.07637% | 27.9571 | 0 | 0 | 27.9571 | 0 | 24.2686 | 8.9831 | 2.7016 | 24.2686 | 8.9831 | 2.7016 | 28.3703 | 10.5013 | 2.7016 | 3.354% | 0.047942 | 0.045568 | 17388.4645 | 723.4489 | 5409.9083 | 11255.1073 | 17680.5002 | 0 | 0 | 17680.5002 | 0.0009219%
2028 | 583 | 583-318F | Tier-1 | Non-HFTD---4 | 2--5 | 1 | 100% | 153.5608 | 99.44% | 0% | 0.5645% | 7.5583 | 0 | 0 | 7.5583 | 0 | 6.5611 | 0.29944 | 21.9117 | 6.5611 | 0.29944 | 21.9117 | 7.67 | 0.35004 | 21.9117 | 4.922% | 0.0076984 | 0.0073173 | 19947.1031 | 2536.6434 | 102.2912 | 17308.1685 | 19952.9673 | 0 | 0 | 19952.9673 | 0.0002492%
2028 | 591 | 591-1594R | Tier-2 | Tier-2---12 | 4--4 | 4 | 100% | 519.9571 | 96.32% | 3.27% | 0.4047% | 24.792 | 0 | 0 | 24.792 | 0 | 21.5211 | 1.1977 | 17.968 | 21.5211 | 1.1977 | 17.968 | 25.1584 | 1.4002 | 17.968 | 4.768% | 0.047196 | 0.04486 | 11017.0212 | 932.3042 | 368.7122 | 9716.0047 | 11038.107 | 0 | 0 | 11038.107 | 0.0008175%
2028 | 594 | 594-1379F | Tier-2 | Tier-2---17 | 1--5 | 16 | 100% | 49.4293 | 99.41% | 0% | 0.5897% | 2.4323 | 0 | 0 | 2.4323 | 0 | 2.1114 | 4.791 | 0.44071 | 2.1114 | 4.791 | 0.44071 | 2.4683 | 5.6007 | 0.44071 | 4.921% | 0.0021822 | 0.0020742 | 22651.1445 | 4294.234 | 125.4934 | 18231.417 | 22658.1007 | 0 | 0 | 22658.1007 | 8.021e-05%
2028 | 597 | 597-595 | Tier-2 | Tier-2---1 | 5--5 | 685 | 100% | 18774.394 | 95.55% | 4.388% | 0.06321% | 887.9695 | 0 | 0 | 887.9695 | 0 | 770.8154 | 205.1135 | 3.758 | 770.8154 | 205.1135 | 3.758 | 901.092 | 239.78 | 3.758 | 4.73% | 0.15307 | 0.14549 | 122655.7075 | 12289.1487 | 5017.0863 | 105349.4725 | 122940.0104 | 0 | 0 | 122940.0104 | 0.02928%
2028 | 599 | 599-19R | Tier-2 | Tier-2---1 | 5--5 | 899 | 100% | 25743.4561 | 99.4% | 0.5253% | 0.0786% | 1266.6062 | 0 | 0 | 1266.6062 | 0 | 1099.4968 | 269.1927 | 4.0844 | 1099.4968 | 269.1927 | 4.0844 | 1285.3243 | 314.6894 | 4.0844 | 4.92% | 0.15161 | 0.14411 | 169796.7072 | 9028.2208 | 940.8004 | 159827.6859 | 169850.1033 | 0 | 0 | 169850.1033 | 0.04177%
2028 | 67 | 67-24R | Tier-3 | Tier-3---13 | 5--4 | 188 | 100% | 2610.8 | 93.6% | 6.065% | 0.3401% | 120.9575 | 0 | 0 | 120.9575 | 0 | 104.999 | 56.2939 | 1.8652 | 104.999 | 56.2939 | 1.8652 | 122.745 | 65.8082 | 1.8652 | 4.633% | 0.2194 | 0.20854 | 11899.5856 | 668.9805 | 692.7946 | 10537.8105 | 11939.276 | 0 | 0 | 11939.276 | 0.003989%
2028 | 67 | 67-34R | Tier-3 | Tier-3---11 | 5--5 | 406 | 100% | 4180.1374 | 93.8% | 5.869% | 0.3284% | 194.0937 | 0 | 0 | 194.0937 | 0 | 168.4859 | 121.5709 | 1.3859 | 168.4859 | 121.5709 | 1.3859 | 196.962 | 142.1178 | 1.3859 | 4.643% | 0.24743 | 0.23519 | 16893.949 | 1075.9433 | 993.2749 | 14824.7309 | 16948.4725 | 0 | 0 | 16948.4725 | 0.0064%
2028 | 67 | 67-37R | Tier-3 | Tier-3---17 | 5--3 | 88 | 100% | 622.3042 | 87.18% | 11.98% | 0.8373% | 26.8549 | 0 | 0 | 26.8549 | 0 | 23.3118 | 26.3503 | 0.88469 | 23.3118 | 26.3503 | 0.88469 | 27.2518 | 30.8039 | 0.88469 | 4.315% | 0.20095 | 0.191 | 3096.8174 | 160.5865 | 360.9451 | 2575.2857 | 3117.4933 | 0 | 0 | 3117.4933 | 0.0008856%
2028 | 67 | 67-45R | Tier-3 | Tier-3---15 | 5--4 | 132 | 100% | 1627.9508 | 92.79% | 6.809% | 0.4053% | 74.7699 | 0 | 0 | 74.7699 | 0 | 64.9052 | 39.5255 | 1.6421 | 64.9052 | 39.5255 | 1.6421 | 75.8749 | 46.2058 | 1.6421 | 4.593% | 0.20887 | 0.19854 | 7793.9219 | 491.8665 | 509.4559 | 6792.5995 | 7823.2046 | 0 | 0 | 7823.2046 | 0.002466%
2028 | 73 | 73-1130R | Tier-3 | Tier-3---9 | 5--5 | 54 | 100% | 6201.607 | 97.29% | 2.601% | 0.1104% | 298.6566 | 0 | 0 | 298.6566 | 0 | 259.2534 | 16.1695 | 16.0335 | 259.2534 | 16.1695 | 16.0335 | 303.0701 | 18.9024 | 16.0335 | 4.816% | 0.2182 | 0.2074 | 28421.9762 | 1612.5005 | 708.1752 | 26101.3005 | 28462.107 | 0 | 0 | 28462.107 | 0.009849%
2028 | 73 | 73-1163 | Tier-3 | Tier-3---4 | 5--5 | 293 | 100% | 15337.1849 | 98.56% | 1.393% | 0.04595% | 748.2657 | 0 | 0 | 748.2657 | 0 | 649.5434 | 87.7347 | 7.4035 | 649.5434 | 87.7347 | 7.4035 | 759.3236 | 102.5628 | 7.4035 | 4.879% | 0.22506 | 0.21392 | 68145.9431 | 3858.2027 | 972.8217 | 63314.9187 | 68197.0126 | 0 | 0 | 68197.0126 | 0.02468%
2028 | 73 | 73-1164 | Tier-3 | Tier-3---13 | 5--4 | 134 | 100% | 2448.8293 | 98.64% | 1.317% | 0.04316% | 119.5679 | 0 | 0 | 119.5679 | 0 | 103.7927 | 40.1244 | 2.5868 | 103.7927 | 40.1244 | 2.5868 | 121.3349 | 46.9059 | 2.5868 | 4.883% | 0.18614 | 0.17693 | 13155.649 | 640.7749 | 160.5982 | 12354.2759 | 13164.97 | 0 | 0 | 13164.97 | 0.003943%
2028 | 73 | 73-23R | Tier-3 | Tier-3---9 | 5--5 | 32 | 100% | 5733.7907 | 98.41% | 1.505% | 0.0877% | 279.3035 | 0 | 0 | 279.3035 | 0 | 242.4537 | 9.5819 | 25.3032 | 242.4537 | 9.5819 | 25.3032 | 283.4311 | 11.2014 | 25.3032 | 4.871% | 0.21349 | 0.20292 | 26857.2697 | 1634.3076 | 394.5626 | 24828.3995 | 26879.5398 | 0 | 0 | 26879.5398 | 0.00921%
2028 | 73 | 73-678R | Tier-3 | Tier-3---5 | 5--5 | 150 | 100% | 10591.3769 | 98.31% | 1.605% | 0.08417% | 515.415 | 0 | 0 | 515.415 | 0 | 447.4138 | 44.9154 | 9.9613 | 447.4138 | 44.9154 | 9.9613 | 523.0318 | 52.5066 | 9.9613 | 4.866% | 0.23776 | 0.22599 | 44546.6543 | 2704.4094 | 706.232 | 41136.0129 | 44585.8514 | 0 | 0 | 44585.8514 | 0.017%
2028 | 73 | 73-683R | Tier-3 | Tier-3---7 | 5--5 | 119 | 100% | 9288.0329 | 98.43% | 1.494% | 0.07761% | 452.5311 | 0 | 0 | 452.5311 | 0 | 392.8265 | 35.6329 | 11.0243 | 392.8265 | 35.6329 | 11.0243 | 459.2187 | 41.6552 | 11.0243 | 4.872% | 0.22716 | 0.21591 | 40887.9849 | 2244.0715 | 610.523 | 38033.3904 | 40921.4543 | 0 | 0 | 40921.4543 | 0.01492%
2028 | 75 | 75-2257F | Tier-3 | Tier-3---20 | 1--5 | 2 | 100% | 17.7969 | 99.34% | 0% | 0.6614% | 0.87512 | 0 | 0 | 0.87512 | 0 | 0.75966 | 0.59887 | 1.2685 | 0.75966 | 0.59887 | 1.2685 | 0.88805 | 0.70009 | 1.2685 | 4.917% | 0.0002804 | 0.00026652 | 63469.7957 | 3655.2315 | 381.3513 | 59433.2129 | 63491.6581 | 0 | 0 | 63491.6581 | 2.886e-05%
2028 | 75 | 75-2259F | Tier-3 | Tier-3---12 | 3--5 | 157 | 100% | 3135.4576 | 99.77% | 0.1421% | 0.08717% | 154.8494 | 0 | 0 | 154.8494 | 0 | 134.4194 | 47.0114 | 2.8593 | 134.4194 | 47.0114 | 2.8593 | 157.1378 | 54.9569 | 2.8593 | 4.939% | 0.020337 | 0.019331 | 154171.9995 | 13070.8578 | 336.227 | 140764.9147 | 154190.404 | 0 | 0 | 154190.404 | 0.005106%
2028 | 75 | 75-32R | Tier-3 | Tier-3---13 | 3--5 | 53 | 100% | 1708.3855 | 99.57% | 0.3134% | 0.112% | 84.2054 | 0 | 0 | 84.2054 | 0 | 73.0958 | 15.8701 | 4.6059 | 73.0958 | 15.8701 | 4.6059 | 85.4498 | 18.5523 | 4.6059 | 4.929% | 0.014781 | 0.01405 | 115578.2654 | 8310.062 | 472.6259 | 106795.5774 | 115603.867 | 0 | 0 | 115603.867 | 0.002777%
2028 | 75 | 75-41 | Tier-3 | Tier-3---13 | 3--5 | 25 | 100% | 1937.5846 | 99.86% | 0.04507% | 0.0969% | 95.7743 | 0 | 0 | 95.7743 | 0 | 83.1383 | 7.4859 | 11.106 | 83.1383 | 7.4859 | 11.106 | 97.1896 | 8.7511 | 11.106 | 4.943% | 0.0163 | 0.015493 | 118871.6769 | 11982.6524 | 277.8358 | 106611.1887 | 118880.4654 | 0 | 0 | 118880.4654 | 0.003158%
2028 | 75 | 75-996R | Tier-2 | Tier-2---7 | 4--5 | 300 | 100% | 2211.1377 | 99.23% | 0.4312% | 0.3416% | 108.6055 | 0 | 0 | 108.6055 | 0 | 94.2766 | 89.8307 | 1.0495 | 94.2766 | 89.8307 | 1.0495 | 110.2104 | 105.0131 | 1.0495 | 4.912% | 0.043997 | 0.041819 | 50256.3267 | 5074.1581 | 595.0934 | 44587.0751 | 50276.5529 | 0 | 0 | 50276.5529 | 0.003581%
2028 | 78 | 78-26R | Tier-3 | Tier-3---5 | 5--5 | 133 | 100% | 14526.7268 | 98.56% | 1.412% | 0.03052% | 708.6971 | 0 | 0 | 708.6971 | 0 | 615.1953 | 39.825 | 15.4475 | 615.1953 | 39.825 | 15.4475 | 719.1703 | 46.5558 | 15.4475 | 4.879% | 0.34567 | 0.32856 | 42024.2818 | 2090.1766 | 553.5184 | 39380.5868 | 42055.8613 | 0 | 0 | 42055.8613 | 0.02337%
2028 | 78 | 78-782R | Tier-3 | Tier-3---7 | 5--5 | 9 | 100% | 7202.3158 | 99.51% | 0.4709% | 0.01666% | 354.7762 | 0 | 0 | 354.7762 | 0 | 307.9689 | 2.6949 | 114.2775 | 307.9689 | 2.6949 | 114.2775 | 360.0191 | 3.1504 | 114.2775 | 4.926% | 0.33808 | 0.32134 | 21303.7357 | 1160.2609 | 93.0569 | 20050.418 | 21309.1455 | 0 | 0 | 21309.1455 | 0.0117%
2028 | 788 | 788-34R | Tier-2 | Tier-2---6 | 5--5 | 236 | 100% | 9132.2366 | 94.33% | 5.547% | 0.1209% | 426.4266 | 0 | 0 | 426.4266 | 0 | 370.166 | 70.6668 | 5.2382 | 370.166 | 70.6668 | 5.2382 | 432.7283 | 82.6103 | 5.2382 | 4.669% | 0.12404 | 0.1179 | 73621.1831 | 9933.4586 | 4009.9599 | 59677.7646 | 73838.4724 | 0 | 0 | 73838.4724 | 0.01406%
2028 | 79 | 79-1215F | Tier-3 | Tier-3---18 | 5--3 | 3 | 100% | 324.1263 | 99.58% | 0.3619% | 0.05404% | 15.9775 | 0 | 0 | 15.9775 | 0 | 13.8695 | 0.89831 | 15.4396 | 13.8695 | 0.89831 | 15.4396 | 16.2136 | 1.0501 | 15.4396 | 4.929% | 0.1831 | 0.17404 | 1770.1913 | 88.5948 | 9.6251 | 1671.9714 | 1770.5747 | 0 | 0 | 1770.5747 | 0.0005269%
2028 | 791 | 791-419F | Tier-2 | Tier-2---5 | 5--5 | 43 | 100% | 3349.7594 | 92.58% | 7.304% | 0.116% | 153.5102 | 0 | 0 | 153.5102 | 0 | 133.2569 | 12.8757 | 10.3495 | 133.2569 | 12.8757 | 10.3495 | 155.7788 | 15.0519 | 10.3495 | 4.583% | 0.11325 | 0.10765 | 29577.718 | 1970.6299 | 1994.5012 | 25612.587 | 29692.0073 | 0 | 0 | 29692.0073 | 0.005062%
2028 | 79 | 79-658R | Tier-3 | Tier-3---5 | 5--5 | 109 | 100% | 12321.0759 | 99.26% | 0.6823% | 0.05367% | 605.4043 | 0 | 0 | 605.4043 | 0 | 525.5304 | 32.6385 | 16.1016 | 525.5304 | 32.6385 | 16.1016 | 614.3511 | 38.1548 | 16.1016 | 4.914% | 0.46655 | 0.44346 | 26408.7945 | 1544.5762 | 192.1403 | 24672.078 | 26418.917 | 0 | 0 | 26418.917 | 0.01996%
2028 | 79 | 79-660R | Tier-3 | Tier-3---14 | 5--3 | 129 | 100% | 2087.0386 | 97.47% | 2.263% | 0.2704% | 100.6913 | 0 | 0 | 100.6913 | 0 | 87.4066 | 38.6272 | 2.2628 | 87.4066 | 38.6272 | 2.2628 | 102.1793 | 45.1556 | 2.2628 | 4.825% | 0.45747 | 0.43483 | 4562.1181 | 197.7916 | 116.9677 | 4247.3588 | 4568.1369 | 0 | 0 | 4568.1369 | 0.00332%
2028 | 79 | 79-668R | Tier-3 | Tier-3---15 | 5--3 | 99 | 100% | 1606.9068 | 70.93% | 28.63% | 0.4437% | 56.416 | 0 | 0 | 56.416 | 0 | 48.9727 | 29.6441 | 1.652 | 48.9727 | 29.6441 | 1.652 | 57.2497 | 34.6543 | 1.652 | 3.511% | 0.43999 | 0.41821 | 3652.1539 | 150.5315 | 949.6335 | 2551.989 | 3707.4514 | 0 | 0 | 3707.4514 | 0.00186%
2028 | 79 | 79-676R | Tier-3 | Tier-3---5 | 5--5 | 62 | 100% | 9714.1464 | 98.29% | 1.686% | 0.02874% | 472.6073 | 0 | 0 | 472.6073 | 0 | 410.2539 | 18.565 | 22.0982 | 410.2539 | 18.565 | 22.0982 | 479.5915 | 21.7027 | 22.0982 | 4.865% | 0.38409 | 0.36508 | 25291.2629 | 1478.5998 | 416.7742 | 23395.8888 | 25313.8415 | 0 | 0 | 25313.8415 | 0.01558%
2028 | 79 | 79-679R | Tier-3 | Tier-3---3 | 5--5 | 47 | 100% | 18448.5828 | 98.9% | 1.079% | 0.02427% | 903.134 | 0 | 0 | 903.134 | 0 | 783.9792 | 14.0735 | 55.7061 | 783.9792 | 14.0735 | 55.7061 | 916.4806 | 16.4521 | 55.7061 | 4.895% | 0.3939 | 0.3744 | 46835.416 | 2583.7373 | 473.6256 | 43778.0531 | 46862.3143 | 0 | 0 | 46862.3143 | 0.02978%
2028 | 79 | 79-685R | Tier-3 | Tier-3---14 | 5--4 | 9 | 100% | 2564.7524 | 99.37% | 0.5359% | 0.0899% | 126.1608 | 0 | 0 | 126.1608 | 0 | 109.5158 | 2.6949 | 40.6378 | 109.5158 | 2.6949 | 40.6378 | 128.0252 | 3.1504 | 40.6378 | 4.919% | 0.43155 | 0.41019 | 5943.1342 | 289.2774 | 32.5223 | 5621.3345 | 5945.071 | 0 | 0 | 5945.071 | 0.00416%
2028 | 79 | 79-714R | Tier-3 | Tier-3---9 | 5--4 | 103 | 100% | 5536.6205 | 96.31% | 3.618% | 0.06787% | 263.9613 | 0 | 0 | 263.9613 | 0 | 229.1356 | 30.8419 | 7.4294 | 229.1356 | 30.8419 | 7.4294 | 267.8621 | 36.0545 | 7.4294 | 4.768% | 0.37772 | 0.35902 | 14658.165 | 795.0255 | 492.7291 | 13370.4104 | 14686.3013 | 0 | 0 | 14686.3013 | 0.008704%
2028 | 79 | 79-785 | Tier-3 | Tier-3---3 | 5--5 | 226 | 100% | 18780.9285 | 97.14% | 2.812% | 0.0448% | 903.1022 | 0 | 0 | 903.1022 | 0 | 783.9515 | 67.6725 | 11.5845 | 783.9515 | 67.6725 | 11.5845 | 916.4483 | 79.1099 | 11.5845 | 4.809% | 0.38023 | 0.36141 | 49393.626 | 3270.0768 | 1298.0167 | 44825.5325 | 49467.0991 | 0 | 0 | 49467.0991 | 0.02978%
2028 | 79 | 79-799R | Tier-3 | Tier-3---14 | 5--3 | 5 | 100% | 3034.8235 | 97.12% | 2.752% | 0.1275% | 145.8979 | 0 | 0 | 145.8979 | 0 | 126.6489 | 1.4972 | 84.5917 | 126.6489 | 1.4972 | 84.5917 | 148.054 | 1.7502 | 84.5917 | 4.807% | 0.77068 | 0.73253 | 3937.8445 | 167.5066 | 101.5953 | 3668.7425 | 3943.7498 | 0 | 0 | 3943.7498 | 0.004811%
2028 | 79 | 79-808R | Tier-3 | Tier-3---3 | 5--5 | 210 | 100% | 19978.3255 | 99.23% | 0.7353% | 0.0338% | 981.3213 | 0 | 0 | 981.3213 | 0 | 851.8508 | 62.8815 | 13.5469 | 851.8508 | 62.8815 | 13.5469 | 995.8233 | 73.5092 | 13.5469 | 4.912% | 0.44563 | 0.42357 | 44831.6641 | 2303.1269 | 312.6633 | 42215.8739 | 44849.6205 | 0 | 0 | 44849.6205 | 0.03236%
2028 | 799 | 799-504R | Tier-2 | Tier-2---15 | 1--5 | 6 | 100% | 127.4062 | 99.28% | 0% | 0.716% | 6.2614 | 0 | 0 | 6.2614 | 0 | 5.4353 | 1.7966 | 3.0253 | 5.4353 | 1.7966 | 3.0253 | 6.354 | 2.1003 | 3.0253 | 4.915% | 0.0046964 | 0.0044639 | 27128.474 | 4849.4252 | 1319.6494 | 20959.3994 | 27138.5902 | 0 | 0 | 27138.5902 | 0.0002065%
2028 | 835 | 835-10F | Tier-2 | Tier-2---19 | 1--4 | 27 | 100% | 12.4137 | 98.83% | 0% | 1.166% | 0.60731 | 0 | 0 | 0.60731 | 0 | 0.52719 | 8.0848 | 0.065208 | 0.52719 | 8.0848 | 0.065208 | 0.61629 | 9.4512 | 0.065208 | 4.892% | 0.0010446 | 0.00099289 | 11883.6637 | 927.2087 | 137.533 | 10818.9221 | 11890.8775 | 0 | 0 | 11890.8775 | 2.003e-05%
2028 | 835 | 835-11F | Tier-2 | Tier-2---15 | 1--5 | 20 | 100% | 139.955 | 99.63% | 0% | 0.3714% | 6.902 | 0 | 0 | 6.902 | 0 | 5.9914 | 5.9887 | 1.0005 | 5.9914 | 5.9887 | 1.0005 | 7.004 | 7.0009 | 1.0005 | 4.932% | 0.0041866 | 0.0039794 | 33429.2729 | 4516.6864 | 116.5511 | 28796.0353 | 33435.7392 | 0 | 0 | 33435.7392 | 0.0002276%
2028 | 835 | 835-35F | Tier-2 | Tier-2---19 | 1--5 | 7 | 100% | 6.7153 | 99.02% | 0% | 0.9775% | 0.32916 | 0 | 0 | 0.32916 | 0 | 0.28573 | 2.0961 | 0.13632 | 0.28573 | 2.0961 | 0.13632 | 0.33402 | 2.4503 | 0.13632 | 4.902% | 0.0003154 | 0.00029979 | 21291.4086 | 1586.1343 | 191.0336 | 19514.2408 | 21302.2477 | 0 | 0 | 21302.2477 | 1.085e-05%
2028 | 840 | 840-308F | Tier-2 | Tier-2---13 | 4--4 | 4 | 100% | 330.3488 | 99.39% | 0.4551% | 0.1546% | 16.2526 | 0 | 0 | 16.2526 | 0 | 14.1083 | 1.1977 | 11.7791 | 14.1083 | 1.1977 | 11.7791 | 16.4928 | 1.4002 | 11.7791 | 4.92% | 0.063249 | 0.060118 | 5222.9719 | 562.2788 | 28.1473 | 4632.5459 | 5224.6302 | 0 | 0 | 5224.6302 | 0.0005359%
2028 | 840 | 840-374 | Tier-2 | Tier-2---13 | 4--3 | 95 | 100% | 232.5563 | 96.66% | 2.796% | 0.5416% | 11.1274 | 0 | 0 | 11.1274 | 0 | 9.6593 | 28.4464 | 0.33956 | 9.6593 | 28.4464 | 0.33956 | 11.2918 | 33.2542 | 0.33956 | 4.785% | 0.064007 | 0.060838 | 3633.3054 | 196.9902 | 98.0177 | 3338.2976 | 3639.62 | 0 | 0 | 3639.62 | 0.0003669%
2028 | 859 | 859-42R | Tier-2 | Tier-2---3 | 4--5 | 381 | 100% | 8606.9717 | 99.86% | 0% | 0.1411% | 425.4439 | 0 | 0 | 425.4439 | 0 | 369.313 | 114.085 | 3.2372 | 369.313 | 114.085 | 3.2372 | 431.7311 | 133.3667 | 3.2372 | 4.943% | 0.067132 | 0.063809 | 128210.0534 | 7463.1152 | 271.9776 | 120474.9607 | 128219.4758 | 0 | 0 | 128219.4758 | 0.01403%
2028 | 907 | 907-1562AE | Tier-3 | Tier-3---6 | 4--5 | 124 | 100% | 8439.7692 | 97.62% | 2.35% | 0.03436% | 407.8089 | 0 | 0 | 407.8089 | 0 | 354.0047 | 37.13 | 9.5342 | 354.0047 | 37.13 | 9.5342 | 413.8355 | 43.4054 | 9.5342 | 4.832% | 0.054867 | 0.052151 | 153823.4413 | 9936.3787 | 3323.7899 | 140563.2726 | 154014.4199 | 0 | 0 | 154014.4199 | 0.01345%
2028 | 907 | 907-1602 | Tier-3 | Tier-3---17 | 3--4 | 1 | 100% | 257.2419 | 98.67% | 1.294% | 0.04048% | 12.5635 | 0 | 0 | 12.5635 | 0 | 10.906 | 0.29944 | 36.4218 | 10.906 | 0.29944 | 36.4218 | 12.7492 | 0.35004 | 36.4218 | 4.884% | 0.018131 | 0.017233 | 14188.117 | 688.9653 | 150.8545 | 13348.2972 | 14197.9773 | 0 | 0 | 14197.9773 | 0.0004143%
2028 | 907 | 907-1702R | Tier-3 | Tier-3---6 | 4--5 | 115 | 100% | 9100.5583 | 99.73% | 0.2344% | 0.03926% | 449.2449 | 0 | 0 | 449.2449 | 0 | 389.9738 | 34.4351 | 11.3249 | 389.9738 | 34.4351 | 11.3249 | 455.8839 | 40.255 | 11.3249 | 4.936% | 0.061079 | 0.058055 | 148997.4926 | 9820.8836 | 378.9812 | 138797.6278 | 149018.7269 | 0 | 0 | 149018.7269 | 0.01481%
2028 | 907 | 907-1716R | Tier-3 | Tier-3---2 | 4--5 | 618 | 100% | 27066.4552 | 99.19% | 0.7771% | 0.02941% | 1328.9846 | 0 | 0 | 1328.9846 | 0 | 1153.6452 | 185.0513 | 6.2342 | 1153.6452 | 185.0513 | 6.2342 | 1348.6244 | 216.3271 | 6.2342 | 4.91% | 0.088049 | 0.083691 | 307401.4892 | 26739.124 | 2399.2259 | 278263.1391 | 307530.5949 | 0 | 0 | 307530.5949 | 0.04382%
2028 | 907 | 907-2820R | Tier-3 | Tier-3---10 | 4--5 | 53 | 100% | 6348.4755 | 99.98% | 0.008026% | 0.01607% | 314.1738 | 0 | 0 | 314.1738 | 0 | 272.7233 | 15.8701 | 17.1847 | 272.7233 | 15.8701 | 17.1847 | 318.8167 | 18.5523 | 17.1847 | 4.949% | 0.082479 | 0.078396 | 76970.9977 | 6095.6287 | 17.0995 | 70858.2695 | 76971.9637 | 0 | 0 | 76971.9637 | 0.01036%
2028 | 908 | 908-1172R | Tier-2 | Tier-2---2 | 5--5 | 451 | 100% | 15766.5188 | 98.33% | 1.627% | 0.04735% | 767.3776 | 0 | 0 | 767.3776 | 0 | 666.1338 | 135.0455 | 4.9327 | 666.1338 | 135.0455 | 4.9327 | 778.718 | 157.8697 | 4.9327 | 4.867% | 0.20692 | 0.19668 | 76195.3215 | 5331.2754 | 1185.4095 | 69678.6366 | 76261.7497 | 0 | 0 | 76261.7497 | 0.02531%
2028 | 908 | 908-1236 | Tier-2 | Tier-2---2 | 5--5 | 350 | 100% | 11763.9311 | 98.8% | 1.165% | 0.03327% | 575.3384 | 0 | 0 | 575.3384 | 0 | 499.4312 | 104.8025 | 4.7655 | 499.4312 | 104.8025 | 4.7655 | 583.8408 | 122.5153 | 4.7655 | 4.891% | 0.1877 | 0.17841 | 62673.98 | 5005.8683 | 685.7702 | 56982.3415 | 62713.0821 | 0 | 0 | 62713.0821 | 0.01897%
2028 | 908 | 908-1368R | Tier-2 | Tier-2---5 | 5--5 | 479 | 100% | 5570.7929 | 96.25% | 3.531% | 0.2207% | 265.4096 | 0 | 0 | 265.4096 | 0 | 230.3929 | 143.4297 | 1.6063 | 230.3929 | 143.4297 | 1.6063 | 269.3319 | 167.671 | 1.6063 | 4.764% | 0.23644 | 0.22474 | 23560.7485 | 1440.3319 | 798.3866 | 21322.03 | 23606.7777 | 0 | 0 | 23606.7777 | 0.008752%
2028 | 908 | 908-1370R | Tier-2 | Tier-2---8 | 5--4 | 302 | 100% | 1466.2762 | 91.81% | 7.905% | 0.289% | 66.6334 | 0 | 0 | 66.6334 | 0 | 57.8421 | 90.4296 | 0.63964 | 57.8421 | 90.4296 | 0.63964 | 67.6181 | 105.7132 | 0.63964 | 4.544% | 0.1878 | 0.17851 | 7807.4644 | 518.9417 | 584.8681 | 6703.6546 | 7840.781 | 0 | 0 | 7840.781 | 0.002197%
2028 | 908 | 908-1372R | Tier-2 | Tier-2---2 | 5--5 | 118 | 100% | 7960.2903 | 98.35% | 1.621% | 0.03193% | 387.5225 | 0 | 0 | 387.5225 | 0 | 336.3948 | 35.3334 | 9.5206 | 336.3948 | 35.3334 | 9.5206 | 393.2494 | 41.3052 | 9.5206 | 4.868% | 0.17701 | 0.16825 | 44971.6131 | 3766.5332 | 683.7932 | 40521.2867 | 45010.3176 | 0 | 0 | 45010.3176 | 0.01278%
2028 | 908 | 908-2038R | Tier-2 | Tier-2---1 | 5--5 | 313 | 100% | 41258.5742 | 98.89% | 1.078% | 0.03081% | 2019.6477 | 0 | 0 | 2019.6477 | 0 | 1753.1858 | 93.7234 | 18.706 | 1753.1858 | 93.7234 | 18.706 | 2049.4942 | 109.5637 | 18.706 | 4.895% | 0.23053 | 0.21912 | 178970.5163 | 13265.9985 | 1829.4076 | 163875.1102 | 179073.8915 | 0 | 0 | 179073.8915 | 0.0666%
2028 | 908 | 908-2040 | Tier-2 | Tier-2---5 | 5--5 | 226 | 100% | 3646.8048 | 91.91% | 7.986% | 0.1044% | 165.9128 | 0 | 0 | 165.9128 | 0 | 144.0231 | 67.6725 | 2.1282 | 144.0231 | 67.6725 | 2.1282 | 168.3647 | 79.1099 | 2.1282 | 4.55% | 0.17929 | 0.17042 | 20339.8492 | 1700.729 | 1512.7829 | 17126.3373 | 20425.5442 | 0 | 0 | 20425.5442 | 0.005471%
2028 | 908 | 908-2055F | Tier-3 | Tier-3---2 | 5--5 | 273 | 100% | 22564.0783 | 99.08% | 0.8792% | 0.03652% | 1106.6937 | 0 | 0 | 1106.6937 | 0 | 960.6823 | 81.746 | 11.752 | 960.6823 | 81.746 | 11.752 | 1123.0485 | 95.562 | 11.752 | 4.905% | 0.20355 | 0.19347 | 110854.0623 | 7735.6273 | 1009.8579 | 102108.5771 | 110906.9288 | 0 | 0 | 110906.9288 | 0.03649%
2028 | 908 | 908-2062F | Tier-2 | Tier-2---16 | 5--2 | 2 | 100% | 153.3115 | 98.58% | 1.358% | 0.06577% | 7.4809 | 0 | 0 | 7.4809 | 0 | 6.4939 | 0.59887 | 10.8436 | 6.4939 | 0.59887 | 10.8436 | 7.5915 | 0.70009 | 10.8436 | 4.88% | 0.16054 | 0.1526 | 954.9499 | 48.869 | 14.7016 | 891.3793 | 955.6578 | 0 | 0 | 955.6578 | 0.0002467%
2028 | 908 | 908-30 | Tier-2 | Tier-2---10 | 5--4 | 71 | 100% | 847.524 | 96.52% | 3.329% | 0.1488% | 40.4933 | 0 | 0 | 40.4933 | 0 | 35.1509 | 21.2599 | 1.6534 | 35.1509 | 21.2599 | 1.6534 | 41.0917 | 24.8531 | 1.6534 | 4.778% | 0.16572 | 0.15752 | 5114.069 | 284.5346 | 169.3742 | 4660.1602 | 5123.3319 | 0 | 0 | 5123.3319 | 0.001335%
2028 | 909 | 909-451 | Tier-3 | Tier-3---1 | 5--5 | 434 | 100% | 55252.3747 | 99.27% | 0.7029% | 0.02396% | 2715.113 | 0 | 0 | 2715.113 | 0 | 2356.8951 | 129.9551 | 18.1362 | 2356.8951 | 129.9551 | 18.1362 | 2755.2372 | 151.919 | 18.1362 | 4.914% | 0.31112 | 0.29572 | 177590.703 | 9870.6468 | 1163.318 | 166556.7382 | 177657.9267 | 0 | 0 | 177657.9267 | 0.08953%
2028 | 909 | 909-453R | Tier-2 | Tier-2---3 | 2--5 | 1 | 100% | 5703.0403 | 99.97% | 0% | 0.03309% | 282.2071 | 0 | 0 | 282.2071 | 0 | 244.9741 | 0.29944 | 818.1193 | 244.9741 | 0.29944 | 818.1193 | 286.3776 | 0.35004 | 818.1193 | 4.948% | 0.0097928 | 0.0093081 | 582370.7512 | 29002.1932 | 955.718 | 552412.8399 | 582380.7865 | 0 | 0 | 582380.7865 | 0.009306%
2028 | 909 | 909-805R | Tier-2 | Tier-2---1 | 5--5 | 458 | 100% | 32313.161 | 99.26% | 0.708% | 0.02831% | 1587.725 | 0 | 0 | 1587.725 | 0 | 1378.2488 | 137.1416 | 10.0498 | 1378.2488 | 137.1416 | 10.0498 | 1611.1885 | 160.32 | 10.0498 | 4.914% | 0.28921 | 0.27489 | 111728.904 | 9787.6674 | 729.9669 | 101211.2697 | 111771.744 | 0 | 0 | 111771.744 | 0.05236%
2028 | 91 | 91-7F | Tier-2 | Tier-2---9 | 4--5 | 136 | 100% | 1295.9906 | 95.98% | 3.603% | 0.4176% | 61.5723 | 0 | 0 | 61.5723 | 0 | 53.4487 | 40.7233 | 1.3125 | 53.4487 | 40.7233 | 1.3125 | 62.4822 | 47.606 | 1.3125 | 4.751% | 0.034038 | 0.032353 | 38075.0405 | 3866.8561 | 1530.8214 | 32677.363 | 38154.7637 | 0 | 0 | 38154.7637 | 0.00203%
2028 | 920 | 920-1342R | Tier-3 | Tier-3---12 | 4--5 | 74 | 100% | 3406.6458 | 99.34% | 0.5402% | 0.1203% | 167.5153 | 0 | 0 | 167.5153 | 0 | 145.4142 | 22.1582 | 6.5625 | 145.4142 | 22.1582 | 6.5625 | 169.9908 | 25.9032 | 6.5625 | 4.917% | 0.068604 | 0.065208 | 49656.3753 | 4642.3023 | 300.3512 | 44713.7218 | 49673.4543 | 0 | 0 | 49673.4543 | 0.005524%
2028 | 920 | 920-735AE | Tier-2 | Tier-2---7 | 4--5 | 41 | 100% | 1554.328 | 69.02% | 30.62% | 0.3611% | 53.1046 | 0 | 0 | 53.1046 | 0 | 46.0982 | 12.2769 | 3.7549 | 46.0982 | 12.2769 | 3.7549 | 53.8893 | 14.3518 | 3.7549 | 3.417% | 0.068691 | 0.065291 | 22627.8919 | 1626.4148 | 6446.6356 | 14554.8415 | 22992.947 | 0 | 0 | 22992.947 | 0.001751%
2028 | 921 | 921-800F | Tier-2 | Tier-2---7 | 4--5 | 93 | 100% | 1991.7107 | 76.61% | 23.16% | 0.2301% | 75.5258 | 0 | 0 | 75.5258 | 0 | 65.5614 | 27.8475 | 2.3543 | 65.5614 | 27.8475 | 2.3543 | 76.642 | 32.5541 | 2.3543 | 3.792% | 0.065336 | 0.062102 | 30484.0304 | 2594.6331 | 6453.3763 | 21436.021 | 30855.4164 | 0 | 0 | 30855.4164 | 0.002491%
2028 | 928 | 928-19 | Tier-2 | Tier-2---11 | 4--4 | 2 | 100% | 434.8834 | 99.47% | 0.2691% | 0.2608% | 21.4127 | 0 | 0 | 21.4127 | 0 | 18.5876 | 0.59887 | 31.0377 | 18.5876 | 0.59887 | 31.0377 | 21.7291 | 0.70009 | 31.0377 | 4.924% | 0.051756 | 0.049194 | 8402.5377 | 840.1371 | 38.3723 | 7524.0283 | 8404.8564 | 0 | 0 | 8404.8564 | 0.0007061%
2028 | 970 | 970-1341R | Tier-3 | Tier-3---4 | 5--5 | 34 | 100% | 12961.6134 | 99.66% | 0.3199% | 0.02218% | 639.405 | 0 | 0 | 639.405 | 0 | 555.0452 | 10.1808 | 54.5187 | 555.0452 | 10.1808 | 54.5187 | 648.8541 | 11.9015 | 54.5187 | 4.933% | 0.12497 | 0.11878 | 103720.1236 | 10455.2915 | 563.8236 | 92701.0085 | 103738.6021 | 0 | 0 | 103738.6021 | 0.02109%
2028 | 971 | 971-1973R | Tier-3 | Tier-3---4 | 5--5 | 309 | 100% | 15148.7962 | 99.05% | 0.8967% | 0.0506% | 742.7622 | 0 | 0 | 742.7622 | 0 | 644.766 | 92.5256 | 6.9685 | 644.766 | 92.5256 | 6.9685 | 753.7388 | 108.1635 | 6.9685 | 4.903% | 0.14704 | 0.13976 | 103024.8612 | 7594.4752 | 905.6636 | 94524.7224 | 103075.6847 | 0 | 0 | 103075.6847 | 0.02449%
2028 | 971 | 971-2050R | Tier-3 | Tier-3---2 | 5--5 | 657 | 100% | 28484.5838 | 98.91% | 1.035% | 0.05308% | 1394.6521 | 0 | 0 | 1394.6521 | 0 | 1210.6489 | 196.7293 | 6.1539 | 1210.6489 | 196.7293 | 6.1539 | 1415.2624 | 229.9788 | 6.1539 | 4.896% | 0.18464 | 0.1755 | 154268.7539 | 10830.6461 | 1582.0513 | 141856.0564 | 154356.1301 | 0 | 0 | 154356.1301 | 0.04599%
2028 | 971 | 971-29R | Tier-3 | Tier-3---6 | 5--5 | 75 | 100% | 8015.4065 | 99.46% | 0.5042% | 0.0309% | 394.6396 | 0 | 0 | 394.6396 | 0 | 342.5729 | 22.4577 | 15.2542 | 342.5729 | 22.4577 | 15.2542 | 400.4716 | 26.2533 | 15.2542 | 4.924% | 0.12171 | 0.11568 | 65856.8143 | 3610.5313 | 317.5488 | 61928.7341 | 65875.1664 | 0 | 0 | 65875.1664 | 0.01301%
2028 | 971 | 971-371R | Tier-3 | Tier-3---12 | 5--5 | 25 | 100% | 4351.5062 | 99.52% | 0.4473% | 0.03668% | 214.3571 | 0 | 0 | 214.3571 | 0 | 186.0759 | 7.4859 | 24.8569 | 186.0759 | 7.4859 | 24.8569 | 217.5249 | 8.7511 | 24.8569 | 4.926% | 0.11668 | 0.1109 | 37295.5773 | 2011.9233 | 160.8045 | 35122.8495 | 37304.9774 | 0 | 0 | 37304.9774 | 0.007069%
2028 | 971 | 971-383R | Tier-3 | Tier-3---4 | 5--5 | 123 | 100% | 14770.5962 | 98.43% | 1.528% | 0.03956% | 719.68 | 0 | 0 | 719.68 | 0 | 624.7291 | 36.8306 | 16.9622 | 624.7291 | 36.8306 | 16.9622 | 730.3154 | 43.0554 | 16.9622 | 4.872% | 0.13837 | 0.13152 | 106747.8715 | 6177.23 | 1600.3912 | 98970.2503 | 106835.0414 | 0 | 0 | 106835.0414 | 0.02373%
2028 | 971 | 971-388R | Tier-3 | Tier-3---4 | 5--5 | 319 | 100% | 11267.961 | 98.98% | 0.9235% | 0.09902% | 552.0609 | 0 | 0 | 552.0609 | 0 | 479.2248 | 95.52 | 5.017 | 479.2248 | 95.52 | 5.017 | 560.2193 | 111.664 | 5.017 | 4.899% | 0.17642 | 0.16769 | 63870.0886 | 3872.2432 | 602.7653 | 59395.0801 | 63904.0994 | 0 | 0 | 63904.0994 | 0.0182%
2028 | 972 | 972-1582R | Tier-3 | Tier-3---6 | 5--5 | 88 | 100% | 8019.1792 | 98.53% | 1.384% | 0.08092% | 391.1329 | 0 | 0 | 391.1329 | 0 | 339.5288 | 26.3503 | 12.8852 | 339.5288 | 26.3503 | 12.8852 | 396.9131 | 30.8039 | 12.8852 | 4.877% | 0.15062 | 0.14317 | 53239.6467 | 3086.8109 | 714.7235 | 49438.1123 | 53280.2737 | 0 | 0 | 53280.2737 | 0.0129%
2028 | 972 | 972-1590F | Tier-3 | Tier-3---2 | 5--5 | 704 | 100% | 23409.1539 | 98.39% | 1.548% | 0.05965% | 1140.1279 | 0 | 0 | 1140.1279 | 0 | 989.7054 | 210.8028 | 4.6949 | 989.7054 | 210.8028 | 4.6949 | 1156.9769 | 246.4308 | 4.6949 | 4.87% | 0.17603 | 0.16732 | 132982.6796 | 10745.803 | 2028.2393 | 120208.6373 | 133093.9956 | 0 | 0 | 133093.9956 | 0.0376%
2028 | 972 | 972-32R | Tier-2 | Tier-2---1 | 5--5 | 407 | 100% | 22914.3284 | 97.48% | 2.478% | 0.04418% | 1105.6563 | 0 | 0 | 1105.6563 | 0 | 959.7818 | 121.8703 | 7.8754 | 959.7818 | 121.8703 | 7.8754 | 1121.9958 | 142.4678 | 7.8754 | 4.825% | 0.16607 | 0.15785 | 137978.7753 | 7897.3231 | 3156.5486 | 126924.9036 | 138159.9776 | 0 | 0 | 138159.9776 | 0.03646%
2028 | 972 | 972-942R | Tier-3 | Tier-3---6 | 5--5 | 137 | 100% | 9149.6836 | 99.12% | 0.8301% | 0.05344% | 448.9075 | 0 | 0 | 448.9075 | 0 | 389.681 | 41.0227 | 9.4992 | 389.681 | 41.0227 | 9.4992 | 455.5415 | 47.956 | 9.4992 | 4.906% | 0.14195 | 0.13492 | 64459.3584 | 4369.1581 | 517.8641 | 59572.3362 | 64489.0192 | 0 | 0 | 64489.0192 | 0.0148%
2028 | 973 | 973-1226R | Tier-3 | Tier-3---10 | 5--5 | 80 | 100% | 5177.8696 | 97.32% | 2.585% | 0.09195% | 249.4435 | 0 | 0 | 249.4435 | 0 | 216.5332 | 23.9549 | 9.0392 | 216.5332 | 23.9549 | 9.0392 | 253.1298 | 28.0035 | 9.0392 | 4.817% | 0.13989 | 0.13297 | 37012.5952 | 1958.2894 | 910.1694 | 34144.1364 | 37064.1939 | 0 | 0 | 37064.1939 | 0.008226%
2028 | 973 | 973-1245R | Tier-3 | Tier-3---6 | 5--5 | 48 | 100% | 8620.1106 | 99.53% | 0.4446% | 0.0227% | 424.7015 | 0 | 0 | 424.7015 | 0 | 368.6686 | 14.3729 | 25.6502 | 368.6686 | 14.3729 | 25.6502 | 430.9777 | 16.8021 | 25.6502 | 4.927% | 0.12039 | 0.11443 | 71603.6913 | 4071.6789 | 428.5861 | 67103.4263 | 71621.1173 | 0 | 0 | 71621.1173 | 0.01401%
2028 | 973 | 973-626R | Tier-3 | Tier-3---7 | 5--5 | 42 | 100% | 6521.7236 | 98.03% | 1.864% | 0.1053% | 316.4676 | 0 | 0 | 316.4676 | 0 | 274.7145 | 12.5763 | 21.8438 | 274.7145 | 12.5763 | 21.8438 | 321.1444 | 14.7018 | 21.8438 | 4.853% | 0.1523 | 0.14476 | 42821.6164 | 2771.3178 | 761.0334 | 39289.2652 | 42865.5348 | 0 | 0 | 42865.5348 | 0.01044%
2028 | 974 | 974-23R | Tier-3 | Tier-3---11 | 5--5 | 138 | 100% | 3492.8626 | 93.69% | 6.037% | 0.2698% | 161.9921 | 0 | 0 | 161.9921 | 0 | 140.6197 | 41.3221 | 3.403 | 140.6197 | 41.3221 | 3.403 | 164.386 | 48.306 | 3.403 | 4.638% | 0.16472 | 0.15657 | 21204.8226 | 1225.3577 | 1209.8349 | 18769.63 | 21274.471 | 0 | 0 | 21274.471 | 0.005342%
2028 | 974 | 974-715R | Tier-3 | Tier-3---6 | 5--5 | 12 | 100% | 7107.1697 | 99.55% | 0.3981% | 0.05413% | 350.214 | 0 | 0 | 350.214 | 0 | 304.0085 | 3.5932 | 84.606 | 304.0085 | 3.5932 | 84.606 | 355.3895 | 4.2005 | 84.606 | 4.928% | 0.14069 | 0.13372 | 50517.2415 | 2626.4246 | 327.9593 | 47562.8576 | 50529.1387 | 0 | 0 | 50529.1387 | 0.01155%
2028 | 975 | 975-22R | Tier-3 | Tier-3---7 | 5--5 | 5 | 100% | 6417.0381 | 80.3% | 19.69% | 0.01691% | 255.0589 | 0 | 0 | 255.0589 | 0 | 221.4077 | 1.4972 | 147.8833 | 221.4077 | 1.4972 | 147.8833 | 258.8282 | 1.7502 | 147.8833 | 3.975% | 0.19669 | 0.18696 | 32624.3404 | 2655.4587 | 6062.1421 | 23906.7397 | 32959.0914 | 0 | 0 | 32959.0914 | 0.008411%
2028 | 991 | 991-1 | Tier-2 | Tier-2---12 | 4--5 | 17 | 100% | 626.8618 | 65.87% | 33.98% | 0.153% | 20.4388 | 0 | 0 | 20.4388 | 0 | 17.7423 | 5.0904 | 3.4854 | 17.7423 | 5.0904 | 3.4854 | 20.7409 | 5.9507 | 3.4854 | 3.261% | 0.034773 | 0.033051 | 18027.4627 | 2318.0951 | 5585.2087 | 10124.1589 | 18347.8976 | 0 | 0 | 18347.8976 | 0.000674%
2028 | 991 | 991-1206R | Tier-2 | Tier-2---4 | 4--5 | 107 | 100% | 4576.7911 | 99.78% | 0.09876% | 0.1221% | 226.0508 | 0 | 0 | 226.0508 | 0 | 196.2268 | 32.0396 | 6.1245 | 196.2268 | 32.0396 | 6.1245 | 229.3913 | 37.4547 | 6.1245 | 4.939% | 0.063785 | 0.060628 | 71752.9575 | 8533.7139 | 142.1853 | 63077.0583 | 71761.2112 | 0 | 0 | 71761.2112 | 0.007454%
2028 | 1023 | CB 1023 | Tier-2 | Tier-2---4 | 4--5 | 82 | 100% | 3332.7386 | 99.81% | 0.1085% | 0.07978% | 164.66 | 0 | 0 | 164.66 | 0 | 142.9356 | 24.5537 | 5.8213 | 142.9356 | 24.5537 | 5.8213 | 167.0934 | 28.7036 | 5.8213 | 4.941% | 0.082267 | 0.078195 | 40511.3438 | 2187.4084 | 643.9575 | 37679.9779 | 40515.3153 | 0 | 0 | 40515.3153 | 0.00543%
2028 | 1090 | CB 1090 | Tier-2 | Tier-2---7 | 3--5 | 19 | 100% | 1414.5114 | 99.62% | 0.1678% | 0.2113% | 69.7529 | 0 | 0 | 69.7529 | 0 | 60.5501 | 5.6893 | 10.6428 | 60.5501 | 5.6893 | 10.6428 | 70.7837 | 6.6508 | 10.6428 | 4.931% | 0.025114 | 0.023871 | 56324.0689 | 3193.0563 | 219.125 | 52911.8876 | 56335.1879 | 0 | 0 | 56335.1879 | 0.0023%
2028 | 1101 | CB 1101 | Tier-2 | Tier-2---9 | 4--4 | 3 | 100% | 1133.279 | 99.72% | 0.1529% | 0.1272% | 55.9402 | 0 | 0 | 55.9402 | 0 | 48.5597 | 0.89831 | 54.0569 | 48.5597 | 0.89831 | 54.0569 | 56.7669 | 1.0501 | 54.0569 | 4.936% | 0.091579 | 0.087045 | 12374.933 | 790.0395 | 488.8435 | 11096.0499 | 12376.7382 | 0 | 0 | 12376.7382 | 0.001845%
2028 | 1106 | CB 1106 | Tier-2 | Tier-2---7 | 4--5 | 56 | 100% | 1646.9837 | 34.54% | 65.41% | 0.04829% | 28.1563 | 0 | 0 | 28.1563 | 0 | 24.4415 | 16.7684 | 1.4576 | 24.4415 | 16.7684 | 1.4576 | 28.5724 | 19.6025 | 1.4576 | 1.71% | 0.070774 | 0.067271 | 23270.9618 | 453.178 | 13904.863 | 8912.9208 | 24064.3118 | 0 | 0 | 24064.3118 | 0.0009285%
2028 | 1138 | CB 1138 | Tier-2 | Tier-2---10 | 5--4 | 80 | 100% | 765.4961 | 75% | 24.28% | 0.7274% | 28.4174 | 0 | 0 | 28.4174 | 0 | 24.6681 | 23.9549 | 1.0298 | 24.6681 | 23.9549 | 1.0298 | 28.8373 | 28.0035 | 1.0298 | 3.712% | 0.11418 | 0.10853 | 6704.4211 | 521.4992 | 1615.7801 | 4567.1418 | 6791.7244 | 0 | 0 | 6791.7244 | 0.0009371%
2028 | 1234 | CB 1234 | Tier-3 | Tier-3---10 | 5--5 | 571 | 100% | 6311.4919 | 84.29% | 15.54% | 0.1769% | 263.3319 | 0 | 0 | 263.3319 | 0 | 228.5893 | 170.9778 | 1.337 | 228.5893 | 170.9778 | 1.337 | 267.2235 | 199.875 | 1.337 | 4.172% | 0.11961 | 0.11369 | 52765.4948 | 2759.6634 | 8111.6399 | 41894.1915 | 53197.2441 | 0 | 0 | 53197.2441 | 0.008684%
2028 | 1235 | CB 1235 | Tier-2 | Tier-2---6 | 4--5 | 1192 | 100% | 6645.572 | 99.09% | 0.6868% | 0.2213% | 325.9686 | 0 | 0 | 325.9686 | 0 | 282.962 | 356.9274 | 0.79277 | 282.962 | 356.9274 | 0.79277 | 330.7858 | 417.2522 | 0.79277 | 4.905% | 0.082825 | 0.078725 | 80236.4987 | 5995.4874 | 833.9481 | 73407.0631 | 80274.4439 | 0 | 0 | 80274.4439 | 0.01075%
2028 | 1243 | CB 1243 | Tier-2 | Tier-2---7 | 3--5 | 132 | 100% | 1438.3629 | 99.75% | 0% | 0.2509% | 71.0203 | 0 | 0 | 71.0203 | 0 | 61.6503 | 39.5255 | 1.5598 | 61.6503 | 39.5255 | 1.5598 | 72.0699 | 46.2058 | 1.5598 | 4.938% | 0.019586 | 0.018616 | 73438.3162 | 4480.0299 | 229.8696 | 68728.4167 | 73447.9126 | 0 | 0 | 73447.9126 | 0.002342%
2028 | 1245 | CB 1245 | Tier-2 | Tier-2---15 | 1--5 | 4 | 100% | 108.0997 | 99.75% | 0% | 0.2497% | 5.3376 | 0 | 0 | 5.3376 | 0 | 4.6334 | 1.1977 | 3.8684 | 4.6334 | 1.1977 | 3.8684 | 5.4165 | 1.4002 | 3.8684 | 4.938% | 0.001637 | 0.001556 | 66035.2637 | 9567.7722 | 158.6523 | 56308.8392 | 66043.8517 | 0 | 0 | 66043.8517 | 0.000176%
2028 | 1250 | CB 1250 | Tier-2 | Tier-2---4 | 4--5 | 38 | 100% | 4075.2359 | 99.93% | 0.04042% | 0.02515% | 201.5919 | 0 | 0 | 201.5919 | 0 | 174.9949 | 11.3786 | 15.3794 | 174.9949 | 11.3786 | 15.3794 | 204.571 | 13.3017 | 15.3794 | 4.947% | 0.088703 | 0.084312 | 45942.5846 | 2409.8097 | 605.4247 | 42927.3502 | 45944.1535 | 0 | 0 | 45944.1535 | 0.006648%
2028 | 1299 | CB 1299 | Tier-2 | Tier-2---19 | 3--3 | 3 | 100% | 41.7756 | 94.08% | 0% | 5.924% | 1.9454 | 0 | 0 | 1.9454 | 0 | 1.6887 | 0.89831 | 1.8799 | 1.6887 | 0.89831 | 1.8799 | 1.9742 | 1.0501 | 1.8799 | 4.657% | 0.014997 | 0.014255 | 2785.5246 | 306.2114 | 186.6907 | 2292.6226 | 2794.1175 | 0 | 0 | 2794.1175 | 6.415e-05%
2028 | 1525 | CB 1525 | Tier-2 | Tier-2---13 | 4--4 | 1 | 100% | 259.6903 | 35.49% | 63.12% | 1.387% | 4.5624 | 0 | 0 | 4.5624 | 0 | 3.9605 | 0.29944 | 13.2265 | 3.9605 | 0.29944 | 13.2265 | 4.6299 | 0.35004 | 13.2265 | 1.757% | 0.050512 | 0.048011 | 5141.181 | 222.3399 | 3171.9797 | 1746.8613 | 5313.8944 | 0 | 0 | 5313.8944 | 0.0001505%
2028 | 185 | CB 185 | Tier-2 | Tier-2---12 | 3--4 | 1 | 100% | 396.8506 | 79.93% | 19.29% | 0.7702% | 15.7025 | 0 | 0 | 15.7025 | 0 | 13.6308 | 0.29944 | 45.5216 | 13.6308 | 0.29944 | 45.5216 | 15.9345 | 0.35004 | 45.5216 | 3.957% | 0.027797 | 0.026421 | 14276.8452 | 843.1477 | 2609.8043 | 10823.8933 | 14426.0307 | 0 | 0 | 14426.0307 | 0.0005178%
2028 | 200 | CB 200 | Tier-2 | Tier-2---9 | 4--5 | 58 | 100% | 1342.6559 | 29.9% | 69.37% | 0.7369% | 19.8694 | 0 | 0 | 19.8694 | 0 | 17.2479 | 17.3673 | 0.99313 | 17.2479 | 17.3673 | 0.99313 | 20.163 | 20.3025 | 0.99313 | 1.48% | 0.060261 | 0.057278 | 22280.6766 | 447.1549 | 16796.8177 | 5036.7039 | 23094.1132 | 0 | 0 | 23094.1132 | 0.0006552%
2028 | 202 | CB 202 | Tier-2 | Tier-2---16 | 4--3 | 22 | 100% | 133.9861 | 95.12% | 0% | 4.877% | 6.3088 | 0 | 0 | 6.3088 | 0 | 5.4765 | 6.5876 | 0.83134 | 5.4765 | 6.5876 | 0.83134 | 6.4021 | 7.701 | 0.83134 | 4.709% | 0.040966 | 0.038939 | 3270.6344 | 253.1701 | 166.1074 | 2851.3569 | 3278.9415 | 0 | 0 | 3278.9415 | 0.000208%
2028 | 203 | CB 203 | Tier-2 | Tier-2---13 | 4--4 | 248 | 100% | 195.752 | 9.583% | 88.23% | 2.187% | 0.9286 | 0 | 0 | 0.9286 | 0 | 0.80609 | 74.2601 | 0.010855 | 0.80609 | 74.2601 | 0.010855 | 0.94233 | 86.8109 | 0.010855 | 0.4744% | 0.03541 | 0.033657 | 5528.1246 | 19.724 | 4996.0335 | 512.3671 | 5788.4276 | 0 | 0 | 5788.4276 | 3.062e-05%
2028 | 204 | CB 204 | Tier-2 | Tier-2---9 | 4--4 | 89 | 100% | 1059.5314 | 80.82% | 18.41% | 0.7661% | 42.3888 | 0 | 0 | 42.3888 | 0 | 36.7962 | 26.6498 | 1.3807 | 36.7962 | 26.6498 | 1.3807 | 43.0152 | 31.1539 | 1.3807 | 4.001% | 0.068524 | 0.065132 | 15462.1941 | 933.3265 | 3218.617 | 11310.2506 | 15616.619 | 0 | 0 | 15616.619 | 0.001398%
2028 | 230 | CB 230 | Tier-2 | Tier-2---14 | 1--5 | 36 | 100% | 212.8275 | 99.81% | 0% | 0.1866% | 10.5153 | 0 | 0 | 10.5153 | 0 | 9.128 | 10.7797 | 0.84678 | 9.128 | 10.7797 | 0.84678 | 10.6707 | 12.6016 | 0.84678 | 4.941% | 0.0025822 | 0.0024544 | 82420.9788 | 5196.3102 | 6622.8824 | 70601.7862 | 82428.9864 | 0 | 0 | 82428.9864 | 0.0003468%
2028 | 231 | CB 231 | Tier-2 | Tier-2---7 | 4--5 | 209 | 100% | 2499.974 | 99.29% | 0.4807% | 0.2332% | 122.8653 | 0 | 0 | 122.8653 | 0 | 106.6551 | 62.5821 | 1.7042 | 106.6551 | 62.5821 | 1.7042 | 124.681 | 73.1591 | 1.7042 | 4.915% | 0.037573 | 0.035713 | 66537.1573 | 4869.2313 | 990.775 | 60677.151 | 66561.8947 | 0 | 0 | 66561.8947 | 0.004052%
2028 | 232 | CB 232 | Tier-2 | Tier-2---7 | 4--5 | 277 | 100% | 1642.5971 | 97.37% | 2.323% | 0.3027% | 79.1736 | 0 | 0 | 79.1736 | 0 | 68.7279 | 82.9437 | 0.82861 | 68.7279 | 82.9437 | 0.82861 | 80.3437 | 96.9621 | 0.82861 | 4.82% | 0.029023 | 0.027587 | 56595.6114 | 3442.0938 | 1736.7765 | 51416.7411 | 56673.0008 | 0 | 0 | 56673.0008 | 0.002611%
2028 | 233 | CB 233 | Tier-2 | Tier-2---4 | 4--5 | 730 | 100% | 4127.6955 | 98.74% | 0.928% | 0.3343% | 201.7417 | 0 | 0 | 201.7417 | 0 | 175.1249 | 218.5881 | 0.80116 | 175.1249 | 218.5881 | 0.80116 | 204.723 | 255.532 | 0.80116 | 4.888% | 0.075451 | 0.071716 | 54706.8242 | 4073.6346 | 1765.0896 | 48868.1 | 54742.7891 | 0 | 0 | 54742.7891 | 0.006653%
2028 | 234 | CB 234 | Tier-2 | Tier-2---4 | 4--5 | 485 | 100% | 3294.853 | 98.88% | 0.9043% | 0.2189% | 161.2634 | 0 | 0 | 161.2634 | 0 | 139.9872 | 145.2263 | 0.96392 | 139.9872 | 145.2263 | 0.96392 | 163.6466 | 169.7712 | 0.96392 | 4.894% | 0.044658 | 0.042447 | 73779.6805 | 5680.9025 | 1107.6673 | 66991.1107 | 73822.8352 | 0 | 0 | 73822.8352 | 0.005318%
2028 | 236 | CB 236 | Tier-2 | Tier-2---1 | 5--5 | 236 | 100% | 12711.1878 | 97.62% | 2.333% | 0.04724% | 614.2258 | 0 | 0 | 614.2258 | 0 | 533.188 | 70.6668 | 7.5451 | 533.188 | 70.6668 | 7.5451 | 623.3029 | 82.6103 | 7.5451 | 4.832% | 0.1419 | 0.13487 | 89580.6366 | 5356.752 | 2115.0834 | 82108.8012 | 89691.6894 | 0 | 0 | 89691.6894 | 0.02025%
2028 | 237 | CB 237 | Tier-2 | Tier-2---8 | 5--5 | 2 | 100% | 2111.5746 | 99.54% | 0.4259% | 0.03207% | 104.0443 | 0 | 0 | 104.0443 | 0 | 90.3172 | 0.59887 | 150.8123 | 90.3172 | 0.59887 | 150.8123 | 105.5818 | 0.70009 | 150.8123 | 4.927% | 0.10923 | 0.10382 | 19331.9134 | 1261.1888 | 123.1877 | 17947.5369 | 19336.5241 | 0 | 0 | 19336.5241 | 0.003431%
2028 | 240 | CB 240 | Tier-2 | Tier-2---9 | 4--5 | 134 | 100% | 1263.0316 | 97.68% | 1.949% | 0.3739% | 61.0677 | 0 | 0 | 61.0677 | 0 | 53.0108 | 40.1244 | 1.3212 | 53.0108 | 40.1244 | 1.3212 | 61.9702 | 46.9059 | 1.3212 | 4.835% | 0.048511 | 0.046109 | 26036.1977 | 2576.3946 | 964.8687 | 22494.9343 | 26067.6956 | 0 | 0 | 26067.6956 | 0.002014%
2028 | 242 | CB 242 | Tier-2 | Tier-2---11 | 5--3 | 18 | 100% | 406.8184 | 64.36% | 35.02% | 0.6193% | 12.9611 | 0 | 0 | 12.9611 | 0 | 11.2511 | 5.3898 | 2.0875 | 11.2511 | 5.3898 | 2.0875 | 13.1527 | 6.3008 | 2.0875 | 3.186% | 0.1014 | 0.096385 | 4011.826 | 175.5762 | 1861.6873 | 1974.5625 | 4086.281 | 0 | 0 | 4086.281 | 0.0004274%
2028 | 244 | CB 244 | Tier-2 | Tier-2---14 | 4--4 | 10 | 100% | 295.5508 | 37.5% | 61.39% | 1.106% | 5.4867 | 0 | 0 | 5.4867 | 0 | 4.7628 | 2.9944 | 1.5906 | 4.7628 | 2.9944 | 1.5906 | 5.5678 | 3.5004 | 1.5906 | 1.856% | 0.040668 | 0.038655 | 7267.3331 | 124.9098 | 5850.4758 | 1291.9476 | 7503.8614 | 0 | 0 | 7503.8614 | 0.0001809%
2028 | 246 | CB 246 | Tier-2 | Tier-2---7 | 4--5 | 167 | 100% | 1438.4419 | 90% | 9.47% | 0.5268% | 64.0848 | 0 | 0 | 64.0848 | 0 | 55.6298 | 50.0058 | 1.1125 | 55.6298 | 50.0058 | 1.1125 | 65.0319 | 58.4573 | 1.1125 | 4.455% | 0.066431 | 0.063143 | 21653.0415 | 2613.8832 | 2643.0483 | 16396.11 | 21765.7701 | 0 | 0 | 21765.7701 | 0.002113%
2028 | 247 | CB 247 | Tier-2 | Tier-2---12 | 4--4 | 45 | 100% | 379.7423 | 70.28% | 29.01% | 0.71% | 13.2106 | 0 | 0 | 13.2106 | 0 | 11.4677 | 13.4746 | 0.85106 | 11.4677 | 13.4746 | 0.85106 | 13.4059 | 15.752 | 0.85106 | 3.479% | 0.038566 | 0.036657 | 9846.5066 | 767.6776 | 3381.19 | 5697.6391 | 9998.9083 | 0 | 0 | 9998.9083 | 0.0004356%
2028 | 248 | CB 248 | Tier-2 | Tier-2---9 | 3--5 | 46 | 100% | 962.1527 | 99.5% | 0% | 0.4991% | 47.3889 | 0 | 0 | 47.3889 | 0 | 41.1366 | 13.774 | 2.9865 | 41.1366 | 13.774 | 2.9865 | 48.0892 | 16.102 | 2.9865 | 4.925% | 0.01881 | 0.017879 | 51150.5838 | 3349.6651 | 233.4496 | 47567.4691 | 51163.8787 | 0 | 0 | 51163.8787 | 0.001563%
2028 | 249 | CB 249 | Tier-3 | Tier-3---16 | 4--4 | 79 | 100% | 826.9208 | 97.04% | 2.672% | 0.2884% | 39.7207 | 0 | 0 | 39.7207 | 0 | 34.4802 | 23.6554 | 1.4576 | 34.4802 | 23.6554 | 1.4576 | 40.3077 | 27.6535 | 1.4576 | 4.803% | 0.05906 | 0.056137 | 14001.3211 | 814.7478 | 543.4884 | 12643.085 | 14022.9085 | 0 | 0 | 14022.9085 | 0.00131%
2028 | 292 | CB 292 | Tier-2 | Tier-2---18 | 4--3 | 82 | 100% | 94.6686 | 66.47% | 32.93% | 0.6021% | 3.115 | 0 | 0 | 3.115 | 0 | 2.704 | 24.5537 | 0.11013 | 2.704 | 24.5537 | 0.11013 | 3.161 | 28.7036 | 0.11013 | 3.29% | 0.048129 | 0.045747 | 1966.9754 | 99.9551 | 607.6602 | 1259.3601 | 2001.3198 | 0 | 0 | 2001.3198 | 0.0001027%
2028 | 315 | CB 315 | Tier-2 | Tier-2---19 | 1--4 | 13 | 100% | 10.7713 | 97.26% | 0% | 2.741% | 0.51856 | 0 | 0 | 0.51856 | 0 | 0.45015 | 3.8927 | 0.11564 | 0.45015 | 3.8927 | 0.11564 | 0.52622 | 4.5506 | 0.11564 | 4.814% | 0.0017586 | 0.0016715 | 6124.9072 | 421.4743 | 2656.1641 | 3047.2689 | 6133.6511 | 0 | 0 | 6133.6511 | 1.71e-05%
2028 | 327 | CB 327 | Tier-3 | Tier-3---16 | 4--5 | 1 | 100% | 1456.7095 | 99.79% | 0.1579% | 0.0494% | 71.9576 | 0 | 0 | 71.9576 | 0 | 62.4639 | 0.29944 | 208.6054 | 62.4639 | 0.29944 | 208.6054 | 73.021 | 0.35004 | 208.6054 | 4.94% | 0.076966 | 0.073157 | 18926.5639 | 1203.1103 | 32.523 | 17690.9305 | 18928.6074 | 0 | 0 | 18928.6074 | 0.002373%
2028 | 329 | CB 329 | Tier-2 | Tier-2---14 | 3--4 | 14 | 100% | 215.2852 | 96.83% | 2.614% | 0.5577% | 10.3186 | 0 | 0 | 10.3186 | 0 | 8.9573 | 4.1921 | 2.1367 | 8.9573 | 4.1921 | 2.1367 | 10.4711 | 4.9006 | 2.1367 | 4.793% | 0.026212 | 0.024915 | 8213.1037 | 578.8703 | 1610.2559 | 6023.9775 | 8226.6688 | 0 | 0 | 8226.6688 | 0.0003403%
2028 | 330 | CB 330 | Tier-2 | Tier-2---16 | 4--3 | 96 | 100% | 124.2501 | 33.35% | 64.03% | 2.615% | 2.0514 | 0 | 0 | 2.0514 | 0 | 1.7807 | 28.7458 | 0.061948 | 1.7807 | 28.7458 | 0.061948 | 2.0817 | 33.6042 | 0.061948 | 1.651% | 0.029702 | 0.028232 | 4183.2246 | 7.517 | 3868.9172 | 306.7905 | 4328.4151 | 0 | 0 | 4328.4151 | 6.765e-05%
2028 | 351 | CB 351 | Tier-2 | Tier-2---3 | 5--5 | 211 | 100% | 14599.7352 | 99.66% | 0.3054% | 0.03279% | 720.2429 | 0 | 0 | 720.2429 | 0 | 625.2178 | 63.1809 | 9.8957 | 625.2178 | 63.1809 | 9.8957 | 730.8867 | 73.8592 | 9.8957 | 4.933% | 0.12463 | 0.11847 | 117140.1183 | 11493.6944 | 423.4429 | 105222.9811 | 117160.7487 | 0 | 0 | 117160.7487 | 0.02375%
2028 | 352 | CB 352 | Tier-2 | Tier-2---18 | 4--2 | 22 | 100% | 87.8741 | 99.22% | 0.6237% | 0.1541% | 4.3159 | 0 | 0 | 4.3159 | 0 | 3.7465 | 6.5876 | 0.56872 | 3.7465 | 6.5876 | 0.56872 | 4.3797 | 7.701 | 0.56872 | 4.911% | 0.066856 | 0.063546 | 1314.3831 | 68.0986 | 10.3432 | 1235.9414 | 1314.9155 | 0 | 0 | 1314.9155 | 0.0001423%
2028 | 353 | CB 353 | Tier-2 | Tier-2---19 | 1--5 | 1 | 100% | 7.5897 | 98.6% | 0% | 1.398% | 0.37044 | 0 | 0 | 0.37044 | 0 | 0.32156 | 0.29944 | 1.0739 | 0.32156 | 0.29944 | 1.0739 | 0.37591 | 0.35004 | 1.0739 | 4.881% | 0.0001926 | 0.00018307 | 39406.3406 | 2311.4551 | 1967.6519 | 35127.2336 | 39435.0274 | 0 | 0 | 39435.0274 | 1.222e-05%
2028 | 355 | CB 355 | Tier-2 | Tier-2---3 | 5--5 | 376 | 100% | 11288.3525 | 98.84% | 1.109% | 0.05403% | 552.2734 | 0 | 0 | 552.2734 | 0 | 479.4093 | 112.5878 | 4.2581 | 479.4093 | 112.5878 | 4.2581 | 560.435 | 131.6165 | 4.2581 | 4.892% | 0.1048 | 0.099616 | 107709.793 | 9333.0654 | 1277.5324 | 97099.1953 | 107775.044 | 0 | 0 | 107775.044 | 0.01821%
2028 | 356 | CB 356 | Tier-2 | Tier-2---19 | 1--5 | 1 | 100% | 6.8062 | 99.1% | 0% | 0.8997% | 0.33387 | 0 | 0 | 0.33387 | 0 | 0.28982 | 0.29944 | 0.9679 | 0.28982 | 0.29944 | 0.9679 | 0.33881 | 0.35004 | 0.9679 | 4.905% | 0.0001262 | 0.00011995 | 53931.5569 | 3195.8788 | 2293.9675 | 48441.7106 | 53956.8259 | 0 | 0 | 53956.8259 | 1.101e-05%
2028 | 357 | CB 357 | Tier-3 | Tier-3---10 | 5--5 | 184 | 100% | 6110.8546 | 96.01% | 3.933% | 0.05986% | 290.409 | 0 | 0 | 290.409 | 0 | 252.094 | 55.0962 | 4.5755 | 252.094 | 55.0962 | 4.5755 | 294.7007 | 64.4081 | 4.5755 | 4.752% | 0.12773 | 0.12141 | 47841.0693 | 2695.6068 | 1944.7301 | 43200.7325 | 47940.553 | 0 | 0 | 47940.553 | 0.009577%
2028 | 358 | CB 358 | Tier-3 | Tier-3---15 | 5--4 | 14 | 100% | 861.4334 | 18.88% | 81.11% | 0.0161% | 8.0496 | 0 | 0 | 8.0496 | 0 | 6.9875 | 4.1921 | 1.6668 | 6.9875 | 4.1921 | 1.6668 | 8.1685 | 4.9006 | 1.6668 | 0.9344% | 0.1387 | 0.13184 | 6210.6059 | 69.3964 | 4526.8458 | 1614.3636 | 6472.9843 | 0 | 0 | 6472.9843 | 0.0002654%
2028 | 396 | CB 396 | Tier-2 | Tier-2---11 | 5--4 | 2 | 100% | 669.8148 | 14.34% | 85.25% | 0.4034% | 4.7554 | 0 | 0 | 4.7554 | 0 | 4.128 | 0.59887 | 6.893 | 4.128 | 0.59887 | 6.893 | 4.8257 | 0.70009 | 6.893 | 0.71% | 0.10036 | 0.095392 | 6674.121 | 114.298 | 5341.1785 | 1218.6444 | 6971.8435 | 0 | 0 | 6971.8435 | 0.0001568%
2028 | 441 | CB 441 | Tier-3 | Tier-3---15 | 5--3 | 40 | 100% | 1133.0808 | 94.08% | 5.666% | 0.2577% | 52.7648 | 0 | 0 | 52.7648 | 0 | 45.8033 | 11.9774 | 3.8241 | 45.8033 | 11.9774 | 3.8241 | 53.5446 | 14.0018 | 3.8241 | 4.657% | 0.54555 | 0.51854 | 2076.9658 | 75.1989 | 111.2175 | 1890.5493 | 2083.3735 | 0 | 0 | 2083.3735 | 0.00174%
2028 | 470 | CB 470 | Tier-2 | Tier-2---6 | 5--5 | 56 | 100% | 6922.0493 | 95.49% | 4.388% | 0.1268% | 327.1728 | 0 | 0 | 327.1728 | 0 | 284.0073 | 16.7684 | 16.9371 | 284.0073 | 16.7684 | 16.9371 | 332.0078 | 19.6025 | 16.9371 | 4.727% | 0.114 | 0.10835 | 60721.6484 | 6478.0385 | 2705.5326 | 51538.0773 | 60864.4088 | 0 | 0 | 60864.4088 | 0.01079%
2028 | 499 | CB 499 | Tier-2 | Tier-2---19 | 2--3 | 3 | 100% | 19.4193 | 94.64% | 0% | 5.361% | 0.90973 | 0 | 0 | 0.90973 | 0 | 0.7897 | 0.89831 | 0.8791 | 0.7897 | 0.89831 | 0.8791 | 0.92317 | 1.0501 | 0.8791 | 4.685% | 0.00687 | 0.0065299 | 2826.6853 | 198.2647 | 1278.7389 | 1349.6817 | 2834.5765 | 0 | 0 | 2834.5765 | 3e-05%
2028 | 520 | CB 520 | Tier-2 | Tier-2---21 | 1--5 | 1 | 100% | 1.7668 | 97.86% | 0% | 2.14% | 0.085586 | 0 | 0 | 0.085586 | 0 | 0.074294 | 0.29944 | 0.24811 | 0.074294 | 0.29944 | 0.24811 | 0.08685 | 0.35004 | 0.24811 | 4.844% | 7.36e-05 | 6.9957e-05 | 24005.4522 | 3167.8618 | 4630.5395 | 16207.0509 | 24032.1992 | 0 | 0 | 24032.1992 | 2.822e-06%
2028 | 521 | CB 521 | Tier-2 | Tier-2---20 | 3--1 | 11 | 100% | 12.2832 | 16.79% | 81.3% | 1.905% | 0.1021 | 0 | 0 | 0.1021 | 0 | 0.088634 | 3.2938 | 0.026909 | 0.088634 | 3.2938 | 0.026909 | 0.10361 | 3.8505 | 0.026909 | 0.8313% | 0.025917 | 0.024634 | 473.952 | 4.2331 | 417.1527 | 52.5662 | 494.4894 | 0 | 0 | 494.4894 | 3.367e-06%
2028 | 522 | CB 522 | Tier-2 | Tier-2---9 | 4--5 | 277 | 100% | 1074.3257 | 89.49% | 10.08% | 0.4258% | 47.5925 | 0 | 0 | 47.5925 | 0 | 41.3134 | 82.9437 | 0.49809 | 41.3134 | 82.9437 | 0.49809 | 48.2958 | 96.9621 | 0.49809 | 4.43% | 0.049006 | 0.04658 | 21922.4202 | 1310.4924 | 2696.6948 | 17915.2331 | 22042.3571 | 0 | 0 | 22042.3571 | 0.001569%
2028 | 523 | CB 523 | Tier-2 | Tier-2---13 | 4--4 | 87 | 100% | 305.5692 | 37.2% | 61.32% | 1.484% | 5.6264 | 0 | 0 | 5.6264 | 0 | 4.8841 | 26.0509 | 0.18748 | 4.8841 | 26.0509 | 0.18748 | 5.7095 | 30.4538 | 0.18748 | 1.841% | 0.044603 | 0.042395 | 6850.8655 | 393.6973 | 4462.8655 | 1994.3028 | 7074.9309 | 0 | 0 | 7074.9309 | 0.0001855%
2028 | 524 | CB 524 | Tier-3 | Tier-3---17 | 3--5 | 12 | 100% | 481.3309 | 94.25% | 5.298% | 0.4514% | 22.456 | 0 | 0 | 22.456 | 0 | 19.4933 | 3.5932 | 5.425 | 19.4933 | 3.5932 | 5.425 | 22.7878 | 4.2005 | 5.425 | 4.665% | 0.018139 | 0.017241 | 26536.2736 | 2336.3386 | 4292.2973 | 19907.6377 | 26615.7308 | 0 | 0 | 26615.7308 | 0.0007405%
2028 | 536 | CB 536 | Tier-2 | Tier-2---18 | 4--2 | 8 | 100% | 54.1099 | 76.19% | 21.99% | 1.82% | 2.0408 | 0 | 0 | 2.0408 | 0 | 1.7715 | 2.3955 | 0.73952 | 1.7715 | 2.3955 | 0.73952 | 2.0709 | 2.8004 | 0.73952 | 3.772% | 0.063476 | 0.060334 | 852.4497 | 43.8224 | 164.7863 | 643.8409 | 863.0188 | 0 | 0 | 863.0188 | 6.73e-05%
2028 | 540 | CB 540 | Tier-2 | Tier-2---17 | 1--5 | 56 | 100% | 67.245 | 99.24% | 0% | 0.7576% | 3.3034 | 0 | 0 | 3.3034 | 0 | 2.8676 | 16.7684 | 0.17101 | 2.8676 | 16.7684 | 0.17101 | 3.3522 | 19.6025 | 0.17101 | 4.913% | 0.0036022 | 0.0034239 | 18667.7627 | 1335.1505 | 3231.0476 | 14101.5646 | 18675.1274 | 0 | 0 | 18675.1274 | 0.0001089%
2028 | 542 | CB 542 | Tier-2 | Tier-2---9 | 4--5 | 45 | 100% | 949.4775 | 95.45% | 4.414% | 0.1311% | 44.8628 | 0 | 0 | 44.8628 | 0 | 38.9439 | 13.4746 | 2.8902 | 38.9439 | 13.4746 | 2.8902 | 45.5258 | 15.752 | 2.8902 | 4.725% | 0.053515 | 0.050866 | 17742.4015 | 965.8807 | 2773.7516 | 14002.7692 | 17784.4002 | 0 | 0 | 17784.4002 | 0.001479%
2028 | 576 | CB 576 | Tier-2 | Tier-2---12 | 4--4 | 20 | 100% | 417.7025 | 78.37% | 21.49% | 0.1463% | 16.2034 | 0 | 0 | 16.2034 | 0 | 14.0656 | 5.9887 | 2.3487 | 14.0656 | 5.9887 | 2.3487 | 16.4428 | 7.0009 | 2.3487 | 3.879% | 0.047237 | 0.044899 | 8842.622 | 398.1663 | 2081.4024 | 6363.0533 | 8942.2431 | 0 | 0 | 8942.2431 | 0.0005343%
2028 | 599 | CB 599 | Tier-2 | Tier-2---4 | 4--5 | 375 | 100% | 4323.2442 | 99.81% | 0% | 0.1903% | 213.5933 | 0 | 0 | 213.5933 | 0 | 185.4129 | 112.2884 | 1.6512 | 185.4129 | 112.2884 | 1.6512 | 216.7498 | 131.2664 | 1.6512 | 4.941% | 0.043095 | 0.040961 | 100319.859 | 10016.8763 | 926.348 | 89376.6347 | 100329.8016 | 0 | 0 | 100329.8016 | 0.007044%
2028 | 776 | CB 776 | Tier-2 | Tier-2---18 | 3--3 | 47 | 100% | 55.0677 | 92.66% | 4.028% | 3.312% | 2.5258 | 0 | 0 | 2.5258 | 0 | 2.1925 | 14.0735 | 0.15579 | 2.1925 | 14.0735 | 0.15579 | 2.5631 | 16.4521 | 0.15579 | 4.587% | 0.014982 | 0.01424 | 3675.6367 | 359.0614 | 229.0677 | 3087.5075 | 3689.6867 | 0 | 0 | 3689.6867 | 8.329e-05%
2028 | 788 | CB 788 | Tier-2 | Tier-2---2 | 5--5 | 23 | 100% | 8569.0681 | 95.07% | 4.755% | 0.1724% | 403.2679 | 0 | 0 | 403.2679 | 0 | 350.0629 | 6.887 | 50.8294 | 350.0629 | 6.887 | 50.8294 | 409.2275 | 8.051 | 50.8294 | 4.706% | 0.14181 | 0.13479 | 60426.1463 | 6360.7221 | 2990.776 | 51074.6482 | 60581.2081 | 0 | 0 | 60581.2081 | 0.0133%
2028 | 835 | CB 835 | Tier-2 | Tier-2---17 | 1--5 | 104 | 100% | 42.6475 | 99.43% | 0% | 0.5747% | 2.0989 | 0 | 0 | 2.0989 | 0 | 1.822 | 31.1413 | 0.058507 | 1.822 | 31.1413 | 0.058507 | 2.1299 | 36.4046 | 0.058507 | 4.922% | 0.0017112 | 0.0016265 | 24922.574 | 2795.9682 | 135.9476 | 21990.6582 | 24930.0337 | 0 | 0 | 24930.0337 | 6.921e-05%
2028 | 907 | CB 907 | Tier-3 | Tier-3---13 | 3--5 | 26 | 100% | 2742.2838 | 99.83% | 0.1274% | 0.03844% | 135.5179 | 0 | 0 | 135.5179 | 0 | 117.6384 | 7.7853 | 15.1103 | 117.6384 | 7.7853 | 15.1103 | 137.5206 | 9.1011 | 15.1103 | 4.942% | 0.023668 | 0.022497 | 115862.6603 | 8950.1537 | 169.4148 | 106743.0917 | 115872.6663 | 0 | 0 | 115872.6663 | 0.004469%
2028 | 91 | CB 91 | Tier-2 | Tier-2---12 | 3--5 | 89 | 100% | 337.7351 | 93.43% | 6.078% | 0.496% | 15.6188 | 0 | 0 | 15.6188 | 0 | 13.5581 | 26.6498 | 0.50875 | 13.5581 | 26.6498 | 0.50875 | 15.8496 | 31.1539 | 0.50875 | 4.625% | 0.015476 | 0.01471 | 21823.4311 | 1985.3885 | 2725.0024 | 17113.0402 | 21898.15 | 0 | 0 | 21898.15 | 0.000515%
2028 | 970 | CB 970 | Tier-2 | Tier-2---14 | 1--5 | 2 | 100% | 251.0066 | 99.97% | 0% | 0.03372% | 12.4206 | 0 | 0 | 12.4206 | 0 | 10.7819 | 0.59887 | 18.0037 | 10.7819 | 0.59887 | 18.0037 | 12.6042 | 0.70009 | 18.0037 | 4.948% | 0.00034 | 0.00032317 | 738254.59 | 37452.9301 | 3187.3418 | 697614.3182 | 738267.5551 | 0 | 0 | 738267.5551 | 0.0004096%
2028 | 971 | CB 971 | Tier-2 | Tier-2---3 | 5--5 | 34 | 100% | 11456.6981 | 99.51% | 0.4569% | 0.03477% | 564.3183 | 0 | 0 | 564.3183 | 0 | 489.8651 | 10.1808 | 48.1165 | 489.8651 | 10.1808 | 48.1165 | 572.6579 | 11.9015 | 48.1165 | 4.926% | 0.12528 | 0.11908 | 91451.3672 | 5164.7092 | 651.9468 | 85634.7112 | 91474.7827 | 0 | 0 | 91474.7827 | 0.01861%
2028 | 975 | CB 975 | Tier-3 | Tier-3---16 | 5--4 | 36 | 100% | 1304.3742 | 99.51% | 0.4601% | 0.0271% | 64.252 | 0 | 0 | 64.252 | 0 | 55.7749 | 10.7797 | 5.1741 | 55.7749 | 10.7797 | 5.1741 | 65.2015 | 12.6016 | 5.1741 | 4.926% | 0.10726 | 0.10195 | 12161.0449 | 615.424 | 92.9298 | 11452.6911 | 12164.1301 | 0 | 0 | 12164.1301 | 0.002119%
2028 | 980 | CB 980 | Tier-2 | Tier-2---12 | 2--5 | 341 | 100% | 387.8494 | 99.7% | 0% | 0.3041% | 19.1402 | 0 | 0 | 19.1402 | 0 | 16.6149 | 102.1076 | 0.16272 | 16.6149 | 102.1076 | 0.16272 | 19.423 | 119.3649 | 0.16272 | 4.935% | 0.0069124 | 0.0065702 | 56109.2292 | 22659.9966 | 1622.27 | 31826.9626 | 56118.115 | 0 | 0 | 56118.115 | 0.0006312%
2028 | 981 | CB 981 | Tier-2 | Tier-2---15 | 1--5 | 23 | 100% | 132.7571 | 99.65% | 0% | 0.354% | 6.5482 | 0 | 0 | 6.5482 | 0 | 5.6843 | 6.887 | 0.82536 | 5.6843 | 6.887 | 0.82536 | 6.645 | 8.051 | 0.82536 | 4.932% | 0.0030076 | 0.0028587 | 44140.5414 | 2879.0748 | 9317.9917 | 31943.4749 | 44148.6786 | 0 | 0 | 44148.6786 | 0.0002159%
2028 | CTL1 | CB CTL1 | Tier-3 | Tier-3---19 | 5--1 | 2 | 100% | 27.4807 | 90.21% | 9.514% | 0.2799% | 1.2271 | 0 | 0 | 1.2271 | 0 | 1.0652 | 0.59887 | 1.7786 | 1.0652 | 0.59887 | 1.7786 | 1.2452 | 0.70009 | 1.7786 | 4.465% | 0.42111 | 0.40027 | 65.2572 | 3.4648 | 6.2225 | 55.5699 | 65.5901 | 0 | 0 | 65.5901 | 4.046e-05%
2028 | FB1 | CB FB1 | Tier-2 | Tier-2---11 | 4--4 | 161 | 100% | 346.5871 | 36.93% | 61.45% | 1.621% | 6.3355 | 0 | 0 | 6.3355 | 0 | 5.4996 | 48.2092 | 0.11408 | 5.4996 | 48.2092 | 0.11408 | 6.4291 | 56.357 | 0.11408 | 1.828% | 0.04664 | 0.044331 | 7431.1135 | 609.45 | 4232.5548 | 2589.1087 | 7675.1976 | 0 | 0 | 7675.1976 | 0.0002089%
2028 | FB2 | CB FB2 | Tier-2 | Tier-2---9 | 4--5 | 154 | 100% | 1029.5845 | 94.33% | 5.316% | 0.3556% | 48.074 | 0 | 0 | 48.074 | 0 | 41.7314 | 46.1131 | 0.90498 | 41.7314 | 46.1131 | 0.90498 | 48.7844 | 53.9067 | 0.90498 | 4.669% | 0.045688 | 0.043427 | 22535.0189 | 2600.9741 | 1192.7302 | 18741.3145 | 22601.5779 | 0 | 0 | 22601.5779 | 0.001585%
2028 | JU1 | CB JU1 | Tier-3 | Tier-3---15 | 5--4 | 126 | 100% | 1531.7487 | 97.85% | 2.019% | 0.1357% | 74.1877 | 0 | 0 | 74.1877 | 0 | 64.3998 | 37.7289 | 1.7069 | 64.3998 | 37.7289 | 1.7069 | 75.2841 | 44.1055 | 1.7069 | 4.843% | 0.1808 | 0.17185 | 8471.8458 | 469.0858 | 165.6284 | 7837.1316 | 8481.3528 | 0 | 0 | 8481.3528 | 0.002446%
2028 | MOR1 | CB MOR1 | Tier-2 | Tier-2---4 | 5--5 | 97 | 100% | 5119.7141 | 98.56% | 1.393% | 0.05121% | 249.7665 | 0 | 0 | 249.7665 | 0 | 216.8136 | 29.0453 | 7.4647 | 216.8136 | 29.0453 | 7.4647 | 253.4576 | 33.9542 | 7.4647 | 4.879% | 0.12647 | 0.12021 | 40481.7763 | 2466.5834 | 537.059 | 37478.1339 | 40512.2177 | 0 | 0 | 40512.2177 | 0.008236%
2028 | NVS1 | CB NVS1 | Tier-2 | Tier-2---12 | 4--5 | 10 | 100% | 638.0788 | 99.02% | 0% | 0.9838% | 31.2742 | 0 | 0 | 31.2742 | 0 | 27.148 | 2.9944 | 9.0664 | 27.148 | 2.9944 | 9.0664 | 31.7363 | 3.5004 | 9.0664 | 4.901% | 0.029239 | 0.027792 | 21822.7187 | 1367.8468 | 283.2108 | 20171.6612 | 21833.8993 | 0 | 0 | 21833.8993 | 0.001031%
2028 | OK1 | CB OK1 | Tier-3 | Tier-3---7 | 5--5 | 593 | 100% | 6915.6819 | 99% | 0.9206% | 0.07911% | 338.9042 | 0 | 0 | 338.9042 | 0 | 294.1909 | 177.5654 | 1.6568 | 294.1909 | 177.5654 | 1.6568 | 343.9125 | 207.576 | 1.6568 | 4.901% | 0.20255 | 0.19252 | 34143.1528 | 2255.401 | 307.6674 | 31580.0844 | 34160.9278 | 0 | 0 | 34160.9278 | 0.01118%
2028 | PE1 | CB PE1 | Tier-3 | Tier-3---13 | 5--4 | 510 | 100% | 3027.5479 | 94.73% | 5.109% | 0.164% | 141.961 | 0 | 0 | 141.961 | 0 | 123.2314 | 152.7122 | 0.80695 | 123.2314 | 152.7122 | 0.80695 | 144.0589 | 178.5223 | 0.80695 | 4.689% | 0.24168 | 0.22972 | 12527.0623 | 651.1133 | 599.2989 | 11276.6501 | 12561.4639 | 0 | 0 | 12561.4639 | 0.004681%
2028 | RA1 | CB RA1 | Tier-2 | Tier-2---2 | 5--5 | 214 | 100% | 10517.0624 | 98.31% | 1.619% | 0.07383% | 511.7794 | 0 | 0 | 511.7794 | 0 | 444.2579 | 64.0792 | 6.9329 | 444.2579 | 64.0792 | 6.9329 | 519.3425 | 74.9094 | 6.9329 | 4.866% | 0.14726 | 0.13997 | 71417.5478 | 3677.0651 | 1105.1436 | 66635.3391 | 71480.5261 | 0 | 0 | 71480.5261 | 0.01688%
2028 | RA2 | CB RA2 | Tier-2 | Tier-2---4 | 5--5 | 170 | 100% | 5229.9021 | 98.11% | 1.831% | 0.05575% | 253.995 | 0 | 0 | 253.995 | 0 | 220.4842 | 50.9041 | 4.3314 | 220.4842 | 50.9041 | 4.3314 | 257.7485 | 59.5074 | 4.3314 | 4.857% | 0.12706 | 0.12077 | 41161.4683 | 4371.7867 | 705.658 | 36084.0236 | 41201.919 | 0 | 0 | 41201.919 | 0.008376%
2028 | RA3 | CB RA3 | Tier-2 | Tier-2---10 | 5--4 | 44 | 100% | 916.1972 | 69.5% | 30.07% | 0.4286% | 31.5185 | 0 | 0 | 31.5185 | 0 | 27.3601 | 13.1752 | 2.0766 | 27.3601 | 13.1752 | 2.0766 | 31.9842 | 15.4019 | 2.0766 | 3.44% | 0.12911 | 0.12272 | 7096.3625 | 284.8233 | 1917.8301 | 4893.709 | 7209.0875 | 0 | 0 | 7209.0875 | 0.001039%
2028 | RB1 | CB RB1 | Tier-3 | Tier-3---20 | 1--5 | 3 | 100% | 29.7534 | 99.88% | 0% | 0.1212% | 1.471 | 0 | 0 | 1.471 | 0 | 1.2769 | 0.89831 | 1.4215 | 1.2769 | 0.89831 | 1.4215 | 1.4927 | 1.0501 | 1.4215 | 4.944% | 0.0001458 | 0.00013858 | 204069.8082 | 10986.7817 | 682.9358 | 192400.0907 | 204082.6843 | 0 | 0 | 204082.6843 | 4.851e-05%
2028 | RC1 | CB RC1 | Tier-2 | Tier-2---4 | 4--5 | 182 | 100% | 3739.8748 | 99.14% | 0.8077% | 0.05477% | 183.5272 | 0 | 0 | 183.5272 | 0 | 159.3136 | 54.4973 | 2.9233 | 159.3136 | 54.4973 | 2.9233 | 186.2394 | 63.708 | 2.9233 | 4.907% | 0.084253 | 0.080083 | 44388.4144 | 3566.8538 | 353.0058 | 40468.5548 | 44408.3511 | 0 | 0 | 44408.3511 | 0.006052%
2028 | SL1 | CB SL1 | Tier-3 | Tier-3---11 | 5--5 | 316 | 100% | 3361.5705 | 93.71% | 6.129% | 0.1568% | 155.9384 | 0 | 0 | 155.9384 | 0 | 135.3647 | 94.6217 | 1.4306 | 135.3647 | 94.6217 | 1.4306 | 158.2428 | 110.6138 | 1.4306 | 4.639% | 0.19527 | 0.18561 | 17214.6695 | 1252.9171 | 1001.4319 | 14960.3205 | 17271.0216 | 0 | 0 | 17271.0216 | 0.005142%
2028 | SSC1 | CB SSC1 | Tier-2 | Tier-2---18 | 4--3 | 22 | 100% | 94.186 | 2.003% | 94.63% | 3.363% | 0.093388 | 0 | 0 | 0.093388 | 0 | 0.081067 | 6.5876 | 0.012306 | 0.081067 | 6.5876 | 0.012306 | 0.094768 | 7.701 | 0.012306 | 0.09915% | 0.031528 | 0.029967 | 2987.3954 | 6.3387 | 2712.6507 | 268.4061 | 3139.8562 | 0 | 0 | 3139.8562 | 3.08e-06%
2028 | CTL1 | CTL1-3R | Tier-3 | Tier-3---14 | 5--4 | 375 | 100% | 2064.0334 | 78.9% | 20.86% | 0.2358% | 80.612 | 0 | 0 | 80.612 | 0 | 69.9765 | 112.2884 | 0.62319 | 69.9765 | 112.2884 | 0.62319 | 81.8033 | 131.2664 | 0.62319 | 3.906% | 0.42513 | 0.40409 | 4855.055 | 225.2505 | 929.4415 | 3700.363 | 4908.4041 | 0 | 0 | 4908.4041 | 0.002658%
2028 | DV1 | DV1-3R | Tier-3 | Tier-3---11 | 5--5 | 113 | 100% | 3719.4004 | 95.17% | 4.691% | 0.1427% | 175.211 | 0 | 0 | 175.211 | 0 | 152.0946 | 33.8362 | 4.495 | 152.0946 | 33.8362 | 4.495 | 177.8003 | 39.5549 | 4.495 | 4.711% | 0.19421 | 0.1846 | 19151.2388 | 1060.0216 | 843.3957 | 17247.8214 | 19199.4477 | 0 | 0 | 19199.4477 | 0.005778%
2028 | RA1 | RA1-402R | Tier-3 | Tier-3---4 | 5--5 | 254 | 100% | 9339.3378 | 99.33% | 0.6459% | 0.02826% | 459.1808 | 0 | 0 | 459.1808 | 0 | 398.5988 | 76.0567 | 5.2408 | 398.5988 | 76.0567 | 5.2408 | 465.9666 | 88.9111 | 5.2408 | 4.917% | 0.12948 | 0.12307 | 72130.9155 | 4375.0229 | 443.5541 | 67312.3385 | 72156.2385 | 0 | 0 | 72156.2385 | 0.01514%
2028 | RB1 | RB1-427R | Tier-3 | Tier-3---7 | 5--5 | 570 | 100% | 6920.124 | 97.57% | 2.306% | 0.1195% | 334.2371 | 0 | 0 | 334.2371 | 0 | 290.1396 | 170.6784 | 1.6999 | 290.1396 | 170.6784 | 1.6999 | 339.1765 | 199.525 | 1.6999 | 4.83% | 0.15381 | 0.14619 | 44992.7829 | 2694.5507 | 965.1573 | 41333.0749 | 45049.6194 | 0 | 0 | 45049.6194 | 0.01102%
2028 | RB1 | RB1-433R | Tier-3 | Tier-3---10 | 5--5 | 73 | 100% | 5946.5075 | 99.32% | 0.6164% | 0.06772% | 292.3383 | 0 | 0 | 292.3383 | 0 | 253.7687 | 21.8588 | 11.6094 | 253.7687 | 21.8588 | 11.6094 | 296.6585 | 25.5532 | 11.6094 | 4.916% | 0.15284 | 0.14528 | 38906.0871 | 2307.7478 | 238.1361 | 36360.2032 | 38919.9489 | 0 | 0 | 38919.9489 | 0.00964%
2028 | TM1 | TM1-10R | Tier-3 | Tier-3---12 | 5--5 | 239 | 100% | 3782.8568 | 99.48% | 0.4537% | 0.066% | 186.2783 | 0 | 0 | 186.2783 | 0 | 161.7017 | 71.5651 | 2.2595 | 161.7017 | 71.5651 | 2.2595 | 189.0311 | 83.6605 | 2.2595 | 4.924% | 0.093421 | 0.088796 | 40492.6609 | 2080.2531 | 189.7576 | 38222.6503 | 40503.6201 | 0 | 0 | 40503.6201 | 0.006143%

## Off_Cycle_Patrol
Off Cycle Patrol - Risk & Cost Benefit | [29 empty] | Summary Table |  | Baseline 2024 | Baseline 2024 | Baseline 2024 | WACC | WACC | WACC | H.D.R | H.D.R | H.D.R | S.D.R | S.D.R | S.D.R
[30 empty] | Year | Total Units (miles) | WF + PSPS + PEDS Risk Baseline (K$) | Baseline Risk Reduction (K$) | Baseline Risk Reduction (%) | PV Risk Reduced (K$) Year 40 | PV Total Cost Capital + O&M (K$) Year 40 | BCR WACC | PV Risk Reduced (K$) Year 40 | PV Total Cost Capital + O&M (K$) Year 40 | BCR HDR | PV Risk Reduced (K$) Year 40 | PV Total Cost Capital + O&M (K$) Year 40 | BCR SDR | Service Territory Risk Reduction (%)
back to index | [29 empty] | 2026 | 246834 | 2845627.9812 | 137141.4011 | 4.819% | 130823.5795 | 2007.6433 | 65.1628 | 130823.5795 | 2007.6433 | 65.1628 | 137813.6629 | 2114.9144 | 65.1628 | 4.522%
[9 empty] | Assumptions | Value | Units | Last Update | Comments |  |  |  | Notes | [12 empty] | 2027 | 246834 | 2845627.9812 | 137141.4011 | 4.819% | 124796.8068 | 1915.1553 | 65.1628 | 124796.8068 | 1915.1553 | 65.1628 | 138489.22 | 2125.2817 | 65.1628 | 4.522%
[9 empty] | Capital Cost only in Year 0 | 0.0085264 | K$/inspection | 2025-05-07 |  |  |  |  | [1] SDG&E does not calculate the risk reduction for the safety and reliability attributes for this program. All risk reduction is considered to fall within the financial attribute. | [12 empty] | 2028 | 246834 | 2845627.9812 | 137141.4011 | 4.819% | 119047.6752 | 1826.9281 | 65.1628 | 119047.6752 | 1826.9281 | 65.1628 | 139168.0888 | 2135.6997 | 65.1628 | 4.522%
[9 empty] | Service Drop factor | 0% | % | 2025-05-07 |  |  |  |  | [2] To avoid double counting of foundational cost SDG&E assumes no foundational cost for this program. | [12 empty] | Total 2026-2028 | 740502 | 8536883.9436 | 411424.2033 | 4.819% | 374668.0615 | 5749.7267 | 65.1628 | 374668.0615 | 5749.7267 | 65.1628 | 415470.9717 | 6375.8959 | 65.1628 | 13.57%
[9 empty] | OH to UG conversion factor | 0% | % | 2025-05-07
[9 empty] | Long-term Ongoing costs | 0 | $/unit | 2025-05-07
[9 empty] | Lifetime | 1 | Years | 2025-05-07
[9 empty] | Inflation Assumption to adjust Baseline | 2.5% |  | 2025-05-07
[9 empty] | Mitigation Effectiveness Estimate (%) | 4.95% | % | 2025-05-07
[9 empty] | Additional Installation Cost (O&M) only in Year 0 | 0 | M$/mile | 2025-05-07
[13 empty] | [1] | [1] | [1] | [2]
[8 empty] | Baseline 2025 | Baseline 2025 | Baseline 2025 | Baseline 2025 | Baseline 2025 | Baseline 2025 | Baseline 2025 | Baseline 2025 | Baseline 2025 | WACC | WACC | WACC | H.D.R | H.D.R | H.D.R | S.D.R | S.D.R | S.D.R |  |  |  | Pre - Mitigation CoRE |  |  |  | Post - Mitigation CoRE
Year | Feeder | Feeder Segment | HFTD Tier | Tranche ID HTM | Tranche ID Quintile | Total Units | %Trees in the Scope | WF + PSPS + PEDS Risk Baseline (K$/year) | Baseline Wildfire (%) | Baseline PSPS (%) | Baseline PEDS (%) | Risk Reduction (K$/year) | Safety Risk Reduction (K$/year) | Reliability Risk Reduction (K$/year) | Financial Risk Reduction (K$/year) | Mitigation Annual Cost (K$/year) | PV Risk Reduced (K$) Year 55 | PV Total Cost Capital + O&M (K$) Year 55 | BCR WACC | PV Risk Reduced (K$) Year 55 | PV Total Cost Capital + O&M (K$) Year 55 | BCR HDR | PV Risk Reduced (K$) Year 55 | PV Total Cost Capital + O&M (K$) Year 55 | BCR SDR | Risk Reduction % | Pre-Mitigation LoRE | Post-Mitigation LoRE | Pre-Mitigated CoRE [K$] | Pre-Mitigated CoRE Safety [K$] | Pre-Mitigated CoRE Reliability [K$] | Pre-Mitigated CoRE Financial [K$] | Post-Mitigated CoRE [K$] | Post-Mitigated CoRE Safety [K$] | Post-Mitigated CoRE Reliability [K$] | Post-Mitigated CoRE Financial [K$] | Service Territory Risk Reduction (%)
2026 | 1001 | 1001-1231F | Tier-2 | Tier-2---15 | 3--3 | 6 | 100% | 117.1572 | 99.03% | 0.8725% | 0.09309% | 5.7433 | 0 | 0 | 5.7433 | 0 | 5.4787 | 0.048801 | 112.2651 | 5.4787 | 0.048801 | 112.2651 | 5.7714 | 0.051409 | 112.2651 | 4.902% | 0.025088 | 0.023847 | 4669.7772 | 254.6756 | 41.5622 | 4373.5394 | 4672.1255 | 0 | 0 | 4672.1255 | 0.0001894%
2026 | 1001 | 1001-1814AE | Tier-2 | Tier-2---11 | 5--3 | 86 | 100% | 409.0622 | 99.15% | 0.7717% | 0.07851% | 20.0764 | 0 | 0 | 20.0764 | 0 | 19.1516 | 0.69949 | 27.3794 | 19.1516 | 0.69949 | 27.3794 | 20.1748 | 0.73686 | 27.3794 | 4.908% | 0.094213 | 0.089549 | 4341.8958 | 236.5203 | 34.0095 | 4071.3661 | 4343.8182 | 0 | 0 | 4343.8182 | 0.000662%
2026 | 1001 | 1001-1820F | Tier-2 | Tier-2---5 | 5--5 | 1144 | 100% | 4222.2471 | 91.41% | 8.486% | 0.103% | 191.0494 | 0 | 0 | 191.0494 | 0 | 182.2481 | 9.3048 | 19.5864 | 182.2481 | 9.3048 | 19.5864 | 191.9859 | 9.802 | 19.5864 | 4.525% | 0.12846 | 0.1221 | 32868.2878 | 1721.3581 | 2595.1533 | 28551.7765 | 33015.3127 | 0 | 0 | 33015.3127 | 0.0063%
2026 | 1006 | 1006-829F | Tier-2 | Tier-2---15 | 1--5 | 4 | 100% | 114.5301 | 99.76% | 0% | 0.2395% | 5.6557 | 0 | 0 | 5.6557 | 0 | 5.3951 | 0.032534 | 165.8286 | 5.3951 | 0.032534 | 165.8286 | 5.6834 | 0.034273 | 165.8286 | 4.938% | 0.0022112 | 0.0021017 | 51795.4298 | 4696.3379 | 114.7654 | 46984.3264 | 51801.8888 | 0 | 0 | 51801.8888 | 0.0001865%
2026 | 1021 | 1021-1748F | Tier-3 | Tier-3---2 | 5--5 | 1369 | 100% | 35156.1224 | 99.02% | 0.9436% | 0.03662% | 1723.1698 | 0 | 0 | 1723.1698 | 0 | 1643.7869 | 11.1349 | 147.6252 | 1643.7869 | 11.1349 | 147.6252 | 1731.6167 | 11.7298 | 147.6252 | 4.901% | 0.16564 | 0.15744 | 212249.5403 | 13715.9361 | 1963.4816 | 196570.1226 | 212357.8902 | 0 | 0 | 212357.8902 | 0.05682%
2026 | 1021 | 1021-1760R | Tier-3 | Tier-3---6 | 5--5 | 234 | 100% | 7055.7157 | 98.18% | 1.793% | 0.03106% | 342.8861 | 0 | 0 | 342.8861 | 0 | 327.0901 | 1.9033 | 171.8581 | 327.0901 | 1.9033 | 171.8581 | 344.567 | 2.005 | 171.8581 | 4.86% | 0.10829 | 0.10293 | 65155.0235 | 4038.9642 | 1087.8449 | 60028.2144 | 65216.9272 | 0 | 0 | 65216.9272 | 0.01131%
2026 | 1021 | 1021-25R | Tier-3 | Tier-3---2 | 5--5 | 633 | 100% | 18825.6899 | 99.7% | 0.2782% | 0.02306% | 929.0645 | 0 | 0 | 929.0645 | 0 | 886.2644 | 5.1486 | 172.1385 | 886.2644 | 5.1486 | 172.1385 | 933.6187 | 5.4236 | 172.1385 | 4.935% | 0.12361 | 0.11749 | 152300.0709 | 9949.5446 | 416.971 | 141933.5553 | 152323.9638 | 0 | 0 | 152323.9638 | 0.03064%
2026 | 1021 | 1021-855 | Tier-3 | Tier-3---10 | 5--5 | 269 | 100% | 5034.3753 | 99.51% | 0.4541% | 0.0405% | 247.9689 | 0 | 0 | 247.9689 | 0 | 236.5455 | 2.1879 | 108.1137 | 236.5455 | 2.1879 | 108.1137 | 249.1845 | 2.3048 | 108.1137 | 4.926% | 0.10909 | 0.10369 | 46149.2476 | 2319.9671 | 207.6388 | 43621.6417 | 46161.1355 | 0 | 0 | 46161.1355 | 0.008177%
2026 | 1021 | 1021-883R | Tier-3 | Tier-3---16 | 5--4 | 53 | 100% | 1386.6299 | 99.58% | 0.3809% | 0.03987% | 68.3494 | 0 | 0 | 68.3494 | 0 | 65.2006 | 0.43108 | 151.2497 | 65.2006 | 0.43108 | 151.2497 | 68.6844 | 0.45411 | 151.2497 | 4.929% | 0.10042 | 0.095448 | 13808.4689 | 696.2558 | 53.5765 | 13058.6366 | 13811.4949 | 0 | 0 | 13811.4949 | 0.002254%
2026 | 1021 | 1021-92 | Tier-3 | Tier-3---15 | 5--4 | 30 | 100% | 794.3626 | 99.6% | 0.3592% | 0.04176% | 39.1633 | 0 | 0 | 39.1633 | 0 | 37.3591 | 0.24401 | 153.1065 | 37.3591 | 0.24401 | 153.1065 | 39.3553 | 0.25704 | 153.1065 | 4.93% | 0.099013 | 0.094112 | 8022.7784 | 405.0442 | 27.6394 | 7590.0948 | 8024.4536 | 0 | 0 | 8024.4536 | 0.001291%
2026 | 1022 | 1022-17F | Tier-3 | Tier-3---4 | 5--5 | 392 | 100% | 9800.6792 | 99.62% | 0.3456% | 0.03348% | 483.2946 | 0 | 0 | 483.2946 | 0 | 461.0302 | 3.1884 | 144.5978 | 461.0302 | 3.1884 | 144.5978 | 485.6637 | 3.3587 | 144.5978 | 4.931% | 0.10945 | 0.10403 | 89544.6442 | 5359.6686 | 310.5435 | 83874.4321 | 89562.3218 | 0 | 0 | 89562.3218 | 0.01594%
2026 | 1022 | 1022-26R | Tier-3 | Tier-3---15 | 4--4 | 14 | 100% | 694.7204 | 99.22% | 0.7469% | 0.03547% | 34.1196 | 0 | 0 | 34.1196 | 0 | 32.5478 | 0.11387 | 285.8326 | 32.5478 | 0.11387 | 285.8326 | 34.2868 | 0.11995 | 285.8326 | 4.911% | 0.092662 | 0.088075 | 7497.376 | 376.7223 | 52.0531 | 7068.6006 | 7500.4309 | 0 | 0 | 7500.4309 | 0.001125%
2026 | 1022 | 1022-322R | Tier-3 | Tier-3---10 | 5--5 | 221 | 100% | 5072.1995 | 99.16% | 0.7912% | 0.04875% | 248.9649 | 0 | 0 | 248.9649 | 0 | 237.4956 | 1.7975 | 132.124 | 237.4956 | 1.7975 | 132.124 | 250.1853 | 1.8936 | 132.124 | 4.908% | 0.10587 | 0.10063 | 47911.5964 | 2988.4313 | 366.1059 | 44557.0592 | 47932.5548 | 0 | 0 | 47932.5548 | 0.00821%
2026 | 1023 | 1023-200R | Tier-2 | Tier-2---5 | 4--5 | 209 | 100% | 2889.9732 | 99.24% | 0.6691% | 0.08946% | 141.9685 | 0 | 0 | 141.9685 | 0 | 135.4283 | 1.6999 | 79.6676 | 135.4283 | 1.6999 | 79.6676 | 142.6644 | 1.7907 | 79.6676 | 4.912% | 0.083115 | 0.079 | 34770.9454 | 1877.1075 | 241.328 | 32652.5099 | 34784.6815 | 0 | 0 | 34784.6815 | 0.004682%
2026 | 1023 | 1023-46AE | Tier-2 | Tier-2---2 | 5--5 | 1740 | 100% | 9469.9149 | 95.98% | 3.884% | 0.1387% | 449.9058 | 0 | 0 | 449.9058 | 0 | 429.1796 | 14.1524 | 30.3255 | 429.1796 | 14.1524 | 30.3255 | 452.1112 | 14.9086 | 30.3255 | 4.751% | 0.13914 | 0.13225 | 68062.6824 | 3656.971 | 2513.7394 | 61891.9719 | 68205.2551 | 0 | 0 | 68205.2551 | 0.01484%
2026 | 1023 | 1023-48R | Tier-2 | Tier-2---5 | 5--5 | 1132 | 100% | 3773.8473 | 97.39% | 2.337% | 0.2725% | 181.93 | 0 | 0 | 181.93 | 0 | 173.5489 | 9.2072 | 18.8492 | 173.5489 | 9.2072 | 18.8492 | 182.8218 | 9.6992 | 18.8492 | 4.821% | 0.12816 | 0.12182 | 29445.7307 | 1737.6729 | 715.7665 | 26992.2913 | 29485.7528 | 0 | 0 | 29485.7528 | 0.005999%
2026 | 1023 | 1023-89R | Tier-2 | Tier-2---11 | 4--4 | 220 | 100% | 585.5086 | 87.68% | 11.85% | 0.4758% | 25.4114 | 0 | 0 | 25.4114 | 0 | 24.2408 | 1.7894 | 13.547 | 24.2408 | 1.7894 | 13.547 | 25.536 | 1.885 | 13.547 | 4.34% | 0.083403 | 0.079275 | 7020.201 | 414.9664 | 782.0246 | 5823.21 | 7065.2497 | 0 | 0 | 7065.2497 | 0.000838%
2026 | 1030 | 1030-1728R | Tier-3 | Tier-3---9 | 5--5 | 105 | 100% | 5124.1587 | 98.26% | 1.711% | 0.02883% | 249.2335 | 0 | 0 | 249.2335 | 0 | 237.7519 | 0.85403 | 278.3896 | 237.7519 | 0.85403 | 278.3896 | 250.4553 | 0.89966 | 278.3896 | 4.864% | 0.23544 | 0.22379 | 21764.1991 | 1221.106 | 349.3689 | 20193.7242 | 21783.9158 | 0 | 0 | 21783.9158 | 0.008219%
2026 | 1030 | 1030-1777 | Tier-3 | Tier-3---5 | 5--5 | 269 | 100% | 11817.5772 | 98.58% | 1.381% | 0.03413% | 576.6917 | 0 | 0 | 576.6917 | 0 | 550.1247 | 2.1879 | 251.4359 | 550.1247 | 2.1879 | 251.4359 | 579.5186 | 2.3048 | 251.4359 | 4.88% | 0.24629 | 0.2341 | 47981.5879 | 2529.7124 | 644.8626 | 44807.0129 | 48016.9501 | 0 | 0 | 48016.9501 | 0.01902%
2026 | 1030 | 1030-1823F | Tier-3 | Tier-3---13 | 5--5 | 107 | 100% | 2150.9739 | 99.45% | 0.5287% | 0.02497% | 105.8837 | 0 | 0 | 105.8837 | 0 | 101.0059 | 0.87029 | 116.0597 | 101.0059 | 0.87029 | 116.0597 | 106.4028 | 0.91679 | 116.0597 | 4.923% | 0.10605 | 0.1008 | 20281.9888 | 1017.5622 | 101.0259 | 19163.4007 | 20287.8367 | 0 | 0 | 20287.8367 | 0.003492%
2026 | 1030 | 1030-18R | Tier-3 | Tier-3---7 | 5--5 | 209 | 100% | 6620.9098 | 98.66% | 1.309% | 0.03186% | 323.3397 | 0 | 0 | 323.3397 | 0 | 308.4441 | 1.6999 | 181.4465 | 308.4441 | 1.6999 | 181.4465 | 324.9247 | 1.7907 | 181.4465 | 4.884% | 0.23843 | 0.22663 | 27769.0579 | 1524.2005 | 340.5168 | 25904.3406 | 27788.4525 | 0 | 0 | 27788.4525 | 0.01066%
2026 | 1030 | 1030-20R | Tier-3 | Tier-3---3 | 5--5 | 1458 | 100% | 25318.462 | 99.14% | 0.8163% | 0.04139% | 1242.5149 | 0 | 0 | 1242.5149 | 0 | 1185.2748 | 11.8588 | 99.9493 | 1185.2748 | 11.8588 | 99.9493 | 1248.6056 | 12.4924 | 99.9493 | 4.908% | 0.28668 | 0.27249 | 88316.4782 | 5506.1055 | 686.3261 | 82124.0466 | 88355.9257 | 0 | 0 | 88355.9257 | 0.04097%
2026 | 1030 | 1030-42R | Tier-3 | Tier-3---3 | 5--5 | 1503 | 100% | 28398.7895 | 98.49% | 1.466% | 0.03945% | 1384.5772 | 0 | 0 | 1384.5772 | 0 | 1320.7925 | 12.2248 | 108.0424 | 1320.7925 | 12.2248 | 108.0424 | 1391.3643 | 12.878 | 108.0424 | 4.875% | 0.28228 | 0.2683 | 100606.2475 | 6191.924 | 1386.8762 | 93027.4473 | 100685.1242 | 0 | 0 | 100685.1242 | 0.04566%
2026 | 1030 | 1030-989R | Tier-3 | Tier-3---3 | 5--5 | 1232 | 100% | 26696.216 | 99.16% | 0.796% | 0.04527% | 1310.3453 | 0 | 0 | 1310.3453 | 0 | 1249.9804 | 10.0206 | 124.7415 | 1249.9804 | 10.0206 | 124.7415 | 1316.7686 | 10.556 | 124.7415 | 4.908% | 0.30703 | 0.29183 | 86951.1078 | 4865.0498 | 650.3273 | 81435.7308 | 86989.2036 | 0 | 0 | 86989.2036 | 0.04321%
2026 | 1039 | 1039-13 | Tier-2 | Tier-2---3 | 5--5 | 1991 | 100% | 15957.1711 | 97.45% | 2.471% | 0.0752% | 769.7688 | 0 | 0 | 769.7688 | 0 | 734.3072 | 16.194 | 45.3445 | 734.3072 | 16.194 | 45.3445 | 773.5422 | 17.0592 | 45.3445 | 4.824% | 0.1351 | 0.12841 | 118113.2514 | 10500.2075 | 2816.2541 | 104796.7897 | 118269.8643 | 0 | 0 | 118269.8643 | 0.02538%
2026 | 1073 | 1073-872F | Tier-2 | Tier-2---20 | 3--2 | 43 | 100% | 17.9659 | 86.84% | 10.72% | 2.434% | 0.7723 | 0 | 0 | 0.7723 | 0 | 0.73672 | 0.34974 | 2.1065 | 0.73672 | 0.34974 | 2.1065 | 0.77608 | 0.36843 | 2.1065 | 4.299% | 0.018584 | 0.017664 | 966.7183 | 76.5664 | 118.0704 | 772.0814 | 973.3425 | 0 | 0 | 973.3425 | 2.547e-05%
2026 | 1073 | 1073-886F | Tier-2 | Tier-2---20 | 3--2 | 25 | 100% | 27.0781 | 12.75% | 86.83% | 0.4178% | 0.17092 | 0 | 0 | 0.17092 | 0 | 0.16305 | 0.20334 | 0.80185 | 0.16305 | 0.20334 | 0.80185 | 0.17176 | 0.2142 | 0.80185 | 0.6312% | 0.016776 | 0.015946 | 1614.0782 | 19.1067 | 1282.2131 | 312.7584 | 1687.417 | 0 | 0 | 1687.417 | 5.636e-06%
2026 | 1073 | 1073-887F | Tier-2 | Tier-2---21 | 3--1 | 4 | 100% | 6.3934 | 34.35% | 64.55% | 1.103% | 0.10871 | 0 | 0 | 0.10871 | 0 | 0.1037 | 0.032534 | 3.1873 | 0.1037 | 0.032534 | 3.1873 | 0.10924 | 0.034273 | 3.1873 | 1.7% | 0.016639 | 0.015815 | 384.2398 | 11.9549 | 217.4823 | 154.8027 | 397.3768 | 0 | 0 | 397.3768 | 3.585e-06%
2026 | 1090 | 1090-1734 | Tier-3 | Tier-3---16 | 2--5 | 19 | 100% | 730.5479 | 99.24% | 0.5863% | 0.172% | 35.8879 | 0 | 0 | 35.8879 | 0 | 34.2346 | 0.15454 | 221.5289 | 34.2346 | 0.15454 | 221.5289 | 36.0638 | 0.1628 | 221.5289 | 4.912% | 0.01345 | 0.012784 | 54317.4438 | 3261.8302 | 456.9875 | 50598.6261 | 54338.8933 | 0 | 0 | 54338.8933 | 0.001183%
2026 | 1090 | 1090-636R | Tier-3 | Tier-3---15 | 5--3 | 140 | 100% | 919.3728 | 93.93% | 5.62% | 0.4487% | 42.7471 | 0 | 0 | 42.7471 | 0 | 40.7779 | 1.1387 | 35.8109 | 40.7779 | 1.1387 | 35.8109 | 42.9567 | 1.1995 | 35.8109 | 4.65% | 0.38465 | 0.36561 | 2390.1852 | 120.0827 | 121.765 | 2148.3375 | 2397.7393 | 0 | 0 | 2397.7393 | 0.00141%
2026 | 1090 | 1090-70F | Tier-2 | Tier-2---15 | 2--5 | 37 | 100% | 140.8367 | 88.02% | 11.68% | 0.2956% | 6.1362 | 0 | 0 | 6.1362 | 0 | 5.8535 | 0.30094 | 19.4506 | 5.8535 | 0.30094 | 19.4506 | 6.1663 | 0.31702 | 19.4506 | 4.357% | 0.0083 | 0.0078891 | 16968.2749 | 903.4734 | 1917.2026 | 14147.5988 | 17074.1431 | 0 | 0 | 17074.1431 | 0.0002023%
2026 | 1090 | 1090-73F | Tier-3 | Tier-3---10 | 4--5 | 600 | 100% | 5899.0454 | 99.62% | 0.2521% | 0.1275% | 290.8942 | 0 | 0 | 290.8942 | 0 | 277.4933 | 4.8801 | 56.8617 | 277.4933 | 4.8801 | 56.8617 | 292.3202 | 5.1409 | 56.8617 | 4.931% | 0.046754 | 0.044439 | 126173.0725 | 9334.6657 | 462.1696 | 116376.2372 | 126198.0175 | 0 | 0 | 126198.0175 | 0.009593%
2026 | 1090 | 1090-74F | Tier-3 | Tier-3---10 | 4--5 | 661 | 100% | 4990.92 | 99.62% | 0.2191% | 0.1576% | 246.1199 | 0 | 0 | 246.1199 | 0 | 234.7817 | 5.3763 | 43.6698 | 234.7817 | 5.3763 | 43.6698 | 247.3264 | 5.6636 | 43.6698 | 4.931% | 0.045737 | 0.043473 | 109123.1086 | 8272.9718 | 456.2327 | 100393.904 | 109144.5164 | 0 | 0 | 109144.5164 | 0.008116%
2026 | 1094 | 1094-35F | Tier-2 | Tier-2---7 | 3--5 | 315 | 100% | 2514.2831 | 99.84% | 0% | 0.1648% | 124.2519 | 0 | 0 | 124.2519 | 0 | 118.5279 | 2.5621 | 46.2624 | 118.5279 | 2.5621 | 46.2624 | 124.861 | 2.699 | 46.2624 | 4.942% | 0.020398 | 0.019388 | 123263.6714 | 7008.6853 | 282.5097 | 115972.4764 | 123274.2511 | 0 | 0 | 123274.2511 | 0.004097%
2026 | 1094 | 1094-7 | Tier-2 | Tier-2---17 | 2--4 | 124 | 100% | 95.3301 | 98.77% | 0% | 1.235% | 4.6606 | 0 | 0 | 4.6606 | 0 | 4.4459 | 1.0086 | 4.4081 | 4.4459 | 1.0086 | 4.4081 | 4.6834 | 1.0625 | 4.4081 | 4.889% | 0.0065074 | 0.0061853 | 14649.4839 | 1080.944 | 371.5011 | 13197.0388 | 14658.9042 | 0 | 0 | 14658.9042 | 0.0001537%
2026 | 1100 | 1100-1168F | Tier-2 | Tier-2---18 | 4--2 | 1 | 100% | 54.719 | 98.75% | 1.065% | 0.1855% | 2.6747 | 0 | 0 | 2.6747 | 0 | 2.5515 | 0.0081336 | 313.6984 | 2.5515 | 0.0081336 | 313.6984 | 2.6878 | 0.0085682 | 313.6984 | 4.888% | 0.070904 | 0.067394 | 771.7308 | 43.3728 | 7.9161 | 720.4418 | 772.2335 | 0 | 0 | 772.2335 | 8.82e-05%
2026 | 1100 | 1100-1172R | Tier-2 | Tier-2---7 | 4--5 | 22 | 100% | 2144.9788 | 99.68% | 0.2699% | 0.05437% | 105.8322 | 0 | 0 | 105.8322 | 0 | 100.9567 | 0.17894 | 564.1972 | 100.9567 | 0.17894 | 564.1972 | 106.351 | 0.1885 | 564.1972 | 4.934% | 0.080798 | 0.076798 | 26547.4908 | 2914.2533 | 70.3485 | 23562.889 | 26551.9736 | 0 | 0 | 26551.9736 | 0.00349%
2026 | 1105 | 1105-1479 | Tier-2 | Tier-2---4 | 5--5 | 102 | 100% | 4228.0435 | 99.92% | 0.03248% | 0.04256% | 209.1311 | 0 | 0 | 209.1311 | 0 | 199.4969 | 0.82962 | 240.4664 | 199.4969 | 0.82962 | 240.4664 | 210.1563 | 0.87395 | 240.4664 | 4.946% | 0.10556 | 0.10034 | 40053.0076 | 3869.6704 | 26.6766 | 36156.6607 | 40054.5729 | 0 | 0 | 40054.5729 | 0.006896%
2026 | 1105 | 1105-1483 | Tier-2 | Tier-2---11 | 4--4 | 57 | 100% | 417.0013 | 94.5% | 5.418% | 0.08666% | 19.5054 | 0 | 0 | 19.5054 | 0 | 18.6068 | 0.46361 | 40.1343 | 18.6068 | 0.46361 | 40.1343 | 19.601 | 0.48839 | 40.1343 | 4.678% | 0.063819 | 0.06066 | 6534.1451 | 320.1386 | 289.9716 | 5924.0349 | 6552.8754 | 0 | 0 | 6552.8754 | 0.0006432%
2026 | 1118 | 1118-1718F | Tier-2 | Tier-2---10 | 5--4 | 53 | 100% | 788.3757 | 99.4% | 0.5205% | 0.07536% | 38.792 | 0 | 0 | 38.792 | 0 | 37.005 | 0.43108 | 85.8426 | 37.005 | 0.43108 | 85.8426 | 38.9822 | 0.45411 | 85.8426 | 4.921% | 0.10781 | 0.10247 | 7312.7208 | 536.3335 | 35.0941 | 6741.2933 | 7314.9902 | 0 | 0 | 7314.9902 | 0.001279%
2026 | 1138 | 1138-6R | Tier-2 | Tier-2---5 | 5--5 | 1839 | 100% | 4663.8779 | 91.12% | 8.567% | 0.3106% | 210.367 | 0 | 0 | 210.367 | 0 | 200.6758 | 14.9576 | 13.4163 | 200.6758 | 14.9576 | 13.4163 | 211.3982 | 15.7569 | 13.4163 | 4.511% | 0.17153 | 0.16304 | 27190.5644 | 2036.5744 | 2249.3585 | 22904.6315 | 27316.2731 | 0 | 0 | 27316.2731 | 0.006937%
2026 | 1162 | 1162-324R | Tier-2 | Tier-2---13 | 4--3 | 21 | 100% | 240.2897 | 88.19% | 10.99% | 0.8202% | 10.4893 | 0 | 0 | 10.4893 | 0 | 10.0061 | 0.17081 | 58.582 | 10.0061 | 0.17081 | 58.582 | 10.5407 | 0.17993 | 58.582 | 4.365% | 0.068658 | 0.065259 | 3499.8056 | 195.2386 | 355.9283 | 2948.6387 | 3521.3352 | 0 | 0 | 3521.3352 | 0.0003459%
2026 | 1162 | 1162-329R | Tier-2 | Tier-2---13 | 4--3 | 23 | 100% | 206.5878 | 96.62% | 2.592% | 0.7875% | 9.8805 | 0 | 0 | 9.8805 | 0 | 9.4254 | 0.18707 | 50.3836 | 9.4254 | 0.18707 | 50.3836 | 9.929 | 0.19707 | 50.3836 | 4.783% | 0.070019 | 0.066553 | 2950.4371 | 171.8842 | 84.3202 | 2694.2327 | 2955.6292 | 0 | 0 | 2955.6292 | 0.0003258%
2026 | 1162 | 1162-363 | Tier-2 | Tier-2---13 | 4--3 | 9 | 100% | 247.9994 | 97.75% | 1.792% | 0.4608% | 11.9994 | 0 | 0 | 11.9994 | 0 | 11.4466 | 0.073202 | 156.3693 | 11.4466 | 0.073202 | 156.3693 | 12.0582 | 0.077113 | 156.3693 | 4.838% | 0.064829 | 0.06162 | 3825.4385 | 214.4022 | 70.5791 | 3540.4572 | 3829.9274 | 0 | 0 | 3829.9274 | 0.0003957%
2026 | 1166 | 1166-15R | Tier-3 | Tier-3---11 | 5--5 | 149 | 100% | 3965.2217 | 98.26% | 1.658% | 0.07833% | 192.8712 | 0 | 0 | 192.8712 | 0 | 183.9861 | 1.2119 | 151.8158 | 183.9861 | 1.2119 | 151.8158 | 193.8167 | 1.2767 | 151.8158 | 4.864% | 0.19397 | 0.18436 | 20442.8701 | 1122.9007 | 327.2272 | 18992.7422 | 20461.3511 | 0 | 0 | 20461.3511 | 0.00636%
2026 | 1166 | 1166-18R | Tier-3 | Tier-3---5 | 5--5 | 224 | 100% | 10108.4901 | 99.77% | 0.1963% | 0.03345% | 499.2208 | 0 | 0 | 499.2208 | 0 | 476.2228 | 1.8219 | 261.3849 | 476.2228 | 1.8219 | 261.3849 | 501.668 | 1.9193 | 261.3849 | 4.939% | 0.21365 | 0.20307 | 47313.4054 | 3052.661 | 107.9125 | 44152.8319 | 47319.0656 | 0 | 0 | 47319.0656 | 0.01646%
2026 | 1166 | 1166-342R | Tier-3 | Tier-3---5 | 5--5 | 469 | 100% | 10322.642 | 99.08% | 0.8619% | 0.05733% | 506.2736 | 0 | 0 | 506.2736 | 0 | 482.9506 | 3.8146 | 126.6043 | 482.9506 | 3.8146 | 126.6043 | 508.7553 | 4.0185 | 126.6043 | 4.904% | 0.21878 | 0.20795 | 47183.5693 | 2494.6745 | 397.8438 | 44291.0509 | 47206.1577 | 0 | 0 | 47206.1577 | 0.0167%
2026 | 1215 | 1215-12R | Tier-3 | Tier-3---9 | 5--4 | 78 | 100% | 6147.2839 | 97.88% | 2.045% | 0.07292% | 297.8447 | 0 | 0 | 297.8447 | 0 | 284.1236 | 0.63442 | 447.8484 | 284.1236 | 0.63442 | 447.8484 | 299.3047 | 0.66832 | 447.8484 | 4.845% | 0.69907 | 0.66447 | 8793.5219 | 453.8865 | 171.3905 | 8168.2449 | 8803.2228 | 0 | 0 | 8803.2228 | 0.009822%
2026 | 1215 | 1215-28R | Tier-3 | Tier-3---14 | 5--3 | 54 | 100% | 2215.156 | 94.69% | 5.226% | 0.08401% | 103.8279 | 0 | 0 | 103.8279 | 0 | 99.0448 | 0.43921 | 225.505 | 99.0448 | 0.43921 | 225.505 | 104.3369 | 0.46268 | 225.505 | 4.687% | 0.66756 | 0.63451 | 3318.2974 | 164.8533 | 155.0862 | 2998.3579 | 3327.4734 | 0 | 0 | 3327.4734 | 0.003424%
2026 | 1215 | 1215-32R | Tier-3 | Tier-3---7 | 5--4 | 327 | 100% | 8696.5042 | 96.48% | 3.447% | 0.07747% | 415.3037 | 0 | 0 | 415.3037 | 0 | 396.1715 | 2.6597 | 148.9546 | 396.1715 | 2.6597 | 148.9546 | 417.3395 | 2.8018 | 148.9546 | 4.776% | 0.68132 | 0.6476 | 12764.1579 | 635.3889 | 400.2926 | 11728.4764 | 12787.588 | 0 | 0 | 12787.588 | 0.0137%
2026 | 1233 | 1233-259R | Tier-3 | Tier-3---16 | 5--4 | 133 | 100% | 1558.5389 | 98.56% | 1.214% | 0.2225% | 76.0395 | 0 | 0 | 76.0395 | 0 | 72.5366 | 1.0818 | 67.0539 | 72.5366 | 1.0818 | 67.0539 | 76.4123 | 1.1396 | 67.0539 | 4.879% | 0.12749 | 0.12118 | 12225.1388 | 744.7481 | 204.4893 | 11275.9014 | 12234.2836 | 0 | 0 | 12234.2836 | 0.002508%
2026 | 1233 | 1233-585R | Tier-3 | Tier-3---12 | 5--5 | 440 | 100% | 3561.9587 | 98.42% | 1.457% | 0.1235% | 173.5298 | 0 | 0 | 173.5298 | 0 | 165.5356 | 3.5788 | 46.2548 | 165.5356 | 3.5788 | 46.2548 | 174.3804 | 3.77 | 46.2548 | 4.872% | 0.12988 | 0.12345 | 27424.4063 | 1597.7111 | 397.7458 | 25428.9493 | 27446.9828 | 0 | 0 | 27446.9828 | 0.005722%
2026 | 1233 | 1233-587R | Tier-3 | Tier-3---13 | 5--5 | 759 | 100% | 2983.7291 | 97.9% | 1.929% | 0.1696% | 144.5958 | 0 | 0 | 144.5958 | 0 | 137.9346 | 6.1734 | 22.3434 | 137.9346 | 6.1734 | 22.3434 | 145.3046 | 6.5032 | 22.3434 | 4.846% | 0.13489 | 0.12821 | 22120.1137 | 1287.4024 | 436.159 | 20396.5523 | 22144.283 | 0 | 0 | 22144.283 | 0.004768%
2026 | 1233 | 1233-589R | Tier-3 | Tier-3---16 | 5--4 | 92 | 100% | 1386.4905 | 98.92% | 0.9396% | 0.1432% | 67.8881 | 0 | 0 | 67.8881 | 0 | 64.7607 | 0.74829 | 86.545 | 64.7607 | 0.74829 | 86.545 | 68.2209 | 0.78827 | 86.545 | 4.896% | 0.11751 | 0.11169 | 11798.9753 | 654.3239 | 110.4066 | 11034.2448 | 11805.6289 | 0 | 0 | 11805.6289 | 0.002239%
2026 | 1233 | 1233-591R | Tier-3 | Tier-3---12 | 5--5 | 550 | 100% | 4300.1838 | 98.66% | 1.226% | 0.1146% | 210.0058 | 0 | 0 | 210.0058 | 0 | 200.3313 | 4.4735 | 44.7821 | 200.3313 | 4.4735 | 44.7821 | 211.0352 | 4.7125 | 44.7821 | 4.884% | 0.13142 | 0.12491 | 32721.9695 | 2017.1563 | 396.1628 | 30308.6504 | 32744.8122 | 0 | 0 | 32744.8122 | 0.006925%
2026 | 1242 | 1242-1079R | Tier-2 | Tier-2---12 | 2--5 | 6 | 100% | 411.5414 | 99.65% | 0% | 0.3468% | 20.3007 | 0 | 0 | 20.3007 | 0 | 19.3654 | 0.048801 | 396.8211 | 19.3654 | 0.048801 | 396.8211 | 20.4002 | 0.051409 | 396.8211 | 4.933% | 0.0067316 | 0.0063984 | 61135.7492 | 21194.3813 | 442.4228 | 39498.9452 | 61146.7898 | 0 | 0 | 61146.7898 | 0.0006694%
2026 | 1242 | 1242-1084 | Tier-2 | Tier-2---12 | 2--5 | 63 | 100% | 456.1931 | 99.77% | 0% | 0.2285% | 22.53 | 0 | 0 | 22.53 | 0 | 21.4921 | 0.51242 | 41.9426 | 21.4921 | 0.51242 | 41.9426 | 22.6404 | 0.53979 | 41.9426 | 4.939% | 0.005996 | 0.0056992 | 76082.9136 | 12562.2691 | 164.6304 | 63356.014 | 76091.9678 | 0 | 0 | 76091.9678 | 0.000743%
2026 | 1243 | 1243-319R | Tier-2 | Tier-2---9 | 4--4 | 115 | 100% | 1178.043 | 99.35% | 0.5195% | 0.1323% | 57.9331 | 0 | 0 | 57.9331 | 0 | 55.2642 | 0.93536 | 59.0833 | 55.2642 | 0.93536 | 59.0833 | 58.217 | 0.98534 | 59.0833 | 4.918% | 0.081051 | 0.077039 | 14534.5899 | 742.8831 | 82.0978 | 13709.609 | 14539.5235 | 0 | 0 | 14539.5235 | 0.00191%
2026 | 1243 | 1243-38R | Tier-2 | Tier-2---16 | 4--3 | 18 | 100% | 158.2514 | 99.48% | 0.3681% | 0.155% | 7.7925 | 0 | 0 | 7.7925 | 0 | 7.4335 | 0.1464 | 50.7736 | 7.4335 | 0.1464 | 50.7736 | 7.8307 | 0.15423 | 50.7736 | 4.924% | 0.072591 | 0.068997 | 2180.0532 | 116.78 | 9.4659 | 2053.8073 | 2180.6472 | 0 | 0 | 2180.6472 | 0.000257%
2026 | 1243 | 1243-45R | Tier-2 | Tier-2---7 | 4--5 | 150 | 100% | 1878.3826 | 99.05% | 0.8285% | 0.1244% | 92.0939 | 0 | 0 | 92.0939 | 0 | 87.8513 | 1.22 | 72.0071 | 87.8513 | 1.22 | 72.0071 | 92.5454 | 1.2852 | 72.0071 | 4.903% | 0.087615 | 0.083278 | 21438.9544 | 1134.9825 | 174.3683 | 20129.6036 | 21449.5937 | 0 | 0 | 21449.5937 | 0.003037%
2026 | 1250 | 1250-27R | Tier-2 | Tier-2---6 | 5--5 | 104 | 100% | 6418.5082 | 93.04% | 6.917% | 0.04745% | 295.5897 | 0 | 0 | 295.5897 | 0 | 281.9725 | 0.84589 | 333.3434 | 281.9725 | 0.84589 | 333.3434 | 297.0387 | 0.89109 | 333.3434 | 4.605% | 0.097369 | 0.09255 | 65919.1509 | 5630.4753 | 4516.6533 | 55772.0223 | 66158.2276 | 0 | 0 | 66158.2276 | 0.009747%
2026 | 1250 | 1250-671R | Tier-2 | Tier-2---6 | 4--5 | 164 | 100% | 6815.4278 | 94.54% | 5.441% | 0.023% | 318.9315 | 0 | 0 | 318.9315 | 0 | 304.239 | 1.3339 | 228.0812 | 304.239 | 1.3339 | 228.0812 | 320.4949 | 1.4052 | 228.0812 | 4.68% | 0.09205 | 0.087494 | 74040.4971 | 4546.125 | 3808.2018 | 65686.1703 | 74251.1661 | 0 | 0 | 74251.1661 | 0.01052%
2026 | 1250 | 1250-677R | Tier-2 | Tier-2---3 | 5--5 | 908 | 100% | 11748.9088 | 99.26% | 0.6837% | 0.05427% | 577.2793 | 0 | 0 | 577.2793 | 0 | 550.6852 | 7.3853 | 74.5652 | 550.6852 | 7.3853 | 74.5652 | 580.1091 | 7.7799 | 74.5652 | 4.913% | 0.11659 | 0.11081 | 100775.3024 | 5654.1223 | 691.5961 | 94429.584 | 100814.0313 | 0 | 0 | 100814.0313 | 0.01904%
2026 | 1250 | 1250-8R | Tier-2 | Tier-2---4 | 4--5 | 355 | 100% | 3684.9802 | 98.15% | 1.772% | 0.07391% | 179.0398 | 0 | 0 | 179.0398 | 0 | 170.7918 | 2.8874 | 59.1503 | 170.7918 | 2.8874 | 59.1503 | 179.9174 | 3.0417 | 59.1503 | 4.859% | 0.092289 | 0.08772 | 39928.877 | 2037.4755 | 694.1813 | 37197.2202 | 39967.2577 | 0 | 0 | 39967.2577 | 0.005904%
2026 | 1458 | 1458-1056 | Tier-2 | Tier-2---11 | 5--3 | 50 | 100% | 427.4478 | 90.46% | 9.431% | 0.1062% | 19.1407 | 0 | 0 | 19.1407 | 0 | 18.259 | 0.40668 | 44.8978 | 18.259 | 0.40668 | 44.8978 | 19.2346 | 0.42841 | 44.8978 | 4.478% | 0.13508 | 0.12839 | 3164.5032 | 153.2716 | 270.9645 | 2740.2671 | 3180.2204 | 0 | 0 | 3180.2204 | 0.0006312%
2026 | 1458 | 1458-1058F | Tier-3 | Tier-3---13 | 5--5 | 14 | 100% | 2365.6896 | 85.54% | 14.42% | 0.04244% | 100.1661 | 0 | 0 | 100.1661 | 0 | 95.5517 | 0.11387 | 839.1291 | 95.5517 | 0.11387 | 839.1291 | 100.6572 | 0.11995 | 839.1291 | 4.234% | 0.13833 | 0.13149 | 17101.412 | 929.1062 | 2240.5309 | 13931.7749 | 17230.2132 | 0 | 0 | 17230.2132 | 0.003303%
2026 | 1458 | 1458-1061 | Tier-2 | Tier-2---5 | 5--5 | 217 | 100% | 4370.0987 | 98.67% | 1.293% | 0.03403% | 213.4501 | 0 | 0 | 213.4501 | 0 | 203.6169 | 1.765 | 115.3646 | 203.6169 | 1.765 | 115.3646 | 214.4964 | 1.8593 | 115.3646 | 4.884% | 0.14228 | 0.13523 | 30715.3399 | 3071.7122 | 374.3093 | 27269.3184 | 30736.5608 | 0 | 0 | 30736.5608 | 0.007039%
2026 | 1458 | 1458-1075F | Tier-3 | Tier-3---20 | 1--5 | 4 | 100% | 58.2342 | 99.94% | 0% | 0.06312% | 2.8808 | 0 | 0 | 2.8808 | 0 | 2.7481 | 0.032534 | 84.4666 | 2.7481 | 0.032534 | 84.4666 | 2.8949 | 0.034273 | 84.4666 | 4.947% | 0.00013 | 0.00012356 | 447955.3838 | 22633.2846 | 354.8561 | 424967.2431 | 447970.1088 | 0 | 0 | 447970.1088 | 9.5e-05%
2026 | 1458 | 1458-1117F | Tier-2 | Tier-2---16 | 4--2 | 2 | 100% | 139.4631 | 0% | 100% | 0% | 0 | 0 | 0 | 0 | 0 | 0 | 0.016267 | 0 | 0 | 0.016267 | 0 | 0 | 0.017136 | 0 | 0% | 0.091116 | 0.086606 | 1530.6137 | 1.9599 | 1384.4341 | 144.2196 | 1610.3248 | 0 | 0 | 1610.3248 | 0%
2026 | 1458 | 1458-1131R | Tier-3 | Tier-3---4 | 5--5 | 153 | 100% | 15987.4265 | 99.09% | 0.8886% | 0.01928% | 784.1928 | 0 | 0 | 784.1928 | 0 | 748.0666 | 1.2444 | 601.1284 | 748.0666 | 1.2444 | 601.1284 | 788.0369 | 1.3109 | 601.1284 | 4.905% | 0.15941 | 0.15152 | 100291.8687 | 5185.6618 | 825.6268 | 94280.5802 | 100339.2877 | 0 | 0 | 100339.2877 | 0.02586%
2026 | 1458 | 1458-565R | Tier-3 | Tier-3---6 | 5--5 | 315 | 100% | 8159.9793 | 99.25% | 0.7112% | 0.04348% | 400.8709 | 0 | 0 | 400.8709 | 0 | 382.4036 | 2.5621 | 149.2553 | 382.4036 | 2.5621 | 149.2553 | 402.8359 | 2.699 | 149.2553 | 4.913% | 0.15819 | 0.15036 | 51582.9513 | 2671.5244 | 353.2832 | 48558.1438 | 51603.2234 | 0 | 0 | 51603.2234 | 0.01322%
2026 | 1458 | 1458-601R | Tier-3 | Tier-3---2 | 5--5 | 756 | 100% | 37077.302 | 99.36% | 0.615% | 0.02874% | 1823.5109 | 0 | 0 | 1823.5109 | 0 | 1739.5055 | 6.149 | 282.8932 | 1739.5055 | 6.149 | 282.8932 | 1832.4497 | 6.4775 | 282.8932 | 4.918% | 0.20421 | 0.1941 | 181561.9083 | 16225.6288 | 1105.2701 | 164231.0094 | 181622.7804 | 0 | 0 | 181622.7804 | 0.06013%
2026 | 1525 | 1525-23R | Tier-2 | Tier-2---20 | 4--1 | 10 | 100% | 8.268 | 89.5% | 6.947% | 3.548% | 0.36631 | 0 | 0 | 0.36631 | 0 | 0.34944 | 0.081336 | 4.2962 | 0.34944 | 0.081336 | 4.2962 | 0.36811 | 0.085682 | 4.2962 | 4.43% | 0.032823 | 0.031198 | 251.8988 | 16.5613 | 22.0923 | 213.2452 | 253.2756 | 0 | 0 | 253.2756 | 1.208e-05%
2026 | 157 | 157-165R | Tier-3 | Tier-3---18 | 5--2 | 121 | 100% | 418.5676 | 87.71% | 11.66% | 0.6303% | 18.1719 | 0 | 0 | 18.1719 | 0 | 17.3347 | 0.98416 | 17.6137 | 17.3347 | 0.98416 | 17.6137 | 18.261 | 1.0367 | 17.6137 | 4.341% | 0.28262 | 0.26863 | 1481.042 | 67.5847 | 171.9177 | 1241.5396 | 1490.5243 | 0 | 0 | 1490.5243 | 0.0005992%
2026 | 157 | 157-189R | Tier-3 | Tier-3---9 | 5--4 | 985 | 100% | 5507.0239 | 92.46% | 7.234% | 0.3043% | 252.0471 | 0 | 0 | 252.0471 | 0 | 240.4359 | 8.0116 | 30.0111 | 240.4359 | 8.0116 | 30.0111 | 253.2827 | 8.4396 | 30.0111 | 4.577% | 0.3705 | 0.35216 | 14863.9228 | 754.0463 | 1002.9719 | 13106.9046 | 14922.279 | 0 | 0 | 14922.279 | 0.008312%
2026 | 157 | 157-1928R | Tier-3 | Tier-3---11 | 5--4 | 107 | 100% | 3052.6745 | 99.07% | 0.8703% | 0.06204% | 149.6985 | 0 | 0 | 149.6985 | 0 | 142.8022 | 0.87029 | 164.0853 | 142.8022 | 0.87029 | 164.0853 | 150.4323 | 0.91679 | 164.0853 | 4.904% | 0.2812 | 0.26728 | 10855.7292 | 566.799 | 90.102 | 10198.8282 | 10861.0002 | 0 | 0 | 10861.0002 | 0.004937%
2026 | 157 | 157-204R | Tier-3 | Tier-3---11 | 5--4 | 308 | 100% | 3876.1334 | 98.99% | 0.834% | 0.1804% | 189.9223 | 0 | 0 | 189.9223 | 0 | 181.173 | 2.5051 | 72.3204 | 181.173 | 2.5051 | 72.3204 | 190.8533 | 2.639 | 72.3204 | 4.9% | 0.32777 | 0.31154 | 11825.9094 | 682.672 | 178.5381 | 10964.6993 | 11832.1568 | 0 | 0 | 11832.1568 | 0.006263%
2026 | 157 | 157-232R | Tier-3 | Tier-3---11 | 5--4 | 354 | 100% | 3160.5079 | 95.27% | 4.501% | 0.231% | 149.0426 | 0 | 0 | 149.0426 | 0 | 142.1765 | 2.8793 | 49.3791 | 142.1765 | 2.8793 | 49.3791 | 149.7732 | 3.0331 | 49.3791 | 4.716% | 0.32167 | 0.30575 | 9825.3054 | 518.5543 | 443.2857 | 8863.4653 | 9849.5166 | 0 | 0 | 9849.5166 | 0.004915%
2026 | 157 | 157-257R | Tier-3 | Tier-3---14 | 5--4 | 890 | 100% | 2061.1876 | 81.54% | 17.79% | 0.6678% | 83.1948 | 0 | 0 | 83.1948 | 0 | 79.3622 | 7.2389 | 10.9633 | 79.3622 | 7.2389 | 10.9633 | 83.6027 | 7.6257 | 10.9633 | 4.036% | 0.36686 | 0.3487 | 5618.4522 | 263.1979 | 939.0969 | 4416.1574 | 5672.464 | 0 | 0 | 5672.464 | 0.002743%
2026 | 157 | 157-273R | Tier-3 | Tier-3---14 | 5--4 | 325 | 100% | 1867.403 | 95.01% | 4.712% | 0.2778% | 87.8243 | 0 | 0 | 87.8243 | 0 | 83.7784 | 2.6434 | 31.6933 | 83.7784 | 2.6434 | 31.6933 | 88.2548 | 2.7847 | 31.6933 | 4.703% | 0.32295 | 0.30696 | 5782.3142 | 331.2593 | 295.5406 | 5155.5144 | 5797.3391 | 0 | 0 | 5797.3391 | 0.002896%
2026 | 157 | 157-81R | Tier-3 | Tier-3---3 | 5--5 | 1376 | 100% | 18749.5963 | 97% | 2.901% | 0.09453% | 900.3079 | 0 | 0 | 900.3079 | 0 | 858.8326 | 11.1918 | 76.7377 | 858.8326 | 11.1918 | 76.7377 | 904.7212 | 11.7898 | 76.7377 | 4.802% | 0.38414 | 0.36512 | 48809.8885 | 2680.9552 | 1331.6361 | 44797.2971 | 48886.0197 | 0 | 0 | 48886.0197 | 0.02969%
2026 | 175 | 175-2024R | Tier-2 | Tier-2---5 | 5--5 | 675 | 100% | 4029.0085 | 99.1% | 0.8147% | 0.08289% | 197.6458 | 0 | 0 | 197.6458 | 0 | 188.5406 | 5.4902 | 34.3415 | 188.5406 | 5.4902 | 34.3415 | 198.6146 | 5.7835 | 34.3415 | 4.906% | 0.19114 | 0.18168 | 21078.6803 | 2171.1598 | 170.5146 | 18737.0059 | 21088.5336 | 0 | 0 | 21088.5336 | 0.006518%
2026 | 175 | 175-24R | Tier-2 | Tier-2---8 | 5--4 | 215 | 100% | 2651.4354 | 70.65% | 29.24% | 0.1064% | 92.7259 | 0 | 0 | 92.7259 | 0 | 88.4542 | 1.7487 | 50.5823 | 88.4542 | 1.7487 | 50.5823 | 93.1805 | 1.8422 | 50.5823 | 3.497% | 0.17491 | 0.16625 | 15158.7512 | 1220.081 | 4125.7623 | 9812.9079 | 15390.4469 | 0 | 0 | 15390.4469 | 0.003058%
2026 | 175 | 175-64R | Tier-3 | Tier-3---11 | 5--5 | 778 | 100% | 4385.4004 | 97.52% | 2.308% | 0.1684% | 211.7013 | 0 | 0 | 211.7013 | 0 | 201.9487 | 6.3279 | 31.9139 | 201.9487 | 6.3279 | 31.9139 | 212.7391 | 6.666 | 31.9139 | 4.827% | 0.20232 | 0.19231 | 21675.2228 | 1490.2349 | 476.6065 | 19708.3814 | 21703.178 | 0 | 0 | 21703.178 | 0.006981%
2026 | 175 | 175-90R | Tier-3 | Tier-3---9 | 5--5 | 973 | 100% | 5741.4949 | 96.86% | 2.992% | 0.1472% | 275.2829 | 0 | 0 | 275.2829 | 0 | 262.6012 | 7.914 | 33.182 | 262.6012 | 7.914 | 33.182 | 276.6324 | 8.3368 | 33.182 | 4.795% | 0.20491 | 0.19477 | 28019.3198 | 1604.6601 | 781.1853 | 25633.4744 | 28065.1231 | 0 | 0 | 28065.1231 | 0.009078%
2026 | 175 | 175-94R | Tier-2 | Tier-2---10 | 5--4 | 237 | 100% | 836.2457 | 79.76% | 20.09% | 0.1547% | 33.0153 | 0 | 0 | 33.0153 | 0 | 31.4944 | 1.9277 | 16.3382 | 31.4944 | 1.9277 | 16.3382 | 33.1772 | 2.0307 | 16.3382 | 3.948% | 0.16555 | 0.15736 | 5051.3061 | 289.0942 | 923.2368 | 3838.9751 | 5104.5538 | 0 | 0 | 5104.5538 | 0.001089%
2026 | 176 | 176-161R | Tier-3 | Tier-3---5 | 5--5 | 689 | 100% | 11523.3049 | 98.77% | 1.172% | 0.05875% | 563.3817 | 0 | 0 | 563.3817 | 0 | 537.4279 | 5.604 | 95.9002 | 537.4279 | 5.604 | 95.9002 | 566.1434 | 5.9035 | 95.9002 | 4.889% | 0.22417 | 0.21307 | 51404.5427 | 2861.3734 | 647.4738 | 47895.6955 | 51437.4981 | 0 | 0 | 51437.4981 | 0.01858%
2026 | 176 | 176-164R | Tier-3 | Tier-3---11 | 5--5 | 357 | 100% | 4184.7467 | 98.1% | 1.799% | 0.1047% | 203.2012 | 0 | 0 | 203.2012 | 0 | 193.8402 | 2.9037 | 66.7566 | 193.8402 | 2.9037 | 66.7566 | 204.1973 | 3.0588 | 66.7566 | 4.856% | 0.20727 | 0.19701 | 20189.7554 | 1135.7308 | 339.0696 | 18714.955 | 20209.7732 | 0 | 0 | 20209.7732 | 0.006701%
2026 | 176 | 176-1834R | Tier-3 | Tier-3---5 | 5--5 | 832 | 100% | 10068.5168 | 97.13% | 2.784% | 0.0867% | 484.0866 | 0 | 0 | 484.0866 | 0 | 461.7857 | 6.7671 | 68.2395 | 461.7857 | 6.7671 | 68.2395 | 486.4596 | 7.1287 | 68.2395 | 4.808% | 0.23205 | 0.22056 | 43390.2136 | 3622.3985 | 1240.781 | 38527.0341 | 43455.0713 | 0 | 0 | 43455.0713 | 0.01596%
2026 | 176 | 176-1836R | Tier-2 | Tier-2---11 | 5--3 | 33 | 100% | 404.4817 | 67.64% | 32.12% | 0.2398% | 13.5424 | 0 | 0 | 13.5424 | 0 | 12.9185 | 0.26841 | 48.1301 | 12.9185 | 0.26841 | 48.1301 | 13.6088 | 0.28275 | 48.1301 | 3.348% | 0.10638 | 0.10111 | 3802.2631 | 239.6225 | 1178.8168 | 2383.8239 | 3866.3442 | 0 | 0 | 3866.3442 | 0.0004466%
2026 | 176 | 176-1845R | Tier-3 | Tier-3---11 | 5--5 | 285 | 100% | 3401.0234 | 97.74% | 2.113% | 0.1474% | 164.5455 | 0 | 0 | 164.5455 | 0 | 156.9652 | 2.3181 | 67.7138 | 156.9652 | 2.3181 | 67.7138 | 165.3521 | 2.4419 | 67.7138 | 4.838% | 0.20978 | 0.19939 | 16212.4883 | 938.665 | 329.6573 | 14944.1661 | 16231.572 | 0 | 0 | 16231.572 | 0.005426%
2026 | 176 | 176-194R | Tier-3 | Tier-3---9 | 5--5 | 475 | 100% | 4934.1603 | 97.7% | 2.178% | 0.1196% | 238.628 | 0 | 0 | 238.628 | 0 | 227.6349 | 3.8634 | 58.9201 | 227.6349 | 3.8634 | 58.9201 | 239.7978 | 4.0699 | 58.9201 | 4.836% | 0.21542 | 0.20476 | 22904.8386 | 1316.8845 | 471.0491 | 21116.9051 | 22932.2512 | 0 | 0 | 22932.2512 | 0.007869%
2026 | 176 | 176-197F | Tier-3 | Tier-3---5 | 5--5 | 1095 | 100% | 13172.958 | 96.8% | 3.124% | 0.0728% | 631.2162 | 0 | 0 | 631.2162 | 0 | 602.1374 | 8.9063 | 67.6083 | 602.1374 | 8.9063 | 67.6083 | 634.3104 | 9.3821 | 67.6083 | 4.792% | 0.23242 | 0.22091 | 56678.2638 | 5414.7581 | 1674.033 | 49589.4726 | 56772.6237 | 0 | 0 | 56772.6237 | 0.02082%
2026 | 176 | 176-200F | Tier-3 | Tier-3---15 | 5--4 | 81 | 100% | 1635.841 | 89.24% | 10.7% | 0.05535% | 72.2645 | 0 | 0 | 72.2645 | 0 | 68.9354 | 0.65882 | 104.6347 | 68.9354 | 0.65882 | 104.6347 | 72.6187 | 0.69402 | 104.6347 | 4.418% | 0.18529 | 0.17612 | 8828.4206 | 442.8683 | 867.091 | 7518.4614 | 8877.8734 | 0 | 0 | 8877.8734 | 0.002383%
2026 | 177 | 177-955 | Tier-2 | Tier-2---5 | 5--5 | 37 | 100% | 2963.4059 | 78.23% | 21.66% | 0.1106% | 114.7532 | 0 | 0 | 114.7532 | 0 | 109.4668 | 0.30094 | 363.7467 | 109.4668 | 0.30094 | 363.7467 | 115.3157 | 0.31702 | 363.7467 | 3.872% | 0.11726 | 0.11145 | 25272.526 | 2362.8504 | 4989.1737 | 17920.5019 | 25559.0608 | 0 | 0 | 25559.0608 | 0.003784%
2026 | 178 | 178-968AE | Tier-2 | Tier-2---18 | 3--3 | 8 | 100% | 47.6106 | 91.21% | 0% | 8.789% | 2.1496 | 0 | 0 | 2.1496 | 0 | 2.0506 | 0.065069 | 31.5141 | 2.0506 | 0.065069 | 31.5141 | 2.1601 | 0.068545 | 31.5141 | 4.515% | 0.018466 | 0.017552 | 2578.2566 | 231.3064 | 796.8416 | 1550.1086 | 2590.057 | 0 | 0 | 2590.057 | 7.089e-05%
2026 | 178 | 178-982 | Tier-2 | Tier-2---21 | 1--1 | 9 | 100% | 0.95479 | 13.38% | 0% | 86.62% | 0.0063254 | 0 | 0 | 0.0063254 | 0 | 0.006034 | 0.073202 | 0.082429 | 0.006034 | 0.073202 | 0.082429 | 0.0063564 | 0.077113 | 0.082429 | 0.6625% | 0.0033454 | 0.0031798 | 285.4035 | 0.62363 | 260.7814 | 23.9985 | 298.2775 | 0 | 0 | 298.2775 | 2.086e-07%
2026 | 182 | 182-2240F | Tier-2 | Tier-2---2 | 5--5 | 606 | 100% | 11917.1989 | 94.29% | 5.651% | 0.05821% | 556.2232 | 0 | 0 | 556.2232 | 0 | 530.5991 | 4.9289 | 107.6496 | 530.5991 | 4.9289 | 107.6496 | 558.9498 | 5.1923 | 107.6496 | 4.667% | 0.1455 | 0.1383 | 81902.6704 | 14617.7682 | 4685.118 | 62599.7842 | 82146.1822 | 0 | 0 | 82146.1822 | 0.01834%
2026 | 182 | 182-2250 | Tier-2 | Tier-2---8 | 5--5 | 22 | 100% | 1939.2132 | 99.74% | 0.2126% | 0.04638% | 95.7424 | 0 | 0 | 95.7424 | 0 | 91.3318 | 0.17894 | 510.4082 | 91.3318 | 0.17894 | 510.4082 | 96.2118 | 0.1885 | 510.4082 | 4.937% | 0.10496 | 0.099761 | 18476.2986 | 952.6245 | 43.2141 | 17480.4599 | 18478.7907 | 0 | 0 | 18478.7907 | 0.003157%
2026 | 182 | 182-2252R | Tier-2 | Tier-2---5 | 5--5 | 424 | 100% | 4229.9446 | 99.22% | 0.7256% | 0.05893% | 207.7395 | 0 | 0 | 207.7395 | 0 | 198.1694 | 3.4486 | 57.4631 | 198.1694 | 3.4486 | 57.4631 | 208.7579 | 3.6329 | 57.4631 | 4.911% | 0.11307 | 0.10747 | 37409.5665 | 1975.2658 | 266.8712 | 35167.4295 | 37424.8513 | 0 | 0 | 37424.8513 | 0.00685%
2026 | 182 | 182-2254R | Tier-2 | Tier-2---11 | 5--4 | 24 | 100% | 655.8009 | 99.14% | 0.7615% | 0.1019% | 32.1819 | 0 | 0 | 32.1819 | 0 | 30.6993 | 0.19521 | 157.2664 | 30.6993 | 0.19521 | 157.2664 | 32.3396 | 0.20564 | 157.2664 | 4.907% | 0.10223 | 0.097167 | 6415.1442 | 353.6469 | 48.0889 | 6013.4084 | 6418.0287 | 0 | 0 | 6418.0287 | 0.001061%
2026 | 183 | 183-439 | Tier-2 | Tier-2---14 | 3--5 | 101 | 100% | 316.4778 | 66.23% | 33.5% | 0.2671% | 10.3754 | 0 | 0 | 10.3754 | 0 | 9.8974 | 0.82149 | 12.0481 | 9.8974 | 0.82149 | 12.0481 | 10.4263 | 0.86538 | 12.0481 | 3.278% | 0.018422 | 0.01751 | 17179.1509 | 725.6319 | 5296.9277 | 11156.5913 | 17481.2723 | 0 | 0 | 17481.2723 | 0.0003421%
2026 | 183 | 183-440 | Tier-2 | Tier-2---12 | 3--5 | 185 | 100% | 471.2015 | 74.37% | 25.17% | 0.4626% | 17.3463 | 0 | 0 | 17.3463 | 0 | 16.5472 | 1.5047 | 10.9969 | 16.5472 | 1.5047 | 10.9969 | 17.4313 | 1.5851 | 10.9969 | 3.681% | 0.025335 | 0.024081 | 18598.5411 | 874.6942 | 4409.0899 | 13314.757 | 18846.7923 | 0 | 0 | 18846.7923 | 0.000572%
2026 | 185 | 185-51F | Tier-2 | Tier-2---7 | 4--5 | 536 | 100% | 1723.9707 | 91.93% | 7.724% | 0.3493% | 78.4468 | 0 | 0 | 78.4468 | 0 | 74.8329 | 4.3596 | 17.1651 | 74.8329 | 4.3596 | 17.1651 | 78.8314 | 4.5925 | 17.1651 | 4.55% | 0.048222 | 0.045835 | 35751.0066 | 2801.5482 | 2693.3974 | 30256.061 | 35901.3237 | 0 | 0 | 35901.3237 | 0.002587%
2026 | 196 | 196-43F | Tier-2 | Tier-2---17 | 3--4 | 5 | 100% | 93.7651 | 5.14% | 94.59% | 0.2662% | 0.23855 | 0 | 0 | 0.23855 | 0 | 0.22756 | 0.040668 | 5.5957 | 0.22756 | 0.040668 | 5.5957 | 0.23972 | 0.042841 | 5.5957 | 0.2544% | 0.017356 | 0.016497 | 5402.3367 | 30.1575 | 4732.0128 | 640.1664 | 5669.2187 | 0 | 0 | 5669.2187 | 7.867e-06%
2026 | 197 | 197-1150F | Tier-2 | Tier-2---15 | 3--4 | 3 | 100% | 183.5383 | 99.34% | 0.09556% | 0.5689% | 9.0248 | 0 | 0 | 9.0248 | 0 | 8.609 | 0.024401 | 352.8186 | 8.609 | 0.024401 | 352.8186 | 9.069 | 0.025704 | 352.8186 | 4.917% | 0.021777 | 0.020699 | 8428.1597 | 574.797 | 50.0666 | 7803.2962 | 8431.076 | 0 | 0 | 8431.076 | 0.0002976%
2026 | 197 | 197-1155F | Tier-2 | Tier-2---21 | 1--4 | 19 | 100% | 6.6189 | 96.38% | 0% | 3.621% | 0.31578 | 0 | 0 | 0.31578 | 0 | 0.30123 | 0.15454 | 1.9492 | 0.30123 | 0.15454 | 1.9492 | 0.31732 | 0.1628 | 1.9492 | 4.771% | 0.0010316 | 0.00098054 | 6416.1897 | 579.4256 | 247.7258 | 5589.0383 | 6428.2874 | 0 | 0 | 6428.2874 | 1.041e-05%
2026 | 198 | 198-37R | Tier-2 | Tier-2---9 | 4--5 | 85 | 100% | 973.0999 | 95.53% | 4.02% | 0.4464% | 46.017 | 0 | 0 | 46.017 | 0 | 43.8971 | 0.69135 | 63.4944 | 43.8971 | 0.69135 | 63.4944 | 46.2426 | 0.72829 | 63.4944 | 4.729% | 0.030671 | 0.029153 | 31727.0349 | 11360.5744 | 2371.5133 | 17994.9472 | 31800.8328 | 0 | 0 | 31800.8328 | 0.001517%
2026 | 204 | 204-32R | Tier-2 | Tier-2---11 | 4--4 | 266 | 100% | 490.4615 | 96.36% | 1.259% | 2.378% | 23.3948 | 0 | 0 | 23.3948 | 0 | 22.317 | 2.1635 | 10.3151 | 22.317 | 2.1635 | 10.3151 | 23.5094 | 2.2791 | 10.3151 | 4.77% | 0.087106 | 0.082794 | 5630.6279 | 367.679 | 185.9169 | 5077.0321 | 5641.2939 | 0 | 0 | 5641.2939 | 0.0007715%
2026 | 205 | 205-1550 | Tier-2 | Tier-2---15 | 2--4 | 11 | 100% | 124.0064 | 98.52% | 0% | 1.478% | 6.0476 | 0 | 0 | 6.0476 | 0 | 5.769 | 0.089469 | 64.4802 | 5.769 | 0.089469 | 64.4802 | 6.0772 | 0.09425 | 64.4802 | 4.877% | 0.008789 | 0.0083539 | 14109.2738 | 977.469 | 764.0781 | 12367.7267 | 14120.1329 | 0 | 0 | 14120.1329 | 0.0001994%
2026 | 206 | 206-1105 | Tier-2 | Tier-2---9 | 3--5 | 85 | 100% | 1279.0443 | 99.78% | 0% | 0.2159% | 63.176 | 0 | 0 | 63.176 | 0 | 60.2656 | 0.69135 | 87.1704 | 60.2656 | 0.69135 | 87.1704 | 63.4857 | 0.72829 | 87.1704 | 4.939% | 0.014019 | 0.013325 | 91236.4892 | 5528.0185 | 303.6221 | 85404.8486 | 91246.7455 | 0 | 0 | 91246.7455 | 0.002083%
2026 | 206 | 206-1817 | Tier-2 | Tier-2---4 | 4--5 | 346 | 100% | 2976.5734 | 99.75% | 0% | 0.2502% | 146.9718 | 0 | 0 | 146.9718 | 0 | 140.2011 | 2.8142 | 49.8189 | 140.2011 | 2.8142 | 49.8189 | 147.6922 | 2.9646 | 49.8189 | 4.938% | 0.038208 | 0.036317 | 77904.8627 | 4581.6453 | 274.9924 | 73048.225 | 77915.0127 | 0 | 0 | 77915.0127 | 0.004847%
2026 | 209 | 209-1769F | Tier-2 | Tier-2---6 | 5--5 | 1409 | 100% | 8462.8018 | 99.74% | 0% | 0.2593% | 417.8226 | 0 | 0 | 417.8226 | 0 | 398.5744 | 11.4602 | 34.779 | 398.5744 | 11.4602 | 34.779 | 419.8708 | 12.0725 | 34.779 | 4.937% | 0.11169 | 0.10616 | 75768.5529 | 4573.9666 | 302.4119 | 70892.1744 | 75778.7828 | 0 | 0 | 75778.7828 | 0.01378%
2026 | 210 | 210-172R | Tier-2 | Tier-2---11 | 5--2 | 205 | 100% | 498.1496 | 90.1% | 9.186% | 0.7154% | 22.2168 | 0 | 0 | 22.2168 | 0 | 21.1934 | 1.6674 | 12.7105 | 21.1934 | 1.6674 | 12.7105 | 22.3257 | 1.7565 | 12.7105 | 4.46% | 0.32588 | 0.30975 | 1528.6439 | 54.3411 | 137.5486 | 1336.7541 | 1536.5263 | 0 | 0 | 1536.5263 | 0.0007326%
2026 | 210 | 210-392R | Tier-2 | Tier-2---10 | 5--3 | 361 | 100% | 1037.8957 | 85.73% | 13.64% | 0.6245% | 44.0457 | 0 | 0 | 44.0457 | 0 | 42.0166 | 2.9362 | 14.3097 | 42.0166 | 2.9362 | 14.3097 | 44.2616 | 3.0931 | 14.3097 | 4.244% | 0.34771 | 0.33049 | 2984.984 | 126.9167 | 388.4133 | 2469.654 | 3007.1634 | 0 | 0 | 3007.1634 | 0.001452%
2026 | 210 | 210-394R | Tier-2 | Tier-2---16 | 5--2 | 238 | 100% | 170.5929 | 70.47% | 28.1% | 1.432% | 5.9509 | 0 | 0 | 5.9509 | 0 | 5.6768 | 1.9358 | 2.9325 | 5.6768 | 1.9358 | 2.9325 | 5.9801 | 2.0392 | 2.9325 | 3.488% | 0.31841 | 0.30265 | 535.7584 | 19.2532 | 128.0571 | 388.4481 | 543.997 | 0 | 0 | 543.997 | 0.0001962%
2026 | 210 | 210-9R | Tier-2 | Tier-2---13 | 5--2 | 182 | 100% | 317.7725 | 50.82% | 48.53% | 0.6462% | 7.9945 | 0 | 0 | 7.9945 | 0 | 7.6262 | 1.4803 | 5.1518 | 7.6262 | 1.4803 | 5.1518 | 8.0337 | 1.5594 | 5.1518 | 2.516% | 0.31397 | 0.29843 | 1012.1143 | 32.0834 | 459.6705 | 520.3604 | 1038.0342 | 0 | 0 | 1038.0342 | 0.0002636%
2026 | 211 | 211-279R | Tier-2 | Tier-2---10 | 5--3 | 427 | 100% | 1199.6322 | 89.49% | 9.8% | 0.7134% | 53.1388 | 0 | 0 | 53.1388 | 0 | 50.6908 | 3.473 | 14.5955 | 50.6908 | 3.473 | 14.5955 | 53.3993 | 3.6586 | 14.5955 | 4.43% | 0.37314 | 0.35467 | 3215.0069 | 112.0942 | 354.3013 | 2748.6114 | 3232.6094 | 0 | 0 | 3232.6094 | 0.001752%
2026 | 211 | 211-312R | Tier-2 | Tier-2---8 | 5--3 | 305 | 100% | 1809.5147 | 84.26% | 15.08% | 0.6521% | 75.477 | 0 | 0 | 75.477 | 0 | 71.9999 | 2.4807 | 29.0235 | 71.9999 | 2.4807 | 29.0235 | 75.847 | 2.6133 | 29.0235 | 4.171% | 0.39031 | 0.37099 | 4636.1485 | 245.0801 | 661.0984 | 3729.97 | 4674.1392 | 0 | 0 | 4674.1392 | 0.002489%
2026 | 211 | 211-771R | Tier-3 | Tier-3---14 | 5--4 | 1226 | 100% | 1890.633 | 91.06% | 8.49% | 0.4466% | 85.223 | 0 | 0 | 85.223 | 0 | 81.2969 | 9.9718 | 8.1527 | 81.2969 | 9.9718 | 8.1527 | 85.6408 | 10.5046 | 8.1527 | 4.508% | 0.3743 | 0.35578 | 5051.0602 | 188.146 | 399.018 | 4463.8962 | 5074.5675 | 0 | 0 | 5074.5675 | 0.00281%
2026 | 212 | 212-1177R | Tier-2 | Tier-2---8 | 5--4 | 384 | 100% | 1738.9252 | 95.43% | 4.096% | 0.4776% | 82.1402 | 0 | 0 | 82.1402 | 0 | 78.3562 | 3.1233 | 25.0877 | 78.3562 | 3.1233 | 25.0877 | 82.5429 | 3.2902 | 25.0877 | 4.724% | 0.15054 | 0.14309 | 11551.4959 | 598.6378 | 571.3977 | 10381.4604 | 11579.0081 | 0 | 0 | 11579.0081 | 0.002709%
2026 | 212 | 212-1204R | Tier-2 | Tier-2---8 | 5--4 | 260 | 100% | 1570.3762 | 94.97% | 4.642% | 0.3849% | 73.8258 | 0 | 0 | 73.8258 | 0 | 70.4248 | 2.1147 | 33.302 | 70.4248 | 2.1147 | 33.302 | 74.1877 | 2.2277 | 33.302 | 4.701% | 0.19221 | 0.18269 | 8170.2767 | 423.629 | 402.249 | 7344.3988 | 8191.6669 | 0 | 0 | 8191.6669 | 0.002435%
2026 | 212 | 212-638R | Tier-2 | Tier-2---11 | 5--4 | 43 | 100% | 609.7797 | 99.07% | 0.4924% | 0.4406% | 29.9025 | 0 | 0 | 29.9025 | 0 | 28.5249 | 0.34974 | 81.5595 | 28.5249 | 0.34974 | 81.5595 | 30.0491 | 0.36843 | 81.5595 | 4.904% | 0.10708 | 0.10177 | 5694.8842 | 240.5228 | 69.3628 | 5384.9986 | 5697.6511 | 0 | 0 | 5697.6511 | 0.0009861%
2026 | 212 | 212-725R | Tier-3 | Tier-3---10 | 5--5 | 1745 | 100% | 4887.8267 | 99.15% | 0.7265% | 0.1225% | 239.8933 | 0 | 0 | 239.8933 | 0 | 228.8419 | 14.1931 | 16.1235 | 228.8419 | 14.1931 | 16.1235 | 241.0693 | 14.9514 | 16.1235 | 4.908% | 0.13941 | 0.13251 | 35061.0556 | 1697.3046 | 267.0507 | 33096.7003 | 35076.5573 | 0 | 0 | 35076.5573 | 0.007911%
2026 | 212 | 212-734R | Tier-2 | Tier-2---10 | 5--4 | 25 | 100% | 1265.9596 | 97.92% | 1.386% | 0.6959% | 61.3606 | 0 | 0 | 61.3606 | 0 | 58.5338 | 0.20334 | 287.8627 | 58.5338 | 0.20334 | 287.8627 | 61.6614 | 0.2142 | 287.8627 | 4.847% | 0.17753 | 0.16875 | 7130.7609 | 270.2179 | 291.48 | 6569.0631 | 7138.4909 | 0 | 0 | 7138.4909 | 0.002023%
2026 | 212 | 212-739R | Tier-3 | Tier-3---15 | 5--4 | 678 | 100% | 998.7912 | 96.62% | 2.787% | 0.5903% | 47.7702 | 0 | 0 | 47.7702 | 0 | 45.5695 | 5.5146 | 8.2635 | 45.5695 | 5.5146 | 8.2635 | 48.0044 | 5.8092 | 8.2635 | 4.783% | 0.13097 | 0.12449 | 7626.107 | 388.5698 | 248.0646 | 6989.4726 | 7639.5217 | 0 | 0 | 7639.5217 | 0.001575%
2026 | 212 | 212-743R | Tier-2 | Tier-2---13 | 5--3 | 66 | 100% | 261.4279 | 97.06% | 2.12% | 0.8249% | 12.5596 | 0 | 0 | 12.5596 | 0 | 11.981 | 0.53682 | 22.3187 | 11.981 | 0.53682 | 22.3187 | 12.6212 | 0.5655 | 22.3187 | 4.804% | 0.11654 | 0.11078 | 2243.1612 | 103.5889 | 60.4407 | 2079.1316 | 2246.6012 | 0 | 0 | 2246.6012 | 0.0004142%
2026 | 212 | 212-758R | Tier-2 | Tier-2---8 | 5--4 | 209 | 100% | 1482.4618 | 97.27% | 2.316% | 0.4117% | 71.3804 | 0 | 0 | 71.3804 | 0 | 68.092 | 1.6999 | 40.0561 | 68.092 | 1.6999 | 40.0561 | 71.7303 | 1.7907 | 40.0561 | 4.815% | 0.1427 | 0.13564 | 10388.4417 | 533.566 | 267.0613 | 9587.8143 | 10403.1976 | 0 | 0 | 10403.1976 | 0.002354%
2026 | 212 | 212-773R | Tier-2 | Tier-2---5 | 5--4 | 425 | 100% | 2758.5667 | 95.78% | 3.96% | 0.2633% | 130.7823 | 0 | 0 | 130.7823 | 0 | 124.7575 | 3.4568 | 36.0908 | 124.7575 | 3.4568 | 36.0908 | 131.4234 | 3.6415 | 36.0908 | 4.741% | 0.19881 | 0.18897 | 13875.2805 | 746.7621 | 538.2266 | 12590.2917 | 13905.797 | 0 | 0 | 13905.797 | 0.004313%
2026 | 212 | 212-799R | Tier-2 | Tier-2---10 | 5--4 | 108 | 100% | 1038.8005 | 97.12% | 2.539% | 0.3416% | 49.9395 | 0 | 0 | 49.9395 | 0 | 47.6389 | 0.87843 | 54.2321 | 47.6389 | 0.87843 | 54.2321 | 50.1843 | 0.92536 | 54.2321 | 4.807% | 0.12493 | 0.11875 | 8315.0604 | 411.6865 | 218.9209 | 7684.453 | 8327.5336 | 0 | 0 | 8327.5336 | 0.001647%
2026 | 212 | 212-880R | Tier-2 | Tier-2---16 | 5--2 | 113 | 100% | 104.9439 | 97.78% | 1.295% | 0.9224% | 5.0795 | 0 | 0 | 5.0795 | 0 | 4.8455 | 0.91909 | 5.2721 | 4.8455 | 0.91909 | 5.2721 | 5.1044 | 0.9682 | 5.2721 | 4.84% | 0.10736 | 0.10205 | 977.4994 | 42.0611 | 20.0248 | 915.4135 | 978.6283 | 0 | 0 | 978.6283 | 0.0001675%
2026 | 212 | 212-886R | Tier-2 | Tier-2---8 | 5--4 | 164 | 100% | 2163.5248 | 98.72% | 1.034% | 0.2463% | 105.7234 | 0 | 0 | 105.7234 | 0 | 100.8529 | 1.3339 | 75.6072 | 100.8529 | 1.3339 | 75.6072 | 106.2416 | 1.4052 | 75.6072 | 4.887% | 0.18767 | 0.17838 | 11528.3958 | 592.0091 | 130.2023 | 10806.1843 | 11536.0822 | 0 | 0 | 11536.0822 | 0.003486%
2026 | 212 | 212-888R | Tier-2 | Tier-2---8 | 5--4 | 120 | 100% | 1471.0622 | 97.82% | 1.883% | 0.2988% | 71.2291 | 0 | 0 | 71.2291 | 0 | 67.9477 | 0.97603 | 69.6165 | 67.9477 | 0.97603 | 69.6165 | 71.5783 | 1.0282 | 69.6165 | 4.842% | 0.13116 | 0.12466 | 11216.1087 | 603.389 | 219.1134 | 10393.6063 | 11228.8506 | 0 | 0 | 11228.8506 | 0.002349%
2026 | 214 | 214-1122R | Tier-3 | Tier-3---3 | 5--5 | 1826 | 100% | 26281.1502 | 98.91% | 1.048% | 0.04591% | 1286.6839 | 0 | 0 | 1286.6839 | 0 | 1227.409 | 14.8519 | 82.6432 | 1227.409 | 14.8519 | 82.6432 | 1292.9912 | 15.6455 | 82.6432 | 4.896% | 0.26918 | 0.25585 | 97635.635 | 5011.5122 | 984.8064 | 91639.3164 | 97691.265 | 0 | 0 | 97691.265 | 0.04243%
2026 | 214 | 214-1135R | Tier-3 | Tier-3---6 | 4--5 | 979 | 100% | 6666.9216 | 99.41% | 0.4702% | 0.123% | 328.055 | 0 | 0 | 328.055 | 0 | 312.9422 | 7.9628 | 39.3007 | 312.9422 | 7.9628 | 39.3007 | 329.6631 | 8.3882 | 39.3007 | 4.921% | 0.090777 | 0.086284 | 73442.8498 | 4553.5888 | 482.5906 | 68406.6704 | 73465.5376 | 0 | 0 | 73465.5376 | 0.01082%
2026 | 214 | 214-17AE | Tier-3 | Tier-3---17 | 4--4 | 1960 | 100% | 484.0355 | 97.4% | 1.48% | 1.12% | 23.3369 | 0 | 0 | 23.3369 | 0 | 22.2618 | 15.9418 | 1.3964 | 22.2618 | 15.9418 | 1.3964 | 23.4513 | 16.7936 | 1.3964 | 4.821% | 0.071957 | 0.068395 | 6726.7702 | 365.2505 | 154.8548 | 6206.6649 | 6735.8769 | 0 | 0 | 6735.8769 | 0.0007696%
2026 | 214 | 214-4R | Tier-3 | Tier-3---17 | 4--4 | 966 | 100% | 400.1895 | 97.86% | 1.359% | 0.7809% | 19.3854 | 0 | 0 | 19.3854 | 0 | 18.4924 | 7.857 | 2.3536 | 18.4924 | 7.857 | 2.3536 | 19.4805 | 8.2768 | 2.3536 | 4.844% | 0.059676 | 0.056722 | 6706.0819 | 383.8314 | 129.2907 | 6192.9598 | 6713.5561 | 0 | 0 | 6713.5561 | 0.0006393%
2026 | 214 | 214-536R | Tier-3 | Tier-3---17 | 4--4 | 515 | 100% | 513.3291 | 98.71% | 0.8845% | 0.4005% | 25.0833 | 0 | 0 | 25.0833 | 0 | 23.9277 | 4.1888 | 5.7123 | 23.9277 | 4.1888 | 5.7123 | 25.2062 | 4.4126 | 5.7123 | 4.886% | 0.053744 | 0.051083 | 9551.4463 | 547.5853 | 232.0453 | 8771.8157 | 9557.8383 | 0 | 0 | 9557.8383 | 0.0008272%
2026 | 214 | 214-583R | Tier-3 | Tier-3---13 | 4--5 | 318 | 100% | 2208.3134 | 99.09% | 0.6816% | 0.2244% | 108.3212 | 0 | 0 | 108.3212 | 0 | 103.331 | 2.5865 | 39.9505 | 103.331 | 2.5865 | 39.9505 | 108.8522 | 2.7247 | 39.9505 | 4.905% | 0.070413 | 0.066928 | 31362.296 | 1883.6813 | 422.1722 | 29056.4425 | 31377.0932 | 0 | 0 | 31377.0932 | 0.003572%
2026 | 214 | 214-613R | Tier-3 | Tier-3---14 | 5--3 | 1448 | 100% | 1721.769 | 85.69% | 14.07% | 0.2459% | 73.0294 | 0 | 0 | 73.0294 | 0 | 69.6651 | 11.7774 | 5.9151 | 69.6651 | 11.7774 | 5.9151 | 73.3874 | 12.4067 | 5.9151 | 4.242% | 0.43289 | 0.41146 | 3977.4025 | 197.1566 | 516.9968 | 3263.2491 | 4007.0485 | 0 | 0 | 4007.0485 | 0.002408%
2026 | 214 | 214-647R | Tier-3 | Tier-3---8 | 5--5 | 654 | 100% | 22354.3085 | 99.24% | 0.73% | 0.02701% | 1098.1613 | 0 | 0 | 1098.1613 | 0 | 1047.5713 | 5.3194 | 196.9356 | 1047.5713 | 5.3194 | 196.9356 | 1103.5445 | 5.6036 | 196.9356 | 4.913% | 0.23844 | 0.22663 | 93753.9152 | 4640.4334 | 647.6025 | 88465.8794 | 93790.8777 | 0 | 0 | 93790.8777 | 0.03621%
2026 | 215 | 215-1531R | Tier-2 | Tier-2---2 | 5--5 | 757 | 100% | 12702.4119 | 98.21% | 1.737% | 0.04837% | 617.5408 | 0 | 0 | 617.5408 | 0 | 589.092 | 6.1571 | 95.6766 | 589.092 | 6.1571 | 95.6766 | 620.568 | 6.4861 | 95.6766 | 4.862% | 0.20291 | 0.19287 | 62600.9651 | 3773.3762 | 1033.6342 | 57793.9547 | 62659.1843 | 0 | 0 | 62659.1843 | 0.02036%
2026 | 215 | 215-1534R | Tier-2 | Tier-2---1 | 5--5 | 414 | 100% | 19489.7064 | 99% | 0.9737% | 0.02962% | 955.0614 | 0 | 0 | 955.0614 | 0 | 911.0636 | 3.3673 | 270.562 | 911.0636 | 3.3673 | 270.562 | 959.743 | 3.5472 | 270.562 | 4.9% | 0.1982 | 0.18839 | 98331.2515 | 6096.0396 | 907.1497 | 91328.0622 | 98382.6286 | 0 | 0 | 98382.6286 | 0.03149%
2026 | 215 | 215-1544R | Tier-2 | Tier-2---8 | 5--4 | 153 | 100% | 1412.4296 | 98.09% | 1.785% | 0.1216% | 68.582 | 0 | 0 | 68.582 | 0 | 65.4226 | 1.2444 | 52.572 | 65.4226 | 1.2444 | 52.572 | 68.9182 | 1.3109 | 52.572 | 4.856% | 0.10891 | 0.10352 | 12968.9923 | 1067.1746 | 223.4801 | 11678.3376 | 12981.8719 | 0 | 0 | 12981.8719 | 0.002262%
2026 | 215 | 215-38R | Tier-3 | Tier-3---10 | 5--5 | 308 | 100% | 5434.8155 | 98.92% | 1.009% | 0.07406% | 266.1091 | 0 | 0 | 266.1091 | 0 | 253.85 | 2.5051 | 101.3316 | 253.85 | 2.5051 | 101.3316 | 267.4135 | 2.639 | 101.3316 | 4.896% | 0.12528 | 0.11908 | 43381.3494 | 2695.9135 | 518.8073 | 40166.6286 | 43405.8232 | 0 | 0 | 43405.8232 | 0.008775%
2026 | 216 | 216-1859F | Tier-3 | Tier-3---4 | 5--5 | 489 | 100% | 14041.2877 | 99.19% | 0.7753% | 0.03948% | 689.3805 | 0 | 0 | 689.3805 | 0 | 657.6222 | 3.9773 | 165.3431 | 657.6222 | 3.9773 | 165.3431 | 692.7598 | 4.1898 | 165.3431 | 4.91% | 0.15704 | 0.14927 | 89409.7822 | 5511.6035 | 666.6545 | 83231.5241 | 89447.7216 | 0 | 0 | 89447.7216 | 0.02273%
2026 | 216 | 216-220R | Tier-3 | Tier-3---20 | 1--5 | 10 | 100% | 71.2816 | 99.9% | 0% | 0.09987% | 3.5249 | 0 | 0 | 3.5249 | 0 | 3.3625 | 0.081336 | 41.3413 | 3.3625 | 0.081336 | 41.3413 | 3.5422 | 0.085682 | 41.3413 | 4.945% | 0.000285 | 0.00027089 | 250110.7129 | 12944.4862 | 226.9057 | 236939.3211 | 250123.7212 | 0 | 0 | 250123.7212 | 0.0001162%
2026 | 217 | 217-41AE | Tier-2 | Tier-2---8 | 5--4 | 951 | 100% | 2013.5966 | 89.22% | 10.31% | 0.4697% | 88.9331 | 0 | 0 | 88.9331 | 0 | 84.8362 | 7.735 | 10.9678 | 84.8362 | 7.735 | 10.9678 | 89.3691 | 8.1483 | 10.9678 | 4.417% | 0.19664 | 0.1869 | 10240.1297 | 587.5443 | 1012.3349 | 8640.2505 | 10297.5917 | 0 | 0 | 10297.5917 | 0.002933%
2026 | 217 | 217-48AE | Tier-2 | Tier-2---8 | 5--4 | 793 | 100% | 2727.5845 | 87.85% | 11.78% | 0.3693% | 118.6108 | 0 | 0 | 118.6108 | 0 | 113.1467 | 6.4499 | 17.5423 | 113.1467 | 6.4499 | 17.5423 | 119.1922 | 6.7946 | 17.5423 | 4.349% | 0.20236 | 0.19234 | 13478.9252 | 762.7474 | 1447.8056 | 11268.3722 | 13564.2138 | 0 | 0 | 13564.2138 | 0.003911%
2026 | 217 | 217-835R | Tier-3 | Tier-3---5 | 5--5 | 1095 | 100% | 10686.9326 | 98.68% | 1.222% | 0.09479% | 522.0384 | 0 | 0 | 522.0384 | 0 | 497.9891 | 8.9063 | 55.9145 | 497.9891 | 8.9063 | 55.9145 | 524.5974 | 9.3821 | 55.9145 | 4.885% | 0.28412 | 0.27006 | 37613.7803 | 2195.3355 | 434.0984 | 34984.3464 | 37639.5702 | 0 | 0 | 37639.5702 | 0.01721%
2026 | 217 | 217-837R | Tier-3 | Tier-3---12 | 5--5 | 874 | 100% | 3657.1834 | 94.66% | 5.124% | 0.2164% | 171.362 | 0 | 0 | 171.362 | 0 | 163.4677 | 7.1087 | 22.9953 | 163.4677 | 7.1087 | 22.9953 | 172.202 | 7.4886 | 22.9953 | 4.686% | 0.14269 | 0.13563 | 25630.0196 | 1643.4761 | 1395.4824 | 22591.0611 | 25701.3071 | 0 | 0 | 25701.3071 | 0.005651%
2026 | 217 | 217-972R | Tier-2 | Tier-2---8 | 5--4 | 976 | 100% | 1438.6594 | 90.88% | 8.66% | 0.4639% | 64.7163 | 0 | 0 | 64.7163 | 0 | 61.735 | 7.9384 | 7.7768 | 61.735 | 7.9384 | 7.7768 | 65.0335 | 8.3625 | 7.7768 | 4.498% | 0.18227 | 0.17325 | 7892.9777 | 484.1091 | 632.8848 | 6775.9839 | 7930.4807 | 0 | 0 | 7930.4807 | 0.002134%
2026 | 217 | 217-983R | Tier-3 | Tier-3---5 | 5--5 | 282 | 100% | 10116.9629 | 99.05% | 0.91% | 0.0405% | 496.0298 | 0 | 0 | 496.0298 | 0 | 473.1787 | 2.2937 | 206.2978 | 473.1787 | 2.2937 | 206.2978 | 498.4613 | 2.4162 | 206.2978 | 4.903% | 0.2438 | 0.23173 | 41497.7937 | 2121.8511 | 363.6616 | 39012.281 | 41518.3345 | 0 | 0 | 41518.3345 | 0.01636%
2026 | 220 | 220-288R | Tier-3 | Tier-3---14 | 5--4 | 169 | 100% | 2198.6799 | 96.34% | 3.473% | 0.1901% | 104.8478 | 0 | 0 | 104.8478 | 0 | 100.0176 | 1.3746 | 72.7626 | 100.0176 | 1.3746 | 72.7626 | 105.3617 | 1.448 | 72.7626 | 4.769% | 0.37523 | 0.35666 | 5859.515 | 279.6691 | 215.3273 | 5364.5186 | 5870.6934 | 0 | 0 | 5870.6934 | 0.003457%
2026 | 220 | 220-294R | Tier-3 | Tier-3---14 | 5--3 | 992 | 100% | 1925.8876 | 84.29% | 15.28% | 0.4298% | 80.3557 | 0 | 0 | 80.3557 | 0 | 76.6538 | 8.0685 | 9.5004 | 76.6538 | 8.0685 | 9.5004 | 80.7496 | 8.4996 | 9.5004 | 4.172% | 0.44397 | 0.422 | 4337.8466 | 198.6888 | 616.3589 | 3522.7989 | 4373.3345 | 0 | 0 | 4373.3345 | 0.00265%
2026 | 220 | 220-298R | Tier-3 | Tier-3---11 | 5--4 | 3231 | 100% | 3585.6314 | 89.37% | 10.06% | 0.5685% | 158.6214 | 0 | 0 | 158.6214 | 0 | 151.314 | 26.2796 | 5.7579 | 151.314 | 26.2796 | 5.7579 | 159.3989 | 27.6837 | 5.7579 | 4.424% | 0.50177 | 0.47693 | 7145.9975 | 283.7182 | 677.141 | 6185.1383 | 7185.5575 | 0 | 0 | 7185.5575 | 0.005231%
2026 | 221 | 221-1230F | Tier-3 | Tier-3---12 | 4--5 | 155 | 100% | 3690.9623 | 99.91% | 0% | 0.09183% | 182.5349 | 0 | 0 | 182.5349 | 0 | 174.1258 | 1.2607 | 138.1179 | 174.1258 | 1.2607 | 138.1179 | 183.4296 | 1.3281 | 138.1179 | 4.945% | 0.035843 | 0.034069 | 102975.2443 | 5653.9564 | 85.9024 | 97235.3856 | 102980.169 | 0 | 0 | 102980.169 | 0.006019%
2026 | 221 | 221-23R | Tier-3 | Tier-3---11 | 5--5 | 1090 | 100% | 3270.2376 | 92.16% | 7.656% | 0.1816% | 149.1897 | 0 | 0 | 149.1897 | 0 | 142.3168 | 8.8656 | 16.0527 | 142.3168 | 8.8656 | 16.0527 | 149.921 | 9.3393 | 16.0527 | 4.562% | 0.19945 | 0.18957 | 16396.4914 | 1101.2475 | 1224.4612 | 14070.7826 | 16463.4153 | 0 | 0 | 16463.4153 | 0.00492%
2026 | 221 | 221-344R | Tier-3 | Tier-3---13 | 5--4 | 1687 | 100% | 2735.9283 | 96.11% | 3.605% | 0.2871% | 130.1577 | 0 | 0 | 130.1577 | 0 | 124.1616 | 13.7213 | 9.0488 | 124.1616 | 13.7213 | 9.0488 | 130.7958 | 14.4545 | 9.0488 | 4.757% | 0.2115 | 0.20103 | 12935.7823 | 697.0944 | 453.9009 | 11784.787 | 12962.0007 | 0 | 0 | 12962.0007 | 0.004292%
2026 | 221 | 221-35 | Tier-2 | Tier-2---10 | 5--3 | 17 | 100% | 710.3273 | 99.46% | 0.4791% | 0.06249% | 34.9708 | 0 | 0 | 34.9708 | 0 | 33.3597 | 0.13827 | 241.2637 | 33.3597 | 0.13827 | 241.2637 | 35.1422 | 0.14566 | 241.2637 | 4.923% | 0.17281 | 0.16425 | 4110.5569 | 223.7818 | 29.6305 | 3857.1446 | 4111.7163 | 0 | 0 | 4111.7163 | 0.001153%
2026 | 221 | 221-37AE | Tier-3 | Tier-3---11 | 5--5 | 1158 | 100% | 3934.7733 | 97.03% | 2.838% | 0.1358% | 188.9786 | 0 | 0 | 188.9786 | 0 | 180.2727 | 9.4187 | 19.1399 | 180.2727 | 9.4187 | 19.1399 | 189.905 | 9.9219 | 19.1399 | 4.803% | 0.19925 | 0.18939 | 19747.6238 | 1157.9249 | 618.5884 | 17971.1105 | 19778.2099 | 0 | 0 | 19778.2099 | 0.006232%
2026 | 221 | 221-38AE | Tier-3 | Tier-3---17 | 5--3 | 157 | 100% | 318.0967 | 33.4% | 66.33% | 0.2755% | 5.2587 | 0 | 0 | 5.2587 | 0 | 5.0165 | 1.277 | 3.9284 | 5.0165 | 1.277 | 3.9284 | 5.2845 | 1.3452 | 3.9284 | 1.653% | 0.16917 | 0.1608 | 1880.3284 | 41.7922 | 1061.4721 | 777.0641 | 1945.5476 | 0 | 0 | 1945.5476 | 0.0001734%
2026 | 221 | 221-675R | Tier-2 | Tier-2---8 | 5--4 | 113 | 100% | 2055.424 | 99.51% | 0.3331% | 0.1572% | 101.2446 | 0 | 0 | 101.2446 | 0 | 96.5805 | 0.91909 | 105.0823 | 96.5805 | 0.91909 | 105.0823 | 101.7409 | 0.9682 | 105.0823 | 4.926% | 0.22072 | 0.20979 | 9312.3427 | 464.7372 | 113.1149 | 8734.4905 | 9314.7205 | 0 | 0 | 9314.7205 | 0.003339%
2026 | 221 | 221-6R | Tier-2 | Tier-2---5 | 5--5 | 7 | 100% | 3904.259 | 99.88% | 0.03221% | 0.0896% | 193.0254 | 0 | 0 | 193.0254 | 0 | 184.1331 | 0.056935 | 3234.0915 | 184.1331 | 0.056935 | 3234.0915 | 193.9716 | 0.059977 | 3234.0915 | 4.944% | 0.21604 | 0.20535 | 18071.9767 | 963.9759 | 75.8685 | 17032.1323 | 18073.1232 | 0 | 0 | 18073.1232 | 0.006365%
2026 | 221 | 221-782R | Tier-3 | Tier-3---17 | 5--3 | 353 | 100% | 618.0174 | 98.68% | 0.7939% | 0.5237% | 30.1888 | 0 | 0 | 30.1888 | 0 | 28.7981 | 2.8712 | 10.0301 | 28.7981 | 2.8712 | 10.0301 | 30.3368 | 3.0246 | 10.0301 | 4.885% | 0.2472 | 0.23496 | 2500.0604 | 147.4846 | 27.966 | 2324.6098 | 2501.7759 | 0 | 0 | 2501.7759 | 0.0009955%
2026 | 221 | 221-788 | Tier-3 | Tier-3---12 | 5--5 | 367 | 100% | 4481.9143 | 99.45% | 0.5095% | 0.04337% | 220.6282 | 0 | 0 | 220.6282 | 0 | 210.4643 | 2.985 | 70.5068 | 210.4643 | 2.985 | 70.5068 | 221.7097 | 3.1445 | 70.5068 | 4.923% | 0.18975 | 0.18036 | 23620.3007 | 1552.9774 | 202.4159 | 21864.9074 | 23627.1015 | 0 | 0 | 23627.1015 | 0.007276%
2026 | 221 | 221-824 | Tier-3 | Tier-3---13 | 5--4 | 163 | 100% | 2324.2215 | 96.86% | 3.03% | 0.1069% | 111.4397 | 0 | 0 | 111.4397 | 0 | 106.3059 | 1.3258 | 80.1841 | 106.3059 | 1.3258 | 80.1841 | 111.9859 | 1.3966 | 80.1841 | 4.795% | 0.18396 | 0.17486 | 12634.0691 | 769.9433 | 369.3383 | 11494.7875 | 12654.7103 | 0 | 0 | 12654.7103 | 0.003675%
2026 | 222 | 222-1433R | Tier-3 | Tier-3---5 | 5--5 | 169 | 100% | 9617.9712 | 99.59% | 0.3681% | 0.03974% | 474.1478 | 0 | 0 | 474.1478 | 0 | 452.3048 | 1.3746 | 329.0508 | 452.3048 | 1.3746 | 329.0508 | 476.4721 | 1.448 | 329.0508 | 4.93% | 0.37266 | 0.35421 | 25809.0958 | 1306.2972 | 94.555 | 24408.2437 | 25814.5777 | 0 | 0 | 25814.5777 | 0.01564%
2026 | 222 | 222-1503R | Tier-3 | Tier-3---15 | 5--4 | 514 | 100% | 1359.3953 | 95.15% | 4.696% | 0.1502% | 64.0292 | 0 | 0 | 64.0292 | 0 | 61.0795 | 4.1807 | 14.61 | 61.0795 | 4.1807 | 14.61 | 64.343 | 4.404 | 14.61 | 4.71% | 0.23465 | 0.22303 | 5793.3484 | 301.9788 | 270.539 | 5220.8305 | 5807.9691 | 0 | 0 | 5807.9691 | 0.002111%
2026 | 222 | 222-1523R | Tier-3 | Tier-3---7 | 5--5 | 2343 | 100% | 7406.689 | 96.62% | 3.25% | 0.1263% | 354.2524 | 0 | 0 | 354.2524 | 0 | 337.9327 | 19.057 | 17.7328 | 337.9327 | 19.057 | 17.7328 | 355.9889 | 20.0752 | 17.7328 | 4.783% | 0.26901 | 0.25569 | 27533.3002 | 1432.7814 | 864.0996 | 25236.4192 | 27581.7128 | 0 | 0 | 27581.7128 | 0.01168%
2026 | 222 | 222-1986R | Tier-3 | Tier-3---1 | 5--5 | 676 | 100% | 79194.3488 | 99.25% | 0.7305% | 0.01724% | 3890.8074 | 0 | 0 | 3890.8074 | 0 | 3711.5659 | 5.4983 | 675.0391 | 3711.5659 | 5.4983 | 675.0391 | 3909.88 | 5.7921 | 675.0391 | 4.913% | 0.41507 | 0.39452 | 190797.4815 | 11158.3549 | 1273.0385 | 178366.0881 | 190871.7807 | 0 | 0 | 190871.7807 | 0.1283%
2026 | 222 | 222-1988R | Tier-3 | Tier-3---11 | 5--4 | 13 | 100% | 3619.4356 | 99.27% | 0.7155% | 0.01673% | 177.8502 | 0 | 0 | 177.8502 | 0 | 169.657 | 0.10574 | 1604.5265 | 169.657 | 0.10574 | 1604.5265 | 178.722 | 0.11139 | 1604.5265 | 4.914% | 0.34461 | 0.32755 | 10502.9479 | 509.7029 | 69.9812 | 9923.2638 | 10506.9529 | 0 | 0 | 10506.9529 | 0.005865%
2026 | 222 | 222-1990R | Tier-3 | Tier-3---1 | 5--5 | 375 | 100% | 45106.6401 | 99.63% | 0.3509% | 0.01982% | 2224.501 | 0 | 0 | 2224.501 | 0 | 2122.0228 | 3.0501 | 695.7244 | 2122.0228 | 3.0501 | 695.7244 | 2235.4054 | 3.2131 | 695.7244 | 4.932% | 0.41211 | 0.39171 | 109452.4885 | 5424.0865 | 426.9036 | 103601.4983 | 109473.6205 | 0 | 0 | 109473.6205 | 0.07336%
2026 | 222 | 222-1992R | Tier-3 | Tier-3---18 | 5--2 | 36 | 100% | 288.7705 | 86.56% | 13.18% | 0.2657% | 12.3725 | 0 | 0 | 12.3725 | 0 | 11.8025 | 0.29281 | 40.3079 | 11.8025 | 0.29281 | 40.3079 | 12.4331 | 0.30845 | 40.3079 | 4.285% | 0.22115 | 0.2102 | 1305.7642 | 59.3755 | 153.7229 | 1092.6658 | 1314.9061 | 0 | 0 | 1314.9061 | 0.000408%
2026 | 222 | 222-2013R | Tier-3 | Tier-3---7 | 5--5 | 1345 | 100% | 7426.9759 | 96.05% | 3.813% | 0.1383% | 353.11 | 0 | 0 | 353.11 | 0 | 336.8429 | 10.9397 | 30.791 | 336.8429 | 10.9397 | 30.791 | 354.8409 | 11.5242 | 30.791 | 4.754% | 0.27927 | 0.26545 | 26594.1155 | 1486.8089 | 949.5734 | 24157.7331 | 26648.8357 | 0 | 0 | 26648.8357 | 0.01164%
2026 | 222 | 222-2063 | Tier-3 | Tier-3---9 | 5--5 | 192 | 100% | 4859.7765 | 99.85% | 0.09452% | 0.05485% | 240.1996 | 0 | 0 | 240.1996 | 0 | 229.1341 | 1.5616 | 146.7259 | 229.1341 | 1.5616 | 146.7259 | 241.3771 | 1.6451 | 146.7259 | 4.943% | 0.23776 | 0.22599 | 20439.7717 | 1058.0128 | 26.4385 | 19355.3204 | 20441.3617 | 0 | 0 | 20441.3617 | 0.007921%
2026 | 222 | 222-2085 | Tier-3 | Tier-3---3 | 5--5 | 3380 | 100% | 16772.3082 | 96.7% | 3.181% | 0.1236% | 802.7939 | 0 | 0 | 802.7939 | 0 | 765.8108 | 27.4915 | 27.8563 | 765.8108 | 27.4915 | 27.8563 | 806.7292 | 28.9604 | 27.8563 | 4.786% | 0.35117 | 0.33379 | 47761.3033 | 2740.017 | 1532.6307 | 43488.6556 | 47843.4976 | 0 | 0 | 47843.4976 | 0.02647%
2026 | 223 | 223-536R | Tier-2 | Tier-2---19 | 1--4 | 5 | 100% | 17.3686 | 98.33% | 0% | 1.666% | 0.84542 | 0 | 0 | 0.84542 | 0 | 0.80647 | 0.040668 | 19.8308 | 0.80647 | 0.040668 | 19.8308 | 0.84957 | 0.042841 | 19.8308 | 4.868% | 0.0018852 | 0.0017919 | 9213.1285 | 686.6485 | 141.1177 | 8385.3623 | 9221.1221 | 0 | 0 | 9221.1221 | 2.788e-05%
2026 | 230 | 230-1008R | Tier-2 | Tier-2---16 | 4--3 | 6 | 100% | 171.5883 | 99.37% | 0.4538% | 0.1789% | 8.4399 | 0 | 0 | 8.4399 | 0 | 8.0511 | 0.048801 | 164.9759 | 8.0511 | 0.048801 | 164.9759 | 8.4812 | 0.051409 | 164.9759 | 4.919% | 0.055697 | 0.05294 | 3080.7564 | 194.1723 | 43.3127 | 2843.2713 | 3081.7716 | 0 | 0 | 3081.7716 | 0.0002783%
2026 | 230 | 230-127AE | Tier-2 | Tier-2---7 | 5--5 | 997 | 100% | 2000.4654 | 94.98% | 4.641% | 0.3747% | 94.056 | 0 | 0 | 94.056 | 0 | 89.723 | 8.1092 | 11.0644 | 89.723 | 8.1092 | 11.0644 | 94.517 | 8.5425 | 11.0644 | 4.702% | 0.093988 | 0.089336 | 21284.2191 | 1284.0751 | 990.3889 | 19009.7551 | 21339.8191 | 0 | 0 | 21339.8191 | 0.003102%
2026 | 230 | 230-133AE | Tier-2 | Tier-2---6 | 5--5 | 1487 | 100% | 6388.6939 | 98.26% | 1.615% | 0.1229% | 310.7459 | 0 | 0 | 310.7459 | 0 | 296.4305 | 12.0946 | 24.5093 | 296.4305 | 12.0946 | 24.5093 | 312.2692 | 12.7409 | 24.5093 | 4.864% | 0.095565 | 0.090834 | 66852.0974 | 3853.1493 | 1086.4397 | 61912.5084 | 66912.5857 | 0 | 0 | 66912.5857 | 0.01025%
2026 | 230 | 230-1586R | Tier-2 | Tier-2---7 | 4--5 | 942 | 100% | 2072.8837 | 91.06% | 8.635% | 0.3% | 93.4394 | 0 | 0 | 93.4394 | 0 | 89.1348 | 7.6618 | 11.6336 | 89.1348 | 7.6618 | 11.6336 | 93.8974 | 8.0712 | 11.6336 | 4.508% | 0.084625 | 0.080436 | 24494.9333 | 1384.72 | 2145.1757 | 20965.0376 | 24608.9164 | 0 | 0 | 24608.9164 | 0.003081%
2026 | 230 | 230-1606R | Tier-2 | Tier-2---11 | 4--4 | 284 | 100% | 536.3838 | 78.97% | 20.71% | 0.32% | 20.9668 | 0 | 0 | 20.9668 | 0 | 20.0009 | 2.3099 | 8.6587 | 20.0009 | 2.3099 | 8.6587 | 21.0696 | 2.4334 | 8.6587 | 3.909% | 0.062818 | 0.059709 | 8538.6965 | 437.3678 | 1660.0426 | 6441.2861 | 8632.2204 | 0 | 0 | 8632.2204 | 0.0006914%
2026 | 230 | 230-181 | Tier-2 | Tier-2---9 | 4--4 | 133 | 100% | 788.7224 | 98.19% | 1.606% | 0.2041% | 38.335 | 0 | 0 | 38.335 | 0 | 36.5689 | 1.0818 | 33.8049 | 36.5689 | 1.0818 | 33.8049 | 38.5229 | 1.1396 | 33.8049 | 4.86% | 0.063241 | 0.060111 | 12471.6541 | 782.4193 | 949.0175 | 10740.2174 | 12483.4125 | 0 | 0 | 12483.4125 | 0.001264%
2026 | 230 | 230-2060R | Tier-2 | Tier-2---4 | 4--5 | 791 | 100% | 3473.4554 | 97.68% | 2.135% | 0.1887% | 167.9415 | 0 | 0 | 167.9415 | 0 | 160.2048 | 6.4337 | 24.901 | 160.2048 | 6.4337 | 24.901 | 168.7647 | 6.7774 | 24.901 | 4.835% | 0.088414 | 0.084038 | 39286.0822 | 2320.0349 | 850.2401 | 36115.8071 | 39333.6151 | 0 | 0 | 39333.6151 | 0.005538%
2026 | 230 | 230-2067 | Tier-2 | Tier-2---16 | 4--3 | 14 | 100% | 121.6067 | 92.98% | 6.845% | 0.1786% | 5.5967 | 0 | 0 | 5.5967 | 0 | 5.3389 | 0.11387 | 46.886 | 5.3389 | 0.11387 | 46.886 | 5.6242 | 0.11995 | 46.886 | 4.602% | 0.054619 | 0.051915 | 2226.4545 | 125.1839 | 142.6967 | 1958.574 | 2234.5983 | 0 | 0 | 2234.5983 | 0.0001846%
2026 | 230 | 230-371AE | Tier-2 | Tier-2---13 | 4--3 | 110 | 100% | 195.7251 | 81.71% | 17.81% | 0.4804% | 7.9168 | 0 | 0 | 7.9168 | 0 | 7.5521 | 0.89469 | 8.4409 | 7.5521 | 0.89469 | 8.4409 | 7.9556 | 0.9425 | 8.4409 | 4.045% | 0.059006 | 0.056085 | 3317.0375 | 182.5151 | 537.9757 | 2596.5467 | 3348.6257 | 0 | 0 | 3348.6257 | 0.0002611%
2026 | 231 | 231-1136R | Tier-2 | Tier-2---7 | 4--5 | 1015 | 100% | 2730.9177 | 98.3% | 1.373% | 0.325% | 132.8848 | 0 | 0 | 132.8848 | 0 | 126.7631 | 8.2556 | 15.3548 | 126.7631 | 8.2556 | 15.3548 | 133.5362 | 8.6967 | 15.3548 | 4.866% | 0.054655 | 0.051949 | 49966.8413 | 3802.7952 | 1680.0986 | 44483.9475 | 50011.031 | 0 | 0 | 50011.031 | 0.004382%
2026 | 231 | 231-1635R | Tier-2 | Tier-2---4 | 5--5 | 3357 | 100% | 5142.095 | 98.68% | 0.901% | 0.4182% | 251.176 | 0 | 0 | 251.176 | 0 | 239.6048 | 27.3044 | 8.7753 | 239.6048 | 27.3044 | 8.7753 | 252.4072 | 28.7633 | 8.7753 | 4.885% | 0.11648 | 0.11071 | 44146.87 | 3399.863 | 647.3328 | 40099.6742 | 44177.1988 | 0 | 0 | 44177.1988 | 0.008283%
2026 | 232 | 232-40AE | Tier-2 | Tier-2---19 | 2--3 | 6 | 100% | 11.4297 | 0.4523% | 98.58% | 0.9661% | 0.0025592 | 0 | 0 | 0.0025592 | 0 | 0.0024413 | 0.048801 | 0.050026 | 0.0024413 | 0.048801 | 0.050026 | 0.0025718 | 0.051409 | 0.050026 | 0.02239% | 0.0059544 | 0.0056597 | 1919.5436 | 3.0821 | 1745.9177 | 170.5438 | 2019.0571 | 0 | 0 | 2019.0571 | 8.439e-08%
2026 | 233 | 233-123R | Tier-2 | Tier-2---4 | 4--5 | 1436 | 100% | 3035.8045 | 98.84% | 0.8219% | 0.339% | 148.5278 | 0 | 0 | 148.5278 | 0 | 141.6855 | 11.6798 | 12.1308 | 141.6855 | 11.6798 | 12.1308 | 149.2559 | 12.3039 | 12.1308 | 4.893% | 0.06125 | 0.058219 | 49563.8317 | 3086.7129 | 653.5217 | 45823.5971 | 49593.7962 | 0 | 0 | 49593.7962 | 0.004898%
2026 | 233 | 233-41R | Tier-2 | Tier-2---9 | 4--5 | 475 | 100% | 718.991 | 97.57% | 1.357% | 1.072% | 34.7253 | 0 | 0 | 34.7253 | 0 | 33.1256 | 3.8634 | 8.5741 | 33.1256 | 3.8634 | 8.5741 | 34.8956 | 4.0699 | 8.5741 | 4.83% | 0.044487 | 0.042285 | 16161.8225 | 1280.6452 | 594.3266 | 14286.8507 | 16182.2721 | 0 | 0 | 16182.2721 | 0.001145%
2026 | 233 | 233-81F | Tier-2 | Tier-2---12 | 3--5 | 392 | 100% | 447.7794 | 94.96% | 4.349% | 0.694% | 21.0474 | 0 | 0 | 21.0474 | 0 | 20.0778 | 3.1884 | 6.2972 | 20.0778 | 3.1884 | 6.2972 | 21.1505 | 3.3587 | 6.2972 | 4.7% | 0.02204 | 0.020949 | 20316.8521 | 1331.0486 | 1007.3456 | 17978.4579 | 20370.2068 | 0 | 0 | 20370.2068 | 0.0006941%
2026 | 233 | 233-86F | Tier-2 | Tier-2---8 | 5--5 | 870 | 100% | 2341.6741 | 85.9% | 13.6% | 0.4998% | 99.5721 | 0 | 0 | 99.5721 | 0 | 94.985 | 7.0762 | 13.4231 | 94.985 | 7.0762 | 13.4231 | 100.0601 | 7.4543 | 13.4231 | 4.252% | 0.1204 | 0.11444 | 19449.7342 | 1103.1383 | 2517.3516 | 15829.2443 | 19592.5279 | 0 | 0 | 19592.5279 | 0.003284%
2026 | 234 | 234-48R | Tier-2 | Tier-2---4 | 4--5 | 1397 | 100% | 4939.3792 | 99.46% | 0.3916% | 0.1518% | 243.1707 | 0 | 0 | 243.1707 | 0 | 231.9683 | 11.3626 | 20.4151 | 231.9683 | 11.3626 | 20.4151 | 244.3627 | 11.9697 | 20.4151 | 4.923% | 0.047931 | 0.045559 | 103051.0114 | 8933.6439 | 586.3727 | 93530.9949 | 103080.1738 | 0 | 0 | 103080.1738 | 0.008019%
2026 | 235 | 235-897R | Tier-2 | Tier-2---5 | 5--5 | 250 | 100% | 4375.0381 | 88.63% | 11.27% | 0.1058% | 191.9337 | 0 | 0 | 191.9337 | 0 | 183.0917 | 2.0334 | 90.0424 | 183.0917 | 2.0334 | 90.0424 | 192.8746 | 2.142 | 90.0424 | 4.387% | 0.1179 | 0.11206 | 37108.0419 | 2052.774 | 3945.6216 | 31109.6464 | 37327.8331 | 0 | 0 | 37327.8331 | 0.006329%
2026 | 235 | 235-899R | Tier-2 | Tier-2---1 | 5--5 | 738 | 100% | 23678.6611 | 98.37% | 1.593% | 0.04039% | 1152.9446 | 0 | 0 | 1152.9446 | 0 | 1099.8308 | 6.0026 | 183.2264 | 1099.8308 | 6.0026 | 183.2264 | 1158.5963 | 6.3233 | 183.2264 | 4.869% | 0.15496 | 0.14729 | 152800.2562 | 9665.8605 | 2471.9354 | 140662.4603 | 152930.2625 | 0 | 0 | 152930.2625 | 0.03802%
2026 | 236 | 236-1535R | Tier-3 | Tier-3---4 | 5--5 | 814 | 100% | 9719.0421 | 98.73% | 1.209% | 0.05836% | 474.9956 | 0 | 0 | 474.9956 | 0 | 453.1135 | 6.6207 | 68.4386 | 453.1135 | 6.6207 | 68.4386 | 477.324 | 6.9745 | 68.4386 | 4.887% | 0.12847 | 0.12211 | 75651.1712 | 5252.2726 | 904.2907 | 69494.6079 | 75701.1003 | 0 | 0 | 75701.1003 | 0.01566%
2026 | 236 | 236-1561R | Tier-3 | Tier-3---13 | 5--4 | 270 | 100% | 2823.5781 | 97.26% | 2.617% | 0.1213% | 135.9404 | 0 | 0 | 135.9404 | 0 | 129.6779 | 2.1961 | 59.0501 | 129.6779 | 2.1961 | 59.0501 | 136.6068 | 2.3134 | 59.0501 | 4.814% | 0.17766 | 0.16886 | 15893.5317 | 919.2321 | 396.0284 | 14578.2713 | 15916.1933 | 0 | 0 | 15916.1933 | 0.004483%
2026 | 236 | 236-1563R | Tier-3 | Tier-3---13 | 5--4 | 156 | 100% | 2260.6624 | 98.61% | 1.288% | 0.1052% | 110.3442 | 0 | 0 | 110.3442 | 0 | 105.2609 | 1.2688 | 82.9585 | 105.2609 | 1.2688 | 82.9585 | 110.8851 | 1.3366 | 82.9585 | 4.881% | 0.17215 | 0.16363 | 13131.72 | 763.8797 | 149.4721 | 12218.3681 | 13141.245 | 0 | 0 | 13141.245 | 0.003639%
2026 | 236 | 236-1567R | Tier-3 | Tier-3---10 | 5--5 | 513 | 100% | 5332.0037 | 98.07% | 1.841% | 0.0848% | 258.852 | 0 | 0 | 258.852 | 0 | 246.9272 | 4.1725 | 59.1793 | 246.9272 | 4.1725 | 59.1793 | 260.1209 | 4.3955 | 59.1793 | 4.855% | 0.18129 | 0.17232 | 29411.5902 | 2025.1187 | 523.1992 | 26863.2724 | 29441.0836 | 0 | 0 | 29441.0836 | 0.008536%
2026 | 236 | 236-1569R | Tier-3 | Tier-3---8 | 5--5 | 985 | 100% | 21222.9131 | 98.36% | 1.585% | 0.05121% | 1033.3462 | 0 | 0 | 1033.3462 | 0 | 985.7421 | 8.0116 | 123.0398 | 985.7421 | 8.0116 | 123.0398 | 1038.4116 | 8.4396 | 123.0398 | 4.869% | 0.21435 | 0.20374 | 99012.7753 | 5477.8522 | 1488.5467 | 92046.3763 | 99097.1397 | 0 | 0 | 99097.1397 | 0.03408%
2026 | 236 | 236-1573R | Tier-3 | Tier-3---7 | 5--5 | 252 | 100% | 6927.8558 | 97.84% | 2.089% | 0.06679% | 335.5367 | 0 | 0 | 335.5367 | 0 | 320.0792 | 2.0497 | 156.162 | 320.0792 | 2.0497 | 156.162 | 337.1815 | 2.1592 | 156.162 | 4.843% | 0.18488 | 0.17572 | 37473.1079 | 2383.2915 | 732.5482 | 34357.2682 | 37515.1746 | 0 | 0 | 37515.1746 | 0.01106%
2026 | 237 | 237-1761R | Tier-3 | Tier-3---12 | 5--5 | 112 | 100% | 3634.1464 | 99.4% | 0.4942% | 0.1098% | 178.8037 | 0 | 0 | 178.8037 | 0 | 170.5666 | 0.91096 | 187.2382 | 170.5666 | 0.91096 | 187.2382 | 179.6802 | 0.95963 | 187.2382 | 4.92% | 0.14935 | 0.14196 | 24332.6951 | 1370.783 | 132.2733 | 22829.6387 | 24340.349 | 0 | 0 | 24340.349 | 0.005896%
2026 | 237 | 237-1765R | Tier-3 | Tier-3---1 | 5--5 | 316 | 100% | 28249.2525 | 99.34% | 0.6358% | 0.01982% | 1389.1699 | 0 | 0 | 1389.1699 | 0 | 1325.1737 | 2.5702 | 515.5896 | 1325.1737 | 2.5702 | 515.5896 | 1395.9796 | 2.7075 | 515.5896 | 4.918% | 0.25909 | 0.24626 | 109034.6893 | 8324.9664 | 652.6676 | 100057.0553 | 109071.9184 | 0 | 0 | 109071.9184 | 0.04581%
2026 | 237 | 237-17R | Tier-2 | Tier-2---1 | 5--5 | 996 | 100% | 27080.7376 | 98.89% | 1.071% | 0.0369% | 1325.6439 | 0 | 0 | 1325.6439 | 0 | 1264.5743 | 8.101 | 156.1002 | 1264.5743 | 8.101 | 156.1002 | 1332.1422 | 8.5339 | 156.1002 | 4.895% | 0.15539 | 0.1477 | 174274.8137 | 11399.2241 | 1916.7846 | 160958.805 | 174375.3733 | 0 | 0 | 174375.3733 | 0.04371%
2026 | 237 | 237-26F | Tier-2 | Tier-2---10 | 5--4 | 81 | 100% | 663.2151 | 70.89% | 28.72% | 0.399% | 23.271 | 0 | 0 | 23.271 | 0 | 22.199 | 0.65882 | 33.695 | 22.199 | 0.65882 | 33.695 | 23.3851 | 0.69402 | 33.695 | 3.509% | 0.10897 | 0.10358 | 6086.0279 | 237.5195 | 1591.9327 | 4256.5758 | 6178.3065 | 0 | 0 | 6178.3065 | 0.0007674%
2026 | 237 | 237-28F | Tier-2 | Tier-2---7 | 5--5 | 35 | 100% | 2530.2255 | 98.83% | 1.116% | 0.05734% | 123.7762 | 0 | 0 | 123.7762 | 0 | 118.0741 | 0.28468 | 414.7678 | 118.0741 | 0.28468 | 414.7678 | 124.383 | 0.29989 | 414.7678 | 4.892% | 0.10804 | 0.1027 | 23418.4293 | 1209.653 | 279.2604 | 21929.5159 | 23432.7427 | 0 | 0 | 23432.7427 | 0.004082%
2026 | 237 | 237-2R | Tier-3 | Tier-3---2 | 5--5 | 1029 | 100% | 30894.1234 | 99.11% | 0.8492% | 0.03898% | 1515.6765 | 0 | 0 | 1515.6765 | 0 | 1445.8524 | 8.3695 | 172.7536 | 1445.8524 | 8.3695 | 172.7536 | 1523.1063 | 8.8166 | 172.7536 | 4.906% | 0.18156 | 0.17257 | 170161.3668 | 15433.056 | 1414.3274 | 153313.9834 | 170240.0741 | 0 | 0 | 170240.0741 | 0.04998%
2026 | 237 | 237-30R | Tier-3 | Tier-3---1 | 5--5 | 1238 | 100% | 65515.492 | 98.93% | 1.038% | 0.03019% | 3208.3751 | 0 | 0 | 3208.3751 | 0 | 3060.5719 | 10.0694 | 303.9488 | 3060.5719 | 10.0694 | 303.9488 | 3224.1024 | 10.6074 | 303.9488 | 4.897% | 0.49249 | 0.46811 | 133030.3773 | 7577.9137 | 1285.1936 | 124167.2701 | 133104.3812 | 0 | 0 | 133104.3812 | 0.1058%
2026 | 239 | 239-2207R | Tier-3 | Tier-3---16 | 4--4 | 725 | 100% | 860.3234 | 98.08% | 1.495% | 0.4234% | 41.7689 | 0 | 0 | 41.7689 | 0 | 39.8446 | 5.8968 | 6.7569 | 39.8446 | 5.8968 | 6.7569 | 41.9736 | 6.2119 | 6.7569 | 4.855% | 0.078224 | 0.074352 | 10998.2588 | 773.4899 | 185.1971 | 10039.5718 | 11009.2492 | 0 | 0 | 11009.2492 | 0.001377%
2026 | 239 | 239-2211R | Tier-3 | Tier-3---16 | 5--4 | 131 | 100% | 1585.1718 | 98.67% | 1.22% | 0.1095% | 77.4227 | 0 | 0 | 77.4227 | 0 | 73.856 | 1.0655 | 69.3159 | 73.856 | 1.0655 | 69.3159 | 77.8022 | 1.1224 | 69.3159 | 4.884% | 0.11902 | 0.11313 | 13318.69 | 748.7589 | 155.3385 | 12414.5926 | 13327.9127 | 0 | 0 | 13327.9127 | 0.002553%
2026 | 239 | 239-2213R | Tier-3 | Tier-3---15 | 5--4 | 504 | 100% | 1116.4705 | 96.46% | 3.23% | 0.3121% | 53.3076 | 0 | 0 | 53.3076 | 0 | 50.8518 | 4.0993 | 12.4049 | 50.8518 | 4.0993 | 12.4049 | 53.5689 | 4.3184 | 12.4049 | 4.775% | 0.1294 | 0.123 | 8627.7496 | 501.2225 | 328.5007 | 7798.0264 | 8643.666 | 0 | 0 | 8643.666 | 0.001758%
2026 | 239 | 239-2215R | Tier-3 | Tier-3---10 | 5--5 | 918 | 100% | 6268.6569 | 98.24% | 1.63% | 0.1302% | 304.8369 | 0 | 0 | 304.8369 | 0 | 290.7937 | 7.4666 | 38.9458 | 290.7937 | 7.4666 | 38.9458 | 306.3312 | 7.8656 | 38.9458 | 4.863% | 0.15408 | 0.14645 | 40685.5389 | 2527.5744 | 695.6728 | 37462.2917 | 40722.8328 | 0 | 0 | 40722.8328 | 0.01005%
2026 | 239 | 239-2217R | Tier-3 | Tier-3---16 | 4--4 | 635 | 100% | 1029.5673 | 69.27% | 30.42% | 0.3032% | 35.3035 | 0 | 0 | 35.3035 | 0 | 33.6771 | 5.1648 | 6.5205 | 33.6771 | 5.1648 | 6.5205 | 35.4765 | 5.4408 | 6.5205 | 3.429% | 0.073205 | 0.069582 | 14064.0898 | 633.3257 | 4082.9978 | 9347.7664 | 14289.1505 | 0 | 0 | 14289.1505 | 0.001164%
2026 | 239 | 239-89R | Tier-3 | Tier-3---17 | 4--4 | 65 | 100% | 376.4251 | 98.76% | 0.8388% | 0.4045% | 18.4014 | 0 | 0 | 18.4014 | 0 | 17.5537 | 0.52868 | 33.2027 | 17.5537 | 0.52868 | 33.2027 | 18.4916 | 0.55693 | 33.2027 | 4.888% | 0.064786 | 0.061579 | 5810.3033 | 364.0144 | 679.2912 | 4766.9976 | 5814.0653 | 0 | 0 | 5814.0653 | 0.0006068%
2026 | 240 | 240-1028R | Tier-2 | Tier-2---9 | 4--5 | 257 | 100% | 1181.5361 | 98.38% | 1.316% | 0.2998% | 57.5411 | 0 | 0 | 57.5411 | 0 | 54.8903 | 2.0903 | 26.2591 | 54.8903 | 2.0903 | 26.2591 | 57.8231 | 2.202 | 26.2591 | 4.87% | 0.045174 | 0.042938 | 26155.1082 | 1950.1252 | 442.6644 | 23762.3186 | 26177.1159 | 0 | 0 | 26177.1159 | 0.001897%
2026 | 240 | 240-1044 | Tier-3 | Tier-3---16 | 4--4 | 110 | 100% | 791.3356 | 98.7% | 1.112% | 0.1837% | 38.6637 | 0 | 0 | 38.6637 | 0 | 36.8826 | 0.89469 | 41.2237 | 36.8826 | 0.89469 | 41.2237 | 38.8532 | 0.9425 | 41.2237 | 4.886% | 0.076308 | 0.072531 | 10370.2289 | 676.03 | 184.4385 | 9509.7604 | 10377.2245 | 0 | 0 | 10377.2245 | 0.001275%
2026 | 240 | 240-1148 | Tier-3 | Tier-3---17 | 4--4 | 98 | 100% | 376.72 | 96.88% | 2.523% | 0.5996% | 18.0654 | 0 | 0 | 18.0654 | 0 | 17.2331 | 0.79709 | 21.62 | 17.2331 | 0.79709 | 21.62 | 18.1539 | 0.83968 | 21.62 | 4.795% | 0.037482 | 0.035627 | 10050.6383 | 614.3795 | 265.2745 | 9170.9843 | 10066.9823 | 0 | 0 | 10066.9823 | 0.0005957%
2026 | 240 | 240-2004R | Tier-3 | Tier-3---12 | 5--5 | 971 | 100% | 4437.6588 | 97.91% | 1.769% | 0.321% | 215.0731 | 0 | 0 | 215.0731 | 0 | 205.1652 | 7.8977 | 25.9778 | 205.1652 | 7.8977 | 25.9778 | 216.1274 | 8.3197 | 25.9778 | 4.847% | 0.095775 | 0.091035 | 46334.0144 | 3458.4519 | 909.4055 | 41966.157 | 46384.4455 | 0 | 0 | 46384.4455 | 0.007092%
2026 | 240 | 240-2006R | Tier-3 | Tier-3---12 | 4--5 | 530 | 100% | 3742.5721 | 99.07% | 0.7558% | 0.1785% | 183.5266 | 0 | 0 | 183.5266 | 0 | 175.0719 | 4.3108 | 40.6124 | 175.0719 | 4.3108 | 40.6124 | 184.4262 | 4.5411 | 40.6124 | 4.904% | 0.06999 | 0.066526 | 53472.8025 | 3048.802 | 469.1943 | 49954.8062 | 53498.8189 | 0 | 0 | 53498.8189 | 0.006052%
2026 | 240 | 240-2032R | Tier-3 | Tier-3---12 | 5--5 | 549 | 100% | 3665.7351 | 96.82% | 2.929% | 0.2538% | 175.6782 | 0 | 0 | 175.6782 | 0 | 167.585 | 4.4653 | 37.5302 | 167.585 | 4.4653 | 37.5302 | 176.5393 | 4.7039 | 37.5302 | 4.792% | 0.12278 | 0.1167 | 29856.9037 | 1779.6717 | 868.2863 | 27208.9457 | 29906.3959 | 0 | 0 | 29906.3959 | 0.005793%
2026 | 242 | 242-1426F | Tier-2 | Tier-2---10 | 5--4 | 164 | 100% | 960.3446 | 65.96% | 33.81% | 0.2324% | 31.3551 | 0 | 0 | 31.3551 | 0 | 29.9106 | 1.3339 | 22.4233 | 29.9106 | 1.3339 | 22.4233 | 31.5088 | 1.4052 | 22.4233 | 3.265% | 0.10724 | 0.10194 | 8954.7461 | 551.4319 | 2822.7975 | 5580.5167 | 9113.4933 | 0 | 0 | 9113.4933 | 0.001034%
2026 | 246 | 246-34R | Tier-3 | Tier-3---12 | 4--5 | 921 | 100% | 3387.0058 | 94.54% | 5.197% | 0.2577% | 158.5107 | 0 | 0 | 158.5107 | 0 | 151.2085 | 7.491 | 20.1853 | 151.2085 | 7.491 | 20.1853 | 159.2877 | 7.8913 | 20.1853 | 4.68% | 0.070488 | 0.066999 | 48050.8143 | 3484.7024 | 2545.4197 | 42020.6922 | 48187.325 | 0 | 0 | 48187.325 | 0.005227%
2026 | 247 | 247-46 | Tier-3 | Tier-3---16 | 4--5 | 333 | 100% | 1360.3328 | 92.51% | 7.186% | 0.3009% | 62.2952 | 0 | 0 | 62.2952 | 0 | 59.4254 | 2.7085 | 21.9405 | 59.4254 | 2.7085 | 21.9405 | 62.6005 | 2.8532 | 21.9405 | 4.579% | 0.045228 | 0.04299 | 30076.9614 | 1732.65 | 2090.3581 | 26253.9533 | 30194.2294 | 0 | 0 | 30194.2294 | 0.002054%
2026 | 247 | 247-48 | Tier-2 | Tier-2---16 | 3--3 | 19 | 100% | 105.2026 | 98.18% | 1.532% | 0.2854% | 5.1129 | 0 | 0 | 5.1129 | 0 | 4.8774 | 0.15454 | 31.5609 | 4.8774 | 0.15454 | 31.5609 | 5.138 | 0.1628 | 31.5609 | 4.86% | 0.026216 | 0.024918 | 4012.9756 | 252.6865 | 61.3538 | 3698.9353 | 4016.7732 | 0 | 0 | 4016.7732 | 0.0001686%
2026 | 249 | 249-24R | Tier-3 | Tier-3---12 | 5--5 | 641 | 100% | 3753.23 | 95.85% | 3.876% | 0.273% | 178.0768 | 0 | 0 | 178.0768 | 0 | 169.8732 | 5.2136 | 32.5826 | 169.8732 | 5.2136 | 32.5826 | 178.9497 | 5.4922 | 32.5826 | 4.745% | 0.10094 | 0.09594 | 37183.961 | 2746.2949 | 1426.8186 | 33010.8475 | 37264.3032 | 0 | 0 | 37264.3032 | 0.005872%
2026 | 252 | 252-129 | Tier-2 | Tier-2---18 | 3--3 | 9 | 100% | 49.4853 | 86.66% | 6.71% | 6.626% | 2.1229 | 0 | 0 | 2.1229 | 0 | 2.0251 | 0.073202 | 27.664 | 2.0251 | 0.073202 | 27.664 | 2.1333 | 0.077113 | 27.664 | 4.29% | 0.02391 | 0.022726 | 2069.6845 | 157.0487 | 250.675 | 1661.9608 | 2084.0584 | 0 | 0 | 2084.0584 | 7e-05%
2026 | 283 | 283-55R | Tier-3 | Tier-3---9 | 5--5 | 81 | 100% | 5299.6344 | 98.55% | 1.37% | 0.07601% | 258.5396 | 0 | 0 | 258.5396 | 0 | 246.6292 | 0.65882 | 374.3501 | 246.6292 | 0.65882 | 374.3501 | 259.807 | 0.69402 | 374.3501 | 4.878% | 0.20157 | 0.19159 | 26291.5727 | 1578.5747 | 367.1447 | 24345.8532 | 26311.366 | 0 | 0 | 26311.366 | 0.008526%
2026 | 283 | 283-71F | Tier-3 | Tier-3---13 | 5--4 | 245 | 100% | 2013.5901 | 87.8% | 12.03% | 0.1689% | 87.5136 | 0 | 0 | 87.5136 | 0 | 83.482 | 1.9927 | 41.8934 | 83.482 | 1.9927 | 41.8934 | 87.9426 | 2.0992 | 41.8934 | 4.346% | 0.19011 | 0.1807 | 10591.4545 | 557.9915 | 1165.201 | 8868.2619 | 10658.7421 | 0 | 0 | 10658.7421 | 0.002886%
2026 | 288 | 288-149R | Tier-2 | Tier-2---12 | 3--5 | 4 | 100% | 481.2843 | 94.31% | 4.95% | 0.7414% | 22.4677 | 0 | 0 | 22.4677 | 0 | 21.4326 | 0.032534 | 658.7699 | 21.4326 | 0.032534 | 658.7699 | 22.5778 | 0.034273 | 658.7699 | 4.668% | 0.02124 | 0.020188 | 22659.7646 | 1431.5945 | 1401.7291 | 19826.4409 | 22726.928 | 0 | 0 | 22726.928 | 0.0007409%
2026 | 288 | 288-2375R | Tier-2 | Tier-2---19 | 2--4 | 9 | 100% | 41.8014 | 98.23% | 1.253% | 0.5152% | 2.0326 | 0 | 0 | 2.0326 | 0 | 1.9389 | 0.073202 | 26.4875 | 1.9389 | 0.073202 | 26.4875 | 2.0425 | 0.077113 | 26.4875 | 4.862% | 0.0067116 | 0.0063794 | 6228.2316 | 404.3218 | 163.6113 | 5660.2985 | 6233.9673 | 0 | 0 | 6233.9673 | 6.703e-05%
2026 | 288 | 288-2380F | Tier-2 | Tier-2---12 | 4--5 | 329 | 100% | 550.61 | 92.88% | 6.93% | 0.1872% | 25.3153 | 0 | 0 | 25.3153 | 0 | 24.149 | 2.6759 | 9.0245 | 24.149 | 2.6759 | 9.0245 | 25.4394 | 2.8189 | 9.0245 | 4.598% | 0.030344 | 0.028842 | 18145.5978 | 1033.7393 | 1202.5384 | 15909.3201 | 18212.8585 | 0 | 0 | 18212.8585 | 0.0008348%
2026 | 296 | 296-68F | Tier-2 | Tier-2---21 | 1--2 | 44 | 100% | 3.2301 | 78.97% | 0% | 21.03% | 0.12626 | 0 | 0 | 0.12626 | 0 | 0.12044 | 0.35788 | 0.33655 | 0.12044 | 0.35788 | 0.33655 | 0.12688 | 0.377 | 0.33655 | 3.909% | 0.0027146 | 0.0025802 | 1189.8836 | 167.1479 | 356.0476 | 666.6881 | 1202.9164 | 0 | 0 | 1202.9164 | 4.164e-06%
2026 | 300 | 300-483F | Tier-2 | Tier-2---12 | 3--5 | 4 | 100% | 458.7821 | 99.48% | 0% | 0.5194% | 22.5918 | 0 | 0 | 22.5918 | 0 | 21.551 | 0.032534 | 662.4088 | 21.551 | 0.032534 | 662.4088 | 22.7025 | 0.034273 | 662.4088 | 4.924% | 0.018397 | 0.017486 | 24937.8732 | 2129.049 | 117.6547 | 22691.1695 | 24944.6182 | 0 | 0 | 24944.6182 | 0.000745%
2026 | 300 | 300-484F | Tier-2 | Tier-2---9 | 4--5 | 129 | 100% | 754.1323 | 92.41% | 6.882% | 0.7076% | 34.4965 | 0 | 0 | 34.4965 | 0 | 32.9073 | 1.0492 | 31.3632 | 32.9073 | 1.0492 | 31.3632 | 34.6656 | 1.1053 | 31.3632 | 4.574% | 0.039922 | 0.037946 | 18890.1433 | 1189.4361 | 2104.6022 | 15596.105 | 18964.8043 | 0 | 0 | 18964.8043 | 0.001138%
2026 | 307 | 307-1538F | Tier-2 | Tier-2---7 | 5--5 | 249 | 100% | 2407.2332 | 91.07% | 8.863% | 0.06623% | 108.5181 | 0 | 0 | 108.5181 | 0 | 103.5189 | 2.0253 | 51.1139 | 103.5189 | 2.0253 | 51.1139 | 109.0501 | 2.1335 | 51.1139 | 4.508% | 0.10098 | 0.09598 | 23839.1374 | 1161.7116 | 1913.71 | 20763.7158 | 23949.9932 | 0 | 0 | 23949.9932 | 0.003579%
2026 | 307 | 307-234R | Tier-2 | Tier-2---4 | 5--5 | 590 | 100% | 4762.848 | 95.55% | 4.384% | 0.07015% | 225.2596 | 0 | 0 | 225.2596 | 0 | 214.8823 | 4.7988 | 44.7783 | 214.8823 | 4.7988 | 44.7783 | 226.3638 | 5.0552 | 44.7783 | 4.73% | 0.11001 | 0.10456 | 43295.9421 | 2235.6738 | 1794.1526 | 39266.1157 | 43396.3748 | 0 | 0 | 43396.3748 | 0.007428%
2026 | 308 | 308-485AE | Tier-2 | Tier-2---15 | 4--3 | 5 | 100% | 157.9773 | 2.775% | 96.6% | 0.6237% | 0.217 | 0 | 0 | 0.217 | 0 | 0.207 | 0.040668 | 5.09 | 0.207 | 0.040668 | 5.09 | 0.21806 | 0.042841 | 5.09 | 0.1374% | 0.034738 | 0.033018 | 4547.6785 | 18.1382 | 4090.2999 | 439.2404 | 4777.9399 | 0 | 0 | 4777.9399 | 7.156e-06%
2026 | 308 | 308-563AE | Tier-2 | Tier-2---18 | 4--3 | 20 | 100% | 95.5263 | 19.37% | 79.9% | 0.729% | 0.91613 | 0 | 0 | 0.91613 | 0 | 0.87392 | 0.16267 | 5.3723 | 0.87392 | 0.16267 | 5.3723 | 0.92062 | 0.17136 | 5.3723 | 0.959% | 0.03316 | 0.031518 | 2880.805 | 81.2813 | 2130.9308 | 668.5929 | 3001.7645 | 0 | 0 | 3001.7645 | 3.021e-05%
2026 | 311 | 311-1163F | Tier-2 | Tier-2---18 | 3--3 | 4 | 100% | 46.1951 | 84.69% | 14.76% | 0.5474% | 1.9366 | 0 | 0 | 1.9366 | 0 | 1.8474 | 0.032534 | 56.7837 | 1.8474 | 0.032534 | 56.7837 | 1.9461 | 0.034273 | 56.7837 | 4.192% | 0.018623 | 0.017701 | 2480.5668 | 135.3403 | 1292.4644 | 1052.7621 | 2500.341 | 0 | 0 | 2500.341 | 6.386e-05%
2026 | 311 | 311-1199 | Tier-2 | Tier-2---20 | 3--2 | 32 | 100% | 15.6056 | 49.38% | 48.09% | 2.529% | 0.38147 | 0 | 0 | 0.38147 | 0 | 0.3639 | 0.26027 | 1.3981 | 0.3639 | 0.26027 | 1.3981 | 0.38334 | 0.27418 | 1.3981 | 2.444% | 0.018336 | 0.017428 | 851.1013 | 34.5086 | 499.3326 | 317.2601 | 873.5365 | 0 | 0 | 873.5365 | 1.258e-05%
2026 | 311 | 311-14R | Tier-2 | Tier-2---14 | 3--4 | 26 | 100% | 278.652 | 16.28% | 83.57% | 0.1501% | 2.2455 | 0 | 0 | 2.2455 | 0 | 2.1421 | 0.21147 | 10.1293 | 2.1421 | 0.21147 | 10.1293 | 2.2565 | 0.22277 | 10.1293 | 0.8058% | 0.018935 | 0.017998 | 14715.9264 | 172.6193 | 12298.8098 | 2244.4973 | 15357.5365 | 0 | 0 | 15357.5365 | 7.405e-05%
2026 | 311 | 311-43 | Tier-2 | Tier-2---15 | 3--4 | 262 | 100% | 159.8581 | 2.339% | 95.81% | 1.853% | 0.18508 | 0 | 0 | 0.18508 | 0 | 0.17656 | 2.131 | 0.082852 | 0.17656 | 2.131 | 0.082852 | 0.18599 | 2.2449 | 0.082852 | 0.1158% | 0.027937 | 0.026554 | 5722.0498 | 11.5831 | 5135.5481 | 574.9186 | 6013.0719 | 0 | 0 | 6013.0719 | 6.103e-06%
2026 | 312 | 312-14F | Tier-2 | Tier-2---14 | 3--4 | 38 | 100% | 202.1236 | 0.1514% | 99.59% | 0.26% | 0.015143 | 0 | 0 | 0.015143 | 0 | 0.014446 | 0.30908 | 0.046738 | 0.014446 | 0.30908 | 0.046738 | 0.015217 | 0.32559 | 0.046738 | 0.007492% | 0.018868 | 0.017934 | 10712.5091 | 14.4007 | 9656.8656 | 1041.2427 | 11269.5492 | 0 | 0 | 11269.5492 | 4.994e-07%
2026 | 315 | 315-485AE | Tier-2 | Tier-2---14 | 2--5 | 323 | 100% | 209.8559 | 99.5% | 0% | 0.498% | 10.3361 | 0 | 0 | 10.3361 | 0 | 9.86 | 2.6271 | 3.7531 | 9.86 | 2.6271 | 3.7531 | 10.3868 | 2.7675 | 3.7531 | 4.925% | 0.00637 | 0.0060547 | 32944.4153 | 9136.3077 | 189.8424 | 23618.2652 | 32952.9593 | 0 | 0 | 32952.9593 | 0.0003408%
2026 | 350 | 350-2182R | Tier-2 | Tier-2---13 | 4--3 | 18 | 100% | 302.428 | 99.27% | 0.6612% | 0.06922% | 14.8608 | 0 | 0 | 14.8608 | 0 | 14.1762 | 0.1464 | 96.8293 | 14.1762 | 0.1464 | 96.8293 | 14.9337 | 0.15423 | 96.8293 | 4.914% | 0.068991 | 0.065576 | 4383.5865 | 235.806 | 28.4753 | 4119.3053 | 4385.2539 | 0 | 0 | 4385.2539 | 0.0004901%
2026 | 350 | 350-2188R | Tier-2 | Tier-2---5 | 5--5 | 1796 | 100% | 3602.0119 | 95.48% | 4.084% | 0.4314% | 170.2488 | 0 | 0 | 170.2488 | 0 | 162.4058 | 14.6079 | 11.1177 | 162.4058 | 14.6079 | 11.1177 | 171.0834 | 15.3884 | 11.1177 | 4.726% | 0.15121 | 0.14373 | 23821.2544 | 1424.0323 | 987.3799 | 21409.8422 | 23877.2694 | 0 | 0 | 23877.2694 | 0.005614%
2026 | 350 | 350-2192R | Tier-2 | Tier-2---2 | 5--5 | 2181 | 100% | 13871.6222 | 98.14% | 1.698% | 0.1643% | 673.8553 | 0 | 0 | 673.8553 | 0 | 642.8121 | 17.7393 | 36.2365 | 642.8121 | 17.7393 | 36.2365 | 677.1585 | 18.6872 | 36.2365 | 4.858% | 0.18928 | 0.17991 | 73287.5708 | 4711.7972 | 1323.9814 | 67251.7922 | 73358.6632 | 0 | 0 | 73358.6632 | 0.02222%
2026 | 350 | 350-2196R | Tier-2 | Tier-2---5 | 5--5 | 2656 | 100% | 5570.6857 | 96.99% | 2.589% | 0.4237% | 267.4423 | 0 | 0 | 267.4423 | 0 | 255.1218 | 21.6028 | 11.8097 | 255.1218 | 21.6028 | 11.8097 | 268.7533 | 22.757 | 11.8097 | 4.801% | 0.19915 | 0.18929 | 27972.7323 | 1828.1512 | 784.4184 | 25360.1626 | 28016.6156 | 0 | 0 | 28016.6156 | 0.008819%
2026 | 350 | 350-2201R | Tier-3 | Tier-3---4 | 5--5 | 1091 | 100% | 13521.7454 | 99.28% | 0.6466% | 0.06915% | 664.5359 | 0 | 0 | 664.5359 | 0 | 633.9221 | 8.8737 | 71.438 | 633.9221 | 8.8737 | 71.438 | 667.7935 | 9.3479 | 71.438 | 4.915% | 0.1241 | 0.11796 | 108955.4795 | 7800.4897 | 724.3656 | 100430.6241 | 108996.0903 | 0 | 0 | 108996.0903 | 0.02191%
2026 | 350 | 350-41R | Tier-2 | Tier-2---3 | 5--5 | 1620 | 100% | 11201.3889 | 98.88% | 1.023% | 0.1021% | 548.2325 | 0 | 0 | 548.2325 | 0 | 522.9766 | 13.1764 | 39.6904 | 522.9766 | 13.1764 | 39.6904 | 550.9199 | 13.8804 | 39.6904 | 4.894% | 0.12896 | 0.12258 | 86857.3847 | 6899.4834 | 1125.7731 | 78832.1281 | 86908.2599 | 0 | 0 | 86908.2599 | 0.01808%
2026 | 351 | 351-819R | Tier-2 | Tier-2---1 | 5--5 | 1027 | 100% | 23517.4276 | 99.25% | 0.716% | 0.03401% | 1155.3817 | 0 | 0 | 1155.3817 | 0 | 1102.1556 | 8.3532 | 131.9444 | 1102.1556 | 8.3532 | 131.9444 | 1161.0453 | 8.7995 | 131.9444 | 4.913% | 0.14376 | 0.13664 | 163589.7091 | 16623.6975 | 1146.1775 | 145819.834 | 163653.6056 | 0 | 0 | 163653.6056 | 0.0381%
2026 | 351 | 351-871R | Tier-3 | Tier-3---6 | 5--5 | 222 | 100% | 9144.3124 | 99.73% | 0.2371% | 0.03256% | 451.4229 | 0 | 0 | 451.4229 | 0 | 430.6267 | 1.8057 | 238.4879 | 430.6267 | 1.8057 | 238.4879 | 453.6357 | 1.9021 | 238.4879 | 4.937% | 0.11468 | 0.109 | 79737.0821 | 3947.9048 | 194.739 | 75594.4383 | 79748.2799 | 0 | 0 | 79748.2799 | 0.01489%
2026 | 352 | 352-27R | Tier-3 | Tier-3---2 | 5--5 | 1531 | 100% | 18614.1823 | 99.36% | 0.5928% | 0.04664% | 915.5099 | 0 | 0 | 915.5099 | 0 | 873.3342 | 12.4525 | 70.1332 | 873.3342 | 12.4525 | 70.1332 | 919.9977 | 13.1179 | 70.1332 | 4.918% | 0.11814 | 0.11229 | 157566.7738 | 12769.0481 | 931.5035 | 143866.2223 | 157619.2477 | 0 | 0 | 157619.2477 | 0.03019%
2026 | 353 | 353-1429R | Tier-2 | Tier-2---6 | 5--5 | 1034 | 100% | 9221.8022 | 97.49% | 2.457% | 0.05523% | 445.0117 | 0 | 0 | 445.0117 | 0 | 424.5109 | 8.4101 | 50.4762 | 424.5109 | 8.4101 | 50.4762 | 447.1931 | 8.8595 | 50.4762 | 4.826% | 0.12141 | 0.1154 | 75954.4937 | 7030.6458 | 1796.1724 | 67127.6756 | 76053.8635 | 0 | 0 | 76053.8635 | 0.01467%
2026 | 353 | 353-593F | Tier-2 | Tier-2---7 | 5--5 | 340 | 100% | 2519.0591 | 99.18% | 0.76% | 0.05848% | 123.6728 | 0 | 0 | 123.6728 | 0 | 117.9754 | 2.7654 | 42.661 | 117.9754 | 2.7654 | 42.661 | 124.279 | 2.9132 | 42.661 | 4.909% | 0.10537 | 0.10016 | 23906.1611 | 1223.3222 | 175.0584 | 22507.7804 | 23916.3516 | 0 | 0 | 23916.3516 | 0.004078%
2026 | 353 | 353-594F | Tier-2 | Tier-2---7 | 5--5 | 60 | 100% | 2215.6498 | 99.93% | 0.02983% | 0.0378% | 109.6005 | 0 | 0 | 109.6005 | 0 | 104.5514 | 0.48801 | 214.2383 | 104.5514 | 0.48801 | 214.2383 | 110.1378 | 0.51409 | 214.2383 | 4.947% | 0.10216 | 0.097099 | 21688.8427 | 1103.6586 | 13.4163 | 20571.7678 | 21689.6065 | 0 | 0 | 21689.6065 | 0.003614%
2026 | 353 | 353-900F | Tier-2 | Tier-2---8 | 5--5 | 143 | 100% | 1991.3582 | 88.69% | 11.27% | 0.03442% | 87.4279 | 0 | 0 | 87.4279 | 0 | 83.4003 | 1.1631 | 71.7051 | 83.4003 | 1.1631 | 71.7051 | 87.8565 | 1.2252 | 71.7051 | 4.39% | 0.10085 | 0.09586 | 19745.2341 | 886.6093 | 2040.7127 | 16817.9121 | 19861.49 | 0 | 0 | 19861.49 | 0.002883%
2026 | 353 | 353-901F | Tier-2 | Tier-2---4 | 5--5 | 150 | 100% | 4555.6189 | 94.3% | 5.656% | 0.04182% | 212.6544 | 0 | 0 | 212.6544 | 0 | 202.8579 | 1.22 | 166.272 | 202.8579 | 1.22 | 166.272 | 213.6968 | 1.2852 | 166.272 | 4.668% | 0.10618 | 0.10093 | 42903.6289 | 2997.2951 | 2229.1196 | 37677.2142 | 43030.9365 | 0 | 0 | 43030.9365 | 0.007013%
2026 | 353 | 353-902F | Tier-2 | Tier-2---11 | 5--3 | 30 | 100% | 465.1006 | 62.84% | 37.09% | 0.07221% | 14.4673 | 0 | 0 | 14.4673 | 0 | 13.8008 | 0.24401 | 56.5589 | 13.8008 | 0.24401 | 56.5589 | 14.5382 | 0.25704 | 56.5589 | 3.111% | 0.098854 | 0.093961 | 4704.9245 | 153.014 | 1593.6445 | 2958.266 | 4795.9754 | 0 | 0 | 4795.9754 | 0.0004771%
2026 | 353 | 353-904R | Tier-2 | Tier-2---3 | 5--5 | 484 | 100% | 13534.4067 | 99.43% | 0.528% | 0.03951% | 666.1513 | 0 | 0 | 666.1513 | 0 | 635.4631 | 3.9367 | 161.4223 | 635.4631 | 3.9367 | 161.4223 | 669.4168 | 4.147 | 161.4223 | 4.922% | 0.12577 | 0.11955 | 107611.5054 | 6762.2295 | 951.3386 | 99897.9374 | 107643.3077 | 0 | 0 | 107643.3077 | 0.02197%
2026 | 354 | 354-1706R | Tier-2 | Tier-2---1 | 5--5 | 1235 | 100% | 20510.2592 | 99.17% | 0.7728% | 0.06052% | 1006.7977 | 0 | 0 | 1006.7977 | 0 | 960.4166 | 10.045 | 95.6117 | 960.4166 | 10.045 | 95.6117 | 1011.733 | 10.5817 | 95.6117 | 4.909% | 0.13939 | 0.13249 | 147143.8192 | 11695.5249 | 1352.7634 | 134095.5309 | 147207.6742 | 0 | 0 | 147207.6742 | 0.0332%
2026 | 354 | 354-24AE | Tier-2 | Tier-2---4 | 4--5 | 236 | 100% | 3653.654 | 88.54% | 11.39% | 0.07412% | 160.1222 | 0 | 0 | 160.1222 | 0 | 152.7457 | 1.9195 | 79.5748 | 152.7457 | 1.9195 | 79.5748 | 160.9071 | 2.0221 | 79.5748 | 4.383% | 0.080555 | 0.076567 | 45356.2427 | 2136.2059 | 4816.4156 | 38403.6212 | 45627.0334 | 0 | 0 | 45627.0334 | 0.00528%
2026 | 355 | 355-41R | Tier-2 | Tier-2---6 | 4--5 | 587 | 100% | 7500.5861 | 98.5% | 1.439% | 0.05987% | 365.7128 | 0 | 0 | 365.7128 | 0 | 348.8651 | 4.7744 | 73.0698 | 348.8651 | 4.7744 | 73.0698 | 367.5055 | 5.0295 | 73.0698 | 4.876% | 0.092253 | 0.087687 | 81304.346 | 4273.0126 | 1113.8309 | 75917.5024 | 81367.8246 | 0 | 0 | 81367.8246 | 0.01206%
2026 | 355 | 355-6R | Tier-2 | Tier-2---7 | 4--5 | 253 | 100% | 1698.7097 | 79.94% | 19.99% | 0.07228% | 67.2176 | 0 | 0 | 67.2176 | 0 | 64.1211 | 2.0578 | 31.1601 | 64.1211 | 2.0578 | 31.1601 | 67.5471 | 2.1677 | 31.1601 | 3.957% | 0.074333 | 0.070654 | 22852.699 | 968.4345 | 4228.7096 | 17655.5548 | 23091.4486 | 0 | 0 | 23091.4486 | 0.002217%
2026 | 356 | 356-16R | Tier-2 | Tier-2---4 | 4--5 | 403 | 100% | 5437.4375 | 98.14% | 1.781% | 0.0775% | 264.1505 | 0 | 0 | 264.1505 | 0 | 251.9816 | 3.2778 | 76.8745 | 251.9816 | 3.2778 | 76.8745 | 265.4453 | 3.453 | 76.8745 | 4.858% | 0.090754 | 0.086262 | 59914.026 | 4577.5093 | 1354.7623 | 53981.7544 | 59972.0203 | 0 | 0 | 59972.0203 | 0.008711%
2026 | 356 | 356-19R | Tier-3 | Tier-3---8 | 5--5 | 1342 | 100% | 16012.7864 | 97.76% | 2.145% | 0.09187% | 774.9006 | 0 | 0 | 774.9006 | 0 | 739.2025 | 10.9153 | 67.7219 | 739.2025 | 10.9153 | 67.7219 | 778.6991 | 11.4985 | 67.7219 | 4.839% | 0.16775 | 0.15945 | 95453.8626 | 6567.3724 | 2023.3951 | 86863.0951 | 95565.0716 | 0 | 0 | 95565.0716 | 0.02555%
2026 | 356 | 356-30AE | Tier-3 | Tier-3---6 | 5--5 | 1273 | 100% | 9294.6751 | 95.41% | 4.438% | 0.1505% | 438.9762 | 0 | 0 | 438.9762 | 0 | 418.7535 | 10.354 | 40.4435 | 418.7535 | 10.354 | 40.4435 | 441.128 | 10.9073 | 40.4435 | 4.723% | 0.14106 | 0.13408 | 65892.3901 | 4765.339 | 2823.4514 | 58303.5997 | 66049.8398 | 0 | 0 | 66049.8398 | 0.01448%
2026 | 357 | 357-1147R | Tier-2 | Tier-2---10 | 5--4 | 49 | 100% | 1251.1758 | 99.06% | 0.8754% | 0.0621% | 61.3526 | 0 | 0 | 61.3526 | 0 | 58.5262 | 0.39855 | 146.8495 | 58.5262 | 0.39855 | 146.8495 | 61.6533 | 0.41984 | 146.8495 | 4.904% | 0.14287 | 0.1358 | 8757.5771 | 445.3445 | 75.5026 | 8236.73 | 8761.8529 | 0 | 0 | 8761.8529 | 0.002023%
2026 | 357 | 357-1299R | Tier-3 | Tier-3---9 | 5--5 | 47 | 100% | 5098.7328 | 99.68% | 0.2892% | 0.03002% | 251.5816 | 0 | 0 | 251.5816 | 0 | 239.9918 | 0.38228 | 627.7936 | 239.9918 | 0.38228 | 627.7936 | 252.8149 | 0.4027 | 627.7936 | 4.934% | 0.2409 | 0.22898 | 21164.9633 | 1447.3151 | 61.817 | 19655.8313 | 21168.4818 | 0 | 0 | 21168.4818 | 0.008296%
2026 | 357 | 357-2047F | Tier-2 | Tier-2---10 | 5--4 | 11 | 100% | 878.9304 | 95.49% | 4.482% | 0.03213% | 41.5429 | 0 | 0 | 41.5429 | 0 | 39.6291 | 0.089469 | 442.9349 | 39.6291 | 0.089469 | 442.9349 | 41.7465 | 0.09425 | 442.9349 | 4.727% | 0.14128 | 0.13429 | 6221.0361 | 308.2981 | 257.2191 | 5655.5189 | 6235.6624 | 0 | 0 | 6235.6624 | 0.00137%
2026 | 357 | 357-2049F | Tier-3 | Tier-3---8 | 5--5 | 484 | 100% | 16869.708 | 98.79% | 1.184% | 0.02933% | 824.9167 | 0 | 0 | 824.9167 | 0 | 786.9145 | 3.9367 | 199.8944 | 786.9145 | 3.9367 | 199.8944 | 828.9604 | 4.147 | 199.8944 | 4.89% | 0.18286 | 0.17381 | 92253.2607 | 6177.0068 | 1029.1992 | 85047.0547 | 92311.5642 | 0 | 0 | 92311.5642 | 0.0272%
2026 | 357 | 357-45R | Tier-3 | Tier-3---8 | 5--5 | 901 | 100% | 17696.7525 | 97.47% | 2.478% | 0.04808% | 853.8638 | 0 | 0 | 853.8638 | 0 | 814.528 | 7.3284 | 111.1475 | 814.528 | 7.3284 | 111.1475 | 858.0494 | 7.7199 | 111.1475 | 4.825% | 0.18538 | 0.1762 | 95462.1405 | 7644.6992 | 2293.6368 | 85523.8045 | 95587.7082 | 0 | 0 | 95587.7082 | 0.02816%
2026 | 357 | 357-50R | Tier-3 | Tier-3---4 | 5--5 | 1047 | 100% | 10432.4887 | 97.04% | 2.884% | 0.07824% | 501.113 | 0 | 0 | 501.113 | 0 | 478.0277 | 8.5159 | 56.1339 | 478.0277 | 8.5159 | 56.1339 | 503.5694 | 8.9709 | 56.1339 | 4.803% | 0.14913 | 0.14175 | 69957.1689 | 5112.9004 | 1923.9041 | 62920.3645 | 70065.0754 | 0 | 0 | 70065.0754 | 0.01652%
2026 | 357 | 357-750R | Tier-2 | Tier-2---2 | 5--5 | 712 | 100% | 11757.6254 | 97.81% | 2.143% | 0.05143% | 569.2326 | 0 | 0 | 569.2326 | 0 | 543.0092 | 5.7911 | 93.7661 | 543.0092 | 5.7911 | 93.7661 | 572.0229 | 6.1005 | 93.7661 | 4.841% | 0.171 | 0.16254 | 68756.8371 | 5466.8496 | 1394.351 | 61895.6365 | 68835.4024 | 0 | 0 | 68835.4024 | 0.01877%
2026 | 358 | 358-1175F | Tier-2 | Tier-2---11 | 5--3 | 18 | 100% | 599.5834 | 97.21% | 2.746% | 0.04768% | 28.8502 | 0 | 0 | 28.8502 | 0 | 27.5211 | 0.1464 | 187.9801 | 27.5211 | 0.1464 | 187.9801 | 28.9916 | 0.15423 | 187.9801 | 4.812% | 0.14195 | 0.13492 | 4224.0008 | 213.9489 | 108.6198 | 3901.4321 | 4230.1466 | 0 | 0 | 4230.1466 | 0.0009514%
2026 | 358 | 358-33 | Tier-3 | Tier-3---15 | 5--4 | 58 | 100% | 1344.6436 | 99.66% | 0.3079% | 0.03174% | 66.3338 | 0 | 0 | 66.3338 | 0 | 63.2779 | 0.47175 | 134.1351 | 63.2779 | 0.47175 | 134.1351 | 66.6589 | 0.49695 | 134.1351 | 4.933% | 0.14298 | 0.1359 | 9404.72 | 716.3629 | 33.2595 | 8655.0976 | 9406.3837 | 0 | 0 | 9406.3837 | 0.002187%
2026 | 358 | 358-682F | Tier-3 | Tier-3---3 | 5--5 | 404 | 100% | 37602.1184 | 98.59% | 1.386% | 0.02088% | 1835.1165 | 0 | 0 | 1835.1165 | 0 | 1750.5765 | 3.286 | 532.7435 | 1750.5765 | 3.286 | 532.7435 | 1844.1122 | 3.4615 | 532.7435 | 4.88% | 0.54241 | 0.51556 | 69323.599 | 4080.8113 | 883.9511 | 64358.8366 | 69374.3945 | 0 | 0 | 69374.3945 | 0.06052%
2026 | 387 | 387-15 | Tier-3 | Tier-3---16 | 4--5 | 66 | 100% | 1455.0528 | 89.01% | 10.72% | 0.2619% | 64.1128 | 0 | 0 | 64.1128 | 0 | 61.1593 | 0.53682 | 113.9297 | 61.1593 | 0.53682 | 113.9297 | 64.4271 | 0.5655 | 113.9297 | 4.406% | 0.072601 | 0.069007 | 20041.7181 | 1414.1085 | 2071.8969 | 16555.7127 | 20156.3764 | 0 | 0 | 20156.3764 | 0.002114%
2026 | 393 | 393-14R | Tier-2 | Tier-2---10 | 5--4 | 79 | 100% | 924.8041 | 18.79% | 81.02% | 0.1888% | 8.6004 | 0 | 0 | 8.6004 | 0 | 8.2042 | 0.64255 | 12.7682 | 8.2042 | 0.64255 | 12.7682 | 8.6426 | 0.67689 | 12.7682 | 0.93% | 0.10079 | 0.095804 | 9175.2809 | 282.2453 | 6855.7873 | 2037.2483 | 9563.3384 | 0 | 0 | 9563.3384 | 0.0002836%
2026 | 396 | 396-699R | Tier-2 | Tier-2---5 | 5--5 | 1637 | 100% | 3136.9517 | 88.18% | 11.4% | 0.4202% | 136.9258 | 0 | 0 | 136.9258 | 0 | 130.6179 | 13.3147 | 9.8101 | 130.6179 | 13.3147 | 9.8101 | 137.597 | 14.0261 | 9.8101 | 4.365% | 0.15664 | 0.14888 | 20026.8881 | 1646.7402 | 2215.8438 | 16164.3042 | 20150.1614 | 0 | 0 | 20150.1614 | 0.004515%
2026 | 411 | 411-1873R | Tier-2 | Tier-2---7 | 4--5 | 699 | 100% | 1857.5393 | 97.83% | 1.797% | 0.3696% | 89.9563 | 0 | 0 | 89.9563 | 0 | 85.8122 | 5.6854 | 15.0935 | 85.8122 | 5.6854 | 15.0935 | 90.3972 | 5.9891 | 15.0935 | 4.843% | 0.04682 | 0.044503 | 39673.886 | 2968.3717 | 1138.6008 | 35566.9135 | 39718.6459 | 0 | 0 | 39718.6459 | 0.002966%
2026 | 411 | 411-30R | Tier-3 | Tier-3---6 | 5--5 | 1562 | 100% | 6370.0414 | 98.47% | 1.262% | 0.272% | 310.4797 | 0 | 0 | 310.4797 | 0 | 296.1766 | 12.7046 | 23.3125 | 296.1766 | 12.7046 | 23.3125 | 312.0017 | 13.3835 | 23.3125 | 4.874% | 0.10309 | 0.09799 | 61789.3921 | 5810.5604 | 997.631 | 54981.2006 | 61838.7577 | 0 | 0 | 61838.7577 | 0.01024%
2026 | 411 | 411-47R | Tier-2 | Tier-2---9 | 4--5 | 30 | 100% | 1350.4062 | 95.97% | 3.342% | 0.6845% | 64.1539 | 0 | 0 | 64.1539 | 0 | 61.1985 | 0.24401 | 250.806 | 61.1985 | 0.24401 | 250.806 | 64.4684 | 0.25704 | 250.806 | 4.751% | 0.063274 | 0.060142 | 21342.1296 | 2028.2504 | 1280.5502 | 18033.3289 | 21386.8765 | 0 | 0 | 21386.8765 | 0.002116%
2026 | 434 | 434-301 | Tier-2 | Tier-2---17 | 1--5 | 1 | 100% | 70.6497 | 99.53% | 0% | 0.466% | 3.4809 | 0 | 0 | 3.4809 | 0 | 3.3205 | 0.0081336 | 408.2466 | 3.3205 | 0.0081336 | 408.2466 | 3.4979 | 0.0085682 | 408.2466 | 4.927% | 0.003157 | 0.0030007 | 22378.7351 | 1649.9048 | 280.7681 | 20448.0622 | 22384.166 | 0 | 0 | 22384.166 | 0.0001148%
2026 | 441 | 441-23R | Tier-3 | Tier-3---11 | 5--4 | 334 | 100% | 3518.0204 | 97.45% | 2.468% | 0.07959% | 169.706 | 0 | 0 | 169.706 | 0 | 161.888 | 2.7166 | 59.5918 | 161.888 | 2.7166 | 59.5918 | 170.5379 | 2.8618 | 59.5918 | 4.824% | 0.54783 | 0.52071 | 6421.7327 | 319.9827 | 139.6282 | 5962.1218 | 6430.2517 | 0 | 0 | 6430.2517 | 0.005596%
2026 | 441 | 441-279R | Tier-3 | Tier-3---18 | 5--2 | 49 | 100% | 582.1633 | 91.34% | 8.391% | 0.2732% | 26.3202 | 0 | 0 | 26.3202 | 0 | 25.1077 | 0.39855 | 62.9984 | 25.1077 | 0.39855 | 62.9984 | 26.4492 | 0.41984 | 62.9984 | 4.521% | 0.53527 | 0.50877 | 1087.6056 | 48.7403 | 75.2423 | 963.623 | 1092.5132 | 0 | 0 | 1092.5132 | 0.0008679%
2026 | 441 | 441-27R | Tier-3 | Tier-3---9 | 5--4 | 121 | 100% | 4750.1268 | 98% | 1.916% | 0.08125% | 230.4346 | 0 | 0 | 230.4346 | 0 | 219.8189 | 0.98416 | 223.3563 | 219.8189 | 0.98416 | 223.3563 | 231.5641 | 1.0367 | 223.3563 | 4.851% | 0.55752 | 0.52992 | 8520.0828 | 441.9883 | 150.5633 | 7927.5312 | 8528.9458 | 0 | 0 | 8528.9458 | 0.007599%
2026 | 441 | 441-30R | Tier-3 | Tier-3---9 | 5--4 | 63 | 100% | 5348.8774 | 98.57% | 1.364% | 0.06326% | 260.9896 | 0 | 0 | 260.9896 | 0 | 248.9663 | 0.51242 | 485.8682 | 248.9663 | 0.51242 | 485.8682 | 262.269 | 0.53979 | 485.8682 | 4.879% | 0.55519 | 0.52771 | 9634.2631 | 496.8631 | 123.5008 | 9013.8993 | 9641.4258 | 0 | 0 | 9641.4258 | 0.008606%
2026 | 442 | 442-16R | Tier-3 | Tier-3---14 | 5--3 | 889 | 100% | 1834.9376 | 96.09% | 3.534% | 0.3793% | 87.2753 | 0 | 0 | 87.2753 | 0 | 83.2547 | 7.2307 | 11.514 | 83.2547 | 7.2307 | 11.514 | 87.7031 | 7.6171 | 11.514 | 4.756% | 0.45792 | 0.43525 | 4007.1227 | 182.139 | 134.5225 | 3690.4612 | 4015.2885 | 0 | 0 | 4015.2885 | 0.002878%
2026 | 442 | 442-46R | Tier-3 | Tier-3---19 | 5--1 | 34 | 100% | 88.141 | 1.745% | 98.17% | 0.08447% | 0.076128 | 0 | 0 | 0.076128 | 0 | 0.072621 | 0.27654 | 0.2626 | 0.072621 | 0.27654 | 0.2626 | 0.076501 | 0.29132 | 0.2626 | 0.08637% | 0.35092 | 0.33355 | 251.1714 | 0.48889 | 224.1015 | 26.581 | 264.0236 | 0 | 0 | 264.0236 | 2.51e-06%
2026 | 442 | 442-509R | Tier-3 | Tier-3---15 | 5--3 | 637 | 100% | 852.9261 | 84.92% | 14.72% | 0.3553% | 35.855 | 0 | 0 | 35.855 | 0 | 34.2033 | 5.1811 | 6.6016 | 34.2033 | 5.1811 | 6.6016 | 36.0308 | 5.4579 | 6.6016 | 4.204% | 0.36954 | 0.35125 | 2308.0588 | 110.4832 | 313.3685 | 1884.2071 | 2326.1793 | 0 | 0 | 2326.1793 | 0.001182%
2026 | 442 | 442-525 | Tier-3 | Tier-3---18 | 5--2 | 642 | 100% | 526.1263 | 57.95% | 41.57% | 0.4783% | 15.0927 | 0 | 0 | 15.0927 | 0 | 14.3975 | 5.2218 | 2.7572 | 14.3975 | 5.2218 | 2.7572 | 15.1667 | 5.5008 | 2.7572 | 2.869% | 0.36155 | 0.34365 | 1455.1925 | 55.7076 | 549.0709 | 850.414 | 1487.0575 | 0 | 0 | 1487.0575 | 0.0004977%
2026 | 442 | 442-728R | Tier-3 | Tier-3---5 | 5--5 | 1846 | 100% | 11572.221 | 88.48% | 11.4% | 0.1243% | 506.8142 | 0 | 0 | 506.8142 | 0 | 483.4663 | 15.0146 | 32.1998 | 483.4663 | 15.0146 | 32.1998 | 509.2986 | 15.8168 | 32.1998 | 4.38% | 0.35802 | 0.3403 | 32323.0144 | 2289.7277 | 3409.1909 | 26624.0958 | 32516.9947 | 0 | 0 | 32516.9947 | 0.01671%
2026 | 442 | 442-729 | Tier-3 | Tier-3---15 | 5--3 | 38 | 100% | 704.6091 | 96.62% | 3.132% | 0.2514% | 33.6979 | 0 | 0 | 33.6979 | 0 | 32.1455 | 0.30908 | 104.0053 | 32.1455 | 0.30908 | 104.0053 | 33.8631 | 0.32559 | 104.0053 | 4.782% | 0.36059 | 0.34274 | 1954.0299 | 88.7883 | 138.1468 | 1727.0948 | 1957.4733 | 0 | 0 | 1957.4733 | 0.001111%
2026 | 442 | 442-758F | Tier-3 | Tier-3---18 | 5--2 | 44 | 100% | 549.9829 | 98.93% | 0.9134% | 0.161% | 26.9317 | 0 | 0 | 26.9317 | 0 | 25.691 | 0.35788 | 71.7871 | 25.691 | 0.35788 | 71.7871 | 27.0637 | 0.377 | 71.7871 | 4.897% | 0.35119 | 0.3338 | 1566.0749 | 78.3252 | 13.6628 | 1474.0869 | 1566.9511 | 0 | 0 | 1566.9511 | 0.0008881%
2026 | 442 | 442-764R | Tier-3 | Tier-3---18 | 5--2 | 297 | 100% | 474.7376 | 91.31% | 8.325% | 0.3651% | 21.4573 | 0 | 0 | 21.4573 | 0 | 20.4688 | 2.4157 | 8.4733 | 20.4688 | 2.4157 | 8.4733 | 21.5625 | 2.5447 | 8.4733 | 4.52% | 0.35448 | 0.33694 | 1339.2423 | 54.097 | 105.5502 | 1179.5951 | 1345.3033 | 0 | 0 | 1345.3033 | 0.0007076%
2026 | 442 | 442-780 | Tier-3 | Tier-3---19 | 5--1 | 189 | 100% | 141.3846 | 51% | 48.51% | 0.49% | 3.5693 | 0 | 0 | 3.5693 | 0 | 3.4049 | 1.5372 | 2.2149 | 3.4049 | 1.5372 | 2.2149 | 3.5868 | 1.6194 | 2.2149 | 2.525% | 0.34601 | 0.32888 | 408.6195 | 15.0224 | 181.372 | 212.2251 | 419.0465 | 0 | 0 | 419.0465 | 0.0001177%
2026 | 444 | 444-15R | Tier-2 | Tier-2---13 | 5--3 | 9 | 100% | 333.8465 | 96.62% | 2.31% | 1.072% | 15.9664 | 0 | 0 | 15.9664 | 0 | 15.2309 | 0.073202 | 208.0659 | 15.2309 | 0.073202 | 208.0659 | 16.0447 | 0.077113 | 208.0659 | 4.783% | 0.14886 | 0.14149 | 2242.6726 | 149.3607 | 69.2136 | 2024.0983 | 2246.6232 | 0 | 0 | 2246.6232 | 0.0005265%
2026 | 444 | 444-43R | Tier-2 | Tier-2---5 | 5--5 | 130 | 100% | 3413.8137 | 97.67% | 1.995% | 0.3352% | 165.0466 | 0 | 0 | 165.0466 | 0 | 157.4433 | 1.0574 | 148.9015 | 157.4433 | 1.0574 | 148.9015 | 165.8557 | 1.1139 | 148.9015 | 4.835% | 0.2124 | 0.20189 | 16072.3576 | 890.1063 | 476.3771 | 14705.8742 | 16091.8592 | 0 | 0 | 16091.8592 | 0.005443%
2026 | 444 | 444-9R | Tier-2 | Tier-2---11 | 5--3 | 529 | 100% | 571.2373 | 70.71% | 27.93% | 1.361% | 19.9936 | 0 | 0 | 19.9936 | 0 | 19.0725 | 4.3027 | 4.4327 | 19.0725 | 4.3027 | 4.4327 | 20.0916 | 4.5326 | 4.4327 | 3.5% | 0.1488 | 0.14143 | 3839.0169 | 197.4513 | 1077.3117 | 2564.2539 | 3897.5795 | 0 | 0 | 3897.5795 | 0.0006593%
2026 | 445 | 445-1311R | Tier-3 | Tier-3---5 | 5--5 | 353 | 100% | 9632.5907 | 94.96% | 4.965% | 0.07823% | 452.7685 | 0 | 0 | 452.7685 | 0 | 431.9104 | 2.8712 | 150.431 | 431.9104 | 2.8712 | 150.431 | 454.988 | 3.0246 | 150.431 | 4.7% | 0.53792 | 0.51129 | 17907.0399 | 1026.0345 | 824.7437 | 16056.2617 | 17954.067 | 0 | 0 | 17954.067 | 0.01493%
2026 | 445 | 445-1325F | Tier-2 | Tier-2---2 | 5--4 | 203 | 100% | 7250.7229 | 96.11% | 3.805% | 0.08959% | 344.9322 | 0 | 0 | 344.9322 | 0 | 329.0418 | 1.6511 | 199.2845 | 329.0418 | 1.6511 | 199.2845 | 346.623 | 1.7393 | 199.2845 | 4.757% | 0.57356 | 0.54517 | 12641.5766 | 694.1782 | 440.7081 | 11506.6903 | 12667.2174 | 0 | 0 | 12667.2174 | 0.01137%
2026 | 445 | 445-17R | Tier-2 | Tier-2---8 | 5--3 | 107 | 100% | 1603.5562 | 88.72% | 11.16% | 0.1231% | 70.4231 | 0 | 0 | 70.4231 | 0 | 67.1788 | 0.87029 | 77.191 | 67.1788 | 0.87029 | 77.191 | 70.7683 | 0.91679 | 77.191 | 4.392% | 0.53426 | 0.50782 | 3001.4248 | 150.999 | 302.1467 | 2548.279 | 3019.055 | 0 | 0 | 3019.055 | 0.002322%
2026 | 445 | 445-18R | Tier-2 | Tier-2---2 | 5--5 | 448 | 100% | 10619.7967 | 95.69% | 4.18% | 0.1317% | 503.0122 | 0 | 0 | 503.0122 | 0 | 479.8394 | 3.6438 | 131.685 | 479.8394 | 3.6438 | 131.685 | 505.4779 | 3.8385 | 131.685 | 4.737% | 0.6048 | 0.57486 | 17559.3271 | 969.9837 | 680.7099 | 15908.6335 | 17598.759 | 0 | 0 | 17598.759 | 0.01659%
2026 | 445 | 445-19R | Tier-2 | Tier-2---8 | 5--3 | 175 | 100% | 1766.7037 | 84.73% | 14.9% | 0.3714% | 74.0952 | 0 | 0 | 74.0952 | 0 | 70.6818 | 1.4234 | 49.6578 | 70.6818 | 1.4234 | 49.6578 | 74.4584 | 1.4994 | 49.6578 | 4.194% | 0.56527 | 0.53729 | 3125.4156 | 150.9089 | 429.896 | 2544.6106 | 3150.2749 | 0 | 0 | 3150.2749 | 0.002443%
2026 | 445 | 445-39R | Tier-2 | Tier-2---5 | 5--4 | 216 | 100% | 3678.5806 | 87.54% | 12.33% | 0.1304% | 159.4029 | 0 | 0 | 159.4029 | 0 | 152.0596 | 1.7569 | 86.5523 | 152.0596 | 1.7569 | 86.5523 | 160.1843 | 1.8507 | 86.5523 | 4.333% | 0.48997 | 0.46571 | 7507.8253 | 391.1864 | 914.4635 | 6202.1754 | 7556.5395 | 0 | 0 | 7556.5395 | 0.005257%
2026 | 445 | 445-894R | Tier-2 | Tier-2---5 | 5--4 | 296 | 100% | 4421.0024 | 88.12% | 11.51% | 0.3702% | 192.8443 | 0 | 0 | 192.8443 | 0 | 183.9604 | 2.4075 | 76.4101 | 183.9604 | 2.4075 | 76.4101 | 193.7897 | 2.5362 | 76.4101 | 4.362% | 0.63526 | 0.60381 | 6959.394 | 312.553 | 750.3762 | 5896.4648 | 7002.446 | 0 | 0 | 7002.446 | 0.006359%
2026 | 445 | 445-897R | Tier-2 | Tier-2---10 | 5--3 | 28 | 100% | 1351.7747 | 97.24% | 2.711% | 0.04647% | 65.0678 | 0 | 0 | 65.0678 | 0 | 62.0703 | 0.22774 | 272.5487 | 62.0703 | 0.22774 | 272.5487 | 65.3868 | 0.23991 | 272.5487 | 4.814% | 0.75637 | 0.71893 | 1787.1928 | 98.5478 | 55.7869 | 1632.8581 | 1789.7592 | 0 | 0 | 1789.7592 | 0.002146%
2026 | 448 | 448-1234R | Tier-3 | Tier-3---15 | 5--3 | 20 | 100% | 1211.6194 | 97.39% | 2.475% | 0.1351% | 58.4097 | 0 | 0 | 58.4097 | 0 | 55.7189 | 0.16267 | 342.5241 | 55.7189 | 0.16267 | 342.5241 | 58.6961 | 0.17136 | 342.5241 | 4.821% | 0.62101 | 0.59027 | 1951.0598 | 101.7927 | 46.8267 | 1802.4404 | 1953.7118 | 0 | 0 | 1953.7118 | 0.001926%
2026 | 448 | 448-47R | Tier-3 | Tier-3---14 | 5--3 | 139 | 100% | 2612.2711 | 91.91% | 7.885% | 0.2065% | 118.8447 | 0 | 0 | 118.8447 | 0 | 113.3698 | 1.1306 | 100.2769 | 113.3698 | 1.1306 | 100.2769 | 119.4273 | 1.191 | 100.2769 | 4.549% | 0.62882 | 0.59769 | 4154.2404 | 216.0426 | 303.0764 | 3635.1215 | 4171.7455 | 0 | 0 | 4171.7455 | 0.003919%
2026 | 448 | 448-714R | Tier-3 | Tier-3---14 | 5--3 | 245 | 100% | 2119.752 | 55.7% | 43.96% | 0.3458% | 58.4428 | 0 | 0 | 58.4428 | 0 | 55.7504 | 1.9927 | 27.977 | 55.7504 | 1.9927 | 27.977 | 58.7292 | 2.0992 | 27.977 | 2.757% | 0.46343 | 0.44049 | 4574.0639 | 152.3288 | 1823.4456 | 2598.2895 | 4679.5943 | 0 | 0 | 4679.5943 | 0.001927%
2026 | 448 | 448-724R | Tier-3 | Tier-3---18 | 5--2 | 225 | 100% | 520.639 | 76.18% | 22.78% | 1.038% | 19.634 | 0 | 0 | 19.634 | 0 | 18.7295 | 1.8301 | 10.2344 | 18.7295 | 1.8301 | 10.2344 | 19.7302 | 1.9278 | 10.2344 | 3.771% | 0.55035 | 0.52311 | 946.0153 | 35.8531 | 201.7143 | 708.4479 | 957.7484 | 0 | 0 | 957.7484 | 0.0006475%
2026 | 448 | 448-735R | Tier-3 | Tier-3---18 | 5--2 | 164 | 100% | 630.7627 | 79.12% | 20.09% | 0.7869% | 24.7041 | 0 | 0 | 24.7041 | 0 | 23.5661 | 1.3339 | 17.667 | 23.5661 | 1.3339 | 17.667 | 24.8252 | 1.4052 | 17.667 | 3.917% | 0.54202 | 0.51519 | 1163.7353 | 53.8869 | 215.9361 | 893.9122 | 1176.3882 | 0 | 0 | 1176.3882 | 0.0008147%
2026 | 448 | 448-744R | Tier-3 | Tier-3---7 | 5--5 | 713 | 100% | 9104.5616 | 91.68% | 8.126% | 0.1928% | 413.1864 | 0 | 0 | 413.1864 | 0 | 394.1517 | 5.7992 | 67.9661 | 394.1517 | 5.7992 | 67.9661 | 415.2118 | 6.1091 | 67.9661 | 4.538% | 0.49442 | 0.46994 | 18414.705 | 980.4625 | 1393.5793 | 16040.6633 | 18494.4792 | 0 | 0 | 18494.4792 | 0.01363%
2026 | 448 | 448-9R | Tier-3 | Tier-3---9 | 5--4 | 336 | 100% | 5644.8109 | 93.43% | 6.384% | 0.1906% | 261.0474 | 0 | 0 | 261.0474 | 0 | 249.0215 | 2.7329 | 91.1205 | 249.0215 | 2.7329 | 91.1205 | 262.327 | 2.8789 | 91.1205 | 4.625% | 0.54394 | 0.51701 | 10377.639 | 550.4893 | 645.7623 | 9181.3873 | 10413.1713 | 0 | 0 | 10413.1713 | 0.008608%
2026 | 449 | 449-13R | Tier-3 | Tier-3---7 | 5--5 | 1001 | 100% | 6729.9647 | 90.49% | 9.346% | 0.1629% | 301.4563 | 0 | 0 | 301.4563 | 0 | 287.5688 | 8.1417 | 35.3204 | 287.5688 | 8.1417 | 35.3204 | 302.934 | 8.5767 | 35.3204 | 4.479% | 0.28234 | 0.26837 | 23836.2998 | 1408.7102 | 2080.9099 | 20346.6798 | 23954.3367 | 0 | 0 | 23954.3367 | 0.009941%
2026 | 449 | 449-16R | Tier-3 | Tier-3---15 | 5--4 | 61 | 100% | 1495.5065 | 96.97% | 2.927% | 0.1006% | 71.7862 | 0 | 0 | 71.7862 | 0 | 68.4792 | 0.49615 | 138.0216 | 68.4792 | 0.49615 | 138.0216 | 72.1381 | 0.52266 | 138.0216 | 4.8% | 0.23738 | 0.22563 | 6300.0313 | 365.3232 | 174.7966 | 5759.9115 | 6309.9651 | 0 | 0 | 6309.9651 | 0.002367%
2026 | 449 | 449-683 | Tier-3 | Tier-3---18 | 5--3 | 37 | 100% | 625.3129 | 96.7% | 3.156% | 0.1473% | 29.9305 | 0 | 0 | 29.9305 | 0 | 28.5516 | 0.30094 | 94.8742 | 28.5516 | 0.30094 | 94.8742 | 30.0772 | 0.31702 | 94.8742 | 4.786% | 0.34581 | 0.32869 | 1808.2683 | 90.977 | 47.6654 | 1669.626 | 1811.3792 | 0 | 0 | 1811.3792 | 0.000987%
2026 | 449 | 449-693R | Tier-3 | Tier-3---9 | 5--5 | 115 | 100% | 5260.7056 | 98.77% | 1.153% | 0.07468% | 257.2092 | 0 | 0 | 257.2092 | 0 | 245.3601 | 0.93536 | 262.3158 | 245.3601 | 0.93536 | 262.3158 | 258.47 | 0.98534 | 262.3158 | 4.889% | 0.26107 | 0.24815 | 20150.463 | 1117.608 | 224.7441 | 18808.1109 | 20163.3414 | 0 | 0 | 20163.3414 | 0.008482%
2026 | 449 | 449-6R | Tier-3 | Tier-3---14 | 5--4 | 265 | 100% | 2320.0162 | 95.55% | 4.318% | 0.1352% | 109.7271 | 0 | 0 | 109.7271 | 0 | 104.6722 | 2.1554 | 48.5628 | 104.6722 | 2.1554 | 48.5628 | 110.265 | 2.2706 | 48.5628 | 4.73% | 0.24779 | 0.23552 | 9362.9076 | 518.3997 | 417.6492 | 8426.8588 | 9384.6196 | 0 | 0 | 9384.6196 | 0.003618%
2026 | 450 | 450-1850 | Tier-2 | Tier-2---13 | 4--3 | 80 | 100% | 296.7138 | 97.11% | 2.719% | 0.1664% | 14.2636 | 0 | 0 | 14.2636 | 0 | 13.6065 | 0.65069 | 20.911 | 13.6065 | 0.65069 | 20.911 | 14.3335 | 0.68545 | 20.911 | 4.807% | 0.073712 | 0.070064 | 4025.2898 | 218.8856 | 107.0123 | 3699.392 | 4031.3382 | 0 | 0 | 4031.3382 | 0.0004704%
2026 | 450 | 450-1851F | Tier-2 | Tier-2---3 | 5--5 | 586 | 100% | 8274.1225 | 99.23% | 0.7168% | 0.05235% | 406.4189 | 0 | 0 | 406.4189 | 0 | 387.696 | 4.7663 | 81.3415 | 387.696 | 4.7663 | 81.3415 | 408.4111 | 5.0209 | 81.3415 | 4.912% | 0.099477 | 0.094553 | 83176.2362 | 14607.9335 | 584.6634 | 67983.6393 | 83209.5529 | 0 | 0 | 83209.5529 | 0.0134%
2026 | 450 | 450-1853F | Tier-2 | Tier-2---10 | 4--4 | 132 | 100% | 792.2018 | 92.77% | 7.138% | 0.09408% | 36.3781 | 0 | 0 | 36.3781 | 0 | 34.7023 | 1.0736 | 32.3223 | 34.7023 | 1.0736 | 32.3223 | 36.5565 | 1.131 | 32.3223 | 4.592% | 0.075291 | 0.071564 | 10521.8374 | 525.9075 | 700.4641 | 9295.4659 | 10561.4641 | 0 | 0 | 10561.4641 | 0.0012%
2026 | 450 | 450-1854 | Tier-2 | Tier-2---9 | 4--4 | 171 | 100% | 1132.2887 | 95.25% | 4.625% | 0.1242% | 53.3866 | 0 | 0 | 53.3866 | 0 | 50.9272 | 1.3908 | 36.6161 | 50.9272 | 1.3908 | 36.6161 | 53.6483 | 1.4652 | 36.6161 | 4.715% | 0.079085 | 0.07517 | 14317.3642 | 967.6824 | 629.1902 | 12720.4915 | 14352.7731 | 0 | 0 | 14352.7731 | 0.00176%
2026 | 450 | 450-50R | Tier-2 | Tier-2---11 | 4--4 | 6 | 100% | 537.0702 | 32.53% | 67.41% | 0.0594% | 8.6479 | 0 | 0 | 8.6479 | 0 | 8.2495 | 0.048801 | 169.0429 | 8.2495 | 0.048801 | 169.0429 | 8.6903 | 0.051409 | 169.0429 | 1.61% | 0.071801 | 0.068247 | 7480.0024 | 150.8342 | 4623.5659 | 2705.6023 | 7742.8291 | 0 | 0 | 7742.8291 | 0.0002852%
2026 | 452 | 452-1403 | Tier-2 | Tier-2---15 | 1--5 | 11 | 100% | 137.227 | 99.9% | 0% | 0.1049% | 6.7856 | 0 | 0 | 6.7856 | 0 | 6.473 | 0.089469 | 72.349 | 6.473 | 0.089469 | 72.349 | 6.8189 | 0.09425 | 72.349 | 4.945% | 0.0007938 | 0.00075451 | 172873.5238 | 9697.409 | 167.2651 | 163008.8497 | 172882.9651 | 0 | 0 | 172882.9651 | 0.0002238%
2026 | 452 | 452-1404F | Tier-2 | Tier-2---12 | 1--5 | 5 | 100% | 625.5425 | 99.9% | 0% | 0.09615% | 30.9346 | 0 | 0 | 30.9346 | 0 | 29.5095 | 0.040668 | 725.6215 | 29.5095 | 0.040668 | 725.6215 | 31.0862 | 0.042841 | 725.6215 | 4.945% | 0.0036434 | 0.0034631 | 171691.9584 | 19885.3998 | 159.1121 | 151647.4464 | 171700.5552 | 0 | 0 | 171700.5552 | 0.00102%
2026 | 452 | 452-1405 | Tier-2 | Tier-2---15 | 1--5 | 15 | 100% | 181.2174 | 99.84% | 0% | 0.161% | 8.9558 | 0 | 0 | 8.9558 | 0 | 8.5432 | 0.122 | 70.0245 | 8.5432 | 0.122 | 70.0245 | 8.9997 | 0.12852 | 70.0245 | 4.942% | 0.001513 | 0.0014381 | 119773.5584 | 9128.5645 | 179.9048 | 110465.0891 | 119783.5982 | 0 | 0 | 119783.5982 | 0.0002953%
2026 | 452 | 452-38AE | Tier-2 | Tier-2---4 | 2--5 | 373 | 100% | 2823.7515 | 99.93% | 0% | 0.06613% | 139.6833 | 0 | 0 | 139.6833 | 0 | 133.2483 | 3.0338 | 43.9209 | 133.2483 | 3.0338 | 43.9209 | 140.368 | 3.1959 | 43.9209 | 4.947% | 0.011395 | 0.010831 | 247801.8355 | 21945.5544 | 160.9262 | 225695.355 | 247810.3694 | 0 | 0 | 247810.3694 | 0.004606%
2026 | 454 | 454-1814 | Tier-2 | Tier-2---20 | 4--2 | 52 | 100% | 39.0262 | 97.23% | 2.586% | 0.1833% | 1.8783 | 0 | 0 | 1.8783 | 0 | 1.7918 | 0.42295 | 4.2364 | 1.7918 | 0.42295 | 4.2364 | 1.8875 | 0.44554 | 4.2364 | 4.813% | 0.072066 | 0.068499 | 541.534 | 33.0087 | 13.8021 | 494.7232 | 542.315 | 0 | 0 | 542.315 | 6.194e-05%
2026 | 454 | 454-48F | Tier-2 | Tier-2---4 | 4--5 | 277 | 100% | 3441.1661 | 99.7% | 0.2542% | 0.04705% | 169.8246 | 0 | 0 | 169.8246 | 0 | 162.0011 | 2.253 | 71.9046 | 162.0011 | 2.253 | 71.9046 | 170.6571 | 2.3734 | 71.9046 | 4.935% | 0.085487 | 0.081255 | 40253.7717 | 8646.4201 | 106.7946 | 31500.5571 | 40260.0869 | 0 | 0 | 40260.0869 | 0.0056%
2026 | 463 | 463-1136F | Tier-2 | Tier-2---18 | 4--2 | 1 | 100% | 88.0149 | 97.35% | 2.233% | 0.4157% | 4.2413 | 0 | 0 | 4.2413 | 0 | 4.0459 | 0.0081336 | 497.4378 | 4.0459 | 0.0081336 | 497.4378 | 4.2621 | 0.0085682 | 497.4378 | 4.819% | 0.060434 | 0.057442 | 1456.3858 | 89.8078 | 31.4849 | 1335.0931 | 1458.3947 | 0 | 0 | 1458.3947 | 0.0001399%
2026 | 463 | 463-1229 | Tier-2 | Tier-2---9 | 5--4 | 49 | 100% | 1378.3182 | 99.02% | 0.574% | 0.4088% | 67.5562 | 0 | 0 | 67.5562 | 0 | 64.4441 | 0.39855 | 161.6982 | 64.4441 | 0.39855 | 161.6982 | 67.8874 | 0.41984 | 161.6982 | 4.901% | 0.096723 | 0.091935 | 14250.1892 | 1640.085 | 119.2009 | 12490.9033 | 14257.4826 | 0 | 0 | 14257.4826 | 0.002228%
2026 | 470 | 470-40AE | Tier-2 | Tier-2---4 | 4--5 | 443 | 100% | 5264.9688 | 98.33% | 1.599% | 0.07273% | 256.2599 | 0 | 0 | 256.2599 | 0 | 244.4546 | 3.6032 | 67.8442 | 244.4546 | 3.6032 | 67.8442 | 257.5161 | 3.7957 | 67.8442 | 4.867% | 0.091034 | 0.086528 | 57835.1917 | 3654.8473 | 877.7111 | 53302.6332 | 57885.5342 | 0 | 0 | 57885.5342 | 0.008451%
2026 | 470 | 470-47R | Tier-3 | Tier-3---2 | 5--5 | 878 | 100% | 16740.3911 | 99.37% | 0.5365% | 0.09319% | 823.4313 | 0 | 0 | 823.4313 | 0 | 785.4976 | 7.1413 | 109.9939 | 785.4976 | 7.1413 | 109.9939 | 827.4678 | 7.5228 | 109.9939 | 4.919% | 0.16225 | 0.15422 | 103174.1084 | 6598.1472 | 589.4379 | 95986.5234 | 103207.9428 | 0 | 0 | 103207.9428 | 0.02715%
2026 | 471 | 471-36F | Tier-2 | Tier-2---4 | 4--5 | 108 | 100% | 4253.6671 | 94.96% | 4.983% | 0.06005% | 199.9388 | 0 | 0 | 199.9388 | 0 | 190.7281 | 0.87843 | 217.1247 | 190.7281 | 0.87843 | 217.1247 | 200.9189 | 0.92536 | 217.1247 | 4.7% | 0.093079 | 0.088471 | 45699.6343 | 2391.7261 | 2109.1945 | 41198.7137 | 45819.647 | 0 | 0 | 45819.647 | 0.006593%
2026 | 500 | 500-1531 | Tier-2 | Tier-2---10 | 4--4 | 14 | 100% | 800.5503 | 21.6% | 78.32% | 0.07823% | 8.56 | 0 | 0 | 8.56 | 0 | 8.1657 | 0.11387 | 71.7105 | 8.1657 | 0.11387 | 71.7105 | 8.602 | 0.11995 | 71.7105 | 1.069% | 0.071178 | 0.067654 | 11247.1911 | 167.2855 | 8054.1845 | 3025.7211 | 11706.3951 | 0 | 0 | 11706.3951 | 0.0002823%
2026 | 501 | 501-786 | Tier-2 | Tier-2---14 | 2--5 | 192 | 100% | 204.0835 | 99.63% | 0% | 0.368% | 10.065 | 0 | 0 | 10.065 | 0 | 9.6013 | 1.5616 | 6.1482 | 9.6013 | 1.5616 | 6.1482 | 10.1143 | 1.6451 | 6.1482 | 4.932% | 0.0050324 | 0.0047833 | 40553.9202 | 2762.8 | 144.6555 | 37646.4647 | 40561.693 | 0 | 0 | 40561.693 | 0.0003319%
2026 | 504 | 504-2501R | Tier-2 | Tier-2---9 | 3--5 | 82 | 100% | 733.6834 | 99.51% | 0% | 0.4917% | 36.1388 | 0 | 0 | 36.1388 | 0 | 34.4739 | 0.66695 | 51.6887 | 34.4739 | 0.66695 | 51.6887 | 36.3159 | 0.70259 | 51.6887 | 4.926% | 0.021593 | 0.020524 | 33978.4661 | 2347.3747 | 1024.1887 | 30606.9026 | 33987.1667 | 0 | 0 | 33987.1667 | 0.001192%
2026 | 520 | 520-1045R | Tier-2 | Tier-2---5 | 5--4 | 1001 | 100% | 2978.814 | 97.34% | 2.471% | 0.184% | 143.536 | 0 | 0 | 143.536 | 0 | 136.9236 | 8.1417 | 16.8175 | 136.9236 | 8.1417 | 16.8175 | 144.2396 | 8.5767 | 16.8175 | 4.819% | 0.26824 | 0.25496 | 11105.2066 | 596.3807 | 258.2442 | 10250.5816 | 11120.5631 | 0 | 0 | 11120.5631 | 0.004733%
2026 | 520 | 520-10R | Tier-2 | Tier-2---7 | 4--5 | 437 | 100% | 1478.7446 | 97.97% | 1.759% | 0.2664% | 71.715 | 0 | 0 | 71.715 | 0 | 68.4112 | 3.5544 | 19.2471 | 68.4112 | 3.5544 | 19.2471 | 72.0666 | 3.7443 | 19.2471 | 4.85% | 0.046043 | 0.043764 | 32116.3215 | 3380.3007 | 793.9909 | 27942.0299 | 32150.2042 | 0 | 0 | 32150.2042 | 0.002365%
2026 | 520 | 520-1489R | Tier-2 | Tier-2---8 | 5--5 | 1143 | 100% | 2637.9338 | 96.76% | 2.798% | 0.4462% | 126.3422 | 0 | 0 | 126.3422 | 0 | 120.5219 | 9.2967 | 12.964 | 120.5219 | 9.2967 | 12.964 | 126.9615 | 9.7934 | 12.964 | 4.789% | 0.13822 | 0.13138 | 19085.4238 | 1021.9214 | 566.5154 | 17496.987 | 19117.6637 | 0 | 0 | 19117.6637 | 0.004166%
2026 | 520 | 520-1509R | Tier-2 | Tier-2---5 | 5--4 | 1286 | 100% | 3413.9118 | 92.72% | 6.994% | 0.2858% | 156.6869 | 0 | 0 | 156.6869 | 0 | 149.4686 | 10.4598 | 14.2898 | 149.4686 | 10.4598 | 14.2898 | 157.4549 | 11.0187 | 14.2898 | 4.59% | 0.28561 | 0.27147 | 11953.1797 | 661.7087 | 782.5338 | 10508.9372 | 11998.4952 | 0 | 0 | 11998.4952 | 0.005167%
2026 | 520 | 520-1525R | Tier-2 | Tier-2---8 | 5--5 | 482 | 100% | 1632.8033 | 98.29% | 1.436% | 0.2778% | 79.4388 | 0 | 0 | 79.4388 | 0 | 75.7792 | 3.9204 | 19.3295 | 75.7792 | 3.9204 | 19.3295 | 79.8282 | 4.1299 | 19.3295 | 4.865% | 0.099044 | 0.094141 | 16485.7021 | 1672.9156 | 358.491 | 14454.2955 | 16500.4136 | 0 | 0 | 16500.4136 | 0.00262%
2026 | 520 | 520-1527R | Tier-3 | Tier-3---7 | 5--5 | 848 | 100% | 6763.0006 | 96.72% | 3.176% | 0.1068% | 323.7803 | 0 | 0 | 323.7803 | 0 | 308.8644 | 6.8973 | 44.7807 | 308.8644 | 6.8973 | 44.7807 | 325.3674 | 7.2658 | 44.7807 | 4.788% | 0.27105 | 0.25763 | 24951.4497 | 1805.8111 | 756.6493 | 22388.9893 | 24994.1011 | 0 | 0 | 24994.1011 | 0.01068%
2026 | 520 | 520-1902R | Tier-2 | Tier-2---9 | 4--4 | 593 | 100% | 748.333 | 77.34% | 21.7% | 0.962% | 28.6477 | 0 | 0 | 28.6477 | 0 | 27.3279 | 4.8232 | 5.6659 | 27.3279 | 4.8232 | 5.6659 | 28.7881 | 5.0809 | 5.6659 | 3.828% | 0.058932 | 0.056015 | 12698.2886 | 1100.527 | 2687.8901 | 8909.8715 | 12848.1568 | 0 | 0 | 12848.1568 | 0.0009447%
2026 | 520 | 520-1904 | Tier-3 | Tier-3---13 | 4--5 | 496 | 100% | 2084.5359 | 96.48% | 3.265% | 0.2521% | 99.5552 | 0 | 0 | 99.5552 | 0 | 94.9689 | 4.0343 | 23.5406 | 94.9689 | 4.0343 | 23.5406 | 100.0432 | 4.2498 | 23.5406 | 4.776% | 0.05278 | 0.050167 | 39495.106 | 2613.3418 | 1305.0051 | 35576.7591 | 39567.4502 | 0 | 0 | 39567.4502 | 0.003283%
2026 | 520 | 520-1936 | Tier-3 | Tier-3---20 | 1--5 | 2 | 100% | 63.7111 | 99.77% | 0% | 0.2279% | 3.1465 | 0 | 0 | 3.1465 | 0 | 3.0016 | 0.016267 | 184.5166 | 3.0016 | 0.016267 | 184.5166 | 3.1619 | 0.017136 | 184.5166 | 4.939% | 0.0006668 | 0.00063379 | 95547.5888 | 5378.6966 | 197.8005 | 89971.0917 | 95558.9285 | 0 | 0 | 95558.9285 | 0.0001038%
2026 | 520 | 520-22R | Tier-2 | Tier-2---14 | 4--4 | 188 | 100% | 258.296 | 74.72% | 24.53% | 0.7505% | 9.5538 | 0 | 0 | 9.5538 | 0 | 9.1137 | 1.5291 | 5.9601 | 9.1137 | 1.5291 | 5.9601 | 9.6007 | 1.6108 | 5.9601 | 3.699% | 0.036011 | 0.034228 | 7172.7783 | 807.1844 | 2439.3669 | 3926.227 | 7267.1983 | 0 | 0 | 7267.1983 | 0.0003151%
2026 | 520 | 520-35R | Tier-3 | Tier-3---9 | 5--5 | 1385 | 100% | 4997.7942 | 96.49% | 3.313% | 0.193% | 238.7183 | 0 | 0 | 238.7183 | 0 | 227.721 | 11.265 | 20.2149 | 227.721 | 11.265 | 20.2149 | 239.8884 | 11.8669 | 20.2149 | 4.776% | 0.28544 | 0.27131 | 17509.0395 | 1062.3012 | 557.174 | 15889.5643 | 17541.0049 | 0 | 0 | 17541.0049 | 0.007872%
2026 | 520 | 520-45 | Tier-2 | Tier-2---8 | 5--5 | 640 | 100% | 2044.6463 | 97.57% | 2.13% | 0.298% | 98.7525 | 0 | 0 | 98.7525 | 0 | 94.2031 | 5.2055 | 18.0969 | 94.2031 | 5.2055 | 18.0969 | 99.2365 | 5.4836 | 18.0969 | 4.83% | 0.10446 | 0.099291 | 19573.1854 | 982.4694 | 415.3687 | 18175.3473 | 19597.9361 | 0 | 0 | 19597.9361 | 0.003256%
2026 | 521 | 521-14R | Tier-3 | Tier-3---5 | 5--5 | 932 | 100% | 11350.2874 | 96.69% | 3.233% | 0.07621% | 543.2489 | 0 | 0 | 543.2489 | 0 | 518.2225 | 7.5805 | 68.3626 | 518.2225 | 7.5805 | 68.3626 | 545.9119 | 7.9855 | 68.3626 | 4.786% | 0.27097 | 0.25755 | 41888.3276 | 2255.8215 | 1272.0917 | 38360.4144 | 41960.5084 | 0 | 0 | 41960.5084 | 0.01791%
2026 | 521 | 521-1819R | Tier-2 | Tier-2---9 | 4--5 | 448 | 100% | 810.9996 | 89.31% | 10.24% | 0.4457% | 35.8545 | 0 | 0 | 35.8545 | 0 | 34.2027 | 3.6438 | 9.3864 | 34.2027 | 3.6438 | 9.3864 | 36.0302 | 3.8385 | 9.3864 | 4.421% | 0.043667 | 0.041505 | 18572.4528 | 2084.26 | 1960.8167 | 14527.3761 | 18675.813 | 0 | 0 | 18675.813 | 0.001182%
2026 | 521 | 521-1856R | Tier-3 | Tier-3---6 | 5--5 | 973 | 100% | 8477.8617 | 97.79% | 2.104% | 0.1048% | 410.3866 | 0 | 0 | 410.3866 | 0 | 391.4809 | 7.914 | 49.4671 | 391.4809 | 7.914 | 49.4671 | 412.3983 | 8.3368 | 49.4671 | 4.841% | 0.15411 | 0.14648 | 55012.684 | 3012.448 | 1105.9909 | 50894.245 | 55075.953 | 0 | 0 | 55075.953 | 0.01353%
2026 | 521 | 521-18R | Tier-3 | Tier-3---6 | 4--5 | 734 | 100% | 8713.0173 | 99.36% | 0.5424% | 0.09583% | 428.5416 | 0 | 0 | 428.5416 | 0 | 408.7995 | 5.97 | 68.4751 | 408.7995 | 5.97 | 68.4751 | 430.6423 | 6.289 | 68.4751 | 4.918% | 0.071321 | 0.067791 | 122165.8816 | 6890.9356 | 771.7339 | 114503.2122 | 122206.4886 | 0 | 0 | 122206.4886 | 0.01413%
2026 | 521 | 521-27R | Tier-2 | Tier-2---3 | 4--5 | 900 | 100% | 5618.6229 | 98.78% | 1.092% | 0.1294% | 274.726 | 0 | 0 | 274.726 | 0 | 262.0699 | 7.3202 | 35.8008 | 262.0699 | 7.3202 | 35.8008 | 276.0727 | 7.7113 | 35.8008 | 4.89% | 0.063668 | 0.060516 | 88249.328 | 6355.7576 | 1136.662 | 80756.9084 | 88305.4429 | 0 | 0 | 88305.4429 | 0.009059%
2026 | 521 | 521-32R | Tier-3 | Tier-3---4 | 5--5 | 673 | 100% | 12241.7135 | 99.38% | 0.5642% | 0.05689% | 602.2012 | 0 | 0 | 602.2012 | 0 | 574.459 | 5.4739 | 104.9452 | 574.459 | 5.4739 | 104.9452 | 605.1531 | 5.7664 | 104.9452 | 4.919% | 0.14844 | 0.14109 | 82470.5462 | 5122.2262 | 464.9548 | 76883.3652 | 82497.2218 | 0 | 0 | 82497.2218 | 0.01986%
2026 | 521 | 521-700R | Tier-2 | Tier-2---3 | 4--5 | 1600 | 100% | 9012.5446 | 99.05% | 0.8425% | 0.1052% | 441.8931 | 0 | 0 | 441.8931 | 0 | 421.536 | 13.0137 | 32.3917 | 421.536 | 13.0137 | 32.3917 | 444.0593 | 13.7091 | 32.3917 | 4.903% | 0.074421 | 0.070737 | 121102.821 | 8945.6292 | 1253.8537 | 110903.3381 | 121162.5896 | 0 | 0 | 121162.5896 | 0.01457%
2026 | 522 | 522-34 | Tier-2 | Tier-2---16 | 4--3 | 93 | 100% | 112.7117 | 43.02% | 55.81% | 1.165% | 2.4004 | 0 | 0 | 2.4004 | 0 | 2.2899 | 0.75642 | 3.0272 | 2.2899 | 0.75642 | 3.0272 | 2.4122 | 0.79684 | 3.0272 | 2.13% | 0.030009 | 0.028524 | 3755.9309 | 126.2765 | 2195.8593 | 1433.795 | 3867.3753 | 0 | 0 | 3867.3753 | 7.916e-05%
2026 | 522 | 522-36 | Tier-2 | Tier-2---16 | 4--3 | 79 | 100% | 116.9577 | 22.53% | 76.17% | 1.295% | 1.3046 | 0 | 0 | 1.3046 | 0 | 1.2445 | 0.64255 | 1.9367 | 1.2445 | 0.64255 | 1.9367 | 1.311 | 0.67689 | 1.9367 | 1.115% | 0.031092 | 0.029553 | 3761.7134 | 67.8389 | 2679.063 | 1014.8115 | 3913.4717 | 0 | 0 | 3913.4717 | 4.302e-05%
2026 | 522 | 522-38R | Tier-2 | Tier-2---6 | 4--5 | 1898 | 100% | 5639.8414 | 96.44% | 3.339% | 0.2198% | 269.2374 | 0 | 0 | 269.2374 | 0 | 256.8342 | 15.4375 | 16.637 | 256.8342 | 15.4375 | 16.637 | 270.5572 | 16.2624 | 16.637 | 4.774% | 0.088602 | 0.084216 | 63653.5146 | 7689.6838 | 2180.134 | 53783.6968 | 63771.4814 | 0 | 0 | 63771.4814 | 0.008878%
2026 | 523 | 523-31AE | Tier-2 | Tier-2---14 | 4--4 | 230 | 100% | 305.199 | 11.7% | 87.21% | 1.095% | 1.767 | 0 | 0 | 1.767 | 0 | 1.6856 | 1.8707 | 0.90105 | 1.6856 | 1.8707 | 0.90105 | 1.7757 | 1.9707 | 0.90105 | 0.579% | 0.037419 | 0.035567 | 8156.1707 | 129.3833 | 6531.3069 | 1495.4806 | 8531.2451 | 0 | 0 | 8531.2451 | 5.827e-05%
2026 | 524 | 524-1782F | Tier-3 | Tier-3---10 | 4--5 | 486 | 100% | 5468.1345 | 99.78% | 0.1144% | 0.1099% | 270.0655 | 0 | 0 | 270.0655 | 0 | 257.6241 | 3.9529 | 65.1731 | 257.6241 | 3.9529 | 65.1731 | 271.3893 | 4.1641 | 65.1731 | 4.939% | 0.040404 | 0.038404 | 135337.1336 | 10621.643 | 457.8891 | 124257.6016 | 135352.9439 | 0 | 0 | 135352.9439 | 0.008906%
2026 | 524 | 524-27R | Tier-3 | Tier-3---4 | 4--5 | 935 | 100% | 11317.6942 | 99.77% | 0.1414% | 0.08951% | 558.9321 | 0 | 0 | 558.9321 | 0 | 533.1833 | 7.6049 | 70.1105 | 533.1833 | 7.6049 | 70.1105 | 561.672 | 8.0112 | 70.1105 | 4.939% | 0.060207 | 0.057227 | 187979.0829 | 15020.271 | 843.0575 | 172115.7544 | 188001.69 | 0 | 0 | 188001.69 | 0.01843%
2026 | 524 | 524-46R | Tier-3 | Tier-3---4 | 5--5 | 638 | 100% | 13710.9533 | 98.99% | 0.9557% | 0.05722% | 671.8177 | 0 | 0 | 671.8177 | 0 | 640.8684 | 5.1892 | 123.4999 | 640.8684 | 5.1892 | 123.4999 | 675.1109 | 5.4665 | 123.4999 | 4.9% | 0.18916 | 0.17979 | 72484.9744 | 5399.6154 | 709.3603 | 66375.9987 | 72523.2103 | 0 | 0 | 72523.2103 | 0.02215%
2026 | 524 | 524-50R | Tier-3 | Tier-3---7 | 5--5 | 525 | 100% | 8801.877 | 98.2% | 1.718% | 0.0819% | 427.853 | 0 | 0 | 427.853 | 0 | 408.1427 | 4.2701 | 95.5809 | 408.1427 | 4.2701 | 95.5809 | 429.9503 | 4.4983 | 95.5809 | 4.861% | 0.18313 | 0.17407 | 48062.3901 | 2911.3323 | 788.4961 | 44362.5616 | 48107.4292 | 0 | 0 | 48107.4292 | 0.01411%
2026 | 524 | 524-69R | Tier-3 | Tier-3---1 | 5--5 | 1862 | 100% | 40375.331 | 99.03% | 0.9107% | 0.05596% | 1979.2587 | 0 | 0 | 1979.2587 | 0 | 1888.0784 | 15.1447 | 124.6691 | 1888.0784 | 15.1447 | 124.6691 | 1988.961 | 15.9539 | 124.6691 | 4.902% | 0.27264 | 0.25914 | 148092.4418 | 8147.506 | 1337.0199 | 138607.9158 | 148166.9965 | 0 | 0 | 148166.9965 | 0.06527%
2026 | 540 | 540-241R | Tier-2 | Tier-2---9 | 4--5 | 61 | 100% | 833.6308 | 67.75% | 32.17% | 0.07637% | 27.9571 | 0 | 0 | 27.9571 | 0 | 26.6692 | 0.49615 | 53.7524 | 26.6692 | 0.49615 | 53.7524 | 28.0941 | 0.52266 | 53.7524 | 3.354% | 0.047942 | 0.045568 | 17388.4645 | 723.4489 | 5409.9083 | 11255.1073 | 17680.5002 | 0 | 0 | 17680.5002 | 0.0009219%
2026 | 583 | 583-318F | Tier-1 | Non-HFTD---4 | 2--5 | 3 | 100% | 153.5608 | 99.44% | 0% | 0.5645% | 7.5583 | 0 | 0 | 7.5583 | 0 | 7.2102 | 0.024401 | 295.4891 | 7.2102 | 0.024401 | 295.4891 | 7.5954 | 0.025704 | 295.4891 | 4.922% | 0.0076984 | 0.0073173 | 19947.1031 | 2536.6434 | 102.2912 | 17308.1685 | 19952.9673 | 0 | 0 | 19952.9673 | 0.0002492%
2026 | 591 | 591-1594R | Tier-2 | Tier-2---12 | 4--4 | 14 | 100% | 519.9571 | 96.32% | 3.27% | 0.4047% | 24.792 | 0 | 0 | 24.792 | 0 | 23.6499 | 0.11387 | 207.6916 | 23.6499 | 0.11387 | 207.6916 | 24.9135 | 0.11995 | 207.6916 | 4.768% | 0.047196 | 0.04486 | 11017.0212 | 932.3042 | 368.7122 | 9716.0047 | 11038.107 | 0 | 0 | 11038.107 | 0.0008175%
2026 | 594 | 594-1379F | Tier-2 | Tier-2---17 | 1--5 | 39 | 100% | 49.4293 | 99.41% | 0% | 0.5897% | 2.4323 | 0 | 0 | 2.4323 | 0 | 2.3203 | 0.31721 | 7.3146 | 2.3203 | 0.31721 | 7.3146 | 2.4442 | 0.33416 | 7.3146 | 4.921% | 0.0021822 | 0.0020742 | 22651.1445 | 4294.234 | 125.4934 | 18231.417 | 22658.1007 | 0 | 0 | 22658.1007 | 8.021e-05%
2026 | 597 | 597-595 | Tier-2 | Tier-2---1 | 5--5 | 1930 | 100% | 18774.394 | 95.55% | 4.388% | 0.06321% | 887.9695 | 0 | 0 | 887.9695 | 0 | 847.0626 | 15.6978 | 53.9606 | 847.0626 | 15.6978 | 53.9606 | 892.3223 | 16.5366 | 53.9606 | 4.73% | 0.15307 | 0.14549 | 122655.7075 | 12289.1487 | 5017.0863 | 105349.4725 | 122940.0104 | 0 | 0 | 122940.0104 | 0.02928%
2026 | 599 | 599-19R | Tier-2 | Tier-2---1 | 5--5 | 2562 | 100% | 25743.4561 | 99.4% | 0.5253% | 0.0786% | 1266.6062 | 0 | 0 | 1266.6062 | 0 | 1208.2563 | 20.8382 | 57.9827 | 1208.2563 | 20.8382 | 57.9827 | 1272.8151 | 21.9516 | 57.9827 | 4.92% | 0.15161 | 0.14411 | 169796.7072 | 9028.2208 | 940.8004 | 159827.6859 | 169850.1033 | 0 | 0 | 169850.1033 | 0.04177%
2026 | 67 | 67-24R | Tier-3 | Tier-3---13 | 5--4 | 587 | 100% | 2610.8 | 93.6% | 6.065% | 0.3401% | 120.9575 | 0 | 0 | 120.9575 | 0 | 115.3852 | 4.7744 | 24.1674 | 115.3852 | 4.7744 | 24.1674 | 121.5504 | 5.0295 | 24.1674 | 4.633% | 0.2194 | 0.20854 | 11899.5856 | 668.9805 | 692.7946 | 10537.8105 | 11939.276 | 0 | 0 | 11939.276 | 0.003989%
2026 | 67 | 67-34R | Tier-3 | Tier-3---11 | 5--5 | 1265 | 100% | 4180.1374 | 93.8% | 5.869% | 0.3284% | 194.0937 | 0 | 0 | 194.0937 | 0 | 185.1522 | 10.289 | 17.9952 | 185.1522 | 10.289 | 17.9952 | 195.0451 | 10.8387 | 17.9952 | 4.643% | 0.24743 | 0.23519 | 16893.949 | 1075.9433 | 993.2749 | 14824.7309 | 16948.4725 | 0 | 0 | 16948.4725 | 0.0064%
2026 | 67 | 67-37R | Tier-3 | Tier-3---17 | 5--3 | 212 | 100% | 622.3042 | 87.18% | 11.98% | 0.8373% | 26.8549 | 0 | 0 | 26.8549 | 0 | 25.6177 | 1.7243 | 14.8567 | 25.6177 | 1.7243 | 14.8567 | 26.9865 | 1.8165 | 14.8567 | 4.315% | 0.20095 | 0.191 | 3096.8174 | 160.5865 | 360.9451 | 2575.2857 | 3117.4933 | 0 | 0 | 3117.4933 | 0.0008856%
2026 | 67 | 67-45R | Tier-3 | Tier-3---15 | 5--4 | 319 | 100% | 1627.9508 | 92.79% | 6.809% | 0.4053% | 74.7699 | 0 | 0 | 74.7699 | 0 | 71.3254 | 2.5946 | 27.4898 | 71.3254 | 2.5946 | 27.4898 | 75.1364 | 2.7332 | 27.4898 | 4.593% | 0.20887 | 0.19854 | 7793.9219 | 491.8665 | 509.4559 | 6792.5995 | 7823.2046 | 0 | 0 | 7823.2046 | 0.002466%
2026 | 73 | 73-1130R | Tier-3 | Tier-3---9 | 5--5 | 273 | 100% | 6201.607 | 97.29% | 2.601% | 0.1104% | 298.6566 | 0 | 0 | 298.6566 | 0 | 284.8981 | 2.2205 | 128.3055 | 284.8981 | 2.2205 | 128.3055 | 300.1206 | 2.3391 | 128.3055 | 4.816% | 0.2182 | 0.2074 | 28421.9762 | 1612.5005 | 708.1752 | 26101.3005 | 28462.107 | 0 | 0 | 28462.107 | 0.009849%
2026 | 73 | 73-1163 | Tier-3 | Tier-3---4 | 5--5 | 800 | 100% | 15337.1849 | 98.56% | 1.393% | 0.04595% | 748.2657 | 0 | 0 | 748.2657 | 0 | 713.7946 | 6.5069 | 109.6988 | 713.7946 | 6.5069 | 109.6988 | 751.9337 | 6.8545 | 109.6988 | 4.879% | 0.22506 | 0.21392 | 68145.9431 | 3858.2027 | 972.8217 | 63314.9187 | 68197.0126 | 0 | 0 | 68197.0126 | 0.02468%
2026 | 73 | 73-1164 | Tier-3 | Tier-3---13 | 5--4 | 258 | 100% | 2448.8293 | 98.64% | 1.317% | 0.04316% | 119.5679 | 0 | 0 | 119.5679 | 0 | 114.0597 | 2.0985 | 54.3539 | 114.0597 | 2.0985 | 54.3539 | 120.154 | 2.2106 | 54.3539 | 4.883% | 0.18614 | 0.17693 | 13155.649 | 640.7749 | 160.5982 | 12354.2759 | 13164.97 | 0 | 0 | 13164.97 | 0.003943%
2026 | 73 | 73-23R | Tier-3 | Tier-3---9 | 5--5 | 243 | 100% | 5733.7907 | 98.41% | 1.505% | 0.0877% | 279.3035 | 0 | 0 | 279.3035 | 0 | 266.4366 | 1.9765 | 134.805 | 266.4366 | 1.9765 | 134.805 | 280.6727 | 2.0821 | 134.805 | 4.871% | 0.21349 | 0.20292 | 26857.2697 | 1634.3076 | 394.5626 | 24828.3995 | 26879.5398 | 0 | 0 | 26879.5398 | 0.00921%
2026 | 73 | 73-678R | Tier-3 | Tier-3---5 | 5--5 | 537 | 100% | 10591.3769 | 98.31% | 1.605% | 0.08417% | 515.415 | 0 | 0 | 515.415 | 0 | 491.6709 | 4.3677 | 112.569 | 491.6709 | 4.3677 | 112.569 | 517.9415 | 4.6011 | 112.569 | 4.866% | 0.23776 | 0.22599 | 44546.6543 | 2704.4094 | 706.232 | 41136.0129 | 44585.8514 | 0 | 0 | 44585.8514 | 0.017%
2026 | 73 | 73-683R | Tier-3 | Tier-3---7 | 5--5 | 483 | 100% | 9288.0329 | 98.43% | 1.494% | 0.07761% | 452.5311 | 0 | 0 | 452.5311 | 0 | 431.684 | 3.9285 | 109.8847 | 431.684 | 3.9285 | 109.8847 | 454.7494 | 4.1384 | 109.8847 | 4.872% | 0.22716 | 0.21591 | 40887.9849 | 2244.0715 | 610.523 | 38033.3904 | 40921.4543 | 0 | 0 | 40921.4543 | 0.01492%
2026 | 75 | 75-2258F | Tier-3 | Tier-3---21 | 2--2 | 1 | 100% | 4.4231 | 0% | 100% | 0% | 0 | 0 | 0 | 0 | 0 | 0 | 0.0081336 | 0 | 0 | 0.0081336 | 0 | 0 | 0.0085682 | 0 | 0% | 0.0051944 | 0.0049373 | 851.5125 | 1.4212 | 766.2233 | 83.868 | 895.8574 | 0 | 0 | 895.8574 | 0%
2026 | 75 | 75-2259F | Tier-3 | Tier-3---12 | 3--5 | 410 | 100% | 3135.4576 | 99.77% | 0.1421% | 0.08717% | 154.8494 | 0 | 0 | 154.8494 | 0 | 147.7158 | 3.3348 | 44.2957 | 147.7158 | 3.3348 | 44.2957 | 155.6084 | 3.5129 | 44.2957 | 4.939% | 0.020337 | 0.019331 | 154171.9995 | 13070.8578 | 336.227 | 140764.9147 | 154190.404 | 0 | 0 | 154190.404 | 0.005106%
2026 | 75 | 75-32R | Tier-3 | Tier-3---13 | 3--5 | 206 | 100% | 1708.3855 | 99.57% | 0.3134% | 0.112% | 84.2054 | 0 | 0 | 84.2054 | 0 | 80.3262 | 1.6755 | 47.9412 | 80.3262 | 1.6755 | 47.9412 | 84.6182 | 1.765 | 47.9412 | 4.929% | 0.014781 | 0.01405 | 115578.2654 | 8310.062 | 472.6259 | 106795.5774 | 115603.867 | 0 | 0 | 115603.867 | 0.002777%
2026 | 75 | 75-41 | Tier-3 | Tier-3---13 | 3--5 | 93 | 100% | 1937.5846 | 99.86% | 0.04507% | 0.0969% | 95.7743 | 0 | 0 | 95.7743 | 0 | 91.3622 | 0.75642 | 120.7819 | 91.3622 | 0.75642 | 120.7819 | 96.2438 | 0.79684 | 120.7819 | 4.943% | 0.0163 | 0.015493 | 118871.6769 | 11982.6524 | 277.8358 | 106611.1887 | 118880.4654 | 0 | 0 | 118880.4654 | 0.003158%
2026 | 75 | 75-996R | Tier-2 | Tier-2---7 | 4--5 | 730 | 100% | 2211.1377 | 99.23% | 0.4312% | 0.3416% | 108.6055 | 0 | 0 | 108.6055 | 0 | 103.6022 | 5.9375 | 17.4488 | 103.6022 | 5.9375 | 17.4488 | 109.1378 | 6.2548 | 17.4488 | 4.912% | 0.043997 | 0.041819 | 50256.3267 | 5074.1581 | 595.0934 | 44587.0751 | 50276.5529 | 0 | 0 | 50276.5529 | 0.003581%
2026 | 78 | 78-26R | Tier-3 | Tier-3---5 | 5--5 | 486 | 100% | 14526.7268 | 98.56% | 1.412% | 0.03052% | 708.6971 | 0 | 0 | 708.6971 | 0 | 676.0489 | 3.9529 | 171.0253 | 676.0489 | 3.9529 | 171.0253 | 712.1711 | 4.1641 | 171.0253 | 4.879% | 0.34567 | 0.32856 | 42024.2818 | 2090.1766 | 553.5184 | 39380.5868 | 42055.8613 | 0 | 0 | 42055.8613 | 0.02337%
2026 | 78 | 78-782R | Tier-3 | Tier-3---7 | 5--5 | 34 | 100% | 7202.3158 | 99.51% | 0.4709% | 0.01666% | 354.7762 | 0 | 0 | 354.7762 | 0 | 338.4324 | 0.27654 | 1223.8029 | 338.4324 | 0.27654 | 1223.8029 | 356.5153 | 0.29132 | 1223.8029 | 4.926% | 0.33808 | 0.32134 | 21303.7357 | 1160.2609 | 93.0569 | 20050.418 | 21309.1455 | 0 | 0 | 21309.1455 | 0.0117%
2026 | 788 | 788-34R | Tier-2 | Tier-2---6 | 5--5 | 551 | 100% | 9132.2366 | 94.33% | 5.547% | 0.1209% | 426.4266 | 0 | 0 | 426.4266 | 0 | 406.782 | 4.4816 | 90.7671 | 406.782 | 4.4816 | 90.7671 | 428.5169 | 4.7211 | 90.7671 | 4.669% | 0.12404 | 0.1179 | 73621.1831 | 9933.4586 | 4009.9599 | 59677.7646 | 73838.4724 | 0 | 0 | 73838.4724 | 0.01406%
2026 | 79 | 79-1215F | Tier-3 | Tier-3---18 | 5--3 | 17 | 100% | 324.1263 | 99.58% | 0.3619% | 0.05404% | 15.9775 | 0 | 0 | 15.9775 | 0 | 15.2415 | 0.13827 | 110.2291 | 15.2415 | 0.13827 | 110.2291 | 16.0558 | 0.14566 | 110.2291 | 4.929% | 0.1831 | 0.17404 | 1770.1913 | 88.5948 | 9.6251 | 1671.9714 | 1770.5747 | 0 | 0 | 1770.5747 | 0.0005269%
2026 | 791 | 791-419F | Tier-2 | Tier-2---5 | 5--5 | 153 | 100% | 3349.7594 | 92.58% | 7.304% | 0.116% | 153.5102 | 0 | 0 | 153.5102 | 0 | 146.4383 | 1.2444 | 117.6743 | 146.4383 | 1.2444 | 117.6743 | 154.2627 | 1.3109 | 117.6743 | 4.583% | 0.11325 | 0.10765 | 29577.718 | 1970.6299 | 1994.5012 | 25612.587 | 29692.0073 | 0 | 0 | 29692.0073 | 0.005062%
2026 | 79 | 79-658R | Tier-3 | Tier-3---5 | 5--5 | 558 | 100% | 12321.0759 | 99.26% | 0.6823% | 0.05367% | 605.4043 | 0 | 0 | 605.4043 | 0 | 577.5146 | 4.5385 | 127.2469 | 577.5146 | 4.5385 | 127.2469 | 608.372 | 4.781 | 127.2469 | 4.914% | 0.46655 | 0.44346 | 26408.7945 | 1544.5762 | 192.1403 | 24672.078 | 26418.917 | 0 | 0 | 26418.917 | 0.01996%
2026 | 79 | 79-660R | Tier-3 | Tier-3---14 | 5--3 | 846 | 100% | 2087.0386 | 97.47% | 2.263% | 0.2704% | 100.6913 | 0 | 0 | 100.6913 | 0 | 96.0526 | 6.881 | 13.9591 | 96.0526 | 6.881 | 13.9591 | 101.1849 | 7.2487 | 13.9591 | 4.825% | 0.45747 | 0.43483 | 4562.1181 | 197.7916 | 116.9677 | 4247.3588 | 4568.1369 | 0 | 0 | 4568.1369 | 0.00332%
2026 | 79 | 79-668R | Tier-3 | Tier-3---15 | 5--3 | 565 | 100% | 1606.9068 | 70.93% | 28.63% | 0.4437% | 56.416 | 0 | 0 | 56.416 | 0 | 53.817 | 4.5955 | 11.7109 | 53.817 | 4.5955 | 11.7109 | 56.6925 | 4.841 | 11.7109 | 3.511% | 0.43999 | 0.41821 | 3652.1539 | 150.5315 | 949.6335 | 2551.989 | 3707.4514 | 0 | 0 | 3707.4514 | 0.00186%
2026 | 79 | 79-676R | Tier-3 | Tier-3---5 | 5--5 | 373 | 100% | 9714.1464 | 98.29% | 1.686% | 0.02874% | 472.6073 | 0 | 0 | 472.6073 | 0 | 450.8352 | 3.0338 | 148.603 | 450.8352 | 3.0338 | 148.603 | 474.924 | 3.1959 | 148.603 | 4.865% | 0.38409 | 0.36508 | 25291.2629 | 1478.5998 | 416.7742 | 23395.8888 | 25313.8415 | 0 | 0 | 25313.8415 | 0.01558%
2026 | 79 | 79-679R | Tier-3 | Tier-3---3 | 5--5 | 412 | 100% | 18448.5828 | 98.9% | 1.079% | 0.02427% | 903.134 | 0 | 0 | 903.134 | 0 | 861.5285 | 3.351 | 257.0934 | 861.5285 | 3.351 | 257.0934 | 907.5611 | 3.5301 | 257.0934 | 4.895% | 0.3939 | 0.3744 | 46835.416 | 2583.7373 | 473.6256 | 43778.0531 | 46862.3143 | 0 | 0 | 46862.3143 | 0.02978%
2026 | 79 | 79-685R | Tier-3 | Tier-3---14 | 5--4 | 66 | 100% | 2564.7524 | 99.37% | 0.5359% | 0.0899% | 126.1608 | 0 | 0 | 126.1608 | 0 | 120.3488 | 0.53682 | 224.1901 | 120.3488 | 0.53682 | 224.1901 | 126.7793 | 0.5655 | 224.1901 | 4.919% | 0.43155 | 0.41019 | 5943.1342 | 289.2774 | 32.5223 | 5621.3345 | 5945.071 | 0 | 0 | 5945.071 | 0.00416%
2026 | 79 | 79-714R | Tier-3 | Tier-3---9 | 5--4 | 433 | 100% | 5536.6205 | 96.31% | 3.618% | 0.06787% | 263.9613 | 0 | 0 | 263.9613 | 0 | 251.8011 | 3.5218 | 71.4971 | 251.8011 | 3.5218 | 71.4971 | 265.2552 | 3.71 | 71.4971 | 4.768% | 0.37772 | 0.35902 | 14658.165 | 795.0255 | 492.7291 | 13370.4104 | 14686.3013 | 0 | 0 | 14686.3013 | 0.008704%
2026 | 79 | 79-785 | Tier-3 | Tier-3---3 | 5--5 | 933 | 100% | 18780.9285 | 97.14% | 2.812% | 0.0448% | 903.1022 | 0 | 0 | 903.1022 | 0 | 861.4981 | 7.5886 | 113.5249 | 861.4981 | 7.5886 | 113.5249 | 907.5291 | 7.9941 | 113.5249 | 4.809% | 0.38023 | 0.36141 | 49393.626 | 3270.0768 | 1298.0167 | 44825.5325 | 49467.0991 | 0 | 0 | 49467.0991 | 0.02978%
2026 | 79 | 79-799R | Tier-3 | Tier-3---14 | 5--3 | 34 | 100% | 3034.8235 | 97.12% | 2.752% | 0.1275% | 145.8979 | 0 | 0 | 145.8979 | 0 | 139.1767 | 0.27654 | 503.2758 | 139.1767 | 0.27654 | 503.2758 | 146.6131 | 0.29132 | 503.2758 | 4.807% | 0.77068 | 0.73253 | 3937.8445 | 167.5066 | 101.5953 | 3668.7425 | 3943.7498 | 0 | 0 | 3943.7498 | 0.004811%
2026 | 79 | 79-808R | Tier-3 | Tier-3---3 | 5--5 | 415 | 100% | 19978.3255 | 99.23% | 0.7353% | 0.0338% | 981.3213 | 0 | 0 | 981.3213 | 0 | 936.1138 | 3.3754 | 277.3314 | 936.1138 | 3.3754 | 277.3314 | 986.1317 | 3.5558 | 277.3314 | 4.912% | 0.44563 | 0.42357 | 44831.6641 | 2303.1269 | 312.6633 | 42215.8739 | 44849.6205 | 0 | 0 | 44849.6205 | 0.03236%
2026 | 799 | 799-504R | Tier-2 | Tier-2---15 | 1--5 | 24 | 100% | 127.4062 | 99.28% | 0% | 0.716% | 6.2614 | 0 | 0 | 6.2614 | 0 | 5.973 | 0.19521 | 30.5984 | 5.973 | 0.19521 | 30.5984 | 6.2921 | 0.20564 | 30.5984 | 4.915% | 0.0046964 | 0.0044639 | 27128.474 | 4849.4252 | 1319.6494 | 20959.3994 | 27138.5902 | 0 | 0 | 27138.5902 | 0.0002065%
2026 | 835 | 835-10F | Tier-2 | Tier-2---19 | 1--4 | 62 | 100% | 12.4137 | 98.83% | 0% | 1.166% | 0.60731 | 0 | 0 | 0.60731 | 0 | 0.57934 | 0.50428 | 1.1488 | 0.57934 | 0.50428 | 1.1488 | 0.61029 | 0.53123 | 1.1488 | 4.892% | 0.0010446 | 0.00099289 | 11883.6637 | 927.2087 | 137.533 | 10818.9221 | 11890.8775 | 0 | 0 | 11890.8775 | 2.003e-05%
2026 | 835 | 835-11F | Tier-2 | Tier-2---15 | 1--5 | 36 | 100% | 139.955 | 99.63% | 0% | 0.3714% | 6.902 | 0 | 0 | 6.902 | 0 | 6.5841 | 0.29281 | 22.4859 | 6.5841 | 0.29281 | 22.4859 | 6.9359 | 0.30845 | 22.4859 | 4.932% | 0.0041866 | 0.0039794 | 33429.2729 | 4516.6864 | 116.5511 | 28796.0353 | 33435.7392 | 0 | 0 | 33435.7392 | 0.0002276%
2026 | 835 | 835-35F | Tier-2 | Tier-2---19 | 1--5 | 9 | 100% | 6.7153 | 99.02% | 0% | 0.9775% | 0.32916 | 0 | 0 | 0.32916 | 0 | 0.31399 | 0.073202 | 4.2894 | 0.31399 | 0.073202 | 4.2894 | 0.33077 | 0.077113 | 4.2894 | 4.902% | 0.0003154 | 0.00029979 | 21291.4086 | 1586.1343 | 191.0336 | 19514.2408 | 21302.2477 | 0 | 0 | 21302.2477 | 1.085e-05%
2026 | 840 | 840-308F | Tier-2 | Tier-2---13 | 4--4 | 13 | 100% | 330.3488 | 99.39% | 0.4551% | 0.1546% | 16.2526 | 0 | 0 | 16.2526 | 0 | 15.5039 | 0.10574 | 146.6273 | 15.5039 | 0.10574 | 146.6273 | 16.3322 | 0.11139 | 146.6273 | 4.92% | 0.063249 | 0.060118 | 5222.9719 | 562.2788 | 28.1473 | 4632.5459 | 5224.6302 | 0 | 0 | 5224.6302 | 0.0005359%
2026 | 840 | 840-374 | Tier-2 | Tier-2---13 | 4--3 | 241 | 100% | 232.5563 | 96.66% | 2.796% | 0.5416% | 11.1274 | 0 | 0 | 11.1274 | 0 | 10.6148 | 1.9602 | 5.4152 | 10.6148 | 1.9602 | 5.4152 | 11.1819 | 2.0649 | 5.4152 | 4.785% | 0.064007 | 0.060838 | 3633.3054 | 196.9902 | 98.0177 | 3338.2976 | 3639.62 | 0 | 0 | 3639.62 | 0.0003669%
2026 | 855 | 855-46AE | Tier-2 | Tier-2---15 | 1--5 | 1 | 100% | 188.5529 | 99.88% | 0% | 0.1171% | 9.3224 | 0 | 0 | 9.3224 | 0 | 8.893 | 0.0081336 | 1093.3654 | 8.893 | 0.0081336 | 1093.3654 | 9.3681 | 0.0085682 | 1093.3654 | 4.944% | 0.0010888 | 0.0010349 | 173174.9569 | 30409.3175 | 190.5248 | 142575.1146 | 173185.5197 | 0 | 0 | 173185.5197 | 0.0003074%
2026 | 859 | 859-42R | Tier-2 | Tier-2---3 | 4--5 | 793 | 100% | 8606.9717 | 99.86% | 0% | 0.1411% | 425.4439 | 0 | 0 | 425.4439 | 0 | 405.8445 | 6.4499 | 62.9224 | 405.8445 | 6.4499 | 62.9224 | 427.5294 | 6.7946 | 62.9224 | 4.943% | 0.067132 | 0.063809 | 128210.0534 | 7463.1152 | 271.9776 | 120474.9607 | 128219.4758 | 0 | 0 | 128219.4758 | 0.01403%
2026 | 907 | 907-1562AE | Tier-3 | Tier-3---6 | 4--5 | 503 | 100% | 8439.7692 | 97.62% | 2.35% | 0.03436% | 407.8089 | 0 | 0 | 407.8089 | 0 | 389.022 | 4.0912 | 95.0878 | 389.022 | 4.0912 | 95.0878 | 409.808 | 4.3098 | 95.0878 | 4.832% | 0.054867 | 0.052151 | 153823.4413 | 9936.3787 | 3323.7899 | 140563.2726 | 154014.4199 | 0 | 0 | 154014.4199 | 0.01345%
2026 | 907 | 907-1602 | Tier-3 | Tier-3---17 | 3--4 | 8 | 100% | 257.2419 | 98.67% | 1.294% | 0.04048% | 12.5635 | 0 | 0 | 12.5635 | 0 | 11.9848 | 0.065069 | 184.1867 | 11.9848 | 0.065069 | 184.1867 | 12.6251 | 0.068545 | 184.1867 | 4.884% | 0.018131 | 0.017233 | 14188.117 | 688.9653 | 150.8545 | 13348.2972 | 14197.9773 | 0 | 0 | 14197.9773 | 0.0004143%
2026 | 907 | 907-1702R | Tier-3 | Tier-3---6 | 4--5 | 781 | 100% | 9100.5583 | 99.73% | 0.2344% | 0.03926% | 449.2449 | 0 | 0 | 449.2449 | 0 | 428.5491 | 6.3523 | 67.4634 | 428.5491 | 6.3523 | 67.4634 | 451.4471 | 6.6917 | 67.4634 | 4.936% | 0.061079 | 0.058055 | 148997.4926 | 9820.8836 | 378.9812 | 138797.6278 | 149018.7269 | 0 | 0 | 149018.7269 | 0.01481%
2026 | 907 | 907-1716R | Tier-3 | Tier-3---2 | 4--5 | 1809 | 100% | 27066.4552 | 99.19% | 0.7771% | 0.02941% | 1328.9846 | 0 | 0 | 1328.9846 | 0 | 1267.761 | 14.7136 | 86.1623 | 1267.761 | 14.7136 | 86.1623 | 1335.4992 | 15.4998 | 86.1623 | 4.91% | 0.088049 | 0.083691 | 307401.4892 | 26739.124 | 2399.2259 | 278263.1391 | 307530.5949 | 0 | 0 | 307530.5949 | 0.04382%
2026 | 907 | 907-2820R | Tier-3 | Tier-3---10 | 4--5 | 130 | 100% | 6348.4755 | 99.98% | 0.008026% | 0.01607% | 314.1738 | 0 | 0 | 314.1738 | 0 | 299.7005 | 1.0574 | 283.4409 | 299.7005 | 1.0574 | 283.4409 | 315.7139 | 1.1139 | 283.4409 | 4.949% | 0.082479 | 0.078396 | 76970.9977 | 6095.6287 | 17.0995 | 70858.2695 | 76971.9637 | 0 | 0 | 76971.9637 | 0.01036%
2026 | 908 | 908-1172R | Tier-2 | Tier-2---2 | 5--5 | 1320 | 100% | 15766.5188 | 98.33% | 1.627% | 0.04735% | 767.3776 | 0 | 0 | 767.3776 | 0 | 732.0261 | 10.7363 | 68.1822 | 732.0261 | 10.7363 | 68.1822 | 771.1393 | 11.31 | 68.1822 | 4.867% | 0.20692 | 0.19668 | 76195.3215 | 5331.2754 | 1185.4095 | 69678.6366 | 76261.7497 | 0 | 0 | 76261.7497 | 0.02531%
2026 | 908 | 908-1236 | Tier-2 | Tier-2---2 | 5--5 | 741 | 100% | 11763.9311 | 98.8% | 1.165% | 0.03327% | 575.3384 | 0 | 0 | 575.3384 | 0 | 548.8338 | 6.027 | 91.0628 | 548.8338 | 6.027 | 91.0628 | 578.1587 | 6.349 | 91.0628 | 4.891% | 0.1877 | 0.17841 | 62673.98 | 5005.8683 | 685.7702 | 56982.3415 | 62713.0821 | 0 | 0 | 62713.0821 | 0.01897%
2026 | 908 | 908-1368R | Tier-2 | Tier-2---5 | 5--5 | 1020 | 100% | 5570.7929 | 96.25% | 3.531% | 0.2207% | 265.4096 | 0 | 0 | 265.4096 | 0 | 253.1828 | 8.2962 | 30.5177 | 253.1828 | 8.2962 | 30.5177 | 266.7107 | 8.7395 | 30.5177 | 4.764% | 0.23644 | 0.22474 | 23560.7485 | 1440.3319 | 798.3866 | 21322.03 | 23606.7777 | 0 | 0 | 23606.7777 | 0.008752%
2026 | 908 | 908-1370R | Tier-2 | Tier-2---8 | 5--4 | 585 | 100% | 1466.2762 | 91.81% | 7.905% | 0.289% | 66.6334 | 0 | 0 | 66.6334 | 0 | 63.5637 | 4.7581 | 13.3589 | 63.5637 | 4.7581 | 13.3589 | 66.96 | 5.0124 | 13.3589 | 4.544% | 0.1878 | 0.17851 | 7807.4644 | 518.9417 | 584.8681 | 6703.6546 | 7840.781 | 0 | 0 | 7840.781 | 0.002197%
2026 | 908 | 908-1372R | Tier-2 | Tier-2---2 | 5--5 | 352 | 100% | 7960.2903 | 98.35% | 1.621% | 0.03193% | 387.5225 | 0 | 0 | 387.5225 | 0 | 369.6702 | 2.863 | 129.119 | 369.6702 | 2.863 | 129.119 | 389.4222 | 3.016 | 129.119 | 4.868% | 0.17701 | 0.16825 | 44971.6131 | 3766.5332 | 683.7932 | 40521.2867 | 45010.3176 | 0 | 0 | 45010.3176 | 0.01278%
2026 | 908 | 908-2038R | Tier-2 | Tier-2---1 | 5--5 | 1150 | 100% | 41258.5742 | 98.89% | 1.078% | 0.03081% | 2019.6477 | 0 | 0 | 2019.6477 | 0 | 1926.6067 | 9.3536 | 205.9746 | 1926.6067 | 9.3536 | 205.9746 | 2029.5479 | 9.8534 | 205.9746 | 4.895% | 0.23053 | 0.21912 | 178970.5163 | 13265.9985 | 1829.4076 | 163875.1102 | 179073.8915 | 0 | 0 | 179073.8915 | 0.0666%
2026 | 908 | 908-2040 | Tier-2 | Tier-2---5 | 5--5 | 577 | 100% | 3646.8048 | 91.91% | 7.986% | 0.1044% | 165.9128 | 0 | 0 | 165.9128 | 0 | 158.2696 | 4.6931 | 33.7241 | 158.2696 | 4.6931 | 33.7241 | 166.7261 | 4.9438 | 33.7241 | 4.55% | 0.17929 | 0.17042 | 20339.8492 | 1700.729 | 1512.7829 | 17126.3373 | 20425.5442 | 0 | 0 | 20425.5442 | 0.005471%
2026 | 908 | 908-2055F | Tier-3 | Tier-3---2 | 5--5 | 762 | 100% | 22564.0783 | 99.08% | 0.8792% | 0.03652% | 1106.6937 | 0 | 0 | 1106.6937 | 0 | 1055.7106 | 6.1978 | 170.3367 | 1055.7106 | 6.1978 | 170.3367 | 1112.1187 | 6.5289 | 170.3367 | 4.905% | 0.20355 | 0.19347 | 110854.0623 | 7735.6273 | 1009.8579 | 102108.5771 | 110906.9288 | 0 | 0 | 110906.9288 | 0.03649%
2026 | 908 | 908-2062F | Tier-2 | Tier-2---16 | 5--2 | 9 | 100% | 153.3115 | 98.58% | 1.358% | 0.06577% | 7.4809 | 0 | 0 | 7.4809 | 0 | 7.1363 | 0.073202 | 97.4871 | 7.1363 | 0.073202 | 97.4871 | 7.5176 | 0.077113 | 97.4871 | 4.88% | 0.16054 | 0.1526 | 954.9499 | 48.869 | 14.7016 | 891.3793 | 955.6578 | 0 | 0 | 955.6578 | 0.0002467%
2026 | 908 | 908-30 | Tier-2 | Tier-2---10 | 5--4 | 211 | 100% | 847.524 | 96.52% | 3.329% | 0.1488% | 40.4933 | 0 | 0 | 40.4933 | 0 | 38.6279 | 1.7162 | 22.508 | 38.6279 | 1.7162 | 22.508 | 40.6918 | 1.8079 | 22.508 | 4.778% | 0.16572 | 0.15752 | 5114.069 | 284.5346 | 169.3742 | 4660.1602 | 5123.3319 | 0 | 0 | 5123.3319 | 0.001335%
2026 | 909 | 909-451 | Tier-3 | Tier-3---1 | 5--5 | 1555 | 100% | 55252.3747 | 99.27% | 0.7029% | 0.02396% | 2715.113 | 0 | 0 | 2715.113 | 0 | 2590.0334 | 12.6477 | 204.7828 | 2590.0334 | 12.6477 | 204.7828 | 2728.4224 | 13.3235 | 204.7828 | 4.914% | 0.31112 | 0.29572 | 177590.703 | 9870.6468 | 1163.318 | 166556.7382 | 177657.9267 | 0 | 0 | 177657.9267 | 0.08953%
2026 | 909 | 909-453R | Tier-2 | Tier-2---3 | 2--5 | 16 | 100% | 5703.0403 | 99.97% | 0% | 0.03309% | 282.2071 | 0 | 0 | 282.2071 | 0 | 269.2064 | 0.13014 | 2068.6347 | 269.2064 | 0.13014 | 2068.6347 | 283.5905 | 0.13709 | 2068.6347 | 4.948% | 0.0097928 | 0.0093081 | 582370.7512 | 29002.1932 | 955.718 | 552412.8399 | 582380.7865 | 0 | 0 | 582380.7865 | 0.009306%
2026 | 909 | 909-805R | Tier-2 | Tier-2---1 | 5--5 | 1096 | 100% | 32313.161 | 99.26% | 0.708% | 0.02831% | 1587.725 | 0 | 0 | 1587.725 | 0 | 1514.5818 | 8.9144 | 169.9028 | 1514.5818 | 8.9144 | 169.9028 | 1595.508 | 9.3907 | 169.9028 | 4.914% | 0.28921 | 0.27489 | 111728.904 | 9787.6674 | 729.9669 | 101211.2697 | 111771.744 | 0 | 0 | 111771.744 | 0.05236%
2026 | 91 | 91-7F | Tier-2 | Tier-2---9 | 4--5 | 309 | 100% | 1295.9906 | 95.98% | 3.603% | 0.4176% | 61.5723 | 0 | 0 | 61.5723 | 0 | 58.7357 | 2.5133 | 23.3702 | 58.7357 | 2.5133 | 23.3702 | 61.8741 | 2.6476 | 23.3702 | 4.751% | 0.034038 | 0.032353 | 38075.0405 | 3866.8561 | 1530.8214 | 32677.363 | 38154.7637 | 0 | 0 | 38154.7637 | 0.00203%
2026 | 920 | 920-1342R | Tier-3 | Tier-3---12 | 4--5 | 318 | 100% | 3406.6458 | 99.34% | 0.5402% | 0.1203% | 167.5153 | 0 | 0 | 167.5153 | 0 | 159.7982 | 2.5865 | 61.7822 | 159.7982 | 2.5865 | 61.7822 | 168.3364 | 2.7247 | 61.7822 | 4.917% | 0.068604 | 0.065208 | 49656.3753 | 4642.3023 | 300.3512 | 44713.7218 | 49673.4543 | 0 | 0 | 49673.4543 | 0.005524%
2026 | 920 | 920-735AE | Tier-2 | Tier-2---7 | 4--5 | 84 | 100% | 1554.328 | 69.02% | 30.62% | 0.3611% | 53.1046 | 0 | 0 | 53.1046 | 0 | 50.6581 | 0.68322 | 74.1461 | 50.6581 | 0.68322 | 74.1461 | 53.3649 | 0.71973 | 74.1461 | 3.417% | 0.068691 | 0.065291 | 22627.8919 | 1626.4148 | 6446.6356 | 14554.8415 | 22992.947 | 0 | 0 | 22992.947 | 0.001751%
2026 | 921 | 921-800F | Tier-2 | Tier-2---7 | 4--5 | 116 | 100% | 1991.7107 | 76.61% | 23.16% | 0.2301% | 75.5258 | 0 | 0 | 75.5258 | 0 | 72.0465 | 0.94349 | 76.3613 | 72.0465 | 0.94349 | 76.3613 | 75.8961 | 0.99391 | 76.3613 | 3.792% | 0.065336 | 0.062102 | 30484.0304 | 2594.6331 | 6453.3763 | 21436.021 | 30855.4164 | 0 | 0 | 30855.4164 | 0.002491%
2026 | 928 | 928-19 | Tier-2 | Tier-2---11 | 4--4 | 3 | 100% | 434.8834 | 99.47% | 0.2691% | 0.2608% | 21.4127 | 0 | 0 | 21.4127 | 0 | 20.4262 | 0.024401 | 837.1154 | 20.4262 | 0.024401 | 837.1154 | 21.5176 | 0.025704 | 837.1154 | 4.924% | 0.051756 | 0.049194 | 8402.5377 | 840.1371 | 38.3723 | 7524.0283 | 8404.8564 | 0 | 0 | 8404.8564 | 0.0007061%
2026 | 968 | 968-476F | Tier-2 | Tier-2---17 | 3--3 | 13 | 100% | 62.492 | 96.91% | 0.773% | 2.32% | 2.9977 | 0 | 0 | 2.9977 | 0 | 2.8596 | 0.10574 | 27.0445 | 2.8596 | 0.10574 | 27.0445 | 3.0124 | 0.11139 | 27.0445 | 4.797% | 0.015315 | 0.014557 | 4080.3921 | 657.1077 | 115.1614 | 3308.123 | 4086.964 | 0 | 0 | 4086.964 | 9.885e-05%
2026 | 970 | 970-1341R | Tier-3 | Tier-3---4 | 5--5 | 75 | 100% | 12961.6134 | 99.66% | 0.3199% | 0.02218% | 639.405 | 0 | 0 | 639.405 | 0 | 609.9489 | 0.61002 | 999.8863 | 609.9489 | 0.61002 | 999.8863 | 642.5393 | 0.64261 | 999.8863 | 4.933% | 0.12497 | 0.11878 | 103720.1236 | 10455.2915 | 563.8236 | 92701.0085 | 103738.6021 | 0 | 0 | 103738.6021 | 0.02109%
2026 | 971 | 971-1973R | Tier-3 | Tier-3---4 | 5--5 | 913 | 100% | 15148.7962 | 99.05% | 0.8967% | 0.0506% | 742.7622 | 0 | 0 | 742.7622 | 0 | 708.5447 | 7.426 | 95.4146 | 708.5447 | 7.426 | 95.4146 | 746.4032 | 7.8227 | 95.4146 | 4.903% | 0.14704 | 0.13976 | 103024.8612 | 7594.4752 | 905.6636 | 94524.7224 | 103075.6847 | 0 | 0 | 103075.6847 | 0.02449%
2026 | 971 | 971-2050R | Tier-3 | Tier-3---2 | 5--5 | 1693 | 100% | 28484.5838 | 98.91% | 1.035% | 0.05308% | 1394.6521 | 0 | 0 | 1394.6521 | 0 | 1330.4034 | 13.7701 | 96.6151 | 1330.4034 | 13.7701 | 96.6151 | 1401.4886 | 14.5059 | 96.6151 | 4.896% | 0.18464 | 0.1755 | 154268.7539 | 10830.6461 | 1582.0513 | 141856.0564 | 154356.1301 | 0 | 0 | 154356.1301 | 0.04599%
2026 | 971 | 971-29R | Tier-3 | Tier-3---6 | 5--5 | 169 | 100% | 8015.4065 | 99.46% | 0.5042% | 0.0309% | 394.6396 | 0 | 0 | 394.6396 | 0 | 376.4593 | 1.3746 | 273.8734 | 376.4593 | 1.3746 | 273.8734 | 396.5741 | 1.448 | 273.8734 | 4.924% | 0.12171 | 0.11568 | 65856.8143 | 3610.5313 | 317.5488 | 61928.7341 | 65875.1664 | 0 | 0 | 65875.1664 | 0.01301%
2026 | 971 | 971-371R | Tier-3 | Tier-3---12 | 5--5 | 109 | 100% | 4351.5062 | 99.52% | 0.4473% | 0.03668% | 214.3571 | 0 | 0 | 214.3571 | 0 | 204.4821 | 0.88656 | 230.6467 | 204.4821 | 0.88656 | 230.6467 | 215.4079 | 0.93393 | 230.6467 | 4.926% | 0.11668 | 0.1109 | 37295.5773 | 2011.9233 | 160.8045 | 35122.8495 | 37304.9774 | 0 | 0 | 37304.9774 | 0.007069%
2026 | 971 | 971-383R | Tier-3 | Tier-3---4 | 5--5 | 442 | 100% | 14770.5962 | 98.43% | 1.528% | 0.03956% | 719.68 | 0 | 0 | 719.68 | 0 | 686.5258 | 3.595 | 190.9647 | 686.5258 | 3.595 | 190.9647 | 723.2078 | 3.7871 | 190.9647 | 4.872% | 0.13837 | 0.13152 | 106747.8715 | 6177.23 | 1600.3912 | 98970.2503 | 106835.0414 | 0 | 0 | 106835.0414 | 0.02373%
2026 | 971 | 971-388R | Tier-3 | Tier-3---4 | 5--5 | 1149 | 100% | 11267.961 | 98.98% | 0.9235% | 0.09902% | 552.0609 | 0 | 0 | 552.0609 | 0 | 526.6286 | 9.3455 | 56.3512 | 526.6286 | 9.3455 | 56.3512 | 554.7671 | 9.8448 | 56.3512 | 4.899% | 0.17642 | 0.16769 | 63870.0886 | 3872.2432 | 602.7653 | 59395.0801 | 63904.0994 | 0 | 0 | 63904.0994 | 0.0182%
2026 | 972 | 972-1582R | Tier-3 | Tier-3---6 | 5--5 | 320 | 100% | 8019.1792 | 98.53% | 1.384% | 0.08092% | 391.1329 | 0 | 0 | 391.1329 | 0 | 373.1142 | 2.6027 | 143.3541 | 373.1142 | 2.6027 | 143.3541 | 393.0502 | 2.7418 | 143.3541 | 4.877% | 0.15062 | 0.14317 | 53239.6467 | 3086.8109 | 714.7235 | 49438.1123 | 53280.2737 | 0 | 0 | 53280.2737 | 0.0129%
2026 | 972 | 972-1590F | Tier-3 | Tier-3---2 | 5--5 | 1391 | 100% | 23409.1539 | 98.39% | 1.548% | 0.05965% | 1140.1279 | 0 | 0 | 1140.1279 | 0 | 1087.6046 | 11.3138 | 96.1307 | 1087.6046 | 11.3138 | 96.1307 | 1145.7168 | 11.9183 | 96.1307 | 4.87% | 0.17603 | 0.16732 | 132982.6796 | 10745.803 | 2028.2393 | 120208.6373 | 133093.9956 | 0 | 0 | 133093.9956 | 0.0376%
2026 | 972 | 972-32R | Tier-2 | Tier-2---1 | 5--5 | 943 | 100% | 22914.3284 | 97.48% | 2.478% | 0.04418% | 1105.6563 | 0 | 0 | 1105.6563 | 0 | 1054.721 | 7.67 | 137.5132 | 1054.721 | 7.67 | 137.5132 | 1111.0762 | 8.0798 | 137.5132 | 4.825% | 0.16607 | 0.15785 | 137978.7753 | 7897.3231 | 3156.5486 | 126924.9036 | 138159.9776 | 0 | 0 | 138159.9776 | 0.03646%
2026 | 972 | 972-942R | Tier-3 | Tier-3---6 | 5--5 | 373 | 100% | 9149.6836 | 99.12% | 0.8301% | 0.05344% | 448.9075 | 0 | 0 | 448.9075 | 0 | 428.2273 | 3.0338 | 141.151 | 428.2273 | 3.0338 | 141.151 | 451.1081 | 3.1959 | 141.151 | 4.906% | 0.14195 | 0.13492 | 64459.3584 | 4369.1581 | 517.8641 | 59572.3362 | 64489.0192 | 0 | 0 | 64489.0192 | 0.0148%
2026 | 973 | 973-1226R | Tier-3 | Tier-3---10 | 5--5 | 264 | 100% | 5177.8696 | 97.32% | 2.585% | 0.09195% | 249.4435 | 0 | 0 | 249.4435 | 0 | 237.9521 | 2.1473 | 110.8164 | 237.9521 | 2.1473 | 110.8164 | 250.6662 | 2.262 | 110.8164 | 4.817% | 0.13989 | 0.13297 | 37012.5952 | 1958.2894 | 910.1694 | 34144.1364 | 37064.1939 | 0 | 0 | 37064.1939 | 0.008226%
2026 | 973 | 973-1245R | Tier-3 | Tier-3---6 | 5--5 | 149 | 100% | 8620.1106 | 99.53% | 0.4446% | 0.0227% | 424.7015 | 0 | 0 | 424.7015 | 0 | 405.1363 | 1.2119 | 334.2977 | 405.1363 | 1.2119 | 334.2977 | 426.7833 | 1.2767 | 334.2977 | 4.927% | 0.12039 | 0.11443 | 71603.6913 | 4071.6789 | 428.5861 | 67103.4263 | 71621.1173 | 0 | 0 | 71621.1173 | 0.01401%
2026 | 973 | 973-626R | Tier-3 | Tier-3---7 | 5--5 | 246 | 100% | 6521.7236 | 98.03% | 1.864% | 0.1053% | 316.4676 | 0 | 0 | 316.4676 | 0 | 301.8886 | 2.0009 | 150.8794 | 301.8886 | 2.0009 | 150.8794 | 318.019 | 2.1078 | 150.8794 | 4.853% | 0.1523 | 0.14476 | 42821.6164 | 2771.3178 | 761.0334 | 39289.2652 | 42865.5348 | 0 | 0 | 42865.5348 | 0.01044%
2026 | 974 | 974-23R | Tier-3 | Tier-3---11 | 5--5 | 603 | 100% | 3492.8626 | 93.69% | 6.037% | 0.2698% | 161.9921 | 0 | 0 | 161.9921 | 0 | 154.5294 | 4.9045 | 31.5074 | 154.5294 | 4.9045 | 31.5074 | 162.7862 | 5.1666 | 31.5074 | 4.638% | 0.16472 | 0.15657 | 21204.8226 | 1225.3577 | 1209.8349 | 18769.63 | 21274.471 | 0 | 0 | 21274.471 | 0.005342%
2026 | 974 | 974-715R | Tier-3 | Tier-3---6 | 5--5 | 73 | 100% | 7107.1697 | 99.55% | 0.3981% | 0.05413% | 350.214 | 0 | 0 | 350.214 | 0 | 334.0803 | 0.59375 | 562.6606 | 334.0803 | 0.59375 | 562.6606 | 351.9307 | 0.62548 | 562.6606 | 4.928% | 0.14069 | 0.13372 | 50517.2415 | 2626.4246 | 327.9593 | 47562.8576 | 50529.1387 | 0 | 0 | 50529.1387 | 0.01155%
2026 | 975 | 975-22R | Tier-3 | Tier-3---7 | 5--5 | 24 | 100% | 6417.0381 | 80.3% | 19.69% | 0.01691% | 255.0589 | 0 | 0 | 255.0589 | 0 | 243.3088 | 0.19521 | 1246.4219 | 243.3088 | 0.19521 | 1246.4219 | 256.3092 | 0.20564 | 1246.4219 | 3.975% | 0.19669 | 0.18696 | 32624.3404 | 2655.4587 | 6062.1421 | 23906.7397 | 32959.0914 | 0 | 0 | 32959.0914 | 0.008411%
2026 | 991 | 991-1 | Tier-2 | Tier-2---12 | 4--5 | 41 | 100% | 626.8618 | 65.87% | 33.98% | 0.153% | 20.4388 | 0 | 0 | 20.4388 | 0 | 19.4973 | 0.33348 | 58.4667 | 19.4973 | 0.33348 | 58.4667 | 20.539 | 0.35129 | 58.4667 | 3.261% | 0.034773 | 0.033051 | 18027.4627 | 2318.0951 | 5585.2087 | 10124.1589 | 18347.8976 | 0 | 0 | 18347.8976 | 0.000674%
2026 | 991 | 991-1206R | Tier-2 | Tier-2---4 | 4--5 | 303 | 100% | 4576.7911 | 99.78% | 0.09876% | 0.1221% | 226.0508 | 0 | 0 | 226.0508 | 0 | 215.6371 | 2.4645 | 87.4982 | 215.6371 | 2.4645 | 87.4982 | 227.1588 | 2.5962 | 87.4982 | 4.939% | 0.063785 | 0.060628 | 71752.9575 | 8533.7139 | 142.1853 | 63077.0583 | 71761.2112 | 0 | 0 | 71761.2112 | 0.007454%
2026 | 1023 | CB 1023 | Tier-2 | Tier-2---4 | 4--5 | 150 | 100% | 3332.7386 | 99.81% | 0.1085% | 0.07978% | 164.66 | 0 | 0 | 164.66 | 0 | 157.0745 | 1.22 | 128.7457 | 157.0745 | 1.22 | 128.7457 | 165.4672 | 1.2852 | 128.7457 | 4.941% | 0.082267 | 0.078195 | 40511.3438 | 2187.4084 | 643.9575 | 37679.9779 | 40515.3153 | 0 | 0 | 40515.3153 | 0.00543%
2026 | 1090 | CB 1090 | Tier-2 | Tier-2---7 | 3--5 | 159 | 100% | 1414.5114 | 99.62% | 0.1678% | 0.2113% | 69.7529 | 0 | 0 | 69.7529 | 0 | 66.5395 | 1.2932 | 51.4518 | 66.5395 | 1.2932 | 51.4518 | 70.0948 | 1.3623 | 51.4518 | 4.931% | 0.025114 | 0.023871 | 56324.0689 | 3193.0563 | 219.125 | 52911.8876 | 56335.1879 | 0 | 0 | 56335.1879 | 0.0023%
2026 | 1101 | CB 1101 | Tier-2 | Tier-2---9 | 4--4 | 18 | 100% | 1133.279 | 99.72% | 0.1529% | 0.1272% | 55.9402 | 0 | 0 | 55.9402 | 0 | 53.3631 | 0.1464 | 364.4913 | 53.3631 | 0.1464 | 364.4913 | 56.2144 | 0.15423 | 364.4913 | 4.936% | 0.091579 | 0.087045 | 12374.933 | 790.0395 | 488.8435 | 11096.0499 | 12376.7382 | 0 | 0 | 12376.7382 | 0.001845%
2026 | 1106 | CB 1106 | Tier-2 | Tier-2---7 | 4--5 | 46 | 100% | 1646.9837 | 34.54% | 65.41% | 0.04829% | 28.1563 | 0 | 0 | 28.1563 | 0 | 26.8592 | 0.37414 | 71.7884 | 26.8592 | 0.37414 | 71.7884 | 28.2944 | 0.39414 | 71.7884 | 1.71% | 0.070774 | 0.067271 | 23270.9618 | 453.178 | 13904.863 | 8912.9208 | 24064.3118 | 0 | 0 | 24064.3118 | 0.0009285%
2026 | 1138 | CB 1138 | Tier-2 | Tier-2---10 | 5--4 | 192 | 100% | 765.4961 | 75% | 24.28% | 0.7274% | 28.4174 | 0 | 0 | 28.4174 | 0 | 27.1082 | 1.5616 | 17.3588 | 27.1082 | 1.5616 | 17.3588 | 28.5567 | 1.6451 | 17.3588 | 3.712% | 0.11418 | 0.10853 | 6704.4211 | 521.4992 | 1615.7801 | 4567.1418 | 6791.7244 | 0 | 0 | 6791.7244 | 0.0009371%
2026 | 1162 | CB 1162 | Tier-2 | Tier-2---18 | 4--2 | 12 | 100% | 75.2008 | 96.65% | 1.975% | 1.378% | 3.5976 | 0 | 0 | 3.5976 | 0 | 3.4319 | 0.097603 | 35.1617 | 3.4319 | 0.097603 | 35.1617 | 3.6153 | 0.10282 | 35.1617 | 4.784% | 0.064214 | 0.061035 | 1171.1044 | 73.0024 | 42.1055 | 1055.9965 | 1173.1495 | 0 | 0 | 1173.1495 | 0.0001186%
2026 | 1234 | CB 1234 | Tier-3 | Tier-3---10 | 5--5 | 1218 | 100% | 6311.4919 | 84.29% | 15.54% | 0.1769% | 263.3319 | 0 | 0 | 263.3319 | 0 | 251.2008 | 9.9067 | 25.3567 | 251.2008 | 9.9067 | 25.3567 | 264.6228 | 10.436 | 25.3567 | 4.172% | 0.11961 | 0.11369 | 52765.4948 | 2759.6634 | 8111.6399 | 41894.1915 | 53197.2441 | 0 | 0 | 53197.2441 | 0.008684%
2026 | 1235 | CB 1235 | Tier-2 | Tier-2---6 | 4--5 | 2353 | 100% | 6645.572 | 99.09% | 0.6868% | 0.2213% | 325.9686 | 0 | 0 | 325.9686 | 0 | 310.9519 | 19.1383 | 16.2476 | 310.9519 | 19.1383 | 16.2476 | 327.5665 | 20.1609 | 16.2476 | 4.905% | 0.082825 | 0.078725 | 80236.4987 | 5995.4874 | 833.9481 | 73407.0631 | 80274.4439 | 0 | 0 | 80274.4439 | 0.01075%
2026 | 1243 | CB 1243 | Tier-2 | Tier-2---7 | 3--5 | 259 | 100% | 1438.3629 | 99.75% | 0% | 0.2509% | 71.0203 | 0 | 0 | 71.0203 | 0 | 67.7486 | 2.1066 | 32.1602 | 67.7486 | 2.1066 | 32.1602 | 71.3684 | 2.2192 | 32.1602 | 4.938% | 0.019586 | 0.018616 | 73438.3162 | 4480.0299 | 229.8696 | 68728.4167 | 73447.9126 | 0 | 0 | 73447.9126 | 0.002342%
2026 | 1245 | CB 1245 | Tier-2 | Tier-2---15 | 1--5 | 4 | 100% | 108.0997 | 99.75% | 0% | 0.2497% | 5.3376 | 0 | 0 | 5.3376 | 0 | 5.0917 | 0.032534 | 156.502 | 5.0917 | 0.032534 | 156.502 | 5.3637 | 0.034273 | 156.502 | 4.938% | 0.001637 | 0.001556 | 66035.2637 | 9567.7722 | 158.6523 | 56308.8392 | 66043.8517 | 0 | 0 | 66043.8517 | 0.000176%
2026 | 1250 | CB 1250 | Tier-2 | Tier-2---4 | 4--5 | 85 | 100% | 4075.2359 | 99.93% | 0.04042% | 0.02515% | 201.5919 | 0 | 0 | 201.5919 | 0 | 192.305 | 0.69135 | 278.157 | 192.305 | 0.69135 | 278.157 | 202.5801 | 0.72829 | 278.157 | 4.947% | 0.088703 | 0.084312 | 45942.5846 | 2409.8097 | 605.4247 | 42927.3502 | 45944.1535 | 0 | 0 | 45944.1535 | 0.006648%
2026 | 1299 | CB 1299 | Tier-2 | Tier-2---19 | 3--3 | 17 | 100% | 41.7756 | 94.08% | 0% | 5.924% | 1.9454 | 0 | 0 | 1.9454 | 0 | 1.8558 | 0.13827 | 13.4213 | 1.8558 | 0.13827 | 13.4213 | 1.9549 | 0.14566 | 13.4213 | 4.657% | 0.014997 | 0.014255 | 2785.5246 | 306.2114 | 186.6907 | 2292.6226 | 2794.1175 | 0 | 0 | 2794.1175 | 6.415e-05%
2026 | 1525 | CB 1525 | Tier-2 | Tier-2---13 | 4--4 | 3 | 100% | 259.6903 | 35.49% | 63.12% | 1.387% | 4.5624 | 0 | 0 | 4.5624 | 0 | 4.3523 | 0.024401 | 178.3662 | 4.3523 | 0.024401 | 178.3662 | 4.5848 | 0.025704 | 178.3662 | 1.757% | 0.050512 | 0.048011 | 5141.181 | 222.3399 | 3171.9797 | 1746.8613 | 5313.8944 | 0 | 0 | 5313.8944 | 0.0001505%
2026 | 185 | CB 185 | Tier-2 | Tier-2---12 | 3--4 | 5 | 100% | 396.8506 | 79.93% | 19.29% | 0.7702% | 15.7025 | 0 | 0 | 15.7025 | 0 | 14.9791 | 0.040668 | 368.3278 | 14.9791 | 0.040668 | 368.3278 | 15.7795 | 0.042841 | 368.3278 | 3.957% | 0.027797 | 0.026421 | 14276.8452 | 843.1477 | 2609.8043 | 10823.8933 | 14426.0307 | 0 | 0 | 14426.0307 | 0.0005178%
2026 | 200 | CB 200 | Tier-2 | Tier-2---9 | 4--5 | 137 | 100% | 1342.6559 | 29.9% | 69.37% | 0.7369% | 19.8694 | 0 | 0 | 19.8694 | 0 | 18.954 | 1.1143 | 17.0098 | 18.954 | 1.1143 | 17.0098 | 19.9668 | 1.1738 | 17.0098 | 1.48% | 0.060261 | 0.057278 | 22280.6766 | 447.1549 | 16796.8177 | 5036.7039 | 23094.1132 | 0 | 0 | 23094.1132 | 0.0006552%
2026 | 202 | CB 202 | Tier-2 | Tier-2---16 | 4--3 | 312 | 100% | 133.9861 | 95.12% | 0% | 4.877% | 6.3088 | 0 | 0 | 6.3088 | 0 | 6.0182 | 2.5377 | 2.3715 | 6.0182 | 2.5377 | 2.3715 | 6.3398 | 2.6733 | 2.3715 | 4.709% | 0.040966 | 0.038939 | 3270.6344 | 253.1701 | 166.1074 | 2851.3569 | 3278.9415 | 0 | 0 | 3278.9415 | 0.000208%
2026 | 203 | CB 203 | Tier-2 | Tier-2---13 | 4--4 | 504 | 100% | 195.752 | 9.583% | 88.23% | 2.187% | 0.9286 | 0 | 0 | 0.9286 | 0 | 0.88582 | 4.0993 | 0.21609 | 0.88582 | 4.0993 | 0.21609 | 0.93315 | 4.3184 | 0.21609 | 0.4744% | 0.03541 | 0.033657 | 5528.1246 | 19.724 | 4996.0335 | 512.3671 | 5788.4276 | 0 | 0 | 5788.4276 | 3.062e-05%
2026 | 204 | CB 204 | Tier-2 | Tier-2---9 | 4--4 | 358 | 100% | 1059.5314 | 80.82% | 18.41% | 0.7661% | 42.3888 | 0 | 0 | 42.3888 | 0 | 40.436 | 2.9118 | 13.8869 | 40.436 | 2.9118 | 13.8869 | 42.5966 | 3.0674 | 13.8869 | 4.001% | 0.068524 | 0.065132 | 15462.1941 | 933.3265 | 3218.617 | 11310.2506 | 15616.619 | 0 | 0 | 15616.619 | 0.001398%
2026 | 215 | CB 215 | Tier-3 | Tier-3---20 | 1--5 | 7 | 100% | 133.9133 | 99.89% | 0% | 0.1056% | 6.6217 | 0 | 0 | 6.6217 | 0 | 6.3167 | 0.056935 | 110.9451 | 6.3167 | 0.056935 | 110.9451 | 6.6542 | 0.059977 | 110.9451 | 4.945% | 0.0005546 | 0.00052715 | 241459.2274 | 12829.2932 | 1199.7792 | 227430.1551 | 241472.5029 | 0 | 0 | 241472.5029 | 0.0002184%
2026 | 230 | CB 230 | Tier-2 | Tier-2---14 | 1--5 | 68 | 100% | 212.8275 | 99.81% | 0% | 0.1866% | 10.5153 | 0 | 0 | 10.5153 | 0 | 10.0309 | 0.55308 | 18.1363 | 10.0309 | 0.55308 | 18.1363 | 10.5669 | 0.58264 | 18.1363 | 4.941% | 0.0025822 | 0.0024544 | 82420.9788 | 5196.3102 | 6622.8824 | 70601.7862 | 82428.9864 | 0 | 0 | 82428.9864 | 0.0003468%
2026 | 231 | CB 231 | Tier-2 | Tier-2---7 | 4--5 | 696 | 100% | 2499.974 | 99.29% | 0.4807% | 0.2332% | 122.8653 | 0 | 0 | 122.8653 | 0 | 117.2051 | 5.661 | 20.7041 | 117.2051 | 5.661 | 20.7041 | 123.4676 | 5.9634 | 20.7041 | 4.915% | 0.037573 | 0.035713 | 66537.1573 | 4869.2313 | 990.775 | 60677.151 | 66561.8947 | 0 | 0 | 66561.8947 | 0.004052%
2026 | 232 | CB 232 | Tier-2 | Tier-2---7 | 4--5 | 645 | 100% | 1642.5971 | 97.37% | 2.323% | 0.3027% | 79.1736 | 0 | 0 | 79.1736 | 0 | 75.5263 | 5.2462 | 14.3965 | 75.5263 | 5.2462 | 14.3965 | 79.5617 | 5.5265 | 14.3965 | 4.82% | 0.029023 | 0.027587 | 56595.6114 | 3442.0938 | 1736.7765 | 51416.7411 | 56673.0008 | 0 | 0 | 56673.0008 | 0.002611%
2026 | 233 | CB 233 | Tier-2 | Tier-2---4 | 4--5 | 1826 | 100% | 4127.6955 | 98.74% | 0.928% | 0.3343% | 201.7417 | 0 | 0 | 201.7417 | 0 | 192.4478 | 14.8519 | 12.9578 | 192.4478 | 14.8519 | 12.9578 | 202.7306 | 15.6455 | 12.9578 | 4.888% | 0.075451 | 0.071716 | 54706.8242 | 4073.6346 | 1765.0896 | 48868.1 | 54742.7891 | 0 | 0 | 54742.7891 | 0.006653%
2026 | 234 | CB 234 | Tier-2 | Tier-2---4 | 4--5 | 1032 | 100% | 3294.853 | 98.88% | 0.9043% | 0.2189% | 161.2634 | 0 | 0 | 161.2634 | 0 | 153.8343 | 8.3939 | 18.327 | 153.8343 | 8.3939 | 18.327 | 162.0539 | 8.8423 | 18.327 | 4.894% | 0.044658 | 0.042447 | 73779.6805 | 5680.9025 | 1107.6673 | 66991.1107 | 73822.8352 | 0 | 0 | 73822.8352 | 0.005318%
2026 | 236 | CB 236 | Tier-2 | Tier-2---1 | 5--5 | 504 | 100% | 12711.1878 | 97.62% | 2.333% | 0.04724% | 614.2258 | 0 | 0 | 614.2258 | 0 | 585.9297 | 4.0993 | 142.9333 | 585.9297 | 4.0993 | 142.9333 | 617.2367 | 4.3184 | 142.9333 | 4.832% | 0.1419 | 0.13487 | 89580.6366 | 5356.752 | 2115.0834 | 82108.8012 | 89691.6894 | 0 | 0 | 89691.6894 | 0.02025%
2026 | 237 | CB 237 | Tier-2 | Tier-2---8 | 5--5 | 35 | 100% | 2111.5746 | 99.54% | 0.4259% | 0.03207% | 104.0443 | 0 | 0 | 104.0443 | 0 | 99.2512 | 0.28468 | 348.647 | 99.2512 | 0.28468 | 348.647 | 104.5543 | 0.29989 | 348.647 | 4.927% | 0.10923 | 0.10382 | 19331.9134 | 1261.1888 | 123.1877 | 17947.5369 | 19336.5241 | 0 | 0 | 19336.5241 | 0.003431%
2026 | 240 | CB 240 | Tier-2 | Tier-2---9 | 4--5 | 222 | 100% | 1263.0316 | 97.68% | 1.949% | 0.3739% | 61.0677 | 0 | 0 | 61.0677 | 0 | 58.2545 | 1.8057 | 32.2622 | 58.2545 | 1.8057 | 32.2622 | 61.3671 | 1.9021 | 32.2622 | 4.835% | 0.048511 | 0.046109 | 26036.1977 | 2576.3946 | 964.8687 | 22494.9343 | 26067.6956 | 0 | 0 | 26067.6956 | 0.002014%
2026 | 242 | CB 242 | Tier-2 | Tier-2---11 | 5--3 | 44 | 100% | 406.8184 | 64.36% | 35.02% | 0.6193% | 12.9611 | 0 | 0 | 12.9611 | 0 | 12.3641 | 0.35788 | 34.5483 | 12.3641 | 0.35788 | 34.5483 | 13.0247 | 0.377 | 34.5483 | 3.186% | 0.1014 | 0.096385 | 4011.826 | 175.5762 | 1861.6873 | 1974.5625 | 4086.281 | 0 | 0 | 4086.281 | 0.0004274%
2026 | 244 | CB 244 | Tier-2 | Tier-2---14 | 4--4 | 20 | 100% | 295.5508 | 37.5% | 61.39% | 1.106% | 5.4867 | 0 | 0 | 5.4867 | 0 | 5.2339 | 0.16267 | 32.1748 | 5.2339 | 0.16267 | 32.1748 | 5.5136 | 0.17136 | 32.1748 | 1.856% | 0.040668 | 0.038655 | 7267.3331 | 124.9098 | 5850.4758 | 1291.9476 | 7503.8614 | 0 | 0 | 7503.8614 | 0.0001809%
2026 | 246 | CB 246 | Tier-2 | Tier-2---7 | 4--5 | 519 | 100% | 1438.4419 | 90% | 9.47% | 0.5268% | 64.0848 | 0 | 0 | 64.0848 | 0 | 61.1326 | 4.2213 | 14.4818 | 61.1326 | 4.2213 | 14.4818 | 64.399 | 4.4469 | 14.4818 | 4.455% | 0.066431 | 0.063143 | 21653.0415 | 2613.8832 | 2643.0483 | 16396.11 | 21765.7701 | 0 | 0 | 21765.7701 | 0.002113%
2026 | 247 | CB 247 | Tier-2 | Tier-2---12 | 4--4 | 109 | 100% | 379.7423 | 70.28% | 29.01% | 0.71% | 13.2106 | 0 | 0 | 13.2106 | 0 | 12.602 | 0.88656 | 14.2145 | 12.602 | 0.88656 | 14.2145 | 13.2754 | 0.93393 | 14.2145 | 3.479% | 0.038566 | 0.036657 | 9846.5066 | 767.6776 | 3381.19 | 5697.6391 | 9998.9083 | 0 | 0 | 9998.9083 | 0.0004356%
2026 | 248 | CB 248 | Tier-2 | Tier-2---9 | 3--5 | 263 | 100% | 962.1527 | 99.5% | 0% | 0.4991% | 47.3889 | 0 | 0 | 47.3889 | 0 | 45.2058 | 2.1391 | 21.1328 | 45.2058 | 2.1391 | 21.1328 | 47.6212 | 2.2534 | 21.1328 | 4.925% | 0.01881 | 0.017879 | 51150.5838 | 3349.6651 | 233.4496 | 47567.4691 | 51163.8787 | 0 | 0 | 51163.8787 | 0.001563%
2026 | 249 | CB 249 | Tier-3 | Tier-3---16 | 4--4 | 195 | 100% | 826.9208 | 97.04% | 2.672% | 0.2884% | 39.7207 | 0 | 0 | 39.7207 | 0 | 37.8909 | 1.586 | 23.8901 | 37.8909 | 1.586 | 23.8901 | 39.9154 | 1.6708 | 23.8901 | 4.803% | 0.05906 | 0.056137 | 14001.3211 | 814.7478 | 543.4884 | 12643.085 | 14022.9085 | 0 | 0 | 14022.9085 | 0.00131%
2026 | 280 | CB 280 | Tier-2 | Tier-2---14 | 4--4 | 17 | 100% | 310.7968 | 16.09% | 83.08% | 0.8251% | 2.4753 | 0 | 0 | 2.4753 | 0 | 2.3613 | 0.13827 | 17.0775 | 2.3613 | 0.13827 | 17.0775 | 2.4875 | 0.14566 | 17.0775 | 0.7965% | 0.042409 | 0.04031 | 7328.4886 | 69.1302 | 6322.2672 | 937.0911 | 7648.7329 | 0 | 0 | 7648.7329 | 8.163e-05%
2026 | 292 | CB 292 | Tier-2 | Tier-2---18 | 4--3 | 160 | 100% | 94.6686 | 66.47% | 32.93% | 0.6021% | 3.115 | 0 | 0 | 3.115 | 0 | 2.9715 | 1.3014 | 2.2833 | 2.9715 | 1.3014 | 2.2833 | 3.1302 | 1.3709 | 2.2833 | 3.29% | 0.048129 | 0.045747 | 1966.9754 | 99.9551 | 607.6602 | 1259.3601 | 2001.3198 | 0 | 0 | 2001.3198 | 0.0001027%
2026 | 315 | CB 315 | Tier-2 | Tier-2---19 | 1--4 | 23 | 100% | 10.7713 | 97.26% | 0% | 2.741% | 0.51856 | 0 | 0 | 0.51856 | 0 | 0.49467 | 0.18707 | 2.6443 | 0.49467 | 0.18707 | 2.6443 | 0.5211 | 0.19707 | 2.6443 | 4.814% | 0.0017586 | 0.0016715 | 6124.9072 | 421.4743 | 2656.1641 | 3047.2689 | 6133.6511 | 0 | 0 | 6133.6511 | 1.71e-05%
2026 | 327 | CB 327 | Tier-3 | Tier-3---16 | 4--5 | 18 | 100% | 1456.7095 | 99.79% | 0.1579% | 0.0494% | 71.9576 | 0 | 0 | 71.9576 | 0 | 68.6427 | 0.1464 | 468.8567 | 68.6427 | 0.1464 | 468.8567 | 72.3104 | 0.15423 | 468.8567 | 4.94% | 0.076966 | 0.073157 | 18926.5639 | 1203.1103 | 32.523 | 17690.9305 | 18928.6074 | 0 | 0 | 18928.6074 | 0.002373%
2026 | 329 | CB 329 | Tier-2 | Tier-2---14 | 3--4 | 29 | 100% | 215.2852 | 96.83% | 2.614% | 0.5577% | 10.3186 | 0 | 0 | 10.3186 | 0 | 9.8433 | 0.23587 | 41.7312 | 9.8433 | 0.23587 | 41.7312 | 10.3692 | 0.24848 | 41.7312 | 4.793% | 0.026212 | 0.024915 | 8213.1037 | 578.8703 | 1610.2559 | 6023.9775 | 8226.6688 | 0 | 0 | 8226.6688 | 0.0003403%
2026 | 330 | CB 330 | Tier-2 | Tier-2---16 | 4--3 | 233 | 100% | 124.2501 | 33.35% | 64.03% | 2.615% | 2.0514 | 0 | 0 | 2.0514 | 0 | 1.9569 | 1.8951 | 1.0326 | 1.9569 | 1.8951 | 1.0326 | 2.0615 | 1.9964 | 1.0326 | 1.651% | 0.029702 | 0.028232 | 4183.2246 | 7.517 | 3868.9172 | 306.7905 | 4328.4151 | 0 | 0 | 4328.4151 | 6.765e-05%
2026 | 331 | CB 331 | Tier-2 | Tier-2---14 | 2--5 | 2 | 100% | 261.2105 | 99.38% | 0% | 0.6196% | 12.8498 | 0 | 0 | 12.8498 | 0 | 12.2578 | 0.016267 | 753.5335 | 12.2578 | 0.016267 | 753.5335 | 12.9128 | 0.017136 | 753.5335 | 4.919% | 0.010352 | 0.0098396 | 25232.8512 | 1657.0176 | 8665.3282 | 14910.5054 | 25240.9927 | 0 | 0 | 25240.9927 | 0.0004237%
2026 | 351 | CB 351 | Tier-2 | Tier-2---3 | 5--5 | 641 | 100% | 14599.7352 | 99.66% | 0.3054% | 0.03279% | 720.2429 | 0 | 0 | 720.2429 | 0 | 687.0628 | 5.2136 | 131.7822 | 687.0628 | 5.2136 | 131.7822 | 723.7735 | 5.4922 | 131.7822 | 4.933% | 0.12463 | 0.11847 | 117140.1183 | 11493.6944 | 423.4429 | 105222.9811 | 117160.7487 | 0 | 0 | 117160.7487 | 0.02375%
2026 | 352 | CB 352 | Tier-2 | Tier-2---18 | 4--2 | 26 | 100% | 87.8741 | 99.22% | 0.6237% | 0.1541% | 4.3159 | 0 | 0 | 4.3159 | 0 | 4.1171 | 0.21147 | 19.4687 | 4.1171 | 0.21147 | 19.4687 | 4.3371 | 0.22277 | 19.4687 | 4.911% | 0.066856 | 0.063546 | 1314.3831 | 68.0986 | 10.3432 | 1235.9414 | 1314.9155 | 0 | 0 | 1314.9155 | 0.0001423%
2026 | 353 | CB 353 | Tier-2 | Tier-2---19 | 1--5 | 1 | 100% | 7.5897 | 98.6% | 0% | 1.398% | 0.37044 | 0 | 0 | 0.37044 | 0 | 0.35337 | 0.0081336 | 43.446 | 0.35337 | 0.0081336 | 43.446 | 0.37225 | 0.0085682 | 43.446 | 4.881% | 0.0001926 | 0.00018307 | 39406.3406 | 2311.4551 | 1967.6519 | 35127.2336 | 39435.0274 | 0 | 0 | 39435.0274 | 1.222e-05%
2026 | 355 | CB 355 | Tier-2 | Tier-2---3 | 5--5 | 875 | 100% | 11288.3525 | 98.84% | 1.109% | 0.05403% | 552.2734 | 0 | 0 | 552.2734 | 0 | 526.8313 | 7.1169 | 74.0256 | 526.8313 | 7.1169 | 74.0256 | 554.9807 | 7.4971 | 74.0256 | 4.892% | 0.1048 | 0.099616 | 107709.793 | 9333.0654 | 1277.5324 | 97099.1953 | 107775.044 | 0 | 0 | 107775.044 | 0.01821%
2026 | 356 | CB 356 | Tier-2 | Tier-2---19 | 1--5 | 5 | 100% | 6.8062 | 99.1% | 0% | 0.8997% | 0.33387 | 0 | 0 | 0.33387 | 0 | 0.31849 | 0.040668 | 7.8316 | 0.31849 | 0.040668 | 7.8316 | 0.33551 | 0.042841 | 7.8316 | 4.905% | 0.0001262 | 0.00011995 | 53931.5569 | 3195.8788 | 2293.9675 | 48441.7106 | 53956.8259 | 0 | 0 | 53956.8259 | 1.101e-05%
2026 | 357 | CB 357 | Tier-3 | Tier-3---10 | 5--5 | 495 | 100% | 6110.8546 | 96.01% | 3.933% | 0.05986% | 290.409 | 0 | 0 | 290.409 | 0 | 277.0305 | 4.0261 | 68.8083 | 277.0305 | 4.0261 | 68.8083 | 291.8326 | 4.2412 | 68.8083 | 4.752% | 0.12773 | 0.12141 | 47841.0693 | 2695.6068 | 1944.7301 | 43200.7325 | 47940.553 | 0 | 0 | 47940.553 | 0.009577%
2026 | 358 | CB 358 | Tier-3 | Tier-3---15 | 5--4 | 9 | 100% | 861.4334 | 18.88% | 81.11% | 0.0161% | 8.0496 | 0 | 0 | 8.0496 | 0 | 7.6787 | 0.073202 | 104.8977 | 7.6787 | 0.073202 | 104.8977 | 8.089 | 0.077113 | 104.8977 | 0.9344% | 0.1387 | 0.13184 | 6210.6059 | 69.3964 | 4526.8458 | 1614.3636 | 6472.9843 | 0 | 0 | 6472.9843 | 0.0002654%
2026 | 396 | CB 396 | Tier-2 | Tier-2---11 | 5--4 | 1 | 100% | 669.8148 | 14.34% | 85.25% | 0.4034% | 4.7554 | 0 | 0 | 4.7554 | 0 | 4.5364 | 0.0081336 | 557.7328 | 4.5364 | 0.0081336 | 557.7328 | 4.7787 | 0.0085682 | 557.7328 | 0.71% | 0.10036 | 0.095392 | 6674.121 | 114.298 | 5341.1785 | 1218.6444 | 6971.8435 | 0 | 0 | 6971.8435 | 0.0001568%
2026 | 441 | CB 441 | Tier-3 | Tier-3---15 | 5--3 | 134 | 100% | 1133.0808 | 94.08% | 5.666% | 0.2577% | 52.7648 | 0 | 0 | 52.7648 | 0 | 50.3341 | 1.0899 | 46.1823 | 50.3341 | 1.0899 | 46.1823 | 53.0235 | 1.1481 | 46.1823 | 4.657% | 0.54555 | 0.51854 | 2076.9658 | 75.1989 | 111.2175 | 1890.5493 | 2083.3735 | 0 | 0 | 2083.3735 | 0.00174%
2026 | 444 | CB 444 | Tier-2 | Tier-2---16 | 4--2 | 5 | 100% | 117.4434 | 97.68% | 1.947% | 0.3705% | 5.6787 | 0 | 0 | 5.6787 | 0 | 5.4171 | 0.040668 | 133.2032 | 5.4171 | 0.040668 | 133.2032 | 5.7065 | 0.042841 | 133.2032 | 4.835% | 0.081621 | 0.07758 | 1438.8937 | 81.4155 | 42.4476 | 1315.0306 | 1440.6306 | 0 | 0 | 1440.6306 | 0.0001873%
2026 | 470 | CB 470 | Tier-2 | Tier-2---6 | 5--5 | 174 | 100% | 6922.0493 | 95.49% | 4.388% | 0.1268% | 327.1728 | 0 | 0 | 327.1728 | 0 | 312.1007 | 1.4152 | 220.5281 | 312.1007 | 1.4152 | 220.5281 | 328.7766 | 1.4909 | 220.5281 | 4.727% | 0.114 | 0.10835 | 60721.6484 | 6478.0385 | 2705.5326 | 51538.0773 | 60864.4088 | 0 | 0 | 60864.4088 | 0.01079%
2026 | 499 | CB 499 | Tier-2 | Tier-2---19 | 2--3 | 3 | 100% | 19.4193 | 94.64% | 0% | 5.361% | 0.90973 | 0 | 0 | 0.90973 | 0 | 0.86782 | 0.024401 | 35.5653 | 0.86782 | 0.024401 | 35.5653 | 0.91419 | 0.025704 | 35.5653 | 4.685% | 0.00687 | 0.0065299 | 2826.6853 | 198.2647 | 1278.7389 | 1349.6817 | 2834.5765 | 0 | 0 | 2834.5765 | 3e-05%
2026 | 520 | CB 520 | Tier-2 | Tier-2---21 | 1--5 | 7 | 100% | 1.7668 | 97.86% | 0% | 2.14% | 0.085586 | 0 | 0 | 0.085586 | 0 | 0.081643 | 0.056935 | 1.434 | 0.081643 | 0.056935 | 1.434 | 0.086005 | 0.059977 | 1.434 | 4.844% | 7.36e-05 | 6.9957e-05 | 24005.4522 | 3167.8618 | 4630.5395 | 16207.0509 | 24032.1992 | 0 | 0 | 24032.1992 | 2.822e-06%
2026 | 521 | CB 521 | Tier-2 | Tier-2---20 | 3--1 | 16 | 100% | 12.2832 | 16.79% | 81.3% | 1.905% | 0.1021 | 0 | 0 | 0.1021 | 0 | 0.097401 | 0.13014 | 0.74845 | 0.097401 | 0.13014 | 0.74845 | 0.10261 | 0.13709 | 0.74845 | 0.8313% | 0.025917 | 0.024634 | 473.952 | 4.2331 | 417.1527 | 52.5662 | 494.4894 | 0 | 0 | 494.4894 | 3.367e-06%
2026 | 522 | CB 522 | Tier-2 | Tier-2---9 | 4--5 | 531 | 100% | 1074.3257 | 89.49% | 10.08% | 0.4258% | 47.5925 | 0 | 0 | 47.5925 | 0 | 45.4 | 4.3189 | 10.5119 | 45.4 | 4.3189 | 10.5119 | 47.8258 | 4.5497 | 10.5119 | 4.43% | 0.049006 | 0.04658 | 21922.4202 | 1310.4924 | 2696.6948 | 17915.2331 | 22042.3571 | 0 | 0 | 22042.3571 | 0.001569%
2026 | 523 | CB 523 | Tier-2 | Tier-2---13 | 4--4 | 318 | 100% | 305.5692 | 37.2% | 61.32% | 1.484% | 5.6264 | 0 | 0 | 5.6264 | 0 | 5.3672 | 2.5865 | 2.0751 | 5.3672 | 2.5865 | 2.0751 | 5.654 | 2.7247 | 2.0751 | 1.841% | 0.044603 | 0.042395 | 6850.8655 | 393.6973 | 4462.8655 | 1994.3028 | 7074.9309 | 0 | 0 | 7074.9309 | 0.0001855%
2026 | 524 | CB 524 | Tier-3 | Tier-3---17 | 3--5 | 31 | 100% | 481.3309 | 94.25% | 5.298% | 0.4514% | 22.456 | 0 | 0 | 22.456 | 0 | 21.4215 | 0.25214 | 84.9584 | 21.4215 | 0.25214 | 84.9584 | 22.5661 | 0.26561 | 84.9584 | 4.665% | 0.018139 | 0.017241 | 26536.2736 | 2336.3386 | 4292.2973 | 19907.6377 | 26615.7308 | 0 | 0 | 26615.7308 | 0.0007405%
2026 | 536 | CB 536 | Tier-2 | Tier-2---18 | 4--2 | 10 | 100% | 54.1099 | 76.19% | 21.99% | 1.82% | 2.0408 | 0 | 0 | 2.0408 | 0 | 1.9468 | 0.081336 | 23.9348 | 1.9468 | 0.081336 | 23.9348 | 2.0508 | 0.085682 | 23.9348 | 3.772% | 0.063476 | 0.060334 | 852.4497 | 43.8224 | 164.7863 | 643.8409 | 863.0188 | 0 | 0 | 863.0188 | 6.73e-05%
2026 | 540 | CB 540 | Tier-2 | Tier-2---17 | 1--5 | 186 | 100% | 67.245 | 99.24% | 0% | 0.7576% | 3.3034 | 0 | 0 | 3.3034 | 0 | 3.1512 | 1.5128 | 2.083 | 3.1512 | 1.5128 | 2.083 | 3.3196 | 1.5937 | 2.083 | 4.913% | 0.0036022 | 0.0034239 | 18667.7627 | 1335.1505 | 3231.0476 | 14101.5646 | 18675.1274 | 0 | 0 | 18675.1274 | 0.0001089%
2026 | 542 | CB 542 | Tier-2 | Tier-2---9 | 4--5 | 47 | 100% | 949.4775 | 95.45% | 4.414% | 0.1311% | 44.8628 | 0 | 0 | 44.8628 | 0 | 42.7961 | 0.38228 | 111.9502 | 42.7961 | 0.38228 | 111.9502 | 45.0828 | 0.4027 | 111.9502 | 4.725% | 0.053515 | 0.050866 | 17742.4015 | 965.8807 | 2773.7516 | 14002.7692 | 17784.4002 | 0 | 0 | 17784.4002 | 0.001479%
2026 | 576 | CB 576 | Tier-2 | Tier-2---12 | 4--4 | 21 | 100% | 417.7025 | 78.37% | 21.49% | 0.1463% | 16.2034 | 0 | 0 | 16.2034 | 0 | 15.4569 | 0.17081 | 90.4945 | 15.4569 | 0.17081 | 90.4945 | 16.2828 | 0.17993 | 90.4945 | 3.879% | 0.047237 | 0.044899 | 8842.622 | 398.1663 | 2081.4024 | 6363.0533 | 8942.2431 | 0 | 0 | 8942.2431 | 0.0005343%
2026 | 599 | CB 599 | Tier-2 | Tier-2---4 | 4--5 | 892 | 100% | 4323.2442 | 99.81% | 0% | 0.1903% | 213.5933 | 0 | 0 | 213.5933 | 0 | 203.7535 | 7.2552 | 28.084 | 203.7535 | 7.2552 | 28.084 | 214.6403 | 7.6428 | 28.084 | 4.941% | 0.043095 | 0.040961 | 100319.859 | 10016.8763 | 926.348 | 89376.6347 | 100329.8016 | 0 | 0 | 100329.8016 | 0.007044%
2026 | 776 | CB 776 | Tier-2 | Tier-2---18 | 3--3 | 70 | 100% | 55.0677 | 92.66% | 4.028% | 3.312% | 2.5258 | 0 | 0 | 2.5258 | 0 | 2.4094 | 0.56935 | 4.2319 | 2.4094 | 0.56935 | 4.2319 | 2.5382 | 0.59977 | 4.2319 | 4.587% | 0.014982 | 0.01424 | 3675.6367 | 359.0614 | 229.0677 | 3087.5075 | 3689.6867 | 0 | 0 | 3689.6867 | 8.329e-05%
2026 | 788 | CB 788 | Tier-2 | Tier-2---2 | 5--5 | 102 | 100% | 8569.0681 | 95.07% | 4.755% | 0.1724% | 403.2679 | 0 | 0 | 403.2679 | 0 | 384.6902 | 0.82962 | 463.6918 | 384.6902 | 0.82962 | 463.6918 | 405.2447 | 0.87395 | 463.6918 | 4.706% | 0.14181 | 0.13479 | 60426.1463 | 6360.7221 | 2990.776 | 51074.6482 | 60581.2081 | 0 | 0 | 60581.2081 | 0.0133%
2026 | 835 | CB 835 | Tier-2 | Tier-2---17 | 1--5 | 169 | 100% | 42.6475 | 99.43% | 0% | 0.5747% | 2.0989 | 0 | 0 | 2.0989 | 0 | 2.0022 | 1.3746 | 1.4566 | 2.0022 | 1.3746 | 1.4566 | 2.1092 | 1.448 | 1.4566 | 4.922% | 0.0017112 | 0.0016265 | 24922.574 | 2795.9682 | 135.9476 | 21990.6582 | 24930.0337 | 0 | 0 | 24930.0337 | 6.921e-05%
2026 | 907 | CB 907 | Tier-3 | Tier-3---13 | 3--5 | 58 | 100% | 2742.2838 | 99.83% | 0.1274% | 0.03844% | 135.5179 | 0 | 0 | 135.5179 | 0 | 129.2749 | 0.47175 | 274.0341 | 129.2749 | 0.47175 | 274.0341 | 136.1822 | 0.49695 | 274.0341 | 4.942% | 0.023668 | 0.022497 | 115862.6603 | 8950.1537 | 169.4148 | 106743.0917 | 115872.6663 | 0 | 0 | 115872.6663 | 0.004469%
2026 | 91 | CB 91 | Tier-2 | Tier-2---12 | 3--5 | 108 | 100% | 337.7351 | 93.43% | 6.078% | 0.496% | 15.6188 | 0 | 0 | 15.6188 | 0 | 14.8993 | 0.87843 | 16.9613 | 14.8993 | 0.87843 | 16.9613 | 15.6954 | 0.92536 | 16.9613 | 4.625% | 0.015476 | 0.01471 | 21823.4311 | 1985.3885 | 2725.0024 | 17113.0402 | 21898.15 | 0 | 0 | 21898.15 | 0.000515%
2026 | 928 | CB 928 | Tier-2 | Tier-2---7 | 4--5 | 3 | 100% | 1655.0106 | 79.76% | 20.12% | 0.1245% | 65.3395 | 0 | 0 | 65.3395 | 0 | 62.3294 | 0.024401 | 2554.4092 | 62.3294 | 0.024401 | 2554.4092 | 65.6598 | 0.025704 | 2554.4092 | 3.948% | 0.057199 | 0.054367 | 28934.4603 | 1965.0457 | 5791.8405 | 21177.574 | 29239.4879 | 0 | 0 | 29239.4879 | 0.002155%
2026 | 970 | CB 970 | Tier-2 | Tier-2---14 | 1--5 | 7 | 100% | 251.0066 | 99.97% | 0% | 0.03372% | 12.4206 | 0 | 0 | 12.4206 | 0 | 11.8484 | 0.056935 | 208.1046 | 11.8484 | 0.056935 | 208.1046 | 12.4815 | 0.059977 | 208.1046 | 4.948% | 0.00034 | 0.00032317 | 738254.59 | 37452.9301 | 3187.3418 | 697614.3182 | 738267.5551 | 0 | 0 | 738267.5551 | 0.0004096%
2026 | 971 | CB 971 | Tier-2 | Tier-2---3 | 5--5 | 161 | 100% | 11456.6981 | 99.51% | 0.4569% | 0.03477% | 564.3183 | 0 | 0 | 564.3183 | 0 | 538.3214 | 1.3095 | 411.0874 | 538.3214 | 1.3095 | 411.0874 | 567.0846 | 1.3795 | 411.0874 | 4.926% | 0.12528 | 0.11908 | 91451.3672 | 5164.7092 | 651.9468 | 85634.7112 | 91474.7827 | 0 | 0 | 91474.7827 | 0.01861%
2026 | 975 | CB 975 | Tier-3 | Tier-3---16 | 5--4 | 50 | 100% | 1304.3742 | 99.51% | 0.4601% | 0.0271% | 64.252 | 0 | 0 | 64.252 | 0 | 61.292 | 0.40668 | 150.7136 | 61.292 | 0.40668 | 150.7136 | 64.5669 | 0.42841 | 150.7136 | 4.926% | 0.10726 | 0.10195 | 12161.0449 | 615.424 | 92.9298 | 11452.6911 | 12164.1301 | 0 | 0 | 12164.1301 | 0.002119%
2026 | 980 | CB 980 | Tier-2 | Tier-2---12 | 2--5 | 423 | 100% | 387.8494 | 99.7% | 0% | 0.3041% | 19.1402 | 0 | 0 | 19.1402 | 0 | 18.2584 | 3.4405 | 5.3069 | 18.2584 | 3.4405 | 5.3069 | 19.234 | 3.6243 | 5.3069 | 4.935% | 0.0069124 | 0.0065702 | 56109.2292 | 22659.9966 | 1622.27 | 31826.9626 | 56118.115 | 0 | 0 | 56118.115 | 0.0006312%
2026 | 981 | CB 981 | Tier-2 | Tier-2---15 | 1--5 | 106 | 100% | 132.7571 | 99.65% | 0% | 0.354% | 6.5482 | 0 | 0 | 6.5482 | 0 | 6.2466 | 0.86216 | 7.2452 | 6.2466 | 0.86216 | 7.2452 | 6.5803 | 0.90823 | 7.2452 | 4.932% | 0.0030076 | 0.0028587 | 44140.5414 | 2879.0748 | 9317.9917 | 31943.4749 | 44148.6786 | 0 | 0 | 44148.6786 | 0.0002159%
2026 | CTL1 | CB CTL1 | Tier-3 | Tier-3---19 | 5--1 | 4 | 100% | 27.4807 | 90.21% | 9.514% | 0.2799% | 1.2271 | 0 | 0 | 1.2271 | 0 | 1.1705 | 0.032534 | 35.9785 | 1.1705 | 0.032534 | 35.9785 | 1.2331 | 0.034273 | 35.9785 | 4.465% | 0.42111 | 0.40027 | 65.2572 | 3.4648 | 6.2225 | 55.5699 | 65.5901 | 0 | 0 | 65.5901 | 4.046e-05%
2026 | FB1 | CB FB1 | Tier-2 | Tier-2---11 | 4--4 | 463 | 100% | 346.5871 | 36.93% | 61.45% | 1.621% | 6.3355 | 0 | 0 | 6.3355 | 0 | 6.0436 | 3.7658 | 1.6049 | 6.0436 | 3.7658 | 1.6049 | 6.3665 | 3.9671 | 1.6049 | 1.828% | 0.04664 | 0.044331 | 7431.1135 | 609.45 | 4232.5548 | 2589.1087 | 7675.1976 | 0 | 0 | 7675.1976 | 0.0002089%
2026 | FB2 | CB FB2 | Tier-2 | Tier-2---9 | 4--5 | 343 | 100% | 1029.5845 | 94.33% | 5.316% | 0.3556% | 48.074 | 0 | 0 | 48.074 | 0 | 45.8593 | 2.7898 | 16.4381 | 45.8593 | 2.7898 | 16.4381 | 48.3097 | 2.9389 | 16.4381 | 4.669% | 0.045688 | 0.043427 | 22535.0189 | 2600.9741 | 1192.7302 | 18741.3145 | 22601.5779 | 0 | 0 | 22601.5779 | 0.001585%
2026 | JU1 | CB JU1 | Tier-3 | Tier-3---15 | 5--4 | 417 | 100% | 1531.7487 | 97.85% | 2.019% | 0.1357% | 74.1877 | 0 | 0 | 74.1877 | 0 | 70.7701 | 3.3917 | 20.8657 | 70.7701 | 3.3917 | 20.8657 | 74.5514 | 3.5729 | 20.8657 | 4.843% | 0.1808 | 0.17185 | 8471.8458 | 469.0858 | 165.6284 | 7837.1316 | 8481.3528 | 0 | 0 | 8481.3528 | 0.002446%
2026 | MOR1 | CB MOR1 | Tier-2 | Tier-2---4 | 5--5 | 286 | 100% | 5119.7141 | 98.56% | 1.393% | 0.05121% | 249.7665 | 0 | 0 | 249.7665 | 0 | 238.2603 | 2.3262 | 102.4245 | 238.2603 | 2.3262 | 102.4245 | 250.9909 | 2.4505 | 102.4245 | 4.879% | 0.12647 | 0.12021 | 40481.7763 | 2466.5834 | 537.059 | 37478.1339 | 40512.2177 | 0 | 0 | 40512.2177 | 0.008236%
2026 | NVS1 | CB NVS1 | Tier-2 | Tier-2---12 | 4--5 | 19 | 100% | 638.0788 | 99.02% | 0% | 0.9838% | 31.2742 | 0 | 0 | 31.2742 | 0 | 29.8334 | 0.15454 | 193.0492 | 29.8334 | 0.15454 | 193.0492 | 31.4275 | 0.1628 | 193.0492 | 4.901% | 0.029239 | 0.027792 | 21822.7187 | 1367.8468 | 283.2108 | 20171.6612 | 21833.8993 | 0 | 0 | 21833.8993 | 0.001031%
2026 | OK1 | CB OK1 | Tier-3 | Tier-3---7 | 5--5 | 786 | 100% | 6915.6819 | 99% | 0.9206% | 0.07911% | 338.9042 | 0 | 0 | 338.9042 | 0 | 323.2915 | 6.393 | 50.5697 | 323.2915 | 6.393 | 50.5697 | 340.5654 | 6.7346 | 50.5697 | 4.901% | 0.20255 | 0.19252 | 34143.1528 | 2255.401 | 307.6674 | 31580.0844 | 34160.9278 | 0 | 0 | 34160.9278 | 0.01118%
2026 | PE1 | CB PE1 | Tier-3 | Tier-3---13 | 5--4 | 1534 | 100% | 3027.5479 | 94.73% | 5.109% | 0.164% | 141.961 | 0 | 0 | 141.961 | 0 | 135.4211 | 12.4769 | 10.8537 | 135.4211 | 12.4769 | 10.8537 | 142.6568 | 13.1436 | 10.8537 | 4.689% | 0.24168 | 0.22972 | 12527.0623 | 651.1133 | 599.2989 | 11276.6501 | 12561.4639 | 0 | 0 | 12561.4639 | 0.004681%
2026 | RA1 | CB RA1 | Tier-2 | Tier-2---2 | 5--5 | 454 | 100% | 10517.0624 | 98.31% | 1.619% | 0.07383% | 511.7794 | 0 | 0 | 511.7794 | 0 | 488.2028 | 3.6926 | 132.2095 | 488.2028 | 3.6926 | 132.2095 | 514.2881 | 3.8899 | 132.2095 | 4.866% | 0.14726 | 0.13997 | 71417.5478 | 3677.0651 | 1105.1436 | 66635.3391 | 71480.5261 | 0 | 0 | 71480.5261 | 0.01688%
2026 | RA2 | CB RA2 | Tier-2 | Tier-2---4 | 5--5 | 283 | 100% | 5229.9021 | 98.11% | 1.831% | 0.05575% | 253.995 | 0 | 0 | 253.995 | 0 | 242.2939 | 2.3018 | 105.2627 | 242.2939 | 2.3018 | 105.2627 | 255.24 | 2.4248 | 105.2627 | 4.857% | 0.12706 | 0.12077 | 41161.4683 | 4371.7867 | 705.658 | 36084.0236 | 41201.919 | 0 | 0 | 41201.919 | 0.008376%
2026 | RA3 | CB RA3 | Tier-2 | Tier-2---10 | 5--4 | 200 | 100% | 916.1972 | 69.5% | 30.07% | 0.4286% | 31.5185 | 0 | 0 | 31.5185 | 0 | 30.0665 | 1.6267 | 18.4829 | 30.0665 | 1.6267 | 18.4829 | 31.673 | 1.7136 | 18.4829 | 3.44% | 0.12911 | 0.12272 | 7096.3625 | 284.8233 | 1917.8301 | 4893.709 | 7209.0875 | 0 | 0 | 7209.0875 | 0.001039%
2026 | RB1 | CB RB1 | Tier-3 | Tier-3---20 | 1--5 | 4 | 100% | 29.7534 | 99.88% | 0% | 0.1212% | 1.471 | 0 | 0 | 1.471 | 0 | 1.4032 | 0.032534 | 43.1311 | 1.4032 | 0.032534 | 43.1311 | 1.4782 | 0.034273 | 43.1311 | 4.944% | 0.0001458 | 0.00013858 | 204069.8082 | 10986.7817 | 682.9358 | 192400.0907 | 204082.6843 | 0 | 0 | 204082.6843 | 4.851e-05%
2026 | RC1 | CB RC1 | Tier-2 | Tier-2---4 | 4--5 | 330 | 100% | 3739.8748 | 99.14% | 0.8077% | 0.05477% | 183.5272 | 0 | 0 | 183.5272 | 0 | 175.0725 | 2.6841 | 65.2262 | 175.0725 | 2.6841 | 65.2262 | 184.4269 | 2.8275 | 65.2262 | 4.907% | 0.084253 | 0.080083 | 44388.4144 | 3566.8538 | 353.0058 | 40468.5548 | 44408.3511 | 0 | 0 | 44408.3511 | 0.006052%
2026 | SL1 | CB SL1 | Tier-3 | Tier-3---11 | 5--5 | 793 | 100% | 3361.5705 | 93.71% | 6.129% | 0.1568% | 155.9384 | 0 | 0 | 155.9384 | 0 | 148.7546 | 6.4499 | 23.063 | 148.7546 | 6.4499 | 23.063 | 156.7028 | 6.7946 | 23.063 | 4.639% | 0.19527 | 0.18561 | 17214.6695 | 1252.9171 | 1001.4319 | 14960.3205 | 17271.0216 | 0 | 0 | 17271.0216 | 0.005142%
2026 | SSC1 | CB SSC1 | Tier-2 | Tier-2---18 | 4--3 | 52 | 100% | 94.186 | 2.003% | 94.63% | 3.363% | 0.093388 | 0 | 0 | 0.093388 | 0 | 0.089086 | 0.42295 | 0.21063 | 0.089086 | 0.42295 | 0.21063 | 0.093845 | 0.44554 | 0.21063 | 0.09915% | 0.031528 | 0.029967 | 2987.3954 | 6.3387 | 2712.6507 | 268.4061 | 3139.8562 | 0 | 0 | 3139.8562 | 3.08e-06%
2026 | CTL1 | CTL1-3R | Tier-3 | Tier-3---14 | 5--4 | 1644 | 100% | 2064.0334 | 78.9% | 20.86% | 0.2358% | 80.612 | 0 | 0 | 80.612 | 0 | 76.8984 | 13.3716 | 5.7509 | 76.8984 | 13.3716 | 5.7509 | 81.0071 | 14.0861 | 5.7509 | 3.906% | 0.42513 | 0.40409 | 4855.055 | 225.2505 | 929.4415 | 3700.363 | 4908.4041 | 0 | 0 | 4908.4041 | 0.002658%
2026 | DV1 | DV1-3R | Tier-3 | Tier-3---11 | 5--5 | 433 | 100% | 3719.4004 | 95.17% | 4.691% | 0.1427% | 175.211 | 0 | 0 | 175.211 | 0 | 167.1394 | 3.5218 | 47.458 | 167.1394 | 3.5218 | 47.458 | 176.0699 | 3.71 | 47.458 | 4.711% | 0.19421 | 0.1846 | 19151.2388 | 1060.0216 | 843.3957 | 17247.8214 | 19199.4477 | 0 | 0 | 19199.4477 | 0.005778%
2026 | RA1 | RA1-402R | Tier-3 | Tier-3---4 | 5--5 | 341 | 100% | 9339.3378 | 99.33% | 0.6459% | 0.02826% | 459.1808 | 0 | 0 | 459.1808 | 0 | 438.0272 | 2.7735 | 157.9302 | 438.0272 | 2.7735 | 157.9302 | 461.4316 | 2.9217 | 157.9302 | 4.917% | 0.12948 | 0.12307 | 72130.9155 | 4375.0229 | 443.5541 | 67312.3385 | 72156.2385 | 0 | 0 | 72156.2385 | 0.01514%
2026 | RB1 | RB1-427R | Tier-3 | Tier-3---7 | 5--5 | 1098 | 100% | 6920.124 | 97.57% | 2.306% | 0.1195% | 334.2371 | 0 | 0 | 334.2371 | 0 | 318.8395 | 8.9307 | 35.7016 | 318.8395 | 8.9307 | 35.7016 | 335.8755 | 9.4078 | 35.7016 | 4.83% | 0.15381 | 0.14619 | 44992.7829 | 2694.5507 | 965.1573 | 41333.0749 | 45049.6194 | 0 | 0 | 45049.6194 | 0.01102%
2026 | RB1 | RB1-433R | Tier-3 | Tier-3---10 | 5--5 | 329 | 100% | 5946.5075 | 99.32% | 0.6164% | 0.06772% | 292.3383 | 0 | 0 | 292.3383 | 0 | 278.8709 | 2.6759 | 104.2139 | 278.8709 | 2.6759 | 104.2139 | 293.7714 | 2.8189 | 104.2139 | 4.916% | 0.15284 | 0.14528 | 38906.0871 | 2307.7478 | 238.1361 | 36360.2032 | 38919.9489 | 0 | 0 | 38919.9489 | 0.00964%
2026 | TM1 | TM1-10R | Tier-3 | Tier-3---12 | 5--5 | 505 | 100% | 3782.8568 | 99.48% | 0.4537% | 0.066% | 186.2783 | 0 | 0 | 186.2783 | 0 | 177.6968 | 4.1075 | 43.262 | 177.6968 | 4.1075 | 43.262 | 187.1914 | 4.3269 | 43.262 | 4.924% | 0.093421 | 0.088796 | 40492.6609 | 2080.2531 | 189.7576 | 38222.6503 | 40503.6201 | 0 | 0 | 40503.6201 | 0.006143%
2027 | 1001 | 1001-1231F | Tier-2 | Tier-2---15 | 3--3 | 6 | 100% | 117.1572 | 99.03% | 0.8725% | 0.09309% | 5.7433 | 0 | 0 | 5.7433 | 0 | 5.2263 | 0.046553 | 112.2651 | 5.2263 | 0.046553 | 112.2651 | 5.7997 | 0.051661 | 112.2651 | 4.902% | 0.025088 | 0.023847 | 4669.7772 | 254.6756 | 41.5622 | 4373.5394 | 4672.1255 | 0 | 0 | 4672.1255 | 0.0001894%
2027 | 1001 | 1001-1814AE | Tier-2 | Tier-2---11 | 5--3 | 86 | 100% | 409.0622 | 99.15% | 0.7717% | 0.07851% | 20.0764 | 0 | 0 | 20.0764 | 0 | 18.2693 | 0.66726 | 27.3794 | 18.2693 | 0.66726 | 27.3794 | 20.2737 | 0.74047 | 27.3794 | 4.908% | 0.094213 | 0.089549 | 4341.8958 | 236.5203 | 34.0095 | 4071.3661 | 4343.8182 | 0 | 0 | 4343.8182 | 0.000662%
2027 | 1001 | 1001-1820F | Tier-2 | Tier-2---5 | 5--5 | 1144 | 100% | 4222.2471 | 91.41% | 8.486% | 0.103% | 191.0494 | 0 | 0 | 191.0494 | 0 | 173.8523 | 8.8762 | 19.5864 | 173.8523 | 8.8762 | 19.5864 | 192.927 | 9.85 | 19.5864 | 4.525% | 0.12846 | 0.1221 | 32868.2878 | 1721.3581 | 2595.1533 | 28551.7765 | 33015.3127 | 0 | 0 | 33015.3127 | 0.0063%
2027 | 1006 | 1006-829F | Tier-2 | Tier-2---15 | 1--5 | 4 | 100% | 114.5301 | 99.76% | 0% | 0.2395% | 5.6557 | 0 | 0 | 5.6557 | 0 | 5.1466 | 0.031036 | 165.8286 | 5.1466 | 0.031036 | 165.8286 | 5.7112 | 0.034441 | 165.8286 | 4.938% | 0.0022112 | 0.0021017 | 51795.4298 | 4696.3379 | 114.7654 | 46984.3264 | 51801.8888 | 0 | 0 | 51801.8888 | 0.0001865%
2027 | 1021 | 1021-1748F | Tier-3 | Tier-3---2 | 5--5 | 1369 | 100% | 35156.1224 | 99.02% | 0.9436% | 0.03662% | 1723.1698 | 0 | 0 | 1723.1698 | 0 | 1568.061 | 10.6219 | 147.6252 | 1568.061 | 10.6219 | 147.6252 | 1740.105 | 11.7873 | 147.6252 | 4.901% | 0.16564 | 0.15744 | 212249.5403 | 13715.9361 | 1963.4816 | 196570.1226 | 212357.8902 | 0 | 0 | 212357.8902 | 0.05682%
2027 | 1021 | 1021-1760R | Tier-3 | Tier-3---6 | 5--5 | 234 | 100% | 7055.7157 | 98.18% | 1.793% | 0.03106% | 342.8861 | 0 | 0 | 342.8861 | 0 | 312.0217 | 1.8156 | 171.8581 | 312.0217 | 1.8156 | 171.8581 | 346.256 | 2.0148 | 171.8581 | 4.86% | 0.10829 | 0.10293 | 65155.0235 | 4038.9642 | 1087.8449 | 60028.2144 | 65216.9272 | 0 | 0 | 65216.9272 | 0.01131%
2027 | 1021 | 1021-25R | Tier-3 | Tier-3---2 | 5--5 | 633 | 100% | 18825.6899 | 99.7% | 0.2782% | 0.02306% | 929.0645 | 0 | 0 | 929.0645 | 0 | 845.436 | 4.9114 | 172.1385 | 845.436 | 4.9114 | 172.1385 | 938.1953 | 5.4502 | 172.1385 | 4.935% | 0.12361 | 0.11749 | 152300.0709 | 9949.5446 | 416.971 | 141933.5553 | 152323.9638 | 0 | 0 | 152323.9638 | 0.03064%
2027 | 1021 | 1021-855 | Tier-3 | Tier-3---10 | 5--5 | 269 | 100% | 5034.3753 | 99.51% | 0.4541% | 0.0405% | 247.9689 | 0 | 0 | 247.9689 | 0 | 225.6484 | 2.0871 | 108.1137 | 225.6484 | 2.0871 | 108.1137 | 250.406 | 2.3161 | 108.1137 | 4.926% | 0.10909 | 0.10369 | 46149.2476 | 2319.9671 | 207.6388 | 43621.6417 | 46161.1355 | 0 | 0 | 46161.1355 | 0.008177%
2027 | 1021 | 1021-883R | Tier-3 | Tier-3---16 | 5--4 | 53 | 100% | 1386.6299 | 99.58% | 0.3809% | 0.03987% | 68.3494 | 0 | 0 | 68.3494 | 0 | 62.197 | 0.41122 | 151.2497 | 62.197 | 0.41122 | 151.2497 | 69.0211 | 0.45634 | 151.2497 | 4.929% | 0.10042 | 0.095448 | 13808.4689 | 696.2558 | 53.5765 | 13058.6366 | 13811.4949 | 0 | 0 | 13811.4949 | 0.002254%
2027 | 1021 | 1021-92 | Tier-3 | Tier-3---15 | 5--4 | 30 | 100% | 794.3626 | 99.6% | 0.3592% | 0.04176% | 39.1633 | 0 | 0 | 39.1633 | 0 | 35.6381 | 0.23277 | 153.1065 | 35.6381 | 0.23277 | 153.1065 | 39.5482 | 0.2583 | 153.1065 | 4.93% | 0.099013 | 0.094112 | 8022.7784 | 405.0442 | 27.6394 | 7590.0948 | 8024.4536 | 0 | 0 | 8024.4536 | 0.001291%
2027 | 1022 | 1022-17F | Tier-3 | Tier-3---4 | 5--5 | 392 | 100% | 9800.6792 | 99.62% | 0.3456% | 0.03348% | 483.2946 | 0 | 0 | 483.2946 | 0 | 439.7915 | 3.0415 | 144.5978 | 439.7915 | 3.0415 | 144.5978 | 488.0444 | 3.3752 | 144.5978 | 4.931% | 0.10945 | 0.10403 | 89544.6442 | 5359.6686 | 310.5435 | 83874.4321 | 89562.3218 | 0 | 0 | 89562.3218 | 0.01594%
2027 | 1022 | 1022-26R | Tier-3 | Tier-3---15 | 4--4 | 14 | 100% | 694.7204 | 99.22% | 0.7469% | 0.03547% | 34.1196 | 0 | 0 | 34.1196 | 0 | 31.0484 | 0.10862 | 285.8326 | 31.0484 | 0.10862 | 285.8326 | 34.4549 | 0.12054 | 285.8326 | 4.911% | 0.092662 | 0.088075 | 7497.376 | 376.7223 | 52.0531 | 7068.6006 | 7500.4309 | 0 | 0 | 7500.4309 | 0.001125%
2027 | 1022 | 1022-322R | Tier-3 | Tier-3---10 | 5--5 | 221 | 100% | 5072.1995 | 99.16% | 0.7912% | 0.04875% | 248.9649 | 0 | 0 | 248.9649 | 0 | 226.5547 | 1.7147 | 132.124 | 226.5547 | 1.7147 | 132.124 | 251.4117 | 1.9028 | 132.124 | 4.908% | 0.10587 | 0.10063 | 47911.5964 | 2988.4313 | 366.1059 | 44557.0592 | 47932.5548 | 0 | 0 | 47932.5548 | 0.00821%
2027 | 1023 | 1023-200R | Tier-2 | Tier-2---5 | 4--5 | 209 | 100% | 2889.9732 | 99.24% | 0.6691% | 0.08946% | 141.9685 | 0 | 0 | 141.9685 | 0 | 129.1894 | 1.6216 | 79.6676 | 129.1894 | 1.6216 | 79.6676 | 143.3638 | 1.7995 | 79.6676 | 4.912% | 0.083115 | 0.079 | 34770.9454 | 1877.1075 | 241.328 | 32652.5099 | 34784.6815 | 0 | 0 | 34784.6815 | 0.004682%
2027 | 1023 | 1023-46AE | Tier-2 | Tier-2---2 | 5--5 | 1740 | 100% | 9469.9149 | 95.98% | 3.884% | 0.1387% | 449.9058 | 0 | 0 | 449.9058 | 0 | 409.4082 | 13.5005 | 30.3255 | 409.4082 | 13.5005 | 30.3255 | 454.3275 | 14.9817 | 30.3255 | 4.751% | 0.13914 | 0.13225 | 68062.6824 | 3656.971 | 2513.7394 | 61891.9719 | 68205.2551 | 0 | 0 | 68205.2551 | 0.01484%
2027 | 1023 | 1023-48R | Tier-2 | Tier-2---5 | 5--5 | 1132 | 100% | 3773.8473 | 97.39% | 2.337% | 0.2725% | 181.93 | 0 | 0 | 181.93 | 0 | 165.5538 | 8.7831 | 18.8492 | 165.5538 | 8.7831 | 18.8492 | 183.718 | 9.7467 | 18.8492 | 4.821% | 0.12816 | 0.12182 | 29445.7307 | 1737.6729 | 715.7665 | 26992.2913 | 29485.7528 | 0 | 0 | 29485.7528 | 0.005999%
2027 | 1023 | 1023-89R | Tier-2 | Tier-2---11 | 4--4 | 220 | 100% | 585.5086 | 87.68% | 11.85% | 0.4758% | 25.4114 | 0 | 0 | 25.4114 | 0 | 23.1241 | 1.707 | 13.547 | 23.1241 | 1.707 | 13.547 | 25.6612 | 1.8942 | 13.547 | 4.34% | 0.083403 | 0.079275 | 7020.201 | 414.9664 | 782.0246 | 5823.21 | 7065.2497 | 0 | 0 | 7065.2497 | 0.000838%
2027 | 1030 | 1030-1728R | Tier-3 | Tier-3---9 | 5--5 | 105 | 100% | 5124.1587 | 98.26% | 1.711% | 0.02883% | 249.2335 | 0 | 0 | 249.2335 | 0 | 226.7991 | 0.81468 | 278.3896 | 226.7991 | 0.81468 | 278.3896 | 251.683 | 0.90407 | 278.3896 | 4.864% | 0.23544 | 0.22379 | 21764.1991 | 1221.106 | 349.3689 | 20193.7242 | 21783.9158 | 0 | 0 | 21783.9158 | 0.008219%
2027 | 1030 | 1030-1777 | Tier-3 | Tier-3---5 | 5--5 | 269 | 100% | 11817.5772 | 98.58% | 1.381% | 0.03413% | 576.6917 | 0 | 0 | 576.6917 | 0 | 524.7816 | 2.0871 | 251.4359 | 524.7816 | 2.0871 | 251.4359 | 582.3594 | 2.3161 | 251.4359 | 4.88% | 0.24629 | 0.2341 | 47981.5879 | 2529.7124 | 644.8626 | 44807.0129 | 48016.9501 | 0 | 0 | 48016.9501 | 0.01902%
2027 | 1030 | 1030-1823F | Tier-3 | Tier-3---13 | 5--5 | 107 | 100% | 2150.9739 | 99.45% | 0.5287% | 0.02497% | 105.8837 | 0 | 0 | 105.8837 | 0 | 96.3527 | 0.8302 | 116.0597 | 96.3527 | 0.8302 | 116.0597 | 106.9243 | 0.92129 | 116.0597 | 4.923% | 0.10605 | 0.1008 | 20281.9888 | 1017.5622 | 101.0259 | 19163.4007 | 20287.8367 | 0 | 0 | 20287.8367 | 0.003492%
2027 | 1030 | 1030-18R | Tier-3 | Tier-3---7 | 5--5 | 209 | 100% | 6620.9098 | 98.66% | 1.309% | 0.03186% | 323.3397 | 0 | 0 | 323.3397 | 0 | 294.2347 | 1.6216 | 181.4465 | 294.2347 | 1.6216 | 181.4465 | 326.5175 | 1.7995 | 181.4465 | 4.884% | 0.23843 | 0.22663 | 27769.0579 | 1524.2005 | 340.5168 | 25904.3406 | 27788.4525 | 0 | 0 | 27788.4525 | 0.01066%
2027 | 1030 | 1030-20R | Tier-3 | Tier-3---3 | 5--5 | 1458 | 100% | 25318.462 | 99.14% | 0.8163% | 0.04139% | 1242.5149 | 0 | 0 | 1242.5149 | 0 | 1130.6716 | 11.3124 | 99.9493 | 1130.6716 | 11.3124 | 99.9493 | 1254.7263 | 12.5536 | 99.9493 | 4.908% | 0.28668 | 0.27249 | 88316.4782 | 5506.1055 | 686.3261 | 82124.0466 | 88355.9257 | 0 | 0 | 88355.9257 | 0.04097%
2027 | 1030 | 1030-42R | Tier-3 | Tier-3---3 | 5--5 | 1503 | 100% | 28398.7895 | 98.49% | 1.466% | 0.03945% | 1384.5772 | 0 | 0 | 1384.5772 | 0 | 1259.9464 | 11.6616 | 108.0424 | 1259.9464 | 11.6616 | 108.0424 | 1398.1847 | 12.9411 | 108.0424 | 4.875% | 0.28228 | 0.2683 | 100606.2475 | 6191.924 | 1386.8762 | 93027.4473 | 100685.1242 | 0 | 0 | 100685.1242 | 0.04566%
2027 | 1030 | 1030-989R | Tier-3 | Tier-3---3 | 5--5 | 1232 | 100% | 26696.216 | 99.16% | 0.796% | 0.04527% | 1310.3453 | 0 | 0 | 1310.3453 | 0 | 1192.3964 | 9.5589 | 124.7415 | 1192.3964 | 9.5589 | 124.7415 | 1323.2233 | 10.6077 | 124.7415 | 4.908% | 0.30703 | 0.29183 | 86951.1078 | 4865.0498 | 650.3273 | 81435.7308 | 86989.2036 | 0 | 0 | 86989.2036 | 0.04321%
2027 | 1039 | 1039-13 | Tier-2 | Tier-2---3 | 5--5 | 1991 | 100% | 15957.1711 | 97.45% | 2.471% | 0.0752% | 769.7688 | 0 | 0 | 769.7688 | 0 | 700.4791 | 15.4479 | 45.3445 | 700.4791 | 15.4479 | 45.3445 | 777.3341 | 17.1428 | 45.3445 | 4.824% | 0.1351 | 0.12841 | 118113.2514 | 10500.2075 | 2816.2541 | 104796.7897 | 118269.8643 | 0 | 0 | 118269.8643 | 0.02538%
2027 | 1073 | 1073-872F | Tier-2 | Tier-2---20 | 3--2 | 43 | 100% | 17.9659 | 86.84% | 10.72% | 2.434% | 0.7723 | 0 | 0 | 0.7723 | 0 | 0.70278 | 0.33363 | 2.1065 | 0.70278 | 0.33363 | 2.1065 | 0.77989 | 0.37024 | 2.1065 | 4.299% | 0.018584 | 0.017664 | 966.7183 | 76.5664 | 118.0704 | 772.0814 | 973.3425 | 0 | 0 | 973.3425 | 2.547e-05%
2027 | 1073 | 1073-886F | Tier-2 | Tier-2---20 | 3--2 | 25 | 100% | 27.0781 | 12.75% | 86.83% | 0.4178% | 0.17092 | 0 | 0 | 0.17092 | 0 | 0.15554 | 0.19397 | 0.80185 | 0.15554 | 0.19397 | 0.80185 | 0.1726 | 0.21525 | 0.80185 | 0.6312% | 0.016776 | 0.015946 | 1614.0782 | 19.1067 | 1282.2131 | 312.7584 | 1687.417 | 0 | 0 | 1687.417 | 5.636e-06%
2027 | 1073 | 1073-887F | Tier-2 | Tier-2---21 | 3--1 | 4 | 100% | 6.3934 | 34.35% | 64.55% | 1.103% | 0.10871 | 0 | 0 | 0.10871 | 0 | 0.09892 | 0.031036 | 3.1873 | 0.09892 | 0.031036 | 3.1873 | 0.10977 | 0.034441 | 3.1873 | 1.7% | 0.016639 | 0.015815 | 384.2398 | 11.9549 | 217.4823 | 154.8027 | 397.3768 | 0 | 0 | 397.3768 | 3.585e-06%
2027 | 1090 | 1090-1734 | Tier-3 | Tier-3---16 | 2--5 | 19 | 100% | 730.5479 | 99.24% | 0.5863% | 0.172% | 35.8879 | 0 | 0 | 35.8879 | 0 | 32.6575 | 0.14742 | 221.5289 | 32.6575 | 0.14742 | 221.5289 | 36.2406 | 0.16359 | 221.5289 | 4.912% | 0.01345 | 0.012784 | 54317.4438 | 3261.8302 | 456.9875 | 50598.6261 | 54338.8933 | 0 | 0 | 54338.8933 | 0.001183%
2027 | 1090 | 1090-636R | Tier-3 | Tier-3---15 | 5--3 | 140 | 100% | 919.3728 | 93.93% | 5.62% | 0.4487% | 42.7471 | 0 | 0 | 42.7471 | 0 | 38.8993 | 1.0862 | 35.8109 | 38.8993 | 1.0862 | 35.8109 | 43.1673 | 1.2054 | 35.8109 | 4.65% | 0.38465 | 0.36561 | 2390.1852 | 120.0827 | 121.765 | 2148.3375 | 2397.7393 | 0 | 0 | 2397.7393 | 0.00141%
2027 | 1090 | 1090-70F | Tier-2 | Tier-2---15 | 2--5 | 37 | 100% | 140.8367 | 88.02% | 11.68% | 0.2956% | 6.1362 | 0 | 0 | 6.1362 | 0 | 5.5839 | 0.28708 | 19.4506 | 5.5839 | 0.28708 | 19.4506 | 6.1965 | 0.31858 | 19.4506 | 4.357% | 0.0083 | 0.0078891 | 16968.2749 | 903.4734 | 1917.2026 | 14147.5988 | 17074.1431 | 0 | 0 | 17074.1431 | 0.0002023%
2027 | 1090 | 1090-73F | Tier-3 | Tier-3---10 | 4--5 | 600 | 100% | 5899.0454 | 99.62% | 0.2521% | 0.1275% | 290.8942 | 0 | 0 | 290.8942 | 0 | 264.7098 | 4.6553 | 56.8617 | 264.7098 | 4.6553 | 56.8617 | 293.7531 | 5.1661 | 56.8617 | 4.931% | 0.046754 | 0.044439 | 126173.0725 | 9334.6657 | 462.1696 | 116376.2372 | 126198.0175 | 0 | 0 | 126198.0175 | 0.009593%
2027 | 1090 | 1090-74F | Tier-3 | Tier-3---10 | 4--5 | 661 | 100% | 4990.92 | 99.62% | 0.2191% | 0.1576% | 246.1199 | 0 | 0 | 246.1199 | 0 | 223.9657 | 5.1286 | 43.6698 | 223.9657 | 5.1286 | 43.6698 | 248.5387 | 5.6913 | 43.6698 | 4.931% | 0.045737 | 0.043473 | 109123.1086 | 8272.9718 | 456.2327 | 100393.904 | 109144.5164 | 0 | 0 | 109144.5164 | 0.008116%
2027 | 1094 | 1094-35F | Tier-2 | Tier-2---7 | 3--5 | 315 | 100% | 2514.2831 | 99.84% | 0% | 0.1648% | 124.2519 | 0 | 0 | 124.2519 | 0 | 113.0675 | 2.444 | 46.2624 | 113.0675 | 2.444 | 46.2624 | 125.473 | 2.7122 | 46.2624 | 4.942% | 0.020398 | 0.019388 | 123263.6714 | 7008.6853 | 282.5097 | 115972.4764 | 123274.2511 | 0 | 0 | 123274.2511 | 0.004097%
2027 | 1094 | 1094-7 | Tier-2 | Tier-2---17 | 2--4 | 124 | 100% | 95.3301 | 98.77% | 0% | 1.235% | 4.6606 | 0 | 0 | 4.6606 | 0 | 4.2411 | 0.9621 | 4.4081 | 4.2411 | 0.9621 | 4.4081 | 4.7064 | 1.0677 | 4.4081 | 4.889% | 0.0065074 | 0.0061853 | 14649.4839 | 1080.944 | 371.5011 | 13197.0388 | 14658.9042 | 0 | 0 | 14658.9042 | 0.0001537%
2027 | 1100 | 1100-1168F | Tier-2 | Tier-2---18 | 4--2 | 1 | 100% | 54.719 | 98.75% | 1.065% | 0.1855% | 2.6747 | 0 | 0 | 2.6747 | 0 | 2.4339 | 0.0077589 | 313.6984 | 2.4339 | 0.0077589 | 313.6984 | 2.701 | 0.0086102 | 313.6984 | 4.888% | 0.070904 | 0.067394 | 771.7308 | 43.3728 | 7.9161 | 720.4418 | 772.2335 | 0 | 0 | 772.2335 | 8.82e-05%
2027 | 1100 | 1100-1172R | Tier-2 | Tier-2---7 | 4--5 | 22 | 100% | 2144.9788 | 99.68% | 0.2699% | 0.05437% | 105.8322 | 0 | 0 | 105.8322 | 0 | 96.3058 | 0.1707 | 564.1972 | 96.3058 | 0.1707 | 564.1972 | 106.8723 | 0.18942 | 564.1972 | 4.934% | 0.080798 | 0.076798 | 26547.4908 | 2914.2533 | 70.3485 | 23562.889 | 26551.9736 | 0 | 0 | 26551.9736 | 0.00349%
2027 | 1105 | 1105-1479 | Tier-2 | Tier-2---4 | 5--5 | 102 | 100% | 4228.0435 | 99.92% | 0.03248% | 0.04256% | 209.1311 | 0 | 0 | 209.1311 | 0 | 190.3065 | 0.79141 | 240.4664 | 190.3065 | 0.79141 | 240.4664 | 211.1864 | 0.87824 | 240.4664 | 4.946% | 0.10556 | 0.10034 | 40053.0076 | 3869.6704 | 26.6766 | 36156.6607 | 40054.5729 | 0 | 0 | 40054.5729 | 0.006896%
2027 | 1105 | 1105-1483 | Tier-2 | Tier-2---11 | 4--4 | 57 | 100% | 417.0013 | 94.5% | 5.418% | 0.08666% | 19.5054 | 0 | 0 | 19.5054 | 0 | 17.7496 | 0.44226 | 40.1343 | 17.7496 | 0.44226 | 40.1343 | 19.6971 | 0.49078 | 40.1343 | 4.678% | 0.063819 | 0.06066 | 6534.1451 | 320.1386 | 289.9716 | 5924.0349 | 6552.8754 | 0 | 0 | 6552.8754 | 0.0006432%
2027 | 1118 | 1118-1718F | Tier-2 | Tier-2---10 | 5--4 | 53 | 100% | 788.3757 | 99.4% | 0.5205% | 0.07536% | 38.792 | 0 | 0 | 38.792 | 0 | 35.3002 | 0.41122 | 85.8426 | 35.3002 | 0.41122 | 85.8426 | 39.1733 | 0.45634 | 85.8426 | 4.921% | 0.10781 | 0.10247 | 7312.7208 | 536.3335 | 35.0941 | 6741.2933 | 7314.9902 | 0 | 0 | 7314.9902 | 0.001279%
2027 | 1138 | 1138-6R | Tier-2 | Tier-2---5 | 5--5 | 1839 | 100% | 4663.8779 | 91.12% | 8.567% | 0.3106% | 210.367 | 0 | 0 | 210.367 | 0 | 191.4311 | 14.2686 | 13.4163 | 191.4311 | 14.2686 | 13.4163 | 212.4345 | 15.8341 | 13.4163 | 4.511% | 0.17153 | 0.16304 | 27190.5644 | 2036.5744 | 2249.3585 | 22904.6315 | 27316.2731 | 0 | 0 | 27316.2731 | 0.006937%
2027 | 1162 | 1162-324R | Tier-2 | Tier-2---13 | 4--3 | 21 | 100% | 240.2897 | 88.19% | 10.99% | 0.8202% | 10.4893 | 0 | 0 | 10.4893 | 0 | 9.5451 | 0.16294 | 58.582 | 9.5451 | 0.16294 | 58.582 | 10.5924 | 0.18081 | 58.582 | 4.365% | 0.068658 | 0.065259 | 3499.8056 | 195.2386 | 355.9283 | 2948.6387 | 3521.3352 | 0 | 0 | 3521.3352 | 0.0003459%
2027 | 1162 | 1162-329R | Tier-2 | Tier-2---13 | 4--3 | 23 | 100% | 206.5878 | 96.62% | 2.592% | 0.7875% | 9.8805 | 0 | 0 | 9.8805 | 0 | 8.9912 | 0.17845 | 50.3836 | 8.9912 | 0.17845 | 50.3836 | 9.9777 | 0.19803 | 50.3836 | 4.783% | 0.070019 | 0.066553 | 2950.4371 | 171.8842 | 84.3202 | 2694.2327 | 2955.6292 | 0 | 0 | 2955.6292 | 0.0003258%
2027 | 1162 | 1162-363 | Tier-2 | Tier-2---13 | 4--3 | 9 | 100% | 247.9994 | 97.75% | 1.792% | 0.4608% | 11.9994 | 0 | 0 | 11.9994 | 0 | 10.9193 | 0.06983 | 156.3693 | 10.9193 | 0.06983 | 156.3693 | 12.1173 | 0.077491 | 156.3693 | 4.838% | 0.064829 | 0.06162 | 3825.4385 | 214.4022 | 70.5791 | 3540.4572 | 3829.9274 | 0 | 0 | 3829.9274 | 0.0003957%
2027 | 1166 | 1166-15R | Tier-3 | Tier-3---11 | 5--5 | 149 | 100% | 3965.2217 | 98.26% | 1.658% | 0.07833% | 192.8712 | 0 | 0 | 192.8712 | 0 | 175.5102 | 1.1561 | 151.8158 | 175.5102 | 1.1561 | 151.8158 | 194.7668 | 1.2829 | 151.8158 | 4.864% | 0.19397 | 0.18436 | 20442.8701 | 1122.9007 | 327.2272 | 18992.7422 | 20461.3511 | 0 | 0 | 20461.3511 | 0.00636%
2027 | 1166 | 1166-18R | Tier-3 | Tier-3---5 | 5--5 | 224 | 100% | 10108.4901 | 99.77% | 0.1963% | 0.03345% | 499.2208 | 0 | 0 | 499.2208 | 0 | 454.2842 | 1.738 | 261.3849 | 454.2842 | 1.738 | 261.3849 | 504.1272 | 1.9287 | 261.3849 | 4.939% | 0.21365 | 0.20307 | 47313.4054 | 3052.661 | 107.9125 | 44152.8319 | 47319.0656 | 0 | 0 | 47319.0656 | 0.01646%
2027 | 1166 | 1166-342R | Tier-3 | Tier-3---5 | 5--5 | 469 | 100% | 10322.642 | 99.08% | 0.8619% | 0.05733% | 506.2736 | 0 | 0 | 506.2736 | 0 | 460.7021 | 3.6389 | 126.6043 | 460.7021 | 3.6389 | 126.6043 | 511.2492 | 4.0382 | 126.6043 | 4.904% | 0.21878 | 0.20795 | 47183.5693 | 2494.6745 | 397.8438 | 44291.0509 | 47206.1577 | 0 | 0 | 47206.1577 | 0.0167%
2027 | 1215 | 1215-12R | Tier-3 | Tier-3---9 | 5--4 | 78 | 100% | 6147.2839 | 97.88% | 2.045% | 0.07292% | 297.8447 | 0 | 0 | 297.8447 | 0 | 271.0346 | 0.60519 | 447.8484 | 271.0346 | 0.60519 | 447.8484 | 300.7719 | 0.67159 | 447.8484 | 4.845% | 0.69907 | 0.66447 | 8793.5219 | 453.8865 | 171.3905 | 8168.2449 | 8803.2228 | 0 | 0 | 8803.2228 | 0.009822%
2027 | 1215 | 1215-28R | Tier-3 | Tier-3---14 | 5--3 | 54 | 100% | 2215.156 | 94.69% | 5.226% | 0.08401% | 103.8279 | 0 | 0 | 103.8279 | 0 | 94.482 | 0.41898 | 225.505 | 94.482 | 0.41898 | 225.505 | 104.8483 | 0.46495 | 225.505 | 4.687% | 0.66756 | 0.63451 | 3318.2974 | 164.8533 | 155.0862 | 2998.3579 | 3327.4734 | 0 | 0 | 3327.4734 | 0.003424%
2027 | 1215 | 1215-32R | Tier-3 | Tier-3---7 | 5--4 | 327 | 100% | 8696.5042 | 96.48% | 3.447% | 0.07747% | 415.3037 | 0 | 0 | 415.3037 | 0 | 377.9207 | 2.5372 | 148.9546 | 377.9207 | 2.5372 | 148.9546 | 419.3853 | 2.8155 | 148.9546 | 4.776% | 0.68132 | 0.6476 | 12764.1579 | 635.3889 | 400.2926 | 11728.4764 | 12787.588 | 0 | 0 | 12787.588 | 0.0137%
2027 | 1233 | 1233-259R | Tier-3 | Tier-3---16 | 5--4 | 133 | 100% | 1558.5389 | 98.56% | 1.214% | 0.2225% | 76.0395 | 0 | 0 | 76.0395 | 0 | 69.195 | 1.0319 | 67.0539 | 69.195 | 1.0319 | 67.0539 | 76.7869 | 1.1452 | 67.0539 | 4.879% | 0.12749 | 0.12118 | 12225.1388 | 744.7481 | 204.4893 | 11275.9014 | 12234.2836 | 0 | 0 | 12234.2836 | 0.002508%
2027 | 1233 | 1233-585R | Tier-3 | Tier-3---12 | 5--5 | 440 | 100% | 3561.9587 | 98.42% | 1.457% | 0.1235% | 173.5298 | 0 | 0 | 173.5298 | 0 | 157.9098 | 3.4139 | 46.2548 | 157.9098 | 3.4139 | 46.2548 | 175.2352 | 3.7885 | 46.2548 | 4.872% | 0.12988 | 0.12345 | 27424.4063 | 1597.7111 | 397.7458 | 25428.9493 | 27446.9828 | 0 | 0 | 27446.9828 | 0.005722%
2027 | 1233 | 1233-587R | Tier-3 | Tier-3---13 | 5--5 | 759 | 100% | 2983.7291 | 97.9% | 1.929% | 0.1696% | 144.5958 | 0 | 0 | 144.5958 | 0 | 131.5802 | 5.889 | 22.3434 | 131.5802 | 5.889 | 22.3434 | 146.0169 | 6.5351 | 22.3434 | 4.846% | 0.13489 | 0.12821 | 22120.1137 | 1287.4024 | 436.159 | 20396.5523 | 22144.283 | 0 | 0 | 22144.283 | 0.004768%
2027 | 1233 | 1233-589R | Tier-3 | Tier-3---16 | 5--4 | 92 | 100% | 1386.4905 | 98.92% | 0.9396% | 0.1432% | 67.8881 | 0 | 0 | 67.8881 | 0 | 61.7773 | 0.71382 | 86.545 | 61.7773 | 0.71382 | 86.545 | 68.5553 | 0.79214 | 86.545 | 4.896% | 0.11751 | 0.11169 | 11798.9753 | 654.3239 | 110.4066 | 11034.2448 | 11805.6289 | 0 | 0 | 11805.6289 | 0.002239%
2027 | 1233 | 1233-591R | Tier-3 | Tier-3---12 | 5--5 | 550 | 100% | 4300.1838 | 98.66% | 1.226% | 0.1146% | 210.0058 | 0 | 0 | 210.0058 | 0 | 191.1024 | 4.2674 | 44.7821 | 191.1024 | 4.2674 | 44.7821 | 212.0697 | 4.7356 | 44.7821 | 4.884% | 0.13142 | 0.12491 | 32721.9695 | 2017.1563 | 396.1628 | 30308.6504 | 32744.8122 | 0 | 0 | 32744.8122 | 0.006925%
2027 | 1242 | 1242-1079R | Tier-2 | Tier-2---12 | 2--5 | 6 | 100% | 411.5414 | 99.65% | 0% | 0.3468% | 20.3007 | 0 | 0 | 20.3007 | 0 | 18.4733 | 0.046553 | 396.8211 | 18.4733 | 0.046553 | 396.8211 | 20.5002 | 0.051661 | 396.8211 | 4.933% | 0.0067316 | 0.0063984 | 61135.7492 | 21194.3813 | 442.4228 | 39498.9452 | 61146.7898 | 0 | 0 | 61146.7898 | 0.0006694%
2027 | 1242 | 1242-1084 | Tier-2 | Tier-2---12 | 2--5 | 63 | 100% | 456.1931 | 99.77% | 0% | 0.2285% | 22.53 | 0 | 0 | 22.53 | 0 | 20.502 | 0.48881 | 41.9426 | 20.502 | 0.48881 | 41.9426 | 22.7514 | 0.54244 | 41.9426 | 4.939% | 0.005996 | 0.0056992 | 76082.9136 | 12562.2691 | 164.6304 | 63356.014 | 76091.9678 | 0 | 0 | 76091.9678 | 0.000743%
2027 | 1243 | 1243-319R | Tier-2 | Tier-2---9 | 4--4 | 115 | 100% | 1178.043 | 99.35% | 0.5195% | 0.1323% | 57.9331 | 0 | 0 | 57.9331 | 0 | 52.7183 | 0.89227 | 59.0833 | 52.7183 | 0.89227 | 59.0833 | 58.5024 | 0.99017 | 59.0833 | 4.918% | 0.081051 | 0.077039 | 14534.5899 | 742.8831 | 82.0978 | 13709.609 | 14539.5235 | 0 | 0 | 14539.5235 | 0.00191%
2027 | 1243 | 1243-38R | Tier-2 | Tier-2---16 | 4--3 | 18 | 100% | 158.2514 | 99.48% | 0.3681% | 0.155% | 7.7925 | 0 | 0 | 7.7925 | 0 | 7.091 | 0.13966 | 50.7736 | 7.091 | 0.13966 | 50.7736 | 7.869 | 0.15498 | 50.7736 | 4.924% | 0.072591 | 0.068997 | 2180.0532 | 116.78 | 9.4659 | 2053.8073 | 2180.6472 | 0 | 0 | 2180.6472 | 0.000257%
2027 | 1243 | 1243-45R | Tier-2 | Tier-2---7 | 4--5 | 150 | 100% | 1878.3826 | 99.05% | 0.8285% | 0.1244% | 92.0939 | 0 | 0 | 92.0939 | 0 | 83.8042 | 1.1638 | 72.0071 | 83.8042 | 1.1638 | 72.0071 | 92.999 | 1.2915 | 72.0071 | 4.903% | 0.087615 | 0.083278 | 21438.9544 | 1134.9825 | 174.3683 | 20129.6036 | 21449.5937 | 0 | 0 | 21449.5937 | 0.003037%
2027 | 1250 | 1250-27R | Tier-2 | Tier-2---6 | 5--5 | 104 | 100% | 6418.5082 | 93.04% | 6.917% | 0.04745% | 295.5897 | 0 | 0 | 295.5897 | 0 | 268.9826 | 0.80692 | 333.3434 | 268.9826 | 0.80692 | 333.3434 | 298.4947 | 0.89546 | 333.3434 | 4.605% | 0.097369 | 0.09255 | 65919.1509 | 5630.4753 | 4516.6533 | 55772.0223 | 66158.2276 | 0 | 0 | 66158.2276 | 0.009747%
2027 | 1250 | 1250-671R | Tier-2 | Tier-2---6 | 4--5 | 164 | 100% | 6815.4278 | 94.54% | 5.441% | 0.023% | 318.9315 | 0 | 0 | 318.9315 | 0 | 290.2233 | 1.2725 | 228.0812 | 290.2233 | 1.2725 | 228.0812 | 322.0659 | 1.4121 | 228.0812 | 4.68% | 0.09205 | 0.087494 | 74040.4971 | 4546.125 | 3808.2018 | 65686.1703 | 74251.1661 | 0 | 0 | 74251.1661 | 0.01052%
2027 | 1250 | 1250-677R | Tier-2 | Tier-2---3 | 5--5 | 908 | 100% | 11748.9088 | 99.26% | 0.6837% | 0.05427% | 577.2793 | 0 | 0 | 577.2793 | 0 | 525.3163 | 7.0451 | 74.5652 | 525.3163 | 7.0451 | 74.5652 | 582.9527 | 7.818 | 74.5652 | 4.913% | 0.11659 | 0.11081 | 100775.3024 | 5654.1223 | 691.5961 | 94429.584 | 100814.0313 | 0 | 0 | 100814.0313 | 0.01904%
2027 | 1250 | 1250-8R | Tier-2 | Tier-2---4 | 4--5 | 355 | 100% | 3684.9802 | 98.15% | 1.772% | 0.07391% | 179.0398 | 0 | 0 | 179.0398 | 0 | 162.9237 | 2.7544 | 59.1503 | 162.9237 | 2.7544 | 59.1503 | 180.7993 | 3.0566 | 59.1503 | 4.859% | 0.092289 | 0.08772 | 39928.877 | 2037.4755 | 694.1813 | 37197.2202 | 39967.2577 | 0 | 0 | 39967.2577 | 0.005904%
2027 | 1458 | 1458-1056 | Tier-2 | Tier-2---11 | 5--3 | 50 | 100% | 427.4478 | 90.46% | 9.431% | 0.1062% | 19.1407 | 0 | 0 | 19.1407 | 0 | 17.4178 | 0.38794 | 44.8978 | 17.4178 | 0.38794 | 44.8978 | 19.3289 | 0.43051 | 44.8978 | 4.478% | 0.13508 | 0.12839 | 3164.5032 | 153.2716 | 270.9645 | 2740.2671 | 3180.2204 | 0 | 0 | 3180.2204 | 0.0006312%
2027 | 1458 | 1458-1058F | Tier-3 | Tier-3---13 | 5--5 | 14 | 100% | 2365.6896 | 85.54% | 14.42% | 0.04244% | 100.1661 | 0 | 0 | 100.1661 | 0 | 91.1498 | 0.10862 | 839.1291 | 91.1498 | 0.10862 | 839.1291 | 101.1506 | 0.12054 | 839.1291 | 4.234% | 0.13833 | 0.13149 | 17101.412 | 929.1062 | 2240.5309 | 13931.7749 | 17230.2132 | 0 | 0 | 17230.2132 | 0.003303%
2027 | 1458 | 1458-1061 | Tier-2 | Tier-2---5 | 5--5 | 217 | 100% | 4370.0987 | 98.67% | 1.293% | 0.03403% | 213.4501 | 0 | 0 | 213.4501 | 0 | 194.2367 | 1.6837 | 115.3646 | 194.2367 | 1.6837 | 115.3646 | 215.5479 | 1.8684 | 115.3646 | 4.884% | 0.14228 | 0.13523 | 30715.3399 | 3071.7122 | 374.3093 | 27269.3184 | 30736.5608 | 0 | 0 | 30736.5608 | 0.007039%
2027 | 1458 | 1458-1075F | Tier-3 | Tier-3---20 | 1--5 | 4 | 100% | 58.2342 | 99.94% | 0% | 0.06312% | 2.8808 | 0 | 0 | 2.8808 | 0 | 2.6215 | 0.031036 | 84.4666 | 2.6215 | 0.031036 | 84.4666 | 2.9091 | 0.034441 | 84.4666 | 4.947% | 0.00013 | 0.00012356 | 447955.3838 | 22633.2846 | 354.8561 | 424967.2431 | 447970.1088 | 0 | 0 | 447970.1088 | 9.5e-05%
2027 | 1458 | 1458-1117F | Tier-2 | Tier-2---16 | 4--2 | 2 | 100% | 139.4631 | 0% | 100% | 0% | 0 | 0 | 0 | 0 | 0 | 0 | 0.015518 | 0 | 0 | 0.015518 | 0 | 0 | 0.01722 | 0 | 0% | 0.091116 | 0.086606 | 1530.6137 | 1.9599 | 1384.4341 | 144.2196 | 1610.3248 | 0 | 0 | 1610.3248 | 0%
2027 | 1458 | 1458-1131R | Tier-3 | Tier-3---4 | 5--5 | 153 | 100% | 15987.4265 | 99.09% | 0.8886% | 0.01928% | 784.1928 | 0 | 0 | 784.1928 | 0 | 713.6047 | 1.1871 | 601.1284 | 713.6047 | 1.1871 | 601.1284 | 791.8998 | 1.3174 | 601.1284 | 4.905% | 0.15941 | 0.15152 | 100291.8687 | 5185.6618 | 825.6268 | 94280.5802 | 100339.2877 | 0 | 0 | 100339.2877 | 0.02586%
2027 | 1458 | 1458-565R | Tier-3 | Tier-3---6 | 5--5 | 315 | 100% | 8159.9793 | 99.25% | 0.7112% | 0.04348% | 400.8709 | 0 | 0 | 400.8709 | 0 | 364.787 | 2.444 | 149.2553 | 364.787 | 2.444 | 149.2553 | 404.8106 | 2.7122 | 149.2553 | 4.913% | 0.15819 | 0.15036 | 51582.9513 | 2671.5244 | 353.2832 | 48558.1438 | 51603.2234 | 0 | 0 | 51603.2234 | 0.01322%
2027 | 1458 | 1458-601R | Tier-3 | Tier-3---2 | 5--5 | 756 | 100% | 37077.302 | 99.36% | 0.615% | 0.02874% | 1823.5109 | 0 | 0 | 1823.5109 | 0 | 1659.3701 | 5.8657 | 282.8932 | 1659.3701 | 5.8657 | 282.8932 | 1841.4323 | 6.5093 | 282.8932 | 4.918% | 0.20421 | 0.1941 | 181561.9083 | 16225.6288 | 1105.2701 | 164231.0094 | 181622.7804 | 0 | 0 | 181622.7804 | 0.06013%
2027 | 1525 | 1525-23R | Tier-2 | Tier-2---20 | 4--1 | 10 | 100% | 8.268 | 89.5% | 6.947% | 3.548% | 0.36631 | 0 | 0 | 0.36631 | 0 | 0.33334 | 0.077589 | 4.2962 | 0.33334 | 0.077589 | 4.2962 | 0.36991 | 0.086102 | 4.2962 | 4.43% | 0.032823 | 0.031198 | 251.8988 | 16.5613 | 22.0923 | 213.2452 | 253.2756 | 0 | 0 | 253.2756 | 1.208e-05%
2027 | 157 | 157-165R | Tier-3 | Tier-3---18 | 5--2 | 121 | 100% | 418.5676 | 87.71% | 11.66% | 0.6303% | 18.1719 | 0 | 0 | 18.1719 | 0 | 16.5362 | 0.93882 | 17.6137 | 16.5362 | 0.93882 | 17.6137 | 18.3505 | 1.0418 | 17.6137 | 4.341% | 0.28262 | 0.26863 | 1481.042 | 67.5847 | 171.9177 | 1241.5396 | 1490.5243 | 0 | 0 | 1490.5243 | 0.0005992%
2027 | 157 | 157-189R | Tier-3 | Tier-3---9 | 5--4 | 985 | 100% | 5507.0239 | 92.46% | 7.234% | 0.3043% | 252.0471 | 0 | 0 | 252.0471 | 0 | 229.3595 | 7.6425 | 30.0111 | 229.3595 | 7.6425 | 30.0111 | 254.5243 | 8.481 | 30.0111 | 4.577% | 0.3705 | 0.35216 | 14863.9228 | 754.0463 | 1002.9719 | 13106.9046 | 14922.279 | 0 | 0 | 14922.279 | 0.008312%
2027 | 157 | 157-1928R | Tier-3 | Tier-3---11 | 5--4 | 107 | 100% | 3052.6745 | 99.07% | 0.8703% | 0.06204% | 149.6985 | 0 | 0 | 149.6985 | 0 | 136.2236 | 0.8302 | 164.0853 | 136.2236 | 0.8302 | 164.0853 | 151.1698 | 0.92129 | 164.0853 | 4.904% | 0.2812 | 0.26728 | 10855.7292 | 566.799 | 90.102 | 10198.8282 | 10861.0002 | 0 | 0 | 10861.0002 | 0.004937%
2027 | 157 | 157-204R | Tier-3 | Tier-3---11 | 5--4 | 308 | 100% | 3876.1334 | 98.99% | 0.834% | 0.1804% | 189.9223 | 0 | 0 | 189.9223 | 0 | 172.8267 | 2.3897 | 72.3204 | 172.8267 | 2.3897 | 72.3204 | 191.7888 | 2.6519 | 72.3204 | 4.9% | 0.32777 | 0.31154 | 11825.9094 | 682.672 | 178.5381 | 10964.6993 | 11832.1568 | 0 | 0 | 11832.1568 | 0.006263%
2027 | 157 | 157-232R | Tier-3 | Tier-3---11 | 5--4 | 354 | 100% | 3160.5079 | 95.27% | 4.501% | 0.231% | 149.0426 | 0 | 0 | 149.0426 | 0 | 135.6268 | 2.7466 | 49.3791 | 135.6268 | 2.7466 | 49.3791 | 150.5074 | 3.048 | 49.3791 | 4.716% | 0.32167 | 0.30575 | 9825.3054 | 518.5543 | 443.2857 | 8863.4653 | 9849.5166 | 0 | 0 | 9849.5166 | 0.004915%
2027 | 157 | 157-257R | Tier-3 | Tier-3---14 | 5--4 | 890 | 100% | 2061.1876 | 81.54% | 17.79% | 0.6678% | 83.1948 | 0 | 0 | 83.1948 | 0 | 75.7062 | 6.9054 | 10.9633 | 75.7062 | 6.9054 | 10.9633 | 84.0125 | 7.663 | 10.9633 | 4.036% | 0.36686 | 0.3487 | 5618.4522 | 263.1979 | 939.0969 | 4416.1574 | 5672.464 | 0 | 0 | 5672.464 | 0.002743%
2027 | 157 | 157-273R | Tier-3 | Tier-3---14 | 5--4 | 325 | 100% | 1867.403 | 95.01% | 4.712% | 0.2778% | 87.8243 | 0 | 0 | 87.8243 | 0 | 79.9189 | 2.5216 | 31.6933 | 79.9189 | 2.5216 | 31.6933 | 88.6875 | 2.7983 | 31.6933 | 4.703% | 0.32295 | 0.30696 | 5782.3142 | 331.2593 | 295.5406 | 5155.5144 | 5797.3391 | 0 | 0 | 5797.3391 | 0.002896%
2027 | 157 | 157-81R | Tier-3 | Tier-3---3 | 5--5 | 1376 | 100% | 18749.5963 | 97% | 2.901% | 0.09453% | 900.3079 | 0 | 0 | 900.3079 | 0 | 819.268 | 10.6762 | 76.7377 | 819.268 | 10.6762 | 76.7377 | 909.1561 | 11.8476 | 76.7377 | 4.802% | 0.38414 | 0.36512 | 48809.8885 | 2680.9552 | 1331.6361 | 44797.2971 | 48886.0197 | 0 | 0 | 48886.0197 | 0.02969%
2027 | 175 | 175-2024R | Tier-2 | Tier-2---5 | 5--5 | 675 | 100% | 4029.0085 | 99.1% | 0.8147% | 0.08289% | 197.6458 | 0 | 0 | 197.6458 | 0 | 179.8549 | 5.2372 | 34.3415 | 179.8549 | 5.2372 | 34.3415 | 199.5882 | 5.8119 | 34.3415 | 4.906% | 0.19114 | 0.18168 | 21078.6803 | 2171.1598 | 170.5146 | 18737.0059 | 21088.5336 | 0 | 0 | 21088.5336 | 0.006518%
2027 | 175 | 175-24R | Tier-2 | Tier-2---8 | 5--4 | 215 | 100% | 2651.4354 | 70.65% | 29.24% | 0.1064% | 92.7259 | 0 | 0 | 92.7259 | 0 | 84.3793 | 1.6682 | 50.5823 | 84.3793 | 1.6682 | 50.5823 | 93.6372 | 1.8512 | 50.5823 | 3.497% | 0.17491 | 0.16625 | 15158.7512 | 1220.081 | 4125.7623 | 9812.9079 | 15390.4469 | 0 | 0 | 15390.4469 | 0.003058%
2027 | 175 | 175-64R | Tier-3 | Tier-3---11 | 5--5 | 778 | 100% | 4385.4004 | 97.52% | 2.308% | 0.1684% | 211.7013 | 0 | 0 | 211.7013 | 0 | 192.6453 | 6.0364 | 31.9139 | 192.6453 | 6.0364 | 31.9139 | 213.7819 | 6.6987 | 31.9139 | 4.827% | 0.20232 | 0.19231 | 21675.2228 | 1490.2349 | 476.6065 | 19708.3814 | 21703.178 | 0 | 0 | 21703.178 | 0.006981%
2027 | 175 | 175-90R | Tier-3 | Tier-3---9 | 5--5 | 973 | 100% | 5741.4949 | 96.86% | 2.992% | 0.1472% | 275.2829 | 0 | 0 | 275.2829 | 0 | 250.5037 | 7.5494 | 33.182 | 250.5037 | 7.5494 | 33.182 | 277.9884 | 8.3777 | 33.182 | 4.795% | 0.20491 | 0.19477 | 28019.3198 | 1604.6601 | 781.1853 | 25633.4744 | 28065.1231 | 0 | 0 | 28065.1231 | 0.009078%
2027 | 175 | 175-94R | Tier-2 | Tier-2---10 | 5--4 | 237 | 100% | 836.2457 | 79.76% | 20.09% | 0.1547% | 33.0153 | 0 | 0 | 33.0153 | 0 | 30.0435 | 1.8389 | 16.3382 | 30.0435 | 1.8389 | 16.3382 | 33.3398 | 2.0406 | 16.3382 | 3.948% | 0.16555 | 0.15736 | 5051.3061 | 289.0942 | 923.2368 | 3838.9751 | 5104.5538 | 0 | 0 | 5104.5538 | 0.001089%
2027 | 176 | 176-161R | Tier-3 | Tier-3---5 | 5--5 | 689 | 100% | 11523.3049 | 98.77% | 1.172% | 0.05875% | 563.3817 | 0 | 0 | 563.3817 | 0 | 512.6697 | 5.3459 | 95.9002 | 512.6697 | 5.3459 | 95.9002 | 568.9186 | 5.9324 | 95.9002 | 4.889% | 0.22417 | 0.21307 | 51404.5427 | 2861.3734 | 647.4738 | 47895.6955 | 51437.4981 | 0 | 0 | 51437.4981 | 0.01858%
2027 | 176 | 176-164R | Tier-3 | Tier-3---11 | 5--5 | 357 | 100% | 4184.7467 | 98.1% | 1.799% | 0.1047% | 203.2012 | 0 | 0 | 203.2012 | 0 | 184.9104 | 2.7699 | 66.7566 | 184.9104 | 2.7699 | 66.7566 | 205.1983 | 3.0738 | 66.7566 | 4.856% | 0.20727 | 0.19701 | 20189.7554 | 1135.7308 | 339.0696 | 18714.955 | 20209.7732 | 0 | 0 | 20209.7732 | 0.006701%
2027 | 176 | 176-1834R | Tier-3 | Tier-3---5 | 5--5 | 832 | 100% | 10068.5168 | 97.13% | 2.784% | 0.0867% | 484.0866 | 0 | 0 | 484.0866 | 0 | 440.5122 | 6.4554 | 68.2395 | 440.5122 | 6.4554 | 68.2395 | 488.8442 | 7.1637 | 68.2395 | 4.808% | 0.23205 | 0.22056 | 43390.2136 | 3622.3985 | 1240.781 | 38527.0341 | 43455.0713 | 0 | 0 | 43455.0713 | 0.01596%
2027 | 176 | 176-1836R | Tier-2 | Tier-2---11 | 5--3 | 33 | 100% | 404.4817 | 67.64% | 32.12% | 0.2398% | 13.5424 | 0 | 0 | 13.5424 | 0 | 12.3234 | 0.25604 | 48.1301 | 12.3234 | 0.25604 | 48.1301 | 13.6755 | 0.28414 | 48.1301 | 3.348% | 0.10638 | 0.10111 | 3802.2631 | 239.6225 | 1178.8168 | 2383.8239 | 3866.3442 | 0 | 0 | 3866.3442 | 0.0004466%
2027 | 176 | 176-1845R | Tier-3 | Tier-3---11 | 5--5 | 285 | 100% | 3401.0234 | 97.74% | 2.113% | 0.1474% | 164.5455 | 0 | 0 | 164.5455 | 0 | 149.7342 | 2.2113 | 67.7138 | 149.7342 | 2.2113 | 67.7138 | 166.1626 | 2.4539 | 67.7138 | 4.838% | 0.20978 | 0.19939 | 16212.4883 | 938.665 | 329.6573 | 14944.1661 | 16231.572 | 0 | 0 | 16231.572 | 0.005426%
2027 | 176 | 176-194R | Tier-3 | Tier-3---9 | 5--5 | 475 | 100% | 4934.1603 | 97.7% | 2.178% | 0.1196% | 238.628 | 0 | 0 | 238.628 | 0 | 217.1483 | 3.6855 | 58.9201 | 217.1483 | 3.6855 | 58.9201 | 240.9733 | 4.0898 | 58.9201 | 4.836% | 0.21542 | 0.20476 | 22904.8386 | 1316.8845 | 471.0491 | 21116.9051 | 22932.2512 | 0 | 0 | 22932.2512 | 0.007869%
2027 | 176 | 176-197F | Tier-3 | Tier-3---5 | 5--5 | 1095 | 100% | 13172.958 | 96.8% | 3.124% | 0.0728% | 631.2162 | 0 | 0 | 631.2162 | 0 | 574.3981 | 8.496 | 67.6083 | 574.3981 | 8.496 | 67.6083 | 637.4198 | 9.4281 | 67.6083 | 4.792% | 0.23242 | 0.22091 | 56678.2638 | 5414.7581 | 1674.033 | 49589.4726 | 56772.6237 | 0 | 0 | 56772.6237 | 0.02082%
2027 | 176 | 176-200F | Tier-3 | Tier-3---15 | 5--4 | 81 | 100% | 1635.841 | 89.24% | 10.7% | 0.05535% | 72.2645 | 0 | 0 | 72.2645 | 0 | 65.7597 | 0.62847 | 104.6347 | 65.7597 | 0.62847 | 104.6347 | 72.9747 | 0.69742 | 104.6347 | 4.418% | 0.18529 | 0.17612 | 8828.4206 | 442.8683 | 867.091 | 7518.4614 | 8877.8734 | 0 | 0 | 8877.8734 | 0.002383%
2027 | 177 | 177-955 | Tier-2 | Tier-2---5 | 5--5 | 37 | 100% | 2963.4059 | 78.23% | 21.66% | 0.1106% | 114.7532 | 0 | 0 | 114.7532 | 0 | 104.4239 | 0.28708 | 363.7467 | 104.4239 | 0.28708 | 363.7467 | 115.881 | 0.31858 | 363.7467 | 3.872% | 0.11726 | 0.11145 | 25272.526 | 2362.8504 | 4989.1737 | 17920.5019 | 25559.0608 | 0 | 0 | 25559.0608 | 0.003784%
2027 | 178 | 178-968AE | Tier-2 | Tier-2---18 | 3--3 | 8 | 100% | 47.6106 | 91.21% | 0% | 8.789% | 2.1496 | 0 | 0 | 2.1496 | 0 | 1.9561 | 0.062071 | 31.5141 | 1.9561 | 0.062071 | 31.5141 | 2.1707 | 0.068881 | 31.5141 | 4.515% | 0.018466 | 0.017552 | 2578.2566 | 231.3064 | 796.8416 | 1550.1086 | 2590.057 | 0 | 0 | 2590.057 | 7.089e-05%
2027 | 178 | 178-982 | Tier-2 | Tier-2---21 | 1--1 | 9 | 100% | 0.95479 | 13.38% | 0% | 86.62% | 0.0063254 | 0 | 0 | 0.0063254 | 0 | 0.005756 | 0.06983 | 0.082429 | 0.005756 | 0.06983 | 0.082429 | 0.0063875 | 0.077491 | 0.082429 | 0.6625% | 0.0033454 | 0.0031798 | 285.4035 | 0.62363 | 260.7814 | 23.9985 | 298.2775 | 0 | 0 | 298.2775 | 2.086e-07%
2027 | 182 | 182-2240F | Tier-2 | Tier-2---2 | 5--5 | 606 | 100% | 11917.1989 | 94.29% | 5.651% | 0.05821% | 556.2232 | 0 | 0 | 556.2232 | 0 | 506.1555 | 4.7019 | 107.6496 | 506.1555 | 4.7019 | 107.6496 | 561.6897 | 5.2178 | 107.6496 | 4.667% | 0.1455 | 0.1383 | 81902.6704 | 14617.7682 | 4685.118 | 62599.7842 | 82146.1822 | 0 | 0 | 82146.1822 | 0.01834%
2027 | 182 | 182-2250 | Tier-2 | Tier-2---8 | 5--5 | 22 | 100% | 1939.2132 | 99.74% | 0.2126% | 0.04638% | 95.7424 | 0 | 0 | 95.7424 | 0 | 87.1243 | 0.1707 | 510.4082 | 87.1243 | 0.1707 | 510.4082 | 96.6834 | 0.18942 | 510.4082 | 4.937% | 0.10496 | 0.099761 | 18476.2986 | 952.6245 | 43.2141 | 17480.4599 | 18478.7907 | 0 | 0 | 18478.7907 | 0.003157%
2027 | 182 | 182-2252R | Tier-2 | Tier-2---5 | 5--5 | 424 | 100% | 4229.9446 | 99.22% | 0.7256% | 0.05893% | 207.7395 | 0 | 0 | 207.7395 | 0 | 189.0401 | 3.2898 | 57.4631 | 189.0401 | 3.2898 | 57.4631 | 209.7812 | 3.6507 | 57.4631 | 4.911% | 0.11307 | 0.10747 | 37409.5665 | 1975.2658 | 266.8712 | 35167.4295 | 37424.8513 | 0 | 0 | 37424.8513 | 0.00685%
2027 | 182 | 182-2254R | Tier-2 | Tier-2---11 | 5--4 | 24 | 100% | 655.8009 | 99.14% | 0.7615% | 0.1019% | 32.1819 | 0 | 0 | 32.1819 | 0 | 29.2851 | 0.18621 | 157.2664 | 29.2851 | 0.18621 | 157.2664 | 32.4982 | 0.20664 | 157.2664 | 4.907% | 0.10223 | 0.097167 | 6415.1442 | 353.6469 | 48.0889 | 6013.4084 | 6418.0287 | 0 | 0 | 6418.0287 | 0.001061%
2027 | 183 | 183-439 | Tier-2 | Tier-2---14 | 3--5 | 101 | 100% | 316.4778 | 66.23% | 33.5% | 0.2671% | 10.3754 | 0 | 0 | 10.3754 | 0 | 9.4415 | 0.78365 | 12.0481 | 9.4415 | 0.78365 | 12.0481 | 10.4774 | 0.86963 | 12.0481 | 3.278% | 0.018422 | 0.01751 | 17179.1509 | 725.6319 | 5296.9277 | 11156.5913 | 17481.2723 | 0 | 0 | 17481.2723 | 0.0003421%
2027 | 183 | 183-440 | Tier-2 | Tier-2---12 | 3--5 | 185 | 100% | 471.2015 | 74.37% | 25.17% | 0.4626% | 17.3463 | 0 | 0 | 17.3463 | 0 | 15.7849 | 1.4354 | 10.9969 | 15.7849 | 1.4354 | 10.9969 | 17.5167 | 1.5929 | 10.9969 | 3.681% | 0.025335 | 0.024081 | 18598.5411 | 874.6942 | 4409.0899 | 13314.757 | 18846.7923 | 0 | 0 | 18846.7923 | 0.000572%
2027 | 185 | 185-51F | Tier-2 | Tier-2---7 | 4--5 | 536 | 100% | 1723.9707 | 91.93% | 7.724% | 0.3493% | 78.4468 | 0 | 0 | 78.4468 | 0 | 71.3855 | 4.1588 | 17.1651 | 71.3855 | 4.1588 | 17.1651 | 79.2178 | 4.615 | 17.1651 | 4.55% | 0.048222 | 0.045835 | 35751.0066 | 2801.5482 | 2693.3974 | 30256.061 | 35901.3237 | 0 | 0 | 35901.3237 | 0.002587%
2027 | 196 | 196-43F | Tier-2 | Tier-2---17 | 3--4 | 5 | 100% | 93.7651 | 5.14% | 94.59% | 0.2662% | 0.23855 | 0 | 0 | 0.23855 | 0 | 0.21708 | 0.038794 | 5.5957 | 0.21708 | 0.038794 | 5.5957 | 0.2409 | 0.043051 | 5.5957 | 0.2544% | 0.017356 | 0.016497 | 5402.3367 | 30.1575 | 4732.0128 | 640.1664 | 5669.2187 | 0 | 0 | 5669.2187 | 7.867e-06%
2027 | 197 | 197-1150F | Tier-2 | Tier-2---15 | 3--4 | 3 | 100% | 183.5383 | 99.34% | 0.09556% | 0.5689% | 9.0248 | 0 | 0 | 9.0248 | 0 | 8.2124 | 0.023277 | 352.8186 | 8.2124 | 0.023277 | 352.8186 | 9.1135 | 0.02583 | 352.8186 | 4.917% | 0.021777 | 0.020699 | 8428.1597 | 574.797 | 50.0666 | 7803.2962 | 8431.076 | 0 | 0 | 8431.076 | 0.0002976%
2027 | 197 | 197-1155F | Tier-2 | Tier-2---21 | 1--4 | 19 | 100% | 6.6189 | 96.38% | 0% | 3.621% | 0.31578 | 0 | 0 | 0.31578 | 0 | 0.28735 | 0.14742 | 1.9492 | 0.28735 | 0.14742 | 1.9492 | 0.31888 | 0.16359 | 1.9492 | 4.771% | 0.0010316 | 0.00098054 | 6416.1897 | 579.4256 | 247.7258 | 5589.0383 | 6428.2874 | 0 | 0 | 6428.2874 | 1.041e-05%
2027 | 198 | 198-37R | Tier-2 | Tier-2---9 | 4--5 | 85 | 100% | 973.0999 | 95.53% | 4.02% | 0.4464% | 46.017 | 0 | 0 | 46.017 | 0 | 41.8749 | 0.6595 | 63.4944 | 41.8749 | 0.6595 | 63.4944 | 46.4693 | 0.73186 | 63.4944 | 4.729% | 0.030671 | 0.029153 | 31727.0349 | 11360.5744 | 2371.5133 | 17994.9472 | 31800.8328 | 0 | 0 | 31800.8328 | 0.001517%
2027 | 204 | 204-32R | Tier-2 | Tier-2---11 | 4--4 | 266 | 100% | 490.4615 | 96.36% | 1.259% | 2.378% | 23.3948 | 0 | 0 | 23.3948 | 0 | 21.2889 | 2.0639 | 10.3151 | 21.2889 | 2.0639 | 10.3151 | 23.6247 | 2.2903 | 10.3151 | 4.77% | 0.087106 | 0.082794 | 5630.6279 | 367.679 | 185.9169 | 5077.0321 | 5641.2939 | 0 | 0 | 5641.2939 | 0.0007715%
2027 | 205 | 205-1550 | Tier-2 | Tier-2---15 | 2--4 | 11 | 100% | 124.0064 | 98.52% | 0% | 1.478% | 6.0476 | 0 | 0 | 6.0476 | 0 | 5.5032 | 0.085348 | 64.4802 | 5.5032 | 0.085348 | 64.4802 | 6.107 | 0.094712 | 64.4802 | 4.877% | 0.008789 | 0.0083539 | 14109.2738 | 977.469 | 764.0781 | 12367.7267 | 14120.1329 | 0 | 0 | 14120.1329 | 0.0001994%
2027 | 206 | 206-1105 | Tier-2 | Tier-2---9 | 3--5 | 85 | 100% | 1279.0443 | 99.78% | 0% | 0.2159% | 63.176 | 0 | 0 | 63.176 | 0 | 57.4893 | 0.6595 | 87.1704 | 57.4893 | 0.6595 | 87.1704 | 63.7969 | 0.73186 | 87.1704 | 4.939% | 0.014019 | 0.013325 | 91236.4892 | 5528.0185 | 303.6221 | 85404.8486 | 91246.7455 | 0 | 0 | 91246.7455 | 0.002083%
2027 | 206 | 206-1817 | Tier-2 | Tier-2---4 | 4--5 | 346 | 100% | 2976.5734 | 99.75% | 0% | 0.2502% | 146.9718 | 0 | 0 | 146.9718 | 0 | 133.7423 | 2.6846 | 49.8189 | 133.7423 | 2.6846 | 49.8189 | 148.4162 | 2.9791 | 49.8189 | 4.938% | 0.038208 | 0.036317 | 77904.8627 | 4581.6453 | 274.9924 | 73048.225 | 77915.0127 | 0 | 0 | 77915.0127 | 0.004847%
2027 | 209 | 209-1769F | Tier-2 | Tier-2---6 | 5--5 | 1409 | 100% | 8462.8018 | 99.74% | 0% | 0.2593% | 417.8226 | 0 | 0 | 417.8226 | 0 | 380.2129 | 10.9323 | 34.779 | 380.2129 | 10.9323 | 34.779 | 421.929 | 12.1317 | 34.779 | 4.937% | 0.11169 | 0.10616 | 75768.5529 | 4573.9666 | 302.4119 | 70892.1744 | 75778.7828 | 0 | 0 | 75778.7828 | 0.01378%
2027 | 210 | 210-172R | Tier-2 | Tier-2---11 | 5--2 | 205 | 100% | 498.1496 | 90.1% | 9.186% | 0.7154% | 22.2168 | 0 | 0 | 22.2168 | 0 | 20.217 | 1.5906 | 12.7105 | 20.217 | 1.5906 | 12.7105 | 22.4352 | 1.7651 | 12.7105 | 4.46% | 0.32588 | 0.30975 | 1528.6439 | 54.3411 | 137.5486 | 1336.7541 | 1536.5263 | 0 | 0 | 1536.5263 | 0.0007326%
2027 | 210 | 210-392R | Tier-2 | Tier-2---10 | 5--3 | 361 | 100% | 1037.8957 | 85.73% | 13.64% | 0.6245% | 44.0457 | 0 | 0 | 44.0457 | 0 | 40.081 | 2.801 | 14.3097 | 40.081 | 2.801 | 14.3097 | 44.4786 | 3.1083 | 14.3097 | 4.244% | 0.34771 | 0.33049 | 2984.984 | 126.9167 | 388.4133 | 2469.654 | 3007.1634 | 0 | 0 | 3007.1634 | 0.001452%
2027 | 210 | 210-394R | Tier-2 | Tier-2---16 | 5--2 | 238 | 100% | 170.5929 | 70.47% | 28.1% | 1.432% | 5.9509 | 0 | 0 | 5.9509 | 0 | 5.4153 | 1.8466 | 2.9325 | 5.4153 | 1.8466 | 2.9325 | 6.0094 | 2.0492 | 2.9325 | 3.488% | 0.31841 | 0.30265 | 535.7584 | 19.2532 | 128.0571 | 388.4481 | 543.997 | 0 | 0 | 543.997 | 0.0001962%
2027 | 210 | 210-9R | Tier-2 | Tier-2---13 | 5--2 | 182 | 100% | 317.7725 | 50.82% | 48.53% | 0.6462% | 7.9945 | 0 | 0 | 7.9945 | 0 | 7.2749 | 1.4121 | 5.1518 | 7.2749 | 1.4121 | 5.1518 | 8.0731 | 1.5671 | 5.1518 | 2.516% | 0.31397 | 0.29843 | 1012.1143 | 32.0834 | 459.6705 | 520.3604 | 1038.0342 | 0 | 0 | 1038.0342 | 0.0002636%
2027 | 211 | 211-279R | Tier-2 | Tier-2---10 | 5--3 | 427 | 100% | 1199.6322 | 89.49% | 9.8% | 0.7134% | 53.1388 | 0 | 0 | 53.1388 | 0 | 48.3556 | 3.313 | 14.5955 | 48.3556 | 3.313 | 14.5955 | 53.6611 | 3.6765 | 14.5955 | 4.43% | 0.37314 | 0.35467 | 3215.0069 | 112.0942 | 354.3013 | 2748.6114 | 3232.6094 | 0 | 0 | 3232.6094 | 0.001752%
2027 | 211 | 211-312R | Tier-2 | Tier-2---8 | 5--3 | 305 | 100% | 1809.5147 | 84.26% | 15.08% | 0.6521% | 75.477 | 0 | 0 | 75.477 | 0 | 68.683 | 2.3665 | 29.0235 | 68.683 | 2.3665 | 29.0235 | 76.2188 | 2.6261 | 29.0235 | 4.171% | 0.39031 | 0.37099 | 4636.1485 | 245.0801 | 661.0984 | 3729.97 | 4674.1392 | 0 | 0 | 4674.1392 | 0.002489%
2027 | 211 | 211-771R | Tier-3 | Tier-3---14 | 5--4 | 1226 | 100% | 1890.633 | 91.06% | 8.49% | 0.4466% | 85.223 | 0 | 0 | 85.223 | 0 | 77.5518 | 9.5124 | 8.1527 | 77.5518 | 9.5124 | 8.1527 | 86.0606 | 10.5561 | 8.1527 | 4.508% | 0.3743 | 0.35578 | 5051.0602 | 188.146 | 399.018 | 4463.8962 | 5074.5675 | 0 | 0 | 5074.5675 | 0.00281%
2027 | 212 | 212-1177R | Tier-2 | Tier-2---8 | 5--4 | 384 | 100% | 1738.9252 | 95.43% | 4.096% | 0.4776% | 82.1402 | 0 | 0 | 82.1402 | 0 | 74.7465 | 2.9794 | 25.0877 | 74.7465 | 2.9794 | 25.0877 | 82.9475 | 3.3063 | 25.0877 | 4.724% | 0.15054 | 0.14309 | 11551.4959 | 598.6378 | 571.3977 | 10381.4604 | 11579.0081 | 0 | 0 | 11579.0081 | 0.002709%
2027 | 212 | 212-1204R | Tier-2 | Tier-2---8 | 5--4 | 260 | 100% | 1570.3762 | 94.97% | 4.642% | 0.3849% | 73.8258 | 0 | 0 | 73.8258 | 0 | 67.1805 | 2.0173 | 33.302 | 67.1805 | 2.0173 | 33.302 | 74.5514 | 2.2386 | 33.302 | 4.701% | 0.19221 | 0.18269 | 8170.2767 | 423.629 | 402.249 | 7344.3988 | 8191.6669 | 0 | 0 | 8191.6669 | 0.002435%
2027 | 212 | 212-638R | Tier-2 | Tier-2---11 | 5--4 | 43 | 100% | 609.7797 | 99.07% | 0.4924% | 0.4406% | 29.9025 | 0 | 0 | 29.9025 | 0 | 27.2109 | 0.33363 | 81.5595 | 27.2109 | 0.33363 | 81.5595 | 30.1964 | 0.37024 | 81.5595 | 4.904% | 0.10708 | 0.10177 | 5694.8842 | 240.5228 | 69.3628 | 5384.9986 | 5697.6511 | 0 | 0 | 5697.6511 | 0.0009861%
2027 | 212 | 212-725R | Tier-3 | Tier-3---10 | 5--5 | 1745 | 100% | 4887.8267 | 99.15% | 0.7265% | 0.1225% | 239.8933 | 0 | 0 | 239.8933 | 0 | 218.2996 | 13.5392 | 16.1235 | 218.2996 | 13.5392 | 16.1235 | 242.251 | 15.0247 | 16.1235 | 4.908% | 0.13941 | 0.13251 | 35061.0556 | 1697.3046 | 267.0507 | 33096.7003 | 35076.5573 | 0 | 0 | 35076.5573 | 0.007911%
2027 | 212 | 212-734R | Tier-2 | Tier-2---10 | 5--4 | 25 | 100% | 1265.9596 | 97.92% | 1.386% | 0.6959% | 61.3606 | 0 | 0 | 61.3606 | 0 | 55.8373 | 0.19397 | 287.8627 | 55.8373 | 0.19397 | 287.8627 | 61.9636 | 0.21525 | 287.8627 | 4.847% | 0.17753 | 0.16875 | 7130.7609 | 270.2179 | 291.48 | 6569.0631 | 7138.4909 | 0 | 0 | 7138.4909 | 0.002023%
2027 | 212 | 212-739R | Tier-3 | Tier-3---15 | 5--4 | 678 | 100% | 998.7912 | 96.62% | 2.787% | 0.5903% | 47.7702 | 0 | 0 | 47.7702 | 0 | 43.4702 | 5.2605 | 8.2635 | 43.4702 | 5.2605 | 8.2635 | 48.2397 | 5.8377 | 8.2635 | 4.783% | 0.13097 | 0.12449 | 7626.107 | 388.5698 | 248.0646 | 6989.4726 | 7639.5217 | 0 | 0 | 7639.5217 | 0.001575%
2027 | 212 | 212-743R | Tier-2 | Tier-2---13 | 5--3 | 66 | 100% | 261.4279 | 97.06% | 2.12% | 0.8249% | 12.5596 | 0 | 0 | 12.5596 | 0 | 11.4291 | 0.51209 | 22.3187 | 11.4291 | 0.51209 | 22.3187 | 12.683 | 0.56827 | 22.3187 | 4.804% | 0.11654 | 0.11078 | 2243.1612 | 103.5889 | 60.4407 | 2079.1316 | 2246.6012 | 0 | 0 | 2246.6012 | 0.0004142%
2027 | 212 | 212-758R | Tier-2 | Tier-2---8 | 5--4 | 209 | 100% | 1482.4618 | 97.27% | 2.316% | 0.4117% | 71.3804 | 0 | 0 | 71.3804 | 0 | 64.9552 | 1.6216 | 40.0561 | 64.9552 | 1.6216 | 40.0561 | 72.0819 | 1.7995 | 40.0561 | 4.815% | 0.1427 | 0.13564 | 10388.4417 | 533.566 | 267.0613 | 9587.8143 | 10403.1976 | 0 | 0 | 10403.1976 | 0.002354%
2027 | 212 | 212-773R | Tier-2 | Tier-2---5 | 5--4 | 425 | 100% | 2758.5667 | 95.78% | 3.96% | 0.2633% | 130.7823 | 0 | 0 | 130.7823 | 0 | 119.0101 | 3.2975 | 36.0908 | 119.0101 | 3.2975 | 36.0908 | 132.0677 | 3.6593 | 36.0908 | 4.741% | 0.19881 | 0.18897 | 13875.2805 | 746.7621 | 538.2266 | 12590.2917 | 13905.797 | 0 | 0 | 13905.797 | 0.004313%
2027 | 212 | 212-799R | Tier-2 | Tier-2---10 | 5--4 | 108 | 100% | 1038.8005 | 97.12% | 2.539% | 0.3416% | 49.9395 | 0 | 0 | 49.9395 | 0 | 45.4442 | 0.83796 | 54.2321 | 45.4442 | 0.83796 | 54.2321 | 50.4303 | 0.9299 | 54.2321 | 4.807% | 0.12493 | 0.11875 | 8315.0604 | 411.6865 | 218.9209 | 7684.453 | 8327.5336 | 0 | 0 | 8327.5336 | 0.001647%
2027 | 212 | 212-880R | Tier-2 | Tier-2---16 | 5--2 | 113 | 100% | 104.9439 | 97.78% | 1.295% | 0.9224% | 5.0795 | 0 | 0 | 5.0795 | 0 | 4.6223 | 0.87675 | 5.2721 | 4.6223 | 0.87675 | 5.2721 | 5.1294 | 0.97295 | 5.2721 | 4.84% | 0.10736 | 0.10205 | 977.4994 | 42.0611 | 20.0248 | 915.4135 | 978.6283 | 0 | 0 | 978.6283 | 0.0001675%
2027 | 212 | 212-886R | Tier-2 | Tier-2---8 | 5--4 | 164 | 100% | 2163.5248 | 98.72% | 1.034% | 0.2463% | 105.7234 | 0 | 0 | 105.7234 | 0 | 96.2068 | 1.2725 | 75.6072 | 96.2068 | 1.2725 | 75.6072 | 106.7624 | 1.4121 | 75.6072 | 4.887% | 0.18767 | 0.17838 | 11528.3958 | 592.0091 | 130.2023 | 10806.1843 | 11536.0822 | 0 | 0 | 11536.0822 | 0.003486%
2027 | 212 | 212-888R | Tier-2 | Tier-2---8 | 5--4 | 120 | 100% | 1471.0622 | 97.82% | 1.883% | 0.2988% | 71.2291 | 0 | 0 | 71.2291 | 0 | 64.8175 | 0.93107 | 69.6165 | 64.8175 | 0.93107 | 69.6165 | 71.9292 | 1.0332 | 69.6165 | 4.842% | 0.13116 | 0.12466 | 11216.1087 | 603.389 | 219.1134 | 10393.6063 | 11228.8506 | 0 | 0 | 11228.8506 | 0.002349%
2027 | 214 | 214-1122R | Tier-3 | Tier-3---3 | 5--5 | 1826 | 100% | 26281.1502 | 98.91% | 1.048% | 0.04591% | 1286.6839 | 0 | 0 | 1286.6839 | 0 | 1170.8648 | 14.1677 | 82.6432 | 1170.8648 | 14.1677 | 82.6432 | 1299.3294 | 15.7222 | 82.6432 | 4.896% | 0.26918 | 0.25585 | 97635.635 | 5011.5122 | 984.8064 | 91639.3164 | 97691.265 | 0 | 0 | 97691.265 | 0.04243%
2027 | 214 | 214-1135R | Tier-3 | Tier-3---6 | 4--5 | 979 | 100% | 6666.9216 | 99.41% | 0.4702% | 0.123% | 328.055 | 0 | 0 | 328.055 | 0 | 298.5256 | 7.5959 | 39.3007 | 298.5256 | 7.5959 | 39.3007 | 331.2791 | 8.4294 | 39.3007 | 4.921% | 0.090777 | 0.086284 | 73442.8498 | 4553.5888 | 482.5906 | 68406.6704 | 73465.5376 | 0 | 0 | 73465.5376 | 0.01082%
2027 | 214 | 214-17AE | Tier-3 | Tier-3---17 | 4--4 | 1960 | 100% | 484.0355 | 97.4% | 1.48% | 1.12% | 23.3369 | 0 | 0 | 23.3369 | 0 | 21.2363 | 15.2074 | 1.3964 | 21.2363 | 15.2074 | 1.3964 | 23.5663 | 16.8759 | 1.3964 | 4.821% | 0.071957 | 0.068395 | 6726.7702 | 365.2505 | 154.8548 | 6206.6649 | 6735.8769 | 0 | 0 | 6735.8769 | 0.0007696%
2027 | 214 | 214-4R | Tier-3 | Tier-3---17 | 4--4 | 966 | 100% | 400.1895 | 97.86% | 1.359% | 0.7809% | 19.3854 | 0 | 0 | 19.3854 | 0 | 17.6405 | 7.4951 | 2.3536 | 17.6405 | 7.4951 | 2.3536 | 19.576 | 8.3174 | 2.3536 | 4.844% | 0.059676 | 0.056722 | 6706.0819 | 383.8314 | 129.2907 | 6192.9598 | 6713.5561 | 0 | 0 | 6713.5561 | 0.0006393%
2027 | 214 | 214-536R | Tier-3 | Tier-3---17 | 4--4 | 515 | 100% | 513.3291 | 98.71% | 0.8845% | 0.4005% | 25.0833 | 0 | 0 | 25.0833 | 0 | 22.8254 | 3.9958 | 5.7123 | 22.8254 | 3.9958 | 5.7123 | 25.3298 | 4.4342 | 5.7123 | 4.886% | 0.053744 | 0.051083 | 9551.4463 | 547.5853 | 232.0453 | 8771.8157 | 9557.8383 | 0 | 0 | 9557.8383 | 0.0008272%
2027 | 214 | 214-583R | Tier-3 | Tier-3---13 | 4--5 | 318 | 100% | 2208.3134 | 99.09% | 0.6816% | 0.2244% | 108.3212 | 0 | 0 | 108.3212 | 0 | 98.5708 | 2.4673 | 39.9505 | 98.5708 | 2.4673 | 39.9505 | 109.3858 | 2.738 | 39.9505 | 4.905% | 0.070413 | 0.066928 | 31362.296 | 1883.6813 | 422.1722 | 29056.4425 | 31377.0932 | 0 | 0 | 31377.0932 | 0.003572%
2027 | 214 | 214-613R | Tier-3 | Tier-3---14 | 5--3 | 1448 | 100% | 1721.769 | 85.69% | 14.07% | 0.2459% | 73.0294 | 0 | 0 | 73.0294 | 0 | 66.4558 | 11.2349 | 5.9151 | 66.4558 | 11.2349 | 5.9151 | 73.7472 | 12.4675 | 5.9151 | 4.242% | 0.43289 | 0.41146 | 3977.4025 | 197.1566 | 516.9968 | 3263.2491 | 4007.0485 | 0 | 0 | 4007.0485 | 0.002408%
2027 | 214 | 214-647R | Tier-3 | Tier-3---8 | 5--5 | 654 | 100% | 22354.3085 | 99.24% | 0.73% | 0.02701% | 1098.1613 | 0 | 0 | 1098.1613 | 0 | 999.3119 | 5.0743 | 196.9356 | 999.3119 | 5.0743 | 196.9356 | 1108.954 | 5.631 | 196.9356 | 4.913% | 0.23844 | 0.22663 | 93753.9152 | 4640.4334 | 647.6025 | 88465.8794 | 93790.8777 | 0 | 0 | 93790.8777 | 0.03621%
2027 | 215 | 215-1531R | Tier-2 | Tier-2---2 | 5--5 | 757 | 100% | 12702.4119 | 98.21% | 1.737% | 0.04837% | 617.5408 | 0 | 0 | 617.5408 | 0 | 561.9538 | 5.8735 | 95.6766 | 561.9538 | 5.8735 | 95.6766 | 623.61 | 6.5179 | 95.6766 | 4.862% | 0.20291 | 0.19287 | 62600.9651 | 3773.3762 | 1033.6342 | 57793.9547 | 62659.1843 | 0 | 0 | 62659.1843 | 0.02036%
2027 | 215 | 215-1534R | Tier-2 | Tier-2---1 | 5--5 | 414 | 100% | 19489.7064 | 99% | 0.9737% | 0.02962% | 955.0614 | 0 | 0 | 955.0614 | 0 | 869.0928 | 3.2122 | 270.562 | 869.0928 | 3.2122 | 270.562 | 964.4476 | 3.5646 | 270.562 | 4.9% | 0.1982 | 0.18839 | 98331.2515 | 6096.0396 | 907.1497 | 91328.0622 | 98382.6286 | 0 | 0 | 98382.6286 | 0.03149%
2027 | 215 | 215-1544R | Tier-2 | Tier-2---8 | 5--4 | 153 | 100% | 1412.4296 | 98.09% | 1.785% | 0.1216% | 68.582 | 0 | 0 | 68.582 | 0 | 62.4087 | 1.1871 | 52.572 | 62.4087 | 1.1871 | 52.572 | 69.256 | 1.3174 | 52.572 | 4.856% | 0.10891 | 0.10352 | 12968.9923 | 1067.1746 | 223.4801 | 11678.3376 | 12981.8719 | 0 | 0 | 12981.8719 | 0.002262%
2027 | 215 | 215-38R | Tier-3 | Tier-3---10 | 5--5 | 308 | 100% | 5434.8155 | 98.92% | 1.009% | 0.07406% | 266.1091 | 0 | 0 | 266.1091 | 0 | 242.1556 | 2.3897 | 101.3316 | 242.1556 | 2.3897 | 101.3316 | 268.7244 | 2.6519 | 101.3316 | 4.896% | 0.12528 | 0.11908 | 43381.3494 | 2695.9135 | 518.8073 | 40166.6286 | 43405.8232 | 0 | 0 | 43405.8232 | 0.008775%
2027 | 216 | 216-1859F | Tier-3 | Tier-3---4 | 5--5 | 489 | 100% | 14041.2877 | 99.19% | 0.7753% | 0.03948% | 689.3805 | 0 | 0 | 689.3805 | 0 | 627.3269 | 3.7941 | 165.3431 | 627.3269 | 3.7941 | 165.3431 | 696.1557 | 4.2104 | 165.3431 | 4.91% | 0.15704 | 0.14927 | 89409.7822 | 5511.6035 | 666.6545 | 83231.5241 | 89447.7216 | 0 | 0 | 89447.7216 | 0.02273%
2027 | 216 | 216-220R | Tier-3 | Tier-3---20 | 1--5 | 10 | 100% | 71.2816 | 99.9% | 0% | 0.09987% | 3.5249 | 0 | 0 | 3.5249 | 0 | 3.2076 | 0.077589 | 41.3413 | 3.2076 | 0.077589 | 41.3413 | 3.5596 | 0.086102 | 41.3413 | 4.945% | 0.000285 | 0.00027089 | 250110.7129 | 12944.4862 | 226.9057 | 236939.3211 | 250123.7212 | 0 | 0 | 250123.7212 | 0.0001162%
2027 | 217 | 217-41AE | Tier-2 | Tier-2---8 | 5--4 | 951 | 100% | 2013.5966 | 89.22% | 10.31% | 0.4697% | 88.9331 | 0 | 0 | 88.9331 | 0 | 80.9279 | 7.3787 | 10.9678 | 80.9279 | 7.3787 | 10.9678 | 89.8072 | 8.1883 | 10.9678 | 4.417% | 0.19664 | 0.1869 | 10240.1297 | 587.5443 | 1012.3349 | 8640.2505 | 10297.5917 | 0 | 0 | 10297.5917 | 0.002933%
2027 | 217 | 217-48AE | Tier-2 | Tier-2---8 | 5--4 | 793 | 100% | 2727.5845 | 87.85% | 11.78% | 0.3693% | 118.6108 | 0 | 0 | 118.6108 | 0 | 107.9342 | 6.1528 | 17.5423 | 107.9342 | 6.1528 | 17.5423 | 119.7765 | 6.8279 | 17.5423 | 4.349% | 0.20236 | 0.19234 | 13478.9252 | 762.7474 | 1447.8056 | 11268.3722 | 13564.2138 | 0 | 0 | 13564.2138 | 0.003911%
2027 | 217 | 217-835R | Tier-3 | Tier-3---5 | 5--5 | 1095 | 100% | 10686.9326 | 98.68% | 1.222% | 0.09479% | 522.0384 | 0 | 0 | 522.0384 | 0 | 475.0478 | 8.496 | 55.9145 | 475.0478 | 8.496 | 55.9145 | 527.1689 | 9.4281 | 55.9145 | 4.885% | 0.28412 | 0.27006 | 37613.7803 | 2195.3355 | 434.0984 | 34984.3464 | 37639.5702 | 0 | 0 | 37639.5702 | 0.01721%
2027 | 217 | 217-837R | Tier-3 | Tier-3---12 | 5--5 | 874 | 100% | 3657.1834 | 94.66% | 5.124% | 0.2164% | 171.362 | 0 | 0 | 171.362 | 0 | 155.9371 | 6.7813 | 22.9953 | 155.9371 | 6.7813 | 22.9953 | 173.0461 | 7.5253 | 22.9953 | 4.686% | 0.14269 | 0.13563 | 25630.0196 | 1643.4761 | 1395.4824 | 22591.0611 | 25701.3071 | 0 | 0 | 25701.3071 | 0.005651%
2027 | 217 | 217-972R | Tier-2 | Tier-2---8 | 5--4 | 976 | 100% | 1438.6594 | 90.88% | 8.66% | 0.4639% | 64.7163 | 0 | 0 | 64.7163 | 0 | 58.891 | 7.5727 | 7.7768 | 58.891 | 7.5727 | 7.7768 | 65.3523 | 8.4035 | 7.7768 | 4.498% | 0.18227 | 0.17325 | 7892.9777 | 484.1091 | 632.8848 | 6775.9839 | 7930.4807 | 0 | 0 | 7930.4807 | 0.002134%
2027 | 217 | 217-983R | Tier-3 | Tier-3---5 | 5--5 | 282 | 100% | 10116.9629 | 99.05% | 0.91% | 0.0405% | 496.0298 | 0 | 0 | 496.0298 | 0 | 451.3803 | 2.188 | 206.2978 | 451.3803 | 2.188 | 206.2978 | 500.9047 | 2.4281 | 206.2978 | 4.903% | 0.2438 | 0.23173 | 41497.7937 | 2121.8511 | 363.6616 | 39012.281 | 41518.3345 | 0 | 0 | 41518.3345 | 0.01636%
2027 | 220 | 220-288R | Tier-3 | Tier-3---14 | 5--4 | 169 | 100% | 2198.6799 | 96.34% | 3.473% | 0.1901% | 104.8478 | 0 | 0 | 104.8478 | 0 | 95.41 | 1.3113 | 72.7626 | 95.41 | 1.3113 | 72.7626 | 105.8782 | 1.4551 | 72.7626 | 4.769% | 0.37523 | 0.35666 | 5859.515 | 279.6691 | 215.3273 | 5364.5186 | 5870.6934 | 0 | 0 | 5870.6934 | 0.003457%
2027 | 220 | 220-294R | Tier-3 | Tier-3---14 | 5--3 | 992 | 100% | 1925.8876 | 84.29% | 15.28% | 0.4298% | 80.3557 | 0 | 0 | 80.3557 | 0 | 73.1226 | 7.6968 | 9.5004 | 73.1226 | 7.6968 | 9.5004 | 81.1454 | 8.5413 | 9.5004 | 4.172% | 0.44397 | 0.422 | 4337.8466 | 198.6888 | 616.3589 | 3522.7989 | 4373.3345 | 0 | 0 | 4373.3345 | 0.00265%
2027 | 220 | 220-298R | Tier-3 | Tier-3---11 | 5--4 | 3231 | 100% | 3585.6314 | 89.37% | 10.06% | 0.5685% | 158.6214 | 0 | 0 | 158.6214 | 0 | 144.3433 | 25.0689 | 5.7579 | 144.3433 | 25.0689 | 5.7579 | 160.1803 | 27.8194 | 5.7579 | 4.424% | 0.50177 | 0.47693 | 7145.9975 | 283.7182 | 677.141 | 6185.1383 | 7185.5575 | 0 | 0 | 7185.5575 | 0.005231%
2027 | 221 | 221-1230F | Tier-3 | Tier-3---12 | 4--5 | 155 | 100% | 3690.9623 | 99.91% | 0% | 0.09183% | 182.5349 | 0 | 0 | 182.5349 | 0 | 166.1042 | 1.2026 | 138.1179 | 166.1042 | 1.2026 | 138.1179 | 184.3288 | 1.3346 | 138.1179 | 4.945% | 0.035843 | 0.034069 | 102975.2443 | 5653.9564 | 85.9024 | 97235.3856 | 102980.169 | 0 | 0 | 102980.169 | 0.006019%
2027 | 221 | 221-23R | Tier-3 | Tier-3---11 | 5--5 | 1090 | 100% | 3270.2376 | 92.16% | 7.656% | 0.1816% | 149.1897 | 0 | 0 | 149.1897 | 0 | 135.7606 | 8.4572 | 16.0527 | 135.7606 | 8.4572 | 16.0527 | 150.6559 | 9.3851 | 16.0527 | 4.562% | 0.19945 | 0.18957 | 16396.4914 | 1101.2475 | 1224.4612 | 14070.7826 | 16463.4153 | 0 | 0 | 16463.4153 | 0.00492%
2027 | 221 | 221-344R | Tier-3 | Tier-3---13 | 5--4 | 1687 | 100% | 2735.9283 | 96.11% | 3.605% | 0.2871% | 130.1577 | 0 | 0 | 130.1577 | 0 | 118.4418 | 13.0892 | 9.0488 | 118.4418 | 13.0892 | 9.0488 | 131.4369 | 14.5253 | 9.0488 | 4.757% | 0.2115 | 0.20103 | 12935.7823 | 697.0944 | 453.9009 | 11784.787 | 12962.0007 | 0 | 0 | 12962.0007 | 0.004292%
2027 | 221 | 221-35 | Tier-2 | Tier-2---10 | 5--3 | 17 | 100% | 710.3273 | 99.46% | 0.4791% | 0.06249% | 34.9708 | 0 | 0 | 34.9708 | 0 | 31.8229 | 0.1319 | 241.2637 | 31.8229 | 0.1319 | 241.2637 | 35.3145 | 0.14637 | 241.2637 | 4.923% | 0.17281 | 0.16425 | 4110.5569 | 223.7818 | 29.6305 | 3857.1446 | 4111.7163 | 0 | 0 | 4111.7163 | 0.001153%
2027 | 221 | 221-37AE | Tier-3 | Tier-3---11 | 5--5 | 1158 | 100% | 3934.7733 | 97.03% | 2.838% | 0.1358% | 188.9786 | 0 | 0 | 188.9786 | 0 | 171.9679 | 8.9848 | 19.1399 | 171.9679 | 8.9848 | 19.1399 | 190.8359 | 9.9706 | 19.1399 | 4.803% | 0.19925 | 0.18939 | 19747.6238 | 1157.9249 | 618.5884 | 17971.1105 | 19778.2099 | 0 | 0 | 19778.2099 | 0.006232%
2027 | 221 | 221-38AE | Tier-3 | Tier-3---17 | 5--3 | 157 | 100% | 318.0967 | 33.4% | 66.33% | 0.2755% | 5.2587 | 0 | 0 | 5.2587 | 0 | 4.7854 | 1.2181 | 3.9284 | 4.7854 | 1.2181 | 3.9284 | 5.3104 | 1.3518 | 3.9284 | 1.653% | 0.16917 | 0.1608 | 1880.3284 | 41.7922 | 1061.4721 | 777.0641 | 1945.5476 | 0 | 0 | 1945.5476 | 0.0001734%
2027 | 221 | 221-675R | Tier-2 | Tier-2---8 | 5--4 | 113 | 100% | 2055.424 | 99.51% | 0.3331% | 0.1572% | 101.2446 | 0 | 0 | 101.2446 | 0 | 92.1312 | 0.87675 | 105.0823 | 92.1312 | 0.87675 | 105.0823 | 102.2396 | 0.97295 | 105.0823 | 4.926% | 0.22072 | 0.20979 | 9312.3427 | 464.7372 | 113.1149 | 8734.4905 | 9314.7205 | 0 | 0 | 9314.7205 | 0.003339%
2027 | 221 | 221-6R | Tier-2 | Tier-2---5 | 5--5 | 7 | 100% | 3904.259 | 99.88% | 0.03221% | 0.0896% | 193.0254 | 0 | 0 | 193.0254 | 0 | 175.6505 | 0.054312 | 3234.0915 | 175.6505 | 0.054312 | 3234.0915 | 194.9225 | 0.060271 | 3234.0915 | 4.944% | 0.21604 | 0.20535 | 18071.9767 | 963.9759 | 75.8685 | 17032.1323 | 18073.1232 | 0 | 0 | 18073.1232 | 0.006365%
2027 | 221 | 221-782R | Tier-3 | Tier-3---17 | 5--3 | 353 | 100% | 618.0174 | 98.68% | 0.7939% | 0.5237% | 30.1888 | 0 | 0 | 30.1888 | 0 | 27.4714 | 2.7389 | 10.0301 | 27.4714 | 2.7389 | 10.0301 | 30.4855 | 3.0394 | 10.0301 | 4.885% | 0.2472 | 0.23496 | 2500.0604 | 147.4846 | 27.966 | 2324.6098 | 2501.7759 | 0 | 0 | 2501.7759 | 0.0009955%
2027 | 221 | 221-788 | Tier-3 | Tier-3---12 | 5--5 | 367 | 100% | 4481.9143 | 99.45% | 0.5095% | 0.04337% | 220.6282 | 0 | 0 | 220.6282 | 0 | 200.7686 | 2.8475 | 70.5068 | 200.7686 | 2.8475 | 70.5068 | 222.7965 | 3.1599 | 70.5068 | 4.923% | 0.18975 | 0.18036 | 23620.3007 | 1552.9774 | 202.4159 | 21864.9074 | 23627.1015 | 0 | 0 | 23627.1015 | 0.007276%
2027 | 221 | 221-824 | Tier-3 | Tier-3---13 | 5--4 | 163 | 100% | 2324.2215 | 96.86% | 3.03% | 0.1069% | 111.4397 | 0 | 0 | 111.4397 | 0 | 101.4086 | 1.2647 | 80.1841 | 101.4086 | 1.2647 | 80.1841 | 112.5349 | 1.4035 | 80.1841 | 4.795% | 0.18396 | 0.17486 | 12634.0691 | 769.9433 | 369.3383 | 11494.7875 | 12654.7103 | 0 | 0 | 12654.7103 | 0.003675%
2027 | 222 | 222-1433R | Tier-3 | Tier-3---5 | 5--5 | 169 | 100% | 9617.9712 | 99.59% | 0.3681% | 0.03974% | 474.1478 | 0 | 0 | 474.1478 | 0 | 431.4681 | 1.3113 | 329.0508 | 431.4681 | 1.3113 | 329.0508 | 478.8077 | 1.4551 | 329.0508 | 4.93% | 0.37266 | 0.35421 | 25809.0958 | 1306.2972 | 94.555 | 24408.2437 | 25814.5777 | 0 | 0 | 25814.5777 | 0.01564%
2027 | 222 | 222-1503R | Tier-3 | Tier-3---15 | 5--4 | 514 | 100% | 1359.3953 | 95.15% | 4.696% | 0.1502% | 64.0292 | 0 | 0 | 64.0292 | 0 | 58.2657 | 3.9881 | 14.61 | 58.2657 | 3.9881 | 14.61 | 64.6584 | 4.4256 | 14.61 | 4.71% | 0.23465 | 0.22303 | 5793.3484 | 301.9788 | 270.539 | 5220.8305 | 5807.9691 | 0 | 0 | 5807.9691 | 0.002111%
2027 | 222 | 222-1523R | Tier-3 | Tier-3---7 | 5--5 | 2343 | 100% | 7406.689 | 96.62% | 3.25% | 0.1263% | 354.2524 | 0 | 0 | 354.2524 | 0 | 322.3648 | 18.1791 | 17.7328 | 322.3648 | 18.1791 | 17.7328 | 357.7339 | 20.1736 | 17.7328 | 4.783% | 0.26901 | 0.25569 | 27533.3002 | 1432.7814 | 864.0996 | 25236.4192 | 27581.7128 | 0 | 0 | 27581.7128 | 0.01168%
2027 | 222 | 222-1986R | Tier-3 | Tier-3---1 | 5--5 | 676 | 100% | 79194.3488 | 99.25% | 0.7305% | 0.01724% | 3890.8074 | 0 | 0 | 3890.8074 | 0 | 3540.5817 | 5.245 | 675.0391 | 3540.5817 | 5.245 | 675.0391 | 3929.0461 | 5.8205 | 675.0391 | 4.913% | 0.41507 | 0.39452 | 190797.4815 | 11158.3549 | 1273.0385 | 178366.0881 | 190871.7807 | 0 | 0 | 190871.7807 | 0.1283%
2027 | 222 | 222-1988R | Tier-3 | Tier-3---11 | 5--4 | 13 | 100% | 3619.4356 | 99.27% | 0.7155% | 0.01673% | 177.8502 | 0 | 0 | 177.8502 | 0 | 161.8413 | 0.10087 | 1604.5265 | 161.8413 | 0.10087 | 1604.5265 | 179.5981 | 0.11193 | 1604.5265 | 4.914% | 0.34461 | 0.32755 | 10502.9479 | 509.7029 | 69.9812 | 9923.2638 | 10506.9529 | 0 | 0 | 10506.9529 | 0.005865%
2027 | 222 | 222-1990R | Tier-3 | Tier-3---1 | 5--5 | 375 | 100% | 45106.6401 | 99.63% | 0.3509% | 0.01982% | 2224.501 | 0 | 0 | 2224.501 | 0 | 2024.2656 | 2.9096 | 695.7244 | 2024.2656 | 2.9096 | 695.7244 | 2246.3633 | 3.2288 | 695.7244 | 4.932% | 0.41211 | 0.39171 | 109452.4885 | 5424.0865 | 426.9036 | 103601.4983 | 109473.6205 | 0 | 0 | 109473.6205 | 0.07336%
2027 | 222 | 222-1992R | Tier-3 | Tier-3---18 | 5--2 | 36 | 100% | 288.7705 | 86.56% | 13.18% | 0.2657% | 12.3725 | 0 | 0 | 12.3725 | 0 | 11.2588 | 0.27932 | 40.3079 | 11.2588 | 0.27932 | 40.3079 | 12.4941 | 0.30997 | 40.3079 | 4.285% | 0.22115 | 0.2102 | 1305.7642 | 59.3755 | 153.7229 | 1092.6658 | 1314.9061 | 0 | 0 | 1314.9061 | 0.000408%
2027 | 222 | 222-2013R | Tier-3 | Tier-3---7 | 5--5 | 1345 | 100% | 7426.9759 | 96.05% | 3.813% | 0.1383% | 353.11 | 0 | 0 | 353.11 | 0 | 321.3252 | 10.4357 | 30.791 | 321.3252 | 10.4357 | 30.791 | 356.5803 | 11.5807 | 30.791 | 4.754% | 0.27927 | 0.26545 | 26594.1155 | 1486.8089 | 949.5734 | 24157.7331 | 26648.8357 | 0 | 0 | 26648.8357 | 0.01164%
2027 | 222 | 222-2063 | Tier-3 | Tier-3---9 | 5--5 | 192 | 100% | 4859.7765 | 99.85% | 0.09452% | 0.05485% | 240.1996 | 0 | 0 | 240.1996 | 0 | 218.5784 | 1.4897 | 146.7259 | 218.5784 | 1.4897 | 146.7259 | 242.5603 | 1.6532 | 146.7259 | 4.943% | 0.23776 | 0.22599 | 20439.7717 | 1058.0128 | 26.4385 | 19355.3204 | 20441.3617 | 0 | 0 | 20441.3617 | 0.007921%
2027 | 222 | 222-2085 | Tier-3 | Tier-3---3 | 5--5 | 3380 | 100% | 16772.3082 | 96.7% | 3.181% | 0.1236% | 802.7939 | 0 | 0 | 802.7939 | 0 | 730.5315 | 26.225 | 27.8563 | 730.5315 | 26.225 | 27.8563 | 810.6837 | 29.1024 | 27.8563 | 4.786% | 0.35117 | 0.33379 | 47761.3033 | 2740.017 | 1532.6307 | 43488.6556 | 47843.4976 | 0 | 0 | 47843.4976 | 0.02647%
2027 | 223 | 223-536R | Tier-2 | Tier-2---19 | 1--4 | 5 | 100% | 17.3686 | 98.33% | 0% | 1.666% | 0.84542 | 0 | 0 | 0.84542 | 0 | 0.76932 | 0.038794 | 19.8308 | 0.76932 | 0.038794 | 19.8308 | 0.85373 | 0.043051 | 19.8308 | 4.868% | 0.0018852 | 0.0017919 | 9213.1285 | 686.6485 | 141.1177 | 8385.3623 | 9221.1221 | 0 | 0 | 9221.1221 | 2.788e-05%
2027 | 230 | 230-1008R | Tier-2 | Tier-2---16 | 4--3 | 6 | 100% | 171.5883 | 99.37% | 0.4538% | 0.1789% | 8.4399 | 0 | 0 | 8.4399 | 0 | 7.6802 | 0.046553 | 164.9759 | 7.6802 | 0.046553 | 164.9759 | 8.5228 | 0.051661 | 164.9759 | 4.919% | 0.055697 | 0.05294 | 3080.7564 | 194.1723 | 43.3127 | 2843.2713 | 3081.7716 | 0 | 0 | 3081.7716 | 0.0002783%
2027 | 230 | 230-127AE | Tier-2 | Tier-2---7 | 5--5 | 997 | 100% | 2000.4654 | 94.98% | 4.641% | 0.3747% | 94.056 | 0 | 0 | 94.056 | 0 | 85.5897 | 7.7356 | 11.0644 | 85.5897 | 7.7356 | 11.0644 | 94.9804 | 8.5843 | 11.0644 | 4.702% | 0.093988 | 0.089336 | 21284.2191 | 1284.0751 | 990.3889 | 19009.7551 | 21339.8191 | 0 | 0 | 21339.8191 | 0.003102%
2027 | 230 | 230-133AE | Tier-2 | Tier-2---6 | 5--5 | 1487 | 100% | 6388.6939 | 98.26% | 1.615% | 0.1229% | 310.7459 | 0 | 0 | 310.7459 | 0 | 282.7746 | 11.5375 | 24.5093 | 282.7746 | 11.5375 | 24.5093 | 313.7999 | 12.8033 | 24.5093 | 4.864% | 0.095565 | 0.090834 | 66852.0974 | 3853.1493 | 1086.4397 | 61912.5084 | 66912.5857 | 0 | 0 | 66912.5857 | 0.01025%
2027 | 230 | 230-1586R | Tier-2 | Tier-2---7 | 4--5 | 942 | 100% | 2072.8837 | 91.06% | 8.635% | 0.3% | 93.4394 | 0 | 0 | 93.4394 | 0 | 85.0286 | 7.3089 | 11.6336 | 85.0286 | 7.3089 | 11.6336 | 94.3577 | 8.1108 | 11.6336 | 4.508% | 0.084625 | 0.080436 | 24494.9333 | 1384.72 | 2145.1757 | 20965.0376 | 24608.9164 | 0 | 0 | 24608.9164 | 0.003081%
2027 | 230 | 230-1606R | Tier-2 | Tier-2---11 | 4--4 | 284 | 100% | 536.3838 | 78.97% | 20.71% | 0.32% | 20.9668 | 0 | 0 | 20.9668 | 0 | 19.0795 | 2.2035 | 8.6587 | 19.0795 | 2.2035 | 8.6587 | 21.1729 | 2.4453 | 8.6587 | 3.909% | 0.062818 | 0.059709 | 8538.6965 | 437.3678 | 1660.0426 | 6441.2861 | 8632.2204 | 0 | 0 | 8632.2204 | 0.0006914%
2027 | 230 | 230-181 | Tier-2 | Tier-2---9 | 4--4 | 133 | 100% | 788.7224 | 98.19% | 1.606% | 0.2041% | 38.335 | 0 | 0 | 38.335 | 0 | 34.8843 | 1.0319 | 33.8049 | 34.8843 | 1.0319 | 33.8049 | 38.7117 | 1.1452 | 33.8049 | 4.86% | 0.063241 | 0.060111 | 12471.6541 | 782.4193 | 949.0175 | 10740.2174 | 12483.4125 | 0 | 0 | 12483.4125 | 0.001264%
2027 | 230 | 230-2060R | Tier-2 | Tier-2---4 | 4--5 | 791 | 100% | 3473.4554 | 97.68% | 2.135% | 0.1887% | 167.9415 | 0 | 0 | 167.9415 | 0 | 152.8245 | 6.1373 | 24.901 | 152.8245 | 6.1373 | 24.901 | 169.592 | 6.8106 | 24.901 | 4.835% | 0.088414 | 0.084038 | 39286.0822 | 2320.0349 | 850.2401 | 36115.8071 | 39333.6151 | 0 | 0 | 39333.6151 | 0.005538%
2027 | 230 | 230-2067 | Tier-2 | Tier-2---16 | 4--3 | 14 | 100% | 121.6067 | 92.98% | 6.845% | 0.1786% | 5.5967 | 0 | 0 | 5.5967 | 0 | 5.093 | 0.10862 | 46.886 | 5.093 | 0.10862 | 46.886 | 5.6517 | 0.12054 | 46.886 | 4.602% | 0.054619 | 0.051915 | 2226.4545 | 125.1839 | 142.6967 | 1958.574 | 2234.5983 | 0 | 0 | 2234.5983 | 0.0001846%
2027 | 230 | 230-371AE | Tier-2 | Tier-2---13 | 4--3 | 110 | 100% | 195.7251 | 81.71% | 17.81% | 0.4804% | 7.9168 | 0 | 0 | 7.9168 | 0 | 7.2041 | 0.85348 | 8.4409 | 7.2041 | 0.85348 | 8.4409 | 7.9946 | 0.94712 | 8.4409 | 4.045% | 0.059006 | 0.056085 | 3317.0375 | 182.5151 | 537.9757 | 2596.5467 | 3348.6257 | 0 | 0 | 3348.6257 | 0.0002611%
2027 | 231 | 231-1136R | Tier-2 | Tier-2---7 | 4--5 | 1015 | 100% | 2730.9177 | 98.3% | 1.373% | 0.325% | 132.8848 | 0 | 0 | 132.8848 | 0 | 120.9234 | 7.8753 | 15.3548 | 120.9234 | 7.8753 | 15.3548 | 134.1908 | 8.7393 | 15.3548 | 4.866% | 0.054655 | 0.051949 | 49966.8413 | 3802.7952 | 1680.0986 | 44483.9475 | 50011.031 | 0 | 0 | 50011.031 | 0.004382%
2027 | 231 | 231-1635R | Tier-2 | Tier-2---4 | 5--5 | 3357 | 100% | 5142.095 | 98.68% | 0.901% | 0.4182% | 251.176 | 0 | 0 | 251.176 | 0 | 228.5667 | 26.0466 | 8.7753 | 228.5667 | 26.0466 | 8.7753 | 253.6445 | 28.9043 | 8.7753 | 4.885% | 0.11648 | 0.11071 | 44146.87 | 3399.863 | 647.3328 | 40099.6742 | 44177.1988 | 0 | 0 | 44177.1988 | 0.008283%
2027 | 232 | 232-40AE | Tier-2 | Tier-2---19 | 2--3 | 6 | 100% | 11.4297 | 0.4523% | 98.58% | 0.9661% | 0.0025592 | 0 | 0 | 0.0025592 | 0 | 0.0023289 | 0.046553 | 0.050026 | 0.0023289 | 0.046553 | 0.050026 | 0.0025844 | 0.051661 | 0.050026 | 0.02239% | 0.0059544 | 0.0056597 | 1919.5436 | 3.0821 | 1745.9177 | 170.5438 | 2019.0571 | 0 | 0 | 2019.0571 | 8.439e-08%
2027 | 233 | 233-123R | Tier-2 | Tier-2---4 | 4--5 | 1436 | 100% | 3035.8045 | 98.84% | 0.8219% | 0.339% | 148.5278 | 0 | 0 | 148.5278 | 0 | 135.1583 | 11.1418 | 12.1308 | 135.1583 | 11.1418 | 12.1308 | 149.9876 | 12.3642 | 12.1308 | 4.893% | 0.06125 | 0.058219 | 49563.8317 | 3086.7129 | 653.5217 | 45823.5971 | 49593.7962 | 0 | 0 | 49593.7962 | 0.004898%
2027 | 233 | 233-41R | Tier-2 | Tier-2---9 | 4--5 | 475 | 100% | 718.991 | 97.57% | 1.357% | 1.072% | 34.7253 | 0 | 0 | 34.7253 | 0 | 31.5996 | 3.6855 | 8.5741 | 31.5996 | 3.6855 | 8.5741 | 35.0666 | 4.0898 | 8.5741 | 4.83% | 0.044487 | 0.042285 | 16161.8225 | 1280.6452 | 594.3266 | 14286.8507 | 16182.2721 | 0 | 0 | 16182.2721 | 0.001145%
2027 | 233 | 233-81F | Tier-2 | Tier-2---12 | 3--5 | 392 | 100% | 447.7794 | 94.96% | 4.349% | 0.694% | 21.0474 | 0 | 0 | 21.0474 | 0 | 19.1528 | 3.0415 | 6.2972 | 19.1528 | 3.0415 | 6.2972 | 21.2542 | 3.3752 | 6.2972 | 4.7% | 0.02204 | 0.020949 | 20316.8521 | 1331.0486 | 1007.3456 | 17978.4579 | 20370.2068 | 0 | 0 | 20370.2068 | 0.0006941%
2027 | 233 | 233-86F | Tier-2 | Tier-2---8 | 5--5 | 870 | 100% | 2341.6741 | 85.9% | 13.6% | 0.4998% | 99.5721 | 0 | 0 | 99.5721 | 0 | 90.6092 | 6.7502 | 13.4231 | 90.6092 | 6.7502 | 13.4231 | 100.5506 | 7.4908 | 13.4231 | 4.252% | 0.1204 | 0.11444 | 19449.7342 | 1103.1383 | 2517.3516 | 15829.2443 | 19592.5279 | 0 | 0 | 19592.5279 | 0.003284%
2027 | 234 | 234-48R | Tier-2 | Tier-2---4 | 4--5 | 1397 | 100% | 4939.3792 | 99.46% | 0.3916% | 0.1518% | 243.1707 | 0 | 0 | 243.1707 | 0 | 221.282 | 10.8392 | 20.4151 | 221.282 | 10.8392 | 20.4151 | 245.5605 | 12.0284 | 20.4151 | 4.923% | 0.047931 | 0.045559 | 103051.0114 | 8933.6439 | 586.3727 | 93530.9949 | 103080.1738 | 0 | 0 | 103080.1738 | 0.008019%
2027 | 235 | 235-897R | Tier-2 | Tier-2---5 | 5--5 | 250 | 100% | 4375.0381 | 88.63% | 11.27% | 0.1058% | 191.9337 | 0 | 0 | 191.9337 | 0 | 174.6571 | 1.9397 | 90.0424 | 174.6571 | 1.9397 | 90.0424 | 193.82 | 2.1525 | 90.0424 | 4.387% | 0.1179 | 0.11206 | 37108.0419 | 2052.774 | 3945.6216 | 31109.6464 | 37327.8331 | 0 | 0 | 37327.8331 | 0.006329%
2027 | 235 | 235-899R | Tier-2 | Tier-2---1 | 5--5 | 738 | 100% | 23678.6611 | 98.37% | 1.593% | 0.04039% | 1152.9446 | 0 | 0 | 1152.9446 | 0 | 1049.1639 | 5.7261 | 183.2264 | 1049.1639 | 5.7261 | 183.2264 | 1164.2757 | 6.3543 | 183.2264 | 4.869% | 0.15496 | 0.14729 | 152800.2562 | 9665.8605 | 2471.9354 | 140662.4603 | 152930.2625 | 0 | 0 | 152930.2625 | 0.03802%
2027 | 236 | 236-1535R | Tier-3 | Tier-3---4 | 5--5 | 814 | 100% | 9719.0421 | 98.73% | 1.209% | 0.05836% | 474.9956 | 0 | 0 | 474.9956 | 0 | 432.2395 | 6.3157 | 68.4386 | 432.2395 | 6.3157 | 68.4386 | 479.6638 | 7.0087 | 68.4386 | 4.887% | 0.12847 | 0.12211 | 75651.1712 | 5252.2726 | 904.2907 | 69494.6079 | 75701.1003 | 0 | 0 | 75701.1003 | 0.01566%
2027 | 236 | 236-1561R | Tier-3 | Tier-3---13 | 5--4 | 270 | 100% | 2823.5781 | 97.26% | 2.617% | 0.1213% | 135.9404 | 0 | 0 | 135.9404 | 0 | 123.7039 | 2.0949 | 59.0501 | 123.7039 | 2.0949 | 59.0501 | 137.2764 | 2.3247 | 59.0501 | 4.814% | 0.17766 | 0.16886 | 15893.5317 | 919.2321 | 396.0284 | 14578.2713 | 15916.1933 | 0 | 0 | 15916.1933 | 0.004483%
2027 | 236 | 236-1563R | Tier-3 | Tier-3---13 | 5--4 | 156 | 100% | 2260.6624 | 98.61% | 1.288% | 0.1052% | 110.3442 | 0 | 0 | 110.3442 | 0 | 100.4117 | 1.2104 | 82.9585 | 100.4117 | 1.2104 | 82.9585 | 111.4286 | 1.3432 | 82.9585 | 4.881% | 0.17215 | 0.16363 | 13131.72 | 763.8797 | 149.4721 | 12218.3681 | 13141.245 | 0 | 0 | 13141.245 | 0.003639%
2027 | 236 | 236-1567R | Tier-3 | Tier-3---10 | 5--5 | 513 | 100% | 5332.0037 | 98.07% | 1.841% | 0.0848% | 258.852 | 0 | 0 | 258.852 | 0 | 235.5518 | 3.9803 | 59.1793 | 235.5518 | 3.9803 | 59.1793 | 261.396 | 4.417 | 59.1793 | 4.855% | 0.18129 | 0.17232 | 29411.5902 | 2025.1187 | 523.1992 | 26863.2724 | 29441.0836 | 0 | 0 | 29441.0836 | 0.008536%
2027 | 236 | 236-1569R | Tier-3 | Tier-3---8 | 5--5 | 985 | 100% | 21222.9131 | 98.36% | 1.585% | 0.05121% | 1033.3462 | 0 | 0 | 1033.3462 | 0 | 940.331 | 7.6425 | 123.0398 | 940.331 | 7.6425 | 123.0398 | 1043.5019 | 8.481 | 123.0398 | 4.869% | 0.21435 | 0.20374 | 99012.7753 | 5477.8522 | 1488.5467 | 92046.3763 | 99097.1397 | 0 | 0 | 99097.1397 | 0.03408%
2027 | 236 | 236-1573R | Tier-3 | Tier-3---7 | 5--5 | 252 | 100% | 6927.8558 | 97.84% | 2.089% | 0.06679% | 335.5367 | 0 | 0 | 335.5367 | 0 | 305.3339 | 1.9552 | 156.162 | 305.3339 | 1.9552 | 156.162 | 338.8344 | 2.1698 | 156.162 | 4.843% | 0.18488 | 0.17572 | 37473.1079 | 2383.2915 | 732.5482 | 34357.2682 | 37515.1746 | 0 | 0 | 37515.1746 | 0.01106%
2027 | 237 | 237-1761R | Tier-3 | Tier-3---12 | 5--5 | 112 | 100% | 3634.1464 | 99.4% | 0.4942% | 0.1098% | 178.8037 | 0 | 0 | 178.8037 | 0 | 162.7089 | 0.86899 | 187.2382 | 162.7089 | 0.86899 | 187.2382 | 180.561 | 0.96434 | 187.2382 | 4.92% | 0.14935 | 0.14196 | 24332.6951 | 1370.783 | 132.2733 | 22829.6387 | 24340.349 | 0 | 0 | 24340.349 | 0.005896%
2027 | 237 | 237-1765R | Tier-3 | Tier-3---1 | 5--5 | 316 | 100% | 28249.2525 | 99.34% | 0.6358% | 0.01982% | 1389.1699 | 0 | 0 | 1389.1699 | 0 | 1264.1257 | 2.4518 | 515.5896 | 1264.1257 | 2.4518 | 515.5896 | 1402.8226 | 2.7208 | 515.5896 | 4.918% | 0.25909 | 0.24626 | 109034.6893 | 8324.9664 | 652.6676 | 100057.0553 | 109071.9184 | 0 | 0 | 109071.9184 | 0.04581%
2027 | 237 | 237-17R | Tier-2 | Tier-2---1 | 5--5 | 996 | 100% | 27080.7376 | 98.89% | 1.071% | 0.0369% | 1325.6439 | 0 | 0 | 1325.6439 | 0 | 1206.3179 | 7.7278 | 156.1002 | 1206.3179 | 7.7278 | 156.1002 | 1338.6723 | 8.5757 | 156.1002 | 4.895% | 0.15539 | 0.1477 | 174274.8137 | 11399.2241 | 1916.7846 | 160958.805 | 174375.3733 | 0 | 0 | 174375.3733 | 0.04371%
2027 | 237 | 237-26F | Tier-2 | Tier-2---10 | 5--4 | 81 | 100% | 663.2151 | 70.89% | 28.72% | 0.399% | 23.271 | 0 | 0 | 23.271 | 0 | 21.1763 | 0.62847 | 33.695 | 21.1763 | 0.62847 | 33.695 | 23.4997 | 0.69742 | 33.695 | 3.509% | 0.10897 | 0.10358 | 6086.0279 | 237.5195 | 1591.9327 | 4256.5758 | 6178.3065 | 0 | 0 | 6178.3065 | 0.0007674%
2027 | 237 | 237-28F | Tier-2 | Tier-2---7 | 5--5 | 35 | 100% | 2530.2255 | 98.83% | 1.116% | 0.05734% | 123.7762 | 0 | 0 | 123.7762 | 0 | 112.6347 | 0.27156 | 414.7678 | 112.6347 | 0.27156 | 414.7678 | 124.9927 | 0.30136 | 414.7678 | 4.892% | 0.10804 | 0.1027 | 23418.4293 | 1209.653 | 279.2604 | 21929.5159 | 23432.7427 | 0 | 0 | 23432.7427 | 0.004082%
2027 | 237 | 237-2R | Tier-3 | Tier-3---2 | 5--5 | 1029 | 100% | 30894.1234 | 99.11% | 0.8492% | 0.03898% | 1515.6765 | 0 | 0 | 1515.6765 | 0 | 1379.245 | 7.9839 | 172.7536 | 1379.245 | 7.9839 | 172.7536 | 1530.5725 | 8.8599 | 172.7536 | 4.906% | 0.18156 | 0.17257 | 170161.3668 | 15433.056 | 1414.3274 | 153313.9834 | 170240.0741 | 0 | 0 | 170240.0741 | 0.04998%
2027 | 237 | 237-30R | Tier-3 | Tier-3---1 | 5--5 | 1238 | 100% | 65515.492 | 98.93% | 1.038% | 0.03019% | 3208.3751 | 0 | 0 | 3208.3751 | 0 | 2919.5776 | 9.6055 | 303.9488 | 2919.5776 | 9.6055 | 303.9488 | 3239.9069 | 10.6594 | 303.9488 | 4.897% | 0.49249 | 0.46811 | 133030.3773 | 7577.9137 | 1285.1936 | 124167.2701 | 133104.3812 | 0 | 0 | 133104.3812 | 0.1058%
2027 | 239 | 239-2207R | Tier-3 | Tier-3---16 | 4--4 | 725 | 100% | 860.3234 | 98.08% | 1.495% | 0.4234% | 41.7689 | 0 | 0 | 41.7689 | 0 | 38.0091 | 5.6252 | 6.7569 | 38.0091 | 5.6252 | 6.7569 | 42.1794 | 6.2424 | 6.7569 | 4.855% | 0.078224 | 0.074352 | 10998.2588 | 773.4899 | 185.1971 | 10039.5718 | 11009.2492 | 0 | 0 | 11009.2492 | 0.001377%
2027 | 239 | 239-2211R | Tier-3 | Tier-3---16 | 5--4 | 131 | 100% | 1585.1718 | 98.67% | 1.22% | 0.1095% | 77.4227 | 0 | 0 | 77.4227 | 0 | 70.4536 | 1.0164 | 69.3159 | 70.4536 | 1.0164 | 69.3159 | 78.1836 | 1.1279 | 69.3159 | 4.884% | 0.11902 | 0.11313 | 13318.69 | 748.7589 | 155.3385 | 12414.5926 | 13327.9127 | 0 | 0 | 13327.9127 | 0.002553%
2027 | 239 | 239-2213R | Tier-3 | Tier-3---15 | 5--4 | 504 | 100% | 1116.4705 | 96.46% | 3.23% | 0.3121% | 53.3076 | 0 | 0 | 53.3076 | 0 | 48.5092 | 3.9105 | 12.4049 | 48.5092 | 3.9105 | 12.4049 | 53.8315 | 4.3395 | 12.4049 | 4.775% | 0.1294 | 0.123 | 8627.7496 | 501.2225 | 328.5007 | 7798.0264 | 8643.666 | 0 | 0 | 8643.666 | 0.001758%
2027 | 239 | 239-2215R | Tier-3 | Tier-3---10 | 5--5 | 918 | 100% | 6268.6569 | 98.24% | 1.63% | 0.1302% | 304.8369 | 0 | 0 | 304.8369 | 0 | 277.3974 | 7.1227 | 38.9458 | 277.3974 | 7.1227 | 38.9458 | 307.8328 | 7.9041 | 38.9458 | 4.863% | 0.15408 | 0.14645 | 40685.5389 | 2527.5744 | 695.6728 | 37462.2917 | 40722.8328 | 0 | 0 | 40722.8328 | 0.01005%
2027 | 239 | 239-2217R | Tier-3 | Tier-3---16 | 4--4 | 635 | 100% | 1029.5673 | 69.27% | 30.42% | 0.3032% | 35.3035 | 0 | 0 | 35.3035 | 0 | 32.1257 | 4.9269 | 6.5205 | 32.1257 | 4.9269 | 6.5205 | 35.6504 | 5.4675 | 6.5205 | 3.429% | 0.073205 | 0.069582 | 14064.0898 | 633.3257 | 4082.9978 | 9347.7664 | 14289.1505 | 0 | 0 | 14289.1505 | 0.001164%
2027 | 239 | 239-89R | Tier-3 | Tier-3---17 | 4--4 | 65 | 100% | 376.4251 | 98.76% | 0.8388% | 0.4045% | 18.4014 | 0 | 0 | 18.4014 | 0 | 16.745 | 0.50433 | 33.2027 | 16.745 | 0.50433 | 33.2027 | 18.5822 | 0.55966 | 33.2027 | 4.888% | 0.064786 | 0.061579 | 5810.3033 | 364.0144 | 679.2912 | 4766.9976 | 5814.0653 | 0 | 0 | 5814.0653 | 0.0006068%
2027 | 240 | 240-1028R | Tier-2 | Tier-2---9 | 4--5 | 257 | 100% | 1181.5361 | 98.38% | 1.316% | 0.2998% | 57.5411 | 0 | 0 | 57.5411 | 0 | 52.3616 | 1.994 | 26.2591 | 52.3616 | 1.994 | 26.2591 | 58.1066 | 2.2128 | 26.2591 | 4.87% | 0.045174 | 0.042938 | 26155.1082 | 1950.1252 | 442.6644 | 23762.3186 | 26177.1159 | 0 | 0 | 26177.1159 | 0.001897%
2027 | 240 | 240-1044 | Tier-3 | Tier-3---16 | 4--4 | 110 | 100% | 791.3356 | 98.7% | 1.112% | 0.1837% | 38.6637 | 0 | 0 | 38.6637 | 0 | 35.1835 | 0.85348 | 41.2237 | 35.1835 | 0.85348 | 41.2237 | 39.0437 | 0.94712 | 41.2237 | 4.886% | 0.076308 | 0.072531 | 10370.2289 | 676.03 | 184.4385 | 9509.7604 | 10377.2245 | 0 | 0 | 10377.2245 | 0.001275%
2027 | 240 | 240-1148 | Tier-3 | Tier-3---17 | 4--4 | 98 | 100% | 376.72 | 96.88% | 2.523% | 0.5996% | 18.0654 | 0 | 0 | 18.0654 | 0 | 16.4392 | 0.76037 | 21.62 | 16.4392 | 0.76037 | 21.62 | 18.2429 | 0.8438 | 21.62 | 4.795% | 0.037482 | 0.035627 | 10050.6383 | 614.3795 | 265.2745 | 9170.9843 | 10066.9823 | 0 | 0 | 10066.9823 | 0.0005957%
2027 | 240 | 240-2004R | Tier-3 | Tier-3---12 | 5--5 | 971 | 100% | 4437.6588 | 97.91% | 1.769% | 0.321% | 215.0731 | 0 | 0 | 215.0731 | 0 | 195.7136 | 7.5339 | 25.9778 | 195.7136 | 7.5339 | 25.9778 | 217.1869 | 8.3605 | 25.9778 | 4.847% | 0.095775 | 0.091035 | 46334.0144 | 3458.4519 | 909.4055 | 41966.157 | 46384.4455 | 0 | 0 | 46384.4455 | 0.007092%
2027 | 240 | 240-2006R | Tier-3 | Tier-3---12 | 4--5 | 530 | 100% | 3742.5721 | 99.07% | 0.7558% | 0.1785% | 183.5266 | 0 | 0 | 183.5266 | 0 | 167.0067 | 4.1122 | 40.6124 | 167.0067 | 4.1122 | 40.6124 | 185.3303 | 4.5634 | 40.6124 | 4.904% | 0.06999 | 0.066526 | 53472.8025 | 3048.802 | 469.1943 | 49954.8062 | 53498.8189 | 0 | 0 | 53498.8189 | 0.006052%
2027 | 240 | 240-2032R | Tier-3 | Tier-3---12 | 5--5 | 549 | 100% | 3665.7351 | 96.82% | 2.929% | 0.2538% | 175.6782 | 0 | 0 | 175.6782 | 0 | 159.8647 | 4.2596 | 37.5302 | 159.8647 | 4.2596 | 37.5302 | 177.4047 | 4.727 | 37.5302 | 4.792% | 0.12278 | 0.1167 | 29856.9037 | 1779.6717 | 868.2863 | 27208.9457 | 29906.3959 | 0 | 0 | 29906.3959 | 0.005793%
2027 | 242 | 242-1426F | Tier-2 | Tier-2---10 | 5--4 | 164 | 100% | 960.3446 | 65.96% | 33.81% | 0.2324% | 31.3551 | 0 | 0 | 31.3551 | 0 | 28.5327 | 1.2725 | 22.4233 | 28.5327 | 1.2725 | 22.4233 | 31.6632 | 1.4121 | 22.4233 | 3.265% | 0.10724 | 0.10194 | 8954.7461 | 551.4319 | 2822.7975 | 5580.5167 | 9113.4933 | 0 | 0 | 9113.4933 | 0.001034%
2027 | 246 | 246-34R | Tier-3 | Tier-3---12 | 4--5 | 921 | 100% | 3387.0058 | 94.54% | 5.197% | 0.2577% | 158.5107 | 0 | 0 | 158.5107 | 0 | 144.2426 | 7.1459 | 20.1853 | 144.2426 | 7.1459 | 20.1853 | 160.0686 | 7.93 | 20.1853 | 4.68% | 0.070488 | 0.066999 | 48050.8143 | 3484.7024 | 2545.4197 | 42020.6922 | 48187.325 | 0 | 0 | 48187.325 | 0.005227%
2027 | 247 | 247-46 | Tier-3 | Tier-3---16 | 4--5 | 333 | 100% | 1360.3328 | 92.51% | 7.186% | 0.3009% | 62.2952 | 0 | 0 | 62.2952 | 0 | 56.6878 | 2.5837 | 21.9405 | 56.6878 | 2.5837 | 21.9405 | 62.9074 | 2.8672 | 21.9405 | 4.579% | 0.045228 | 0.04299 | 30076.9614 | 1732.65 | 2090.3581 | 26253.9533 | 30194.2294 | 0 | 0 | 30194.2294 | 0.002054%
2027 | 247 | 247-48 | Tier-2 | Tier-2---16 | 3--3 | 19 | 100% | 105.2026 | 98.18% | 1.532% | 0.2854% | 5.1129 | 0 | 0 | 5.1129 | 0 | 4.6527 | 0.14742 | 31.5609 | 4.6527 | 0.14742 | 31.5609 | 5.1631 | 0.16359 | 31.5609 | 4.86% | 0.026216 | 0.024918 | 4012.9756 | 252.6865 | 61.3538 | 3698.9353 | 4016.7732 | 0 | 0 | 4016.7732 | 0.0001686%
2027 | 249 | 249-24R | Tier-3 | Tier-3---12 | 5--5 | 641 | 100% | 3753.23 | 95.85% | 3.876% | 0.273% | 178.0768 | 0 | 0 | 178.0768 | 0 | 162.0475 | 4.9734 | 32.5826 | 162.0475 | 4.9734 | 32.5826 | 179.8269 | 5.5191 | 32.5826 | 4.745% | 0.10094 | 0.09594 | 37183.961 | 2746.2949 | 1426.8186 | 33010.8475 | 37264.3032 | 0 | 0 | 37264.3032 | 0.005872%
2027 | 252 | 252-129 | Tier-2 | Tier-2---18 | 3--3 | 9 | 100% | 49.4853 | 86.66% | 6.71% | 6.626% | 2.1229 | 0 | 0 | 2.1229 | 0 | 1.9318 | 0.06983 | 27.664 | 1.9318 | 0.06983 | 27.664 | 2.1437 | 0.077491 | 27.664 | 4.29% | 0.02391 | 0.022726 | 2069.6845 | 157.0487 | 250.675 | 1661.9608 | 2084.0584 | 0 | 0 | 2084.0584 | 7e-05%
2027 | 283 | 283-55R | Tier-3 | Tier-3---9 | 5--5 | 81 | 100% | 5299.6344 | 98.55% | 1.37% | 0.07601% | 258.5396 | 0 | 0 | 258.5396 | 0 | 235.2675 | 0.62847 | 374.3501 | 235.2675 | 0.62847 | 374.3501 | 261.0805 | 0.69742 | 374.3501 | 4.878% | 0.20157 | 0.19159 | 26291.5727 | 1578.5747 | 367.1447 | 24345.8532 | 26311.366 | 0 | 0 | 26311.366 | 0.008526%
2027 | 283 | 283-71F | Tier-3 | Tier-3---13 | 5--4 | 245 | 100% | 2013.5901 | 87.8% | 12.03% | 0.1689% | 87.5136 | 0 | 0 | 87.5136 | 0 | 79.6362 | 1.9009 | 41.8934 | 79.6362 | 1.9009 | 41.8934 | 88.3736 | 2.1095 | 41.8934 | 4.346% | 0.19011 | 0.1807 | 10591.4545 | 557.9915 | 1165.201 | 8868.2619 | 10658.7421 | 0 | 0 | 10658.7421 | 0.002886%
2027 | 288 | 288-149R | Tier-2 | Tier-2---12 | 3--5 | 4 | 100% | 481.2843 | 94.31% | 4.95% | 0.7414% | 22.4677 | 0 | 0 | 22.4677 | 0 | 20.4453 | 0.031036 | 658.7699 | 20.4453 | 0.031036 | 658.7699 | 22.6885 | 0.034441 | 658.7699 | 4.668% | 0.02124 | 0.020188 | 22659.7646 | 1431.5945 | 1401.7291 | 19826.4409 | 22726.928 | 0 | 0 | 22726.928 | 0.0007409%
2027 | 288 | 288-2375R | Tier-2 | Tier-2---19 | 2--4 | 9 | 100% | 41.8014 | 98.23% | 1.253% | 0.5152% | 2.0326 | 0 | 0 | 2.0326 | 0 | 1.8496 | 0.06983 | 26.4875 | 1.8496 | 0.06983 | 26.4875 | 2.0526 | 0.077491 | 26.4875 | 4.862% | 0.0067116 | 0.0063794 | 6228.2316 | 404.3218 | 163.6113 | 5660.2985 | 6233.9673 | 0 | 0 | 6233.9673 | 6.703e-05%
2027 | 288 | 288-2380F | Tier-2 | Tier-2---12 | 4--5 | 329 | 100% | 550.61 | 92.88% | 6.93% | 0.1872% | 25.3153 | 0 | 0 | 25.3153 | 0 | 23.0365 | 2.5527 | 9.0245 | 23.0365 | 2.5527 | 9.0245 | 25.5641 | 2.8327 | 9.0245 | 4.598% | 0.030344 | 0.028842 | 18145.5978 | 1033.7393 | 1202.5384 | 15909.3201 | 18212.8585 | 0 | 0 | 18212.8585 | 0.0008348%
2027 | 296 | 296-68F | Tier-2 | Tier-2---21 | 1--2 | 44 | 100% | 3.2301 | 78.97% | 0% | 21.03% | 0.12626 | 0 | 0 | 0.12626 | 0 | 0.1149 | 0.34139 | 0.33655 | 0.1149 | 0.34139 | 0.33655 | 0.1275 | 0.37885 | 0.33655 | 3.909% | 0.0027146 | 0.0025802 | 1189.8836 | 167.1479 | 356.0476 | 666.6881 | 1202.9164 | 0 | 0 | 1202.9164 | 4.164e-06%
2027 | 300 | 300-483F | Tier-2 | Tier-2---12 | 3--5 | 4 | 100% | 458.7821 | 99.48% | 0% | 0.5194% | 22.5918 | 0 | 0 | 22.5918 | 0 | 20.5582 | 0.031036 | 662.4088 | 20.5582 | 0.031036 | 662.4088 | 22.8138 | 0.034441 | 662.4088 | 4.924% | 0.018397 | 0.017486 | 24937.8732 | 2129.049 | 117.6547 | 22691.1695 | 24944.6182 | 0 | 0 | 24944.6182 | 0.000745%
2027 | 300 | 300-484F | Tier-2 | Tier-2---9 | 4--5 | 129 | 100% | 754.1323 | 92.41% | 6.882% | 0.7076% | 34.4965 | 0 | 0 | 34.4965 | 0 | 31.3913 | 1.0009 | 31.3632 | 31.3913 | 1.0009 | 31.3632 | 34.8355 | 1.1107 | 31.3632 | 4.574% | 0.039922 | 0.037946 | 18890.1433 | 1189.4361 | 2104.6022 | 15596.105 | 18964.8043 | 0 | 0 | 18964.8043 | 0.001138%
2027 | 307 | 307-1538F | Tier-2 | Tier-2---7 | 5--5 | 249 | 100% | 2407.2332 | 91.07% | 8.863% | 0.06623% | 108.5181 | 0 | 0 | 108.5181 | 0 | 98.75 | 1.932 | 51.1139 | 98.75 | 1.932 | 51.1139 | 109.5846 | 2.1439 | 51.1139 | 4.508% | 0.10098 | 0.09598 | 23839.1374 | 1161.7116 | 1913.71 | 20763.7158 | 23949.9932 | 0 | 0 | 23949.9932 | 0.003579%
2027 | 307 | 307-234R | Tier-2 | Tier-2---4 | 5--5 | 590 | 100% | 4762.848 | 95.55% | 4.384% | 0.07015% | 225.2596 | 0 | 0 | 225.2596 | 0 | 204.9832 | 4.5777 | 44.7783 | 204.9832 | 4.5777 | 44.7783 | 227.4734 | 5.08 | 44.7783 | 4.73% | 0.11001 | 0.10456 | 43295.9421 | 2235.6738 | 1794.1526 | 39266.1157 | 43396.3748 | 0 | 0 | 43396.3748 | 0.007428%
2027 | 308 | 308-485AE | Tier-2 | Tier-2---15 | 4--3 | 5 | 100% | 157.9773 | 2.775% | 96.6% | 0.6237% | 0.217 | 0 | 0 | 0.217 | 0 | 0.19746 | 0.038794 | 5.09 | 0.19746 | 0.038794 | 5.09 | 0.21913 | 0.043051 | 5.09 | 0.1374% | 0.034738 | 0.033018 | 4547.6785 | 18.1382 | 4090.2999 | 439.2404 | 4777.9399 | 0 | 0 | 4777.9399 | 7.156e-06%
2027 | 308 | 308-563AE | Tier-2 | Tier-2---18 | 4--3 | 20 | 100% | 95.5263 | 19.37% | 79.9% | 0.729% | 0.91613 | 0 | 0 | 0.91613 | 0 | 0.83367 | 0.15518 | 5.3723 | 0.83367 | 0.15518 | 5.3723 | 0.92513 | 0.1722 | 5.3723 | 0.959% | 0.03316 | 0.031518 | 2880.805 | 81.2813 | 2130.9308 | 668.5929 | 3001.7645 | 0 | 0 | 3001.7645 | 3.021e-05%
2027 | 311 | 311-1163F | Tier-2 | Tier-2---18 | 3--3 | 4 | 100% | 46.1951 | 84.69% | 14.76% | 0.5474% | 1.9366 | 0 | 0 | 1.9366 | 0 | 1.7623 | 0.031036 | 56.7837 | 1.7623 | 0.031036 | 56.7837 | 1.9557 | 0.034441 | 56.7837 | 4.192% | 0.018623 | 0.017701 | 2480.5668 | 135.3403 | 1292.4644 | 1052.7621 | 2500.341 | 0 | 0 | 2500.341 | 6.386e-05%
2027 | 311 | 311-1199 | Tier-2 | Tier-2---20 | 3--2 | 32 | 100% | 15.6056 | 49.38% | 48.09% | 2.529% | 0.38147 | 0 | 0 | 0.38147 | 0 | 0.34714 | 0.24828 | 1.3981 | 0.34714 | 0.24828 | 1.3981 | 0.38522 | 0.27553 | 1.3981 | 2.444% | 0.018336 | 0.017428 | 851.1013 | 34.5086 | 499.3326 | 317.2601 | 873.5365 | 0 | 0 | 873.5365 | 1.258e-05%
2027 | 311 | 311-14R | Tier-2 | Tier-2---14 | 3--4 | 26 | 100% | 278.652 | 16.28% | 83.57% | 0.1501% | 2.2455 | 0 | 0 | 2.2455 | 0 | 2.0434 | 0.20173 | 10.1293 | 2.0434 | 0.20173 | 10.1293 | 2.2676 | 0.22386 | 10.1293 | 0.8058% | 0.018935 | 0.017998 | 14715.9264 | 172.6193 | 12298.8098 | 2244.4973 | 15357.5365 | 0 | 0 | 15357.5365 | 7.405e-05%
2027 | 311 | 311-43 | Tier-2 | Tier-2---15 | 3--4 | 262 | 100% | 159.8581 | 2.339% | 95.81% | 1.853% | 0.18508 | 0 | 0 | 0.18508 | 0 | 0.16842 | 2.0328 | 0.082852 | 0.16842 | 2.0328 | 0.082852 | 0.1869 | 2.2559 | 0.082852 | 0.1158% | 0.027937 | 0.026554 | 5722.0498 | 11.5831 | 5135.5481 | 574.9186 | 6013.0719 | 0 | 0 | 6013.0719 | 6.103e-06%
2027 | 312 | 312-14F | Tier-2 | Tier-2---14 | 3--4 | 38 | 100% | 202.1236 | 0.1514% | 99.59% | 0.26% | 0.015143 | 0 | 0 | 0.015143 | 0 | 0.01378 | 0.29484 | 0.046738 | 0.01378 | 0.29484 | 0.046738 | 0.015292 | 0.32719 | 0.046738 | 0.007492% | 0.018868 | 0.017934 | 10712.5091 | 14.4007 | 9656.8656 | 1041.2427 | 11269.5492 | 0 | 0 | 11269.5492 | 4.994e-07%
2027 | 315 | 315-485AE | Tier-2 | Tier-2---14 | 2--5 | 323 | 100% | 209.8559 | 99.5% | 0% | 0.498% | 10.3361 | 0 | 0 | 10.3361 | 0 | 9.4057 | 2.5061 | 3.7531 | 9.4057 | 2.5061 | 3.7531 | 10.4377 | 2.7811 | 3.7531 | 4.925% | 0.00637 | 0.0060547 | 32944.4153 | 9136.3077 | 189.8424 | 23618.2652 | 32952.9593 | 0 | 0 | 32952.9593 | 0.0003408%
2027 | 350 | 350-2182R | Tier-2 | Tier-2---13 | 4--3 | 18 | 100% | 302.428 | 99.27% | 0.6612% | 0.06922% | 14.8608 | 0 | 0 | 14.8608 | 0 | 13.5232 | 0.13966 | 96.8293 | 13.5232 | 0.13966 | 96.8293 | 15.0069 | 0.15498 | 96.8293 | 4.914% | 0.068991 | 0.065576 | 4383.5865 | 235.806 | 28.4753 | 4119.3053 | 4385.2539 | 0 | 0 | 4385.2539 | 0.0004901%
2027 | 350 | 350-2188R | Tier-2 | Tier-2---5 | 5--5 | 1796 | 100% | 3602.0119 | 95.48% | 4.084% | 0.4314% | 170.2488 | 0 | 0 | 170.2488 | 0 | 154.9241 | 13.9349 | 11.1177 | 154.9241 | 13.9349 | 11.1177 | 171.922 | 15.4639 | 11.1177 | 4.726% | 0.15121 | 0.14373 | 23821.2544 | 1424.0323 | 987.3799 | 21409.8422 | 23877.2694 | 0 | 0 | 23877.2694 | 0.005614%
2027 | 350 | 350-2192R | Tier-2 | Tier-2---2 | 5--5 | 2181 | 100% | 13871.6222 | 98.14% | 1.698% | 0.1643% | 673.8553 | 0 | 0 | 673.8553 | 0 | 613.1991 | 16.9221 | 36.2365 | 613.1991 | 16.9221 | 36.2365 | 680.4779 | 18.7788 | 36.2365 | 4.858% | 0.18928 | 0.17991 | 73287.5708 | 4711.7972 | 1323.9814 | 67251.7922 | 73358.6632 | 0 | 0 | 73358.6632 | 0.02222%
2027 | 350 | 350-2196R | Tier-2 | Tier-2---5 | 5--5 | 2656 | 100% | 5570.6857 | 96.99% | 2.589% | 0.4237% | 267.4423 | 0 | 0 | 267.4423 | 0 | 243.3688 | 20.6076 | 11.8097 | 243.3688 | 20.6076 | 11.8097 | 270.0707 | 22.8686 | 11.8097 | 4.801% | 0.19915 | 0.18929 | 27972.7323 | 1828.1512 | 784.4184 | 25360.1626 | 28016.6156 | 0 | 0 | 28016.6156 | 0.008819%
2027 | 350 | 350-2201R | Tier-3 | Tier-3---4 | 5--5 | 1091 | 100% | 13521.7454 | 99.28% | 0.6466% | 0.06915% | 664.5359 | 0 | 0 | 664.5359 | 0 | 604.7186 | 8.4649 | 71.438 | 604.7186 | 8.4649 | 71.438 | 671.067 | 9.3937 | 71.438 | 4.915% | 0.1241 | 0.11796 | 108955.4795 | 7800.4897 | 724.3656 | 100430.6241 | 108996.0903 | 0 | 0 | 108996.0903 | 0.02191%
2027 | 350 | 350-41R | Tier-2 | Tier-2---3 | 5--5 | 1620 | 100% | 11201.3889 | 98.88% | 1.023% | 0.1021% | 548.2325 | 0 | 0 | 548.2325 | 0 | 498.8841 | 12.5694 | 39.6904 | 498.8841 | 12.5694 | 39.6904 | 553.6205 | 13.9485 | 39.6904 | 4.894% | 0.12896 | 0.12258 | 86857.3847 | 6899.4834 | 1125.7731 | 78832.1281 | 86908.2599 | 0 | 0 | 86908.2599 | 0.01808%
2027 | 351 | 351-819R | Tier-2 | Tier-2---1 | 5--5 | 1027 | 100% | 23517.4276 | 99.25% | 0.716% | 0.03401% | 1155.3817 | 0 | 0 | 1155.3817 | 0 | 1051.3816 | 7.9684 | 131.9444 | 1051.3816 | 7.9684 | 131.9444 | 1166.7367 | 8.8426 | 131.9444 | 4.913% | 0.14376 | 0.13664 | 163589.7091 | 16623.6975 | 1146.1775 | 145819.834 | 163653.6056 | 0 | 0 | 163653.6056 | 0.0381%
2027 | 351 | 351-871R | Tier-3 | Tier-3---6 | 5--5 | 222 | 100% | 9144.3124 | 99.73% | 0.2371% | 0.03256% | 451.4229 | 0 | 0 | 451.4229 | 0 | 410.7886 | 1.7225 | 238.4879 | 410.7886 | 1.7225 | 238.4879 | 455.8594 | 1.9115 | 238.4879 | 4.937% | 0.11468 | 0.109 | 79737.0821 | 3947.9048 | 194.739 | 75594.4383 | 79748.2799 | 0 | 0 | 79748.2799 | 0.01489%
2027 | 352 | 352-27R | Tier-3 | Tier-3---2 | 5--5 | 1531 | 100% | 18614.1823 | 99.36% | 0.5928% | 0.04664% | 915.5099 | 0 | 0 | 915.5099 | 0 | 833.1015 | 11.8788 | 70.1332 | 833.1015 | 11.8788 | 70.1332 | 924.5075 | 13.1822 | 70.1332 | 4.918% | 0.11814 | 0.11229 | 157566.7738 | 12769.0481 | 931.5035 | 143866.2223 | 157619.2477 | 0 | 0 | 157619.2477 | 0.03019%
2027 | 353 | 353-1429R | Tier-2 | Tier-2---6 | 5--5 | 1034 | 100% | 9221.8022 | 97.49% | 2.457% | 0.05523% | 445.0117 | 0 | 0 | 445.0117 | 0 | 404.9546 | 8.0227 | 50.4762 | 404.9546 | 8.0227 | 50.4762 | 449.3853 | 8.9029 | 50.4762 | 4.826% | 0.12141 | 0.1154 | 75954.4937 | 7030.6458 | 1796.1724 | 67127.6756 | 76053.8635 | 0 | 0 | 76053.8635 | 0.01467%
2027 | 353 | 353-593F | Tier-2 | Tier-2---7 | 5--5 | 340 | 100% | 2519.0591 | 99.18% | 0.76% | 0.05848% | 123.6728 | 0 | 0 | 123.6728 | 0 | 112.5405 | 2.638 | 42.661 | 112.5405 | 2.638 | 42.661 | 124.8882 | 2.9275 | 42.661 | 4.909% | 0.10537 | 0.10016 | 23906.1611 | 1223.3222 | 175.0584 | 22507.7804 | 23916.3516 | 0 | 0 | 23916.3516 | 0.004078%
2027 | 353 | 353-594F | Tier-2 | Tier-2---7 | 5--5 | 60 | 100% | 2215.6498 | 99.93% | 0.02983% | 0.0378% | 109.6005 | 0 | 0 | 109.6005 | 0 | 99.735 | 0.46553 | 214.2383 | 99.735 | 0.46553 | 214.2383 | 110.6776 | 0.51661 | 214.2383 | 4.947% | 0.10216 | 0.097099 | 21688.8427 | 1103.6586 | 13.4163 | 20571.7678 | 21689.6065 | 0 | 0 | 21689.6065 | 0.003614%
2027 | 353 | 353-900F | Tier-2 | Tier-2---8 | 5--5 | 143 | 100% | 1991.3582 | 88.69% | 11.27% | 0.03442% | 87.4279 | 0 | 0 | 87.4279 | 0 | 79.5582 | 1.1095 | 71.7051 | 79.5582 | 1.1095 | 71.7051 | 88.2871 | 1.2313 | 71.7051 | 4.39% | 0.10085 | 0.09586 | 19745.2341 | 886.6093 | 2040.7127 | 16817.9121 | 19861.49 | 0 | 0 | 19861.49 | 0.002883%
2027 | 353 | 353-901F | Tier-2 | Tier-2---4 | 5--5 | 150 | 100% | 4555.6189 | 94.3% | 5.656% | 0.04182% | 212.6544 | 0 | 0 | 212.6544 | 0 | 193.5126 | 1.1638 | 166.272 | 193.5126 | 1.1638 | 166.272 | 214.7444 | 1.2915 | 166.272 | 4.668% | 0.10618 | 0.10093 | 42903.6289 | 2997.2951 | 2229.1196 | 37677.2142 | 43030.9365 | 0 | 0 | 43030.9365 | 0.007013%
2027 | 353 | 353-902F | Tier-2 | Tier-2---11 | 5--3 | 30 | 100% | 465.1006 | 62.84% | 37.09% | 0.07221% | 14.4673 | 0 | 0 | 14.4673 | 0 | 13.165 | 0.23277 | 56.5589 | 13.165 | 0.23277 | 56.5589 | 14.6095 | 0.2583 | 56.5589 | 3.111% | 0.098854 | 0.093961 | 4704.9245 | 153.014 | 1593.6445 | 2958.266 | 4795.9754 | 0 | 0 | 4795.9754 | 0.0004771%
2027 | 353 | 353-904R | Tier-2 | Tier-2---3 | 5--5 | 484 | 100% | 13534.4067 | 99.43% | 0.528% | 0.03951% | 666.1513 | 0 | 0 | 666.1513 | 0 | 606.1886 | 3.7553 | 161.4223 | 606.1886 | 3.7553 | 161.4223 | 672.6982 | 4.1673 | 161.4223 | 4.922% | 0.12577 | 0.11955 | 107611.5054 | 6762.2295 | 951.3386 | 99897.9374 | 107643.3077 | 0 | 0 | 107643.3077 | 0.02197%
2027 | 354 | 354-1706R | Tier-2 | Tier-2---1 | 5--5 | 1235 | 100% | 20510.2592 | 99.17% | 0.7728% | 0.06052% | 1006.7977 | 0 | 0 | 1006.7977 | 0 | 916.1722 | 9.5822 | 95.6117 | 916.1722 | 9.5822 | 95.6117 | 1016.6925 | 10.6336 | 95.6117 | 4.909% | 0.13939 | 0.13249 | 147143.8192 | 11695.5249 | 1352.7634 | 134095.5309 | 147207.6742 | 0 | 0 | 147207.6742 | 0.0332%
2027 | 354 | 354-24AE | Tier-2 | Tier-2---4 | 4--5 | 236 | 100% | 3653.654 | 88.54% | 11.39% | 0.07412% | 160.1222 | 0 | 0 | 160.1222 | 0 | 145.709 | 1.8311 | 79.5748 | 145.709 | 1.8311 | 79.5748 | 161.6959 | 2.032 | 79.5748 | 4.383% | 0.080555 | 0.076567 | 45356.2427 | 2136.2059 | 4816.4156 | 38403.6212 | 45627.0334 | 0 | 0 | 45627.0334 | 0.00528%
2027 | 355 | 355-41R | Tier-2 | Tier-2---6 | 4--5 | 587 | 100% | 7500.5861 | 98.5% | 1.439% | 0.05987% | 365.7128 | 0 | 0 | 365.7128 | 0 | 332.7936 | 4.5545 | 73.0698 | 332.7936 | 4.5545 | 73.0698 | 369.307 | 5.0542 | 73.0698 | 4.876% | 0.092253 | 0.087687 | 81304.346 | 4273.0126 | 1113.8309 | 75917.5024 | 81367.8246 | 0 | 0 | 81367.8246 | 0.01206%
2027 | 355 | 355-6R | Tier-2 | Tier-2---7 | 4--5 | 253 | 100% | 1698.7097 | 79.94% | 19.99% | 0.07228% | 67.2176 | 0 | 0 | 67.2176 | 0 | 61.1671 | 1.963 | 31.1601 | 61.1671 | 1.963 | 31.1601 | 67.8782 | 2.1784 | 31.1601 | 3.957% | 0.074333 | 0.070654 | 22852.699 | 968.4345 | 4228.7096 | 17655.5548 | 23091.4486 | 0 | 0 | 23091.4486 | 0.002217%
2027 | 356 | 356-16R | Tier-2 | Tier-2---4 | 4--5 | 403 | 100% | 5437.4375 | 98.14% | 1.781% | 0.0775% | 264.1505 | 0 | 0 | 264.1505 | 0 | 240.3733 | 3.1268 | 76.8745 | 240.3733 | 3.1268 | 76.8745 | 266.7465 | 3.4699 | 76.8745 | 4.858% | 0.090754 | 0.086262 | 59914.026 | 4577.5093 | 1354.7623 | 53981.7544 | 59972.0203 | 0 | 0 | 59972.0203 | 0.008711%
2027 | 356 | 356-19R | Tier-3 | Tier-3---8 | 5--5 | 1342 | 100% | 16012.7864 | 97.76% | 2.145% | 0.09187% | 774.9006 | 0 | 0 | 774.9006 | 0 | 705.149 | 10.4124 | 67.7219 | 705.149 | 10.4124 | 67.7219 | 782.5163 | 11.5548 | 67.7219 | 4.839% | 0.16775 | 0.15945 | 95453.8626 | 6567.3724 | 2023.3951 | 86863.0951 | 95565.0716 | 0 | 0 | 95565.0716 | 0.02555%
2027 | 356 | 356-30AE | Tier-3 | Tier-3---6 | 5--5 | 1273 | 100% | 9294.6751 | 95.41% | 4.438% | 0.1505% | 438.9762 | 0 | 0 | 438.9762 | 0 | 399.4624 | 9.8771 | 40.4435 | 399.4624 | 9.8771 | 40.4435 | 443.2904 | 10.9607 | 40.4435 | 4.723% | 0.14106 | 0.13408 | 65892.3901 | 4765.339 | 2823.4514 | 58303.5997 | 66049.8398 | 0 | 0 | 66049.8398 | 0.01448%
2027 | 357 | 357-1147R | Tier-2 | Tier-2---10 | 5--4 | 49 | 100% | 1251.1758 | 99.06% | 0.8754% | 0.0621% | 61.3526 | 0 | 0 | 61.3526 | 0 | 55.83 | 0.38019 | 146.8495 | 55.83 | 0.38019 | 146.8495 | 61.9555 | 0.4219 | 146.8495 | 4.904% | 0.14287 | 0.1358 | 8757.5771 | 445.3445 | 75.5026 | 8236.73 | 8761.8529 | 0 | 0 | 8761.8529 | 0.002023%
2027 | 357 | 357-1299R | Tier-3 | Tier-3---9 | 5--5 | 47 | 100% | 5098.7328 | 99.68% | 0.2892% | 0.03002% | 251.5816 | 0 | 0 | 251.5816 | 0 | 228.9358 | 0.36467 | 627.7936 | 228.9358 | 0.36467 | 627.7936 | 254.0541 | 0.40468 | 627.7936 | 4.934% | 0.2409 | 0.22898 | 21164.9633 | 1447.3151 | 61.817 | 19655.8313 | 21168.4818 | 0 | 0 | 21168.4818 | 0.008296%
2027 | 357 | 357-2047F | Tier-2 | Tier-2---10 | 5--4 | 11 | 100% | 878.9304 | 95.49% | 4.482% | 0.03213% | 41.5429 | 0 | 0 | 41.5429 | 0 | 37.8035 | 0.085348 | 442.9349 | 37.8035 | 0.085348 | 442.9349 | 41.9512 | 0.094712 | 442.9349 | 4.727% | 0.14128 | 0.13429 | 6221.0361 | 308.2981 | 257.2191 | 5655.5189 | 6235.6624 | 0 | 0 | 6235.6624 | 0.00137%
2027 | 357 | 357-2049F | Tier-3 | Tier-3---8 | 5--5 | 484 | 100% | 16869.708 | 98.79% | 1.184% | 0.02933% | 824.9167 | 0 | 0 | 824.9167 | 0 | 750.663 | 3.7553 | 199.8944 | 750.663 | 3.7553 | 199.8944 | 833.024 | 4.1673 | 199.8944 | 4.89% | 0.18286 | 0.17381 | 92253.2607 | 6177.0068 | 1029.1992 | 85047.0547 | 92311.5642 | 0 | 0 | 92311.5642 | 0.0272%
2027 | 357 | 357-45R | Tier-3 | Tier-3---8 | 5--5 | 901 | 100% | 17696.7525 | 97.47% | 2.478% | 0.04808% | 853.8638 | 0 | 0 | 853.8638 | 0 | 777.0044 | 6.9908 | 111.1475 | 777.0044 | 6.9908 | 111.1475 | 862.2555 | 7.7578 | 111.1475 | 4.825% | 0.18538 | 0.1762 | 95462.1405 | 7644.6992 | 2293.6368 | 85523.8045 | 95587.7082 | 0 | 0 | 95587.7082 | 0.02816%
2027 | 357 | 357-50R | Tier-3 | Tier-3---4 | 5--5 | 1047 | 100% | 10432.4887 | 97.04% | 2.884% | 0.07824% | 501.113 | 0 | 0 | 501.113 | 0 | 456.006 | 8.1235 | 56.1339 | 456.006 | 8.1235 | 56.1339 | 506.0379 | 9.0148 | 56.1339 | 4.803% | 0.14913 | 0.14175 | 69957.1689 | 5112.9004 | 1923.9041 | 62920.3645 | 70065.0754 | 0 | 0 | 70065.0754 | 0.01652%
2027 | 357 | 357-750R | Tier-2 | Tier-2---2 | 5--5 | 712 | 100% | 11757.6254 | 97.81% | 2.143% | 0.05143% | 569.2326 | 0 | 0 | 569.2326 | 0 | 517.9939 | 5.5243 | 93.7661 | 517.9939 | 5.5243 | 93.7661 | 574.827 | 6.1304 | 93.7661 | 4.841% | 0.171 | 0.16254 | 68756.8371 | 5466.8496 | 1394.351 | 61895.6365 | 68835.4024 | 0 | 0 | 68835.4024 | 0.01877%
2027 | 358 | 358-1175F | Tier-2 | Tier-2---11 | 5--3 | 18 | 100% | 599.5834 | 97.21% | 2.746% | 0.04768% | 28.8502 | 0 | 0 | 28.8502 | 0 | 26.2533 | 0.13966 | 187.9801 | 26.2533 | 0.13966 | 187.9801 | 29.1337 | 0.15498 | 187.9801 | 4.812% | 0.14195 | 0.13492 | 4224.0008 | 213.9489 | 108.6198 | 3901.4321 | 4230.1466 | 0 | 0 | 4230.1466 | 0.0009514%
2027 | 358 | 358-33 | Tier-3 | Tier-3---15 | 5--4 | 58 | 100% | 1344.6436 | 99.66% | 0.3079% | 0.03174% | 66.3338 | 0 | 0 | 66.3338 | 0 | 60.3628 | 0.45002 | 134.1351 | 60.3628 | 0.45002 | 134.1351 | 66.9857 | 0.49939 | 134.1351 | 4.933% | 0.14298 | 0.1359 | 9404.72 | 716.3629 | 33.2595 | 8655.0976 | 9406.3837 | 0 | 0 | 9406.3837 | 0.002187%
2027 | 358 | 358-682F | Tier-3 | Tier-3---3 | 5--5 | 404 | 100% | 37602.1184 | 98.59% | 1.386% | 0.02088% | 1835.1165 | 0 | 0 | 1835.1165 | 0 | 1669.931 | 3.1346 | 532.7435 | 1669.931 | 3.1346 | 532.7435 | 1853.1519 | 3.4785 | 532.7435 | 4.88% | 0.54241 | 0.51556 | 69323.599 | 4080.8113 | 883.9511 | 64358.8366 | 69374.3945 | 0 | 0 | 69374.3945 | 0.06052%
2027 | 387 | 387-15 | Tier-3 | Tier-3---16 | 4--5 | 66 | 100% | 1455.0528 | 89.01% | 10.72% | 0.2619% | 64.1128 | 0 | 0 | 64.1128 | 0 | 58.3418 | 0.51209 | 113.9297 | 58.3418 | 0.51209 | 113.9297 | 64.7429 | 0.56827 | 113.9297 | 4.406% | 0.072601 | 0.069007 | 20041.7181 | 1414.1085 | 2071.8969 | 16555.7127 | 20156.3764 | 0 | 0 | 20156.3764 | 0.002114%
2027 | 393 | 393-14R | Tier-2 | Tier-2---10 | 5--4 | 79 | 100% | 924.8041 | 18.79% | 81.02% | 0.1888% | 8.6004 | 0 | 0 | 8.6004 | 0 | 7.8263 | 0.61295 | 12.7682 | 7.8263 | 0.61295 | 12.7682 | 8.685 | 0.6802 | 12.7682 | 0.93% | 0.10079 | 0.095804 | 9175.2809 | 282.2453 | 6855.7873 | 2037.2483 | 9563.3384 | 0 | 0 | 9563.3384 | 0.0002836%
2027 | 396 | 396-699R | Tier-2 | Tier-2---5 | 5--5 | 1637 | 100% | 3136.9517 | 88.18% | 11.4% | 0.4202% | 136.9258 | 0 | 0 | 136.9258 | 0 | 124.6006 | 12.7013 | 9.8101 | 124.6006 | 12.7013 | 9.8101 | 138.2715 | 14.0948 | 9.8101 | 4.365% | 0.15664 | 0.14888 | 20026.8881 | 1646.7402 | 2215.8438 | 16164.3042 | 20150.1614 | 0 | 0 | 20150.1614 | 0.004515%
2027 | 411 | 411-1873R | Tier-2 | Tier-2---7 | 4--5 | 699 | 100% | 1857.5393 | 97.83% | 1.797% | 0.3696% | 89.9563 | 0 | 0 | 89.9563 | 0 | 81.859 | 5.4235 | 15.0935 | 81.859 | 5.4235 | 15.0935 | 90.8403 | 6.0185 | 15.0935 | 4.843% | 0.04682 | 0.044503 | 39673.886 | 2968.3717 | 1138.6008 | 35566.9135 | 39718.6459 | 0 | 0 | 39718.6459 | 0.002966%
2027 | 411 | 411-30R | Tier-3 | Tier-3---6 | 5--5 | 1562 | 100% | 6370.0414 | 98.47% | 1.262% | 0.272% | 310.4797 | 0 | 0 | 310.4797 | 0 | 282.5323 | 12.1194 | 23.3125 | 282.5323 | 12.1194 | 23.3125 | 313.5311 | 13.4491 | 23.3125 | 4.874% | 0.10309 | 0.09799 | 61789.3921 | 5810.5604 | 997.631 | 54981.2006 | 61838.7577 | 0 | 0 | 61838.7577 | 0.01024%
2027 | 411 | 411-47R | Tier-2 | Tier-2---9 | 4--5 | 30 | 100% | 1350.4062 | 95.97% | 3.342% | 0.6845% | 64.1539 | 0 | 0 | 64.1539 | 0 | 58.3792 | 0.23277 | 250.806 | 58.3792 | 0.23277 | 250.806 | 64.7844 | 0.2583 | 250.806 | 4.751% | 0.063274 | 0.060142 | 21342.1296 | 2028.2504 | 1280.5502 | 18033.3289 | 21386.8765 | 0 | 0 | 21386.8765 | 0.002116%
2027 | 434 | 434-301 | Tier-2 | Tier-2---17 | 1--5 | 1 | 100% | 70.6497 | 99.53% | 0% | 0.466% | 3.4809 | 0 | 0 | 3.4809 | 0 | 3.1675 | 0.0077589 | 408.2466 | 3.1675 | 0.0077589 | 408.2466 | 3.5151 | 0.0086102 | 408.2466 | 4.927% | 0.003157 | 0.0030007 | 22378.7351 | 1649.9048 | 280.7681 | 20448.0622 | 22384.166 | 0 | 0 | 22384.166 | 0.0001148%
2027 | 441 | 441-23R | Tier-3 | Tier-3---11 | 5--4 | 334 | 100% | 3518.0204 | 97.45% | 2.468% | 0.07959% | 169.706 | 0 | 0 | 169.706 | 0 | 154.4302 | 2.5915 | 59.5918 | 154.4302 | 2.5915 | 59.5918 | 171.3739 | 2.8758 | 59.5918 | 4.824% | 0.54783 | 0.52071 | 6421.7327 | 319.9827 | 139.6282 | 5962.1218 | 6430.2517 | 0 | 0 | 6430.2517 | 0.005596%
2027 | 441 | 441-279R | Tier-3 | Tier-3---18 | 5--2 | 49 | 100% | 582.1633 | 91.34% | 8.391% | 0.2732% | 26.3202 | 0 | 0 | 26.3202 | 0 | 23.951 | 0.38019 | 62.9984 | 23.951 | 0.38019 | 62.9984 | 26.5789 | 0.4219 | 62.9984 | 4.521% | 0.53527 | 0.50877 | 1087.6056 | 48.7403 | 75.2423 | 963.623 | 1092.5132 | 0 | 0 | 1092.5132 | 0.0008679%
2027 | 441 | 441-27R | Tier-3 | Tier-3---9 | 5--4 | 121 | 100% | 4750.1268 | 98% | 1.916% | 0.08125% | 230.4346 | 0 | 0 | 230.4346 | 0 | 209.6923 | 0.93882 | 223.3563 | 209.6923 | 0.93882 | 223.3563 | 232.6993 | 1.0418 | 223.3563 | 4.851% | 0.55752 | 0.52992 | 8520.0828 | 441.9883 | 150.5633 | 7927.5312 | 8528.9458 | 0 | 0 | 8528.9458 | 0.007599%
2027 | 441 | 441-30R | Tier-3 | Tier-3---9 | 5--4 | 63 | 100% | 5348.8774 | 98.57% | 1.364% | 0.06326% | 260.9896 | 0 | 0 | 260.9896 | 0 | 237.497 | 0.48881 | 485.8682 | 237.497 | 0.48881 | 485.8682 | 263.5546 | 0.54244 | 485.8682 | 4.879% | 0.55519 | 0.52771 | 9634.2631 | 496.8631 | 123.5008 | 9013.8993 | 9641.4258 | 0 | 0 | 9641.4258 | 0.008606%
2027 | 442 | 442-16R | Tier-3 | Tier-3---14 | 5--3 | 889 | 100% | 1834.9376 | 96.09% | 3.534% | 0.3793% | 87.2753 | 0 | 0 | 87.2753 | 0 | 79.4193 | 6.8976 | 11.514 | 79.4193 | 6.8976 | 11.514 | 88.133 | 7.6544 | 11.514 | 4.756% | 0.45792 | 0.43525 | 4007.1227 | 182.139 | 134.5225 | 3690.4612 | 4015.2885 | 0 | 0 | 4015.2885 | 0.002878%
2027 | 442 | 442-46R | Tier-3 | Tier-3---19 | 5--1 | 34 | 100% | 88.141 | 1.745% | 98.17% | 0.08447% | 0.076128 | 0 | 0 | 0.076128 | 0 | 0.069276 | 0.2638 | 0.2626 | 0.069276 | 0.2638 | 0.2626 | 0.076876 | 0.29275 | 0.2626 | 0.08637% | 0.35092 | 0.33355 | 251.1714 | 0.48889 | 224.1015 | 26.581 | 264.0236 | 0 | 0 | 264.0236 | 2.51e-06%
2027 | 442 | 442-509R | Tier-3 | Tier-3---15 | 5--3 | 637 | 100% | 852.9261 | 84.92% | 14.72% | 0.3553% | 35.855 | 0 | 0 | 35.855 | 0 | 32.6276 | 4.9424 | 6.6016 | 32.6276 | 4.9424 | 6.6016 | 36.2074 | 5.4847 | 6.6016 | 4.204% | 0.36954 | 0.35125 | 2308.0588 | 110.4832 | 313.3685 | 1884.2071 | 2326.1793 | 0 | 0 | 2326.1793 | 0.001182%
2027 | 442 | 442-525 | Tier-3 | Tier-3---18 | 5--2 | 642 | 100% | 526.1263 | 57.95% | 41.57% | 0.4783% | 15.0927 | 0 | 0 | 15.0927 | 0 | 13.7342 | 4.9812 | 2.7572 | 13.7342 | 4.9812 | 2.7572 | 15.2411 | 5.5277 | 2.7572 | 2.869% | 0.36155 | 0.34365 | 1455.1925 | 55.7076 | 549.0709 | 850.414 | 1487.0575 | 0 | 0 | 1487.0575 | 0.0004977%
2027 | 442 | 442-728R | Tier-3 | Tier-3---5 | 5--5 | 1846 | 100% | 11572.221 | 88.48% | 11.4% | 0.1243% | 506.8142 | 0 | 0 | 506.8142 | 0 | 461.194 | 14.3229 | 32.1998 | 461.194 | 14.3229 | 32.1998 | 511.7951 | 15.8944 | 32.1998 | 4.38% | 0.35802 | 0.3403 | 32323.0144 | 2289.7277 | 3409.1909 | 26624.0958 | 32516.9947 | 0 | 0 | 32516.9947 | 0.01671%
2027 | 442 | 442-729 | Tier-3 | Tier-3---15 | 5--3 | 38 | 100% | 704.6091 | 96.62% | 3.132% | 0.2514% | 33.6979 | 0 | 0 | 33.6979 | 0 | 30.6647 | 0.29484 | 104.0053 | 30.6647 | 0.29484 | 104.0053 | 34.0291 | 0.32719 | 104.0053 | 4.782% | 0.36059 | 0.34274 | 1954.0299 | 88.7883 | 138.1468 | 1727.0948 | 1957.4733 | 0 | 0 | 1957.4733 | 0.001111%
2027 | 442 | 442-758F | Tier-3 | Tier-3---18 | 5--2 | 44 | 100% | 549.9829 | 98.93% | 0.9134% | 0.161% | 26.9317 | 0 | 0 | 26.9317 | 0 | 24.5074 | 0.34139 | 71.7871 | 24.5074 | 0.34139 | 71.7871 | 27.1963 | 0.37885 | 71.7871 | 4.897% | 0.35119 | 0.3338 | 1566.0749 | 78.3252 | 13.6628 | 1474.0869 | 1566.9511 | 0 | 0 | 1566.9511 | 0.0008881%
2027 | 442 | 442-764R | Tier-3 | Tier-3---18 | 5--2 | 297 | 100% | 474.7376 | 91.31% | 8.325% | 0.3651% | 21.4573 | 0 | 0 | 21.4573 | 0 | 19.5259 | 2.3044 | 8.4733 | 19.5259 | 2.3044 | 8.4733 | 21.6682 | 2.5572 | 8.4733 | 4.52% | 0.35448 | 0.33694 | 1339.2423 | 54.097 | 105.5502 | 1179.5951 | 1345.3033 | 0 | 0 | 1345.3033 | 0.0007076%
2027 | 442 | 442-780 | Tier-3 | Tier-3---19 | 5--1 | 189 | 100% | 141.3846 | 51% | 48.51% | 0.49% | 3.5693 | 0 | 0 | 3.5693 | 0 | 3.248 | 1.4664 | 2.2149 | 3.248 | 1.4664 | 2.2149 | 3.6044 | 1.6273 | 2.2149 | 2.525% | 0.34601 | 0.32888 | 408.6195 | 15.0224 | 181.372 | 212.2251 | 419.0465 | 0 | 0 | 419.0465 | 0.0001177%
2027 | 444 | 444-15R | Tier-2 | Tier-2---13 | 5--3 | 9 | 100% | 333.8465 | 96.62% | 2.31% | 1.072% | 15.9664 | 0 | 0 | 15.9664 | 0 | 14.5292 | 0.06983 | 208.0659 | 14.5292 | 0.06983 | 208.0659 | 16.1233 | 0.077491 | 208.0659 | 4.783% | 0.14886 | 0.14149 | 2242.6726 | 149.3607 | 69.2136 | 2024.0983 | 2246.6232 | 0 | 0 | 2246.6232 | 0.0005265%
2027 | 444 | 444-43R | Tier-2 | Tier-2---5 | 5--5 | 130 | 100% | 3413.8137 | 97.67% | 1.995% | 0.3352% | 165.0466 | 0 | 0 | 165.0466 | 0 | 150.1902 | 1.0087 | 148.9015 | 150.1902 | 1.0087 | 148.9015 | 166.6687 | 1.1193 | 148.9015 | 4.835% | 0.2124 | 0.20189 | 16072.3576 | 890.1063 | 476.3771 | 14705.8742 | 16091.8592 | 0 | 0 | 16091.8592 | 0.005443%
2027 | 444 | 444-9R | Tier-2 | Tier-2---11 | 5--3 | 529 | 100% | 571.2373 | 70.71% | 27.93% | 1.361% | 19.9936 | 0 | 0 | 19.9936 | 0 | 18.1939 | 4.1044 | 4.4327 | 18.1939 | 4.1044 | 4.4327 | 20.1901 | 4.5548 | 4.4327 | 3.5% | 0.1488 | 0.14143 | 3839.0169 | 197.4513 | 1077.3117 | 2564.2539 | 3897.5795 | 0 | 0 | 3897.5795 | 0.0006593%
2027 | 445 | 445-1311R | Tier-3 | Tier-3---5 | 5--5 | 353 | 100% | 9632.5907 | 94.96% | 4.965% | 0.07823% | 452.7685 | 0 | 0 | 452.7685 | 0 | 412.0132 | 2.7389 | 150.431 | 412.0132 | 2.7389 | 150.431 | 457.2183 | 3.0394 | 150.431 | 4.7% | 0.53792 | 0.51129 | 17907.0399 | 1026.0345 | 824.7437 | 16056.2617 | 17954.067 | 0 | 0 | 17954.067 | 0.01493%
2027 | 445 | 445-1325F | Tier-2 | Tier-2---2 | 5--4 | 203 | 100% | 7250.7229 | 96.11% | 3.805% | 0.08959% | 344.9322 | 0 | 0 | 344.9322 | 0 | 313.8836 | 1.5751 | 199.2845 | 313.8836 | 1.5751 | 199.2845 | 348.3221 | 1.7479 | 199.2845 | 4.757% | 0.57356 | 0.54517 | 12641.5766 | 694.1782 | 440.7081 | 11506.6903 | 12667.2174 | 0 | 0 | 12667.2174 | 0.01137%
2027 | 445 | 445-17R | Tier-2 | Tier-2---8 | 5--3 | 107 | 100% | 1603.5562 | 88.72% | 11.16% | 0.1231% | 70.4231 | 0 | 0 | 70.4231 | 0 | 64.084 | 0.8302 | 77.191 | 64.084 | 0.8302 | 77.191 | 71.1152 | 0.92129 | 77.191 | 4.392% | 0.53426 | 0.50782 | 3001.4248 | 150.999 | 302.1467 | 2548.279 | 3019.055 | 0 | 0 | 3019.055 | 0.002322%
2027 | 445 | 445-18R | Tier-2 | Tier-2---2 | 5--5 | 448 | 100% | 10619.7967 | 95.69% | 4.18% | 0.1317% | 503.0122 | 0 | 0 | 503.0122 | 0 | 457.7342 | 3.476 | 131.685 | 457.7342 | 3.476 | 131.685 | 507.9557 | 3.8574 | 131.685 | 4.737% | 0.6048 | 0.57486 | 17559.3271 | 969.9837 | 680.7099 | 15908.6335 | 17598.759 | 0 | 0 | 17598.759 | 0.01659%
2027 | 445 | 445-19R | Tier-2 | Tier-2---8 | 5--3 | 175 | 100% | 1766.7037 | 84.73% | 14.9% | 0.3714% | 74.0952 | 0 | 0 | 74.0952 | 0 | 67.4256 | 1.3578 | 49.6578 | 67.4256 | 1.3578 | 49.6578 | 74.8234 | 1.5068 | 49.6578 | 4.194% | 0.56527 | 0.53729 | 3125.4156 | 150.9089 | 429.896 | 2544.6106 | 3150.2749 | 0 | 0 | 3150.2749 | 0.002443%
2027 | 445 | 445-39R | Tier-2 | Tier-2---5 | 5--4 | 216 | 100% | 3678.5806 | 87.54% | 12.33% | 0.1304% | 159.4029 | 0 | 0 | 159.4029 | 0 | 145.0545 | 1.6759 | 86.5523 | 145.0545 | 1.6759 | 86.5523 | 160.9695 | 1.8598 | 86.5523 | 4.333% | 0.48997 | 0.46571 | 7507.8253 | 391.1864 | 914.4635 | 6202.1754 | 7556.5395 | 0 | 0 | 7556.5395 | 0.005257%
2027 | 445 | 445-894R | Tier-2 | Tier-2---5 | 5--4 | 296 | 100% | 4421.0024 | 88.12% | 11.51% | 0.3702% | 192.8443 | 0 | 0 | 192.8443 | 0 | 175.4857 | 2.2966 | 76.4101 | 175.4857 | 2.2966 | 76.4101 | 194.7396 | 2.5486 | 76.4101 | 4.362% | 0.63526 | 0.60381 | 6959.394 | 312.553 | 750.3762 | 5896.4648 | 7002.446 | 0 | 0 | 7002.446 | 0.006359%
2027 | 445 | 445-897R | Tier-2 | Tier-2---10 | 5--3 | 28 | 100% | 1351.7747 | 97.24% | 2.711% | 0.04647% | 65.0678 | 0 | 0 | 65.0678 | 0 | 59.2108 | 0.21725 | 272.5487 | 59.2108 | 0.21725 | 272.5487 | 65.7073 | 0.24108 | 272.5487 | 4.814% | 0.75637 | 0.71893 | 1787.1928 | 98.5478 | 55.7869 | 1632.8581 | 1789.7592 | 0 | 0 | 1789.7592 | 0.002146%
2027 | 448 | 448-1234R | Tier-3 | Tier-3---15 | 5--3 | 20 | 100% | 1211.6194 | 97.39% | 2.475% | 0.1351% | 58.4097 | 0 | 0 | 58.4097 | 0 | 53.1521 | 0.15518 | 342.5241 | 53.1521 | 0.15518 | 342.5241 | 58.9838 | 0.1722 | 342.5241 | 4.821% | 0.62101 | 0.59027 | 1951.0598 | 101.7927 | 46.8267 | 1802.4404 | 1953.7118 | 0 | 0 | 1953.7118 | 0.001926%
2027 | 448 | 448-47R | Tier-3 | Tier-3---14 | 5--3 | 139 | 100% | 2612.2711 | 91.91% | 7.885% | 0.2065% | 118.8447 | 0 | 0 | 118.8447 | 0 | 108.1471 | 1.0785 | 100.2769 | 108.1471 | 1.0785 | 100.2769 | 120.0127 | 1.1968 | 100.2769 | 4.549% | 0.62882 | 0.59769 | 4154.2404 | 216.0426 | 303.0764 | 3635.1215 | 4171.7455 | 0 | 0 | 4171.7455 | 0.003919%
2027 | 448 | 448-714R | Tier-3 | Tier-3---14 | 5--3 | 245 | 100% | 2119.752 | 55.7% | 43.96% | 0.3458% | 58.4428 | 0 | 0 | 58.4428 | 0 | 53.1821 | 1.9009 | 27.977 | 53.1821 | 1.9009 | 27.977 | 59.0171 | 2.1095 | 27.977 | 2.757% | 0.46343 | 0.44049 | 4574.0639 | 152.3288 | 1823.4456 | 2598.2895 | 4679.5943 | 0 | 0 | 4679.5943 | 0.001927%
2027 | 448 | 448-724R | Tier-3 | Tier-3---18 | 5--2 | 225 | 100% | 520.639 | 76.18% | 22.78% | 1.038% | 19.634 | 0 | 0 | 19.634 | 0 | 17.8667 | 1.7457 | 10.2344 | 17.8667 | 1.7457 | 10.2344 | 19.8269 | 1.9373 | 10.2344 | 3.771% | 0.55035 | 0.52311 | 946.0153 | 35.8531 | 201.7143 | 708.4479 | 957.7484 | 0 | 0 | 957.7484 | 0.0006475%
2027 | 448 | 448-735R | Tier-3 | Tier-3---18 | 5--2 | 164 | 100% | 630.7627 | 79.12% | 20.09% | 0.7869% | 24.7041 | 0 | 0 | 24.7041 | 0 | 22.4804 | 1.2725 | 17.667 | 22.4804 | 1.2725 | 17.667 | 24.9469 | 1.4121 | 17.667 | 3.917% | 0.54202 | 0.51519 | 1163.7353 | 53.8869 | 215.9361 | 893.9122 | 1176.3882 | 0 | 0 | 1176.3882 | 0.0008147%
2027 | 448 | 448-744R | Tier-3 | Tier-3---7 | 5--5 | 713 | 100% | 9104.5616 | 91.68% | 8.126% | 0.1928% | 413.1864 | 0 | 0 | 413.1864 | 0 | 375.994 | 5.5321 | 67.9661 | 375.994 | 5.5321 | 67.9661 | 417.2472 | 6.139 | 67.9661 | 4.538% | 0.49442 | 0.46994 | 18414.705 | 980.4625 | 1393.5793 | 16040.6633 | 18494.4792 | 0 | 0 | 18494.4792 | 0.01363%
2027 | 448 | 448-9R | Tier-3 | Tier-3---9 | 5--4 | 336 | 100% | 5644.8109 | 93.43% | 6.384% | 0.1906% | 261.0474 | 0 | 0 | 261.0474 | 0 | 237.5496 | 2.607 | 91.1205 | 237.5496 | 2.607 | 91.1205 | 263.613 | 2.893 | 91.1205 | 4.625% | 0.54394 | 0.51701 | 10377.639 | 550.4893 | 645.7623 | 9181.3873 | 10413.1713 | 0 | 0 | 10413.1713 | 0.008608%
2027 | 449 | 449-13R | Tier-3 | Tier-3---7 | 5--5 | 1001 | 100% | 6729.9647 | 90.49% | 9.346% | 0.1629% | 301.4563 | 0 | 0 | 301.4563 | 0 | 274.3211 | 7.7666 | 35.3204 | 274.3211 | 7.7666 | 35.3204 | 304.419 | 8.6188 | 35.3204 | 4.479% | 0.28234 | 0.26837 | 23836.2998 | 1408.7102 | 2080.9099 | 20346.6798 | 23954.3367 | 0 | 0 | 23954.3367 | 0.009941%
2027 | 449 | 449-16R | Tier-3 | Tier-3---15 | 5--4 | 61 | 100% | 1495.5065 | 96.97% | 2.927% | 0.1006% | 71.7862 | 0 | 0 | 71.7862 | 0 | 65.3245 | 0.47329 | 138.0216 | 65.3245 | 0.47329 | 138.0216 | 72.4917 | 0.52522 | 138.0216 | 4.8% | 0.23738 | 0.22563 | 6300.0313 | 365.3232 | 174.7966 | 5759.9115 | 6309.9651 | 0 | 0 | 6309.9651 | 0.002367%
2027 | 449 | 449-683 | Tier-3 | Tier-3---18 | 5--3 | 37 | 100% | 625.3129 | 96.7% | 3.156% | 0.1473% | 29.9305 | 0 | 0 | 29.9305 | 0 | 27.2363 | 0.28708 | 94.8742 | 27.2363 | 0.28708 | 94.8742 | 30.2246 | 0.31858 | 94.8742 | 4.786% | 0.34581 | 0.32869 | 1808.2683 | 90.977 | 47.6654 | 1669.626 | 1811.3792 | 0 | 0 | 1811.3792 | 0.000987%
2027 | 449 | 449-693R | Tier-3 | Tier-3---9 | 5--5 | 115 | 100% | 5260.7056 | 98.77% | 1.153% | 0.07468% | 257.2092 | 0 | 0 | 257.2092 | 0 | 234.0568 | 0.89227 | 262.3158 | 234.0568 | 0.89227 | 262.3158 | 259.737 | 0.99017 | 262.3158 | 4.889% | 0.26107 | 0.24815 | 20150.463 | 1117.608 | 224.7441 | 18808.1109 | 20163.3414 | 0 | 0 | 20163.3414 | 0.008482%
2027 | 449 | 449-6R | Tier-3 | Tier-3---14 | 5--4 | 265 | 100% | 2320.0162 | 95.55% | 4.318% | 0.1352% | 109.7271 | 0 | 0 | 109.7271 | 0 | 99.8502 | 2.0561 | 48.5628 | 99.8502 | 2.0561 | 48.5628 | 110.8055 | 2.2817 | 48.5628 | 4.73% | 0.24779 | 0.23552 | 9362.9076 | 518.3997 | 417.6492 | 8426.8588 | 9384.6196 | 0 | 0 | 9384.6196 | 0.003618%
2027 | 450 | 450-1850 | Tier-2 | Tier-2---13 | 4--3 | 80 | 100% | 296.7138 | 97.11% | 2.719% | 0.1664% | 14.2636 | 0 | 0 | 14.2636 | 0 | 12.9796 | 0.62071 | 20.911 | 12.9796 | 0.62071 | 20.911 | 14.4037 | 0.68881 | 20.911 | 4.807% | 0.073712 | 0.070064 | 4025.2898 | 218.8856 | 107.0123 | 3699.392 | 4031.3382 | 0 | 0 | 4031.3382 | 0.0004704%
2027 | 450 | 450-1851F | Tier-2 | Tier-2---3 | 5--5 | 586 | 100% | 8274.1225 | 99.23% | 0.7168% | 0.05235% | 406.4189 | 0 | 0 | 406.4189 | 0 | 369.8356 | 4.5467 | 81.3415 | 369.8356 | 4.5467 | 81.3415 | 410.4131 | 5.0456 | 81.3415 | 4.912% | 0.099477 | 0.094553 | 83176.2362 | 14607.9335 | 584.6634 | 67983.6393 | 83209.5529 | 0 | 0 | 83209.5529 | 0.0134%
2027 | 450 | 450-1853F | Tier-2 | Tier-2---10 | 4--4 | 132 | 100% | 792.2018 | 92.77% | 7.138% | 0.09408% | 36.3781 | 0 | 0 | 36.3781 | 0 | 33.1036 | 1.0242 | 32.3223 | 33.1036 | 1.0242 | 32.3223 | 36.7357 | 1.1365 | 32.3223 | 4.592% | 0.075291 | 0.071564 | 10521.8374 | 525.9075 | 700.4641 | 9295.4659 | 10561.4641 | 0 | 0 | 10561.4641 | 0.0012%
2027 | 450 | 450-1854 | Tier-2 | Tier-2---9 | 4--4 | 171 | 100% | 1132.2887 | 95.25% | 4.625% | 0.1242% | 53.3866 | 0 | 0 | 53.3866 | 0 | 48.5811 | 1.3268 | 36.6161 | 48.5811 | 1.3268 | 36.6161 | 53.9113 | 1.4723 | 36.6161 | 4.715% | 0.079085 | 0.07517 | 14317.3642 | 967.6824 | 629.1902 | 12720.4915 | 14352.7731 | 0 | 0 | 14352.7731 | 0.00176%
2027 | 450 | 450-50R | Tier-2 | Tier-2---11 | 4--4 | 6 | 100% | 537.0702 | 32.53% | 67.41% | 0.0594% | 8.6479 | 0 | 0 | 8.6479 | 0 | 7.8695 | 0.046553 | 169.0429 | 7.8695 | 0.046553 | 169.0429 | 8.7329 | 0.051661 | 169.0429 | 1.61% | 0.071801 | 0.068247 | 7480.0024 | 150.8342 | 4623.5659 | 2705.6023 | 7742.8291 | 0 | 0 | 7742.8291 | 0.0002852%
2027 | 452 | 452-1403 | Tier-2 | Tier-2---15 | 1--5 | 11 | 100% | 137.227 | 99.9% | 0% | 0.1049% | 6.7856 | 0 | 0 | 6.7856 | 0 | 6.1748 | 0.085348 | 72.349 | 6.1748 | 0.085348 | 72.349 | 6.8523 | 0.094712 | 72.349 | 4.945% | 0.0007938 | 0.00075451 | 172873.5238 | 9697.409 | 167.2651 | 163008.8497 | 172882.9651 | 0 | 0 | 172882.9651 | 0.0002238%
2027 | 452 | 452-1404F | Tier-2 | Tier-2---12 | 1--5 | 5 | 100% | 625.5425 | 99.9% | 0% | 0.09615% | 30.9346 | 0 | 0 | 30.9346 | 0 | 28.15 | 0.038794 | 725.6215 | 28.15 | 0.038794 | 725.6215 | 31.2386 | 0.043051 | 725.6215 | 4.945% | 0.0036434 | 0.0034631 | 171691.9584 | 19885.3998 | 159.1121 | 151647.4464 | 171700.5552 | 0 | 0 | 171700.5552 | 0.00102%
2027 | 452 | 452-1405 | Tier-2 | Tier-2---15 | 1--5 | 15 | 100% | 181.2174 | 99.84% | 0% | 0.161% | 8.9558 | 0 | 0 | 8.9558 | 0 | 8.1497 | 0.11638 | 70.0245 | 8.1497 | 0.11638 | 70.0245 | 9.0438 | 0.12915 | 70.0245 | 4.942% | 0.001513 | 0.0014381 | 119773.5584 | 9128.5645 | 179.9048 | 110465.0891 | 119783.5982 | 0 | 0 | 119783.5982 | 0.0002953%
2027 | 452 | 452-38AE | Tier-2 | Tier-2---4 | 2--5 | 373 | 100% | 2823.7515 | 99.93% | 0% | 0.06613% | 139.6833 | 0 | 0 | 139.6833 | 0 | 127.1099 | 2.8941 | 43.9209 | 127.1099 | 2.8941 | 43.9209 | 141.0561 | 3.2116 | 43.9209 | 4.947% | 0.011395 | 0.010831 | 247801.8355 | 21945.5544 | 160.9262 | 225695.355 | 247810.3694 | 0 | 0 | 247810.3694 | 0.004606%
2027 | 454 | 454-1814 | Tier-2 | Tier-2---20 | 4--2 | 52 | 100% | 39.0262 | 97.23% | 2.586% | 0.1833% | 1.8783 | 0 | 0 | 1.8783 | 0 | 1.7092 | 0.40346 | 4.2364 | 1.7092 | 0.40346 | 4.2364 | 1.8968 | 0.44773 | 4.2364 | 4.813% | 0.072066 | 0.068499 | 541.534 | 33.0087 | 13.8021 | 494.7232 | 542.315 | 0 | 0 | 542.315 | 6.194e-05%
2027 | 454 | 454-48F | Tier-2 | Tier-2---4 | 4--5 | 277 | 100% | 3441.1661 | 99.7% | 0.2542% | 0.04705% | 169.8246 | 0 | 0 | 169.8246 | 0 | 154.5381 | 2.1492 | 71.9046 | 154.5381 | 2.1492 | 71.9046 | 171.4936 | 2.385 | 71.9046 | 4.935% | 0.085487 | 0.081255 | 40253.7717 | 8646.4201 | 106.7946 | 31500.5571 | 40260.0869 | 0 | 0 | 40260.0869 | 0.0056%
2027 | 463 | 463-1136F | Tier-2 | Tier-2---18 | 4--2 | 1 | 100% | 88.0149 | 97.35% | 2.233% | 0.4157% | 4.2413 | 0 | 0 | 4.2413 | 0 | 3.8596 | 0.0077589 | 497.4378 | 3.8596 | 0.0077589 | 497.4378 | 4.283 | 0.0086102 | 497.4378 | 4.819% | 0.060434 | 0.057442 | 1456.3858 | 89.8078 | 31.4849 | 1335.0931 | 1458.3947 | 0 | 0 | 1458.3947 | 0.0001399%
2027 | 463 | 463-1229 | Tier-2 | Tier-2---9 | 5--4 | 49 | 100% | 1378.3182 | 99.02% | 0.574% | 0.4088% | 67.5562 | 0 | 0 | 67.5562 | 0 | 61.4752 | 0.38019 | 161.6982 | 61.4752 | 0.38019 | 161.6982 | 68.2202 | 0.4219 | 161.6982 | 4.901% | 0.096723 | 0.091935 | 14250.1892 | 1640.085 | 119.2009 | 12490.9033 | 14257.4826 | 0 | 0 | 14257.4826 | 0.002228%
2027 | 470 | 470-40AE | Tier-2 | Tier-2---4 | 4--5 | 443 | 100% | 5264.9688 | 98.33% | 1.599% | 0.07273% | 256.2599 | 0 | 0 | 256.2599 | 0 | 233.193 | 3.4372 | 67.8442 | 233.193 | 3.4372 | 67.8442 | 258.7784 | 3.8143 | 67.8442 | 4.867% | 0.091034 | 0.086528 | 57835.1917 | 3654.8473 | 877.7111 | 53302.6332 | 57885.5342 | 0 | 0 | 57885.5342 | 0.008451%
2027 | 470 | 470-47R | Tier-3 | Tier-3---2 | 5--5 | 878 | 100% | 16740.3911 | 99.37% | 0.5365% | 0.09319% | 823.4313 | 0 | 0 | 823.4313 | 0 | 749.3113 | 6.8123 | 109.9939 | 749.3113 | 6.8123 | 109.9939 | 831.524 | 7.5597 | 109.9939 | 4.919% | 0.16225 | 0.15422 | 103174.1084 | 6598.1472 | 589.4379 | 95986.5234 | 103207.9428 | 0 | 0 | 103207.9428 | 0.02715%
2027 | 471 | 471-36F | Tier-2 | Tier-2---4 | 4--5 | 108 | 100% | 4253.6671 | 94.96% | 4.983% | 0.06005% | 199.9388 | 0 | 0 | 199.9388 | 0 | 181.9416 | 0.83796 | 217.1247 | 181.9416 | 0.83796 | 217.1247 | 201.9038 | 0.9299 | 217.1247 | 4.7% | 0.093079 | 0.088471 | 45699.6343 | 2391.7261 | 2109.1945 | 41198.7137 | 45819.647 | 0 | 0 | 45819.647 | 0.006593%
2027 | 500 | 500-1531 | Tier-2 | Tier-2---10 | 4--4 | 14 | 100% | 800.5503 | 21.6% | 78.32% | 0.07823% | 8.56 | 0 | 0 | 8.56 | 0 | 7.7895 | 0.10862 | 71.7105 | 7.7895 | 0.10862 | 71.7105 | 8.6441 | 0.12054 | 71.7105 | 1.069% | 0.071178 | 0.067654 | 11247.1911 | 167.2855 | 8054.1845 | 3025.7211 | 11706.3951 | 0 | 0 | 11706.3951 | 0.0002823%
2027 | 501 | 501-786 | Tier-2 | Tier-2---14 | 2--5 | 192 | 100% | 204.0835 | 99.63% | 0% | 0.368% | 10.065 | 0 | 0 | 10.065 | 0 | 9.159 | 1.4897 | 6.1482 | 9.159 | 1.4897 | 6.1482 | 10.1639 | 1.6532 | 6.1482 | 4.932% | 0.0050324 | 0.0047833 | 40553.9202 | 2762.8 | 144.6555 | 37646.4647 | 40561.693 | 0 | 0 | 40561.693 | 0.0003319%
2027 | 504 | 504-2501R | Tier-2 | Tier-2---9 | 3--5 | 82 | 100% | 733.6834 | 99.51% | 0% | 0.4917% | 36.1388 | 0 | 0 | 36.1388 | 0 | 32.8858 | 0.63623 | 51.6887 | 32.8858 | 0.63623 | 51.6887 | 36.4939 | 0.70603 | 51.6887 | 4.926% | 0.021593 | 0.020524 | 33978.4661 | 2347.3747 | 1024.1887 | 30606.9026 | 33987.1667 | 0 | 0 | 33987.1667 | 0.001192%
2027 | 520 | 520-1045R | Tier-2 | Tier-2---5 | 5--4 | 1001 | 100% | 2978.814 | 97.34% | 2.471% | 0.184% | 143.536 | 0 | 0 | 143.536 | 0 | 130.6158 | 7.7666 | 16.8175 | 130.6158 | 7.7666 | 16.8175 | 144.9467 | 8.6188 | 16.8175 | 4.819% | 0.26824 | 0.25496 | 11105.2066 | 596.3807 | 258.2442 | 10250.5816 | 11120.5631 | 0 | 0 | 11120.5631 | 0.004733%
2027 | 520 | 520-10R | Tier-2 | Tier-2---7 | 4--5 | 437 | 100% | 1478.7446 | 97.97% | 1.759% | 0.2664% | 71.715 | 0 | 0 | 71.715 | 0 | 65.2597 | 3.3906 | 19.2471 | 65.2597 | 3.3906 | 19.2471 | 72.4198 | 3.7626 | 19.2471 | 4.85% | 0.046043 | 0.043764 | 32116.3215 | 3380.3007 | 793.9909 | 27942.0299 | 32150.2042 | 0 | 0 | 32150.2042 | 0.002365%
2027 | 520 | 520-1489R | Tier-2 | Tier-2---8 | 5--5 | 1143 | 100% | 2637.9338 | 96.76% | 2.798% | 0.4462% | 126.3422 | 0 | 0 | 126.3422 | 0 | 114.9697 | 8.8684 | 12.964 | 114.9697 | 8.8684 | 12.964 | 127.5839 | 9.8414 | 12.964 | 4.789% | 0.13822 | 0.13138 | 19085.4238 | 1021.9214 | 566.5154 | 17496.987 | 19117.6637 | 0 | 0 | 19117.6637 | 0.004166%
2027 | 520 | 520-1509R | Tier-2 | Tier-2---5 | 5--4 | 1286 | 100% | 3413.9118 | 92.72% | 6.994% | 0.2858% | 156.6869 | 0 | 0 | 156.6869 | 0 | 142.5829 | 9.9779 | 14.2898 | 142.5829 | 9.9779 | 14.2898 | 158.2268 | 11.0727 | 14.2898 | 4.59% | 0.28561 | 0.27147 | 11953.1797 | 661.7087 | 782.5338 | 10508.9372 | 11998.4952 | 0 | 0 | 11998.4952 | 0.005167%
2027 | 520 | 520-1525R | Tier-2 | Tier-2---8 | 5--5 | 482 | 100% | 1632.8033 | 98.29% | 1.436% | 0.2778% | 79.4388 | 0 | 0 | 79.4388 | 0 | 72.2882 | 3.7398 | 19.3295 | 72.2882 | 3.7398 | 19.3295 | 80.2195 | 4.1501 | 19.3295 | 4.865% | 0.099044 | 0.094141 | 16485.7021 | 1672.9156 | 358.491 | 14454.2955 | 16500.4136 | 0 | 0 | 16500.4136 | 0.00262%
2027 | 520 | 520-1527R | Tier-3 | Tier-3---7 | 5--5 | 848 | 100% | 6763.0006 | 96.72% | 3.176% | 0.1068% | 323.7803 | 0 | 0 | 323.7803 | 0 | 294.6356 | 6.5795 | 44.7807 | 294.6356 | 6.5795 | 44.7807 | 326.9624 | 7.3014 | 44.7807 | 4.788% | 0.27105 | 0.25763 | 24951.4497 | 1805.8111 | 756.6493 | 22388.9893 | 24994.1011 | 0 | 0 | 24994.1011 | 0.01068%
2027 | 520 | 520-1902R | Tier-2 | Tier-2---9 | 4--4 | 593 | 100% | 748.333 | 77.34% | 21.7% | 0.962% | 28.6477 | 0 | 0 | 28.6477 | 0 | 26.069 | 4.601 | 5.6659 | 26.069 | 4.601 | 5.6659 | 28.9292 | 5.1058 | 5.6659 | 3.828% | 0.058932 | 0.056015 | 12698.2886 | 1100.527 | 2687.8901 | 8909.8715 | 12848.1568 | 0 | 0 | 12848.1568 | 0.0009447%
2027 | 520 | 520-1904 | Tier-3 | Tier-3---13 | 4--5 | 496 | 100% | 2084.5359 | 96.48% | 3.265% | 0.2521% | 99.5552 | 0 | 0 | 99.5552 | 0 | 90.5939 | 3.8484 | 23.5406 | 90.5939 | 3.8484 | 23.5406 | 100.5337 | 4.2706 | 23.5406 | 4.776% | 0.05278 | 0.050167 | 39495.106 | 2613.3418 | 1305.0051 | 35576.7591 | 39567.4502 | 0 | 0 | 39567.4502 | 0.003283%
2027 | 520 | 520-1936 | Tier-3 | Tier-3---20 | 1--5 | 2 | 100% | 63.7111 | 99.77% | 0% | 0.2279% | 3.1465 | 0 | 0 | 3.1465 | 0 | 2.8633 | 0.015518 | 184.5166 | 2.8633 | 0.015518 | 184.5166 | 3.1774 | 0.01722 | 184.5166 | 4.939% | 0.0006668 | 0.00063379 | 95547.5888 | 5378.6966 | 197.8005 | 89971.0917 | 95558.9285 | 0 | 0 | 95558.9285 | 0.0001038%
2027 | 520 | 520-22R | Tier-2 | Tier-2---14 | 4--4 | 188 | 100% | 258.296 | 74.72% | 24.53% | 0.7505% | 9.5538 | 0 | 0 | 9.5538 | 0 | 8.6939 | 1.4587 | 5.9601 | 8.6939 | 1.4587 | 5.9601 | 9.6477 | 1.6187 | 5.9601 | 3.699% | 0.036011 | 0.034228 | 7172.7783 | 807.1844 | 2439.3669 | 3926.227 | 7267.1983 | 0 | 0 | 7267.1983 | 0.0003151%
2027 | 520 | 520-35R | Tier-3 | Tier-3---9 | 5--5 | 1385 | 100% | 4997.7942 | 96.49% | 3.313% | 0.193% | 238.7183 | 0 | 0 | 238.7183 | 0 | 217.2304 | 10.746 | 20.2149 | 217.2304 | 10.746 | 20.2149 | 241.0644 | 11.9251 | 20.2149 | 4.776% | 0.28544 | 0.27131 | 17509.0395 | 1062.3012 | 557.174 | 15889.5643 | 17541.0049 | 0 | 0 | 17541.0049 | 0.007872%
2027 | 520 | 520-45 | Tier-2 | Tier-2---8 | 5--5 | 640 | 100% | 2044.6463 | 97.57% | 2.13% | 0.298% | 98.7525 | 0 | 0 | 98.7525 | 0 | 89.8634 | 4.9657 | 18.0969 | 89.8634 | 4.9657 | 18.0969 | 99.723 | 5.5105 | 18.0969 | 4.83% | 0.10446 | 0.099291 | 19573.1854 | 982.4694 | 415.3687 | 18175.3473 | 19597.9361 | 0 | 0 | 19597.9361 | 0.003256%
2027 | 521 | 521-14R | Tier-3 | Tier-3---5 | 5--5 | 932 | 100% | 11350.2874 | 96.69% | 3.233% | 0.07621% | 543.2489 | 0 | 0 | 543.2489 | 0 | 494.3491 | 7.2313 | 68.3626 | 494.3491 | 7.2313 | 68.3626 | 548.5879 | 8.0247 | 68.3626 | 4.786% | 0.27097 | 0.25755 | 41888.3276 | 2255.8215 | 1272.0917 | 38360.4144 | 41960.5084 | 0 | 0 | 41960.5084 | 0.01791%
2027 | 521 | 521-1819R | Tier-2 | Tier-2---9 | 4--5 | 448 | 100% | 810.9996 | 89.31% | 10.24% | 0.4457% | 35.8545 | 0 | 0 | 35.8545 | 0 | 32.6271 | 3.476 | 9.3864 | 32.6271 | 3.476 | 9.3864 | 36.2069 | 3.8574 | 9.3864 | 4.421% | 0.043667 | 0.041505 | 18572.4528 | 2084.26 | 1960.8167 | 14527.3761 | 18675.813 | 0 | 0 | 18675.813 | 0.001182%
2027 | 521 | 521-1856R | Tier-3 | Tier-3---6 | 5--5 | 973 | 100% | 8477.8617 | 97.79% | 2.104% | 0.1048% | 410.3866 | 0 | 0 | 410.3866 | 0 | 373.4462 | 7.5494 | 49.4671 | 373.4462 | 7.5494 | 49.4671 | 414.4198 | 8.3777 | 49.4671 | 4.841% | 0.15411 | 0.14648 | 55012.684 | 3012.448 | 1105.9909 | 50894.245 | 55075.953 | 0 | 0 | 55075.953 | 0.01353%
2027 | 521 | 521-18R | Tier-3 | Tier-3---6 | 4--5 | 734 | 100% | 8713.0173 | 99.36% | 0.5424% | 0.09583% | 428.5416 | 0 | 0 | 428.5416 | 0 | 389.967 | 5.695 | 68.4751 | 389.967 | 5.695 | 68.4751 | 432.7533 | 6.3199 | 68.4751 | 4.918% | 0.071321 | 0.067791 | 122165.8816 | 6890.9356 | 771.7339 | 114503.2122 | 122206.4886 | 0 | 0 | 122206.4886 | 0.01413%
2027 | 521 | 521-27R | Tier-2 | Tier-2---3 | 4--5 | 900 | 100% | 5618.6229 | 98.78% | 1.092% | 0.1294% | 274.726 | 0 | 0 | 274.726 | 0 | 249.9969 | 6.983 | 35.8008 | 249.9969 | 6.983 | 35.8008 | 277.426 | 7.7491 | 35.8008 | 4.89% | 0.063668 | 0.060516 | 88249.328 | 6355.7576 | 1136.662 | 80756.9084 | 88305.4429 | 0 | 0 | 88305.4429 | 0.009059%
2027 | 521 | 521-32R | Tier-3 | Tier-3---4 | 5--5 | 673 | 100% | 12241.7135 | 99.38% | 0.5642% | 0.05689% | 602.2012 | 0 | 0 | 602.2012 | 0 | 547.9949 | 5.2217 | 104.9452 | 547.9949 | 5.2217 | 104.9452 | 608.1196 | 5.7946 | 104.9452 | 4.919% | 0.14844 | 0.14109 | 82470.5462 | 5122.2262 | 464.9548 | 76883.3652 | 82497.2218 | 0 | 0 | 82497.2218 | 0.01986%
2027 | 521 | 521-700R | Tier-2 | Tier-2---3 | 4--5 | 1600 | 100% | 9012.5446 | 99.05% | 0.8425% | 0.1052% | 441.8931 | 0 | 0 | 441.8931 | 0 | 402.1167 | 12.4142 | 32.3917 | 402.1167 | 12.4142 | 32.3917 | 446.236 | 13.7763 | 32.3917 | 4.903% | 0.074421 | 0.070737 | 121102.821 | 8945.6292 | 1253.8537 | 110903.3381 | 121162.5896 | 0 | 0 | 121162.5896 | 0.01457%
2027 | 522 | 522-34 | Tier-2 | Tier-2---16 | 4--3 | 93 | 100% | 112.7117 | 43.02% | 55.81% | 1.165% | 2.4004 | 0 | 0 | 2.4004 | 0 | 2.1844 | 0.72158 | 3.0272 | 2.1844 | 0.72158 | 3.0272 | 2.424 | 0.80075 | 3.0272 | 2.13% | 0.030009 | 0.028524 | 3755.9309 | 126.2765 | 2195.8593 | 1433.795 | 3867.3753 | 0 | 0 | 3867.3753 | 7.916e-05%
2027 | 522 | 522-36 | Tier-2 | Tier-2---16 | 4--3 | 79 | 100% | 116.9577 | 22.53% | 76.17% | 1.295% | 1.3046 | 0 | 0 | 1.3046 | 0 | 1.1871 | 0.61295 | 1.9367 | 1.1871 | 0.61295 | 1.9367 | 1.3174 | 0.6802 | 1.9367 | 1.115% | 0.031092 | 0.029553 | 3761.7134 | 67.8389 | 2679.063 | 1014.8115 | 3913.4717 | 0 | 0 | 3913.4717 | 4.302e-05%
2027 | 522 | 522-38R | Tier-2 | Tier-2---6 | 4--5 | 1898 | 100% | 5639.8414 | 96.44% | 3.339% | 0.2198% | 269.2374 | 0 | 0 | 269.2374 | 0 | 245.0024 | 14.7264 | 16.637 | 245.0024 | 14.7264 | 16.637 | 271.8835 | 16.3421 | 16.637 | 4.774% | 0.088602 | 0.084216 | 63653.5146 | 7689.6838 | 2180.134 | 53783.6968 | 63771.4814 | 0 | 0 | 63771.4814 | 0.008878%
2027 | 523 | 523-31AE | Tier-2 | Tier-2---14 | 4--4 | 230 | 100% | 305.199 | 11.7% | 87.21% | 1.095% | 1.767 | 0 | 0 | 1.767 | 0 | 1.608 | 1.7845 | 0.90105 | 1.608 | 1.7845 | 0.90105 | 1.7844 | 1.9803 | 0.90105 | 0.579% | 0.037419 | 0.035567 | 8156.1707 | 129.3833 | 6531.3069 | 1495.4806 | 8531.2451 | 0 | 0 | 8531.2451 | 5.827e-05%
2027 | 524 | 524-1782F | Tier-3 | Tier-3---10 | 4--5 | 486 | 100% | 5468.1345 | 99.78% | 0.1144% | 0.1099% | 270.0655 | 0 | 0 | 270.0655 | 0 | 245.7559 | 3.7708 | 65.1731 | 245.7559 | 3.7708 | 65.1731 | 272.7197 | 4.1845 | 65.1731 | 4.939% | 0.040404 | 0.038404 | 135337.1336 | 10621.643 | 457.8891 | 124257.6016 | 135352.9439 | 0 | 0 | 135352.9439 | 0.008906%
2027 | 524 | 524-27R | Tier-3 | Tier-3---4 | 4--5 | 935 | 100% | 11317.6942 | 99.77% | 0.1414% | 0.08951% | 558.9321 | 0 | 0 | 558.9321 | 0 | 508.6206 | 7.2546 | 70.1105 | 508.6206 | 7.2546 | 70.1105 | 564.4253 | 8.0505 | 70.1105 | 4.939% | 0.060207 | 0.057227 | 187979.0829 | 15020.271 | 843.0575 | 172115.7544 | 188001.69 | 0 | 0 | 188001.69 | 0.01843%
2027 | 524 | 524-46R | Tier-3 | Tier-3---4 | 5--5 | 638 | 100% | 13710.9533 | 98.99% | 0.9557% | 0.05722% | 671.8177 | 0 | 0 | 671.8177 | 0 | 611.3449 | 4.9502 | 123.4999 | 611.3449 | 4.9502 | 123.4999 | 678.4203 | 5.4933 | 123.4999 | 4.9% | 0.18916 | 0.17979 | 72484.9744 | 5399.6154 | 709.3603 | 66375.9987 | 72523.2103 | 0 | 0 | 72523.2103 | 0.02215%
2027 | 524 | 524-50R | Tier-3 | Tier-3---7 | 5--5 | 525 | 100% | 8801.877 | 98.2% | 1.718% | 0.0819% | 427.853 | 0 | 0 | 427.853 | 0 | 389.3404 | 4.0734 | 95.5809 | 389.3404 | 4.0734 | 95.5809 | 432.0579 | 4.5203 | 95.5809 | 4.861% | 0.18313 | 0.17407 | 48062.3901 | 2911.3323 | 788.4961 | 44362.5616 | 48107.4292 | 0 | 0 | 48107.4292 | 0.01411%
2027 | 524 | 524-69R | Tier-3 | Tier-3---1 | 5--5 | 1862 | 100% | 40375.331 | 99.03% | 0.9107% | 0.05596% | 1979.2587 | 0 | 0 | 1979.2587 | 0 | 1801.0985 | 14.447 | 124.6691 | 1801.0985 | 14.447 | 124.6691 | 1998.7108 | 16.0321 | 124.6691 | 4.902% | 0.27264 | 0.25914 | 148092.4418 | 8147.506 | 1337.0199 | 138607.9158 | 148166.9965 | 0 | 0 | 148166.9965 | 0.06527%
2027 | 540 | 540-241R | Tier-2 | Tier-2---9 | 4--5 | 61 | 100% | 833.6308 | 67.75% | 32.17% | 0.07637% | 27.9571 | 0 | 0 | 27.9571 | 0 | 25.4406 | 0.47329 | 53.7524 | 25.4406 | 0.47329 | 53.7524 | 28.2319 | 0.52522 | 53.7524 | 3.354% | 0.047942 | 0.045568 | 17388.4645 | 723.4489 | 5409.9083 | 11255.1073 | 17680.5002 | 0 | 0 | 17680.5002 | 0.0009219%
2027 | 583 | 583-318F | Tier-1 | Non-HFTD---4 | 2--5 | 3 | 100% | 153.5608 | 99.44% | 0% | 0.5645% | 7.5583 | 0 | 0 | 7.5583 | 0 | 6.878 | 0.023277 | 295.4891 | 6.878 | 0.023277 | 295.4891 | 7.6326 | 0.02583 | 295.4891 | 4.922% | 0.0076984 | 0.0073173 | 19947.1031 | 2536.6434 | 102.2912 | 17308.1685 | 19952.9673 | 0 | 0 | 19952.9673 | 0.0002492%
2027 | 591 | 591-1594R | Tier-2 | Tier-2---12 | 4--4 | 14 | 100% | 519.9571 | 96.32% | 3.27% | 0.4047% | 24.792 | 0 | 0 | 24.792 | 0 | 22.5604 | 0.10862 | 207.6916 | 22.5604 | 0.10862 | 207.6916 | 25.0356 | 0.12054 | 207.6916 | 4.768% | 0.047196 | 0.04486 | 11017.0212 | 932.3042 | 368.7122 | 9716.0047 | 11038.107 | 0 | 0 | 11038.107 | 0.0008175%
2027 | 594 | 594-1379F | Tier-2 | Tier-2---17 | 1--5 | 39 | 100% | 49.4293 | 99.41% | 0% | 0.5897% | 2.4323 | 0 | 0 | 2.4323 | 0 | 2.2134 | 0.3026 | 7.3146 | 2.2134 | 0.3026 | 7.3146 | 2.4562 | 0.3358 | 7.3146 | 4.921% | 0.0021822 | 0.0020742 | 22651.1445 | 4294.234 | 125.4934 | 18231.417 | 22658.1007 | 0 | 0 | 22658.1007 | 8.021e-05%
2027 | 597 | 597-595 | Tier-2 | Tier-2---1 | 5--5 | 1930 | 100% | 18774.394 | 95.55% | 4.388% | 0.06321% | 887.9695 | 0 | 0 | 887.9695 | 0 | 808.0402 | 14.9746 | 53.9606 | 808.0402 | 14.9746 | 53.9606 | 896.6965 | 16.6176 | 53.9606 | 4.73% | 0.15307 | 0.14549 | 122655.7075 | 12289.1487 | 5017.0863 | 105349.4725 | 122940.0104 | 0 | 0 | 122940.0104 | 0.02928%
2027 | 599 | 599-19R | Tier-2 | Tier-2---1 | 5--5 | 2562 | 100% | 25743.4561 | 99.4% | 0.5253% | 0.0786% | 1266.6062 | 0 | 0 | 1266.6062 | 0 | 1152.5944 | 19.8782 | 57.9827 | 1152.5944 | 19.8782 | 57.9827 | 1279.0544 | 22.0592 | 57.9827 | 4.92% | 0.15161 | 0.14411 | 169796.7072 | 9028.2208 | 940.8004 | 159827.6859 | 169850.1033 | 0 | 0 | 169850.1033 | 0.04177%
2027 | 67 | 67-24R | Tier-3 | Tier-3---13 | 5--4 | 587 | 100% | 2610.8 | 93.6% | 6.065% | 0.3401% | 120.9575 | 0 | 0 | 120.9575 | 0 | 110.0696 | 4.5545 | 24.1674 | 110.0696 | 4.5545 | 24.1674 | 122.1462 | 5.0542 | 24.1674 | 4.633% | 0.2194 | 0.20854 | 11899.5856 | 668.9805 | 692.7946 | 10537.8105 | 11939.276 | 0 | 0 | 11939.276 | 0.003989%
2027 | 67 | 67-34R | Tier-3 | Tier-3---11 | 5--5 | 1265 | 100% | 4180.1374 | 93.8% | 5.869% | 0.3284% | 194.0937 | 0 | 0 | 194.0937 | 0 | 176.6226 | 9.815 | 17.9952 | 176.6226 | 9.815 | 17.9952 | 196.0012 | 10.8919 | 17.9952 | 4.643% | 0.24743 | 0.23519 | 16893.949 | 1075.9433 | 993.2749 | 14824.7309 | 16948.4725 | 0 | 0 | 16948.4725 | 0.0064%
2027 | 67 | 67-37R | Tier-3 | Tier-3---17 | 5--3 | 212 | 100% | 622.3042 | 87.18% | 11.98% | 0.8373% | 26.8549 | 0 | 0 | 26.8549 | 0 | 24.4376 | 1.6449 | 14.8567 | 24.4376 | 1.6449 | 14.8567 | 27.1188 | 1.8254 | 14.8567 | 4.315% | 0.20095 | 0.191 | 3096.8174 | 160.5865 | 360.9451 | 2575.2857 | 3117.4933 | 0 | 0 | 3117.4933 | 0.0008856%
2027 | 67 | 67-45R | Tier-3 | Tier-3---15 | 5--4 | 319 | 100% | 1627.9508 | 92.79% | 6.809% | 0.4053% | 74.7699 | 0 | 0 | 74.7699 | 0 | 68.0396 | 2.4751 | 27.4898 | 68.0396 | 2.4751 | 27.4898 | 75.5048 | 2.7466 | 27.4898 | 4.593% | 0.20887 | 0.19854 | 7793.9219 | 491.8665 | 509.4559 | 6792.5995 | 7823.2046 | 0 | 0 | 7823.2046 | 0.002466%
2027 | 73 | 73-1130R | Tier-3 | Tier-3---9 | 5--5 | 273 | 100% | 6201.607 | 97.29% | 2.601% | 0.1104% | 298.6566 | 0 | 0 | 298.6566 | 0 | 271.7734 | 2.1182 | 128.3055 | 271.7734 | 2.1182 | 128.3055 | 301.5917 | 2.3506 | 128.3055 | 4.816% | 0.2182 | 0.2074 | 28421.9762 | 1612.5005 | 708.1752 | 26101.3005 | 28462.107 | 0 | 0 | 28462.107 | 0.009849%
2027 | 73 | 73-1163 | Tier-3 | Tier-3---4 | 5--5 | 800 | 100% | 15337.1849 | 98.56% | 1.393% | 0.04595% | 748.2657 | 0 | 0 | 748.2657 | 0 | 680.9116 | 6.2071 | 109.6988 | 680.9116 | 6.2071 | 109.6988 | 755.6196 | 6.8881 | 109.6988 | 4.879% | 0.22506 | 0.21392 | 68145.9431 | 3858.2027 | 972.8217 | 63314.9187 | 68197.0126 | 0 | 0 | 68197.0126 | 0.02468%
2027 | 73 | 73-1164 | Tier-3 | Tier-3---13 | 5--4 | 258 | 100% | 2448.8293 | 98.64% | 1.317% | 0.04316% | 119.5679 | 0 | 0 | 119.5679 | 0 | 108.8052 | 2.0018 | 54.3539 | 108.8052 | 2.0018 | 54.3539 | 120.743 | 2.2214 | 54.3539 | 4.883% | 0.18614 | 0.17693 | 13155.649 | 640.7749 | 160.5982 | 12354.2759 | 13164.97 | 0 | 0 | 13164.97 | 0.003943%
2027 | 73 | 73-23R | Tier-3 | Tier-3---9 | 5--5 | 243 | 100% | 5733.7907 | 98.41% | 1.505% | 0.0877% | 279.3035 | 0 | 0 | 279.3035 | 0 | 254.1624 | 1.8854 | 134.805 | 254.1624 | 1.8854 | 134.805 | 282.0485 | 2.0923 | 134.805 | 4.871% | 0.21349 | 0.20292 | 26857.2697 | 1634.3076 | 394.5626 | 24828.3995 | 26879.5398 | 0 | 0 | 26879.5398 | 0.00921%
2027 | 73 | 73-678R | Tier-3 | Tier-3---5 | 5--5 | 537 | 100% | 10591.3769 | 98.31% | 1.605% | 0.08417% | 515.415 | 0 | 0 | 515.415 | 0 | 469.0206 | 4.1665 | 112.569 | 469.0206 | 4.1665 | 112.569 | 520.4805 | 4.6237 | 112.569 | 4.866% | 0.23776 | 0.22599 | 44546.6543 | 2704.4094 | 706.232 | 41136.0129 | 44585.8514 | 0 | 0 | 44585.8514 | 0.017%
2027 | 73 | 73-683R | Tier-3 | Tier-3---7 | 5--5 | 483 | 100% | 9288.0329 | 98.43% | 1.494% | 0.07761% | 452.5311 | 0 | 0 | 452.5311 | 0 | 411.7972 | 3.7475 | 109.8847 | 411.7972 | 3.7475 | 109.8847 | 456.9786 | 4.1587 | 109.8847 | 4.872% | 0.22716 | 0.21591 | 40887.9849 | 2244.0715 | 610.523 | 38033.3904 | 40921.4543 | 0 | 0 | 40921.4543 | 0.01492%
2027 | 75 | 75-2258F | Tier-3 | Tier-3---21 | 2--2 | 1 | 100% | 4.4231 | 0% | 100% | 0% | 0 | 0 | 0 | 0 | 0 | 0 | 0.0077589 | 0 | 0 | 0.0077589 | 0 | 0 | 0.0086102 | 0 | 0% | 0.0051944 | 0.0049373 | 851.5125 | 1.4212 | 766.2233 | 83.868 | 895.8574 | 0 | 0 | 895.8574 | 0%
2027 | 75 | 75-2259F | Tier-3 | Tier-3---12 | 3--5 | 410 | 100% | 3135.4576 | 99.77% | 0.1421% | 0.08717% | 154.8494 | 0 | 0 | 154.8494 | 0 | 140.9108 | 3.1811 | 44.2957 | 140.9108 | 3.1811 | 44.2957 | 156.3712 | 3.5302 | 44.2957 | 4.939% | 0.020337 | 0.019331 | 154171.9995 | 13070.8578 | 336.227 | 140764.9147 | 154190.404 | 0 | 0 | 154190.404 | 0.005106%
2027 | 75 | 75-32R | Tier-3 | Tier-3---13 | 3--5 | 206 | 100% | 1708.3855 | 99.57% | 0.3134% | 0.112% | 84.2054 | 0 | 0 | 84.2054 | 0 | 76.6258 | 1.5983 | 47.9412 | 76.6258 | 1.5983 | 47.9412 | 85.033 | 1.7737 | 47.9412 | 4.929% | 0.014781 | 0.01405 | 115578.2654 | 8310.062 | 472.6259 | 106795.5774 | 115603.867 | 0 | 0 | 115603.867 | 0.002777%
2027 | 75 | 75-41 | Tier-3 | Tier-3---13 | 3--5 | 93 | 100% | 1937.5846 | 99.86% | 0.04507% | 0.0969% | 95.7743 | 0 | 0 | 95.7743 | 0 | 87.1533 | 0.72158 | 120.7819 | 87.1533 | 0.72158 | 120.7819 | 96.7155 | 0.80075 | 120.7819 | 4.943% | 0.0163 | 0.015493 | 118871.6769 | 11982.6524 | 277.8358 | 106611.1887 | 118880.4654 | 0 | 0 | 118880.4654 | 0.003158%
2027 | 75 | 75-996R | Tier-2 | Tier-2---7 | 4--5 | 730 | 100% | 2211.1377 | 99.23% | 0.4312% | 0.3416% | 108.6055 | 0 | 0 | 108.6055 | 0 | 98.8295 | 5.664 | 17.4488 | 98.8295 | 5.664 | 17.4488 | 109.6728 | 6.2854 | 17.4488 | 4.912% | 0.043997 | 0.041819 | 50256.3267 | 5074.1581 | 595.0934 | 44587.0751 | 50276.5529 | 0 | 0 | 50276.5529 | 0.003581%
2027 | 78 | 78-26R | Tier-3 | Tier-3---5 | 5--5 | 486 | 100% | 14526.7268 | 98.56% | 1.412% | 0.03052% | 708.6971 | 0 | 0 | 708.6971 | 0 | 644.9047 | 3.7708 | 171.0253 | 644.9047 | 3.7708 | 171.0253 | 715.6622 | 4.1845 | 171.0253 | 4.879% | 0.34567 | 0.32856 | 42024.2818 | 2090.1766 | 553.5184 | 39380.5868 | 42055.8613 | 0 | 0 | 42055.8613 | 0.02337%
2027 | 78 | 78-782R | Tier-3 | Tier-3---7 | 5--5 | 34 | 100% | 7202.3158 | 99.51% | 0.4709% | 0.01666% | 354.7762 | 0 | 0 | 354.7762 | 0 | 322.8415 | 0.2638 | 1223.8029 | 322.8415 | 0.2638 | 1223.8029 | 358.263 | 0.29275 | 1223.8029 | 4.926% | 0.33808 | 0.32134 | 21303.7357 | 1160.2609 | 93.0569 | 20050.418 | 21309.1455 | 0 | 0 | 21309.1455 | 0.0117%
2027 | 788 | 788-34R | Tier-2 | Tier-2---6 | 5--5 | 551 | 100% | 9132.2366 | 94.33% | 5.547% | 0.1209% | 426.4266 | 0 | 0 | 426.4266 | 0 | 388.0424 | 4.2751 | 90.7671 | 388.0424 | 4.2751 | 90.7671 | 430.6175 | 4.7442 | 90.7671 | 4.669% | 0.12404 | 0.1179 | 73621.1831 | 9933.4586 | 4009.9599 | 59677.7646 | 73838.4724 | 0 | 0 | 73838.4724 | 0.01406%
2027 | 79 | 79-1215F | Tier-3 | Tier-3---18 | 5--3 | 17 | 100% | 324.1263 | 99.58% | 0.3619% | 0.05404% | 15.9775 | 0 | 0 | 15.9775 | 0 | 14.5393 | 0.1319 | 110.2291 | 14.5393 | 0.1319 | 110.2291 | 16.1345 | 0.14637 | 110.2291 | 4.929% | 0.1831 | 0.17404 | 1770.1913 | 88.5948 | 9.6251 | 1671.9714 | 1770.5747 | 0 | 0 | 1770.5747 | 0.0005269%
2027 | 791 | 791-419F | Tier-2 | Tier-2---5 | 5--5 | 153 | 100% | 3349.7594 | 92.58% | 7.304% | 0.116% | 153.5102 | 0 | 0 | 153.5102 | 0 | 139.6922 | 1.1871 | 117.6743 | 139.6922 | 1.1871 | 117.6743 | 155.0189 | 1.3174 | 117.6743 | 4.583% | 0.11325 | 0.10765 | 29577.718 | 1970.6299 | 1994.5012 | 25612.587 | 29692.0073 | 0 | 0 | 29692.0073 | 0.005062%
2027 | 79 | 79-658R | Tier-3 | Tier-3---5 | 5--5 | 558 | 100% | 12321.0759 | 99.26% | 0.6823% | 0.05367% | 605.4043 | 0 | 0 | 605.4043 | 0 | 550.9097 | 4.3295 | 127.2469 | 550.9097 | 4.3295 | 127.2469 | 611.3542 | 4.8045 | 127.2469 | 4.914% | 0.46655 | 0.44346 | 26408.7945 | 1544.5762 | 192.1403 | 24672.078 | 26418.917 | 0 | 0 | 26418.917 | 0.01996%
2027 | 79 | 79-660R | Tier-3 | Tier-3---14 | 5--3 | 846 | 100% | 2087.0386 | 97.47% | 2.263% | 0.2704% | 100.6913 | 0 | 0 | 100.6913 | 0 | 91.6277 | 6.564 | 13.9591 | 91.6277 | 6.564 | 13.9591 | 101.6809 | 7.2842 | 13.9591 | 4.825% | 0.45747 | 0.43483 | 4562.1181 | 197.7916 | 116.9677 | 4247.3588 | 4568.1369 | 0 | 0 | 4568.1369 | 0.00332%
2027 | 79 | 79-668R | Tier-3 | Tier-3---15 | 5--3 | 565 | 100% | 1606.9068 | 70.93% | 28.63% | 0.4437% | 56.416 | 0 | 0 | 56.416 | 0 | 51.3378 | 4.3838 | 11.7109 | 51.3378 | 4.3838 | 11.7109 | 56.9704 | 4.8647 | 11.7109 | 3.511% | 0.43999 | 0.41821 | 3652.1539 | 150.5315 | 949.6335 | 2551.989 | 3707.4514 | 0 | 0 | 3707.4514 | 0.00186%
2027 | 79 | 79-676R | Tier-3 | Tier-3---5 | 5--5 | 373 | 100% | 9714.1464 | 98.29% | 1.686% | 0.02874% | 472.6073 | 0 | 0 | 472.6073 | 0 | 430.0662 | 2.8941 | 148.603 | 430.0662 | 2.8941 | 148.603 | 477.252 | 3.2116 | 148.603 | 4.865% | 0.38409 | 0.36508 | 25291.2629 | 1478.5998 | 416.7742 | 23395.8888 | 25313.8415 | 0 | 0 | 25313.8415 | 0.01558%
2027 | 79 | 79-679R | Tier-3 | Tier-3---3 | 5--5 | 412 | 100% | 18448.5828 | 98.9% | 1.079% | 0.02427% | 903.134 | 0 | 0 | 903.134 | 0 | 821.8397 | 3.1967 | 257.0934 | 821.8397 | 3.1967 | 257.0934 | 912.01 | 3.5474 | 257.0934 | 4.895% | 0.3939 | 0.3744 | 46835.416 | 2583.7373 | 473.6256 | 43778.0531 | 46862.3143 | 0 | 0 | 46862.3143 | 0.02978%
2027 | 79 | 79-685R | Tier-3 | Tier-3---14 | 5--4 | 66 | 100% | 2564.7524 | 99.37% | 0.5359% | 0.0899% | 126.1608 | 0 | 0 | 126.1608 | 0 | 114.8046 | 0.51209 | 224.1901 | 114.8046 | 0.51209 | 224.1901 | 127.4007 | 0.56827 | 224.1901 | 4.919% | 0.43155 | 0.41019 | 5943.1342 | 289.2774 | 32.5223 | 5621.3345 | 5945.071 | 0 | 0 | 5945.071 | 0.00416%
2027 | 79 | 79-714R | Tier-3 | Tier-3---9 | 5--4 | 433 | 100% | 5536.6205 | 96.31% | 3.618% | 0.06787% | 263.9613 | 0 | 0 | 263.9613 | 0 | 240.2011 | 3.3596 | 71.4971 | 240.2011 | 3.3596 | 71.4971 | 266.5555 | 3.7282 | 71.4971 | 4.768% | 0.37772 | 0.35902 | 14658.165 | 795.0255 | 492.7291 | 13370.4104 | 14686.3013 | 0 | 0 | 14686.3013 | 0.008704%
2027 | 79 | 79-785 | Tier-3 | Tier-3---3 | 5--5 | 933 | 100% | 18780.9285 | 97.14% | 2.812% | 0.0448% | 903.1022 | 0 | 0 | 903.1022 | 0 | 821.8107 | 7.239 | 113.5249 | 821.8107 | 7.239 | 113.5249 | 911.9778 | 8.0333 | 113.5249 | 4.809% | 0.38023 | 0.36141 | 49393.626 | 3270.0768 | 1298.0167 | 44825.5325 | 49467.0991 | 0 | 0 | 49467.0991 | 0.02978%
2027 | 79 | 79-799R | Tier-3 | Tier-3---14 | 5--3 | 34 | 100% | 3034.8235 | 97.12% | 2.752% | 0.1275% | 145.8979 | 0 | 0 | 145.8979 | 0 | 132.7651 | 0.2638 | 503.2758 | 132.7651 | 0.2638 | 503.2758 | 147.3318 | 0.29275 | 503.2758 | 4.807% | 0.77068 | 0.73253 | 3937.8445 | 167.5066 | 101.5953 | 3668.7425 | 3943.7498 | 0 | 0 | 3943.7498 | 0.004811%
2027 | 79 | 79-808R | Tier-3 | Tier-3---3 | 5--5 | 415 | 100% | 19978.3255 | 99.23% | 0.7353% | 0.0338% | 981.3213 | 0 | 0 | 981.3213 | 0 | 892.989 | 3.2199 | 277.3314 | 892.989 | 3.2199 | 277.3314 | 990.9657 | 3.5732 | 277.3314 | 4.912% | 0.44563 | 0.42357 | 44831.6641 | 2303.1269 | 312.6633 | 42215.8739 | 44849.6205 | 0 | 0 | 44849.6205 | 0.03236%
2027 | 799 | 799-504R | Tier-2 | Tier-2---15 | 1--5 | 24 | 100% | 127.4062 | 99.28% | 0% | 0.716% | 6.2614 | 0 | 0 | 6.2614 | 0 | 5.6978 | 0.18621 | 30.5984 | 5.6978 | 0.18621 | 30.5984 | 6.323 | 0.20664 | 30.5984 | 4.915% | 0.0046964 | 0.0044639 | 27128.474 | 4849.4252 | 1319.6494 | 20959.3994 | 27138.5902 | 0 | 0 | 27138.5902 | 0.0002065%
2027 | 835 | 835-10F | Tier-2 | Tier-2---19 | 1--4 | 62 | 100% | 12.4137 | 98.83% | 0% | 1.166% | 0.60731 | 0 | 0 | 0.60731 | 0 | 0.55265 | 0.48105 | 1.1488 | 0.55265 | 0.48105 | 1.1488 | 0.61328 | 0.53383 | 1.1488 | 4.892% | 0.0010446 | 0.00099289 | 11883.6637 | 927.2087 | 137.533 | 10818.9221 | 11890.8775 | 0 | 0 | 11890.8775 | 2.003e-05%
2027 | 835 | 835-11F | Tier-2 | Tier-2---15 | 1--5 | 36 | 100% | 139.955 | 99.63% | 0% | 0.3714% | 6.902 | 0 | 0 | 6.902 | 0 | 6.2808 | 0.27932 | 22.4859 | 6.2808 | 0.27932 | 22.4859 | 6.9699 | 0.30997 | 22.4859 | 4.932% | 0.0041866 | 0.0039794 | 33429.2729 | 4516.6864 | 116.5511 | 28796.0353 | 33435.7392 | 0 | 0 | 33435.7392 | 0.0002276%
2027 | 835 | 835-35F | Tier-2 | Tier-2---19 | 1--5 | 9 | 100% | 6.7153 | 99.02% | 0% | 0.9775% | 0.32916 | 0 | 0 | 0.32916 | 0 | 0.29953 | 0.06983 | 4.2894 | 0.29953 | 0.06983 | 4.2894 | 0.33239 | 0.077491 | 4.2894 | 4.902% | 0.0003154 | 0.00029979 | 21291.4086 | 1586.1343 | 191.0336 | 19514.2408 | 21302.2477 | 0 | 0 | 21302.2477 | 1.085e-05%
2027 | 840 | 840-308F | Tier-2 | Tier-2---13 | 4--4 | 13 | 100% | 330.3488 | 99.39% | 0.4551% | 0.1546% | 16.2526 | 0 | 0 | 16.2526 | 0 | 14.7896 | 0.10087 | 146.6273 | 14.7896 | 0.10087 | 146.6273 | 16.4123 | 0.11193 | 146.6273 | 4.92% | 0.063249 | 0.060118 | 5222.9719 | 562.2788 | 28.1473 | 4632.5459 | 5224.6302 | 0 | 0 | 5224.6302 | 0.0005359%
2027 | 840 | 840-374 | Tier-2 | Tier-2---13 | 4--3 | 241 | 100% | 232.5563 | 96.66% | 2.796% | 0.5416% | 11.1274 | 0 | 0 | 11.1274 | 0 | 10.1258 | 1.8699 | 5.4152 | 10.1258 | 1.8699 | 5.4152 | 11.2367 | 2.075 | 5.4152 | 4.785% | 0.064007 | 0.060838 | 3633.3054 | 196.9902 | 98.0177 | 3338.2976 | 3639.62 | 0 | 0 | 3639.62 | 0.0003669%
2027 | 855 | 855-46AE | Tier-2 | Tier-2---15 | 1--5 | 1 | 100% | 188.5529 | 99.88% | 0% | 0.1171% | 9.3224 | 0 | 0 | 9.3224 | 0 | 8.4833 | 0.0077589 | 1093.3654 | 8.4833 | 0.0077589 | 1093.3654 | 9.4141 | 0.0086102 | 1093.3654 | 4.944% | 0.0010888 | 0.0010349 | 173174.9569 | 30409.3175 | 190.5248 | 142575.1146 | 173185.5197 | 0 | 0 | 173185.5197 | 0.0003074%
2027 | 859 | 859-42R | Tier-2 | Tier-2---3 | 4--5 | 793 | 100% | 8606.9717 | 99.86% | 0% | 0.1411% | 425.4439 | 0 | 0 | 425.4439 | 0 | 387.1481 | 6.1528 | 62.9224 | 387.1481 | 6.1528 | 62.9224 | 429.6251 | 6.8279 | 62.9224 | 4.943% | 0.067132 | 0.063809 | 128210.0534 | 7463.1152 | 271.9776 | 120474.9607 | 128219.4758 | 0 | 0 | 128219.4758 | 0.01403%
2027 | 907 | 907-1562AE | Tier-3 | Tier-3---6 | 4--5 | 503 | 100% | 8439.7692 | 97.62% | 2.35% | 0.03436% | 407.8089 | 0 | 0 | 407.8089 | 0 | 371.1005 | 3.9027 | 95.0878 | 371.1005 | 3.9027 | 95.0878 | 411.8168 | 4.3309 | 95.0878 | 4.832% | 0.054867 | 0.052151 | 153823.4413 | 9936.3787 | 3323.7899 | 140563.2726 | 154014.4199 | 0 | 0 | 154014.4199 | 0.01345%
2027 | 907 | 907-1602 | Tier-3 | Tier-3---17 | 3--4 | 8 | 100% | 257.2419 | 98.67% | 1.294% | 0.04048% | 12.5635 | 0 | 0 | 12.5635 | 0 | 11.4327 | 0.062071 | 184.1867 | 11.4327 | 0.062071 | 184.1867 | 12.687 | 0.068881 | 184.1867 | 4.884% | 0.018131 | 0.017233 | 14188.117 | 688.9653 | 150.8545 | 13348.2972 | 14197.9773 | 0 | 0 | 14197.9773 | 0.0004143%
2027 | 907 | 907-1702R | Tier-3 | Tier-3---6 | 4--5 | 781 | 100% | 9100.5583 | 99.73% | 0.2344% | 0.03926% | 449.2449 | 0 | 0 | 449.2449 | 0 | 408.8067 | 6.0597 | 67.4634 | 408.8067 | 6.0597 | 67.4634 | 453.66 | 6.7245 | 67.4634 | 4.936% | 0.061079 | 0.058055 | 148997.4926 | 9820.8836 | 378.9812 | 138797.6278 | 149018.7269 | 0 | 0 | 149018.7269 | 0.01481%
2027 | 907 | 907-1716R | Tier-3 | Tier-3---2 | 4--5 | 1809 | 100% | 27066.4552 | 99.19% | 0.7771% | 0.02941% | 1328.9846 | 0 | 0 | 1328.9846 | 0 | 1209.3579 | 14.0358 | 86.1623 | 1209.3579 | 14.0358 | 86.1623 | 1342.0458 | 15.5758 | 86.1623 | 4.91% | 0.088049 | 0.083691 | 307401.4892 | 26739.124 | 2399.2259 | 278263.1391 | 307530.5949 | 0 | 0 | 307530.5949 | 0.04382%
2027 | 907 | 907-2820R | Tier-3 | Tier-3---10 | 4--5 | 130 | 100% | 6348.4755 | 99.98% | 0.008026% | 0.01607% | 314.1738 | 0 | 0 | 314.1738 | 0 | 285.8939 | 1.0087 | 283.4409 | 285.8939 | 1.0087 | 283.4409 | 317.2615 | 1.1193 | 283.4409 | 4.949% | 0.082479 | 0.078396 | 76970.9977 | 6095.6287 | 17.0995 | 70858.2695 | 76971.9637 | 0 | 0 | 76971.9637 | 0.01036%
2027 | 908 | 908-1172R | Tier-2 | Tier-2---2 | 5--5 | 1320 | 100% | 15766.5188 | 98.33% | 1.627% | 0.04735% | 767.3776 | 0 | 0 | 767.3776 | 0 | 698.3032 | 10.2417 | 68.1822 | 698.3032 | 10.2417 | 68.1822 | 774.9194 | 11.3654 | 68.1822 | 4.867% | 0.20692 | 0.19668 | 76195.3215 | 5331.2754 | 1185.4095 | 69678.6366 | 76261.7497 | 0 | 0 | 76261.7497 | 0.02531%
2027 | 908 | 908-1236 | Tier-2 | Tier-2---2 | 5--5 | 741 | 100% | 11763.9311 | 98.8% | 1.165% | 0.03327% | 575.3384 | 0 | 0 | 575.3384 | 0 | 523.5501 | 5.7493 | 91.0628 | 523.5501 | 5.7493 | 91.0628 | 580.9928 | 6.3801 | 91.0628 | 4.891% | 0.1877 | 0.17841 | 62673.98 | 5005.8683 | 685.7702 | 56982.3415 | 62713.0821 | 0 | 0 | 62713.0821 | 0.01897%
2027 | 908 | 908-1368R | Tier-2 | Tier-2---5 | 5--5 | 1020 | 100% | 5570.7929 | 96.25% | 3.531% | 0.2207% | 265.4096 | 0 | 0 | 265.4096 | 0 | 241.5192 | 7.9141 | 30.5177 | 241.5192 | 7.9141 | 30.5177 | 268.0181 | 8.7824 | 30.5177 | 4.764% | 0.23644 | 0.22474 | 23560.7485 | 1440.3319 | 798.3866 | 21322.03 | 23606.7777 | 0 | 0 | 23606.7777 | 0.008752%
2027 | 908 | 908-1370R | Tier-2 | Tier-2---8 | 5--4 | 585 | 100% | 1466.2762 | 91.81% | 7.905% | 0.289% | 66.6334 | 0 | 0 | 66.6334 | 0 | 60.6355 | 4.5389 | 13.3589 | 60.6355 | 4.5389 | 13.3589 | 67.2883 | 5.0369 | 13.3589 | 4.544% | 0.1878 | 0.17851 | 7807.4644 | 518.9417 | 584.8681 | 6703.6546 | 7840.781 | 0 | 0 | 7840.781 | 0.002197%
2027 | 908 | 908-1372R | Tier-2 | Tier-2---2 | 5--5 | 352 | 100% | 7960.2903 | 98.35% | 1.621% | 0.03193% | 387.5225 | 0 | 0 | 387.5225 | 0 | 352.6402 | 2.7311 | 129.119 | 352.6402 | 2.7311 | 129.119 | 391.3311 | 3.0308 | 129.119 | 4.868% | 0.17701 | 0.16825 | 44971.6131 | 3766.5332 | 683.7932 | 40521.2867 | 45010.3176 | 0 | 0 | 45010.3176 | 0.01278%
2027 | 908 | 908-2038R | Tier-2 | Tier-2---1 | 5--5 | 1150 | 100% | 41258.5742 | 98.89% | 1.078% | 0.03081% | 2019.6477 | 0 | 0 | 2019.6477 | 0 | 1837.8519 | 8.9227 | 205.9746 | 1837.8519 | 8.9227 | 205.9746 | 2039.4967 | 9.9017 | 205.9746 | 4.895% | 0.23053 | 0.21912 | 178970.5163 | 13265.9985 | 1829.4076 | 163875.1102 | 179073.8915 | 0 | 0 | 179073.8915 | 0.0666%
2027 | 908 | 908-2040 | Tier-2 | Tier-2---5 | 5--5 | 577 | 100% | 3646.8048 | 91.91% | 7.986% | 0.1044% | 165.9128 | 0 | 0 | 165.9128 | 0 | 150.9784 | 4.4769 | 33.7241 | 150.9784 | 4.4769 | 33.7241 | 167.5434 | 4.9681 | 33.7241 | 4.55% | 0.17929 | 0.17042 | 20339.8492 | 1700.729 | 1512.7829 | 17126.3373 | 20425.5442 | 0 | 0 | 20425.5442 | 0.005471%
2027 | 908 | 908-2055F | Tier-3 | Tier-3---2 | 5--5 | 762 | 100% | 22564.0783 | 99.08% | 0.8792% | 0.03652% | 1106.6937 | 0 | 0 | 1106.6937 | 0 | 1007.0762 | 5.9123 | 170.3367 | 1007.0762 | 5.9123 | 170.3367 | 1117.5702 | 6.5609 | 170.3367 | 4.905% | 0.20355 | 0.19347 | 110854.0623 | 7735.6273 | 1009.8579 | 102108.5771 | 110906.9288 | 0 | 0 | 110906.9288 | 0.03649%
2027 | 908 | 908-2062F | Tier-2 | Tier-2---16 | 5--2 | 9 | 100% | 153.3115 | 98.58% | 1.358% | 0.06577% | 7.4809 | 0 | 0 | 7.4809 | 0 | 6.8075 | 0.06983 | 97.4871 | 6.8075 | 0.06983 | 97.4871 | 7.5544 | 0.077491 | 97.4871 | 4.88% | 0.16054 | 0.1526 | 954.9499 | 48.869 | 14.7016 | 891.3793 | 955.6578 | 0 | 0 | 955.6578 | 0.0002467%
2027 | 908 | 908-30 | Tier-2 | Tier-2---10 | 5--4 | 211 | 100% | 847.524 | 96.52% | 3.329% | 0.1488% | 40.4933 | 0 | 0 | 40.4933 | 0 | 36.8484 | 1.6371 | 22.508 | 36.8484 | 1.6371 | 22.508 | 40.8913 | 1.8167 | 22.508 | 4.778% | 0.16572 | 0.15752 | 5114.069 | 284.5346 | 169.3742 | 4660.1602 | 5123.3319 | 0 | 0 | 5123.3319 | 0.001335%
2027 | 909 | 909-451 | Tier-3 | Tier-3---1 | 5--5 | 1555 | 100% | 55252.3747 | 99.27% | 0.7029% | 0.02396% | 2715.113 | 0 | 0 | 2715.113 | 0 | 2470.7159 | 12.0651 | 204.7828 | 2470.7159 | 12.0651 | 204.7828 | 2741.797 | 13.3888 | 204.7828 | 4.914% | 0.31112 | 0.29572 | 177590.703 | 9870.6468 | 1163.318 | 166556.7382 | 177657.9267 | 0 | 0 | 177657.9267 | 0.08953%
2027 | 909 | 909-453R | Tier-2 | Tier-2---3 | 2--5 | 16 | 100% | 5703.0403 | 99.97% | 0% | 0.03309% | 282.2071 | 0 | 0 | 282.2071 | 0 | 256.8046 | 0.12414 | 2068.6347 | 256.8046 | 0.12414 | 2068.6347 | 284.9806 | 0.13776 | 2068.6347 | 4.948% | 0.0097928 | 0.0093081 | 582370.7512 | 29002.1932 | 955.718 | 552412.8399 | 582380.7865 | 0 | 0 | 582380.7865 | 0.009306%
2027 | 909 | 909-805R | Tier-2 | Tier-2---1 | 5--5 | 1096 | 100% | 32313.161 | 99.26% | 0.708% | 0.02831% | 1587.725 | 0 | 0 | 1587.725 | 0 | 1444.8081 | 8.5037 | 169.9028 | 1444.8081 | 8.5037 | 169.9028 | 1603.3291 | 9.4367 | 169.9028 | 4.914% | 0.28921 | 0.27489 | 111728.904 | 9787.6674 | 729.9669 | 101211.2697 | 111771.744 | 0 | 0 | 111771.744 | 0.05236%
2027 | 91 | 91-7F | Tier-2 | Tier-2---9 | 4--5 | 309 | 100% | 1295.9906 | 95.98% | 3.603% | 0.4176% | 61.5723 | 0 | 0 | 61.5723 | 0 | 56.0299 | 2.3975 | 23.3702 | 56.0299 | 2.3975 | 23.3702 | 62.1774 | 2.6605 | 23.3702 | 4.751% | 0.034038 | 0.032353 | 38075.0405 | 3866.8561 | 1530.8214 | 32677.363 | 38154.7637 | 0 | 0 | 38154.7637 | 0.00203%
2027 | 920 | 920-1342R | Tier-3 | Tier-3---12 | 4--5 | 318 | 100% | 3406.6458 | 99.34% | 0.5402% | 0.1203% | 167.5153 | 0 | 0 | 167.5153 | 0 | 152.4366 | 2.4673 | 61.7822 | 152.4366 | 2.4673 | 61.7822 | 169.1616 | 2.738 | 61.7822 | 4.917% | 0.068604 | 0.065208 | 49656.3753 | 4642.3023 | 300.3512 | 44713.7218 | 49673.4543 | 0 | 0 | 49673.4543 | 0.005524%
2027 | 920 | 920-735AE | Tier-2 | Tier-2---7 | 4--5 | 84 | 100% | 1554.328 | 69.02% | 30.62% | 0.3611% | 53.1046 | 0 | 0 | 53.1046 | 0 | 48.3244 | 0.65175 | 74.1461 | 48.3244 | 0.65175 | 74.1461 | 53.6265 | 0.72325 | 74.1461 | 3.417% | 0.068691 | 0.065291 | 22627.8919 | 1626.4148 | 6446.6356 | 14554.8415 | 22992.947 | 0 | 0 | 22992.947 | 0.001751%
2027 | 921 | 921-800F | Tier-2 | Tier-2---7 | 4--5 | 116 | 100% | 1991.7107 | 76.61% | 23.16% | 0.2301% | 75.5258 | 0 | 0 | 75.5258 | 0 | 68.7275 | 0.90003 | 76.3613 | 68.7275 | 0.90003 | 76.3613 | 76.2681 | 0.99878 | 76.3613 | 3.792% | 0.065336 | 0.062102 | 30484.0304 | 2594.6331 | 6453.3763 | 21436.021 | 30855.4164 | 0 | 0 | 30855.4164 | 0.002491%
2027 | 928 | 928-19 | Tier-2 | Tier-2---11 | 4--4 | 3 | 100% | 434.8834 | 99.47% | 0.2691% | 0.2608% | 21.4127 | 0 | 0 | 21.4127 | 0 | 19.4852 | 0.023277 | 837.1154 | 19.4852 | 0.023277 | 837.1154 | 21.6231 | 0.02583 | 837.1154 | 4.924% | 0.051756 | 0.049194 | 8402.5377 | 840.1371 | 38.3723 | 7524.0283 | 8404.8564 | 0 | 0 | 8404.8564 | 0.0007061%
2027 | 968 | 968-476F | Tier-2 | Tier-2---17 | 3--3 | 13 | 100% | 62.492 | 96.91% | 0.773% | 2.32% | 2.9977 | 0 | 0 | 2.9977 | 0 | 2.7279 | 0.10087 | 27.0445 | 2.7279 | 0.10087 | 27.0445 | 3.0271 | 0.11193 | 27.0445 | 4.797% | 0.015315 | 0.014557 | 4080.3921 | 657.1077 | 115.1614 | 3308.123 | 4086.964 | 0 | 0 | 4086.964 | 9.885e-05%
2027 | 970 | 970-1341R | Tier-3 | Tier-3---4 | 5--5 | 75 | 100% | 12961.6134 | 99.66% | 0.3199% | 0.02218% | 639.405 | 0 | 0 | 639.405 | 0 | 581.8498 | 0.58192 | 999.8863 | 581.8498 | 0.58192 | 999.8863 | 645.689 | 0.64576 | 999.8863 | 4.933% | 0.12497 | 0.11878 | 103720.1236 | 10455.2915 | 563.8236 | 92701.0085 | 103738.6021 | 0 | 0 | 103738.6021 | 0.02109%
2027 | 971 | 971-1973R | Tier-3 | Tier-3---4 | 5--5 | 913 | 100% | 15148.7962 | 99.05% | 0.8967% | 0.0506% | 742.7622 | 0 | 0 | 742.7622 | 0 | 675.9035 | 7.0839 | 95.4146 | 675.9035 | 7.0839 | 95.4146 | 750.0621 | 7.8611 | 95.4146 | 4.903% | 0.14704 | 0.13976 | 103024.8612 | 7594.4752 | 905.6636 | 94524.7224 | 103075.6847 | 0 | 0 | 103075.6847 | 0.02449%
2027 | 971 | 971-2050R | Tier-3 | Tier-3---2 | 5--5 | 1693 | 100% | 28484.5838 | 98.91% | 1.035% | 0.05308% | 1394.6521 | 0 | 0 | 1394.6521 | 0 | 1269.1144 | 13.1358 | 96.6151 | 1269.1144 | 13.1358 | 96.6151 | 1408.3587 | 14.577 | 96.6151 | 4.896% | 0.18464 | 0.1755 | 154268.7539 | 10830.6461 | 1582.0513 | 141856.0564 | 154356.1301 | 0 | 0 | 154356.1301 | 0.04599%
2027 | 971 | 971-29R | Tier-3 | Tier-3---6 | 5--5 | 169 | 100% | 8015.4065 | 99.46% | 0.5042% | 0.0309% | 394.6396 | 0 | 0 | 394.6396 | 0 | 359.1166 | 1.3113 | 273.8734 | 359.1166 | 1.3113 | 273.8734 | 398.5181 | 1.4551 | 273.8734 | 4.924% | 0.12171 | 0.11568 | 65856.8143 | 3610.5313 | 317.5488 | 61928.7341 | 65875.1664 | 0 | 0 | 65875.1664 | 0.01301%
2027 | 971 | 971-371R | Tier-3 | Tier-3---12 | 5--5 | 109 | 100% | 4351.5062 | 99.52% | 0.4473% | 0.03668% | 214.3571 | 0 | 0 | 214.3571 | 0 | 195.062 | 0.84572 | 230.6467 | 195.062 | 0.84572 | 230.6467 | 216.4638 | 0.93851 | 230.6467 | 4.926% | 0.11668 | 0.1109 | 37295.5773 | 2011.9233 | 160.8045 | 35122.8495 | 37304.9774 | 0 | 0 | 37304.9774 | 0.007069%
2027 | 971 | 971-383R | Tier-3 | Tier-3---4 | 5--5 | 442 | 100% | 14770.5962 | 98.43% | 1.528% | 0.03956% | 719.68 | 0 | 0 | 719.68 | 0 | 654.899 | 3.4294 | 190.9647 | 654.899 | 3.4294 | 190.9647 | 726.7529 | 3.8057 | 190.9647 | 4.872% | 0.13837 | 0.13152 | 106747.8715 | 6177.23 | 1600.3912 | 98970.2503 | 106835.0414 | 0 | 0 | 106835.0414 | 0.02373%
2027 | 971 | 971-388R | Tier-3 | Tier-3---4 | 5--5 | 1149 | 100% | 11267.961 | 98.98% | 0.9235% | 0.09902% | 552.0609 | 0 | 0 | 552.0609 | 0 | 502.3679 | 8.915 | 56.3512 | 502.3679 | 8.915 | 56.3512 | 557.4865 | 9.8931 | 56.3512 | 4.899% | 0.17642 | 0.16769 | 63870.0886 | 3872.2432 | 602.7653 | 59395.0801 | 63904.0994 | 0 | 0 | 63904.0994 | 0.0182%
2027 | 972 | 972-1582R | Tier-3 | Tier-3---6 | 5--5 | 320 | 100% | 8019.1792 | 98.53% | 1.384% | 0.08092% | 391.1329 | 0 | 0 | 391.1329 | 0 | 355.9256 | 2.4828 | 143.3541 | 355.9256 | 2.4828 | 143.3541 | 394.9769 | 2.7553 | 143.3541 | 4.877% | 0.15062 | 0.14317 | 53239.6467 | 3086.8109 | 714.7235 | 49438.1123 | 53280.2737 | 0 | 0 | 53280.2737 | 0.0129%
2027 | 972 | 972-1590F | Tier-3 | Tier-3---2 | 5--5 | 1391 | 100% | 23409.1539 | 98.39% | 1.548% | 0.05965% | 1140.1279 | 0 | 0 | 1140.1279 | 0 | 1037.5009 | 10.7926 | 96.1307 | 1037.5009 | 10.7926 | 96.1307 | 1151.3331 | 11.9767 | 96.1307 | 4.87% | 0.17603 | 0.16732 | 132982.6796 | 10745.803 | 2028.2393 | 120208.6373 | 133093.9956 | 0 | 0 | 133093.9956 | 0.0376%
2027 | 972 | 972-32R | Tier-2 | Tier-2---1 | 5--5 | 943 | 100% | 22914.3284 | 97.48% | 2.478% | 0.04418% | 1105.6563 | 0 | 0 | 1105.6563 | 0 | 1006.1322 | 7.3166 | 137.5132 | 1006.1322 | 7.3166 | 137.5132 | 1116.5227 | 8.1194 | 137.5132 | 4.825% | 0.16607 | 0.15785 | 137978.7753 | 7897.3231 | 3156.5486 | 126924.9036 | 138159.9776 | 0 | 0 | 138159.9776 | 0.03646%
2027 | 972 | 972-942R | Tier-3 | Tier-3---6 | 5--5 | 373 | 100% | 9149.6836 | 99.12% | 0.8301% | 0.05344% | 448.9075 | 0 | 0 | 448.9075 | 0 | 408.4997 | 2.8941 | 141.151 | 408.4997 | 2.8941 | 141.151 | 453.3194 | 3.2116 | 141.151 | 4.906% | 0.14195 | 0.13492 | 64459.3584 | 4369.1581 | 517.8641 | 59572.3362 | 64489.0192 | 0 | 0 | 64489.0192 | 0.0148%
2027 | 973 | 973-1226R | Tier-3 | Tier-3---10 | 5--5 | 264 | 100% | 5177.8696 | 97.32% | 2.585% | 0.09195% | 249.4435 | 0 | 0 | 249.4435 | 0 | 226.9901 | 2.0483 | 110.8164 | 226.9901 | 2.0483 | 110.8164 | 251.895 | 2.2731 | 110.8164 | 4.817% | 0.13989 | 0.13297 | 37012.5952 | 1958.2894 | 910.1694 | 34144.1364 | 37064.1939 | 0 | 0 | 37064.1939 | 0.008226%
2027 | 973 | 973-1245R | Tier-3 | Tier-3---6 | 5--5 | 149 | 100% | 8620.1106 | 99.53% | 0.4446% | 0.0227% | 424.7015 | 0 | 0 | 424.7015 | 0 | 386.4725 | 1.1561 | 334.2977 | 386.4725 | 1.1561 | 334.2977 | 428.8754 | 1.2829 | 334.2977 | 4.927% | 0.12039 | 0.11443 | 71603.6913 | 4071.6789 | 428.5861 | 67103.4263 | 71621.1173 | 0 | 0 | 71621.1173 | 0.01401%
2027 | 973 | 973-626R | Tier-3 | Tier-3---7 | 5--5 | 246 | 100% | 6521.7236 | 98.03% | 1.864% | 0.1053% | 316.4676 | 0 | 0 | 316.4676 | 0 | 287.9812 | 1.9087 | 150.8794 | 287.9812 | 1.9087 | 150.8794 | 319.5779 | 2.1181 | 150.8794 | 4.853% | 0.1523 | 0.14476 | 42821.6164 | 2771.3178 | 761.0334 | 39289.2652 | 42865.5348 | 0 | 0 | 42865.5348 | 0.01044%
2027 | 974 | 974-23R | Tier-3 | Tier-3---11 | 5--5 | 603 | 100% | 3492.8626 | 93.69% | 6.037% | 0.2698% | 161.9921 | 0 | 0 | 161.9921 | 0 | 147.4106 | 4.6786 | 31.5074 | 147.4106 | 4.6786 | 31.5074 | 163.5841 | 5.1919 | 31.5074 | 4.638% | 0.16472 | 0.15657 | 21204.8226 | 1225.3577 | 1209.8349 | 18769.63 | 21274.471 | 0 | 0 | 21274.471 | 0.005342%
2027 | 974 | 974-715R | Tier-3 | Tier-3---6 | 5--5 | 73 | 100% | 7107.1697 | 99.55% | 0.3981% | 0.05413% | 350.214 | 0 | 0 | 350.214 | 0 | 318.6899 | 0.5664 | 562.6606 | 318.6899 | 0.5664 | 562.6606 | 353.6559 | 0.62854 | 562.6606 | 4.928% | 0.14069 | 0.13372 | 50517.2415 | 2626.4246 | 327.9593 | 47562.8576 | 50529.1387 | 0 | 0 | 50529.1387 | 0.01155%
2027 | 975 | 975-22R | Tier-3 | Tier-3---7 | 5--5 | 24 | 100% | 6417.0381 | 80.3% | 19.69% | 0.01691% | 255.0589 | 0 | 0 | 255.0589 | 0 | 232.1001 | 0.18621 | 1246.4219 | 232.1001 | 0.18621 | 1246.4219 | 257.5656 | 0.20664 | 1246.4219 | 3.975% | 0.19669 | 0.18696 | 32624.3404 | 2655.4587 | 6062.1421 | 23906.7397 | 32959.0914 | 0 | 0 | 32959.0914 | 0.008411%
2027 | 991 | 991-1 | Tier-2 | Tier-2---12 | 4--5 | 41 | 100% | 626.8618 | 65.87% | 33.98% | 0.153% | 20.4388 | 0 | 0 | 20.4388 | 0 | 18.5991 | 0.31811 | 58.4667 | 18.5991 | 0.31811 | 58.4667 | 20.6397 | 0.35302 | 58.4667 | 3.261% | 0.034773 | 0.033051 | 18027.4627 | 2318.0951 | 5585.2087 | 10124.1589 | 18347.8976 | 0 | 0 | 18347.8976 | 0.000674%
2027 | 991 | 991-1206R | Tier-2 | Tier-2---4 | 4--5 | 303 | 100% | 4576.7911 | 99.78% | 0.09876% | 0.1221% | 226.0508 | 0 | 0 | 226.0508 | 0 | 205.7031 | 2.3509 | 87.4982 | 205.7031 | 2.3509 | 87.4982 | 228.2724 | 2.6089 | 87.4982 | 4.939% | 0.063785 | 0.060628 | 71752.9575 | 8533.7139 | 142.1853 | 63077.0583 | 71761.2112 | 0 | 0 | 71761.2112 | 0.007454%
2027 | 1023 | CB 1023 | Tier-2 | Tier-2---4 | 4--5 | 150 | 100% | 3332.7386 | 99.81% | 0.1085% | 0.07978% | 164.66 | 0 | 0 | 164.66 | 0 | 149.8384 | 1.1638 | 128.7457 | 149.8384 | 1.1638 | 128.7457 | 166.2783 | 1.2915 | 128.7457 | 4.941% | 0.082267 | 0.078195 | 40511.3438 | 2187.4084 | 643.9575 | 37679.9779 | 40515.3153 | 0 | 0 | 40515.3153 | 0.00543%
2027 | 1090 | CB 1090 | Tier-2 | Tier-2---7 | 3--5 | 159 | 100% | 1414.5114 | 99.62% | 0.1678% | 0.2113% | 69.7529 | 0 | 0 | 69.7529 | 0 | 63.4742 | 1.2337 | 51.4518 | 63.4742 | 1.2337 | 51.4518 | 70.4384 | 1.369 | 51.4518 | 4.931% | 0.025114 | 0.023871 | 56324.0689 | 3193.0563 | 219.125 | 52911.8876 | 56335.1879 | 0 | 0 | 56335.1879 | 0.0023%
2027 | 1101 | CB 1101 | Tier-2 | Tier-2---9 | 4--4 | 18 | 100% | 1133.279 | 99.72% | 0.1529% | 0.1272% | 55.9402 | 0 | 0 | 55.9402 | 0 | 50.9048 | 0.13966 | 364.4913 | 50.9048 | 0.13966 | 364.4913 | 56.49 | 0.15498 | 364.4913 | 4.936% | 0.091579 | 0.087045 | 12374.933 | 790.0395 | 488.8435 | 11096.0499 | 12376.7382 | 0 | 0 | 12376.7382 | 0.001845%
2027 | 1106 | CB 1106 | Tier-2 | Tier-2---7 | 4--5 | 46 | 100% | 1646.9837 | 34.54% | 65.41% | 0.04829% | 28.1563 | 0 | 0 | 28.1563 | 0 | 25.6219 | 0.35691 | 71.7884 | 25.6219 | 0.35691 | 71.7884 | 28.4331 | 0.39607 | 71.7884 | 1.71% | 0.070774 | 0.067271 | 23270.9618 | 453.178 | 13904.863 | 8912.9208 | 24064.3118 | 0 | 0 | 24064.3118 | 0.0009285%
2027 | 1138 | CB 1138 | Tier-2 | Tier-2---10 | 5--4 | 192 | 100% | 765.4961 | 75% | 24.28% | 0.7274% | 28.4174 | 0 | 0 | 28.4174 | 0 | 25.8594 | 1.4897 | 17.3588 | 25.8594 | 1.4897 | 17.3588 | 28.6967 | 1.6532 | 17.3588 | 3.712% | 0.11418 | 0.10853 | 6704.4211 | 521.4992 | 1615.7801 | 4567.1418 | 6791.7244 | 0 | 0 | 6791.7244 | 0.0009371%
2027 | 1162 | CB 1162 | Tier-2 | Tier-2---18 | 4--2 | 12 | 100% | 75.2008 | 96.65% | 1.975% | 1.378% | 3.5976 | 0 | 0 | 3.5976 | 0 | 3.2738 | 0.093107 | 35.1617 | 3.2738 | 0.093107 | 35.1617 | 3.633 | 0.10332 | 35.1617 | 4.784% | 0.064214 | 0.061035 | 1171.1044 | 73.0024 | 42.1055 | 1055.9965 | 1173.1495 | 0 | 0 | 1173.1495 | 0.0001186%
2027 | 1234 | CB 1234 | Tier-3 | Tier-3---10 | 5--5 | 1218 | 100% | 6311.4919 | 84.29% | 15.54% | 0.1769% | 263.3319 | 0 | 0 | 263.3319 | 0 | 239.6285 | 9.4503 | 25.3567 | 239.6285 | 9.4503 | 25.3567 | 265.9199 | 10.4872 | 25.3567 | 4.172% | 0.11961 | 0.11369 | 52765.4948 | 2759.6634 | 8111.6399 | 41894.1915 | 53197.2441 | 0 | 0 | 53197.2441 | 0.008684%
2027 | 1235 | CB 1235 | Tier-2 | Tier-2---6 | 4--5 | 2353 | 100% | 6645.572 | 99.09% | 0.6868% | 0.2213% | 325.9686 | 0 | 0 | 325.9686 | 0 | 296.627 | 18.2566 | 16.2476 | 296.627 | 18.2566 | 16.2476 | 329.1722 | 20.2597 | 16.2476 | 4.905% | 0.082825 | 0.078725 | 80236.4987 | 5995.4874 | 833.9481 | 73407.0631 | 80274.4439 | 0 | 0 | 80274.4439 | 0.01075%
2027 | 1243 | CB 1243 | Tier-2 | Tier-2---7 | 3--5 | 259 | 100% | 1438.3629 | 99.75% | 0% | 0.2509% | 71.0203 | 0 | 0 | 71.0203 | 0 | 64.6275 | 2.0095 | 32.1602 | 64.6275 | 2.0095 | 32.1602 | 71.7183 | 2.23 | 32.1602 | 4.938% | 0.019586 | 0.018616 | 73438.3162 | 4480.0299 | 229.8696 | 68728.4167 | 73447.9126 | 0 | 0 | 73447.9126 | 0.002342%
2027 | 1245 | CB 1245 | Tier-2 | Tier-2---15 | 1--5 | 4 | 100% | 108.0997 | 99.75% | 0% | 0.2497% | 5.3376 | 0 | 0 | 5.3376 | 0 | 4.8571 | 0.031036 | 156.502 | 4.8571 | 0.031036 | 156.502 | 5.39 | 0.034441 | 156.502 | 4.938% | 0.001637 | 0.001556 | 66035.2637 | 9567.7722 | 158.6523 | 56308.8392 | 66043.8517 | 0 | 0 | 66043.8517 | 0.000176%
2027 | 1250 | CB 1250 | Tier-2 | Tier-2---4 | 4--5 | 85 | 100% | 4075.2359 | 99.93% | 0.04042% | 0.02515% | 201.5919 | 0 | 0 | 201.5919 | 0 | 183.4459 | 0.6595 | 278.157 | 183.4459 | 0.6595 | 278.157 | 203.5731 | 0.73186 | 278.157 | 4.947% | 0.088703 | 0.084312 | 45942.5846 | 2409.8097 | 605.4247 | 42927.3502 | 45944.1535 | 0 | 0 | 45944.1535 | 0.006648%
2027 | 1299 | CB 1299 | Tier-2 | Tier-2---19 | 3--3 | 17 | 100% | 41.7756 | 94.08% | 0% | 5.924% | 1.9454 | 0 | 0 | 1.9454 | 0 | 1.7703 | 0.1319 | 13.4213 | 1.7703 | 0.1319 | 13.4213 | 1.9645 | 0.14637 | 13.4213 | 4.657% | 0.014997 | 0.014255 | 2785.5246 | 306.2114 | 186.6907 | 2292.6226 | 2794.1175 | 0 | 0 | 2794.1175 | 6.415e-05%
2027 | 1525 | CB 1525 | Tier-2 | Tier-2---13 | 4--4 | 3 | 100% | 259.6903 | 35.49% | 63.12% | 1.387% | 4.5624 | 0 | 0 | 4.5624 | 0 | 4.1518 | 0.023277 | 178.3662 | 4.1518 | 0.023277 | 178.3662 | 4.6073 | 0.02583 | 178.3662 | 1.757% | 0.050512 | 0.048011 | 5141.181 | 222.3399 | 3171.9797 | 1746.8613 | 5313.8944 | 0 | 0 | 5313.8944 | 0.0001505%
2027 | 185 | CB 185 | Tier-2 | Tier-2---12 | 3--4 | 5 | 100% | 396.8506 | 79.93% | 19.29% | 0.7702% | 15.7025 | 0 | 0 | 15.7025 | 0 | 14.2891 | 0.038794 | 368.3278 | 14.2891 | 0.038794 | 368.3278 | 15.8568 | 0.043051 | 368.3278 | 3.957% | 0.027797 | 0.026421 | 14276.8452 | 843.1477 | 2609.8043 | 10823.8933 | 14426.0307 | 0 | 0 | 14426.0307 | 0.0005178%
2027 | 200 | CB 200 | Tier-2 | Tier-2---9 | 4--5 | 137 | 100% | 1342.6559 | 29.9% | 69.37% | 0.7369% | 19.8694 | 0 | 0 | 19.8694 | 0 | 18.0809 | 1.063 | 17.0098 | 18.0809 | 1.063 | 17.0098 | 20.0646 | 1.1796 | 17.0098 | 1.48% | 0.060261 | 0.057278 | 22280.6766 | 447.1549 | 16796.8177 | 5036.7039 | 23094.1132 | 0 | 0 | 23094.1132 | 0.0006552%
2027 | 202 | CB 202 | Tier-2 | Tier-2---16 | 4--3 | 312 | 100% | 133.9861 | 95.12% | 0% | 4.877% | 6.3088 | 0 | 0 | 6.3088 | 0 | 5.741 | 2.4208 | 2.3715 | 5.741 | 2.4208 | 2.3715 | 6.3709 | 2.6864 | 2.3715 | 4.709% | 0.040966 | 0.038939 | 3270.6344 | 253.1701 | 166.1074 | 2851.3569 | 3278.9415 | 0 | 0 | 3278.9415 | 0.000208%
2027 | 203 | CB 203 | Tier-2 | Tier-2---13 | 4--4 | 504 | 100% | 195.752 | 9.583% | 88.23% | 2.187% | 0.9286 | 0 | 0 | 0.9286 | 0 | 0.84502 | 3.9105 | 0.21609 | 0.84502 | 3.9105 | 0.21609 | 0.93773 | 4.3395 | 0.21609 | 0.4744% | 0.03541 | 0.033657 | 5528.1246 | 19.724 | 4996.0335 | 512.3671 | 5788.4276 | 0 | 0 | 5788.4276 | 3.062e-05%
2027 | 204 | CB 204 | Tier-2 | Tier-2---9 | 4--4 | 358 | 100% | 1059.5314 | 80.82% | 18.41% | 0.7661% | 42.3888 | 0 | 0 | 42.3888 | 0 | 38.5732 | 2.7777 | 13.8869 | 38.5732 | 2.7777 | 13.8869 | 42.8054 | 3.0824 | 13.8869 | 4.001% | 0.068524 | 0.065132 | 15462.1941 | 933.3265 | 3218.617 | 11310.2506 | 15616.619 | 0 | 0 | 15616.619 | 0.001398%
2027 | 215 | CB 215 | Tier-3 | Tier-3---20 | 1--5 | 7 | 100% | 133.9133 | 99.89% | 0% | 0.1056% | 6.6217 | 0 | 0 | 6.6217 | 0 | 6.0257 | 0.054312 | 110.9451 | 6.0257 | 0.054312 | 110.9451 | 6.6868 | 0.060271 | 110.9451 | 4.945% | 0.0005546 | 0.00052715 | 241459.2274 | 12829.2932 | 1199.7792 | 227430.1551 | 241472.5029 | 0 | 0 | 241472.5029 | 0.0002184%
2027 | 230 | CB 230 | Tier-2 | Tier-2---14 | 1--5 | 68 | 100% | 212.8275 | 99.81% | 0% | 0.1866% | 10.5153 | 0 | 0 | 10.5153 | 0 | 9.5688 | 0.5276 | 18.1363 | 9.5688 | 0.5276 | 18.1363 | 10.6186 | 0.58549 | 18.1363 | 4.941% | 0.0025822 | 0.0024544 | 82420.9788 | 5196.3102 | 6622.8824 | 70601.7862 | 82428.9864 | 0 | 0 | 82428.9864 | 0.0003468%
2027 | 231 | CB 231 | Tier-2 | Tier-2---7 | 4--5 | 696 | 100% | 2499.974 | 99.29% | 0.4807% | 0.2332% | 122.8653 | 0 | 0 | 122.8653 | 0 | 111.8057 | 5.4002 | 20.7041 | 111.8057 | 5.4002 | 20.7041 | 124.0728 | 5.9927 | 20.7041 | 4.915% | 0.037573 | 0.035713 | 66537.1573 | 4869.2313 | 990.775 | 60677.151 | 66561.8947 | 0 | 0 | 66561.8947 | 0.004052%
2027 | 232 | CB 232 | Tier-2 | Tier-2---7 | 4--5 | 645 | 100% | 1642.5971 | 97.37% | 2.323% | 0.3027% | 79.1736 | 0 | 0 | 79.1736 | 0 | 72.0469 | 5.0045 | 14.3965 | 72.0469 | 5.0045 | 14.3965 | 79.9518 | 5.5536 | 14.3965 | 4.82% | 0.029023 | 0.027587 | 56595.6114 | 3442.0938 | 1736.7765 | 51416.7411 | 56673.0008 | 0 | 0 | 56673.0008 | 0.002611%
2027 | 233 | CB 233 | Tier-2 | Tier-2---4 | 4--5 | 1826 | 100% | 4127.6955 | 98.74% | 0.928% | 0.3343% | 201.7417 | 0 | 0 | 201.7417 | 0 | 183.5822 | 14.1677 | 12.9578 | 183.5822 | 14.1677 | 12.9578 | 203.7244 | 15.7222 | 12.9578 | 4.888% | 0.075451 | 0.071716 | 54706.8242 | 4073.6346 | 1765.0896 | 48868.1 | 54742.7891 | 0 | 0 | 54742.7891 | 0.006653%
2027 | 234 | CB 234 | Tier-2 | Tier-2---4 | 4--5 | 1032 | 100% | 3294.853 | 98.88% | 0.9043% | 0.2189% | 161.2634 | 0 | 0 | 161.2634 | 0 | 146.7475 | 8.0072 | 18.327 | 146.7475 | 8.0072 | 18.327 | 162.8483 | 8.8857 | 18.327 | 4.894% | 0.044658 | 0.042447 | 73779.6805 | 5680.9025 | 1107.6673 | 66991.1107 | 73822.8352 | 0 | 0 | 73822.8352 | 0.005318%
2027 | 236 | CB 236 | Tier-2 | Tier-2---1 | 5--5 | 504 | 100% | 12711.1878 | 97.62% | 2.333% | 0.04724% | 614.2258 | 0 | 0 | 614.2258 | 0 | 558.9371 | 3.9105 | 142.9333 | 558.9371 | 3.9105 | 142.9333 | 620.2624 | 4.3395 | 142.9333 | 4.832% | 0.1419 | 0.13487 | 89580.6366 | 5356.752 | 2115.0834 | 82108.8012 | 89691.6894 | 0 | 0 | 89691.6894 | 0.02025%
2027 | 237 | CB 237 | Tier-2 | Tier-2---8 | 5--5 | 35 | 100% | 2111.5746 | 99.54% | 0.4259% | 0.03207% | 104.0443 | 0 | 0 | 104.0443 | 0 | 94.6789 | 0.27156 | 348.647 | 94.6789 | 0.27156 | 348.647 | 105.0668 | 0.30136 | 348.647 | 4.927% | 0.10923 | 0.10382 | 19331.9134 | 1261.1888 | 123.1877 | 17947.5369 | 19336.5241 | 0 | 0 | 19336.5241 | 0.003431%
2027 | 240 | CB 240 | Tier-2 | Tier-2---9 | 4--5 | 222 | 100% | 1263.0316 | 97.68% | 1.949% | 0.3739% | 61.0677 | 0 | 0 | 61.0677 | 0 | 55.5708 | 1.7225 | 32.2622 | 55.5708 | 1.7225 | 32.2622 | 61.6679 | 1.9115 | 32.2622 | 4.835% | 0.048511 | 0.046109 | 26036.1977 | 2576.3946 | 964.8687 | 22494.9343 | 26067.6956 | 0 | 0 | 26067.6956 | 0.002014%
2027 | 242 | CB 242 | Tier-2 | Tier-2---11 | 5--3 | 44 | 100% | 406.8184 | 64.36% | 35.02% | 0.6193% | 12.9611 | 0 | 0 | 12.9611 | 0 | 11.7945 | 0.34139 | 34.5483 | 11.7945 | 0.34139 | 34.5483 | 13.0885 | 0.37885 | 34.5483 | 3.186% | 0.1014 | 0.096385 | 4011.826 | 175.5762 | 1861.6873 | 1974.5625 | 4086.281 | 0 | 0 | 4086.281 | 0.0004274%
2027 | 244 | CB 244 | Tier-2 | Tier-2---14 | 4--4 | 20 | 100% | 295.5508 | 37.5% | 61.39% | 1.106% | 5.4867 | 0 | 0 | 5.4867 | 0 | 4.9928 | 0.15518 | 32.1748 | 4.9928 | 0.15518 | 32.1748 | 5.5406 | 0.1722 | 32.1748 | 1.856% | 0.040668 | 0.038655 | 7267.3331 | 124.9098 | 5850.4758 | 1291.9476 | 7503.8614 | 0 | 0 | 7503.8614 | 0.0001809%
2027 | 246 | CB 246 | Tier-2 | Tier-2---7 | 4--5 | 519 | 100% | 1438.4419 | 90% | 9.47% | 0.5268% | 64.0848 | 0 | 0 | 64.0848 | 0 | 58.3163 | 4.0269 | 14.4818 | 58.3163 | 4.0269 | 14.4818 | 64.7147 | 4.4687 | 14.4818 | 4.455% | 0.066431 | 0.063143 | 21653.0415 | 2613.8832 | 2643.0483 | 16396.11 | 21765.7701 | 0 | 0 | 21765.7701 | 0.002113%
2027 | 247 | CB 247 | Tier-2 | Tier-2---12 | 4--4 | 109 | 100% | 379.7423 | 70.28% | 29.01% | 0.71% | 13.2106 | 0 | 0 | 13.2106 | 0 | 12.0215 | 0.84572 | 14.2145 | 12.0215 | 0.84572 | 14.2145 | 13.3405 | 0.93851 | 14.2145 | 3.479% | 0.038566 | 0.036657 | 9846.5066 | 767.6776 | 3381.19 | 5697.6391 | 9998.9083 | 0 | 0 | 9998.9083 | 0.0004356%
2027 | 248 | CB 248 | Tier-2 | Tier-2---9 | 3--5 | 263 | 100% | 962.1527 | 99.5% | 0% | 0.4991% | 47.3889 | 0 | 0 | 47.3889 | 0 | 43.1232 | 2.0406 | 21.1328 | 43.1232 | 2.0406 | 21.1328 | 47.8546 | 2.2645 | 21.1328 | 4.925% | 0.01881 | 0.017879 | 51150.5838 | 3349.6651 | 233.4496 | 47567.4691 | 51163.8787 | 0 | 0 | 51163.8787 | 0.001563%
2027 | 249 | CB 249 | Tier-3 | Tier-3---16 | 4--4 | 195 | 100% | 826.9208 | 97.04% | 2.672% | 0.2884% | 39.7207 | 0 | 0 | 39.7207 | 0 | 36.1453 | 1.513 | 23.8901 | 36.1453 | 1.513 | 23.8901 | 40.1111 | 1.679 | 23.8901 | 4.803% | 0.05906 | 0.056137 | 14001.3211 | 814.7478 | 543.4884 | 12643.085 | 14022.9085 | 0 | 0 | 14022.9085 | 0.00131%
2027 | 280 | CB 280 | Tier-2 | Tier-2---14 | 4--4 | 17 | 100% | 310.7968 | 16.09% | 83.08% | 0.8251% | 2.4753 | 0 | 0 | 2.4753 | 0 | 2.2525 | 0.1319 | 17.0775 | 2.2525 | 0.1319 | 17.0775 | 2.4997 | 0.14637 | 17.0775 | 0.7965% | 0.042409 | 0.04031 | 7328.4886 | 69.1302 | 6322.2672 | 937.0911 | 7648.7329 | 0 | 0 | 7648.7329 | 8.163e-05%
2027 | 292 | CB 292 | Tier-2 | Tier-2---18 | 4--3 | 160 | 100% | 94.6686 | 66.47% | 32.93% | 0.6021% | 3.115 | 0 | 0 | 3.115 | 0 | 2.8346 | 1.2414 | 2.2833 | 2.8346 | 1.2414 | 2.2833 | 3.1456 | 1.3776 | 2.2833 | 3.29% | 0.048129 | 0.045747 | 1966.9754 | 99.9551 | 607.6602 | 1259.3601 | 2001.3198 | 0 | 0 | 2001.3198 | 0.0001027%
2027 | 315 | CB 315 | Tier-2 | Tier-2---19 | 1--4 | 23 | 100% | 10.7713 | 97.26% | 0% | 2.741% | 0.51856 | 0 | 0 | 0.51856 | 0 | 0.47188 | 0.17845 | 2.6443 | 0.47188 | 0.17845 | 2.6443 | 0.52366 | 0.19803 | 2.6443 | 4.814% | 0.0017586 | 0.0016715 | 6124.9072 | 421.4743 | 2656.1641 | 3047.2689 | 6133.6511 | 0 | 0 | 6133.6511 | 1.71e-05%
2027 | 327 | CB 327 | Tier-3 | Tier-3---16 | 4--5 | 18 | 100% | 1456.7095 | 99.79% | 0.1579% | 0.0494% | 71.9576 | 0 | 0 | 71.9576 | 0 | 65.4805 | 0.13966 | 468.8567 | 65.4805 | 0.13966 | 468.8567 | 72.6648 | 0.15498 | 468.8567 | 4.94% | 0.076966 | 0.073157 | 18926.5639 | 1203.1103 | 32.523 | 17690.9305 | 18928.6074 | 0 | 0 | 18928.6074 | 0.002373%
2027 | 329 | CB 329 | Tier-2 | Tier-2---14 | 3--4 | 29 | 100% | 215.2852 | 96.83% | 2.614% | 0.5577% | 10.3186 | 0 | 0 | 10.3186 | 0 | 9.3898 | 0.22501 | 41.7312 | 9.3898 | 0.22501 | 41.7312 | 10.4201 | 0.24969 | 41.7312 | 4.793% | 0.026212 | 0.024915 | 8213.1037 | 578.8703 | 1610.2559 | 6023.9775 | 8226.6688 | 0 | 0 | 8226.6688 | 0.0003403%
2027 | 330 | CB 330 | Tier-2 | Tier-2---16 | 4--3 | 233 | 100% | 124.2501 | 33.35% | 64.03% | 2.615% | 2.0514 | 0 | 0 | 2.0514 | 0 | 1.8667 | 1.8078 | 1.0326 | 1.8667 | 1.8078 | 1.0326 | 2.0716 | 2.0062 | 1.0326 | 1.651% | 0.029702 | 0.028232 | 4183.2246 | 7.517 | 3868.9172 | 306.7905 | 4328.4151 | 0 | 0 | 4328.4151 | 6.765e-05%
2027 | 331 | CB 331 | Tier-2 | Tier-2---14 | 2--5 | 2 | 100% | 261.2105 | 99.38% | 0% | 0.6196% | 12.8498 | 0 | 0 | 12.8498 | 0 | 11.6932 | 0.015518 | 753.5335 | 11.6932 | 0.015518 | 753.5335 | 12.9761 | 0.01722 | 753.5335 | 4.919% | 0.010352 | 0.0098396 | 25232.8512 | 1657.0176 | 8665.3282 | 14910.5054 | 25240.9927 | 0 | 0 | 25240.9927 | 0.0004237%
2027 | 351 | CB 351 | Tier-2 | Tier-2---3 | 5--5 | 641 | 100% | 14599.7352 | 99.66% | 0.3054% | 0.03279% | 720.2429 | 0 | 0 | 720.2429 | 0 | 655.4112 | 4.9734 | 131.7822 | 655.4112 | 4.9734 | 131.7822 | 727.3214 | 5.5191 | 131.7822 | 4.933% | 0.12463 | 0.11847 | 117140.1183 | 11493.6944 | 423.4429 | 105222.9811 | 117160.7487 | 0 | 0 | 117160.7487 | 0.02375%
2027 | 352 | CB 352 | Tier-2 | Tier-2---18 | 4--2 | 26 | 100% | 87.8741 | 99.22% | 0.6237% | 0.1541% | 4.3159 | 0 | 0 | 4.3159 | 0 | 3.9274 | 0.20173 | 19.4687 | 3.9274 | 0.20173 | 19.4687 | 4.3584 | 0.22386 | 19.4687 | 4.911% | 0.066856 | 0.063546 | 1314.3831 | 68.0986 | 10.3432 | 1235.9414 | 1314.9155 | 0 | 0 | 1314.9155 | 0.0001423%
2027 | 353 | CB 353 | Tier-2 | Tier-2---19 | 1--5 | 1 | 100% | 7.5897 | 98.6% | 0% | 1.398% | 0.37044 | 0 | 0 | 0.37044 | 0 | 0.33709 | 0.0077589 | 43.446 | 0.33709 | 0.0077589 | 43.446 | 0.37408 | 0.0086102 | 43.446 | 4.881% | 0.0001926 | 0.00018307 | 39406.3406 | 2311.4551 | 1967.6519 | 35127.2336 | 39435.0274 | 0 | 0 | 39435.0274 | 1.222e-05%
2027 | 355 | CB 355 | Tier-2 | Tier-2---3 | 5--5 | 875 | 100% | 11288.3525 | 98.84% | 1.109% | 0.05403% | 552.2734 | 0 | 0 | 552.2734 | 0 | 502.5613 | 6.789 | 74.0256 | 502.5613 | 6.789 | 74.0256 | 557.7011 | 7.5339 | 74.0256 | 4.892% | 0.1048 | 0.099616 | 107709.793 | 9333.0654 | 1277.5324 | 97099.1953 | 107775.044 | 0 | 0 | 107775.044 | 0.01821%
2027 | 356 | CB 356 | Tier-2 | Tier-2---19 | 1--5 | 5 | 100% | 6.8062 | 99.1% | 0% | 0.8997% | 0.33387 | 0 | 0 | 0.33387 | 0 | 0.30382 | 0.038794 | 7.8316 | 0.30382 | 0.038794 | 7.8316 | 0.33716 | 0.043051 | 7.8316 | 4.905% | 0.0001262 | 0.00011995 | 53931.5569 | 3195.8788 | 2293.9675 | 48441.7106 | 53956.8259 | 0 | 0 | 53956.8259 | 1.101e-05%
2027 | 357 | CB 357 | Tier-3 | Tier-3---10 | 5--5 | 495 | 100% | 6110.8546 | 96.01% | 3.933% | 0.05986% | 290.409 | 0 | 0 | 290.409 | 0 | 264.2682 | 3.8406 | 68.8083 | 264.2682 | 3.8406 | 68.8083 | 293.2631 | 4.262 | 68.8083 | 4.752% | 0.12773 | 0.12141 | 47841.0693 | 2695.6068 | 1944.7301 | 43200.7325 | 47940.553 | 0 | 0 | 47940.553 | 0.009577%
2027 | 358 | CB 358 | Tier-3 | Tier-3---15 | 5--4 | 9 | 100% | 861.4334 | 18.88% | 81.11% | 0.0161% | 8.0496 | 0 | 0 | 8.0496 | 0 | 7.325 | 0.06983 | 104.8977 | 7.325 | 0.06983 | 104.8977 | 8.1287 | 0.077491 | 104.8977 | 0.9344% | 0.1387 | 0.13184 | 6210.6059 | 69.3964 | 4526.8458 | 1614.3636 | 6472.9843 | 0 | 0 | 6472.9843 | 0.0002654%
2027 | 396 | CB 396 | Tier-2 | Tier-2---11 | 5--4 | 1 | 100% | 669.8148 | 14.34% | 85.25% | 0.4034% | 4.7554 | 0 | 0 | 4.7554 | 0 | 4.3274 | 0.0077589 | 557.7328 | 4.3274 | 0.0077589 | 557.7328 | 4.8022 | 0.0086102 | 557.7328 | 0.71% | 0.10036 | 0.095392 | 6674.121 | 114.298 | 5341.1785 | 1218.6444 | 6971.8435 | 0 | 0 | 6971.8435 | 0.0001568%
2027 | 441 | CB 441 | Tier-3 | Tier-3---15 | 5--3 | 134 | 100% | 1133.0808 | 94.08% | 5.666% | 0.2577% | 52.7648 | 0 | 0 | 52.7648 | 0 | 48.0153 | 1.0397 | 46.1823 | 48.0153 | 1.0397 | 46.1823 | 53.2834 | 1.1538 | 46.1823 | 4.657% | 0.54555 | 0.51854 | 2076.9658 | 75.1989 | 111.2175 | 1890.5493 | 2083.3735 | 0 | 0 | 2083.3735 | 0.00174%
2027 | 444 | CB 444 | Tier-2 | Tier-2---16 | 4--2 | 5 | 100% | 117.4434 | 97.68% | 1.947% | 0.3705% | 5.6787 | 0 | 0 | 5.6787 | 0 | 5.1675 | 0.038794 | 133.2032 | 5.1675 | 0.038794 | 133.2032 | 5.7345 | 0.043051 | 133.2032 | 4.835% | 0.081621 | 0.07758 | 1438.8937 | 81.4155 | 42.4476 | 1315.0306 | 1440.6306 | 0 | 0 | 1440.6306 | 0.0001873%
2027 | 470 | CB 470 | Tier-2 | Tier-2---6 | 5--5 | 174 | 100% | 6922.0493 | 95.49% | 4.388% | 0.1268% | 327.1728 | 0 | 0 | 327.1728 | 0 | 297.7228 | 1.35 | 220.5281 | 297.7228 | 1.35 | 220.5281 | 330.3883 | 1.4982 | 220.5281 | 4.727% | 0.114 | 0.10835 | 60721.6484 | 6478.0385 | 2705.5326 | 51538.0773 | 60864.4088 | 0 | 0 | 60864.4088 | 0.01079%
2027 | 499 | CB 499 | Tier-2 | Tier-2---19 | 2--3 | 3 | 100% | 19.4193 | 94.64% | 0% | 5.361% | 0.90973 | 0 | 0 | 0.90973 | 0 | 0.82784 | 0.023277 | 35.5653 | 0.82784 | 0.023277 | 35.5653 | 0.91867 | 0.02583 | 35.5653 | 4.685% | 0.00687 | 0.0065299 | 2826.6853 | 198.2647 | 1278.7389 | 1349.6817 | 2834.5765 | 0 | 0 | 2834.5765 | 3e-05%
2027 | 520 | CB 520 | Tier-2 | Tier-2---21 | 1--5 | 7 | 100% | 1.7668 | 97.86% | 0% | 2.14% | 0.085586 | 0 | 0 | 0.085586 | 0 | 0.077882 | 0.054312 | 1.434 | 0.077882 | 0.054312 | 1.434 | 0.086427 | 0.060271 | 1.434 | 4.844% | 7.36e-05 | 6.9957e-05 | 24005.4522 | 3167.8618 | 4630.5395 | 16207.0509 | 24032.1992 | 0 | 0 | 24032.1992 | 2.822e-06%
2027 | 521 | CB 521 | Tier-2 | Tier-2---20 | 3--1 | 16 | 100% | 12.2832 | 16.79% | 81.3% | 1.905% | 0.1021 | 0 | 0 | 0.1021 | 0 | 0.092914 | 0.12414 | 0.74845 | 0.092914 | 0.12414 | 0.74845 | 0.10311 | 0.13776 | 0.74845 | 0.8313% | 0.025917 | 0.024634 | 473.952 | 4.2331 | 417.1527 | 52.5662 | 494.4894 | 0 | 0 | 494.4894 | 3.367e-06%
2027 | 522 | CB 522 | Tier-2 | Tier-2---9 | 4--5 | 531 | 100% | 1074.3257 | 89.49% | 10.08% | 0.4258% | 47.5925 | 0 | 0 | 47.5925 | 0 | 43.3085 | 4.12 | 10.5119 | 43.3085 | 4.12 | 10.5119 | 48.0602 | 4.572 | 10.5119 | 4.43% | 0.049006 | 0.04658 | 21922.4202 | 1310.4924 | 2696.6948 | 17915.2331 | 22042.3571 | 0 | 0 | 22042.3571 | 0.001569%
2027 | 523 | CB 523 | Tier-2 | Tier-2---13 | 4--4 | 318 | 100% | 305.5692 | 37.2% | 61.32% | 1.484% | 5.6264 | 0 | 0 | 5.6264 | 0 | 5.1199 | 2.4673 | 2.0751 | 5.1199 | 2.4673 | 2.0751 | 5.6817 | 2.738 | 2.0751 | 1.841% | 0.044603 | 0.042395 | 6850.8655 | 393.6973 | 4462.8655 | 1994.3028 | 7074.9309 | 0 | 0 | 7074.9309 | 0.0001855%
2027 | 524 | CB 524 | Tier-3 | Tier-3---17 | 3--5 | 31 | 100% | 481.3309 | 94.25% | 5.298% | 0.4514% | 22.456 | 0 | 0 | 22.456 | 0 | 20.4346 | 0.24053 | 84.9584 | 20.4346 | 0.24053 | 84.9584 | 22.6767 | 0.26692 | 84.9584 | 4.665% | 0.018139 | 0.017241 | 26536.2736 | 2336.3386 | 4292.2973 | 19907.6377 | 26615.7308 | 0 | 0 | 26615.7308 | 0.0007405%
2027 | 536 | CB 536 | Tier-2 | Tier-2---18 | 4--2 | 10 | 100% | 54.1099 | 76.19% | 21.99% | 1.82% | 2.0408 | 0 | 0 | 2.0408 | 0 | 1.8571 | 0.077589 | 23.9348 | 1.8571 | 0.077589 | 23.9348 | 2.0608 | 0.086102 | 23.9348 | 3.772% | 0.063476 | 0.060334 | 852.4497 | 43.8224 | 164.7863 | 643.8409 | 863.0188 | 0 | 0 | 863.0188 | 6.73e-05%
2027 | 540 | CB 540 | Tier-2 | Tier-2---17 | 1--5 | 186 | 100% | 67.245 | 99.24% | 0% | 0.7576% | 3.3034 | 0 | 0 | 3.3034 | 0 | 3.0061 | 1.4432 | 2.083 | 3.0061 | 1.4432 | 2.083 | 3.3359 | 1.6015 | 2.083 | 4.913% | 0.0036022 | 0.0034239 | 18667.7627 | 1335.1505 | 3231.0476 | 14101.5646 | 18675.1274 | 0 | 0 | 18675.1274 | 0.0001089%
2027 | 542 | CB 542 | Tier-2 | Tier-2---9 | 4--5 | 47 | 100% | 949.4775 | 95.45% | 4.414% | 0.1311% | 44.8628 | 0 | 0 | 44.8628 | 0 | 40.8246 | 0.36467 | 111.9502 | 40.8246 | 0.36467 | 111.9502 | 45.3038 | 0.40468 | 111.9502 | 4.725% | 0.053515 | 0.050866 | 17742.4015 | 965.8807 | 2773.7516 | 14002.7692 | 17784.4002 | 0 | 0 | 17784.4002 | 0.001479%
2027 | 576 | CB 576 | Tier-2 | Tier-2---12 | 4--4 | 21 | 100% | 417.7025 | 78.37% | 21.49% | 0.1463% | 16.2034 | 0 | 0 | 16.2034 | 0 | 14.7448 | 0.16294 | 90.4945 | 14.7448 | 0.16294 | 90.4945 | 16.3626 | 0.18081 | 90.4945 | 3.879% | 0.047237 | 0.044899 | 8842.622 | 398.1663 | 2081.4024 | 6363.0533 | 8942.2431 | 0 | 0 | 8942.2431 | 0.0005343%
2027 | 599 | CB 599 | Tier-2 | Tier-2---4 | 4--5 | 892 | 100% | 4323.2442 | 99.81% | 0% | 0.1903% | 213.5933 | 0 | 0 | 213.5933 | 0 | 194.367 | 6.9209 | 28.084 | 194.367 | 6.9209 | 28.084 | 215.6925 | 7.6803 | 28.084 | 4.941% | 0.043095 | 0.040961 | 100319.859 | 10016.8763 | 926.348 | 89376.6347 | 100329.8016 | 0 | 0 | 100329.8016 | 0.007044%
2027 | 776 | CB 776 | Tier-2 | Tier-2---18 | 3--3 | 70 | 100% | 55.0677 | 92.66% | 4.028% | 3.312% | 2.5258 | 0 | 0 | 2.5258 | 0 | 2.2984 | 0.54312 | 4.2319 | 2.2984 | 0.54312 | 4.2319 | 2.5506 | 0.60271 | 4.2319 | 4.587% | 0.014982 | 0.01424 | 3675.6367 | 359.0614 | 229.0677 | 3087.5075 | 3689.6867 | 0 | 0 | 3689.6867 | 8.329e-05%
2027 | 788 | CB 788 | Tier-2 | Tier-2---2 | 5--5 | 102 | 100% | 8569.0681 | 95.07% | 4.755% | 0.1724% | 403.2679 | 0 | 0 | 403.2679 | 0 | 366.9683 | 0.79141 | 463.6918 | 366.9683 | 0.79141 | 463.6918 | 407.2312 | 0.87824 | 463.6918 | 4.706% | 0.14181 | 0.13479 | 60426.1463 | 6360.7221 | 2990.776 | 51074.6482 | 60581.2081 | 0 | 0 | 60581.2081 | 0.0133%
2027 | 835 | CB 835 | Tier-2 | Tier-2---17 | 1--5 | 169 | 100% | 42.6475 | 99.43% | 0% | 0.5747% | 2.0989 | 0 | 0 | 2.0989 | 0 | 1.91 | 1.3113 | 1.4566 | 1.91 | 1.3113 | 1.4566 | 2.1195 | 1.4551 | 1.4566 | 4.922% | 0.0017112 | 0.0016265 | 24922.574 | 2795.9682 | 135.9476 | 21990.6582 | 24930.0337 | 0 | 0 | 24930.0337 | 6.921e-05%
2027 | 907 | CB 907 | Tier-3 | Tier-3---13 | 3--5 | 58 | 100% | 2742.2838 | 99.83% | 0.1274% | 0.03844% | 135.5179 | 0 | 0 | 135.5179 | 0 | 123.3195 | 0.45002 | 274.0341 | 123.3195 | 0.45002 | 274.0341 | 136.8498 | 0.49939 | 274.0341 | 4.942% | 0.023668 | 0.022497 | 115862.6603 | 8950.1537 | 169.4148 | 106743.0917 | 115872.6663 | 0 | 0 | 115872.6663 | 0.004469%
2027 | 91 | CB 91 | Tier-2 | Tier-2---12 | 3--5 | 108 | 100% | 337.7351 | 93.43% | 6.078% | 0.496% | 15.6188 | 0 | 0 | 15.6188 | 0 | 14.2129 | 0.83796 | 16.9613 | 14.2129 | 0.83796 | 16.9613 | 15.7723 | 0.9299 | 16.9613 | 4.625% | 0.015476 | 0.01471 | 21823.4311 | 1985.3885 | 2725.0024 | 17113.0402 | 21898.15 | 0 | 0 | 21898.15 | 0.000515%
2027 | 928 | CB 928 | Tier-2 | Tier-2---7 | 4--5 | 3 | 100% | 1655.0106 | 79.76% | 20.12% | 0.1245% | 65.3395 | 0 | 0 | 65.3395 | 0 | 59.4581 | 0.023277 | 2554.4092 | 59.4581 | 0.023277 | 2554.4092 | 65.9817 | 0.02583 | 2554.4092 | 3.948% | 0.057199 | 0.054367 | 28934.4603 | 1965.0457 | 5791.8405 | 21177.574 | 29239.4879 | 0 | 0 | 29239.4879 | 0.002155%
2027 | 970 | CB 970 | Tier-2 | Tier-2---14 | 1--5 | 7 | 100% | 251.0066 | 99.97% | 0% | 0.03372% | 12.4206 | 0 | 0 | 12.4206 | 0 | 11.3026 | 0.054312 | 208.1046 | 11.3026 | 0.054312 | 208.1046 | 12.5427 | 0.060271 | 208.1046 | 4.948% | 0.00034 | 0.00032317 | 738254.59 | 37452.9301 | 3187.3418 | 697614.3182 | 738267.5551 | 0 | 0 | 738267.5551 | 0.0004096%
2027 | 971 | CB 971 | Tier-2 | Tier-2---3 | 5--5 | 161 | 100% | 11456.6981 | 99.51% | 0.4569% | 0.03477% | 564.3183 | 0 | 0 | 564.3183 | 0 | 513.522 | 1.2492 | 411.0874 | 513.522 | 1.2492 | 411.0874 | 569.8644 | 1.3862 | 411.0874 | 4.926% | 0.12528 | 0.11908 | 91451.3672 | 5164.7092 | 651.9468 | 85634.7112 | 91474.7827 | 0 | 0 | 91474.7827 | 0.01861%
2027 | 975 | CB 975 | Tier-3 | Tier-3---16 | 5--4 | 50 | 100% | 1304.3742 | 99.51% | 0.4601% | 0.0271% | 64.252 | 0 | 0 | 64.252 | 0 | 58.4684 | 0.38794 | 150.7136 | 58.4684 | 0.38794 | 150.7136 | 64.8835 | 0.43051 | 150.7136 | 4.926% | 0.10726 | 0.10195 | 12161.0449 | 615.424 | 92.9298 | 11452.6911 | 12164.1301 | 0 | 0 | 12164.1301 | 0.002119%
2027 | 980 | CB 980 | Tier-2 | Tier-2---12 | 2--5 | 423 | 100% | 387.8494 | 99.7% | 0% | 0.3041% | 19.1402 | 0 | 0 | 19.1402 | 0 | 17.4173 | 3.282 | 5.3069 | 17.4173 | 3.282 | 5.3069 | 19.3283 | 3.6421 | 5.3069 | 4.935% | 0.0069124 | 0.0065702 | 56109.2292 | 22659.9966 | 1622.27 | 31826.9626 | 56118.115 | 0 | 0 | 56118.115 | 0.0006312%
2027 | 981 | CB 981 | Tier-2 | Tier-2---15 | 1--5 | 106 | 100% | 132.7571 | 99.65% | 0% | 0.354% | 6.5482 | 0 | 0 | 6.5482 | 0 | 5.9588 | 0.82244 | 7.2452 | 5.9588 | 0.82244 | 7.2452 | 6.6126 | 0.91268 | 7.2452 | 4.932% | 0.0030076 | 0.0028587 | 44140.5414 | 2879.0748 | 9317.9917 | 31943.4749 | 44148.6786 | 0 | 0 | 44148.6786 | 0.0002159%
2027 | CTL1 | CB CTL1 | Tier-3 | Tier-3---19 | 5--1 | 4 | 100% | 27.4807 | 90.21% | 9.514% | 0.2799% | 1.2271 | 0 | 0 | 1.2271 | 0 | 1.1166 | 0.031036 | 35.9785 | 1.1166 | 0.031036 | 35.9785 | 1.2391 | 0.034441 | 35.9785 | 4.465% | 0.42111 | 0.40027 | 65.2572 | 3.4648 | 6.2225 | 55.5699 | 65.5901 | 0 | 0 | 65.5901 | 4.046e-05%
2027 | FB1 | CB FB1 | Tier-2 | Tier-2---11 | 4--4 | 463 | 100% | 346.5871 | 36.93% | 61.45% | 1.621% | 6.3355 | 0 | 0 | 6.3355 | 0 | 5.7652 | 3.5924 | 1.6049 | 5.7652 | 3.5924 | 1.6049 | 6.3978 | 3.9865 | 1.6049 | 1.828% | 0.04664 | 0.044331 | 7431.1135 | 609.45 | 4232.5548 | 2589.1087 | 7675.1976 | 0 | 0 | 7675.1976 | 0.0002089%
2027 | FB2 | CB FB2 | Tier-2 | Tier-2---9 | 4--5 | 343 | 100% | 1029.5845 | 94.33% | 5.316% | 0.3556% | 48.074 | 0 | 0 | 48.074 | 0 | 43.7467 | 2.6613 | 16.4381 | 43.7467 | 2.6613 | 16.4381 | 48.5465 | 2.9533 | 16.4381 | 4.669% | 0.045688 | 0.043427 | 22535.0189 | 2600.9741 | 1192.7302 | 18741.3145 | 22601.5779 | 0 | 0 | 22601.5779 | 0.001585%
2027 | JU1 | CB JU1 | Tier-3 | Tier-3---15 | 5--4 | 417 | 100% | 1531.7487 | 97.85% | 2.019% | 0.1357% | 74.1877 | 0 | 0 | 74.1877 | 0 | 67.5098 | 3.2355 | 20.8657 | 67.5098 | 3.2355 | 20.8657 | 74.9169 | 3.5904 | 20.8657 | 4.843% | 0.1808 | 0.17185 | 8471.8458 | 469.0858 | 165.6284 | 7837.1316 | 8481.3528 | 0 | 0 | 8481.3528 | 0.002446%
2027 | MOR1 | CB MOR1 | Tier-2 | Tier-2---4 | 5--5 | 286 | 100% | 5119.7141 | 98.56% | 1.393% | 0.05121% | 249.7665 | 0 | 0 | 249.7665 | 0 | 227.2841 | 2.219 | 102.4245 | 227.2841 | 2.219 | 102.4245 | 252.2212 | 2.4625 | 102.4245 | 4.879% | 0.12647 | 0.12021 | 40481.7763 | 2466.5834 | 537.059 | 37478.1339 | 40512.2177 | 0 | 0 | 40512.2177 | 0.008236%
2027 | NVS1 | CB NVS1 | Tier-2 | Tier-2---12 | 4--5 | 19 | 100% | 638.0788 | 99.02% | 0% | 0.9838% | 31.2742 | 0 | 0 | 31.2742 | 0 | 28.4591 | 0.14742 | 193.0492 | 28.4591 | 0.14742 | 193.0492 | 31.5815 | 0.16359 | 193.0492 | 4.901% | 0.029239 | 0.027792 | 21822.7187 | 1367.8468 | 283.2108 | 20171.6612 | 21833.8993 | 0 | 0 | 21833.8993 | 0.001031%
2027 | OK1 | CB OK1 | Tier-3 | Tier-3---7 | 5--5 | 786 | 100% | 6915.6819 | 99% | 0.9206% | 0.07911% | 338.9042 | 0 | 0 | 338.9042 | 0 | 308.3982 | 6.0985 | 50.5697 | 308.3982 | 6.0985 | 50.5697 | 342.2349 | 6.7676 | 50.5697 | 4.901% | 0.20255 | 0.19252 | 34143.1528 | 2255.401 | 307.6674 | 31580.0844 | 34160.9278 | 0 | 0 | 34160.9278 | 0.01118%
2027 | PE1 | CB PE1 | Tier-3 | Tier-3---13 | 5--4 | 1534 | 100% | 3027.5479 | 94.73% | 5.109% | 0.164% | 141.961 | 0 | 0 | 141.961 | 0 | 129.1825 | 11.9021 | 10.8537 | 129.1825 | 11.9021 | 10.8537 | 143.3561 | 13.208 | 10.8537 | 4.689% | 0.24168 | 0.22972 | 12527.0623 | 651.1133 | 599.2989 | 11276.6501 | 12561.4639 | 0 | 0 | 12561.4639 | 0.004681%
2027 | RA1 | CB RA1 | Tier-2 | Tier-2---2 | 5--5 | 454 | 100% | 10517.0624 | 98.31% | 1.619% | 0.07383% | 511.7794 | 0 | 0 | 511.7794 | 0 | 465.7123 | 3.5225 | 132.2095 | 465.7123 | 3.5225 | 132.2095 | 516.8091 | 3.909 | 132.2095 | 4.866% | 0.14726 | 0.13997 | 71417.5478 | 3677.0651 | 1105.1436 | 66635.3391 | 71480.5261 | 0 | 0 | 71480.5261 | 0.01688%
2027 | RA2 | CB RA2 | Tier-2 | Tier-2---4 | 5--5 | 283 | 100% | 5229.9021 | 98.11% | 1.831% | 0.05575% | 253.995 | 0 | 0 | 253.995 | 0 | 231.132 | 2.1958 | 105.2627 | 231.132 | 2.1958 | 105.2627 | 256.4912 | 2.4367 | 105.2627 | 4.857% | 0.12706 | 0.12077 | 41161.4683 | 4371.7867 | 705.658 | 36084.0236 | 41201.919 | 0 | 0 | 41201.919 | 0.008376%
2027 | RA3 | CB RA3 | Tier-2 | Tier-2---10 | 5--4 | 200 | 100% | 916.1972 | 69.5% | 30.07% | 0.4286% | 31.5185 | 0 | 0 | 31.5185 | 0 | 28.6814 | 1.5518 | 18.4829 | 28.6814 | 1.5518 | 18.4829 | 31.8282 | 1.722 | 18.4829 | 3.44% | 0.12911 | 0.12272 | 7096.3625 | 284.8233 | 1917.8301 | 4893.709 | 7209.0875 | 0 | 0 | 7209.0875 | 0.001039%
2027 | RB1 | CB RB1 | Tier-3 | Tier-3---20 | 1--5 | 4 | 100% | 29.7534 | 99.88% | 0% | 0.1212% | 1.471 | 0 | 0 | 1.471 | 0 | 1.3386 | 0.031036 | 43.1311 | 1.3386 | 0.031036 | 43.1311 | 1.4855 | 0.034441 | 43.1311 | 4.944% | 0.0001458 | 0.00013858 | 204069.8082 | 10986.7817 | 682.9358 | 192400.0907 | 204082.6843 | 0 | 0 | 204082.6843 | 4.851e-05%
2027 | RC1 | CB RC1 | Tier-2 | Tier-2---4 | 4--5 | 330 | 100% | 3739.8748 | 99.14% | 0.8077% | 0.05477% | 183.5272 | 0 | 0 | 183.5272 | 0 | 167.0073 | 2.5604 | 65.2262 | 167.0073 | 2.5604 | 65.2262 | 185.3309 | 2.8414 | 65.2262 | 4.907% | 0.084253 | 0.080083 | 44388.4144 | 3566.8538 | 353.0058 | 40468.5548 | 44408.3511 | 0 | 0 | 44408.3511 | 0.006052%
2027 | SL1 | CB SL1 | Tier-3 | Tier-3---11 | 5--5 | 793 | 100% | 3361.5705 | 93.71% | 6.129% | 0.1568% | 155.9384 | 0 | 0 | 155.9384 | 0 | 141.9018 | 6.1528 | 23.063 | 141.9018 | 6.1528 | 23.063 | 157.4709 | 6.8279 | 23.063 | 4.639% | 0.19527 | 0.18561 | 17214.6695 | 1252.9171 | 1001.4319 | 14960.3205 | 17271.0216 | 0 | 0 | 17271.0216 | 0.005142%
2027 | SSC1 | CB SSC1 | Tier-2 | Tier-2---18 | 4--3 | 52 | 100% | 94.186 | 2.003% | 94.63% | 3.363% | 0.093388 | 0 | 0 | 0.093388 | 0 | 0.084982 | 0.40346 | 0.21063 | 0.084982 | 0.40346 | 0.21063 | 0.094305 | 0.44773 | 0.21063 | 0.09915% | 0.031528 | 0.029967 | 2987.3954 | 6.3387 | 2712.6507 | 268.4061 | 3139.8562 | 0 | 0 | 3139.8562 | 3.08e-06%
2027 | CTL1 | CTL1-3R | Tier-3 | Tier-3---14 | 5--4 | 1644 | 100% | 2064.0334 | 78.9% | 20.86% | 0.2358% | 80.612 | 0 | 0 | 80.612 | 0 | 73.3558 | 12.7556 | 5.7509 | 73.3558 | 12.7556 | 5.7509 | 81.4042 | 14.1551 | 5.7509 | 3.906% | 0.42513 | 0.40409 | 4855.055 | 225.2505 | 929.4415 | 3700.363 | 4908.4041 | 0 | 0 | 4908.4041 | 0.002658%
2027 | DV1 | DV1-3R | Tier-3 | Tier-3---11 | 5--5 | 433 | 100% | 3719.4004 | 95.17% | 4.691% | 0.1427% | 175.211 | 0 | 0 | 175.211 | 0 | 159.4396 | 3.3596 | 47.458 | 159.4396 | 3.3596 | 47.458 | 176.933 | 3.7282 | 47.458 | 4.711% | 0.19421 | 0.1846 | 19151.2388 | 1060.0216 | 843.3957 | 17247.8214 | 19199.4477 | 0 | 0 | 19199.4477 | 0.005778%
2027 | RA1 | RA1-402R | Tier-3 | Tier-3---4 | 5--5 | 341 | 100% | 9339.3378 | 99.33% | 0.6459% | 0.02826% | 459.1808 | 0 | 0 | 459.1808 | 0 | 417.8482 | 2.6458 | 157.9302 | 417.8482 | 2.6458 | 157.9302 | 463.6936 | 2.9361 | 157.9302 | 4.917% | 0.12948 | 0.12307 | 72130.9155 | 4375.0229 | 443.5541 | 67312.3385 | 72156.2385 | 0 | 0 | 72156.2385 | 0.01514%
2027 | RB1 | RB1-427R | Tier-3 | Tier-3---7 | 5--5 | 1098 | 100% | 6920.124 | 97.57% | 2.306% | 0.1195% | 334.2371 | 0 | 0 | 334.2371 | 0 | 304.1512 | 8.5192 | 35.7016 | 304.1512 | 8.5192 | 35.7016 | 337.522 | 9.454 | 35.7016 | 4.83% | 0.15381 | 0.14619 | 44992.7829 | 2694.5507 | 965.1573 | 41333.0749 | 45049.6194 | 0 | 0 | 45049.6194 | 0.01102%
2027 | RB1 | RB1-433R | Tier-3 | Tier-3---10 | 5--5 | 329 | 100% | 5946.5075 | 99.32% | 0.6164% | 0.06772% | 292.3383 | 0 | 0 | 292.3383 | 0 | 266.0239 | 2.5527 | 104.2139 | 266.0239 | 2.5527 | 104.2139 | 295.2114 | 2.8327 | 104.2139 | 4.916% | 0.15284 | 0.14528 | 38906.0871 | 2307.7478 | 238.1361 | 36360.2032 | 38919.9489 | 0 | 0 | 38919.9489 | 0.00964%
2027 | TM1 | TM1-10R | Tier-3 | Tier-3---12 | 5--5 | 505 | 100% | 3782.8568 | 99.48% | 0.4537% | 0.066% | 186.2783 | 0 | 0 | 186.2783 | 0 | 169.5107 | 3.9182 | 43.262 | 169.5107 | 3.9182 | 43.262 | 188.109 | 4.3481 | 43.262 | 4.924% | 0.093421 | 0.088796 | 40492.6609 | 2080.2531 | 189.7576 | 38222.6503 | 40503.6201 | 0 | 0 | 40503.6201 | 0.006143%
2028 | 1001 | 1001-1231F | Tier-2 | Tier-2---15 | 3--3 | 6 | 100% | 117.1572 | 99.03% | 0.8725% | 0.09309% | 5.7433 | 0 | 0 | 5.7433 | 0 | 4.9855 | 0.044409 | 112.2651 | 4.9855 | 0.044409 | 112.2651 | 5.8282 | 0.051914 | 112.2651 | 4.902% | 0.025088 | 0.023847 | 4669.7772 | 254.6756 | 41.5622 | 4373.5394 | 4672.1255 | 0 | 0 | 4672.1255 | 0.0001894%
2028 | 1001 | 1001-1814AE | Tier-2 | Tier-2---11 | 5--3 | 86 | 100% | 409.0622 | 99.15% | 0.7717% | 0.07851% | 20.0764 | 0 | 0 | 20.0764 | 0 | 17.4277 | 0.63652 | 27.3794 | 17.4277 | 0.63652 | 27.3794 | 20.3731 | 0.7441 | 27.3794 | 4.908% | 0.094213 | 0.089549 | 4341.8958 | 236.5203 | 34.0095 | 4071.3661 | 4343.8182 | 0 | 0 | 4343.8182 | 0.000662%
2028 | 1001 | 1001-1820F | Tier-2 | Tier-2---5 | 5--5 | 1144 | 100% | 4222.2471 | 91.41% | 8.486% | 0.103% | 191.0494 | 0 | 0 | 191.0494 | 0 | 165.8433 | 8.4673 | 19.5864 | 165.8433 | 8.4673 | 19.5864 | 193.8727 | 9.8983 | 19.5864 | 4.525% | 0.12846 | 0.1221 | 32868.2878 | 1721.3581 | 2595.1533 | 28551.7765 | 33015.3127 | 0 | 0 | 33015.3127 | 0.0063%
2028 | 1006 | 1006-829F | Tier-2 | Tier-2---15 | 1--5 | 4 | 100% | 114.5301 | 99.76% | 0% | 0.2395% | 5.6557 | 0 | 0 | 5.6557 | 0 | 4.9095 | 0.029606 | 165.8286 | 4.9095 | 0.029606 | 165.8286 | 5.7392 | 0.034609 | 165.8286 | 4.938% | 0.0022112 | 0.0021017 | 51795.4298 | 4696.3379 | 114.7654 | 46984.3264 | 51801.8888 | 0 | 0 | 51801.8888 | 0.0001865%
2028 | 1021 | 1021-1748F | Tier-3 | Tier-3---2 | 5--5 | 1369 | 100% | 35156.1224 | 99.02% | 0.9436% | 0.03662% | 1723.1698 | 0 | 0 | 1723.1698 | 0 | 1495.8237 | 10.1326 | 147.6252 | 1495.8237 | 10.1326 | 147.6252 | 1748.6349 | 11.8451 | 147.6252 | 4.901% | 0.16564 | 0.15744 | 212249.5403 | 13715.9361 | 1963.4816 | 196570.1226 | 212357.8902 | 0 | 0 | 212357.8902 | 0.05682%
2028 | 1021 | 1021-1760R | Tier-3 | Tier-3---6 | 5--5 | 234 | 100% | 7055.7157 | 98.18% | 1.793% | 0.03106% | 342.8861 | 0 | 0 | 342.8861 | 0 | 297.6475 | 1.7319 | 171.8581 | 297.6475 | 1.7319 | 171.8581 | 347.9533 | 2.0247 | 171.8581 | 4.86% | 0.10829 | 0.10293 | 65155.0235 | 4038.9642 | 1087.8449 | 60028.2144 | 65216.9272 | 0 | 0 | 65216.9272 | 0.01131%
2028 | 1021 | 1021-25R | Tier-3 | Tier-3---2 | 5--5 | 633 | 100% | 18825.6899 | 99.7% | 0.2782% | 0.02306% | 929.0645 | 0 | 0 | 929.0645 | 0 | 806.4885 | 4.6851 | 172.1385 | 806.4885 | 4.6851 | 172.1385 | 942.7942 | 5.477 | 172.1385 | 4.935% | 0.12361 | 0.11749 | 152300.0709 | 9949.5446 | 416.971 | 141933.5553 | 152323.9638 | 0 | 0 | 152323.9638 | 0.03064%
2028 | 1021 | 1021-855 | Tier-3 | Tier-3---10 | 5--5 | 269 | 100% | 5034.3753 | 99.51% | 0.4541% | 0.0405% | 247.9689 | 0 | 0 | 247.9689 | 0 | 215.2532 | 1.991 | 108.1137 | 215.2532 | 1.991 | 108.1137 | 251.6334 | 2.3275 | 108.1137 | 4.926% | 0.10909 | 0.10369 | 46149.2476 | 2319.9671 | 207.6388 | 43621.6417 | 46161.1355 | 0 | 0 | 46161.1355 | 0.008177%
2028 | 1021 | 1021-883R | Tier-3 | Tier-3---16 | 5--4 | 53 | 100% | 1386.6299 | 99.58% | 0.3809% | 0.03987% | 68.3494 | 0 | 0 | 68.3494 | 0 | 59.3317 | 0.39228 | 151.2497 | 59.3317 | 0.39228 | 151.2497 | 69.3594 | 0.45858 | 151.2497 | 4.929% | 0.10042 | 0.095448 | 13808.4689 | 696.2558 | 53.5765 | 13058.6366 | 13811.4949 | 0 | 0 | 13811.4949 | 0.002254%
2028 | 1021 | 1021-92 | Tier-3 | Tier-3---15 | 5--4 | 30 | 100% | 794.3626 | 99.6% | 0.3592% | 0.04176% | 39.1633 | 0 | 0 | 39.1633 | 0 | 33.9963 | 0.22204 | 153.1065 | 33.9963 | 0.22204 | 153.1065 | 39.742 | 0.25957 | 153.1065 | 4.93% | 0.099013 | 0.094112 | 8022.7784 | 405.0442 | 27.6394 | 7590.0948 | 8024.4536 | 0 | 0 | 8024.4536 | 0.001291%
2028 | 1022 | 1022-17F | Tier-3 | Tier-3---4 | 5--5 | 392 | 100% | 9800.6792 | 99.62% | 0.3456% | 0.03348% | 483.2946 | 0 | 0 | 483.2946 | 0 | 419.5312 | 2.9014 | 144.5978 | 419.5312 | 2.9014 | 144.5978 | 490.4368 | 3.3917 | 144.5978 | 4.931% | 0.10945 | 0.10403 | 89544.6442 | 5359.6686 | 310.5435 | 83874.4321 | 89562.3218 | 0 | 0 | 89562.3218 | 0.01594%
2028 | 1022 | 1022-26R | Tier-3 | Tier-3---15 | 4--4 | 14 | 100% | 694.7204 | 99.22% | 0.7469% | 0.03547% | 34.1196 | 0 | 0 | 34.1196 | 0 | 29.618 | 0.10362 | 285.8326 | 29.618 | 0.10362 | 285.8326 | 34.6238 | 0.12113 | 285.8326 | 4.911% | 0.092662 | 0.088075 | 7497.376 | 376.7223 | 52.0531 | 7068.6006 | 7500.4309 | 0 | 0 | 7500.4309 | 0.001125%
2028 | 1022 | 1022-322R | Tier-3 | Tier-3---10 | 5--5 | 221 | 100% | 5072.1995 | 99.16% | 0.7912% | 0.04875% | 248.9649 | 0 | 0 | 248.9649 | 0 | 216.1178 | 1.6357 | 132.124 | 216.1178 | 1.6357 | 132.124 | 252.6441 | 1.9122 | 132.124 | 4.908% | 0.10587 | 0.10063 | 47911.5964 | 2988.4313 | 366.1059 | 44557.0592 | 47932.5548 | 0 | 0 | 47932.5548 | 0.00821%
2028 | 1023 | 1023-200R | Tier-2 | Tier-2---5 | 4--5 | 209 | 100% | 2889.9732 | 99.24% | 0.6691% | 0.08946% | 141.9685 | 0 | 0 | 141.9685 | 0 | 123.2379 | 1.5469 | 79.6676 | 123.2379 | 1.5469 | 79.6676 | 144.0665 | 1.8083 | 79.6676 | 4.912% | 0.083115 | 0.079 | 34770.9454 | 1877.1075 | 241.328 | 32652.5099 | 34784.6815 | 0 | 0 | 34784.6815 | 0.004682%
2028 | 1023 | 1023-46AE | Tier-2 | Tier-2---2 | 5--5 | 1740 | 100% | 9469.9149 | 95.98% | 3.884% | 0.1387% | 449.9058 | 0 | 0 | 449.9058 | 0 | 390.5476 | 12.8785 | 30.3255 | 390.5476 | 12.8785 | 30.3255 | 456.5546 | 15.0551 | 30.3255 | 4.751% | 0.13914 | 0.13225 | 68062.6824 | 3656.971 | 2513.7394 | 61891.9719 | 68205.2551 | 0 | 0 | 68205.2551 | 0.01484%
2028 | 1023 | 1023-48R | Tier-2 | Tier-2---5 | 5--5 | 1132 | 100% | 3773.8473 | 97.39% | 2.337% | 0.2725% | 181.93 | 0 | 0 | 181.93 | 0 | 157.9271 | 8.3784 | 18.8492 | 157.9271 | 8.3784 | 18.8492 | 184.6186 | 9.7945 | 18.8492 | 4.821% | 0.12816 | 0.12182 | 29445.7307 | 1737.6729 | 715.7665 | 26992.2913 | 29485.7528 | 0 | 0 | 29485.7528 | 0.005999%
2028 | 1023 | 1023-89R | Tier-2 | Tier-2---11 | 4--4 | 220 | 100% | 585.5086 | 87.68% | 11.85% | 0.4758% | 25.4114 | 0 | 0 | 25.4114 | 0 | 22.0588 | 1.6283 | 13.547 | 22.0588 | 1.6283 | 13.547 | 25.787 | 1.9035 | 13.547 | 4.34% | 0.083403 | 0.079275 | 7020.201 | 414.9664 | 782.0246 | 5823.21 | 7065.2497 | 0 | 0 | 7065.2497 | 0.000838%
2028 | 1030 | 1030-1728R | Tier-3 | Tier-3---9 | 5--5 | 105 | 100% | 5124.1587 | 98.26% | 1.711% | 0.02883% | 249.2335 | 0 | 0 | 249.2335 | 0 | 216.3509 | 0.77715 | 278.3896 | 216.3509 | 0.77715 | 278.3896 | 252.9167 | 0.9085 | 278.3896 | 4.864% | 0.23544 | 0.22379 | 21764.1991 | 1221.106 | 349.3689 | 20193.7242 | 21783.9158 | 0 | 0 | 21783.9158 | 0.008219%
2028 | 1030 | 1030-1777 | Tier-3 | Tier-3---5 | 5--5 | 269 | 100% | 11817.5772 | 98.58% | 1.381% | 0.03413% | 576.6917 | 0 | 0 | 576.6917 | 0 | 500.606 | 1.991 | 251.4359 | 500.606 | 1.991 | 251.4359 | 585.2141 | 2.3275 | 251.4359 | 4.88% | 0.24629 | 0.2341 | 47981.5879 | 2529.7124 | 644.8626 | 44807.0129 | 48016.9501 | 0 | 0 | 48016.9501 | 0.01902%
2028 | 1030 | 1030-1823F | Tier-3 | Tier-3---13 | 5--5 | 107 | 100% | 2150.9739 | 99.45% | 0.5287% | 0.02497% | 105.8837 | 0 | 0 | 105.8837 | 0 | 91.914 | 0.79195 | 116.0597 | 91.914 | 0.79195 | 116.0597 | 107.4485 | 0.9258 | 116.0597 | 4.923% | 0.10605 | 0.1008 | 20281.9888 | 1017.5622 | 101.0259 | 19163.4007 | 20287.8367 | 0 | 0 | 20287.8367 | 0.003492%
2028 | 1030 | 1030-18R | Tier-3 | Tier-3---7 | 5--5 | 209 | 100% | 6620.9098 | 98.66% | 1.309% | 0.03186% | 323.3397 | 0 | 0 | 323.3397 | 0 | 280.6799 | 1.5469 | 181.4465 | 280.6799 | 1.5469 | 181.4465 | 328.1181 | 1.8083 | 181.4465 | 4.884% | 0.23843 | 0.22663 | 27769.0579 | 1524.2005 | 340.5168 | 25904.3406 | 27788.4525 | 0 | 0 | 27788.4525 | 0.01066%
2028 | 1030 | 1030-20R | Tier-3 | Tier-3---3 | 5--5 | 1458 | 100% | 25318.462 | 99.14% | 0.8163% | 0.04139% | 1242.5149 | 0 | 0 | 1242.5149 | 0 | 1078.5839 | 10.7913 | 99.9493 | 1078.5839 | 10.7913 | 99.9493 | 1260.8769 | 12.6152 | 99.9493 | 4.908% | 0.28668 | 0.27249 | 88316.4782 | 5506.1055 | 686.3261 | 82124.0466 | 88355.9257 | 0 | 0 | 88355.9257 | 0.04097%
2028 | 1030 | 1030-42R | Tier-3 | Tier-3---3 | 5--5 | 1503 | 100% | 28398.7895 | 98.49% | 1.466% | 0.03945% | 1384.5772 | 0 | 0 | 1384.5772 | 0 | 1201.9032 | 11.1244 | 108.0424 | 1201.9032 | 11.1244 | 108.0424 | 1405.0386 | 13.0045 | 108.0424 | 4.875% | 0.28228 | 0.2683 | 100606.2475 | 6191.924 | 1386.8762 | 93027.4473 | 100685.1242 | 0 | 0 | 100685.1242 | 0.04566%
2028 | 1030 | 1030-989R | Tier-3 | Tier-3---3 | 5--5 | 1232 | 100% | 26696.216 | 99.16% | 0.796% | 0.04527% | 1310.3453 | 0 | 0 | 1310.3453 | 0 | 1137.4651 | 9.1186 | 124.7415 | 1137.4651 | 9.1186 | 124.7415 | 1329.7097 | 10.6597 | 124.7415 | 4.908% | 0.30703 | 0.29183 | 86951.1078 | 4865.0498 | 650.3273 | 81435.7308 | 86989.2036 | 0 | 0 | 86989.2036 | 0.04321%
2028 | 1039 | 1039-13 | Tier-2 | Tier-2---3 | 5--5 | 1991 | 100% | 15957.1711 | 97.45% | 2.471% | 0.0752% | 769.7688 | 0 | 0 | 769.7688 | 0 | 668.2095 | 14.7363 | 45.3445 | 668.2095 | 14.7363 | 45.3445 | 781.1445 | 17.2269 | 45.3445 | 4.824% | 0.1351 | 0.12841 | 118113.2514 | 10500.2075 | 2816.2541 | 104796.7897 | 118269.8643 | 0 | 0 | 118269.8643 | 0.02538%
2028 | 1073 | 1073-872F | Tier-2 | Tier-2---20 | 3--2 | 43 | 100% | 17.9659 | 86.84% | 10.72% | 2.434% | 0.7723 | 0 | 0 | 0.7723 | 0 | 0.6704 | 0.31826 | 2.1065 | 0.6704 | 0.31826 | 2.1065 | 0.78371 | 0.37205 | 2.1065 | 4.299% | 0.018584 | 0.017664 | 966.7183 | 76.5664 | 118.0704 | 772.0814 | 973.3425 | 0 | 0 | 973.3425 | 2.547e-05%
2028 | 1073 | 1073-886F | Tier-2 | Tier-2---20 | 3--2 | 25 | 100% | 27.0781 | 12.75% | 86.83% | 0.4178% | 0.17092 | 0 | 0 | 0.17092 | 0 | 0.14837 | 0.18504 | 0.80185 | 0.14837 | 0.18504 | 0.80185 | 0.17345 | 0.21631 | 0.80185 | 0.6312% | 0.016776 | 0.015946 | 1614.0782 | 19.1067 | 1282.2131 | 312.7584 | 1687.417 | 0 | 0 | 1687.417 | 5.636e-06%
2028 | 1073 | 1073-887F | Tier-2 | Tier-2---21 | 3--1 | 4 | 100% | 6.3934 | 34.35% | 64.55% | 1.103% | 0.10871 | 0 | 0 | 0.10871 | 0 | 0.094363 | 0.029606 | 3.1873 | 0.094363 | 0.029606 | 3.1873 | 0.11031 | 0.034609 | 3.1873 | 1.7% | 0.016639 | 0.015815 | 384.2398 | 11.9549 | 217.4823 | 154.8027 | 397.3768 | 0 | 0 | 397.3768 | 3.585e-06%
2028 | 1090 | 1090-1734 | Tier-3 | Tier-3---16 | 2--5 | 19 | 100% | 730.5479 | 99.24% | 0.5863% | 0.172% | 35.8879 | 0 | 0 | 35.8879 | 0 | 31.153 | 0.14063 | 221.5289 | 31.153 | 0.14063 | 221.5289 | 36.4183 | 0.1644 | 221.5289 | 4.912% | 0.01345 | 0.012784 | 54317.4438 | 3261.8302 | 456.9875 | 50598.6261 | 54338.8933 | 0 | 0 | 54338.8933 | 0.001183%
2028 | 1090 | 1090-636R | Tier-3 | Tier-3---15 | 5--3 | 140 | 100% | 919.3728 | 93.93% | 5.62% | 0.4487% | 42.7471 | 0 | 0 | 42.7471 | 0 | 37.1073 | 1.0362 | 35.8109 | 37.1073 | 1.0362 | 35.8109 | 43.3789 | 1.2113 | 35.8109 | 4.65% | 0.38465 | 0.36561 | 2390.1852 | 120.0827 | 121.765 | 2148.3375 | 2397.7393 | 0 | 0 | 2397.7393 | 0.00141%
2028 | 1090 | 1090-70F | Tier-2 | Tier-2---15 | 2--5 | 37 | 100% | 140.8367 | 88.02% | 11.68% | 0.2956% | 6.1362 | 0 | 0 | 6.1362 | 0 | 5.3266 | 0.27385 | 19.4506 | 5.3266 | 0.27385 | 19.4506 | 6.2269 | 0.32014 | 19.4506 | 4.357% | 0.0083 | 0.0078891 | 16968.2749 | 903.4734 | 1917.2026 | 14147.5988 | 17074.1431 | 0 | 0 | 17074.1431 | 0.0002023%
2028 | 1090 | 1090-73F | Tier-3 | Tier-3---10 | 4--5 | 600 | 100% | 5899.0454 | 99.62% | 0.2521% | 0.1275% | 290.8942 | 0 | 0 | 290.8942 | 0 | 252.5151 | 4.4409 | 56.8617 | 252.5151 | 4.4409 | 56.8617 | 295.1931 | 5.1914 | 56.8617 | 4.931% | 0.046754 | 0.044439 | 126173.0725 | 9334.6657 | 462.1696 | 116376.2372 | 126198.0175 | 0 | 0 | 126198.0175 | 0.009593%
2028 | 1090 | 1090-74F | Tier-3 | Tier-3---10 | 4--5 | 661 | 100% | 4990.92 | 99.62% | 0.2191% | 0.1576% | 246.1199 | 0 | 0 | 246.1199 | 0 | 213.6481 | 4.8924 | 43.6698 | 213.6481 | 4.8924 | 43.6698 | 249.7571 | 5.7192 | 43.6698 | 4.931% | 0.045737 | 0.043473 | 109123.1086 | 8272.9718 | 456.2327 | 100393.904 | 109144.5164 | 0 | 0 | 109144.5164 | 0.008116%
2028 | 1094 | 1094-35F | Tier-2 | Tier-2---7 | 3--5 | 315 | 100% | 2514.2831 | 99.84% | 0% | 0.1648% | 124.2519 | 0 | 0 | 124.2519 | 0 | 107.8587 | 2.3315 | 46.2624 | 107.8587 | 2.3315 | 46.2624 | 126.0881 | 2.7255 | 46.2624 | 4.942% | 0.020398 | 0.019388 | 123263.6714 | 7008.6853 | 282.5097 | 115972.4764 | 123274.2511 | 0 | 0 | 123274.2511 | 0.004097%
2028 | 1094 | 1094-7 | Tier-2 | Tier-2---17 | 2--4 | 124 | 100% | 95.3301 | 98.77% | 0% | 1.235% | 4.6606 | 0 | 0 | 4.6606 | 0 | 4.0457 | 0.91778 | 4.4081 | 4.0457 | 0.91778 | 4.4081 | 4.7294 | 1.0729 | 4.4081 | 4.889% | 0.0065074 | 0.0061853 | 14649.4839 | 1080.944 | 371.5011 | 13197.0388 | 14658.9042 | 0 | 0 | 14658.9042 | 0.0001537%
2028 | 1100 | 1100-1168F | Tier-2 | Tier-2---18 | 4--2 | 1 | 100% | 54.719 | 98.75% | 1.065% | 0.1855% | 2.6747 | 0 | 0 | 2.6747 | 0 | 2.3218 | 0.0074014 | 313.6984 | 2.3218 | 0.0074014 | 313.6984 | 2.7142 | 0.0086524 | 313.6984 | 4.888% | 0.070904 | 0.067394 | 771.7308 | 43.3728 | 7.9161 | 720.4418 | 772.2335 | 0 | 0 | 772.2335 | 8.82e-05%
2028 | 1100 | 1100-1172R | Tier-2 | Tier-2---7 | 4--5 | 22 | 100% | 2144.9788 | 99.68% | 0.2699% | 0.05437% | 105.8322 | 0 | 0 | 105.8322 | 0 | 91.8692 | 0.16283 | 564.1972 | 91.8692 | 0.16283 | 564.1972 | 107.3962 | 0.19035 | 564.1972 | 4.934% | 0.080798 | 0.076798 | 26547.4908 | 2914.2533 | 70.3485 | 23562.889 | 26551.9736 | 0 | 0 | 26551.9736 | 0.00349%
2028 | 1105 | 1105-1479 | Tier-2 | Tier-2---4 | 5--5 | 102 | 100% | 4228.0435 | 99.92% | 0.03248% | 0.04256% | 209.1311 | 0 | 0 | 209.1311 | 0 | 181.5394 | 0.75495 | 240.4664 | 181.5394 | 0.75495 | 240.4664 | 212.2217 | 0.88254 | 240.4664 | 4.946% | 0.10556 | 0.10034 | 40053.0076 | 3869.6704 | 26.6766 | 36156.6607 | 40054.5729 | 0 | 0 | 40054.5729 | 0.006896%
2028 | 1105 | 1105-1483 | Tier-2 | Tier-2---11 | 4--4 | 57 | 100% | 417.0013 | 94.5% | 5.418% | 0.08666% | 19.5054 | 0 | 0 | 19.5054 | 0 | 16.9319 | 0.42188 | 40.1343 | 16.9319 | 0.42188 | 40.1343 | 19.7936 | 0.49319 | 40.1343 | 4.678% | 0.063819 | 0.06066 | 6534.1451 | 320.1386 | 289.9716 | 5924.0349 | 6552.8754 | 0 | 0 | 6552.8754 | 0.0006432%
2028 | 1118 | 1118-1718F | Tier-2 | Tier-2---10 | 5--4 | 53 | 100% | 788.3757 | 99.4% | 0.5205% | 0.07536% | 38.792 | 0 | 0 | 38.792 | 0 | 33.674 | 0.39228 | 85.8426 | 33.674 | 0.39228 | 85.8426 | 39.3653 | 0.45858 | 85.8426 | 4.921% | 0.10781 | 0.10247 | 7312.7208 | 536.3335 | 35.0941 | 6741.2933 | 7314.9902 | 0 | 0 | 7314.9902 | 0.001279%
2028 | 1138 | 1138-6R | Tier-2 | Tier-2---5 | 5--5 | 1839 | 100% | 4663.8779 | 91.12% | 8.567% | 0.3106% | 210.367 | 0 | 0 | 210.367 | 0 | 182.6123 | 13.6113 | 13.4163 | 182.6123 | 13.6113 | 13.4163 | 213.4758 | 15.9117 | 13.4163 | 4.511% | 0.17153 | 0.16304 | 27190.5644 | 2036.5744 | 2249.3585 | 22904.6315 | 27316.2731 | 0 | 0 | 27316.2731 | 0.006937%
2028 | 1162 | 1162-324R | Tier-2 | Tier-2---13 | 4--3 | 21 | 100% | 240.2897 | 88.19% | 10.99% | 0.8202% | 10.4893 | 0 | 0 | 10.4893 | 0 | 9.1054 | 0.15543 | 58.582 | 9.1054 | 0.15543 | 58.582 | 10.6443 | 0.1817 | 58.582 | 4.365% | 0.068658 | 0.065259 | 3499.8056 | 195.2386 | 355.9283 | 2948.6387 | 3521.3352 | 0 | 0 | 3521.3352 | 0.0003459%
2028 | 1162 | 1162-329R | Tier-2 | Tier-2---13 | 4--3 | 23 | 100% | 206.5878 | 96.62% | 2.592% | 0.7875% | 9.8805 | 0 | 0 | 9.8805 | 0 | 8.577 | 0.17023 | 50.3836 | 8.577 | 0.17023 | 50.3836 | 10.0266 | 0.199 | 50.3836 | 4.783% | 0.070019 | 0.066553 | 2950.4371 | 171.8842 | 84.3202 | 2694.2327 | 2955.6292 | 0 | 0 | 2955.6292 | 0.0003258%
2028 | 1162 | 1162-363 | Tier-2 | Tier-2---13 | 4--3 | 9 | 100% | 247.9994 | 97.75% | 1.792% | 0.4608% | 11.9994 | 0 | 0 | 11.9994 | 0 | 10.4162 | 0.066613 | 156.3693 | 10.4162 | 0.066613 | 156.3693 | 12.1767 | 0.077871 | 156.3693 | 4.838% | 0.064829 | 0.06162 | 3825.4385 | 214.4022 | 70.5791 | 3540.4572 | 3829.9274 | 0 | 0 | 3829.9274 | 0.0003957%
2028 | 1166 | 1166-15R | Tier-3 | Tier-3---11 | 5--5 | 149 | 100% | 3965.2217 | 98.26% | 1.658% | 0.07833% | 192.8712 | 0 | 0 | 192.8712 | 0 | 167.4248 | 1.1028 | 151.8158 | 167.4248 | 1.1028 | 151.8158 | 195.7215 | 1.2892 | 151.8158 | 4.864% | 0.19397 | 0.18436 | 20442.8701 | 1122.9007 | 327.2272 | 18992.7422 | 20461.3511 | 0 | 0 | 20461.3511 | 0.00636%
2028 | 1166 | 1166-18R | Tier-3 | Tier-3---5 | 5--5 | 224 | 100% | 10108.4901 | 99.77% | 0.1963% | 0.03345% | 499.2208 | 0 | 0 | 499.2208 | 0 | 433.3562 | 1.6579 | 261.3849 | 433.3562 | 1.6579 | 261.3849 | 506.5984 | 1.9381 | 261.3849 | 4.939% | 0.21365 | 0.20307 | 47313.4054 | 3052.661 | 107.9125 | 44152.8319 | 47319.0656 | 0 | 0 | 47319.0656 | 0.01646%
2028 | 1166 | 1166-342R | Tier-3 | Tier-3---5 | 5--5 | 469 | 100% | 10322.642 | 99.08% | 0.8619% | 0.05733% | 506.2736 | 0 | 0 | 506.2736 | 0 | 439.4785 | 3.4713 | 126.6043 | 439.4785 | 3.4713 | 126.6043 | 513.7554 | 4.058 | 126.6043 | 4.904% | 0.21878 | 0.20795 | 47183.5693 | 2494.6745 | 397.8438 | 44291.0509 | 47206.1577 | 0 | 0 | 47206.1577 | 0.0167%
2028 | 1215 | 1215-12R | Tier-3 | Tier-3---9 | 5--4 | 78 | 100% | 6147.2839 | 97.88% | 2.045% | 0.07292% | 297.8447 | 0 | 0 | 297.8447 | 0 | 258.5486 | 0.57731 | 447.8484 | 258.5486 | 0.57731 | 447.8484 | 302.2462 | 0.67489 | 447.8484 | 4.845% | 0.69907 | 0.66447 | 8793.5219 | 453.8865 | 171.3905 | 8168.2449 | 8803.2228 | 0 | 0 | 8803.2228 | 0.009822%
2028 | 1215 | 1215-28R | Tier-3 | Tier-3---14 | 5--3 | 54 | 100% | 2215.156 | 94.69% | 5.226% | 0.08401% | 103.8279 | 0 | 0 | 103.8279 | 0 | 90.1294 | 0.39968 | 225.505 | 90.1294 | 0.39968 | 225.505 | 105.3623 | 0.46723 | 225.505 | 4.687% | 0.66756 | 0.63451 | 3318.2974 | 164.8533 | 155.0862 | 2998.3579 | 3327.4734 | 0 | 0 | 3327.4734 | 0.003424%
2028 | 1215 | 1215-32R | Tier-3 | Tier-3---7 | 5--4 | 327 | 100% | 8696.5042 | 96.48% | 3.447% | 0.07747% | 415.3037 | 0 | 0 | 415.3037 | 0 | 360.5107 | 2.4203 | 148.9546 | 360.5107 | 2.4203 | 148.9546 | 421.4411 | 2.8293 | 148.9546 | 4.776% | 0.68132 | 0.6476 | 12764.1579 | 635.3889 | 400.2926 | 11728.4764 | 12787.588 | 0 | 0 | 12787.588 | 0.0137%
2028 | 1233 | 1233-259R | Tier-3 | Tier-3---16 | 5--4 | 133 | 100% | 1558.5389 | 98.56% | 1.214% | 0.2225% | 76.0395 | 0 | 0 | 76.0395 | 0 | 66.0073 | 0.98439 | 67.0539 | 66.0073 | 0.98439 | 67.0539 | 77.1633 | 1.1508 | 67.0539 | 4.879% | 0.12749 | 0.12118 | 12225.1388 | 744.7481 | 204.4893 | 11275.9014 | 12234.2836 | 0 | 0 | 12234.2836 | 0.002508%
2028 | 1233 | 1233-585R | Tier-3 | Tier-3---12 | 5--5 | 440 | 100% | 3561.9587 | 98.42% | 1.457% | 0.1235% | 173.5298 | 0 | 0 | 173.5298 | 0 | 150.6352 | 3.2566 | 46.2548 | 150.6352 | 3.2566 | 46.2548 | 176.0942 | 3.807 | 46.2548 | 4.872% | 0.12988 | 0.12345 | 27424.4063 | 1597.7111 | 397.7458 | 25428.9493 | 27446.9828 | 0 | 0 | 27446.9828 | 0.005722%
2028 | 1233 | 1233-587R | Tier-3 | Tier-3---13 | 5--5 | 759 | 100% | 2983.7291 | 97.9% | 1.929% | 0.1696% | 144.5958 | 0 | 0 | 144.5958 | 0 | 125.5186 | 5.6177 | 22.3434 | 125.5186 | 5.6177 | 22.3434 | 146.7327 | 6.5672 | 22.3434 | 4.846% | 0.13489 | 0.12821 | 22120.1137 | 1287.4024 | 436.159 | 20396.5523 | 22144.283 | 0 | 0 | 22144.283 | 0.004768%
2028 | 1233 | 1233-589R | Tier-3 | Tier-3---16 | 5--4 | 92 | 100% | 1386.4905 | 98.92% | 0.9396% | 0.1432% | 67.8881 | 0 | 0 | 67.8881 | 0 | 58.9313 | 0.68093 | 86.545 | 58.9313 | 0.68093 | 86.545 | 68.8914 | 0.79602 | 86.545 | 4.896% | 0.11751 | 0.11169 | 11798.9753 | 654.3239 | 110.4066 | 11034.2448 | 11805.6289 | 0 | 0 | 11805.6289 | 0.002239%
2028 | 1233 | 1233-591R | Tier-3 | Tier-3---12 | 5--5 | 550 | 100% | 4300.1838 | 98.66% | 1.226% | 0.1146% | 210.0058 | 0 | 0 | 210.0058 | 0 | 182.2987 | 4.0708 | 44.7821 | 182.2987 | 4.0708 | 44.7821 | 213.1093 | 4.7588 | 44.7821 | 4.884% | 0.13142 | 0.12491 | 32721.9695 | 2017.1563 | 396.1628 | 30308.6504 | 32744.8122 | 0 | 0 | 32744.8122 | 0.006925%
2028 | 1242 | 1242-1079R | Tier-2 | Tier-2---12 | 2--5 | 6 | 100% | 411.5414 | 99.65% | 0% | 0.3468% | 20.3007 | 0 | 0 | 20.3007 | 0 | 17.6223 | 0.044409 | 396.8211 | 17.6223 | 0.044409 | 396.8211 | 20.6007 | 0.051914 | 396.8211 | 4.933% | 0.0067316 | 0.0063984 | 61135.7492 | 21194.3813 | 442.4228 | 39498.9452 | 61146.7898 | 0 | 0 | 61146.7898 | 0.0006694%
2028 | 1242 | 1242-1084 | Tier-2 | Tier-2---12 | 2--5 | 63 | 100% | 456.1931 | 99.77% | 0% | 0.2285% | 22.53 | 0 | 0 | 22.53 | 0 | 19.5575 | 0.46629 | 41.9426 | 19.5575 | 0.46629 | 41.9426 | 22.8629 | 0.5451 | 41.9426 | 4.939% | 0.005996 | 0.0056992 | 76082.9136 | 12562.2691 | 164.6304 | 63356.014 | 76091.9678 | 0 | 0 | 76091.9678 | 0.000743%
2028 | 1243 | 1243-319R | Tier-2 | Tier-2---9 | 4--4 | 115 | 100% | 1178.043 | 99.35% | 0.5195% | 0.1323% | 57.9331 | 0 | 0 | 57.9331 | 0 | 50.2897 | 0.85117 | 59.0833 | 50.2897 | 0.85117 | 59.0833 | 58.7892 | 0.99502 | 59.0833 | 4.918% | 0.081051 | 0.077039 | 14534.5899 | 742.8831 | 82.0978 | 13709.609 | 14539.5235 | 0 | 0 | 14539.5235 | 0.00191%
2028 | 1243 | 1243-38R | Tier-2 | Tier-2---16 | 4--3 | 18 | 100% | 158.2514 | 99.48% | 0.3681% | 0.155% | 7.7925 | 0 | 0 | 7.7925 | 0 | 6.7644 | 0.13323 | 50.7736 | 6.7644 | 0.13323 | 50.7736 | 7.9076 | 0.15574 | 50.7736 | 4.924% | 0.072591 | 0.068997 | 2180.0532 | 116.78 | 9.4659 | 2053.8073 | 2180.6472 | 0 | 0 | 2180.6472 | 0.000257%
2028 | 1243 | 1243-45R | Tier-2 | Tier-2---7 | 4--5 | 150 | 100% | 1878.3826 | 99.05% | 0.8285% | 0.1244% | 92.0939 | 0 | 0 | 92.0939 | 0 | 79.9435 | 1.1102 | 72.0071 | 79.9435 | 1.1102 | 72.0071 | 93.4549 | 1.2979 | 72.0071 | 4.903% | 0.087615 | 0.083278 | 21438.9544 | 1134.9825 | 174.3683 | 20129.6036 | 21449.5937 | 0 | 0 | 21449.5937 | 0.003037%
2028 | 1250 | 1250-27R | Tier-2 | Tier-2---6 | 5--5 | 104 | 100% | 6418.5082 | 93.04% | 6.917% | 0.04745% | 295.5897 | 0 | 0 | 295.5897 | 0 | 256.5911 | 0.76975 | 333.3434 | 256.5911 | 0.76975 | 333.3434 | 299.9579 | 0.89985 | 333.3434 | 4.605% | 0.097369 | 0.09255 | 65919.1509 | 5630.4753 | 4516.6533 | 55772.0223 | 66158.2276 | 0 | 0 | 66158.2276 | 0.009747%
2028 | 1250 | 1250-671R | Tier-2 | Tier-2---6 | 4--5 | 164 | 100% | 6815.4278 | 94.54% | 5.441% | 0.023% | 318.9315 | 0 | 0 | 318.9315 | 0 | 276.8533 | 1.2138 | 228.0812 | 276.8533 | 1.2138 | 228.0812 | 323.6447 | 1.419 | 228.0812 | 4.68% | 0.09205 | 0.087494 | 74040.4971 | 4546.125 | 3808.2018 | 65686.1703 | 74251.1661 | 0 | 0 | 74251.1661 | 0.01052%
2028 | 1250 | 1250-677R | Tier-2 | Tier-2---3 | 5--5 | 908 | 100% | 11748.9088 | 99.26% | 0.6837% | 0.05427% | 577.2793 | 0 | 0 | 577.2793 | 0 | 501.116 | 6.7205 | 74.5652 | 501.116 | 6.7205 | 74.5652 | 585.8104 | 7.8564 | 74.5652 | 4.913% | 0.11659 | 0.11081 | 100775.3024 | 5654.1223 | 691.5961 | 94429.584 | 100814.0313 | 0 | 0 | 100814.0313 | 0.01904%
2028 | 1250 | 1250-8R | Tier-2 | Tier-2---4 | 4--5 | 355 | 100% | 3684.9802 | 98.15% | 1.772% | 0.07391% | 179.0398 | 0 | 0 | 179.0398 | 0 | 155.4182 | 2.6275 | 59.1503 | 155.4182 | 2.6275 | 59.1503 | 181.6856 | 3.0716 | 59.1503 | 4.859% | 0.092289 | 0.08772 | 39928.877 | 2037.4755 | 694.1813 | 37197.2202 | 39967.2577 | 0 | 0 | 39967.2577 | 0.005904%
2028 | 1458 | 1458-1056 | Tier-2 | Tier-2---11 | 5--3 | 50 | 100% | 427.4478 | 90.46% | 9.431% | 0.1062% | 19.1407 | 0 | 0 | 19.1407 | 0 | 16.6154 | 0.37007 | 44.8978 | 16.6154 | 0.37007 | 44.8978 | 19.4236 | 0.43262 | 44.8978 | 4.478% | 0.13508 | 0.12839 | 3164.5032 | 153.2716 | 270.9645 | 2740.2671 | 3180.2204 | 0 | 0 | 3180.2204 | 0.0006312%
2028 | 1458 | 1458-1058F | Tier-3 | Tier-3---13 | 5--5 | 14 | 100% | 2365.6896 | 85.54% | 14.42% | 0.04244% | 100.1661 | 0 | 0 | 100.1661 | 0 | 86.9507 | 0.10362 | 839.1291 | 86.9507 | 0.10362 | 839.1291 | 101.6464 | 0.12113 | 839.1291 | 4.234% | 0.13833 | 0.13149 | 17101.412 | 929.1062 | 2240.5309 | 13931.7749 | 17230.2132 | 0 | 0 | 17230.2132 | 0.003303%
2028 | 1458 | 1458-1061 | Tier-2 | Tier-2---5 | 5--5 | 217 | 100% | 4370.0987 | 98.67% | 1.293% | 0.03403% | 213.4501 | 0 | 0 | 213.4501 | 0 | 185.2886 | 1.6061 | 115.3646 | 185.2886 | 1.6061 | 115.3646 | 216.6045 | 1.8776 | 115.3646 | 4.884% | 0.14228 | 0.13523 | 30715.3399 | 3071.7122 | 374.3093 | 27269.3184 | 30736.5608 | 0 | 0 | 30736.5608 | 0.007039%
2028 | 1458 | 1458-1075F | Tier-3 | Tier-3---20 | 1--5 | 4 | 100% | 58.2342 | 99.94% | 0% | 0.06312% | 2.8808 | 0 | 0 | 2.8808 | 0 | 2.5007 | 0.029606 | 84.4666 | 2.5007 | 0.029606 | 84.4666 | 2.9233 | 0.034609 | 84.4666 | 4.947% | 0.00013 | 0.00012356 | 447955.3838 | 22633.2846 | 354.8561 | 424967.2431 | 447970.1088 | 0 | 0 | 447970.1088 | 9.5e-05%
2028 | 1458 | 1458-1117F | Tier-2 | Tier-2---16 | 4--2 | 2 | 100% | 139.4631 | 0% | 100% | 0% | 0 | 0 | 0 | 0 | 0 | 0 | 0.014803 | 0 | 0 | 0.014803 | 0 | 0 | 0.017305 | 0 | 0% | 0.091116 | 0.086606 | 1530.6137 | 1.9599 | 1384.4341 | 144.2196 | 1610.3248 | 0 | 0 | 1610.3248 | 0%
2028 | 1458 | 1458-1131R | Tier-3 | Tier-3---4 | 5--5 | 153 | 100% | 15987.4265 | 99.09% | 0.8886% | 0.01928% | 784.1928 | 0 | 0 | 784.1928 | 0 | 680.7304 | 1.1324 | 601.1284 | 680.7304 | 1.1324 | 601.1284 | 795.7816 | 1.3238 | 601.1284 | 4.905% | 0.15941 | 0.15152 | 100291.8687 | 5185.6618 | 825.6268 | 94280.5802 | 100339.2877 | 0 | 0 | 100339.2877 | 0.02586%
2028 | 1458 | 1458-565R | Tier-3 | Tier-3---6 | 5--5 | 315 | 100% | 8159.9793 | 99.25% | 0.7112% | 0.04348% | 400.8709 | 0 | 0 | 400.8709 | 0 | 347.982 | 2.3315 | 149.2553 | 347.982 | 2.3315 | 149.2553 | 406.795 | 2.7255 | 149.2553 | 4.913% | 0.15819 | 0.15036 | 51582.9513 | 2671.5244 | 353.2832 | 48558.1438 | 51603.2234 | 0 | 0 | 51603.2234 | 0.01322%
2028 | 1458 | 1458-601R | Tier-3 | Tier-3---2 | 5--5 | 756 | 100% | 37077.302 | 99.36% | 0.615% | 0.02874% | 1823.5109 | 0 | 0 | 1823.5109 | 0 | 1582.9263 | 5.5955 | 282.8932 | 1582.9263 | 5.5955 | 282.8932 | 1850.4589 | 6.5412 | 282.8932 | 4.918% | 0.20421 | 0.1941 | 181561.9083 | 16225.6288 | 1105.2701 | 164231.0094 | 181622.7804 | 0 | 0 | 181622.7804 | 0.06013%
2028 | 1525 | 1525-23R | Tier-2 | Tier-2---20 | 4--1 | 10 | 100% | 8.268 | 89.5% | 6.947% | 3.548% | 0.36631 | 0 | 0 | 0.36631 | 0 | 0.31798 | 0.074014 | 4.2962 | 0.31798 | 0.074014 | 4.2962 | 0.37173 | 0.086524 | 4.2962 | 4.43% | 0.032823 | 0.031198 | 251.8988 | 16.5613 | 22.0923 | 213.2452 | 253.2756 | 0 | 0 | 253.2756 | 1.208e-05%
2028 | 157 | 157-165R | Tier-3 | Tier-3---18 | 5--2 | 121 | 100% | 418.5676 | 87.71% | 11.66% | 0.6303% | 18.1719 | 0 | 0 | 18.1719 | 0 | 15.7744 | 0.89557 | 17.6137 | 15.7744 | 0.89557 | 17.6137 | 18.4404 | 1.0469 | 17.6137 | 4.341% | 0.28262 | 0.26863 | 1481.042 | 67.5847 | 171.9177 | 1241.5396 | 1490.5243 | 0 | 0 | 1490.5243 | 0.0005992%
2028 | 157 | 157-189R | Tier-3 | Tier-3---9 | 5--4 | 985 | 100% | 5507.0239 | 92.46% | 7.234% | 0.3043% | 252.0471 | 0 | 0 | 252.0471 | 0 | 218.7933 | 7.2904 | 30.0111 | 218.7933 | 7.2904 | 30.0111 | 255.7719 | 8.5226 | 30.0111 | 4.577% | 0.3705 | 0.35216 | 14863.9228 | 754.0463 | 1002.9719 | 13106.9046 | 14922.279 | 0 | 0 | 14922.279 | 0.008312%
2028 | 157 | 157-1928R | Tier-3 | Tier-3---11 | 5--4 | 107 | 100% | 3052.6745 | 99.07% | 0.8703% | 0.06204% | 149.6985 | 0 | 0 | 149.6985 | 0 | 129.9481 | 0.79195 | 164.0853 | 129.9481 | 0.79195 | 164.0853 | 151.9108 | 0.9258 | 164.0853 | 4.904% | 0.2812 | 0.26728 | 10855.7292 | 566.799 | 90.102 | 10198.8282 | 10861.0002 | 0 | 0 | 10861.0002 | 0.004937%
2028 | 157 | 157-204R | Tier-3 | Tier-3---11 | 5--4 | 308 | 100% | 3876.1334 | 98.99% | 0.834% | 0.1804% | 189.9223 | 0 | 0 | 189.9223 | 0 | 164.8649 | 2.2796 | 72.3204 | 164.8649 | 2.2796 | 72.3204 | 192.729 | 2.6649 | 72.3204 | 4.9% | 0.32777 | 0.31154 | 11825.9094 | 682.672 | 178.5381 | 10964.6993 | 11832.1568 | 0 | 0 | 11832.1568 | 0.006263%
2028 | 157 | 157-232R | Tier-3 | Tier-3---11 | 5--4 | 354 | 100% | 3160.5079 | 95.27% | 4.501% | 0.231% | 149.0426 | 0 | 0 | 149.0426 | 0 | 129.3787 | 2.6201 | 49.3791 | 129.3787 | 2.6201 | 49.3791 | 151.2452 | 3.0629 | 49.3791 | 4.716% | 0.32167 | 0.30575 | 9825.3054 | 518.5543 | 443.2857 | 8863.4653 | 9849.5166 | 0 | 0 | 9849.5166 | 0.004915%
2028 | 157 | 157-257R | Tier-3 | Tier-3---14 | 5--4 | 890 | 100% | 2061.1876 | 81.54% | 17.79% | 0.6678% | 83.1948 | 0 | 0 | 83.1948 | 0 | 72.2185 | 6.5873 | 10.9633 | 72.2185 | 6.5873 | 10.9633 | 84.4243 | 7.7006 | 10.9633 | 4.036% | 0.36686 | 0.3487 | 5618.4522 | 263.1979 | 939.0969 | 4416.1574 | 5672.464 | 0 | 0 | 5672.464 | 0.002743%
2028 | 157 | 157-273R | Tier-3 | Tier-3---14 | 5--4 | 325 | 100% | 1867.403 | 95.01% | 4.712% | 0.2778% | 87.8243 | 0 | 0 | 87.8243 | 0 | 76.2372 | 2.4055 | 31.6933 | 76.2372 | 2.4055 | 31.6933 | 89.1222 | 2.812 | 31.6933 | 4.703% | 0.32295 | 0.30696 | 5782.3142 | 331.2593 | 295.5406 | 5155.5144 | 5797.3391 | 0 | 0 | 5797.3391 | 0.002896%
2028 | 157 | 157-81R | Tier-3 | Tier-3---3 | 5--5 | 1376 | 100% | 18749.5963 | 97% | 2.901% | 0.09453% | 900.3079 | 0 | 0 | 900.3079 | 0 | 781.526 | 10.1844 | 76.7377 | 781.526 | 10.1844 | 76.7377 | 913.6128 | 11.9057 | 76.7377 | 4.802% | 0.38414 | 0.36512 | 48809.8885 | 2680.9552 | 1331.6361 | 44797.2971 | 48886.0197 | 0 | 0 | 48886.0197 | 0.02969%
2028 | 175 | 175-2024R | Tier-2 | Tier-2---5 | 5--5 | 675 | 100% | 4029.0085 | 99.1% | 0.8147% | 0.08289% | 197.6458 | 0 | 0 | 197.6458 | 0 | 171.5694 | 4.996 | 34.3415 | 171.5694 | 4.996 | 34.3415 | 200.5666 | 5.8404 | 34.3415 | 4.906% | 0.19114 | 0.18168 | 21078.6803 | 2171.1598 | 170.5146 | 18737.0059 | 21088.5336 | 0 | 0 | 21088.5336 | 0.006518%
2028 | 175 | 175-24R | Tier-2 | Tier-2---8 | 5--4 | 215 | 100% | 2651.4354 | 70.65% | 29.24% | 0.1064% | 92.7259 | 0 | 0 | 92.7259 | 0 | 80.4921 | 1.5913 | 50.5823 | 80.4921 | 1.5913 | 50.5823 | 94.0962 | 1.8603 | 50.5823 | 3.497% | 0.17491 | 0.16625 | 15158.7512 | 1220.081 | 4125.7623 | 9812.9079 | 15390.4469 | 0 | 0 | 15390.4469 | 0.003058%
2028 | 175 | 175-64R | Tier-3 | Tier-3---11 | 5--5 | 778 | 100% | 4385.4004 | 97.52% | 2.308% | 0.1684% | 211.7013 | 0 | 0 | 211.7013 | 0 | 183.7705 | 5.7583 | 31.9139 | 183.7705 | 5.7583 | 31.9139 | 214.8298 | 6.7315 | 31.9139 | 4.827% | 0.20232 | 0.19231 | 21675.2228 | 1490.2349 | 476.6065 | 19708.3814 | 21703.178 | 0 | 0 | 21703.178 | 0.006981%
2028 | 175 | 175-90R | Tier-3 | Tier-3---9 | 5--5 | 973 | 100% | 5741.4949 | 96.86% | 2.992% | 0.1472% | 275.2829 | 0 | 0 | 275.2829 | 0 | 238.9635 | 7.2016 | 33.182 | 238.9635 | 7.2016 | 33.182 | 279.3511 | 8.4188 | 33.182 | 4.795% | 0.20491 | 0.19477 | 28019.3198 | 1604.6601 | 781.1853 | 25633.4744 | 28065.1231 | 0 | 0 | 28065.1231 | 0.009078%
2028 | 175 | 175-94R | Tier-2 | Tier-2---10 | 5--4 | 237 | 100% | 836.2457 | 79.76% | 20.09% | 0.1547% | 33.0153 | 0 | 0 | 33.0153 | 0 | 28.6595 | 1.7541 | 16.3382 | 28.6595 | 1.7541 | 16.3382 | 33.5032 | 2.0506 | 16.3382 | 3.948% | 0.16555 | 0.15736 | 5051.3061 | 289.0942 | 923.2368 | 3838.9751 | 5104.5538 | 0 | 0 | 5104.5538 | 0.001089%
2028 | 176 | 176-161R | Tier-3 | Tier-3---5 | 5--5 | 689 | 100% | 11523.3049 | 98.77% | 1.172% | 0.05875% | 563.3817 | 0 | 0 | 563.3817 | 0 | 489.052 | 5.0996 | 95.9002 | 489.052 | 5.0996 | 95.9002 | 571.7074 | 5.9615 | 95.9002 | 4.889% | 0.22417 | 0.21307 | 51404.5427 | 2861.3734 | 647.4738 | 47895.6955 | 51437.4981 | 0 | 0 | 51437.4981 | 0.01858%
2028 | 176 | 176-164R | Tier-3 | Tier-3---11 | 5--5 | 357 | 100% | 4184.7467 | 98.1% | 1.799% | 0.1047% | 203.2012 | 0 | 0 | 203.2012 | 0 | 176.3919 | 2.6423 | 66.7566 | 176.3919 | 2.6423 | 66.7566 | 206.2042 | 3.0889 | 66.7566 | 4.856% | 0.20727 | 0.19701 | 20189.7554 | 1135.7308 | 339.0696 | 18714.955 | 20209.7732 | 0 | 0 | 20209.7732 | 0.006701%
2028 | 176 | 176-1834R | Tier-3 | Tier-3---5 | 5--5 | 832 | 100% | 10068.5168 | 97.13% | 2.784% | 0.0867% | 484.0866 | 0 | 0 | 484.0866 | 0 | 420.2187 | 6.158 | 68.2395 | 420.2187 | 6.158 | 68.2395 | 491.2405 | 7.1988 | 68.2395 | 4.808% | 0.23205 | 0.22056 | 43390.2136 | 3622.3985 | 1240.781 | 38527.0341 | 43455.0713 | 0 | 0 | 43455.0713 | 0.01596%
2028 | 176 | 176-1836R | Tier-2 | Tier-2---11 | 5--3 | 33 | 100% | 404.4817 | 67.64% | 32.12% | 0.2398% | 13.5424 | 0 | 0 | 13.5424 | 0 | 11.7557 | 0.24425 | 48.1301 | 11.7557 | 0.24425 | 48.1301 | 13.7425 | 0.28553 | 48.1301 | 3.348% | 0.10638 | 0.10111 | 3802.2631 | 239.6225 | 1178.8168 | 2383.8239 | 3866.3442 | 0 | 0 | 3866.3442 | 0.0004466%
2028 | 176 | 176-1845R | Tier-3 | Tier-3---11 | 5--5 | 285 | 100% | 3401.0234 | 97.74% | 2.113% | 0.1474% | 164.5455 | 0 | 0 | 164.5455 | 0 | 142.8362 | 2.1094 | 67.7138 | 142.8362 | 2.1094 | 67.7138 | 166.9772 | 2.4659 | 67.7138 | 4.838% | 0.20978 | 0.19939 | 16212.4883 | 938.665 | 329.6573 | 14944.1661 | 16231.572 | 0 | 0 | 16231.572 | 0.005426%
2028 | 176 | 176-194R | Tier-3 | Tier-3---9 | 5--5 | 475 | 100% | 4934.1603 | 97.7% | 2.178% | 0.1196% | 238.628 | 0 | 0 | 238.628 | 0 | 207.1447 | 3.5157 | 58.9201 | 207.1447 | 3.5157 | 58.9201 | 242.1545 | 4.1099 | 58.9201 | 4.836% | 0.21542 | 0.20476 | 22904.8386 | 1316.8845 | 471.0491 | 21116.9051 | 22932.2512 | 0 | 0 | 22932.2512 | 0.007869%
2028 | 176 | 176-197F | Tier-3 | Tier-3---5 | 5--5 | 1095 | 100% | 13172.958 | 96.8% | 3.124% | 0.0728% | 631.2162 | 0 | 0 | 631.2162 | 0 | 547.9368 | 8.1046 | 67.6083 | 547.9368 | 8.1046 | 67.6083 | 640.5444 | 9.4743 | 67.6083 | 4.792% | 0.23242 | 0.22091 | 56678.2638 | 5414.7581 | 1674.033 | 49589.4726 | 56772.6237 | 0 | 0 | 56772.6237 | 0.02082%
2028 | 176 | 176-200F | Tier-3 | Tier-3---15 | 5--4 | 81 | 100% | 1635.841 | 89.24% | 10.7% | 0.05535% | 72.2645 | 0 | 0 | 72.2645 | 0 | 62.7303 | 0.59952 | 104.6347 | 62.7303 | 0.59952 | 104.6347 | 73.3324 | 0.70084 | 104.6347 | 4.418% | 0.18529 | 0.17612 | 8828.4206 | 442.8683 | 867.091 | 7518.4614 | 8877.8734 | 0 | 0 | 8877.8734 | 0.002383%
2028 | 177 | 177-955 | Tier-2 | Tier-2---5 | 5--5 | 37 | 100% | 2963.4059 | 78.23% | 21.66% | 0.1106% | 114.7532 | 0 | 0 | 114.7532 | 0 | 99.6133 | 0.27385 | 363.7467 | 99.6133 | 0.27385 | 363.7467 | 116.449 | 0.32014 | 363.7467 | 3.872% | 0.11726 | 0.11145 | 25272.526 | 2362.8504 | 4989.1737 | 17920.5019 | 25559.0608 | 0 | 0 | 25559.0608 | 0.003784%
2028 | 178 | 178-968AE | Tier-2 | Tier-2---18 | 3--3 | 8 | 100% | 47.6106 | 91.21% | 0% | 8.789% | 2.1496 | 0 | 0 | 2.1496 | 0 | 1.866 | 0.059212 | 31.5141 | 1.866 | 0.059212 | 31.5141 | 2.1814 | 0.069219 | 31.5141 | 4.515% | 0.018466 | 0.017552 | 2578.2566 | 231.3064 | 796.8416 | 1550.1086 | 2590.057 | 0 | 0 | 2590.057 | 7.089e-05%
2028 | 178 | 178-982 | Tier-2 | Tier-2---21 | 1--1 | 9 | 100% | 0.95479 | 13.38% | 0% | 86.62% | 0.0063254 | 0 | 0 | 0.0063254 | 0 | 0.0054908 | 0.066613 | 0.082429 | 0.0054908 | 0.066613 | 0.082429 | 0.0064188 | 0.077871 | 0.082429 | 0.6625% | 0.0033454 | 0.0031798 | 285.4035 | 0.62363 | 260.7814 | 23.9985 | 298.2775 | 0 | 0 | 298.2775 | 2.086e-07%
2028 | 182 | 182-2240F | Tier-2 | Tier-2---2 | 5--5 | 606 | 100% | 11917.1989 | 94.29% | 5.651% | 0.05821% | 556.2232 | 0 | 0 | 556.2232 | 0 | 482.838 | 4.4853 | 107.6496 | 482.838 | 4.4853 | 107.6496 | 564.4431 | 5.2433 | 107.6496 | 4.667% | 0.1455 | 0.1383 | 81902.6704 | 14617.7682 | 4685.118 | 62599.7842 | 82146.1822 | 0 | 0 | 82146.1822 | 0.01834%
2028 | 182 | 182-2250 | Tier-2 | Tier-2---8 | 5--5 | 22 | 100% | 1939.2132 | 99.74% | 0.2126% | 0.04638% | 95.7424 | 0 | 0 | 95.7424 | 0 | 83.1107 | 0.16283 | 510.4082 | 83.1107 | 0.16283 | 510.4082 | 97.1573 | 0.19035 | 510.4082 | 4.937% | 0.10496 | 0.099761 | 18476.2986 | 952.6245 | 43.2141 | 17480.4599 | 18478.7907 | 0 | 0 | 18478.7907 | 0.003157%
2028 | 182 | 182-2252R | Tier-2 | Tier-2---5 | 5--5 | 424 | 100% | 4229.9446 | 99.22% | 0.7256% | 0.05893% | 207.7395 | 0 | 0 | 207.7395 | 0 | 180.3315 | 3.1382 | 57.4631 | 180.3315 | 3.1382 | 57.4631 | 210.8095 | 3.6686 | 57.4631 | 4.911% | 0.11307 | 0.10747 | 37409.5665 | 1975.2658 | 266.8712 | 35167.4295 | 37424.8513 | 0 | 0 | 37424.8513 | 0.00685%
2028 | 182 | 182-2254R | Tier-2 | Tier-2---11 | 5--4 | 24 | 100% | 655.8009 | 99.14% | 0.7615% | 0.1019% | 32.1819 | 0 | 0 | 32.1819 | 0 | 27.936 | 0.17763 | 157.2664 | 27.936 | 0.17763 | 157.2664 | 32.6575 | 0.20766 | 157.2664 | 4.907% | 0.10223 | 0.097167 | 6415.1442 | 353.6469 | 48.0889 | 6013.4084 | 6418.0287 | 0 | 0 | 6418.0287 | 0.001061%
2028 | 183 | 183-439 | Tier-2 | Tier-2---14 | 3--5 | 101 | 100% | 316.4778 | 66.23% | 33.5% | 0.2671% | 10.3754 | 0 | 0 | 10.3754 | 0 | 9.0065 | 0.74755 | 12.0481 | 9.0065 | 0.74755 | 12.0481 | 10.5287 | 0.87389 | 12.0481 | 3.278% | 0.018422 | 0.01751 | 17179.1509 | 725.6319 | 5296.9277 | 11156.5913 | 17481.2723 | 0 | 0 | 17481.2723 | 0.0003421%
2028 | 183 | 183-440 | Tier-2 | Tier-2---12 | 3--5 | 185 | 100% | 471.2015 | 74.37% | 25.17% | 0.4626% | 17.3463 | 0 | 0 | 17.3463 | 0 | 15.0577 | 1.3693 | 10.9969 | 15.0577 | 1.3693 | 10.9969 | 17.6026 | 1.6007 | 10.9969 | 3.681% | 0.025335 | 0.024081 | 18598.5411 | 874.6942 | 4409.0899 | 13314.757 | 18846.7923 | 0 | 0 | 18846.7923 | 0.000572%
2028 | 185 | 185-51F | Tier-2 | Tier-2---7 | 4--5 | 536 | 100% | 1723.9707 | 91.93% | 7.724% | 0.3493% | 78.4468 | 0 | 0 | 78.4468 | 0 | 68.097 | 3.9672 | 17.1651 | 68.097 | 3.9672 | 17.1651 | 79.6061 | 4.6377 | 17.1651 | 4.55% | 0.048222 | 0.045835 | 35751.0066 | 2801.5482 | 2693.3974 | 30256.061 | 35901.3237 | 0 | 0 | 35901.3237 | 0.002587%
2028 | 196 | 196-43F | Tier-2 | Tier-2---17 | 3--4 | 5 | 100% | 93.7651 | 5.14% | 94.59% | 0.2662% | 0.23855 | 0 | 0 | 0.23855 | 0 | 0.20708 | 0.037007 | 5.5957 | 0.20708 | 0.037007 | 5.5957 | 0.24208 | 0.043262 | 5.5957 | 0.2544% | 0.017356 | 0.016497 | 5402.3367 | 30.1575 | 4732.0128 | 640.1664 | 5669.2187 | 0 | 0 | 5669.2187 | 7.867e-06%
2028 | 197 | 197-1150F | Tier-2 | Tier-2---15 | 3--4 | 3 | 100% | 183.5383 | 99.34% | 0.09556% | 0.5689% | 9.0248 | 0 | 0 | 9.0248 | 0 | 7.8341 | 0.022204 | 352.8186 | 7.8341 | 0.022204 | 352.8186 | 9.1582 | 0.025957 | 352.8186 | 4.917% | 0.021777 | 0.020699 | 8428.1597 | 574.797 | 50.0666 | 7803.2962 | 8431.076 | 0 | 0 | 8431.076 | 0.0002976%
2028 | 197 | 197-1155F | Tier-2 | Tier-2---21 | 1--4 | 19 | 100% | 6.6189 | 96.38% | 0% | 3.621% | 0.31578 | 0 | 0 | 0.31578 | 0 | 0.27411 | 0.14063 | 1.9492 | 0.27411 | 0.14063 | 1.9492 | 0.32044 | 0.1644 | 1.9492 | 4.771% | 0.0010316 | 0.00098054 | 6416.1897 | 579.4256 | 247.7258 | 5589.0383 | 6428.2874 | 0 | 0 | 6428.2874 | 1.041e-05%
2028 | 198 | 198-37R | Tier-2 | Tier-2---9 | 4--5 | 85 | 100% | 973.0999 | 95.53% | 4.02% | 0.4464% | 46.017 | 0 | 0 | 46.017 | 0 | 39.9458 | 0.62912 | 63.4944 | 39.9458 | 0.62912 | 63.4944 | 46.6971 | 0.73545 | 63.4944 | 4.729% | 0.030671 | 0.029153 | 31727.0349 | 11360.5744 | 2371.5133 | 17994.9472 | 31800.8328 | 0 | 0 | 31800.8328 | 0.001517%
2028 | 204 | 204-32R | Tier-2 | Tier-2---11 | 4--4 | 266 | 100% | 490.4615 | 96.36% | 1.259% | 2.378% | 23.3948 | 0 | 0 | 23.3948 | 0 | 20.3082 | 1.9688 | 10.3151 | 20.3082 | 1.9688 | 10.3151 | 23.7405 | 2.3015 | 10.3151 | 4.77% | 0.087106 | 0.082794 | 5630.6279 | 367.679 | 185.9169 | 5077.0321 | 5641.2939 | 0 | 0 | 5641.2939 | 0.0007715%
2028 | 205 | 205-1550 | Tier-2 | Tier-2---15 | 2--4 | 11 | 100% | 124.0064 | 98.52% | 0% | 1.478% | 6.0476 | 0 | 0 | 6.0476 | 0 | 5.2497 | 0.081416 | 64.4802 | 5.2497 | 0.081416 | 64.4802 | 6.137 | 0.095176 | 64.4802 | 4.877% | 0.008789 | 0.0083539 | 14109.2738 | 977.469 | 764.0781 | 12367.7267 | 14120.1329 | 0 | 0 | 14120.1329 | 0.0001994%
2028 | 206 | 206-1105 | Tier-2 | Tier-2---9 | 3--5 | 85 | 100% | 1279.0443 | 99.78% | 0% | 0.2159% | 63.176 | 0 | 0 | 63.176 | 0 | 54.8409 | 0.62912 | 87.1704 | 54.8409 | 0.62912 | 87.1704 | 64.1096 | 0.73545 | 87.1704 | 4.939% | 0.014019 | 0.013325 | 91236.4892 | 5528.0185 | 303.6221 | 85404.8486 | 91246.7455 | 0 | 0 | 91246.7455 | 0.002083%
2028 | 206 | 206-1817 | Tier-2 | Tier-2---4 | 4--5 | 346 | 100% | 2976.5734 | 99.75% | 0% | 0.2502% | 146.9718 | 0 | 0 | 146.9718 | 0 | 127.5811 | 2.5609 | 49.8189 | 127.5811 | 2.5609 | 49.8189 | 149.1437 | 2.9937 | 49.8189 | 4.938% | 0.038208 | 0.036317 | 77904.8627 | 4581.6453 | 274.9924 | 73048.225 | 77915.0127 | 0 | 0 | 77915.0127 | 0.004847%
2028 | 209 | 209-1769F | Tier-2 | Tier-2---6 | 5--5 | 1409 | 100% | 8462.8018 | 99.74% | 0% | 0.2593% | 417.8226 | 0 | 0 | 417.8226 | 0 | 362.6973 | 10.4286 | 34.779 | 362.6973 | 10.4286 | 34.779 | 423.9973 | 12.1912 | 34.779 | 4.937% | 0.11169 | 0.10616 | 75768.5529 | 4573.9666 | 302.4119 | 70892.1744 | 75778.7828 | 0 | 0 | 75778.7828 | 0.01378%
2028 | 210 | 210-172R | Tier-2 | Tier-2---11 | 5--2 | 205 | 100% | 498.1496 | 90.1% | 9.186% | 0.7154% | 22.2168 | 0 | 0 | 22.2168 | 0 | 19.2857 | 1.5173 | 12.7105 | 19.2857 | 1.5173 | 12.7105 | 22.5452 | 1.7737 | 12.7105 | 4.46% | 0.32588 | 0.30975 | 1528.6439 | 54.3411 | 137.5486 | 1336.7541 | 1536.5263 | 0 | 0 | 1536.5263 | 0.0007326%
2028 | 210 | 210-392R | Tier-2 | Tier-2---10 | 5--3 | 361 | 100% | 1037.8957 | 85.73% | 13.64% | 0.6245% | 44.0457 | 0 | 0 | 44.0457 | 0 | 38.2345 | 2.6719 | 14.3097 | 38.2345 | 2.6719 | 14.3097 | 44.6966 | 3.1235 | 14.3097 | 4.244% | 0.34771 | 0.33049 | 2984.984 | 126.9167 | 388.4133 | 2469.654 | 3007.1634 | 0 | 0 | 3007.1634 | 0.001452%
2028 | 210 | 210-394R | Tier-2 | Tier-2---16 | 5--2 | 238 | 100% | 170.5929 | 70.47% | 28.1% | 1.432% | 5.9509 | 0 | 0 | 5.9509 | 0 | 5.1658 | 1.7615 | 2.9325 | 5.1658 | 1.7615 | 2.9325 | 6.0389 | 2.0593 | 2.9325 | 3.488% | 0.31841 | 0.30265 | 535.7584 | 19.2532 | 128.0571 | 388.4481 | 543.997 | 0 | 0 | 543.997 | 0.0001962%
2028 | 210 | 210-9R | Tier-2 | Tier-2---13 | 5--2 | 182 | 100% | 317.7725 | 50.82% | 48.53% | 0.6462% | 7.9945 | 0 | 0 | 7.9945 | 0 | 6.9398 | 1.3471 | 5.1518 | 6.9398 | 1.3471 | 5.1518 | 8.1127 | 1.5747 | 5.1518 | 2.516% | 0.31397 | 0.29843 | 1012.1143 | 32.0834 | 459.6705 | 520.3604 | 1038.0342 | 0 | 0 | 1038.0342 | 0.0002636%
2028 | 211 | 211-279R | Tier-2 | Tier-2---10 | 5--3 | 427 | 100% | 1199.6322 | 89.49% | 9.8% | 0.7134% | 53.1388 | 0 | 0 | 53.1388 | 0 | 46.128 | 3.1604 | 14.5955 | 46.128 | 3.1604 | 14.5955 | 53.9241 | 3.6946 | 14.5955 | 4.43% | 0.37314 | 0.35467 | 3215.0069 | 112.0942 | 354.3013 | 2748.6114 | 3232.6094 | 0 | 0 | 3232.6094 | 0.001752%
2028 | 211 | 211-312R | Tier-2 | Tier-2---8 | 5--3 | 305 | 100% | 1809.5147 | 84.26% | 15.08% | 0.6521% | 75.477 | 0 | 0 | 75.477 | 0 | 65.5189 | 2.2574 | 29.0235 | 65.5189 | 2.2574 | 29.0235 | 76.5924 | 2.639 | 29.0235 | 4.171% | 0.39031 | 0.37099 | 4636.1485 | 245.0801 | 661.0984 | 3729.97 | 4674.1392 | 0 | 0 | 4674.1392 | 0.002489%
2028 | 211 | 211-771R | Tier-3 | Tier-3---14 | 5--4 | 1226 | 100% | 1890.633 | 91.06% | 8.49% | 0.4466% | 85.223 | 0 | 0 | 85.223 | 0 | 73.9791 | 9.0742 | 8.1527 | 73.9791 | 9.0742 | 8.1527 | 86.4824 | 10.6078 | 8.1527 | 4.508% | 0.3743 | 0.35578 | 5051.0602 | 188.146 | 399.018 | 4463.8962 | 5074.5675 | 0 | 0 | 5074.5675 | 0.00281%
2028 | 212 | 212-1177R | Tier-2 | Tier-2---8 | 5--4 | 384 | 100% | 1738.9252 | 95.43% | 4.096% | 0.4776% | 82.1402 | 0 | 0 | 82.1402 | 0 | 71.3031 | 2.8422 | 25.0877 | 71.3031 | 2.8422 | 25.0877 | 83.3541 | 3.3225 | 25.0877 | 4.724% | 0.15054 | 0.14309 | 11551.4959 | 598.6378 | 571.3977 | 10381.4604 | 11579.0081 | 0 | 0 | 11579.0081 | 0.002709%
2028 | 212 | 212-1204R | Tier-2 | Tier-2---8 | 5--4 | 260 | 100% | 1570.3762 | 94.97% | 4.642% | 0.3849% | 73.8258 | 0 | 0 | 73.8258 | 0 | 64.0856 | 1.9244 | 33.302 | 64.0856 | 1.9244 | 33.302 | 74.9168 | 2.2496 | 33.302 | 4.701% | 0.19221 | 0.18269 | 8170.2767 | 423.629 | 402.249 | 7344.3988 | 8191.6669 | 0 | 0 | 8191.6669 | 0.002435%
2028 | 212 | 212-638R | Tier-2 | Tier-2---11 | 5--4 | 43 | 100% | 609.7797 | 99.07% | 0.4924% | 0.4406% | 29.9025 | 0 | 0 | 29.9025 | 0 | 25.9573 | 0.31826 | 81.5595 | 25.9573 | 0.31826 | 81.5595 | 30.3444 | 0.37205 | 81.5595 | 4.904% | 0.10708 | 0.10177 | 5694.8842 | 240.5228 | 69.3628 | 5384.9986 | 5697.6511 | 0 | 0 | 5697.6511 | 0.0009861%
2028 | 212 | 212-725R | Tier-3 | Tier-3---10 | 5--5 | 1745 | 100% | 4887.8267 | 99.15% | 0.7265% | 0.1225% | 239.8933 | 0 | 0 | 239.8933 | 0 | 208.243 | 12.9155 | 16.1235 | 208.243 | 12.9155 | 16.1235 | 243.4385 | 15.0984 | 16.1235 | 4.908% | 0.13941 | 0.13251 | 35061.0556 | 1697.3046 | 267.0507 | 33096.7003 | 35076.5573 | 0 | 0 | 35076.5573 | 0.007911%
2028 | 212 | 212-734R | Tier-2 | Tier-2---10 | 5--4 | 25 | 100% | 1265.9596 | 97.92% | 1.386% | 0.6959% | 61.3606 | 0 | 0 | 61.3606 | 0 | 53.265 | 0.18504 | 287.8627 | 53.265 | 0.18504 | 287.8627 | 62.2674 | 0.21631 | 287.8627 | 4.847% | 0.17753 | 0.16875 | 7130.7609 | 270.2179 | 291.48 | 6569.0631 | 7138.4909 | 0 | 0 | 7138.4909 | 0.002023%
2028 | 212 | 212-739R | Tier-3 | Tier-3---15 | 5--4 | 678 | 100% | 998.7912 | 96.62% | 2.787% | 0.5903% | 47.7702 | 0 | 0 | 47.7702 | 0 | 41.4677 | 5.0182 | 8.2635 | 41.4677 | 5.0182 | 8.2635 | 48.4762 | 5.8663 | 8.2635 | 4.783% | 0.13097 | 0.12449 | 7626.107 | 388.5698 | 248.0646 | 6989.4726 | 7639.5217 | 0 | 0 | 7639.5217 | 0.001575%
2028 | 212 | 212-743R | Tier-2 | Tier-2---13 | 5--3 | 66 | 100% | 261.4279 | 97.06% | 2.12% | 0.8249% | 12.5596 | 0 | 0 | 12.5596 | 0 | 10.9026 | 0.4885 | 22.3187 | 10.9026 | 0.4885 | 22.3187 | 12.7452 | 0.57106 | 22.3187 | 4.804% | 0.11654 | 0.11078 | 2243.1612 | 103.5889 | 60.4407 | 2079.1316 | 2246.6012 | 0 | 0 | 2246.6012 | 0.0004142%
2028 | 212 | 212-758R | Tier-2 | Tier-2---8 | 5--4 | 209 | 100% | 1482.4618 | 97.27% | 2.316% | 0.4117% | 71.3804 | 0 | 0 | 71.3804 | 0 | 61.9628 | 1.5469 | 40.0561 | 61.9628 | 1.5469 | 40.0561 | 72.4352 | 1.8083 | 40.0561 | 4.815% | 0.1427 | 0.13564 | 10388.4417 | 533.566 | 267.0613 | 9587.8143 | 10403.1976 | 0 | 0 | 10403.1976 | 0.002354%
2028 | 212 | 212-773R | Tier-2 | Tier-2---5 | 5--4 | 425 | 100% | 2758.5667 | 95.78% | 3.96% | 0.2633% | 130.7823 | 0 | 0 | 130.7823 | 0 | 113.5276 | 3.1456 | 36.0908 | 113.5276 | 3.1456 | 36.0908 | 132.715 | 3.6773 | 36.0908 | 4.741% | 0.19881 | 0.18897 | 13875.2805 | 746.7621 | 538.2266 | 12590.2917 | 13905.797 | 0 | 0 | 13905.797 | 0.004313%
2028 | 212 | 212-799R | Tier-2 | Tier-2---10 | 5--4 | 108 | 100% | 1038.8005 | 97.12% | 2.539% | 0.3416% | 49.9395 | 0 | 0 | 49.9395 | 0 | 43.3507 | 0.79936 | 54.2321 | 43.3507 | 0.79936 | 54.2321 | 50.6775 | 0.93446 | 54.2321 | 4.807% | 0.12493 | 0.11875 | 8315.0604 | 411.6865 | 218.9209 | 7684.453 | 8327.5336 | 0 | 0 | 8327.5336 | 0.001647%
2028 | 212 | 212-880R | Tier-2 | Tier-2---16 | 5--2 | 113 | 100% | 104.9439 | 97.78% | 1.295% | 0.9224% | 5.0795 | 0 | 0 | 5.0795 | 0 | 4.4094 | 0.83636 | 5.2721 | 4.4094 | 0.83636 | 5.2721 | 5.1546 | 0.97772 | 5.2721 | 4.84% | 0.10736 | 0.10205 | 977.4994 | 42.0611 | 20.0248 | 915.4135 | 978.6283 | 0 | 0 | 978.6283 | 0.0001675%
2028 | 212 | 212-886R | Tier-2 | Tier-2---8 | 5--4 | 164 | 100% | 2163.5248 | 98.72% | 1.034% | 0.2463% | 105.7234 | 0 | 0 | 105.7234 | 0 | 91.7748 | 1.2138 | 75.6072 | 91.7748 | 1.2138 | 75.6072 | 107.2858 | 1.419 | 75.6072 | 4.887% | 0.18767 | 0.17838 | 11528.3958 | 592.0091 | 130.2023 | 10806.1843 | 11536.0822 | 0 | 0 | 11536.0822 | 0.003486%
2028 | 212 | 212-888R | Tier-2 | Tier-2---8 | 5--4 | 120 | 100% | 1471.0622 | 97.82% | 1.883% | 0.2988% | 71.2291 | 0 | 0 | 71.2291 | 0 | 61.8315 | 0.88817 | 69.6165 | 61.8315 | 0.88817 | 69.6165 | 72.2817 | 1.0383 | 69.6165 | 4.842% | 0.13116 | 0.12466 | 11216.1087 | 603.389 | 219.1134 | 10393.6063 | 11228.8506 | 0 | 0 | 11228.8506 | 0.002349%
2028 | 214 | 214-1122R | Tier-3 | Tier-3---3 | 5--5 | 1826 | 100% | 26281.1502 | 98.91% | 1.048% | 0.04591% | 1286.6839 | 0 | 0 | 1286.6839 | 0 | 1116.9255 | 13.515 | 82.6432 | 1116.9255 | 13.515 | 82.6432 | 1305.6986 | 15.7992 | 82.6432 | 4.896% | 0.26918 | 0.25585 | 97635.635 | 5011.5122 | 984.8064 | 91639.3164 | 97691.265 | 0 | 0 | 97691.265 | 0.04243%
2028 | 214 | 214-1135R | Tier-3 | Tier-3---6 | 4--5 | 979 | 100% | 6666.9216 | 99.41% | 0.4702% | 0.123% | 328.055 | 0 | 0 | 328.055 | 0 | 284.7731 | 7.246 | 39.3007 | 284.7731 | 7.246 | 39.3007 | 332.9031 | 8.4707 | 39.3007 | 4.921% | 0.090777 | 0.086284 | 73442.8498 | 4553.5888 | 482.5906 | 68406.6704 | 73465.5376 | 0 | 0 | 73465.5376 | 0.01082%
2028 | 214 | 214-17AE | Tier-3 | Tier-3---17 | 4--4 | 1960 | 100% | 484.0355 | 97.4% | 1.48% | 1.12% | 23.3369 | 0 | 0 | 23.3369 | 0 | 20.258 | 14.5068 | 1.3964 | 20.258 | 14.5068 | 1.3964 | 23.6818 | 16.9587 | 1.3964 | 4.821% | 0.071957 | 0.068395 | 6726.7702 | 365.2505 | 154.8548 | 6206.6649 | 6735.8769 | 0 | 0 | 6735.8769 | 0.0007696%
2028 | 214 | 214-4R | Tier-3 | Tier-3---17 | 4--4 | 966 | 100% | 400.1895 | 97.86% | 1.359% | 0.7809% | 19.3854 | 0 | 0 | 19.3854 | 0 | 16.8278 | 7.1498 | 2.3536 | 16.8278 | 7.1498 | 2.3536 | 19.6719 | 8.3582 | 2.3536 | 4.844% | 0.059676 | 0.056722 | 6706.0819 | 383.8314 | 129.2907 | 6192.9598 | 6713.5561 | 0 | 0 | 6713.5561 | 0.0006393%
2028 | 214 | 214-536R | Tier-3 | Tier-3---17 | 4--4 | 515 | 100% | 513.3291 | 98.71% | 0.8845% | 0.4005% | 25.0833 | 0 | 0 | 25.0833 | 0 | 21.7739 | 3.8117 | 5.7123 | 21.7739 | 3.8117 | 5.7123 | 25.454 | 4.456 | 5.7123 | 4.886% | 0.053744 | 0.051083 | 9551.4463 | 547.5853 | 232.0453 | 8771.8157 | 9557.8383 | 0 | 0 | 9557.8383 | 0.0008272%
2028 | 214 | 214-583R | Tier-3 | Tier-3---13 | 4--5 | 318 | 100% | 2208.3134 | 99.09% | 0.6816% | 0.2244% | 108.3212 | 0 | 0 | 108.3212 | 0 | 94.0298 | 2.3537 | 39.9505 | 94.0298 | 2.3537 | 39.9505 | 109.922 | 2.7515 | 39.9505 | 4.905% | 0.070413 | 0.066928 | 31362.296 | 1883.6813 | 422.1722 | 29056.4425 | 31377.0932 | 0 | 0 | 31377.0932 | 0.003572%
2028 | 214 | 214-613R | Tier-3 | Tier-3---14 | 5--3 | 1448 | 100% | 1721.769 | 85.69% | 14.07% | 0.2459% | 73.0294 | 0 | 0 | 73.0294 | 0 | 63.3943 | 10.7173 | 5.9151 | 63.3943 | 10.7173 | 5.9151 | 74.1087 | 12.5286 | 5.9151 | 4.242% | 0.43289 | 0.41146 | 3977.4025 | 197.1566 | 516.9968 | 3263.2491 | 4007.0485 | 0 | 0 | 4007.0485 | 0.002408%
2028 | 214 | 214-647R | Tier-3 | Tier-3---8 | 5--5 | 654 | 100% | 22354.3085 | 99.24% | 0.73% | 0.02701% | 1098.1613 | 0 | 0 | 1098.1613 | 0 | 953.2756 | 4.8405 | 196.9356 | 953.2756 | 4.8405 | 196.9356 | 1114.3901 | 5.6587 | 196.9356 | 4.913% | 0.23844 | 0.22663 | 93753.9152 | 4640.4334 | 647.6025 | 88465.8794 | 93790.8777 | 0 | 0 | 93790.8777 | 0.03621%
2028 | 215 | 215-1531R | Tier-2 | Tier-2---2 | 5--5 | 757 | 100% | 12702.4119 | 98.21% | 1.737% | 0.04837% | 617.5408 | 0 | 0 | 617.5408 | 0 | 536.0657 | 5.6029 | 95.6766 | 536.0657 | 5.6029 | 95.6766 | 626.6669 | 6.5498 | 95.6766 | 4.862% | 0.20291 | 0.19287 | 62600.9651 | 3773.3762 | 1033.6342 | 57793.9547 | 62659.1843 | 0 | 0 | 62659.1843 | 0.02036%
2028 | 215 | 215-1534R | Tier-2 | Tier-2---1 | 5--5 | 414 | 100% | 19489.7064 | 99% | 0.9737% | 0.02962% | 955.0614 | 0 | 0 | 955.0614 | 0 | 829.0555 | 3.0642 | 270.562 | 829.0555 | 3.0642 | 270.562 | 969.1753 | 3.5821 | 270.562 | 4.9% | 0.1982 | 0.18839 | 98331.2515 | 6096.0396 | 907.1497 | 91328.0622 | 98382.6286 | 0 | 0 | 98382.6286 | 0.03149%
2028 | 215 | 215-1544R | Tier-2 | Tier-2---8 | 5--4 | 153 | 100% | 1412.4296 | 98.09% | 1.785% | 0.1216% | 68.582 | 0 | 0 | 68.582 | 0 | 59.5336 | 1.1324 | 52.572 | 59.5336 | 1.1324 | 52.572 | 69.5955 | 1.3238 | 52.572 | 4.856% | 0.10891 | 0.10352 | 12968.9923 | 1067.1746 | 223.4801 | 11678.3376 | 12981.8719 | 0 | 0 | 12981.8719 | 0.002262%
2028 | 215 | 215-38R | Tier-3 | Tier-3---10 | 5--5 | 308 | 100% | 5434.8155 | 98.92% | 1.009% | 0.07406% | 266.1091 | 0 | 0 | 266.1091 | 0 | 231 | 2.2796 | 101.3316 | 231 | 2.2796 | 101.3316 | 270.0416 | 2.6649 | 101.3316 | 4.896% | 0.12528 | 0.11908 | 43381.3494 | 2695.9135 | 518.8073 | 40166.6286 | 43405.8232 | 0 | 0 | 43405.8232 | 0.008775%
2028 | 216 | 216-1859F | Tier-3 | Tier-3---4 | 5--5 | 489 | 100% | 14041.2877 | 99.19% | 0.7753% | 0.03948% | 689.3805 | 0 | 0 | 689.3805 | 0 | 598.4272 | 3.6193 | 165.3431 | 598.4272 | 3.6193 | 165.3431 | 699.5682 | 4.231 | 165.3431 | 4.91% | 0.15704 | 0.14927 | 89409.7822 | 5511.6035 | 666.6545 | 83231.5241 | 89447.7216 | 0 | 0 | 89447.7216 | 0.02273%
2028 | 216 | 216-220R | Tier-3 | Tier-3---20 | 1--5 | 10 | 100% | 71.2816 | 99.9% | 0% | 0.09987% | 3.5249 | 0 | 0 | 3.5249 | 0 | 3.0599 | 0.074014 | 41.3413 | 3.0599 | 0.074014 | 41.3413 | 3.577 | 0.086524 | 41.3413 | 4.945% | 0.000285 | 0.00027089 | 250110.7129 | 12944.4862 | 226.9057 | 236939.3211 | 250123.7212 | 0 | 0 | 250123.7212 | 0.0001162%
2028 | 217 | 217-41AE | Tier-2 | Tier-2---8 | 5--4 | 951 | 100% | 2013.5966 | 89.22% | 10.31% | 0.4697% | 88.9331 | 0 | 0 | 88.9331 | 0 | 77.1998 | 7.0388 | 10.9678 | 77.1998 | 7.0388 | 10.9678 | 90.2474 | 8.2284 | 10.9678 | 4.417% | 0.19664 | 0.1869 | 10240.1297 | 587.5443 | 1012.3349 | 8640.2505 | 10297.5917 | 0 | 0 | 10297.5917 | 0.002933%
2028 | 217 | 217-48AE | Tier-2 | Tier-2---8 | 5--4 | 793 | 100% | 2727.5845 | 87.85% | 11.78% | 0.3693% | 118.6108 | 0 | 0 | 118.6108 | 0 | 102.9619 | 5.8693 | 17.5423 | 102.9619 | 5.8693 | 17.5423 | 120.3637 | 6.8613 | 17.5423 | 4.349% | 0.20236 | 0.19234 | 13478.9252 | 762.7474 | 1447.8056 | 11268.3722 | 13564.2138 | 0 | 0 | 13564.2138 | 0.003911%
2028 | 217 | 217-835R | Tier-3 | Tier-3---5 | 5--5 | 1095 | 100% | 10686.9326 | 98.68% | 1.222% | 0.09479% | 522.0384 | 0 | 0 | 522.0384 | 0 | 453.1633 | 8.1046 | 55.9145 | 453.1633 | 8.1046 | 55.9145 | 529.7531 | 9.4743 | 55.9145 | 4.885% | 0.28412 | 0.27006 | 37613.7803 | 2195.3355 | 434.0984 | 34984.3464 | 37639.5702 | 0 | 0 | 37639.5702 | 0.01721%
2028 | 217 | 217-837R | Tier-3 | Tier-3---12 | 5--5 | 874 | 100% | 3657.1834 | 94.66% | 5.124% | 0.2164% | 171.362 | 0 | 0 | 171.362 | 0 | 148.7534 | 6.4689 | 22.9953 | 148.7534 | 6.4689 | 22.9953 | 173.8944 | 7.5622 | 22.9953 | 4.686% | 0.14269 | 0.13563 | 25630.0196 | 1643.4761 | 1395.4824 | 22591.0611 | 25701.3071 | 0 | 0 | 25701.3071 | 0.005651%
2028 | 217 | 217-972R | Tier-2 | Tier-2---8 | 5--4 | 976 | 100% | 1438.6594 | 90.88% | 8.66% | 0.4639% | 64.7163 | 0 | 0 | 64.7163 | 0 | 56.178 | 7.2238 | 7.7768 | 56.178 | 7.2238 | 7.7768 | 65.6727 | 8.4447 | 7.7768 | 4.498% | 0.18227 | 0.17325 | 7892.9777 | 484.1091 | 632.8848 | 6775.9839 | 7930.4807 | 0 | 0 | 7930.4807 | 0.002134%
2028 | 217 | 217-983R | Tier-3 | Tier-3---5 | 5--5 | 282 | 100% | 10116.9629 | 99.05% | 0.91% | 0.0405% | 496.0298 | 0 | 0 | 496.0298 | 0 | 430.5862 | 2.0872 | 206.2978 | 430.5862 | 2.0872 | 206.2978 | 503.3602 | 2.44 | 206.2978 | 4.903% | 0.2438 | 0.23173 | 41497.7937 | 2121.8511 | 363.6616 | 39012.281 | 41518.3345 | 0 | 0 | 41518.3345 | 0.01636%
2028 | 220 | 220-288R | Tier-3 | Tier-3---14 | 5--4 | 169 | 100% | 2198.6799 | 96.34% | 3.473% | 0.1901% | 104.8478 | 0 | 0 | 104.8478 | 0 | 91.0147 | 1.2508 | 72.7626 | 91.0147 | 1.2508 | 72.7626 | 106.3972 | 1.4623 | 72.7626 | 4.769% | 0.37523 | 0.35666 | 5859.515 | 279.6691 | 215.3273 | 5364.5186 | 5870.6934 | 0 | 0 | 5870.6934 | 0.003457%
2028 | 220 | 220-294R | Tier-3 | Tier-3---14 | 5--3 | 992 | 100% | 1925.8876 | 84.29% | 15.28% | 0.4298% | 80.3557 | 0 | 0 | 80.3557 | 0 | 69.754 | 7.3422 | 9.5004 | 69.754 | 7.3422 | 9.5004 | 81.5432 | 8.5832 | 9.5004 | 4.172% | 0.44397 | 0.422 | 4337.8466 | 198.6888 | 616.3589 | 3522.7989 | 4373.3345 | 0 | 0 | 4373.3345 | 0.00265%
2028 | 220 | 220-298R | Tier-3 | Tier-3---11 | 5--4 | 3231 | 100% | 3585.6314 | 89.37% | 10.06% | 0.5685% | 158.6214 | 0 | 0 | 158.6214 | 0 | 137.6937 | 23.9141 | 5.7579 | 137.6937 | 23.9141 | 5.7579 | 160.9655 | 27.9558 | 5.7579 | 4.424% | 0.50177 | 0.47693 | 7145.9975 | 283.7182 | 677.141 | 6185.1383 | 7185.5575 | 0 | 0 | 7185.5575 | 0.005231%
2028 | 221 | 221-1230F | Tier-3 | Tier-3---12 | 4--5 | 155 | 100% | 3690.9623 | 99.91% | 0% | 0.09183% | 182.5349 | 0 | 0 | 182.5349 | 0 | 158.4522 | 1.1472 | 138.1179 | 158.4522 | 1.1472 | 138.1179 | 185.2324 | 1.3411 | 138.1179 | 4.945% | 0.035843 | 0.034069 | 102975.2443 | 5653.9564 | 85.9024 | 97235.3856 | 102980.169 | 0 | 0 | 102980.169 | 0.006019%
2028 | 221 | 221-23R | Tier-3 | Tier-3---11 | 5--5 | 1090 | 100% | 3270.2376 | 92.16% | 7.656% | 0.1816% | 149.1897 | 0 | 0 | 149.1897 | 0 | 129.5064 | 8.0676 | 16.0527 | 129.5064 | 8.0676 | 16.0527 | 151.3944 | 9.4311 | 16.0527 | 4.562% | 0.19945 | 0.18957 | 16396.4914 | 1101.2475 | 1224.4612 | 14070.7826 | 16463.4153 | 0 | 0 | 16463.4153 | 0.00492%
2028 | 221 | 221-344R | Tier-3 | Tier-3---13 | 5--4 | 1687 | 100% | 2735.9283 | 96.11% | 3.605% | 0.2871% | 130.1577 | 0 | 0 | 130.1577 | 0 | 112.9854 | 12.4862 | 9.0488 | 112.9854 | 12.4862 | 9.0488 | 132.0812 | 14.5966 | 9.0488 | 4.757% | 0.2115 | 0.20103 | 12935.7823 | 697.0944 | 453.9009 | 11784.787 | 12962.0007 | 0 | 0 | 12962.0007 | 0.004292%
2028 | 221 | 221-35 | Tier-2 | Tier-2---10 | 5--3 | 17 | 100% | 710.3273 | 99.46% | 0.4791% | 0.06249% | 34.9708 | 0 | 0 | 34.9708 | 0 | 30.3569 | 0.12582 | 241.2637 | 30.3569 | 0.12582 | 241.2637 | 35.4876 | 0.14709 | 241.2637 | 4.923% | 0.17281 | 0.16425 | 4110.5569 | 223.7818 | 29.6305 | 3857.1446 | 4111.7163 | 0 | 0 | 4111.7163 | 0.001153%
2028 | 221 | 221-37AE | Tier-3 | Tier-3---11 | 5--5 | 1158 | 100% | 3934.7733 | 97.03% | 2.838% | 0.1358% | 188.9786 | 0 | 0 | 188.9786 | 0 | 164.0457 | 8.5709 | 19.1399 | 164.0457 | 8.5709 | 19.1399 | 191.7713 | 10.0194 | 19.1399 | 4.803% | 0.19925 | 0.18939 | 19747.6238 | 1157.9249 | 618.5884 | 17971.1105 | 19778.2099 | 0 | 0 | 19778.2099 | 0.006232%
2028 | 221 | 221-38AE | Tier-3 | Tier-3---17 | 5--3 | 157 | 100% | 318.0967 | 33.4% | 66.33% | 0.2755% | 5.2587 | 0 | 0 | 5.2587 | 0 | 4.5649 | 1.162 | 3.9284 | 4.5649 | 1.162 | 3.9284 | 5.3364 | 1.3584 | 3.9284 | 1.653% | 0.16917 | 0.1608 | 1880.3284 | 41.7922 | 1061.4721 | 777.0641 | 1945.5476 | 0 | 0 | 1945.5476 | 0.0001734%
2028 | 221 | 221-675R | Tier-2 | Tier-2---8 | 5--4 | 113 | 100% | 2055.424 | 99.51% | 0.3331% | 0.1572% | 101.2446 | 0 | 0 | 101.2446 | 0 | 87.8869 | 0.83636 | 105.0823 | 87.8869 | 0.83636 | 105.0823 | 102.7408 | 0.97772 | 105.0823 | 4.926% | 0.22072 | 0.20979 | 9312.3427 | 464.7372 | 113.1149 | 8734.4905 | 9314.7205 | 0 | 0 | 9314.7205 | 0.003339%
2028 | 221 | 221-6R | Tier-2 | Tier-2---5 | 5--5 | 7 | 100% | 3904.259 | 99.88% | 0.03221% | 0.0896% | 193.0254 | 0 | 0 | 193.0254 | 0 | 167.5586 | 0.05181 | 3234.0915 | 167.5586 | 0.05181 | 3234.0915 | 195.878 | 0.060567 | 3234.0915 | 4.944% | 0.21604 | 0.20535 | 18071.9767 | 963.9759 | 75.8685 | 17032.1323 | 18073.1232 | 0 | 0 | 18073.1232 | 0.006365%
2028 | 221 | 221-782R | Tier-3 | Tier-3---17 | 5--3 | 353 | 100% | 618.0174 | 98.68% | 0.7939% | 0.5237% | 30.1888 | 0 | 0 | 30.1888 | 0 | 26.2058 | 2.6127 | 10.0301 | 26.2058 | 2.6127 | 10.0301 | 30.6349 | 3.0543 | 10.0301 | 4.885% | 0.2472 | 0.23496 | 2500.0604 | 147.4846 | 27.966 | 2324.6098 | 2501.7759 | 0 | 0 | 2501.7759 | 0.0009955%
2028 | 221 | 221-788 | Tier-3 | Tier-3---12 | 5--5 | 367 | 100% | 4481.9143 | 99.45% | 0.5095% | 0.04337% | 220.6282 | 0 | 0 | 220.6282 | 0 | 191.5196 | 2.7163 | 70.5068 | 191.5196 | 2.7163 | 70.5068 | 223.8887 | 3.1754 | 70.5068 | 4.923% | 0.18975 | 0.18036 | 23620.3007 | 1552.9774 | 202.4159 | 21864.9074 | 23627.1015 | 0 | 0 | 23627.1015 | 0.007276%
2028 | 221 | 221-824 | Tier-3 | Tier-3---13 | 5--4 | 163 | 100% | 2324.2215 | 96.86% | 3.03% | 0.1069% | 111.4397 | 0 | 0 | 111.4397 | 0 | 96.7369 | 1.2064 | 80.1841 | 96.7369 | 1.2064 | 80.1841 | 113.0865 | 1.4103 | 80.1841 | 4.795% | 0.18396 | 0.17486 | 12634.0691 | 769.9433 | 369.3383 | 11494.7875 | 12654.7103 | 0 | 0 | 12654.7103 | 0.003675%
2028 | 222 | 222-1433R | Tier-3 | Tier-3---5 | 5--5 | 169 | 100% | 9617.9712 | 99.59% | 0.3681% | 0.03974% | 474.1478 | 0 | 0 | 474.1478 | 0 | 411.5912 | 1.2508 | 329.0508 | 411.5912 | 1.2508 | 329.0508 | 481.1548 | 1.4623 | 329.0508 | 4.93% | 0.37266 | 0.35421 | 25809.0958 | 1306.2972 | 94.555 | 24408.2437 | 25814.5777 | 0 | 0 | 25814.5777 | 0.01564%
2028 | 222 | 222-1503R | Tier-3 | Tier-3---15 | 5--4 | 514 | 100% | 1359.3953 | 95.15% | 4.696% | 0.1502% | 64.0292 | 0 | 0 | 64.0292 | 0 | 55.5815 | 3.8043 | 14.61 | 55.5815 | 3.8043 | 14.61 | 64.9754 | 4.4473 | 14.61 | 4.71% | 0.23465 | 0.22303 | 5793.3484 | 301.9788 | 270.539 | 5220.8305 | 5807.9691 | 0 | 0 | 5807.9691 | 0.002111%
2028 | 222 | 222-1523R | Tier-3 | Tier-3---7 | 5--5 | 2343 | 100% | 7406.689 | 96.62% | 3.25% | 0.1263% | 354.2524 | 0 | 0 | 354.2524 | 0 | 307.5141 | 17.3416 | 17.7328 | 307.5141 | 17.3416 | 17.7328 | 359.4875 | 20.2725 | 17.7328 | 4.783% | 0.26901 | 0.25569 | 27533.3002 | 1432.7814 | 864.0996 | 25236.4192 | 27581.7128 | 0 | 0 | 27581.7128 | 0.01168%
2028 | 222 | 222-1986R | Tier-3 | Tier-3---1 | 5--5 | 676 | 100% | 79194.3488 | 99.25% | 0.7305% | 0.01724% | 3890.8074 | 0 | 0 | 3890.8074 | 0 | 3377.4744 | 5.0034 | 675.0391 | 3377.4744 | 5.0034 | 675.0391 | 3948.3061 | 5.849 | 675.0391 | 4.913% | 0.41507 | 0.39452 | 190797.4815 | 11158.3549 | 1273.0385 | 178366.0881 | 190871.7807 | 0 | 0 | 190871.7807 | 0.1283%
2028 | 222 | 222-1988R | Tier-3 | Tier-3---11 | 5--4 | 13 | 100% | 3619.4356 | 99.27% | 0.7155% | 0.01673% | 177.8502 | 0 | 0 | 177.8502 | 0 | 154.3856 | 0.096219 | 1604.5265 | 154.3856 | 0.096219 | 1604.5265 | 180.4785 | 0.11248 | 1604.5265 | 4.914% | 0.34461 | 0.32755 | 10502.9479 | 509.7029 | 69.9812 | 9923.2638 | 10506.9529 | 0 | 0 | 10506.9529 | 0.005865%
2028 | 222 | 222-1990R | Tier-3 | Tier-3---1 | 5--5 | 375 | 100% | 45106.6401 | 99.63% | 0.3509% | 0.01982% | 2224.501 | 0 | 0 | 2224.501 | 0 | 1931.0119 | 2.7755 | 695.7244 | 1931.0119 | 2.7755 | 695.7244 | 2257.3749 | 3.2446 | 695.7244 | 4.932% | 0.41211 | 0.39171 | 109452.4885 | 5424.0865 | 426.9036 | 103601.4983 | 109473.6205 | 0 | 0 | 109473.6205 | 0.07336%
2028 | 222 | 222-1992R | Tier-3 | Tier-3---18 | 5--2 | 36 | 100% | 288.7705 | 86.56% | 13.18% | 0.2657% | 12.3725 | 0 | 0 | 12.3725 | 0 | 10.7401 | 0.26645 | 40.3079 | 10.7401 | 0.26645 | 40.3079 | 12.5553 | 0.31149 | 40.3079 | 4.285% | 0.22115 | 0.2102 | 1305.7642 | 59.3755 | 153.7229 | 1092.6658 | 1314.9061 | 0 | 0 | 1314.9061 | 0.000408%
2028 | 222 | 222-2013R | Tier-3 | Tier-3---7 | 5--5 | 1345 | 100% | 7426.9759 | 96.05% | 3.813% | 0.1383% | 353.11 | 0 | 0 | 353.11 | 0 | 306.5225 | 9.9549 | 30.791 | 306.5225 | 9.9549 | 30.791 | 358.3282 | 11.6374 | 30.791 | 4.754% | 0.27927 | 0.26545 | 26594.1155 | 1486.8089 | 949.5734 | 24157.7331 | 26648.8357 | 0 | 0 | 26648.8357 | 0.01164%
2028 | 222 | 222-2063 | Tier-3 | Tier-3---9 | 5--5 | 192 | 100% | 4859.7765 | 99.85% | 0.09452% | 0.05485% | 240.1996 | 0 | 0 | 240.1996 | 0 | 208.5089 | 1.4211 | 146.7259 | 208.5089 | 1.4211 | 146.7259 | 243.7493 | 1.6613 | 146.7259 | 4.943% | 0.23776 | 0.22599 | 20439.7717 | 1058.0128 | 26.4385 | 19355.3204 | 20441.3617 | 0 | 0 | 20441.3617 | 0.007921%
2028 | 222 | 222-2085 | Tier-3 | Tier-3---3 | 5--5 | 3380 | 100% | 16772.3082 | 96.7% | 3.181% | 0.1236% | 802.7939 | 0 | 0 | 802.7939 | 0 | 696.8774 | 25.0169 | 27.8563 | 696.8774 | 25.0169 | 27.8563 | 814.6577 | 29.245 | 27.8563 | 4.786% | 0.35117 | 0.33379 | 47761.3033 | 2740.017 | 1532.6307 | 43488.6556 | 47843.4976 | 0 | 0 | 47843.4976 | 0.02647%
2028 | 223 | 223-536R | Tier-2 | Tier-2---19 | 1--4 | 5 | 100% | 17.3686 | 98.33% | 0% | 1.666% | 0.84542 | 0 | 0 | 0.84542 | 0 | 0.73388 | 0.037007 | 19.8308 | 0.73388 | 0.037007 | 19.8308 | 0.85792 | 0.043262 | 19.8308 | 4.868% | 0.0018852 | 0.0017919 | 9213.1285 | 686.6485 | 141.1177 | 8385.3623 | 9221.1221 | 0 | 0 | 9221.1221 | 2.788e-05%
2028 | 230 | 230-1008R | Tier-2 | Tier-2---16 | 4--3 | 6 | 100% | 171.5883 | 99.37% | 0.4538% | 0.1789% | 8.4399 | 0 | 0 | 8.4399 | 0 | 7.3264 | 0.044409 | 164.9759 | 7.3264 | 0.044409 | 164.9759 | 8.5646 | 0.051914 | 164.9759 | 4.919% | 0.055697 | 0.05294 | 3080.7564 | 194.1723 | 43.3127 | 2843.2713 | 3081.7716 | 0 | 0 | 3081.7716 | 0.0002783%
2028 | 230 | 230-127AE | Tier-2 | Tier-2---7 | 5--5 | 997 | 100% | 2000.4654 | 94.98% | 4.641% | 0.3747% | 94.056 | 0 | 0 | 94.056 | 0 | 81.6467 | 7.3792 | 11.0644 | 81.6467 | 7.3792 | 11.0644 | 95.4459 | 8.6264 | 11.0644 | 4.702% | 0.093988 | 0.089336 | 21284.2191 | 1284.0751 | 990.3889 | 19009.7551 | 21339.8191 | 0 | 0 | 21339.8191 | 0.003102%
2028 | 230 | 230-133AE | Tier-2 | Tier-2---6 | 5--5 | 1487 | 100% | 6388.6939 | 98.26% | 1.615% | 0.1229% | 310.7459 | 0 | 0 | 310.7459 | 0 | 269.7477 | 11.0059 | 24.5093 | 269.7477 | 11.0059 | 24.5093 | 315.3382 | 12.8661 | 24.5093 | 4.864% | 0.095565 | 0.090834 | 66852.0974 | 3853.1493 | 1086.4397 | 61912.5084 | 66912.5857 | 0 | 0 | 66912.5857 | 0.01025%
2028 | 230 | 230-1586R | Tier-2 | Tier-2---7 | 4--5 | 942 | 100% | 2072.8837 | 91.06% | 8.635% | 0.3% | 93.4394 | 0 | 0 | 93.4394 | 0 | 81.1115 | 6.9722 | 11.6336 | 81.1115 | 6.9722 | 11.6336 | 94.8202 | 8.1505 | 11.6336 | 4.508% | 0.084625 | 0.080436 | 24494.9333 | 1384.72 | 2145.1757 | 20965.0376 | 24608.9164 | 0 | 0 | 24608.9164 | 0.003081%
2028 | 230 | 230-1606R | Tier-2 | Tier-2---11 | 4--4 | 284 | 100% | 536.3838 | 78.97% | 20.71% | 0.32% | 20.9668 | 0 | 0 | 20.9668 | 0 | 18.2006 | 2.102 | 8.6587 | 18.2006 | 2.102 | 8.6587 | 21.2767 | 2.4573 | 8.6587 | 3.909% | 0.062818 | 0.059709 | 8538.6965 | 437.3678 | 1660.0426 | 6441.2861 | 8632.2204 | 0 | 0 | 8632.2204 | 0.0006914%
2028 | 230 | 230-181 | Tier-2 | Tier-2---9 | 4--4 | 133 | 100% | 788.7224 | 98.19% | 1.606% | 0.2041% | 38.335 | 0 | 0 | 38.335 | 0 | 33.2772 | 0.98439 | 33.8049 | 33.2772 | 0.98439 | 33.8049 | 38.9015 | 1.1508 | 33.8049 | 4.86% | 0.063241 | 0.060111 | 12471.6541 | 782.4193 | 949.0175 | 10740.2174 | 12483.4125 | 0 | 0 | 12483.4125 | 0.001264%
2028 | 230 | 230-2060R | Tier-2 | Tier-2---4 | 4--5 | 791 | 100% | 3473.4554 | 97.68% | 2.135% | 0.1887% | 167.9415 | 0 | 0 | 167.9415 | 0 | 145.7841 | 5.8545 | 24.901 | 145.7841 | 5.8545 | 24.901 | 170.4233 | 6.844 | 24.901 | 4.835% | 0.088414 | 0.084038 | 39286.0822 | 2320.0349 | 850.2401 | 36115.8071 | 39333.6151 | 0 | 0 | 39333.6151 | 0.005538%
2028 | 230 | 230-2067 | Tier-2 | Tier-2---16 | 4--3 | 14 | 100% | 121.6067 | 92.98% | 6.845% | 0.1786% | 5.5967 | 0 | 0 | 5.5967 | 0 | 4.8583 | 0.10362 | 46.886 | 4.8583 | 0.10362 | 46.886 | 5.6795 | 0.12113 | 46.886 | 4.602% | 0.054619 | 0.051915 | 2226.4545 | 125.1839 | 142.6967 | 1958.574 | 2234.5983 | 0 | 0 | 2234.5983 | 0.0001846%
2028 | 230 | 230-371AE | Tier-2 | Tier-2---13 | 4--3 | 110 | 100% | 195.7251 | 81.71% | 17.81% | 0.4804% | 7.9168 | 0 | 0 | 7.9168 | 0 | 6.8723 | 0.81416 | 8.4409 | 6.8723 | 0.81416 | 8.4409 | 8.0338 | 0.95176 | 8.4409 | 4.045% | 0.059006 | 0.056085 | 3317.0375 | 182.5151 | 537.9757 | 2596.5467 | 3348.6257 | 0 | 0 | 3348.6257 | 0.0002611%
2028 | 231 | 231-1136R | Tier-2 | Tier-2---7 | 4--5 | 1015 | 100% | 2730.9177 | 98.3% | 1.373% | 0.325% | 132.8848 | 0 | 0 | 132.8848 | 0 | 115.3527 | 7.5125 | 15.3548 | 115.3527 | 7.5125 | 15.3548 | 134.8486 | 8.7822 | 15.3548 | 4.866% | 0.054655 | 0.051949 | 49966.8413 | 3802.7952 | 1680.0986 | 44483.9475 | 50011.031 | 0 | 0 | 50011.031 | 0.004382%
2028 | 231 | 231-1635R | Tier-2 | Tier-2---4 | 5--5 | 3357 | 100% | 5142.095 | 98.68% | 0.901% | 0.4182% | 251.176 | 0 | 0 | 251.176 | 0 | 218.0371 | 24.8466 | 8.7753 | 218.0371 | 24.8466 | 8.7753 | 254.8879 | 29.046 | 8.7753 | 4.885% | 0.11648 | 0.11071 | 44146.87 | 3399.863 | 647.3328 | 40099.6742 | 44177.1988 | 0 | 0 | 44177.1988 | 0.008283%
2028 | 232 | 232-40AE | Tier-2 | Tier-2---19 | 2--3 | 6 | 100% | 11.4297 | 0.4523% | 98.58% | 0.9661% | 0.0025592 | 0 | 0 | 0.0025592 | 0 | 0.0022216 | 0.044409 | 0.050026 | 0.0022216 | 0.044409 | 0.050026 | 0.002597 | 0.051914 | 0.050026 | 0.02239% | 0.0059544 | 0.0056597 | 1919.5436 | 3.0821 | 1745.9177 | 170.5438 | 2019.0571 | 0 | 0 | 2019.0571 | 8.439e-08%
2028 | 233 | 233-123R | Tier-2 | Tier-2---4 | 4--5 | 1436 | 100% | 3035.8045 | 98.84% | 0.8219% | 0.339% | 148.5278 | 0 | 0 | 148.5278 | 0 | 128.9318 | 10.6285 | 12.1308 | 128.9318 | 10.6285 | 12.1308 | 150.7228 | 12.4248 | 12.1308 | 4.893% | 0.06125 | 0.058219 | 49563.8317 | 3086.7129 | 653.5217 | 45823.5971 | 49593.7962 | 0 | 0 | 49593.7962 | 0.004898%
2028 | 233 | 233-41R | Tier-2 | Tier-2---9 | 4--5 | 475 | 100% | 718.991 | 97.57% | 1.357% | 1.072% | 34.7253 | 0 | 0 | 34.7253 | 0 | 30.1439 | 3.5157 | 8.5741 | 30.1439 | 3.5157 | 8.5741 | 35.2385 | 4.1099 | 8.5741 | 4.83% | 0.044487 | 0.042285 | 16161.8225 | 1280.6452 | 594.3266 | 14286.8507 | 16182.2721 | 0 | 0 | 16182.2721 | 0.001145%
2028 | 233 | 233-81F | Tier-2 | Tier-2---12 | 3--5 | 392 | 100% | 447.7794 | 94.96% | 4.349% | 0.694% | 21.0474 | 0 | 0 | 21.0474 | 0 | 18.2705 | 2.9014 | 6.2972 | 18.2705 | 2.9014 | 6.2972 | 21.3584 | 3.3917 | 6.2972 | 4.7% | 0.02204 | 0.020949 | 20316.8521 | 1331.0486 | 1007.3456 | 17978.4579 | 20370.2068 | 0 | 0 | 20370.2068 | 0.0006941%
2028 | 233 | 233-86F | Tier-2 | Tier-2---8 | 5--5 | 870 | 100% | 2341.6741 | 85.9% | 13.6% | 0.4998% | 99.5721 | 0 | 0 | 99.5721 | 0 | 86.435 | 6.4393 | 13.4231 | 86.435 | 6.4393 | 13.4231 | 101.0435 | 7.5276 | 13.4231 | 4.252% | 0.1204 | 0.11444 | 19449.7342 | 1103.1383 | 2517.3516 | 15829.2443 | 19592.5279 | 0 | 0 | 19592.5279 | 0.003284%
2028 | 234 | 234-48R | Tier-2 | Tier-2---4 | 4--5 | 1397 | 100% | 4939.3792 | 99.46% | 0.3916% | 0.1518% | 243.1707 | 0 | 0 | 243.1707 | 0 | 211.088 | 10.3398 | 20.4151 | 211.088 | 10.3398 | 20.4151 | 246.7643 | 12.0874 | 20.4151 | 4.923% | 0.047931 | 0.045559 | 103051.0114 | 8933.6439 | 586.3727 | 93530.9949 | 103080.1738 | 0 | 0 | 103080.1738 | 0.008019%
2028 | 235 | 235-897R | Tier-2 | Tier-2---5 | 5--5 | 250 | 100% | 4375.0381 | 88.63% | 11.27% | 0.1058% | 191.9337 | 0 | 0 | 191.9337 | 0 | 166.611 | 1.8504 | 90.0424 | 166.611 | 1.8504 | 90.0424 | 194.7701 | 2.1631 | 90.0424 | 4.387% | 0.1179 | 0.11206 | 37108.0419 | 2052.774 | 3945.6216 | 31109.6464 | 37327.8331 | 0 | 0 | 37327.8331 | 0.006329%
2028 | 235 | 235-899R | Tier-2 | Tier-2---1 | 5--5 | 738 | 100% | 23678.6611 | 98.37% | 1.593% | 0.04039% | 1152.9446 | 0 | 0 | 1152.9446 | 0 | 1000.831 | 5.4623 | 183.2264 | 1000.831 | 5.4623 | 183.2264 | 1169.9829 | 6.3855 | 183.2264 | 4.869% | 0.15496 | 0.14729 | 152800.2562 | 9665.8605 | 2471.9354 | 140662.4603 | 152930.2625 | 0 | 0 | 152930.2625 | 0.03802%
2028 | 236 | 236-1535R | Tier-3 | Tier-3---4 | 5--5 | 814 | 100% | 9719.0421 | 98.73% | 1.209% | 0.05836% | 474.9956 | 0 | 0 | 474.9956 | 0 | 412.3272 | 6.0248 | 68.4386 | 412.3272 | 6.0248 | 68.4386 | 482.0151 | 7.043 | 68.4386 | 4.887% | 0.12847 | 0.12211 | 75651.1712 | 5252.2726 | 904.2907 | 69494.6079 | 75701.1003 | 0 | 0 | 75701.1003 | 0.01566%
2028 | 236 | 236-1561R | Tier-3 | Tier-3---13 | 5--4 | 270 | 100% | 2823.5781 | 97.26% | 2.617% | 0.1213% | 135.9404 | 0 | 0 | 135.9404 | 0 | 118.0052 | 1.9984 | 59.0501 | 118.0052 | 1.9984 | 59.0501 | 137.9494 | 2.3361 | 59.0501 | 4.814% | 0.17766 | 0.16886 | 15893.5317 | 919.2321 | 396.0284 | 14578.2713 | 15916.1933 | 0 | 0 | 15916.1933 | 0.004483%
2028 | 236 | 236-1563R | Tier-3 | Tier-3---13 | 5--4 | 156 | 100% | 2260.6624 | 98.61% | 1.288% | 0.1052% | 110.3442 | 0 | 0 | 110.3442 | 0 | 95.786 | 1.1546 | 82.9585 | 95.786 | 1.1546 | 82.9585 | 111.9749 | 1.3498 | 82.9585 | 4.881% | 0.17215 | 0.16363 | 13131.72 | 763.8797 | 149.4721 | 12218.3681 | 13141.245 | 0 | 0 | 13141.245 | 0.003639%
2028 | 236 | 236-1567R | Tier-3 | Tier-3---10 | 5--5 | 513 | 100% | 5332.0037 | 98.07% | 1.841% | 0.0848% | 258.852 | 0 | 0 | 258.852 | 0 | 224.7004 | 3.7969 | 59.1793 | 224.7004 | 3.7969 | 59.1793 | 262.6774 | 4.4387 | 59.1793 | 4.855% | 0.18129 | 0.17232 | 29411.5902 | 2025.1187 | 523.1992 | 26863.2724 | 29441.0836 | 0 | 0 | 29441.0836 | 0.008536%
2028 | 236 | 236-1569R | Tier-3 | Tier-3---8 | 5--5 | 985 | 100% | 21222.9131 | 98.36% | 1.585% | 0.05121% | 1033.3462 | 0 | 0 | 1033.3462 | 0 | 897.0119 | 7.2904 | 123.0398 | 897.0119 | 7.2904 | 123.0398 | 1048.6171 | 8.5226 | 123.0398 | 4.869% | 0.21435 | 0.20374 | 99012.7753 | 5477.8522 | 1488.5467 | 92046.3763 | 99097.1397 | 0 | 0 | 99097.1397 | 0.03408%
2028 | 236 | 236-1573R | Tier-3 | Tier-3---7 | 5--5 | 252 | 100% | 6927.8558 | 97.84% | 2.089% | 0.06679% | 335.5367 | 0 | 0 | 335.5367 | 0 | 291.2678 | 1.8652 | 156.162 | 291.2678 | 1.8652 | 156.162 | 340.4953 | 2.1804 | 156.162 | 4.843% | 0.18488 | 0.17572 | 37473.1079 | 2383.2915 | 732.5482 | 34357.2682 | 37515.1746 | 0 | 0 | 37515.1746 | 0.01106%
2028 | 237 | 237-1761R | Tier-3 | Tier-3---12 | 5--5 | 112 | 100% | 3634.1464 | 99.4% | 0.4942% | 0.1098% | 178.8037 | 0 | 0 | 178.8037 | 0 | 155.2133 | 0.82896 | 187.2382 | 155.2133 | 0.82896 | 187.2382 | 181.4461 | 0.96907 | 187.2382 | 4.92% | 0.14935 | 0.14196 | 24332.6951 | 1370.783 | 132.2733 | 22829.6387 | 24340.349 | 0 | 0 | 24340.349 | 0.005896%
2028 | 237 | 237-1765R | Tier-3 | Tier-3---1 | 5--5 | 316 | 100% | 28249.2525 | 99.34% | 0.6358% | 0.01982% | 1389.1699 | 0 | 0 | 1389.1699 | 0 | 1205.8901 | 2.3389 | 515.5896 | 1205.8901 | 2.3389 | 515.5896 | 1409.6992 | 2.7341 | 515.5896 | 4.918% | 0.25909 | 0.24626 | 109034.6893 | 8324.9664 | 652.6676 | 100057.0553 | 109071.9184 | 0 | 0 | 109071.9184 | 0.04581%
2028 | 237 | 237-17R | Tier-2 | Tier-2---1 | 5--5 | 996 | 100% | 27080.7376 | 98.89% | 1.071% | 0.0369% | 1325.6439 | 0 | 0 | 1325.6439 | 0 | 1150.7453 | 7.3718 | 156.1002 | 1150.7453 | 7.3718 | 156.1002 | 1345.2344 | 8.6178 | 156.1002 | 4.895% | 0.15539 | 0.1477 | 174274.8137 | 11399.2241 | 1916.7846 | 160958.805 | 174375.3733 | 0 | 0 | 174375.3733 | 0.04371%
2028 | 237 | 237-26F | Tier-2 | Tier-2---10 | 5--4 | 81 | 100% | 663.2151 | 70.89% | 28.72% | 0.399% | 23.271 | 0 | 0 | 23.271 | 0 | 20.2007 | 0.59952 | 33.695 | 20.2007 | 0.59952 | 33.695 | 23.6149 | 0.70084 | 33.695 | 3.509% | 0.10897 | 0.10358 | 6086.0279 | 237.5195 | 1591.9327 | 4256.5758 | 6178.3065 | 0 | 0 | 6178.3065 | 0.0007674%
2028 | 237 | 237-28F | Tier-2 | Tier-2---7 | 5--5 | 35 | 100% | 2530.2255 | 98.83% | 1.116% | 0.05734% | 123.7762 | 0 | 0 | 123.7762 | 0 | 107.4458 | 0.25905 | 414.7678 | 107.4458 | 0.25905 | 414.7678 | 125.6054 | 0.30283 | 414.7678 | 4.892% | 0.10804 | 0.1027 | 23418.4293 | 1209.653 | 279.2604 | 21929.5159 | 23432.7427 | 0 | 0 | 23432.7427 | 0.004082%
2028 | 237 | 237-2R | Tier-3 | Tier-3---2 | 5--5 | 1029 | 100% | 30894.1234 | 99.11% | 0.8492% | 0.03898% | 1515.6765 | 0 | 0 | 1515.6765 | 0 | 1315.706 | 7.6161 | 172.7536 | 1315.706 | 7.6161 | 172.7536 | 1538.0753 | 8.9033 | 172.7536 | 4.906% | 0.18156 | 0.17257 | 170161.3668 | 15433.056 | 1414.3274 | 153313.9834 | 170240.0741 | 0 | 0 | 170240.0741 | 0.04998%
2028 | 237 | 237-30R | Tier-3 | Tier-3---1 | 5--5 | 1238 | 100% | 65515.492 | 98.93% | 1.038% | 0.03019% | 3208.3751 | 0 | 0 | 3208.3751 | 0 | 2785.0787 | 9.163 | 303.9488 | 2785.0787 | 9.163 | 303.9488 | 3255.7888 | 10.7116 | 303.9488 | 4.897% | 0.49249 | 0.46811 | 133030.3773 | 7577.9137 | 1285.1936 | 124167.2701 | 133104.3812 | 0 | 0 | 133104.3812 | 0.1058%
2028 | 239 | 239-2207R | Tier-3 | Tier-3---16 | 4--4 | 725 | 100% | 860.3234 | 98.08% | 1.495% | 0.4234% | 41.7689 | 0 | 0 | 41.7689 | 0 | 36.2581 | 5.366 | 6.7569 | 36.2581 | 5.366 | 6.7569 | 42.3861 | 6.273 | 6.7569 | 4.855% | 0.078224 | 0.074352 | 10998.2588 | 773.4899 | 185.1971 | 10039.5718 | 11009.2492 | 0 | 0 | 11009.2492 | 0.001377%
2028 | 239 | 239-2211R | Tier-3 | Tier-3---16 | 5--4 | 131 | 100% | 1585.1718 | 98.67% | 1.22% | 0.1095% | 77.4227 | 0 | 0 | 77.4227 | 0 | 67.2079 | 0.96959 | 69.3159 | 67.2079 | 0.96959 | 69.3159 | 78.5668 | 1.1335 | 69.3159 | 4.884% | 0.11902 | 0.11313 | 13318.69 | 748.7589 | 155.3385 | 12414.5926 | 13327.9127 | 0 | 0 | 13327.9127 | 0.002553%
2028 | 239 | 239-2213R | Tier-3 | Tier-3---15 | 5--4 | 504 | 100% | 1116.4705 | 96.46% | 3.23% | 0.3121% | 53.3076 | 0 | 0 | 53.3076 | 0 | 46.2745 | 3.7303 | 12.4049 | 46.2745 | 3.7303 | 12.4049 | 54.0954 | 4.3608 | 12.4049 | 4.775% | 0.1294 | 0.123 | 8627.7496 | 501.2225 | 328.5007 | 7798.0264 | 8643.666 | 0 | 0 | 8643.666 | 0.001758%
2028 | 239 | 239-2215R | Tier-3 | Tier-3---10 | 5--5 | 918 | 100% | 6268.6569 | 98.24% | 1.63% | 0.1302% | 304.8369 | 0 | 0 | 304.8369 | 0 | 264.6183 | 6.7945 | 38.9458 | 264.6183 | 6.7945 | 38.9458 | 309.3418 | 7.9429 | 38.9458 | 4.863% | 0.15408 | 0.14645 | 40685.5389 | 2527.5744 | 695.6728 | 37462.2917 | 40722.8328 | 0 | 0 | 40722.8328 | 0.01005%
2028 | 239 | 239-2217R | Tier-3 | Tier-3---16 | 4--4 | 635 | 100% | 1029.5673 | 69.27% | 30.42% | 0.3032% | 35.3035 | 0 | 0 | 35.3035 | 0 | 30.6457 | 4.6999 | 6.5205 | 30.6457 | 4.6999 | 6.5205 | 35.8252 | 5.4943 | 6.5205 | 3.429% | 0.073205 | 0.069582 | 14064.0898 | 633.3257 | 4082.9978 | 9347.7664 | 14289.1505 | 0 | 0 | 14289.1505 | 0.001164%
2028 | 239 | 239-89R | Tier-3 | Tier-3---17 | 4--4 | 65 | 100% | 376.4251 | 98.76% | 0.8388% | 0.4045% | 18.4014 | 0 | 0 | 18.4014 | 0 | 15.9736 | 0.48109 | 33.2027 | 15.9736 | 0.48109 | 33.2027 | 18.6733 | 0.5624 | 33.2027 | 4.888% | 0.064786 | 0.061579 | 5810.3033 | 364.0144 | 679.2912 | 4766.9976 | 5814.0653 | 0 | 0 | 5814.0653 | 0.0006068%
2028 | 240 | 240-1028R | Tier-2 | Tier-2---9 | 4--5 | 257 | 100% | 1181.5361 | 98.38% | 1.316% | 0.2998% | 57.5411 | 0 | 0 | 57.5411 | 0 | 49.9494 | 1.9022 | 26.2591 | 49.9494 | 1.9022 | 26.2591 | 58.3914 | 2.2237 | 26.2591 | 4.87% | 0.045174 | 0.042938 | 26155.1082 | 1950.1252 | 442.6644 | 23762.3186 | 26177.1159 | 0 | 0 | 26177.1159 | 0.001897%
2028 | 240 | 240-1044 | Tier-3 | Tier-3---16 | 4--4 | 110 | 100% | 791.3356 | 98.7% | 1.112% | 0.1837% | 38.6637 | 0 | 0 | 38.6637 | 0 | 33.5626 | 0.81416 | 41.2237 | 33.5626 | 0.81416 | 41.2237 | 39.2351 | 0.95176 | 41.2237 | 4.886% | 0.076308 | 0.072531 | 10370.2289 | 676.03 | 184.4385 | 9509.7604 | 10377.2245 | 0 | 0 | 10377.2245 | 0.001275%
2028 | 240 | 240-1148 | Tier-3 | Tier-3---17 | 4--4 | 98 | 100% | 376.72 | 96.88% | 2.523% | 0.5996% | 18.0654 | 0 | 0 | 18.0654 | 0 | 15.6819 | 0.72534 | 21.62 | 15.6819 | 0.72534 | 21.62 | 18.3323 | 0.84793 | 21.62 | 4.795% | 0.037482 | 0.035627 | 10050.6383 | 614.3795 | 265.2745 | 9170.9843 | 10066.9823 | 0 | 0 | 10066.9823 | 0.0005957%
2028 | 240 | 240-2004R | Tier-3 | Tier-3---12 | 5--5 | 971 | 100% | 4437.6588 | 97.91% | 1.769% | 0.321% | 215.0731 | 0 | 0 | 215.0731 | 0 | 186.6975 | 7.1868 | 25.9778 | 186.6975 | 7.1868 | 25.9778 | 218.2515 | 8.4015 | 25.9778 | 4.847% | 0.095775 | 0.091035 | 46334.0144 | 3458.4519 | 909.4055 | 41966.157 | 46384.4455 | 0 | 0 | 46384.4455 | 0.007092%
2028 | 240 | 240-2006R | Tier-3 | Tier-3---12 | 4--5 | 530 | 100% | 3742.5721 | 99.07% | 0.7558% | 0.1785% | 183.5266 | 0 | 0 | 183.5266 | 0 | 159.313 | 3.9228 | 40.6124 | 159.313 | 3.9228 | 40.6124 | 186.2387 | 4.5858 | 40.6124 | 4.904% | 0.06999 | 0.066526 | 53472.8025 | 3048.802 | 469.1943 | 49954.8062 | 53498.8189 | 0 | 0 | 53498.8189 | 0.006052%
2028 | 240 | 240-2032R | Tier-3 | Tier-3---12 | 5--5 | 549 | 100% | 3665.7351 | 96.82% | 2.929% | 0.2538% | 175.6782 | 0 | 0 | 175.6782 | 0 | 152.5001 | 4.0634 | 37.5302 | 152.5001 | 4.0634 | 37.5302 | 178.2744 | 4.7502 | 37.5302 | 4.792% | 0.12278 | 0.1167 | 29856.9037 | 1779.6717 | 868.2863 | 27208.9457 | 29906.3959 | 0 | 0 | 29906.3959 | 0.005793%
2028 | 242 | 242-1426F | Tier-2 | Tier-2---10 | 5--4 | 164 | 100% | 960.3446 | 65.96% | 33.81% | 0.2324% | 31.3551 | 0 | 0 | 31.3551 | 0 | 27.2182 | 1.2138 | 22.4233 | 27.2182 | 1.2138 | 22.4233 | 31.8184 | 1.419 | 22.4233 | 3.265% | 0.10724 | 0.10194 | 8954.7461 | 551.4319 | 2822.7975 | 5580.5167 | 9113.4933 | 0 | 0 | 9113.4933 | 0.001034%
2028 | 246 | 246-34R | Tier-3 | Tier-3---12 | 4--5 | 921 | 100% | 3387.0058 | 94.54% | 5.197% | 0.2577% | 158.5107 | 0 | 0 | 158.5107 | 0 | 137.5976 | 6.8167 | 20.1853 | 137.5976 | 6.8167 | 20.1853 | 160.8532 | 7.9688 | 20.1853 | 4.68% | 0.070488 | 0.066999 | 48050.8143 | 3484.7024 | 2545.4197 | 42020.6922 | 48187.325 | 0 | 0 | 48187.325 | 0.005227%
2028 | 247 | 247-46 | Tier-3 | Tier-3---16 | 4--5 | 333 | 100% | 1360.3328 | 92.51% | 7.186% | 0.3009% | 62.2952 | 0 | 0 | 62.2952 | 0 | 54.0763 | 2.4647 | 21.9405 | 54.0763 | 2.4647 | 21.9405 | 63.2158 | 2.8812 | 21.9405 | 4.579% | 0.045228 | 0.04299 | 30076.9614 | 1732.65 | 2090.3581 | 26253.9533 | 30194.2294 | 0 | 0 | 30194.2294 | 0.002054%
2028 | 247 | 247-48 | Tier-2 | Tier-2---16 | 3--3 | 19 | 100% | 105.2026 | 98.18% | 1.532% | 0.2854% | 5.1129 | 0 | 0 | 5.1129 | 0 | 4.4383 | 0.14063 | 31.5609 | 4.4383 | 0.14063 | 31.5609 | 5.1885 | 0.1644 | 31.5609 | 4.86% | 0.026216 | 0.024918 | 4012.9756 | 252.6865 | 61.3538 | 3698.9353 | 4016.7732 | 0 | 0 | 4016.7732 | 0.0001686%
2028 | 249 | 249-24R | Tier-3 | Tier-3---12 | 5--5 | 641 | 100% | 3753.23 | 95.85% | 3.876% | 0.273% | 178.0768 | 0 | 0 | 178.0768 | 0 | 154.5823 | 4.7443 | 32.5826 | 154.5823 | 4.7443 | 32.5826 | 180.7085 | 5.5462 | 32.5826 | 4.745% | 0.10094 | 0.09594 | 37183.961 | 2746.2949 | 1426.8186 | 33010.8475 | 37264.3032 | 0 | 0 | 37264.3032 | 0.005872%
2028 | 252 | 252-129 | Tier-2 | Tier-2---18 | 3--3 | 9 | 100% | 49.4853 | 86.66% | 6.71% | 6.626% | 2.1229 | 0 | 0 | 2.1229 | 0 | 1.8428 | 0.066613 | 27.664 | 1.8428 | 0.066613 | 27.664 | 2.1542 | 0.077871 | 27.664 | 4.29% | 0.02391 | 0.022726 | 2069.6845 | 157.0487 | 250.675 | 1661.9608 | 2084.0584 | 0 | 0 | 2084.0584 | 7e-05%
2028 | 283 | 283-55R | Tier-3 | Tier-3---9 | 5--5 | 81 | 100% | 5299.6344 | 98.55% | 1.37% | 0.07601% | 258.5396 | 0 | 0 | 258.5396 | 0 | 224.4292 | 0.59952 | 374.3501 | 224.4292 | 0.59952 | 374.3501 | 262.3603 | 0.70084 | 374.3501 | 4.878% | 0.20157 | 0.19159 | 26291.5727 | 1578.5747 | 367.1447 | 24345.8532 | 26311.366 | 0 | 0 | 26311.366 | 0.008526%
2028 | 283 | 283-71F | Tier-3 | Tier-3---13 | 5--4 | 245 | 100% | 2013.5901 | 87.8% | 12.03% | 0.1689% | 87.5136 | 0 | 0 | 87.5136 | 0 | 75.9675 | 1.8134 | 41.8934 | 75.9675 | 1.8134 | 41.8934 | 88.8068 | 2.1198 | 41.8934 | 4.346% | 0.19011 | 0.1807 | 10591.4545 | 557.9915 | 1165.201 | 8868.2619 | 10658.7421 | 0 | 0 | 10658.7421 | 0.002886%
2028 | 288 | 288-149R | Tier-2 | Tier-2---12 | 3--5 | 4 | 100% | 481.2843 | 94.31% | 4.95% | 0.7414% | 22.4677 | 0 | 0 | 22.4677 | 0 | 19.5034 | 0.029606 | 658.7699 | 19.5034 | 0.029606 | 658.7699 | 22.7997 | 0.034609 | 658.7699 | 4.668% | 0.02124 | 0.020188 | 22659.7646 | 1431.5945 | 1401.7291 | 19826.4409 | 22726.928 | 0 | 0 | 22726.928 | 0.0007409%
2028 | 288 | 288-2375R | Tier-2 | Tier-2---19 | 2--4 | 9 | 100% | 41.8014 | 98.23% | 1.253% | 0.5152% | 2.0326 | 0 | 0 | 2.0326 | 0 | 1.7644 | 0.066613 | 26.4875 | 1.7644 | 0.066613 | 26.4875 | 2.0626 | 0.077871 | 26.4875 | 4.862% | 0.0067116 | 0.0063794 | 6228.2316 | 404.3218 | 163.6113 | 5660.2985 | 6233.9673 | 0 | 0 | 6233.9673 | 6.703e-05%
2028 | 288 | 288-2380F | Tier-2 | Tier-2---12 | 4--5 | 329 | 100% | 550.61 | 92.88% | 6.93% | 0.1872% | 25.3153 | 0 | 0 | 25.3153 | 0 | 21.9753 | 2.4351 | 9.0245 | 21.9753 | 2.4351 | 9.0245 | 25.6894 | 2.8466 | 9.0245 | 4.598% | 0.030344 | 0.028842 | 18145.5978 | 1033.7393 | 1202.5384 | 15909.3201 | 18212.8585 | 0 | 0 | 18212.8585 | 0.0008348%
2028 | 296 | 296-68F | Tier-2 | Tier-2---21 | 1--2 | 44 | 100% | 3.2301 | 78.97% | 0% | 21.03% | 0.12626 | 0 | 0 | 0.12626 | 0 | 0.1096 | 0.32566 | 0.33655 | 0.1096 | 0.32566 | 0.33655 | 0.12813 | 0.3807 | 0.33655 | 3.909% | 0.0027146 | 0.0025802 | 1189.8836 | 167.1479 | 356.0476 | 666.6881 | 1202.9164 | 0 | 0 | 1202.9164 | 4.164e-06%
2028 | 300 | 300-483F | Tier-2 | Tier-2---12 | 3--5 | 4 | 100% | 458.7821 | 99.48% | 0% | 0.5194% | 22.5918 | 0 | 0 | 22.5918 | 0 | 19.6111 | 0.029606 | 662.4088 | 19.6111 | 0.029606 | 662.4088 | 22.9256 | 0.034609 | 662.4088 | 4.924% | 0.018397 | 0.017486 | 24937.8732 | 2129.049 | 117.6547 | 22691.1695 | 24944.6182 | 0 | 0 | 24944.6182 | 0.000745%
2028 | 300 | 300-484F | Tier-2 | Tier-2---9 | 4--5 | 129 | 100% | 754.1323 | 92.41% | 6.882% | 0.7076% | 34.4965 | 0 | 0 | 34.4965 | 0 | 29.9452 | 0.95479 | 31.3632 | 29.9452 | 0.95479 | 31.3632 | 35.0063 | 1.1162 | 31.3632 | 4.574% | 0.039922 | 0.037946 | 18890.1433 | 1189.4361 | 2104.6022 | 15596.105 | 18964.8043 | 0 | 0 | 18964.8043 | 0.001138%
2028 | 307 | 307-1538F | Tier-2 | Tier-2---7 | 5--5 | 249 | 100% | 2407.2332 | 91.07% | 8.863% | 0.06623% | 108.5181 | 0 | 0 | 108.5181 | 0 | 94.2008 | 1.843 | 51.1139 | 94.2008 | 1.843 | 51.1139 | 110.1218 | 2.1544 | 51.1139 | 4.508% | 0.10098 | 0.09598 | 23839.1374 | 1161.7116 | 1913.71 | 20763.7158 | 23949.9932 | 0 | 0 | 23949.9932 | 0.003579%
2028 | 307 | 307-234R | Tier-2 | Tier-2---4 | 5--5 | 590 | 100% | 4762.848 | 95.55% | 4.384% | 0.07015% | 225.2596 | 0 | 0 | 225.2596 | 0 | 195.54 | 4.3669 | 44.7783 | 195.54 | 4.3669 | 44.7783 | 228.5885 | 5.1049 | 44.7783 | 4.73% | 0.11001 | 0.10456 | 43295.9421 | 2235.6738 | 1794.1526 | 39266.1157 | 43396.3748 | 0 | 0 | 43396.3748 | 0.007428%
2028 | 308 | 308-485AE | Tier-2 | Tier-2---15 | 4--3 | 5 | 100% | 157.9773 | 2.775% | 96.6% | 0.6237% | 0.217 | 0 | 0 | 0.217 | 0 | 0.18837 | 0.037007 | 5.09 | 0.18837 | 0.037007 | 5.09 | 0.2202 | 0.043262 | 5.09 | 0.1374% | 0.034738 | 0.033018 | 4547.6785 | 18.1382 | 4090.2999 | 439.2404 | 4777.9399 | 0 | 0 | 4777.9399 | 7.156e-06%
2028 | 308 | 308-563AE | Tier-2 | Tier-2---18 | 4--3 | 20 | 100% | 95.5263 | 19.37% | 79.9% | 0.729% | 0.91613 | 0 | 0 | 0.91613 | 0 | 0.79526 | 0.14803 | 5.3723 | 0.79526 | 0.14803 | 5.3723 | 0.92967 | 0.17305 | 5.3723 | 0.959% | 0.03316 | 0.031518 | 2880.805 | 81.2813 | 2130.9308 | 668.5929 | 3001.7645 | 0 | 0 | 3001.7645 | 3.021e-05%
2028 | 311 | 311-1163F | Tier-2 | Tier-2---18 | 3--3 | 4 | 100% | 46.1951 | 84.69% | 14.76% | 0.5474% | 1.9366 | 0 | 0 | 1.9366 | 0 | 1.6811 | 0.029606 | 56.7837 | 1.6811 | 0.029606 | 56.7837 | 1.9653 | 0.034609 | 56.7837 | 4.192% | 0.018623 | 0.017701 | 2480.5668 | 135.3403 | 1292.4644 | 1052.7621 | 2500.341 | 0 | 0 | 2500.341 | 6.386e-05%
2028 | 311 | 311-1199 | Tier-2 | Tier-2---20 | 3--2 | 32 | 100% | 15.6056 | 49.38% | 48.09% | 2.529% | 0.38147 | 0 | 0 | 0.38147 | 0 | 0.33114 | 0.23685 | 1.3981 | 0.33114 | 0.23685 | 1.3981 | 0.38711 | 0.27688 | 1.3981 | 2.444% | 0.018336 | 0.017428 | 851.1013 | 34.5086 | 499.3326 | 317.2601 | 873.5365 | 0 | 0 | 873.5365 | 1.258e-05%
2028 | 311 | 311-14R | Tier-2 | Tier-2---14 | 3--4 | 26 | 100% | 278.652 | 16.28% | 83.57% | 0.1501% | 2.2455 | 0 | 0 | 2.2455 | 0 | 1.9492 | 0.19244 | 10.1293 | 1.9492 | 0.19244 | 10.1293 | 2.2787 | 0.22496 | 10.1293 | 0.8058% | 0.018935 | 0.017998 | 14715.9264 | 172.6193 | 12298.8098 | 2244.4973 | 15357.5365 | 0 | 0 | 15357.5365 | 7.405e-05%
2028 | 311 | 311-43 | Tier-2 | Tier-2---15 | 3--4 | 262 | 100% | 159.8581 | 2.339% | 95.81% | 1.853% | 0.18508 | 0 | 0 | 0.18508 | 0 | 0.16067 | 1.9392 | 0.082852 | 0.16067 | 1.9392 | 0.082852 | 0.18782 | 2.2669 | 0.082852 | 0.1158% | 0.027937 | 0.026554 | 5722.0498 | 11.5831 | 5135.5481 | 574.9186 | 6013.0719 | 0 | 0 | 6013.0719 | 6.103e-06%
2028 | 312 | 312-14F | Tier-2 | Tier-2---14 | 3--4 | 38 | 100% | 202.1236 | 0.1514% | 99.59% | 0.26% | 0.015143 | 0 | 0 | 0.015143 | 0 | 0.013145 | 0.28125 | 0.046738 | 0.013145 | 0.28125 | 0.046738 | 0.015367 | 0.32879 | 0.046738 | 0.007492% | 0.018868 | 0.017934 | 10712.5091 | 14.4007 | 9656.8656 | 1041.2427 | 11269.5492 | 0 | 0 | 11269.5492 | 4.994e-07%
2028 | 315 | 315-485AE | Tier-2 | Tier-2---14 | 2--5 | 323 | 100% | 209.8559 | 99.5% | 0% | 0.498% | 10.3361 | 0 | 0 | 10.3361 | 0 | 8.9724 | 2.3907 | 3.7531 | 8.9724 | 2.3907 | 3.7531 | 10.4889 | 2.7947 | 3.7531 | 4.925% | 0.00637 | 0.0060547 | 32944.4153 | 9136.3077 | 189.8424 | 23618.2652 | 32952.9593 | 0 | 0 | 32952.9593 | 0.0003408%
2028 | 350 | 350-2182R | Tier-2 | Tier-2---13 | 4--3 | 18 | 100% | 302.428 | 99.27% | 0.6612% | 0.06922% | 14.8608 | 0 | 0 | 14.8608 | 0 | 12.9002 | 0.13323 | 96.8293 | 12.9002 | 0.13323 | 96.8293 | 15.0805 | 0.15574 | 96.8293 | 4.914% | 0.068991 | 0.065576 | 4383.5865 | 235.806 | 28.4753 | 4119.3053 | 4385.2539 | 0 | 0 | 4385.2539 | 0.0004901%
2028 | 350 | 350-2188R | Tier-2 | Tier-2---5 | 5--5 | 1796 | 100% | 3602.0119 | 95.48% | 4.084% | 0.4314% | 170.2488 | 0 | 0 | 170.2488 | 0 | 147.7871 | 13.293 | 11.1177 | 147.7871 | 13.293 | 11.1177 | 172.7648 | 15.5397 | 11.1177 | 4.726% | 0.15121 | 0.14373 | 23821.2544 | 1424.0323 | 987.3799 | 21409.8422 | 23877.2694 | 0 | 0 | 23877.2694 | 0.005614%
2028 | 350 | 350-2192R | Tier-2 | Tier-2---2 | 5--5 | 2181 | 100% | 13871.6222 | 98.14% | 1.698% | 0.1643% | 673.8553 | 0 | 0 | 673.8553 | 0 | 584.9503 | 16.1425 | 36.2365 | 584.9503 | 16.1425 | 36.2365 | 683.8136 | 18.8708 | 36.2365 | 4.858% | 0.18928 | 0.17991 | 73287.5708 | 4711.7972 | 1323.9814 | 67251.7922 | 73358.6632 | 0 | 0 | 73358.6632 | 0.02222%
2028 | 350 | 350-2196R | Tier-2 | Tier-2---5 | 5--5 | 2656 | 100% | 5570.6857 | 96.99% | 2.589% | 0.4237% | 267.4423 | 0 | 0 | 267.4423 | 0 | 232.1573 | 19.6582 | 11.8097 | 232.1573 | 19.6582 | 11.8097 | 271.3946 | 22.9807 | 11.8097 | 4.801% | 0.19915 | 0.18929 | 27972.7323 | 1828.1512 | 784.4184 | 25360.1626 | 28016.6156 | 0 | 0 | 28016.6156 | 0.008819%
2028 | 350 | 350-2201R | Tier-3 | Tier-3---4 | 5--5 | 1091 | 100% | 13521.7454 | 99.28% | 0.6466% | 0.06915% | 664.5359 | 0 | 0 | 664.5359 | 0 | 576.8605 | 8.075 | 71.438 | 576.8605 | 8.075 | 71.438 | 674.3565 | 9.4397 | 71.438 | 4.915% | 0.1241 | 0.11796 | 108955.4795 | 7800.4897 | 724.3656 | 100430.6241 | 108996.0903 | 0 | 0 | 108996.0903 | 0.02191%
2028 | 350 | 350-41R | Tier-2 | Tier-2---3 | 5--5 | 1620 | 100% | 11201.3889 | 98.88% | 1.023% | 0.1021% | 548.2325 | 0 | 0 | 548.2325 | 0 | 475.9015 | 11.9903 | 39.6904 | 475.9015 | 11.9903 | 39.6904 | 556.3343 | 14.0168 | 39.6904 | 4.894% | 0.12896 | 0.12258 | 86857.3847 | 6899.4834 | 1125.7731 | 78832.1281 | 86908.2599 | 0 | 0 | 86908.2599 | 0.01808%
2028 | 351 | 351-819R | Tier-2 | Tier-2---1 | 5--5 | 1027 | 100% | 23517.4276 | 99.25% | 0.716% | 0.03401% | 1155.3817 | 0 | 0 | 1155.3817 | 0 | 1002.9466 | 7.6013 | 131.9444 | 1002.9466 | 7.6013 | 131.9444 | 1172.456 | 8.886 | 131.9444 | 4.913% | 0.14376 | 0.13664 | 163589.7091 | 16623.6975 | 1146.1775 | 145819.834 | 163653.6056 | 0 | 0 | 163653.6056 | 0.0381%
2028 | 351 | 351-871R | Tier-3 | Tier-3---6 | 5--5 | 222 | 100% | 9144.3124 | 99.73% | 0.2371% | 0.03256% | 451.4229 | 0 | 0 | 451.4229 | 0 | 391.8645 | 1.6431 | 238.4879 | 391.8645 | 1.6431 | 238.4879 | 458.094 | 1.9208 | 238.4879 | 4.937% | 0.11468 | 0.109 | 79737.0821 | 3947.9048 | 194.739 | 75594.4383 | 79748.2799 | 0 | 0 | 79748.2799 | 0.01489%
2028 | 352 | 352-27R | Tier-3 | Tier-3---2 | 5--5 | 1531 | 100% | 18614.1823 | 99.36% | 0.5928% | 0.04664% | 915.5099 | 0 | 0 | 915.5099 | 0 | 794.7222 | 11.3316 | 70.1332 | 794.7222 | 11.3316 | 70.1332 | 929.0394 | 13.2468 | 70.1332 | 4.918% | 0.11814 | 0.11229 | 157566.7738 | 12769.0481 | 931.5035 | 143866.2223 | 157619.2477 | 0 | 0 | 157619.2477 | 0.03019%
2028 | 353 | 353-1429R | Tier-2 | Tier-2---6 | 5--5 | 1034 | 100% | 9221.8022 | 97.49% | 2.457% | 0.05523% | 445.0117 | 0 | 0 | 445.0117 | 0 | 386.2992 | 7.6531 | 50.4762 | 386.2992 | 7.6531 | 50.4762 | 451.5881 | 8.9466 | 50.4762 | 4.826% | 0.12141 | 0.1154 | 75954.4937 | 7030.6458 | 1796.1724 | 67127.6756 | 76053.8635 | 0 | 0 | 76053.8635 | 0.01467%
2028 | 353 | 353-593F | Tier-2 | Tier-2---7 | 5--5 | 340 | 100% | 2519.0591 | 99.18% | 0.76% | 0.05848% | 123.6728 | 0 | 0 | 123.6728 | 0 | 107.356 | 2.5165 | 42.661 | 107.356 | 2.5165 | 42.661 | 125.5004 | 2.9418 | 42.661 | 4.909% | 0.10537 | 0.10016 | 23906.1611 | 1223.3222 | 175.0584 | 22507.7804 | 23916.3516 | 0 | 0 | 23916.3516 | 0.004078%
2028 | 353 | 353-594F | Tier-2 | Tier-2---7 | 5--5 | 60 | 100% | 2215.6498 | 99.93% | 0.02983% | 0.0378% | 109.6005 | 0 | 0 | 109.6005 | 0 | 95.1404 | 0.44409 | 214.2383 | 95.1404 | 0.44409 | 214.2383 | 111.2202 | 0.51914 | 214.2383 | 4.947% | 0.10216 | 0.097099 | 21688.8427 | 1103.6586 | 13.4163 | 20571.7678 | 21689.6065 | 0 | 0 | 21689.6065 | 0.003614%
2028 | 353 | 353-900F | Tier-2 | Tier-2---8 | 5--5 | 143 | 100% | 1991.3582 | 88.69% | 11.27% | 0.03442% | 87.4279 | 0 | 0 | 87.4279 | 0 | 75.8931 | 1.0584 | 71.7051 | 75.8931 | 1.0584 | 71.7051 | 88.7199 | 1.2373 | 71.7051 | 4.39% | 0.10085 | 0.09586 | 19745.2341 | 886.6093 | 2040.7127 | 16817.9121 | 19861.49 | 0 | 0 | 19861.49 | 0.002883%
2028 | 353 | 353-901F | Tier-2 | Tier-2---4 | 5--5 | 150 | 100% | 4555.6189 | 94.3% | 5.656% | 0.04182% | 212.6544 | 0 | 0 | 212.6544 | 0 | 184.5979 | 1.1102 | 166.272 | 184.5979 | 1.1102 | 166.272 | 215.797 | 1.2979 | 166.272 | 4.668% | 0.10618 | 0.10093 | 42903.6289 | 2997.2951 | 2229.1196 | 37677.2142 | 43030.9365 | 0 | 0 | 43030.9365 | 0.007013%
2028 | 353 | 353-902F | Tier-2 | Tier-2---11 | 5--3 | 30 | 100% | 465.1006 | 62.84% | 37.09% | 0.07221% | 14.4673 | 0 | 0 | 14.4673 | 0 | 12.5585 | 0.22204 | 56.5589 | 12.5585 | 0.22204 | 56.5589 | 14.6811 | 0.25957 | 56.5589 | 3.111% | 0.098854 | 0.093961 | 4704.9245 | 153.014 | 1593.6445 | 2958.266 | 4795.9754 | 0 | 0 | 4795.9754 | 0.0004771%
2028 | 353 | 353-904R | Tier-2 | Tier-2---3 | 5--5 | 484 | 100% | 13534.4067 | 99.43% | 0.528% | 0.03951% | 666.1513 | 0 | 0 | 666.1513 | 0 | 578.2628 | 3.5823 | 161.4223 | 578.2628 | 3.5823 | 161.4223 | 675.9958 | 4.1877 | 161.4223 | 4.922% | 0.12577 | 0.11955 | 107611.5054 | 6762.2295 | 951.3386 | 99897.9374 | 107643.3077 | 0 | 0 | 107643.3077 | 0.02197%
2028 | 354 | 354-1706R | Tier-2 | Tier-2---1 | 5--5 | 1235 | 100% | 20510.2592 | 99.17% | 0.7728% | 0.06052% | 1006.7977 | 0 | 0 | 1006.7977 | 0 | 873.9661 | 9.1408 | 95.6117 | 873.9661 | 9.1408 | 95.6117 | 1021.6763 | 10.6857 | 95.6117 | 4.909% | 0.13939 | 0.13249 | 147143.8192 | 11695.5249 | 1352.7634 | 134095.5309 | 147207.6742 | 0 | 0 | 147207.6742 | 0.0332%
2028 | 354 | 354-24AE | Tier-2 | Tier-2---4 | 4--5 | 236 | 100% | 3653.654 | 88.54% | 11.39% | 0.07412% | 160.1222 | 0 | 0 | 160.1222 | 0 | 138.9965 | 1.7467 | 79.5748 | 138.9965 | 1.7467 | 79.5748 | 162.4885 | 2.042 | 79.5748 | 4.383% | 0.080555 | 0.076567 | 45356.2427 | 2136.2059 | 4816.4156 | 38403.6212 | 45627.0334 | 0 | 0 | 45627.0334 | 0.00528%
2028 | 355 | 355-41R | Tier-2 | Tier-2---6 | 4--5 | 587 | 100% | 7500.5861 | 98.5% | 1.439% | 0.05987% | 365.7128 | 0 | 0 | 365.7128 | 0 | 317.4625 | 4.3446 | 73.0698 | 317.4625 | 4.3446 | 73.0698 | 371.1173 | 5.0789 | 73.0698 | 4.876% | 0.092253 | 0.087687 | 81304.346 | 4273.0126 | 1113.8309 | 75917.5024 | 81367.8246 | 0 | 0 | 81367.8246 | 0.01206%
2028 | 355 | 355-6R | Tier-2 | Tier-2---7 | 4--5 | 253 | 100% | 1698.7097 | 79.94% | 19.99% | 0.07228% | 67.2176 | 0 | 0 | 67.2176 | 0 | 58.3493 | 1.8726 | 31.1601 | 58.3493 | 1.8726 | 31.1601 | 68.211 | 2.1891 | 31.1601 | 3.957% | 0.074333 | 0.070654 | 22852.699 | 968.4345 | 4228.7096 | 17655.5548 | 23091.4486 | 0 | 0 | 23091.4486 | 0.002217%
2028 | 356 | 356-16R | Tier-2 | Tier-2---4 | 4--5 | 403 | 100% | 5437.4375 | 98.14% | 1.781% | 0.0775% | 264.1505 | 0 | 0 | 264.1505 | 0 | 229.2998 | 2.9828 | 76.8745 | 229.2998 | 2.9828 | 76.8745 | 268.0541 | 3.4869 | 76.8745 | 4.858% | 0.090754 | 0.086262 | 59914.026 | 4577.5093 | 1354.7623 | 53981.7544 | 59972.0203 | 0 | 0 | 59972.0203 | 0.008711%
2028 | 356 | 356-19R | Tier-3 | Tier-3---8 | 5--5 | 1342 | 100% | 16012.7864 | 97.76% | 2.145% | 0.09187% | 774.9006 | 0 | 0 | 774.9006 | 0 | 672.6642 | 9.9327 | 67.7219 | 672.6642 | 9.9327 | 67.7219 | 786.3521 | 11.6115 | 67.7219 | 4.839% | 0.16775 | 0.15945 | 95453.8626 | 6567.3724 | 2023.3951 | 86863.0951 | 95565.0716 | 0 | 0 | 95565.0716 | 0.02555%
2028 | 356 | 356-30AE | Tier-3 | Tier-3---6 | 5--5 | 1273 | 100% | 9294.6751 | 95.41% | 4.438% | 0.1505% | 438.9762 | 0 | 0 | 438.9762 | 0 | 381.0599 | 9.422 | 40.4435 | 381.0599 | 9.422 | 40.4435 | 445.4634 | 11.0145 | 40.4435 | 4.723% | 0.14106 | 0.13408 | 65892.3901 | 4765.339 | 2823.4514 | 58303.5997 | 66049.8398 | 0 | 0 | 66049.8398 | 0.01448%
2028 | 357 | 357-1147R | Tier-2 | Tier-2---10 | 5--4 | 49 | 100% | 1251.1758 | 99.06% | 0.8754% | 0.0621% | 61.3526 | 0 | 0 | 61.3526 | 0 | 53.258 | 0.36267 | 146.8495 | 53.258 | 0.36267 | 146.8495 | 62.2592 | 0.42397 | 146.8495 | 4.904% | 0.14287 | 0.1358 | 8757.5771 | 445.3445 | 75.5026 | 8236.73 | 8761.8529 | 0 | 0 | 8761.8529 | 0.002023%
2028 | 357 | 357-1299R | Tier-3 | Tier-3---9 | 5--5 | 47 | 100% | 5098.7328 | 99.68% | 0.2892% | 0.03002% | 251.5816 | 0 | 0 | 251.5816 | 0 | 218.3892 | 0.34787 | 627.7936 | 218.3892 | 0.34787 | 627.7936 | 255.2995 | 0.40666 | 627.7936 | 4.934% | 0.2409 | 0.22898 | 21164.9633 | 1447.3151 | 61.817 | 19655.8313 | 21168.4818 | 0 | 0 | 21168.4818 | 0.008296%
2028 | 357 | 357-2047F | Tier-2 | Tier-2---10 | 5--4 | 11 | 100% | 878.9304 | 95.49% | 4.482% | 0.03213% | 41.5429 | 0 | 0 | 41.5429 | 0 | 36.0619 | 0.081416 | 442.9349 | 36.0619 | 0.081416 | 442.9349 | 42.1568 | 0.095176 | 442.9349 | 4.727% | 0.14128 | 0.13429 | 6221.0361 | 308.2981 | 257.2191 | 5655.5189 | 6235.6624 | 0 | 0 | 6235.6624 | 0.00137%
2028 | 357 | 357-2049F | Tier-3 | Tier-3---8 | 5--5 | 484 | 100% | 16869.708 | 98.79% | 1.184% | 0.02933% | 824.9167 | 0 | 0 | 824.9167 | 0 | 716.0815 | 3.5823 | 199.8944 | 716.0815 | 3.5823 | 199.8944 | 837.1074 | 4.1877 | 199.8944 | 4.89% | 0.18286 | 0.17381 | 92253.2607 | 6177.0068 | 1029.1992 | 85047.0547 | 92311.5642 | 0 | 0 | 92311.5642 | 0.0272%
2028 | 357 | 357-45R | Tier-3 | Tier-3---8 | 5--5 | 901 | 100% | 17696.7525 | 97.47% | 2.478% | 0.04808% | 853.8638 | 0 | 0 | 853.8638 | 0 | 741.2094 | 6.6687 | 111.1475 | 741.2094 | 6.6687 | 111.1475 | 866.4823 | 7.7958 | 111.1475 | 4.825% | 0.18538 | 0.1762 | 95462.1405 | 7644.6992 | 2293.6368 | 85523.8045 | 95587.7082 | 0 | 0 | 95587.7082 | 0.02816%
2028 | 357 | 357-50R | Tier-3 | Tier-3---4 | 5--5 | 1047 | 100% | 10432.4887 | 97.04% | 2.884% | 0.07824% | 501.113 | 0 | 0 | 501.113 | 0 | 434.9987 | 7.7493 | 56.1339 | 434.9987 | 7.7493 | 56.1339 | 508.5185 | 9.059 | 56.1339 | 4.803% | 0.14913 | 0.14175 | 69957.1689 | 5112.9004 | 1923.9041 | 62920.3645 | 70065.0754 | 0 | 0 | 70065.0754 | 0.01652%
2028 | 357 | 357-750R | Tier-2 | Tier-2---2 | 5--5 | 712 | 100% | 11757.6254 | 97.81% | 2.143% | 0.05143% | 569.2326 | 0 | 0 | 569.2326 | 0 | 494.131 | 5.2698 | 93.7661 | 494.131 | 5.2698 | 93.7661 | 577.6448 | 6.1605 | 93.7661 | 4.841% | 0.171 | 0.16254 | 68756.8371 | 5466.8496 | 1394.351 | 61895.6365 | 68835.4024 | 0 | 0 | 68835.4024 | 0.01877%
2028 | 358 | 358-1175F | Tier-2 | Tier-2---11 | 5--3 | 18 | 100% | 599.5834 | 97.21% | 2.746% | 0.04768% | 28.8502 | 0 | 0 | 28.8502 | 0 | 25.0438 | 0.13323 | 187.9801 | 25.0438 | 0.13323 | 187.9801 | 29.2765 | 0.15574 | 187.9801 | 4.812% | 0.14195 | 0.13492 | 4224.0008 | 213.9489 | 108.6198 | 3901.4321 | 4230.1466 | 0 | 0 | 4230.1466 | 0.0009514%
2028 | 358 | 358-33 | Tier-3 | Tier-3---15 | 5--4 | 58 | 100% | 1344.6436 | 99.66% | 0.3079% | 0.03174% | 66.3338 | 0 | 0 | 66.3338 | 0 | 57.582 | 0.42928 | 134.1351 | 57.582 | 0.42928 | 134.1351 | 67.3141 | 0.50184 | 134.1351 | 4.933% | 0.14298 | 0.1359 | 9404.72 | 716.3629 | 33.2595 | 8655.0976 | 9406.3837 | 0 | 0 | 9406.3837 | 0.002187%
2028 | 358 | 358-682F | Tier-3 | Tier-3---3 | 5--5 | 404 | 100% | 37602.1184 | 98.59% | 1.386% | 0.02088% | 1835.1165 | 0 | 0 | 1835.1165 | 0 | 1593.0007 | 2.9902 | 532.7435 | 1593.0007 | 2.9902 | 532.7435 | 1862.236 | 3.4956 | 532.7435 | 4.88% | 0.54241 | 0.51556 | 69323.599 | 4080.8113 | 883.9511 | 64358.8366 | 69374.3945 | 0 | 0 | 69374.3945 | 0.06052%
2028 | 387 | 387-15 | Tier-3 | Tier-3---16 | 4--5 | 66 | 100% | 1455.0528 | 89.01% | 10.72% | 0.2619% | 64.1128 | 0 | 0 | 64.1128 | 0 | 55.6541 | 0.4885 | 113.9297 | 55.6541 | 0.4885 | 113.9297 | 65.0603 | 0.57106 | 113.9297 | 4.406% | 0.072601 | 0.069007 | 20041.7181 | 1414.1085 | 2071.8969 | 16555.7127 | 20156.3764 | 0 | 0 | 20156.3764 | 0.002114%
2028 | 393 | 393-14R | Tier-2 | Tier-2---10 | 5--4 | 79 | 100% | 924.8041 | 18.79% | 81.02% | 0.1888% | 8.6004 | 0 | 0 | 8.6004 | 0 | 7.4657 | 0.58471 | 12.7682 | 7.4657 | 0.58471 | 12.7682 | 8.7275 | 0.68354 | 12.7682 | 0.93% | 0.10079 | 0.095804 | 9175.2809 | 282.2453 | 6855.7873 | 2037.2483 | 9563.3384 | 0 | 0 | 9563.3384 | 0.0002836%
2028 | 396 | 396-699R | Tier-2 | Tier-2---5 | 5--5 | 1637 | 100% | 3136.9517 | 88.18% | 11.4% | 0.4202% | 136.9258 | 0 | 0 | 136.9258 | 0 | 118.8605 | 12.1162 | 9.8101 | 118.8605 | 12.1162 | 9.8101 | 138.9493 | 14.1639 | 9.8101 | 4.365% | 0.15664 | 0.14888 | 20026.8881 | 1646.7402 | 2215.8438 | 16164.3042 | 20150.1614 | 0 | 0 | 20150.1614 | 0.004515%
2028 | 411 | 411-1873R | Tier-2 | Tier-2---7 | 4--5 | 699 | 100% | 1857.5393 | 97.83% | 1.797% | 0.3696% | 89.9563 | 0 | 0 | 89.9563 | 0 | 78.0879 | 5.1736 | 15.0935 | 78.0879 | 5.1736 | 15.0935 | 91.2856 | 6.048 | 15.0935 | 4.843% | 0.04682 | 0.044503 | 39673.886 | 2968.3717 | 1138.6008 | 35566.9135 | 39718.6459 | 0 | 0 | 39718.6459 | 0.002966%
2028 | 411 | 411-30R | Tier-3 | Tier-3---6 | 5--5 | 1562 | 100% | 6370.0414 | 98.47% | 1.262% | 0.272% | 310.4797 | 0 | 0 | 310.4797 | 0 | 269.5166 | 11.5611 | 23.3125 | 269.5166 | 11.5611 | 23.3125 | 315.068 | 13.515 | 23.3125 | 4.874% | 0.10309 | 0.09799 | 61789.3921 | 5810.5604 | 997.631 | 54981.2006 | 61838.7577 | 0 | 0 | 61838.7577 | 0.01024%
2028 | 411 | 411-47R | Tier-2 | Tier-2---9 | 4--5 | 30 | 100% | 1350.4062 | 95.97% | 3.342% | 0.6845% | 64.1539 | 0 | 0 | 64.1539 | 0 | 55.6898 | 0.22204 | 250.806 | 55.6898 | 0.22204 | 250.806 | 65.102 | 0.25957 | 250.806 | 4.751% | 0.063274 | 0.060142 | 21342.1296 | 2028.2504 | 1280.5502 | 18033.3289 | 21386.8765 | 0 | 0 | 21386.8765 | 0.002116%
2028 | 434 | 434-301 | Tier-2 | Tier-2---17 | 1--5 | 1 | 100% | 70.6497 | 99.53% | 0% | 0.466% | 3.4809 | 0 | 0 | 3.4809 | 0 | 3.0216 | 0.0074014 | 408.2466 | 3.0216 | 0.0074014 | 408.2466 | 3.5323 | 0.0086524 | 408.2466 | 4.927% | 0.003157 | 0.0030007 | 22378.7351 | 1649.9048 | 280.7681 | 20448.0622 | 22384.166 | 0 | 0 | 22384.166 | 0.0001148%
2028 | 441 | 441-23R | Tier-3 | Tier-3---11 | 5--4 | 334 | 100% | 3518.0204 | 97.45% | 2.468% | 0.07959% | 169.706 | 0 | 0 | 169.706 | 0 | 147.3159 | 2.4721 | 59.5918 | 147.3159 | 2.4721 | 59.5918 | 172.214 | 2.8899 | 59.5918 | 4.824% | 0.54783 | 0.52071 | 6421.7327 | 319.9827 | 139.6282 | 5962.1218 | 6430.2517 | 0 | 0 | 6430.2517 | 0.005596%
2028 | 441 | 441-279R | Tier-3 | Tier-3---18 | 5--2 | 49 | 100% | 582.1633 | 91.34% | 8.391% | 0.2732% | 26.3202 | 0 | 0 | 26.3202 | 0 | 22.8477 | 0.36267 | 62.9984 | 22.8477 | 0.36267 | 62.9984 | 26.7092 | 0.42397 | 62.9984 | 4.521% | 0.53527 | 0.50877 | 1087.6056 | 48.7403 | 75.2423 | 963.623 | 1092.5132 | 0 | 0 | 1092.5132 | 0.0008679%
2028 | 441 | 441-27R | Tier-3 | Tier-3---9 | 5--4 | 121 | 100% | 4750.1268 | 98% | 1.916% | 0.08125% | 230.4346 | 0 | 0 | 230.4346 | 0 | 200.0322 | 0.89557 | 223.3563 | 200.0322 | 0.89557 | 223.3563 | 233.8399 | 1.0469 | 223.3563 | 4.851% | 0.55752 | 0.52992 | 8520.0828 | 441.9883 | 150.5633 | 7927.5312 | 8528.9458 | 0 | 0 | 8528.9458 | 0.007599%
2028 | 441 | 441-30R | Tier-3 | Tier-3---9 | 5--4 | 63 | 100% | 5348.8774 | 98.57% | 1.364% | 0.06326% | 260.9896 | 0 | 0 | 260.9896 | 0 | 226.556 | 0.46629 | 485.8682 | 226.556 | 0.46629 | 485.8682 | 264.8465 | 0.5451 | 485.8682 | 4.879% | 0.55519 | 0.52771 | 9634.2631 | 496.8631 | 123.5008 | 9013.8993 | 9641.4258 | 0 | 0 | 9641.4258 | 0.008606%
2028 | 442 | 442-16R | Tier-3 | Tier-3---14 | 5--3 | 889 | 100% | 1834.9376 | 96.09% | 3.534% | 0.3793% | 87.2753 | 0 | 0 | 87.2753 | 0 | 75.7606 | 6.5799 | 11.514 | 75.7606 | 6.5799 | 11.514 | 88.565 | 7.692 | 11.514 | 4.756% | 0.45792 | 0.43525 | 4007.1227 | 182.139 | 134.5225 | 3690.4612 | 4015.2885 | 0 | 0 | 4015.2885 | 0.002878%
2028 | 442 | 442-46R | Tier-3 | Tier-3---19 | 5--1 | 34 | 100% | 88.141 | 1.745% | 98.17% | 0.08447% | 0.076128 | 0 | 0 | 0.076128 | 0 | 0.066084 | 0.25165 | 0.2626 | 0.066084 | 0.25165 | 0.2626 | 0.077253 | 0.29418 | 0.2626 | 0.08637% | 0.35092 | 0.33355 | 251.1714 | 0.48889 | 224.1015 | 26.581 | 264.0236 | 0 | 0 | 264.0236 | 2.51e-06%
2028 | 442 | 442-509R | Tier-3 | Tier-3---15 | 5--3 | 637 | 100% | 852.9261 | 84.92% | 14.72% | 0.3553% | 35.855 | 0 | 0 | 35.855 | 0 | 31.1245 | 4.7147 | 6.6016 | 31.1245 | 4.7147 | 6.6016 | 36.3849 | 5.5116 | 6.6016 | 4.204% | 0.36954 | 0.35125 | 2308.0588 | 110.4832 | 313.3685 | 1884.2071 | 2326.1793 | 0 | 0 | 2326.1793 | 0.001182%
2028 | 442 | 442-525 | Tier-3 | Tier-3---18 | 5--2 | 642 | 100% | 526.1263 | 57.95% | 41.57% | 0.4783% | 15.0927 | 0 | 0 | 15.0927 | 0 | 13.1015 | 4.7517 | 2.7572 | 13.1015 | 4.7517 | 2.7572 | 15.3158 | 5.5548 | 2.7572 | 2.869% | 0.36155 | 0.34365 | 1455.1925 | 55.7076 | 549.0709 | 850.414 | 1487.0575 | 0 | 0 | 1487.0575 | 0.0004977%
2028 | 442 | 442-728R | Tier-3 | Tier-3---5 | 5--5 | 1846 | 100% | 11572.221 | 88.48% | 11.4% | 0.1243% | 506.8142 | 0 | 0 | 506.8142 | 0 | 439.9478 | 13.6631 | 32.1998 | 439.9478 | 13.6631 | 32.1998 | 514.3039 | 15.9723 | 32.1998 | 4.38% | 0.35802 | 0.3403 | 32323.0144 | 2289.7277 | 3409.1909 | 26624.0958 | 32516.9947 | 0 | 0 | 32516.9947 | 0.01671%
2028 | 442 | 442-729 | Tier-3 | Tier-3---15 | 5--3 | 38 | 100% | 704.6091 | 96.62% | 3.132% | 0.2514% | 33.6979 | 0 | 0 | 33.6979 | 0 | 29.252 | 0.28125 | 104.0053 | 29.252 | 0.28125 | 104.0053 | 34.1959 | 0.32879 | 104.0053 | 4.782% | 0.36059 | 0.34274 | 1954.0299 | 88.7883 | 138.1468 | 1727.0948 | 1957.4733 | 0 | 0 | 1957.4733 | 0.001111%
2028 | 442 | 442-758F | Tier-3 | Tier-3---18 | 5--2 | 44 | 100% | 549.9829 | 98.93% | 0.9134% | 0.161% | 26.9317 | 0 | 0 | 26.9317 | 0 | 23.3784 | 0.32566 | 71.7871 | 23.3784 | 0.32566 | 71.7871 | 27.3297 | 0.3807 | 71.7871 | 4.897% | 0.35119 | 0.3338 | 1566.0749 | 78.3252 | 13.6628 | 1474.0869 | 1566.9511 | 0 | 0 | 1566.9511 | 0.0008881%
2028 | 442 | 442-764R | Tier-3 | Tier-3---18 | 5--2 | 297 | 100% | 474.7376 | 91.31% | 8.325% | 0.3651% | 21.4573 | 0 | 0 | 21.4573 | 0 | 18.6264 | 2.1982 | 8.4733 | 18.6264 | 2.1982 | 8.4733 | 21.7744 | 2.5698 | 8.4733 | 4.52% | 0.35448 | 0.33694 | 1339.2423 | 54.097 | 105.5502 | 1179.5951 | 1345.3033 | 0 | 0 | 1345.3033 | 0.0007076%
2028 | 442 | 442-780 | Tier-3 | Tier-3---19 | 5--1 | 189 | 100% | 141.3846 | 51% | 48.51% | 0.49% | 3.5693 | 0 | 0 | 3.5693 | 0 | 3.0984 | 1.3989 | 2.2149 | 3.0984 | 1.3989 | 2.2149 | 3.6221 | 1.6353 | 2.2149 | 2.525% | 0.34601 | 0.32888 | 408.6195 | 15.0224 | 181.372 | 212.2251 | 419.0465 | 0 | 0 | 419.0465 | 0.0001177%
2028 | 444 | 444-15R | Tier-2 | Tier-2---13 | 5--3 | 9 | 100% | 333.8465 | 96.62% | 2.31% | 1.072% | 15.9664 | 0 | 0 | 15.9664 | 0 | 13.8599 | 0.066613 | 208.0659 | 13.8599 | 0.066613 | 208.0659 | 16.2024 | 0.077871 | 208.0659 | 4.783% | 0.14886 | 0.14149 | 2242.6726 | 149.3607 | 69.2136 | 2024.0983 | 2246.6232 | 0 | 0 | 2246.6232 | 0.0005265%
2028 | 444 | 444-43R | Tier-2 | Tier-2---5 | 5--5 | 130 | 100% | 3413.8137 | 97.67% | 1.995% | 0.3352% | 165.0466 | 0 | 0 | 165.0466 | 0 | 143.2712 | 0.96219 | 148.9015 | 143.2712 | 0.96219 | 148.9015 | 167.4857 | 1.1248 | 148.9015 | 4.835% | 0.2124 | 0.20189 | 16072.3576 | 890.1063 | 476.3771 | 14705.8742 | 16091.8592 | 0 | 0 | 16091.8592 | 0.005443%
2028 | 444 | 444-9R | Tier-2 | Tier-2---11 | 5--3 | 529 | 100% | 571.2373 | 70.71% | 27.93% | 1.361% | 19.9936 | 0 | 0 | 19.9936 | 0 | 17.3558 | 3.9154 | 4.4327 | 17.3558 | 3.9154 | 4.4327 | 20.2891 | 4.5771 | 4.4327 | 3.5% | 0.1488 | 0.14143 | 3839.0169 | 197.4513 | 1077.3117 | 2564.2539 | 3897.5795 | 0 | 0 | 3897.5795 | 0.0006593%
2028 | 445 | 445-1311R | Tier-3 | Tier-3---5 | 5--5 | 353 | 100% | 9632.5907 | 94.96% | 4.965% | 0.07823% | 452.7685 | 0 | 0 | 452.7685 | 0 | 393.0326 | 2.6127 | 150.431 | 393.0326 | 2.6127 | 150.431 | 459.4596 | 3.0543 | 150.431 | 4.7% | 0.53792 | 0.51129 | 17907.0399 | 1026.0345 | 824.7437 | 16056.2617 | 17954.067 | 0 | 0 | 17954.067 | 0.01493%
2028 | 445 | 445-1325F | Tier-2 | Tier-2---2 | 5--4 | 203 | 100% | 7250.7229 | 96.11% | 3.805% | 0.08959% | 344.9322 | 0 | 0 | 344.9322 | 0 | 299.4236 | 1.5025 | 199.2845 | 299.4236 | 1.5025 | 199.2845 | 350.0296 | 1.7564 | 199.2845 | 4.757% | 0.57356 | 0.54517 | 12641.5766 | 694.1782 | 440.7081 | 11506.6903 | 12667.2174 | 0 | 0 | 12667.2174 | 0.01137%
2028 | 445 | 445-17R | Tier-2 | Tier-2---8 | 5--3 | 107 | 100% | 1603.5562 | 88.72% | 11.16% | 0.1231% | 70.4231 | 0 | 0 | 70.4231 | 0 | 61.1318 | 0.79195 | 77.191 | 61.1318 | 0.79195 | 77.191 | 71.4638 | 0.9258 | 77.191 | 4.392% | 0.53426 | 0.50782 | 3001.4248 | 150.999 | 302.1467 | 2548.279 | 3019.055 | 0 | 0 | 3019.055 | 0.002322%
2028 | 445 | 445-18R | Tier-2 | Tier-2---2 | 5--5 | 448 | 100% | 10619.7967 | 95.69% | 4.18% | 0.1317% | 503.0122 | 0 | 0 | 503.0122 | 0 | 436.6473 | 3.3158 | 131.685 | 436.6473 | 3.3158 | 131.685 | 510.4457 | 3.8763 | 131.685 | 4.737% | 0.6048 | 0.57486 | 17559.3271 | 969.9837 | 680.7099 | 15908.6335 | 17598.759 | 0 | 0 | 17598.759 | 0.01659%
2028 | 445 | 445-19R | Tier-2 | Tier-2---8 | 5--3 | 175 | 100% | 1766.7037 | 84.73% | 14.9% | 0.3714% | 74.0952 | 0 | 0 | 74.0952 | 0 | 64.3194 | 1.2953 | 49.6578 | 64.3194 | 1.2953 | 49.6578 | 75.1902 | 1.5142 | 49.6578 | 4.194% | 0.56527 | 0.53729 | 3125.4156 | 150.9089 | 429.896 | 2544.6106 | 3150.2749 | 0 | 0 | 3150.2749 | 0.002443%
2028 | 445 | 445-39R | Tier-2 | Tier-2---5 | 5--4 | 216 | 100% | 3678.5806 | 87.54% | 12.33% | 0.1304% | 159.4029 | 0 | 0 | 159.4029 | 0 | 138.3721 | 1.5987 | 86.5523 | 138.3721 | 1.5987 | 86.5523 | 161.7586 | 1.8689 | 86.5523 | 4.333% | 0.48997 | 0.46571 | 7507.8253 | 391.1864 | 914.4635 | 6202.1754 | 7556.5395 | 0 | 0 | 7556.5395 | 0.005257%
2028 | 445 | 445-894R | Tier-2 | Tier-2---5 | 5--4 | 296 | 100% | 4421.0024 | 88.12% | 11.51% | 0.3702% | 192.8443 | 0 | 0 | 192.8443 | 0 | 167.4015 | 2.1908 | 76.4101 | 167.4015 | 2.1908 | 76.4101 | 195.6942 | 2.5611 | 76.4101 | 4.362% | 0.63526 | 0.60381 | 6959.394 | 312.553 | 750.3762 | 5896.4648 | 7002.446 | 0 | 0 | 7002.446 | 0.006359%
2028 | 445 | 445-897R | Tier-2 | Tier-2---10 | 5--3 | 28 | 100% | 1351.7747 | 97.24% | 2.711% | 0.04647% | 65.0678 | 0 | 0 | 65.0678 | 0 | 56.4831 | 0.20724 | 272.5487 | 56.4831 | 0.20724 | 272.5487 | 66.0294 | 0.24227 | 272.5487 | 4.814% | 0.75637 | 0.71893 | 1787.1928 | 98.5478 | 55.7869 | 1632.8581 | 1789.7592 | 0 | 0 | 1789.7592 | 0.002146%
2028 | 448 | 448-1234R | Tier-3 | Tier-3---15 | 5--3 | 20 | 100% | 1211.6194 | 97.39% | 2.475% | 0.1351% | 58.4097 | 0 | 0 | 58.4097 | 0 | 50.7035 | 0.14803 | 342.5241 | 50.7035 | 0.14803 | 342.5241 | 59.2729 | 0.17305 | 342.5241 | 4.821% | 0.62101 | 0.59027 | 1951.0598 | 101.7927 | 46.8267 | 1802.4404 | 1953.7118 | 0 | 0 | 1953.7118 | 0.001926%
2028 | 448 | 448-47R | Tier-3 | Tier-3---14 | 5--3 | 139 | 100% | 2612.2711 | 91.91% | 7.885% | 0.2065% | 118.8447 | 0 | 0 | 118.8447 | 0 | 103.165 | 1.0288 | 100.2769 | 103.165 | 1.0288 | 100.2769 | 120.601 | 1.2027 | 100.2769 | 4.549% | 0.62882 | 0.59769 | 4154.2404 | 216.0426 | 303.0764 | 3635.1215 | 4171.7455 | 0 | 0 | 4171.7455 | 0.003919%
2028 | 448 | 448-714R | Tier-3 | Tier-3---14 | 5--3 | 245 | 100% | 2119.752 | 55.7% | 43.96% | 0.3458% | 58.4428 | 0 | 0 | 58.4428 | 0 | 50.7321 | 1.8134 | 27.977 | 50.7321 | 1.8134 | 27.977 | 59.3064 | 2.1198 | 27.977 | 2.757% | 0.46343 | 0.44049 | 4574.0639 | 152.3288 | 1823.4456 | 2598.2895 | 4679.5943 | 0 | 0 | 4679.5943 | 0.001927%
2028 | 448 | 448-724R | Tier-3 | Tier-3---18 | 5--2 | 225 | 100% | 520.639 | 76.18% | 22.78% | 1.038% | 19.634 | 0 | 0 | 19.634 | 0 | 17.0436 | 1.6653 | 10.2344 | 17.0436 | 1.6653 | 10.2344 | 19.9241 | 1.9468 | 10.2344 | 3.771% | 0.55035 | 0.52311 | 946.0153 | 35.8531 | 201.7143 | 708.4479 | 957.7484 | 0 | 0 | 957.7484 | 0.0006475%
2028 | 448 | 448-735R | Tier-3 | Tier-3---18 | 5--2 | 164 | 100% | 630.7627 | 79.12% | 20.09% | 0.7869% | 24.7041 | 0 | 0 | 24.7041 | 0 | 21.4448 | 1.2138 | 17.667 | 21.4448 | 1.2138 | 17.667 | 25.0692 | 1.419 | 17.667 | 3.917% | 0.54202 | 0.51519 | 1163.7353 | 53.8869 | 215.9361 | 893.9122 | 1176.3882 | 0 | 0 | 1176.3882 | 0.0008147%
2028 | 448 | 448-744R | Tier-3 | Tier-3---7 | 5--5 | 713 | 100% | 9104.5616 | 91.68% | 8.126% | 0.1928% | 413.1864 | 0 | 0 | 413.1864 | 0 | 358.6727 | 5.2772 | 67.9661 | 358.6727 | 5.2772 | 67.9661 | 419.2925 | 6.1691 | 67.9661 | 4.538% | 0.49442 | 0.46994 | 18414.705 | 980.4625 | 1393.5793 | 16040.6633 | 18494.4792 | 0 | 0 | 18494.4792 | 0.01363%
2028 | 448 | 448-9R | Tier-3 | Tier-3---9 | 5--4 | 336 | 100% | 5644.8109 | 93.43% | 6.384% | 0.1906% | 261.0474 | 0 | 0 | 261.0474 | 0 | 226.6062 | 2.4869 | 91.1205 | 226.6062 | 2.4869 | 91.1205 | 264.9052 | 2.9072 | 91.1205 | 4.625% | 0.54394 | 0.51701 | 10377.639 | 550.4893 | 645.7623 | 9181.3873 | 10413.1713 | 0 | 0 | 10413.1713 | 0.008608%
2028 | 449 | 449-13R | Tier-3 | Tier-3---7 | 5--5 | 1001 | 100% | 6729.9647 | 90.49% | 9.346% | 0.1629% | 301.4563 | 0 | 0 | 301.4563 | 0 | 261.6837 | 7.4088 | 35.3204 | 261.6837 | 7.4088 | 35.3204 | 305.9112 | 8.661 | 35.3204 | 4.479% | 0.28234 | 0.26837 | 23836.2998 | 1408.7102 | 2080.9099 | 20346.6798 | 23954.3367 | 0 | 0 | 23954.3367 | 0.009941%
2028 | 449 | 449-16R | Tier-3 | Tier-3---15 | 5--4 | 61 | 100% | 1495.5065 | 96.97% | 2.927% | 0.1006% | 71.7862 | 0 | 0 | 71.7862 | 0 | 62.3151 | 0.45149 | 138.0216 | 62.3151 | 0.45149 | 138.0216 | 72.8471 | 0.52779 | 138.0216 | 4.8% | 0.23738 | 0.22563 | 6300.0313 | 365.3232 | 174.7966 | 5759.9115 | 6309.9651 | 0 | 0 | 6309.9651 | 0.002367%
2028 | 449 | 449-683 | Tier-3 | Tier-3---18 | 5--3 | 37 | 100% | 625.3129 | 96.7% | 3.156% | 0.1473% | 29.9305 | 0 | 0 | 29.9305 | 0 | 25.9816 | 0.27385 | 94.8742 | 25.9816 | 0.27385 | 94.8742 | 30.3728 | 0.32014 | 94.8742 | 4.786% | 0.34581 | 0.32869 | 1808.2683 | 90.977 | 47.6654 | 1669.626 | 1811.3792 | 0 | 0 | 1811.3792 | 0.000987%
2028 | 449 | 449-693R | Tier-3 | Tier-3---9 | 5--5 | 115 | 100% | 5260.7056 | 98.77% | 1.153% | 0.07468% | 257.2092 | 0 | 0 | 257.2092 | 0 | 223.2743 | 0.85117 | 262.3158 | 223.2743 | 0.85117 | 262.3158 | 261.0102 | 0.99502 | 262.3158 | 4.889% | 0.26107 | 0.24815 | 20150.463 | 1117.608 | 224.7441 | 18808.1109 | 20163.3414 | 0 | 0 | 20163.3414 | 0.008482%
2028 | 449 | 449-6R | Tier-3 | Tier-3---14 | 5--4 | 265 | 100% | 2320.0162 | 95.55% | 4.318% | 0.1352% | 109.7271 | 0 | 0 | 109.7271 | 0 | 95.2503 | 1.9614 | 48.5628 | 95.2503 | 1.9614 | 48.5628 | 111.3487 | 2.2929 | 48.5628 | 4.73% | 0.24779 | 0.23552 | 9362.9076 | 518.3997 | 417.6492 | 8426.8588 | 9384.6196 | 0 | 0 | 9384.6196 | 0.003618%
2028 | 450 | 450-1850 | Tier-2 | Tier-2---13 | 4--3 | 80 | 100% | 296.7138 | 97.11% | 2.719% | 0.1664% | 14.2636 | 0 | 0 | 14.2636 | 0 | 12.3817 | 0.59212 | 20.911 | 12.3817 | 0.59212 | 20.911 | 14.4744 | 0.69219 | 20.911 | 4.807% | 0.073712 | 0.070064 | 4025.2898 | 218.8856 | 107.0123 | 3699.392 | 4031.3382 | 0 | 0 | 4031.3382 | 0.0004704%
2028 | 450 | 450-1851F | Tier-2 | Tier-2---3 | 5--5 | 586 | 100% | 8274.1225 | 99.23% | 0.7168% | 0.05235% | 406.4189 | 0 | 0 | 406.4189 | 0 | 352.7981 | 4.3372 | 81.3415 | 352.7981 | 4.3372 | 81.3415 | 412.425 | 5.0703 | 81.3415 | 4.912% | 0.099477 | 0.094553 | 83176.2362 | 14607.9335 | 584.6634 | 67983.6393 | 83209.5529 | 0 | 0 | 83209.5529 | 0.0134%
2028 | 450 | 450-1853F | Tier-2 | Tier-2---10 | 4--4 | 132 | 100% | 792.2018 | 92.77% | 7.138% | 0.09408% | 36.3781 | 0 | 0 | 36.3781 | 0 | 31.5786 | 0.97699 | 32.3223 | 31.5786 | 0.97699 | 32.3223 | 36.9157 | 1.1421 | 32.3223 | 4.592% | 0.075291 | 0.071564 | 10521.8374 | 525.9075 | 700.4641 | 9295.4659 | 10561.4641 | 0 | 0 | 10561.4641 | 0.0012%
2028 | 450 | 450-1854 | Tier-2 | Tier-2---9 | 4--4 | 171 | 100% | 1132.2887 | 95.25% | 4.625% | 0.1242% | 53.3866 | 0 | 0 | 53.3866 | 0 | 46.343 | 1.2656 | 36.6161 | 46.343 | 1.2656 | 36.6161 | 54.1755 | 1.4796 | 36.6161 | 4.715% | 0.079085 | 0.07517 | 14317.3642 | 967.6824 | 629.1902 | 12720.4915 | 14352.7731 | 0 | 0 | 14352.7731 | 0.00176%
2028 | 450 | 450-50R | Tier-2 | Tier-2---11 | 4--4 | 6 | 100% | 537.0702 | 32.53% | 67.41% | 0.0594% | 8.6479 | 0 | 0 | 8.6479 | 0 | 7.507 | 0.044409 | 169.0429 | 7.507 | 0.044409 | 169.0429 | 8.7757 | 0.051914 | 169.0429 | 1.61% | 0.071801 | 0.068247 | 7480.0024 | 150.8342 | 4623.5659 | 2705.6023 | 7742.8291 | 0 | 0 | 7742.8291 | 0.0002852%
2028 | 452 | 452-1403 | Tier-2 | Tier-2---15 | 1--5 | 11 | 100% | 137.227 | 99.9% | 0% | 0.1049% | 6.7856 | 0 | 0 | 6.7856 | 0 | 5.8904 | 0.081416 | 72.349 | 5.8904 | 0.081416 | 72.349 | 6.8859 | 0.095176 | 72.349 | 4.945% | 0.0007938 | 0.00075451 | 172873.5238 | 9697.409 | 167.2651 | 163008.8497 | 172882.9651 | 0 | 0 | 172882.9651 | 0.0002238%
2028 | 452 | 452-1404F | Tier-2 | Tier-2---12 | 1--5 | 5 | 100% | 625.5425 | 99.9% | 0% | 0.09615% | 30.9346 | 0 | 0 | 30.9346 | 0 | 26.8532 | 0.037007 | 725.6215 | 26.8532 | 0.037007 | 725.6215 | 31.3917 | 0.043262 | 725.6215 | 4.945% | 0.0036434 | 0.0034631 | 171691.9584 | 19885.3998 | 159.1121 | 151647.4464 | 171700.5552 | 0 | 0 | 171700.5552 | 0.00102%
2028 | 452 | 452-1405 | Tier-2 | Tier-2---15 | 1--5 | 15 | 100% | 181.2174 | 99.84% | 0% | 0.161% | 8.9558 | 0 | 0 | 8.9558 | 0 | 7.7742 | 0.11102 | 70.0245 | 7.7742 | 0.11102 | 70.0245 | 9.0882 | 0.12979 | 70.0245 | 4.942% | 0.001513 | 0.0014381 | 119773.5584 | 9128.5645 | 179.9048 | 110465.0891 | 119783.5982 | 0 | 0 | 119783.5982 | 0.0002953%
2028 | 452 | 452-38AE | Tier-2 | Tier-2---4 | 2--5 | 373 | 100% | 2823.7515 | 99.93% | 0% | 0.06613% | 139.6833 | 0 | 0 | 139.6833 | 0 | 121.2542 | 2.7607 | 43.9209 | 121.2542 | 2.7607 | 43.9209 | 141.7475 | 3.2273 | 43.9209 | 4.947% | 0.011395 | 0.010831 | 247801.8355 | 21945.5544 | 160.9262 | 225695.355 | 247810.3694 | 0 | 0 | 247810.3694 | 0.004606%
2028 | 454 | 454-1814 | Tier-2 | Tier-2---20 | 4--2 | 52 | 100% | 39.0262 | 97.23% | 2.586% | 0.1833% | 1.8783 | 0 | 0 | 1.8783 | 0 | 1.6305 | 0.38488 | 4.2364 | 1.6305 | 0.38488 | 4.2364 | 1.9061 | 0.44992 | 4.2364 | 4.813% | 0.072066 | 0.068499 | 541.534 | 33.0087 | 13.8021 | 494.7232 | 542.315 | 0 | 0 | 542.315 | 6.194e-05%
2028 | 454 | 454-48F | Tier-2 | Tier-2---4 | 4--5 | 277 | 100% | 3441.1661 | 99.7% | 0.2542% | 0.04705% | 169.8246 | 0 | 0 | 169.8246 | 0 | 147.4188 | 2.0502 | 71.9046 | 147.4188 | 2.0502 | 71.9046 | 172.3343 | 2.3967 | 71.9046 | 4.935% | 0.085487 | 0.081255 | 40253.7717 | 8646.4201 | 106.7946 | 31500.5571 | 40260.0869 | 0 | 0 | 40260.0869 | 0.0056%
2028 | 463 | 463-1136F | Tier-2 | Tier-2---18 | 4--2 | 1 | 100% | 88.0149 | 97.35% | 2.233% | 0.4157% | 4.2413 | 0 | 0 | 4.2413 | 0 | 3.6818 | 0.0074014 | 497.4378 | 3.6818 | 0.0074014 | 497.4378 | 4.304 | 0.0086524 | 497.4378 | 4.819% | 0.060434 | 0.057442 | 1456.3858 | 89.8078 | 31.4849 | 1335.0931 | 1458.3947 | 0 | 0 | 1458.3947 | 0.0001399%
2028 | 463 | 463-1229 | Tier-2 | Tier-2---9 | 5--4 | 49 | 100% | 1378.3182 | 99.02% | 0.574% | 0.4088% | 67.5562 | 0 | 0 | 67.5562 | 0 | 58.6432 | 0.36267 | 161.6982 | 58.6432 | 0.36267 | 161.6982 | 68.5546 | 0.42397 | 161.6982 | 4.901% | 0.096723 | 0.091935 | 14250.1892 | 1640.085 | 119.2009 | 12490.9033 | 14257.4826 | 0 | 0 | 14257.4826 | 0.002228%
2028 | 470 | 470-40AE | Tier-2 | Tier-2---4 | 4--5 | 443 | 100% | 5264.9688 | 98.33% | 1.599% | 0.07273% | 256.2599 | 0 | 0 | 256.2599 | 0 | 222.4503 | 3.2788 | 67.8442 | 222.4503 | 3.2788 | 67.8442 | 260.047 | 3.833 | 67.8442 | 4.867% | 0.091034 | 0.086528 | 57835.1917 | 3654.8473 | 877.7111 | 53302.6332 | 57885.5342 | 0 | 0 | 57885.5342 | 0.008451%
2028 | 470 | 470-47R | Tier-3 | Tier-3---2 | 5--5 | 878 | 100% | 16740.3911 | 99.37% | 0.5365% | 0.09319% | 823.4313 | 0 | 0 | 823.4313 | 0 | 714.7921 | 6.4985 | 109.9939 | 714.7921 | 6.4985 | 109.9939 | 835.6001 | 7.5968 | 109.9939 | 4.919% | 0.16225 | 0.15422 | 103174.1084 | 6598.1472 | 589.4379 | 95986.5234 | 103207.9428 | 0 | 0 | 103207.9428 | 0.02715%
2028 | 471 | 471-36F | Tier-2 | Tier-2---4 | 4--5 | 108 | 100% | 4253.6671 | 94.96% | 4.983% | 0.06005% | 199.9388 | 0 | 0 | 199.9388 | 0 | 173.5599 | 0.79936 | 217.1247 | 173.5599 | 0.79936 | 217.1247 | 202.8935 | 0.93446 | 217.1247 | 4.7% | 0.093079 | 0.088471 | 45699.6343 | 2391.7261 | 2109.1945 | 41198.7137 | 45819.647 | 0 | 0 | 45819.647 | 0.006593%
2028 | 500 | 500-1531 | Tier-2 | Tier-2---10 | 4--4 | 14 | 100% | 800.5503 | 21.6% | 78.32% | 0.07823% | 8.56 | 0 | 0 | 8.56 | 0 | 7.4307 | 0.10362 | 71.7105 | 7.4307 | 0.10362 | 71.7105 | 8.6865 | 0.12113 | 71.7105 | 1.069% | 0.071178 | 0.067654 | 11247.1911 | 167.2855 | 8054.1845 | 3025.7211 | 11706.3951 | 0 | 0 | 11706.3951 | 0.0002823%
2028 | 501 | 501-786 | Tier-2 | Tier-2---14 | 2--5 | 192 | 100% | 204.0835 | 99.63% | 0% | 0.368% | 10.065 | 0 | 0 | 10.065 | 0 | 8.737 | 1.4211 | 6.1482 | 8.737 | 1.4211 | 6.1482 | 10.2137 | 1.6613 | 6.1482 | 4.932% | 0.0050324 | 0.0047833 | 40553.9202 | 2762.8 | 144.6555 | 37646.4647 | 40561.693 | 0 | 0 | 40561.693 | 0.0003319%
2028 | 504 | 504-2501R | Tier-2 | Tier-2---9 | 3--5 | 82 | 100% | 733.6834 | 99.51% | 0% | 0.4917% | 36.1388 | 0 | 0 | 36.1388 | 0 | 31.3708 | 0.60692 | 51.6887 | 31.3708 | 0.60692 | 51.6887 | 36.6728 | 0.70949 | 51.6887 | 4.926% | 0.021593 | 0.020524 | 33978.4661 | 2347.3747 | 1024.1887 | 30606.9026 | 33987.1667 | 0 | 0 | 33987.1667 | 0.001192%
2028 | 520 | 520-1045R | Tier-2 | Tier-2---5 | 5--4 | 1001 | 100% | 2978.814 | 97.34% | 2.471% | 0.184% | 143.536 | 0 | 0 | 143.536 | 0 | 124.5986 | 7.4088 | 16.8175 | 124.5986 | 7.4088 | 16.8175 | 145.6572 | 8.661 | 16.8175 | 4.819% | 0.26824 | 0.25496 | 11105.2066 | 596.3807 | 258.2442 | 10250.5816 | 11120.5631 | 0 | 0 | 11120.5631 | 0.004733%
2028 | 520 | 520-10R | Tier-2 | Tier-2---7 | 4--5 | 437 | 100% | 1478.7446 | 97.97% | 1.759% | 0.2664% | 71.715 | 0 | 0 | 71.715 | 0 | 62.2533 | 3.2344 | 19.2471 | 62.2533 | 3.2344 | 19.2471 | 72.7748 | 3.7811 | 19.2471 | 4.85% | 0.046043 | 0.043764 | 32116.3215 | 3380.3007 | 793.9909 | 27942.0299 | 32150.2042 | 0 | 0 | 32150.2042 | 0.002365%
2028 | 520 | 520-1489R | Tier-2 | Tier-2---8 | 5--5 | 1143 | 100% | 2637.9338 | 96.76% | 2.798% | 0.4462% | 126.3422 | 0 | 0 | 126.3422 | 0 | 109.6733 | 8.4599 | 12.964 | 109.6733 | 8.4599 | 12.964 | 128.2093 | 9.8897 | 12.964 | 4.789% | 0.13822 | 0.13138 | 19085.4238 | 1021.9214 | 566.5154 | 17496.987 | 19117.6637 | 0 | 0 | 19117.6637 | 0.004166%
2028 | 520 | 520-1509R | Tier-2 | Tier-2---5 | 5--4 | 1286 | 100% | 3413.9118 | 92.72% | 6.994% | 0.2858% | 156.6869 | 0 | 0 | 156.6869 | 0 | 136.0144 | 9.5183 | 14.2898 | 136.0144 | 9.5183 | 14.2898 | 159.0024 | 11.127 | 14.2898 | 4.59% | 0.28561 | 0.27147 | 11953.1797 | 661.7087 | 782.5338 | 10508.9372 | 11998.4952 | 0 | 0 | 11998.4952 | 0.005167%
2028 | 520 | 520-1525R | Tier-2 | Tier-2---8 | 5--5 | 482 | 100% | 1632.8033 | 98.29% | 1.436% | 0.2778% | 79.4388 | 0 | 0 | 79.4388 | 0 | 68.9581 | 3.5675 | 19.3295 | 68.9581 | 3.5675 | 19.3295 | 80.6128 | 4.1704 | 19.3295 | 4.865% | 0.099044 | 0.094141 | 16485.7021 | 1672.9156 | 358.491 | 14454.2955 | 16500.4136 | 0 | 0 | 16500.4136 | 0.00262%
2028 | 520 | 520-1527R | Tier-3 | Tier-3---7 | 5--5 | 848 | 100% | 6763.0006 | 96.72% | 3.176% | 0.1068% | 323.7803 | 0 | 0 | 323.7803 | 0 | 281.0624 | 6.2764 | 44.7807 | 281.0624 | 6.2764 | 44.7807 | 328.5651 | 7.3372 | 44.7807 | 4.788% | 0.27105 | 0.25763 | 24951.4497 | 1805.8111 | 756.6493 | 22388.9893 | 24994.1011 | 0 | 0 | 24994.1011 | 0.01068%
2028 | 520 | 520-1902R | Tier-2 | Tier-2---9 | 4--4 | 593 | 100% | 748.333 | 77.34% | 21.7% | 0.962% | 28.6477 | 0 | 0 | 28.6477 | 0 | 24.868 | 4.3891 | 5.6659 | 24.868 | 4.3891 | 5.6659 | 29.071 | 5.1309 | 5.6659 | 3.828% | 0.058932 | 0.056015 | 12698.2886 | 1100.527 | 2687.8901 | 8909.8715 | 12848.1568 | 0 | 0 | 12848.1568 | 0.0009447%
2028 | 520 | 520-1904 | Tier-3 | Tier-3---13 | 4--5 | 496 | 100% | 2084.5359 | 96.48% | 3.265% | 0.2521% | 99.5552 | 0 | 0 | 99.5552 | 0 | 86.4204 | 3.6711 | 23.5406 | 86.4204 | 3.6711 | 23.5406 | 101.0265 | 4.2916 | 23.5406 | 4.776% | 0.05278 | 0.050167 | 39495.106 | 2613.3418 | 1305.0051 | 35576.7591 | 39567.4502 | 0 | 0 | 39567.4502 | 0.003283%
2028 | 520 | 520-1936 | Tier-3 | Tier-3---20 | 1--5 | 2 | 100% | 63.7111 | 99.77% | 0% | 0.2279% | 3.1465 | 0 | 0 | 3.1465 | 0 | 2.7314 | 0.014803 | 184.5166 | 2.7314 | 0.014803 | 184.5166 | 3.193 | 0.017305 | 184.5166 | 4.939% | 0.0006668 | 0.00063379 | 95547.5888 | 5378.6966 | 197.8005 | 89971.0917 | 95558.9285 | 0 | 0 | 95558.9285 | 0.0001038%
2028 | 520 | 520-22R | Tier-2 | Tier-2---14 | 4--4 | 188 | 100% | 258.296 | 74.72% | 24.53% | 0.7505% | 9.5538 | 0 | 0 | 9.5538 | 0 | 8.2934 | 1.3915 | 5.9601 | 8.2934 | 1.3915 | 5.9601 | 9.695 | 1.6266 | 5.9601 | 3.699% | 0.036011 | 0.034228 | 7172.7783 | 807.1844 | 2439.3669 | 3926.227 | 7267.1983 | 0 | 0 | 7267.1983 | 0.0003151%
2028 | 520 | 520-35R | Tier-3 | Tier-3---9 | 5--5 | 1385 | 100% | 4997.7942 | 96.49% | 3.313% | 0.193% | 238.7183 | 0 | 0 | 238.7183 | 0 | 207.223 | 10.251 | 20.2149 | 207.223 | 10.251 | 20.2149 | 242.246 | 11.9835 | 20.2149 | 4.776% | 0.28544 | 0.27131 | 17509.0395 | 1062.3012 | 557.174 | 15889.5643 | 17541.0049 | 0 | 0 | 17541.0049 | 0.007872%
2028 | 520 | 520-45 | Tier-2 | Tier-2---8 | 5--5 | 640 | 100% | 2044.6463 | 97.57% | 2.13% | 0.298% | 98.7525 | 0 | 0 | 98.7525 | 0 | 85.7236 | 4.7369 | 18.0969 | 85.7236 | 4.7369 | 18.0969 | 100.2118 | 5.5375 | 18.0969 | 4.83% | 0.10446 | 0.099291 | 19573.1854 | 982.4694 | 415.3687 | 18175.3473 | 19597.9361 | 0 | 0 | 19597.9361 | 0.003256%
2028 | 521 | 521-14R | Tier-3 | Tier-3---5 | 5--5 | 932 | 100% | 11350.2874 | 96.69% | 3.233% | 0.07621% | 543.2489 | 0 | 0 | 543.2489 | 0 | 471.5754 | 6.8981 | 68.3626 | 471.5754 | 6.8981 | 68.3626 | 551.277 | 8.064 | 68.3626 | 4.786% | 0.27097 | 0.25755 | 41888.3276 | 2255.8215 | 1272.0917 | 38360.4144 | 41960.5084 | 0 | 0 | 41960.5084 | 0.01791%
2028 | 521 | 521-1819R | Tier-2 | Tier-2---9 | 4--5 | 448 | 100% | 810.9996 | 89.31% | 10.24% | 0.4457% | 35.8545 | 0 | 0 | 35.8545 | 0 | 31.124 | 3.3158 | 9.3864 | 31.124 | 3.3158 | 9.3864 | 36.3843 | 3.8763 | 9.3864 | 4.421% | 0.043667 | 0.041505 | 18572.4528 | 2084.26 | 1960.8167 | 14527.3761 | 18675.813 | 0 | 0 | 18675.813 | 0.001182%
2028 | 521 | 521-1856R | Tier-3 | Tier-3---6 | 5--5 | 973 | 100% | 8477.8617 | 97.79% | 2.104% | 0.1048% | 410.3866 | 0 | 0 | 410.3866 | 0 | 356.2423 | 7.2016 | 49.4671 | 356.2423 | 7.2016 | 49.4671 | 416.4513 | 8.4188 | 49.4671 | 4.841% | 0.15411 | 0.14648 | 55012.684 | 3012.448 | 1105.9909 | 50894.245 | 55075.953 | 0 | 0 | 55075.953 | 0.01353%
2028 | 521 | 521-18R | Tier-3 | Tier-3---6 | 4--5 | 734 | 100% | 8713.0173 | 99.36% | 0.5424% | 0.09583% | 428.5416 | 0 | 0 | 428.5416 | 0 | 372.002 | 5.4327 | 68.4751 | 372.002 | 5.4327 | 68.4751 | 434.8746 | 6.3508 | 68.4751 | 4.918% | 0.071321 | 0.067791 | 122165.8816 | 6890.9356 | 771.7339 | 114503.2122 | 122206.4886 | 0 | 0 | 122206.4886 | 0.01413%
2028 | 521 | 521-27R | Tier-2 | Tier-2---3 | 4--5 | 900 | 100% | 5618.6229 | 98.78% | 1.092% | 0.1294% | 274.726 | 0 | 0 | 274.726 | 0 | 238.4801 | 6.6613 | 35.8008 | 238.4801 | 6.6613 | 35.8008 | 278.7859 | 7.7871 | 35.8008 | 4.89% | 0.063668 | 0.060516 | 88249.328 | 6355.7576 | 1136.662 | 80756.9084 | 88305.4429 | 0 | 0 | 88305.4429 | 0.009059%
2028 | 521 | 521-32R | Tier-3 | Tier-3---4 | 5--5 | 673 | 100% | 12241.7135 | 99.38% | 0.5642% | 0.05689% | 602.2012 | 0 | 0 | 602.2012 | 0 | 522.7499 | 4.9812 | 104.9452 | 522.7499 | 4.9812 | 104.9452 | 611.1006 | 5.823 | 104.9452 | 4.919% | 0.14844 | 0.14109 | 82470.5462 | 5122.2262 | 464.9548 | 76883.3652 | 82497.2218 | 0 | 0 | 82497.2218 | 0.01986%
2028 | 521 | 521-700R | Tier-2 | Tier-2---3 | 4--5 | 1600 | 100% | 9012.5446 | 99.05% | 0.8425% | 0.1052% | 441.8931 | 0 | 0 | 441.8931 | 0 | 383.592 | 11.8423 | 32.3917 | 383.592 | 11.8423 | 32.3917 | 448.4235 | 13.8438 | 32.3917 | 4.903% | 0.074421 | 0.070737 | 121102.821 | 8945.6292 | 1253.8537 | 110903.3381 | 121162.5896 | 0 | 0 | 121162.5896 | 0.01457%
2028 | 522 | 522-34 | Tier-2 | Tier-2---16 | 4--3 | 93 | 100% | 112.7117 | 43.02% | 55.81% | 1.165% | 2.4004 | 0 | 0 | 2.4004 | 0 | 2.0837 | 0.68833 | 3.0272 | 2.0837 | 0.68833 | 3.0272 | 2.4359 | 0.80467 | 3.0272 | 2.13% | 0.030009 | 0.028524 | 3755.9309 | 126.2765 | 2195.8593 | 1433.795 | 3867.3753 | 0 | 0 | 3867.3753 | 7.916e-05%
2028 | 522 | 522-36 | Tier-2 | Tier-2---16 | 4--3 | 79 | 100% | 116.9577 | 22.53% | 76.17% | 1.295% | 1.3046 | 0 | 0 | 1.3046 | 0 | 1.1324 | 0.58471 | 1.9367 | 1.1324 | 0.58471 | 1.9367 | 1.3238 | 0.68354 | 1.9367 | 1.115% | 0.031092 | 0.029553 | 3761.7134 | 67.8389 | 2679.063 | 1014.8115 | 3913.4717 | 0 | 0 | 3913.4717 | 4.302e-05%
2028 | 522 | 522-38R | Tier-2 | Tier-2---6 | 4--5 | 1898 | 100% | 5639.8414 | 96.44% | 3.339% | 0.2198% | 269.2374 | 0 | 0 | 269.2374 | 0 | 233.7156 | 14.0479 | 16.637 | 233.7156 | 14.0479 | 16.637 | 273.2162 | 16.4222 | 16.637 | 4.774% | 0.088602 | 0.084216 | 63653.5146 | 7689.6838 | 2180.134 | 53783.6968 | 63771.4814 | 0 | 0 | 63771.4814 | 0.008878%
2028 | 523 | 523-31AE | Tier-2 | Tier-2---14 | 4--4 | 230 | 100% | 305.199 | 11.7% | 87.21% | 1.095% | 1.767 | 0 | 0 | 1.767 | 0 | 1.5339 | 1.7023 | 0.90105 | 1.5339 | 1.7023 | 0.90105 | 1.7931 | 1.99 | 0.90105 | 0.579% | 0.037419 | 0.035567 | 8156.1707 | 129.3833 | 6531.3069 | 1495.4806 | 8531.2451 | 0 | 0 | 8531.2451 | 5.827e-05%
2028 | 524 | 524-1782F | Tier-3 | Tier-3---10 | 4--5 | 486 | 100% | 5468.1345 | 99.78% | 0.1144% | 0.1099% | 270.0655 | 0 | 0 | 270.0655 | 0 | 234.4344 | 3.5971 | 65.1731 | 234.4344 | 3.5971 | 65.1731 | 274.0565 | 4.2051 | 65.1731 | 4.939% | 0.040404 | 0.038404 | 135337.1336 | 10621.643 | 457.8891 | 124257.6016 | 135352.9439 | 0 | 0 | 135352.9439 | 0.008906%
2028 | 524 | 524-27R | Tier-3 | Tier-3---4 | 4--5 | 935 | 100% | 11317.6942 | 99.77% | 0.1414% | 0.08951% | 558.9321 | 0 | 0 | 558.9321 | 0 | 485.1895 | 6.9204 | 70.1105 | 485.1895 | 6.9204 | 70.1105 | 567.1921 | 8.09 | 70.1105 | 4.939% | 0.060207 | 0.057227 | 187979.0829 | 15020.271 | 843.0575 | 172115.7544 | 188001.69 | 0 | 0 | 188001.69 | 0.01843%
2028 | 524 | 524-46R | Tier-3 | Tier-3---4 | 5--5 | 638 | 100% | 13710.9533 | 98.99% | 0.9557% | 0.05722% | 671.8177 | 0 | 0 | 671.8177 | 0 | 583.1815 | 4.7221 | 123.4999 | 583.1815 | 4.7221 | 123.4999 | 681.7459 | 5.5202 | 123.4999 | 4.9% | 0.18916 | 0.17979 | 72484.9744 | 5399.6154 | 709.3603 | 66375.9987 | 72523.2103 | 0 | 0 | 72523.2103 | 0.02215%
2028 | 524 | 524-50R | Tier-3 | Tier-3---7 | 5--5 | 525 | 100% | 8801.877 | 98.2% | 1.718% | 0.0819% | 427.853 | 0 | 0 | 427.853 | 0 | 371.4043 | 3.8858 | 95.5809 | 371.4043 | 3.8858 | 95.5809 | 434.1758 | 4.5425 | 95.5809 | 4.861% | 0.18313 | 0.17407 | 48062.3901 | 2911.3323 | 788.4961 | 44362.5616 | 48107.4292 | 0 | 0 | 48107.4292 | 0.01411%
2028 | 524 | 524-69R | Tier-3 | Tier-3---1 | 5--5 | 1862 | 100% | 40375.331 | 99.03% | 0.9107% | 0.05596% | 1979.2587 | 0 | 0 | 1979.2587 | 0 | 1718.1256 | 13.7815 | 124.6691 | 1718.1256 | 13.7815 | 124.6691 | 2008.5084 | 16.1107 | 124.6691 | 4.902% | 0.27264 | 0.25914 | 148092.4418 | 8147.506 | 1337.0199 | 138607.9158 | 148166.9965 | 0 | 0 | 148166.9965 | 0.06527%
2028 | 540 | 540-241R | Tier-2 | Tier-2---9 | 4--5 | 61 | 100% | 833.6308 | 67.75% | 32.17% | 0.07637% | 27.9571 | 0 | 0 | 27.9571 | 0 | 24.2686 | 0.45149 | 53.7524 | 24.2686 | 0.45149 | 53.7524 | 28.3703 | 0.52779 | 53.7524 | 3.354% | 0.047942 | 0.045568 | 17388.4645 | 723.4489 | 5409.9083 | 11255.1073 | 17680.5002 | 0 | 0 | 17680.5002 | 0.0009219%
2028 | 583 | 583-318F | Tier-1 | Non-HFTD---4 | 2--5 | 3 | 100% | 153.5608 | 99.44% | 0% | 0.5645% | 7.5583 | 0 | 0 | 7.5583 | 0 | 6.5611 | 0.022204 | 295.4891 | 6.5611 | 0.022204 | 295.4891 | 7.67 | 0.025957 | 295.4891 | 4.922% | 0.0076984 | 0.0073173 | 19947.1031 | 2536.6434 | 102.2912 | 17308.1685 | 19952.9673 | 0 | 0 | 19952.9673 | 0.0002492%
2028 | 591 | 591-1594R | Tier-2 | Tier-2---12 | 4--4 | 14 | 100% | 519.9571 | 96.32% | 3.27% | 0.4047% | 24.792 | 0 | 0 | 24.792 | 0 | 21.5211 | 0.10362 | 207.6916 | 21.5211 | 0.10362 | 207.6916 | 25.1584 | 0.12113 | 207.6916 | 4.768% | 0.047196 | 0.04486 | 11017.0212 | 932.3042 | 368.7122 | 9716.0047 | 11038.107 | 0 | 0 | 11038.107 | 0.0008175%
2028 | 594 | 594-1379F | Tier-2 | Tier-2---17 | 1--5 | 39 | 100% | 49.4293 | 99.41% | 0% | 0.5897% | 2.4323 | 0 | 0 | 2.4323 | 0 | 2.1114 | 0.28866 | 7.3146 | 2.1114 | 0.28866 | 7.3146 | 2.4683 | 0.33744 | 7.3146 | 4.921% | 0.0021822 | 0.0020742 | 22651.1445 | 4294.234 | 125.4934 | 18231.417 | 22658.1007 | 0 | 0 | 22658.1007 | 8.021e-05%
2028 | 597 | 597-595 | Tier-2 | Tier-2---1 | 5--5 | 1930 | 100% | 18774.394 | 95.55% | 4.388% | 0.06321% | 887.9695 | 0 | 0 | 887.9695 | 0 | 770.8154 | 14.2848 | 53.9606 | 770.8154 | 14.2848 | 53.9606 | 901.092 | 16.6991 | 53.9606 | 4.73% | 0.15307 | 0.14549 | 122655.7075 | 12289.1487 | 5017.0863 | 105349.4725 | 122940.0104 | 0 | 0 | 122940.0104 | 0.02928%
2028 | 599 | 599-19R | Tier-2 | Tier-2---1 | 5--5 | 2562 | 100% | 25743.4561 | 99.4% | 0.5253% | 0.0786% | 1266.6062 | 0 | 0 | 1266.6062 | 0 | 1099.4968 | 18.9625 | 57.9827 | 1099.4968 | 18.9625 | 57.9827 | 1285.3243 | 22.1674 | 57.9827 | 4.92% | 0.15161 | 0.14411 | 169796.7072 | 9028.2208 | 940.8004 | 159827.6859 | 169850.1033 | 0 | 0 | 169850.1033 | 0.04177%
2028 | 67 | 67-24R | Tier-3 | Tier-3---13 | 5--4 | 587 | 100% | 2610.8 | 93.6% | 6.065% | 0.3401% | 120.9575 | 0 | 0 | 120.9575 | 0 | 104.999 | 4.3446 | 24.1674 | 104.999 | 4.3446 | 24.1674 | 122.745 | 5.0789 | 24.1674 | 4.633% | 0.2194 | 0.20854 | 11899.5856 | 668.9805 | 692.7946 | 10537.8105 | 11939.276 | 0 | 0 | 11939.276 | 0.003989%
2028 | 67 | 67-34R | Tier-3 | Tier-3---11 | 5--5 | 1265 | 100% | 4180.1374 | 93.8% | 5.869% | 0.3284% | 194.0937 | 0 | 0 | 194.0937 | 0 | 168.4859 | 9.3628 | 17.9952 | 168.4859 | 9.3628 | 17.9952 | 196.962 | 10.9453 | 17.9952 | 4.643% | 0.24743 | 0.23519 | 16893.949 | 1075.9433 | 993.2749 | 14824.7309 | 16948.4725 | 0 | 0 | 16948.4725 | 0.0064%
2028 | 67 | 67-37R | Tier-3 | Tier-3---17 | 5--3 | 212 | 100% | 622.3042 | 87.18% | 11.98% | 0.8373% | 26.8549 | 0 | 0 | 26.8549 | 0 | 23.3118 | 1.5691 | 14.8567 | 23.3118 | 1.5691 | 14.8567 | 27.2518 | 1.8343 | 14.8567 | 4.315% | 0.20095 | 0.191 | 3096.8174 | 160.5865 | 360.9451 | 2575.2857 | 3117.4933 | 0 | 0 | 3117.4933 | 0.0008856%
2028 | 67 | 67-45R | Tier-3 | Tier-3---15 | 5--4 | 319 | 100% | 1627.9508 | 92.79% | 6.809% | 0.4053% | 74.7699 | 0 | 0 | 74.7699 | 0 | 64.9052 | 2.3611 | 27.4898 | 64.9052 | 2.3611 | 27.4898 | 75.8749 | 2.7601 | 27.4898 | 4.593% | 0.20887 | 0.19854 | 7793.9219 | 491.8665 | 509.4559 | 6792.5995 | 7823.2046 | 0 | 0 | 7823.2046 | 0.002466%
2028 | 73 | 73-1130R | Tier-3 | Tier-3---9 | 5--5 | 273 | 100% | 6201.607 | 97.29% | 2.601% | 0.1104% | 298.6566 | 0 | 0 | 298.6566 | 0 | 259.2534 | 2.0206 | 128.3055 | 259.2534 | 2.0206 | 128.3055 | 303.0701 | 2.3621 | 128.3055 | 4.816% | 0.2182 | 0.2074 | 28421.9762 | 1612.5005 | 708.1752 | 26101.3005 | 28462.107 | 0 | 0 | 28462.107 | 0.009849%
2028 | 73 | 73-1163 | Tier-3 | Tier-3---4 | 5--5 | 800 | 100% | 15337.1849 | 98.56% | 1.393% | 0.04595% | 748.2657 | 0 | 0 | 748.2657 | 0 | 649.5434 | 5.9212 | 109.6988 | 649.5434 | 5.9212 | 109.6988 | 759.3236 | 6.9219 | 109.6988 | 4.879% | 0.22506 | 0.21392 | 68145.9431 | 3858.2027 | 972.8217 | 63314.9187 | 68197.0126 | 0 | 0 | 68197.0126 | 0.02468%
2028 | 73 | 73-1164 | Tier-3 | Tier-3---13 | 5--4 | 258 | 100% | 2448.8293 | 98.64% | 1.317% | 0.04316% | 119.5679 | 0 | 0 | 119.5679 | 0 | 103.7927 | 1.9096 | 54.3539 | 103.7927 | 1.9096 | 54.3539 | 121.3349 | 2.2323 | 54.3539 | 4.883% | 0.18614 | 0.17693 | 13155.649 | 640.7749 | 160.5982 | 12354.2759 | 13164.97 | 0 | 0 | 13164.97 | 0.003943%
2028 | 73 | 73-23R | Tier-3 | Tier-3---9 | 5--5 | 243 | 100% | 5733.7907 | 98.41% | 1.505% | 0.0877% | 279.3035 | 0 | 0 | 279.3035 | 0 | 242.4537 | 1.7986 | 134.805 | 242.4537 | 1.7986 | 134.805 | 283.4311 | 2.1025 | 134.805 | 4.871% | 0.21349 | 0.20292 | 26857.2697 | 1634.3076 | 394.5626 | 24828.3995 | 26879.5398 | 0 | 0 | 26879.5398 | 0.00921%
2028 | 73 | 73-678R | Tier-3 | Tier-3---5 | 5--5 | 537 | 100% | 10591.3769 | 98.31% | 1.605% | 0.08417% | 515.415 | 0 | 0 | 515.415 | 0 | 447.4138 | 3.9746 | 112.569 | 447.4138 | 3.9746 | 112.569 | 523.0318 | 4.6463 | 112.569 | 4.866% | 0.23776 | 0.22599 | 44546.6543 | 2704.4094 | 706.232 | 41136.0129 | 44585.8514 | 0 | 0 | 44585.8514 | 0.017%
2028 | 73 | 73-683R | Tier-3 | Tier-3---7 | 5--5 | 483 | 100% | 9288.0329 | 98.43% | 1.494% | 0.07761% | 452.5311 | 0 | 0 | 452.5311 | 0 | 392.8265 | 3.5749 | 109.8847 | 392.8265 | 3.5749 | 109.8847 | 459.2187 | 4.1791 | 109.8847 | 4.872% | 0.22716 | 0.21591 | 40887.9849 | 2244.0715 | 610.523 | 38033.3904 | 40921.4543 | 0 | 0 | 40921.4543 | 0.01492%
2028 | 75 | 75-2258F | Tier-3 | Tier-3---21 | 2--2 | 1 | 100% | 4.4231 | 0% | 100% | 0% | 0 | 0 | 0 | 0 | 0 | 0 | 0.0074014 | 0 | 0 | 0.0074014 | 0 | 0 | 0.0086524 | 0 | 0% | 0.0051944 | 0.0049373 | 851.5125 | 1.4212 | 766.2233 | 83.868 | 895.8574 | 0 | 0 | 895.8574 | 0%
2028 | 75 | 75-2259F | Tier-3 | Tier-3---12 | 3--5 | 410 | 100% | 3135.4576 | 99.77% | 0.1421% | 0.08717% | 154.8494 | 0 | 0 | 154.8494 | 0 | 134.4194 | 3.0346 | 44.2957 | 134.4194 | 3.0346 | 44.2957 | 157.1378 | 3.5475 | 44.2957 | 4.939% | 0.020337 | 0.019331 | 154171.9995 | 13070.8578 | 336.227 | 140764.9147 | 154190.404 | 0 | 0 | 154190.404 | 0.005106%
2028 | 75 | 75-32R | Tier-3 | Tier-3---13 | 3--5 | 206 | 100% | 1708.3855 | 99.57% | 0.3134% | 0.112% | 84.2054 | 0 | 0 | 84.2054 | 0 | 73.0958 | 1.5247 | 47.9412 | 73.0958 | 1.5247 | 47.9412 | 85.4498 | 1.7824 | 47.9412 | 4.929% | 0.014781 | 0.01405 | 115578.2654 | 8310.062 | 472.6259 | 106795.5774 | 115603.867 | 0 | 0 | 115603.867 | 0.002777%
2028 | 75 | 75-41 | Tier-3 | Tier-3---13 | 3--5 | 93 | 100% | 1937.5846 | 99.86% | 0.04507% | 0.0969% | 95.7743 | 0 | 0 | 95.7743 | 0 | 83.1383 | 0.68833 | 120.7819 | 83.1383 | 0.68833 | 120.7819 | 97.1896 | 0.80467 | 120.7819 | 4.943% | 0.0163 | 0.015493 | 118871.6769 | 11982.6524 | 277.8358 | 106611.1887 | 118880.4654 | 0 | 0 | 118880.4654 | 0.003158%
2028 | 75 | 75-996R | Tier-2 | Tier-2---7 | 4--5 | 730 | 100% | 2211.1377 | 99.23% | 0.4312% | 0.3416% | 108.6055 | 0 | 0 | 108.6055 | 0 | 94.2766 | 5.4031 | 17.4488 | 94.2766 | 5.4031 | 17.4488 | 110.2104 | 6.3162 | 17.4488 | 4.912% | 0.043997 | 0.041819 | 50256.3267 | 5074.1581 | 595.0934 | 44587.0751 | 50276.5529 | 0 | 0 | 50276.5529 | 0.003581%
2028 | 78 | 78-26R | Tier-3 | Tier-3---5 | 5--5 | 486 | 100% | 14526.7268 | 98.56% | 1.412% | 0.03052% | 708.6971 | 0 | 0 | 708.6971 | 0 | 615.1953 | 3.5971 | 171.0253 | 615.1953 | 3.5971 | 171.0253 | 719.1703 | 4.2051 | 171.0253 | 4.879% | 0.34567 | 0.32856 | 42024.2818 | 2090.1766 | 553.5184 | 39380.5868 | 42055.8613 | 0 | 0 | 42055.8613 | 0.02337%
2028 | 78 | 78-782R | Tier-3 | Tier-3---7 | 5--5 | 34 | 100% | 7202.3158 | 99.51% | 0.4709% | 0.01666% | 354.7762 | 0 | 0 | 354.7762 | 0 | 307.9689 | 0.25165 | 1223.8029 | 307.9689 | 0.25165 | 1223.8029 | 360.0191 | 0.29418 | 1223.8029 | 4.926% | 0.33808 | 0.32134 | 21303.7357 | 1160.2609 | 93.0569 | 20050.418 | 21309.1455 | 0 | 0 | 21309.1455 | 0.0117%
2028 | 788 | 788-34R | Tier-2 | Tier-2---6 | 5--5 | 551 | 100% | 9132.2366 | 94.33% | 5.547% | 0.1209% | 426.4266 | 0 | 0 | 426.4266 | 0 | 370.166 | 4.0782 | 90.7671 | 370.166 | 4.0782 | 90.7671 | 432.7283 | 4.7675 | 90.7671 | 4.669% | 0.12404 | 0.1179 | 73621.1831 | 9933.4586 | 4009.9599 | 59677.7646 | 73838.4724 | 0 | 0 | 73838.4724 | 0.01406%
2028 | 79 | 79-1215F | Tier-3 | Tier-3---18 | 5--3 | 17 | 100% | 324.1263 | 99.58% | 0.3619% | 0.05404% | 15.9775 | 0 | 0 | 15.9775 | 0 | 13.8695 | 0.12582 | 110.2291 | 13.8695 | 0.12582 | 110.2291 | 16.2136 | 0.14709 | 110.2291 | 4.929% | 0.1831 | 0.17404 | 1770.1913 | 88.5948 | 9.6251 | 1671.9714 | 1770.5747 | 0 | 0 | 1770.5747 | 0.0005269%
2028 | 791 | 791-419F | Tier-2 | Tier-2---5 | 5--5 | 153 | 100% | 3349.7594 | 92.58% | 7.304% | 0.116% | 153.5102 | 0 | 0 | 153.5102 | 0 | 133.2569 | 1.1324 | 117.6743 | 133.2569 | 1.1324 | 117.6743 | 155.7788 | 1.3238 | 117.6743 | 4.583% | 0.11325 | 0.10765 | 29577.718 | 1970.6299 | 1994.5012 | 25612.587 | 29692.0073 | 0 | 0 | 29692.0073 | 0.005062%
2028 | 79 | 79-658R | Tier-3 | Tier-3---5 | 5--5 | 558 | 100% | 12321.0759 | 99.26% | 0.6823% | 0.05367% | 605.4043 | 0 | 0 | 605.4043 | 0 | 525.5304 | 4.13 | 127.2469 | 525.5304 | 4.13 | 127.2469 | 614.3511 | 4.828 | 127.2469 | 4.914% | 0.46655 | 0.44346 | 26408.7945 | 1544.5762 | 192.1403 | 24672.078 | 26418.917 | 0 | 0 | 26418.917 | 0.01996%
2028 | 79 | 79-660R | Tier-3 | Tier-3---14 | 5--3 | 846 | 100% | 2087.0386 | 97.47% | 2.263% | 0.2704% | 100.6913 | 0 | 0 | 100.6913 | 0 | 87.4066 | 6.2616 | 13.9591 | 87.4066 | 6.2616 | 13.9591 | 102.1793 | 7.3199 | 13.9591 | 4.825% | 0.45747 | 0.43483 | 4562.1181 | 197.7916 | 116.9677 | 4247.3588 | 4568.1369 | 0 | 0 | 4568.1369 | 0.00332%
2028 | 79 | 79-668R | Tier-3 | Tier-3---15 | 5--3 | 565 | 100% | 1606.9068 | 70.93% | 28.63% | 0.4437% | 56.416 | 0 | 0 | 56.416 | 0 | 48.9727 | 4.1818 | 11.7109 | 48.9727 | 4.1818 | 11.7109 | 57.2497 | 4.8886 | 11.7109 | 3.511% | 0.43999 | 0.41821 | 3652.1539 | 150.5315 | 949.6335 | 2551.989 | 3707.4514 | 0 | 0 | 3707.4514 | 0.00186%
2028 | 79 | 79-676R | Tier-3 | Tier-3---5 | 5--5 | 373 | 100% | 9714.1464 | 98.29% | 1.686% | 0.02874% | 472.6073 | 0 | 0 | 472.6073 | 0 | 410.2539 | 2.7607 | 148.603 | 410.2539 | 2.7607 | 148.603 | 479.5915 | 3.2273 | 148.603 | 4.865% | 0.38409 | 0.36508 | 25291.2629 | 1478.5998 | 416.7742 | 23395.8888 | 25313.8415 | 0 | 0 | 25313.8415 | 0.01558%
2028 | 79 | 79-679R | Tier-3 | Tier-3---3 | 5--5 | 412 | 100% | 18448.5828 | 98.9% | 1.079% | 0.02427% | 903.134 | 0 | 0 | 903.134 | 0 | 783.9792 | 3.0494 | 257.0934 | 783.9792 | 3.0494 | 257.0934 | 916.4806 | 3.5648 | 257.0934 | 4.895% | 0.3939 | 0.3744 | 46835.416 | 2583.7373 | 473.6256 | 43778.0531 | 46862.3143 | 0 | 0 | 46862.3143 | 0.02978%
2028 | 79 | 79-685R | Tier-3 | Tier-3---14 | 5--4 | 66 | 100% | 2564.7524 | 99.37% | 0.5359% | 0.0899% | 126.1608 | 0 | 0 | 126.1608 | 0 | 109.5158 | 0.4885 | 224.1901 | 109.5158 | 0.4885 | 224.1901 | 128.0252 | 0.57106 | 224.1901 | 4.919% | 0.43155 | 0.41019 | 5943.1342 | 289.2774 | 32.5223 | 5621.3345 | 5945.071 | 0 | 0 | 5945.071 | 0.00416%
2028 | 79 | 79-714R | Tier-3 | Tier-3---9 | 5--4 | 433 | 100% | 5536.6205 | 96.31% | 3.618% | 0.06787% | 263.9613 | 0 | 0 | 263.9613 | 0 | 229.1356 | 3.2048 | 71.4971 | 229.1356 | 3.2048 | 71.4971 | 267.8621 | 3.7465 | 71.4971 | 4.768% | 0.37772 | 0.35902 | 14658.165 | 795.0255 | 492.7291 | 13370.4104 | 14686.3013 | 0 | 0 | 14686.3013 | 0.008704%
2028 | 79 | 79-785 | Tier-3 | Tier-3---3 | 5--5 | 933 | 100% | 18780.9285 | 97.14% | 2.812% | 0.0448% | 903.1022 | 0 | 0 | 903.1022 | 0 | 783.9515 | 6.9055 | 113.5249 | 783.9515 | 6.9055 | 113.5249 | 916.4483 | 8.0727 | 113.5249 | 4.809% | 0.38023 | 0.36141 | 49393.626 | 3270.0768 | 1298.0167 | 44825.5325 | 49467.0991 | 0 | 0 | 49467.0991 | 0.02978%
2028 | 79 | 79-799R | Tier-3 | Tier-3---14 | 5--3 | 34 | 100% | 3034.8235 | 97.12% | 2.752% | 0.1275% | 145.8979 | 0 | 0 | 145.8979 | 0 | 126.6489 | 0.25165 | 503.2758 | 126.6489 | 0.25165 | 503.2758 | 148.054 | 0.29418 | 503.2758 | 4.807% | 0.77068 | 0.73253 | 3937.8445 | 167.5066 | 101.5953 | 3668.7425 | 3943.7498 | 0 | 0 | 3943.7498 | 0.004811%
2028 | 79 | 79-808R | Tier-3 | Tier-3---3 | 5--5 | 415 | 100% | 19978.3255 | 99.23% | 0.7353% | 0.0338% | 981.3213 | 0 | 0 | 981.3213 | 0 | 851.8508 | 3.0716 | 277.3314 | 851.8508 | 3.0716 | 277.3314 | 995.8233 | 3.5907 | 277.3314 | 4.912% | 0.44563 | 0.42357 | 44831.6641 | 2303.1269 | 312.6633 | 42215.8739 | 44849.6205 | 0 | 0 | 44849.6205 | 0.03236%
2028 | 799 | 799-504R | Tier-2 | Tier-2---15 | 1--5 | 24 | 100% | 127.4062 | 99.28% | 0% | 0.716% | 6.2614 | 0 | 0 | 6.2614 | 0 | 5.4353 | 0.17763 | 30.5984 | 5.4353 | 0.17763 | 30.5984 | 6.354 | 0.20766 | 30.5984 | 4.915% | 0.0046964 | 0.0044639 | 27128.474 | 4849.4252 | 1319.6494 | 20959.3994 | 27138.5902 | 0 | 0 | 27138.5902 | 0.0002065%
2028 | 835 | 835-10F | Tier-2 | Tier-2---19 | 1--4 | 62 | 100% | 12.4137 | 98.83% | 0% | 1.166% | 0.60731 | 0 | 0 | 0.60731 | 0 | 0.52719 | 0.45889 | 1.1488 | 0.52719 | 0.45889 | 1.1488 | 0.61629 | 0.53645 | 1.1488 | 4.892% | 0.0010446 | 0.00099289 | 11883.6637 | 927.2087 | 137.533 | 10818.9221 | 11890.8775 | 0 | 0 | 11890.8775 | 2.003e-05%
2028 | 835 | 835-11F | Tier-2 | Tier-2---15 | 1--5 | 36 | 100% | 139.955 | 99.63% | 0% | 0.3714% | 6.902 | 0 | 0 | 6.902 | 0 | 5.9914 | 0.26645 | 22.4859 | 5.9914 | 0.26645 | 22.4859 | 7.004 | 0.31149 | 22.4859 | 4.932% | 0.0041866 | 0.0039794 | 33429.2729 | 4516.6864 | 116.5511 | 28796.0353 | 33435.7392 | 0 | 0 | 33435.7392 | 0.0002276%
2028 | 835 | 835-35F | Tier-2 | Tier-2---19 | 1--5 | 9 | 100% | 6.7153 | 99.02% | 0% | 0.9775% | 0.32916 | 0 | 0 | 0.32916 | 0 | 0.28573 | 0.066613 | 4.2894 | 0.28573 | 0.066613 | 4.2894 | 0.33402 | 0.077871 | 4.2894 | 4.902% | 0.0003154 | 0.00029979 | 21291.4086 | 1586.1343 | 191.0336 | 19514.2408 | 21302.2477 | 0 | 0 | 21302.2477 | 1.085e-05%
2028 | 840 | 840-308F | Tier-2 | Tier-2---13 | 4--4 | 13 | 100% | 330.3488 | 99.39% | 0.4551% | 0.1546% | 16.2526 | 0 | 0 | 16.2526 | 0 | 14.1083 | 0.096219 | 146.6273 | 14.1083 | 0.096219 | 146.6273 | 16.4928 | 0.11248 | 146.6273 | 4.92% | 0.063249 | 0.060118 | 5222.9719 | 562.2788 | 28.1473 | 4632.5459 | 5224.6302 | 0 | 0 | 5224.6302 | 0.0005359%
2028 | 840 | 840-374 | Tier-2 | Tier-2---13 | 4--3 | 241 | 100% | 232.5563 | 96.66% | 2.796% | 0.5416% | 11.1274 | 0 | 0 | 11.1274 | 0 | 9.6593 | 1.7837 | 5.4152 | 9.6593 | 1.7837 | 5.4152 | 11.2918 | 2.0852 | 5.4152 | 4.785% | 0.064007 | 0.060838 | 3633.3054 | 196.9902 | 98.0177 | 3338.2976 | 3639.62 | 0 | 0 | 3639.62 | 0.0003669%
2028 | 855 | 855-46AE | Tier-2 | Tier-2---15 | 1--5 | 1 | 100% | 188.5529 | 99.88% | 0% | 0.1171% | 9.3224 | 0 | 0 | 9.3224 | 0 | 8.0925 | 0.0074014 | 1093.3654 | 8.0925 | 0.0074014 | 1093.3654 | 9.4602 | 0.0086524 | 1093.3654 | 4.944% | 0.0010888 | 0.0010349 | 173174.9569 | 30409.3175 | 190.5248 | 142575.1146 | 173185.5197 | 0 | 0 | 173185.5197 | 0.0003074%
2028 | 859 | 859-42R | Tier-2 | Tier-2---3 | 4--5 | 793 | 100% | 8606.9717 | 99.86% | 0% | 0.1411% | 425.4439 | 0 | 0 | 425.4439 | 0 | 369.313 | 5.8693 | 62.9224 | 369.313 | 5.8693 | 62.9224 | 431.7311 | 6.8613 | 62.9224 | 4.943% | 0.067132 | 0.063809 | 128210.0534 | 7463.1152 | 271.9776 | 120474.9607 | 128219.4758 | 0 | 0 | 128219.4758 | 0.01403%
2028 | 907 | 907-1562AE | Tier-3 | Tier-3---6 | 4--5 | 503 | 100% | 8439.7692 | 97.62% | 2.35% | 0.03436% | 407.8089 | 0 | 0 | 407.8089 | 0 | 354.0047 | 3.7229 | 95.0878 | 354.0047 | 3.7229 | 95.0878 | 413.8355 | 4.3521 | 95.0878 | 4.832% | 0.054867 | 0.052151 | 153823.4413 | 9936.3787 | 3323.7899 | 140563.2726 | 154014.4199 | 0 | 0 | 154014.4199 | 0.01345%
2028 | 907 | 907-1602 | Tier-3 | Tier-3---17 | 3--4 | 8 | 100% | 257.2419 | 98.67% | 1.294% | 0.04048% | 12.5635 | 0 | 0 | 12.5635 | 0 | 10.906 | 0.059212 | 184.1867 | 10.906 | 0.059212 | 184.1867 | 12.7492 | 0.069219 | 184.1867 | 4.884% | 0.018131 | 0.017233 | 14188.117 | 688.9653 | 150.8545 | 13348.2972 | 14197.9773 | 0 | 0 | 14197.9773 | 0.0004143%
2028 | 907 | 907-1702R | Tier-3 | Tier-3---6 | 4--5 | 781 | 100% | 9100.5583 | 99.73% | 0.2344% | 0.03926% | 449.2449 | 0 | 0 | 449.2449 | 0 | 389.9738 | 5.7805 | 67.4634 | 389.9738 | 5.7805 | 67.4634 | 455.8839 | 6.7575 | 67.4634 | 4.936% | 0.061079 | 0.058055 | 148997.4926 | 9820.8836 | 378.9812 | 138797.6278 | 149018.7269 | 0 | 0 | 149018.7269 | 0.01481%
2028 | 907 | 907-1716R | Tier-3 | Tier-3---2 | 4--5 | 1809 | 100% | 27066.4552 | 99.19% | 0.7771% | 0.02941% | 1328.9846 | 0 | 0 | 1328.9846 | 0 | 1153.6452 | 13.3892 | 86.1623 | 1153.6452 | 13.3892 | 86.1623 | 1348.6244 | 15.6521 | 86.1623 | 4.91% | 0.088049 | 0.083691 | 307401.4892 | 26739.124 | 2399.2259 | 278263.1391 | 307530.5949 | 0 | 0 | 307530.5949 | 0.04382%
2028 | 907 | 907-2820R | Tier-3 | Tier-3---10 | 4--5 | 130 | 100% | 6348.4755 | 99.98% | 0.008026% | 0.01607% | 314.1738 | 0 | 0 | 314.1738 | 0 | 272.7233 | 0.96219 | 283.4409 | 272.7233 | 0.96219 | 283.4409 | 318.8167 | 1.1248 | 283.4409 | 4.949% | 0.082479 | 0.078396 | 76970.9977 | 6095.6287 | 17.0995 | 70858.2695 | 76971.9637 | 0 | 0 | 76971.9637 | 0.01036%
2028 | 908 | 908-1172R | Tier-2 | Tier-2---2 | 5--5 | 1320 | 100% | 15766.5188 | 98.33% | 1.627% | 0.04735% | 767.3776 | 0 | 0 | 767.3776 | 0 | 666.1338 | 9.7699 | 68.1822 | 666.1338 | 9.7699 | 68.1822 | 778.718 | 11.4211 | 68.1822 | 4.867% | 0.20692 | 0.19668 | 76195.3215 | 5331.2754 | 1185.4095 | 69678.6366 | 76261.7497 | 0 | 0 | 76261.7497 | 0.02531%
2028 | 908 | 908-1236 | Tier-2 | Tier-2---2 | 5--5 | 741 | 100% | 11763.9311 | 98.8% | 1.165% | 0.03327% | 575.3384 | 0 | 0 | 575.3384 | 0 | 499.4312 | 5.4845 | 91.0628 | 499.4312 | 5.4845 | 91.0628 | 583.8408 | 6.4114 | 91.0628 | 4.891% | 0.1877 | 0.17841 | 62673.98 | 5005.8683 | 685.7702 | 56982.3415 | 62713.0821 | 0 | 0 | 62713.0821 | 0.01897%
2028 | 908 | 908-1368R | Tier-2 | Tier-2---5 | 5--5 | 1020 | 100% | 5570.7929 | 96.25% | 3.531% | 0.2207% | 265.4096 | 0 | 0 | 265.4096 | 0 | 230.3929 | 7.5495 | 30.5177 | 230.3929 | 7.5495 | 30.5177 | 269.3319 | 8.8254 | 30.5177 | 4.764% | 0.23644 | 0.22474 | 23560.7485 | 1440.3319 | 798.3866 | 21322.03 | 23606.7777 | 0 | 0 | 23606.7777 | 0.008752%
2028 | 908 | 908-1370R | Tier-2 | Tier-2---8 | 5--4 | 585 | 100% | 1466.2762 | 91.81% | 7.905% | 0.289% | 66.6334 | 0 | 0 | 66.6334 | 0 | 57.8421 | 4.3298 | 13.3589 | 57.8421 | 4.3298 | 13.3589 | 67.6181 | 5.0616 | 13.3589 | 4.544% | 0.1878 | 0.17851 | 7807.4644 | 518.9417 | 584.8681 | 6703.6546 | 7840.781 | 0 | 0 | 7840.781 | 0.002197%
2028 | 908 | 908-1372R | Tier-2 | Tier-2---2 | 5--5 | 352 | 100% | 7960.2903 | 98.35% | 1.621% | 0.03193% | 387.5225 | 0 | 0 | 387.5225 | 0 | 336.3948 | 2.6053 | 129.119 | 336.3948 | 2.6053 | 129.119 | 393.2494 | 3.0456 | 129.119 | 4.868% | 0.17701 | 0.16825 | 44971.6131 | 3766.5332 | 683.7932 | 40521.2867 | 45010.3176 | 0 | 0 | 45010.3176 | 0.01278%
2028 | 908 | 908-2038R | Tier-2 | Tier-2---1 | 5--5 | 1150 | 100% | 41258.5742 | 98.89% | 1.078% | 0.03081% | 2019.6477 | 0 | 0 | 2019.6477 | 0 | 1753.1858 | 8.5117 | 205.9746 | 1753.1858 | 8.5117 | 205.9746 | 2049.4942 | 9.9502 | 205.9746 | 4.895% | 0.23053 | 0.21912 | 178970.5163 | 13265.9985 | 1829.4076 | 163875.1102 | 179073.8915 | 0 | 0 | 179073.8915 | 0.0666%
2028 | 908 | 908-2040 | Tier-2 | Tier-2---5 | 5--5 | 577 | 100% | 3646.8048 | 91.91% | 7.986% | 0.1044% | 165.9128 | 0 | 0 | 165.9128 | 0 | 144.0231 | 4.2706 | 33.7241 | 144.0231 | 4.2706 | 33.7241 | 168.3647 | 4.9924 | 33.7241 | 4.55% | 0.17929 | 0.17042 | 20339.8492 | 1700.729 | 1512.7829 | 17126.3373 | 20425.5442 | 0 | 0 | 20425.5442 | 0.005471%
2028 | 908 | 908-2055F | Tier-3 | Tier-3---2 | 5--5 | 762 | 100% | 22564.0783 | 99.08% | 0.8792% | 0.03652% | 1106.6937 | 0 | 0 | 1106.6937 | 0 | 960.6823 | 5.6399 | 170.3367 | 960.6823 | 5.6399 | 170.3367 | 1123.0485 | 6.5931 | 170.3367 | 4.905% | 0.20355 | 0.19347 | 110854.0623 | 7735.6273 | 1009.8579 | 102108.5771 | 110906.9288 | 0 | 0 | 110906.9288 | 0.03649%
2028 | 908 | 908-2062F | Tier-2 | Tier-2---16 | 5--2 | 9 | 100% | 153.3115 | 98.58% | 1.358% | 0.06577% | 7.4809 | 0 | 0 | 7.4809 | 0 | 6.4939 | 0.066613 | 97.4871 | 6.4939 | 0.066613 | 97.4871 | 7.5915 | 0.077871 | 97.4871 | 4.88% | 0.16054 | 0.1526 | 954.9499 | 48.869 | 14.7016 | 891.3793 | 955.6578 | 0 | 0 | 955.6578 | 0.0002467%
2028 | 908 | 908-30 | Tier-2 | Tier-2---10 | 5--4 | 211 | 100% | 847.524 | 96.52% | 3.329% | 0.1488% | 40.4933 | 0 | 0 | 40.4933 | 0 | 35.1509 | 1.5617 | 22.508 | 35.1509 | 1.5617 | 22.508 | 41.0917 | 1.8257 | 22.508 | 4.778% | 0.16572 | 0.15752 | 5114.069 | 284.5346 | 169.3742 | 4660.1602 | 5123.3319 | 0 | 0 | 5123.3319 | 0.001335%
2028 | 909 | 909-451 | Tier-3 | Tier-3---1 | 5--5 | 1555 | 100% | 55252.3747 | 99.27% | 0.7029% | 0.02396% | 2715.113 | 0 | 0 | 2715.113 | 0 | 2356.8951 | 11.5092 | 204.7828 | 2356.8951 | 11.5092 | 204.7828 | 2755.2372 | 13.4544 | 204.7828 | 4.914% | 0.31112 | 0.29572 | 177590.703 | 9870.6468 | 1163.318 | 166556.7382 | 177657.9267 | 0 | 0 | 177657.9267 | 0.08953%
2028 | 909 | 909-453R | Tier-2 | Tier-2---3 | 2--5 | 16 | 100% | 5703.0403 | 99.97% | 0% | 0.03309% | 282.2071 | 0 | 0 | 282.2071 | 0 | 244.9741 | 0.11842 | 2068.6347 | 244.9741 | 0.11842 | 2068.6347 | 286.3776 | 0.13844 | 2068.6347 | 4.948% | 0.0097928 | 0.0093081 | 582370.7512 | 29002.1932 | 955.718 | 552412.8399 | 582380.7865 | 0 | 0 | 582380.7865 | 0.009306%
2028 | 909 | 909-805R | Tier-2 | Tier-2---1 | 5--5 | 1096 | 100% | 32313.161 | 99.26% | 0.708% | 0.02831% | 1587.725 | 0 | 0 | 1587.725 | 0 | 1378.2488 | 8.112 | 169.9028 | 1378.2488 | 8.112 | 169.9028 | 1611.1885 | 9.483 | 169.9028 | 4.914% | 0.28921 | 0.27489 | 111728.904 | 9787.6674 | 729.9669 | 101211.2697 | 111771.744 | 0 | 0 | 111771.744 | 0.05236%
2028 | 91 | 91-7F | Tier-2 | Tier-2---9 | 4--5 | 309 | 100% | 1295.9906 | 95.98% | 3.603% | 0.4176% | 61.5723 | 0 | 0 | 61.5723 | 0 | 53.4487 | 2.287 | 23.3702 | 53.4487 | 2.287 | 23.3702 | 62.4822 | 2.6736 | 23.3702 | 4.751% | 0.034038 | 0.032353 | 38075.0405 | 3866.8561 | 1530.8214 | 32677.363 | 38154.7637 | 0 | 0 | 38154.7637 | 0.00203%
2028 | 920 | 920-1342R | Tier-3 | Tier-3---12 | 4--5 | 318 | 100% | 3406.6458 | 99.34% | 0.5402% | 0.1203% | 167.5153 | 0 | 0 | 167.5153 | 0 | 145.4142 | 2.3537 | 61.7822 | 145.4142 | 2.3537 | 61.7822 | 169.9908 | 2.7515 | 61.7822 | 4.917% | 0.068604 | 0.065208 | 49656.3753 | 4642.3023 | 300.3512 | 44713.7218 | 49673.4543 | 0 | 0 | 49673.4543 | 0.005524%
2028 | 920 | 920-735AE | Tier-2 | Tier-2---7 | 4--5 | 84 | 100% | 1554.328 | 69.02% | 30.62% | 0.3611% | 53.1046 | 0 | 0 | 53.1046 | 0 | 46.0982 | 0.62172 | 74.1461 | 46.0982 | 0.62172 | 74.1461 | 53.8893 | 0.7268 | 74.1461 | 3.417% | 0.068691 | 0.065291 | 22627.8919 | 1626.4148 | 6446.6356 | 14554.8415 | 22992.947 | 0 | 0 | 22992.947 | 0.001751%
2028 | 921 | 921-800F | Tier-2 | Tier-2---7 | 4--5 | 116 | 100% | 1991.7107 | 76.61% | 23.16% | 0.2301% | 75.5258 | 0 | 0 | 75.5258 | 0 | 65.5614 | 0.85857 | 76.3613 | 65.5614 | 0.85857 | 76.3613 | 76.642 | 1.0037 | 76.3613 | 3.792% | 0.065336 | 0.062102 | 30484.0304 | 2594.6331 | 6453.3763 | 21436.021 | 30855.4164 | 0 | 0 | 30855.4164 | 0.002491%
2028 | 928 | 928-19 | Tier-2 | Tier-2---11 | 4--4 | 3 | 100% | 434.8834 | 99.47% | 0.2691% | 0.2608% | 21.4127 | 0 | 0 | 21.4127 | 0 | 18.5876 | 0.022204 | 837.1154 | 18.5876 | 0.022204 | 837.1154 | 21.7291 | 0.025957 | 837.1154 | 4.924% | 0.051756 | 0.049194 | 8402.5377 | 840.1371 | 38.3723 | 7524.0283 | 8404.8564 | 0 | 0 | 8404.8564 | 0.0007061%
2028 | 968 | 968-476F | Tier-2 | Tier-2---17 | 3--3 | 13 | 100% | 62.492 | 96.91% | 0.773% | 2.32% | 2.9977 | 0 | 0 | 2.9977 | 0 | 2.6022 | 0.096219 | 27.0445 | 2.6022 | 0.096219 | 27.0445 | 3.042 | 0.11248 | 27.0445 | 4.797% | 0.015315 | 0.014557 | 4080.3921 | 657.1077 | 115.1614 | 3308.123 | 4086.964 | 0 | 0 | 4086.964 | 9.885e-05%
2028 | 970 | 970-1341R | Tier-3 | Tier-3---4 | 5--5 | 75 | 100% | 12961.6134 | 99.66% | 0.3199% | 0.02218% | 639.405 | 0 | 0 | 639.405 | 0 | 555.0452 | 0.55511 | 999.8863 | 555.0452 | 0.55511 | 999.8863 | 648.8541 | 0.64893 | 999.8863 | 4.933% | 0.12497 | 0.11878 | 103720.1236 | 10455.2915 | 563.8236 | 92701.0085 | 103738.6021 | 0 | 0 | 103738.6021 | 0.02109%
2028 | 971 | 971-1973R | Tier-3 | Tier-3---4 | 5--5 | 913 | 100% | 15148.7962 | 99.05% | 0.8967% | 0.0506% | 742.7622 | 0 | 0 | 742.7622 | 0 | 644.766 | 6.7575 | 95.4146 | 644.766 | 6.7575 | 95.4146 | 753.7388 | 7.8996 | 95.4146 | 4.903% | 0.14704 | 0.13976 | 103024.8612 | 7594.4752 | 905.6636 | 94524.7224 | 103075.6847 | 0 | 0 | 103075.6847 | 0.02449%
2028 | 971 | 971-2050R | Tier-3 | Tier-3---2 | 5--5 | 1693 | 100% | 28484.5838 | 98.91% | 1.035% | 0.05308% | 1394.6521 | 0 | 0 | 1394.6521 | 0 | 1210.6489 | 12.5306 | 96.6151 | 1210.6489 | 12.5306 | 96.6151 | 1415.2624 | 14.6485 | 96.6151 | 4.896% | 0.18464 | 0.1755 | 154268.7539 | 10830.6461 | 1582.0513 | 141856.0564 | 154356.1301 | 0 | 0 | 154356.1301 | 0.04599%
2028 | 971 | 971-29R | Tier-3 | Tier-3---6 | 5--5 | 169 | 100% | 8015.4065 | 99.46% | 0.5042% | 0.0309% | 394.6396 | 0 | 0 | 394.6396 | 0 | 342.5729 | 1.2508 | 273.8734 | 342.5729 | 1.2508 | 273.8734 | 400.4716 | 1.4623 | 273.8734 | 4.924% | 0.12171 | 0.11568 | 65856.8143 | 3610.5313 | 317.5488 | 61928.7341 | 65875.1664 | 0 | 0 | 65875.1664 | 0.01301%
2028 | 971 | 971-371R | Tier-3 | Tier-3---12 | 5--5 | 109 | 100% | 4351.5062 | 99.52% | 0.4473% | 0.03668% | 214.3571 | 0 | 0 | 214.3571 | 0 | 186.0759 | 0.80676 | 230.6467 | 186.0759 | 0.80676 | 230.6467 | 217.5249 | 0.94311 | 230.6467 | 4.926% | 0.11668 | 0.1109 | 37295.5773 | 2011.9233 | 160.8045 | 35122.8495 | 37304.9774 | 0 | 0 | 37304.9774 | 0.007069%
2028 | 971 | 971-383R | Tier-3 | Tier-3---4 | 5--5 | 442 | 100% | 14770.5962 | 98.43% | 1.528% | 0.03956% | 719.68 | 0 | 0 | 719.68 | 0 | 624.7291 | 3.2714 | 190.9647 | 624.7291 | 3.2714 | 190.9647 | 730.3154 | 3.8243 | 190.9647 | 4.872% | 0.13837 | 0.13152 | 106747.8715 | 6177.23 | 1600.3912 | 98970.2503 | 106835.0414 | 0 | 0 | 106835.0414 | 0.02373%
2028 | 971 | 971-388R | Tier-3 | Tier-3---4 | 5--5 | 1149 | 100% | 11267.961 | 98.98% | 0.9235% | 0.09902% | 552.0609 | 0 | 0 | 552.0609 | 0 | 479.2248 | 8.5043 | 56.3512 | 479.2248 | 8.5043 | 56.3512 | 560.2193 | 9.9416 | 56.3512 | 4.899% | 0.17642 | 0.16769 | 63870.0886 | 3872.2432 | 602.7653 | 59395.0801 | 63904.0994 | 0 | 0 | 63904.0994 | 0.0182%
2028 | 972 | 972-1582R | Tier-3 | Tier-3---6 | 5--5 | 320 | 100% | 8019.1792 | 98.53% | 1.384% | 0.08092% | 391.1329 | 0 | 0 | 391.1329 | 0 | 339.5288 | 2.3685 | 143.3541 | 339.5288 | 2.3685 | 143.3541 | 396.9131 | 2.7688 | 143.3541 | 4.877% | 0.15062 | 0.14317 | 53239.6467 | 3086.8109 | 714.7235 | 49438.1123 | 53280.2737 | 0 | 0 | 53280.2737 | 0.0129%
2028 | 972 | 972-1590F | Tier-3 | Tier-3---2 | 5--5 | 1391 | 100% | 23409.1539 | 98.39% | 1.548% | 0.05965% | 1140.1279 | 0 | 0 | 1140.1279 | 0 | 989.7054 | 10.2954 | 96.1307 | 989.7054 | 10.2954 | 96.1307 | 1156.9769 | 12.0355 | 96.1307 | 4.87% | 0.17603 | 0.16732 | 132982.6796 | 10745.803 | 2028.2393 | 120208.6373 | 133093.9956 | 0 | 0 | 133093.9956 | 0.0376%
2028 | 972 | 972-32R | Tier-2 | Tier-2---1 | 5--5 | 943 | 100% | 22914.3284 | 97.48% | 2.478% | 0.04418% | 1105.6563 | 0 | 0 | 1105.6563 | 0 | 959.7818 | 6.9796 | 137.5132 | 959.7818 | 6.9796 | 137.5132 | 1121.9958 | 8.1592 | 137.5132 | 4.825% | 0.16607 | 0.15785 | 137978.7753 | 7897.3231 | 3156.5486 | 126924.9036 | 138159.9776 | 0 | 0 | 138159.9776 | 0.03646%
2028 | 972 | 972-942R | Tier-3 | Tier-3---6 | 5--5 | 373 | 100% | 9149.6836 | 99.12% | 0.8301% | 0.05344% | 448.9075 | 0 | 0 | 448.9075 | 0 | 389.681 | 2.7607 | 141.151 | 389.681 | 2.7607 | 141.151 | 455.5415 | 3.2273 | 141.151 | 4.906% | 0.14195 | 0.13492 | 64459.3584 | 4369.1581 | 517.8641 | 59572.3362 | 64489.0192 | 0 | 0 | 64489.0192 | 0.0148%
2028 | 973 | 973-1226R | Tier-3 | Tier-3---10 | 5--5 | 264 | 100% | 5177.8696 | 97.32% | 2.585% | 0.09195% | 249.4435 | 0 | 0 | 249.4435 | 0 | 216.5332 | 1.954 | 110.8164 | 216.5332 | 1.954 | 110.8164 | 253.1298 | 2.2842 | 110.8164 | 4.817% | 0.13989 | 0.13297 | 37012.5952 | 1958.2894 | 910.1694 | 34144.1364 | 37064.1939 | 0 | 0 | 37064.1939 | 0.008226%
2028 | 973 | 973-1245R | Tier-3 | Tier-3---6 | 5--5 | 149 | 100% | 8620.1106 | 99.53% | 0.4446% | 0.0227% | 424.7015 | 0 | 0 | 424.7015 | 0 | 368.6686 | 1.1028 | 334.2977 | 368.6686 | 1.1028 | 334.2977 | 430.9777 | 1.2892 | 334.2977 | 4.927% | 0.12039 | 0.11443 | 71603.6913 | 4071.6789 | 428.5861 | 67103.4263 | 71621.1173 | 0 | 0 | 71621.1173 | 0.01401%
2028 | 973 | 973-626R | Tier-3 | Tier-3---7 | 5--5 | 246 | 100% | 6521.7236 | 98.03% | 1.864% | 0.1053% | 316.4676 | 0 | 0 | 316.4676 | 0 | 274.7145 | 1.8208 | 150.8794 | 274.7145 | 1.8208 | 150.8794 | 321.1444 | 2.1285 | 150.8794 | 4.853% | 0.1523 | 0.14476 | 42821.6164 | 2771.3178 | 761.0334 | 39289.2652 | 42865.5348 | 0 | 0 | 42865.5348 | 0.01044%
2028 | 974 | 974-23R | Tier-3 | Tier-3---11 | 5--5 | 603 | 100% | 3492.8626 | 93.69% | 6.037% | 0.2698% | 161.9921 | 0 | 0 | 161.9921 | 0 | 140.6197 | 4.4631 | 31.5074 | 140.6197 | 4.4631 | 31.5074 | 164.386 | 5.2174 | 31.5074 | 4.638% | 0.16472 | 0.15657 | 21204.8226 | 1225.3577 | 1209.8349 | 18769.63 | 21274.471 | 0 | 0 | 21274.471 | 0.005342%
2028 | 974 | 974-715R | Tier-3 | Tier-3---6 | 5--5 | 73 | 100% | 7107.1697 | 99.55% | 0.3981% | 0.05413% | 350.214 | 0 | 0 | 350.214 | 0 | 304.0085 | 0.54031 | 562.6606 | 304.0085 | 0.54031 | 562.6606 | 355.3895 | 0.63162 | 562.6606 | 4.928% | 0.14069 | 0.13372 | 50517.2415 | 2626.4246 | 327.9593 | 47562.8576 | 50529.1387 | 0 | 0 | 50529.1387 | 0.01155%
2028 | 975 | 975-22R | Tier-3 | Tier-3---7 | 5--5 | 24 | 100% | 6417.0381 | 80.3% | 19.69% | 0.01691% | 255.0589 | 0 | 0 | 255.0589 | 0 | 221.4077 | 0.17763 | 1246.4219 | 221.4077 | 0.17763 | 1246.4219 | 258.8282 | 0.20766 | 1246.4219 | 3.975% | 0.19669 | 0.18696 | 32624.3404 | 2655.4587 | 6062.1421 | 23906.7397 | 32959.0914 | 0 | 0 | 32959.0914 | 0.008411%
2028 | 991 | 991-1 | Tier-2 | Tier-2---12 | 4--5 | 41 | 100% | 626.8618 | 65.87% | 33.98% | 0.153% | 20.4388 | 0 | 0 | 20.4388 | 0 | 17.7423 | 0.30346 | 58.4667 | 17.7423 | 0.30346 | 58.4667 | 20.7409 | 0.35475 | 58.4667 | 3.261% | 0.034773 | 0.033051 | 18027.4627 | 2318.0951 | 5585.2087 | 10124.1589 | 18347.8976 | 0 | 0 | 18347.8976 | 0.000674%
2028 | 991 | 991-1206R | Tier-2 | Tier-2---4 | 4--5 | 303 | 100% | 4576.7911 | 99.78% | 0.09876% | 0.1221% | 226.0508 | 0 | 0 | 226.0508 | 0 | 196.2268 | 2.2426 | 87.4982 | 196.2268 | 2.2426 | 87.4982 | 229.3913 | 2.6217 | 87.4982 | 4.939% | 0.063785 | 0.060628 | 71752.9575 | 8533.7139 | 142.1853 | 63077.0583 | 71761.2112 | 0 | 0 | 71761.2112 | 0.007454%
2028 | 1023 | CB 1023 | Tier-2 | Tier-2---4 | 4--5 | 150 | 100% | 3332.7386 | 99.81% | 0.1085% | 0.07978% | 164.66 | 0 | 0 | 164.66 | 0 | 142.9356 | 1.1102 | 128.7457 | 142.9356 | 1.1102 | 128.7457 | 167.0934 | 1.2979 | 128.7457 | 4.941% | 0.082267 | 0.078195 | 40511.3438 | 2187.4084 | 643.9575 | 37679.9779 | 40515.3153 | 0 | 0 | 40515.3153 | 0.00543%
2028 | 1090 | CB 1090 | Tier-2 | Tier-2---7 | 3--5 | 159 | 100% | 1414.5114 | 99.62% | 0.1678% | 0.2113% | 69.7529 | 0 | 0 | 69.7529 | 0 | 60.5501 | 1.1768 | 51.4518 | 60.5501 | 1.1768 | 51.4518 | 70.7837 | 1.3757 | 51.4518 | 4.931% | 0.025114 | 0.023871 | 56324.0689 | 3193.0563 | 219.125 | 52911.8876 | 56335.1879 | 0 | 0 | 56335.1879 | 0.0023%
2028 | 1101 | CB 1101 | Tier-2 | Tier-2---9 | 4--4 | 18 | 100% | 1133.279 | 99.72% | 0.1529% | 0.1272% | 55.9402 | 0 | 0 | 55.9402 | 0 | 48.5597 | 0.13323 | 364.4913 | 48.5597 | 0.13323 | 364.4913 | 56.7669 | 0.15574 | 364.4913 | 4.936% | 0.091579 | 0.087045 | 12374.933 | 790.0395 | 488.8435 | 11096.0499 | 12376.7382 | 0 | 0 | 12376.7382 | 0.001845%
2028 | 1106 | CB 1106 | Tier-2 | Tier-2---7 | 4--5 | 46 | 100% | 1646.9837 | 34.54% | 65.41% | 0.04829% | 28.1563 | 0 | 0 | 28.1563 | 0 | 24.4415 | 0.34047 | 71.7884 | 24.4415 | 0.34047 | 71.7884 | 28.5724 | 0.39801 | 71.7884 | 1.71% | 0.070774 | 0.067271 | 23270.9618 | 453.178 | 13904.863 | 8912.9208 | 24064.3118 | 0 | 0 | 24064.3118 | 0.0009285%
2028 | 1138 | CB 1138 | Tier-2 | Tier-2---10 | 5--4 | 192 | 100% | 765.4961 | 75% | 24.28% | 0.7274% | 28.4174 | 0 | 0 | 28.4174 | 0 | 24.6681 | 1.4211 | 17.3588 | 24.6681 | 1.4211 | 17.3588 | 28.8373 | 1.6613 | 17.3588 | 3.712% | 0.11418 | 0.10853 | 6704.4211 | 521.4992 | 1615.7801 | 4567.1418 | 6791.7244 | 0 | 0 | 6791.7244 | 0.0009371%
2028 | 1162 | CB 1162 | Tier-2 | Tier-2---18 | 4--2 | 12 | 100% | 75.2008 | 96.65% | 1.975% | 1.378% | 3.5976 | 0 | 0 | 3.5976 | 0 | 3.123 | 0.088817 | 35.1617 | 3.123 | 0.088817 | 35.1617 | 3.6508 | 0.10383 | 35.1617 | 4.784% | 0.064214 | 0.061035 | 1171.1044 | 73.0024 | 42.1055 | 1055.9965 | 1173.1495 | 0 | 0 | 1173.1495 | 0.0001186%
2028 | 1234 | CB 1234 | Tier-3 | Tier-3---10 | 5--5 | 1218 | 100% | 6311.4919 | 84.29% | 15.54% | 0.1769% | 263.3319 | 0 | 0 | 263.3319 | 0 | 228.5893 | 9.015 | 25.3567 | 228.5893 | 9.015 | 25.3567 | 267.2235 | 10.5386 | 25.3567 | 4.172% | 0.11961 | 0.11369 | 52765.4948 | 2759.6634 | 8111.6399 | 41894.1915 | 53197.2441 | 0 | 0 | 53197.2441 | 0.008684%
2028 | 1235 | CB 1235 | Tier-2 | Tier-2---6 | 4--5 | 2353 | 100% | 6645.572 | 99.09% | 0.6868% | 0.2213% | 325.9686 | 0 | 0 | 325.9686 | 0 | 282.962 | 17.4156 | 16.2476 | 282.962 | 17.4156 | 16.2476 | 330.7858 | 20.359 | 16.2476 | 4.905% | 0.082825 | 0.078725 | 80236.4987 | 5995.4874 | 833.9481 | 73407.0631 | 80274.4439 | 0 | 0 | 80274.4439 | 0.01075%
2028 | 1243 | CB 1243 | Tier-2 | Tier-2---7 | 3--5 | 259 | 100% | 1438.3629 | 99.75% | 0% | 0.2509% | 71.0203 | 0 | 0 | 71.0203 | 0 | 61.6503 | 1.917 | 32.1602 | 61.6503 | 1.917 | 32.1602 | 72.0699 | 2.241 | 32.1602 | 4.938% | 0.019586 | 0.018616 | 73438.3162 | 4480.0299 | 229.8696 | 68728.4167 | 73447.9126 | 0 | 0 | 73447.9126 | 0.002342%
2028 | 1245 | CB 1245 | Tier-2 | Tier-2---15 | 1--5 | 4 | 100% | 108.0997 | 99.75% | 0% | 0.2497% | 5.3376 | 0 | 0 | 5.3376 | 0 | 4.6334 | 0.029606 | 156.502 | 4.6334 | 0.029606 | 156.502 | 5.4165 | 0.034609 | 156.502 | 4.938% | 0.001637 | 0.001556 | 66035.2637 | 9567.7722 | 158.6523 | 56308.8392 | 66043.8517 | 0 | 0 | 66043.8517 | 0.000176%
2028 | 1250 | CB 1250 | Tier-2 | Tier-2---4 | 4--5 | 85 | 100% | 4075.2359 | 99.93% | 0.04042% | 0.02515% | 201.5919 | 0 | 0 | 201.5919 | 0 | 174.9949 | 0.62912 | 278.157 | 174.9949 | 0.62912 | 278.157 | 204.571 | 0.73545 | 278.157 | 4.947% | 0.088703 | 0.084312 | 45942.5846 | 2409.8097 | 605.4247 | 42927.3502 | 45944.1535 | 0 | 0 | 45944.1535 | 0.006648%
2028 | 1299 | CB 1299 | Tier-2 | Tier-2---19 | 3--3 | 17 | 100% | 41.7756 | 94.08% | 0% | 5.924% | 1.9454 | 0 | 0 | 1.9454 | 0 | 1.6887 | 0.12582 | 13.4213 | 1.6887 | 0.12582 | 13.4213 | 1.9742 | 0.14709 | 13.4213 | 4.657% | 0.014997 | 0.014255 | 2785.5246 | 306.2114 | 186.6907 | 2292.6226 | 2794.1175 | 0 | 0 | 2794.1175 | 6.415e-05%
2028 | 1525 | CB 1525 | Tier-2 | Tier-2---13 | 4--4 | 3 | 100% | 259.6903 | 35.49% | 63.12% | 1.387% | 4.5624 | 0 | 0 | 4.5624 | 0 | 3.9605 | 0.022204 | 178.3662 | 3.9605 | 0.022204 | 178.3662 | 4.6299 | 0.025957 | 178.3662 | 1.757% | 0.050512 | 0.048011 | 5141.181 | 222.3399 | 3171.9797 | 1746.8613 | 5313.8944 | 0 | 0 | 5313.8944 | 0.0001505%
2028 | 185 | CB 185 | Tier-2 | Tier-2---12 | 3--4 | 5 | 100% | 396.8506 | 79.93% | 19.29% | 0.7702% | 15.7025 | 0 | 0 | 15.7025 | 0 | 13.6308 | 0.037007 | 368.3278 | 13.6308 | 0.037007 | 368.3278 | 15.9345 | 0.043262 | 368.3278 | 3.957% | 0.027797 | 0.026421 | 14276.8452 | 843.1477 | 2609.8043 | 10823.8933 | 14426.0307 | 0 | 0 | 14426.0307 | 0.0005178%
2028 | 200 | CB 200 | Tier-2 | Tier-2---9 | 4--5 | 137 | 100% | 1342.6559 | 29.9% | 69.37% | 0.7369% | 19.8694 | 0 | 0 | 19.8694 | 0 | 17.2479 | 1.014 | 17.0098 | 17.2479 | 1.014 | 17.0098 | 20.163 | 1.1854 | 17.0098 | 1.48% | 0.060261 | 0.057278 | 22280.6766 | 447.1549 | 16796.8177 | 5036.7039 | 23094.1132 | 0 | 0 | 23094.1132 | 0.0006552%
2028 | 202 | CB 202 | Tier-2 | Tier-2---16 | 4--3 | 312 | 100% | 133.9861 | 95.12% | 0% | 4.877% | 6.3088 | 0 | 0 | 6.3088 | 0 | 5.4765 | 2.3093 | 2.3715 | 5.4765 | 2.3093 | 2.3715 | 6.4021 | 2.6995 | 2.3715 | 4.709% | 0.040966 | 0.038939 | 3270.6344 | 253.1701 | 166.1074 | 2851.3569 | 3278.9415 | 0 | 0 | 3278.9415 | 0.000208%
2028 | 203 | CB 203 | Tier-2 | Tier-2---13 | 4--4 | 504 | 100% | 195.752 | 9.583% | 88.23% | 2.187% | 0.9286 | 0 | 0 | 0.9286 | 0 | 0.80609 | 3.7303 | 0.21609 | 0.80609 | 3.7303 | 0.21609 | 0.94233 | 4.3608 | 0.21609 | 0.4744% | 0.03541 | 0.033657 | 5528.1246 | 19.724 | 4996.0335 | 512.3671 | 5788.4276 | 0 | 0 | 5788.4276 | 3.062e-05%
2028 | 204 | CB 204 | Tier-2 | Tier-2---9 | 4--4 | 358 | 100% | 1059.5314 | 80.82% | 18.41% | 0.7661% | 42.3888 | 0 | 0 | 42.3888 | 0 | 36.7962 | 2.6497 | 13.8869 | 36.7962 | 2.6497 | 13.8869 | 43.0152 | 3.0975 | 13.8869 | 4.001% | 0.068524 | 0.065132 | 15462.1941 | 933.3265 | 3218.617 | 11310.2506 | 15616.619 | 0 | 0 | 15616.619 | 0.001398%
2028 | 215 | CB 215 | Tier-3 | Tier-3---20 | 1--5 | 7 | 100% | 133.9133 | 99.89% | 0% | 0.1056% | 6.6217 | 0 | 0 | 6.6217 | 0 | 5.7481 | 0.05181 | 110.9451 | 5.7481 | 0.05181 | 110.9451 | 6.7196 | 0.060567 | 110.9451 | 4.945% | 0.0005546 | 0.00052715 | 241459.2274 | 12829.2932 | 1199.7792 | 227430.1551 | 241472.5029 | 0 | 0 | 241472.5029 | 0.0002184%
2028 | 230 | CB 230 | Tier-2 | Tier-2---14 | 1--5 | 68 | 100% | 212.8275 | 99.81% | 0% | 0.1866% | 10.5153 | 0 | 0 | 10.5153 | 0 | 9.128 | 0.5033 | 18.1363 | 9.128 | 0.5033 | 18.1363 | 10.6707 | 0.58836 | 18.1363 | 4.941% | 0.0025822 | 0.0024544 | 82420.9788 | 5196.3102 | 6622.8824 | 70601.7862 | 82428.9864 | 0 | 0 | 82428.9864 | 0.0003468%
2028 | 231 | CB 231 | Tier-2 | Tier-2---7 | 4--5 | 696 | 100% | 2499.974 | 99.29% | 0.4807% | 0.2332% | 122.8653 | 0 | 0 | 122.8653 | 0 | 106.6551 | 5.1514 | 20.7041 | 106.6551 | 5.1514 | 20.7041 | 124.681 | 6.0221 | 20.7041 | 4.915% | 0.037573 | 0.035713 | 66537.1573 | 4869.2313 | 990.775 | 60677.151 | 66561.8947 | 0 | 0 | 66561.8947 | 0.004052%
2028 | 232 | CB 232 | Tier-2 | Tier-2---7 | 4--5 | 645 | 100% | 1642.5971 | 97.37% | 2.323% | 0.3027% | 79.1736 | 0 | 0 | 79.1736 | 0 | 68.7279 | 4.7739 | 14.3965 | 68.7279 | 4.7739 | 14.3965 | 80.3437 | 5.5808 | 14.3965 | 4.82% | 0.029023 | 0.027587 | 56595.6114 | 3442.0938 | 1736.7765 | 51416.7411 | 56673.0008 | 0 | 0 | 56673.0008 | 0.002611%
2028 | 233 | CB 233 | Tier-2 | Tier-2---4 | 4--5 | 1826 | 100% | 4127.6955 | 98.74% | 0.928% | 0.3343% | 201.7417 | 0 | 0 | 201.7417 | 0 | 175.1249 | 13.515 | 12.9578 | 175.1249 | 13.515 | 12.9578 | 204.723 | 15.7992 | 12.9578 | 4.888% | 0.075451 | 0.071716 | 54706.8242 | 4073.6346 | 1765.0896 | 48868.1 | 54742.7891 | 0 | 0 | 54742.7891 | 0.006653%
2028 | 234 | CB 234 | Tier-2 | Tier-2---4 | 4--5 | 1032 | 100% | 3294.853 | 98.88% | 0.9043% | 0.2189% | 161.2634 | 0 | 0 | 161.2634 | 0 | 139.9872 | 7.6383 | 18.327 | 139.9872 | 7.6383 | 18.327 | 163.6466 | 8.9292 | 18.327 | 4.894% | 0.044658 | 0.042447 | 73779.6805 | 5680.9025 | 1107.6673 | 66991.1107 | 73822.8352 | 0 | 0 | 73822.8352 | 0.005318%
2028 | 236 | CB 236 | Tier-2 | Tier-2---1 | 5--5 | 504 | 100% | 12711.1878 | 97.62% | 2.333% | 0.04724% | 614.2258 | 0 | 0 | 614.2258 | 0 | 533.188 | 3.7303 | 142.9333 | 533.188 | 3.7303 | 142.9333 | 623.3029 | 4.3608 | 142.9333 | 4.832% | 0.1419 | 0.13487 | 89580.6366 | 5356.752 | 2115.0834 | 82108.8012 | 89691.6894 | 0 | 0 | 89691.6894 | 0.02025%
2028 | 237 | CB 237 | Tier-2 | Tier-2---8 | 5--5 | 35 | 100% | 2111.5746 | 99.54% | 0.4259% | 0.03207% | 104.0443 | 0 | 0 | 104.0443 | 0 | 90.3172 | 0.25905 | 348.647 | 90.3172 | 0.25905 | 348.647 | 105.5818 | 0.30283 | 348.647 | 4.927% | 0.10923 | 0.10382 | 19331.9134 | 1261.1888 | 123.1877 | 17947.5369 | 19336.5241 | 0 | 0 | 19336.5241 | 0.003431%
2028 | 240 | CB 240 | Tier-2 | Tier-2---9 | 4--5 | 222 | 100% | 1263.0316 | 97.68% | 1.949% | 0.3739% | 61.0677 | 0 | 0 | 61.0677 | 0 | 53.0108 | 1.6431 | 32.2622 | 53.0108 | 1.6431 | 32.2622 | 61.9702 | 1.9208 | 32.2622 | 4.835% | 0.048511 | 0.046109 | 26036.1977 | 2576.3946 | 964.8687 | 22494.9343 | 26067.6956 | 0 | 0 | 26067.6956 | 0.002014%
2028 | 242 | CB 242 | Tier-2 | Tier-2---11 | 5--3 | 44 | 100% | 406.8184 | 64.36% | 35.02% | 0.6193% | 12.9611 | 0 | 0 | 12.9611 | 0 | 11.2511 | 0.32566 | 34.5483 | 11.2511 | 0.32566 | 34.5483 | 13.1527 | 0.3807 | 34.5483 | 3.186% | 0.1014 | 0.096385 | 4011.826 | 175.5762 | 1861.6873 | 1974.5625 | 4086.281 | 0 | 0 | 4086.281 | 0.0004274%
2028 | 244 | CB 244 | Tier-2 | Tier-2---14 | 4--4 | 20 | 100% | 295.5508 | 37.5% | 61.39% | 1.106% | 5.4867 | 0 | 0 | 5.4867 | 0 | 4.7628 | 0.14803 | 32.1748 | 4.7628 | 0.14803 | 32.1748 | 5.5678 | 0.17305 | 32.1748 | 1.856% | 0.040668 | 0.038655 | 7267.3331 | 124.9098 | 5850.4758 | 1291.9476 | 7503.8614 | 0 | 0 | 7503.8614 | 0.0001809%
2028 | 246 | CB 246 | Tier-2 | Tier-2---7 | 4--5 | 519 | 100% | 1438.4419 | 90% | 9.47% | 0.5268% | 64.0848 | 0 | 0 | 64.0848 | 0 | 55.6298 | 3.8413 | 14.4818 | 55.6298 | 3.8413 | 14.4818 | 65.0319 | 4.4906 | 14.4818 | 4.455% | 0.066431 | 0.063143 | 21653.0415 | 2613.8832 | 2643.0483 | 16396.11 | 21765.7701 | 0 | 0 | 21765.7701 | 0.002113%
2028 | 247 | CB 247 | Tier-2 | Tier-2---12 | 4--4 | 109 | 100% | 379.7423 | 70.28% | 29.01% | 0.71% | 13.2106 | 0 | 0 | 13.2106 | 0 | 11.4677 | 0.80676 | 14.2145 | 11.4677 | 0.80676 | 14.2145 | 13.4059 | 0.94311 | 14.2145 | 3.479% | 0.038566 | 0.036657 | 9846.5066 | 767.6776 | 3381.19 | 5697.6391 | 9998.9083 | 0 | 0 | 9998.9083 | 0.0004356%
2028 | 248 | CB 248 | Tier-2 | Tier-2---9 | 3--5 | 263 | 100% | 962.1527 | 99.5% | 0% | 0.4991% | 47.3889 | 0 | 0 | 47.3889 | 0 | 41.1366 | 1.9466 | 21.1328 | 41.1366 | 1.9466 | 21.1328 | 48.0892 | 2.2756 | 21.1328 | 4.925% | 0.01881 | 0.017879 | 51150.5838 | 3349.6651 | 233.4496 | 47567.4691 | 51163.8787 | 0 | 0 | 51163.8787 | 0.001563%
2028 | 249 | CB 249 | Tier-3 | Tier-3---16 | 4--4 | 195 | 100% | 826.9208 | 97.04% | 2.672% | 0.2884% | 39.7207 | 0 | 0 | 39.7207 | 0 | 34.4802 | 1.4433 | 23.8901 | 34.4802 | 1.4433 | 23.8901 | 40.3077 | 1.6872 | 23.8901 | 4.803% | 0.05906 | 0.056137 | 14001.3211 | 814.7478 | 543.4884 | 12643.085 | 14022.9085 | 0 | 0 | 14022.9085 | 0.00131%
2028 | 280 | CB 280 | Tier-2 | Tier-2---14 | 4--4 | 17 | 100% | 310.7968 | 16.09% | 83.08% | 0.8251% | 2.4753 | 0 | 0 | 2.4753 | 0 | 2.1488 | 0.12582 | 17.0775 | 2.1488 | 0.12582 | 17.0775 | 2.5119 | 0.14709 | 17.0775 | 0.7965% | 0.042409 | 0.04031 | 7328.4886 | 69.1302 | 6322.2672 | 937.0911 | 7648.7329 | 0 | 0 | 7648.7329 | 8.163e-05%
2028 | 292 | CB 292 | Tier-2 | Tier-2---18 | 4--3 | 160 | 100% | 94.6686 | 66.47% | 32.93% | 0.6021% | 3.115 | 0 | 0 | 3.115 | 0 | 2.704 | 1.1842 | 2.2833 | 2.704 | 1.1842 | 2.2833 | 3.161 | 1.3844 | 2.2833 | 3.29% | 0.048129 | 0.045747 | 1966.9754 | 99.9551 | 607.6602 | 1259.3601 | 2001.3198 | 0 | 0 | 2001.3198 | 0.0001027%
2028 | 315 | CB 315 | Tier-2 | Tier-2---19 | 1--4 | 23 | 100% | 10.7713 | 97.26% | 0% | 2.741% | 0.51856 | 0 | 0 | 0.51856 | 0 | 0.45015 | 0.17023 | 2.6443 | 0.45015 | 0.17023 | 2.6443 | 0.52622 | 0.199 | 2.6443 | 4.814% | 0.0017586 | 0.0016715 | 6124.9072 | 421.4743 | 2656.1641 | 3047.2689 | 6133.6511 | 0 | 0 | 6133.6511 | 1.71e-05%
2028 | 327 | CB 327 | Tier-3 | Tier-3---16 | 4--5 | 18 | 100% | 1456.7095 | 99.79% | 0.1579% | 0.0494% | 71.9576 | 0 | 0 | 71.9576 | 0 | 62.4639 | 0.13323 | 468.8567 | 62.4639 | 0.13323 | 468.8567 | 73.021 | 0.15574 | 468.8567 | 4.94% | 0.076966 | 0.073157 | 18926.5639 | 1203.1103 | 32.523 | 17690.9305 | 18928.6074 | 0 | 0 | 18928.6074 | 0.002373%
2028 | 329 | CB 329 | Tier-2 | Tier-2---14 | 3--4 | 29 | 100% | 215.2852 | 96.83% | 2.614% | 0.5577% | 10.3186 | 0 | 0 | 10.3186 | 0 | 8.9573 | 0.21464 | 41.7312 | 8.9573 | 0.21464 | 41.7312 | 10.4711 | 0.25092 | 41.7312 | 4.793% | 0.026212 | 0.024915 | 8213.1037 | 578.8703 | 1610.2559 | 6023.9775 | 8226.6688 | 0 | 0 | 8226.6688 | 0.0003403%
2028 | 330 | CB 330 | Tier-2 | Tier-2---16 | 4--3 | 233 | 100% | 124.2501 | 33.35% | 64.03% | 2.615% | 2.0514 | 0 | 0 | 2.0514 | 0 | 1.7807 | 1.7245 | 1.0326 | 1.7807 | 1.7245 | 1.0326 | 2.0817 | 2.016 | 1.0326 | 1.651% | 0.029702 | 0.028232 | 4183.2246 | 7.517 | 3868.9172 | 306.7905 | 4328.4151 | 0 | 0 | 4328.4151 | 6.765e-05%
2028 | 331 | CB 331 | Tier-2 | Tier-2---14 | 2--5 | 2 | 100% | 261.2105 | 99.38% | 0% | 0.6196% | 12.8498 | 0 | 0 | 12.8498 | 0 | 11.1545 | 0.014803 | 753.5335 | 11.1545 | 0.014803 | 753.5335 | 13.0397 | 0.017305 | 753.5335 | 4.919% | 0.010352 | 0.0098396 | 25232.8512 | 1657.0176 | 8665.3282 | 14910.5054 | 25240.9927 | 0 | 0 | 25240.9927 | 0.0004237%
2028 | 351 | CB 351 | Tier-2 | Tier-2---3 | 5--5 | 641 | 100% | 14599.7352 | 99.66% | 0.3054% | 0.03279% | 720.2429 | 0 | 0 | 720.2429 | 0 | 625.2178 | 4.7443 | 131.7822 | 625.2178 | 4.7443 | 131.7822 | 730.8867 | 5.5462 | 131.7822 | 4.933% | 0.12463 | 0.11847 | 117140.1183 | 11493.6944 | 423.4429 | 105222.9811 | 117160.7487 | 0 | 0 | 117160.7487 | 0.02375%
2028 | 352 | CB 352 | Tier-2 | Tier-2---18 | 4--2 | 26 | 100% | 87.8741 | 99.22% | 0.6237% | 0.1541% | 4.3159 | 0 | 0 | 4.3159 | 0 | 3.7465 | 0.19244 | 19.4687 | 3.7465 | 0.19244 | 19.4687 | 4.3797 | 0.22496 | 19.4687 | 4.911% | 0.066856 | 0.063546 | 1314.3831 | 68.0986 | 10.3432 | 1235.9414 | 1314.9155 | 0 | 0 | 1314.9155 | 0.0001423%
2028 | 353 | CB 353 | Tier-2 | Tier-2---19 | 1--5 | 1 | 100% | 7.5897 | 98.6% | 0% | 1.398% | 0.37044 | 0 | 0 | 0.37044 | 0 | 0.32156 | 0.0074014 | 43.446 | 0.32156 | 0.0074014 | 43.446 | 0.37591 | 0.0086524 | 43.446 | 4.881% | 0.0001926 | 0.00018307 | 39406.3406 | 2311.4551 | 1967.6519 | 35127.2336 | 39435.0274 | 0 | 0 | 39435.0274 | 1.222e-05%
2028 | 355 | CB 355 | Tier-2 | Tier-2---3 | 5--5 | 875 | 100% | 11288.3525 | 98.84% | 1.109% | 0.05403% | 552.2734 | 0 | 0 | 552.2734 | 0 | 479.4093 | 6.4763 | 74.0256 | 479.4093 | 6.4763 | 74.0256 | 560.435 | 7.5708 | 74.0256 | 4.892% | 0.1048 | 0.099616 | 107709.793 | 9333.0654 | 1277.5324 | 97099.1953 | 107775.044 | 0 | 0 | 107775.044 | 0.01821%
2028 | 356 | CB 356 | Tier-2 | Tier-2---19 | 1--5 | 5 | 100% | 6.8062 | 99.1% | 0% | 0.8997% | 0.33387 | 0 | 0 | 0.33387 | 0 | 0.28982 | 0.037007 | 7.8316 | 0.28982 | 0.037007 | 7.8316 | 0.33881 | 0.043262 | 7.8316 | 4.905% | 0.0001262 | 0.00011995 | 53931.5569 | 3195.8788 | 2293.9675 | 48441.7106 | 53956.8259 | 0 | 0 | 53956.8259 | 1.101e-05%
2028 | 357 | CB 357 | Tier-3 | Tier-3---10 | 5--5 | 495 | 100% | 6110.8546 | 96.01% | 3.933% | 0.05986% | 290.409 | 0 | 0 | 290.409 | 0 | 252.094 | 3.6637 | 68.8083 | 252.094 | 3.6637 | 68.8083 | 294.7007 | 4.2829 | 68.8083 | 4.752% | 0.12773 | 0.12141 | 47841.0693 | 2695.6068 | 1944.7301 | 43200.7325 | 47940.553 | 0 | 0 | 47940.553 | 0.009577%
2028 | 358 | CB 358 | Tier-3 | Tier-3---15 | 5--4 | 9 | 100% | 861.4334 | 18.88% | 81.11% | 0.0161% | 8.0496 | 0 | 0 | 8.0496 | 0 | 6.9875 | 0.066613 | 104.8977 | 6.9875 | 0.066613 | 104.8977 | 8.1685 | 0.077871 | 104.8977 | 0.9344% | 0.1387 | 0.13184 | 6210.6059 | 69.3964 | 4526.8458 | 1614.3636 | 6472.9843 | 0 | 0 | 6472.9843 | 0.0002654%
2028 | 396 | CB 396 | Tier-2 | Tier-2---11 | 5--4 | 1 | 100% | 669.8148 | 14.34% | 85.25% | 0.4034% | 4.7554 | 0 | 0 | 4.7554 | 0 | 4.128 | 0.0074014 | 557.7328 | 4.128 | 0.0074014 | 557.7328 | 4.8257 | 0.0086524 | 557.7328 | 0.71% | 0.10036 | 0.095392 | 6674.121 | 114.298 | 5341.1785 | 1218.6444 | 6971.8435 | 0 | 0 | 6971.8435 | 0.0001568%
2028 | 441 | CB 441 | Tier-3 | Tier-3---15 | 5--3 | 134 | 100% | 1133.0808 | 94.08% | 5.666% | 0.2577% | 52.7648 | 0 | 0 | 52.7648 | 0 | 45.8033 | 0.99179 | 46.1823 | 45.8033 | 0.99179 | 46.1823 | 53.5446 | 1.1594 | 46.1823 | 4.657% | 0.54555 | 0.51854 | 2076.9658 | 75.1989 | 111.2175 | 1890.5493 | 2083.3735 | 0 | 0 | 2083.3735 | 0.00174%
2028 | 444 | CB 444 | Tier-2 | Tier-2---16 | 4--2 | 5 | 100% | 117.4434 | 97.68% | 1.947% | 0.3705% | 5.6787 | 0 | 0 | 5.6787 | 0 | 4.9295 | 0.037007 | 133.2032 | 4.9295 | 0.037007 | 133.2032 | 5.7626 | 0.043262 | 133.2032 | 4.835% | 0.081621 | 0.07758 | 1438.8937 | 81.4155 | 42.4476 | 1315.0306 | 1440.6306 | 0 | 0 | 1440.6306 | 0.0001873%
2028 | 470 | CB 470 | Tier-2 | Tier-2---6 | 5--5 | 174 | 100% | 6922.0493 | 95.49% | 4.388% | 0.1268% | 327.1728 | 0 | 0 | 327.1728 | 0 | 284.0073 | 1.2879 | 220.5281 | 284.0073 | 1.2879 | 220.5281 | 332.0078 | 1.5055 | 220.5281 | 4.727% | 0.114 | 0.10835 | 60721.6484 | 6478.0385 | 2705.5326 | 51538.0773 | 60864.4088 | 0 | 0 | 60864.4088 | 0.01079%
2028 | 499 | CB 499 | Tier-2 | Tier-2---19 | 2--3 | 3 | 100% | 19.4193 | 94.64% | 0% | 5.361% | 0.90973 | 0 | 0 | 0.90973 | 0 | 0.7897 | 0.022204 | 35.5653 | 0.7897 | 0.022204 | 35.5653 | 0.92317 | 0.025957 | 35.5653 | 4.685% | 0.00687 | 0.0065299 | 2826.6853 | 198.2647 | 1278.7389 | 1349.6817 | 2834.5765 | 0 | 0 | 2834.5765 | 3e-05%
2028 | 520 | CB 520 | Tier-2 | Tier-2---21 | 1--5 | 7 | 100% | 1.7668 | 97.86% | 0% | 2.14% | 0.085586 | 0 | 0 | 0.085586 | 0 | 0.074294 | 0.05181 | 1.434 | 0.074294 | 0.05181 | 1.434 | 0.08685 | 0.060567 | 1.434 | 4.844% | 7.36e-05 | 6.9957e-05 | 24005.4522 | 3167.8618 | 4630.5395 | 16207.0509 | 24032.1992 | 0 | 0 | 24032.1992 | 2.822e-06%
2028 | 521 | CB 521 | Tier-2 | Tier-2---20 | 3--1 | 16 | 100% | 12.2832 | 16.79% | 81.3% | 1.905% | 0.1021 | 0 | 0 | 0.1021 | 0 | 0.088634 | 0.11842 | 0.74845 | 0.088634 | 0.11842 | 0.74845 | 0.10361 | 0.13844 | 0.74845 | 0.8313% | 0.025917 | 0.024634 | 473.952 | 4.2331 | 417.1527 | 52.5662 | 494.4894 | 0 | 0 | 494.4894 | 3.367e-06%
2028 | 522 | CB 522 | Tier-2 | Tier-2---9 | 4--5 | 531 | 100% | 1074.3257 | 89.49% | 10.08% | 0.4258% | 47.5925 | 0 | 0 | 47.5925 | 0 | 41.3134 | 3.9302 | 10.5119 | 41.3134 | 3.9302 | 10.5119 | 48.2958 | 4.5944 | 10.5119 | 4.43% | 0.049006 | 0.04658 | 21922.4202 | 1310.4924 | 2696.6948 | 17915.2331 | 22042.3571 | 0 | 0 | 22042.3571 | 0.001569%
2028 | 523 | CB 523 | Tier-2 | Tier-2---13 | 4--4 | 318 | 100% | 305.5692 | 37.2% | 61.32% | 1.484% | 5.6264 | 0 | 0 | 5.6264 | 0 | 4.8841 | 2.3537 | 2.0751 | 4.8841 | 2.3537 | 2.0751 | 5.7095 | 2.7515 | 2.0751 | 1.841% | 0.044603 | 0.042395 | 6850.8655 | 393.6973 | 4462.8655 | 1994.3028 | 7074.9309 | 0 | 0 | 7074.9309 | 0.0001855%
2028 | 524 | CB 524 | Tier-3 | Tier-3---17 | 3--5 | 31 | 100% | 481.3309 | 94.25% | 5.298% | 0.4514% | 22.456 | 0 | 0 | 22.456 | 0 | 19.4933 | 0.22944 | 84.9584 | 19.4933 | 0.22944 | 84.9584 | 22.7878 | 0.26822 | 84.9584 | 4.665% | 0.018139 | 0.017241 | 26536.2736 | 2336.3386 | 4292.2973 | 19907.6377 | 26615.7308 | 0 | 0 | 26615.7308 | 0.0007405%
2028 | 536 | CB 536 | Tier-2 | Tier-2---18 | 4--2 | 10 | 100% | 54.1099 | 76.19% | 21.99% | 1.82% | 2.0408 | 0 | 0 | 2.0408 | 0 | 1.7715 | 0.074014 | 23.9348 | 1.7715 | 0.074014 | 23.9348 | 2.0709 | 0.086524 | 23.9348 | 3.772% | 0.063476 | 0.060334 | 852.4497 | 43.8224 | 164.7863 | 643.8409 | 863.0188 | 0 | 0 | 863.0188 | 6.73e-05%
2028 | 540 | CB 540 | Tier-2 | Tier-2---17 | 1--5 | 186 | 100% | 67.245 | 99.24% | 0% | 0.7576% | 3.3034 | 0 | 0 | 3.3034 | 0 | 2.8676 | 1.3767 | 2.083 | 2.8676 | 1.3767 | 2.083 | 3.3522 | 1.6093 | 2.083 | 4.913% | 0.0036022 | 0.0034239 | 18667.7627 | 1335.1505 | 3231.0476 | 14101.5646 | 18675.1274 | 0 | 0 | 18675.1274 | 0.0001089%
2028 | 542 | CB 542 | Tier-2 | Tier-2---9 | 4--5 | 47 | 100% | 949.4775 | 95.45% | 4.414% | 0.1311% | 44.8628 | 0 | 0 | 44.8628 | 0 | 38.9439 | 0.34787 | 111.9502 | 38.9439 | 0.34787 | 111.9502 | 45.5258 | 0.40666 | 111.9502 | 4.725% | 0.053515 | 0.050866 | 17742.4015 | 965.8807 | 2773.7516 | 14002.7692 | 17784.4002 | 0 | 0 | 17784.4002 | 0.001479%
2028 | 576 | CB 576 | Tier-2 | Tier-2---12 | 4--4 | 21 | 100% | 417.7025 | 78.37% | 21.49% | 0.1463% | 16.2034 | 0 | 0 | 16.2034 | 0 | 14.0656 | 0.15543 | 90.4945 | 14.0656 | 0.15543 | 90.4945 | 16.4428 | 0.1817 | 90.4945 | 3.879% | 0.047237 | 0.044899 | 8842.622 | 398.1663 | 2081.4024 | 6363.0533 | 8942.2431 | 0 | 0 | 8942.2431 | 0.0005343%
2028 | 599 | CB 599 | Tier-2 | Tier-2---4 | 4--5 | 892 | 100% | 4323.2442 | 99.81% | 0% | 0.1903% | 213.5933 | 0 | 0 | 213.5933 | 0 | 185.4129 | 6.6021 | 28.084 | 185.4129 | 6.6021 | 28.084 | 216.7498 | 7.7179 | 28.084 | 4.941% | 0.043095 | 0.040961 | 100319.859 | 10016.8763 | 926.348 | 89376.6347 | 100329.8016 | 0 | 0 | 100329.8016 | 0.007044%
2028 | 776 | CB 776 | Tier-2 | Tier-2---18 | 3--3 | 70 | 100% | 55.0677 | 92.66% | 4.028% | 3.312% | 2.5258 | 0 | 0 | 2.5258 | 0 | 2.1925 | 0.5181 | 4.2319 | 2.1925 | 0.5181 | 4.2319 | 2.5631 | 0.60567 | 4.2319 | 4.587% | 0.014982 | 0.01424 | 3675.6367 | 359.0614 | 229.0677 | 3087.5075 | 3689.6867 | 0 | 0 | 3689.6867 | 8.329e-05%
2028 | 788 | CB 788 | Tier-2 | Tier-2---2 | 5--5 | 102 | 100% | 8569.0681 | 95.07% | 4.755% | 0.1724% | 403.2679 | 0 | 0 | 403.2679 | 0 | 350.0629 | 0.75495 | 463.6918 | 350.0629 | 0.75495 | 463.6918 | 409.2275 | 0.88254 | 463.6918 | 4.706% | 0.14181 | 0.13479 | 60426.1463 | 6360.7221 | 2990.776 | 51074.6482 | 60581.2081 | 0 | 0 | 60581.2081 | 0.0133%
2028 | 835 | CB 835 | Tier-2 | Tier-2---17 | 1--5 | 169 | 100% | 42.6475 | 99.43% | 0% | 0.5747% | 2.0989 | 0 | 0 | 2.0989 | 0 | 1.822 | 1.2508 | 1.4566 | 1.822 | 1.2508 | 1.4566 | 2.1299 | 1.4623 | 1.4566 | 4.922% | 0.0017112 | 0.0016265 | 24922.574 | 2795.9682 | 135.9476 | 21990.6582 | 24930.0337 | 0 | 0 | 24930.0337 | 6.921e-05%
2028 | 907 | CB 907 | Tier-3 | Tier-3---13 | 3--5 | 58 | 100% | 2742.2838 | 99.83% | 0.1274% | 0.03844% | 135.5179 | 0 | 0 | 135.5179 | 0 | 117.6384 | 0.42928 | 274.0341 | 117.6384 | 0.42928 | 274.0341 | 137.5206 | 0.50184 | 274.0341 | 4.942% | 0.023668 | 0.022497 | 115862.6603 | 8950.1537 | 169.4148 | 106743.0917 | 115872.6663 | 0 | 0 | 115872.6663 | 0.004469%
2028 | 91 | CB 91 | Tier-2 | Tier-2---12 | 3--5 | 108 | 100% | 337.7351 | 93.43% | 6.078% | 0.496% | 15.6188 | 0 | 0 | 15.6188 | 0 | 13.5581 | 0.79936 | 16.9613 | 13.5581 | 0.79936 | 16.9613 | 15.8496 | 0.93446 | 16.9613 | 4.625% | 0.015476 | 0.01471 | 21823.4311 | 1985.3885 | 2725.0024 | 17113.0402 | 21898.15 | 0 | 0 | 21898.15 | 0.000515%
2028 | 928 | CB 928 | Tier-2 | Tier-2---7 | 4--5 | 3 | 100% | 1655.0106 | 79.76% | 20.12% | 0.1245% | 65.3395 | 0 | 0 | 65.3395 | 0 | 56.719 | 0.022204 | 2554.4092 | 56.719 | 0.022204 | 2554.4092 | 66.3051 | 0.025957 | 2554.4092 | 3.948% | 0.057199 | 0.054367 | 28934.4603 | 1965.0457 | 5791.8405 | 21177.574 | 29239.4879 | 0 | 0 | 29239.4879 | 0.002155%
2028 | 970 | CB 970 | Tier-2 | Tier-2---14 | 1--5 | 7 | 100% | 251.0066 | 99.97% | 0% | 0.03372% | 12.4206 | 0 | 0 | 12.4206 | 0 | 10.7819 | 0.05181 | 208.1046 | 10.7819 | 0.05181 | 208.1046 | 12.6042 | 0.060567 | 208.1046 | 4.948% | 0.00034 | 0.00032317 | 738254.59 | 37452.9301 | 3187.3418 | 697614.3182 | 738267.5551 | 0 | 0 | 738267.5551 | 0.0004096%
2028 | 971 | CB 971 | Tier-2 | Tier-2---3 | 5--5 | 161 | 100% | 11456.6981 | 99.51% | 0.4569% | 0.03477% | 564.3183 | 0 | 0 | 564.3183 | 0 | 489.8651 | 1.1916 | 411.0874 | 489.8651 | 1.1916 | 411.0874 | 572.6579 | 1.393 | 411.0874 | 4.926% | 0.12528 | 0.11908 | 91451.3672 | 5164.7092 | 651.9468 | 85634.7112 | 91474.7827 | 0 | 0 | 91474.7827 | 0.01861%
2028 | 975 | CB 975 | Tier-3 | Tier-3---16 | 5--4 | 50 | 100% | 1304.3742 | 99.51% | 0.4601% | 0.0271% | 64.252 | 0 | 0 | 64.252 | 0 | 55.7749 | 0.37007 | 150.7136 | 55.7749 | 0.37007 | 150.7136 | 65.2015 | 0.43262 | 150.7136 | 4.926% | 0.10726 | 0.10195 | 12161.0449 | 615.424 | 92.9298 | 11452.6911 | 12164.1301 | 0 | 0 | 12164.1301 | 0.002119%
2028 | 980 | CB 980 | Tier-2 | Tier-2---12 | 2--5 | 423 | 100% | 387.8494 | 99.7% | 0% | 0.3041% | 19.1402 | 0 | 0 | 19.1402 | 0 | 16.6149 | 3.1308 | 5.3069 | 16.6149 | 3.1308 | 5.3069 | 19.423 | 3.66 | 5.3069 | 4.935% | 0.0069124 | 0.0065702 | 56109.2292 | 22659.9966 | 1622.27 | 31826.9626 | 56118.115 | 0 | 0 | 56118.115 | 0.0006312%
2028 | 981 | CB 981 | Tier-2 | Tier-2---15 | 1--5 | 106 | 100% | 132.7571 | 99.65% | 0% | 0.354% | 6.5482 | 0 | 0 | 6.5482 | 0 | 5.6843 | 0.78455 | 7.2452 | 5.6843 | 0.78455 | 7.2452 | 6.645 | 0.91715 | 7.2452 | 4.932% | 0.0030076 | 0.0028587 | 44140.5414 | 2879.0748 | 9317.9917 | 31943.4749 | 44148.6786 | 0 | 0 | 44148.6786 | 0.0002159%
2028 | CTL1 | CB CTL1 | Tier-3 | Tier-3---19 | 5--1 | 4 | 100% | 27.4807 | 90.21% | 9.514% | 0.2799% | 1.2271 | 0 | 0 | 1.2271 | 0 | 1.0652 | 0.029606 | 35.9785 | 1.0652 | 0.029606 | 35.9785 | 1.2452 | 0.034609 | 35.9785 | 4.465% | 0.42111 | 0.40027 | 65.2572 | 3.4648 | 6.2225 | 55.5699 | 65.5901 | 0 | 0 | 65.5901 | 4.046e-05%
2028 | FB1 | CB FB1 | Tier-2 | Tier-2---11 | 4--4 | 463 | 100% | 346.5871 | 36.93% | 61.45% | 1.621% | 6.3355 | 0 | 0 | 6.3355 | 0 | 5.4996 | 3.4269 | 1.6049 | 5.4996 | 3.4269 | 1.6049 | 6.4291 | 4.006 | 1.6049 | 1.828% | 0.04664 | 0.044331 | 7431.1135 | 609.45 | 4232.5548 | 2589.1087 | 7675.1976 | 0 | 0 | 7675.1976 | 0.0002089%
2028 | FB2 | CB FB2 | Tier-2 | Tier-2---9 | 4--5 | 343 | 100% | 1029.5845 | 94.33% | 5.316% | 0.3556% | 48.074 | 0 | 0 | 48.074 | 0 | 41.7314 | 2.5387 | 16.4381 | 41.7314 | 2.5387 | 16.4381 | 48.7844 | 2.9678 | 16.4381 | 4.669% | 0.045688 | 0.043427 | 22535.0189 | 2600.9741 | 1192.7302 | 18741.3145 | 22601.5779 | 0 | 0 | 22601.5779 | 0.001585%
2028 | JU1 | CB JU1 | Tier-3 | Tier-3---15 | 5--4 | 417 | 100% | 1531.7487 | 97.85% | 2.019% | 0.1357% | 74.1877 | 0 | 0 | 74.1877 | 0 | 64.3998 | 3.0864 | 20.8657 | 64.3998 | 3.0864 | 20.8657 | 75.2841 | 3.608 | 20.8657 | 4.843% | 0.1808 | 0.17185 | 8471.8458 | 469.0858 | 165.6284 | 7837.1316 | 8481.3528 | 0 | 0 | 8481.3528 | 0.002446%
2028 | MOR1 | CB MOR1 | Tier-2 | Tier-2---4 | 5--5 | 286 | 100% | 5119.7141 | 98.56% | 1.393% | 0.05121% | 249.7665 | 0 | 0 | 249.7665 | 0 | 216.8136 | 2.1168 | 102.4245 | 216.8136 | 2.1168 | 102.4245 | 253.4576 | 2.4746 | 102.4245 | 4.879% | 0.12647 | 0.12021 | 40481.7763 | 2466.5834 | 537.059 | 37478.1339 | 40512.2177 | 0 | 0 | 40512.2177 | 0.008236%
2028 | NVS1 | CB NVS1 | Tier-2 | Tier-2---12 | 4--5 | 19 | 100% | 638.0788 | 99.02% | 0% | 0.9838% | 31.2742 | 0 | 0 | 31.2742 | 0 | 27.148 | 0.14063 | 193.0492 | 27.148 | 0.14063 | 193.0492 | 31.7363 | 0.1644 | 193.0492 | 4.901% | 0.029239 | 0.027792 | 21822.7187 | 1367.8468 | 283.2108 | 20171.6612 | 21833.8993 | 0 | 0 | 21833.8993 | 0.001031%
2028 | OK1 | CB OK1 | Tier-3 | Tier-3---7 | 5--5 | 786 | 100% | 6915.6819 | 99% | 0.9206% | 0.07911% | 338.9042 | 0 | 0 | 338.9042 | 0 | 294.1909 | 5.8175 | 50.5697 | 294.1909 | 5.8175 | 50.5697 | 343.9125 | 6.8008 | 50.5697 | 4.901% | 0.20255 | 0.19252 | 34143.1528 | 2255.401 | 307.6674 | 31580.0844 | 34160.9278 | 0 | 0 | 34160.9278 | 0.01118%
2028 | PE1 | CB PE1 | Tier-3 | Tier-3---13 | 5--4 | 1534 | 100% | 3027.5479 | 94.73% | 5.109% | 0.164% | 141.961 | 0 | 0 | 141.961 | 0 | 123.2314 | 11.3538 | 10.8537 | 123.2314 | 11.3538 | 10.8537 | 144.0589 | 13.2727 | 10.8537 | 4.689% | 0.24168 | 0.22972 | 12527.0623 | 651.1133 | 599.2989 | 11276.6501 | 12561.4639 | 0 | 0 | 12561.4639 | 0.004681%
2028 | RA1 | CB RA1 | Tier-2 | Tier-2---2 | 5--5 | 454 | 100% | 10517.0624 | 98.31% | 1.619% | 0.07383% | 511.7794 | 0 | 0 | 511.7794 | 0 | 444.2579 | 3.3603 | 132.2095 | 444.2579 | 3.3603 | 132.2095 | 519.3425 | 3.9282 | 132.2095 | 4.866% | 0.14726 | 0.13997 | 71417.5478 | 3677.0651 | 1105.1436 | 66635.3391 | 71480.5261 | 0 | 0 | 71480.5261 | 0.01688%
2028 | RA2 | CB RA2 | Tier-2 | Tier-2---4 | 5--5 | 283 | 100% | 5229.9021 | 98.11% | 1.831% | 0.05575% | 253.995 | 0 | 0 | 253.995 | 0 | 220.4842 | 2.0946 | 105.2627 | 220.4842 | 2.0946 | 105.2627 | 257.7485 | 2.4486 | 105.2627 | 4.857% | 0.12706 | 0.12077 | 41161.4683 | 4371.7867 | 705.658 | 36084.0236 | 41201.919 | 0 | 0 | 41201.919 | 0.008376%
2028 | RA3 | CB RA3 | Tier-2 | Tier-2---10 | 5--4 | 200 | 100% | 916.1972 | 69.5% | 30.07% | 0.4286% | 31.5185 | 0 | 0 | 31.5185 | 0 | 27.3601 | 1.4803 | 18.4829 | 27.3601 | 1.4803 | 18.4829 | 31.9842 | 1.7305 | 18.4829 | 3.44% | 0.12911 | 0.12272 | 7096.3625 | 284.8233 | 1917.8301 | 4893.709 | 7209.0875 | 0 | 0 | 7209.0875 | 0.001039%
2028 | RB1 | CB RB1 | Tier-3 | Tier-3---20 | 1--5 | 4 | 100% | 29.7534 | 99.88% | 0% | 0.1212% | 1.471 | 0 | 0 | 1.471 | 0 | 1.2769 | 0.029606 | 43.1311 | 1.2769 | 0.029606 | 43.1311 | 1.4927 | 0.034609 | 43.1311 | 4.944% | 0.0001458 | 0.00013858 | 204069.8082 | 10986.7817 | 682.9358 | 192400.0907 | 204082.6843 | 0 | 0 | 204082.6843 | 4.851e-05%
2028 | RC1 | CB RC1 | Tier-2 | Tier-2---4 | 4--5 | 330 | 100% | 3739.8748 | 99.14% | 0.8077% | 0.05477% | 183.5272 | 0 | 0 | 183.5272 | 0 | 159.3136 | 2.4425 | 65.2262 | 159.3136 | 2.4425 | 65.2262 | 186.2394 | 2.8553 | 65.2262 | 4.907% | 0.084253 | 0.080083 | 44388.4144 | 3566.8538 | 353.0058 | 40468.5548 | 44408.3511 | 0 | 0 | 44408.3511 | 0.006052%
2028 | SL1 | CB SL1 | Tier-3 | Tier-3---11 | 5--5 | 793 | 100% | 3361.5705 | 93.71% | 6.129% | 0.1568% | 155.9384 | 0 | 0 | 155.9384 | 0 | 135.3647 | 5.8693 | 23.063 | 135.3647 | 5.8693 | 23.063 | 158.2428 | 6.8613 | 23.063 | 4.639% | 0.19527 | 0.18561 | 17214.6695 | 1252.9171 | 1001.4319 | 14960.3205 | 17271.0216 | 0 | 0 | 17271.0216 | 0.005142%
2028 | SSC1 | CB SSC1 | Tier-2 | Tier-2---18 | 4--3 | 52 | 100% | 94.186 | 2.003% | 94.63% | 3.363% | 0.093388 | 0 | 0 | 0.093388 | 0 | 0.081067 | 0.38488 | 0.21063 | 0.081067 | 0.38488 | 0.21063 | 0.094768 | 0.44992 | 0.21063 | 0.09915% | 0.031528 | 0.029967 | 2987.3954 | 6.3387 | 2712.6507 | 268.4061 | 3139.8562 | 0 | 0 | 3139.8562 | 3.08e-06%
2028 | CTL1 | CTL1-3R | Tier-3 | Tier-3---14 | 5--4 | 1644 | 100% | 2064.0334 | 78.9% | 20.86% | 0.2358% | 80.612 | 0 | 0 | 80.612 | 0 | 69.9765 | 12.168 | 5.7509 | 69.9765 | 12.168 | 5.7509 | 81.8033 | 14.2245 | 5.7509 | 3.906% | 0.42513 | 0.40409 | 4855.055 | 225.2505 | 929.4415 | 3700.363 | 4908.4041 | 0 | 0 | 4908.4041 | 0.002658%
2028 | DV1 | DV1-3R | Tier-3 | Tier-3---11 | 5--5 | 433 | 100% | 3719.4004 | 95.17% | 4.691% | 0.1427% | 175.211 | 0 | 0 | 175.211 | 0 | 152.0946 | 3.2048 | 47.458 | 152.0946 | 3.2048 | 47.458 | 177.8003 | 3.7465 | 47.458 | 4.711% | 0.19421 | 0.1846 | 19151.2388 | 1060.0216 | 843.3957 | 17247.8214 | 19199.4477 | 0 | 0 | 19199.4477 | 0.005778%
2028 | RA1 | RA1-402R | Tier-3 | Tier-3---4 | 5--5 | 341 | 100% | 9339.3378 | 99.33% | 0.6459% | 0.02826% | 459.1808 | 0 | 0 | 459.1808 | 0 | 398.5988 | 2.5239 | 157.9302 | 398.5988 | 2.5239 | 157.9302 | 465.9666 | 2.9505 | 157.9302 | 4.917% | 0.12948 | 0.12307 | 72130.9155 | 4375.0229 | 443.5541 | 67312.3385 | 72156.2385 | 0 | 0 | 72156.2385 | 0.01514%
2028 | RB1 | RB1-427R | Tier-3 | Tier-3---7 | 5--5 | 1098 | 100% | 6920.124 | 97.57% | 2.306% | 0.1195% | 334.2371 | 0 | 0 | 334.2371 | 0 | 290.1396 | 8.1268 | 35.7016 | 290.1396 | 8.1268 | 35.7016 | 339.1765 | 9.5003 | 35.7016 | 4.83% | 0.15381 | 0.14619 | 44992.7829 | 2694.5507 | 965.1573 | 41333.0749 | 45049.6194 | 0 | 0 | 45049.6194 | 0.01102%
2028 | RB1 | RB1-433R | Tier-3 | Tier-3---10 | 5--5 | 329 | 100% | 5946.5075 | 99.32% | 0.6164% | 0.06772% | 292.3383 | 0 | 0 | 292.3383 | 0 | 253.7687 | 2.4351 | 104.2139 | 253.7687 | 2.4351 | 104.2139 | 296.6585 | 2.8466 | 104.2139 | 4.916% | 0.15284 | 0.14528 | 38906.0871 | 2307.7478 | 238.1361 | 36360.2032 | 38919.9489 | 0 | 0 | 38919.9489 | 0.00964%
2028 | TM1 | TM1-10R | Tier-3 | Tier-3---12 | 5--5 | 505 | 100% | 3782.8568 | 99.48% | 0.4537% | 0.066% | 186.2783 | 0 | 0 | 186.2783 | 0 | 161.7017 | 3.7377 | 43.262 | 161.7017 | 3.7377 | 43.262 | 189.0311 | 4.3694 | 43.262 | 4.924% | 0.093421 | 0.088796 | 40492.6609 | 2080.2531 | 189.7576 | 38222.6503 | 40503.6201 | 0 | 0 | 40503.6201 | 0.006143%

## Veg_Detail_Inspection
Veg Detail Inspection - Risk & Cost Benefit | [29 empty] | Summary Table |  | Baseline 2024 | Baseline 2024 | Baseline 2024 | WACC | WACC | WACC | H.D.R | H.D.R | H.D.R | S.D.R | S.D.R | S.D.R
[30 empty] | Year | Total Units (miles) | WF + PSPS + PEDS Risk Baseline (K$) | Baseline Risk Reduction (K$) | Baseline Risk Reduction (%) | PV Risk Reduced (K$) Year 40 | PV Total Cost Capital + O&M (K$) Year 40 | BCR WACC | PV Risk Reduced (K$) Year 40 | PV Total Cost Capital + O&M (K$) Year 40 | BCR HDR | PV Risk Reduced (K$) Year 40 | PV Total Cost Capital + O&M (K$) Year 40 | BCR SDR | Service Territory Risk Reduction (%)
back to index | [29 empty] | 2026 | 255000 | 2849951.0757 | 137264.1571 | 4.816% | 130940.6803 | 4648.9198 | 28.1658 | 130940.6803 | 4648.9198 | 28.1658 | 137937.0206 | 4897.3179 | 28.1658 | 4.526%
[9 empty] | Assumptions | Value | Units | Last Update | Comments |  |  |  | Notes | [12 empty] | 2027 | 255000 | 2849951.0757 | 137264.1571 | 4.816% | 124908.5131 | 4434.7536 | 28.1658 | 124908.5131 | 4434.7536 | 28.1658 | 138613.1825 | 4921.3244 | 28.1658 | 4.526%
[9 empty] | Capital Cost only in Year 0 | 0.019111 | K$/inspection | 2025-05-07 |  |  |  |  | [1] SDG&E does not calculate the risk reduction for the safety and reliability attributes for this program. All risk reduction is considered to fall within the financial attribute. | [12 empty] | 2028 | 255000 | 2849951.0757 | 137264.1571 | 4.816% | 119154.2354 | 4230.4537 | 28.1658 | 119154.2354 | 4230.4537 | 28.1658 | 139292.6589 | 4945.4485 | 28.1658 | 4.526%
[9 empty] | Service Drop factor | 0% | % | 2025-05-07 |  |  |  |  | [2] To avoid double counting of foundational cost SDG&E assumes no foundational cost for this program. | [12 empty] | Total 2026-2028 | 765000 | 8549853.2272 | 411792.4713 | 4.816% | 375003.4289 | 13314.127 | 28.1658 | 375003.4289 | 13314.127 | 28.1658 | 415842.8619 | 14764.0908 | 28.1658 | 13.58%
[9 empty] | OH to UG conversion factor | 0% | % | 2025-05-07
[9 empty] | Long-term Ongoing costs | 0 | $/unit | 2025-05-07
[9 empty] | Lifetime | 1 | Years | 2025-05-07
[9 empty] | Inflation Assumption to adjust Baseline | 2.5% |  | 2025-05-07
[9 empty] | Mitigation Effectiveness Estimate (%) | 4.95% | % | 2025-05-07
[9 empty] | Additional Installation Cost (O&M) only in Year 0 | 0 | M$/mile | 2025-05-07
[13 empty] | [1] | [1] | [1] | [2]
[8 empty] | Baseline 2025 | Baseline 2025 | Baseline 2025 | Baseline 2025 | Baseline 2025 | Baseline 2025 | Baseline 2025 | Baseline 2025 | Baseline 2025 | WACC | WACC | WACC | H.D.R | H.D.R | H.D.R | S.D.R | S.D.R | S.D.R |  |  |  | Pre - Mitigation CoRE |  |  |  | Post - Mitigation CoRE
Year | Feeder | Feeder Segment | HFTD Tier | Tranche ID HTM | Tranche ID Quintile | Total Units | Units (Poles) | WF + PSPS + PEDS Risk Baseline (K$/year) | Baseline Wildfire (%) | Baseline PSPS (%) | Baseline PEDS (%) | Risk Reduction (K$/year) | Safety Risk Reduction (K$/year) | Reliability Risk Reduction (K$/year) | Financial Risk Reduction (K$/year) | Mitigation Annual Cost (K$/year) | PV Risk Reduced (K$) Year 55 | PV Total Cost Capital + O&M (K$) Year 55 | BCR WACC | PV Risk Reduced (K$) Year 55 | PV Total Cost Capital + O&M (K$) Year 55 | BCR HDR | PV Risk Reduced (K$) Year 55 | PV Total Cost Capital + O&M (K$) Year 55 | BCR SDR | Risk Reduction % | Pre-Mitigation LoRE | Post-Mitigation LoRE | Pre-Mitigated CoRE [K$] | Pre-Mitigated CoRE Safety [K$] | Pre-Mitigated CoRE Reliability [K$] | Pre-Mitigated CoRE Financial [K$] | Post-Mitigated CoRE [K$] | Post-Mitigated CoRE Safety [K$] | Post-Mitigated CoRE Reliability [K$] | Post-Mitigated CoRE Financial [K$] | Service Territory Risk Reduction (%)
2026 | 1001 | 1001-1231F | Tier-2 | Tier-2---15 | 3--3 | 6 | 100% | 117.1572 | 99.03% | 0.8725% | 0.09309% | 5.7433 | 0 | 0 | 5.7433 | 0 | 5.4787 | 0.10939 | 50.0858 | 5.4787 | 0.10939 | 50.0858 | 5.7714 | 0.11523 | 50.0858 | 4.902% | 0.025088 | 0.023847 | 4669.7772 | 254.6756 | 41.5622 | 4373.5394 | 4672.1255 | 0 | 0 | 4672.1255 | 0.0001894%
2026 | 1001 | 1001-1814AE | Tier-2 | Tier-2---11 | 5--3 | 79 | 100% | 409.0622 | 99.15% | 0.7717% | 0.07851% | 20.0764 | 0 | 0 | 20.0764 | 0 | 19.1516 | 1.4403 | 13.2973 | 19.1516 | 1.4403 | 13.2973 | 20.1748 | 1.5172 | 13.2973 | 4.908% | 0.094213 | 0.089549 | 4341.8958 | 236.5203 | 34.0095 | 4071.3661 | 4343.8182 | 0 | 0 | 4343.8182 | 0.000662%
2026 | 1001 | 1001-1820F | Tier-2 | Tier-2---5 | 5--5 | 1219 | 100% | 4222.2471 | 91.41% | 8.486% | 0.103% | 191.0494 | 0 | 0 | 191.0494 | 0 | 182.2481 | 22.2237 | 8.2006 | 182.2481 | 22.2237 | 8.2006 | 191.9859 | 23.4111 | 8.2006 | 4.525% | 0.12846 | 0.1221 | 32868.2878 | 1721.3581 | 2595.1533 | 28551.7765 | 33015.3127 | 0 | 0 | 33015.3127 | 0.0063%
2026 | 1006 | 1006-829F | Tier-2 | Tier-2---15 | 1--5 | 20 | 100% | 114.5301 | 99.76% | 0% | 0.2395% | 5.6557 | 0 | 0 | 5.6557 | 0 | 5.3951 | 0.36462 | 14.7965 | 5.3951 | 0.36462 | 14.7965 | 5.6834 | 0.3841 | 14.7965 | 4.938% | 0.0022112 | 0.0021017 | 51795.4298 | 4696.3379 | 114.7654 | 46984.3264 | 51801.8888 | 0 | 0 | 51801.8888 | 0.0001865%
2026 | 1021 | 1021-1748F | Tier-3 | Tier-3---2 | 5--5 | 1445 | 100% | 35156.1224 | 99.02% | 0.9436% | 0.03662% | 1723.1698 | 0 | 0 | 1723.1698 | 0 | 1643.7869 | 26.3439 | 62.3973 | 1643.7869 | 26.3439 | 62.3973 | 1731.6167 | 27.7515 | 62.3973 | 4.901% | 0.16564 | 0.15744 | 212249.5403 | 13715.9361 | 1963.4816 | 196570.1226 | 212357.8902 | 0 | 0 | 212357.8902 | 0.05682%
2026 | 1021 | 1021-1760R | Tier-3 | Tier-3---6 | 5--5 | 194 | 100% | 7055.7157 | 98.18% | 1.793% | 0.03106% | 342.8861 | 0 | 0 | 342.8861 | 0 | 327.0901 | 3.5368 | 92.4813 | 327.0901 | 3.5368 | 92.4813 | 344.567 | 3.7258 | 92.4813 | 4.86% | 0.10829 | 0.10293 | 65155.0235 | 4038.9642 | 1087.8449 | 60028.2144 | 65216.9272 | 0 | 0 | 65216.9272 | 0.01131%
2026 | 1021 | 1021-25R | Tier-3 | Tier-3---2 | 5--5 | 618 | 100% | 18825.6899 | 99.7% | 0.2782% | 0.02306% | 929.0645 | 0 | 0 | 929.0645 | 0 | 886.2644 | 11.2668 | 78.6616 | 886.2644 | 11.2668 | 78.6616 | 933.6187 | 11.8688 | 78.6616 | 4.935% | 0.12361 | 0.11749 | 152300.0709 | 9949.5446 | 416.971 | 141933.5553 | 152323.9638 | 0 | 0 | 152323.9638 | 0.03064%
2026 | 1021 | 1021-855 | Tier-3 | Tier-3---10 | 5--5 | 334 | 100% | 5034.3753 | 99.51% | 0.4541% | 0.0405% | 247.9689 | 0 | 0 | 247.9689 | 0 | 236.5455 | 6.0892 | 38.8469 | 236.5455 | 6.0892 | 38.8469 | 249.1845 | 6.4145 | 38.8469 | 4.926% | 0.10909 | 0.10369 | 46149.2476 | 2319.9671 | 207.6388 | 43621.6417 | 46161.1355 | 0 | 0 | 46161.1355 | 0.008177%
2026 | 1021 | 1021-883R | Tier-3 | Tier-3---16 | 5--4 | 70 | 100% | 1386.6299 | 99.58% | 0.3809% | 0.03987% | 68.3494 | 0 | 0 | 68.3494 | 0 | 65.2006 | 1.2762 | 51.0907 | 65.2006 | 1.2762 | 51.0907 | 68.6844 | 1.3444 | 51.0907 | 4.929% | 0.10042 | 0.095448 | 13808.4689 | 696.2558 | 53.5765 | 13058.6366 | 13811.4949 | 0 | 0 | 13811.4949 | 0.002254%
2026 | 1021 | 1021-92 | Tier-3 | Tier-3---15 | 5--4 | 28 | 100% | 794.3626 | 99.6% | 0.3592% | 0.04176% | 39.1633 | 0 | 0 | 39.1633 | 0 | 37.3591 | 0.51047 | 73.1858 | 37.3591 | 0.51047 | 73.1858 | 39.3553 | 0.53774 | 73.1858 | 4.93% | 0.099013 | 0.094112 | 8022.7784 | 405.0442 | 27.6394 | 7590.0948 | 8024.4536 | 0 | 0 | 8024.4536 | 0.001291%
2026 | 1022 | 1022-17F | Tier-3 | Tier-3---4 | 5--5 | 473 | 100% | 9800.6792 | 99.62% | 0.3456% | 0.03348% | 483.2946 | 0 | 0 | 483.2946 | 0 | 461.0302 | 8.6233 | 53.4634 | 461.0302 | 8.6233 | 53.4634 | 485.6637 | 9.084 | 53.4634 | 4.931% | 0.10945 | 0.10403 | 89544.6442 | 5359.6686 | 310.5435 | 83874.4321 | 89562.3218 | 0 | 0 | 89562.3218 | 0.01594%
2026 | 1022 | 1022-26R | Tier-3 | Tier-3---15 | 4--4 | 18 | 100% | 694.7204 | 99.22% | 0.7469% | 0.03547% | 34.1196 | 0 | 0 | 34.1196 | 0 | 32.5478 | 0.32816 | 99.1829 | 32.5478 | 0.32816 | 99.1829 | 34.2868 | 0.34569 | 99.1829 | 4.911% | 0.092662 | 0.088075 | 7497.376 | 376.7223 | 52.0531 | 7068.6006 | 7500.4309 | 0 | 0 | 7500.4309 | 0.001125%
2026 | 1022 | 1022-322R | Tier-3 | Tier-3---10 | 5--5 | 262 | 100% | 5072.1995 | 99.16% | 0.7912% | 0.04875% | 248.9649 | 0 | 0 | 248.9649 | 0 | 237.4956 | 4.7765 | 49.7213 | 237.4956 | 4.7765 | 49.7213 | 250.1853 | 5.0318 | 49.7213 | 4.908% | 0.10587 | 0.10063 | 47911.5964 | 2988.4313 | 366.1059 | 44557.0592 | 47932.5548 | 0 | 0 | 47932.5548 | 0.00821%
2026 | 1023 | 1023-200R | Tier-2 | Tier-2---5 | 4--5 | 428 | 100% | 2889.9732 | 99.24% | 0.6691% | 0.08946% | 141.9685 | 0 | 0 | 141.9685 | 0 | 135.4283 | 7.8029 | 17.3562 | 135.4283 | 7.8029 | 17.3562 | 142.6644 | 8.2198 | 17.3562 | 4.912% | 0.083115 | 0.079 | 34770.9454 | 1877.1075 | 241.328 | 32652.5099 | 34784.6815 | 0 | 0 | 34784.6815 | 0.004682%
2026 | 1023 | 1023-46AE | Tier-2 | Tier-2---2 | 5--5 | 1949 | 100% | 9469.9149 | 95.98% | 3.884% | 0.1387% | 449.9058 | 0 | 0 | 449.9058 | 0 | 429.1796 | 35.5323 | 12.0786 | 429.1796 | 35.5323 | 12.0786 | 452.1112 | 37.4309 | 12.0786 | 4.751% | 0.13914 | 0.13225 | 68062.6824 | 3656.971 | 2513.7394 | 61891.9719 | 68205.2551 | 0 | 0 | 68205.2551 | 0.01484%
2026 | 1023 | 1023-48R | Tier-2 | Tier-2---5 | 5--5 | 1169 | 100% | 3773.8473 | 97.39% | 2.337% | 0.2725% | 181.93 | 0 | 0 | 181.93 | 0 | 173.5489 | 21.3121 | 8.1432 | 173.5489 | 21.3121 | 8.1432 | 182.8218 | 22.4508 | 8.1432 | 4.821% | 0.12816 | 0.12182 | 29445.7307 | 1737.6729 | 715.7665 | 26992.2913 | 29485.7528 | 0 | 0 | 29485.7528 | 0.005999%
2026 | 1023 | 1023-89R | Tier-2 | Tier-2---11 | 4--4 | 235 | 100% | 585.5086 | 87.68% | 11.85% | 0.4758% | 25.4114 | 0 | 0 | 25.4114 | 0 | 24.2408 | 4.2843 | 5.6581 | 24.2408 | 4.2843 | 5.6581 | 25.536 | 4.5132 | 5.6581 | 4.34% | 0.083403 | 0.079275 | 7020.201 | 414.9664 | 782.0246 | 5823.21 | 7065.2497 | 0 | 0 | 7065.2497 | 0.000838%
2026 | 1030 | 1030-1728R | Tier-3 | Tier-3---9 | 5--5 | 100 | 100% | 5124.1587 | 98.26% | 1.711% | 0.02883% | 249.2335 | 0 | 0 | 249.2335 | 0 | 237.7519 | 1.8231 | 130.4103 | 237.7519 | 1.8231 | 130.4103 | 250.4553 | 1.9205 | 130.4103 | 4.864% | 0.23544 | 0.22379 | 21764.1991 | 1221.106 | 349.3689 | 20193.7242 | 21783.9158 | 0 | 0 | 21783.9158 | 0.008219%
2026 | 1030 | 1030-1777 | Tier-3 | Tier-3---5 | 5--5 | 240 | 100% | 11817.5772 | 98.58% | 1.381% | 0.03413% | 576.6917 | 0 | 0 | 576.6917 | 0 | 550.1247 | 4.3755 | 125.7297 | 550.1247 | 4.3755 | 125.7297 | 579.5186 | 4.6092 | 125.7297 | 4.88% | 0.24629 | 0.2341 | 47981.5879 | 2529.7124 | 644.8626 | 44807.0129 | 48016.9501 | 0 | 0 | 48016.9501 | 0.01902%
2026 | 1030 | 1030-1823F | Tier-3 | Tier-3---13 | 5--5 | 288 | 100% | 2150.9739 | 99.45% | 0.5287% | 0.02497% | 105.8837 | 0 | 0 | 105.8837 | 0 | 101.0059 | 5.2505 | 19.2372 | 101.0059 | 5.2505 | 19.2372 | 106.4028 | 5.5311 | 19.2372 | 4.923% | 0.10605 | 0.1008 | 20281.9888 | 1017.5622 | 101.0259 | 19163.4007 | 20287.8367 | 0 | 0 | 20287.8367 | 0.003492%
2026 | 1030 | 1030-18R | Tier-3 | Tier-3---7 | 5--5 | 762 | 100% | 6620.9098 | 98.66% | 1.309% | 0.03186% | 323.3397 | 0 | 0 | 323.3397 | 0 | 308.4441 | 13.8921 | 22.2029 | 308.4441 | 13.8921 | 22.2029 | 324.9247 | 14.6343 | 22.2029 | 4.884% | 0.23843 | 0.22663 | 27769.0579 | 1524.2005 | 340.5168 | 25904.3406 | 27788.4525 | 0 | 0 | 27788.4525 | 0.01066%
2026 | 1030 | 1030-20R | Tier-3 | Tier-3---3 | 5--5 | 1434 | 100% | 25318.462 | 99.14% | 0.8163% | 0.04139% | 1242.5149 | 0 | 0 | 1242.5149 | 0 | 1185.2748 | 26.1433 | 45.3375 | 1185.2748 | 26.1433 | 45.3375 | 1248.6056 | 27.5402 | 45.3375 | 4.908% | 0.28668 | 0.27249 | 88316.4782 | 5506.1055 | 686.3261 | 82124.0466 | 88355.9257 | 0 | 0 | 88355.9257 | 0.04097%
2026 | 1030 | 1030-42R | Tier-3 | Tier-3---3 | 5--5 | 1366 | 100% | 28398.7895 | 98.49% | 1.466% | 0.03945% | 1384.5772 | 0 | 0 | 1384.5772 | 0 | 1320.7925 | 24.9036 | 53.0362 | 1320.7925 | 24.9036 | 53.0362 | 1391.3643 | 26.2343 | 53.0362 | 4.875% | 0.28228 | 0.2683 | 100606.2475 | 6191.924 | 1386.8762 | 93027.4473 | 100685.1242 | 0 | 0 | 100685.1242 | 0.04566%
2026 | 1030 | 1030-989R | Tier-3 | Tier-3---3 | 5--5 | 1131 | 100% | 26696.216 | 99.16% | 0.796% | 0.04527% | 1310.3453 | 0 | 0 | 1310.3453 | 0 | 1249.9804 | 20.6193 | 60.6218 | 1249.9804 | 20.6193 | 60.6218 | 1316.7686 | 21.721 | 60.6218 | 4.908% | 0.30703 | 0.29183 | 86951.1078 | 4865.0498 | 650.3273 | 81435.7308 | 86989.2036 | 0 | 0 | 86989.2036 | 0.04321%
2026 | 1039 | 1039-13 | Tier-2 | Tier-2---3 | 5--5 | 1778 | 100% | 15957.1711 | 97.45% | 2.471% | 0.0752% | 769.7688 | 0 | 0 | 769.7688 | 0 | 734.3072 | 32.4148 | 22.6534 | 734.3072 | 32.4148 | 22.6534 | 773.5422 | 34.1468 | 22.6534 | 4.824% | 0.1351 | 0.12841 | 118113.2514 | 10500.2075 | 2816.2541 | 104796.7897 | 118269.8643 | 0 | 0 | 118269.8643 | 0.02538%
2026 | 1073 | 1073-872F | Tier-2 | Tier-2---20 | 3--2 | 92 | 100% | 17.9659 | 86.84% | 10.72% | 2.434% | 0.7723 | 0 | 0 | 0.7723 | 0 | 0.73672 | 1.6773 | 0.43924 | 0.73672 | 1.6773 | 0.43924 | 0.77608 | 1.7669 | 0.43924 | 4.299% | 0.018584 | 0.017664 | 966.7183 | 76.5664 | 118.0704 | 772.0814 | 973.3425 | 0 | 0 | 973.3425 | 2.547e-05%
2026 | 1073 | 1073-886F | Tier-2 | Tier-2---20 | 3--2 | 25 | 100% | 27.0781 | 12.75% | 86.83% | 0.4178% | 0.17092 | 0 | 0 | 0.17092 | 0 | 0.16305 | 0.45578 | 0.35774 | 0.16305 | 0.45578 | 0.35774 | 0.17176 | 0.48013 | 0.35774 | 0.6312% | 0.016776 | 0.015946 | 1614.0782 | 19.1067 | 1282.2131 | 312.7584 | 1687.417 | 0 | 0 | 1687.417 | 5.636e-06%
2026 | 1073 | 1073-887F | Tier-2 | Tier-2---21 | 3--1 | 4 | 100% | 6.3934 | 34.35% | 64.55% | 1.103% | 0.10871 | 0 | 0 | 0.10871 | 0 | 0.1037 | 0.072924 | 1.422 | 0.1037 | 0.072924 | 1.422 | 0.10924 | 0.076821 | 1.422 | 1.7% | 0.016639 | 0.015815 | 384.2398 | 11.9549 | 217.4823 | 154.8027 | 397.3768 | 0 | 0 | 397.3768 | 3.585e-06%
2026 | 1090 | 1090-1734 | Tier-3 | Tier-3---16 | 2--5 | 21 | 100% | 730.5479 | 99.24% | 0.5863% | 0.172% | 35.8879 | 0 | 0 | 35.8879 | 0 | 34.2346 | 0.38285 | 89.42 | 34.2346 | 0.38285 | 89.42 | 36.0638 | 0.40331 | 89.42 | 4.912% | 0.01345 | 0.012784 | 54317.4438 | 3261.8302 | 456.9875 | 50598.6261 | 54338.8933 | 0 | 0 | 54338.8933 | 0.001183%
2026 | 1090 | 1090-636R | Tier-3 | Tier-3---15 | 5--3 | 183 | 100% | 919.3728 | 93.93% | 5.62% | 0.4487% | 42.7471 | 0 | 0 | 42.7471 | 0 | 40.7779 | 3.3363 | 12.2225 | 40.7779 | 3.3363 | 12.2225 | 42.9567 | 3.5145 | 12.2225 | 4.65% | 0.38465 | 0.36561 | 2390.1852 | 120.0827 | 121.765 | 2148.3375 | 2397.7393 | 0 | 0 | 2397.7393 | 0.00141%
2026 | 1090 | 1090-70F | Tier-2 | Tier-2---15 | 2--5 | 39 | 100% | 140.8367 | 88.02% | 11.68% | 0.2956% | 6.1362 | 0 | 0 | 6.1362 | 0 | 5.8535 | 0.71101 | 8.2327 | 5.8535 | 0.71101 | 8.2327 | 6.1663 | 0.749 | 8.2327 | 4.357% | 0.0083 | 0.0078891 | 16968.2749 | 903.4734 | 1917.2026 | 14147.5988 | 17074.1431 | 0 | 0 | 17074.1431 | 0.0002023%
2026 | 1090 | 1090-73F | Tier-3 | Tier-3---10 | 4--5 | 564 | 100% | 5899.0454 | 99.62% | 0.2521% | 0.1275% | 290.8942 | 0 | 0 | 290.8942 | 0 | 277.4933 | 10.2823 | 26.9874 | 277.4933 | 10.2823 | 26.9874 | 292.3202 | 10.8317 | 26.9874 | 4.931% | 0.046754 | 0.044439 | 126173.0725 | 9334.6657 | 462.1696 | 116376.2372 | 126198.0175 | 0 | 0 | 126198.0175 | 0.009593%
2026 | 1090 | 1090-74F | Tier-3 | Tier-3---10 | 4--5 | 628 | 100% | 4990.92 | 99.62% | 0.2191% | 0.1576% | 246.1199 | 0 | 0 | 246.1199 | 0 | 234.7817 | 11.4491 | 20.5066 | 234.7817 | 11.4491 | 20.5066 | 247.3264 | 12.0608 | 20.5066 | 4.931% | 0.045737 | 0.043473 | 109123.1086 | 8272.9718 | 456.2327 | 100393.904 | 109144.5164 | 0 | 0 | 109144.5164 | 0.008116%
2026 | 1094 | 1094-35F | Tier-2 | Tier-2---7 | 3--5 | 414 | 100% | 2514.2831 | 99.84% | 0% | 0.1648% | 124.2519 | 0 | 0 | 124.2519 | 0 | 118.5279 | 7.5477 | 15.7039 | 118.5279 | 7.5477 | 15.7039 | 124.861 | 7.9509 | 15.7039 | 4.942% | 0.020398 | 0.019388 | 123263.6714 | 7008.6853 | 282.5097 | 115972.4764 | 123274.2511 | 0 | 0 | 123274.2511 | 0.004097%
2026 | 1094 | 1094-7 | Tier-2 | Tier-2---17 | 2--4 | 100 | 100% | 95.3301 | 98.77% | 0% | 1.235% | 4.6606 | 0 | 0 | 4.6606 | 0 | 4.4459 | 1.8231 | 2.4386 | 4.4459 | 1.8231 | 2.4386 | 4.6834 | 1.9205 | 2.4386 | 4.889% | 0.0065074 | 0.0061853 | 14649.4839 | 1080.944 | 371.5011 | 13197.0388 | 14658.9042 | 0 | 0 | 14658.9042 | 0.0001537%
2026 | 1100 | 1100-1168F | Tier-2 | Tier-2---18 | 4--2 | 1 | 100% | 54.719 | 98.75% | 1.065% | 0.1855% | 2.6747 | 0 | 0 | 2.6747 | 0 | 2.5515 | 0.018231 | 139.9529 | 2.5515 | 0.018231 | 139.9529 | 2.6878 | 0.019205 | 139.9529 | 4.888% | 0.070904 | 0.067394 | 771.7308 | 43.3728 | 7.9161 | 720.4418 | 772.2335 | 0 | 0 | 772.2335 | 8.82e-05%
2026 | 1100 | 1100-1172R | Tier-2 | Tier-2---7 | 4--5 | 43 | 100% | 2144.9788 | 99.68% | 0.2699% | 0.05437% | 105.8322 | 0 | 0 | 105.8322 | 0 | 100.9567 | 0.78394 | 128.7819 | 100.9567 | 0.78394 | 128.7819 | 106.351 | 0.82582 | 128.7819 | 4.934% | 0.080798 | 0.076798 | 26547.4908 | 2914.2533 | 70.3485 | 23562.889 | 26551.9736 | 0 | 0 | 26551.9736 | 0.00349%
2026 | 1105 | 1105-1479 | Tier-2 | Tier-2---4 | 5--5 | 120 | 100% | 4228.0435 | 99.92% | 0.03248% | 0.04256% | 209.1311 | 0 | 0 | 209.1311 | 0 | 199.4969 | 2.1877 | 91.1891 | 199.4969 | 2.1877 | 91.1891 | 210.1563 | 2.3046 | 91.1891 | 4.946% | 0.10556 | 0.10034 | 40053.0076 | 3869.6704 | 26.6766 | 36156.6607 | 40054.5729 | 0 | 0 | 40054.5729 | 0.006896%
2026 | 1105 | 1105-1483 | Tier-2 | Tier-2---11 | 4--4 | 113 | 100% | 417.0013 | 94.5% | 5.418% | 0.08666% | 19.5054 | 0 | 0 | 19.5054 | 0 | 18.6068 | 2.0601 | 9.032 | 18.6068 | 2.0601 | 9.032 | 19.601 | 2.1702 | 9.032 | 4.678% | 0.063819 | 0.06066 | 6534.1451 | 320.1386 | 289.9716 | 5924.0349 | 6552.8754 | 0 | 0 | 6552.8754 | 0.0006432%
2026 | 1118 | 1118-1718F | Tier-2 | Tier-2---10 | 5--4 | 69 | 100% | 788.3757 | 99.4% | 0.5205% | 0.07536% | 38.792 | 0 | 0 | 38.792 | 0 | 37.005 | 1.2579 | 29.4171 | 37.005 | 1.2579 | 29.4171 | 38.9822 | 1.3252 | 29.4171 | 4.921% | 0.10781 | 0.10247 | 7312.7208 | 536.3335 | 35.0941 | 6741.2933 | 7314.9902 | 0 | 0 | 7314.9902 | 0.001279%
2026 | 1138 | 1138-6R | Tier-2 | Tier-2---5 | 5--5 | 2029 | 100% | 4663.8779 | 91.12% | 8.567% | 0.3106% | 210.367 | 0 | 0 | 210.367 | 0 | 200.6758 | 36.9908 | 5.425 | 200.6758 | 36.9908 | 5.425 | 211.3982 | 38.9673 | 5.425 | 4.511% | 0.17153 | 0.16304 | 27190.5644 | 2036.5744 | 2249.3585 | 22904.6315 | 27316.2731 | 0 | 0 | 27316.2731 | 0.006937%
2026 | 1162 | 1162-324R | Tier-2 | Tier-2---13 | 4--3 | 24 | 100% | 240.2897 | 88.19% | 10.99% | 0.8202% | 10.4893 | 0 | 0 | 10.4893 | 0 | 10.0061 | 0.43755 | 22.8687 | 10.0061 | 0.43755 | 22.8687 | 10.5407 | 0.46092 | 22.8687 | 4.365% | 0.068658 | 0.065259 | 3499.8056 | 195.2386 | 355.9283 | 2948.6387 | 3521.3352 | 0 | 0 | 3521.3352 | 0.0003459%
2026 | 1162 | 1162-329R | Tier-2 | Tier-2---13 | 4--3 | 25 | 100% | 206.5878 | 96.62% | 2.592% | 0.7875% | 9.8805 | 0 | 0 | 9.8805 | 0 | 9.4254 | 0.45578 | 20.6798 | 9.4254 | 0.45578 | 20.6798 | 9.929 | 0.48013 | 20.6798 | 4.783% | 0.070019 | 0.066553 | 2950.4371 | 171.8842 | 84.3202 | 2694.2327 | 2955.6292 | 0 | 0 | 2955.6292 | 0.0003258%
2026 | 1162 | 1162-363 | Tier-2 | Tier-2---13 | 4--3 | 7 | 100% | 247.9994 | 97.75% | 1.792% | 0.4608% | 11.9994 | 0 | 0 | 11.9994 | 0 | 11.4466 | 0.12762 | 89.6945 | 11.4466 | 0.12762 | 89.6945 | 12.0582 | 0.13444 | 89.6945 | 4.838% | 0.064829 | 0.06162 | 3825.4385 | 214.4022 | 70.5791 | 3540.4572 | 3829.9274 | 0 | 0 | 3829.9274 | 0.0003957%
2026 | 1166 | 1166-15R | Tier-3 | Tier-3---11 | 5--5 | 151 | 100% | 3965.2217 | 98.26% | 1.658% | 0.07833% | 192.8712 | 0 | 0 | 192.8712 | 0 | 183.9861 | 2.7529 | 66.8338 | 183.9861 | 2.7529 | 66.8338 | 193.8167 | 2.9 | 66.8338 | 4.864% | 0.19397 | 0.18436 | 20442.8701 | 1122.9007 | 327.2272 | 18992.7422 | 20461.3511 | 0 | 0 | 20461.3511 | 0.00636%
2026 | 1166 | 1166-18R | Tier-3 | Tier-3---5 | 5--5 | 214 | 100% | 10108.4901 | 99.77% | 0.1963% | 0.03345% | 499.2208 | 0 | 0 | 499.2208 | 0 | 476.2228 | 3.9014 | 122.0631 | 476.2228 | 3.9014 | 122.0631 | 501.668 | 4.1099 | 122.0631 | 4.939% | 0.21365 | 0.20307 | 47313.4054 | 3052.661 | 107.9125 | 44152.8319 | 47319.0656 | 0 | 0 | 47319.0656 | 0.01646%
2026 | 1166 | 1166-342R | Tier-3 | Tier-3---5 | 5--5 | 457 | 100% | 10322.642 | 99.08% | 0.8619% | 0.05733% | 506.2736 | 0 | 0 | 506.2736 | 0 | 482.9506 | 8.3316 | 57.9662 | 482.9506 | 8.3316 | 57.9662 | 508.7553 | 8.7768 | 57.9662 | 4.904% | 0.21878 | 0.20795 | 47183.5693 | 2494.6745 | 397.8438 | 44291.0509 | 47206.1577 | 0 | 0 | 47206.1577 | 0.0167%
2026 | 1215 | 1215-12R | Tier-3 | Tier-3---9 | 5--4 | 85 | 100% | 6147.2839 | 97.88% | 2.045% | 0.07292% | 297.8447 | 0 | 0 | 297.8447 | 0 | 284.1236 | 1.5496 | 183.3481 | 284.1236 | 1.5496 | 183.3481 | 299.3047 | 1.6324 | 183.3481 | 4.845% | 0.69907 | 0.66447 | 8793.5219 | 453.8865 | 171.3905 | 8168.2449 | 8803.2228 | 0 | 0 | 8803.2228 | 0.009822%
2026 | 1215 | 1215-28R | Tier-3 | Tier-3---14 | 5--3 | 52 | 100% | 2215.156 | 94.69% | 5.226% | 0.08401% | 103.8279 | 0 | 0 | 103.8279 | 0 | 99.0448 | 0.94802 | 104.4759 | 99.0448 | 0.94802 | 104.4759 | 104.3369 | 0.99867 | 104.4759 | 4.687% | 0.66756 | 0.63451 | 3318.2974 | 164.8533 | 155.0862 | 2998.3579 | 3327.4734 | 0 | 0 | 3327.4734 | 0.003424%
2026 | 1215 | 1215-32R | Tier-3 | Tier-3---7 | 5--4 | 334 | 100% | 8696.5042 | 96.48% | 3.447% | 0.07747% | 415.3037 | 0 | 0 | 415.3037 | 0 | 396.1715 | 6.0892 | 65.0616 | 396.1715 | 6.0892 | 65.0616 | 417.3395 | 6.4145 | 65.0616 | 4.776% | 0.68132 | 0.6476 | 12764.1579 | 635.3889 | 400.2926 | 11728.4764 | 12787.588 | 0 | 0 | 12787.588 | 0.0137%
2026 | 1233 | 1233-259R | Tier-3 | Tier-3---16 | 5--4 | 166 | 100% | 1558.5389 | 98.56% | 1.214% | 0.2225% | 76.0395 | 0 | 0 | 76.0395 | 0 | 72.5366 | 3.0264 | 23.9683 | 72.5366 | 3.0264 | 23.9683 | 76.4123 | 3.1881 | 23.9683 | 4.879% | 0.12749 | 0.12118 | 12225.1388 | 744.7481 | 204.4893 | 11275.9014 | 12234.2836 | 0 | 0 | 12234.2836 | 0.002508%
2026 | 1233 | 1233-585R | Tier-3 | Tier-3---12 | 5--5 | 452 | 100% | 3561.9587 | 98.42% | 1.457% | 0.1235% | 173.5298 | 0 | 0 | 173.5298 | 0 | 165.5356 | 8.2404 | 20.0882 | 165.5356 | 8.2404 | 20.0882 | 174.3804 | 8.6807 | 20.0882 | 4.872% | 0.12988 | 0.12345 | 27424.4063 | 1597.7111 | 397.7458 | 25428.9493 | 27446.9828 | 0 | 0 | 27446.9828 | 0.005722%
2026 | 1233 | 1233-587R | Tier-3 | Tier-3---13 | 5--5 | 766 | 100% | 2983.7291 | 97.9% | 1.929% | 0.1696% | 144.5958 | 0 | 0 | 144.5958 | 0 | 137.9346 | 13.965 | 9.8772 | 137.9346 | 13.965 | 9.8772 | 145.3046 | 14.7112 | 9.8772 | 4.846% | 0.13489 | 0.12821 | 22120.1137 | 1287.4024 | 436.159 | 20396.5523 | 22144.283 | 0 | 0 | 22144.283 | 0.004768%
2026 | 1233 | 1233-589R | Tier-3 | Tier-3---16 | 5--4 | 112 | 100% | 1386.4905 | 98.92% | 0.9396% | 0.1432% | 67.8881 | 0 | 0 | 67.8881 | 0 | 64.7607 | 2.0419 | 31.7162 | 64.7607 | 2.0419 | 31.7162 | 68.2209 | 2.151 | 31.7162 | 4.896% | 0.11751 | 0.11169 | 11798.9753 | 654.3239 | 110.4066 | 11034.2448 | 11805.6289 | 0 | 0 | 11805.6289 | 0.002239%
2026 | 1233 | 1233-591R | Tier-3 | Tier-3---12 | 5--5 | 544 | 100% | 4300.1838 | 98.66% | 1.226% | 0.1146% | 210.0058 | 0 | 0 | 210.0058 | 0 | 200.3313 | 9.9177 | 20.1994 | 200.3313 | 9.9177 | 20.1994 | 211.0352 | 10.4476 | 20.1994 | 4.884% | 0.13142 | 0.12491 | 32721.9695 | 2017.1563 | 396.1628 | 30308.6504 | 32744.8122 | 0 | 0 | 32744.8122 | 0.006925%
2026 | 1242 | 1242-1079R | Tier-2 | Tier-2---12 | 2--5 | 27 | 100% | 411.5414 | 99.65% | 0% | 0.3468% | 20.3007 | 0 | 0 | 20.3007 | 0 | 19.3654 | 0.49224 | 39.3416 | 19.3654 | 0.49224 | 39.3416 | 20.4002 | 0.51854 | 39.3416 | 4.933% | 0.0067316 | 0.0063984 | 61135.7492 | 21194.3813 | 442.4228 | 39498.9452 | 61146.7898 | 0 | 0 | 61146.7898 | 0.0006694%
2026 | 1242 | 1242-1084 | Tier-2 | Tier-2---12 | 2--5 | 77 | 100% | 456.1931 | 99.77% | 0% | 0.2285% | 22.53 | 0 | 0 | 22.53 | 0 | 21.4921 | 1.4038 | 15.31 | 21.4921 | 1.4038 | 15.31 | 22.6404 | 1.4788 | 15.31 | 4.939% | 0.005996 | 0.0056992 | 76082.9136 | 12562.2691 | 164.6304 | 63356.014 | 76091.9678 | 0 | 0 | 76091.9678 | 0.000743%
2026 | 1243 | 1243-319R | Tier-2 | Tier-2---9 | 4--4 | 129 | 100% | 1178.043 | 99.35% | 0.5195% | 0.1323% | 57.9331 | 0 | 0 | 57.9331 | 0 | 55.2642 | 2.3518 | 23.4986 | 55.2642 | 2.3518 | 23.4986 | 58.217 | 2.4775 | 23.4986 | 4.918% | 0.081051 | 0.077039 | 14534.5899 | 742.8831 | 82.0978 | 13709.609 | 14539.5235 | 0 | 0 | 14539.5235 | 0.00191%
2026 | 1243 | 1243-38R | Tier-2 | Tier-2---16 | 4--3 | 20 | 100% | 158.2514 | 99.48% | 0.3681% | 0.155% | 7.7925 | 0 | 0 | 7.7925 | 0 | 7.4335 | 0.36462 | 20.3869 | 7.4335 | 0.36462 | 20.3869 | 7.8307 | 0.3841 | 20.3869 | 4.924% | 0.072591 | 0.068997 | 2180.0532 | 116.78 | 9.4659 | 2053.8073 | 2180.6472 | 0 | 0 | 2180.6472 | 0.000257%
2026 | 1243 | 1243-45R | Tier-2 | Tier-2---7 | 4--5 | 173 | 100% | 1878.3826 | 99.05% | 0.8285% | 0.1244% | 92.0939 | 0 | 0 | 92.0939 | 0 | 87.8513 | 3.154 | 27.8542 | 87.8513 | 3.154 | 27.8542 | 92.5454 | 3.3225 | 27.8542 | 4.903% | 0.087615 | 0.083278 | 21438.9544 | 1134.9825 | 174.3683 | 20129.6036 | 21449.5937 | 0 | 0 | 21449.5937 | 0.003037%
2026 | 1250 | 1250-27R | Tier-2 | Tier-2---6 | 5--5 | 137 | 100% | 6418.5082 | 93.04% | 6.917% | 0.04745% | 295.5897 | 0 | 0 | 295.5897 | 0 | 281.9725 | 2.4977 | 112.8949 | 281.9725 | 2.4977 | 112.8949 | 297.0387 | 2.6311 | 112.8949 | 4.605% | 0.097369 | 0.09255 | 65919.1509 | 5630.4753 | 4516.6533 | 55772.0223 | 66158.2276 | 0 | 0 | 66158.2276 | 0.009747%
2026 | 1250 | 1250-671R | Tier-2 | Tier-2---6 | 4--5 | 121 | 100% | 6815.4278 | 94.54% | 5.441% | 0.023% | 318.9315 | 0 | 0 | 318.9315 | 0 | 304.239 | 2.206 | 137.9169 | 304.239 | 2.206 | 137.9169 | 320.4949 | 2.3238 | 137.9169 | 4.68% | 0.09205 | 0.087494 | 74040.4971 | 4546.125 | 3808.2018 | 65686.1703 | 74251.1661 | 0 | 0 | 74251.1661 | 0.01052%
2026 | 1250 | 1250-677R | Tier-2 | Tier-2---3 | 5--5 | 740 | 100% | 11748.9088 | 99.26% | 0.6837% | 0.05427% | 577.2793 | 0 | 0 | 577.2793 | 0 | 550.6852 | 13.491 | 40.8188 | 550.6852 | 13.491 | 40.8188 | 580.1091 | 14.2118 | 40.8188 | 4.913% | 0.11659 | 0.11081 | 100775.3024 | 5654.1223 | 691.5961 | 94429.584 | 100814.0313 | 0 | 0 | 100814.0313 | 0.01904%
2026 | 1250 | 1250-8R | Tier-2 | Tier-2---4 | 4--5 | 333 | 100% | 3684.9802 | 98.15% | 1.772% | 0.07391% | 179.0398 | 0 | 0 | 179.0398 | 0 | 170.7918 | 6.0709 | 28.1327 | 170.7918 | 6.0709 | 28.1327 | 179.9174 | 6.3953 | 28.1327 | 4.859% | 0.092289 | 0.08772 | 39928.877 | 2037.4755 | 694.1813 | 37197.2202 | 39967.2577 | 0 | 0 | 39967.2577 | 0.005904%
2026 | 1448 | 1448-368 | Tier-1 | Non-HFTD---11 | 2--3 | 123 | 100% | 14.0801 | 87.11% | 0% | 12.89% | 0.60712 | 0 | 0 | 0.60712 | 0 | 0.57915 | 2.2424 | 0.25827 | 0.57915 | 2.2424 | 0.25827 | 0.6101 | 2.3622 | 0.25827 | 4.312% | 0.0077936 | 0.0074078 | 1806.6243 | 108.7088 | 1083.8123 | 614.1032 | 1818.7529 | 0 | 0 | 1818.7529 | 2.002e-05%
2026 | 1458 | 1458-1056 | Tier-2 | Tier-2---11 | 5--3 | 76 | 100% | 427.4478 | 90.46% | 9.431% | 0.1062% | 19.1407 | 0 | 0 | 19.1407 | 0 | 18.259 | 1.3856 | 13.178 | 18.259 | 1.3856 | 13.178 | 19.2346 | 1.4596 | 13.178 | 4.478% | 0.13508 | 0.12839 | 3164.5032 | 153.2716 | 270.9645 | 2740.2671 | 3180.2204 | 0 | 0 | 3180.2204 | 0.0006312%
2026 | 1458 | 1458-1058F | Tier-3 | Tier-3---13 | 5--5 | 17 | 100% | 2365.6896 | 85.54% | 14.42% | 0.04244% | 100.1661 | 0 | 0 | 100.1661 | 0 | 95.5517 | 0.30993 | 308.3029 | 95.5517 | 0.30993 | 308.3029 | 100.6572 | 0.32649 | 308.3029 | 4.234% | 0.13833 | 0.13149 | 17101.412 | 929.1062 | 2240.5309 | 13931.7749 | 17230.2132 | 0 | 0 | 17230.2132 | 0.003303%
2026 | 1458 | 1458-1061 | Tier-2 | Tier-2---5 | 5--5 | 221 | 100% | 4370.0987 | 98.67% | 1.293% | 0.03403% | 213.4501 | 0 | 0 | 213.4501 | 0 | 203.6169 | 4.0291 | 50.537 | 203.6169 | 4.0291 | 50.537 | 214.4964 | 4.2443 | 50.537 | 4.884% | 0.14228 | 0.13523 | 30715.3399 | 3071.7122 | 374.3093 | 27269.3184 | 30736.5608 | 0 | 0 | 30736.5608 | 0.007039%
2026 | 1458 | 1458-1075F | Tier-3 | Tier-3---20 | 1--5 | 4 | 100% | 58.2342 | 99.94% | 0% | 0.06312% | 2.8808 | 0 | 0 | 2.8808 | 0 | 2.7481 | 0.072924 | 37.6838 | 2.7481 | 0.072924 | 37.6838 | 2.8949 | 0.076821 | 37.6838 | 4.947% | 0.00013 | 0.00012356 | 447955.3838 | 22633.2846 | 354.8561 | 424967.2431 | 447970.1088 | 0 | 0 | 447970.1088 | 9.5e-05%
2026 | 1458 | 1458-1115F | Tier-2 | Tier-2---18 | 4--2 | 15 | 100% | 66.5074 | 0% | 100% | 0% | 0 | 0 | 0 | 0 | 0 | 0 | 0.27347 | 0 | 0 | 0.27347 | 0 | 0 | 0.28808 | 0 | 0% | 0.091242 | 0.086726 | 728.9125 | 1.3917 | 578.9338 | 148.587 | 766.8727 | 0 | 0 | 766.8727 | 0%
2026 | 1458 | 1458-1117F | Tier-2 | Tier-2---16 | 4--2 | 23 | 100% | 139.4631 | 0% | 100% | 0% | 0 | 0 | 0 | 0 | 0 | 0 | 0.41931 | 0 | 0 | 0.41931 | 0 | 0 | 0.44172 | 0 | 0% | 0.091116 | 0.086606 | 1530.6137 | 1.9599 | 1384.4341 | 144.2196 | 1610.3248 | 0 | 0 | 1610.3248 | 0%
2026 | 1458 | 1458-1131R | Tier-3 | Tier-3---4 | 5--5 | 149 | 100% | 15987.4265 | 99.09% | 0.8886% | 0.01928% | 784.1928 | 0 | 0 | 784.1928 | 0 | 748.0666 | 2.7164 | 275.3862 | 748.0666 | 2.7164 | 275.3862 | 788.0369 | 2.8616 | 275.3862 | 4.905% | 0.15941 | 0.15152 | 100291.8687 | 5185.6618 | 825.6268 | 94280.5802 | 100339.2877 | 0 | 0 | 100339.2877 | 0.02586%
2026 | 1458 | 1458-456F | Tier-2 | Tier-2---16 | 4--3 | 19 | 100% | 167.5686 | 29.81% | 70.17% | 0.01889% | 2.4724 | 0 | 0 | 2.4724 | 0 | 2.3585 | 0.34639 | 6.8089 | 2.3585 | 0.34639 | 6.8089 | 2.4845 | 0.3649 | 6.8089 | 1.475% | 0.091761 | 0.087218 | 1826.1497 | 31.2269 | 1141.9419 | 652.9809 | 1892.9043 | 0 | 0 | 1892.9043 | 8.153e-05%
2026 | 1458 | 1458-519 | Tier-2 | Tier-2---17 | 1--5 | 1 | 100% | 81.0039 | 99.95% | 0% | 0.04716% | 4.0078 | 0 | 0 | 4.0078 | 0 | 3.8232 | 0.018231 | 209.7066 | 3.8232 | 0.018231 | 209.7066 | 4.0275 | 0.019205 | 209.7066 | 4.948% | 0.000217 | 0.00020626 | 373290.0884 | 19351.884 | 1116.7535 | 352821.4509 | 373299.256 | 0 | 0 | 373299.256 | 0.0001322%
2026 | 1458 | 1458-565R | Tier-3 | Tier-3---6 | 5--5 | 334 | 100% | 8159.9793 | 99.25% | 0.7112% | 0.04348% | 400.8709 | 0 | 0 | 400.8709 | 0 | 382.4036 | 6.0892 | 62.8006 | 382.4036 | 6.0892 | 62.8006 | 402.8359 | 6.4145 | 62.8006 | 4.913% | 0.15819 | 0.15036 | 51582.9513 | 2671.5244 | 353.2832 | 48558.1438 | 51603.2234 | 0 | 0 | 51603.2234 | 0.01322%
2026 | 1458 | 1458-601R | Tier-3 | Tier-3---2 | 5--5 | 831 | 100% | 37077.302 | 99.36% | 0.615% | 0.02874% | 1823.5109 | 0 | 0 | 1823.5109 | 0 | 1739.5055 | 15.15 | 114.8188 | 1739.5055 | 15.15 | 114.8188 | 1832.4497 | 15.9595 | 114.8188 | 4.918% | 0.20421 | 0.1941 | 181561.9083 | 16225.6288 | 1105.2701 | 164231.0094 | 181622.7804 | 0 | 0 | 181622.7804 | 0.06013%
2026 | 1525 | 1525-23R | Tier-2 | Tier-2---20 | 4--1 | 9 | 100% | 8.268 | 89.5% | 6.947% | 3.548% | 0.36631 | 0 | 0 | 0.36631 | 0 | 0.34944 | 0.16408 | 2.1297 | 0.34944 | 0.16408 | 2.1297 | 0.36811 | 0.17285 | 2.1297 | 4.43% | 0.032823 | 0.031198 | 251.8988 | 16.5613 | 22.0923 | 213.2452 | 253.2756 | 0 | 0 | 253.2756 | 1.208e-05%
2026 | 157 | 157-165R | Tier-3 | Tier-3---18 | 5--2 | 124 | 100% | 418.5676 | 87.71% | 11.66% | 0.6303% | 18.1719 | 0 | 0 | 18.1719 | 0 | 17.3347 | 2.2607 | 7.668 | 17.3347 | 2.2607 | 7.668 | 18.261 | 2.3814 | 7.668 | 4.341% | 0.28262 | 0.26863 | 1481.042 | 67.5847 | 171.9177 | 1241.5396 | 1490.5243 | 0 | 0 | 1490.5243 | 0.0005992%
2026 | 157 | 157-189R | Tier-3 | Tier-3---9 | 5--4 | 1030 | 100% | 5507.0239 | 92.46% | 7.234% | 0.3043% | 252.0471 | 0 | 0 | 252.0471 | 0 | 240.4359 | 18.778 | 12.8041 | 240.4359 | 18.778 | 12.8041 | 253.2827 | 19.7813 | 12.8041 | 4.577% | 0.3705 | 0.35216 | 14863.9228 | 754.0463 | 1002.9719 | 13106.9046 | 14922.279 | 0 | 0 | 14922.279 | 0.008312%
2026 | 157 | 157-1928R | Tier-3 | Tier-3---11 | 5--4 | 96 | 100% | 3052.6745 | 99.07% | 0.8703% | 0.06204% | 149.6985 | 0 | 0 | 149.6985 | 0 | 142.8022 | 1.7502 | 81.5928 | 142.8022 | 1.7502 | 81.5928 | 150.4323 | 1.8437 | 81.5928 | 4.904% | 0.2812 | 0.26728 | 10855.7292 | 566.799 | 90.102 | 10198.8282 | 10861.0002 | 0 | 0 | 10861.0002 | 0.004937%
2026 | 157 | 157-204R | Tier-3 | Tier-3---11 | 5--4 | 316 | 100% | 3876.1334 | 98.99% | 0.834% | 0.1804% | 189.9223 | 0 | 0 | 189.9223 | 0 | 181.173 | 5.761 | 31.4481 | 181.173 | 5.761 | 31.4481 | 190.8533 | 6.0688 | 31.4481 | 4.9% | 0.32777 | 0.31154 | 11825.9094 | 682.672 | 178.5381 | 10964.6993 | 11832.1568 | 0 | 0 | 11832.1568 | 0.006263%
2026 | 157 | 157-232R | Tier-3 | Tier-3---11 | 5--4 | 356 | 100% | 3160.5079 | 95.27% | 4.501% | 0.231% | 149.0426 | 0 | 0 | 149.0426 | 0 | 142.1765 | 6.4903 | 21.9062 | 142.1765 | 6.4903 | 21.9062 | 149.7732 | 6.837 | 21.9062 | 4.716% | 0.32167 | 0.30575 | 9825.3054 | 518.5543 | 443.2857 | 8863.4653 | 9849.5166 | 0 | 0 | 9849.5166 | 0.004915%
2026 | 157 | 157-257R | Tier-3 | Tier-3---14 | 5--4 | 882 | 100% | 2061.1876 | 81.54% | 17.79% | 0.6678% | 83.1948 | 0 | 0 | 83.1948 | 0 | 79.3622 | 16.0798 | 4.9355 | 79.3622 | 16.0798 | 4.9355 | 83.6027 | 16.939 | 4.9355 | 4.036% | 0.36686 | 0.3487 | 5618.4522 | 263.1979 | 939.0969 | 4416.1574 | 5672.464 | 0 | 0 | 5672.464 | 0.002743%
2026 | 157 | 157-273R | Tier-3 | Tier-3---14 | 5--4 | 441 | 100% | 1867.403 | 95.01% | 4.712% | 0.2778% | 87.8243 | 0 | 0 | 87.8243 | 0 | 83.7784 | 8.0399 | 10.4203 | 83.7784 | 8.0399 | 10.4203 | 88.2548 | 8.4695 | 10.4203 | 4.703% | 0.32295 | 0.30696 | 5782.3142 | 331.2593 | 295.5406 | 5155.5144 | 5797.3391 | 0 | 0 | 5797.3391 | 0.002896%
2026 | 157 | 157-81R | Tier-3 | Tier-3---3 | 5--5 | 1391 | 100% | 18749.5963 | 97% | 2.901% | 0.09453% | 900.3079 | 0 | 0 | 900.3079 | 0 | 858.8326 | 25.3594 | 33.8664 | 858.8326 | 25.3594 | 33.8664 | 904.7212 | 26.7144 | 33.8664 | 4.802% | 0.38414 | 0.36512 | 48809.8885 | 2680.9552 | 1331.6361 | 44797.2971 | 48886.0197 | 0 | 0 | 48886.0197 | 0.02969%
2026 | 175 | 175-2024R | Tier-2 | Tier-2---5 | 5--5 | 593 | 100% | 4029.0085 | 99.1% | 0.8147% | 0.08289% | 197.6458 | 0 | 0 | 197.6458 | 0 | 188.5406 | 10.811 | 17.4397 | 188.5406 | 10.811 | 17.4397 | 198.6146 | 11.3887 | 17.4397 | 4.906% | 0.19114 | 0.18168 | 21078.6803 | 2171.1598 | 170.5146 | 18737.0059 | 21088.5336 | 0 | 0 | 21088.5336 | 0.006518%
2026 | 175 | 175-24R | Tier-2 | Tier-2---8 | 5--4 | 236 | 100% | 2651.4354 | 70.65% | 29.24% | 0.1064% | 92.7259 | 0 | 0 | 92.7259 | 0 | 88.4542 | 4.3025 | 20.5587 | 88.4542 | 4.3025 | 20.5587 | 93.1805 | 4.5324 | 20.5587 | 3.497% | 0.17491 | 0.16625 | 15158.7512 | 1220.081 | 4125.7623 | 9812.9079 | 15390.4469 | 0 | 0 | 15390.4469 | 0.003058%
2026 | 175 | 175-64R | Tier-3 | Tier-3---11 | 5--5 | 756 | 100% | 4385.4004 | 97.52% | 2.308% | 0.1684% | 211.7013 | 0 | 0 | 211.7013 | 0 | 201.9487 | 13.7827 | 14.6524 | 201.9487 | 13.7827 | 14.6524 | 212.7391 | 14.5191 | 14.6524 | 4.827% | 0.20232 | 0.19231 | 21675.2228 | 1490.2349 | 476.6065 | 19708.3814 | 21703.178 | 0 | 0 | 21703.178 | 0.006981%
2026 | 175 | 175-90R | Tier-3 | Tier-3---9 | 5--5 | 864 | 100% | 5741.4949 | 96.86% | 2.992% | 0.1472% | 275.2829 | 0 | 0 | 275.2829 | 0 | 262.6012 | 15.7516 | 16.6714 | 262.6012 | 15.7516 | 16.6714 | 276.6324 | 16.5933 | 16.6714 | 4.795% | 0.20491 | 0.19477 | 28019.3198 | 1604.6601 | 781.1853 | 25633.4744 | 28065.1231 | 0 | 0 | 28065.1231 | 0.009078%
2026 | 175 | 175-94R | Tier-2 | Tier-2---10 | 5--4 | 245 | 100% | 836.2457 | 79.76% | 20.09% | 0.1547% | 33.0153 | 0 | 0 | 33.0153 | 0 | 31.4944 | 4.4666 | 7.0511 | 31.4944 | 4.4666 | 7.0511 | 33.1772 | 4.7053 | 7.0511 | 3.948% | 0.16555 | 0.15736 | 5051.3061 | 289.0942 | 923.2368 | 3838.9751 | 5104.5538 | 0 | 0 | 5104.5538 | 0.001089%
2026 | 176 | 176-161R | Tier-3 | Tier-3---5 | 5--5 | 575 | 100% | 11523.3049 | 98.77% | 1.172% | 0.05875% | 563.3817 | 0 | 0 | 563.3817 | 0 | 537.4279 | 10.4829 | 51.2673 | 537.4279 | 10.4829 | 51.2673 | 566.1434 | 11.043 | 51.2673 | 4.889% | 0.22417 | 0.21307 | 51404.5427 | 2861.3734 | 647.4738 | 47895.6955 | 51437.4981 | 0 | 0 | 51437.4981 | 0.01858%
2026 | 176 | 176-164R | Tier-3 | Tier-3---11 | 5--5 | 357 | 100% | 4184.7467 | 98.1% | 1.799% | 0.1047% | 203.2012 | 0 | 0 | 203.2012 | 0 | 193.8402 | 6.5085 | 29.7827 | 193.8402 | 6.5085 | 29.7827 | 204.1973 | 6.8562 | 29.7827 | 4.856% | 0.20727 | 0.19701 | 20189.7554 | 1135.7308 | 339.0696 | 18714.955 | 20209.7732 | 0 | 0 | 20209.7732 | 0.006701%
2026 | 176 | 176-1834R | Tier-3 | Tier-3---5 | 5--5 | 870 | 100% | 10068.5168 | 97.13% | 2.784% | 0.0867% | 484.0866 | 0 | 0 | 484.0866 | 0 | 461.7857 | 15.861 | 29.1145 | 461.7857 | 15.861 | 29.1145 | 486.4596 | 16.7085 | 29.1145 | 4.808% | 0.23205 | 0.22056 | 43390.2136 | 3622.3985 | 1240.781 | 38527.0341 | 43455.0713 | 0 | 0 | 43455.0713 | 0.01596%
2026 | 176 | 176-1836R | Tier-2 | Tier-2---11 | 5--3 | 30 | 100% | 404.4817 | 67.64% | 32.12% | 0.2398% | 13.5424 | 0 | 0 | 13.5424 | 0 | 12.9185 | 0.54693 | 23.62 | 12.9185 | 0.54693 | 23.62 | 13.6088 | 0.57616 | 23.62 | 3.348% | 0.10638 | 0.10111 | 3802.2631 | 239.6225 | 1178.8168 | 2383.8239 | 3866.3442 | 0 | 0 | 3866.3442 | 0.0004466%
2026 | 176 | 176-1845R | Tier-3 | Tier-3---11 | 5--5 | 270 | 100% | 3401.0234 | 97.74% | 2.113% | 0.1474% | 164.5455 | 0 | 0 | 164.5455 | 0 | 156.9652 | 4.9224 | 31.888 | 156.9652 | 4.9224 | 31.888 | 165.3521 | 5.1854 | 31.888 | 4.838% | 0.20978 | 0.19939 | 16212.4883 | 938.665 | 329.6573 | 14944.1661 | 16231.572 | 0 | 0 | 16231.572 | 0.005426%
2026 | 176 | 176-194R | Tier-3 | Tier-3---9 | 5--5 | 451 | 100% | 4934.1603 | 97.7% | 2.178% | 0.1196% | 238.628 | 0 | 0 | 238.628 | 0 | 227.6349 | 8.2222 | 27.6854 | 227.6349 | 8.2222 | 27.6854 | 239.7978 | 8.6615 | 27.6854 | 4.836% | 0.21542 | 0.20476 | 22904.8386 | 1316.8845 | 471.0491 | 21116.9051 | 22932.2512 | 0 | 0 | 22932.2512 | 0.007869%
2026 | 176 | 176-197F | Tier-3 | Tier-3---5 | 5--5 | 1054 | 100% | 13172.958 | 96.8% | 3.124% | 0.0728% | 631.2162 | 0 | 0 | 631.2162 | 0 | 602.1374 | 19.2155 | 31.336 | 602.1374 | 19.2155 | 31.336 | 634.3104 | 20.2422 | 31.336 | 4.792% | 0.23242 | 0.22091 | 56678.2638 | 5414.7581 | 1674.033 | 49589.4726 | 56772.6237 | 0 | 0 | 56772.6237 | 0.02082%
2026 | 176 | 176-200F | Tier-3 | Tier-3---15 | 5--4 | 77 | 100% | 1635.841 | 89.24% | 10.7% | 0.05535% | 72.2645 | 0 | 0 | 72.2645 | 0 | 68.9354 | 1.4038 | 49.1066 | 68.9354 | 1.4038 | 49.1066 | 72.6187 | 1.4788 | 49.1066 | 4.418% | 0.18529 | 0.17612 | 8828.4206 | 442.8683 | 867.091 | 7518.4614 | 8877.8734 | 0 | 0 | 8877.8734 | 0.002383%
2026 | 177 | 177-955 | Tier-2 | Tier-2---5 | 5--5 | 36 | 100% | 2963.4059 | 78.23% | 21.66% | 0.1106% | 114.7532 | 0 | 0 | 114.7532 | 0 | 109.4668 | 0.65632 | 166.7892 | 109.4668 | 0.65632 | 166.7892 | 115.3157 | 0.69139 | 166.7892 | 3.872% | 0.11726 | 0.11145 | 25272.526 | 2362.8504 | 4989.1737 | 17920.5019 | 25559.0608 | 0 | 0 | 25559.0608 | 0.003784%
2026 | 178 | 178-968AE | Tier-2 | Tier-2---18 | 3--3 | 9 | 100% | 47.6106 | 91.21% | 0% | 8.789% | 2.1496 | 0 | 0 | 2.1496 | 0 | 2.0506 | 0.16408 | 12.4974 | 2.0506 | 0.16408 | 12.4974 | 2.1601 | 0.17285 | 12.4974 | 4.515% | 0.018466 | 0.017552 | 2578.2566 | 231.3064 | 796.8416 | 1550.1086 | 2590.057 | 0 | 0 | 2590.057 | 7.089e-05%
2026 | 178 | 178-982 | Tier-2 | Tier-2---21 | 1--1 | 3 | 100% | 0.95479 | 13.38% | 0% | 86.62% | 0.0063254 | 0 | 0 | 0.0063254 | 0 | 0.006034 | 0.054693 | 0.11032 | 0.006034 | 0.054693 | 0.11032 | 0.0063564 | 0.057616 | 0.11032 | 0.6625% | 0.0033454 | 0.0031798 | 285.4035 | 0.62363 | 260.7814 | 23.9985 | 298.2775 | 0 | 0 | 298.2775 | 2.086e-07%
2026 | 182 | 182-2240F | Tier-2 | Tier-2---2 | 5--5 | 1311 | 100% | 11917.1989 | 94.29% | 5.651% | 0.05821% | 556.2232 | 0 | 0 | 556.2232 | 0 | 530.5991 | 23.9009 | 22.1999 | 530.5991 | 23.9009 | 22.1999 | 558.9498 | 25.178 | 22.1999 | 4.667% | 0.1455 | 0.1383 | 81902.6704 | 14617.7682 | 4685.118 | 62599.7842 | 82146.1822 | 0 | 0 | 82146.1822 | 0.01834%
2026 | 182 | 182-2250 | Tier-2 | Tier-2---8 | 5--5 | 11 | 100% | 1939.2132 | 99.74% | 0.2126% | 0.04638% | 95.7424 | 0 | 0 | 95.7424 | 0 | 91.3318 | 0.20054 | 455.4255 | 91.3318 | 0.20054 | 455.4255 | 96.2118 | 0.21126 | 455.4255 | 4.937% | 0.10496 | 0.099761 | 18476.2986 | 952.6245 | 43.2141 | 17480.4599 | 18478.7907 | 0 | 0 | 18478.7907 | 0.003157%
2026 | 182 | 182-2252R | Tier-2 | Tier-2---5 | 5--5 | 338 | 100% | 4229.9446 | 99.22% | 0.7256% | 0.05893% | 207.7395 | 0 | 0 | 207.7395 | 0 | 198.1694 | 6.1621 | 32.1594 | 198.1694 | 6.1621 | 32.1594 | 208.7579 | 6.4913 | 32.1594 | 4.911% | 0.11307 | 0.10747 | 37409.5665 | 1975.2658 | 266.8712 | 35167.4295 | 37424.8513 | 0 | 0 | 37424.8513 | 0.00685%
2026 | 182 | 182-2254R | Tier-2 | Tier-2---11 | 5--4 | 17 | 100% | 655.8009 | 99.14% | 0.7615% | 0.1019% | 32.1819 | 0 | 0 | 32.1819 | 0 | 30.6993 | 0.30993 | 99.0531 | 30.6993 | 0.30993 | 99.0531 | 32.3396 | 0.32649 | 99.0531 | 4.907% | 0.10223 | 0.097167 | 6415.1442 | 353.6469 | 48.0889 | 6013.4084 | 6418.0287 | 0 | 0 | 6418.0287 | 0.001061%
2026 | 183 | 183-439 | Tier-2 | Tier-2---14 | 3--5 | 85 | 100% | 316.4778 | 66.23% | 33.5% | 0.2671% | 10.3754 | 0 | 0 | 10.3754 | 0 | 9.8974 | 1.5496 | 6.3869 | 9.8974 | 1.5496 | 6.3869 | 10.4263 | 1.6324 | 6.3869 | 3.278% | 0.018422 | 0.01751 | 17179.1509 | 725.6319 | 5296.9277 | 11156.5913 | 17481.2723 | 0 | 0 | 17481.2723 | 0.0003421%
2026 | 183 | 183-440 | Tier-2 | Tier-2---12 | 3--5 | 180 | 100% | 471.2015 | 74.37% | 25.17% | 0.4626% | 17.3463 | 0 | 0 | 17.3463 | 0 | 16.5472 | 3.2816 | 5.0424 | 16.5472 | 3.2816 | 5.0424 | 17.4313 | 3.4569 | 5.0424 | 3.681% | 0.025335 | 0.024081 | 18598.5411 | 874.6942 | 4409.0899 | 13314.757 | 18846.7923 | 0 | 0 | 18846.7923 | 0.000572%
2026 | 185 | 185-51F | Tier-2 | Tier-2---7 | 4--5 | 481 | 100% | 1723.9707 | 91.93% | 7.724% | 0.3493% | 78.4468 | 0 | 0 | 78.4468 | 0 | 74.8329 | 8.7691 | 8.5337 | 74.8329 | 8.7691 | 8.5337 | 78.8314 | 9.2377 | 8.5337 | 4.55% | 0.048222 | 0.045835 | 35751.0066 | 2801.5482 | 2693.3974 | 30256.061 | 35901.3237 | 0 | 0 | 35901.3237 | 0.002587%
2026 | 196 | 196-43F | Tier-2 | Tier-2---17 | 3--4 | 138 | 100% | 93.7651 | 5.14% | 94.59% | 0.2662% | 0.23855 | 0 | 0 | 0.23855 | 0 | 0.22756 | 2.5159 | 0.090451 | 0.22756 | 2.5159 | 0.090451 | 0.23972 | 2.6503 | 0.090451 | 0.2544% | 0.017356 | 0.016497 | 5402.3367 | 30.1575 | 4732.0128 | 640.1664 | 5669.2187 | 0 | 0 | 5669.2187 | 7.867e-06%
2026 | 197 | 197-1150F | Tier-2 | Tier-2---15 | 3--4 | 2 | 100% | 183.5383 | 99.34% | 0.09556% | 0.5689% | 9.0248 | 0 | 0 | 9.0248 | 0 | 8.609 | 0.036462 | 236.1089 | 8.609 | 0.036462 | 236.1089 | 9.069 | 0.03841 | 236.1089 | 4.917% | 0.021777 | 0.020699 | 8428.1597 | 574.797 | 50.0666 | 7803.2962 | 8431.076 | 0 | 0 | 8431.076 | 0.0002976%
2026 | 197 | 197-1155F | Tier-2 | Tier-2---21 | 1--4 | 27 | 100% | 6.6189 | 96.38% | 0% | 3.621% | 0.31578 | 0 | 0 | 0.31578 | 0 | 0.30123 | 0.49224 | 0.61196 | 0.30123 | 0.49224 | 0.61196 | 0.31732 | 0.51854 | 0.61196 | 4.771% | 0.0010316 | 0.00098054 | 6416.1897 | 579.4256 | 247.7258 | 5589.0383 | 6428.2874 | 0 | 0 | 6428.2874 | 1.041e-05%
2026 | 198 | 198-37R | Tier-2 | Tier-2---9 | 4--5 | 103 | 100% | 973.0999 | 95.53% | 4.02% | 0.4464% | 46.017 | 0 | 0 | 46.017 | 0 | 43.8971 | 1.8778 | 23.3769 | 43.8971 | 1.8778 | 23.3769 | 46.2426 | 1.9781 | 23.3769 | 4.729% | 0.030671 | 0.029153 | 31727.0349 | 11360.5744 | 2371.5133 | 17994.9472 | 31800.8328 | 0 | 0 | 31800.8328 | 0.001517%
2026 | 204 | 204-32R | Tier-2 | Tier-2---11 | 4--4 | 301 | 100% | 490.4615 | 96.36% | 1.259% | 2.378% | 23.3948 | 0 | 0 | 23.3948 | 0 | 22.317 | 5.4875 | 4.0668 | 22.317 | 5.4875 | 4.0668 | 23.5094 | 5.7808 | 4.0668 | 4.77% | 0.087106 | 0.082794 | 5630.6279 | 367.679 | 185.9169 | 5077.0321 | 5641.2939 | 0 | 0 | 5641.2939 | 0.0007715%
2026 | 205 | 205-1550 | Tier-2 | Tier-2---15 | 2--4 | 9 | 100% | 124.0064 | 98.52% | 0% | 1.478% | 6.0476 | 0 | 0 | 6.0476 | 0 | 5.769 | 0.16408 | 35.1598 | 5.769 | 0.16408 | 35.1598 | 6.0772 | 0.17285 | 35.1598 | 4.877% | 0.008789 | 0.0083539 | 14109.2738 | 977.469 | 764.0781 | 12367.7267 | 14120.1329 | 0 | 0 | 14120.1329 | 0.0001994%
2026 | 206 | 206-1105 | Tier-2 | Tier-2---9 | 3--5 | 66 | 100% | 1279.0443 | 99.78% | 0% | 0.2159% | 63.176 | 0 | 0 | 63.176 | 0 | 60.2656 | 1.2032 | 50.0857 | 60.2656 | 1.2032 | 50.0857 | 63.4857 | 1.2675 | 50.0857 | 4.939% | 0.014019 | 0.013325 | 91236.4892 | 5528.0185 | 303.6221 | 85404.8486 | 91246.7455 | 0 | 0 | 91246.7455 | 0.002083%
2026 | 206 | 206-1817 | Tier-2 | Tier-2---4 | 4--5 | 385 | 100% | 2976.5734 | 99.75% | 0% | 0.2502% | 146.9718 | 0 | 0 | 146.9718 | 0 | 140.2011 | 7.019 | 19.9746 | 140.2011 | 7.019 | 19.9746 | 147.6922 | 7.394 | 19.9746 | 4.938% | 0.038208 | 0.036317 | 77904.8627 | 4581.6453 | 274.9924 | 73048.225 | 77915.0127 | 0 | 0 | 77915.0127 | 0.004847%
2026 | 209 | 209-1769F | Tier-2 | Tier-2---6 | 5--5 | 1294 | 100% | 8462.8018 | 99.74% | 0% | 0.2593% | 417.8226 | 0 | 0 | 417.8226 | 0 | 398.5744 | 23.591 | 16.8952 | 398.5744 | 23.591 | 16.8952 | 419.8708 | 24.8515 | 16.8952 | 4.937% | 0.11169 | 0.10616 | 75768.5529 | 4573.9666 | 302.4119 | 70892.1744 | 75778.7828 | 0 | 0 | 75778.7828 | 0.01378%
2026 | 210 | 210-172R | Tier-2 | Tier-2---11 | 5--2 | 202 | 100% | 498.1496 | 90.1% | 9.186% | 0.7154% | 22.2168 | 0 | 0 | 22.2168 | 0 | 21.1934 | 3.6827 | 5.7549 | 21.1934 | 3.6827 | 5.7549 | 22.3257 | 3.8794 | 5.7549 | 4.46% | 0.32588 | 0.30975 | 1528.6439 | 54.3411 | 137.5486 | 1336.7541 | 1536.5263 | 0 | 0 | 1536.5263 | 0.0007326%
2026 | 210 | 210-392R | Tier-2 | Tier-2---10 | 5--3 | 360 | 100% | 1037.8957 | 85.73% | 13.64% | 0.6245% | 44.0457 | 0 | 0 | 44.0457 | 0 | 42.0166 | 6.5632 | 6.4019 | 42.0166 | 6.5632 | 6.4019 | 44.2616 | 6.9139 | 6.4019 | 4.244% | 0.34771 | 0.33049 | 2984.984 | 126.9167 | 388.4133 | 2469.654 | 3007.1634 | 0 | 0 | 3007.1634 | 0.001452%
2026 | 210 | 210-394R | Tier-2 | Tier-2---16 | 5--2 | 240 | 100% | 170.5929 | 70.47% | 28.1% | 1.432% | 5.9509 | 0 | 0 | 5.9509 | 0 | 5.6768 | 4.3755 | 1.2974 | 5.6768 | 4.3755 | 1.2974 | 5.9801 | 4.6092 | 1.2974 | 3.488% | 0.31841 | 0.30265 | 535.7584 | 19.2532 | 128.0571 | 388.4481 | 543.997 | 0 | 0 | 543.997 | 0.0001962%
2026 | 210 | 210-9R | Tier-2 | Tier-2---13 | 5--2 | 183 | 100% | 317.7725 | 50.82% | 48.53% | 0.6462% | 7.9945 | 0 | 0 | 7.9945 | 0 | 7.6262 | 3.3363 | 2.2858 | 7.6262 | 3.3363 | 2.2858 | 8.0337 | 3.5145 | 2.2858 | 2.516% | 0.31397 | 0.29843 | 1012.1143 | 32.0834 | 459.6705 | 520.3604 | 1038.0342 | 0 | 0 | 1038.0342 | 0.0002636%
2026 | 211 | 211-279R | Tier-2 | Tier-2---10 | 5--3 | 410 | 100% | 1199.6322 | 89.49% | 9.8% | 0.7134% | 53.1388 | 0 | 0 | 53.1388 | 0 | 50.6908 | 7.4747 | 6.7816 | 50.6908 | 7.4747 | 6.7816 | 53.3993 | 7.8741 | 6.7816 | 4.43% | 0.37314 | 0.35467 | 3215.0069 | 112.0942 | 354.3013 | 2748.6114 | 3232.6094 | 0 | 0 | 3232.6094 | 0.001752%
2026 | 211 | 211-312R | Tier-2 | Tier-2---8 | 5--3 | 321 | 100% | 1809.5147 | 84.26% | 15.08% | 0.6521% | 75.477 | 0 | 0 | 75.477 | 0 | 71.9999 | 5.8522 | 12.3031 | 71.9999 | 5.8522 | 12.3031 | 75.847 | 6.1649 | 12.3031 | 4.171% | 0.39031 | 0.37099 | 4636.1485 | 245.0801 | 661.0984 | 3729.97 | 4674.1392 | 0 | 0 | 4674.1392 | 0.002489%
2026 | 211 | 211-771R | Tier-3 | Tier-3---14 | 5--4 | 1148 | 100% | 1890.633 | 91.06% | 8.49% | 0.4466% | 85.223 | 0 | 0 | 85.223 | 0 | 81.2969 | 20.9293 | 3.8844 | 81.2969 | 20.9293 | 3.8844 | 85.6408 | 22.0475 | 3.8844 | 4.508% | 0.3743 | 0.35578 | 5051.0602 | 188.146 | 399.018 | 4463.8962 | 5074.5675 | 0 | 0 | 5074.5675 | 0.00281%
2026 | 212 | 212-1177R | Tier-2 | Tier-2---8 | 5--4 | 386 | 100% | 1738.9252 | 95.43% | 4.096% | 0.4776% | 82.1402 | 0 | 0 | 82.1402 | 0 | 78.3562 | 7.0372 | 11.1346 | 78.3562 | 7.0372 | 11.1346 | 82.5429 | 7.4132 | 11.1346 | 4.724% | 0.15054 | 0.14309 | 11551.4959 | 598.6378 | 571.3977 | 10381.4604 | 11579.0081 | 0 | 0 | 11579.0081 | 0.002709%
2026 | 212 | 212-1204R | Tier-2 | Tier-2---8 | 5--4 | 267 | 100% | 1570.3762 | 94.97% | 4.642% | 0.3849% | 73.8258 | 0 | 0 | 73.8258 | 0 | 70.4248 | 4.8677 | 14.4678 | 70.4248 | 4.8677 | 14.4678 | 74.1877 | 5.1278 | 14.4678 | 4.701% | 0.19221 | 0.18269 | 8170.2767 | 423.629 | 402.249 | 7344.3988 | 8191.6669 | 0 | 0 | 8191.6669 | 0.002435%
2026 | 212 | 212-638R | Tier-2 | Tier-2---11 | 5--4 | 39 | 100% | 609.7797 | 99.07% | 0.4924% | 0.4406% | 29.9025 | 0 | 0 | 29.9025 | 0 | 28.5249 | 0.71101 | 40.1188 | 28.5249 | 0.71101 | 40.1188 | 30.0491 | 0.749 | 40.1188 | 4.904% | 0.10708 | 0.10177 | 5694.8842 | 240.5228 | 69.3628 | 5384.9986 | 5697.6511 | 0 | 0 | 5697.6511 | 0.0009861%
2026 | 212 | 212-725R | Tier-3 | Tier-3---10 | 5--5 | 1799 | 100% | 4887.8267 | 99.15% | 0.7265% | 0.1225% | 239.8933 | 0 | 0 | 239.8933 | 0 | 228.8419 | 32.7977 | 6.9774 | 228.8419 | 32.7977 | 6.9774 | 241.0693 | 34.5501 | 6.9774 | 4.908% | 0.13941 | 0.13251 | 35061.0556 | 1697.3046 | 267.0507 | 33096.7003 | 35076.5573 | 0 | 0 | 35076.5573 | 0.007911%
2026 | 212 | 212-734R | Tier-2 | Tier-2---10 | 5--4 | 23 | 100% | 1265.9596 | 97.92% | 1.386% | 0.6959% | 61.3606 | 0 | 0 | 61.3606 | 0 | 58.5338 | 0.41931 | 139.5942 | 58.5338 | 0.41931 | 139.5942 | 61.6614 | 0.44172 | 139.5942 | 4.847% | 0.17753 | 0.16875 | 7130.7609 | 270.2179 | 291.48 | 6569.0631 | 7138.4909 | 0 | 0 | 7138.4909 | 0.002023%
2026 | 212 | 212-739R | Tier-3 | Tier-3---15 | 5--4 | 658 | 100% | 998.7912 | 96.62% | 2.787% | 0.5903% | 47.7702 | 0 | 0 | 47.7702 | 0 | 45.5695 | 11.996 | 3.7987 | 45.5695 | 11.996 | 3.7987 | 48.0044 | 12.637 | 3.7987 | 4.783% | 0.13097 | 0.12449 | 7626.107 | 388.5698 | 248.0646 | 6989.4726 | 7639.5217 | 0 | 0 | 7639.5217 | 0.001575%
2026 | 212 | 212-743R | Tier-2 | Tier-2---13 | 5--3 | 63 | 100% | 261.4279 | 97.06% | 2.12% | 0.8249% | 12.5596 | 0 | 0 | 12.5596 | 0 | 11.981 | 1.1486 | 10.4314 | 11.981 | 1.1486 | 10.4314 | 12.6212 | 1.2099 | 10.4314 | 4.804% | 0.11654 | 0.11078 | 2243.1612 | 103.5889 | 60.4407 | 2079.1316 | 2246.6012 | 0 | 0 | 2246.6012 | 0.0004142%
2026 | 212 | 212-758R | Tier-2 | Tier-2---8 | 5--4 | 268 | 100% | 1482.4618 | 97.27% | 2.316% | 0.4117% | 71.3804 | 0 | 0 | 71.3804 | 0 | 68.092 | 4.8859 | 13.9364 | 68.092 | 4.8859 | 13.9364 | 71.7303 | 5.147 | 13.9364 | 4.815% | 0.1427 | 0.13564 | 10388.4417 | 533.566 | 267.0613 | 9587.8143 | 10403.1976 | 0 | 0 | 10403.1976 | 0.002354%
2026 | 212 | 212-773R | Tier-2 | Tier-2---5 | 5--4 | 413 | 100% | 2758.5667 | 95.78% | 3.96% | 0.2633% | 130.7823 | 0 | 0 | 130.7823 | 0 | 124.7575 | 7.5294 | 16.5693 | 124.7575 | 7.5294 | 16.5693 | 131.4234 | 7.9317 | 16.5693 | 4.741% | 0.19881 | 0.18897 | 13875.2805 | 746.7621 | 538.2266 | 12590.2917 | 13905.797 | 0 | 0 | 13905.797 | 0.004313%
2026 | 212 | 212-799R | Tier-2 | Tier-2---10 | 5--4 | 105 | 100% | 1038.8005 | 97.12% | 2.539% | 0.3416% | 49.9395 | 0 | 0 | 49.9395 | 0 | 47.6389 | 1.9143 | 24.8863 | 47.6389 | 1.9143 | 24.8863 | 50.1843 | 2.0165 | 24.8863 | 4.807% | 0.12493 | 0.11875 | 8315.0604 | 411.6865 | 218.9209 | 7684.453 | 8327.5336 | 0 | 0 | 8327.5336 | 0.001647%
2026 | 212 | 212-880R | Tier-2 | Tier-2---16 | 5--2 | 94 | 100% | 104.9439 | 97.78% | 1.295% | 0.9224% | 5.0795 | 0 | 0 | 5.0795 | 0 | 4.8455 | 1.7137 | 2.8275 | 4.8455 | 1.7137 | 2.8275 | 5.1044 | 1.8053 | 2.8275 | 4.84% | 0.10736 | 0.10205 | 977.4994 | 42.0611 | 20.0248 | 915.4135 | 978.6283 | 0 | 0 | 978.6283 | 0.0001675%
2026 | 212 | 212-886R | Tier-2 | Tier-2---8 | 5--4 | 160 | 100% | 2163.5248 | 98.72% | 1.034% | 0.2463% | 105.7234 | 0 | 0 | 105.7234 | 0 | 100.8529 | 2.917 | 34.5746 | 100.8529 | 2.917 | 34.5746 | 106.2416 | 3.0728 | 34.5746 | 4.887% | 0.18767 | 0.17838 | 11528.3958 | 592.0091 | 130.2023 | 10806.1843 | 11536.0822 | 0 | 0 | 11536.0822 | 0.003486%
2026 | 212 | 212-888R | Tier-2 | Tier-2---8 | 5--4 | 125 | 100% | 1471.0622 | 97.82% | 1.883% | 0.2988% | 71.2291 | 0 | 0 | 71.2291 | 0 | 67.9477 | 2.2789 | 29.8163 | 67.9477 | 2.2789 | 29.8163 | 71.5783 | 2.4006 | 29.8163 | 4.842% | 0.13116 | 0.12466 | 11216.1087 | 603.389 | 219.1134 | 10393.6063 | 11228.8506 | 0 | 0 | 11228.8506 | 0.002349%
2026 | 214 | 214-1122R | Tier-3 | Tier-3---3 | 5--5 | 1694 | 100% | 26281.1502 | 98.91% | 1.048% | 0.04591% | 1286.6839 | 0 | 0 | 1286.6839 | 0 | 1227.409 | 30.8834 | 39.7433 | 1227.409 | 30.8834 | 39.7433 | 1292.9912 | 32.5336 | 39.7433 | 4.896% | 0.26918 | 0.25585 | 97635.635 | 5011.5122 | 984.8064 | 91639.3164 | 97691.265 | 0 | 0 | 97691.265 | 0.04243%
2026 | 214 | 214-1135R | Tier-3 | Tier-3---6 | 4--5 | 980 | 100% | 6666.9216 | 99.41% | 0.4702% | 0.123% | 328.055 | 0 | 0 | 328.055 | 0 | 312.9422 | 17.8664 | 17.5156 | 312.9422 | 17.8664 | 17.5156 | 329.6631 | 18.8211 | 17.5156 | 4.921% | 0.090777 | 0.086284 | 73442.8498 | 4553.5888 | 482.5906 | 68406.6704 | 73465.5376 | 0 | 0 | 73465.5376 | 0.01082%
2026 | 214 | 214-17AE | Tier-3 | Tier-3---17 | 4--4 | 1791 | 100% | 484.0355 | 97.4% | 1.48% | 1.12% | 23.3369 | 0 | 0 | 23.3369 | 0 | 22.2618 | 32.6518 | 0.68179 | 22.2618 | 32.6518 | 0.68179 | 23.4513 | 34.3965 | 0.68179 | 4.821% | 0.071957 | 0.068395 | 6726.7702 | 365.2505 | 154.8548 | 6206.6649 | 6735.8769 | 0 | 0 | 6735.8769 | 0.0007696%
2026 | 214 | 214-4R | Tier-3 | Tier-3---17 | 4--4 | 892 | 100% | 400.1895 | 97.86% | 1.359% | 0.7809% | 19.3854 | 0 | 0 | 19.3854 | 0 | 18.4924 | 16.2621 | 1.1371 | 18.4924 | 16.2621 | 1.1371 | 19.4805 | 17.131 | 1.1371 | 4.844% | 0.059676 | 0.056722 | 6706.0819 | 383.8314 | 129.2907 | 6192.9598 | 6713.5561 | 0 | 0 | 6713.5561 | 0.0006393%
2026 | 214 | 214-536R | Tier-3 | Tier-3---17 | 4--4 | 433 | 100% | 513.3291 | 98.71% | 0.8845% | 0.4005% | 25.0833 | 0 | 0 | 25.0833 | 0 | 23.9277 | 7.894 | 3.0311 | 23.9277 | 7.894 | 3.0311 | 25.2062 | 8.3158 | 3.0311 | 4.886% | 0.053744 | 0.051083 | 9551.4463 | 547.5853 | 232.0453 | 8771.8157 | 9557.8383 | 0 | 0 | 9557.8383 | 0.0008272%
2026 | 214 | 214-583R | Tier-3 | Tier-3---13 | 4--5 | 318 | 100% | 2208.3134 | 99.09% | 0.6816% | 0.2244% | 108.3212 | 0 | 0 | 108.3212 | 0 | 103.331 | 5.7975 | 17.8235 | 103.331 | 5.7975 | 17.8235 | 108.8522 | 6.1072 | 17.8235 | 4.905% | 0.070413 | 0.066928 | 31362.296 | 1883.6813 | 422.1722 | 29056.4425 | 31377.0932 | 0 | 0 | 31377.0932 | 0.003572%
2026 | 214 | 214-613R | Tier-3 | Tier-3---14 | 5--3 | 1357 | 100% | 1721.769 | 85.69% | 14.07% | 0.2459% | 73.0294 | 0 | 0 | 73.0294 | 0 | 69.6651 | 24.7395 | 2.8159 | 69.6651 | 24.7395 | 2.8159 | 73.3874 | 26.0614 | 2.8159 | 4.242% | 0.43289 | 0.41146 | 3977.4025 | 197.1566 | 516.9968 | 3263.2491 | 4007.0485 | 0 | 0 | 4007.0485 | 0.002408%
2026 | 214 | 214-647R | Tier-3 | Tier-3---8 | 5--5 | 617 | 100% | 22354.3085 | 99.24% | 0.73% | 0.02701% | 1098.1613 | 0 | 0 | 1098.1613 | 0 | 1047.5713 | 11.2486 | 93.1293 | 1047.5713 | 11.2486 | 93.1293 | 1103.5445 | 11.8496 | 93.1293 | 4.913% | 0.23844 | 0.22663 | 93753.9152 | 4640.4334 | 647.6025 | 88465.8794 | 93790.8777 | 0 | 0 | 93790.8777 | 0.03621%
2026 | 215 | 215-1531R | Tier-2 | Tier-2---2 | 5--5 | 729 | 100% | 12702.4119 | 98.21% | 1.737% | 0.04837% | 617.5408 | 0 | 0 | 617.5408 | 0 | 589.092 | 13.2904 | 44.3245 | 589.092 | 13.2904 | 44.3245 | 620.568 | 14.0006 | 44.3245 | 4.862% | 0.20291 | 0.19287 | 62600.9651 | 3773.3762 | 1033.6342 | 57793.9547 | 62659.1843 | 0 | 0 | 62659.1843 | 0.02036%
2026 | 215 | 215-1534R | Tier-2 | Tier-2---1 | 5--5 | 471 | 100% | 19489.7064 | 99% | 0.9737% | 0.02962% | 955.0614 | 0 | 0 | 955.0614 | 0 | 911.0636 | 8.5868 | 106.1001 | 911.0636 | 8.5868 | 106.1001 | 959.743 | 9.0456 | 106.1001 | 4.9% | 0.1982 | 0.18839 | 98331.2515 | 6096.0396 | 907.1497 | 91328.0622 | 98382.6286 | 0 | 0 | 98382.6286 | 0.03149%
2026 | 215 | 215-1544R | Tier-2 | Tier-2---8 | 5--4 | 156 | 100% | 1412.4296 | 98.09% | 1.785% | 0.1216% | 68.582 | 0 | 0 | 68.582 | 0 | 65.4226 | 2.844 | 23.0034 | 65.4226 | 2.844 | 23.0034 | 68.9182 | 2.996 | 23.0034 | 4.856% | 0.10891 | 0.10352 | 12968.9923 | 1067.1746 | 223.4801 | 11678.3376 | 12981.8719 | 0 | 0 | 12981.8719 | 0.002262%
2026 | 215 | 215-38R | Tier-3 | Tier-3---10 | 5--5 | 354 | 100% | 5434.8155 | 98.92% | 1.009% | 0.07406% | 266.1091 | 0 | 0 | 266.1091 | 0 | 253.85 | 6.4538 | 39.3334 | 253.85 | 6.4538 | 39.3334 | 267.4135 | 6.7986 | 39.3334 | 4.896% | 0.12528 | 0.11908 | 43381.3494 | 2695.9135 | 518.8073 | 40166.6286 | 43405.8232 | 0 | 0 | 43405.8232 | 0.008775%
2026 | 216 | 216-1859F | Tier-3 | Tier-3---4 | 5--5 | 445 | 100% | 14041.2877 | 99.19% | 0.7753% | 0.03948% | 689.3805 | 0 | 0 | 689.3805 | 0 | 657.6222 | 8.1128 | 81.0596 | 657.6222 | 8.1128 | 81.0596 | 692.7598 | 8.5463 | 81.0596 | 4.91% | 0.15704 | 0.14927 | 89409.7822 | 5511.6035 | 666.6545 | 83231.5241 | 89447.7216 | 0 | 0 | 89447.7216 | 0.02273%
2026 | 216 | 216-220R | Tier-3 | Tier-3---20 | 1--5 | 7 | 100% | 71.2816 | 99.9% | 0% | 0.09987% | 3.5249 | 0 | 0 | 3.5249 | 0 | 3.3625 | 0.12762 | 26.3485 | 3.3625 | 0.12762 | 26.3485 | 3.5422 | 0.13444 | 26.3485 | 4.945% | 0.000285 | 0.00027089 | 250110.7129 | 12944.4862 | 226.9057 | 236939.3211 | 250123.7212 | 0 | 0 | 250123.7212 | 0.0001162%
2026 | 217 | 217-41AE | Tier-2 | Tier-2---8 | 5--4 | 997 | 100% | 2013.5966 | 89.22% | 10.31% | 0.4697% | 88.9331 | 0 | 0 | 88.9331 | 0 | 84.8362 | 18.1764 | 4.6674 | 84.8362 | 18.1764 | 4.6674 | 89.3691 | 19.1476 | 4.6674 | 4.417% | 0.19664 | 0.1869 | 10240.1297 | 587.5443 | 1012.3349 | 8640.2505 | 10297.5917 | 0 | 0 | 10297.5917 | 0.002933%
2026 | 217 | 217-48AE | Tier-2 | Tier-2---8 | 5--4 | 790 | 100% | 2727.5845 | 87.85% | 11.78% | 0.3693% | 118.6108 | 0 | 0 | 118.6108 | 0 | 113.1467 | 14.4025 | 7.856 | 113.1467 | 14.4025 | 7.856 | 119.1922 | 15.1721 | 7.856 | 4.349% | 0.20236 | 0.19234 | 13478.9252 | 762.7474 | 1447.8056 | 11268.3722 | 13564.2138 | 0 | 0 | 13564.2138 | 0.003911%
2026 | 217 | 217-835R | Tier-3 | Tier-3---5 | 5--5 | 1010 | 100% | 10686.9326 | 98.68% | 1.222% | 0.09479% | 522.0384 | 0 | 0 | 522.0384 | 0 | 497.9891 | 18.4134 | 27.045 | 497.9891 | 18.4134 | 27.045 | 524.5974 | 19.3972 | 27.045 | 4.885% | 0.28412 | 0.27006 | 37613.7803 | 2195.3355 | 434.0984 | 34984.3464 | 37639.5702 | 0 | 0 | 37639.5702 | 0.01721%
2026 | 217 | 217-837R | Tier-3 | Tier-3---12 | 5--5 | 866 | 100% | 3657.1834 | 94.66% | 5.124% | 0.2164% | 171.362 | 0 | 0 | 171.362 | 0 | 163.4677 | 15.7881 | 10.3539 | 163.4677 | 15.7881 | 10.3539 | 172.202 | 16.6317 | 10.3539 | 4.686% | 0.14269 | 0.13563 | 25630.0196 | 1643.4761 | 1395.4824 | 22591.0611 | 25701.3071 | 0 | 0 | 25701.3071 | 0.005651%
2026 | 217 | 217-972R | Tier-2 | Tier-2---8 | 5--4 | 923 | 100% | 1438.6594 | 90.88% | 8.66% | 0.4639% | 64.7163 | 0 | 0 | 64.7163 | 0 | 61.735 | 16.8273 | 3.6687 | 61.735 | 16.8273 | 3.6687 | 65.0335 | 17.7264 | 3.6687 | 4.498% | 0.18227 | 0.17325 | 7892.9777 | 484.1091 | 632.8848 | 6775.9839 | 7930.4807 | 0 | 0 | 7930.4807 | 0.002134%
2026 | 217 | 217-983R | Tier-3 | Tier-3---5 | 5--5 | 249 | 100% | 10116.9629 | 99.05% | 0.91% | 0.0405% | 496.0298 | 0 | 0 | 496.0298 | 0 | 473.1787 | 4.5395 | 104.2351 | 473.1787 | 4.5395 | 104.2351 | 498.4613 | 4.7821 | 104.2351 | 4.903% | 0.2438 | 0.23173 | 41497.7937 | 2121.8511 | 363.6616 | 39012.281 | 41518.3345 | 0 | 0 | 41518.3345 | 0.01636%
2026 | 220 | 220-288R | Tier-3 | Tier-3---14 | 5--4 | 187 | 100% | 2198.6799 | 96.34% | 3.473% | 0.1901% | 104.8478 | 0 | 0 | 104.8478 | 0 | 100.0176 | 3.4092 | 29.3375 | 100.0176 | 3.4092 | 29.3375 | 105.3617 | 3.5914 | 29.3375 | 4.769% | 0.37523 | 0.35666 | 5859.515 | 279.6691 | 215.3273 | 5364.5186 | 5870.6934 | 0 | 0 | 5870.6934 | 0.003457%
2026 | 220 | 220-294R | Tier-3 | Tier-3---14 | 5--3 | 978 | 100% | 1925.8876 | 84.29% | 15.28% | 0.4298% | 80.3557 | 0 | 0 | 80.3557 | 0 | 76.6538 | 17.83 | 4.2992 | 76.6538 | 17.83 | 4.2992 | 80.7496 | 18.7827 | 4.2992 | 4.172% | 0.44397 | 0.422 | 4337.8466 | 198.6888 | 616.3589 | 3522.7989 | 4373.3345 | 0 | 0 | 4373.3345 | 0.00265%
2026 | 220 | 220-298R | Tier-3 | Tier-3---11 | 5--4 | 2947 | 100% | 3585.6314 | 89.37% | 10.06% | 0.5685% | 158.6214 | 0 | 0 | 158.6214 | 0 | 151.314 | 53.7269 | 2.8164 | 151.314 | 53.7269 | 2.8164 | 159.3989 | 56.5976 | 2.8164 | 4.424% | 0.50177 | 0.47693 | 7145.9975 | 283.7182 | 677.141 | 6185.1383 | 7185.5575 | 0 | 0 | 7185.5575 | 0.005231%
2026 | 221 | 221-1230F | Tier-3 | Tier-3---12 | 4--5 | 161 | 100% | 3690.9623 | 99.91% | 0% | 0.09183% | 182.5349 | 0 | 0 | 182.5349 | 0 | 174.1258 | 2.9352 | 59.3233 | 174.1258 | 2.9352 | 59.3233 | 183.4296 | 3.092 | 59.3233 | 4.945% | 0.035843 | 0.034069 | 102975.2443 | 5653.9564 | 85.9024 | 97235.3856 | 102980.169 | 0 | 0 | 102980.169 | 0.006019%
2026 | 221 | 221-23R | Tier-3 | Tier-3---11 | 5--5 | 1068 | 100% | 3270.2376 | 92.16% | 7.656% | 0.1816% | 149.1897 | 0 | 0 | 149.1897 | 0 | 142.3168 | 19.4708 | 7.3093 | 142.3168 | 19.4708 | 7.3093 | 149.921 | 20.5111 | 7.3093 | 4.562% | 0.19945 | 0.18957 | 16396.4914 | 1101.2475 | 1224.4612 | 14070.7826 | 16463.4153 | 0 | 0 | 16463.4153 | 0.00492%
2026 | 221 | 221-344R | Tier-3 | Tier-3---13 | 5--4 | 1386 | 100% | 2735.9283 | 96.11% | 3.605% | 0.2871% | 130.1577 | 0 | 0 | 130.1577 | 0 | 124.1616 | 25.2682 | 4.9137 | 124.1616 | 25.2682 | 4.9137 | 130.7958 | 26.6184 | 4.9137 | 4.757% | 0.2115 | 0.20103 | 12935.7823 | 697.0944 | 453.9009 | 11784.787 | 12962.0007 | 0 | 0 | 12962.0007 | 0.004292%
2026 | 221 | 221-35 | Tier-2 | Tier-2---10 | 5--3 | 16 | 100% | 710.3273 | 99.46% | 0.4791% | 0.06249% | 34.9708 | 0 | 0 | 34.9708 | 0 | 33.3597 | 0.2917 | 114.3644 | 33.3597 | 0.2917 | 114.3644 | 35.1422 | 0.30728 | 114.3644 | 4.923% | 0.17281 | 0.16425 | 4110.5569 | 223.7818 | 29.6305 | 3857.1446 | 4111.7163 | 0 | 0 | 4111.7163 | 0.001153%
2026 | 221 | 221-37AE | Tier-3 | Tier-3---11 | 5--5 | 1029 | 100% | 3934.7733 | 97.03% | 2.838% | 0.1358% | 188.9786 | 0 | 0 | 188.9786 | 0 | 180.2727 | 18.7598 | 9.6095 | 180.2727 | 18.7598 | 9.6095 | 189.905 | 19.7621 | 9.6095 | 4.803% | 0.19925 | 0.18939 | 19747.6238 | 1157.9249 | 618.5884 | 17971.1105 | 19778.2099 | 0 | 0 | 19778.2099 | 0.006232%
2026 | 221 | 221-38AE | Tier-3 | Tier-3---17 | 5--3 | 144 | 100% | 318.0967 | 33.4% | 66.33% | 0.2755% | 5.2587 | 0 | 0 | 5.2587 | 0 | 5.0165 | 2.6253 | 1.9108 | 5.0165 | 2.6253 | 1.9108 | 5.2845 | 2.7655 | 1.9108 | 1.653% | 0.16917 | 0.1608 | 1880.3284 | 41.7922 | 1061.4721 | 777.0641 | 1945.5476 | 0 | 0 | 1945.5476 | 0.0001734%
2026 | 221 | 221-675R | Tier-2 | Tier-2---8 | 5--4 | 113 | 100% | 2055.424 | 99.51% | 0.3331% | 0.1572% | 101.2446 | 0 | 0 | 101.2446 | 0 | 96.5805 | 2.0601 | 46.8812 | 96.5805 | 2.0601 | 46.8812 | 101.7409 | 2.1702 | 46.8812 | 4.926% | 0.22072 | 0.20979 | 9312.3427 | 464.7372 | 113.1149 | 8734.4905 | 9314.7205 | 0 | 0 | 9314.7205 | 0.003339%
2026 | 221 | 221-6R | Tier-2 | Tier-2---5 | 5--5 | 6 | 100% | 3904.259 | 99.88% | 0.03221% | 0.0896% | 193.0254 | 0 | 0 | 193.0254 | 0 | 184.1331 | 0.10939 | 1683.3282 | 184.1331 | 0.10939 | 1683.3282 | 193.9716 | 0.11523 | 1683.3282 | 4.944% | 0.21604 | 0.20535 | 18071.9767 | 963.9759 | 75.8685 | 17032.1323 | 18073.1232 | 0 | 0 | 18073.1232 | 0.006365%
2026 | 221 | 221-782R | Tier-3 | Tier-3---17 | 5--3 | 333 | 100% | 618.0174 | 98.68% | 0.7939% | 0.5237% | 30.1888 | 0 | 0 | 30.1888 | 0 | 28.7981 | 6.0709 | 4.7436 | 28.7981 | 6.0709 | 4.7436 | 30.3368 | 6.3953 | 4.7436 | 4.885% | 0.2472 | 0.23496 | 2500.0604 | 147.4846 | 27.966 | 2324.6098 | 2501.7759 | 0 | 0 | 2501.7759 | 0.0009955%
2026 | 221 | 221-788 | Tier-3 | Tier-3---12 | 5--5 | 365 | 100% | 4481.9143 | 99.45% | 0.5095% | 0.04337% | 220.6282 | 0 | 0 | 220.6282 | 0 | 210.4643 | 6.6543 | 31.6281 | 210.4643 | 6.6543 | 31.6281 | 221.7097 | 7.0099 | 31.6281 | 4.923% | 0.18975 | 0.18036 | 23620.3007 | 1552.9774 | 202.4159 | 21864.9074 | 23627.1015 | 0 | 0 | 23627.1015 | 0.007276%
2026 | 221 | 221-824 | Tier-3 | Tier-3---13 | 5--4 | 172 | 100% | 2324.2215 | 96.86% | 3.03% | 0.1069% | 111.4397 | 0 | 0 | 111.4397 | 0 | 106.3059 | 3.1357 | 33.9013 | 106.3059 | 3.1357 | 33.9013 | 111.9859 | 3.3033 | 33.9013 | 4.795% | 0.18396 | 0.17486 | 12634.0691 | 769.9433 | 369.3383 | 11494.7875 | 12654.7103 | 0 | 0 | 12654.7103 | 0.003675%
2026 | 222 | 222-1433R | Tier-3 | Tier-3---5 | 5--5 | 173 | 100% | 9617.9712 | 99.59% | 0.3681% | 0.03974% | 474.1478 | 0 | 0 | 474.1478 | 0 | 452.3048 | 3.154 | 143.408 | 452.3048 | 3.154 | 143.408 | 476.4721 | 3.3225 | 143.408 | 4.93% | 0.37266 | 0.35421 | 25809.0958 | 1306.2972 | 94.555 | 24408.2437 | 25814.5777 | 0 | 0 | 25814.5777 | 0.01564%
2026 | 222 | 222-1503R | Tier-3 | Tier-3---15 | 5--4 | 573 | 100% | 1359.3953 | 95.15% | 4.696% | 0.1502% | 64.0292 | 0 | 0 | 64.0292 | 0 | 61.0795 | 10.4464 | 5.8469 | 61.0795 | 10.4464 | 5.8469 | 64.343 | 11.0046 | 5.8469 | 4.71% | 0.23465 | 0.22303 | 5793.3484 | 301.9788 | 270.539 | 5220.8305 | 5807.9691 | 0 | 0 | 5807.9691 | 0.002111%
2026 | 222 | 222-1523R | Tier-3 | Tier-3---7 | 5--5 | 2453 | 100% | 7406.689 | 96.62% | 3.25% | 0.1263% | 354.2524 | 0 | 0 | 354.2524 | 0 | 337.9327 | 44.7208 | 7.5565 | 337.9327 | 44.7208 | 7.5565 | 355.9889 | 47.1103 | 7.5565 | 4.783% | 0.26901 | 0.25569 | 27533.3002 | 1432.7814 | 864.0996 | 25236.4192 | 27581.7128 | 0 | 0 | 27581.7128 | 0.01168%
2026 | 222 | 222-1986R | Tier-3 | Tier-3---1 | 5--5 | 895 | 100% | 79194.3488 | 99.25% | 0.7305% | 0.01724% | 3890.8074 | 0 | 0 | 3890.8074 | 0 | 3711.5659 | 16.3168 | 227.469 | 3711.5659 | 16.3168 | 227.469 | 3909.88 | 17.1886 | 227.469 | 4.913% | 0.41507 | 0.39452 | 190797.4815 | 11158.3549 | 1273.0385 | 178366.0881 | 190871.7807 | 0 | 0 | 190871.7807 | 0.1283%
2026 | 222 | 222-1988R | Tier-3 | Tier-3---11 | 5--4 | 47 | 100% | 3619.4356 | 99.27% | 0.7155% | 0.01673% | 177.8502 | 0 | 0 | 177.8502 | 0 | 169.657 | 0.85686 | 197.9986 | 169.657 | 0.85686 | 197.9986 | 178.722 | 0.90264 | 197.9986 | 4.914% | 0.34461 | 0.32755 | 10502.9479 | 509.7029 | 69.9812 | 9923.2638 | 10506.9529 | 0 | 0 | 10506.9529 | 0.005865%
2026 | 222 | 222-1990R | Tier-3 | Tier-3---1 | 5--5 | 409 | 100% | 45106.6401 | 99.63% | 0.3509% | 0.01982% | 2224.501 | 0 | 0 | 2224.501 | 0 | 2122.0228 | 7.4565 | 284.5869 | 2122.0228 | 7.4565 | 284.5869 | 2235.4054 | 7.8549 | 284.5869 | 4.932% | 0.41211 | 0.39171 | 109452.4885 | 5424.0865 | 426.9036 | 103601.4983 | 109473.6205 | 0 | 0 | 109473.6205 | 0.07336%
2026 | 222 | 222-1992R | Tier-3 | Tier-3---18 | 5--2 | 40 | 100% | 288.7705 | 86.56% | 13.18% | 0.2657% | 12.3725 | 0 | 0 | 12.3725 | 0 | 11.8025 | 0.72924 | 16.1846 | 11.8025 | 0.72924 | 16.1846 | 12.4331 | 0.76821 | 16.1846 | 4.285% | 0.22115 | 0.2102 | 1305.7642 | 59.3755 | 153.7229 | 1092.6658 | 1314.9061 | 0 | 0 | 1314.9061 | 0.000408%
2026 | 222 | 222-2013R | Tier-3 | Tier-3---7 | 5--5 | 1410 | 100% | 7426.9759 | 96.05% | 3.813% | 0.1383% | 353.11 | 0 | 0 | 353.11 | 0 | 336.8429 | 25.7058 | 13.1038 | 336.8429 | 25.7058 | 13.1038 | 354.8409 | 27.0793 | 13.1038 | 4.754% | 0.27927 | 0.26545 | 26594.1155 | 1486.8089 | 949.5734 | 24157.7331 | 26648.8357 | 0 | 0 | 26648.8357 | 0.01164%
2026 | 222 | 222-2063 | Tier-3 | Tier-3---9 | 5--5 | 237 | 100% | 4859.7765 | 99.85% | 0.09452% | 0.05485% | 240.1996 | 0 | 0 | 240.1996 | 0 | 229.1341 | 4.3208 | 53.031 | 229.1341 | 4.3208 | 53.031 | 241.3771 | 4.5516 | 53.031 | 4.943% | 0.23776 | 0.22599 | 20439.7717 | 1058.0128 | 26.4385 | 19355.3204 | 20441.3617 | 0 | 0 | 20441.3617 | 0.007921%
2026 | 222 | 222-2085 | Tier-3 | Tier-3---3 | 5--5 | 3377 | 100% | 16772.3082 | 96.7% | 3.181% | 0.1236% | 802.7939 | 0 | 0 | 802.7939 | 0 | 765.8108 | 61.5663 | 12.4388 | 765.8108 | 61.5663 | 12.4388 | 806.7292 | 64.8559 | 12.4388 | 4.786% | 0.35117 | 0.33379 | 47761.3033 | 2740.017 | 1532.6307 | 43488.6556 | 47843.4976 | 0 | 0 | 47843.4976 | 0.02647%
2026 | 223 | 223-536R | Tier-2 | Tier-2---19 | 1--4 | 4 | 100% | 17.3686 | 98.33% | 0% | 1.666% | 0.84542 | 0 | 0 | 0.84542 | 0 | 0.80647 | 0.072924 | 11.0591 | 0.80647 | 0.072924 | 11.0591 | 0.84957 | 0.076821 | 11.0591 | 4.868% | 0.0018852 | 0.0017919 | 9213.1285 | 686.6485 | 141.1177 | 8385.3623 | 9221.1221 | 0 | 0 | 9221.1221 | 2.788e-05%
2026 | 230 | 230-1008R | Tier-2 | Tier-2---16 | 4--3 | 10 | 100% | 171.5883 | 99.37% | 0.4538% | 0.1789% | 8.4399 | 0 | 0 | 8.4399 | 0 | 8.0511 | 0.18231 | 44.1613 | 8.0511 | 0.18231 | 44.1613 | 8.4812 | 0.19205 | 44.1613 | 4.919% | 0.055697 | 0.05294 | 3080.7564 | 194.1723 | 43.3127 | 2843.2713 | 3081.7716 | 0 | 0 | 3081.7716 | 0.0002783%
2026 | 230 | 230-127AE | Tier-2 | Tier-2---7 | 5--5 | 1039 | 100% | 2000.4654 | 94.98% | 4.641% | 0.3747% | 94.056 | 0 | 0 | 94.056 | 0 | 89.723 | 18.9421 | 4.7367 | 89.723 | 18.9421 | 4.7367 | 94.517 | 19.9542 | 4.7367 | 4.702% | 0.093988 | 0.089336 | 21284.2191 | 1284.0751 | 990.3889 | 19009.7551 | 21339.8191 | 0 | 0 | 21339.8191 | 0.003102%
2026 | 230 | 230-133AE | Tier-2 | Tier-2---6 | 5--5 | 1418 | 100% | 6388.6939 | 98.26% | 1.615% | 0.1229% | 310.7459 | 0 | 0 | 310.7459 | 0 | 296.4305 | 25.8516 | 11.4666 | 296.4305 | 25.8516 | 11.4666 | 312.2692 | 27.2329 | 11.4666 | 4.864% | 0.095565 | 0.090834 | 66852.0974 | 3853.1493 | 1086.4397 | 61912.5084 | 66912.5857 | 0 | 0 | 66912.5857 | 0.01025%
2026 | 230 | 230-1586R | Tier-2 | Tier-2---7 | 4--5 | 1039 | 100% | 2072.8837 | 91.06% | 8.635% | 0.3% | 93.4394 | 0 | 0 | 93.4394 | 0 | 89.1348 | 18.9421 | 4.7057 | 89.1348 | 18.9421 | 4.7057 | 93.8974 | 19.9542 | 4.7057 | 4.508% | 0.084625 | 0.080436 | 24494.9333 | 1384.72 | 2145.1757 | 20965.0376 | 24608.9164 | 0 | 0 | 24608.9164 | 0.003081%
2026 | 230 | 230-1606R | Tier-2 | Tier-2---11 | 4--4 | 329 | 100% | 536.3838 | 78.97% | 20.71% | 0.32% | 20.9668 | 0 | 0 | 20.9668 | 0 | 20.0009 | 5.998 | 3.3346 | 20.0009 | 5.998 | 3.3346 | 21.0696 | 6.3185 | 3.3346 | 3.909% | 0.062818 | 0.059709 | 8538.6965 | 437.3678 | 1660.0426 | 6441.2861 | 8632.2204 | 0 | 0 | 8632.2204 | 0.0006914%
2026 | 230 | 230-181 | Tier-2 | Tier-2---9 | 4--4 | 165 | 100% | 788.7224 | 98.19% | 1.606% | 0.2041% | 38.335 | 0 | 0 | 38.335 | 0 | 36.5689 | 3.0081 | 12.1567 | 36.5689 | 3.0081 | 12.1567 | 38.5229 | 3.1689 | 12.1567 | 4.86% | 0.063241 | 0.060111 | 12471.6541 | 782.4193 | 949.0175 | 10740.2174 | 12483.4125 | 0 | 0 | 12483.4125 | 0.001264%
2026 | 230 | 230-2060R | Tier-2 | Tier-2---4 | 4--5 | 865 | 100% | 3473.4554 | 97.68% | 2.135% | 0.1887% | 167.9415 | 0 | 0 | 167.9415 | 0 | 160.2048 | 15.7699 | 10.1589 | 160.2048 | 15.7699 | 10.1589 | 168.7647 | 16.6125 | 10.1589 | 4.835% | 0.088414 | 0.084038 | 39286.0822 | 2320.0349 | 850.2401 | 36115.8071 | 39333.6151 | 0 | 0 | 39333.6151 | 0.005538%
2026 | 230 | 230-2067 | Tier-2 | Tier-2---16 | 4--3 | 13 | 100% | 121.6067 | 92.98% | 6.845% | 0.1786% | 5.5967 | 0 | 0 | 5.5967 | 0 | 5.3389 | 0.237 | 22.5267 | 5.3389 | 0.237 | 22.5267 | 5.6242 | 0.24967 | 22.5267 | 4.602% | 0.054619 | 0.051915 | 2226.4545 | 125.1839 | 142.6967 | 1958.574 | 2234.5983 | 0 | 0 | 2234.5983 | 0.0001846%
2026 | 230 | 230-371AE | Tier-2 | Tier-2---13 | 4--3 | 106 | 100% | 195.7251 | 81.71% | 17.81% | 0.4804% | 7.9168 | 0 | 0 | 7.9168 | 0 | 7.5521 | 1.9325 | 3.9079 | 7.5521 | 1.9325 | 3.9079 | 7.9556 | 2.0357 | 3.9079 | 4.045% | 0.059006 | 0.056085 | 3317.0375 | 182.5151 | 537.9757 | 2596.5467 | 3348.6257 | 0 | 0 | 3348.6257 | 0.0002611%
2026 | 231 | 231-1136R | Tier-2 | Tier-2---7 | 4--5 | 1011 | 100% | 2730.9177 | 98.3% | 1.373% | 0.325% | 132.8848 | 0 | 0 | 132.8848 | 0 | 126.7631 | 18.4316 | 6.8775 | 126.7631 | 18.4316 | 6.8775 | 133.5362 | 19.4164 | 6.8775 | 4.866% | 0.054655 | 0.051949 | 49966.8413 | 3802.7952 | 1680.0986 | 44483.9475 | 50011.031 | 0 | 0 | 50011.031 | 0.004382%
2026 | 231 | 231-1635R | Tier-2 | Tier-2---4 | 5--5 | 3541 | 100% | 5142.095 | 98.68% | 0.901% | 0.4182% | 251.176 | 0 | 0 | 251.176 | 0 | 239.6048 | 64.5562 | 3.7116 | 239.6048 | 64.5562 | 3.7116 | 252.4072 | 68.0055 | 3.7116 | 4.885% | 0.11648 | 0.11071 | 44146.87 | 3399.863 | 647.3328 | 40099.6742 | 44177.1988 | 0 | 0 | 44177.1988 | 0.008283%
2026 | 232 | 232-40AE | Tier-2 | Tier-2---19 | 2--3 | 6 | 100% | 11.4297 | 0.4523% | 98.58% | 0.9661% | 0.0025592 | 0 | 0 | 0.0025592 | 0 | 0.0024413 | 0.10939 | 0.022318 | 0.0024413 | 0.10939 | 0.022318 | 0.0025718 | 0.11523 | 0.022318 | 0.02239% | 0.0059544 | 0.0056597 | 1919.5436 | 3.0821 | 1745.9177 | 170.5438 | 2019.0571 | 0 | 0 | 2019.0571 | 8.439e-08%
2026 | 233 | 233-123R | Tier-2 | Tier-2---4 | 4--5 | 1420 | 100% | 3035.8045 | 98.84% | 0.8219% | 0.339% | 148.5278 | 0 | 0 | 148.5278 | 0 | 141.6855 | 25.8881 | 5.473 | 141.6855 | 25.8881 | 5.473 | 149.2559 | 27.2713 | 5.473 | 4.893% | 0.06125 | 0.058219 | 49563.8317 | 3086.7129 | 653.5217 | 45823.5971 | 49593.7962 | 0 | 0 | 49593.7962 | 0.004898%
2026 | 233 | 233-41R | Tier-2 | Tier-2---9 | 4--5 | 548 | 100% | 718.991 | 97.57% | 1.357% | 1.072% | 34.7253 | 0 | 0 | 34.7253 | 0 | 33.1256 | 9.9906 | 3.3157 | 33.1256 | 9.9906 | 3.3157 | 34.8956 | 10.5244 | 3.3157 | 4.83% | 0.044487 | 0.042285 | 16161.8225 | 1280.6452 | 594.3266 | 14286.8507 | 16182.2721 | 0 | 0 | 16182.2721 | 0.001145%
2026 | 233 | 233-81F | Tier-2 | Tier-2---12 | 3--5 | 453 | 100% | 447.7794 | 94.96% | 4.349% | 0.694% | 21.0474 | 0 | 0 | 21.0474 | 0 | 20.0778 | 8.2587 | 2.4311 | 20.0778 | 8.2587 | 2.4311 | 21.1505 | 8.6999 | 2.4311 | 4.7% | 0.02204 | 0.020949 | 20316.8521 | 1331.0486 | 1007.3456 | 17978.4579 | 20370.2068 | 0 | 0 | 20370.2068 | 0.0006941%
2026 | 233 | 233-86F | Tier-2 | Tier-2---8 | 5--5 | 875 | 100% | 2341.6741 | 85.9% | 13.6% | 0.4998% | 99.5721 | 0 | 0 | 99.5721 | 0 | 94.985 | 15.9522 | 5.9544 | 94.985 | 15.9522 | 5.9544 | 100.0601 | 16.8045 | 5.9544 | 4.252% | 0.1204 | 0.11444 | 19449.7342 | 1103.1383 | 2517.3516 | 15829.2443 | 19592.5279 | 0 | 0 | 19592.5279 | 0.003284%
2026 | 234 | 234-48R | Tier-2 | Tier-2---4 | 4--5 | 1371 | 100% | 4939.3792 | 99.46% | 0.3916% | 0.1518% | 243.1707 | 0 | 0 | 243.1707 | 0 | 231.9683 | 24.9948 | 9.2807 | 231.9683 | 24.9948 | 9.2807 | 244.3627 | 26.3303 | 9.2807 | 4.923% | 0.047931 | 0.045559 | 103051.0114 | 8933.6439 | 586.3727 | 93530.9949 | 103080.1738 | 0 | 0 | 103080.1738 | 0.008019%
2026 | 235 | 235-897R | Tier-2 | Tier-2---5 | 5--5 | 275 | 100% | 4375.0381 | 88.63% | 11.27% | 0.1058% | 191.9337 | 0 | 0 | 191.9337 | 0 | 183.0917 | 5.0135 | 36.5194 | 183.0917 | 5.0135 | 36.5194 | 192.8746 | 5.2814 | 36.5194 | 4.387% | 0.1179 | 0.11206 | 37108.0419 | 2052.774 | 3945.6216 | 31109.6464 | 37327.8331 | 0 | 0 | 37327.8331 | 0.006329%
2026 | 235 | 235-899R | Tier-2 | Tier-2---1 | 5--5 | 897 | 100% | 23678.6611 | 98.37% | 1.593% | 0.04039% | 1152.9446 | 0 | 0 | 1152.9446 | 0 | 1099.8308 | 16.3533 | 67.2545 | 1099.8308 | 16.3533 | 67.2545 | 1158.5963 | 17.227 | 67.2545 | 4.869% | 0.15496 | 0.14729 | 152800.2562 | 9665.8605 | 2471.9354 | 140662.4603 | 152930.2625 | 0 | 0 | 152930.2625 | 0.03802%
2026 | 236 | 236-1535R | Tier-3 | Tier-3---4 | 5--5 | 800 | 100% | 9719.0421 | 98.73% | 1.209% | 0.05836% | 474.9956 | 0 | 0 | 474.9956 | 0 | 453.1135 | 14.5848 | 31.0674 | 453.1135 | 14.5848 | 31.0674 | 477.324 | 15.3641 | 31.0674 | 4.887% | 0.12847 | 0.12211 | 75651.1712 | 5252.2726 | 904.2907 | 69494.6079 | 75701.1003 | 0 | 0 | 75701.1003 | 0.01566%
2026 | 236 | 236-1561R | Tier-3 | Tier-3---13 | 5--4 | 260 | 100% | 2823.5781 | 97.26% | 2.617% | 0.1213% | 135.9404 | 0 | 0 | 135.9404 | 0 | 129.6779 | 4.7401 | 27.3578 | 129.6779 | 4.7401 | 27.3578 | 136.6068 | 4.9933 | 27.3578 | 4.814% | 0.17766 | 0.16886 | 15893.5317 | 919.2321 | 396.0284 | 14578.2713 | 15916.1933 | 0 | 0 | 15916.1933 | 0.004483%
2026 | 236 | 236-1563R | Tier-3 | Tier-3---13 | 5--4 | 177 | 100% | 2260.6624 | 98.61% | 1.288% | 0.1052% | 110.3442 | 0 | 0 | 110.3442 | 0 | 105.2609 | 3.2269 | 32.6198 | 105.2609 | 3.2269 | 32.6198 | 110.8851 | 3.3993 | 32.6198 | 4.881% | 0.17215 | 0.16363 | 13131.72 | 763.8797 | 149.4721 | 12218.3681 | 13141.245 | 0 | 0 | 13141.245 | 0.003639%
2026 | 236 | 236-1567R | Tier-3 | Tier-3---10 | 5--5 | 530 | 100% | 5332.0037 | 98.07% | 1.841% | 0.0848% | 258.852 | 0 | 0 | 258.852 | 0 | 246.9272 | 9.6625 | 25.5553 | 246.9272 | 9.6625 | 25.5553 | 260.1209 | 10.1787 | 25.5553 | 4.855% | 0.18129 | 0.17232 | 29411.5902 | 2025.1187 | 523.1992 | 26863.2724 | 29441.0836 | 0 | 0 | 29441.0836 | 0.008536%
2026 | 236 | 236-1569R | Tier-3 | Tier-3---8 | 5--5 | 954 | 100% | 21222.9131 | 98.36% | 1.585% | 0.05121% | 1033.3462 | 0 | 0 | 1033.3462 | 0 | 985.7421 | 17.3924 | 56.6765 | 985.7421 | 17.3924 | 56.6765 | 1038.4116 | 18.3217 | 56.6765 | 4.869% | 0.21435 | 0.20374 | 99012.7753 | 5477.8522 | 1488.5467 | 92046.3763 | 99097.1397 | 0 | 0 | 99097.1397 | 0.03408%
2026 | 236 | 236-1573R | Tier-3 | Tier-3---7 | 5--5 | 256 | 100% | 6927.8558 | 97.84% | 2.089% | 0.06679% | 335.5367 | 0 | 0 | 335.5367 | 0 | 320.0792 | 4.6672 | 68.5813 | 320.0792 | 4.6672 | 68.5813 | 337.1815 | 4.9165 | 68.5813 | 4.843% | 0.18488 | 0.17572 | 37473.1079 | 2383.2915 | 732.5482 | 34357.2682 | 37515.1746 | 0 | 0 | 37515.1746 | 0.01106%
2026 | 237 | 237-1761R | Tier-3 | Tier-3---12 | 5--5 | 112 | 100% | 3634.1464 | 99.4% | 0.4942% | 0.1098% | 178.8037 | 0 | 0 | 178.8037 | 0 | 170.5666 | 2.0419 | 83.5342 | 170.5666 | 2.0419 | 83.5342 | 179.6802 | 2.151 | 83.5342 | 4.92% | 0.14935 | 0.14196 | 24332.6951 | 1370.783 | 132.2733 | 22829.6387 | 24340.349 | 0 | 0 | 24340.349 | 0.005896%
2026 | 237 | 237-1765R | Tier-3 | Tier-3---1 | 5--5 | 398 | 100% | 28249.2525 | 99.34% | 0.6358% | 0.01982% | 1389.1699 | 0 | 0 | 1389.1699 | 0 | 1325.1737 | 7.256 | 182.6324 | 1325.1737 | 7.256 | 182.6324 | 1395.9796 | 7.6437 | 182.6324 | 4.918% | 0.25909 | 0.24626 | 109034.6893 | 8324.9664 | 652.6676 | 100057.0553 | 109071.9184 | 0 | 0 | 109071.9184 | 0.04581%
2026 | 237 | 237-17R | Tier-2 | Tier-2---1 | 5--5 | 1107 | 100% | 27080.7376 | 98.89% | 1.071% | 0.0369% | 1325.6439 | 0 | 0 | 1325.6439 | 0 | 1264.5743 | 20.1818 | 62.6592 | 1264.5743 | 20.1818 | 62.6592 | 1332.1422 | 21.2601 | 62.6592 | 4.895% | 0.15539 | 0.1477 | 174274.8137 | 11399.2241 | 1916.7846 | 160958.805 | 174375.3733 | 0 | 0 | 174375.3733 | 0.04371%
2026 | 237 | 237-26F | Tier-2 | Tier-2---10 | 5--4 | 88 | 100% | 663.2151 | 70.89% | 28.72% | 0.399% | 23.271 | 0 | 0 | 23.271 | 0 | 22.199 | 1.6043 | 13.8369 | 22.199 | 1.6043 | 13.8369 | 23.3851 | 1.6901 | 13.8369 | 3.509% | 0.10897 | 0.10358 | 6086.0279 | 237.5195 | 1591.9327 | 4256.5758 | 6178.3065 | 0 | 0 | 6178.3065 | 0.0007674%
2026 | 237 | 237-28F | Tier-2 | Tier-2---7 | 5--5 | 35 | 100% | 2530.2255 | 98.83% | 1.116% | 0.05734% | 123.7762 | 0 | 0 | 123.7762 | 0 | 118.0741 | 0.63809 | 185.0439 | 118.0741 | 0.63809 | 185.0439 | 124.383 | 0.67218 | 185.0439 | 4.892% | 0.10804 | 0.1027 | 23418.4293 | 1209.653 | 279.2604 | 21929.5159 | 23432.7427 | 0 | 0 | 23432.7427 | 0.004082%
2026 | 237 | 237-2R | Tier-3 | Tier-3---2 | 5--5 | 1011 | 100% | 30894.1234 | 99.11% | 0.8492% | 0.03898% | 1515.6765 | 0 | 0 | 1515.6765 | 0 | 1445.8524 | 18.4316 | 78.4442 | 1445.8524 | 18.4316 | 78.4442 | 1523.1063 | 19.4164 | 78.4442 | 4.906% | 0.18156 | 0.17257 | 170161.3668 | 15433.056 | 1414.3274 | 153313.9834 | 170240.0741 | 0 | 0 | 170240.0741 | 0.04998%
2026 | 237 | 237-30R | Tier-3 | Tier-3---1 | 5--5 | 1263 | 100% | 65515.492 | 98.93% | 1.038% | 0.03019% | 3208.3751 | 0 | 0 | 3208.3751 | 0 | 3060.5719 | 23.0258 | 132.9191 | 3060.5719 | 23.0258 | 132.9191 | 3224.1024 | 24.2561 | 132.9191 | 4.897% | 0.49249 | 0.46811 | 133030.3773 | 7577.9137 | 1285.1936 | 124167.2701 | 133104.3812 | 0 | 0 | 133104.3812 | 0.1058%
2026 | 239 | 239-2207R | Tier-3 | Tier-3---16 | 4--4 | 689 | 100% | 860.3234 | 98.08% | 1.495% | 0.4234% | 41.7689 | 0 | 0 | 41.7689 | 0 | 39.8446 | 12.5612 | 3.172 | 39.8446 | 12.5612 | 3.172 | 41.9736 | 13.2324 | 3.172 | 4.855% | 0.078224 | 0.074352 | 10998.2588 | 773.4899 | 185.1971 | 10039.5718 | 11009.2492 | 0 | 0 | 11009.2492 | 0.001377%
2026 | 239 | 239-2211R | Tier-3 | Tier-3---16 | 5--4 | 111 | 100% | 1585.1718 | 98.67% | 1.22% | 0.1095% | 77.4227 | 0 | 0 | 77.4227 | 0 | 73.856 | 2.0236 | 36.4965 | 73.856 | 2.0236 | 36.4965 | 77.8022 | 2.1318 | 36.4965 | 4.884% | 0.11902 | 0.11313 | 13318.69 | 748.7589 | 155.3385 | 12414.5926 | 13327.9127 | 0 | 0 | 13327.9127 | 0.002553%
2026 | 239 | 239-2213R | Tier-3 | Tier-3---15 | 5--4 | 480 | 100% | 1116.4705 | 96.46% | 3.23% | 0.3121% | 53.3076 | 0 | 0 | 53.3076 | 0 | 50.8518 | 8.7509 | 5.811 | 50.8518 | 8.7509 | 5.811 | 53.5689 | 9.2185 | 5.811 | 4.775% | 0.1294 | 0.123 | 8627.7496 | 501.2225 | 328.5007 | 7798.0264 | 8643.666 | 0 | 0 | 8643.666 | 0.001758%
2026 | 239 | 239-2215R | Tier-3 | Tier-3---10 | 5--5 | 909 | 100% | 6268.6569 | 98.24% | 1.63% | 0.1302% | 304.8369 | 0 | 0 | 304.8369 | 0 | 290.7937 | 16.572 | 17.5473 | 290.7937 | 16.572 | 17.5473 | 306.3312 | 17.4575 | 17.5473 | 4.863% | 0.15408 | 0.14645 | 40685.5389 | 2527.5744 | 695.6728 | 37462.2917 | 40722.8328 | 0 | 0 | 40722.8328 | 0.01005%
2026 | 239 | 239-2217R | Tier-3 | Tier-3---16 | 4--4 | 674 | 100% | 1029.5673 | 69.27% | 30.42% | 0.3032% | 35.3035 | 0 | 0 | 35.3035 | 0 | 33.6771 | 12.2877 | 2.7407 | 33.6771 | 12.2877 | 2.7407 | 35.4765 | 12.9443 | 2.7407 | 3.429% | 0.073205 | 0.069582 | 14064.0898 | 633.3257 | 4082.9978 | 9347.7664 | 14289.1505 | 0 | 0 | 14289.1505 | 0.001164%
2026 | 239 | 239-89R | Tier-3 | Tier-3---17 | 4--4 | 61 | 100% | 376.4251 | 98.76% | 0.8388% | 0.4045% | 18.4014 | 0 | 0 | 18.4014 | 0 | 17.5537 | 1.1121 | 15.7843 | 17.5537 | 1.1121 | 15.7843 | 18.4916 | 1.1715 | 15.7843 | 4.888% | 0.064786 | 0.061579 | 5810.3033 | 364.0144 | 679.2912 | 4766.9976 | 5814.0653 | 0 | 0 | 5814.0653 | 0.0006068%
2026 | 240 | 240-1028R | Tier-2 | Tier-2---9 | 4--5 | 261 | 100% | 1181.5361 | 98.38% | 1.316% | 0.2998% | 57.5411 | 0 | 0 | 57.5411 | 0 | 54.8903 | 4.7583 | 11.5357 | 54.8903 | 4.7583 | 11.5357 | 57.8231 | 5.0125 | 11.5357 | 4.87% | 0.045174 | 0.042938 | 26155.1082 | 1950.1252 | 442.6644 | 23762.3186 | 26177.1159 | 0 | 0 | 26177.1159 | 0.001897%
2026 | 240 | 240-1044 | Tier-3 | Tier-3---16 | 4--4 | 103 | 100% | 791.3356 | 98.7% | 1.112% | 0.1837% | 38.6637 | 0 | 0 | 38.6637 | 0 | 36.8826 | 1.8778 | 19.6414 | 36.8826 | 1.8778 | 19.6414 | 38.8532 | 1.9781 | 19.6414 | 4.886% | 0.076308 | 0.072531 | 10370.2289 | 676.03 | 184.4385 | 9509.7604 | 10377.2245 | 0 | 0 | 10377.2245 | 0.001275%
2026 | 240 | 240-1148 | Tier-3 | Tier-3---17 | 4--4 | 102 | 100% | 376.72 | 96.88% | 2.523% | 0.5996% | 18.0654 | 0 | 0 | 18.0654 | 0 | 17.2331 | 1.8596 | 9.2673 | 17.2331 | 1.8596 | 9.2673 | 18.1539 | 1.9589 | 9.2673 | 4.795% | 0.037482 | 0.035627 | 10050.6383 | 614.3795 | 265.2745 | 9170.9843 | 10066.9823 | 0 | 0 | 10066.9823 | 0.0005957%
2026 | 240 | 240-2004R | Tier-3 | Tier-3---12 | 5--5 | 1050 | 100% | 4437.6588 | 97.91% | 1.769% | 0.321% | 215.0731 | 0 | 0 | 215.0731 | 0 | 205.1652 | 19.1426 | 10.7177 | 205.1652 | 19.1426 | 10.7177 | 216.1274 | 20.1654 | 10.7177 | 4.847% | 0.095775 | 0.091035 | 46334.0144 | 3458.4519 | 909.4055 | 41966.157 | 46384.4455 | 0 | 0 | 46384.4455 | 0.007092%
2026 | 240 | 240-2006R | Tier-3 | Tier-3---12 | 4--5 | 538 | 100% | 3742.5721 | 99.07% | 0.7558% | 0.1785% | 183.5266 | 0 | 0 | 183.5266 | 0 | 175.0719 | 9.8083 | 17.8493 | 175.0719 | 9.8083 | 17.8493 | 184.4262 | 10.3324 | 17.8493 | 4.904% | 0.06999 | 0.066526 | 53472.8025 | 3048.802 | 469.1943 | 49954.8062 | 53498.8189 | 0 | 0 | 53498.8189 | 0.006052%
2026 | 240 | 240-2032R | Tier-3 | Tier-3---12 | 5--5 | 555 | 100% | 3665.7351 | 96.82% | 2.929% | 0.2538% | 175.6782 | 0 | 0 | 175.6782 | 0 | 167.585 | 10.1182 | 16.5627 | 167.585 | 10.1182 | 16.5627 | 176.5393 | 10.6589 | 16.5627 | 4.792% | 0.12278 | 0.1167 | 29856.9037 | 1779.6717 | 868.2863 | 27208.9457 | 29906.3959 | 0 | 0 | 29906.3959 | 0.005793%
2026 | 242 | 242-1426F | Tier-2 | Tier-2---10 | 5--4 | 301 | 100% | 960.3446 | 65.96% | 33.81% | 0.2324% | 31.3551 | 0 | 0 | 31.3551 | 0 | 29.9106 | 5.4875 | 5.4506 | 29.9106 | 5.4875 | 5.4506 | 31.5088 | 5.7808 | 5.4506 | 3.265% | 0.10724 | 0.10194 | 8954.7461 | 551.4319 | 2822.7975 | 5580.5167 | 9113.4933 | 0 | 0 | 9113.4933 | 0.001034%
2026 | 243 | 243-14R | Tier-2 | Tier-2---11 | 4--4 | 1 | 100% | 404.2589 | 29.5% | 68.39% | 2.113% | 5.9029 | 0 | 0 | 5.9029 | 0 | 5.631 | 0.018231 | 308.8664 | 5.631 | 0.018231 | 308.8664 | 5.9318 | 0.019205 | 308.8664 | 1.46% | 0.066445 | 0.063156 | 6084.1314 | 161.5554 | 4142.9 | 1779.6759 | 6307.5143 | 0 | 0 | 6307.5143 | 0.0001947%
2026 | 246 | 246-34R | Tier-3 | Tier-3---12 | 4--5 | 883 | 100% | 3387.0058 | 94.54% | 5.197% | 0.2577% | 158.5107 | 0 | 0 | 158.5107 | 0 | 151.2085 | 16.098 | 9.393 | 151.2085 | 16.098 | 9.393 | 159.2877 | 16.9582 | 9.393 | 4.68% | 0.070488 | 0.066999 | 48050.8143 | 3484.7024 | 2545.4197 | 42020.6922 | 48187.325 | 0 | 0 | 48187.325 | 0.005227%
2026 | 247 | 247-46 | Tier-3 | Tier-3---16 | 4--5 | 296 | 100% | 1360.3328 | 92.51% | 7.186% | 0.3009% | 62.2952 | 0 | 0 | 62.2952 | 0 | 59.4254 | 5.3964 | 11.0121 | 59.4254 | 5.3964 | 11.0121 | 62.6005 | 5.6847 | 11.0121 | 4.579% | 0.045228 | 0.04299 | 30076.9614 | 1732.65 | 2090.3581 | 26253.9533 | 30194.2294 | 0 | 0 | 30194.2294 | 0.002054%
2026 | 247 | 247-48 | Tier-2 | Tier-2---16 | 3--3 | 20 | 100% | 105.2026 | 98.18% | 1.532% | 0.2854% | 5.1129 | 0 | 0 | 5.1129 | 0 | 4.8774 | 0.36462 | 13.3765 | 4.8774 | 0.36462 | 13.3765 | 5.138 | 0.3841 | 13.3765 | 4.86% | 0.026216 | 0.024918 | 4012.9756 | 252.6865 | 61.3538 | 3698.9353 | 4016.7732 | 0 | 0 | 4016.7732 | 0.0001686%
2026 | 249 | 249-24R | Tier-3 | Tier-3---12 | 5--5 | 641 | 100% | 3753.23 | 95.85% | 3.876% | 0.273% | 178.0768 | 0 | 0 | 178.0768 | 0 | 169.8732 | 11.6861 | 14.5363 | 169.8732 | 11.6861 | 14.5363 | 178.9497 | 12.3105 | 14.5363 | 4.745% | 0.10094 | 0.09594 | 37183.961 | 2746.2949 | 1426.8186 | 33010.8475 | 37264.3032 | 0 | 0 | 37264.3032 | 0.005872%
2026 | 252 | 252-129 | Tier-2 | Tier-2---18 | 3--3 | 9 | 100% | 49.4853 | 86.66% | 6.71% | 6.626% | 2.1229 | 0 | 0 | 2.1229 | 0 | 2.0251 | 0.16408 | 12.342 | 2.0251 | 0.16408 | 12.342 | 2.1333 | 0.17285 | 12.342 | 4.29% | 0.02391 | 0.022726 | 2069.6845 | 157.0487 | 250.675 | 1661.9608 | 2084.0584 | 0 | 0 | 2084.0584 | 7e-05%
2026 | 280 | 280-24AE | Tier-2 | Tier-2---12 | 4--4 | 6 | 100% | 365.7885 | 3.145% | 96.42% | 0.4381% | 0.56941 | 0 | 0 | 0.56941 | 0 | 0.54317 | 0.10939 | 4.9656 | 0.54317 | 0.10939 | 4.9656 | 0.5722 | 0.11523 | 4.9656 | 0.1557% | 0.037093 | 0.035257 | 9861.3901 | 30.6801 | 8936.1104 | 894.5997 | 10358.7999 | 0 | 0 | 10358.7999 | 1.878e-05%
2026 | 283 | 283-55R | Tier-3 | Tier-3---9 | 5--5 | 109 | 100% | 5299.6344 | 98.55% | 1.37% | 0.07601% | 258.5396 | 0 | 0 | 258.5396 | 0 | 246.6292 | 1.9872 | 124.1098 | 246.6292 | 1.9872 | 124.1098 | 259.807 | 2.0934 | 124.1098 | 4.878% | 0.20157 | 0.19159 | 26291.5727 | 1578.5747 | 367.1447 | 24345.8532 | 26311.366 | 0 | 0 | 26311.366 | 0.008526%
2026 | 283 | 283-71F | Tier-3 | Tier-3---13 | 5--4 | 284 | 100% | 2013.5901 | 87.8% | 12.03% | 0.1689% | 87.5136 | 0 | 0 | 87.5136 | 0 | 83.482 | 5.1776 | 16.1236 | 83.482 | 5.1776 | 16.1236 | 87.9426 | 5.4543 | 16.1236 | 4.346% | 0.19011 | 0.1807 | 10591.4545 | 557.9915 | 1165.201 | 8868.2619 | 10658.7421 | 0 | 0 | 10658.7421 | 0.002886%
2026 | 288 | 288-149R | Tier-2 | Tier-2---12 | 3--5 | 1 | 100% | 481.2843 | 94.31% | 4.95% | 0.7414% | 22.4677 | 0 | 0 | 22.4677 | 0 | 21.4326 | 0.018231 | 1175.6105 | 21.4326 | 0.018231 | 1175.6105 | 22.5778 | 0.019205 | 1175.6105 | 4.668% | 0.02124 | 0.020188 | 22659.7646 | 1431.5945 | 1401.7291 | 19826.4409 | 22726.928 | 0 | 0 | 22726.928 | 0.0007409%
2026 | 288 | 288-2375R | Tier-2 | Tier-2---19 | 2--4 | 18 | 100% | 41.8014 | 98.23% | 1.253% | 0.5152% | 2.0326 | 0 | 0 | 2.0326 | 0 | 1.9389 | 0.32816 | 5.9085 | 1.9389 | 0.32816 | 5.9085 | 2.0425 | 0.34569 | 5.9085 | 4.862% | 0.0067116 | 0.0063794 | 6228.2316 | 404.3218 | 163.6113 | 5660.2985 | 6233.9673 | 0 | 0 | 6233.9673 | 6.703e-05%
2026 | 288 | 288-2380F | Tier-2 | Tier-2---12 | 4--5 | 375 | 100% | 550.61 | 92.88% | 6.93% | 0.1872% | 25.3153 | 0 | 0 | 25.3153 | 0 | 24.149 | 6.8366 | 3.5323 | 24.149 | 6.8366 | 3.5323 | 25.4394 | 7.2019 | 3.5323 | 4.598% | 0.030344 | 0.028842 | 18145.5978 | 1033.7393 | 1202.5384 | 15909.3201 | 18212.8585 | 0 | 0 | 18212.8585 | 0.0008348%
2026 | 296 | 296-68F | Tier-2 | Tier-2---21 | 1--2 | 62 | 100% | 3.2301 | 78.97% | 0% | 21.03% | 0.12626 | 0 | 0 | 0.12626 | 0 | 0.12044 | 1.1303 | 0.10656 | 0.12044 | 1.1303 | 0.10656 | 0.12688 | 1.1907 | 0.10656 | 3.909% | 0.0027146 | 0.0025802 | 1189.8836 | 167.1479 | 356.0476 | 666.6881 | 1202.9164 | 0 | 0 | 1202.9164 | 4.164e-06%
2026 | 300 | 300-483F | Tier-2 | Tier-2---12 | 3--5 | 63 | 100% | 458.7821 | 99.48% | 0% | 0.5194% | 22.5918 | 0 | 0 | 22.5918 | 0 | 21.551 | 1.1486 | 18.7636 | 21.551 | 1.1486 | 18.7636 | 22.7025 | 1.2099 | 18.7636 | 4.924% | 0.018397 | 0.017486 | 24937.8732 | 2129.049 | 117.6547 | 22691.1695 | 24944.6182 | 0 | 0 | 24944.6182 | 0.000745%
2026 | 300 | 300-484F | Tier-2 | Tier-2---9 | 4--5 | 269 | 100% | 754.1323 | 92.41% | 6.882% | 0.7076% | 34.4965 | 0 | 0 | 34.4965 | 0 | 32.9073 | 4.9042 | 6.7101 | 32.9073 | 4.9042 | 6.7101 | 34.6656 | 5.1662 | 6.7101 | 4.574% | 0.039922 | 0.037946 | 18890.1433 | 1189.4361 | 2104.6022 | 15596.105 | 18964.8043 | 0 | 0 | 18964.8043 | 0.001138%
2026 | 307 | 307-1538F | Tier-2 | Tier-2---7 | 5--5 | 521 | 100% | 2407.2332 | 91.07% | 8.863% | 0.06623% | 108.5181 | 0 | 0 | 108.5181 | 0 | 103.5189 | 9.4984 | 10.8986 | 103.5189 | 9.4984 | 10.8986 | 109.0501 | 10.0059 | 10.8986 | 4.508% | 0.10098 | 0.09598 | 23839.1374 | 1161.7116 | 1913.71 | 20763.7158 | 23949.9932 | 0 | 0 | 23949.9932 | 0.003579%
2026 | 307 | 307-234R | Tier-2 | Tier-2---4 | 5--5 | 1014 | 100% | 4762.848 | 95.55% | 4.384% | 0.07015% | 225.2596 | 0 | 0 | 225.2596 | 0 | 214.8823 | 18.4863 | 11.6239 | 214.8823 | 18.4863 | 11.6239 | 226.3638 | 19.474 | 11.6239 | 4.73% | 0.11001 | 0.10456 | 43295.9421 | 2235.6738 | 1794.1526 | 39266.1157 | 43396.3748 | 0 | 0 | 43396.3748 | 0.007428%
2026 | 308 | 308-485AE | Tier-2 | Tier-2---15 | 4--3 | 5 | 100% | 157.9773 | 2.775% | 96.6% | 0.6237% | 0.217 | 0 | 0 | 0.217 | 0 | 0.207 | 0.091155 | 2.2708 | 0.207 | 0.091155 | 2.2708 | 0.21806 | 0.096026 | 2.2708 | 0.1374% | 0.034738 | 0.033018 | 4547.6785 | 18.1382 | 4090.2999 | 439.2404 | 4777.9399 | 0 | 0 | 4777.9399 | 7.156e-06%
2026 | 308 | 308-486AE | Tier-2 | Tier-2---16 | 4--3 | 2 | 100% | 164.6778 | 2.383% | 96.2% | 1.419% | 0.19428 | 0 | 0 | 0.19428 | 0 | 0.18533 | 0.036462 | 5.0829 | 0.18533 | 0.036462 | 5.0829 | 0.19524 | 0.03841 | 5.0829 | 0.118% | 0.040279 | 0.038285 | 4088.4689 | 14.0784 | 3700.9466 | 373.4439 | 4296.3129 | 0 | 0 | 4296.3129 | 6.407e-06%
2026 | 308 | 308-563AE | Tier-2 | Tier-2---18 | 4--3 | 16 | 100% | 95.5263 | 19.37% | 79.9% | 0.729% | 0.91613 | 0 | 0 | 0.91613 | 0 | 0.87392 | 0.2917 | 2.996 | 0.87392 | 0.2917 | 2.996 | 0.92062 | 0.30728 | 2.996 | 0.959% | 0.03316 | 0.031518 | 2880.805 | 81.2813 | 2130.9308 | 668.5929 | 3001.7645 | 0 | 0 | 3001.7645 | 3.021e-05%
2026 | 311 | 311-1163F | Tier-2 | Tier-2---18 | 3--3 | 5 | 100% | 46.1951 | 84.69% | 14.76% | 0.5474% | 1.9366 | 0 | 0 | 1.9366 | 0 | 1.8474 | 0.091155 | 20.2667 | 1.8474 | 0.091155 | 20.2667 | 1.9461 | 0.096026 | 20.2667 | 4.192% | 0.018623 | 0.017701 | 2480.5668 | 135.3403 | 1292.4644 | 1052.7621 | 2500.341 | 0 | 0 | 2500.341 | 6.386e-05%
2026 | 311 | 311-1199 | Tier-2 | Tier-2---20 | 3--2 | 34 | 100% | 15.6056 | 49.38% | 48.09% | 2.529% | 0.38147 | 0 | 0 | 0.38147 | 0 | 0.3639 | 0.61986 | 0.58707 | 0.3639 | 0.61986 | 0.58707 | 0.38334 | 0.65298 | 0.58707 | 2.444% | 0.018336 | 0.017428 | 851.1013 | 34.5086 | 499.3326 | 317.2601 | 873.5365 | 0 | 0 | 873.5365 | 1.258e-05%
2026 | 311 | 311-14R | Tier-2 | Tier-2---14 | 3--4 | 22 | 100% | 278.652 | 16.28% | 83.57% | 0.1501% | 2.2455 | 0 | 0 | 2.2455 | 0 | 2.1421 | 0.40108 | 5.3407 | 2.1421 | 0.40108 | 5.3407 | 2.2565 | 0.42251 | 5.3407 | 0.8058% | 0.018935 | 0.017998 | 14715.9264 | 172.6193 | 12298.8098 | 2244.4973 | 15357.5365 | 0 | 0 | 15357.5365 | 7.405e-05%
2026 | 311 | 311-43 | Tier-2 | Tier-2---15 | 3--4 | 347 | 100% | 159.8581 | 2.339% | 95.81% | 1.853% | 0.18508 | 0 | 0 | 0.18508 | 0 | 0.17656 | 6.3262 | 0.027909 | 0.17656 | 6.3262 | 0.027909 | 0.18599 | 6.6642 | 0.027909 | 0.1158% | 0.027937 | 0.026554 | 5722.0498 | 11.5831 | 5135.5481 | 574.9186 | 6013.0719 | 0 | 0 | 6013.0719 | 6.103e-06%
2026 | 312 | 312-14F | Tier-2 | Tier-2---14 | 3--4 | 50 | 100% | 202.1236 | 0.1514% | 99.59% | 0.26% | 0.015143 | 0 | 0 | 0.015143 | 0 | 0.014446 | 0.91155 | 0.015847 | 0.014446 | 0.91155 | 0.015847 | 0.015217 | 0.96026 | 0.015847 | 0.007492% | 0.018868 | 0.017934 | 10712.5091 | 14.4007 | 9656.8656 | 1041.2427 | 11269.5492 | 0 | 0 | 11269.5492 | 4.994e-07%
2026 | 315 | 315-1192F | Tier-2 | Tier-2---19 | 1--4 | 8 | 100% | 14.6681 | 98.1% | 0% | 1.899% | 0.71228 | 0 | 0 | 0.71228 | 0 | 0.67947 | 0.14585 | 4.6587 | 0.67947 | 0.14585 | 4.6587 | 0.71577 | 0.15364 | 4.6587 | 4.856% | 0.0015284 | 0.0014527 | 9597.0285 | 5939.5807 | 177.2043 | 3480.2435 | 9606.5199 | 0 | 0 | 9606.5199 | 2.349e-05%
2026 | 315 | 315-485AE | Tier-2 | Tier-2---14 | 2--5 | 424 | 100% | 209.8559 | 99.5% | 0% | 0.498% | 10.3361 | 0 | 0 | 10.3361 | 0 | 9.86 | 7.73 | 1.2756 | 9.86 | 7.73 | 1.2756 | 10.3868 | 8.143 | 1.2756 | 4.925% | 0.00637 | 0.0060547 | 32944.4153 | 9136.3077 | 189.8424 | 23618.2652 | 32952.9593 | 0 | 0 | 32952.9593 | 0.0003408%
2026 | 350 | 350-2182R | Tier-2 | Tier-2---13 | 4--3 | 17 | 100% | 302.428 | 99.27% | 0.6612% | 0.06922% | 14.8608 | 0 | 0 | 14.8608 | 0 | 14.1762 | 0.30993 | 45.7404 | 14.1762 | 0.30993 | 45.7404 | 14.9337 | 0.32649 | 45.7404 | 4.914% | 0.068991 | 0.065576 | 4383.5865 | 235.806 | 28.4753 | 4119.3053 | 4385.2539 | 0 | 0 | 4385.2539 | 0.0004901%
2026 | 350 | 350-2188R | Tier-2 | Tier-2---5 | 5--5 | 2015 | 100% | 3602.0119 | 95.48% | 4.084% | 0.4314% | 170.2488 | 0 | 0 | 170.2488 | 0 | 162.4058 | 36.7356 | 4.4209 | 162.4058 | 36.7356 | 4.4209 | 171.0834 | 38.6984 | 4.4209 | 4.726% | 0.15121 | 0.14373 | 23821.2544 | 1424.0323 | 987.3799 | 21409.8422 | 23877.2694 | 0 | 0 | 23877.2694 | 0.005614%
2026 | 350 | 350-2192R | Tier-2 | Tier-2---2 | 5--5 | 2337 | 100% | 13871.6222 | 98.14% | 1.698% | 0.1643% | 673.8553 | 0 | 0 | 673.8553 | 0 | 642.8121 | 42.606 | 15.0874 | 642.8121 | 42.606 | 15.0874 | 677.1585 | 44.8825 | 15.0874 | 4.858% | 0.18928 | 0.17991 | 73287.5708 | 4711.7972 | 1323.9814 | 67251.7922 | 73358.6632 | 0 | 0 | 73358.6632 | 0.02222%
2026 | 350 | 350-2196R | Tier-2 | Tier-2---5 | 5--5 | 2775 | 100% | 5570.6857 | 96.99% | 2.589% | 0.4237% | 267.4423 | 0 | 0 | 267.4423 | 0 | 255.1218 | 50.5912 | 5.0428 | 255.1218 | 50.5912 | 5.0428 | 268.7533 | 53.2943 | 5.0428 | 4.801% | 0.19915 | 0.18929 | 27972.7323 | 1828.1512 | 784.4184 | 25360.1626 | 28016.6156 | 0 | 0 | 28016.6156 | 0.008819%
2026 | 350 | 350-2201R | Tier-3 | Tier-3---4 | 5--5 | 1107 | 100% | 13521.7454 | 99.28% | 0.6466% | 0.06915% | 664.5359 | 0 | 0 | 664.5359 | 0 | 633.9221 | 20.1818 | 31.4106 | 633.9221 | 20.1818 | 31.4106 | 667.7935 | 21.2601 | 31.4106 | 4.915% | 0.1241 | 0.11796 | 108955.4795 | 7800.4897 | 724.3656 | 100430.6241 | 108996.0903 | 0 | 0 | 108996.0903 | 0.02191%
2026 | 350 | 350-41R | Tier-2 | Tier-2---3 | 5--5 | 1576 | 100% | 11201.3889 | 98.88% | 1.023% | 0.1021% | 548.2325 | 0 | 0 | 548.2325 | 0 | 522.9766 | 28.7321 | 18.2018 | 522.9766 | 28.7321 | 18.2018 | 550.9199 | 30.2673 | 18.2018 | 4.894% | 0.12896 | 0.12258 | 86857.3847 | 6899.4834 | 1125.7731 | 78832.1281 | 86908.2599 | 0 | 0 | 86908.2599 | 0.01808%
2026 | 351 | 351-819R | Tier-2 | Tier-2---1 | 5--5 | 1026 | 100% | 23517.4276 | 99.25% | 0.716% | 0.03401% | 1155.3817 | 0 | 0 | 1155.3817 | 0 | 1102.1556 | 18.7051 | 58.9228 | 1102.1556 | 18.7051 | 58.9228 | 1161.0453 | 19.7045 | 58.9228 | 4.913% | 0.14376 | 0.13664 | 163589.7091 | 16623.6975 | 1146.1775 | 145819.834 | 163653.6056 | 0 | 0 | 163653.6056 | 0.0381%
2026 | 351 | 351-871R | Tier-3 | Tier-3---6 | 5--5 | 243 | 100% | 9144.3124 | 99.73% | 0.2371% | 0.03256% | 451.4229 | 0 | 0 | 451.4229 | 0 | 430.6267 | 4.4301 | 97.2037 | 430.6267 | 4.4301 | 97.2037 | 453.6357 | 4.6669 | 97.2037 | 4.937% | 0.11468 | 0.109 | 79737.0821 | 3947.9048 | 194.739 | 75594.4383 | 79748.2799 | 0 | 0 | 79748.2799 | 0.01489%
2026 | 352 | 352-27R | Tier-3 | Tier-3---2 | 5--5 | 1556 | 100% | 18614.1823 | 99.36% | 0.5928% | 0.04664% | 915.5099 | 0 | 0 | 915.5099 | 0 | 873.3342 | 28.3675 | 30.7864 | 873.3342 | 28.3675 | 30.7864 | 919.9977 | 29.8832 | 30.7864 | 4.918% | 0.11814 | 0.11229 | 157566.7738 | 12769.0481 | 931.5035 | 143866.2223 | 157619.2477 | 0 | 0 | 157619.2477 | 0.03019%
2026 | 353 | 353-1429R | Tier-2 | Tier-2---6 | 5--5 | 951 | 100% | 9221.8022 | 97.49% | 2.457% | 0.05523% | 445.0117 | 0 | 0 | 445.0117 | 0 | 424.5109 | 17.3377 | 24.4848 | 424.5109 | 17.3377 | 24.4848 | 447.1931 | 18.2641 | 24.4848 | 4.826% | 0.12141 | 0.1154 | 75954.4937 | 7030.6458 | 1796.1724 | 67127.6756 | 76053.8635 | 0 | 0 | 76053.8635 | 0.01467%
2026 | 353 | 353-593F | Tier-2 | Tier-2---7 | 5--5 | 266 | 100% | 2519.0591 | 99.18% | 0.76% | 0.05848% | 123.6728 | 0 | 0 | 123.6728 | 0 | 117.9754 | 4.8495 | 24.3275 | 117.9754 | 4.8495 | 24.3275 | 124.279 | 5.1086 | 24.3275 | 4.909% | 0.10537 | 0.10016 | 23906.1611 | 1223.3222 | 175.0584 | 22507.7804 | 23916.3516 | 0 | 0 | 23916.3516 | 0.004078%
2026 | 353 | 353-594F | Tier-2 | Tier-2---7 | 5--5 | 93 | 100% | 2215.6498 | 99.93% | 0.02983% | 0.0378% | 109.6005 | 0 | 0 | 109.6005 | 0 | 104.5514 | 1.6955 | 61.6645 | 104.5514 | 1.6955 | 61.6645 | 110.1378 | 1.7861 | 61.6645 | 4.947% | 0.10216 | 0.097099 | 21688.8427 | 1103.6586 | 13.4163 | 20571.7678 | 21689.6065 | 0 | 0 | 21689.6065 | 0.003614%
2026 | 353 | 353-900F | Tier-2 | Tier-2---8 | 5--5 | 172 | 100% | 1991.3582 | 88.69% | 11.27% | 0.03442% | 87.4279 | 0 | 0 | 87.4279 | 0 | 83.4003 | 3.1357 | 26.5967 | 83.4003 | 3.1357 | 26.5967 | 87.8565 | 3.3033 | 26.5967 | 4.39% | 0.10085 | 0.09586 | 19745.2341 | 886.6093 | 2040.7127 | 16817.9121 | 19861.49 | 0 | 0 | 19861.49 | 0.002883%
2026 | 353 | 353-901F | Tier-2 | Tier-2---4 | 5--5 | 138 | 100% | 4555.6189 | 94.3% | 5.656% | 0.04182% | 212.6544 | 0 | 0 | 212.6544 | 0 | 202.8579 | 2.5159 | 80.6308 | 202.8579 | 2.5159 | 80.6308 | 213.6968 | 2.6503 | 80.6308 | 4.668% | 0.10618 | 0.10093 | 42903.6289 | 2997.2951 | 2229.1196 | 37677.2142 | 43030.9365 | 0 | 0 | 43030.9365 | 0.007013%
2026 | 353 | 353-902F | Tier-2 | Tier-2---11 | 5--3 | 50 | 100% | 465.1006 | 62.84% | 37.09% | 0.07221% | 14.4673 | 0 | 0 | 14.4673 | 0 | 13.8008 | 0.91155 | 15.1399 | 13.8008 | 0.91155 | 15.1399 | 14.5382 | 0.96026 | 15.1399 | 3.111% | 0.098854 | 0.093961 | 4704.9245 | 153.014 | 1593.6445 | 2958.266 | 4795.9754 | 0 | 0 | 4795.9754 | 0.0004771%
2026 | 353 | 353-904R | Tier-2 | Tier-2---3 | 5--5 | 379 | 100% | 13534.4067 | 99.43% | 0.528% | 0.03951% | 666.1513 | 0 | 0 | 666.1513 | 0 | 635.4631 | 6.9096 | 91.9685 | 635.4631 | 6.9096 | 91.9685 | 669.4168 | 7.2788 | 91.9685 | 4.922% | 0.12577 | 0.11955 | 107611.5054 | 6762.2295 | 951.3386 | 99897.9374 | 107643.3077 | 0 | 0 | 107643.3077 | 0.02197%
2026 | 354 | 354-1706R | Tier-2 | Tier-2---1 | 5--5 | 1602 | 100% | 20510.2592 | 99.17% | 0.7728% | 0.06052% | 1006.7977 | 0 | 0 | 1006.7977 | 0 | 960.4166 | 29.2062 | 32.884 | 960.4166 | 29.2062 | 32.884 | 1011.733 | 30.7667 | 32.884 | 4.909% | 0.13939 | 0.13249 | 147143.8192 | 11695.5249 | 1352.7634 | 134095.5309 | 147207.6742 | 0 | 0 | 147207.6742 | 0.0332%
2026 | 354 | 354-24AE | Tier-2 | Tier-2---4 | 4--5 | 226 | 100% | 3653.654 | 88.54% | 11.39% | 0.07412% | 160.1222 | 0 | 0 | 160.1222 | 0 | 152.7457 | 4.1202 | 37.0722 | 152.7457 | 4.1202 | 37.0722 | 160.9071 | 4.3404 | 37.0722 | 4.383% | 0.080555 | 0.076567 | 45356.2427 | 2136.2059 | 4816.4156 | 38403.6212 | 45627.0334 | 0 | 0 | 45627.0334 | 0.00528%
2026 | 355 | 355-41R | Tier-2 | Tier-2---6 | 4--5 | 580 | 100% | 7500.5861 | 98.5% | 1.439% | 0.05987% | 365.7128 | 0 | 0 | 365.7128 | 0 | 348.8651 | 10.574 | 32.9927 | 348.8651 | 10.574 | 32.9927 | 367.5055 | 11.139 | 32.9927 | 4.876% | 0.092253 | 0.087687 | 81304.346 | 4273.0126 | 1113.8309 | 75917.5024 | 81367.8246 | 0 | 0 | 81367.8246 | 0.01206%
2026 | 355 | 355-65R | Tier-2 | Tier-2---21 | 1--2 | 2 | 100% | 0.06699 | 46.11% | 0% | 53.89% | 0.0015289 | 0 | 0 | 0.0015289 | 0 | 0.0014584 | 0.036462 | 0.039999 | 0.0014584 | 0.036462 | 0.039999 | 0.0015364 | 0.03841 | 0.039999 | 2.282% | 7.02e-05 | 6.6725e-05 | 954.2713 | 48.1782 | 467.1903 | 438.9028 | 981.0548 | 0 | 0 | 981.0548 | 5.042e-08%
2026 | 355 | 355-6R | Tier-2 | Tier-2---7 | 4--5 | 248 | 100% | 1698.7097 | 79.94% | 19.99% | 0.07228% | 67.2176 | 0 | 0 | 67.2176 | 0 | 64.1211 | 4.5213 | 14.182 | 64.1211 | 4.5213 | 14.182 | 67.5471 | 4.7629 | 14.182 | 3.957% | 0.074333 | 0.070654 | 22852.699 | 968.4345 | 4228.7096 | 17655.5548 | 23091.4486 | 0 | 0 | 23091.4486 | 0.002217%
2026 | 356 | 356-16R | Tier-2 | Tier-2---4 | 4--5 | 346 | 100% | 5437.4375 | 98.14% | 1.781% | 0.0775% | 264.1505 | 0 | 0 | 264.1505 | 0 | 251.9816 | 6.3079 | 39.9467 | 251.9816 | 6.3079 | 39.9467 | 265.4453 | 6.645 | 39.9467 | 4.858% | 0.090754 | 0.086262 | 59914.026 | 4577.5093 | 1354.7623 | 53981.7544 | 59972.0203 | 0 | 0 | 59972.0203 | 0.008711%
2026 | 356 | 356-19R | Tier-3 | Tier-3---8 | 5--5 | 1320 | 100% | 16012.7864 | 97.76% | 2.145% | 0.09187% | 774.9006 | 0 | 0 | 774.9006 | 0 | 739.2025 | 24.065 | 30.7169 | 739.2025 | 24.065 | 30.7169 | 778.6991 | 25.3508 | 30.7169 | 4.839% | 0.16775 | 0.15945 | 95453.8626 | 6567.3724 | 2023.3951 | 86863.0951 | 95565.0716 | 0 | 0 | 95565.0716 | 0.02555%
2026 | 356 | 356-30AE | Tier-3 | Tier-3---6 | 5--5 | 1086 | 100% | 9294.6751 | 95.41% | 4.438% | 0.1505% | 438.9762 | 0 | 0 | 438.9762 | 0 | 418.7535 | 19.7989 | 21.1503 | 418.7535 | 19.7989 | 21.1503 | 441.128 | 20.8568 | 21.1503 | 4.723% | 0.14106 | 0.13408 | 65892.3901 | 4765.339 | 2823.4514 | 58303.5997 | 66049.8398 | 0 | 0 | 66049.8398 | 0.01448%
2026 | 357 | 357-1147R | Tier-2 | Tier-2---10 | 5--4 | 47 | 100% | 1251.1758 | 99.06% | 0.8754% | 0.0621% | 61.3526 | 0 | 0 | 61.3526 | 0 | 58.5262 | 0.85686 | 68.3031 | 58.5262 | 0.85686 | 68.3031 | 61.6533 | 0.90264 | 68.3031 | 4.904% | 0.14287 | 0.1358 | 8757.5771 | 445.3445 | 75.5026 | 8236.73 | 8761.8529 | 0 | 0 | 8761.8529 | 0.002023%
2026 | 357 | 357-1299R | Tier-3 | Tier-3---9 | 5--5 | 50 | 100% | 5098.7328 | 99.68% | 0.2892% | 0.03002% | 251.5816 | 0 | 0 | 251.5816 | 0 | 239.9918 | 0.91155 | 263.2779 | 239.9918 | 0.91155 | 263.2779 | 252.8149 | 0.96026 | 263.2779 | 4.934% | 0.2409 | 0.22898 | 21164.9633 | 1447.3151 | 61.817 | 19655.8313 | 21168.4818 | 0 | 0 | 21168.4818 | 0.008296%
2026 | 357 | 357-2047F | Tier-2 | Tier-2---10 | 5--4 | 10 | 100% | 878.9304 | 95.49% | 4.482% | 0.03213% | 41.5429 | 0 | 0 | 41.5429 | 0 | 39.6291 | 0.18231 | 217.3714 | 39.6291 | 0.18231 | 217.3714 | 41.7465 | 0.19205 | 217.3714 | 4.727% | 0.14128 | 0.13429 | 6221.0361 | 308.2981 | 257.2191 | 5655.5189 | 6235.6624 | 0 | 0 | 6235.6624 | 0.00137%
2026 | 357 | 357-2049F | Tier-3 | Tier-3---8 | 5--5 | 489 | 100% | 16869.708 | 98.79% | 1.184% | 0.02933% | 824.9167 | 0 | 0 | 824.9167 | 0 | 786.9145 | 8.915 | 88.2687 | 786.9145 | 8.915 | 88.2687 | 828.9604 | 9.3913 | 88.2687 | 4.89% | 0.18286 | 0.17381 | 92253.2607 | 6177.0068 | 1029.1992 | 85047.0547 | 92311.5642 | 0 | 0 | 92311.5642 | 0.0272%
2026 | 357 | 357-45R | Tier-3 | Tier-3---8 | 5--5 | 938 | 100% | 17696.7525 | 97.47% | 2.478% | 0.04808% | 853.8638 | 0 | 0 | 853.8638 | 0 | 814.528 | 17.1007 | 47.6312 | 814.528 | 17.1007 | 47.6312 | 858.0494 | 18.0144 | 47.6312 | 4.825% | 0.18538 | 0.1762 | 95462.1405 | 7644.6992 | 2293.6368 | 85523.8045 | 95587.7082 | 0 | 0 | 95587.7082 | 0.02816%
2026 | 357 | 357-50R | Tier-3 | Tier-3---4 | 5--5 | 1053 | 100% | 10432.4887 | 97.04% | 2.884% | 0.07824% | 501.113 | 0 | 0 | 501.113 | 0 | 478.0277 | 19.1973 | 24.9008 | 478.0277 | 19.1973 | 24.9008 | 503.5694 | 20.223 | 24.9008 | 4.803% | 0.14913 | 0.14175 | 69957.1689 | 5112.9004 | 1923.9041 | 62920.3645 | 70065.0754 | 0 | 0 | 70065.0754 | 0.01652%
2026 | 357 | 357-750R | Tier-2 | Tier-2---2 | 5--5 | 650 | 100% | 11757.6254 | 97.81% | 2.143% | 0.05143% | 569.2326 | 0 | 0 | 569.2326 | 0 | 543.0092 | 11.8502 | 45.8228 | 543.0092 | 11.8502 | 45.8228 | 572.0229 | 12.4834 | 45.8228 | 4.841% | 0.171 | 0.16254 | 68756.8371 | 5466.8496 | 1394.351 | 61895.6365 | 68835.4024 | 0 | 0 | 68835.4024 | 0.01877%
2026 | 358 | 358-1175F | Tier-2 | Tier-2---11 | 5--3 | 29 | 100% | 599.5834 | 97.21% | 2.746% | 0.04768% | 28.8502 | 0 | 0 | 28.8502 | 0 | 27.5211 | 0.5287 | 52.0542 | 27.5211 | 0.5287 | 52.0542 | 28.9916 | 0.55695 | 52.0542 | 4.812% | 0.14195 | 0.13492 | 4224.0008 | 213.9489 | 108.6198 | 3901.4321 | 4230.1466 | 0 | 0 | 4230.1466 | 0.0009514%
2026 | 358 | 358-33 | Tier-3 | Tier-3---15 | 5--4 | 56 | 100% | 1344.6436 | 99.66% | 0.3079% | 0.03174% | 66.3338 | 0 | 0 | 66.3338 | 0 | 63.2779 | 1.0209 | 61.9801 | 63.2779 | 1.0209 | 61.9801 | 66.6589 | 1.0755 | 61.9801 | 4.933% | 0.14298 | 0.1359 | 9404.72 | 716.3629 | 33.2595 | 8655.0976 | 9406.3837 | 0 | 0 | 9406.3837 | 0.002187%
2026 | 358 | 358-682F | Tier-3 | Tier-3---3 | 5--5 | 437 | 100% | 37602.1184 | 98.59% | 1.386% | 0.02088% | 1835.1165 | 0 | 0 | 1835.1165 | 0 | 1750.5765 | 7.967 | 219.7292 | 1750.5765 | 7.967 | 219.7292 | 1844.1122 | 8.3927 | 219.7292 | 4.88% | 0.54241 | 0.51556 | 69323.599 | 4080.8113 | 883.9511 | 64358.8366 | 69374.3945 | 0 | 0 | 69374.3945 | 0.06052%
2026 | 386 | 386-25R | Tier-2 | Tier-2---15 | 3--4 | 3 | 100% | 143.657 | 35.36% | 63.5% | 1.138% | 2.5144 | 0 | 0 | 2.5144 | 0 | 2.3986 | 0.054693 | 43.8554 | 2.3986 | 0.054693 | 43.8554 | 2.5268 | 0.057616 | 43.8554 | 1.75% | 0.019083 | 0.018138 | 7528.0087 | 324.419 | 4631.7185 | 2571.8712 | 7781.4266 | 0 | 0 | 7781.4266 | 8.292e-05%
2026 | 387 | 387-15 | Tier-3 | Tier-3---16 | 4--5 | 79 | 100% | 1455.0528 | 89.01% | 10.72% | 0.2619% | 64.1128 | 0 | 0 | 64.1128 | 0 | 61.1593 | 1.4403 | 42.4643 | 61.1593 | 1.4403 | 42.4643 | 64.4271 | 1.5172 | 42.4643 | 4.406% | 0.072601 | 0.069007 | 20041.7181 | 1414.1085 | 2071.8969 | 16555.7127 | 20156.3764 | 0 | 0 | 20156.3764 | 0.002114%
2026 | 393 | 393-14R | Tier-2 | Tier-2---10 | 5--4 | 87 | 100% | 924.8041 | 18.79% | 81.02% | 0.1888% | 8.6004 | 0 | 0 | 8.6004 | 0 | 8.2042 | 1.5861 | 5.1726 | 8.2042 | 1.5861 | 5.1726 | 8.6426 | 1.6708 | 5.1726 | 0.93% | 0.10079 | 0.095804 | 9175.2809 | 282.2453 | 6855.7873 | 2037.2483 | 9563.3384 | 0 | 0 | 9563.3384 | 0.0002836%
2026 | 396 | 396-699R | Tier-2 | Tier-2---5 | 5--5 | 1753 | 100% | 3136.9517 | 88.18% | 11.4% | 0.4202% | 136.9258 | 0 | 0 | 136.9258 | 0 | 130.6179 | 31.959 | 4.087 | 130.6179 | 31.959 | 4.087 | 137.597 | 33.6667 | 4.087 | 4.365% | 0.15664 | 0.14888 | 20026.8881 | 1646.7402 | 2215.8438 | 16164.3042 | 20150.1614 | 0 | 0 | 20150.1614 | 0.004515%
2026 | 411 | 411-1873R | Tier-2 | Tier-2---7 | 4--5 | 728 | 100% | 1857.5393 | 97.83% | 1.797% | 0.3696% | 89.9563 | 0 | 0 | 89.9563 | 0 | 85.8122 | 13.2722 | 6.4656 | 85.8122 | 13.2722 | 6.4656 | 90.3972 | 13.9814 | 6.4656 | 4.843% | 0.04682 | 0.044503 | 39673.886 | 2968.3717 | 1138.6008 | 35566.9135 | 39718.6459 | 0 | 0 | 39718.6459 | 0.002966%
2026 | 411 | 411-30R | Tier-3 | Tier-3---6 | 5--5 | 1526 | 100% | 6370.0414 | 98.47% | 1.262% | 0.272% | 310.4797 | 0 | 0 | 310.4797 | 0 | 296.1766 | 27.8206 | 10.6459 | 296.1766 | 27.8206 | 10.6459 | 312.0017 | 29.3071 | 10.6459 | 4.874% | 0.10309 | 0.09799 | 61789.3921 | 5810.5604 | 997.631 | 54981.2006 | 61838.7577 | 0 | 0 | 61838.7577 | 0.01024%
2026 | 411 | 411-47R | Tier-2 | Tier-2---9 | 4--5 | 68 | 100% | 1350.4062 | 95.97% | 3.342% | 0.6845% | 64.1539 | 0 | 0 | 64.1539 | 0 | 61.1985 | 1.2397 | 49.3651 | 61.1985 | 1.2397 | 49.3651 | 64.4684 | 1.306 | 49.3651 | 4.751% | 0.063274 | 0.060142 | 21342.1296 | 2028.2504 | 1280.5502 | 18033.3289 | 21386.8765 | 0 | 0 | 21386.8765 | 0.002116%
2026 | 434 | 434-301 | Tier-2 | Tier-2---17 | 1--5 | 115 | 100% | 70.6497 | 99.53% | 0% | 0.466% | 3.4809 | 0 | 0 | 3.4809 | 0 | 3.3205 | 2.0966 | 1.5838 | 3.3205 | 2.0966 | 1.5838 | 3.4979 | 2.2086 | 1.5838 | 4.927% | 0.003157 | 0.0030007 | 22378.7351 | 1649.9048 | 280.7681 | 20448.0622 | 22384.166 | 0 | 0 | 22384.166 | 0.0001148%
2026 | 441 | 441-23R | Tier-3 | Tier-3---11 | 5--4 | 376 | 100% | 3518.0204 | 97.45% | 2.468% | 0.07959% | 169.706 | 0 | 0 | 169.706 | 0 | 161.888 | 6.8549 | 23.6165 | 161.888 | 6.8549 | 23.6165 | 170.5379 | 7.2211 | 23.6165 | 4.824% | 0.54783 | 0.52071 | 6421.7327 | 319.9827 | 139.6282 | 5962.1218 | 6430.2517 | 0 | 0 | 6430.2517 | 0.005596%
2026 | 441 | 441-279R | Tier-3 | Tier-3---18 | 5--2 | 48 | 100% | 582.1633 | 91.34% | 8.391% | 0.2732% | 26.3202 | 0 | 0 | 26.3202 | 0 | 25.1077 | 0.87509 | 28.6915 | 25.1077 | 0.87509 | 28.6915 | 26.4492 | 0.92185 | 28.6915 | 4.521% | 0.53527 | 0.50877 | 1087.6056 | 48.7403 | 75.2423 | 963.623 | 1092.5132 | 0 | 0 | 1092.5132 | 0.0008679%
2026 | 441 | 441-27R | Tier-3 | Tier-3---9 | 5--4 | 115 | 100% | 4750.1268 | 98% | 1.916% | 0.08125% | 230.4346 | 0 | 0 | 230.4346 | 0 | 219.8189 | 2.0966 | 104.8468 | 219.8189 | 2.0966 | 104.8468 | 231.5641 | 2.2086 | 104.8468 | 4.851% | 0.55752 | 0.52992 | 8520.0828 | 441.9883 | 150.5633 | 7927.5312 | 8528.9458 | 0 | 0 | 8528.9458 | 0.007599%
2026 | 441 | 441-30R | Tier-3 | Tier-3---9 | 5--4 | 63 | 100% | 5348.8774 | 98.57% | 1.364% | 0.06326% | 260.9896 | 0 | 0 | 260.9896 | 0 | 248.9663 | 1.1486 | 216.7645 | 248.9663 | 1.1486 | 216.7645 | 262.269 | 1.2099 | 216.7645 | 4.879% | 0.55519 | 0.52771 | 9634.2631 | 496.8631 | 123.5008 | 9013.8993 | 9641.4258 | 0 | 0 | 9641.4258 | 0.008606%
2026 | 442 | 442-16R | Tier-3 | Tier-3---14 | 5--3 | 909 | 100% | 1834.9376 | 96.09% | 3.534% | 0.3793% | 87.2753 | 0 | 0 | 87.2753 | 0 | 83.2547 | 16.572 | 5.0238 | 83.2547 | 16.572 | 5.0238 | 87.7031 | 17.4575 | 5.0238 | 4.756% | 0.45792 | 0.43525 | 4007.1227 | 182.139 | 134.5225 | 3690.4612 | 4015.2885 | 0 | 0 | 4015.2885 | 0.002878%
2026 | 442 | 442-46R | Tier-3 | Tier-3---19 | 5--1 | 31 | 100% | 88.141 | 1.745% | 98.17% | 0.08447% | 0.076128 | 0 | 0 | 0.076128 | 0 | 0.072621 | 0.56516 | 0.1285 | 0.072621 | 0.56516 | 0.1285 | 0.076501 | 0.59536 | 0.1285 | 0.08637% | 0.35092 | 0.33355 | 251.1714 | 0.48889 | 224.1015 | 26.581 | 264.0236 | 0 | 0 | 264.0236 | 2.51e-06%
2026 | 442 | 442-509R | Tier-3 | Tier-3---15 | 5--3 | 866 | 100% | 852.9261 | 84.92% | 14.72% | 0.3553% | 35.855 | 0 | 0 | 35.855 | 0 | 34.2033 | 15.7881 | 2.1664 | 34.2033 | 15.7881 | 2.1664 | 36.0308 | 16.6317 | 2.1664 | 4.204% | 0.36954 | 0.35125 | 2308.0588 | 110.4832 | 313.3685 | 1884.2071 | 2326.1793 | 0 | 0 | 2326.1793 | 0.001182%
2026 | 442 | 442-525 | Tier-3 | Tier-3---18 | 5--2 | 664 | 100% | 526.1263 | 57.95% | 41.57% | 0.4783% | 15.0927 | 0 | 0 | 15.0927 | 0 | 14.3975 | 12.1054 | 1.1893 | 14.3975 | 12.1054 | 1.1893 | 15.1667 | 12.7522 | 1.1893 | 2.869% | 0.36155 | 0.34365 | 1455.1925 | 55.7076 | 549.0709 | 850.414 | 1487.0575 | 0 | 0 | 1487.0575 | 0.0004977%
2026 | 442 | 442-728R | Tier-3 | Tier-3---5 | 5--5 | 1856 | 100% | 11572.221 | 88.48% | 11.4% | 0.1243% | 506.8142 | 0 | 0 | 506.8142 | 0 | 483.4663 | 33.8368 | 14.2882 | 483.4663 | 33.8368 | 14.2882 | 509.2986 | 35.6448 | 14.2882 | 4.38% | 0.35802 | 0.3403 | 32323.0144 | 2289.7277 | 3409.1909 | 26624.0958 | 32516.9947 | 0 | 0 | 32516.9947 | 0.01671%
2026 | 442 | 442-729 | Tier-3 | Tier-3---15 | 5--3 | 38 | 100% | 704.6091 | 96.62% | 3.132% | 0.2514% | 33.6979 | 0 | 0 | 33.6979 | 0 | 32.1455 | 0.69278 | 46.4008 | 32.1455 | 0.69278 | 46.4008 | 33.8631 | 0.7298 | 46.4008 | 4.782% | 0.36059 | 0.34274 | 1954.0299 | 88.7883 | 138.1468 | 1727.0948 | 1957.4733 | 0 | 0 | 1957.4733 | 0.001111%
2026 | 442 | 442-758F | Tier-3 | Tier-3---18 | 5--2 | 41 | 100% | 549.9829 | 98.93% | 0.9134% | 0.161% | 26.9317 | 0 | 0 | 26.9317 | 0 | 25.691 | 0.74747 | 34.3704 | 25.691 | 0.74747 | 34.3704 | 27.0637 | 0.78741 | 34.3704 | 4.897% | 0.35119 | 0.3338 | 1566.0749 | 78.3252 | 13.6628 | 1474.0869 | 1566.9511 | 0 | 0 | 1566.9511 | 0.0008881%
2026 | 442 | 442-764R | Tier-3 | Tier-3---18 | 5--2 | 289 | 100% | 474.7376 | 91.31% | 8.325% | 0.3651% | 21.4573 | 0 | 0 | 21.4573 | 0 | 20.4688 | 5.2688 | 3.8849 | 20.4688 | 5.2688 | 3.8849 | 21.5625 | 5.5503 | 3.8849 | 4.52% | 0.35448 | 0.33694 | 1339.2423 | 54.097 | 105.5502 | 1179.5951 | 1345.3033 | 0 | 0 | 1345.3033 | 0.0007076%
2026 | 442 | 442-780 | Tier-3 | Tier-3---19 | 5--1 | 204 | 100% | 141.3846 | 51% | 48.51% | 0.49% | 3.5693 | 0 | 0 | 3.5693 | 0 | 3.4049 | 3.7191 | 0.91551 | 3.4049 | 3.7191 | 0.91551 | 3.5868 | 3.9179 | 0.91551 | 2.525% | 0.34601 | 0.32888 | 408.6195 | 15.0224 | 181.372 | 212.2251 | 419.0465 | 0 | 0 | 419.0465 | 0.0001177%
2026 | 444 | 444-15R | Tier-2 | Tier-2---13 | 5--3 | 6 | 100% | 333.8465 | 96.62% | 2.31% | 1.072% | 15.9664 | 0 | 0 | 15.9664 | 0 | 15.2309 | 0.10939 | 139.2393 | 15.2309 | 0.10939 | 139.2393 | 16.0447 | 0.11523 | 139.2393 | 4.783% | 0.14886 | 0.14149 | 2242.6726 | 149.3607 | 69.2136 | 2024.0983 | 2246.6232 | 0 | 0 | 2246.6232 | 0.0005265%
2026 | 444 | 444-43R | Tier-2 | Tier-2---5 | 5--5 | 141 | 100% | 3413.8137 | 97.67% | 1.995% | 0.3352% | 165.0466 | 0 | 0 | 165.0466 | 0 | 157.4433 | 2.5706 | 61.2482 | 157.4433 | 2.5706 | 61.2482 | 165.8557 | 2.7079 | 61.2482 | 4.835% | 0.2124 | 0.20189 | 16072.3576 | 890.1063 | 476.3771 | 14705.8742 | 16091.8592 | 0 | 0 | 16091.8592 | 0.005443%
2026 | 444 | 444-9R | Tier-2 | Tier-2---11 | 5--3 | 594 | 100% | 571.2373 | 70.71% | 27.93% | 1.361% | 19.9936 | 0 | 0 | 19.9936 | 0 | 19.0725 | 10.8292 | 1.7612 | 19.0725 | 10.8292 | 1.7612 | 20.0916 | 11.4079 | 1.7612 | 3.5% | 0.1488 | 0.14143 | 3839.0169 | 197.4513 | 1077.3117 | 2564.2539 | 3897.5795 | 0 | 0 | 3897.5795 | 0.0006593%
2026 | 445 | 445-1311R | Tier-3 | Tier-3---5 | 5--5 | 390 | 100% | 9632.5907 | 94.96% | 4.965% | 0.07823% | 452.7685 | 0 | 0 | 452.7685 | 0 | 431.9104 | 7.1101 | 60.7459 | 431.9104 | 7.1101 | 60.7459 | 454.988 | 7.49 | 60.7459 | 4.7% | 0.53792 | 0.51129 | 17907.0399 | 1026.0345 | 824.7437 | 16056.2617 | 17954.067 | 0 | 0 | 17954.067 | 0.01493%
2026 | 445 | 445-1325F | Tier-2 | Tier-2---2 | 5--4 | 252 | 100% | 7250.7229 | 96.11% | 3.805% | 0.08959% | 344.9322 | 0 | 0 | 344.9322 | 0 | 329.0418 | 4.5942 | 71.6207 | 329.0418 | 4.5942 | 71.6207 | 346.623 | 4.8397 | 71.6207 | 4.757% | 0.57356 | 0.54517 | 12641.5766 | 694.1782 | 440.7081 | 11506.6903 | 12667.2174 | 0 | 0 | 12667.2174 | 0.01137%
2026 | 445 | 445-17R | Tier-2 | Tier-2---8 | 5--3 | 171 | 100% | 1603.5562 | 88.72% | 11.16% | 0.1231% | 70.4231 | 0 | 0 | 70.4231 | 0 | 67.1788 | 3.1175 | 21.5489 | 67.1788 | 3.1175 | 21.5489 | 70.7683 | 3.2841 | 21.5489 | 4.392% | 0.53426 | 0.50782 | 3001.4248 | 150.999 | 302.1467 | 2548.279 | 3019.055 | 0 | 0 | 3019.055 | 0.002322%
2026 | 445 | 445-18R | Tier-2 | Tier-2---2 | 5--5 | 454 | 100% | 10619.7967 | 95.69% | 4.18% | 0.1317% | 503.0122 | 0 | 0 | 503.0122 | 0 | 479.8394 | 8.2769 | 57.9733 | 479.8394 | 8.2769 | 57.9733 | 505.4779 | 8.7191 | 57.9733 | 4.737% | 0.6048 | 0.57486 | 17559.3271 | 969.9837 | 680.7099 | 15908.6335 | 17598.759 | 0 | 0 | 17598.759 | 0.01659%
2026 | 445 | 445-19R | Tier-2 | Tier-2---8 | 5--3 | 208 | 100% | 1766.7037 | 84.73% | 14.9% | 0.3714% | 74.0952 | 0 | 0 | 74.0952 | 0 | 70.6818 | 3.7921 | 18.6394 | 70.6818 | 3.7921 | 18.6394 | 74.4584 | 3.9947 | 18.6394 | 4.194% | 0.56527 | 0.53729 | 3125.4156 | 150.9089 | 429.896 | 2544.6106 | 3150.2749 | 0 | 0 | 3150.2749 | 0.002443%
2026 | 445 | 445-39R | Tier-2 | Tier-2---5 | 5--4 | 235 | 100% | 3678.5806 | 87.54% | 12.33% | 0.1304% | 159.4029 | 0 | 0 | 159.4029 | 0 | 152.0596 | 4.2843 | 35.4923 | 152.0596 | 4.2843 | 35.4923 | 160.1843 | 4.5132 | 35.4923 | 4.333% | 0.48997 | 0.46571 | 7507.8253 | 391.1864 | 914.4635 | 6202.1754 | 7556.5395 | 0 | 0 | 7556.5395 | 0.005257%
2026 | 445 | 445-894R | Tier-2 | Tier-2---5 | 5--4 | 381 | 100% | 4421.0024 | 88.12% | 11.51% | 0.3702% | 192.8443 | 0 | 0 | 192.8443 | 0 | 183.9604 | 6.946 | 26.4842 | 183.9604 | 6.946 | 26.4842 | 193.7897 | 7.3172 | 26.4842 | 4.362% | 0.63526 | 0.60381 | 6959.394 | 312.553 | 750.3762 | 5896.4648 | 7002.446 | 0 | 0 | 7002.446 | 0.006359%
2026 | 445 | 445-897R | Tier-2 | Tier-2---10 | 5--3 | 28 | 100% | 1351.7747 | 97.24% | 2.711% | 0.04647% | 65.0678 | 0 | 0 | 65.0678 | 0 | 62.0703 | 0.51047 | 121.5945 | 62.0703 | 0.51047 | 121.5945 | 65.3868 | 0.53774 | 121.5945 | 4.814% | 0.75637 | 0.71893 | 1787.1928 | 98.5478 | 55.7869 | 1632.8581 | 1789.7592 | 0 | 0 | 1789.7592 | 0.002146%
2026 | 448 | 448-1196F | Tier-3 | Tier-3---20 | 1--5 | 7 | 100% | 16.696 | 99.41% | 0% | 0.5907% | 0.82157 | 0 | 0 | 0.82157 | 0 | 0.78372 | 0.12762 | 6.1412 | 0.78372 | 0.12762 | 6.1412 | 0.8256 | 0.13444 | 6.1412 | 4.921% | 0.0002432 | 0.00023116 | 68651.2414 | 3730.8328 | 661.7244 | 64258.6842 | 68672.3598 | 0 | 0 | 68672.3598 | 2.709e-05%
2026 | 448 | 448-1234R | Tier-3 | Tier-3---15 | 5--3 | 27 | 100% | 1211.6194 | 97.39% | 2.475% | 0.1351% | 58.4097 | 0 | 0 | 58.4097 | 0 | 55.7189 | 0.49224 | 113.1949 | 55.7189 | 0.49224 | 113.1949 | 58.6961 | 0.51854 | 113.1949 | 4.821% | 0.62101 | 0.59027 | 1951.0598 | 101.7927 | 46.8267 | 1802.4404 | 1953.7118 | 0 | 0 | 1953.7118 | 0.001926%
2026 | 448 | 448-47R | Tier-3 | Tier-3---14 | 5--3 | 154 | 100% | 2612.2711 | 91.91% | 7.885% | 0.2065% | 118.8447 | 0 | 0 | 118.8447 | 0 | 113.3698 | 2.8076 | 40.3799 | 113.3698 | 2.8076 | 40.3799 | 119.4273 | 2.9576 | 40.3799 | 4.549% | 0.62882 | 0.59769 | 4154.2404 | 216.0426 | 303.0764 | 3635.1215 | 4171.7455 | 0 | 0 | 4171.7455 | 0.003919%
2026 | 448 | 448-714R | Tier-3 | Tier-3---14 | 5--3 | 269 | 100% | 2119.752 | 55.7% | 43.96% | 0.3458% | 58.4428 | 0 | 0 | 58.4428 | 0 | 55.7504 | 4.9042 | 11.368 | 55.7504 | 4.9042 | 11.368 | 58.7292 | 5.1662 | 11.368 | 2.757% | 0.46343 | 0.44049 | 4574.0639 | 152.3288 | 1823.4456 | 2598.2895 | 4679.5943 | 0 | 0 | 4679.5943 | 0.001927%
2026 | 448 | 448-724R | Tier-3 | Tier-3---18 | 5--2 | 267 | 100% | 520.639 | 76.18% | 22.78% | 1.038% | 19.634 | 0 | 0 | 19.634 | 0 | 18.7295 | 4.8677 | 3.8477 | 18.7295 | 4.8677 | 3.8477 | 19.7302 | 5.1278 | 3.8477 | 3.771% | 0.55035 | 0.52311 | 946.0153 | 35.8531 | 201.7143 | 708.4479 | 957.7484 | 0 | 0 | 957.7484 | 0.0006475%
2026 | 448 | 448-735R | Tier-3 | Tier-3---18 | 5--2 | 191 | 100% | 630.7627 | 79.12% | 20.09% | 0.7869% | 24.7041 | 0 | 0 | 24.7041 | 0 | 23.5661 | 3.4821 | 6.7677 | 23.5661 | 3.4821 | 6.7677 | 24.8252 | 3.6682 | 6.7677 | 3.917% | 0.54202 | 0.51519 | 1163.7353 | 53.8869 | 215.9361 | 893.9122 | 1176.3882 | 0 | 0 | 1176.3882 | 0.0008147%
2026 | 448 | 448-744R | Tier-3 | Tier-3---7 | 5--5 | 744 | 100% | 9104.5616 | 91.68% | 8.126% | 0.1928% | 413.1864 | 0 | 0 | 413.1864 | 0 | 394.1517 | 13.5639 | 29.0589 | 394.1517 | 13.5639 | 29.0589 | 415.2118 | 14.2886 | 29.0589 | 4.538% | 0.49442 | 0.46994 | 18414.705 | 980.4625 | 1393.5793 | 16040.6633 | 18494.4792 | 0 | 0 | 18494.4792 | 0.01363%
2026 | 448 | 448-9R | Tier-3 | Tier-3---9 | 5--4 | 525 | 100% | 5644.8109 | 93.43% | 6.384% | 0.1906% | 261.0474 | 0 | 0 | 261.0474 | 0 | 249.0215 | 9.5713 | 26.0175 | 249.0215 | 9.5713 | 26.0175 | 262.327 | 10.0827 | 26.0175 | 4.625% | 0.54394 | 0.51701 | 10377.639 | 550.4893 | 645.7623 | 9181.3873 | 10413.1713 | 0 | 0 | 10413.1713 | 0.008608%
2026 | 449 | 449-13R | Tier-3 | Tier-3---7 | 5--5 | 964 | 100% | 6729.9647 | 90.49% | 9.346% | 0.1629% | 301.4563 | 0 | 0 | 301.4563 | 0 | 287.5688 | 17.5747 | 16.3626 | 287.5688 | 17.5747 | 16.3626 | 302.934 | 18.5138 | 16.3626 | 4.479% | 0.28234 | 0.26837 | 23836.2998 | 1408.7102 | 2080.9099 | 20346.6798 | 23954.3367 | 0 | 0 | 23954.3367 | 0.009941%
2026 | 449 | 449-16R | Tier-3 | Tier-3---15 | 5--4 | 62 | 100% | 1495.5065 | 96.97% | 2.927% | 0.1006% | 71.7862 | 0 | 0 | 71.7862 | 0 | 68.4792 | 1.1303 | 60.5836 | 68.4792 | 1.1303 | 60.5836 | 72.1381 | 1.1907 | 60.5836 | 4.8% | 0.23738 | 0.22563 | 6300.0313 | 365.3232 | 174.7966 | 5759.9115 | 6309.9651 | 0 | 0 | 6309.9651 | 0.002367%
2026 | 449 | 449-683 | Tier-3 | Tier-3---18 | 5--3 | 36 | 100% | 625.3129 | 96.7% | 3.156% | 0.1473% | 29.9305 | 0 | 0 | 29.9305 | 0 | 28.5516 | 0.65632 | 43.5028 | 28.5516 | 0.65632 | 43.5028 | 30.0772 | 0.69139 | 43.5028 | 4.786% | 0.34581 | 0.32869 | 1808.2683 | 90.977 | 47.6654 | 1669.626 | 1811.3792 | 0 | 0 | 1811.3792 | 0.000987%
2026 | 449 | 449-693R | Tier-3 | Tier-3---9 | 5--5 | 197 | 100% | 5260.7056 | 98.77% | 1.153% | 0.07468% | 257.2092 | 0 | 0 | 257.2092 | 0 | 245.3601 | 3.5915 | 68.3165 | 245.3601 | 3.5915 | 68.3165 | 258.47 | 3.7834 | 68.3165 | 4.889% | 0.26107 | 0.24815 | 20150.463 | 1117.608 | 224.7441 | 18808.1109 | 20163.3414 | 0 | 0 | 20163.3414 | 0.008482%
2026 | 449 | 449-6R | Tier-3 | Tier-3---14 | 5--4 | 250 | 100% | 2320.0162 | 95.55% | 4.318% | 0.1352% | 109.7271 | 0 | 0 | 109.7271 | 0 | 104.6722 | 4.5578 | 22.9657 | 104.6722 | 4.5578 | 22.9657 | 110.265 | 4.8013 | 22.9657 | 4.73% | 0.24779 | 0.23552 | 9362.9076 | 518.3997 | 417.6492 | 8426.8588 | 9384.6196 | 0 | 0 | 9384.6196 | 0.003618%
2026 | 450 | 450-1850 | Tier-2 | Tier-2---13 | 4--3 | 78 | 100% | 296.7138 | 97.11% | 2.719% | 0.1664% | 14.2636 | 0 | 0 | 14.2636 | 0 | 13.6065 | 1.422 | 9.5684 | 13.6065 | 1.422 | 9.5684 | 14.3335 | 1.498 | 9.5684 | 4.807% | 0.073712 | 0.070064 | 4025.2898 | 218.8856 | 107.0123 | 3699.392 | 4031.3382 | 0 | 0 | 4031.3382 | 0.0004704%
2026 | 450 | 450-1851F | Tier-2 | Tier-2---3 | 5--5 | 633 | 100% | 8274.1225 | 99.23% | 0.7168% | 0.05235% | 406.4189 | 0 | 0 | 406.4189 | 0 | 387.696 | 11.5403 | 33.5951 | 387.696 | 11.5403 | 33.5951 | 408.4111 | 12.1569 | 33.5951 | 4.912% | 0.099477 | 0.094553 | 83176.2362 | 14607.9335 | 584.6634 | 67983.6393 | 83209.5529 | 0 | 0 | 83209.5529 | 0.0134%
2026 | 450 | 450-1853F | Tier-2 | Tier-2---10 | 4--4 | 138 | 100% | 792.2018 | 92.77% | 7.138% | 0.09408% | 36.3781 | 0 | 0 | 36.3781 | 0 | 34.7023 | 2.5159 | 13.7933 | 34.7023 | 2.5159 | 13.7933 | 36.5565 | 2.6503 | 13.7933 | 4.592% | 0.075291 | 0.071564 | 10521.8374 | 525.9075 | 700.4641 | 9295.4659 | 10561.4641 | 0 | 0 | 10561.4641 | 0.0012%
2026 | 450 | 450-1854 | Tier-2 | Tier-2---9 | 4--4 | 158 | 100% | 1132.2887 | 95.25% | 4.625% | 0.1242% | 53.3866 | 0 | 0 | 53.3866 | 0 | 50.9272 | 2.8805 | 17.6799 | 50.9272 | 2.8805 | 17.6799 | 53.6483 | 3.0344 | 17.6799 | 4.715% | 0.079085 | 0.07517 | 14317.3642 | 967.6824 | 629.1902 | 12720.4915 | 14352.7731 | 0 | 0 | 14352.7731 | 0.00176%
2026 | 450 | 450-50R | Tier-2 | Tier-2---11 | 4--4 | 7 | 100% | 537.0702 | 32.53% | 67.41% | 0.0594% | 8.6479 | 0 | 0 | 8.6479 | 0 | 8.2495 | 0.12762 | 64.6427 | 8.2495 | 0.12762 | 64.6427 | 8.6903 | 0.13444 | 64.6427 | 1.61% | 0.071801 | 0.068247 | 7480.0024 | 150.8342 | 4623.5659 | 2705.6023 | 7742.8291 | 0 | 0 | 7742.8291 | 0.0002852%
2026 | 452 | 452-1403 | Tier-2 | Tier-2---15 | 1--5 | 26 | 100% | 137.227 | 99.9% | 0% | 0.1049% | 6.7856 | 0 | 0 | 6.7856 | 0 | 6.473 | 0.47401 | 13.6559 | 6.473 | 0.47401 | 13.6559 | 6.8189 | 0.49933 | 13.6559 | 4.945% | 0.0007938 | 0.00075451 | 172873.5238 | 9697.409 | 167.2651 | 163008.8497 | 172882.9651 | 0 | 0 | 172882.9651 | 0.0002238%
2026 | 452 | 452-1404F | Tier-2 | Tier-2---12 | 1--5 | 3 | 100% | 625.5425 | 99.9% | 0% | 0.09615% | 30.9346 | 0 | 0 | 30.9346 | 0 | 29.5095 | 0.054693 | 539.5461 | 29.5095 | 0.054693 | 539.5461 | 31.0862 | 0.057616 | 539.5461 | 4.945% | 0.0036434 | 0.0034631 | 171691.9584 | 19885.3998 | 159.1121 | 151647.4464 | 171700.5552 | 0 | 0 | 171700.5552 | 0.00102%
2026 | 452 | 452-1405 | Tier-2 | Tier-2---15 | 1--5 | 12 | 100% | 181.2174 | 99.84% | 0% | 0.161% | 8.9558 | 0 | 0 | 8.9558 | 0 | 8.5432 | 0.21877 | 39.0508 | 8.5432 | 0.21877 | 39.0508 | 8.9997 | 0.23046 | 39.0508 | 4.942% | 0.001513 | 0.0014381 | 119773.5584 | 9128.5645 | 179.9048 | 110465.0891 | 119783.5982 | 0 | 0 | 119783.5982 | 0.0002953%
2026 | 452 | 452-38AE | Tier-2 | Tier-2---4 | 2--5 | 354 | 100% | 2823.7515 | 99.93% | 0% | 0.06613% | 139.6833 | 0 | 0 | 139.6833 | 0 | 133.2483 | 6.4538 | 20.6465 | 133.2483 | 6.4538 | 20.6465 | 140.368 | 6.7986 | 20.6465 | 4.947% | 0.011395 | 0.010831 | 247801.8355 | 21945.5544 | 160.9262 | 225695.355 | 247810.3694 | 0 | 0 | 247810.3694 | 0.004606%
2026 | 454 | 454-1814 | Tier-2 | Tier-2---20 | 4--2 | 36 | 100% | 39.0262 | 97.23% | 2.586% | 0.1833% | 1.8783 | 0 | 0 | 1.8783 | 0 | 1.7918 | 0.65632 | 2.73 | 1.7918 | 0.65632 | 2.73 | 1.8875 | 0.69139 | 2.73 | 4.813% | 0.072066 | 0.068499 | 541.534 | 33.0087 | 13.8021 | 494.7232 | 542.315 | 0 | 0 | 542.315 | 6.194e-05%
2026 | 454 | 454-48F | Tier-2 | Tier-2---4 | 4--5 | 363 | 100% | 3441.1661 | 99.7% | 0.2542% | 0.04705% | 169.8246 | 0 | 0 | 169.8246 | 0 | 162.0011 | 6.6179 | 24.4793 | 162.0011 | 6.6179 | 24.4793 | 170.6571 | 6.9715 | 24.4793 | 4.935% | 0.085487 | 0.081255 | 40253.7717 | 8646.4201 | 106.7946 | 31500.5571 | 40260.0869 | 0 | 0 | 40260.0869 | 0.0056%
2026 | 463 | 463-1136F | Tier-2 | Tier-2---18 | 4--2 | 1 | 100% | 88.0149 | 97.35% | 2.233% | 0.4157% | 4.2413 | 0 | 0 | 4.2413 | 0 | 4.0459 | 0.018231 | 221.9262 | 4.0459 | 0.018231 | 221.9262 | 4.2621 | 0.019205 | 221.9262 | 4.819% | 0.060434 | 0.057442 | 1456.3858 | 89.8078 | 31.4849 | 1335.0931 | 1458.3947 | 0 | 0 | 1458.3947 | 0.0001399%
2026 | 463 | 463-1229 | Tier-2 | Tier-2---9 | 5--4 | 69 | 100% | 1378.3182 | 99.02% | 0.574% | 0.4088% | 67.5562 | 0 | 0 | 67.5562 | 0 | 64.4441 | 1.2579 | 51.2297 | 64.4441 | 1.2579 | 51.2297 | 67.8874 | 1.3252 | 51.2297 | 4.901% | 0.096723 | 0.091935 | 14250.1892 | 1640.085 | 119.2009 | 12490.9033 | 14257.4826 | 0 | 0 | 14257.4826 | 0.002228%
2026 | 470 | 470-40AE | Tier-2 | Tier-2---4 | 4--5 | 415 | 100% | 5264.9688 | 98.33% | 1.599% | 0.07273% | 256.2599 | 0 | 0 | 256.2599 | 0 | 244.4546 | 7.5659 | 32.3101 | 244.4546 | 7.5659 | 32.3101 | 257.5161 | 7.9701 | 32.3101 | 4.867% | 0.091034 | 0.086528 | 57835.1917 | 3654.8473 | 877.7111 | 53302.6332 | 57885.5342 | 0 | 0 | 57885.5342 | 0.008451%
2026 | 470 | 470-47R | Tier-3 | Tier-3---2 | 5--5 | 887 | 100% | 16740.3911 | 99.37% | 0.5365% | 0.09319% | 823.4313 | 0 | 0 | 823.4313 | 0 | 785.4976 | 16.1709 | 48.5746 | 785.4976 | 16.1709 | 48.5746 | 827.4678 | 17.035 | 48.5746 | 4.919% | 0.16225 | 0.15422 | 103174.1084 | 6598.1472 | 589.4379 | 95986.5234 | 103207.9428 | 0 | 0 | 103207.9428 | 0.02715%
2026 | 471 | 471-36F | Tier-2 | Tier-2---4 | 4--5 | 127 | 100% | 4253.6671 | 94.96% | 4.983% | 0.06005% | 199.9388 | 0 | 0 | 199.9388 | 0 | 190.7281 | 2.3153 | 82.3757 | 190.7281 | 2.3153 | 82.3757 | 200.9189 | 2.4391 | 82.3757 | 4.7% | 0.093079 | 0.088471 | 45699.6343 | 2391.7261 | 2109.1945 | 41198.7137 | 45819.647 | 0 | 0 | 45819.647 | 0.006593%
2026 | 500 | 500-1531 | Tier-2 | Tier-2---10 | 4--4 | 58 | 100% | 800.5503 | 21.6% | 78.32% | 0.07823% | 8.56 | 0 | 0 | 8.56 | 0 | 8.1657 | 1.0574 | 7.7224 | 8.1657 | 1.0574 | 7.7224 | 8.602 | 1.1139 | 7.7224 | 1.069% | 0.071178 | 0.067654 | 11247.1911 | 167.2855 | 8054.1845 | 3025.7211 | 11706.3951 | 0 | 0 | 11706.3951 | 0.0002823%
2026 | 501 | 501-786 | Tier-2 | Tier-2---14 | 2--5 | 163 | 100% | 204.0835 | 99.63% | 0% | 0.368% | 10.065 | 0 | 0 | 10.065 | 0 | 9.6013 | 2.9717 | 3.2309 | 9.6013 | 2.9717 | 3.2309 | 10.1143 | 3.1304 | 3.2309 | 4.932% | 0.0050324 | 0.0047833 | 40553.9202 | 2762.8 | 144.6555 | 37646.4647 | 40561.693 | 0 | 0 | 40561.693 | 0.0003319%
2026 | 504 | 504-2501R | Tier-2 | Tier-2---9 | 3--5 | 78 | 100% | 733.6834 | 99.51% | 0% | 0.4917% | 36.1388 | 0 | 0 | 36.1388 | 0 | 34.4739 | 1.422 | 24.2429 | 34.4739 | 1.422 | 24.2429 | 36.3159 | 1.498 | 24.2429 | 4.926% | 0.021593 | 0.020524 | 33978.4661 | 2347.3747 | 1024.1887 | 30606.9026 | 33987.1667 | 0 | 0 | 33987.1667 | 0.001192%
2026 | 520 | 520-1045R | Tier-2 | Tier-2---5 | 5--4 | 1241 | 100% | 2978.814 | 97.34% | 2.471% | 0.184% | 143.536 | 0 | 0 | 143.536 | 0 | 136.9236 | 22.6247 | 6.0519 | 136.9236 | 22.6247 | 6.0519 | 144.2396 | 23.8336 | 6.0519 | 4.819% | 0.26824 | 0.25496 | 11105.2066 | 596.3807 | 258.2442 | 10250.5816 | 11120.5631 | 0 | 0 | 11120.5631 | 0.004733%
2026 | 520 | 520-10R | Tier-2 | Tier-2---7 | 4--5 | 524 | 100% | 1478.7446 | 97.97% | 1.759% | 0.2664% | 71.715 | 0 | 0 | 71.715 | 0 | 68.4112 | 9.5531 | 7.1612 | 68.4112 | 9.5531 | 7.1612 | 72.0666 | 10.0635 | 7.1612 | 4.85% | 0.046043 | 0.043764 | 32116.3215 | 3380.3007 | 793.9909 | 27942.0299 | 32150.2042 | 0 | 0 | 32150.2042 | 0.002365%
2026 | 520 | 520-1489R | Tier-2 | Tier-2---8 | 5--5 | 1235 | 100% | 2637.9338 | 96.76% | 2.798% | 0.4462% | 126.3422 | 0 | 0 | 126.3422 | 0 | 120.5219 | 22.5154 | 5.3529 | 120.5219 | 22.5154 | 5.3529 | 126.9615 | 23.7184 | 5.3529 | 4.789% | 0.13822 | 0.13138 | 19085.4238 | 1021.9214 | 566.5154 | 17496.987 | 19117.6637 | 0 | 0 | 19117.6637 | 0.004166%
2026 | 520 | 520-1509R | Tier-2 | Tier-2---5 | 5--4 | 1467 | 100% | 3413.9118 | 92.72% | 6.994% | 0.2858% | 156.6869 | 0 | 0 | 156.6869 | 0 | 149.4686 | 26.745 | 5.5887 | 149.4686 | 26.745 | 5.5887 | 157.4549 | 28.174 | 5.5887 | 4.59% | 0.28561 | 0.27147 | 11953.1797 | 661.7087 | 782.5338 | 10508.9372 | 11998.4952 | 0 | 0 | 11998.4952 | 0.005167%
2026 | 520 | 520-1525R | Tier-2 | Tier-2---8 | 5--5 | 521 | 100% | 1632.8033 | 98.29% | 1.436% | 0.2778% | 79.4388 | 0 | 0 | 79.4388 | 0 | 75.7792 | 9.4984 | 7.9781 | 75.7792 | 9.4984 | 7.9781 | 79.8282 | 10.0059 | 7.9781 | 4.865% | 0.099044 | 0.094141 | 16485.7021 | 1672.9156 | 358.491 | 14454.2955 | 16500.4136 | 0 | 0 | 16500.4136 | 0.00262%
2026 | 520 | 520-1527R | Tier-3 | Tier-3---7 | 5--5 | 969 | 100% | 6763.0006 | 96.72% | 3.176% | 0.1068% | 323.7803 | 0 | 0 | 323.7803 | 0 | 308.8644 | 17.6659 | 17.4837 | 308.8644 | 17.6659 | 17.4837 | 325.3674 | 18.6098 | 17.4837 | 4.788% | 0.27105 | 0.25763 | 24951.4497 | 1805.8111 | 756.6493 | 22388.9893 | 24994.1011 | 0 | 0 | 24994.1011 | 0.01068%
2026 | 520 | 520-1902R | Tier-2 | Tier-2---9 | 4--4 | 556 | 100% | 748.333 | 77.34% | 21.7% | 0.962% | 28.6477 | 0 | 0 | 28.6477 | 0 | 27.3279 | 10.1365 | 2.696 | 27.3279 | 10.1365 | 2.696 | 28.7881 | 10.6781 | 2.696 | 3.828% | 0.058932 | 0.056015 | 12698.2886 | 1100.527 | 2687.8901 | 8909.8715 | 12848.1568 | 0 | 0 | 12848.1568 | 0.0009447%
2026 | 520 | 520-1904 | Tier-3 | Tier-3---13 | 4--5 | 511 | 100% | 2084.5359 | 96.48% | 3.265% | 0.2521% | 99.5552 | 0 | 0 | 99.5552 | 0 | 94.9689 | 9.3161 | 10.1941 | 94.9689 | 9.3161 | 10.1941 | 100.0432 | 9.8138 | 10.1941 | 4.776% | 0.05278 | 0.050167 | 39495.106 | 2613.3418 | 1305.0051 | 35576.7591 | 39567.4502 | 0 | 0 | 39567.4502 | 0.003283%
2026 | 520 | 520-22R | Tier-2 | Tier-2---14 | 4--4 | 171 | 100% | 258.296 | 74.72% | 24.53% | 0.7505% | 9.5538 | 0 | 0 | 9.5538 | 0 | 9.1137 | 3.1175 | 2.9234 | 9.1137 | 3.1175 | 2.9234 | 9.6007 | 3.2841 | 2.9234 | 3.699% | 0.036011 | 0.034228 | 7172.7783 | 807.1844 | 2439.3669 | 3926.227 | 7267.1983 | 0 | 0 | 7267.1983 | 0.0003151%
2026 | 520 | 520-35R | Tier-3 | Tier-3---9 | 5--5 | 1723 | 100% | 4997.7942 | 96.49% | 3.313% | 0.193% | 238.7183 | 0 | 0 | 238.7183 | 0 | 227.721 | 31.4121 | 7.2495 | 227.721 | 31.4121 | 7.2495 | 239.8884 | 33.0905 | 7.2495 | 4.776% | 0.28544 | 0.27131 | 17509.0395 | 1062.3012 | 557.174 | 15889.5643 | 17541.0049 | 0 | 0 | 17541.0049 | 0.007872%
2026 | 520 | 520-45 | Tier-2 | Tier-2---8 | 5--5 | 616 | 100% | 2044.6463 | 97.57% | 2.13% | 0.298% | 98.7525 | 0 | 0 | 98.7525 | 0 | 94.2031 | 11.2303 | 8.3883 | 94.2031 | 11.2303 | 8.3883 | 99.2365 | 11.8304 | 8.3883 | 4.83% | 0.10446 | 0.099291 | 19573.1854 | 982.4694 | 415.3687 | 18175.3473 | 19597.9361 | 0 | 0 | 19597.9361 | 0.003256%
2026 | 521 | 521-14R | Tier-3 | Tier-3---5 | 5--5 | 944 | 100% | 11350.2874 | 96.69% | 3.233% | 0.07621% | 543.2489 | 0 | 0 | 543.2489 | 0 | 518.2225 | 17.2101 | 30.1115 | 518.2225 | 17.2101 | 30.1115 | 545.9119 | 18.1297 | 30.1115 | 4.786% | 0.27097 | 0.25755 | 41888.3276 | 2255.8215 | 1272.0917 | 38360.4144 | 41960.5084 | 0 | 0 | 41960.5084 | 0.01791%
2026 | 521 | 521-1819R | Tier-2 | Tier-2---9 | 4--5 | 417 | 100% | 810.9996 | 89.31% | 10.24% | 0.4457% | 35.8545 | 0 | 0 | 35.8545 | 0 | 34.2027 | 7.6024 | 4.499 | 34.2027 | 7.6024 | 4.499 | 36.0302 | 8.0086 | 4.499 | 4.421% | 0.043667 | 0.041505 | 18572.4528 | 2084.26 | 1960.8167 | 14527.3761 | 18675.813 | 0 | 0 | 18675.813 | 0.001182%
2026 | 521 | 521-1856R | Tier-3 | Tier-3---6 | 5--5 | 1063 | 100% | 8477.8617 | 97.79% | 2.104% | 0.1048% | 410.3866 | 0 | 0 | 410.3866 | 0 | 391.4809 | 19.3796 | 20.2007 | 391.4809 | 19.3796 | 20.2007 | 412.3983 | 20.4151 | 20.2007 | 4.841% | 0.15411 | 0.14648 | 55012.684 | 3012.448 | 1105.9909 | 50894.245 | 55075.953 | 0 | 0 | 55075.953 | 0.01353%
2026 | 521 | 521-18R | Tier-3 | Tier-3---6 | 4--5 | 830 | 100% | 8713.0173 | 99.36% | 0.5424% | 0.09583% | 428.5416 | 0 | 0 | 428.5416 | 0 | 408.7995 | 15.1318 | 27.016 | 408.7995 | 15.1318 | 27.016 | 430.6423 | 15.9403 | 27.016 | 4.918% | 0.071321 | 0.067791 | 122165.8816 | 6890.9356 | 771.7339 | 114503.2122 | 122206.4886 | 0 | 0 | 122206.4886 | 0.01413%
2026 | 521 | 521-27R | Tier-2 | Tier-2---3 | 4--5 | 820 | 100% | 5618.6229 | 98.78% | 1.092% | 0.1294% | 274.726 | 0 | 0 | 274.726 | 0 | 262.0699 | 14.9495 | 17.5304 | 262.0699 | 14.9495 | 17.5304 | 276.0727 | 15.7482 | 17.5304 | 4.89% | 0.063668 | 0.060516 | 88249.328 | 6355.7576 | 1136.662 | 80756.9084 | 88305.4429 | 0 | 0 | 88305.4429 | 0.009059%
2026 | 521 | 521-32R | Tier-3 | Tier-3---4 | 5--5 | 582 | 100% | 12241.7135 | 99.38% | 0.5642% | 0.05689% | 602.2012 | 0 | 0 | 602.2012 | 0 | 574.459 | 10.6105 | 54.1407 | 574.459 | 10.6105 | 54.1407 | 605.1531 | 11.1774 | 54.1407 | 4.919% | 0.14844 | 0.14109 | 82470.5462 | 5122.2262 | 464.9548 | 76883.3652 | 82497.2218 | 0 | 0 | 82497.2218 | 0.01986%
2026 | 521 | 521-700R | Tier-2 | Tier-2---3 | 4--5 | 1580 | 100% | 9012.5446 | 99.05% | 0.8425% | 0.1052% | 441.8931 | 0 | 0 | 441.8931 | 0 | 421.536 | 28.8051 | 14.6341 | 421.536 | 28.8051 | 14.6341 | 444.0593 | 30.3442 | 14.6341 | 4.903% | 0.074421 | 0.070737 | 121102.821 | 8945.6292 | 1253.8537 | 110903.3381 | 121162.5896 | 0 | 0 | 121162.5896 | 0.01457%
2026 | 522 | 522-34 | Tier-2 | Tier-2---16 | 4--3 | 100 | 100% | 112.7117 | 43.02% | 55.81% | 1.165% | 2.4004 | 0 | 0 | 2.4004 | 0 | 2.2899 | 1.8231 | 1.256 | 2.2899 | 1.8231 | 1.256 | 2.4122 | 1.9205 | 1.256 | 2.13% | 0.030009 | 0.028524 | 3755.9309 | 126.2765 | 2195.8593 | 1433.795 | 3867.3753 | 0 | 0 | 3867.3753 | 7.916e-05%
2026 | 522 | 522-36 | Tier-2 | Tier-2---16 | 4--3 | 89 | 100% | 116.9577 | 22.53% | 76.17% | 1.295% | 1.3046 | 0 | 0 | 1.3046 | 0 | 1.2445 | 1.6226 | 0.76697 | 1.2445 | 1.6226 | 0.76697 | 1.311 | 1.7093 | 0.76697 | 1.115% | 0.031092 | 0.029553 | 3761.7134 | 67.8389 | 2679.063 | 1014.8115 | 3913.4717 | 0 | 0 | 3913.4717 | 4.302e-05%
2026 | 522 | 522-38R | Tier-2 | Tier-2---6 | 4--5 | 1782 | 100% | 5639.8414 | 96.44% | 3.339% | 0.2198% | 269.2374 | 0 | 0 | 269.2374 | 0 | 256.8342 | 32.4877 | 7.9056 | 256.8342 | 32.4877 | 7.9056 | 270.5572 | 34.2236 | 7.9056 | 4.774% | 0.088602 | 0.084216 | 63653.5146 | 7689.6838 | 2180.134 | 53783.6968 | 63771.4814 | 0 | 0 | 63771.4814 | 0.008878%
2026 | 523 | 523-31AE | Tier-2 | Tier-2---14 | 4--4 | 214 | 100% | 305.199 | 11.7% | 87.21% | 1.095% | 1.767 | 0 | 0 | 1.767 | 0 | 1.6856 | 3.9014 | 0.43205 | 1.6856 | 3.9014 | 0.43205 | 1.7757 | 4.1099 | 0.43205 | 0.579% | 0.037419 | 0.035567 | 8156.1707 | 129.3833 | 6531.3069 | 1495.4806 | 8531.2451 | 0 | 0 | 8531.2451 | 5.827e-05%
2026 | 524 | 524-1782F | Tier-3 | Tier-3---10 | 4--5 | 525 | 100% | 5468.1345 | 99.78% | 0.1144% | 0.1099% | 270.0655 | 0 | 0 | 270.0655 | 0 | 257.6241 | 9.5713 | 26.9163 | 257.6241 | 9.5713 | 26.9163 | 271.3893 | 10.0827 | 26.9163 | 4.939% | 0.040404 | 0.038404 | 135337.1336 | 10621.643 | 457.8891 | 124257.6016 | 135352.9439 | 0 | 0 | 135352.9439 | 0.008906%
2026 | 524 | 524-27R | Tier-3 | Tier-3---4 | 4--5 | 928 | 100% | 11317.6942 | 99.77% | 0.1414% | 0.08951% | 558.9321 | 0 | 0 | 558.9321 | 0 | 533.1833 | 16.9184 | 31.515 | 533.1833 | 16.9184 | 31.515 | 561.672 | 17.8224 | 31.515 | 4.939% | 0.060207 | 0.057227 | 187979.0829 | 15020.271 | 843.0575 | 172115.7544 | 188001.69 | 0 | 0 | 188001.69 | 0.01843%
2026 | 524 | 524-46R | Tier-3 | Tier-3---4 | 5--5 | 622 | 100% | 13710.9533 | 98.99% | 0.9557% | 0.05722% | 671.8177 | 0 | 0 | 671.8177 | 0 | 640.8684 | 11.3397 | 56.5154 | 640.8684 | 11.3397 | 56.5154 | 675.1109 | 11.9456 | 56.5154 | 4.9% | 0.18916 | 0.17979 | 72484.9744 | 5399.6154 | 709.3603 | 66375.9987 | 72523.2103 | 0 | 0 | 72523.2103 | 0.02215%
2026 | 524 | 524-50R | Tier-3 | Tier-3---7 | 5--5 | 500 | 100% | 8801.877 | 98.2% | 1.718% | 0.0819% | 427.853 | 0 | 0 | 427.853 | 0 | 408.1427 | 9.1155 | 44.7744 | 408.1427 | 9.1155 | 44.7744 | 429.9503 | 9.6026 | 44.7744 | 4.861% | 0.18313 | 0.17407 | 48062.3901 | 2911.3323 | 788.4961 | 44362.5616 | 48107.4292 | 0 | 0 | 48107.4292 | 0.01411%
2026 | 524 | 524-69R | Tier-3 | Tier-3---1 | 5--5 | 1778 | 100% | 40375.331 | 99.03% | 0.9107% | 0.05596% | 1979.2587 | 0 | 0 | 1979.2587 | 0 | 1888.0784 | 32.4148 | 58.2474 | 1888.0784 | 32.4148 | 58.2474 | 1988.961 | 34.1468 | 58.2474 | 4.902% | 0.27264 | 0.25914 | 148092.4418 | 8147.506 | 1337.0199 | 138607.9158 | 148166.9965 | 0 | 0 | 148166.9965 | 0.06527%
2026 | 540 | 540-241R | Tier-2 | Tier-2---9 | 4--5 | 86 | 100% | 833.6308 | 67.75% | 32.17% | 0.07637% | 27.9571 | 0 | 0 | 27.9571 | 0 | 26.6692 | 1.5679 | 17.0098 | 26.6692 | 1.5679 | 17.0098 | 28.0941 | 1.6516 | 17.0098 | 3.354% | 0.047942 | 0.045568 | 17388.4645 | 723.4489 | 5409.9083 | 11255.1073 | 17680.5002 | 0 | 0 | 17680.5002 | 0.0009219%
2026 | 583 | 583-318F | Tier-1 | Non-HFTD---4 | 2--5 | 30 | 100% | 153.5608 | 99.44% | 0% | 0.5645% | 7.5583 | 0 | 0 | 7.5583 | 0 | 7.2102 | 0.54693 | 13.1829 | 7.2102 | 0.54693 | 13.1829 | 7.5954 | 0.57616 | 13.1829 | 4.922% | 0.0076984 | 0.0073173 | 19947.1031 | 2536.6434 | 102.2912 | 17308.1685 | 19952.9673 | 0 | 0 | 19952.9673 | 0.0002492%
2026 | 591 | 591-1594R | Tier-2 | Tier-2---12 | 4--4 | 33 | 100% | 519.9571 | 96.32% | 3.27% | 0.4047% | 24.792 | 0 | 0 | 24.792 | 0 | 23.6499 | 0.60162 | 39.31 | 23.6499 | 0.60162 | 39.31 | 24.9135 | 0.63377 | 39.31 | 4.768% | 0.047196 | 0.04486 | 11017.0212 | 932.3042 | 368.7122 | 9716.0047 | 11038.107 | 0 | 0 | 11038.107 | 0.0008175%
2026 | 594 | 594-1379F | Tier-2 | Tier-2---17 | 1--5 | 37 | 100% | 49.4293 | 99.41% | 0% | 0.5897% | 2.4323 | 0 | 0 | 2.4323 | 0 | 2.3203 | 0.67455 | 3.4397 | 2.3203 | 0.67455 | 3.4397 | 2.4442 | 0.71059 | 3.4397 | 4.921% | 0.0021822 | 0.0020742 | 22651.1445 | 4294.234 | 125.4934 | 18231.417 | 22658.1007 | 0 | 0 | 22658.1007 | 8.021e-05%
2026 | 597 | 597-595 | Tier-2 | Tier-2---1 | 5--5 | 1675 | 100% | 18774.394 | 95.55% | 4.388% | 0.06321% | 887.9695 | 0 | 0 | 887.9695 | 0 | 847.0626 | 30.537 | 27.7389 | 847.0626 | 30.537 | 27.7389 | 892.3223 | 32.1687 | 27.7389 | 4.73% | 0.15307 | 0.14549 | 122655.7075 | 12289.1487 | 5017.0863 | 105349.4725 | 122940.0104 | 0 | 0 | 122940.0104 | 0.02928%
2026 | 599 | 599-19R | Tier-2 | Tier-2---1 | 5--5 | 2456 | 100% | 25743.4561 | 99.4% | 0.5253% | 0.0786% | 1266.6062 | 0 | 0 | 1266.6062 | 0 | 1208.2563 | 44.7755 | 26.9848 | 1208.2563 | 44.7755 | 26.9848 | 1272.8151 | 47.1679 | 26.9848 | 4.92% | 0.15161 | 0.14411 | 169796.7072 | 9028.2208 | 940.8004 | 159827.6859 | 169850.1033 | 0 | 0 | 169850.1033 | 0.04177%
2026 | 67 | 67-24R | Tier-3 | Tier-3---13 | 5--4 | 612 | 100% | 2610.8 | 93.6% | 6.065% | 0.3401% | 120.9575 | 0 | 0 | 120.9575 | 0 | 115.3852 | 11.1574 | 10.3416 | 115.3852 | 11.1574 | 10.3416 | 121.5504 | 11.7536 | 10.3416 | 4.633% | 0.2194 | 0.20854 | 11899.5856 | 668.9805 | 692.7946 | 10537.8105 | 11939.276 | 0 | 0 | 11939.276 | 0.003989%
2026 | 67 | 67-34R | Tier-3 | Tier-3---11 | 5--5 | 1200 | 100% | 4180.1374 | 93.8% | 5.869% | 0.3284% | 194.0937 | 0 | 0 | 194.0937 | 0 | 185.1522 | 21.8773 | 8.4632 | 185.1522 | 21.8773 | 8.4632 | 195.0451 | 23.0462 | 8.4632 | 4.643% | 0.24743 | 0.23519 | 16893.949 | 1075.9433 | 993.2749 | 14824.7309 | 16948.4725 | 0 | 0 | 16948.4725 | 0.0064%
2026 | 67 | 67-37R | Tier-3 | Tier-3---17 | 5--3 | 229 | 100% | 622.3042 | 87.18% | 11.98% | 0.8373% | 26.8549 | 0 | 0 | 26.8549 | 0 | 25.6177 | 4.1749 | 6.1361 | 25.6177 | 4.1749 | 6.1361 | 26.9865 | 4.398 | 6.1361 | 4.315% | 0.20095 | 0.191 | 3096.8174 | 160.5865 | 360.9451 | 2575.2857 | 3117.4933 | 0 | 0 | 3117.4933 | 0.0008856%
2026 | 67 | 67-45R | Tier-3 | Tier-3---15 | 5--4 | 341 | 100% | 1627.9508 | 92.79% | 6.809% | 0.4053% | 74.7699 | 0 | 0 | 74.7699 | 0 | 71.3254 | 6.2168 | 11.473 | 71.3254 | 6.2168 | 11.473 | 75.1364 | 6.549 | 11.473 | 4.593% | 0.20887 | 0.19854 | 7793.9219 | 491.8665 | 509.4559 | 6792.5995 | 7823.2046 | 0 | 0 | 7823.2046 | 0.002466%
2026 | 68 | 68-42 | Tier-1 | Non-HFTD---1 | 3--5 | 24 | 100% | 327.449 | 81.23% | 18.46% | 0.307% | 13.1668 | 0 | 0 | 13.1668 | 0 | 12.5602 | 0.43755 | 28.706 | 12.5602 | 0.43755 | 28.706 | 13.2313 | 0.46092 | 28.706 | 4.021% | 0.015736 | 0.014957 | 20808.6476 | 2148.4173 | 3520.7533 | 15139.4769 | 21012.0249 | 0 | 0 | 21012.0249 | 0.0004342%
2026 | 73 | 73-1130R | Tier-3 | Tier-3---9 | 5--5 | 264 | 100% | 6201.607 | 97.29% | 2.601% | 0.1104% | 298.6566 | 0 | 0 | 298.6566 | 0 | 284.8981 | 4.813 | 59.1935 | 284.8981 | 4.813 | 59.1935 | 300.1206 | 5.0702 | 59.1935 | 4.816% | 0.2182 | 0.2074 | 28421.9762 | 1612.5005 | 708.1752 | 26101.3005 | 28462.107 | 0 | 0 | 28462.107 | 0.009849%
2026 | 73 | 73-1163 | Tier-3 | Tier-3---4 | 5--5 | 753 | 100% | 15337.1849 | 98.56% | 1.393% | 0.04595% | 748.2657 | 0 | 0 | 748.2657 | 0 | 713.7946 | 13.728 | 51.9956 | 713.7946 | 13.728 | 51.9956 | 751.9337 | 14.4615 | 51.9956 | 4.879% | 0.22506 | 0.21392 | 68145.9431 | 3858.2027 | 972.8217 | 63314.9187 | 68197.0126 | 0 | 0 | 68197.0126 | 0.02468%
2026 | 73 | 73-1164 | Tier-3 | Tier-3---13 | 5--4 | 265 | 100% | 2448.8293 | 98.64% | 1.317% | 0.04316% | 119.5679 | 0 | 0 | 119.5679 | 0 | 114.0597 | 4.8312 | 23.6088 | 114.0597 | 4.8312 | 23.6088 | 120.154 | 5.0894 | 23.6088 | 4.883% | 0.18614 | 0.17693 | 13155.649 | 640.7749 | 160.5982 | 12354.2759 | 13164.97 | 0 | 0 | 13164.97 | 0.003943%
2026 | 73 | 73-23R | Tier-3 | Tier-3---9 | 5--5 | 248 | 100% | 5733.7907 | 98.41% | 1.505% | 0.0877% | 279.3035 | 0 | 0 | 279.3035 | 0 | 266.4366 | 4.5213 | 58.9292 | 266.4366 | 4.5213 | 58.9292 | 280.6727 | 4.7629 | 58.9292 | 4.871% | 0.21349 | 0.20292 | 26857.2697 | 1634.3076 | 394.5626 | 24828.3995 | 26879.5398 | 0 | 0 | 26879.5398 | 0.00921%
2026 | 73 | 73-678R | Tier-3 | Tier-3---5 | 5--5 | 528 | 100% | 10591.3769 | 98.31% | 1.605% | 0.08417% | 515.415 | 0 | 0 | 515.415 | 0 | 491.6709 | 9.626 | 51.0774 | 491.6709 | 9.626 | 51.0774 | 517.9415 | 10.1403 | 51.0774 | 4.866% | 0.23776 | 0.22599 | 44546.6543 | 2704.4094 | 706.232 | 41136.0129 | 44585.8514 | 0 | 0 | 44585.8514 | 0.017%
2026 | 73 | 73-683R | Tier-3 | Tier-3---7 | 5--5 | 469 | 100% | 9288.0329 | 98.43% | 1.494% | 0.07761% | 452.5311 | 0 | 0 | 452.5311 | 0 | 431.684 | 8.5504 | 50.4872 | 431.684 | 8.5504 | 50.4872 | 454.7494 | 9.0072 | 50.4872 | 4.872% | 0.22716 | 0.21591 | 40887.9849 | 2244.0715 | 610.523 | 38033.3904 | 40921.4543 | 0 | 0 | 40921.4543 | 0.01492%
2026 | 75 | 75-2257F | Tier-3 | Tier-3---20 | 1--5 | 16 | 100% | 17.7969 | 99.34% | 0% | 0.6614% | 0.87512 | 0 | 0 | 0.87512 | 0 | 0.83481 | 0.2917 | 2.8619 | 0.83481 | 0.2917 | 2.8619 | 0.87941 | 0.30728 | 2.8619 | 4.917% | 0.0002804 | 0.00026652 | 63469.7957 | 3655.2315 | 381.3513 | 59433.2129 | 63491.6581 | 0 | 0 | 63491.6581 | 2.886e-05%
2026 | 75 | 75-2258F | Tier-3 | Tier-3---21 | 2--2 | 1 | 100% | 4.4231 | 0% | 100% | 0% | 0 | 0 | 0 | 0 | 0 | 0 | 0.018231 | 0 | 0 | 0.018231 | 0 | 0 | 0.019205 | 0 | 0% | 0.0051944 | 0.0049373 | 851.5125 | 1.4212 | 766.2233 | 83.868 | 895.8574 | 0 | 0 | 895.8574 | 0%
2026 | 75 | 75-2259F | Tier-3 | Tier-3---12 | 3--5 | 392 | 100% | 3135.4576 | 99.77% | 0.1421% | 0.08717% | 154.8494 | 0 | 0 | 154.8494 | 0 | 147.7158 | 7.1466 | 20.6695 | 147.7158 | 7.1466 | 20.6695 | 155.6084 | 7.5284 | 20.6695 | 4.939% | 0.020337 | 0.019331 | 154171.9995 | 13070.8578 | 336.227 | 140764.9147 | 154190.404 | 0 | 0 | 154190.404 | 0.005106%
2026 | 75 | 75-32R | Tier-3 | Tier-3---13 | 3--5 | 230 | 100% | 1708.3855 | 99.57% | 0.3134% | 0.112% | 84.2054 | 0 | 0 | 84.2054 | 0 | 80.3262 | 4.1931 | 19.1566 | 80.3262 | 4.1931 | 19.1566 | 84.6182 | 4.4172 | 19.1566 | 4.929% | 0.014781 | 0.01405 | 115578.2654 | 8310.062 | 472.6259 | 106795.5774 | 115603.867 | 0 | 0 | 115603.867 | 0.002777%
2026 | 75 | 75-41 | Tier-3 | Tier-3---13 | 3--5 | 98 | 100% | 1937.5846 | 99.86% | 0.04507% | 0.0969% | 95.7743 | 0 | 0 | 95.7743 | 0 | 91.3622 | 1.7866 | 51.1362 | 91.3622 | 1.7866 | 51.1362 | 96.2438 | 1.8821 | 51.1362 | 4.943% | 0.0163 | 0.015493 | 118871.6769 | 11982.6524 | 277.8358 | 106611.1887 | 118880.4654 | 0 | 0 | 118880.4654 | 0.003158%
2026 | 75 | 75-996R | Tier-2 | Tier-2---7 | 4--5 | 843 | 100% | 2211.1377 | 99.23% | 0.4312% | 0.3416% | 108.6055 | 0 | 0 | 108.6055 | 0 | 103.6022 | 15.3688 | 6.7411 | 103.6022 | 15.3688 | 6.7411 | 109.1378 | 16.19 | 6.7411 | 4.912% | 0.043997 | 0.041819 | 50256.3267 | 5074.1581 | 595.0934 | 44587.0751 | 50276.5529 | 0 | 0 | 50276.5529 | 0.003581%
2026 | 770 | 770-259R | Tier-2 | Tier-2---17 | 2--3 | 39 | 100% | 42.5113 | 97.49% | 0.5175% | 1.991% | 2.0515 | 0 | 0 | 2.0515 | 0 | 1.957 | 0.71101 | 2.7525 | 1.957 | 0.71101 | 2.7525 | 2.0616 | 0.749 | 2.7525 | 4.826% | 0.010605 | 0.01008 | 4008.538 | 404.386 | 91.8554 | 3512.2966 | 4013.7737 | 0 | 0 | 4013.7737 | 6.765e-05%
2026 | 78 | 78-26R | Tier-3 | Tier-3---5 | 5--5 | 493 | 100% | 14526.7268 | 98.56% | 1.412% | 0.03052% | 708.6971 | 0 | 0 | 708.6971 | 0 | 676.0489 | 8.9879 | 75.2176 | 676.0489 | 8.9879 | 75.2176 | 712.1711 | 9.4681 | 75.2176 | 4.879% | 0.34567 | 0.32856 | 42024.2818 | 2090.1766 | 553.5184 | 39380.5868 | 42055.8613 | 0 | 0 | 42055.8613 | 0.02337%
2026 | 78 | 78-782R | Tier-3 | Tier-3---7 | 5--5 | 33 | 100% | 7202.3158 | 99.51% | 0.4709% | 0.01666% | 354.7762 | 0 | 0 | 354.7762 | 0 | 338.4324 | 0.60162 | 562.5306 | 338.4324 | 0.60162 | 562.5306 | 356.5153 | 0.63377 | 562.5306 | 4.926% | 0.33808 | 0.32134 | 21303.7357 | 1160.2609 | 93.0569 | 20050.418 | 21309.1455 | 0 | 0 | 21309.1455 | 0.0117%
2026 | 788 | 788-34R | Tier-2 | Tier-2---6 | 5--5 | 580 | 100% | 9132.2366 | 94.33% | 5.547% | 0.1209% | 426.4266 | 0 | 0 | 426.4266 | 0 | 406.782 | 10.574 | 38.47 | 406.782 | 10.574 | 38.47 | 428.5169 | 11.139 | 38.47 | 4.669% | 0.12404 | 0.1179 | 73621.1831 | 9933.4586 | 4009.9599 | 59677.7646 | 73838.4724 | 0 | 0 | 73838.4724 | 0.01406%
2026 | 79 | 79-1215F | Tier-3 | Tier-3---18 | 5--3 | 18 | 100% | 324.1263 | 99.58% | 0.3619% | 0.05404% | 15.9775 | 0 | 0 | 15.9775 | 0 | 15.2415 | 0.32816 | 46.4454 | 15.2415 | 0.32816 | 46.4454 | 16.0558 | 0.34569 | 46.4454 | 4.929% | 0.1831 | 0.17404 | 1770.1913 | 88.5948 | 9.6251 | 1671.9714 | 1770.5747 | 0 | 0 | 1770.5747 | 0.0005269%
2026 | 791 | 791-419F | Tier-2 | Tier-2---5 | 5--5 | 101 | 100% | 3349.7594 | 92.58% | 7.304% | 0.116% | 153.5102 | 0 | 0 | 153.5102 | 0 | 146.4383 | 1.8413 | 79.5283 | 146.4383 | 1.8413 | 79.5283 | 154.2627 | 1.9397 | 79.5283 | 4.583% | 0.11325 | 0.10765 | 29577.718 | 1970.6299 | 1994.5012 | 25612.587 | 29692.0073 | 0 | 0 | 29692.0073 | 0.005062%
2026 | 79 | 79-658R | Tier-3 | Tier-3---5 | 5--5 | 484 | 100% | 12321.0759 | 99.26% | 0.6823% | 0.05367% | 605.4043 | 0 | 0 | 605.4043 | 0 | 577.5146 | 8.8238 | 65.4494 | 577.5146 | 8.8238 | 65.4494 | 608.372 | 9.2953 | 65.4494 | 4.914% | 0.46655 | 0.44346 | 26408.7945 | 1544.5762 | 192.1403 | 24672.078 | 26418.917 | 0 | 0 | 26418.917 | 0.01996%
2026 | 79 | 79-660R | Tier-3 | Tier-3---14 | 5--3 | 773 | 100% | 2087.0386 | 97.47% | 2.263% | 0.2704% | 100.6913 | 0 | 0 | 100.6913 | 0 | 96.0526 | 14.0926 | 6.8158 | 96.0526 | 14.0926 | 6.8158 | 101.1849 | 14.8456 | 6.8158 | 4.825% | 0.45747 | 0.43483 | 4562.1181 | 197.7916 | 116.9677 | 4247.3588 | 4568.1369 | 0 | 0 | 4568.1369 | 0.00332%
2026 | 79 | 79-668R | Tier-3 | Tier-3---15 | 5--3 | 543 | 100% | 1606.9068 | 70.93% | 28.63% | 0.4437% | 56.416 | 0 | 0 | 56.416 | 0 | 53.817 | 9.8995 | 5.4364 | 53.817 | 9.8995 | 5.4364 | 56.6925 | 10.4284 | 5.4364 | 3.511% | 0.43999 | 0.41821 | 3652.1539 | 150.5315 | 949.6335 | 2551.989 | 3707.4514 | 0 | 0 | 3707.4514 | 0.00186%
2026 | 79 | 79-676R | Tier-3 | Tier-3---5 | 5--5 | 371 | 100% | 9714.1464 | 98.29% | 1.686% | 0.02874% | 472.6073 | 0 | 0 | 472.6073 | 0 | 450.8352 | 6.7637 | 66.6549 | 450.8352 | 6.7637 | 66.6549 | 474.924 | 7.1251 | 66.6549 | 4.865% | 0.38409 | 0.36508 | 25291.2629 | 1478.5998 | 416.7742 | 23395.8888 | 25313.8415 | 0 | 0 | 25313.8415 | 0.01558%
2026 | 79 | 79-679R | Tier-3 | Tier-3---3 | 5--5 | 414 | 100% | 18448.5828 | 98.9% | 1.079% | 0.02427% | 903.134 | 0 | 0 | 903.134 | 0 | 861.5285 | 7.5477 | 114.1451 | 861.5285 | 7.5477 | 114.1451 | 907.5611 | 7.9509 | 114.1451 | 4.895% | 0.3939 | 0.3744 | 46835.416 | 2583.7373 | 473.6256 | 43778.0531 | 46862.3143 | 0 | 0 | 46862.3143 | 0.02978%
2026 | 79 | 79-685R | Tier-3 | Tier-3---14 | 5--4 | 54 | 100% | 2564.7524 | 99.37% | 0.5359% | 0.0899% | 126.1608 | 0 | 0 | 126.1608 | 0 | 120.3488 | 0.98448 | 122.2465 | 120.3488 | 0.98448 | 122.2465 | 126.7793 | 1.0371 | 122.2465 | 4.919% | 0.43155 | 0.41019 | 5943.1342 | 289.2774 | 32.5223 | 5621.3345 | 5945.071 | 0 | 0 | 5945.071 | 0.00416%
2026 | 79 | 79-714R | Tier-3 | Tier-3---9 | 5--4 | 446 | 100% | 5536.6205 | 96.31% | 3.618% | 0.06787% | 263.9613 | 0 | 0 | 263.9613 | 0 | 251.8011 | 8.1311 | 30.9678 | 251.8011 | 8.1311 | 30.9678 | 265.2552 | 8.5655 | 30.9678 | 4.768% | 0.37772 | 0.35902 | 14658.165 | 795.0255 | 492.7291 | 13370.4104 | 14686.3013 | 0 | 0 | 14686.3013 | 0.008704%
2026 | 79 | 79-785 | Tier-3 | Tier-3---3 | 5--5 | 868 | 100% | 18780.9285 | 97.14% | 2.812% | 0.0448% | 903.1022 | 0 | 0 | 903.1022 | 0 | 861.4981 | 15.8246 | 54.4406 | 861.4981 | 15.8246 | 54.4406 | 907.5291 | 16.6701 | 54.4406 | 4.809% | 0.38023 | 0.36141 | 49393.626 | 3270.0768 | 1298.0167 | 44825.5325 | 49467.0991 | 0 | 0 | 49467.0991 | 0.02978%
2026 | 79 | 79-799R | Tier-3 | Tier-3---14 | 5--3 | 82 | 100% | 3034.8235 | 97.12% | 2.752% | 0.1275% | 145.8979 | 0 | 0 | 145.8979 | 0 | 139.1767 | 1.4949 | 93.0981 | 139.1767 | 1.4949 | 93.0981 | 146.6131 | 1.5748 | 93.0981 | 4.807% | 0.77068 | 0.73253 | 3937.8445 | 167.5066 | 101.5953 | 3668.7425 | 3943.7498 | 0 | 0 | 3943.7498 | 0.004811%
2026 | 79 | 79-808R | Tier-3 | Tier-3---3 | 5--5 | 410 | 100% | 19978.3255 | 99.23% | 0.7353% | 0.0338% | 981.3213 | 0 | 0 | 981.3213 | 0 | 936.1138 | 7.4747 | 125.2371 | 936.1138 | 7.4747 | 125.2371 | 986.1317 | 7.8741 | 125.2371 | 4.912% | 0.44563 | 0.42357 | 44831.6641 | 2303.1269 | 312.6633 | 42215.8739 | 44849.6205 | 0 | 0 | 44849.6205 | 0.03236%
2026 | 799 | 799-504R | Tier-2 | Tier-2---15 | 1--5 | 23 | 100% | 127.4062 | 99.28% | 0% | 0.716% | 6.2614 | 0 | 0 | 6.2614 | 0 | 5.973 | 0.41931 | 14.2447 | 5.973 | 0.41931 | 14.2447 | 6.2921 | 0.44172 | 14.2447 | 4.915% | 0.0046964 | 0.0044639 | 27128.474 | 4849.4252 | 1319.6494 | 20959.3994 | 27138.5902 | 0 | 0 | 27138.5902 | 0.0002065%
2026 | 834 | 834-887AE | Tier-2 | Tier-2---17 | 2--4 | 2 | 100% | 70.3467 | 98.64% | 0% | 1.356% | 3.435 | 0 | 0 | 3.435 | 0 | 3.2767 | 0.036462 | 89.8664 | 3.2767 | 0.036462 | 89.8664 | 3.4518 | 0.03841 | 89.8664 | 4.883% | 0.0050886 | 0.0048367 | 13824.3748 | 3996.5264 | 228.7851 | 9599.0633 | 13834.1342 | 0 | 0 | 13834.1342 | 0.0001133%
2026 | 835 | 835-10F | Tier-2 | Tier-2---19 | 1--4 | 59 | 100% | 12.4137 | 98.83% | 0% | 1.166% | 0.60731 | 0 | 0 | 0.60731 | 0 | 0.57934 | 1.0756 | 0.5386 | 0.57934 | 1.0756 | 0.5386 | 0.61029 | 1.1331 | 0.5386 | 4.892% | 0.0010446 | 0.00099289 | 11883.6637 | 927.2087 | 137.533 | 10818.9221 | 11890.8775 | 0 | 0 | 11890.8775 | 2.003e-05%
2026 | 835 | 835-11F | Tier-2 | Tier-2---15 | 1--5 | 131 | 100% | 139.955 | 99.63% | 0% | 0.3714% | 6.902 | 0 | 0 | 6.902 | 0 | 6.5841 | 2.3883 | 2.7568 | 6.5841 | 2.3883 | 2.7568 | 6.9359 | 2.5159 | 2.7568 | 4.932% | 0.0041866 | 0.0039794 | 33429.2729 | 4516.6864 | 116.5511 | 28796.0353 | 33435.7392 | 0 | 0 | 33435.7392 | 0.0002276%
2026 | 835 | 835-35F | Tier-2 | Tier-2---19 | 1--5 | 8 | 100% | 6.7153 | 99.02% | 0% | 0.9775% | 0.32916 | 0 | 0 | 0.32916 | 0 | 0.31399 | 0.14585 | 2.1529 | 0.31399 | 0.14585 | 2.1529 | 0.33077 | 0.15364 | 2.1529 | 4.902% | 0.0003154 | 0.00029979 | 21291.4086 | 1586.1343 | 191.0336 | 19514.2408 | 21302.2477 | 0 | 0 | 21302.2477 | 1.085e-05%
2026 | 840 | 840-308F | Tier-2 | Tier-2---13 | 4--4 | 15 | 100% | 330.3488 | 99.39% | 0.4551% | 0.1546% | 16.2526 | 0 | 0 | 16.2526 | 0 | 15.5039 | 0.27347 | 56.6939 | 15.5039 | 0.27347 | 56.6939 | 16.3322 | 0.28808 | 56.6939 | 4.92% | 0.063249 | 0.060118 | 5222.9719 | 562.2788 | 28.1473 | 4632.5459 | 5224.6302 | 0 | 0 | 5224.6302 | 0.0005359%
2026 | 840 | 840-374 | Tier-2 | Tier-2---13 | 4--3 | 231 | 100% | 232.5563 | 96.66% | 2.796% | 0.5416% | 11.1274 | 0 | 0 | 11.1274 | 0 | 10.6148 | 4.2114 | 2.5205 | 10.6148 | 4.2114 | 2.5205 | 11.1819 | 4.4364 | 2.5205 | 4.785% | 0.064007 | 0.060838 | 3633.3054 | 196.9902 | 98.0177 | 3338.2976 | 3639.62 | 0 | 0 | 3639.62 | 0.0003669%
2026 | 858 | 858-14 | Tier-2 | Tier-2---12 | 2--5 | 10 | 100% | 411.6965 | 99.51% | 0% | 0.4896% | 20.2792 | 0 | 0 | 20.2792 | 0 | 19.345 | 0.18231 | 106.1101 | 19.345 | 0.18231 | 106.1101 | 20.3786 | 0.19205 | 106.1101 | 4.926% | 0.010043 | 0.0095457 | 40994.194 | 4079.4007 | 242.3431 | 36672.4502 | 41004.6459 | 0 | 0 | 41004.6459 | 0.0006687%
2026 | 859 | 859-42R | Tier-2 | Tier-2---3 | 4--5 | 856 | 100% | 8606.9717 | 99.86% | 0% | 0.1411% | 425.4439 | 0 | 0 | 425.4439 | 0 | 405.8445 | 15.6058 | 26.006 | 405.8445 | 15.6058 | 26.006 | 427.5294 | 16.4396 | 26.006 | 4.943% | 0.067132 | 0.063809 | 128210.0534 | 7463.1152 | 271.9776 | 120474.9607 | 128219.4758 | 0 | 0 | 128219.4758 | 0.01403%
2026 | 907 | 907-1562AE | Tier-3 | Tier-3---6 | 4--5 | 438 | 100% | 8439.7692 | 97.62% | 2.35% | 0.03436% | 407.8089 | 0 | 0 | 407.8089 | 0 | 389.022 | 7.9852 | 48.7179 | 389.022 | 7.9852 | 48.7179 | 409.808 | 8.4119 | 48.7179 | 4.832% | 0.054867 | 0.052151 | 153823.4413 | 9936.3787 | 3323.7899 | 140563.2726 | 154014.4199 | 0 | 0 | 154014.4199 | 0.01345%
2026 | 907 | 907-1602 | Tier-3 | Tier-3---17 | 3--4 | 4 | 100% | 257.2419 | 98.67% | 1.294% | 0.04048% | 12.5635 | 0 | 0 | 12.5635 | 0 | 11.9848 | 0.072924 | 164.3455 | 11.9848 | 0.072924 | 164.3455 | 12.6251 | 0.076821 | 164.3455 | 4.884% | 0.018131 | 0.017233 | 14188.117 | 688.9653 | 150.8545 | 13348.2972 | 14197.9773 | 0 | 0 | 14197.9773 | 0.0004143%
2026 | 907 | 907-1702R | Tier-3 | Tier-3---6 | 4--5 | 703 | 100% | 9100.5583 | 99.73% | 0.2344% | 0.03926% | 449.2449 | 0 | 0 | 449.2449 | 0 | 428.5491 | 12.8164 | 33.4375 | 428.5491 | 12.8164 | 33.4375 | 451.4471 | 13.5012 | 33.4375 | 4.936% | 0.061079 | 0.058055 | 148997.4926 | 9820.8836 | 378.9812 | 138797.6278 | 149018.7269 | 0 | 0 | 149018.7269 | 0.01481%
2026 | 907 | 907-1716R | Tier-3 | Tier-3---2 | 4--5 | 1553 | 100% | 27066.4552 | 99.19% | 0.7771% | 0.02941% | 1328.9846 | 0 | 0 | 1328.9846 | 0 | 1267.761 | 28.3128 | 44.7769 | 1267.761 | 28.3128 | 44.7769 | 1335.4992 | 29.8256 | 44.7769 | 4.91% | 0.088049 | 0.083691 | 307401.4892 | 26739.124 | 2399.2259 | 278263.1391 | 307530.5949 | 0 | 0 | 307530.5949 | 0.04382%
2026 | 907 | 907-2820R | Tier-3 | Tier-3---10 | 4--5 | 110 | 100% | 6348.4755 | 99.98% | 0.008026% | 0.01607% | 314.1738 | 0 | 0 | 314.1738 | 0 | 299.7005 | 2.0054 | 149.4455 | 299.7005 | 2.0054 | 149.4455 | 315.7139 | 2.1126 | 149.4455 | 4.949% | 0.082479 | 0.078396 | 76970.9977 | 6095.6287 | 17.0995 | 70858.2695 | 76971.9637 | 0 | 0 | 76971.9637 | 0.01036%
2026 | 908 | 908-1172R | Tier-2 | Tier-2---2 | 5--5 | 1316 | 100% | 15766.5188 | 98.33% | 1.627% | 0.04735% | 767.3776 | 0 | 0 | 767.3776 | 0 | 732.0261 | 23.9921 | 30.5112 | 732.0261 | 23.9921 | 30.5112 | 771.1393 | 25.274 | 30.5112 | 4.867% | 0.20692 | 0.19668 | 76195.3215 | 5331.2754 | 1185.4095 | 69678.6366 | 76261.7497 | 0 | 0 | 76261.7497 | 0.02531%
2026 | 908 | 908-1236 | Tier-2 | Tier-2---2 | 5--5 | 759 | 100% | 11763.9311 | 98.8% | 1.165% | 0.03327% | 575.3384 | 0 | 0 | 575.3384 | 0 | 548.8338 | 13.8374 | 39.6631 | 548.8338 | 13.8374 | 39.6631 | 578.1587 | 14.5767 | 39.6631 | 4.891% | 0.1877 | 0.17841 | 62673.98 | 5005.8683 | 685.7702 | 56982.3415 | 62713.0821 | 0 | 0 | 62713.0821 | 0.01897%
2026 | 908 | 908-1368R | Tier-2 | Tier-2---5 | 5--5 | 1095 | 100% | 5570.7929 | 96.25% | 3.531% | 0.2207% | 265.4096 | 0 | 0 | 265.4096 | 0 | 253.1828 | 19.963 | 12.6826 | 253.1828 | 19.963 | 12.6826 | 266.7107 | 21.0297 | 12.6826 | 4.764% | 0.23644 | 0.22474 | 23560.7485 | 1440.3319 | 798.3866 | 21322.03 | 23606.7777 | 0 | 0 | 23606.7777 | 0.008752%
2026 | 908 | 908-1370R | Tier-2 | Tier-2---8 | 5--4 | 563 | 100% | 1466.2762 | 91.81% | 7.905% | 0.289% | 66.6334 | 0 | 0 | 66.6334 | 0 | 63.5637 | 10.2641 | 6.1928 | 63.5637 | 10.2641 | 6.1928 | 66.96 | 10.8125 | 6.1928 | 4.544% | 0.1878 | 0.17851 | 7807.4644 | 518.9417 | 584.8681 | 6703.6546 | 7840.781 | 0 | 0 | 7840.781 | 0.002197%
2026 | 908 | 908-1372R | Tier-2 | Tier-2---2 | 5--5 | 319 | 100% | 7960.2903 | 98.35% | 1.621% | 0.03193% | 387.5225 | 0 | 0 | 387.5225 | 0 | 369.6702 | 5.8157 | 63.5641 | 369.6702 | 5.8157 | 63.5641 | 389.4222 | 6.1264 | 63.5641 | 4.868% | 0.17701 | 0.16825 | 44971.6131 | 3766.5332 | 683.7932 | 40521.2867 | 45010.3176 | 0 | 0 | 45010.3176 | 0.01278%
2026 | 908 | 908-2038R | Tier-2 | Tier-2---1 | 5--5 | 1307 | 100% | 41258.5742 | 98.89% | 1.078% | 0.03081% | 2019.6477 | 0 | 0 | 2019.6477 | 0 | 1926.6067 | 23.828 | 80.8548 | 1926.6067 | 23.828 | 80.8548 | 2029.5479 | 25.1012 | 80.8548 | 4.895% | 0.23053 | 0.21912 | 178970.5163 | 13265.9985 | 1829.4076 | 163875.1102 | 179073.8915 | 0 | 0 | 179073.8915 | 0.0666%
2026 | 908 | 908-2040 | Tier-2 | Tier-2---5 | 5--5 | 559 | 100% | 3646.8048 | 91.91% | 7.986% | 0.1044% | 165.9128 | 0 | 0 | 165.9128 | 0 | 158.2696 | 10.1912 | 15.5301 | 158.2696 | 10.1912 | 15.5301 | 166.7261 | 10.7357 | 15.5301 | 4.55% | 0.17929 | 0.17042 | 20339.8492 | 1700.729 | 1512.7829 | 17126.3373 | 20425.5442 | 0 | 0 | 20425.5442 | 0.005471%
2026 | 908 | 908-2055F | Tier-3 | Tier-3---2 | 5--5 | 876 | 100% | 22564.0783 | 99.08% | 0.8792% | 0.03652% | 1106.6937 | 0 | 0 | 1106.6937 | 0 | 1055.7106 | 15.9704 | 66.1042 | 1055.7106 | 15.9704 | 66.1042 | 1112.1187 | 16.8237 | 66.1042 | 4.905% | 0.20355 | 0.19347 | 110854.0623 | 7735.6273 | 1009.8579 | 102108.5771 | 110906.9288 | 0 | 0 | 110906.9288 | 0.03649%
2026 | 908 | 908-2062F | Tier-2 | Tier-2---16 | 5--2 | 9 | 100% | 153.3115 | 98.58% | 1.358% | 0.06577% | 7.4809 | 0 | 0 | 7.4809 | 0 | 7.1363 | 0.16408 | 43.4927 | 7.1363 | 0.16408 | 43.4927 | 7.5176 | 0.17285 | 43.4927 | 4.88% | 0.16054 | 0.1526 | 954.9499 | 48.869 | 14.7016 | 891.3793 | 955.6578 | 0 | 0 | 955.6578 | 0.0002467%
2026 | 908 | 908-30 | Tier-2 | Tier-2---10 | 5--4 | 221 | 100% | 847.524 | 96.52% | 3.329% | 0.1488% | 40.4933 | 0 | 0 | 40.4933 | 0 | 38.6279 | 4.0291 | 9.5873 | 38.6279 | 4.0291 | 9.5873 | 40.6918 | 4.2443 | 9.5873 | 4.778% | 0.16572 | 0.15752 | 5114.069 | 284.5346 | 169.3742 | 4660.1602 | 5123.3319 | 0 | 0 | 5123.3319 | 0.001335%
2026 | 909 | 909-451 | Tier-3 | Tier-3---1 | 5--5 | 1430 | 100% | 55252.3747 | 99.27% | 0.7029% | 0.02396% | 2715.113 | 0 | 0 | 2715.113 | 0 | 2590.0334 | 26.0704 | 99.3476 | 2590.0334 | 26.0704 | 99.3476 | 2728.4224 | 27.4634 | 99.3476 | 4.914% | 0.31112 | 0.29572 | 177590.703 | 9870.6468 | 1163.318 | 166556.7382 | 177657.9267 | 0 | 0 | 177657.9267 | 0.08953%
2026 | 909 | 909-453R | Tier-2 | Tier-2---3 | 2--5 | 10 | 100% | 5703.0403 | 99.97% | 0% | 0.03309% | 282.2071 | 0 | 0 | 282.2071 | 0 | 269.2064 | 0.18231 | 1476.6361 | 269.2064 | 0.18231 | 1476.6361 | 283.5905 | 0.19205 | 1476.6361 | 4.948% | 0.0097928 | 0.0093081 | 582370.7512 | 29002.1932 | 955.718 | 552412.8399 | 582380.7865 | 0 | 0 | 582380.7865 | 0.009306%
2026 | 909 | 909-805R | Tier-2 | Tier-2---1 | 5--5 | 988 | 100% | 32313.161 | 99.26% | 0.708% | 0.02831% | 1587.725 | 0 | 0 | 1587.725 | 0 | 1514.5818 | 18.0123 | 84.086 | 1514.5818 | 18.0123 | 84.086 | 1595.508 | 18.9747 | 84.086 | 4.914% | 0.28921 | 0.27489 | 111728.904 | 9787.6674 | 729.9669 | 101211.2697 | 111771.744 | 0 | 0 | 111771.744 | 0.05236%
2026 | 91 | 91-7F | Tier-2 | Tier-2---9 | 4--5 | 319 | 100% | 1295.9906 | 95.98% | 3.603% | 0.4176% | 61.5723 | 0 | 0 | 61.5723 | 0 | 58.7357 | 5.8157 | 10.0995 | 58.7357 | 5.8157 | 10.0995 | 61.8741 | 6.1264 | 10.0995 | 4.751% | 0.034038 | 0.032353 | 38075.0405 | 3866.8561 | 1530.8214 | 32677.363 | 38154.7637 | 0 | 0 | 38154.7637 | 0.00203%
2026 | 920 | 920-1342R | Tier-3 | Tier-3---12 | 4--5 | 310 | 100% | 3406.6458 | 99.34% | 0.5402% | 0.1203% | 167.5153 | 0 | 0 | 167.5153 | 0 | 159.7982 | 5.6516 | 28.2747 | 159.7982 | 5.6516 | 28.2747 | 168.3364 | 5.9536 | 28.2747 | 4.917% | 0.068604 | 0.065208 | 49656.3753 | 4642.3023 | 300.3512 | 44713.7218 | 49673.4543 | 0 | 0 | 49673.4543 | 0.005524%
2026 | 920 | 920-735AE | Tier-2 | Tier-2---7 | 4--5 | 87 | 100% | 1554.328 | 69.02% | 30.62% | 0.3611% | 53.1046 | 0 | 0 | 53.1046 | 0 | 50.6581 | 1.5861 | 31.9388 | 50.6581 | 1.5861 | 31.9388 | 53.3649 | 1.6708 | 31.9388 | 3.417% | 0.068691 | 0.065291 | 22627.8919 | 1626.4148 | 6446.6356 | 14554.8415 | 22992.947 | 0 | 0 | 22992.947 | 0.001751%
2026 | 921 | 921-800F | Tier-2 | Tier-2---7 | 4--5 | 126 | 100% | 1991.7107 | 76.61% | 23.16% | 0.2301% | 75.5258 | 0 | 0 | 75.5258 | 0 | 72.0465 | 2.2971 | 31.3639 | 72.0465 | 2.2971 | 31.3639 | 75.8961 | 2.4199 | 31.3639 | 3.792% | 0.065336 | 0.062102 | 30484.0304 | 2594.6331 | 6453.3763 | 21436.021 | 30855.4164 | 0 | 0 | 30855.4164 | 0.002491%
2026 | 928 | 928-19 | Tier-2 | Tier-2---11 | 4--4 | 53 | 100% | 434.8834 | 99.47% | 0.2691% | 0.2608% | 21.4127 | 0 | 0 | 21.4127 | 0 | 20.4262 | 0.96625 | 21.1398 | 20.4262 | 0.96625 | 21.1398 | 21.5176 | 1.0179 | 21.1398 | 4.924% | 0.051756 | 0.049194 | 8402.5377 | 840.1371 | 38.3723 | 7524.0283 | 8404.8564 | 0 | 0 | 8404.8564 | 0.0007061%
2026 | 968 | 968-476F | Tier-2 | Tier-2---17 | 3--3 | 42 | 100% | 62.492 | 96.91% | 0.773% | 2.32% | 2.9977 | 0 | 0 | 2.9977 | 0 | 2.8596 | 0.7657 | 3.7346 | 2.8596 | 0.7657 | 3.7346 | 3.0124 | 0.80662 | 3.7346 | 4.797% | 0.015315 | 0.014557 | 4080.3921 | 657.1077 | 115.1614 | 3308.123 | 4086.964 | 0 | 0 | 4086.964 | 9.885e-05%
2026 | 970 | 970-1341R | Tier-3 | Tier-3---4 | 5--5 | 70 | 100% | 12961.6134 | 99.66% | 0.3199% | 0.02218% | 639.405 | 0 | 0 | 639.405 | 0 | 609.9489 | 1.2762 | 477.9512 | 609.9489 | 1.2762 | 477.9512 | 642.5393 | 1.3444 | 477.9512 | 4.933% | 0.12497 | 0.11878 | 103720.1236 | 10455.2915 | 563.8236 | 92701.0085 | 103738.6021 | 0 | 0 | 103738.6021 | 0.02109%
2026 | 971 | 971-1973R | Tier-3 | Tier-3---4 | 5--5 | 945 | 100% | 15148.7962 | 99.05% | 0.8967% | 0.0506% | 742.7622 | 0 | 0 | 742.7622 | 0 | 708.5447 | 17.2283 | 41.1267 | 708.5447 | 17.2283 | 41.1267 | 746.4032 | 18.1489 | 41.1267 | 4.903% | 0.14704 | 0.13976 | 103024.8612 | 7594.4752 | 905.6636 | 94524.7224 | 103075.6847 | 0 | 0 | 103075.6847 | 0.02449%
2026 | 971 | 971-2050R | Tier-3 | Tier-3---2 | 5--5 | 1604 | 100% | 28484.5838 | 98.91% | 1.035% | 0.05308% | 1394.6521 | 0 | 0 | 1394.6521 | 0 | 1330.4034 | 29.2426 | 45.4954 | 1330.4034 | 29.2426 | 45.4954 | 1401.4886 | 30.8051 | 45.4954 | 4.896% | 0.18464 | 0.1755 | 154268.7539 | 10830.6461 | 1582.0513 | 141856.0564 | 154356.1301 | 0 | 0 | 154356.1301 | 0.04599%
2026 | 971 | 971-29R | Tier-3 | Tier-3---6 | 5--5 | 200 | 100% | 8015.4065 | 99.46% | 0.5042% | 0.0309% | 394.6396 | 0 | 0 | 394.6396 | 0 | 376.4593 | 3.6462 | 103.2467 | 376.4593 | 3.6462 | 103.2467 | 396.5741 | 3.841 | 103.2467 | 4.924% | 0.12171 | 0.11568 | 65856.8143 | 3610.5313 | 317.5488 | 61928.7341 | 65875.1664 | 0 | 0 | 65875.1664 | 0.01301%
2026 | 971 | 971-371R | Tier-3 | Tier-3---12 | 5--5 | 118 | 100% | 4351.5062 | 99.52% | 0.4473% | 0.03668% | 214.3571 | 0 | 0 | 214.3571 | 0 | 204.4821 | 2.1513 | 95.052 | 204.4821 | 2.1513 | 95.052 | 215.4079 | 2.2662 | 95.052 | 4.926% | 0.11668 | 0.1109 | 37295.5773 | 2011.9233 | 160.8045 | 35122.8495 | 37304.9774 | 0 | 0 | 37304.9774 | 0.007069%
2026 | 971 | 971-381R | Tier-2 | Tier-2---15 | 1--5 | 11 | 100% | 191.8954 | 99.94% | 0% | 0.06293% | 9.4928 | 0 | 0 | 9.4928 | 0 | 9.0555 | 0.20054 | 45.1554 | 9.0555 | 0.20054 | 45.1554 | 9.5394 | 0.21126 | 45.1554 | 4.947% | 0.0003802 | 0.00036138 | 504722.2701 | 25462.7501 | 288.52 | 478971 | 504738.8106 | 0 | 0 | 504738.8106 | 0.000313%
2026 | 971 | 971-383R | Tier-3 | Tier-3---4 | 5--5 | 427 | 100% | 14770.5962 | 98.43% | 1.528% | 0.03956% | 719.68 | 0 | 0 | 719.68 | 0 | 686.5258 | 7.7847 | 88.1895 | 686.5258 | 7.7847 | 88.1895 | 723.2078 | 8.2006 | 88.1895 | 4.872% | 0.13837 | 0.13152 | 106747.8715 | 6177.23 | 1600.3912 | 98970.2503 | 106835.0414 | 0 | 0 | 106835.0414 | 0.02373%
2026 | 971 | 971-388R | Tier-3 | Tier-3---4 | 5--5 | 1117 | 100% | 11267.961 | 98.98% | 0.9235% | 0.09902% | 552.0609 | 0 | 0 | 552.0609 | 0 | 526.6286 | 20.3641 | 25.8606 | 526.6286 | 20.3641 | 25.8606 | 554.7671 | 21.4522 | 25.8606 | 4.899% | 0.17642 | 0.16769 | 63870.0886 | 3872.2432 | 602.7653 | 59395.0801 | 63904.0994 | 0 | 0 | 63904.0994 | 0.0182%
2026 | 972 | 972-1582R | Tier-3 | Tier-3---6 | 5--5 | 361 | 100% | 8019.1792 | 98.53% | 1.384% | 0.08092% | 391.1329 | 0 | 0 | 391.1329 | 0 | 373.1142 | 6.5814 | 56.6921 | 373.1142 | 6.5814 | 56.6921 | 393.0502 | 6.9331 | 56.6921 | 4.877% | 0.15062 | 0.14317 | 53239.6467 | 3086.8109 | 714.7235 | 49438.1123 | 53280.2737 | 0 | 0 | 53280.2737 | 0.0129%
2026 | 972 | 972-1590F | Tier-3 | Tier-3---2 | 5--5 | 1464 | 100% | 23409.1539 | 98.39% | 1.548% | 0.05965% | 1140.1279 | 0 | 0 | 1140.1279 | 0 | 1087.6046 | 26.6903 | 40.7491 | 1087.6046 | 26.6903 | 40.7491 | 1145.7168 | 28.1164 | 40.7491 | 4.87% | 0.17603 | 0.16732 | 132982.6796 | 10745.803 | 2028.2393 | 120208.6373 | 133093.9956 | 0 | 0 | 133093.9956 | 0.0376%
2026 | 972 | 972-32R | Tier-2 | Tier-2---1 | 5--5 | 958 | 100% | 22914.3284 | 97.48% | 2.478% | 0.04418% | 1105.6563 | 0 | 0 | 1105.6563 | 0 | 1054.721 | 17.4654 | 60.3893 | 1054.721 | 17.4654 | 60.3893 | 1111.0762 | 18.3986 | 60.3893 | 4.825% | 0.16607 | 0.15785 | 137978.7753 | 7897.3231 | 3156.5486 | 126924.9036 | 138159.9776 | 0 | 0 | 138159.9776 | 0.03646%
2026 | 972 | 972-942R | Tier-3 | Tier-3---6 | 5--5 | 360 | 100% | 9149.6836 | 99.12% | 0.8301% | 0.05344% | 448.9075 | 0 | 0 | 448.9075 | 0 | 428.2273 | 6.5632 | 65.2469 | 428.2273 | 6.5632 | 65.2469 | 451.1081 | 6.9139 | 65.2469 | 4.906% | 0.14195 | 0.13492 | 64459.3584 | 4369.1581 | 517.8641 | 59572.3362 | 64489.0192 | 0 | 0 | 64489.0192 | 0.0148%
2026 | 973 | 973-1226R | Tier-3 | Tier-3---10 | 5--5 | 249 | 100% | 5177.8696 | 97.32% | 2.585% | 0.09195% | 249.4435 | 0 | 0 | 249.4435 | 0 | 237.9521 | 4.5395 | 52.4177 | 237.9521 | 4.5395 | 52.4177 | 250.6662 | 4.7821 | 52.4177 | 4.817% | 0.13989 | 0.13297 | 37012.5952 | 1958.2894 | 910.1694 | 34144.1364 | 37064.1939 | 0 | 0 | 37064.1939 | 0.008226%
2026 | 973 | 973-1245R | Tier-3 | Tier-3---6 | 5--5 | 144 | 100% | 8620.1106 | 99.53% | 0.4446% | 0.0227% | 424.7015 | 0 | 0 | 424.7015 | 0 | 405.1363 | 2.6253 | 154.3216 | 405.1363 | 2.6253 | 154.3216 | 426.7833 | 2.7655 | 154.3216 | 4.927% | 0.12039 | 0.11443 | 71603.6913 | 4071.6789 | 428.5861 | 67103.4263 | 71621.1173 | 0 | 0 | 71621.1173 | 0.01401%
2026 | 973 | 973-626R | Tier-3 | Tier-3---7 | 5--5 | 198 | 100% | 6521.7236 | 98.03% | 1.864% | 0.1053% | 316.4676 | 0 | 0 | 316.4676 | 0 | 301.8886 | 3.6097 | 83.6315 | 301.8886 | 3.6097 | 83.6315 | 318.019 | 3.8026 | 83.6315 | 4.853% | 0.1523 | 0.14476 | 42821.6164 | 2771.3178 | 761.0334 | 39289.2652 | 42865.5348 | 0 | 0 | 42865.5348 | 0.01044%
2026 | 974 | 974-23R | Tier-3 | Tier-3---11 | 5--5 | 611 | 100% | 3492.8626 | 93.69% | 6.037% | 0.2698% | 161.9921 | 0 | 0 | 161.9921 | 0 | 154.5294 | 11.1392 | 13.8726 | 154.5294 | 11.1392 | 13.8726 | 162.7862 | 11.7344 | 13.8726 | 4.638% | 0.16472 | 0.15657 | 21204.8226 | 1225.3577 | 1209.8349 | 18769.63 | 21274.471 | 0 | 0 | 21274.471 | 0.005342%
2026 | 974 | 974-715R | Tier-3 | Tier-3---6 | 5--5 | 73 | 100% | 7107.1697 | 99.55% | 0.3981% | 0.05413% | 350.214 | 0 | 0 | 350.214 | 0 | 334.0803 | 1.3309 | 251.0245 | 334.0803 | 1.3309 | 251.0245 | 351.9307 | 1.402 | 251.0245 | 4.928% | 0.14069 | 0.13372 | 50517.2415 | 2626.4246 | 327.9593 | 47562.8576 | 50529.1387 | 0 | 0 | 50529.1387 | 0.01155%
2026 | 975 | 975-22R | Tier-3 | Tier-3---7 | 5--5 | 25 | 100% | 6417.0381 | 80.3% | 19.69% | 0.01691% | 255.0589 | 0 | 0 | 255.0589 | 0 | 243.3088 | 0.45578 | 533.8337 | 243.3088 | 0.45578 | 533.8337 | 256.3092 | 0.48013 | 533.8337 | 3.975% | 0.19669 | 0.18696 | 32624.3404 | 2655.4587 | 6062.1421 | 23906.7397 | 32959.0914 | 0 | 0 | 32959.0914 | 0.008411%
2026 | 991 | 991-1 | Tier-2 | Tier-2---12 | 4--5 | 189 | 100% | 626.8618 | 65.87% | 33.98% | 0.153% | 20.4388 | 0 | 0 | 20.4388 | 0 | 19.4973 | 3.4457 | 5.6585 | 19.4973 | 3.4457 | 5.6585 | 20.539 | 3.6298 | 5.6585 | 3.261% | 0.034773 | 0.033051 | 18027.4627 | 2318.0951 | 5585.2087 | 10124.1589 | 18347.8976 | 0 | 0 | 18347.8976 | 0.000674%
2026 | 991 | 991-1206R | Tier-2 | Tier-2---4 | 4--5 | 392 | 100% | 4576.7911 | 99.78% | 0.09876% | 0.1221% | 226.0508 | 0 | 0 | 226.0508 | 0 | 215.6371 | 7.1466 | 30.1735 | 215.6371 | 7.1466 | 30.1735 | 227.1588 | 7.5284 | 30.1735 | 4.939% | 0.063785 | 0.060628 | 71752.9575 | 8533.7139 | 142.1853 | 63077.0583 | 71761.2112 | 0 | 0 | 71761.2112 | 0.007454%
2026 | 1023 | CB 1023 | Tier-2 | Tier-2---4 | 4--5 | 184 | 100% | 3332.7386 | 99.81% | 0.1085% | 0.07978% | 164.66 | 0 | 0 | 164.66 | 0 | 157.0745 | 3.3545 | 46.8248 | 157.0745 | 3.3545 | 46.8248 | 165.4672 | 3.5338 | 46.8248 | 4.941% | 0.082267 | 0.078195 | 40511.3438 | 2187.4084 | 643.9575 | 37679.9779 | 40515.3153 | 0 | 0 | 40515.3153 | 0.00543%
2026 | 1090 | CB 1090 | Tier-2 | Tier-2---7 | 3--5 | 149 | 100% | 1414.5114 | 99.62% | 0.1678% | 0.2113% | 69.7529 | 0 | 0 | 69.7529 | 0 | 66.5395 | 2.7164 | 24.4952 | 66.5395 | 2.7164 | 24.4952 | 70.0948 | 2.8616 | 24.4952 | 4.931% | 0.025114 | 0.023871 | 56324.0689 | 3193.0563 | 219.125 | 52911.8876 | 56335.1879 | 0 | 0 | 56335.1879 | 0.0023%
2026 | 1101 | CB 1101 | Tier-2 | Tier-2---9 | 4--4 | 41 | 100% | 1133.279 | 99.72% | 0.1529% | 0.1272% | 55.9402 | 0 | 0 | 55.9402 | 0 | 53.3631 | 0.74747 | 71.3913 | 53.3631 | 0.74747 | 71.3913 | 56.2144 | 0.78741 | 71.3913 | 4.936% | 0.091579 | 0.087045 | 12374.933 | 790.0395 | 488.8435 | 11096.0499 | 12376.7382 | 0 | 0 | 12376.7382 | 0.001845%
2026 | 1106 | CB 1106 | Tier-2 | Tier-2---7 | 4--5 | 242 | 100% | 1646.9837 | 34.54% | 65.41% | 0.04829% | 28.1563 | 0 | 0 | 28.1563 | 0 | 26.8592 | 4.4119 | 6.0879 | 26.8592 | 4.4119 | 6.0879 | 28.2944 | 4.6477 | 6.0879 | 1.71% | 0.070774 | 0.067271 | 23270.9618 | 453.178 | 13904.863 | 8912.9208 | 24064.3118 | 0 | 0 | 24064.3118 | 0.0009285%
2026 | 1138 | CB 1138 | Tier-2 | Tier-2---10 | 5--4 | 241 | 100% | 765.4961 | 75% | 24.28% | 0.7274% | 28.4174 | 0 | 0 | 28.4174 | 0 | 27.1082 | 4.3937 | 6.1698 | 27.1082 | 4.3937 | 6.1698 | 28.5567 | 4.6284 | 6.1698 | 3.712% | 0.11418 | 0.10853 | 6704.4211 | 521.4992 | 1615.7801 | 4567.1418 | 6791.7244 | 0 | 0 | 6791.7244 | 0.0009371%
2026 | 1162 | CB 1162 | Tier-2 | Tier-2---18 | 4--2 | 13 | 100% | 75.2008 | 96.65% | 1.975% | 1.378% | 3.5976 | 0 | 0 | 3.5976 | 0 | 3.4319 | 0.237 | 14.4803 | 3.4319 | 0.237 | 14.4803 | 3.6153 | 0.24967 | 14.4803 | 4.784% | 0.064214 | 0.061035 | 1171.1044 | 73.0024 | 42.1055 | 1055.9965 | 1173.1495 | 0 | 0 | 1173.1495 | 0.0001186%
2026 | 1234 | CB 1234 | Tier-3 | Tier-3---10 | 5--5 | 1271 | 100% | 6311.4919 | 84.29% | 15.54% | 0.1769% | 263.3319 | 0 | 0 | 263.3319 | 0 | 251.2008 | 23.1717 | 10.8409 | 251.2008 | 23.1717 | 10.8409 | 264.6228 | 24.4098 | 10.8409 | 4.172% | 0.11961 | 0.11369 | 52765.4948 | 2759.6634 | 8111.6399 | 41894.1915 | 53197.2441 | 0 | 0 | 53197.2441 | 0.008684%
2026 | 1235 | CB 1235 | Tier-2 | Tier-2---6 | 4--5 | 2262 | 100% | 6645.572 | 99.09% | 0.6868% | 0.2213% | 325.9686 | 0 | 0 | 325.9686 | 0 | 310.9519 | 41.2387 | 7.5403 | 310.9519 | 41.2387 | 7.5403 | 327.5665 | 43.4421 | 7.5403 | 4.905% | 0.082825 | 0.078725 | 80236.4987 | 5995.4874 | 833.9481 | 73407.0631 | 80274.4439 | 0 | 0 | 80274.4439 | 0.01075%
2026 | 1243 | CB 1243 | Tier-2 | Tier-2---7 | 3--5 | 367 | 100% | 1438.3629 | 99.75% | 0% | 0.2509% | 71.0203 | 0 | 0 | 71.0203 | 0 | 67.7486 | 6.6908 | 10.1256 | 67.7486 | 6.6908 | 10.1256 | 71.3684 | 7.0483 | 10.1256 | 4.938% | 0.019586 | 0.018616 | 73438.3162 | 4480.0299 | 229.8696 | 68728.4167 | 73447.9126 | 0 | 0 | 73447.9126 | 0.002342%
2026 | 1245 | CB 1245 | Tier-2 | Tier-2---15 | 1--5 | 15 | 100% | 108.0997 | 99.75% | 0% | 0.2497% | 5.3376 | 0 | 0 | 5.3376 | 0 | 5.0917 | 0.27347 | 18.6191 | 5.0917 | 0.27347 | 18.6191 | 5.3637 | 0.28808 | 18.6191 | 4.938% | 0.001637 | 0.001556 | 66035.2637 | 9567.7722 | 158.6523 | 56308.8392 | 66043.8517 | 0 | 0 | 66043.8517 | 0.000176%
2026 | 1250 | CB 1250 | Tier-2 | Tier-2---4 | 4--5 | 74 | 100% | 4075.2359 | 99.93% | 0.04042% | 0.02515% | 201.5919 | 0 | 0 | 201.5919 | 0 | 192.305 | 1.3491 | 142.5433 | 192.305 | 1.3491 | 142.5433 | 202.5801 | 1.4212 | 142.5433 | 4.947% | 0.088703 | 0.084312 | 45942.5846 | 2409.8097 | 605.4247 | 42927.3502 | 45944.1535 | 0 | 0 | 45944.1535 | 0.006648%
2026 | 1299 | CB 1299 | Tier-2 | Tier-2---19 | 3--3 | 14 | 100% | 41.7756 | 94.08% | 0% | 5.924% | 1.9454 | 0 | 0 | 1.9454 | 0 | 1.8558 | 0.25523 | 7.2709 | 1.8558 | 0.25523 | 7.2709 | 1.9549 | 0.26887 | 7.2709 | 4.657% | 0.014997 | 0.014255 | 2785.5246 | 306.2114 | 186.6907 | 2292.6226 | 2794.1175 | 0 | 0 | 2794.1175 | 6.415e-05%
2026 | 1446 | CB 1446 | Tier-1 | Non-HFTD---17 | 1--2 | 13 | 100% | 1.7782 | 79.62% | 0% | 20.38% | 0.070088 | 0 | 0 | 0.070088 | 0 | 0.066859 | 0.237 | 0.2821 | 0.066859 | 0.237 | 0.2821 | 0.070432 | 0.24967 | 0.2821 | 3.941% | 0.0015656 | 0.0014881 | 1135.819 | 102.9141 | 262.715 | 770.1898 | 1147.8711 | 0 | 0 | 1147.8711 | 2.311e-06%
2026 | 1448 | CB 1448 | Tier-1 | Non-HFTD---15 | 1--3 | 26 | 100% | 4.2012 | 88.77% | 0% | 11.23% | 0.18461 | 0 | 0 | 0.18461 | 0 | 0.17611 | 0.47401 | 0.37153 | 0.17611 | 0.47401 | 0.37153 | 0.18552 | 0.49933 | 0.37153 | 4.394% | 0.002261 | 0.0021491 | 1858.0978 | 117.1147 | 997.061 | 743.9221 | 1868.9599 | 0 | 0 | 1868.9599 | 6.088e-06%
2026 | 1525 | CB 1525 | Tier-2 | Tier-2---13 | 4--4 | 24 | 100% | 259.6903 | 35.49% | 63.12% | 1.387% | 4.5624 | 0 | 0 | 4.5624 | 0 | 4.3523 | 0.43755 | 9.947 | 4.3523 | 0.43755 | 9.947 | 4.5848 | 0.46092 | 9.947 | 1.757% | 0.050512 | 0.048011 | 5141.181 | 222.3399 | 3171.9797 | 1746.8613 | 5313.8944 | 0 | 0 | 5313.8944 | 0.0001505%
2026 | 185 | CB 185 | Tier-2 | Tier-2---12 | 3--4 | 5 | 100% | 396.8506 | 79.93% | 19.29% | 0.7702% | 15.7025 | 0 | 0 | 15.7025 | 0 | 14.9791 | 0.091155 | 164.3252 | 14.9791 | 0.091155 | 164.3252 | 15.7795 | 0.096026 | 164.3252 | 3.957% | 0.027797 | 0.026421 | 14276.8452 | 843.1477 | 2609.8043 | 10823.8933 | 14426.0307 | 0 | 0 | 14426.0307 | 0.0005178%
2026 | 196 | CB 196 | Tier-2 | Tier-2---15 | 3--4 | 14 | 100% | 134.4699 | 3.142% | 96.54% | 0.3137% | 0.20915 | 0 | 0 | 0.20915 | 0 | 0.19951 | 0.25523 | 0.78168 | 0.19951 | 0.25523 | 0.78168 | 0.21017 | 0.26887 | 0.78168 | 0.1555% | 0.019464 | 0.018501 | 6908.5051 | 21.7439 | 6000.3704 | 886.3908 | 7256.9805 | 0 | 0 | 7256.9805 | 6.897e-06%
2026 | 200 | CB 200 | Tier-2 | Tier-2---9 | 4--5 | 168 | 100% | 1342.6559 | 29.9% | 69.37% | 0.7369% | 19.8694 | 0 | 0 | 19.8694 | 0 | 18.954 | 3.0628 | 6.1884 | 18.954 | 3.0628 | 6.1884 | 19.9668 | 3.2265 | 6.1884 | 1.48% | 0.060261 | 0.057278 | 22280.6766 | 447.1549 | 16796.8177 | 5036.7039 | 23094.1132 | 0 | 0 | 23094.1132 | 0.0006552%
2026 | 202 | CB 202 | Tier-2 | Tier-2---16 | 4--3 | 321 | 100% | 133.9861 | 95.12% | 0% | 4.877% | 6.3088 | 0 | 0 | 6.3088 | 0 | 6.0182 | 5.8522 | 1.0284 | 6.0182 | 5.8522 | 1.0284 | 6.3398 | 6.1649 | 1.0284 | 4.709% | 0.040966 | 0.038939 | 3270.6344 | 253.1701 | 166.1074 | 2851.3569 | 3278.9415 | 0 | 0 | 3278.9415 | 0.000208%
2026 | 203 | CB 203 | Tier-2 | Tier-2---13 | 4--4 | 554 | 100% | 195.752 | 9.583% | 88.23% | 2.187% | 0.9286 | 0 | 0 | 0.9286 | 0 | 0.88582 | 10.1 | 0.087705 | 0.88582 | 10.1 | 0.087705 | 0.93315 | 10.6397 | 0.087705 | 0.4744% | 0.03541 | 0.033657 | 5528.1246 | 19.724 | 4996.0335 | 512.3671 | 5788.4276 | 0 | 0 | 5788.4276 | 3.062e-05%
2026 | 204 | CB 204 | Tier-2 | Tier-2---9 | 4--4 | 463 | 100% | 1059.5314 | 80.82% | 18.41% | 0.7661% | 42.3888 | 0 | 0 | 42.3888 | 0 | 40.436 | 8.441 | 4.7904 | 40.436 | 8.441 | 4.7904 | 42.5966 | 8.892 | 4.7904 | 4.001% | 0.068524 | 0.065132 | 15462.1941 | 933.3265 | 3218.617 | 11310.2506 | 15616.619 | 0 | 0 | 15616.619 | 0.001398%
2026 | 215 | CB 215 | Tier-3 | Tier-3---20 | 1--5 | 8 | 100% | 133.9133 | 99.89% | 0% | 0.1056% | 6.6217 | 0 | 0 | 6.6217 | 0 | 6.3167 | 0.14585 | 43.3098 | 6.3167 | 0.14585 | 43.3098 | 6.6542 | 0.15364 | 43.3098 | 4.945% | 0.0005546 | 0.00052715 | 241459.2274 | 12829.2932 | 1199.7792 | 227430.1551 | 241472.5029 | 0 | 0 | 241472.5029 | 0.0002184%
2026 | 230 | CB 230 | Tier-2 | Tier-2---14 | 1--5 | 77 | 100% | 212.8275 | 99.81% | 0% | 0.1866% | 10.5153 | 0 | 0 | 10.5153 | 0 | 10.0309 | 1.4038 | 7.1456 | 10.0309 | 1.4038 | 7.1456 | 10.5669 | 1.4788 | 7.1456 | 4.941% | 0.0025822 | 0.0024544 | 82420.9788 | 5196.3102 | 6622.8824 | 70601.7862 | 82428.9864 | 0 | 0 | 82428.9864 | 0.0003468%
2026 | 231 | CB 231 | Tier-2 | Tier-2---7 | 4--5 | 688 | 100% | 2499.974 | 99.29% | 0.4807% | 0.2332% | 122.8653 | 0 | 0 | 122.8653 | 0 | 117.2051 | 12.543 | 9.3443 | 117.2051 | 12.543 | 9.3443 | 123.4676 | 13.2132 | 9.3443 | 4.915% | 0.037573 | 0.035713 | 66537.1573 | 4869.2313 | 990.775 | 60677.151 | 66561.8947 | 0 | 0 | 66561.8947 | 0.004052%
2026 | 232 | CB 232 | Tier-2 | Tier-2---7 | 4--5 | 605 | 100% | 1642.5971 | 97.37% | 2.323% | 0.3027% | 79.1736 | 0 | 0 | 79.1736 | 0 | 75.5263 | 11.0298 | 6.8475 | 75.5263 | 11.0298 | 6.8475 | 79.5617 | 11.6191 | 6.8475 | 4.82% | 0.029023 | 0.027587 | 56595.6114 | 3442.0938 | 1736.7765 | 51416.7411 | 56673.0008 | 0 | 0 | 56673.0008 | 0.002611%
2026 | 233 | CB 233 | Tier-2 | Tier-2---4 | 4--5 | 1834 | 100% | 4127.6955 | 98.74% | 0.928% | 0.3343% | 201.7417 | 0 | 0 | 201.7417 | 0 | 192.4478 | 33.4358 | 5.7557 | 192.4478 | 33.4358 | 5.7557 | 202.7306 | 35.2223 | 5.7557 | 4.888% | 0.075451 | 0.071716 | 54706.8242 | 4073.6346 | 1765.0896 | 48868.1 | 54742.7891 | 0 | 0 | 54742.7891 | 0.006653%
2026 | 234 | CB 234 | Tier-2 | Tier-2---4 | 4--5 | 1006 | 100% | 3294.853 | 98.88% | 0.9043% | 0.2189% | 161.2634 | 0 | 0 | 161.2634 | 0 | 153.8343 | 18.3404 | 8.3877 | 153.8343 | 18.3404 | 8.3877 | 162.0539 | 19.3204 | 8.3877 | 4.894% | 0.044658 | 0.042447 | 73779.6805 | 5680.9025 | 1107.6673 | 66991.1107 | 73822.8352 | 0 | 0 | 73822.8352 | 0.005318%
2026 | 236 | CB 236 | Tier-2 | Tier-2---1 | 5--5 | 678 | 100% | 12711.1878 | 97.62% | 2.333% | 0.04724% | 614.2258 | 0 | 0 | 614.2258 | 0 | 585.9297 | 12.3607 | 47.4028 | 585.9297 | 12.3607 | 47.4028 | 617.2367 | 13.0211 | 47.4028 | 4.832% | 0.1419 | 0.13487 | 89580.6366 | 5356.752 | 2115.0834 | 82108.8012 | 89691.6894 | 0 | 0 | 89691.6894 | 0.02025%
2026 | 237 | CB 237 | Tier-2 | Tier-2---8 | 5--5 | 34 | 100% | 2111.5746 | 99.54% | 0.4259% | 0.03207% | 104.0443 | 0 | 0 | 104.0443 | 0 | 99.2512 | 0.61986 | 160.1197 | 99.2512 | 0.61986 | 160.1197 | 104.5543 | 0.65298 | 160.1197 | 4.927% | 0.10923 | 0.10382 | 19331.9134 | 1261.1888 | 123.1877 | 17947.5369 | 19336.5241 | 0 | 0 | 19336.5241 | 0.003431%
2026 | 240 | CB 240 | Tier-2 | Tier-2---9 | 4--5 | 241 | 100% | 1263.0316 | 97.68% | 1.949% | 0.3739% | 61.0677 | 0 | 0 | 61.0677 | 0 | 58.2545 | 4.3937 | 13.2587 | 58.2545 | 4.3937 | 13.2587 | 61.3671 | 4.6284 | 13.2587 | 4.835% | 0.048511 | 0.046109 | 26036.1977 | 2576.3946 | 964.8687 | 22494.9343 | 26067.6956 | 0 | 0 | 26067.6956 | 0.002014%
2026 | 242 | CB 242 | Tier-2 | Tier-2---11 | 5--3 | 55 | 100% | 406.8184 | 64.36% | 35.02% | 0.6193% | 12.9611 | 0 | 0 | 12.9611 | 0 | 12.3641 | 1.0027 | 12.3307 | 12.3641 | 1.0027 | 12.3307 | 13.0247 | 1.0563 | 12.3307 | 3.186% | 0.1014 | 0.096385 | 4011.826 | 175.5762 | 1861.6873 | 1974.5625 | 4086.281 | 0 | 0 | 4086.281 | 0.0004274%
2026 | 244 | CB 244 | Tier-2 | Tier-2---14 | 4--4 | 20 | 100% | 295.5508 | 37.5% | 61.39% | 1.106% | 5.4867 | 0 | 0 | 5.4867 | 0 | 5.2339 | 0.36462 | 14.3544 | 5.2339 | 0.36462 | 14.3544 | 5.5136 | 0.3841 | 14.3544 | 1.856% | 0.040668 | 0.038655 | 7267.3331 | 124.9098 | 5850.4758 | 1291.9476 | 7503.8614 | 0 | 0 | 7503.8614 | 0.0001809%
2026 | 246 | CB 246 | Tier-2 | Tier-2---7 | 4--5 | 577 | 100% | 1438.4419 | 90% | 9.47% | 0.5268% | 64.0848 | 0 | 0 | 64.0848 | 0 | 61.1326 | 10.5193 | 5.8115 | 61.1326 | 10.5193 | 5.8115 | 64.399 | 11.0814 | 5.8115 | 4.455% | 0.066431 | 0.063143 | 21653.0415 | 2613.8832 | 2643.0483 | 16396.11 | 21765.7701 | 0 | 0 | 21765.7701 | 0.002113%
2026 | 247 | CB 247 | Tier-2 | Tier-2---12 | 4--4 | 119 | 100% | 379.7423 | 70.28% | 29.01% | 0.71% | 13.2106 | 0 | 0 | 13.2106 | 0 | 12.602 | 2.1695 | 5.8087 | 12.602 | 2.1695 | 5.8087 | 13.2754 | 2.2854 | 5.8087 | 3.479% | 0.038566 | 0.036657 | 9846.5066 | 767.6776 | 3381.19 | 5697.6391 | 9998.9083 | 0 | 0 | 9998.9083 | 0.0004356%
2026 | 248 | CB 248 | Tier-2 | Tier-2---9 | 3--5 | 276 | 100% | 962.1527 | 99.5% | 0% | 0.4991% | 47.3889 | 0 | 0 | 47.3889 | 0 | 45.2058 | 5.0318 | 8.9841 | 45.2058 | 5.0318 | 8.9841 | 47.6212 | 5.3006 | 8.9841 | 4.925% | 0.01881 | 0.017879 | 51150.5838 | 3349.6651 | 233.4496 | 47567.4691 | 51163.8787 | 0 | 0 | 51163.8787 | 0.001563%
2026 | 249 | CB 249 | Tier-3 | Tier-3---16 | 4--4 | 167 | 100% | 826.9208 | 97.04% | 2.672% | 0.2884% | 39.7207 | 0 | 0 | 39.7207 | 0 | 37.8909 | 3.0446 | 12.4453 | 37.8909 | 3.0446 | 12.4453 | 39.9154 | 3.2073 | 12.4453 | 4.803% | 0.05906 | 0.056137 | 14001.3211 | 814.7478 | 543.4884 | 12643.085 | 14022.9085 | 0 | 0 | 14022.9085 | 0.00131%
2026 | 280 | CB 280 | Tier-2 | Tier-2---14 | 4--4 | 8 | 100% | 310.7968 | 16.09% | 83.08% | 0.8251% | 2.4753 | 0 | 0 | 2.4753 | 0 | 2.3613 | 0.14585 | 16.1902 | 2.3613 | 0.14585 | 16.1902 | 2.4875 | 0.15364 | 16.1902 | 0.7965% | 0.042409 | 0.04031 | 7328.4886 | 69.1302 | 6322.2672 | 937.0911 | 7648.7329 | 0 | 0 | 7648.7329 | 8.163e-05%
2026 | 292 | CB 292 | Tier-2 | Tier-2---18 | 4--3 | 385 | 100% | 94.6686 | 66.47% | 32.93% | 0.6021% | 3.115 | 0 | 0 | 3.115 | 0 | 2.9715 | 7.019 | 0.42335 | 2.9715 | 7.019 | 0.42335 | 3.1302 | 7.394 | 0.42335 | 3.29% | 0.048129 | 0.045747 | 1966.9754 | 99.9551 | 607.6602 | 1259.3601 | 2001.3198 | 0 | 0 | 2001.3198 | 0.0001027%
2026 | 315 | CB 315 | Tier-2 | Tier-2---19 | 1--4 | 151 | 100% | 10.7713 | 97.26% | 0% | 2.741% | 0.51856 | 0 | 0 | 0.51856 | 0 | 0.49467 | 2.7529 | 0.17969 | 0.49467 | 2.7529 | 0.17969 | 0.5211 | 2.9 | 0.17969 | 4.814% | 0.0017586 | 0.0016715 | 6124.9072 | 421.4743 | 2656.1641 | 3047.2689 | 6133.6511 | 0 | 0 | 6133.6511 | 1.71e-05%
2026 | 327 | CB 327 | Tier-3 | Tier-3---16 | 4--5 | 22 | 100% | 1456.7095 | 99.79% | 0.1579% | 0.0494% | 71.9576 | 0 | 0 | 71.9576 | 0 | 68.6427 | 0.40108 | 171.1432 | 68.6427 | 0.40108 | 171.1432 | 72.3104 | 0.42251 | 171.1432 | 4.94% | 0.076966 | 0.073157 | 18926.5639 | 1203.1103 | 32.523 | 17690.9305 | 18928.6074 | 0 | 0 | 18928.6074 | 0.002373%
2026 | 329 | CB 329 | Tier-2 | Tier-2---14 | 3--4 | 37 | 100% | 215.2852 | 96.83% | 2.614% | 0.5577% | 10.3186 | 0 | 0 | 10.3186 | 0 | 9.8433 | 0.67455 | 14.5924 | 9.8433 | 0.67455 | 14.5924 | 10.3692 | 0.71059 | 14.5924 | 4.793% | 0.026212 | 0.024915 | 8213.1037 | 578.8703 | 1610.2559 | 6023.9775 | 8226.6688 | 0 | 0 | 8226.6688 | 0.0003403%
2026 | 330 | CB 330 | Tier-2 | Tier-2---16 | 4--3 | 228 | 100% | 124.2501 | 33.35% | 64.03% | 2.615% | 2.0514 | 0 | 0 | 2.0514 | 0 | 1.9569 | 4.1567 | 0.47078 | 1.9569 | 4.1567 | 0.47078 | 2.0615 | 4.3788 | 0.47078 | 1.651% | 0.029702 | 0.028232 | 4183.2246 | 7.517 | 3868.9172 | 306.7905 | 4328.4151 | 0 | 0 | 4328.4151 | 6.765e-05%
2026 | 331 | CB 331 | Tier-2 | Tier-2---14 | 2--5 | 3 | 100% | 261.2105 | 99.38% | 0% | 0.6196% | 12.8498 | 0 | 0 | 12.8498 | 0 | 12.2578 | 0.054693 | 224.1202 | 12.2578 | 0.054693 | 224.1202 | 12.9128 | 0.057616 | 224.1202 | 4.919% | 0.010352 | 0.0098396 | 25232.8512 | 1657.0176 | 8665.3282 | 14910.5054 | 25240.9927 | 0 | 0 | 25240.9927 | 0.0004237%
2026 | 350 | CB 350 | Tier-2 | Tier-2---15 | 1--5 | 1 | 100% | 133.5736 | 99.92% | 0% | 0.07821% | 6.6067 | 0 | 0 | 6.6067 | 0 | 6.3024 | 0.018231 | 345.6937 | 6.3024 | 0.018231 | 345.6937 | 6.6391 | 0.019205 | 345.6937 | 4.946% | 0.0004644 | 0.00044141 | 287626.1214 | 14942.4119 | 4643.5136 | 268040.196 | 287637.8363 | 0 | 0 | 287637.8363 | 0.0002179%
2026 | 351 | CB 351 | Tier-2 | Tier-2---3 | 5--5 | 542 | 100% | 14599.7352 | 99.66% | 0.3054% | 0.03279% | 720.2429 | 0 | 0 | 720.2429 | 0 | 687.0628 | 9.8812 | 69.5321 | 687.0628 | 9.8812 | 69.5321 | 723.7735 | 10.4092 | 69.5321 | 4.933% | 0.12463 | 0.11847 | 117140.1183 | 11493.6944 | 423.4429 | 105222.9811 | 117160.7487 | 0 | 0 | 117160.7487 | 0.02375%
2026 | 352 | CB 352 | Tier-2 | Tier-2---18 | 4--2 | 27 | 100% | 87.8741 | 99.22% | 0.6237% | 0.1541% | 4.3159 | 0 | 0 | 4.3159 | 0 | 4.1171 | 0.49224 | 8.3641 | 4.1171 | 0.49224 | 8.3641 | 4.3371 | 0.51854 | 8.3641 | 4.911% | 0.066856 | 0.063546 | 1314.3831 | 68.0986 | 10.3432 | 1235.9414 | 1314.9155 | 0 | 0 | 1314.9155 | 0.0001423%
2026 | 353 | CB 353 | Tier-2 | Tier-2---19 | 1--5 | 2 | 100% | 7.5897 | 98.6% | 0% | 1.398% | 0.37044 | 0 | 0 | 0.37044 | 0 | 0.35337 | 0.036462 | 9.6915 | 0.35337 | 0.036462 | 9.6915 | 0.37225 | 0.03841 | 9.6915 | 4.881% | 0.0001926 | 0.00018307 | 39406.3406 | 2311.4551 | 1967.6519 | 35127.2336 | 39435.0274 | 0 | 0 | 39435.0274 | 1.222e-05%
2026 | 355 | CB 355 | Tier-2 | Tier-2---3 | 5--5 | 836 | 100% | 11288.3525 | 98.84% | 1.109% | 0.05403% | 552.2734 | 0 | 0 | 552.2734 | 0 | 526.8313 | 15.2412 | 34.5663 | 526.8313 | 15.2412 | 34.5663 | 554.9807 | 16.0555 | 34.5663 | 4.892% | 0.1048 | 0.099616 | 107709.793 | 9333.0654 | 1277.5324 | 97099.1953 | 107775.044 | 0 | 0 | 107775.044 | 0.01821%
2026 | 356 | CB 356 | Tier-2 | Tier-2---19 | 1--5 | 5 | 100% | 6.8062 | 99.1% | 0% | 0.8997% | 0.33387 | 0 | 0 | 0.33387 | 0 | 0.31849 | 0.091155 | 3.494 | 0.31849 | 0.091155 | 3.494 | 0.33551 | 0.096026 | 3.494 | 4.905% | 0.0001262 | 0.00011995 | 53931.5569 | 3195.8788 | 2293.9675 | 48441.7106 | 53956.8259 | 0 | 0 | 53956.8259 | 1.101e-05%
2026 | 357 | CB 357 | Tier-3 | Tier-3---10 | 5--5 | 372 | 100% | 6110.8546 | 96.01% | 3.933% | 0.05986% | 290.409 | 0 | 0 | 290.409 | 0 | 277.0305 | 6.782 | 40.8482 | 277.0305 | 6.782 | 40.8482 | 291.8326 | 7.1443 | 40.8482 | 4.752% | 0.12773 | 0.12141 | 47841.0693 | 2695.6068 | 1944.7301 | 43200.7325 | 47940.553 | 0 | 0 | 47940.553 | 0.009577%
2026 | 358 | CB 358 | Tier-3 | Tier-3---15 | 5--4 | 35 | 100% | 861.4334 | 18.88% | 81.11% | 0.0161% | 8.0496 | 0 | 0 | 8.0496 | 0 | 7.6787 | 0.63809 | 12.034 | 7.6787 | 0.63809 | 12.034 | 8.089 | 0.67218 | 12.034 | 0.9344% | 0.1387 | 0.13184 | 6210.6059 | 69.3964 | 4526.8458 | 1614.3636 | 6472.9843 | 0 | 0 | 6472.9843 | 0.0002654%
2026 | 381 | CB 381 | Tier-1 | Non-HFTD---5 | 1--4 | 10 | 100% | 47.7165 | 98.4% | 0% | 1.604% | 2.3241 | 0 | 0 | 2.3241 | 0 | 2.217 | 0.18231 | 12.1607 | 2.217 | 0.18231 | 12.1607 | 2.3355 | 0.19205 | 12.1607 | 4.871% | 0.0039148 | 0.003721 | 12188.7447 | 475.4162 | 9693.6533 | 2019.6752 | 12198.9235 | 0 | 0 | 12198.9235 | 7.664e-05%
2026 | 396 | CB 396 | Tier-2 | Tier-2---11 | 5--4 | 3 | 100% | 669.8148 | 14.34% | 85.25% | 0.4034% | 4.7554 | 0 | 0 | 4.7554 | 0 | 4.5364 | 0.054693 | 82.942 | 4.5364 | 0.054693 | 82.942 | 4.7787 | 0.057616 | 82.942 | 0.71% | 0.10036 | 0.095392 | 6674.121 | 114.298 | 5341.1785 | 1218.6444 | 6971.8435 | 0 | 0 | 6971.8435 | 0.0001568%
2026 | 441 | CB 441 | Tier-3 | Tier-3---15 | 5--3 | 152 | 100% | 1133.0808 | 94.08% | 5.666% | 0.2577% | 52.7648 | 0 | 0 | 52.7648 | 0 | 50.3341 | 2.7711 | 18.1638 | 50.3341 | 2.7711 | 18.1638 | 53.0235 | 2.9192 | 18.1638 | 4.657% | 0.54555 | 0.51854 | 2076.9658 | 75.1989 | 111.2175 | 1890.5493 | 2083.3735 | 0 | 0 | 2083.3735 | 0.00174%
2026 | 443 | CB 443 | Tier-2 | Tier-2---17 | 2--4 | 9 | 100% | 67.1473 | 98.29% | 0% | 1.71% | 3.2669 | 0 | 0 | 3.2669 | 0 | 3.1164 | 0.16408 | 18.9935 | 3.1164 | 0.16408 | 18.9935 | 3.283 | 0.17285 | 18.9935 | 4.865% | 0.007405 | 0.0070385 | 9067.8323 | 1055.0436 | 148.4631 | 7864.3256 | 9075.9094 | 0 | 0 | 9075.9094 | 0.0001077%
2026 | 444 | CB 444 | Tier-2 | Tier-2---16 | 4--2 | 4 | 100% | 117.4434 | 97.68% | 1.947% | 0.3705% | 5.6787 | 0 | 0 | 5.6787 | 0 | 5.4171 | 0.072924 | 74.2838 | 5.4171 | 0.072924 | 74.2838 | 5.7065 | 0.076821 | 74.2838 | 4.835% | 0.081621 | 0.07758 | 1438.8937 | 81.4155 | 42.4476 | 1315.0306 | 1440.6306 | 0 | 0 | 1440.6306 | 0.0001873%
2026 | 470 | CB 470 | Tier-2 | Tier-2---6 | 5--5 | 183 | 100% | 6922.0493 | 95.49% | 4.388% | 0.1268% | 327.1728 | 0 | 0 | 327.1728 | 0 | 312.1007 | 3.3363 | 93.5474 | 312.1007 | 3.3363 | 93.5474 | 328.7766 | 3.5145 | 93.5474 | 4.727% | 0.114 | 0.10835 | 60721.6484 | 6478.0385 | 2705.5326 | 51538.0773 | 60864.4088 | 0 | 0 | 60864.4088 | 0.01079%
2026 | 499 | CB 499 | Tier-2 | Tier-2---19 | 2--3 | 3 | 100% | 19.4193 | 94.64% | 0% | 5.361% | 0.90973 | 0 | 0 | 0.90973 | 0 | 0.86782 | 0.054693 | 15.867 | 0.86782 | 0.054693 | 15.867 | 0.91419 | 0.057616 | 15.867 | 4.685% | 0.00687 | 0.0065299 | 2826.6853 | 198.2647 | 1278.7389 | 1349.6817 | 2834.5765 | 0 | 0 | 2834.5765 | 3e-05%
2026 | 520 | CB 520 | Tier-2 | Tier-2---21 | 1--5 | 6 | 100% | 1.7668 | 97.86% | 0% | 2.14% | 0.085586 | 0 | 0 | 0.085586 | 0 | 0.081643 | 0.10939 | 0.74637 | 0.081643 | 0.10939 | 0.74637 | 0.086005 | 0.11523 | 0.74637 | 4.844% | 7.36e-05 | 6.9957e-05 | 24005.4522 | 3167.8618 | 4630.5395 | 16207.0509 | 24032.1992 | 0 | 0 | 24032.1992 | 2.822e-06%
2026 | 521 | CB 521 | Tier-2 | Tier-2---20 | 3--1 | 19 | 100% | 12.2832 | 16.79% | 81.3% | 1.905% | 0.1021 | 0 | 0 | 0.1021 | 0 | 0.097401 | 0.34639 | 0.28119 | 0.097401 | 0.34639 | 0.28119 | 0.10261 | 0.3649 | 0.28119 | 0.8313% | 0.025917 | 0.024634 | 473.952 | 4.2331 | 417.1527 | 52.5662 | 494.4894 | 0 | 0 | 494.4894 | 3.367e-06%
2026 | 522 | CB 522 | Tier-2 | Tier-2---9 | 4--5 | 553 | 100% | 1074.3257 | 89.49% | 10.08% | 0.4258% | 47.5925 | 0 | 0 | 47.5925 | 0 | 45.4 | 10.0818 | 4.5032 | 45.4 | 10.0818 | 4.5032 | 47.8258 | 10.6205 | 4.5032 | 4.43% | 0.049006 | 0.04658 | 21922.4202 | 1310.4924 | 2696.6948 | 17915.2331 | 22042.3571 | 0 | 0 | 22042.3571 | 0.001569%
2026 | 523 | CB 523 | Tier-2 | Tier-2---13 | 4--4 | 301 | 100% | 305.5692 | 37.2% | 61.32% | 1.484% | 5.6264 | 0 | 0 | 5.6264 | 0 | 5.3672 | 5.4875 | 0.97807 | 5.3672 | 5.4875 | 0.97807 | 5.654 | 5.7808 | 0.97807 | 1.841% | 0.044603 | 0.042395 | 6850.8655 | 393.6973 | 4462.8655 | 1994.3028 | 7074.9309 | 0 | 0 | 7074.9309 | 0.0001855%
2026 | 524 | CB 524 | Tier-3 | Tier-3---17 | 3--5 | 34 | 100% | 481.3309 | 94.25% | 5.298% | 0.4514% | 22.456 | 0 | 0 | 22.456 | 0 | 21.4215 | 0.61986 | 34.5588 | 21.4215 | 0.61986 | 34.5588 | 22.5661 | 0.65298 | 34.5588 | 4.665% | 0.018139 | 0.017241 | 26536.2736 | 2336.3386 | 4292.2973 | 19907.6377 | 26615.7308 | 0 | 0 | 26615.7308 | 0.0007405%
2026 | 533 | CB 533 | Tier-2 | Tier-2---20 | 4--1 | 1 | 100% | 10.6053 | 3.364% | 93.72% | 2.92% | 0.01766 | 0 | 0 | 0.01766 | 0 | 0.016847 | 0.018231 | 0.92406 | 0.016847 | 0.018231 | 0.92406 | 0.017747 | 0.019205 | 0.92406 | 0.1665% | 0.06013 | 0.057154 | 176.3723 | 1.1693 | 138.2093 | 36.9937 | 185.2484 | 0 | 0 | 185.2484 | 5.824e-07%
2026 | 534 | CB 534 | Tier-2 | Tier-2---21 | 4--1 | 3 | 100% | 6.3051 | 35.99% | 54.92% | 9.089% | 0.11233 | 0 | 0 | 0.11233 | 0 | 0.10716 | 0.054693 | 1.9592 | 0.10716 | 0.054693 | 1.9592 | 0.11288 | 0.057616 | 1.9592 | 1.782% | 0.060541 | 0.057544 | 104.1456 | 2.8823 | 62.9218 | 38.3415 | 107.6172 | 0 | 0 | 107.6172 | 3.704e-06%
2026 | 535 | CB 535 | Tier-2 | Tier-2---16 | 4--3 | 3 | 100% | 111.4983 | 4.585% | 95.12% | 0.2939% | 0.25308 | 0 | 0 | 0.25308 | 0 | 0.24142 | 0.054693 | 4.414 | 0.24142 | 0.054693 | 4.414 | 0.25432 | 0.057616 | 4.414 | 0.227% | 0.059698 | 0.056743 | 1867.7052 | 9.1379 | 1456.5514 | 402.016 | 1960.5113 | 0 | 0 | 1960.5113 | 8.346e-06%
2026 | 536 | CB 536 | Tier-2 | Tier-2---18 | 4--2 | 51 | 100% | 54.1099 | 76.19% | 21.99% | 1.82% | 2.0408 | 0 | 0 | 2.0408 | 0 | 1.9468 | 0.92978 | 2.0938 | 1.9468 | 0.92978 | 2.0938 | 2.0508 | 0.97946 | 2.0938 | 3.772% | 0.063476 | 0.060334 | 852.4497 | 43.8224 | 164.7863 | 643.8409 | 863.0188 | 0 | 0 | 863.0188 | 6.73e-05%
2026 | 540 | CB 540 | Tier-2 | Tier-2---17 | 1--5 | 189 | 100% | 67.245 | 99.24% | 0% | 0.7576% | 3.3034 | 0 | 0 | 3.3034 | 0 | 3.1512 | 3.4457 | 0.91455 | 3.1512 | 3.4457 | 0.91455 | 3.3196 | 3.6298 | 0.91455 | 4.913% | 0.0036022 | 0.0034239 | 18667.7627 | 1335.1505 | 3231.0476 | 14101.5646 | 18675.1274 | 0 | 0 | 18675.1274 | 0.0001089%
2026 | 542 | CB 542 | Tier-2 | Tier-2---9 | 4--5 | 54 | 100% | 949.4775 | 95.45% | 4.414% | 0.1311% | 44.8628 | 0 | 0 | 44.8628 | 0 | 42.7961 | 0.98448 | 43.4709 | 42.7961 | 0.98448 | 43.4709 | 45.0828 | 1.0371 | 43.4709 | 4.725% | 0.053515 | 0.050866 | 17742.4015 | 965.8807 | 2773.7516 | 14002.7692 | 17784.4002 | 0 | 0 | 17784.4002 | 0.001479%
2026 | 576 | CB 576 | Tier-2 | Tier-2---12 | 4--4 | 26 | 100% | 417.7025 | 78.37% | 21.49% | 0.1463% | 16.2034 | 0 | 0 | 16.2034 | 0 | 15.4569 | 0.47401 | 32.609 | 15.4569 | 0.47401 | 32.609 | 16.2828 | 0.49933 | 32.609 | 3.879% | 0.047237 | 0.044899 | 8842.622 | 398.1663 | 2081.4024 | 6363.0533 | 8942.2431 | 0 | 0 | 8942.2431 | 0.0005343%
2026 | 590 | CB 590 | Tier-1 | Non-HFTD---1 | 4--5 | 19 | 100% | 1201.4044 | 63.12% | 36.78% | 0.1021% | 37.535 | 0 | 0 | 37.535 | 0 | 35.8058 | 0.34639 | 103.3684 | 35.8058 | 0.34639 | 103.3684 | 37.719 | 0.3649 | 103.3684 | 3.124% | 0.042337 | 0.040241 | 28377.3086 | 1624.7139 | 11108.9745 | 15643.6202 | 28922.3867 | 0 | 0 | 28922.3867 | 0.001238%
2026 | 599 | CB 599 | Tier-2 | Tier-2---4 | 4--5 | 752 | 100% | 4323.2442 | 99.81% | 0% | 0.1903% | 213.5933 | 0 | 0 | 213.5933 | 0 | 203.7535 | 13.7098 | 14.8619 | 203.7535 | 13.7098 | 14.8619 | 214.6403 | 14.4423 | 14.8619 | 4.941% | 0.043095 | 0.040961 | 100319.859 | 10016.8763 | 926.348 | 89376.6347 | 100329.8016 | 0 | 0 | 100329.8016 | 0.007044%
2026 | 750 | CB 750 | Tier-1 | Non-HFTD---4 | 1--5 | 7 | 100% | 147.1702 | 99.68% | 0% | 0.3223% | 7.2614 | 0 | 0 | 7.2614 | 0 | 6.9269 | 0.12762 | 54.2788 | 6.9269 | 0.12762 | 54.2788 | 7.297 | 0.13444 | 54.2788 | 4.934% | 0.0040188 | 0.0038199 | 36620.4268 | 4754.4325 | 4693.3113 | 27172.6829 | 36626.5736 | 0 | 0 | 36626.5736 | 0.0002395%
2026 | 776 | CB 776 | Tier-2 | Tier-2---18 | 3--3 | 50 | 100% | 55.0677 | 92.66% | 4.028% | 3.312% | 2.5258 | 0 | 0 | 2.5258 | 0 | 2.4094 | 0.91155 | 2.6432 | 2.4094 | 0.91155 | 2.6432 | 2.5382 | 0.96026 | 2.6432 | 4.587% | 0.014982 | 0.01424 | 3675.6367 | 359.0614 | 229.0677 | 3087.5075 | 3689.6867 | 0 | 0 | 3689.6867 | 8.329e-05%
2026 | 788 | CB 788 | Tier-2 | Tier-2---2 | 5--5 | 107 | 100% | 8569.0681 | 95.07% | 4.755% | 0.1724% | 403.2679 | 0 | 0 | 403.2679 | 0 | 384.6902 | 1.9507 | 197.2039 | 384.6902 | 1.9507 | 197.2039 | 405.2447 | 2.055 | 197.2039 | 4.706% | 0.14181 | 0.13479 | 60426.1463 | 6360.7221 | 2990.776 | 51074.6482 | 60581.2081 | 0 | 0 | 60581.2081 | 0.0133%
2026 | 835 | CB 835 | Tier-2 | Tier-2---17 | 1--5 | 189 | 100% | 42.6475 | 99.43% | 0% | 0.5747% | 2.0989 | 0 | 0 | 2.0989 | 0 | 2.0022 | 3.4457 | 0.58108 | 2.0022 | 3.4457 | 0.58108 | 2.1092 | 3.6298 | 0.58108 | 4.922% | 0.0017112 | 0.0016265 | 24922.574 | 2795.9682 | 135.9476 | 21990.6582 | 24930.0337 | 0 | 0 | 24930.0337 | 6.921e-05%
2026 | 907 | CB 907 | Tier-3 | Tier-3---13 | 3--5 | 62 | 100% | 2742.2838 | 99.83% | 0.1274% | 0.03844% | 135.5179 | 0 | 0 | 135.5179 | 0 | 129.2749 | 1.1303 | 114.3696 | 129.2749 | 1.1303 | 114.3696 | 136.1822 | 1.1907 | 114.3696 | 4.942% | 0.023668 | 0.022497 | 115862.6603 | 8950.1537 | 169.4148 | 106743.0917 | 115872.6663 | 0 | 0 | 115872.6663 | 0.004469%
2026 | 91 | CB 91 | Tier-2 | Tier-2---12 | 3--5 | 173 | 100% | 337.7351 | 93.43% | 6.078% | 0.496% | 15.6188 | 0 | 0 | 15.6188 | 0 | 14.8993 | 3.154 | 4.724 | 14.8993 | 3.154 | 4.724 | 15.6954 | 3.3225 | 4.724 | 4.625% | 0.015476 | 0.01471 | 21823.4311 | 1985.3885 | 2725.0024 | 17113.0402 | 21898.15 | 0 | 0 | 21898.15 | 0.000515%
2026 | 911 | CB 911 | Tier-2 | Tier-2---14 | 1--5 | 14 | 100% | 193.6033 | 99.75% | 0% | 0.253% | 9.5591 | 0 | 0 | 9.5591 | 0 | 9.1187 | 0.25523 | 35.7269 | 9.1187 | 0.25523 | 35.7269 | 9.606 | 0.26887 | 35.7269 | 4.937% | 0.0040632 | 0.0038621 | 47647.9856 | 3321.3578 | 3797.4712 | 40529.1566 | 47654.2641 | 0 | 0 | 47654.2641 | 0.0003152%
2026 | 928 | CB 928 | Tier-2 | Tier-2---7 | 4--5 | 42 | 100% | 1655.0106 | 79.76% | 20.12% | 0.1245% | 65.3395 | 0 | 0 | 65.3395 | 0 | 62.3294 | 0.7657 | 81.4014 | 62.3294 | 0.7657 | 81.4014 | 65.6598 | 0.80662 | 81.4014 | 3.948% | 0.057199 | 0.054367 | 28934.4603 | 1965.0457 | 5791.8405 | 21177.574 | 29239.4879 | 0 | 0 | 29239.4879 | 0.002155%
2026 | 955 | CB 955 | Tier-1 | Non-HFTD---9 | 1--3 | 60 | 100% | 15.216 | 95.67% | 0% | 4.328% | 0.7206 | 0 | 0 | 0.7206 | 0 | 0.6874 | 1.0939 | 0.62841 | 0.6874 | 1.0939 | 0.62841 | 0.72413 | 1.1523 | 0.62841 | 4.736% | 0.0047456 | 0.0045107 | 3206.3351 | 153.1066 | 2161.0856 | 892.143 | 3213.5613 | 0 | 0 | 3213.5613 | 2.376e-05%
2026 | 970 | CB 970 | Tier-2 | Tier-2---14 | 1--5 | 6 | 100% | 251.0066 | 99.97% | 0% | 0.03372% | 12.4206 | 0 | 0 | 12.4206 | 0 | 11.8484 | 0.10939 | 108.3174 | 11.8484 | 0.10939 | 108.3174 | 12.4815 | 0.11523 | 108.3174 | 4.948% | 0.00034 | 0.00032317 | 738254.59 | 37452.9301 | 3187.3418 | 697614.3182 | 738267.5551 | 0 | 0 | 738267.5551 | 0.0004096%
2026 | 971 | CB 971 | Tier-2 | Tier-2---3 | 5--5 | 162 | 100% | 11456.6981 | 99.51% | 0.4569% | 0.03477% | 564.3183 | 0 | 0 | 564.3183 | 0 | 538.3214 | 2.9534 | 182.2698 | 538.3214 | 2.9534 | 182.2698 | 567.0846 | 3.1112 | 182.2698 | 4.926% | 0.12528 | 0.11908 | 91451.3672 | 5164.7092 | 651.9468 | 85634.7112 | 91474.7827 | 0 | 0 | 91474.7827 | 0.01861%
2026 | 975 | CB 975 | Tier-3 | Tier-3---16 | 5--4 | 50 | 100% | 1304.3742 | 99.51% | 0.4601% | 0.0271% | 64.252 | 0 | 0 | 64.252 | 0 | 61.292 | 0.91155 | 67.2391 | 61.292 | 0.91155 | 67.2391 | 64.5669 | 0.96026 | 67.2391 | 4.926% | 0.10726 | 0.10195 | 12161.0449 | 615.424 | 92.9298 | 11452.6911 | 12164.1301 | 0 | 0 | 12164.1301 | 0.002119%
2026 | 980 | CB 980 | Tier-2 | Tier-2---12 | 2--5 | 450 | 100% | 387.8494 | 99.7% | 0% | 0.3041% | 19.1402 | 0 | 0 | 19.1402 | 0 | 18.2584 | 8.204 | 2.2256 | 18.2584 | 8.204 | 2.2256 | 19.234 | 8.6423 | 2.2256 | 4.935% | 0.0069124 | 0.0065702 | 56109.2292 | 22659.9966 | 1622.27 | 31826.9626 | 56118.115 | 0 | 0 | 56118.115 | 0.0006312%
2026 | 981 | CB 981 | Tier-2 | Tier-2---15 | 1--5 | 104 | 100% | 132.7571 | 99.65% | 0% | 0.354% | 6.5482 | 0 | 0 | 6.5482 | 0 | 6.2466 | 1.896 | 3.2945 | 6.2466 | 1.896 | 3.2945 | 6.5803 | 1.9973 | 3.2945 | 4.932% | 0.0030076 | 0.0028587 | 44140.5414 | 2879.0748 | 9317.9917 | 31943.4749 | 44148.6786 | 0 | 0 | 44148.6786 | 0.0002159%
2026 | CTL1 | CB CTL1 | Tier-3 | Tier-3---19 | 5--1 | 4 | 100% | 27.4807 | 90.21% | 9.514% | 0.2799% | 1.2271 | 0 | 0 | 1.2271 | 0 | 1.1705 | 0.072924 | 16.0514 | 1.1705 | 0.072924 | 16.0514 | 1.2331 | 0.076821 | 16.0514 | 4.465% | 0.42111 | 0.40027 | 65.2572 | 3.4648 | 6.2225 | 55.5699 | 65.5901 | 0 | 0 | 65.5901 | 4.046e-05%
2026 | FB1 | CB FB1 | Tier-2 | Tier-2---11 | 4--4 | 414 | 100% | 346.5871 | 36.93% | 61.45% | 1.621% | 6.3355 | 0 | 0 | 6.3355 | 0 | 6.0436 | 7.5477 | 0.80073 | 6.0436 | 7.5477 | 0.80073 | 6.3665 | 7.9509 | 0.80073 | 1.828% | 0.04664 | 0.044331 | 7431.1135 | 609.45 | 4232.5548 | 2589.1087 | 7675.1976 | 0 | 0 | 7675.1976 | 0.0002089%
2026 | FB2 | CB FB2 | Tier-2 | Tier-2---9 | 4--5 | 320 | 100% | 1029.5845 | 94.33% | 5.316% | 0.3556% | 48.074 | 0 | 0 | 48.074 | 0 | 45.8593 | 5.8339 | 7.8608 | 45.8593 | 5.8339 | 7.8608 | 48.3097 | 6.1457 | 7.8608 | 4.669% | 0.045688 | 0.043427 | 22535.0189 | 2600.9741 | 1192.7302 | 18741.3145 | 22601.5779 | 0 | 0 | 22601.5779 | 0.001585%
2026 | JU1 | CB JU1 | Tier-3 | Tier-3---15 | 5--4 | 436 | 100% | 1531.7487 | 97.85% | 2.019% | 0.1357% | 74.1877 | 0 | 0 | 74.1877 | 0 | 70.7701 | 7.9487 | 8.9033 | 70.7701 | 7.9487 | 8.9033 | 74.5514 | 8.3735 | 8.9033 | 4.843% | 0.1808 | 0.17185 | 8471.8458 | 469.0858 | 165.6284 | 7837.1316 | 8481.3528 | 0 | 0 | 8481.3528 | 0.002446%
2026 | MOR1 | CB MOR1 | Tier-2 | Tier-2---4 | 5--5 | 288 | 100% | 5119.7141 | 98.56% | 1.393% | 0.05121% | 249.7665 | 0 | 0 | 249.7665 | 0 | 238.2603 | 5.2505 | 45.3782 | 238.2603 | 5.2505 | 45.3782 | 250.9909 | 5.5311 | 45.3782 | 4.879% | 0.12647 | 0.12021 | 40481.7763 | 2466.5834 | 537.059 | 37478.1339 | 40512.2177 | 0 | 0 | 40512.2177 | 0.008236%
2026 | NVS1 | CB NVS1 | Tier-2 | Tier-2---12 | 4--5 | 19 | 100% | 638.0788 | 99.02% | 0% | 0.9838% | 31.2742 | 0 | 0 | 31.2742 | 0 | 29.8334 | 0.34639 | 86.1267 | 29.8334 | 0.34639 | 86.1267 | 31.4275 | 0.3649 | 86.1267 | 4.901% | 0.029239 | 0.027792 | 21822.7187 | 1367.8468 | 283.2108 | 20171.6612 | 21833.8993 | 0 | 0 | 21833.8993 | 0.001031%
2026 | OK1 | CB OK1 | Tier-3 | Tier-3---7 | 5--5 | 1446 | 100% | 6915.6819 | 99% | 0.9206% | 0.07911% | 338.9042 | 0 | 0 | 338.9042 | 0 | 323.2915 | 26.3621 | 12.2635 | 323.2915 | 26.3621 | 12.2635 | 340.5654 | 27.7707 | 12.2635 | 4.901% | 0.20255 | 0.19252 | 34143.1528 | 2255.401 | 307.6674 | 31580.0844 | 34160.9278 | 0 | 0 | 34160.9278 | 0.01118%
2026 | PE1 | CB PE1 | Tier-3 | Tier-3---13 | 5--4 | 1505 | 100% | 3027.5479 | 94.73% | 5.109% | 0.164% | 141.961 | 0 | 0 | 141.961 | 0 | 135.4211 | 27.4377 | 4.9356 | 135.4211 | 27.4377 | 4.9356 | 142.6568 | 28.9038 | 4.9356 | 4.689% | 0.24168 | 0.22972 | 12527.0623 | 651.1133 | 599.2989 | 11276.6501 | 12561.4639 | 0 | 0 | 12561.4639 | 0.004681%
2026 | RA1 | CB RA1 | Tier-2 | Tier-2---2 | 5--5 | 474 | 100% | 10517.0624 | 98.31% | 1.619% | 0.07383% | 511.7794 | 0 | 0 | 511.7794 | 0 | 488.2028 | 8.6415 | 56.495 | 488.2028 | 8.6415 | 56.495 | 514.2881 | 9.1032 | 56.495 | 4.866% | 0.14726 | 0.13997 | 71417.5478 | 3677.0651 | 1105.1436 | 66635.3391 | 71480.5261 | 0 | 0 | 71480.5261 | 0.01688%
2026 | RA2 | CB RA2 | Tier-2 | Tier-2---4 | 5--5 | 306 | 100% | 5229.9021 | 98.11% | 1.831% | 0.05575% | 253.995 | 0 | 0 | 253.995 | 0 | 242.2939 | 5.5787 | 43.4319 | 242.2939 | 5.5787 | 43.4319 | 255.24 | 5.8768 | 43.4319 | 4.857% | 0.12706 | 0.12077 | 41161.4683 | 4371.7867 | 705.658 | 36084.0236 | 41201.919 | 0 | 0 | 41201.919 | 0.008376%
2026 | RA3 | CB RA3 | Tier-2 | Tier-2---10 | 5--4 | 312 | 100% | 916.1972 | 69.5% | 30.07% | 0.4286% | 31.5185 | 0 | 0 | 31.5185 | 0 | 30.0665 | 5.6881 | 5.2859 | 30.0665 | 5.6881 | 5.2859 | 31.673 | 5.992 | 5.2859 | 3.44% | 0.12911 | 0.12272 | 7096.3625 | 284.8233 | 1917.8301 | 4893.709 | 7209.0875 | 0 | 0 | 7209.0875 | 0.001039%
2026 | RB1 | CB RB1 | Tier-3 | Tier-3---20 | 1--5 | 4 | 100% | 29.7534 | 99.88% | 0% | 0.1212% | 1.471 | 0 | 0 | 1.471 | 0 | 1.4032 | 0.072924 | 19.2425 | 1.4032 | 0.072924 | 19.2425 | 1.4782 | 0.076821 | 19.2425 | 4.944% | 0.0001458 | 0.00013858 | 204069.8082 | 10986.7817 | 682.9358 | 192400.0907 | 204082.6843 | 0 | 0 | 204082.6843 | 4.851e-05%
2026 | RC1 | CB RC1 | Tier-2 | Tier-2---4 | 4--5 | 309 | 100% | 3739.8748 | 99.14% | 0.8077% | 0.05477% | 183.5272 | 0 | 0 | 183.5272 | 0 | 175.0725 | 5.6334 | 31.0776 | 175.0725 | 5.6334 | 31.0776 | 184.4269 | 5.9344 | 31.0776 | 4.907% | 0.084253 | 0.080083 | 44388.4144 | 3566.8538 | 353.0058 | 40468.5548 | 44408.3511 | 0 | 0 | 44408.3511 | 0.006052%
2026 | SL1 | CB SL1 | Tier-3 | Tier-3---11 | 5--5 | 1052 | 100% | 3361.5705 | 93.71% | 6.129% | 0.1568% | 155.9384 | 0 | 0 | 155.9384 | 0 | 148.7546 | 19.1791 | 7.7561 | 148.7546 | 19.1791 | 7.7561 | 156.7028 | 20.2038 | 7.7561 | 4.639% | 0.19527 | 0.18561 | 17214.6695 | 1252.9171 | 1001.4319 | 14960.3205 | 17271.0216 | 0 | 0 | 17271.0216 | 0.005142%
2026 | SSC1 | CB SSC1 | Tier-2 | Tier-2---18 | 4--3 | 38 | 100% | 94.186 | 2.003% | 94.63% | 3.363% | 0.093388 | 0 | 0 | 0.093388 | 0 | 0.089086 | 0.69278 | 0.12859 | 0.089086 | 0.69278 | 0.12859 | 0.093845 | 0.7298 | 0.12859 | 0.09915% | 0.031528 | 0.029967 | 2987.3954 | 6.3387 | 2712.6507 | 268.4061 | 3139.8562 | 0 | 0 | 3139.8562 | 3.08e-06%
2026 | CTL1 | CTL1-3R | Tier-3 | Tier-3---14 | 5--4 | 1615 | 100% | 2064.0334 | 78.9% | 20.86% | 0.2358% | 80.612 | 0 | 0 | 80.612 | 0 | 76.8984 | 29.4432 | 2.6118 | 76.8984 | 29.4432 | 2.6118 | 81.0071 | 31.0163 | 2.6118 | 3.906% | 0.42513 | 0.40409 | 4855.055 | 225.2505 | 929.4415 | 3700.363 | 4908.4041 | 0 | 0 | 4908.4041 | 0.002658%
2026 | DV1 | DV1-3R | Tier-3 | Tier-3---11 | 5--5 | 419 | 100% | 3719.4004 | 95.17% | 4.691% | 0.1427% | 175.211 | 0 | 0 | 175.211 | 0 | 167.1394 | 7.6388 | 21.8803 | 167.1394 | 7.6388 | 21.8803 | 176.0699 | 8.047 | 21.8803 | 4.711% | 0.19421 | 0.1846 | 19151.2388 | 1060.0216 | 843.3957 | 17247.8214 | 19199.4477 | 0 | 0 | 19199.4477 | 0.005778%
2026 | RA1 | RA1-402R | Tier-3 | Tier-3---4 | 5--5 | 483 | 100% | 9339.3378 | 99.33% | 0.6459% | 0.02826% | 459.1808 | 0 | 0 | 459.1808 | 0 | 438.0272 | 8.8056 | 49.7442 | 438.0272 | 8.8056 | 49.7442 | 461.4316 | 9.2761 | 49.7442 | 4.917% | 0.12948 | 0.12307 | 72130.9155 | 4375.0229 | 443.5541 | 67312.3385 | 72156.2385 | 0 | 0 | 72156.2385 | 0.01514%
2026 | RB1 | RB1-427R | Tier-3 | Tier-3---7 | 5--5 | 1102 | 100% | 6920.124 | 97.57% | 2.306% | 0.1195% | 334.2371 | 0 | 0 | 334.2371 | 0 | 318.8395 | 20.0906 | 15.8701 | 318.8395 | 20.0906 | 15.8701 | 335.8755 | 21.1641 | 15.8701 | 4.83% | 0.15381 | 0.14619 | 44992.7829 | 2694.5507 | 965.1573 | 41333.0749 | 45049.6194 | 0 | 0 | 45049.6194 | 0.01102%
2026 | RB1 | RB1-433R | Tier-3 | Tier-3---10 | 5--5 | 440 | 100% | 5946.5075 | 99.32% | 0.6164% | 0.06772% | 292.3383 | 0 | 0 | 292.3383 | 0 | 278.8709 | 8.0217 | 34.7647 | 278.8709 | 8.0217 | 34.7647 | 293.7714 | 8.4503 | 34.7647 | 4.916% | 0.15284 | 0.14528 | 38906.0871 | 2307.7478 | 238.1361 | 36360.2032 | 38919.9489 | 0 | 0 | 38919.9489 | 0.00964%
2026 | TM1 | TM1-10R | Tier-3 | Tier-3---12 | 5--5 | 454 | 100% | 3782.8568 | 99.48% | 0.4537% | 0.066% | 186.2783 | 0 | 0 | 186.2783 | 0 | 177.6968 | 8.2769 | 21.469 | 177.6968 | 8.2769 | 21.469 | 187.1914 | 8.7191 | 21.469 | 4.924% | 0.093421 | 0.088796 | 40492.6609 | 2080.2531 | 189.7576 | 38222.6503 | 40503.6201 | 0 | 0 | 40503.6201 | 0.006143%
2027 | 1001 | 1001-1231F | Tier-2 | Tier-2---15 | 3--3 | 6 | 100% | 117.1572 | 99.03% | 0.8725% | 0.09309% | 5.7433 | 0 | 0 | 5.7433 | 0 | 5.2263 | 0.10435 | 50.0858 | 5.2263 | 0.10435 | 50.0858 | 5.7997 | 0.1158 | 50.0858 | 4.902% | 0.025088 | 0.023847 | 4669.7772 | 254.6756 | 41.5622 | 4373.5394 | 4672.1255 | 0 | 0 | 4672.1255 | 0.0001894%
2027 | 1001 | 1001-1814AE | Tier-2 | Tier-2---11 | 5--3 | 79 | 100% | 409.0622 | 99.15% | 0.7717% | 0.07851% | 20.0764 | 0 | 0 | 20.0764 | 0 | 18.2693 | 1.3739 | 13.2973 | 18.2693 | 1.3739 | 13.2973 | 20.2737 | 1.5246 | 13.2973 | 4.908% | 0.094213 | 0.089549 | 4341.8958 | 236.5203 | 34.0095 | 4071.3661 | 4343.8182 | 0 | 0 | 4343.8182 | 0.000662%
2027 | 1001 | 1001-1820F | Tier-2 | Tier-2---5 | 5--5 | 1219 | 100% | 4222.2471 | 91.41% | 8.486% | 0.103% | 191.0494 | 0 | 0 | 191.0494 | 0 | 173.8523 | 21.1999 | 8.2006 | 173.8523 | 21.1999 | 8.2006 | 192.927 | 23.5259 | 8.2006 | 4.525% | 0.12846 | 0.1221 | 32868.2878 | 1721.3581 | 2595.1533 | 28551.7765 | 33015.3127 | 0 | 0 | 33015.3127 | 0.0063%
2027 | 1006 | 1006-829F | Tier-2 | Tier-2---15 | 1--5 | 20 | 100% | 114.5301 | 99.76% | 0% | 0.2395% | 5.6557 | 0 | 0 | 5.6557 | 0 | 5.1466 | 0.34782 | 14.7965 | 5.1466 | 0.34782 | 14.7965 | 5.7112 | 0.38599 | 14.7965 | 4.938% | 0.0022112 | 0.0021017 | 51795.4298 | 4696.3379 | 114.7654 | 46984.3264 | 51801.8888 | 0 | 0 | 51801.8888 | 0.0001865%
2027 | 1021 | 1021-1748F | Tier-3 | Tier-3---2 | 5--5 | 1445 | 100% | 35156.1224 | 99.02% | 0.9436% | 0.03662% | 1723.1698 | 0 | 0 | 1723.1698 | 0 | 1568.061 | 25.1303 | 62.3973 | 1568.061 | 25.1303 | 62.3973 | 1740.105 | 27.8875 | 62.3973 | 4.901% | 0.16564 | 0.15744 | 212249.5403 | 13715.9361 | 1963.4816 | 196570.1226 | 212357.8902 | 0 | 0 | 212357.8902 | 0.05682%
2027 | 1021 | 1021-1760R | Tier-3 | Tier-3---6 | 5--5 | 194 | 100% | 7055.7157 | 98.18% | 1.793% | 0.03106% | 342.8861 | 0 | 0 | 342.8861 | 0 | 312.0217 | 3.3739 | 92.4813 | 312.0217 | 3.3739 | 92.4813 | 346.256 | 3.7441 | 92.4813 | 4.86% | 0.10829 | 0.10293 | 65155.0235 | 4038.9642 | 1087.8449 | 60028.2144 | 65216.9272 | 0 | 0 | 65216.9272 | 0.01131%
2027 | 1021 | 1021-25R | Tier-3 | Tier-3---2 | 5--5 | 618 | 100% | 18825.6899 | 99.7% | 0.2782% | 0.02306% | 929.0645 | 0 | 0 | 929.0645 | 0 | 845.436 | 10.7478 | 78.6616 | 845.436 | 10.7478 | 78.6616 | 938.1953 | 11.927 | 78.6616 | 4.935% | 0.12361 | 0.11749 | 152300.0709 | 9949.5446 | 416.971 | 141933.5553 | 152323.9638 | 0 | 0 | 152323.9638 | 0.03064%
2027 | 1021 | 1021-855 | Tier-3 | Tier-3---10 | 5--5 | 334 | 100% | 5034.3753 | 99.51% | 0.4541% | 0.0405% | 247.9689 | 0 | 0 | 247.9689 | 0 | 225.6484 | 5.8087 | 38.8469 | 225.6484 | 5.8087 | 38.8469 | 250.406 | 6.446 | 38.8469 | 4.926% | 0.10909 | 0.10369 | 46149.2476 | 2319.9671 | 207.6388 | 43621.6417 | 46161.1355 | 0 | 0 | 46161.1355 | 0.008177%
2027 | 1021 | 1021-883R | Tier-3 | Tier-3---16 | 5--4 | 70 | 100% | 1386.6299 | 99.58% | 0.3809% | 0.03987% | 68.3494 | 0 | 0 | 68.3494 | 0 | 62.197 | 1.2174 | 51.0907 | 62.197 | 1.2174 | 51.0907 | 69.0211 | 1.351 | 51.0907 | 4.929% | 0.10042 | 0.095448 | 13808.4689 | 696.2558 | 53.5765 | 13058.6366 | 13811.4949 | 0 | 0 | 13811.4949 | 0.002254%
2027 | 1021 | 1021-92 | Tier-3 | Tier-3---15 | 5--4 | 28 | 100% | 794.3626 | 99.6% | 0.3592% | 0.04176% | 39.1633 | 0 | 0 | 39.1633 | 0 | 35.6381 | 0.48695 | 73.1858 | 35.6381 | 0.48695 | 73.1858 | 39.5482 | 0.54038 | 73.1858 | 4.93% | 0.099013 | 0.094112 | 8022.7784 | 405.0442 | 27.6394 | 7590.0948 | 8024.4536 | 0 | 0 | 8024.4536 | 0.001291%
2027 | 1022 | 1022-17F | Tier-3 | Tier-3---4 | 5--5 | 473 | 100% | 9800.6792 | 99.62% | 0.3456% | 0.03348% | 483.2946 | 0 | 0 | 483.2946 | 0 | 439.7915 | 8.226 | 53.4634 | 439.7915 | 8.226 | 53.4634 | 488.0444 | 9.1286 | 53.4634 | 4.931% | 0.10945 | 0.10403 | 89544.6442 | 5359.6686 | 310.5435 | 83874.4321 | 89562.3218 | 0 | 0 | 89562.3218 | 0.01594%
2027 | 1022 | 1022-26R | Tier-3 | Tier-3---15 | 4--4 | 18 | 100% | 694.7204 | 99.22% | 0.7469% | 0.03547% | 34.1196 | 0 | 0 | 34.1196 | 0 | 31.0484 | 0.31304 | 99.1829 | 31.0484 | 0.31304 | 99.1829 | 34.4549 | 0.34739 | 99.1829 | 4.911% | 0.092662 | 0.088075 | 7497.376 | 376.7223 | 52.0531 | 7068.6006 | 7500.4309 | 0 | 0 | 7500.4309 | 0.001125%
2027 | 1022 | 1022-322R | Tier-3 | Tier-3---10 | 5--5 | 262 | 100% | 5072.1995 | 99.16% | 0.7912% | 0.04875% | 248.9649 | 0 | 0 | 248.9649 | 0 | 226.5547 | 4.5565 | 49.7213 | 226.5547 | 4.5565 | 49.7213 | 251.4117 | 5.0564 | 49.7213 | 4.908% | 0.10587 | 0.10063 | 47911.5964 | 2988.4313 | 366.1059 | 44557.0592 | 47932.5548 | 0 | 0 | 47932.5548 | 0.00821%
2027 | 1023 | 1023-200R | Tier-2 | Tier-2---5 | 4--5 | 428 | 100% | 2889.9732 | 99.24% | 0.6691% | 0.08946% | 141.9685 | 0 | 0 | 141.9685 | 0 | 129.1894 | 7.4434 | 17.3562 | 129.1894 | 7.4434 | 17.3562 | 143.3638 | 8.2601 | 17.3562 | 4.912% | 0.083115 | 0.079 | 34770.9454 | 1877.1075 | 241.328 | 32652.5099 | 34784.6815 | 0 | 0 | 34784.6815 | 0.004682%
2027 | 1023 | 1023-46AE | Tier-2 | Tier-2---2 | 5--5 | 1949 | 100% | 9469.9149 | 95.98% | 3.884% | 0.1387% | 449.9058 | 0 | 0 | 449.9058 | 0 | 409.4082 | 33.8954 | 12.0786 | 409.4082 | 33.8954 | 12.0786 | 454.3275 | 37.6144 | 12.0786 | 4.751% | 0.13914 | 0.13225 | 68062.6824 | 3656.971 | 2513.7394 | 61891.9719 | 68205.2551 | 0 | 0 | 68205.2551 | 0.01484%
2027 | 1023 | 1023-48R | Tier-2 | Tier-2---5 | 5--5 | 1169 | 100% | 3773.8473 | 97.39% | 2.337% | 0.2725% | 181.93 | 0 | 0 | 181.93 | 0 | 165.5538 | 20.3303 | 8.1432 | 165.5538 | 20.3303 | 8.1432 | 183.718 | 22.5609 | 8.1432 | 4.821% | 0.12816 | 0.12182 | 29445.7307 | 1737.6729 | 715.7665 | 26992.2913 | 29485.7528 | 0 | 0 | 29485.7528 | 0.005999%
2027 | 1023 | 1023-89R | Tier-2 | Tier-2---11 | 4--4 | 235 | 100% | 585.5086 | 87.68% | 11.85% | 0.4758% | 25.4114 | 0 | 0 | 25.4114 | 0 | 23.1241 | 4.0869 | 5.6581 | 23.1241 | 4.0869 | 5.6581 | 25.6612 | 4.5353 | 5.6581 | 4.34% | 0.083403 | 0.079275 | 7020.201 | 414.9664 | 782.0246 | 5823.21 | 7065.2497 | 0 | 0 | 7065.2497 | 0.000838%
2027 | 1030 | 1030-1728R | Tier-3 | Tier-3---9 | 5--5 | 100 | 100% | 5124.1587 | 98.26% | 1.711% | 0.02883% | 249.2335 | 0 | 0 | 249.2335 | 0 | 226.7991 | 1.7391 | 130.4103 | 226.7991 | 1.7391 | 130.4103 | 251.683 | 1.9299 | 130.4103 | 4.864% | 0.23544 | 0.22379 | 21764.1991 | 1221.106 | 349.3689 | 20193.7242 | 21783.9158 | 0 | 0 | 21783.9158 | 0.008219%
2027 | 1030 | 1030-1777 | Tier-3 | Tier-3---5 | 5--5 | 240 | 100% | 11817.5772 | 98.58% | 1.381% | 0.03413% | 576.6917 | 0 | 0 | 576.6917 | 0 | 524.7816 | 4.1739 | 125.7297 | 524.7816 | 4.1739 | 125.7297 | 582.3594 | 4.6318 | 125.7297 | 4.88% | 0.24629 | 0.2341 | 47981.5879 | 2529.7124 | 644.8626 | 44807.0129 | 48016.9501 | 0 | 0 | 48016.9501 | 0.01902%
2027 | 1030 | 1030-1823F | Tier-3 | Tier-3---13 | 5--5 | 288 | 100% | 2150.9739 | 99.45% | 0.5287% | 0.02497% | 105.8837 | 0 | 0 | 105.8837 | 0 | 96.3527 | 5.0087 | 19.2372 | 96.3527 | 5.0087 | 19.2372 | 106.9243 | 5.5582 | 19.2372 | 4.923% | 0.10605 | 0.1008 | 20281.9888 | 1017.5622 | 101.0259 | 19163.4007 | 20287.8367 | 0 | 0 | 20287.8367 | 0.003492%
2027 | 1030 | 1030-18R | Tier-3 | Tier-3---7 | 5--5 | 762 | 100% | 6620.9098 | 98.66% | 1.309% | 0.03186% | 323.3397 | 0 | 0 | 323.3397 | 0 | 294.2347 | 13.2521 | 22.2029 | 294.2347 | 13.2521 | 22.2029 | 326.5175 | 14.7061 | 22.2029 | 4.884% | 0.23843 | 0.22663 | 27769.0579 | 1524.2005 | 340.5168 | 25904.3406 | 27788.4525 | 0 | 0 | 27788.4525 | 0.01066%
2027 | 1030 | 1030-20R | Tier-3 | Tier-3---3 | 5--5 | 1434 | 100% | 25318.462 | 99.14% | 0.8163% | 0.04139% | 1242.5149 | 0 | 0 | 1242.5149 | 0 | 1130.6716 | 24.939 | 45.3375 | 1130.6716 | 24.939 | 45.3375 | 1254.7263 | 27.6752 | 45.3375 | 4.908% | 0.28668 | 0.27249 | 88316.4782 | 5506.1055 | 686.3261 | 82124.0466 | 88355.9257 | 0 | 0 | 88355.9257 | 0.04097%
2027 | 1030 | 1030-42R | Tier-3 | Tier-3---3 | 5--5 | 1366 | 100% | 28398.7895 | 98.49% | 1.466% | 0.03945% | 1384.5772 | 0 | 0 | 1384.5772 | 0 | 1259.9464 | 23.7564 | 53.0362 | 1259.9464 | 23.7564 | 53.0362 | 1398.1847 | 26.3629 | 53.0362 | 4.875% | 0.28228 | 0.2683 | 100606.2475 | 6191.924 | 1386.8762 | 93027.4473 | 100685.1242 | 0 | 0 | 100685.1242 | 0.04566%
2027 | 1030 | 1030-989R | Tier-3 | Tier-3---3 | 5--5 | 1131 | 100% | 26696.216 | 99.16% | 0.796% | 0.04527% | 1310.3453 | 0 | 0 | 1310.3453 | 0 | 1192.3964 | 19.6694 | 60.6218 | 1192.3964 | 19.6694 | 60.6218 | 1323.2233 | 21.8275 | 60.6218 | 4.908% | 0.30703 | 0.29183 | 86951.1078 | 4865.0498 | 650.3273 | 81435.7308 | 86989.2036 | 0 | 0 | 86989.2036 | 0.04321%
2027 | 1039 | 1039-13 | Tier-2 | Tier-2---3 | 5--5 | 1778 | 100% | 15957.1711 | 97.45% | 2.471% | 0.0752% | 769.7688 | 0 | 0 | 769.7688 | 0 | 700.4791 | 30.9215 | 22.6534 | 700.4791 | 30.9215 | 22.6534 | 777.3341 | 34.3142 | 22.6534 | 4.824% | 0.1351 | 0.12841 | 118113.2514 | 10500.2075 | 2816.2541 | 104796.7897 | 118269.8643 | 0 | 0 | 118269.8643 | 0.02538%
2027 | 1073 | 1073-872F | Tier-2 | Tier-2---20 | 3--2 | 92 | 100% | 17.9659 | 86.84% | 10.72% | 2.434% | 0.7723 | 0 | 0 | 0.7723 | 0 | 0.70278 | 1.6 | 0.43924 | 0.70278 | 1.6 | 0.43924 | 0.77989 | 1.7755 | 0.43924 | 4.299% | 0.018584 | 0.017664 | 966.7183 | 76.5664 | 118.0704 | 772.0814 | 973.3425 | 0 | 0 | 973.3425 | 2.547e-05%
2027 | 1073 | 1073-886F | Tier-2 | Tier-2---20 | 3--2 | 25 | 100% | 27.0781 | 12.75% | 86.83% | 0.4178% | 0.17092 | 0 | 0 | 0.17092 | 0 | 0.15554 | 0.43478 | 0.35774 | 0.15554 | 0.43478 | 0.35774 | 0.1726 | 0.48248 | 0.35774 | 0.6312% | 0.016776 | 0.015946 | 1614.0782 | 19.1067 | 1282.2131 | 312.7584 | 1687.417 | 0 | 0 | 1687.417 | 5.636e-06%
2027 | 1073 | 1073-887F | Tier-2 | Tier-2---21 | 3--1 | 4 | 100% | 6.3934 | 34.35% | 64.55% | 1.103% | 0.10871 | 0 | 0 | 0.10871 | 0 | 0.09892 | 0.069565 | 1.422 | 0.09892 | 0.069565 | 1.422 | 0.10977 | 0.077197 | 1.422 | 1.7% | 0.016639 | 0.015815 | 384.2398 | 11.9549 | 217.4823 | 154.8027 | 397.3768 | 0 | 0 | 397.3768 | 3.585e-06%
2027 | 1090 | 1090-1734 | Tier-3 | Tier-3---16 | 2--5 | 21 | 100% | 730.5479 | 99.24% | 0.5863% | 0.172% | 35.8879 | 0 | 0 | 35.8879 | 0 | 32.6575 | 0.36522 | 89.42 | 32.6575 | 0.36522 | 89.42 | 36.2406 | 0.40529 | 89.42 | 4.912% | 0.01345 | 0.012784 | 54317.4438 | 3261.8302 | 456.9875 | 50598.6261 | 54338.8933 | 0 | 0 | 54338.8933 | 0.001183%
2027 | 1090 | 1090-636R | Tier-3 | Tier-3---15 | 5--3 | 183 | 100% | 919.3728 | 93.93% | 5.62% | 0.4487% | 42.7471 | 0 | 0 | 42.7471 | 0 | 38.8993 | 3.1826 | 12.2225 | 38.8993 | 3.1826 | 12.2225 | 43.1673 | 3.5318 | 12.2225 | 4.65% | 0.38465 | 0.36561 | 2390.1852 | 120.0827 | 121.765 | 2148.3375 | 2397.7393 | 0 | 0 | 2397.7393 | 0.00141%
2027 | 1090 | 1090-70F | Tier-2 | Tier-2---15 | 2--5 | 39 | 100% | 140.8367 | 88.02% | 11.68% | 0.2956% | 6.1362 | 0 | 0 | 6.1362 | 0 | 5.5839 | 0.67826 | 8.2327 | 5.5839 | 0.67826 | 8.2327 | 6.1965 | 0.75267 | 8.2327 | 4.357% | 0.0083 | 0.0078891 | 16968.2749 | 903.4734 | 1917.2026 | 14147.5988 | 17074.1431 | 0 | 0 | 17074.1431 | 0.0002023%
2027 | 1090 | 1090-73F | Tier-3 | Tier-3---10 | 4--5 | 564 | 100% | 5899.0454 | 99.62% | 0.2521% | 0.1275% | 290.8942 | 0 | 0 | 290.8942 | 0 | 264.7098 | 9.8086 | 26.9874 | 264.7098 | 9.8086 | 26.9874 | 293.7531 | 10.8848 | 26.9874 | 4.931% | 0.046754 | 0.044439 | 126173.0725 | 9334.6657 | 462.1696 | 116376.2372 | 126198.0175 | 0 | 0 | 126198.0175 | 0.009593%
2027 | 1090 | 1090-74F | Tier-3 | Tier-3---10 | 4--5 | 628 | 100% | 4990.92 | 99.62% | 0.2191% | 0.1576% | 246.1199 | 0 | 0 | 246.1199 | 0 | 223.9657 | 10.9217 | 20.5066 | 223.9657 | 10.9217 | 20.5066 | 248.5387 | 12.12 | 20.5066 | 4.931% | 0.045737 | 0.043473 | 109123.1086 | 8272.9718 | 456.2327 | 100393.904 | 109144.5164 | 0 | 0 | 109144.5164 | 0.008116%
2027 | 1094 | 1094-35F | Tier-2 | Tier-2---7 | 3--5 | 414 | 100% | 2514.2831 | 99.84% | 0% | 0.1648% | 124.2519 | 0 | 0 | 124.2519 | 0 | 113.0675 | 7.2 | 15.7039 | 113.0675 | 7.2 | 15.7039 | 125.473 | 7.9899 | 15.7039 | 4.942% | 0.020398 | 0.019388 | 123263.6714 | 7008.6853 | 282.5097 | 115972.4764 | 123274.2511 | 0 | 0 | 123274.2511 | 0.004097%
2027 | 1094 | 1094-7 | Tier-2 | Tier-2---17 | 2--4 | 100 | 100% | 95.3301 | 98.77% | 0% | 1.235% | 4.6606 | 0 | 0 | 4.6606 | 0 | 4.2411 | 1.7391 | 2.4386 | 4.2411 | 1.7391 | 2.4386 | 4.7064 | 1.9299 | 2.4386 | 4.889% | 0.0065074 | 0.0061853 | 14649.4839 | 1080.944 | 371.5011 | 13197.0388 | 14658.9042 | 0 | 0 | 14658.9042 | 0.0001537%
2027 | 1100 | 1100-1168F | Tier-2 | Tier-2---18 | 4--2 | 1 | 100% | 54.719 | 98.75% | 1.065% | 0.1855% | 2.6747 | 0 | 0 | 2.6747 | 0 | 2.4339 | 0.017391 | 139.9529 | 2.4339 | 0.017391 | 139.9529 | 2.701 | 0.019299 | 139.9529 | 4.888% | 0.070904 | 0.067394 | 771.7308 | 43.3728 | 7.9161 | 720.4418 | 772.2335 | 0 | 0 | 772.2335 | 8.82e-05%
2027 | 1100 | 1100-1172R | Tier-2 | Tier-2---7 | 4--5 | 43 | 100% | 2144.9788 | 99.68% | 0.2699% | 0.05437% | 105.8322 | 0 | 0 | 105.8322 | 0 | 96.3058 | 0.74782 | 128.7819 | 96.3058 | 0.74782 | 128.7819 | 106.8723 | 0.82987 | 128.7819 | 4.934% | 0.080798 | 0.076798 | 26547.4908 | 2914.2533 | 70.3485 | 23562.889 | 26551.9736 | 0 | 0 | 26551.9736 | 0.00349%
2027 | 1105 | 1105-1479 | Tier-2 | Tier-2---4 | 5--5 | 120 | 100% | 4228.0435 | 99.92% | 0.03248% | 0.04256% | 209.1311 | 0 | 0 | 209.1311 | 0 | 190.3065 | 2.0869 | 91.1891 | 190.3065 | 2.0869 | 91.1891 | 211.1864 | 2.3159 | 91.1891 | 4.946% | 0.10556 | 0.10034 | 40053.0076 | 3869.6704 | 26.6766 | 36156.6607 | 40054.5729 | 0 | 0 | 40054.5729 | 0.006896%
2027 | 1105 | 1105-1483 | Tier-2 | Tier-2---11 | 4--4 | 113 | 100% | 417.0013 | 94.5% | 5.418% | 0.08666% | 19.5054 | 0 | 0 | 19.5054 | 0 | 17.7496 | 1.9652 | 9.032 | 17.7496 | 1.9652 | 9.032 | 19.6971 | 2.1808 | 9.032 | 4.678% | 0.063819 | 0.06066 | 6534.1451 | 320.1386 | 289.9716 | 5924.0349 | 6552.8754 | 0 | 0 | 6552.8754 | 0.0006432%
2027 | 1118 | 1118-1718F | Tier-2 | Tier-2---10 | 5--4 | 69 | 100% | 788.3757 | 99.4% | 0.5205% | 0.07536% | 38.792 | 0 | 0 | 38.792 | 0 | 35.3002 | 1.2 | 29.4171 | 35.3002 | 1.2 | 29.4171 | 39.1733 | 1.3317 | 29.4171 | 4.921% | 0.10781 | 0.10247 | 7312.7208 | 536.3335 | 35.0941 | 6741.2933 | 7314.9902 | 0 | 0 | 7314.9902 | 0.001279%
2027 | 1138 | 1138-6R | Tier-2 | Tier-2---5 | 5--5 | 2029 | 100% | 4663.8779 | 91.12% | 8.567% | 0.3106% | 210.367 | 0 | 0 | 210.367 | 0 | 191.4311 | 35.2867 | 5.425 | 191.4311 | 35.2867 | 5.425 | 212.4345 | 39.1583 | 5.425 | 4.511% | 0.17153 | 0.16304 | 27190.5644 | 2036.5744 | 2249.3585 | 22904.6315 | 27316.2731 | 0 | 0 | 27316.2731 | 0.006937%
2027 | 1162 | 1162-324R | Tier-2 | Tier-2---13 | 4--3 | 24 | 100% | 240.2897 | 88.19% | 10.99% | 0.8202% | 10.4893 | 0 | 0 | 10.4893 | 0 | 9.5451 | 0.41739 | 22.8687 | 9.5451 | 0.41739 | 22.8687 | 10.5924 | 0.46318 | 22.8687 | 4.365% | 0.068658 | 0.065259 | 3499.8056 | 195.2386 | 355.9283 | 2948.6387 | 3521.3352 | 0 | 0 | 3521.3352 | 0.0003459%
2027 | 1162 | 1162-329R | Tier-2 | Tier-2---13 | 4--3 | 25 | 100% | 206.5878 | 96.62% | 2.592% | 0.7875% | 9.8805 | 0 | 0 | 9.8805 | 0 | 8.9912 | 0.43478 | 20.6798 | 8.9912 | 0.43478 | 20.6798 | 9.9777 | 0.48248 | 20.6798 | 4.783% | 0.070019 | 0.066553 | 2950.4371 | 171.8842 | 84.3202 | 2694.2327 | 2955.6292 | 0 | 0 | 2955.6292 | 0.0003258%
2027 | 1162 | 1162-363 | Tier-2 | Tier-2---13 | 4--3 | 7 | 100% | 247.9994 | 97.75% | 1.792% | 0.4608% | 11.9994 | 0 | 0 | 11.9994 | 0 | 10.9193 | 0.12174 | 89.6945 | 10.9193 | 0.12174 | 89.6945 | 12.1173 | 0.1351 | 89.6945 | 4.838% | 0.064829 | 0.06162 | 3825.4385 | 214.4022 | 70.5791 | 3540.4572 | 3829.9274 | 0 | 0 | 3829.9274 | 0.0003957%
2027 | 1166 | 1166-15R | Tier-3 | Tier-3---11 | 5--5 | 151 | 100% | 3965.2217 | 98.26% | 1.658% | 0.07833% | 192.8712 | 0 | 0 | 192.8712 | 0 | 175.5102 | 2.6261 | 66.8338 | 175.5102 | 2.6261 | 66.8338 | 194.7668 | 2.9142 | 66.8338 | 4.864% | 0.19397 | 0.18436 | 20442.8701 | 1122.9007 | 327.2272 | 18992.7422 | 20461.3511 | 0 | 0 | 20461.3511 | 0.00636%
2027 | 1166 | 1166-18R | Tier-3 | Tier-3---5 | 5--5 | 214 | 100% | 10108.4901 | 99.77% | 0.1963% | 0.03345% | 499.2208 | 0 | 0 | 499.2208 | 0 | 454.2842 | 3.7217 | 122.0631 | 454.2842 | 3.7217 | 122.0631 | 504.1272 | 4.1301 | 122.0631 | 4.939% | 0.21365 | 0.20307 | 47313.4054 | 3052.661 | 107.9125 | 44152.8319 | 47319.0656 | 0 | 0 | 47319.0656 | 0.01646%
2027 | 1166 | 1166-342R | Tier-3 | Tier-3---5 | 5--5 | 457 | 100% | 10322.642 | 99.08% | 0.8619% | 0.05733% | 506.2736 | 0 | 0 | 506.2736 | 0 | 460.7021 | 7.9478 | 57.9662 | 460.7021 | 7.9478 | 57.9662 | 511.2492 | 8.8198 | 57.9662 | 4.904% | 0.21878 | 0.20795 | 47183.5693 | 2494.6745 | 397.8438 | 44291.0509 | 47206.1577 | 0 | 0 | 47206.1577 | 0.0167%
2027 | 1215 | 1215-12R | Tier-3 | Tier-3---9 | 5--4 | 85 | 100% | 6147.2839 | 97.88% | 2.045% | 0.07292% | 297.8447 | 0 | 0 | 297.8447 | 0 | 271.0346 | 1.4783 | 183.3481 | 271.0346 | 1.4783 | 183.3481 | 300.7719 | 1.6404 | 183.3481 | 4.845% | 0.69907 | 0.66447 | 8793.5219 | 453.8865 | 171.3905 | 8168.2449 | 8803.2228 | 0 | 0 | 8803.2228 | 0.009822%
2027 | 1215 | 1215-28R | Tier-3 | Tier-3---14 | 5--3 | 52 | 100% | 2215.156 | 94.69% | 5.226% | 0.08401% | 103.8279 | 0 | 0 | 103.8279 | 0 | 94.482 | 0.90434 | 104.4759 | 94.482 | 0.90434 | 104.4759 | 104.8483 | 1.0036 | 104.4759 | 4.687% | 0.66756 | 0.63451 | 3318.2974 | 164.8533 | 155.0862 | 2998.3579 | 3327.4734 | 0 | 0 | 3327.4734 | 0.003424%
2027 | 1215 | 1215-32R | Tier-3 | Tier-3---7 | 5--4 | 334 | 100% | 8696.5042 | 96.48% | 3.447% | 0.07747% | 415.3037 | 0 | 0 | 415.3037 | 0 | 377.9207 | 5.8087 | 65.0616 | 377.9207 | 5.8087 | 65.0616 | 419.3853 | 6.446 | 65.0616 | 4.776% | 0.68132 | 0.6476 | 12764.1579 | 635.3889 | 400.2926 | 11728.4764 | 12787.588 | 0 | 0 | 12787.588 | 0.0137%
2027 | 1233 | 1233-259R | Tier-3 | Tier-3---16 | 5--4 | 166 | 100% | 1558.5389 | 98.56% | 1.214% | 0.2225% | 76.0395 | 0 | 0 | 76.0395 | 0 | 69.195 | 2.8869 | 23.9683 | 69.195 | 2.8869 | 23.9683 | 76.7869 | 3.2037 | 23.9683 | 4.879% | 0.12749 | 0.12118 | 12225.1388 | 744.7481 | 204.4893 | 11275.9014 | 12234.2836 | 0 | 0 | 12234.2836 | 0.002508%
2027 | 1233 | 1233-585R | Tier-3 | Tier-3---12 | 5--5 | 452 | 100% | 3561.9587 | 98.42% | 1.457% | 0.1235% | 173.5298 | 0 | 0 | 173.5298 | 0 | 157.9098 | 7.8608 | 20.0882 | 157.9098 | 7.8608 | 20.0882 | 175.2352 | 8.7233 | 20.0882 | 4.872% | 0.12988 | 0.12345 | 27424.4063 | 1597.7111 | 397.7458 | 25428.9493 | 27446.9828 | 0 | 0 | 27446.9828 | 0.005722%
2027 | 1233 | 1233-587R | Tier-3 | Tier-3---13 | 5--5 | 766 | 100% | 2983.7291 | 97.9% | 1.929% | 0.1696% | 144.5958 | 0 | 0 | 144.5958 | 0 | 131.5802 | 13.3217 | 9.8772 | 131.5802 | 13.3217 | 9.8772 | 146.0169 | 14.7833 | 9.8772 | 4.846% | 0.13489 | 0.12821 | 22120.1137 | 1287.4024 | 436.159 | 20396.5523 | 22144.283 | 0 | 0 | 22144.283 | 0.004768%
2027 | 1233 | 1233-589R | Tier-3 | Tier-3---16 | 5--4 | 112 | 100% | 1386.4905 | 98.92% | 0.9396% | 0.1432% | 67.8881 | 0 | 0 | 67.8881 | 0 | 61.7773 | 1.9478 | 31.7162 | 61.7773 | 1.9478 | 31.7162 | 68.5553 | 2.1615 | 31.7162 | 4.896% | 0.11751 | 0.11169 | 11798.9753 | 654.3239 | 110.4066 | 11034.2448 | 11805.6289 | 0 | 0 | 11805.6289 | 0.002239%
2027 | 1233 | 1233-591R | Tier-3 | Tier-3---12 | 5--5 | 544 | 100% | 4300.1838 | 98.66% | 1.226% | 0.1146% | 210.0058 | 0 | 0 | 210.0058 | 0 | 191.1024 | 9.4608 | 20.1994 | 191.1024 | 9.4608 | 20.1994 | 212.0697 | 10.4988 | 20.1994 | 4.884% | 0.13142 | 0.12491 | 32721.9695 | 2017.1563 | 396.1628 | 30308.6504 | 32744.8122 | 0 | 0 | 32744.8122 | 0.006925%
2027 | 1242 | 1242-1079R | Tier-2 | Tier-2---12 | 2--5 | 27 | 100% | 411.5414 | 99.65% | 0% | 0.3468% | 20.3007 | 0 | 0 | 20.3007 | 0 | 18.4733 | 0.46956 | 39.3416 | 18.4733 | 0.46956 | 39.3416 | 20.5002 | 0.52108 | 39.3416 | 4.933% | 0.0067316 | 0.0063984 | 61135.7492 | 21194.3813 | 442.4228 | 39498.9452 | 61146.7898 | 0 | 0 | 61146.7898 | 0.0006694%
2027 | 1242 | 1242-1084 | Tier-2 | Tier-2---12 | 2--5 | 77 | 100% | 456.1931 | 99.77% | 0% | 0.2285% | 22.53 | 0 | 0 | 22.53 | 0 | 20.502 | 1.3391 | 15.31 | 20.502 | 1.3391 | 15.31 | 22.7514 | 1.486 | 15.31 | 4.939% | 0.005996 | 0.0056992 | 76082.9136 | 12562.2691 | 164.6304 | 63356.014 | 76091.9678 | 0 | 0 | 76091.9678 | 0.000743%
2027 | 1243 | 1243-319R | Tier-2 | Tier-2---9 | 4--4 | 129 | 100% | 1178.043 | 99.35% | 0.5195% | 0.1323% | 57.9331 | 0 | 0 | 57.9331 | 0 | 52.7183 | 2.2435 | 23.4986 | 52.7183 | 2.2435 | 23.4986 | 58.5024 | 2.4896 | 23.4986 | 4.918% | 0.081051 | 0.077039 | 14534.5899 | 742.8831 | 82.0978 | 13709.609 | 14539.5235 | 0 | 0 | 14539.5235 | 0.00191%
2027 | 1243 | 1243-38R | Tier-2 | Tier-2---16 | 4--3 | 20 | 100% | 158.2514 | 99.48% | 0.3681% | 0.155% | 7.7925 | 0 | 0 | 7.7925 | 0 | 7.091 | 0.34782 | 20.3869 | 7.091 | 0.34782 | 20.3869 | 7.869 | 0.38599 | 20.3869 | 4.924% | 0.072591 | 0.068997 | 2180.0532 | 116.78 | 9.4659 | 2053.8073 | 2180.6472 | 0 | 0 | 2180.6472 | 0.000257%
2027 | 1243 | 1243-45R | Tier-2 | Tier-2---7 | 4--5 | 173 | 100% | 1878.3826 | 99.05% | 0.8285% | 0.1244% | 92.0939 | 0 | 0 | 92.0939 | 0 | 83.8042 | 3.0087 | 27.8542 | 83.8042 | 3.0087 | 27.8542 | 92.999 | 3.3388 | 27.8542 | 4.903% | 0.087615 | 0.083278 | 21438.9544 | 1134.9825 | 174.3683 | 20129.6036 | 21449.5937 | 0 | 0 | 21449.5937 | 0.003037%
2027 | 1250 | 1250-27R | Tier-2 | Tier-2---6 | 5--5 | 137 | 100% | 6418.5082 | 93.04% | 6.917% | 0.04745% | 295.5897 | 0 | 0 | 295.5897 | 0 | 268.9826 | 2.3826 | 112.8949 | 268.9826 | 2.3826 | 112.8949 | 298.4947 | 2.644 | 112.8949 | 4.605% | 0.097369 | 0.09255 | 65919.1509 | 5630.4753 | 4516.6533 | 55772.0223 | 66158.2276 | 0 | 0 | 66158.2276 | 0.009747%
2027 | 1250 | 1250-671R | Tier-2 | Tier-2---6 | 4--5 | 121 | 100% | 6815.4278 | 94.54% | 5.441% | 0.023% | 318.9315 | 0 | 0 | 318.9315 | 0 | 290.2233 | 2.1043 | 137.9169 | 290.2233 | 2.1043 | 137.9169 | 322.0659 | 2.3352 | 137.9169 | 4.68% | 0.09205 | 0.087494 | 74040.4971 | 4546.125 | 3808.2018 | 65686.1703 | 74251.1661 | 0 | 0 | 74251.1661 | 0.01052%
2027 | 1250 | 1250-677R | Tier-2 | Tier-2---3 | 5--5 | 740 | 100% | 11748.9088 | 99.26% | 0.6837% | 0.05427% | 577.2793 | 0 | 0 | 577.2793 | 0 | 525.3163 | 12.8695 | 40.8188 | 525.3163 | 12.8695 | 40.8188 | 582.9527 | 14.2815 | 40.8188 | 4.913% | 0.11659 | 0.11081 | 100775.3024 | 5654.1223 | 691.5961 | 94429.584 | 100814.0313 | 0 | 0 | 100814.0313 | 0.01904%
2027 | 1250 | 1250-8R | Tier-2 | Tier-2---4 | 4--5 | 333 | 100% | 3684.9802 | 98.15% | 1.772% | 0.07391% | 179.0398 | 0 | 0 | 179.0398 | 0 | 162.9237 | 5.7913 | 28.1327 | 162.9237 | 5.7913 | 28.1327 | 180.7993 | 6.4267 | 28.1327 | 4.859% | 0.092289 | 0.08772 | 39928.877 | 2037.4755 | 694.1813 | 37197.2202 | 39967.2577 | 0 | 0 | 39967.2577 | 0.005904%
2027 | 1448 | 1448-368 | Tier-1 | Non-HFTD---11 | 2--3 | 123 | 100% | 14.0801 | 87.11% | 0% | 12.89% | 0.60712 | 0 | 0 | 0.60712 | 0 | 0.55247 | 2.1391 | 0.25827 | 0.55247 | 2.1391 | 0.25827 | 0.61309 | 2.3738 | 0.25827 | 4.312% | 0.0077936 | 0.0074078 | 1806.6243 | 108.7088 | 1083.8123 | 614.1032 | 1818.7529 | 0 | 0 | 1818.7529 | 2.002e-05%
2027 | 1458 | 1458-1056 | Tier-2 | Tier-2---11 | 5--3 | 76 | 100% | 427.4478 | 90.46% | 9.431% | 0.1062% | 19.1407 | 0 | 0 | 19.1407 | 0 | 17.4178 | 1.3217 | 13.178 | 17.4178 | 1.3217 | 13.178 | 19.3289 | 1.4667 | 13.178 | 4.478% | 0.13508 | 0.12839 | 3164.5032 | 153.2716 | 270.9645 | 2740.2671 | 3180.2204 | 0 | 0 | 3180.2204 | 0.0006312%
2027 | 1458 | 1458-1058F | Tier-3 | Tier-3---13 | 5--5 | 17 | 100% | 2365.6896 | 85.54% | 14.42% | 0.04244% | 100.1661 | 0 | 0 | 100.1661 | 0 | 91.1498 | 0.29565 | 308.3029 | 91.1498 | 0.29565 | 308.3029 | 101.1506 | 0.32809 | 308.3029 | 4.234% | 0.13833 | 0.13149 | 17101.412 | 929.1062 | 2240.5309 | 13931.7749 | 17230.2132 | 0 | 0 | 17230.2132 | 0.003303%
2027 | 1458 | 1458-1061 | Tier-2 | Tier-2---5 | 5--5 | 221 | 100% | 4370.0987 | 98.67% | 1.293% | 0.03403% | 213.4501 | 0 | 0 | 213.4501 | 0 | 194.2367 | 3.8435 | 50.537 | 194.2367 | 3.8435 | 50.537 | 215.5479 | 4.2651 | 50.537 | 4.884% | 0.14228 | 0.13523 | 30715.3399 | 3071.7122 | 374.3093 | 27269.3184 | 30736.5608 | 0 | 0 | 30736.5608 | 0.007039%
2027 | 1458 | 1458-1075F | Tier-3 | Tier-3---20 | 1--5 | 4 | 100% | 58.2342 | 99.94% | 0% | 0.06312% | 2.8808 | 0 | 0 | 2.8808 | 0 | 2.6215 | 0.069565 | 37.6838 | 2.6215 | 0.069565 | 37.6838 | 2.9091 | 0.077197 | 37.6838 | 4.947% | 0.00013 | 0.00012356 | 447955.3838 | 22633.2846 | 354.8561 | 424967.2431 | 447970.1088 | 0 | 0 | 447970.1088 | 9.5e-05%
2027 | 1458 | 1458-1115F | Tier-2 | Tier-2---18 | 4--2 | 15 | 100% | 66.5074 | 0% | 100% | 0% | 0 | 0 | 0 | 0 | 0 | 0 | 0.26087 | 0 | 0 | 0.26087 | 0 | 0 | 0.28949 | 0 | 0% | 0.091242 | 0.086726 | 728.9125 | 1.3917 | 578.9338 | 148.587 | 766.8727 | 0 | 0 | 766.8727 | 0%
2027 | 1458 | 1458-1117F | Tier-2 | Tier-2---16 | 4--2 | 23 | 100% | 139.4631 | 0% | 100% | 0% | 0 | 0 | 0 | 0 | 0 | 0 | 0.4 | 0 | 0 | 0.4 | 0 | 0 | 0.44388 | 0 | 0% | 0.091116 | 0.086606 | 1530.6137 | 1.9599 | 1384.4341 | 144.2196 | 1610.3248 | 0 | 0 | 1610.3248 | 0%
2027 | 1458 | 1458-1131R | Tier-3 | Tier-3---4 | 5--5 | 149 | 100% | 15987.4265 | 99.09% | 0.8886% | 0.01928% | 784.1928 | 0 | 0 | 784.1928 | 0 | 713.6047 | 2.5913 | 275.3862 | 713.6047 | 2.5913 | 275.3862 | 791.8998 | 2.8756 | 275.3862 | 4.905% | 0.15941 | 0.15152 | 100291.8687 | 5185.6618 | 825.6268 | 94280.5802 | 100339.2877 | 0 | 0 | 100339.2877 | 0.02586%
2027 | 1458 | 1458-456F | Tier-2 | Tier-2---16 | 4--3 | 19 | 100% | 167.5686 | 29.81% | 70.17% | 0.01889% | 2.4724 | 0 | 0 | 2.4724 | 0 | 2.2499 | 0.33043 | 6.8089 | 2.2499 | 0.33043 | 6.8089 | 2.4967 | 0.36669 | 6.8089 | 1.475% | 0.091761 | 0.087218 | 1826.1497 | 31.2269 | 1141.9419 | 652.9809 | 1892.9043 | 0 | 0 | 1892.9043 | 8.153e-05%
2027 | 1458 | 1458-519 | Tier-2 | Tier-2---17 | 1--5 | 1 | 100% | 81.0039 | 99.95% | 0% | 0.04716% | 4.0078 | 0 | 0 | 4.0078 | 0 | 3.647 | 0.017391 | 209.7066 | 3.647 | 0.017391 | 209.7066 | 4.0472 | 0.019299 | 209.7066 | 4.948% | 0.000217 | 0.00020626 | 373290.0884 | 19351.884 | 1116.7535 | 352821.4509 | 373299.256 | 0 | 0 | 373299.256 | 0.0001322%
2027 | 1458 | 1458-565R | Tier-3 | Tier-3---6 | 5--5 | 334 | 100% | 8159.9793 | 99.25% | 0.7112% | 0.04348% | 400.8709 | 0 | 0 | 400.8709 | 0 | 364.787 | 5.8087 | 62.8006 | 364.787 | 5.8087 | 62.8006 | 404.8106 | 6.446 | 62.8006 | 4.913% | 0.15819 | 0.15036 | 51582.9513 | 2671.5244 | 353.2832 | 48558.1438 | 51603.2234 | 0 | 0 | 51603.2234 | 0.01322%
2027 | 1458 | 1458-601R | Tier-3 | Tier-3---2 | 5--5 | 831 | 100% | 37077.302 | 99.36% | 0.615% | 0.02874% | 1823.5109 | 0 | 0 | 1823.5109 | 0 | 1659.3701 | 14.4521 | 114.8188 | 1659.3701 | 14.4521 | 114.8188 | 1841.4323 | 16.0377 | 114.8188 | 4.918% | 0.20421 | 0.1941 | 181561.9083 | 16225.6288 | 1105.2701 | 164231.0094 | 181622.7804 | 0 | 0 | 181622.7804 | 0.06013%
2027 | 1525 | 1525-23R | Tier-2 | Tier-2---20 | 4--1 | 9 | 100% | 8.268 | 89.5% | 6.947% | 3.548% | 0.36631 | 0 | 0 | 0.36631 | 0 | 0.33334 | 0.15652 | 2.1297 | 0.33334 | 0.15652 | 2.1297 | 0.36991 | 0.17369 | 2.1297 | 4.43% | 0.032823 | 0.031198 | 251.8988 | 16.5613 | 22.0923 | 213.2452 | 253.2756 | 0 | 0 | 253.2756 | 1.208e-05%
2027 | 157 | 157-165R | Tier-3 | Tier-3---18 | 5--2 | 124 | 100% | 418.5676 | 87.71% | 11.66% | 0.6303% | 18.1719 | 0 | 0 | 18.1719 | 0 | 16.5362 | 2.1565 | 7.668 | 16.5362 | 2.1565 | 7.668 | 18.3505 | 2.3931 | 7.668 | 4.341% | 0.28262 | 0.26863 | 1481.042 | 67.5847 | 171.9177 | 1241.5396 | 1490.5243 | 0 | 0 | 1490.5243 | 0.0005992%
2027 | 157 | 157-189R | Tier-3 | Tier-3---9 | 5--4 | 1030 | 100% | 5507.0239 | 92.46% | 7.234% | 0.3043% | 252.0471 | 0 | 0 | 252.0471 | 0 | 229.3595 | 17.9129 | 12.8041 | 229.3595 | 17.9129 | 12.8041 | 254.5243 | 19.8783 | 12.8041 | 4.577% | 0.3705 | 0.35216 | 14863.9228 | 754.0463 | 1002.9719 | 13106.9046 | 14922.279 | 0 | 0 | 14922.279 | 0.008312%
2027 | 157 | 157-1928R | Tier-3 | Tier-3---11 | 5--4 | 96 | 100% | 3052.6745 | 99.07% | 0.8703% | 0.06204% | 149.6985 | 0 | 0 | 149.6985 | 0 | 136.2236 | 1.6696 | 81.5928 | 136.2236 | 1.6696 | 81.5928 | 151.1698 | 1.8527 | 81.5928 | 4.904% | 0.2812 | 0.26728 | 10855.7292 | 566.799 | 90.102 | 10198.8282 | 10861.0002 | 0 | 0 | 10861.0002 | 0.004937%
2027 | 157 | 157-204R | Tier-3 | Tier-3---11 | 5--4 | 316 | 100% | 3876.1334 | 98.99% | 0.834% | 0.1804% | 189.9223 | 0 | 0 | 189.9223 | 0 | 172.8267 | 5.4956 | 31.4481 | 172.8267 | 5.4956 | 31.4481 | 191.7888 | 6.0986 | 31.4481 | 4.9% | 0.32777 | 0.31154 | 11825.9094 | 682.672 | 178.5381 | 10964.6993 | 11832.1568 | 0 | 0 | 11832.1568 | 0.006263%
2027 | 157 | 157-232R | Tier-3 | Tier-3---11 | 5--4 | 356 | 100% | 3160.5079 | 95.27% | 4.501% | 0.231% | 149.0426 | 0 | 0 | 149.0426 | 0 | 135.6268 | 6.1913 | 21.9062 | 135.6268 | 6.1913 | 21.9062 | 150.5074 | 6.8706 | 21.9062 | 4.716% | 0.32167 | 0.30575 | 9825.3054 | 518.5543 | 443.2857 | 8863.4653 | 9849.5166 | 0 | 0 | 9849.5166 | 0.004915%
2027 | 157 | 157-257R | Tier-3 | Tier-3---14 | 5--4 | 882 | 100% | 2061.1876 | 81.54% | 17.79% | 0.6678% | 83.1948 | 0 | 0 | 83.1948 | 0 | 75.7062 | 15.339 | 4.9355 | 75.7062 | 15.339 | 4.9355 | 84.0125 | 17.022 | 4.9355 | 4.036% | 0.36686 | 0.3487 | 5618.4522 | 263.1979 | 939.0969 | 4416.1574 | 5672.464 | 0 | 0 | 5672.464 | 0.002743%
2027 | 157 | 157-273R | Tier-3 | Tier-3---14 | 5--4 | 441 | 100% | 1867.403 | 95.01% | 4.712% | 0.2778% | 87.8243 | 0 | 0 | 87.8243 | 0 | 79.9189 | 7.6695 | 10.4203 | 79.9189 | 7.6695 | 10.4203 | 88.6875 | 8.511 | 10.4203 | 4.703% | 0.32295 | 0.30696 | 5782.3142 | 331.2593 | 295.5406 | 5155.5144 | 5797.3391 | 0 | 0 | 5797.3391 | 0.002896%
2027 | 157 | 157-81R | Tier-3 | Tier-3---3 | 5--5 | 1391 | 100% | 18749.5963 | 97% | 2.901% | 0.09453% | 900.3079 | 0 | 0 | 900.3079 | 0 | 819.268 | 24.1911 | 33.8664 | 819.268 | 24.1911 | 33.8664 | 909.1561 | 26.8453 | 33.8664 | 4.802% | 0.38414 | 0.36512 | 48809.8885 | 2680.9552 | 1331.6361 | 44797.2971 | 48886.0197 | 0 | 0 | 48886.0197 | 0.02969%
2027 | 175 | 175-2024R | Tier-2 | Tier-2---5 | 5--5 | 593 | 100% | 4029.0085 | 99.1% | 0.8147% | 0.08289% | 197.6458 | 0 | 0 | 197.6458 | 0 | 179.8549 | 10.313 | 17.4397 | 179.8549 | 10.313 | 17.4397 | 199.5882 | 11.4445 | 17.4397 | 4.906% | 0.19114 | 0.18168 | 21078.6803 | 2171.1598 | 170.5146 | 18737.0059 | 21088.5336 | 0 | 0 | 21088.5336 | 0.006518%
2027 | 175 | 175-24R | Tier-2 | Tier-2---8 | 5--4 | 236 | 100% | 2651.4354 | 70.65% | 29.24% | 0.1064% | 92.7259 | 0 | 0 | 92.7259 | 0 | 84.3793 | 4.1043 | 20.5587 | 84.3793 | 4.1043 | 20.5587 | 93.6372 | 4.5546 | 20.5587 | 3.497% | 0.17491 | 0.16625 | 15158.7512 | 1220.081 | 4125.7623 | 9812.9079 | 15390.4469 | 0 | 0 | 15390.4469 | 0.003058%
2027 | 175 | 175-64R | Tier-3 | Tier-3---11 | 5--5 | 756 | 100% | 4385.4004 | 97.52% | 2.308% | 0.1684% | 211.7013 | 0 | 0 | 211.7013 | 0 | 192.6453 | 13.1477 | 14.6524 | 192.6453 | 13.1477 | 14.6524 | 213.7819 | 14.5903 | 14.6524 | 4.827% | 0.20232 | 0.19231 | 21675.2228 | 1490.2349 | 476.6065 | 19708.3814 | 21703.178 | 0 | 0 | 21703.178 | 0.006981%
2027 | 175 | 175-90R | Tier-3 | Tier-3---9 | 5--5 | 864 | 100% | 5741.4949 | 96.86% | 2.992% | 0.1472% | 275.2829 | 0 | 0 | 275.2829 | 0 | 250.5037 | 15.026 | 16.6714 | 250.5037 | 15.026 | 16.6714 | 277.9884 | 16.6746 | 16.6714 | 4.795% | 0.20491 | 0.19477 | 28019.3198 | 1604.6601 | 781.1853 | 25633.4744 | 28065.1231 | 0 | 0 | 28065.1231 | 0.009078%
2027 | 175 | 175-94R | Tier-2 | Tier-2---10 | 5--4 | 245 | 100% | 836.2457 | 79.76% | 20.09% | 0.1547% | 33.0153 | 0 | 0 | 33.0153 | 0 | 30.0435 | 4.2608 | 7.0511 | 30.0435 | 4.2608 | 7.0511 | 33.3398 | 4.7283 | 7.0511 | 3.948% | 0.16555 | 0.15736 | 5051.3061 | 289.0942 | 923.2368 | 3838.9751 | 5104.5538 | 0 | 0 | 5104.5538 | 0.001089%
2027 | 176 | 176-161R | Tier-3 | Tier-3---5 | 5--5 | 575 | 100% | 11523.3049 | 98.77% | 1.172% | 0.05875% | 563.3817 | 0 | 0 | 563.3817 | 0 | 512.6697 | 9.9999 | 51.2673 | 512.6697 | 9.9999 | 51.2673 | 568.9186 | 11.0971 | 51.2673 | 4.889% | 0.22417 | 0.21307 | 51404.5427 | 2861.3734 | 647.4738 | 47895.6955 | 51437.4981 | 0 | 0 | 51437.4981 | 0.01858%
2027 | 176 | 176-164R | Tier-3 | Tier-3---11 | 5--5 | 357 | 100% | 4184.7467 | 98.1% | 1.799% | 0.1047% | 203.2012 | 0 | 0 | 203.2012 | 0 | 184.9104 | 6.2087 | 29.7827 | 184.9104 | 6.2087 | 29.7827 | 205.1983 | 6.8899 | 29.7827 | 4.856% | 0.20727 | 0.19701 | 20189.7554 | 1135.7308 | 339.0696 | 18714.955 | 20209.7732 | 0 | 0 | 20209.7732 | 0.006701%
2027 | 176 | 176-1834R | Tier-3 | Tier-3---5 | 5--5 | 870 | 100% | 10068.5168 | 97.13% | 2.784% | 0.0867% | 484.0866 | 0 | 0 | 484.0866 | 0 | 440.5122 | 15.1303 | 29.1145 | 440.5122 | 15.1303 | 29.1145 | 488.8442 | 16.7904 | 29.1145 | 4.808% | 0.23205 | 0.22056 | 43390.2136 | 3622.3985 | 1240.781 | 38527.0341 | 43455.0713 | 0 | 0 | 43455.0713 | 0.01596%
2027 | 176 | 176-1836R | Tier-2 | Tier-2---11 | 5--3 | 30 | 100% | 404.4817 | 67.64% | 32.12% | 0.2398% | 13.5424 | 0 | 0 | 13.5424 | 0 | 12.3234 | 0.52174 | 23.62 | 12.3234 | 0.52174 | 23.62 | 13.6755 | 0.57898 | 23.62 | 3.348% | 0.10638 | 0.10111 | 3802.2631 | 239.6225 | 1178.8168 | 2383.8239 | 3866.3442 | 0 | 0 | 3866.3442 | 0.0004466%
2027 | 176 | 176-1845R | Tier-3 | Tier-3---11 | 5--5 | 270 | 100% | 3401.0234 | 97.74% | 2.113% | 0.1474% | 164.5455 | 0 | 0 | 164.5455 | 0 | 149.7342 | 4.6956 | 31.888 | 149.7342 | 4.6956 | 31.888 | 166.1626 | 5.2108 | 31.888 | 4.838% | 0.20978 | 0.19939 | 16212.4883 | 938.665 | 329.6573 | 14944.1661 | 16231.572 | 0 | 0 | 16231.572 | 0.005426%
2027 | 176 | 176-194R | Tier-3 | Tier-3---9 | 5--5 | 451 | 100% | 4934.1603 | 97.7% | 2.178% | 0.1196% | 238.628 | 0 | 0 | 238.628 | 0 | 217.1483 | 7.8434 | 27.6854 | 217.1483 | 7.8434 | 27.6854 | 240.9733 | 8.704 | 27.6854 | 4.836% | 0.21542 | 0.20476 | 22904.8386 | 1316.8845 | 471.0491 | 21116.9051 | 22932.2512 | 0 | 0 | 22932.2512 | 0.007869%
2027 | 176 | 176-197F | Tier-3 | Tier-3---5 | 5--5 | 1054 | 100% | 13172.958 | 96.8% | 3.124% | 0.0728% | 631.2162 | 0 | 0 | 631.2162 | 0 | 574.3981 | 18.3303 | 31.336 | 574.3981 | 18.3303 | 31.336 | 637.4198 | 20.3415 | 31.336 | 4.792% | 0.23242 | 0.22091 | 56678.2638 | 5414.7581 | 1674.033 | 49589.4726 | 56772.6237 | 0 | 0 | 56772.6237 | 0.02082%
2027 | 176 | 176-200F | Tier-3 | Tier-3---15 | 5--4 | 77 | 100% | 1635.841 | 89.24% | 10.7% | 0.05535% | 72.2645 | 0 | 0 | 72.2645 | 0 | 65.7597 | 1.3391 | 49.1066 | 65.7597 | 1.3391 | 49.1066 | 72.9747 | 1.486 | 49.1066 | 4.418% | 0.18529 | 0.17612 | 8828.4206 | 442.8683 | 867.091 | 7518.4614 | 8877.8734 | 0 | 0 | 8877.8734 | 0.002383%
2027 | 177 | 177-955 | Tier-2 | Tier-2---5 | 5--5 | 36 | 100% | 2963.4059 | 78.23% | 21.66% | 0.1106% | 114.7532 | 0 | 0 | 114.7532 | 0 | 104.4239 | 0.62608 | 166.7892 | 104.4239 | 0.62608 | 166.7892 | 115.881 | 0.69478 | 166.7892 | 3.872% | 0.11726 | 0.11145 | 25272.526 | 2362.8504 | 4989.1737 | 17920.5019 | 25559.0608 | 0 | 0 | 25559.0608 | 0.003784%
2027 | 178 | 178-968AE | Tier-2 | Tier-2---18 | 3--3 | 9 | 100% | 47.6106 | 91.21% | 0% | 8.789% | 2.1496 | 0 | 0 | 2.1496 | 0 | 1.9561 | 0.15652 | 12.4974 | 1.9561 | 0.15652 | 12.4974 | 2.1707 | 0.17369 | 12.4974 | 4.515% | 0.018466 | 0.017552 | 2578.2566 | 231.3064 | 796.8416 | 1550.1086 | 2590.057 | 0 | 0 | 2590.057 | 7.089e-05%
2027 | 178 | 178-982 | Tier-2 | Tier-2---21 | 1--1 | 3 | 100% | 0.95479 | 13.38% | 0% | 86.62% | 0.0063254 | 0 | 0 | 0.0063254 | 0 | 0.005756 | 0.052174 | 0.11032 | 0.005756 | 0.052174 | 0.11032 | 0.0063875 | 0.057898 | 0.11032 | 0.6625% | 0.0033454 | 0.0031798 | 285.4035 | 0.62363 | 260.7814 | 23.9985 | 298.2775 | 0 | 0 | 298.2775 | 2.086e-07%
2027 | 182 | 182-2240F | Tier-2 | Tier-2---2 | 5--5 | 1311 | 100% | 11917.1989 | 94.29% | 5.651% | 0.05821% | 556.2232 | 0 | 0 | 556.2232 | 0 | 506.1555 | 22.7999 | 22.1999 | 506.1555 | 22.7999 | 22.1999 | 561.6897 | 25.3014 | 22.1999 | 4.667% | 0.1455 | 0.1383 | 81902.6704 | 14617.7682 | 4685.118 | 62599.7842 | 82146.1822 | 0 | 0 | 82146.1822 | 0.01834%
2027 | 182 | 182-2250 | Tier-2 | Tier-2---8 | 5--5 | 11 | 100% | 1939.2132 | 99.74% | 0.2126% | 0.04638% | 95.7424 | 0 | 0 | 95.7424 | 0 | 87.1243 | 0.1913 | 455.4255 | 87.1243 | 0.1913 | 455.4255 | 96.6834 | 0.21229 | 455.4255 | 4.937% | 0.10496 | 0.099761 | 18476.2986 | 952.6245 | 43.2141 | 17480.4599 | 18478.7907 | 0 | 0 | 18478.7907 | 0.003157%
2027 | 182 | 182-2252R | Tier-2 | Tier-2---5 | 5--5 | 338 | 100% | 4229.9446 | 99.22% | 0.7256% | 0.05893% | 207.7395 | 0 | 0 | 207.7395 | 0 | 189.0401 | 5.8782 | 32.1594 | 189.0401 | 5.8782 | 32.1594 | 209.7812 | 6.5232 | 32.1594 | 4.911% | 0.11307 | 0.10747 | 37409.5665 | 1975.2658 | 266.8712 | 35167.4295 | 37424.8513 | 0 | 0 | 37424.8513 | 0.00685%
2027 | 182 | 182-2254R | Tier-2 | Tier-2---11 | 5--4 | 17 | 100% | 655.8009 | 99.14% | 0.7615% | 0.1019% | 32.1819 | 0 | 0 | 32.1819 | 0 | 29.2851 | 0.29565 | 99.0531 | 29.2851 | 0.29565 | 99.0531 | 32.4982 | 0.32809 | 99.0531 | 4.907% | 0.10223 | 0.097167 | 6415.1442 | 353.6469 | 48.0889 | 6013.4084 | 6418.0287 | 0 | 0 | 6418.0287 | 0.001061%
2027 | 183 | 183-439 | Tier-2 | Tier-2---14 | 3--5 | 85 | 100% | 316.4778 | 66.23% | 33.5% | 0.2671% | 10.3754 | 0 | 0 | 10.3754 | 0 | 9.4415 | 1.4783 | 6.3869 | 9.4415 | 1.4783 | 6.3869 | 10.4774 | 1.6404 | 6.3869 | 3.278% | 0.018422 | 0.01751 | 17179.1509 | 725.6319 | 5296.9277 | 11156.5913 | 17481.2723 | 0 | 0 | 17481.2723 | 0.0003421%
2027 | 183 | 183-440 | Tier-2 | Tier-2---12 | 3--5 | 180 | 100% | 471.2015 | 74.37% | 25.17% | 0.4626% | 17.3463 | 0 | 0 | 17.3463 | 0 | 15.7849 | 3.1304 | 5.0424 | 15.7849 | 3.1304 | 5.0424 | 17.5167 | 3.4739 | 5.0424 | 3.681% | 0.025335 | 0.024081 | 18598.5411 | 874.6942 | 4409.0899 | 13314.757 | 18846.7923 | 0 | 0 | 18846.7923 | 0.000572%
2027 | 185 | 185-51F | Tier-2 | Tier-2---7 | 4--5 | 481 | 100% | 1723.9707 | 91.93% | 7.724% | 0.3493% | 78.4468 | 0 | 0 | 78.4468 | 0 | 71.3855 | 8.3652 | 8.5337 | 71.3855 | 8.3652 | 8.5337 | 79.2178 | 9.283 | 8.5337 | 4.55% | 0.048222 | 0.045835 | 35751.0066 | 2801.5482 | 2693.3974 | 30256.061 | 35901.3237 | 0 | 0 | 35901.3237 | 0.002587%
2027 | 196 | 196-43F | Tier-2 | Tier-2---17 | 3--4 | 138 | 100% | 93.7651 | 5.14% | 94.59% | 0.2662% | 0.23855 | 0 | 0 | 0.23855 | 0 | 0.21708 | 2.4 | 0.090451 | 0.21708 | 2.4 | 0.090451 | 0.2409 | 2.6633 | 0.090451 | 0.2544% | 0.017356 | 0.016497 | 5402.3367 | 30.1575 | 4732.0128 | 640.1664 | 5669.2187 | 0 | 0 | 5669.2187 | 7.867e-06%
2027 | 197 | 197-1150F | Tier-2 | Tier-2---15 | 3--4 | 2 | 100% | 183.5383 | 99.34% | 0.09556% | 0.5689% | 9.0248 | 0 | 0 | 9.0248 | 0 | 8.2124 | 0.034782 | 236.1089 | 8.2124 | 0.034782 | 236.1089 | 9.1135 | 0.038599 | 236.1089 | 4.917% | 0.021777 | 0.020699 | 8428.1597 | 574.797 | 50.0666 | 7803.2962 | 8431.076 | 0 | 0 | 8431.076 | 0.0002976%
2027 | 197 | 197-1155F | Tier-2 | Tier-2---21 | 1--4 | 27 | 100% | 6.6189 | 96.38% | 0% | 3.621% | 0.31578 | 0 | 0 | 0.31578 | 0 | 0.28735 | 0.46956 | 0.61196 | 0.28735 | 0.46956 | 0.61196 | 0.31888 | 0.52108 | 0.61196 | 4.771% | 0.0010316 | 0.00098054 | 6416.1897 | 579.4256 | 247.7258 | 5589.0383 | 6428.2874 | 0 | 0 | 6428.2874 | 1.041e-05%
2027 | 198 | 198-37R | Tier-2 | Tier-2---9 | 4--5 | 103 | 100% | 973.0999 | 95.53% | 4.02% | 0.4464% | 46.017 | 0 | 0 | 46.017 | 0 | 41.8749 | 1.7913 | 23.3769 | 41.8749 | 1.7913 | 23.3769 | 46.4693 | 1.9878 | 23.3769 | 4.729% | 0.030671 | 0.029153 | 31727.0349 | 11360.5744 | 2371.5133 | 17994.9472 | 31800.8328 | 0 | 0 | 31800.8328 | 0.001517%
2027 | 204 | 204-32R | Tier-2 | Tier-2---11 | 4--4 | 301 | 100% | 490.4615 | 96.36% | 1.259% | 2.378% | 23.3948 | 0 | 0 | 23.3948 | 0 | 21.2889 | 5.2347 | 4.0668 | 21.2889 | 5.2347 | 4.0668 | 23.6247 | 5.8091 | 4.0668 | 4.77% | 0.087106 | 0.082794 | 5630.6279 | 367.679 | 185.9169 | 5077.0321 | 5641.2939 | 0 | 0 | 5641.2939 | 0.0007715%
2027 | 205 | 205-1550 | Tier-2 | Tier-2---15 | 2--4 | 9 | 100% | 124.0064 | 98.52% | 0% | 1.478% | 6.0476 | 0 | 0 | 6.0476 | 0 | 5.5032 | 0.15652 | 35.1598 | 5.5032 | 0.15652 | 35.1598 | 6.107 | 0.17369 | 35.1598 | 4.877% | 0.008789 | 0.0083539 | 14109.2738 | 977.469 | 764.0781 | 12367.7267 | 14120.1329 | 0 | 0 | 14120.1329 | 0.0001994%
2027 | 206 | 206-1105 | Tier-2 | Tier-2---9 | 3--5 | 66 | 100% | 1279.0443 | 99.78% | 0% | 0.2159% | 63.176 | 0 | 0 | 63.176 | 0 | 57.4893 | 1.1478 | 50.0857 | 57.4893 | 1.1478 | 50.0857 | 63.7969 | 1.2738 | 50.0857 | 4.939% | 0.014019 | 0.013325 | 91236.4892 | 5528.0185 | 303.6221 | 85404.8486 | 91246.7455 | 0 | 0 | 91246.7455 | 0.002083%
2027 | 206 | 206-1817 | Tier-2 | Tier-2---4 | 4--5 | 385 | 100% | 2976.5734 | 99.75% | 0% | 0.2502% | 146.9718 | 0 | 0 | 146.9718 | 0 | 133.7423 | 6.6956 | 19.9746 | 133.7423 | 6.6956 | 19.9746 | 148.4162 | 7.4302 | 19.9746 | 4.938% | 0.038208 | 0.036317 | 77904.8627 | 4581.6453 | 274.9924 | 73048.225 | 77915.0127 | 0 | 0 | 77915.0127 | 0.004847%
2027 | 209 | 209-1769F | Tier-2 | Tier-2---6 | 5--5 | 1294 | 100% | 8462.8018 | 99.74% | 0% | 0.2593% | 417.8226 | 0 | 0 | 417.8226 | 0 | 380.2129 | 22.5042 | 16.8952 | 380.2129 | 22.5042 | 16.8952 | 421.929 | 24.9733 | 16.8952 | 4.937% | 0.11169 | 0.10616 | 75768.5529 | 4573.9666 | 302.4119 | 70892.1744 | 75778.7828 | 0 | 0 | 75778.7828 | 0.01378%
2027 | 210 | 210-172R | Tier-2 | Tier-2---11 | 5--2 | 202 | 100% | 498.1496 | 90.1% | 9.186% | 0.7154% | 22.2168 | 0 | 0 | 22.2168 | 0 | 20.217 | 3.513 | 5.7549 | 20.217 | 3.513 | 5.7549 | 22.4352 | 3.8985 | 5.7549 | 4.46% | 0.32588 | 0.30975 | 1528.6439 | 54.3411 | 137.5486 | 1336.7541 | 1536.5263 | 0 | 0 | 1536.5263 | 0.0007326%
2027 | 210 | 210-392R | Tier-2 | Tier-2---10 | 5--3 | 360 | 100% | 1037.8957 | 85.73% | 13.64% | 0.6245% | 44.0457 | 0 | 0 | 44.0457 | 0 | 40.081 | 6.2608 | 6.4019 | 40.081 | 6.2608 | 6.4019 | 44.4786 | 6.9478 | 6.4019 | 4.244% | 0.34771 | 0.33049 | 2984.984 | 126.9167 | 388.4133 | 2469.654 | 3007.1634 | 0 | 0 | 3007.1634 | 0.001452%
2027 | 210 | 210-394R | Tier-2 | Tier-2---16 | 5--2 | 240 | 100% | 170.5929 | 70.47% | 28.1% | 1.432% | 5.9509 | 0 | 0 | 5.9509 | 0 | 5.4153 | 4.1739 | 1.2974 | 5.4153 | 4.1739 | 1.2974 | 6.0094 | 4.6318 | 1.2974 | 3.488% | 0.31841 | 0.30265 | 535.7584 | 19.2532 | 128.0571 | 388.4481 | 543.997 | 0 | 0 | 543.997 | 0.0001962%
2027 | 210 | 210-9R | Tier-2 | Tier-2---13 | 5--2 | 183 | 100% | 317.7725 | 50.82% | 48.53% | 0.6462% | 7.9945 | 0 | 0 | 7.9945 | 0 | 7.2749 | 3.1826 | 2.2858 | 7.2749 | 3.1826 | 2.2858 | 8.0731 | 3.5318 | 2.2858 | 2.516% | 0.31397 | 0.29843 | 1012.1143 | 32.0834 | 459.6705 | 520.3604 | 1038.0342 | 0 | 0 | 1038.0342 | 0.0002636%
2027 | 211 | 211-279R | Tier-2 | Tier-2---10 | 5--3 | 410 | 100% | 1199.6322 | 89.49% | 9.8% | 0.7134% | 53.1388 | 0 | 0 | 53.1388 | 0 | 48.3556 | 7.1304 | 6.7816 | 48.3556 | 7.1304 | 6.7816 | 53.6611 | 7.9127 | 6.7816 | 4.43% | 0.37314 | 0.35467 | 3215.0069 | 112.0942 | 354.3013 | 2748.6114 | 3232.6094 | 0 | 0 | 3232.6094 | 0.001752%
2027 | 211 | 211-312R | Tier-2 | Tier-2---8 | 5--3 | 321 | 100% | 1809.5147 | 84.26% | 15.08% | 0.6521% | 75.477 | 0 | 0 | 75.477 | 0 | 68.683 | 5.5826 | 12.3031 | 68.683 | 5.5826 | 12.3031 | 76.2188 | 6.1951 | 12.3031 | 4.171% | 0.39031 | 0.37099 | 4636.1485 | 245.0801 | 661.0984 | 3729.97 | 4674.1392 | 0 | 0 | 4674.1392 | 0.002489%
2027 | 211 | 211-771R | Tier-3 | Tier-3---14 | 5--4 | 1148 | 100% | 1890.633 | 91.06% | 8.49% | 0.4466% | 85.223 | 0 | 0 | 85.223 | 0 | 77.5518 | 19.9651 | 3.8844 | 77.5518 | 19.9651 | 3.8844 | 86.0606 | 22.1556 | 3.8844 | 4.508% | 0.3743 | 0.35578 | 5051.0602 | 188.146 | 399.018 | 4463.8962 | 5074.5675 | 0 | 0 | 5074.5675 | 0.00281%
2027 | 212 | 212-1177R | Tier-2 | Tier-2---8 | 5--4 | 386 | 100% | 1738.9252 | 95.43% | 4.096% | 0.4776% | 82.1402 | 0 | 0 | 82.1402 | 0 | 74.7465 | 6.713 | 11.1346 | 74.7465 | 6.713 | 11.1346 | 82.9475 | 7.4495 | 11.1346 | 4.724% | 0.15054 | 0.14309 | 11551.4959 | 598.6378 | 571.3977 | 10381.4604 | 11579.0081 | 0 | 0 | 11579.0081 | 0.002709%
2027 | 212 | 212-1204R | Tier-2 | Tier-2---8 | 5--4 | 267 | 100% | 1570.3762 | 94.97% | 4.642% | 0.3849% | 73.8258 | 0 | 0 | 73.8258 | 0 | 67.1805 | 4.6434 | 14.4678 | 67.1805 | 4.6434 | 14.4678 | 74.5514 | 5.1529 | 14.4678 | 4.701% | 0.19221 | 0.18269 | 8170.2767 | 423.629 | 402.249 | 7344.3988 | 8191.6669 | 0 | 0 | 8191.6669 | 0.002435%
2027 | 212 | 212-638R | Tier-2 | Tier-2---11 | 5--4 | 39 | 100% | 609.7797 | 99.07% | 0.4924% | 0.4406% | 29.9025 | 0 | 0 | 29.9025 | 0 | 27.2109 | 0.67826 | 40.1188 | 27.2109 | 0.67826 | 40.1188 | 30.1964 | 0.75267 | 40.1188 | 4.904% | 0.10708 | 0.10177 | 5694.8842 | 240.5228 | 69.3628 | 5384.9986 | 5697.6511 | 0 | 0 | 5697.6511 | 0.0009861%
2027 | 212 | 212-725R | Tier-3 | Tier-3---10 | 5--5 | 1799 | 100% | 4887.8267 | 99.15% | 0.7265% | 0.1225% | 239.8933 | 0 | 0 | 239.8933 | 0 | 218.2996 | 31.2868 | 6.9774 | 218.2996 | 31.2868 | 6.9774 | 242.251 | 34.7195 | 6.9774 | 4.908% | 0.13941 | 0.13251 | 35061.0556 | 1697.3046 | 267.0507 | 33096.7003 | 35076.5573 | 0 | 0 | 35076.5573 | 0.007911%
2027 | 212 | 212-734R | Tier-2 | Tier-2---10 | 5--4 | 23 | 100% | 1265.9596 | 97.92% | 1.386% | 0.6959% | 61.3606 | 0 | 0 | 61.3606 | 0 | 55.8373 | 0.4 | 139.5942 | 55.8373 | 0.4 | 139.5942 | 61.9636 | 0.44388 | 139.5942 | 4.847% | 0.17753 | 0.16875 | 7130.7609 | 270.2179 | 291.48 | 6569.0631 | 7138.4909 | 0 | 0 | 7138.4909 | 0.002023%
2027 | 212 | 212-739R | Tier-3 | Tier-3---15 | 5--4 | 658 | 100% | 998.7912 | 96.62% | 2.787% | 0.5903% | 47.7702 | 0 | 0 | 47.7702 | 0 | 43.4702 | 11.4434 | 3.7987 | 43.4702 | 11.4434 | 3.7987 | 48.2397 | 12.6989 | 3.7987 | 4.783% | 0.13097 | 0.12449 | 7626.107 | 388.5698 | 248.0646 | 6989.4726 | 7639.5217 | 0 | 0 | 7639.5217 | 0.001575%
2027 | 212 | 212-743R | Tier-2 | Tier-2---13 | 5--3 | 63 | 100% | 261.4279 | 97.06% | 2.12% | 0.8249% | 12.5596 | 0 | 0 | 12.5596 | 0 | 11.4291 | 1.0956 | 10.4314 | 11.4291 | 1.0956 | 10.4314 | 12.683 | 1.2159 | 10.4314 | 4.804% | 0.11654 | 0.11078 | 2243.1612 | 103.5889 | 60.4407 | 2079.1316 | 2246.6012 | 0 | 0 | 2246.6012 | 0.0004142%
2027 | 212 | 212-758R | Tier-2 | Tier-2---8 | 5--4 | 268 | 100% | 1482.4618 | 97.27% | 2.316% | 0.4117% | 71.3804 | 0 | 0 | 71.3804 | 0 | 64.9552 | 4.6608 | 13.9364 | 64.9552 | 4.6608 | 13.9364 | 72.0819 | 5.1722 | 13.9364 | 4.815% | 0.1427 | 0.13564 | 10388.4417 | 533.566 | 267.0613 | 9587.8143 | 10403.1976 | 0 | 0 | 10403.1976 | 0.002354%
2027 | 212 | 212-773R | Tier-2 | Tier-2---5 | 5--4 | 413 | 100% | 2758.5667 | 95.78% | 3.96% | 0.2633% | 130.7823 | 0 | 0 | 130.7823 | 0 | 119.0101 | 7.1826 | 16.5693 | 119.0101 | 7.1826 | 16.5693 | 132.0677 | 7.9706 | 16.5693 | 4.741% | 0.19881 | 0.18897 | 13875.2805 | 746.7621 | 538.2266 | 12590.2917 | 13905.797 | 0 | 0 | 13905.797 | 0.004313%
2027 | 212 | 212-799R | Tier-2 | Tier-2---10 | 5--4 | 105 | 100% | 1038.8005 | 97.12% | 2.539% | 0.3416% | 49.9395 | 0 | 0 | 49.9395 | 0 | 45.4442 | 1.8261 | 24.8863 | 45.4442 | 1.8261 | 24.8863 | 50.4303 | 2.0264 | 24.8863 | 4.807% | 0.12493 | 0.11875 | 8315.0604 | 411.6865 | 218.9209 | 7684.453 | 8327.5336 | 0 | 0 | 8327.5336 | 0.001647%
2027 | 212 | 212-880R | Tier-2 | Tier-2---16 | 5--2 | 94 | 100% | 104.9439 | 97.78% | 1.295% | 0.9224% | 5.0795 | 0 | 0 | 5.0795 | 0 | 4.6223 | 1.6348 | 2.8275 | 4.6223 | 1.6348 | 2.8275 | 5.1294 | 1.8141 | 2.8275 | 4.84% | 0.10736 | 0.10205 | 977.4994 | 42.0611 | 20.0248 | 915.4135 | 978.6283 | 0 | 0 | 978.6283 | 0.0001675%
2027 | 212 | 212-886R | Tier-2 | Tier-2---8 | 5--4 | 160 | 100% | 2163.5248 | 98.72% | 1.034% | 0.2463% | 105.7234 | 0 | 0 | 105.7234 | 0 | 96.2068 | 2.7826 | 34.5746 | 96.2068 | 2.7826 | 34.5746 | 106.7624 | 3.0879 | 34.5746 | 4.887% | 0.18767 | 0.17838 | 11528.3958 | 592.0091 | 130.2023 | 10806.1843 | 11536.0822 | 0 | 0 | 11536.0822 | 0.003486%
2027 | 212 | 212-888R | Tier-2 | Tier-2---8 | 5--4 | 125 | 100% | 1471.0622 | 97.82% | 1.883% | 0.2988% | 71.2291 | 0 | 0 | 71.2291 | 0 | 64.8175 | 2.1739 | 29.8163 | 64.8175 | 2.1739 | 29.8163 | 71.9292 | 2.4124 | 29.8163 | 4.842% | 0.13116 | 0.12466 | 11216.1087 | 603.389 | 219.1134 | 10393.6063 | 11228.8506 | 0 | 0 | 11228.8506 | 0.002349%
2027 | 214 | 214-1122R | Tier-3 | Tier-3---3 | 5--5 | 1694 | 100% | 26281.1502 | 98.91% | 1.048% | 0.04591% | 1286.6839 | 0 | 0 | 1286.6839 | 0 | 1170.8648 | 29.4607 | 39.7433 | 1170.8648 | 29.4607 | 39.7433 | 1299.3294 | 32.693 | 39.7433 | 4.896% | 0.26918 | 0.25585 | 97635.635 | 5011.5122 | 984.8064 | 91639.3164 | 97691.265 | 0 | 0 | 97691.265 | 0.04243%
2027 | 214 | 214-1135R | Tier-3 | Tier-3---6 | 4--5 | 980 | 100% | 6666.9216 | 99.41% | 0.4702% | 0.123% | 328.055 | 0 | 0 | 328.055 | 0 | 298.5256 | 17.0434 | 17.5156 | 298.5256 | 17.0434 | 17.5156 | 331.2791 | 18.9133 | 17.5156 | 4.921% | 0.090777 | 0.086284 | 73442.8498 | 4553.5888 | 482.5906 | 68406.6704 | 73465.5376 | 0 | 0 | 73465.5376 | 0.01082%
2027 | 214 | 214-17AE | Tier-3 | Tier-3---17 | 4--4 | 1791 | 100% | 484.0355 | 97.4% | 1.48% | 1.12% | 23.3369 | 0 | 0 | 23.3369 | 0 | 21.2363 | 31.1476 | 0.68179 | 21.2363 | 31.1476 | 0.68179 | 23.5663 | 34.5651 | 0.68179 | 4.821% | 0.071957 | 0.068395 | 6726.7702 | 365.2505 | 154.8548 | 6206.6649 | 6735.8769 | 0 | 0 | 6735.8769 | 0.0007696%
2027 | 214 | 214-4R | Tier-3 | Tier-3---17 | 4--4 | 892 | 100% | 400.1895 | 97.86% | 1.359% | 0.7809% | 19.3854 | 0 | 0 | 19.3854 | 0 | 17.6405 | 15.5129 | 1.1371 | 17.6405 | 15.5129 | 1.1371 | 19.576 | 17.215 | 1.1371 | 4.844% | 0.059676 | 0.056722 | 6706.0819 | 383.8314 | 129.2907 | 6192.9598 | 6713.5561 | 0 | 0 | 6713.5561 | 0.0006393%
2027 | 214 | 214-536R | Tier-3 | Tier-3---17 | 4--4 | 433 | 100% | 513.3291 | 98.71% | 0.8845% | 0.4005% | 25.0833 | 0 | 0 | 25.0833 | 0 | 22.8254 | 7.5304 | 3.0311 | 22.8254 | 7.5304 | 3.0311 | 25.3298 | 8.3566 | 3.0311 | 4.886% | 0.053744 | 0.051083 | 9551.4463 | 547.5853 | 232.0453 | 8771.8157 | 9557.8383 | 0 | 0 | 9557.8383 | 0.0008272%
2027 | 214 | 214-583R | Tier-3 | Tier-3---13 | 4--5 | 318 | 100% | 2208.3134 | 99.09% | 0.6816% | 0.2244% | 108.3212 | 0 | 0 | 108.3212 | 0 | 98.5708 | 5.5304 | 17.8235 | 98.5708 | 5.5304 | 17.8235 | 109.3858 | 6.1372 | 17.8235 | 4.905% | 0.070413 | 0.066928 | 31362.296 | 1883.6813 | 422.1722 | 29056.4425 | 31377.0932 | 0 | 0 | 31377.0932 | 0.003572%
2027 | 214 | 214-613R | Tier-3 | Tier-3---14 | 5--3 | 1357 | 100% | 1721.769 | 85.69% | 14.07% | 0.2459% | 73.0294 | 0 | 0 | 73.0294 | 0 | 66.4558 | 23.5998 | 2.8159 | 66.4558 | 23.5998 | 2.8159 | 73.7472 | 26.1892 | 2.8159 | 4.242% | 0.43289 | 0.41146 | 3977.4025 | 197.1566 | 516.9968 | 3263.2491 | 4007.0485 | 0 | 0 | 4007.0485 | 0.002408%
2027 | 214 | 214-647R | Tier-3 | Tier-3---8 | 5--5 | 617 | 100% | 22354.3085 | 99.24% | 0.73% | 0.02701% | 1098.1613 | 0 | 0 | 1098.1613 | 0 | 999.3119 | 10.7304 | 93.1293 | 999.3119 | 10.7304 | 93.1293 | 1108.954 | 11.9077 | 93.1293 | 4.913% | 0.23844 | 0.22663 | 93753.9152 | 4640.4334 | 647.6025 | 88465.8794 | 93790.8777 | 0 | 0 | 93790.8777 | 0.03621%
2027 | 215 | 215-1531R | Tier-2 | Tier-2---2 | 5--5 | 729 | 100% | 12702.4119 | 98.21% | 1.737% | 0.04837% | 617.5408 | 0 | 0 | 617.5408 | 0 | 561.9538 | 12.6782 | 44.3245 | 561.9538 | 12.6782 | 44.3245 | 623.61 | 14.0692 | 44.3245 | 4.862% | 0.20291 | 0.19287 | 62600.9651 | 3773.3762 | 1033.6342 | 57793.9547 | 62659.1843 | 0 | 0 | 62659.1843 | 0.02036%
2027 | 215 | 215-1534R | Tier-2 | Tier-2---1 | 5--5 | 471 | 100% | 19489.7064 | 99% | 0.9737% | 0.02962% | 955.0614 | 0 | 0 | 955.0614 | 0 | 869.0928 | 8.1913 | 106.1001 | 869.0928 | 8.1913 | 106.1001 | 964.4476 | 9.09 | 106.1001 | 4.9% | 0.1982 | 0.18839 | 98331.2515 | 6096.0396 | 907.1497 | 91328.0622 | 98382.6286 | 0 | 0 | 98382.6286 | 0.03149%
2027 | 215 | 215-1544R | Tier-2 | Tier-2---8 | 5--4 | 156 | 100% | 1412.4296 | 98.09% | 1.785% | 0.1216% | 68.582 | 0 | 0 | 68.582 | 0 | 62.4087 | 2.713 | 23.0034 | 62.4087 | 2.713 | 23.0034 | 69.256 | 3.0107 | 23.0034 | 4.856% | 0.10891 | 0.10352 | 12968.9923 | 1067.1746 | 223.4801 | 11678.3376 | 12981.8719 | 0 | 0 | 12981.8719 | 0.002262%
2027 | 215 | 215-38R | Tier-3 | Tier-3---10 | 5--5 | 354 | 100% | 5434.8155 | 98.92% | 1.009% | 0.07406% | 266.1091 | 0 | 0 | 266.1091 | 0 | 242.1556 | 6.1565 | 39.3334 | 242.1556 | 6.1565 | 39.3334 | 268.7244 | 6.832 | 39.3334 | 4.896% | 0.12528 | 0.11908 | 43381.3494 | 2695.9135 | 518.8073 | 40166.6286 | 43405.8232 | 0 | 0 | 43405.8232 | 0.008775%
2027 | 216 | 216-1859F | Tier-3 | Tier-3---4 | 5--5 | 445 | 100% | 14041.2877 | 99.19% | 0.7753% | 0.03948% | 689.3805 | 0 | 0 | 689.3805 | 0 | 627.3269 | 7.7391 | 81.0596 | 627.3269 | 7.7391 | 81.0596 | 696.1557 | 8.5882 | 81.0596 | 4.91% | 0.15704 | 0.14927 | 89409.7822 | 5511.6035 | 666.6545 | 83231.5241 | 89447.7216 | 0 | 0 | 89447.7216 | 0.02273%
2027 | 216 | 216-220R | Tier-3 | Tier-3---20 | 1--5 | 7 | 100% | 71.2816 | 99.9% | 0% | 0.09987% | 3.5249 | 0 | 0 | 3.5249 | 0 | 3.2076 | 0.12174 | 26.3485 | 3.2076 | 0.12174 | 26.3485 | 3.5596 | 0.1351 | 26.3485 | 4.945% | 0.000285 | 0.00027089 | 250110.7129 | 12944.4862 | 226.9057 | 236939.3211 | 250123.7212 | 0 | 0 | 250123.7212 | 0.0001162%
2027 | 217 | 217-41AE | Tier-2 | Tier-2---8 | 5--4 | 997 | 100% | 2013.5966 | 89.22% | 10.31% | 0.4697% | 88.9331 | 0 | 0 | 88.9331 | 0 | 80.9279 | 17.339 | 4.6674 | 80.9279 | 17.339 | 4.6674 | 89.8072 | 19.2414 | 4.6674 | 4.417% | 0.19664 | 0.1869 | 10240.1297 | 587.5443 | 1012.3349 | 8640.2505 | 10297.5917 | 0 | 0 | 10297.5917 | 0.002933%
2027 | 217 | 217-48AE | Tier-2 | Tier-2---8 | 5--4 | 790 | 100% | 2727.5845 | 87.85% | 11.78% | 0.3693% | 118.6108 | 0 | 0 | 118.6108 | 0 | 107.9342 | 13.739 | 7.856 | 107.9342 | 13.739 | 7.856 | 119.7765 | 15.2465 | 7.856 | 4.349% | 0.20236 | 0.19234 | 13478.9252 | 762.7474 | 1447.8056 | 11268.3722 | 13564.2138 | 0 | 0 | 13564.2138 | 0.003911%
2027 | 217 | 217-835R | Tier-3 | Tier-3---5 | 5--5 | 1010 | 100% | 10686.9326 | 98.68% | 1.222% | 0.09479% | 522.0384 | 0 | 0 | 522.0384 | 0 | 475.0478 | 17.5651 | 27.045 | 475.0478 | 17.5651 | 27.045 | 527.1689 | 19.4923 | 27.045 | 4.885% | 0.28412 | 0.27006 | 37613.7803 | 2195.3355 | 434.0984 | 34984.3464 | 37639.5702 | 0 | 0 | 37639.5702 | 0.01721%
2027 | 217 | 217-837R | Tier-3 | Tier-3---12 | 5--5 | 866 | 100% | 3657.1834 | 94.66% | 5.124% | 0.2164% | 171.362 | 0 | 0 | 171.362 | 0 | 155.9371 | 15.0608 | 10.3539 | 155.9371 | 15.0608 | 10.3539 | 173.0461 | 16.7132 | 10.3539 | 4.686% | 0.14269 | 0.13563 | 25630.0196 | 1643.4761 | 1395.4824 | 22591.0611 | 25701.3071 | 0 | 0 | 25701.3071 | 0.005651%
2027 | 217 | 217-972R | Tier-2 | Tier-2---8 | 5--4 | 923 | 100% | 1438.6594 | 90.88% | 8.66% | 0.4639% | 64.7163 | 0 | 0 | 64.7163 | 0 | 58.891 | 16.0521 | 3.6687 | 58.891 | 16.0521 | 3.6687 | 65.3523 | 17.8133 | 3.6687 | 4.498% | 0.18227 | 0.17325 | 7892.9777 | 484.1091 | 632.8848 | 6775.9839 | 7930.4807 | 0 | 0 | 7930.4807 | 0.002134%
2027 | 217 | 217-983R | Tier-3 | Tier-3---5 | 5--5 | 249 | 100% | 10116.9629 | 99.05% | 0.91% | 0.0405% | 496.0298 | 0 | 0 | 496.0298 | 0 | 451.3803 | 4.3304 | 104.2351 | 451.3803 | 4.3304 | 104.2351 | 500.9047 | 4.8055 | 104.2351 | 4.903% | 0.2438 | 0.23173 | 41497.7937 | 2121.8511 | 363.6616 | 39012.281 | 41518.3345 | 0 | 0 | 41518.3345 | 0.01636%
2027 | 220 | 220-288R | Tier-3 | Tier-3---14 | 5--4 | 187 | 100% | 2198.6799 | 96.34% | 3.473% | 0.1901% | 104.8478 | 0 | 0 | 104.8478 | 0 | 95.41 | 3.2522 | 29.3375 | 95.41 | 3.2522 | 29.3375 | 105.8782 | 3.609 | 29.3375 | 4.769% | 0.37523 | 0.35666 | 5859.515 | 279.6691 | 215.3273 | 5364.5186 | 5870.6934 | 0 | 0 | 5870.6934 | 0.003457%
2027 | 220 | 220-294R | Tier-3 | Tier-3---14 | 5--3 | 978 | 100% | 1925.8876 | 84.29% | 15.28% | 0.4298% | 80.3557 | 0 | 0 | 80.3557 | 0 | 73.1226 | 17.0086 | 4.2992 | 73.1226 | 17.0086 | 4.2992 | 81.1454 | 18.8747 | 4.2992 | 4.172% | 0.44397 | 0.422 | 4337.8466 | 198.6888 | 616.3589 | 3522.7989 | 4373.3345 | 0 | 0 | 4373.3345 | 0.00265%
2027 | 220 | 220-298R | Tier-3 | Tier-3---11 | 5--4 | 2947 | 100% | 3585.6314 | 89.37% | 10.06% | 0.5685% | 158.6214 | 0 | 0 | 158.6214 | 0 | 144.3433 | 51.2518 | 2.8164 | 144.3433 | 51.2518 | 2.8164 | 160.1803 | 56.8751 | 2.8164 | 4.424% | 0.50177 | 0.47693 | 7145.9975 | 283.7182 | 677.141 | 6185.1383 | 7185.5575 | 0 | 0 | 7185.5575 | 0.005231%
2027 | 221 | 221-1230F | Tier-3 | Tier-3---12 | 4--5 | 161 | 100% | 3690.9623 | 99.91% | 0% | 0.09183% | 182.5349 | 0 | 0 | 182.5349 | 0 | 166.1042 | 2.8 | 59.3233 | 166.1042 | 2.8 | 59.3233 | 184.3288 | 3.1072 | 59.3233 | 4.945% | 0.035843 | 0.034069 | 102975.2443 | 5653.9564 | 85.9024 | 97235.3856 | 102980.169 | 0 | 0 | 102980.169 | 0.006019%
2027 | 221 | 221-23R | Tier-3 | Tier-3---11 | 5--5 | 1068 | 100% | 3270.2376 | 92.16% | 7.656% | 0.1816% | 149.1897 | 0 | 0 | 149.1897 | 0 | 135.7606 | 18.5738 | 7.3093 | 135.7606 | 18.5738 | 7.3093 | 150.6559 | 20.6117 | 7.3093 | 4.562% | 0.19945 | 0.18957 | 16396.4914 | 1101.2475 | 1224.4612 | 14070.7826 | 16463.4153 | 0 | 0 | 16463.4153 | 0.00492%
2027 | 221 | 221-344R | Tier-3 | Tier-3---13 | 5--4 | 1386 | 100% | 2735.9283 | 96.11% | 3.605% | 0.2871% | 130.1577 | 0 | 0 | 130.1577 | 0 | 118.4418 | 24.1042 | 4.9137 | 118.4418 | 24.1042 | 4.9137 | 131.4369 | 26.7488 | 4.9137 | 4.757% | 0.2115 | 0.20103 | 12935.7823 | 697.0944 | 453.9009 | 11784.787 | 12962.0007 | 0 | 0 | 12962.0007 | 0.004292%
2027 | 221 | 221-35 | Tier-2 | Tier-2---10 | 5--3 | 16 | 100% | 710.3273 | 99.46% | 0.4791% | 0.06249% | 34.9708 | 0 | 0 | 34.9708 | 0 | 31.8229 | 0.27826 | 114.3644 | 31.8229 | 0.27826 | 114.3644 | 35.3145 | 0.30879 | 114.3644 | 4.923% | 0.17281 | 0.16425 | 4110.5569 | 223.7818 | 29.6305 | 3857.1446 | 4111.7163 | 0 | 0 | 4111.7163 | 0.001153%
2027 | 221 | 221-37AE | Tier-3 | Tier-3---11 | 5--5 | 1029 | 100% | 3934.7733 | 97.03% | 2.838% | 0.1358% | 188.9786 | 0 | 0 | 188.9786 | 0 | 171.9679 | 17.8955 | 9.6095 | 171.9679 | 17.8955 | 9.6095 | 190.8359 | 19.859 | 9.6095 | 4.803% | 0.19925 | 0.18939 | 19747.6238 | 1157.9249 | 618.5884 | 17971.1105 | 19778.2099 | 0 | 0 | 19778.2099 | 0.006232%
2027 | 221 | 221-38AE | Tier-3 | Tier-3---17 | 5--3 | 144 | 100% | 318.0967 | 33.4% | 66.33% | 0.2755% | 5.2587 | 0 | 0 | 5.2587 | 0 | 4.7854 | 2.5043 | 1.9108 | 4.7854 | 2.5043 | 1.9108 | 5.3104 | 2.7791 | 1.9108 | 1.653% | 0.16917 | 0.1608 | 1880.3284 | 41.7922 | 1061.4721 | 777.0641 | 1945.5476 | 0 | 0 | 1945.5476 | 0.0001734%
2027 | 221 | 221-675R | Tier-2 | Tier-2---8 | 5--4 | 113 | 100% | 2055.424 | 99.51% | 0.3331% | 0.1572% | 101.2446 | 0 | 0 | 101.2446 | 0 | 92.1312 | 1.9652 | 46.8812 | 92.1312 | 1.9652 | 46.8812 | 102.2396 | 2.1808 | 46.8812 | 4.926% | 0.22072 | 0.20979 | 9312.3427 | 464.7372 | 113.1149 | 8734.4905 | 9314.7205 | 0 | 0 | 9314.7205 | 0.003339%
2027 | 221 | 221-6R | Tier-2 | Tier-2---5 | 5--5 | 6 | 100% | 3904.259 | 99.88% | 0.03221% | 0.0896% | 193.0254 | 0 | 0 | 193.0254 | 0 | 175.6505 | 0.10435 | 1683.3282 | 175.6505 | 0.10435 | 1683.3282 | 194.9225 | 0.1158 | 1683.3282 | 4.944% | 0.21604 | 0.20535 | 18071.9767 | 963.9759 | 75.8685 | 17032.1323 | 18073.1232 | 0 | 0 | 18073.1232 | 0.006365%
2027 | 221 | 221-782R | Tier-3 | Tier-3---17 | 5--3 | 333 | 100% | 618.0174 | 98.68% | 0.7939% | 0.5237% | 30.1888 | 0 | 0 | 30.1888 | 0 | 27.4714 | 5.7913 | 4.7436 | 27.4714 | 5.7913 | 4.7436 | 30.4855 | 6.4267 | 4.7436 | 4.885% | 0.2472 | 0.23496 | 2500.0604 | 147.4846 | 27.966 | 2324.6098 | 2501.7759 | 0 | 0 | 2501.7759 | 0.0009955%
2027 | 221 | 221-788 | Tier-3 | Tier-3---12 | 5--5 | 365 | 100% | 4481.9143 | 99.45% | 0.5095% | 0.04337% | 220.6282 | 0 | 0 | 220.6282 | 0 | 200.7686 | 6.3478 | 31.6281 | 200.7686 | 6.3478 | 31.6281 | 222.7965 | 7.0442 | 31.6281 | 4.923% | 0.18975 | 0.18036 | 23620.3007 | 1552.9774 | 202.4159 | 21864.9074 | 23627.1015 | 0 | 0 | 23627.1015 | 0.007276%
2027 | 221 | 221-824 | Tier-3 | Tier-3---13 | 5--4 | 172 | 100% | 2324.2215 | 96.86% | 3.03% | 0.1069% | 111.4397 | 0 | 0 | 111.4397 | 0 | 101.4086 | 2.9913 | 33.9013 | 101.4086 | 2.9913 | 33.9013 | 112.5349 | 3.3195 | 33.9013 | 4.795% | 0.18396 | 0.17486 | 12634.0691 | 769.9433 | 369.3383 | 11494.7875 | 12654.7103 | 0 | 0 | 12654.7103 | 0.003675%
2027 | 222 | 222-1433R | Tier-3 | Tier-3---5 | 5--5 | 173 | 100% | 9617.9712 | 99.59% | 0.3681% | 0.03974% | 474.1478 | 0 | 0 | 474.1478 | 0 | 431.4681 | 3.0087 | 143.408 | 431.4681 | 3.0087 | 143.408 | 478.8077 | 3.3388 | 143.408 | 4.93% | 0.37266 | 0.35421 | 25809.0958 | 1306.2972 | 94.555 | 24408.2437 | 25814.5777 | 0 | 0 | 25814.5777 | 0.01564%
2027 | 222 | 222-1503R | Tier-3 | Tier-3---15 | 5--4 | 573 | 100% | 1359.3953 | 95.15% | 4.696% | 0.1502% | 64.0292 | 0 | 0 | 64.0292 | 0 | 58.2657 | 9.9652 | 5.8469 | 58.2657 | 9.9652 | 5.8469 | 64.6584 | 11.0585 | 5.8469 | 4.71% | 0.23465 | 0.22303 | 5793.3484 | 301.9788 | 270.539 | 5220.8305 | 5807.9691 | 0 | 0 | 5807.9691 | 0.002111%
2027 | 222 | 222-1523R | Tier-3 | Tier-3---7 | 5--5 | 2453 | 100% | 7406.689 | 96.62% | 3.25% | 0.1263% | 354.2524 | 0 | 0 | 354.2524 | 0 | 322.3648 | 42.6606 | 7.5565 | 322.3648 | 42.6606 | 7.5565 | 357.7339 | 47.3412 | 7.5565 | 4.783% | 0.26901 | 0.25569 | 27533.3002 | 1432.7814 | 864.0996 | 25236.4192 | 27581.7128 | 0 | 0 | 27581.7128 | 0.01168%
2027 | 222 | 222-1986R | Tier-3 | Tier-3---1 | 5--5 | 895 | 100% | 79194.3488 | 99.25% | 0.7305% | 0.01724% | 3890.8074 | 0 | 0 | 3890.8074 | 0 | 3540.5817 | 15.5651 | 227.469 | 3540.5817 | 15.5651 | 227.469 | 3929.0461 | 17.2729 | 227.469 | 4.913% | 0.41507 | 0.39452 | 190797.4815 | 11158.3549 | 1273.0385 | 178366.0881 | 190871.7807 | 0 | 0 | 190871.7807 | 0.1283%
2027 | 222 | 222-1988R | Tier-3 | Tier-3---11 | 5--4 | 47 | 100% | 3619.4356 | 99.27% | 0.7155% | 0.01673% | 177.8502 | 0 | 0 | 177.8502 | 0 | 161.8413 | 0.81739 | 197.9986 | 161.8413 | 0.81739 | 197.9986 | 179.5981 | 0.90707 | 197.9986 | 4.914% | 0.34461 | 0.32755 | 10502.9479 | 509.7029 | 69.9812 | 9923.2638 | 10506.9529 | 0 | 0 | 10506.9529 | 0.005865%
2027 | 222 | 222-1990R | Tier-3 | Tier-3---1 | 5--5 | 409 | 100% | 45106.6401 | 99.63% | 0.3509% | 0.01982% | 2224.501 | 0 | 0 | 2224.501 | 0 | 2024.2656 | 7.113 | 284.5869 | 2024.2656 | 7.113 | 284.5869 | 2246.3633 | 7.8934 | 284.5869 | 4.932% | 0.41211 | 0.39171 | 109452.4885 | 5424.0865 | 426.9036 | 103601.4983 | 109473.6205 | 0 | 0 | 109473.6205 | 0.07336%
2027 | 222 | 222-1992R | Tier-3 | Tier-3---18 | 5--2 | 40 | 100% | 288.7705 | 86.56% | 13.18% | 0.2657% | 12.3725 | 0 | 0 | 12.3725 | 0 | 11.2588 | 0.69565 | 16.1846 | 11.2588 | 0.69565 | 16.1846 | 12.4941 | 0.77197 | 16.1846 | 4.285% | 0.22115 | 0.2102 | 1305.7642 | 59.3755 | 153.7229 | 1092.6658 | 1314.9061 | 0 | 0 | 1314.9061 | 0.000408%
2027 | 222 | 222-2013R | Tier-3 | Tier-3---7 | 5--5 | 1410 | 100% | 7426.9759 | 96.05% | 3.813% | 0.1383% | 353.11 | 0 | 0 | 353.11 | 0 | 321.3252 | 24.5216 | 13.1038 | 321.3252 | 24.5216 | 13.1038 | 356.5803 | 27.212 | 13.1038 | 4.754% | 0.27927 | 0.26545 | 26594.1155 | 1486.8089 | 949.5734 | 24157.7331 | 26648.8357 | 0 | 0 | 26648.8357 | 0.01164%
2027 | 222 | 222-2063 | Tier-3 | Tier-3---9 | 5--5 | 237 | 100% | 4859.7765 | 99.85% | 0.09452% | 0.05485% | 240.1996 | 0 | 0 | 240.1996 | 0 | 218.5784 | 4.1217 | 53.031 | 218.5784 | 4.1217 | 53.031 | 242.5603 | 4.5739 | 53.031 | 4.943% | 0.23776 | 0.22599 | 20439.7717 | 1058.0128 | 26.4385 | 19355.3204 | 20441.3617 | 0 | 0 | 20441.3617 | 0.007921%
2027 | 222 | 222-2085 | Tier-3 | Tier-3---3 | 5--5 | 3377 | 100% | 16772.3082 | 96.7% | 3.181% | 0.1236% | 802.7939 | 0 | 0 | 802.7939 | 0 | 730.5315 | 58.7301 | 12.4388 | 730.5315 | 58.7301 | 12.4388 | 810.6837 | 65.1738 | 12.4388 | 4.786% | 0.35117 | 0.33379 | 47761.3033 | 2740.017 | 1532.6307 | 43488.6556 | 47843.4976 | 0 | 0 | 47843.4976 | 0.02647%
2027 | 223 | 223-536R | Tier-2 | Tier-2---19 | 1--4 | 4 | 100% | 17.3686 | 98.33% | 0% | 1.666% | 0.84542 | 0 | 0 | 0.84542 | 0 | 0.76932 | 0.069565 | 11.0591 | 0.76932 | 0.069565 | 11.0591 | 0.85373 | 0.077197 | 11.0591 | 4.868% | 0.0018852 | 0.0017919 | 9213.1285 | 686.6485 | 141.1177 | 8385.3623 | 9221.1221 | 0 | 0 | 9221.1221 | 2.788e-05%
2027 | 230 | 230-1008R | Tier-2 | Tier-2---16 | 4--3 | 10 | 100% | 171.5883 | 99.37% | 0.4538% | 0.1789% | 8.4399 | 0 | 0 | 8.4399 | 0 | 7.6802 | 0.17391 | 44.1613 | 7.6802 | 0.17391 | 44.1613 | 8.5228 | 0.19299 | 44.1613 | 4.919% | 0.055697 | 0.05294 | 3080.7564 | 194.1723 | 43.3127 | 2843.2713 | 3081.7716 | 0 | 0 | 3081.7716 | 0.0002783%
2027 | 230 | 230-127AE | Tier-2 | Tier-2---7 | 5--5 | 1039 | 100% | 2000.4654 | 94.98% | 4.641% | 0.3747% | 94.056 | 0 | 0 | 94.056 | 0 | 85.5897 | 18.0694 | 4.7367 | 85.5897 | 18.0694 | 4.7367 | 94.9804 | 20.052 | 4.7367 | 4.702% | 0.093988 | 0.089336 | 21284.2191 | 1284.0751 | 990.3889 | 19009.7551 | 21339.8191 | 0 | 0 | 21339.8191 | 0.003102%
2027 | 230 | 230-133AE | Tier-2 | Tier-2---6 | 5--5 | 1418 | 100% | 6388.6939 | 98.26% | 1.615% | 0.1229% | 310.7459 | 0 | 0 | 310.7459 | 0 | 282.7746 | 24.6607 | 11.4666 | 282.7746 | 24.6607 | 11.4666 | 313.7999 | 27.3664 | 11.4666 | 4.864% | 0.095565 | 0.090834 | 66852.0974 | 3853.1493 | 1086.4397 | 61912.5084 | 66912.5857 | 0 | 0 | 66912.5857 | 0.01025%
2027 | 230 | 230-1586R | Tier-2 | Tier-2---7 | 4--5 | 1039 | 100% | 2072.8837 | 91.06% | 8.635% | 0.3% | 93.4394 | 0 | 0 | 93.4394 | 0 | 85.0286 | 18.0694 | 4.7057 | 85.0286 | 18.0694 | 4.7057 | 94.3577 | 20.052 | 4.7057 | 4.508% | 0.084625 | 0.080436 | 24494.9333 | 1384.72 | 2145.1757 | 20965.0376 | 24608.9164 | 0 | 0 | 24608.9164 | 0.003081%
2027 | 230 | 230-1606R | Tier-2 | Tier-2---11 | 4--4 | 329 | 100% | 536.3838 | 78.97% | 20.71% | 0.32% | 20.9668 | 0 | 0 | 20.9668 | 0 | 19.0795 | 5.7217 | 3.3346 | 19.0795 | 5.7217 | 3.3346 | 21.1729 | 6.3495 | 3.3346 | 3.909% | 0.062818 | 0.059709 | 8538.6965 | 437.3678 | 1660.0426 | 6441.2861 | 8632.2204 | 0 | 0 | 8632.2204 | 0.0006914%
2027 | 230 | 230-181 | Tier-2 | Tier-2---9 | 4--4 | 165 | 100% | 788.7224 | 98.19% | 1.606% | 0.2041% | 38.335 | 0 | 0 | 38.335 | 0 | 34.8843 | 2.8695 | 12.1567 | 34.8843 | 2.8695 | 12.1567 | 38.7117 | 3.1844 | 12.1567 | 4.86% | 0.063241 | 0.060111 | 12471.6541 | 782.4193 | 949.0175 | 10740.2174 | 12483.4125 | 0 | 0 | 12483.4125 | 0.001264%
2027 | 230 | 230-2060R | Tier-2 | Tier-2---4 | 4--5 | 865 | 100% | 3473.4554 | 97.68% | 2.135% | 0.1887% | 167.9415 | 0 | 0 | 167.9415 | 0 | 152.8245 | 15.0434 | 10.1589 | 152.8245 | 15.0434 | 10.1589 | 169.592 | 16.6939 | 10.1589 | 4.835% | 0.088414 | 0.084038 | 39286.0822 | 2320.0349 | 850.2401 | 36115.8071 | 39333.6151 | 0 | 0 | 39333.6151 | 0.005538%
2027 | 230 | 230-2067 | Tier-2 | Tier-2---16 | 4--3 | 13 | 100% | 121.6067 | 92.98% | 6.845% | 0.1786% | 5.5967 | 0 | 0 | 5.5967 | 0 | 5.093 | 0.22609 | 22.5267 | 5.093 | 0.22609 | 22.5267 | 5.6517 | 0.25089 | 22.5267 | 4.602% | 0.054619 | 0.051915 | 2226.4545 | 125.1839 | 142.6967 | 1958.574 | 2234.5983 | 0 | 0 | 2234.5983 | 0.0001846%
2027 | 230 | 230-371AE | Tier-2 | Tier-2---13 | 4--3 | 106 | 100% | 195.7251 | 81.71% | 17.81% | 0.4804% | 7.9168 | 0 | 0 | 7.9168 | 0 | 7.2041 | 1.8435 | 3.9079 | 7.2041 | 1.8435 | 3.9079 | 7.9946 | 2.0457 | 3.9079 | 4.045% | 0.059006 | 0.056085 | 3317.0375 | 182.5151 | 537.9757 | 2596.5467 | 3348.6257 | 0 | 0 | 3348.6257 | 0.0002611%
2027 | 231 | 231-1136R | Tier-2 | Tier-2---7 | 4--5 | 1011 | 100% | 2730.9177 | 98.3% | 1.373% | 0.325% | 132.8848 | 0 | 0 | 132.8848 | 0 | 120.9234 | 17.5825 | 6.8775 | 120.9234 | 17.5825 | 6.8775 | 134.1908 | 19.5116 | 6.8775 | 4.866% | 0.054655 | 0.051949 | 49966.8413 | 3802.7952 | 1680.0986 | 44483.9475 | 50011.031 | 0 | 0 | 50011.031 | 0.004382%
2027 | 231 | 231-1635R | Tier-2 | Tier-2---4 | 5--5 | 3541 | 100% | 5142.095 | 98.68% | 0.901% | 0.4182% | 251.176 | 0 | 0 | 251.176 | 0 | 228.5667 | 61.5822 | 3.7116 | 228.5667 | 61.5822 | 3.7116 | 253.6445 | 68.3389 | 3.7116 | 4.885% | 0.11648 | 0.11071 | 44146.87 | 3399.863 | 647.3328 | 40099.6742 | 44177.1988 | 0 | 0 | 44177.1988 | 0.008283%
2027 | 232 | 232-40AE | Tier-2 | Tier-2---19 | 2--3 | 6 | 100% | 11.4297 | 0.4523% | 98.58% | 0.9661% | 0.0025592 | 0 | 0 | 0.0025592 | 0 | 0.0023289 | 0.10435 | 0.022318 | 0.0023289 | 0.10435 | 0.022318 | 0.0025844 | 0.1158 | 0.022318 | 0.02239% | 0.0059544 | 0.0056597 | 1919.5436 | 3.0821 | 1745.9177 | 170.5438 | 2019.0571 | 0 | 0 | 2019.0571 | 8.439e-08%
2027 | 233 | 233-123R | Tier-2 | Tier-2---4 | 4--5 | 1420 | 100% | 3035.8045 | 98.84% | 0.8219% | 0.339% | 148.5278 | 0 | 0 | 148.5278 | 0 | 135.1583 | 24.6955 | 5.473 | 135.1583 | 24.6955 | 5.473 | 149.9876 | 27.405 | 5.473 | 4.893% | 0.06125 | 0.058219 | 49563.8317 | 3086.7129 | 653.5217 | 45823.5971 | 49593.7962 | 0 | 0 | 49593.7962 | 0.004898%
2027 | 233 | 233-41R | Tier-2 | Tier-2---9 | 4--5 | 548 | 100% | 718.991 | 97.57% | 1.357% | 1.072% | 34.7253 | 0 | 0 | 34.7253 | 0 | 31.5996 | 9.5304 | 3.3157 | 31.5996 | 9.5304 | 3.3157 | 35.0666 | 10.576 | 3.3157 | 4.83% | 0.044487 | 0.042285 | 16161.8225 | 1280.6452 | 594.3266 | 14286.8507 | 16182.2721 | 0 | 0 | 16182.2721 | 0.001145%
2027 | 233 | 233-81F | Tier-2 | Tier-2---12 | 3--5 | 453 | 100% | 447.7794 | 94.96% | 4.349% | 0.694% | 21.0474 | 0 | 0 | 21.0474 | 0 | 19.1528 | 7.8782 | 2.4311 | 19.1528 | 7.8782 | 2.4311 | 21.2542 | 8.7426 | 2.4311 | 4.7% | 0.02204 | 0.020949 | 20316.8521 | 1331.0486 | 1007.3456 | 17978.4579 | 20370.2068 | 0 | 0 | 20370.2068 | 0.0006941%
2027 | 233 | 233-86F | Tier-2 | Tier-2---8 | 5--5 | 875 | 100% | 2341.6741 | 85.9% | 13.6% | 0.4998% | 99.5721 | 0 | 0 | 99.5721 | 0 | 90.6092 | 15.2173 | 5.9544 | 90.6092 | 15.2173 | 5.9544 | 100.5506 | 16.8869 | 5.9544 | 4.252% | 0.1204 | 0.11444 | 19449.7342 | 1103.1383 | 2517.3516 | 15829.2443 | 19592.5279 | 0 | 0 | 19592.5279 | 0.003284%
2027 | 234 | 234-48R | Tier-2 | Tier-2---4 | 4--5 | 1371 | 100% | 4939.3792 | 99.46% | 0.3916% | 0.1518% | 243.1707 | 0 | 0 | 243.1707 | 0 | 221.282 | 23.8433 | 9.2807 | 221.282 | 23.8433 | 9.2807 | 245.5605 | 26.4594 | 9.2807 | 4.923% | 0.047931 | 0.045559 | 103051.0114 | 8933.6439 | 586.3727 | 93530.9949 | 103080.1738 | 0 | 0 | 103080.1738 | 0.008019%
2027 | 235 | 235-897R | Tier-2 | Tier-2---5 | 5--5 | 275 | 100% | 4375.0381 | 88.63% | 11.27% | 0.1058% | 191.9337 | 0 | 0 | 191.9337 | 0 | 174.6571 | 4.7826 | 36.5194 | 174.6571 | 4.7826 | 36.5194 | 193.82 | 5.3073 | 36.5194 | 4.387% | 0.1179 | 0.11206 | 37108.0419 | 2052.774 | 3945.6216 | 31109.6464 | 37327.8331 | 0 | 0 | 37327.8331 | 0.006329%
2027 | 235 | 235-899R | Tier-2 | Tier-2---1 | 5--5 | 897 | 100% | 23678.6611 | 98.37% | 1.593% | 0.04039% | 1152.9446 | 0 | 0 | 1152.9446 | 0 | 1049.1639 | 15.5999 | 67.2545 | 1049.1639 | 15.5999 | 67.2545 | 1164.2757 | 17.3115 | 67.2545 | 4.869% | 0.15496 | 0.14729 | 152800.2562 | 9665.8605 | 2471.9354 | 140662.4603 | 152930.2625 | 0 | 0 | 152930.2625 | 0.03802%
2027 | 236 | 236-1535R | Tier-3 | Tier-3---4 | 5--5 | 800 | 100% | 9719.0421 | 98.73% | 1.209% | 0.05836% | 474.9956 | 0 | 0 | 474.9956 | 0 | 432.2395 | 13.913 | 31.0674 | 432.2395 | 13.913 | 31.0674 | 479.6638 | 15.4394 | 31.0674 | 4.887% | 0.12847 | 0.12211 | 75651.1712 | 5252.2726 | 904.2907 | 69494.6079 | 75701.1003 | 0 | 0 | 75701.1003 | 0.01566%
2027 | 236 | 236-1561R | Tier-3 | Tier-3---13 | 5--4 | 260 | 100% | 2823.5781 | 97.26% | 2.617% | 0.1213% | 135.9404 | 0 | 0 | 135.9404 | 0 | 123.7039 | 4.5217 | 27.3578 | 123.7039 | 4.5217 | 27.3578 | 137.2764 | 5.0178 | 27.3578 | 4.814% | 0.17766 | 0.16886 | 15893.5317 | 919.2321 | 396.0284 | 14578.2713 | 15916.1933 | 0 | 0 | 15916.1933 | 0.004483%
2027 | 236 | 236-1563R | Tier-3 | Tier-3---13 | 5--4 | 177 | 100% | 2260.6624 | 98.61% | 1.288% | 0.1052% | 110.3442 | 0 | 0 | 110.3442 | 0 | 100.4117 | 3.0782 | 32.6198 | 100.4117 | 3.0782 | 32.6198 | 111.4286 | 3.416 | 32.6198 | 4.881% | 0.17215 | 0.16363 | 13131.72 | 763.8797 | 149.4721 | 12218.3681 | 13141.245 | 0 | 0 | 13141.245 | 0.003639%
2027 | 236 | 236-1567R | Tier-3 | Tier-3---10 | 5--5 | 530 | 100% | 5332.0037 | 98.07% | 1.841% | 0.0848% | 258.852 | 0 | 0 | 258.852 | 0 | 235.5518 | 9.2173 | 25.5553 | 235.5518 | 9.2173 | 25.5553 | 261.396 | 10.2286 | 25.5553 | 4.855% | 0.18129 | 0.17232 | 29411.5902 | 2025.1187 | 523.1992 | 26863.2724 | 29441.0836 | 0 | 0 | 29441.0836 | 0.008536%
2027 | 236 | 236-1569R | Tier-3 | Tier-3---8 | 5--5 | 954 | 100% | 21222.9131 | 98.36% | 1.585% | 0.05121% | 1033.3462 | 0 | 0 | 1033.3462 | 0 | 940.331 | 16.5912 | 56.6765 | 940.331 | 16.5912 | 56.6765 | 1043.5019 | 18.4115 | 56.6765 | 4.869% | 0.21435 | 0.20374 | 99012.7753 | 5477.8522 | 1488.5467 | 92046.3763 | 99097.1397 | 0 | 0 | 99097.1397 | 0.03408%
2027 | 236 | 236-1573R | Tier-3 | Tier-3---7 | 5--5 | 256 | 100% | 6927.8558 | 97.84% | 2.089% | 0.06679% | 335.5367 | 0 | 0 | 335.5367 | 0 | 305.3339 | 4.4521 | 68.5813 | 305.3339 | 4.4521 | 68.5813 | 338.8344 | 4.9406 | 68.5813 | 4.843% | 0.18488 | 0.17572 | 37473.1079 | 2383.2915 | 732.5482 | 34357.2682 | 37515.1746 | 0 | 0 | 37515.1746 | 0.01106%
2027 | 237 | 237-1761R | Tier-3 | Tier-3---12 | 5--5 | 112 | 100% | 3634.1464 | 99.4% | 0.4942% | 0.1098% | 178.8037 | 0 | 0 | 178.8037 | 0 | 162.7089 | 1.9478 | 83.5342 | 162.7089 | 1.9478 | 83.5342 | 180.561 | 2.1615 | 83.5342 | 4.92% | 0.14935 | 0.14196 | 24332.6951 | 1370.783 | 132.2733 | 22829.6387 | 24340.349 | 0 | 0 | 24340.349 | 0.005896%
2027 | 237 | 237-1765R | Tier-3 | Tier-3---1 | 5--5 | 398 | 100% | 28249.2525 | 99.34% | 0.6358% | 0.01982% | 1389.1699 | 0 | 0 | 1389.1699 | 0 | 1264.1257 | 6.9217 | 182.6324 | 1264.1257 | 6.9217 | 182.6324 | 1402.8226 | 7.6811 | 182.6324 | 4.918% | 0.25909 | 0.24626 | 109034.6893 | 8324.9664 | 652.6676 | 100057.0553 | 109071.9184 | 0 | 0 | 109071.9184 | 0.04581%
2027 | 237 | 237-17R | Tier-2 | Tier-2---1 | 5--5 | 1107 | 100% | 27080.7376 | 98.89% | 1.071% | 0.0369% | 1325.6439 | 0 | 0 | 1325.6439 | 0 | 1206.3179 | 19.252 | 62.6592 | 1206.3179 | 19.252 | 62.6592 | 1338.6723 | 21.3643 | 62.6592 | 4.895% | 0.15539 | 0.1477 | 174274.8137 | 11399.2241 | 1916.7846 | 160958.805 | 174375.3733 | 0 | 0 | 174375.3733 | 0.04371%
2027 | 237 | 237-26F | Tier-2 | Tier-2---10 | 5--4 | 88 | 100% | 663.2151 | 70.89% | 28.72% | 0.399% | 23.271 | 0 | 0 | 23.271 | 0 | 21.1763 | 1.5304 | 13.8369 | 21.1763 | 1.5304 | 13.8369 | 23.4997 | 1.6983 | 13.8369 | 3.509% | 0.10897 | 0.10358 | 6086.0279 | 237.5195 | 1591.9327 | 4256.5758 | 6178.3065 | 0 | 0 | 6178.3065 | 0.0007674%
2027 | 237 | 237-28F | Tier-2 | Tier-2---7 | 5--5 | 35 | 100% | 2530.2255 | 98.83% | 1.116% | 0.05734% | 123.7762 | 0 | 0 | 123.7762 | 0 | 112.6347 | 0.60869 | 185.0439 | 112.6347 | 0.60869 | 185.0439 | 124.9927 | 0.67548 | 185.0439 | 4.892% | 0.10804 | 0.1027 | 23418.4293 | 1209.653 | 279.2604 | 21929.5159 | 23432.7427 | 0 | 0 | 23432.7427 | 0.004082%
2027 | 237 | 237-2R | Tier-3 | Tier-3---2 | 5--5 | 1011 | 100% | 30894.1234 | 99.11% | 0.8492% | 0.03898% | 1515.6765 | 0 | 0 | 1515.6765 | 0 | 1379.245 | 17.5825 | 78.4442 | 1379.245 | 17.5825 | 78.4442 | 1530.5725 | 19.5116 | 78.4442 | 4.906% | 0.18156 | 0.17257 | 170161.3668 | 15433.056 | 1414.3274 | 153313.9834 | 170240.0741 | 0 | 0 | 170240.0741 | 0.04998%
2027 | 237 | 237-30R | Tier-3 | Tier-3---1 | 5--5 | 1263 | 100% | 65515.492 | 98.93% | 1.038% | 0.03019% | 3208.3751 | 0 | 0 | 3208.3751 | 0 | 2919.5776 | 21.9651 | 132.9191 | 2919.5776 | 21.9651 | 132.9191 | 3239.9069 | 24.375 | 132.9191 | 4.897% | 0.49249 | 0.46811 | 133030.3773 | 7577.9137 | 1285.1936 | 124167.2701 | 133104.3812 | 0 | 0 | 133104.3812 | 0.1058%
2027 | 239 | 239-2207R | Tier-3 | Tier-3---16 | 4--4 | 689 | 100% | 860.3234 | 98.08% | 1.495% | 0.4234% | 41.7689 | 0 | 0 | 41.7689 | 0 | 38.0091 | 11.9825 | 3.172 | 38.0091 | 11.9825 | 3.172 | 42.1794 | 13.2972 | 3.172 | 4.855% | 0.078224 | 0.074352 | 10998.2588 | 773.4899 | 185.1971 | 10039.5718 | 11009.2492 | 0 | 0 | 11009.2492 | 0.001377%
2027 | 239 | 239-2211R | Tier-3 | Tier-3---16 | 5--4 | 111 | 100% | 1585.1718 | 98.67% | 1.22% | 0.1095% | 77.4227 | 0 | 0 | 77.4227 | 0 | 70.4536 | 1.9304 | 36.4965 | 70.4536 | 1.9304 | 36.4965 | 78.1836 | 2.1422 | 36.4965 | 4.884% | 0.11902 | 0.11313 | 13318.69 | 748.7589 | 155.3385 | 12414.5926 | 13327.9127 | 0 | 0 | 13327.9127 | 0.002553%
2027 | 239 | 239-2213R | Tier-3 | Tier-3---15 | 5--4 | 480 | 100% | 1116.4705 | 96.46% | 3.23% | 0.3121% | 53.3076 | 0 | 0 | 53.3076 | 0 | 48.5092 | 8.3478 | 5.811 | 48.5092 | 8.3478 | 5.811 | 53.8315 | 9.2637 | 5.811 | 4.775% | 0.1294 | 0.123 | 8627.7496 | 501.2225 | 328.5007 | 7798.0264 | 8643.666 | 0 | 0 | 8643.666 | 0.001758%
2027 | 239 | 239-2215R | Tier-3 | Tier-3---10 | 5--5 | 909 | 100% | 6268.6569 | 98.24% | 1.63% | 0.1302% | 304.8369 | 0 | 0 | 304.8369 | 0 | 277.3974 | 15.8086 | 17.5473 | 277.3974 | 15.8086 | 17.5473 | 307.8328 | 17.5431 | 17.5473 | 4.863% | 0.15408 | 0.14645 | 40685.5389 | 2527.5744 | 695.6728 | 37462.2917 | 40722.8328 | 0 | 0 | 40722.8328 | 0.01005%
2027 | 239 | 239-2217R | Tier-3 | Tier-3---16 | 4--4 | 674 | 100% | 1029.5673 | 69.27% | 30.42% | 0.3032% | 35.3035 | 0 | 0 | 35.3035 | 0 | 32.1257 | 11.7217 | 2.7407 | 32.1257 | 11.7217 | 2.7407 | 35.6504 | 13.0077 | 2.7407 | 3.429% | 0.073205 | 0.069582 | 14064.0898 | 633.3257 | 4082.9978 | 9347.7664 | 14289.1505 | 0 | 0 | 14289.1505 | 0.001164%
2027 | 239 | 239-89R | Tier-3 | Tier-3---17 | 4--4 | 61 | 100% | 376.4251 | 98.76% | 0.8388% | 0.4045% | 18.4014 | 0 | 0 | 18.4014 | 0 | 16.745 | 1.0609 | 15.7843 | 16.745 | 1.0609 | 15.7843 | 18.5822 | 1.1773 | 15.7843 | 4.888% | 0.064786 | 0.061579 | 5810.3033 | 364.0144 | 679.2912 | 4766.9976 | 5814.0653 | 0 | 0 | 5814.0653 | 0.0006068%
2027 | 240 | 240-1028R | Tier-2 | Tier-2---9 | 4--5 | 261 | 100% | 1181.5361 | 98.38% | 1.316% | 0.2998% | 57.5411 | 0 | 0 | 57.5411 | 0 | 52.3616 | 4.5391 | 11.5357 | 52.3616 | 4.5391 | 11.5357 | 58.1066 | 5.0371 | 11.5357 | 4.87% | 0.045174 | 0.042938 | 26155.1082 | 1950.1252 | 442.6644 | 23762.3186 | 26177.1159 | 0 | 0 | 26177.1159 | 0.001897%
2027 | 240 | 240-1044 | Tier-3 | Tier-3---16 | 4--4 | 103 | 100% | 791.3356 | 98.7% | 1.112% | 0.1837% | 38.6637 | 0 | 0 | 38.6637 | 0 | 35.1835 | 1.7913 | 19.6414 | 35.1835 | 1.7913 | 19.6414 | 39.0437 | 1.9878 | 19.6414 | 4.886% | 0.076308 | 0.072531 | 10370.2289 | 676.03 | 184.4385 | 9509.7604 | 10377.2245 | 0 | 0 | 10377.2245 | 0.001275%
2027 | 240 | 240-1148 | Tier-3 | Tier-3---17 | 4--4 | 102 | 100% | 376.72 | 96.88% | 2.523% | 0.5996% | 18.0654 | 0 | 0 | 18.0654 | 0 | 16.4392 | 1.7739 | 9.2673 | 16.4392 | 1.7739 | 9.2673 | 18.2429 | 1.9685 | 9.2673 | 4.795% | 0.037482 | 0.035627 | 10050.6383 | 614.3795 | 265.2745 | 9170.9843 | 10066.9823 | 0 | 0 | 10066.9823 | 0.0005957%
2027 | 240 | 240-2004R | Tier-3 | Tier-3---12 | 5--5 | 1050 | 100% | 4437.6588 | 97.91% | 1.769% | 0.321% | 215.0731 | 0 | 0 | 215.0731 | 0 | 195.7136 | 18.2608 | 10.7177 | 195.7136 | 18.2608 | 10.7177 | 217.1869 | 20.2643 | 10.7177 | 4.847% | 0.095775 | 0.091035 | 46334.0144 | 3458.4519 | 909.4055 | 41966.157 | 46384.4455 | 0 | 0 | 46384.4455 | 0.007092%
2027 | 240 | 240-2006R | Tier-3 | Tier-3---12 | 4--5 | 538 | 100% | 3742.5721 | 99.07% | 0.7558% | 0.1785% | 183.5266 | 0 | 0 | 183.5266 | 0 | 167.0067 | 9.3565 | 17.8493 | 167.0067 | 9.3565 | 17.8493 | 185.3303 | 10.383 | 17.8493 | 4.904% | 0.06999 | 0.066526 | 53472.8025 | 3048.802 | 469.1943 | 49954.8062 | 53498.8189 | 0 | 0 | 53498.8189 | 0.006052%
2027 | 240 | 240-2032R | Tier-3 | Tier-3---12 | 5--5 | 555 | 100% | 3665.7351 | 96.82% | 2.929% | 0.2538% | 175.6782 | 0 | 0 | 175.6782 | 0 | 159.8647 | 9.6521 | 16.5627 | 159.8647 | 9.6521 | 16.5627 | 177.4047 | 10.7111 | 16.5627 | 4.792% | 0.12278 | 0.1167 | 29856.9037 | 1779.6717 | 868.2863 | 27208.9457 | 29906.3959 | 0 | 0 | 29906.3959 | 0.005793%
2027 | 242 | 242-1426F | Tier-2 | Tier-2---10 | 5--4 | 301 | 100% | 960.3446 | 65.96% | 33.81% | 0.2324% | 31.3551 | 0 | 0 | 31.3551 | 0 | 28.5327 | 5.2347 | 5.4506 | 28.5327 | 5.2347 | 5.4506 | 31.6632 | 5.8091 | 5.4506 | 3.265% | 0.10724 | 0.10194 | 8954.7461 | 551.4319 | 2822.7975 | 5580.5167 | 9113.4933 | 0 | 0 | 9113.4933 | 0.001034%
2027 | 243 | 243-14R | Tier-2 | Tier-2---11 | 4--4 | 1 | 100% | 404.2589 | 29.5% | 68.39% | 2.113% | 5.9029 | 0 | 0 | 5.9029 | 0 | 5.3716 | 0.017391 | 308.8664 | 5.3716 | 0.017391 | 308.8664 | 5.9609 | 0.019299 | 308.8664 | 1.46% | 0.066445 | 0.063156 | 6084.1314 | 161.5554 | 4142.9 | 1779.6759 | 6307.5143 | 0 | 0 | 6307.5143 | 0.0001947%
2027 | 246 | 246-34R | Tier-3 | Tier-3---12 | 4--5 | 883 | 100% | 3387.0058 | 94.54% | 5.197% | 0.2577% | 158.5107 | 0 | 0 | 158.5107 | 0 | 144.2426 | 15.3564 | 9.393 | 144.2426 | 15.3564 | 9.393 | 160.0686 | 17.0413 | 9.393 | 4.68% | 0.070488 | 0.066999 | 48050.8143 | 3484.7024 | 2545.4197 | 42020.6922 | 48187.325 | 0 | 0 | 48187.325 | 0.005227%
2027 | 247 | 247-46 | Tier-3 | Tier-3---16 | 4--5 | 296 | 100% | 1360.3328 | 92.51% | 7.186% | 0.3009% | 62.2952 | 0 | 0 | 62.2952 | 0 | 56.6878 | 5.1478 | 11.0121 | 56.6878 | 5.1478 | 11.0121 | 62.9074 | 5.7126 | 11.0121 | 4.579% | 0.045228 | 0.04299 | 30076.9614 | 1732.65 | 2090.3581 | 26253.9533 | 30194.2294 | 0 | 0 | 30194.2294 | 0.002054%
2027 | 247 | 247-48 | Tier-2 | Tier-2---16 | 3--3 | 20 | 100% | 105.2026 | 98.18% | 1.532% | 0.2854% | 5.1129 | 0 | 0 | 5.1129 | 0 | 4.6527 | 0.34782 | 13.3765 | 4.6527 | 0.34782 | 13.3765 | 5.1631 | 0.38599 | 13.3765 | 4.86% | 0.026216 | 0.024918 | 4012.9756 | 252.6865 | 61.3538 | 3698.9353 | 4016.7732 | 0 | 0 | 4016.7732 | 0.0001686%
2027 | 249 | 249-24R | Tier-3 | Tier-3---12 | 5--5 | 641 | 100% | 3753.23 | 95.85% | 3.876% | 0.273% | 178.0768 | 0 | 0 | 178.0768 | 0 | 162.0475 | 11.1478 | 14.5363 | 162.0475 | 11.1478 | 14.5363 | 179.8269 | 12.3709 | 14.5363 | 4.745% | 0.10094 | 0.09594 | 37183.961 | 2746.2949 | 1426.8186 | 33010.8475 | 37264.3032 | 0 | 0 | 37264.3032 | 0.005872%
2027 | 252 | 252-129 | Tier-2 | Tier-2---18 | 3--3 | 9 | 100% | 49.4853 | 86.66% | 6.71% | 6.626% | 2.1229 | 0 | 0 | 2.1229 | 0 | 1.9318 | 0.15652 | 12.342 | 1.9318 | 0.15652 | 12.342 | 2.1437 | 0.17369 | 12.342 | 4.29% | 0.02391 | 0.022726 | 2069.6845 | 157.0487 | 250.675 | 1661.9608 | 2084.0584 | 0 | 0 | 2084.0584 | 7e-05%
2027 | 280 | 280-24AE | Tier-2 | Tier-2---12 | 4--4 | 6 | 100% | 365.7885 | 3.145% | 96.42% | 0.4381% | 0.56941 | 0 | 0 | 0.56941 | 0 | 0.51815 | 0.10435 | 4.9656 | 0.51815 | 0.10435 | 4.9656 | 0.575 | 0.1158 | 4.9656 | 0.1557% | 0.037093 | 0.035257 | 9861.3901 | 30.6801 | 8936.1104 | 894.5997 | 10358.7999 | 0 | 0 | 10358.7999 | 1.878e-05%
2027 | 283 | 283-55R | Tier-3 | Tier-3---9 | 5--5 | 109 | 100% | 5299.6344 | 98.55% | 1.37% | 0.07601% | 258.5396 | 0 | 0 | 258.5396 | 0 | 235.2675 | 1.8956 | 124.1098 | 235.2675 | 1.8956 | 124.1098 | 261.0805 | 2.1036 | 124.1098 | 4.878% | 0.20157 | 0.19159 | 26291.5727 | 1578.5747 | 367.1447 | 24345.8532 | 26311.366 | 0 | 0 | 26311.366 | 0.008526%
2027 | 283 | 283-71F | Tier-3 | Tier-3---13 | 5--4 | 284 | 100% | 2013.5901 | 87.8% | 12.03% | 0.1689% | 87.5136 | 0 | 0 | 87.5136 | 0 | 79.6362 | 4.9391 | 16.1236 | 79.6362 | 4.9391 | 16.1236 | 88.3736 | 5.481 | 16.1236 | 4.346% | 0.19011 | 0.1807 | 10591.4545 | 557.9915 | 1165.201 | 8868.2619 | 10658.7421 | 0 | 0 | 10658.7421 | 0.002886%
2027 | 288 | 288-149R | Tier-2 | Tier-2---12 | 3--5 | 1 | 100% | 481.2843 | 94.31% | 4.95% | 0.7414% | 22.4677 | 0 | 0 | 22.4677 | 0 | 20.4453 | 0.017391 | 1175.6105 | 20.4453 | 0.017391 | 1175.6105 | 22.6885 | 0.019299 | 1175.6105 | 4.668% | 0.02124 | 0.020188 | 22659.7646 | 1431.5945 | 1401.7291 | 19826.4409 | 22726.928 | 0 | 0 | 22726.928 | 0.0007409%
2027 | 288 | 288-2375R | Tier-2 | Tier-2---19 | 2--4 | 18 | 100% | 41.8014 | 98.23% | 1.253% | 0.5152% | 2.0326 | 0 | 0 | 2.0326 | 0 | 1.8496 | 0.31304 | 5.9085 | 1.8496 | 0.31304 | 5.9085 | 2.0526 | 0.34739 | 5.9085 | 4.862% | 0.0067116 | 0.0063794 | 6228.2316 | 404.3218 | 163.6113 | 5660.2985 | 6233.9673 | 0 | 0 | 6233.9673 | 6.703e-05%
2027 | 288 | 288-2380F | Tier-2 | Tier-2---12 | 4--5 | 375 | 100% | 550.61 | 92.88% | 6.93% | 0.1872% | 25.3153 | 0 | 0 | 25.3153 | 0 | 23.0365 | 6.5217 | 3.5323 | 23.0365 | 6.5217 | 3.5323 | 25.5641 | 7.2372 | 3.5323 | 4.598% | 0.030344 | 0.028842 | 18145.5978 | 1033.7393 | 1202.5384 | 15909.3201 | 18212.8585 | 0 | 0 | 18212.8585 | 0.0008348%
2027 | 296 | 296-68F | Tier-2 | Tier-2---21 | 1--2 | 62 | 100% | 3.2301 | 78.97% | 0% | 21.03% | 0.12626 | 0 | 0 | 0.12626 | 0 | 0.1149 | 1.0783 | 0.10656 | 0.1149 | 1.0783 | 0.10656 | 0.1275 | 1.1966 | 0.10656 | 3.909% | 0.0027146 | 0.0025802 | 1189.8836 | 167.1479 | 356.0476 | 666.6881 | 1202.9164 | 0 | 0 | 1202.9164 | 4.164e-06%
2027 | 300 | 300-483F | Tier-2 | Tier-2---12 | 3--5 | 63 | 100% | 458.7821 | 99.48% | 0% | 0.5194% | 22.5918 | 0 | 0 | 22.5918 | 0 | 20.5582 | 1.0956 | 18.7636 | 20.5582 | 1.0956 | 18.7636 | 22.8138 | 1.2159 | 18.7636 | 4.924% | 0.018397 | 0.017486 | 24937.8732 | 2129.049 | 117.6547 | 22691.1695 | 24944.6182 | 0 | 0 | 24944.6182 | 0.000745%
2027 | 300 | 300-484F | Tier-2 | Tier-2---9 | 4--5 | 269 | 100% | 754.1323 | 92.41% | 6.882% | 0.7076% | 34.4965 | 0 | 0 | 34.4965 | 0 | 31.3913 | 4.6782 | 6.7101 | 31.3913 | 4.6782 | 6.7101 | 34.8355 | 5.1915 | 6.7101 | 4.574% | 0.039922 | 0.037946 | 18890.1433 | 1189.4361 | 2104.6022 | 15596.105 | 18964.8043 | 0 | 0 | 18964.8043 | 0.001138%
2027 | 307 | 307-1538F | Tier-2 | Tier-2---7 | 5--5 | 521 | 100% | 2407.2332 | 91.07% | 8.863% | 0.06623% | 108.5181 | 0 | 0 | 108.5181 | 0 | 98.75 | 9.0608 | 10.8986 | 98.75 | 9.0608 | 10.8986 | 109.5846 | 10.0549 | 10.8986 | 4.508% | 0.10098 | 0.09598 | 23839.1374 | 1161.7116 | 1913.71 | 20763.7158 | 23949.9932 | 0 | 0 | 23949.9932 | 0.003579%
2027 | 307 | 307-234R | Tier-2 | Tier-2---4 | 5--5 | 1014 | 100% | 4762.848 | 95.55% | 4.384% | 0.07015% | 225.2596 | 0 | 0 | 225.2596 | 0 | 204.9832 | 17.6347 | 11.6239 | 204.9832 | 17.6347 | 11.6239 | 227.4734 | 19.5695 | 11.6239 | 4.73% | 0.11001 | 0.10456 | 43295.9421 | 2235.6738 | 1794.1526 | 39266.1157 | 43396.3748 | 0 | 0 | 43396.3748 | 0.007428%
2027 | 308 | 308-485AE | Tier-2 | Tier-2---15 | 4--3 | 5 | 100% | 157.9773 | 2.775% | 96.6% | 0.6237% | 0.217 | 0 | 0 | 0.217 | 0 | 0.19746 | 0.086956 | 2.2708 | 0.19746 | 0.086956 | 2.2708 | 0.21913 | 0.096497 | 2.2708 | 0.1374% | 0.034738 | 0.033018 | 4547.6785 | 18.1382 | 4090.2999 | 439.2404 | 4777.9399 | 0 | 0 | 4777.9399 | 7.156e-06%
2027 | 308 | 308-486AE | Tier-2 | Tier-2---16 | 4--3 | 2 | 100% | 164.6778 | 2.383% | 96.2% | 1.419% | 0.19428 | 0 | 0 | 0.19428 | 0 | 0.1768 | 0.034782 | 5.0829 | 0.1768 | 0.034782 | 5.0829 | 0.19619 | 0.038599 | 5.0829 | 0.118% | 0.040279 | 0.038285 | 4088.4689 | 14.0784 | 3700.9466 | 373.4439 | 4296.3129 | 0 | 0 | 4296.3129 | 6.407e-06%
2027 | 308 | 308-563AE | Tier-2 | Tier-2---18 | 4--3 | 16 | 100% | 95.5263 | 19.37% | 79.9% | 0.729% | 0.91613 | 0 | 0 | 0.91613 | 0 | 0.83367 | 0.27826 | 2.996 | 0.83367 | 0.27826 | 2.996 | 0.92513 | 0.30879 | 2.996 | 0.959% | 0.03316 | 0.031518 | 2880.805 | 81.2813 | 2130.9308 | 668.5929 | 3001.7645 | 0 | 0 | 3001.7645 | 3.021e-05%
2027 | 311 | 311-1163F | Tier-2 | Tier-2---18 | 3--3 | 5 | 100% | 46.1951 | 84.69% | 14.76% | 0.5474% | 1.9366 | 0 | 0 | 1.9366 | 0 | 1.7623 | 0.086956 | 20.2667 | 1.7623 | 0.086956 | 20.2667 | 1.9557 | 0.096497 | 20.2667 | 4.192% | 0.018623 | 0.017701 | 2480.5668 | 135.3403 | 1292.4644 | 1052.7621 | 2500.341 | 0 | 0 | 2500.341 | 6.386e-05%
2027 | 311 | 311-1199 | Tier-2 | Tier-2---20 | 3--2 | 34 | 100% | 15.6056 | 49.38% | 48.09% | 2.529% | 0.38147 | 0 | 0 | 0.38147 | 0 | 0.34714 | 0.5913 | 0.58707 | 0.34714 | 0.5913 | 0.58707 | 0.38522 | 0.65618 | 0.58707 | 2.444% | 0.018336 | 0.017428 | 851.1013 | 34.5086 | 499.3326 | 317.2601 | 873.5365 | 0 | 0 | 873.5365 | 1.258e-05%
2027 | 311 | 311-14R | Tier-2 | Tier-2---14 | 3--4 | 22 | 100% | 278.652 | 16.28% | 83.57% | 0.1501% | 2.2455 | 0 | 0 | 2.2455 | 0 | 2.0434 | 0.38261 | 5.3407 | 2.0434 | 0.38261 | 5.3407 | 2.2676 | 0.42458 | 5.3407 | 0.8058% | 0.018935 | 0.017998 | 14715.9264 | 172.6193 | 12298.8098 | 2244.4973 | 15357.5365 | 0 | 0 | 15357.5365 | 7.405e-05%
2027 | 311 | 311-43 | Tier-2 | Tier-2---15 | 3--4 | 347 | 100% | 159.8581 | 2.339% | 95.81% | 1.853% | 0.18508 | 0 | 0 | 0.18508 | 0 | 0.16842 | 6.0347 | 0.027909 | 0.16842 | 6.0347 | 0.027909 | 0.1869 | 6.6969 | 0.027909 | 0.1158% | 0.027937 | 0.026554 | 5722.0498 | 11.5831 | 5135.5481 | 574.9186 | 6013.0719 | 0 | 0 | 6013.0719 | 6.103e-06%
2027 | 312 | 312-14F | Tier-2 | Tier-2---14 | 3--4 | 50 | 100% | 202.1236 | 0.1514% | 99.59% | 0.26% | 0.015143 | 0 | 0 | 0.015143 | 0 | 0.01378 | 0.86956 | 0.015847 | 0.01378 | 0.86956 | 0.015847 | 0.015292 | 0.96497 | 0.015847 | 0.007492% | 0.018868 | 0.017934 | 10712.5091 | 14.4007 | 9656.8656 | 1041.2427 | 11269.5492 | 0 | 0 | 11269.5492 | 4.994e-07%
2027 | 315 | 315-1192F | Tier-2 | Tier-2---19 | 1--4 | 8 | 100% | 14.6681 | 98.1% | 0% | 1.899% | 0.71228 | 0 | 0 | 0.71228 | 0 | 0.64817 | 0.13913 | 4.6587 | 0.64817 | 0.13913 | 4.6587 | 0.71928 | 0.15439 | 4.6587 | 4.856% | 0.0015284 | 0.0014527 | 9597.0285 | 5939.5807 | 177.2043 | 3480.2435 | 9606.5199 | 0 | 0 | 9606.5199 | 2.349e-05%
2027 | 315 | 315-485AE | Tier-2 | Tier-2---14 | 2--5 | 424 | 100% | 209.8559 | 99.5% | 0% | 0.498% | 10.3361 | 0 | 0 | 10.3361 | 0 | 9.4057 | 7.3739 | 1.2756 | 9.4057 | 7.3739 | 1.2756 | 10.4377 | 8.1829 | 1.2756 | 4.925% | 0.00637 | 0.0060547 | 32944.4153 | 9136.3077 | 189.8424 | 23618.2652 | 32952.9593 | 0 | 0 | 32952.9593 | 0.0003408%
2027 | 350 | 350-2182R | Tier-2 | Tier-2---13 | 4--3 | 17 | 100% | 302.428 | 99.27% | 0.6612% | 0.06922% | 14.8608 | 0 | 0 | 14.8608 | 0 | 13.5232 | 0.29565 | 45.7404 | 13.5232 | 0.29565 | 45.7404 | 15.0069 | 0.32809 | 45.7404 | 4.914% | 0.068991 | 0.065576 | 4383.5865 | 235.806 | 28.4753 | 4119.3053 | 4385.2539 | 0 | 0 | 4385.2539 | 0.0004901%
2027 | 350 | 350-2188R | Tier-2 | Tier-2---5 | 5--5 | 2015 | 100% | 3602.0119 | 95.48% | 4.084% | 0.4314% | 170.2488 | 0 | 0 | 170.2488 | 0 | 154.9241 | 35.0432 | 4.4209 | 154.9241 | 35.0432 | 4.4209 | 171.922 | 38.8881 | 4.4209 | 4.726% | 0.15121 | 0.14373 | 23821.2544 | 1424.0323 | 987.3799 | 21409.8422 | 23877.2694 | 0 | 0 | 23877.2694 | 0.005614%
2027 | 350 | 350-2192R | Tier-2 | Tier-2---2 | 5--5 | 2337 | 100% | 13871.6222 | 98.14% | 1.698% | 0.1643% | 673.8553 | 0 | 0 | 673.8553 | 0 | 613.1991 | 40.6432 | 15.0874 | 613.1991 | 40.6432 | 15.0874 | 680.4779 | 45.1025 | 15.0874 | 4.858% | 0.18928 | 0.17991 | 73287.5708 | 4711.7972 | 1323.9814 | 67251.7922 | 73358.6632 | 0 | 0 | 73358.6632 | 0.02222%
2027 | 350 | 350-2196R | Tier-2 | Tier-2---5 | 5--5 | 2775 | 100% | 5570.6857 | 96.99% | 2.589% | 0.4237% | 267.4423 | 0 | 0 | 267.4423 | 0 | 243.3688 | 48.2606 | 5.0428 | 243.3688 | 48.2606 | 5.0428 | 270.0707 | 53.5556 | 5.0428 | 4.801% | 0.19915 | 0.18929 | 27972.7323 | 1828.1512 | 784.4184 | 25360.1626 | 28016.6156 | 0 | 0 | 28016.6156 | 0.008819%
2027 | 350 | 350-2201R | Tier-3 | Tier-3---4 | 5--5 | 1107 | 100% | 13521.7454 | 99.28% | 0.6466% | 0.06915% | 664.5359 | 0 | 0 | 664.5359 | 0 | 604.7186 | 19.252 | 31.4106 | 604.7186 | 19.252 | 31.4106 | 671.067 | 21.3643 | 31.4106 | 4.915% | 0.1241 | 0.11796 | 108955.4795 | 7800.4897 | 724.3656 | 100430.6241 | 108996.0903 | 0 | 0 | 108996.0903 | 0.02191%
2027 | 350 | 350-41R | Tier-2 | Tier-2---3 | 5--5 | 1576 | 100% | 11201.3889 | 98.88% | 1.023% | 0.1021% | 548.2325 | 0 | 0 | 548.2325 | 0 | 498.8841 | 27.4085 | 18.2018 | 498.8841 | 27.4085 | 18.2018 | 553.6205 | 30.4157 | 18.2018 | 4.894% | 0.12896 | 0.12258 | 86857.3847 | 6899.4834 | 1125.7731 | 78832.1281 | 86908.2599 | 0 | 0 | 86908.2599 | 0.01808%
2027 | 351 | 351-819R | Tier-2 | Tier-2---1 | 5--5 | 1026 | 100% | 23517.4276 | 99.25% | 0.716% | 0.03401% | 1155.3817 | 0 | 0 | 1155.3817 | 0 | 1051.3816 | 17.8434 | 58.9228 | 1051.3816 | 17.8434 | 58.9228 | 1166.7367 | 19.8011 | 58.9228 | 4.913% | 0.14376 | 0.13664 | 163589.7091 | 16623.6975 | 1146.1775 | 145819.834 | 163653.6056 | 0 | 0 | 163653.6056 | 0.0381%
2027 | 351 | 351-871R | Tier-3 | Tier-3---6 | 5--5 | 243 | 100% | 9144.3124 | 99.73% | 0.2371% | 0.03256% | 451.4229 | 0 | 0 | 451.4229 | 0 | 410.7886 | 4.2261 | 97.2037 | 410.7886 | 4.2261 | 97.2037 | 455.8594 | 4.6897 | 97.2037 | 4.937% | 0.11468 | 0.109 | 79737.0821 | 3947.9048 | 194.739 | 75594.4383 | 79748.2799 | 0 | 0 | 79748.2799 | 0.01489%
2027 | 352 | 352-27R | Tier-3 | Tier-3---2 | 5--5 | 1556 | 100% | 18614.1823 | 99.36% | 0.5928% | 0.04664% | 915.5099 | 0 | 0 | 915.5099 | 0 | 833.1015 | 27.0607 | 30.7864 | 833.1015 | 27.0607 | 30.7864 | 924.5075 | 30.0297 | 30.7864 | 4.918% | 0.11814 | 0.11229 | 157566.7738 | 12769.0481 | 931.5035 | 143866.2223 | 157619.2477 | 0 | 0 | 157619.2477 | 0.03019%
2027 | 353 | 353-1429R | Tier-2 | Tier-2---6 | 5--5 | 951 | 100% | 9221.8022 | 97.49% | 2.457% | 0.05523% | 445.0117 | 0 | 0 | 445.0117 | 0 | 404.9546 | 16.539 | 24.4848 | 404.9546 | 16.539 | 24.4848 | 449.3853 | 18.3536 | 24.4848 | 4.826% | 0.12141 | 0.1154 | 75954.4937 | 7030.6458 | 1796.1724 | 67127.6756 | 76053.8635 | 0 | 0 | 76053.8635 | 0.01467%
2027 | 353 | 353-593F | Tier-2 | Tier-2---7 | 5--5 | 266 | 100% | 2519.0591 | 99.18% | 0.76% | 0.05848% | 123.6728 | 0 | 0 | 123.6728 | 0 | 112.5405 | 4.6261 | 24.3275 | 112.5405 | 4.6261 | 24.3275 | 124.8882 | 5.1336 | 24.3275 | 4.909% | 0.10537 | 0.10016 | 23906.1611 | 1223.3222 | 175.0584 | 22507.7804 | 23916.3516 | 0 | 0 | 23916.3516 | 0.004078%
2027 | 353 | 353-594F | Tier-2 | Tier-2---7 | 5--5 | 93 | 100% | 2215.6498 | 99.93% | 0.02983% | 0.0378% | 109.6005 | 0 | 0 | 109.6005 | 0 | 99.735 | 1.6174 | 61.6645 | 99.735 | 1.6174 | 61.6645 | 110.6776 | 1.7948 | 61.6645 | 4.947% | 0.10216 | 0.097099 | 21688.8427 | 1103.6586 | 13.4163 | 20571.7678 | 21689.6065 | 0 | 0 | 21689.6065 | 0.003614%
2027 | 353 | 353-900F | Tier-2 | Tier-2---8 | 5--5 | 172 | 100% | 1991.3582 | 88.69% | 11.27% | 0.03442% | 87.4279 | 0 | 0 | 87.4279 | 0 | 79.5582 | 2.9913 | 26.5967 | 79.5582 | 2.9913 | 26.5967 | 88.2871 | 3.3195 | 26.5967 | 4.39% | 0.10085 | 0.09586 | 19745.2341 | 886.6093 | 2040.7127 | 16817.9121 | 19861.49 | 0 | 0 | 19861.49 | 0.002883%
2027 | 353 | 353-901F | Tier-2 | Tier-2---4 | 5--5 | 138 | 100% | 4555.6189 | 94.3% | 5.656% | 0.04182% | 212.6544 | 0 | 0 | 212.6544 | 0 | 193.5126 | 2.4 | 80.6308 | 193.5126 | 2.4 | 80.6308 | 214.7444 | 2.6633 | 80.6308 | 4.668% | 0.10618 | 0.10093 | 42903.6289 | 2997.2951 | 2229.1196 | 37677.2142 | 43030.9365 | 0 | 0 | 43030.9365 | 0.007013%
2027 | 353 | 353-902F | Tier-2 | Tier-2---11 | 5--3 | 50 | 100% | 465.1006 | 62.84% | 37.09% | 0.07221% | 14.4673 | 0 | 0 | 14.4673 | 0 | 13.165 | 0.86956 | 15.1399 | 13.165 | 0.86956 | 15.1399 | 14.6095 | 0.96497 | 15.1399 | 3.111% | 0.098854 | 0.093961 | 4704.9245 | 153.014 | 1593.6445 | 2958.266 | 4795.9754 | 0 | 0 | 4795.9754 | 0.0004771%
2027 | 353 | 353-904R | Tier-2 | Tier-2---3 | 5--5 | 379 | 100% | 13534.4067 | 99.43% | 0.528% | 0.03951% | 666.1513 | 0 | 0 | 666.1513 | 0 | 606.1886 | 6.5913 | 91.9685 | 606.1886 | 6.5913 | 91.9685 | 672.6982 | 7.3144 | 91.9685 | 4.922% | 0.12577 | 0.11955 | 107611.5054 | 6762.2295 | 951.3386 | 99897.9374 | 107643.3077 | 0 | 0 | 107643.3077 | 0.02197%
2027 | 354 | 354-1706R | Tier-2 | Tier-2---1 | 5--5 | 1602 | 100% | 20510.2592 | 99.17% | 0.7728% | 0.06052% | 1006.7977 | 0 | 0 | 1006.7977 | 0 | 916.1722 | 27.8607 | 32.884 | 916.1722 | 27.8607 | 32.884 | 1016.6925 | 30.9175 | 32.884 | 4.909% | 0.13939 | 0.13249 | 147143.8192 | 11695.5249 | 1352.7634 | 134095.5309 | 147207.6742 | 0 | 0 | 147207.6742 | 0.0332%
2027 | 354 | 354-24AE | Tier-2 | Tier-2---4 | 4--5 | 226 | 100% | 3653.654 | 88.54% | 11.39% | 0.07412% | 160.1222 | 0 | 0 | 160.1222 | 0 | 145.709 | 3.9304 | 37.0722 | 145.709 | 3.9304 | 37.0722 | 161.6959 | 4.3616 | 37.0722 | 4.383% | 0.080555 | 0.076567 | 45356.2427 | 2136.2059 | 4816.4156 | 38403.6212 | 45627.0334 | 0 | 0 | 45627.0334 | 0.00528%
2027 | 355 | 355-41R | Tier-2 | Tier-2---6 | 4--5 | 580 | 100% | 7500.5861 | 98.5% | 1.439% | 0.05987% | 365.7128 | 0 | 0 | 365.7128 | 0 | 332.7936 | 10.0869 | 32.9927 | 332.7936 | 10.0869 | 32.9927 | 369.307 | 11.1936 | 32.9927 | 4.876% | 0.092253 | 0.087687 | 81304.346 | 4273.0126 | 1113.8309 | 75917.5024 | 81367.8246 | 0 | 0 | 81367.8246 | 0.01206%
2027 | 355 | 355-65R | Tier-2 | Tier-2---21 | 1--2 | 2 | 100% | 0.06699 | 46.11% | 0% | 53.89% | 0.0015289 | 0 | 0 | 0.0015289 | 0 | 0.0013913 | 0.034782 | 0.039999 | 0.0013913 | 0.034782 | 0.039999 | 0.0015439 | 0.038599 | 0.039999 | 2.282% | 7.02e-05 | 6.6725e-05 | 954.2713 | 48.1782 | 467.1903 | 438.9028 | 981.0548 | 0 | 0 | 981.0548 | 5.042e-08%
2027 | 355 | 355-6R | Tier-2 | Tier-2---7 | 4--5 | 248 | 100% | 1698.7097 | 79.94% | 19.99% | 0.07228% | 67.2176 | 0 | 0 | 67.2176 | 0 | 61.1671 | 4.313 | 14.182 | 61.1671 | 4.313 | 14.182 | 67.8782 | 4.7862 | 14.182 | 3.957% | 0.074333 | 0.070654 | 22852.699 | 968.4345 | 4228.7096 | 17655.5548 | 23091.4486 | 0 | 0 | 23091.4486 | 0.002217%
2027 | 356 | 356-16R | Tier-2 | Tier-2---4 | 4--5 | 346 | 100% | 5437.4375 | 98.14% | 1.781% | 0.0775% | 264.1505 | 0 | 0 | 264.1505 | 0 | 240.3733 | 6.0174 | 39.9467 | 240.3733 | 6.0174 | 39.9467 | 266.7465 | 6.6776 | 39.9467 | 4.858% | 0.090754 | 0.086262 | 59914.026 | 4577.5093 | 1354.7623 | 53981.7544 | 59972.0203 | 0 | 0 | 59972.0203 | 0.008711%
2027 | 356 | 356-19R | Tier-3 | Tier-3---8 | 5--5 | 1320 | 100% | 16012.7864 | 97.76% | 2.145% | 0.09187% | 774.9006 | 0 | 0 | 774.9006 | 0 | 705.149 | 22.9564 | 30.7169 | 705.149 | 22.9564 | 30.7169 | 782.5163 | 25.4751 | 30.7169 | 4.839% | 0.16775 | 0.15945 | 95453.8626 | 6567.3724 | 2023.3951 | 86863.0951 | 95565.0716 | 0 | 0 | 95565.0716 | 0.02555%
2027 | 356 | 356-30AE | Tier-3 | Tier-3---6 | 5--5 | 1086 | 100% | 9294.6751 | 95.41% | 4.438% | 0.1505% | 438.9762 | 0 | 0 | 438.9762 | 0 | 399.4624 | 18.8868 | 21.1503 | 399.4624 | 18.8868 | 21.1503 | 443.2904 | 20.9591 | 21.1503 | 4.723% | 0.14106 | 0.13408 | 65892.3901 | 4765.339 | 2823.4514 | 58303.5997 | 66049.8398 | 0 | 0 | 66049.8398 | 0.01448%
2027 | 357 | 357-1147R | Tier-2 | Tier-2---10 | 5--4 | 47 | 100% | 1251.1758 | 99.06% | 0.8754% | 0.0621% | 61.3526 | 0 | 0 | 61.3526 | 0 | 55.83 | 0.81739 | 68.3031 | 55.83 | 0.81739 | 68.3031 | 61.9555 | 0.90707 | 68.3031 | 4.904% | 0.14287 | 0.1358 | 8757.5771 | 445.3445 | 75.5026 | 8236.73 | 8761.8529 | 0 | 0 | 8761.8529 | 0.002023%
2027 | 357 | 357-1299R | Tier-3 | Tier-3---9 | 5--5 | 50 | 100% | 5098.7328 | 99.68% | 0.2892% | 0.03002% | 251.5816 | 0 | 0 | 251.5816 | 0 | 228.9358 | 0.86956 | 263.2779 | 228.9358 | 0.86956 | 263.2779 | 254.0541 | 0.96497 | 263.2779 | 4.934% | 0.2409 | 0.22898 | 21164.9633 | 1447.3151 | 61.817 | 19655.8313 | 21168.4818 | 0 | 0 | 21168.4818 | 0.008296%
2027 | 357 | 357-2047F | Tier-2 | Tier-2---10 | 5--4 | 10 | 100% | 878.9304 | 95.49% | 4.482% | 0.03213% | 41.5429 | 0 | 0 | 41.5429 | 0 | 37.8035 | 0.17391 | 217.3714 | 37.8035 | 0.17391 | 217.3714 | 41.9512 | 0.19299 | 217.3714 | 4.727% | 0.14128 | 0.13429 | 6221.0361 | 308.2981 | 257.2191 | 5655.5189 | 6235.6624 | 0 | 0 | 6235.6624 | 0.00137%
2027 | 357 | 357-2049F | Tier-3 | Tier-3---8 | 5--5 | 489 | 100% | 16869.708 | 98.79% | 1.184% | 0.02933% | 824.9167 | 0 | 0 | 824.9167 | 0 | 750.663 | 8.5043 | 88.2687 | 750.663 | 8.5043 | 88.2687 | 833.024 | 9.4374 | 88.2687 | 4.89% | 0.18286 | 0.17381 | 92253.2607 | 6177.0068 | 1029.1992 | 85047.0547 | 92311.5642 | 0 | 0 | 92311.5642 | 0.0272%
2027 | 357 | 357-45R | Tier-3 | Tier-3---8 | 5--5 | 938 | 100% | 17696.7525 | 97.47% | 2.478% | 0.04808% | 853.8638 | 0 | 0 | 853.8638 | 0 | 777.0044 | 16.3129 | 47.6312 | 777.0044 | 16.3129 | 47.6312 | 862.2555 | 18.1028 | 47.6312 | 4.825% | 0.18538 | 0.1762 | 95462.1405 | 7644.6992 | 2293.6368 | 85523.8045 | 95587.7082 | 0 | 0 | 95587.7082 | 0.02816%
2027 | 357 | 357-50R | Tier-3 | Tier-3---4 | 5--5 | 1053 | 100% | 10432.4887 | 97.04% | 2.884% | 0.07824% | 501.113 | 0 | 0 | 501.113 | 0 | 456.006 | 18.3129 | 24.9008 | 456.006 | 18.3129 | 24.9008 | 506.0379 | 20.3222 | 24.9008 | 4.803% | 0.14913 | 0.14175 | 69957.1689 | 5112.9004 | 1923.9041 | 62920.3645 | 70065.0754 | 0 | 0 | 70065.0754 | 0.01652%
2027 | 357 | 357-750R | Tier-2 | Tier-2---2 | 5--5 | 650 | 100% | 11757.6254 | 97.81% | 2.143% | 0.05143% | 569.2326 | 0 | 0 | 569.2326 | 0 | 517.9939 | 11.3043 | 45.8228 | 517.9939 | 11.3043 | 45.8228 | 574.827 | 12.5446 | 45.8228 | 4.841% | 0.171 | 0.16254 | 68756.8371 | 5466.8496 | 1394.351 | 61895.6365 | 68835.4024 | 0 | 0 | 68835.4024 | 0.01877%
2027 | 358 | 358-1175F | Tier-2 | Tier-2---11 | 5--3 | 29 | 100% | 599.5834 | 97.21% | 2.746% | 0.04768% | 28.8502 | 0 | 0 | 28.8502 | 0 | 26.2533 | 0.50434 | 52.0542 | 26.2533 | 0.50434 | 52.0542 | 29.1337 | 0.55968 | 52.0542 | 4.812% | 0.14195 | 0.13492 | 4224.0008 | 213.9489 | 108.6198 | 3901.4321 | 4230.1466 | 0 | 0 | 4230.1466 | 0.0009514%
2027 | 358 | 358-33 | Tier-3 | Tier-3---15 | 5--4 | 56 | 100% | 1344.6436 | 99.66% | 0.3079% | 0.03174% | 66.3338 | 0 | 0 | 66.3338 | 0 | 60.3628 | 0.97391 | 61.9801 | 60.3628 | 0.97391 | 61.9801 | 66.9857 | 1.0808 | 61.9801 | 4.933% | 0.14298 | 0.1359 | 9404.72 | 716.3629 | 33.2595 | 8655.0976 | 9406.3837 | 0 | 0 | 9406.3837 | 0.002187%
2027 | 358 | 358-682F | Tier-3 | Tier-3---3 | 5--5 | 437 | 100% | 37602.1184 | 98.59% | 1.386% | 0.02088% | 1835.1165 | 0 | 0 | 1835.1165 | 0 | 1669.931 | 7.6 | 219.7292 | 1669.931 | 7.6 | 219.7292 | 1853.1519 | 8.4338 | 219.7292 | 4.88% | 0.54241 | 0.51556 | 69323.599 | 4080.8113 | 883.9511 | 64358.8366 | 69374.3945 | 0 | 0 | 69374.3945 | 0.06052%
2027 | 386 | 386-25R | Tier-2 | Tier-2---15 | 3--4 | 3 | 100% | 143.657 | 35.36% | 63.5% | 1.138% | 2.5144 | 0 | 0 | 2.5144 | 0 | 2.2881 | 0.052174 | 43.8554 | 2.2881 | 0.052174 | 43.8554 | 2.5391 | 0.057898 | 43.8554 | 1.75% | 0.019083 | 0.018138 | 7528.0087 | 324.419 | 4631.7185 | 2571.8712 | 7781.4266 | 0 | 0 | 7781.4266 | 8.292e-05%
2027 | 387 | 387-15 | Tier-3 | Tier-3---16 | 4--5 | 79 | 100% | 1455.0528 | 89.01% | 10.72% | 0.2619% | 64.1128 | 0 | 0 | 64.1128 | 0 | 58.3418 | 1.3739 | 42.4643 | 58.3418 | 1.3739 | 42.4643 | 64.7429 | 1.5246 | 42.4643 | 4.406% | 0.072601 | 0.069007 | 20041.7181 | 1414.1085 | 2071.8969 | 16555.7127 | 20156.3764 | 0 | 0 | 20156.3764 | 0.002114%
2027 | 393 | 393-14R | Tier-2 | Tier-2---10 | 5--4 | 87 | 100% | 924.8041 | 18.79% | 81.02% | 0.1888% | 8.6004 | 0 | 0 | 8.6004 | 0 | 7.8263 | 1.513 | 5.1726 | 7.8263 | 1.513 | 5.1726 | 8.685 | 1.679 | 5.1726 | 0.93% | 0.10079 | 0.095804 | 9175.2809 | 282.2453 | 6855.7873 | 2037.2483 | 9563.3384 | 0 | 0 | 9563.3384 | 0.0002836%
2027 | 396 | 396-699R | Tier-2 | Tier-2---5 | 5--5 | 1753 | 100% | 3136.9517 | 88.18% | 11.4% | 0.4202% | 136.9258 | 0 | 0 | 136.9258 | 0 | 124.6006 | 30.4868 | 4.087 | 124.6006 | 30.4868 | 4.087 | 138.2715 | 33.8317 | 4.087 | 4.365% | 0.15664 | 0.14888 | 20026.8881 | 1646.7402 | 2215.8438 | 16164.3042 | 20150.1614 | 0 | 0 | 20150.1614 | 0.004515%
2027 | 411 | 411-1873R | Tier-2 | Tier-2---7 | 4--5 | 728 | 100% | 1857.5393 | 97.83% | 1.797% | 0.3696% | 89.9563 | 0 | 0 | 89.9563 | 0 | 81.859 | 12.6608 | 6.4656 | 81.859 | 12.6608 | 6.4656 | 90.8403 | 14.0499 | 6.4656 | 4.843% | 0.04682 | 0.044503 | 39673.886 | 2968.3717 | 1138.6008 | 35566.9135 | 39718.6459 | 0 | 0 | 39718.6459 | 0.002966%
2027 | 411 | 411-30R | Tier-3 | Tier-3---6 | 5--5 | 1526 | 100% | 6370.0414 | 98.47% | 1.262% | 0.272% | 310.4797 | 0 | 0 | 310.4797 | 0 | 282.5323 | 26.539 | 10.6459 | 282.5323 | 26.539 | 10.6459 | 313.5311 | 29.4507 | 10.6459 | 4.874% | 0.10309 | 0.09799 | 61789.3921 | 5810.5604 | 997.631 | 54981.2006 | 61838.7577 | 0 | 0 | 61838.7577 | 0.01024%
2027 | 411 | 411-47R | Tier-2 | Tier-2---9 | 4--5 | 68 | 100% | 1350.4062 | 95.97% | 3.342% | 0.6845% | 64.1539 | 0 | 0 | 64.1539 | 0 | 58.3792 | 1.1826 | 49.3651 | 58.3792 | 1.1826 | 49.3651 | 64.7844 | 1.3124 | 49.3651 | 4.751% | 0.063274 | 0.060142 | 21342.1296 | 2028.2504 | 1280.5502 | 18033.3289 | 21386.8765 | 0 | 0 | 21386.8765 | 0.002116%
2027 | 434 | 434-301 | Tier-2 | Tier-2---17 | 1--5 | 115 | 100% | 70.6497 | 99.53% | 0% | 0.466% | 3.4809 | 0 | 0 | 3.4809 | 0 | 3.1675 | 2 | 1.5838 | 3.1675 | 2 | 1.5838 | 3.5151 | 2.2194 | 1.5838 | 4.927% | 0.003157 | 0.0030007 | 22378.7351 | 1649.9048 | 280.7681 | 20448.0622 | 22384.166 | 0 | 0 | 22384.166 | 0.0001148%
2027 | 441 | 441-23R | Tier-3 | Tier-3---11 | 5--4 | 376 | 100% | 3518.0204 | 97.45% | 2.468% | 0.07959% | 169.706 | 0 | 0 | 169.706 | 0 | 154.4302 | 6.5391 | 23.6165 | 154.4302 | 6.5391 | 23.6165 | 171.3739 | 7.2565 | 23.6165 | 4.824% | 0.54783 | 0.52071 | 6421.7327 | 319.9827 | 139.6282 | 5962.1218 | 6430.2517 | 0 | 0 | 6430.2517 | 0.005596%
2027 | 441 | 441-279R | Tier-3 | Tier-3---18 | 5--2 | 48 | 100% | 582.1633 | 91.34% | 8.391% | 0.2732% | 26.3202 | 0 | 0 | 26.3202 | 0 | 23.951 | 0.83478 | 28.6915 | 23.951 | 0.83478 | 28.6915 | 26.5789 | 0.92637 | 28.6915 | 4.521% | 0.53527 | 0.50877 | 1087.6056 | 48.7403 | 75.2423 | 963.623 | 1092.5132 | 0 | 0 | 1092.5132 | 0.0008679%
2027 | 441 | 441-27R | Tier-3 | Tier-3---9 | 5--4 | 115 | 100% | 4750.1268 | 98% | 1.916% | 0.08125% | 230.4346 | 0 | 0 | 230.4346 | 0 | 209.6923 | 2 | 104.8468 | 209.6923 | 2 | 104.8468 | 232.6993 | 2.2194 | 104.8468 | 4.851% | 0.55752 | 0.52992 | 8520.0828 | 441.9883 | 150.5633 | 7927.5312 | 8528.9458 | 0 | 0 | 8528.9458 | 0.007599%
2027 | 441 | 441-30R | Tier-3 | Tier-3---9 | 5--4 | 63 | 100% | 5348.8774 | 98.57% | 1.364% | 0.06326% | 260.9896 | 0 | 0 | 260.9896 | 0 | 237.497 | 1.0956 | 216.7645 | 237.497 | 1.0956 | 216.7645 | 263.5546 | 1.2159 | 216.7645 | 4.879% | 0.55519 | 0.52771 | 9634.2631 | 496.8631 | 123.5008 | 9013.8993 | 9641.4258 | 0 | 0 | 9641.4258 | 0.008606%
2027 | 442 | 442-16R | Tier-3 | Tier-3---14 | 5--3 | 909 | 100% | 1834.9376 | 96.09% | 3.534% | 0.3793% | 87.2753 | 0 | 0 | 87.2753 | 0 | 79.4193 | 15.8086 | 5.0238 | 79.4193 | 15.8086 | 5.0238 | 88.133 | 17.5431 | 5.0238 | 4.756% | 0.45792 | 0.43525 | 4007.1227 | 182.139 | 134.5225 | 3690.4612 | 4015.2885 | 0 | 0 | 4015.2885 | 0.002878%
2027 | 442 | 442-46R | Tier-3 | Tier-3---19 | 5--1 | 31 | 100% | 88.141 | 1.745% | 98.17% | 0.08447% | 0.076128 | 0 | 0 | 0.076128 | 0 | 0.069276 | 0.53913 | 0.1285 | 0.069276 | 0.53913 | 0.1285 | 0.076876 | 0.59828 | 0.1285 | 0.08637% | 0.35092 | 0.33355 | 251.1714 | 0.48889 | 224.1015 | 26.581 | 264.0236 | 0 | 0 | 264.0236 | 2.51e-06%
2027 | 442 | 442-509R | Tier-3 | Tier-3---15 | 5--3 | 866 | 100% | 852.9261 | 84.92% | 14.72% | 0.3553% | 35.855 | 0 | 0 | 35.855 | 0 | 32.6276 | 15.0608 | 2.1664 | 32.6276 | 15.0608 | 2.1664 | 36.2074 | 16.7132 | 2.1664 | 4.204% | 0.36954 | 0.35125 | 2308.0588 | 110.4832 | 313.3685 | 1884.2071 | 2326.1793 | 0 | 0 | 2326.1793 | 0.001182%
2027 | 442 | 442-525 | Tier-3 | Tier-3---18 | 5--2 | 664 | 100% | 526.1263 | 57.95% | 41.57% | 0.4783% | 15.0927 | 0 | 0 | 15.0927 | 0 | 13.7342 | 11.5478 | 1.1893 | 13.7342 | 11.5478 | 1.1893 | 15.2411 | 12.8147 | 1.1893 | 2.869% | 0.36155 | 0.34365 | 1455.1925 | 55.7076 | 549.0709 | 850.414 | 1487.0575 | 0 | 0 | 1487.0575 | 0.0004977%
2027 | 442 | 442-728R | Tier-3 | Tier-3---5 | 5--5 | 1856 | 100% | 11572.221 | 88.48% | 11.4% | 0.1243% | 506.8142 | 0 | 0 | 506.8142 | 0 | 461.194 | 32.278 | 14.2882 | 461.194 | 32.278 | 14.2882 | 511.7951 | 35.8195 | 14.2882 | 4.38% | 0.35802 | 0.3403 | 32323.0144 | 2289.7277 | 3409.1909 | 26624.0958 | 32516.9947 | 0 | 0 | 32516.9947 | 0.01671%
2027 | 442 | 442-729 | Tier-3 | Tier-3---15 | 5--3 | 38 | 100% | 704.6091 | 96.62% | 3.132% | 0.2514% | 33.6979 | 0 | 0 | 33.6979 | 0 | 30.6647 | 0.66087 | 46.4008 | 30.6647 | 0.66087 | 46.4008 | 34.0291 | 0.73337 | 46.4008 | 4.782% | 0.36059 | 0.34274 | 1954.0299 | 88.7883 | 138.1468 | 1727.0948 | 1957.4733 | 0 | 0 | 1957.4733 | 0.001111%
2027 | 442 | 442-758F | Tier-3 | Tier-3---18 | 5--2 | 41 | 100% | 549.9829 | 98.93% | 0.9134% | 0.161% | 26.9317 | 0 | 0 | 26.9317 | 0 | 24.5074 | 0.71304 | 34.3704 | 24.5074 | 0.71304 | 34.3704 | 27.1963 | 0.79127 | 34.3704 | 4.897% | 0.35119 | 0.3338 | 1566.0749 | 78.3252 | 13.6628 | 1474.0869 | 1566.9511 | 0 | 0 | 1566.9511 | 0.0008881%
2027 | 442 | 442-764R | Tier-3 | Tier-3---18 | 5--2 | 289 | 100% | 474.7376 | 91.31% | 8.325% | 0.3651% | 21.4573 | 0 | 0 | 21.4573 | 0 | 19.5259 | 5.0261 | 3.8849 | 19.5259 | 5.0261 | 3.8849 | 21.6682 | 5.5775 | 3.8849 | 4.52% | 0.35448 | 0.33694 | 1339.2423 | 54.097 | 105.5502 | 1179.5951 | 1345.3033 | 0 | 0 | 1345.3033 | 0.0007076%
2027 | 442 | 442-780 | Tier-3 | Tier-3---19 | 5--1 | 204 | 100% | 141.3846 | 51% | 48.51% | 0.49% | 3.5693 | 0 | 0 | 3.5693 | 0 | 3.248 | 3.5478 | 0.91551 | 3.248 | 3.5478 | 0.91551 | 3.6044 | 3.9371 | 0.91551 | 2.525% | 0.34601 | 0.32888 | 408.6195 | 15.0224 | 181.372 | 212.2251 | 419.0465 | 0 | 0 | 419.0465 | 0.0001177%
2027 | 444 | 444-15R | Tier-2 | Tier-2---13 | 5--3 | 6 | 100% | 333.8465 | 96.62% | 2.31% | 1.072% | 15.9664 | 0 | 0 | 15.9664 | 0 | 14.5292 | 0.10435 | 139.2393 | 14.5292 | 0.10435 | 139.2393 | 16.1233 | 0.1158 | 139.2393 | 4.783% | 0.14886 | 0.14149 | 2242.6726 | 149.3607 | 69.2136 | 2024.0983 | 2246.6232 | 0 | 0 | 2246.6232 | 0.0005265%
2027 | 444 | 444-43R | Tier-2 | Tier-2---5 | 5--5 | 141 | 100% | 3413.8137 | 97.67% | 1.995% | 0.3352% | 165.0466 | 0 | 0 | 165.0466 | 0 | 150.1902 | 2.4522 | 61.2482 | 150.1902 | 2.4522 | 61.2482 | 166.6687 | 2.7212 | 61.2482 | 4.835% | 0.2124 | 0.20189 | 16072.3576 | 890.1063 | 476.3771 | 14705.8742 | 16091.8592 | 0 | 0 | 16091.8592 | 0.005443%
2027 | 444 | 444-9R | Tier-2 | Tier-2---11 | 5--3 | 594 | 100% | 571.2373 | 70.71% | 27.93% | 1.361% | 19.9936 | 0 | 0 | 19.9936 | 0 | 18.1939 | 10.3304 | 1.7612 | 18.1939 | 10.3304 | 1.7612 | 20.1901 | 11.4638 | 1.7612 | 3.5% | 0.1488 | 0.14143 | 3839.0169 | 197.4513 | 1077.3117 | 2564.2539 | 3897.5795 | 0 | 0 | 3897.5795 | 0.0006593%
2027 | 445 | 445-1311R | Tier-3 | Tier-3---5 | 5--5 | 390 | 100% | 9632.5907 | 94.96% | 4.965% | 0.07823% | 452.7685 | 0 | 0 | 452.7685 | 0 | 412.0132 | 6.7826 | 60.7459 | 412.0132 | 6.7826 | 60.7459 | 457.2183 | 7.5267 | 60.7459 | 4.7% | 0.53792 | 0.51129 | 17907.0399 | 1026.0345 | 824.7437 | 16056.2617 | 17954.067 | 0 | 0 | 17954.067 | 0.01493%
2027 | 445 | 445-1325F | Tier-2 | Tier-2---2 | 5--4 | 252 | 100% | 7250.7229 | 96.11% | 3.805% | 0.08959% | 344.9322 | 0 | 0 | 344.9322 | 0 | 313.8836 | 4.3826 | 71.6207 | 313.8836 | 4.3826 | 71.6207 | 348.3221 | 4.8634 | 71.6207 | 4.757% | 0.57356 | 0.54517 | 12641.5766 | 694.1782 | 440.7081 | 11506.6903 | 12667.2174 | 0 | 0 | 12667.2174 | 0.01137%
2027 | 445 | 445-17R | Tier-2 | Tier-2---8 | 5--3 | 171 | 100% | 1603.5562 | 88.72% | 11.16% | 0.1231% | 70.4231 | 0 | 0 | 70.4231 | 0 | 64.084 | 2.9739 | 21.5489 | 64.084 | 2.9739 | 21.5489 | 71.1152 | 3.3002 | 21.5489 | 4.392% | 0.53426 | 0.50782 | 3001.4248 | 150.999 | 302.1467 | 2548.279 | 3019.055 | 0 | 0 | 3019.055 | 0.002322%
2027 | 445 | 445-18R | Tier-2 | Tier-2---2 | 5--5 | 454 | 100% | 10619.7967 | 95.69% | 4.18% | 0.1317% | 503.0122 | 0 | 0 | 503.0122 | 0 | 457.7342 | 7.8956 | 57.9733 | 457.7342 | 7.8956 | 57.9733 | 507.9557 | 8.7619 | 57.9733 | 4.737% | 0.6048 | 0.57486 | 17559.3271 | 969.9837 | 680.7099 | 15908.6335 | 17598.759 | 0 | 0 | 17598.759 | 0.01659%
2027 | 445 | 445-19R | Tier-2 | Tier-2---8 | 5--3 | 208 | 100% | 1766.7037 | 84.73% | 14.9% | 0.3714% | 74.0952 | 0 | 0 | 74.0952 | 0 | 67.4256 | 3.6174 | 18.6394 | 67.4256 | 3.6174 | 18.6394 | 74.8234 | 4.0143 | 18.6394 | 4.194% | 0.56527 | 0.53729 | 3125.4156 | 150.9089 | 429.896 | 2544.6106 | 3150.2749 | 0 | 0 | 3150.2749 | 0.002443%
2027 | 445 | 445-39R | Tier-2 | Tier-2---5 | 5--4 | 235 | 100% | 3678.5806 | 87.54% | 12.33% | 0.1304% | 159.4029 | 0 | 0 | 159.4029 | 0 | 145.0545 | 4.0869 | 35.4923 | 145.0545 | 4.0869 | 35.4923 | 160.9695 | 4.5353 | 35.4923 | 4.333% | 0.48997 | 0.46571 | 7507.8253 | 391.1864 | 914.4635 | 6202.1754 | 7556.5395 | 0 | 0 | 7556.5395 | 0.005257%
2027 | 445 | 445-894R | Tier-2 | Tier-2---5 | 5--4 | 381 | 100% | 4421.0024 | 88.12% | 11.51% | 0.3702% | 192.8443 | 0 | 0 | 192.8443 | 0 | 175.4857 | 6.626 | 26.4842 | 175.4857 | 6.626 | 26.4842 | 194.7396 | 7.353 | 26.4842 | 4.362% | 0.63526 | 0.60381 | 6959.394 | 312.553 | 750.3762 | 5896.4648 | 7002.446 | 0 | 0 | 7002.446 | 0.006359%
2027 | 445 | 445-897R | Tier-2 | Tier-2---10 | 5--3 | 28 | 100% | 1351.7747 | 97.24% | 2.711% | 0.04647% | 65.0678 | 0 | 0 | 65.0678 | 0 | 59.2108 | 0.48695 | 121.5945 | 59.2108 | 0.48695 | 121.5945 | 65.7073 | 0.54038 | 121.5945 | 4.814% | 0.75637 | 0.71893 | 1787.1928 | 98.5478 | 55.7869 | 1632.8581 | 1789.7592 | 0 | 0 | 1789.7592 | 0.002146%
2027 | 448 | 448-1196F | Tier-3 | Tier-3---20 | 1--5 | 7 | 100% | 16.696 | 99.41% | 0% | 0.5907% | 0.82157 | 0 | 0 | 0.82157 | 0 | 0.74762 | 0.12174 | 6.1412 | 0.74762 | 0.12174 | 6.1412 | 0.82964 | 0.1351 | 6.1412 | 4.921% | 0.0002432 | 0.00023116 | 68651.2414 | 3730.8328 | 661.7244 | 64258.6842 | 68672.3598 | 0 | 0 | 68672.3598 | 2.709e-05%
2027 | 448 | 448-1234R | Tier-3 | Tier-3---15 | 5--3 | 27 | 100% | 1211.6194 | 97.39% | 2.475% | 0.1351% | 58.4097 | 0 | 0 | 58.4097 | 0 | 53.1521 | 0.46956 | 113.1949 | 53.1521 | 0.46956 | 113.1949 | 58.9838 | 0.52108 | 113.1949 | 4.821% | 0.62101 | 0.59027 | 1951.0598 | 101.7927 | 46.8267 | 1802.4404 | 1953.7118 | 0 | 0 | 1953.7118 | 0.001926%
2027 | 448 | 448-47R | Tier-3 | Tier-3---14 | 5--3 | 154 | 100% | 2612.2711 | 91.91% | 7.885% | 0.2065% | 118.8447 | 0 | 0 | 118.8447 | 0 | 108.1471 | 2.6782 | 40.3799 | 108.1471 | 2.6782 | 40.3799 | 120.0127 | 2.9721 | 40.3799 | 4.549% | 0.62882 | 0.59769 | 4154.2404 | 216.0426 | 303.0764 | 3635.1215 | 4171.7455 | 0 | 0 | 4171.7455 | 0.003919%
2027 | 448 | 448-714R | Tier-3 | Tier-3---14 | 5--3 | 269 | 100% | 2119.752 | 55.7% | 43.96% | 0.3458% | 58.4428 | 0 | 0 | 58.4428 | 0 | 53.1821 | 4.6782 | 11.368 | 53.1821 | 4.6782 | 11.368 | 59.0171 | 5.1915 | 11.368 | 2.757% | 0.46343 | 0.44049 | 4574.0639 | 152.3288 | 1823.4456 | 2598.2895 | 4679.5943 | 0 | 0 | 4679.5943 | 0.001927%
2027 | 448 | 448-724R | Tier-3 | Tier-3---18 | 5--2 | 267 | 100% | 520.639 | 76.18% | 22.78% | 1.038% | 19.634 | 0 | 0 | 19.634 | 0 | 17.8667 | 4.6434 | 3.8477 | 17.8667 | 4.6434 | 3.8477 | 19.8269 | 5.1529 | 3.8477 | 3.771% | 0.55035 | 0.52311 | 946.0153 | 35.8531 | 201.7143 | 708.4479 | 957.7484 | 0 | 0 | 957.7484 | 0.0006475%
2027 | 448 | 448-735R | Tier-3 | Tier-3---18 | 5--2 | 191 | 100% | 630.7627 | 79.12% | 20.09% | 0.7869% | 24.7041 | 0 | 0 | 24.7041 | 0 | 22.4804 | 3.3217 | 6.7677 | 22.4804 | 3.3217 | 6.7677 | 24.9469 | 3.6862 | 6.7677 | 3.917% | 0.54202 | 0.51519 | 1163.7353 | 53.8869 | 215.9361 | 893.9122 | 1176.3882 | 0 | 0 | 1176.3882 | 0.0008147%
2027 | 448 | 448-744R | Tier-3 | Tier-3---7 | 5--5 | 744 | 100% | 9104.5616 | 91.68% | 8.126% | 0.1928% | 413.1864 | 0 | 0 | 413.1864 | 0 | 375.994 | 12.939 | 29.0589 | 375.994 | 12.939 | 29.0589 | 417.2472 | 14.3587 | 29.0589 | 4.538% | 0.49442 | 0.46994 | 18414.705 | 980.4625 | 1393.5793 | 16040.6633 | 18494.4792 | 0 | 0 | 18494.4792 | 0.01363%
2027 | 448 | 448-9R | Tier-3 | Tier-3---9 | 5--4 | 525 | 100% | 5644.8109 | 93.43% | 6.384% | 0.1906% | 261.0474 | 0 | 0 | 261.0474 | 0 | 237.5496 | 9.1304 | 26.0175 | 237.5496 | 9.1304 | 26.0175 | 263.613 | 10.1321 | 26.0175 | 4.625% | 0.54394 | 0.51701 | 10377.639 | 550.4893 | 645.7623 | 9181.3873 | 10413.1713 | 0 | 0 | 10413.1713 | 0.008608%
2027 | 449 | 449-13R | Tier-3 | Tier-3---7 | 5--5 | 964 | 100% | 6729.9647 | 90.49% | 9.346% | 0.1629% | 301.4563 | 0 | 0 | 301.4563 | 0 | 274.3211 | 16.7651 | 16.3626 | 274.3211 | 16.7651 | 16.3626 | 304.419 | 18.6045 | 16.3626 | 4.479% | 0.28234 | 0.26837 | 23836.2998 | 1408.7102 | 2080.9099 | 20346.6798 | 23954.3367 | 0 | 0 | 23954.3367 | 0.009941%
2027 | 449 | 449-16R | Tier-3 | Tier-3---15 | 5--4 | 62 | 100% | 1495.5065 | 96.97% | 2.927% | 0.1006% | 71.7862 | 0 | 0 | 71.7862 | 0 | 65.3245 | 1.0783 | 60.5836 | 65.3245 | 1.0783 | 60.5836 | 72.4917 | 1.1966 | 60.5836 | 4.8% | 0.23738 | 0.22563 | 6300.0313 | 365.3232 | 174.7966 | 5759.9115 | 6309.9651 | 0 | 0 | 6309.9651 | 0.002367%
2027 | 449 | 449-683 | Tier-3 | Tier-3---18 | 5--3 | 36 | 100% | 625.3129 | 96.7% | 3.156% | 0.1473% | 29.9305 | 0 | 0 | 29.9305 | 0 | 27.2363 | 0.62608 | 43.5028 | 27.2363 | 0.62608 | 43.5028 | 30.2246 | 0.69478 | 43.5028 | 4.786% | 0.34581 | 0.32869 | 1808.2683 | 90.977 | 47.6654 | 1669.626 | 1811.3792 | 0 | 0 | 1811.3792 | 0.000987%
2027 | 449 | 449-693R | Tier-3 | Tier-3---9 | 5--5 | 197 | 100% | 5260.7056 | 98.77% | 1.153% | 0.07468% | 257.2092 | 0 | 0 | 257.2092 | 0 | 234.0568 | 3.4261 | 68.3165 | 234.0568 | 3.4261 | 68.3165 | 259.737 | 3.802 | 68.3165 | 4.889% | 0.26107 | 0.24815 | 20150.463 | 1117.608 | 224.7441 | 18808.1109 | 20163.3414 | 0 | 0 | 20163.3414 | 0.008482%
2027 | 449 | 449-6R | Tier-3 | Tier-3---14 | 5--4 | 250 | 100% | 2320.0162 | 95.55% | 4.318% | 0.1352% | 109.7271 | 0 | 0 | 109.7271 | 0 | 99.8502 | 4.3478 | 22.9657 | 99.8502 | 4.3478 | 22.9657 | 110.8055 | 4.8248 | 22.9657 | 4.73% | 0.24779 | 0.23552 | 9362.9076 | 518.3997 | 417.6492 | 8426.8588 | 9384.6196 | 0 | 0 | 9384.6196 | 0.003618%
2027 | 450 | 450-1850 | Tier-2 | Tier-2---13 | 4--3 | 78 | 100% | 296.7138 | 97.11% | 2.719% | 0.1664% | 14.2636 | 0 | 0 | 14.2636 | 0 | 12.9796 | 1.3565 | 9.5684 | 12.9796 | 1.3565 | 9.5684 | 14.4037 | 1.5053 | 9.5684 | 4.807% | 0.073712 | 0.070064 | 4025.2898 | 218.8856 | 107.0123 | 3699.392 | 4031.3382 | 0 | 0 | 4031.3382 | 0.0004704%
2027 | 450 | 450-1851F | Tier-2 | Tier-2---3 | 5--5 | 633 | 100% | 8274.1225 | 99.23% | 0.7168% | 0.05235% | 406.4189 | 0 | 0 | 406.4189 | 0 | 369.8356 | 11.0086 | 33.5951 | 369.8356 | 11.0086 | 33.5951 | 410.4131 | 12.2165 | 33.5951 | 4.912% | 0.099477 | 0.094553 | 83176.2362 | 14607.9335 | 584.6634 | 67983.6393 | 83209.5529 | 0 | 0 | 83209.5529 | 0.0134%
2027 | 450 | 450-1853F | Tier-2 | Tier-2---10 | 4--4 | 138 | 100% | 792.2018 | 92.77% | 7.138% | 0.09408% | 36.3781 | 0 | 0 | 36.3781 | 0 | 33.1036 | 2.4 | 13.7933 | 33.1036 | 2.4 | 13.7933 | 36.7357 | 2.6633 | 13.7933 | 4.592% | 0.075291 | 0.071564 | 10521.8374 | 525.9075 | 700.4641 | 9295.4659 | 10561.4641 | 0 | 0 | 10561.4641 | 0.0012%
2027 | 450 | 450-1854 | Tier-2 | Tier-2---9 | 4--4 | 158 | 100% | 1132.2887 | 95.25% | 4.625% | 0.1242% | 53.3866 | 0 | 0 | 53.3866 | 0 | 48.5811 | 2.7478 | 17.6799 | 48.5811 | 2.7478 | 17.6799 | 53.9113 | 3.0493 | 17.6799 | 4.715% | 0.079085 | 0.07517 | 14317.3642 | 967.6824 | 629.1902 | 12720.4915 | 14352.7731 | 0 | 0 | 14352.7731 | 0.00176%
2027 | 450 | 450-50R | Tier-2 | Tier-2---11 | 4--4 | 7 | 100% | 537.0702 | 32.53% | 67.41% | 0.0594% | 8.6479 | 0 | 0 | 8.6479 | 0 | 7.8695 | 0.12174 | 64.6427 | 7.8695 | 0.12174 | 64.6427 | 8.7329 | 0.1351 | 64.6427 | 1.61% | 0.071801 | 0.068247 | 7480.0024 | 150.8342 | 4623.5659 | 2705.6023 | 7742.8291 | 0 | 0 | 7742.8291 | 0.0002852%
2027 | 452 | 452-1403 | Tier-2 | Tier-2---15 | 1--5 | 26 | 100% | 137.227 | 99.9% | 0% | 0.1049% | 6.7856 | 0 | 0 | 6.7856 | 0 | 6.1748 | 0.45217 | 13.6559 | 6.1748 | 0.45217 | 13.6559 | 6.8523 | 0.50178 | 13.6559 | 4.945% | 0.0007938 | 0.00075451 | 172873.5238 | 9697.409 | 167.2651 | 163008.8497 | 172882.9651 | 0 | 0 | 172882.9651 | 0.0002238%
2027 | 452 | 452-1404F | Tier-2 | Tier-2---12 | 1--5 | 3 | 100% | 625.5425 | 99.9% | 0% | 0.09615% | 30.9346 | 0 | 0 | 30.9346 | 0 | 28.15 | 0.052174 | 539.5461 | 28.15 | 0.052174 | 539.5461 | 31.2386 | 0.057898 | 539.5461 | 4.945% | 0.0036434 | 0.0034631 | 171691.9584 | 19885.3998 | 159.1121 | 151647.4464 | 171700.5552 | 0 | 0 | 171700.5552 | 0.00102%
2027 | 452 | 452-1405 | Tier-2 | Tier-2---15 | 1--5 | 12 | 100% | 181.2174 | 99.84% | 0% | 0.161% | 8.9558 | 0 | 0 | 8.9558 | 0 | 8.1497 | 0.20869 | 39.0508 | 8.1497 | 0.20869 | 39.0508 | 9.0438 | 0.23159 | 39.0508 | 4.942% | 0.001513 | 0.0014381 | 119773.5584 | 9128.5645 | 179.9048 | 110465.0891 | 119783.5982 | 0 | 0 | 119783.5982 | 0.0002953%
2027 | 452 | 452-38AE | Tier-2 | Tier-2---4 | 2--5 | 354 | 100% | 2823.7515 | 99.93% | 0% | 0.06613% | 139.6833 | 0 | 0 | 139.6833 | 0 | 127.1099 | 6.1565 | 20.6465 | 127.1099 | 6.1565 | 20.6465 | 141.0561 | 6.832 | 20.6465 | 4.947% | 0.011395 | 0.010831 | 247801.8355 | 21945.5544 | 160.9262 | 225695.355 | 247810.3694 | 0 | 0 | 247810.3694 | 0.004606%
2027 | 454 | 454-1814 | Tier-2 | Tier-2---20 | 4--2 | 36 | 100% | 39.0262 | 97.23% | 2.586% | 0.1833% | 1.8783 | 0 | 0 | 1.8783 | 0 | 1.7092 | 0.62608 | 2.73 | 1.7092 | 0.62608 | 2.73 | 1.8968 | 0.69478 | 2.73 | 4.813% | 0.072066 | 0.068499 | 541.534 | 33.0087 | 13.8021 | 494.7232 | 542.315 | 0 | 0 | 542.315 | 6.194e-05%
2027 | 454 | 454-48F | Tier-2 | Tier-2---4 | 4--5 | 363 | 100% | 3441.1661 | 99.7% | 0.2542% | 0.04705% | 169.8246 | 0 | 0 | 169.8246 | 0 | 154.5381 | 6.313 | 24.4793 | 154.5381 | 6.313 | 24.4793 | 171.4936 | 7.0057 | 24.4793 | 4.935% | 0.085487 | 0.081255 | 40253.7717 | 8646.4201 | 106.7946 | 31500.5571 | 40260.0869 | 0 | 0 | 40260.0869 | 0.0056%
2027 | 463 | 463-1136F | Tier-2 | Tier-2---18 | 4--2 | 1 | 100% | 88.0149 | 97.35% | 2.233% | 0.4157% | 4.2413 | 0 | 0 | 4.2413 | 0 | 3.8596 | 0.017391 | 221.9262 | 3.8596 | 0.017391 | 221.9262 | 4.283 | 0.019299 | 221.9262 | 4.819% | 0.060434 | 0.057442 | 1456.3858 | 89.8078 | 31.4849 | 1335.0931 | 1458.3947 | 0 | 0 | 1458.3947 | 0.0001399%
2027 | 463 | 463-1229 | Tier-2 | Tier-2---9 | 5--4 | 69 | 100% | 1378.3182 | 99.02% | 0.574% | 0.4088% | 67.5562 | 0 | 0 | 67.5562 | 0 | 61.4752 | 1.2 | 51.2297 | 61.4752 | 1.2 | 51.2297 | 68.2202 | 1.3317 | 51.2297 | 4.901% | 0.096723 | 0.091935 | 14250.1892 | 1640.085 | 119.2009 | 12490.9033 | 14257.4826 | 0 | 0 | 14257.4826 | 0.002228%
2027 | 470 | 470-40AE | Tier-2 | Tier-2---4 | 4--5 | 415 | 100% | 5264.9688 | 98.33% | 1.599% | 0.07273% | 256.2599 | 0 | 0 | 256.2599 | 0 | 233.193 | 7.2173 | 32.3101 | 233.193 | 7.2173 | 32.3101 | 258.7784 | 8.0092 | 32.3101 | 4.867% | 0.091034 | 0.086528 | 57835.1917 | 3654.8473 | 877.7111 | 53302.6332 | 57885.5342 | 0 | 0 | 57885.5342 | 0.008451%
2027 | 470 | 470-47R | Tier-3 | Tier-3---2 | 5--5 | 887 | 100% | 16740.3911 | 99.37% | 0.5365% | 0.09319% | 823.4313 | 0 | 0 | 823.4313 | 0 | 749.3113 | 15.426 | 48.5746 | 749.3113 | 15.426 | 48.5746 | 831.524 | 17.1185 | 48.5746 | 4.919% | 0.16225 | 0.15422 | 103174.1084 | 6598.1472 | 589.4379 | 95986.5234 | 103207.9428 | 0 | 0 | 103207.9428 | 0.02715%
2027 | 471 | 471-36F | Tier-2 | Tier-2---4 | 4--5 | 127 | 100% | 4253.6671 | 94.96% | 4.983% | 0.06005% | 199.9388 | 0 | 0 | 199.9388 | 0 | 181.9416 | 2.2087 | 82.3757 | 181.9416 | 2.2087 | 82.3757 | 201.9038 | 2.451 | 82.3757 | 4.7% | 0.093079 | 0.088471 | 45699.6343 | 2391.7261 | 2109.1945 | 41198.7137 | 45819.647 | 0 | 0 | 45819.647 | 0.006593%
2027 | 500 | 500-1531 | Tier-2 | Tier-2---10 | 4--4 | 58 | 100% | 800.5503 | 21.6% | 78.32% | 0.07823% | 8.56 | 0 | 0 | 8.56 | 0 | 7.7895 | 1.0087 | 7.7224 | 7.7895 | 1.0087 | 7.7224 | 8.6441 | 1.1194 | 7.7224 | 1.069% | 0.071178 | 0.067654 | 11247.1911 | 167.2855 | 8054.1845 | 3025.7211 | 11706.3951 | 0 | 0 | 11706.3951 | 0.0002823%
2027 | 501 | 501-786 | Tier-2 | Tier-2---14 | 2--5 | 163 | 100% | 204.0835 | 99.63% | 0% | 0.368% | 10.065 | 0 | 0 | 10.065 | 0 | 9.159 | 2.8348 | 3.2309 | 9.159 | 2.8348 | 3.2309 | 10.1639 | 3.1458 | 3.2309 | 4.932% | 0.0050324 | 0.0047833 | 40553.9202 | 2762.8 | 144.6555 | 37646.4647 | 40561.693 | 0 | 0 | 40561.693 | 0.0003319%
2027 | 504 | 504-2501R | Tier-2 | Tier-2---9 | 3--5 | 78 | 100% | 733.6834 | 99.51% | 0% | 0.4917% | 36.1388 | 0 | 0 | 36.1388 | 0 | 32.8858 | 1.3565 | 24.2429 | 32.8858 | 1.3565 | 24.2429 | 36.4939 | 1.5053 | 24.2429 | 4.926% | 0.021593 | 0.020524 | 33978.4661 | 2347.3747 | 1024.1887 | 30606.9026 | 33987.1667 | 0 | 0 | 33987.1667 | 0.001192%
2027 | 520 | 520-1045R | Tier-2 | Tier-2---5 | 5--4 | 1241 | 100% | 2978.814 | 97.34% | 2.471% | 0.184% | 143.536 | 0 | 0 | 143.536 | 0 | 130.6158 | 21.5825 | 6.0519 | 130.6158 | 21.5825 | 6.0519 | 144.9467 | 23.9504 | 6.0519 | 4.819% | 0.26824 | 0.25496 | 11105.2066 | 596.3807 | 258.2442 | 10250.5816 | 11120.5631 | 0 | 0 | 11120.5631 | 0.004733%
2027 | 520 | 520-10R | Tier-2 | Tier-2---7 | 4--5 | 524 | 100% | 1478.7446 | 97.97% | 1.759% | 0.2664% | 71.715 | 0 | 0 | 71.715 | 0 | 65.2597 | 9.113 | 7.1612 | 65.2597 | 9.113 | 7.1612 | 72.4198 | 10.1128 | 7.1612 | 4.85% | 0.046043 | 0.043764 | 32116.3215 | 3380.3007 | 793.9909 | 27942.0299 | 32150.2042 | 0 | 0 | 32150.2042 | 0.002365%
2027 | 520 | 520-1489R | Tier-2 | Tier-2---8 | 5--5 | 1235 | 100% | 2637.9338 | 96.76% | 2.798% | 0.4462% | 126.3422 | 0 | 0 | 126.3422 | 0 | 114.9697 | 21.4781 | 5.3529 | 114.9697 | 21.4781 | 5.3529 | 127.5839 | 23.8346 | 5.3529 | 4.789% | 0.13822 | 0.13138 | 19085.4238 | 1021.9214 | 566.5154 | 17496.987 | 19117.6637 | 0 | 0 | 19117.6637 | 0.004166%
2027 | 520 | 520-1509R | Tier-2 | Tier-2---5 | 5--4 | 1467 | 100% | 3413.9118 | 92.72% | 6.994% | 0.2858% | 156.6869 | 0 | 0 | 156.6869 | 0 | 142.5829 | 25.5129 | 5.5887 | 142.5829 | 25.5129 | 5.5887 | 158.2268 | 28.3121 | 5.5887 | 4.59% | 0.28561 | 0.27147 | 11953.1797 | 661.7087 | 782.5338 | 10508.9372 | 11998.4952 | 0 | 0 | 11998.4952 | 0.005167%
2027 | 520 | 520-1525R | Tier-2 | Tier-2---8 | 5--5 | 521 | 100% | 1632.8033 | 98.29% | 1.436% | 0.2778% | 79.4388 | 0 | 0 | 79.4388 | 0 | 72.2882 | 9.0608 | 7.9781 | 72.2882 | 9.0608 | 7.9781 | 80.2195 | 10.0549 | 7.9781 | 4.865% | 0.099044 | 0.094141 | 16485.7021 | 1672.9156 | 358.491 | 14454.2955 | 16500.4136 | 0 | 0 | 16500.4136 | 0.00262%
2027 | 520 | 520-1527R | Tier-3 | Tier-3---7 | 5--5 | 969 | 100% | 6763.0006 | 96.72% | 3.176% | 0.1068% | 323.7803 | 0 | 0 | 323.7803 | 0 | 294.6356 | 16.8521 | 17.4837 | 294.6356 | 16.8521 | 17.4837 | 326.9624 | 18.701 | 17.4837 | 4.788% | 0.27105 | 0.25763 | 24951.4497 | 1805.8111 | 756.6493 | 22388.9893 | 24994.1011 | 0 | 0 | 24994.1011 | 0.01068%
2027 | 520 | 520-1902R | Tier-2 | Tier-2---9 | 4--4 | 556 | 100% | 748.333 | 77.34% | 21.7% | 0.962% | 28.6477 | 0 | 0 | 28.6477 | 0 | 26.069 | 9.6695 | 2.696 | 26.069 | 9.6695 | 2.696 | 28.9292 | 10.7304 | 2.696 | 3.828% | 0.058932 | 0.056015 | 12698.2886 | 1100.527 | 2687.8901 | 8909.8715 | 12848.1568 | 0 | 0 | 12848.1568 | 0.0009447%
2027 | 520 | 520-1904 | Tier-3 | Tier-3---13 | 4--5 | 511 | 100% | 2084.5359 | 96.48% | 3.265% | 0.2521% | 99.5552 | 0 | 0 | 99.5552 | 0 | 90.5939 | 8.8869 | 10.1941 | 90.5939 | 8.8869 | 10.1941 | 100.5337 | 9.8619 | 10.1941 | 4.776% | 0.05278 | 0.050167 | 39495.106 | 2613.3418 | 1305.0051 | 35576.7591 | 39567.4502 | 0 | 0 | 39567.4502 | 0.003283%
2027 | 520 | 520-22R | Tier-2 | Tier-2---14 | 4--4 | 171 | 100% | 258.296 | 74.72% | 24.53% | 0.7505% | 9.5538 | 0 | 0 | 9.5538 | 0 | 8.6939 | 2.9739 | 2.9234 | 8.6939 | 2.9739 | 2.9234 | 9.6477 | 3.3002 | 2.9234 | 3.699% | 0.036011 | 0.034228 | 7172.7783 | 807.1844 | 2439.3669 | 3926.227 | 7267.1983 | 0 | 0 | 7267.1983 | 0.0003151%
2027 | 520 | 520-35R | Tier-3 | Tier-3---9 | 5--5 | 1723 | 100% | 4997.7942 | 96.49% | 3.313% | 0.193% | 238.7183 | 0 | 0 | 238.7183 | 0 | 217.2304 | 29.965 | 7.2495 | 217.2304 | 29.965 | 7.2495 | 241.0644 | 33.2527 | 7.2495 | 4.776% | 0.28544 | 0.27131 | 17509.0395 | 1062.3012 | 557.174 | 15889.5643 | 17541.0049 | 0 | 0 | 17541.0049 | 0.007872%
2027 | 520 | 520-45 | Tier-2 | Tier-2---8 | 5--5 | 616 | 100% | 2044.6463 | 97.57% | 2.13% | 0.298% | 98.7525 | 0 | 0 | 98.7525 | 0 | 89.8634 | 10.713 | 8.3883 | 89.8634 | 10.713 | 8.3883 | 99.723 | 11.8884 | 8.3883 | 4.83% | 0.10446 | 0.099291 | 19573.1854 | 982.4694 | 415.3687 | 18175.3473 | 19597.9361 | 0 | 0 | 19597.9361 | 0.003256%
2027 | 521 | 521-14R | Tier-3 | Tier-3---5 | 5--5 | 944 | 100% | 11350.2874 | 96.69% | 3.233% | 0.07621% | 543.2489 | 0 | 0 | 543.2489 | 0 | 494.3491 | 16.4173 | 30.1115 | 494.3491 | 16.4173 | 30.1115 | 548.5879 | 18.2185 | 30.1115 | 4.786% | 0.27097 | 0.25755 | 41888.3276 | 2255.8215 | 1272.0917 | 38360.4144 | 41960.5084 | 0 | 0 | 41960.5084 | 0.01791%
2027 | 521 | 521-1819R | Tier-2 | Tier-2---9 | 4--5 | 417 | 100% | 810.9996 | 89.31% | 10.24% | 0.4457% | 35.8545 | 0 | 0 | 35.8545 | 0 | 32.6271 | 7.2521 | 4.499 | 32.6271 | 7.2521 | 4.499 | 36.2069 | 8.0478 | 4.499 | 4.421% | 0.043667 | 0.041505 | 18572.4528 | 2084.26 | 1960.8167 | 14527.3761 | 18675.813 | 0 | 0 | 18675.813 | 0.001182%
2027 | 521 | 521-1856R | Tier-3 | Tier-3---6 | 5--5 | 1063 | 100% | 8477.8617 | 97.79% | 2.104% | 0.1048% | 410.3866 | 0 | 0 | 410.3866 | 0 | 373.4462 | 18.4868 | 20.2007 | 373.4462 | 18.4868 | 20.2007 | 414.4198 | 20.5152 | 20.2007 | 4.841% | 0.15411 | 0.14648 | 55012.684 | 3012.448 | 1105.9909 | 50894.245 | 55075.953 | 0 | 0 | 55075.953 | 0.01353%
2027 | 521 | 521-18R | Tier-3 | Tier-3---6 | 4--5 | 830 | 100% | 8713.0173 | 99.36% | 0.5424% | 0.09583% | 428.5416 | 0 | 0 | 428.5416 | 0 | 389.967 | 14.4347 | 27.016 | 389.967 | 14.4347 | 27.016 | 432.7533 | 16.0184 | 27.016 | 4.918% | 0.071321 | 0.067791 | 122165.8816 | 6890.9356 | 771.7339 | 114503.2122 | 122206.4886 | 0 | 0 | 122206.4886 | 0.01413%
2027 | 521 | 521-27R | Tier-2 | Tier-2---3 | 4--5 | 820 | 100% | 5618.6229 | 98.78% | 1.092% | 0.1294% | 274.726 | 0 | 0 | 274.726 | 0 | 249.9969 | 14.2608 | 17.5304 | 249.9969 | 14.2608 | 17.5304 | 277.426 | 15.8254 | 17.5304 | 4.89% | 0.063668 | 0.060516 | 88249.328 | 6355.7576 | 1136.662 | 80756.9084 | 88305.4429 | 0 | 0 | 88305.4429 | 0.009059%
2027 | 521 | 521-32R | Tier-3 | Tier-3---4 | 5--5 | 582 | 100% | 12241.7135 | 99.38% | 0.5642% | 0.05689% | 602.2012 | 0 | 0 | 602.2012 | 0 | 547.9949 | 10.1217 | 54.1407 | 547.9949 | 10.1217 | 54.1407 | 608.1196 | 11.2322 | 54.1407 | 4.919% | 0.14844 | 0.14109 | 82470.5462 | 5122.2262 | 464.9548 | 76883.3652 | 82497.2218 | 0 | 0 | 82497.2218 | 0.01986%
2027 | 521 | 521-700R | Tier-2 | Tier-2---3 | 4--5 | 1580 | 100% | 9012.5446 | 99.05% | 0.8425% | 0.1052% | 441.8931 | 0 | 0 | 441.8931 | 0 | 402.1167 | 27.4781 | 14.6341 | 402.1167 | 27.4781 | 14.6341 | 446.236 | 30.4929 | 14.6341 | 4.903% | 0.074421 | 0.070737 | 121102.821 | 8945.6292 | 1253.8537 | 110903.3381 | 121162.5896 | 0 | 0 | 121162.5896 | 0.01457%
2027 | 522 | 522-34 | Tier-2 | Tier-2---16 | 4--3 | 100 | 100% | 112.7117 | 43.02% | 55.81% | 1.165% | 2.4004 | 0 | 0 | 2.4004 | 0 | 2.1844 | 1.7391 | 1.256 | 2.1844 | 1.7391 | 1.256 | 2.424 | 1.9299 | 1.256 | 2.13% | 0.030009 | 0.028524 | 3755.9309 | 126.2765 | 2195.8593 | 1433.795 | 3867.3753 | 0 | 0 | 3867.3753 | 7.916e-05%
2027 | 522 | 522-36 | Tier-2 | Tier-2---16 | 4--3 | 89 | 100% | 116.9577 | 22.53% | 76.17% | 1.295% | 1.3046 | 0 | 0 | 1.3046 | 0 | 1.1871 | 1.5478 | 0.76697 | 1.1871 | 1.5478 | 0.76697 | 1.3174 | 1.7176 | 0.76697 | 1.115% | 0.031092 | 0.029553 | 3761.7134 | 67.8389 | 2679.063 | 1014.8115 | 3913.4717 | 0 | 0 | 3913.4717 | 4.302e-05%
2027 | 522 | 522-38R | Tier-2 | Tier-2---6 | 4--5 | 1782 | 100% | 5639.8414 | 96.44% | 3.339% | 0.2198% | 269.2374 | 0 | 0 | 269.2374 | 0 | 245.0024 | 30.9911 | 7.9056 | 245.0024 | 30.9911 | 7.9056 | 271.8835 | 34.3914 | 7.9056 | 4.774% | 0.088602 | 0.084216 | 63653.5146 | 7689.6838 | 2180.134 | 53783.6968 | 63771.4814 | 0 | 0 | 63771.4814 | 0.008878%
2027 | 523 | 523-31AE | Tier-2 | Tier-2---14 | 4--4 | 214 | 100% | 305.199 | 11.7% | 87.21% | 1.095% | 1.767 | 0 | 0 | 1.767 | 0 | 1.608 | 3.7217 | 0.43205 | 1.608 | 3.7217 | 0.43205 | 1.7844 | 4.1301 | 0.43205 | 0.579% | 0.037419 | 0.035567 | 8156.1707 | 129.3833 | 6531.3069 | 1495.4806 | 8531.2451 | 0 | 0 | 8531.2451 | 5.827e-05%
2027 | 524 | 524-1782F | Tier-3 | Tier-3---10 | 4--5 | 525 | 100% | 5468.1345 | 99.78% | 0.1144% | 0.1099% | 270.0655 | 0 | 0 | 270.0655 | 0 | 245.7559 | 9.1304 | 26.9163 | 245.7559 | 9.1304 | 26.9163 | 272.7197 | 10.1321 | 26.9163 | 4.939% | 0.040404 | 0.038404 | 135337.1336 | 10621.643 | 457.8891 | 124257.6016 | 135352.9439 | 0 | 0 | 135352.9439 | 0.008906%
2027 | 524 | 524-27R | Tier-3 | Tier-3---4 | 4--5 | 928 | 100% | 11317.6942 | 99.77% | 0.1414% | 0.08951% | 558.9321 | 0 | 0 | 558.9321 | 0 | 508.6206 | 16.139 | 31.515 | 508.6206 | 16.139 | 31.515 | 564.4253 | 17.9098 | 31.515 | 4.939% | 0.060207 | 0.057227 | 187979.0829 | 15020.271 | 843.0575 | 172115.7544 | 188001.69 | 0 | 0 | 188001.69 | 0.01843%
2027 | 524 | 524-46R | Tier-3 | Tier-3---4 | 5--5 | 622 | 100% | 13710.9533 | 98.99% | 0.9557% | 0.05722% | 671.8177 | 0 | 0 | 671.8177 | 0 | 611.3449 | 10.8173 | 56.5154 | 611.3449 | 10.8173 | 56.5154 | 678.4203 | 12.0042 | 56.5154 | 4.9% | 0.18916 | 0.17979 | 72484.9744 | 5399.6154 | 709.3603 | 66375.9987 | 72523.2103 | 0 | 0 | 72523.2103 | 0.02215%
2027 | 524 | 524-50R | Tier-3 | Tier-3---7 | 5--5 | 500 | 100% | 8801.877 | 98.2% | 1.718% | 0.0819% | 427.853 | 0 | 0 | 427.853 | 0 | 389.3404 | 8.6956 | 44.7744 | 389.3404 | 8.6956 | 44.7744 | 432.0579 | 9.6497 | 44.7744 | 4.861% | 0.18313 | 0.17407 | 48062.3901 | 2911.3323 | 788.4961 | 44362.5616 | 48107.4292 | 0 | 0 | 48107.4292 | 0.01411%
2027 | 524 | 524-69R | Tier-3 | Tier-3---1 | 5--5 | 1778 | 100% | 40375.331 | 99.03% | 0.9107% | 0.05596% | 1979.2587 | 0 | 0 | 1979.2587 | 0 | 1801.0985 | 30.9215 | 58.2474 | 1801.0985 | 30.9215 | 58.2474 | 1998.7108 | 34.3142 | 58.2474 | 4.902% | 0.27264 | 0.25914 | 148092.4418 | 8147.506 | 1337.0199 | 138607.9158 | 148166.9965 | 0 | 0 | 148166.9965 | 0.06527%
2027 | 540 | 540-241R | Tier-2 | Tier-2---9 | 4--5 | 86 | 100% | 833.6308 | 67.75% | 32.17% | 0.07637% | 27.9571 | 0 | 0 | 27.9571 | 0 | 25.4406 | 1.4956 | 17.0098 | 25.4406 | 1.4956 | 17.0098 | 28.2319 | 1.6597 | 17.0098 | 3.354% | 0.047942 | 0.045568 | 17388.4645 | 723.4489 | 5409.9083 | 11255.1073 | 17680.5002 | 0 | 0 | 17680.5002 | 0.0009219%
2027 | 583 | 583-318F | Tier-1 | Non-HFTD---4 | 2--5 | 30 | 100% | 153.5608 | 99.44% | 0% | 0.5645% | 7.5583 | 0 | 0 | 7.5583 | 0 | 6.878 | 0.52174 | 13.1829 | 6.878 | 0.52174 | 13.1829 | 7.6326 | 0.57898 | 13.1829 | 4.922% | 0.0076984 | 0.0073173 | 19947.1031 | 2536.6434 | 102.2912 | 17308.1685 | 19952.9673 | 0 | 0 | 19952.9673 | 0.0002492%
2027 | 591 | 591-1594R | Tier-2 | Tier-2---12 | 4--4 | 33 | 100% | 519.9571 | 96.32% | 3.27% | 0.4047% | 24.792 | 0 | 0 | 24.792 | 0 | 22.5604 | 0.57391 | 39.31 | 22.5604 | 0.57391 | 39.31 | 25.0356 | 0.63688 | 39.31 | 4.768% | 0.047196 | 0.04486 | 11017.0212 | 932.3042 | 368.7122 | 9716.0047 | 11038.107 | 0 | 0 | 11038.107 | 0.0008175%
2027 | 594 | 594-1379F | Tier-2 | Tier-2---17 | 1--5 | 37 | 100% | 49.4293 | 99.41% | 0% | 0.5897% | 2.4323 | 0 | 0 | 2.4323 | 0 | 2.2134 | 0.64347 | 3.4397 | 2.2134 | 0.64347 | 3.4397 | 2.4562 | 0.71407 | 3.4397 | 4.921% | 0.0021822 | 0.0020742 | 22651.1445 | 4294.234 | 125.4934 | 18231.417 | 22658.1007 | 0 | 0 | 22658.1007 | 8.021e-05%
2027 | 597 | 597-595 | Tier-2 | Tier-2---1 | 5--5 | 1675 | 100% | 18774.394 | 95.55% | 4.388% | 0.06321% | 887.9695 | 0 | 0 | 887.9695 | 0 | 808.0402 | 29.1302 | 27.7389 | 808.0402 | 29.1302 | 27.7389 | 896.6965 | 32.3263 | 27.7389 | 4.73% | 0.15307 | 0.14549 | 122655.7075 | 12289.1487 | 5017.0863 | 105349.4725 | 122940.0104 | 0 | 0 | 122940.0104 | 0.02928%
2027 | 599 | 599-19R | Tier-2 | Tier-2---1 | 5--5 | 2456 | 100% | 25743.4561 | 99.4% | 0.5253% | 0.0786% | 1266.6062 | 0 | 0 | 1266.6062 | 0 | 1152.5944 | 42.7128 | 26.9848 | 1152.5944 | 42.7128 | 26.9848 | 1279.0544 | 47.3991 | 26.9848 | 4.92% | 0.15161 | 0.14411 | 169796.7072 | 9028.2208 | 940.8004 | 159827.6859 | 169850.1033 | 0 | 0 | 169850.1033 | 0.04177%
2027 | 67 | 67-24R | Tier-3 | Tier-3---13 | 5--4 | 612 | 100% | 2610.8 | 93.6% | 6.065% | 0.3401% | 120.9575 | 0 | 0 | 120.9575 | 0 | 110.0696 | 10.6434 | 10.3416 | 110.0696 | 10.6434 | 10.3416 | 122.1462 | 11.8112 | 10.3416 | 4.633% | 0.2194 | 0.20854 | 11899.5856 | 668.9805 | 692.7946 | 10537.8105 | 11939.276 | 0 | 0 | 11939.276 | 0.003989%
2027 | 67 | 67-34R | Tier-3 | Tier-3---11 | 5--5 | 1200 | 100% | 4180.1374 | 93.8% | 5.869% | 0.3284% | 194.0937 | 0 | 0 | 194.0937 | 0 | 176.6226 | 20.8694 | 8.4632 | 176.6226 | 20.8694 | 8.4632 | 196.0012 | 23.1592 | 8.4632 | 4.643% | 0.24743 | 0.23519 | 16893.949 | 1075.9433 | 993.2749 | 14824.7309 | 16948.4725 | 0 | 0 | 16948.4725 | 0.0064%
2027 | 67 | 67-37R | Tier-3 | Tier-3---17 | 5--3 | 229 | 100% | 622.3042 | 87.18% | 11.98% | 0.8373% | 26.8549 | 0 | 0 | 26.8549 | 0 | 24.4376 | 3.9826 | 6.1361 | 24.4376 | 3.9826 | 6.1361 | 27.1188 | 4.4195 | 6.1361 | 4.315% | 0.20095 | 0.191 | 3096.8174 | 160.5865 | 360.9451 | 2575.2857 | 3117.4933 | 0 | 0 | 3117.4933 | 0.0008856%
2027 | 67 | 67-45R | Tier-3 | Tier-3---15 | 5--4 | 341 | 100% | 1627.9508 | 92.79% | 6.809% | 0.4053% | 74.7699 | 0 | 0 | 74.7699 | 0 | 68.0396 | 5.9304 | 11.473 | 68.0396 | 5.9304 | 11.473 | 75.5048 | 6.5811 | 11.473 | 4.593% | 0.20887 | 0.19854 | 7793.9219 | 491.8665 | 509.4559 | 6792.5995 | 7823.2046 | 0 | 0 | 7823.2046 | 0.002466%
2027 | 68 | 68-42 | Tier-1 | Non-HFTD---1 | 3--5 | 24 | 100% | 327.449 | 81.23% | 18.46% | 0.307% | 13.1668 | 0 | 0 | 13.1668 | 0 | 11.9816 | 0.41739 | 28.706 | 11.9816 | 0.41739 | 28.706 | 13.2962 | 0.46318 | 28.706 | 4.021% | 0.015736 | 0.014957 | 20808.6476 | 2148.4173 | 3520.7533 | 15139.4769 | 21012.0249 | 0 | 0 | 21012.0249 | 0.0004342%
2027 | 73 | 73-1130R | Tier-3 | Tier-3---9 | 5--5 | 264 | 100% | 6201.607 | 97.29% | 2.601% | 0.1104% | 298.6566 | 0 | 0 | 298.6566 | 0 | 271.7734 | 4.5913 | 59.1935 | 271.7734 | 4.5913 | 59.1935 | 301.5917 | 5.095 | 59.1935 | 4.816% | 0.2182 | 0.2074 | 28421.9762 | 1612.5005 | 708.1752 | 26101.3005 | 28462.107 | 0 | 0 | 28462.107 | 0.009849%
2027 | 73 | 73-1163 | Tier-3 | Tier-3---4 | 5--5 | 753 | 100% | 15337.1849 | 98.56% | 1.393% | 0.04595% | 748.2657 | 0 | 0 | 748.2657 | 0 | 680.9116 | 13.0956 | 51.9956 | 680.9116 | 13.0956 | 51.9956 | 755.6196 | 14.5324 | 51.9956 | 4.879% | 0.22506 | 0.21392 | 68145.9431 | 3858.2027 | 972.8217 | 63314.9187 | 68197.0126 | 0 | 0 | 68197.0126 | 0.02468%
2027 | 73 | 73-1164 | Tier-3 | Tier-3---13 | 5--4 | 265 | 100% | 2448.8293 | 98.64% | 1.317% | 0.04316% | 119.5679 | 0 | 0 | 119.5679 | 0 | 108.8052 | 4.6087 | 23.6088 | 108.8052 | 4.6087 | 23.6088 | 120.743 | 5.1143 | 23.6088 | 4.883% | 0.18614 | 0.17693 | 13155.649 | 640.7749 | 160.5982 | 12354.2759 | 13164.97 | 0 | 0 | 13164.97 | 0.003943%
2027 | 73 | 73-23R | Tier-3 | Tier-3---9 | 5--5 | 248 | 100% | 5733.7907 | 98.41% | 1.505% | 0.0877% | 279.3035 | 0 | 0 | 279.3035 | 0 | 254.1624 | 4.313 | 58.9292 | 254.1624 | 4.313 | 58.9292 | 282.0485 | 4.7862 | 58.9292 | 4.871% | 0.21349 | 0.20292 | 26857.2697 | 1634.3076 | 394.5626 | 24828.3995 | 26879.5398 | 0 | 0 | 26879.5398 | 0.00921%
2027 | 73 | 73-678R | Tier-3 | Tier-3---5 | 5--5 | 528 | 100% | 10591.3769 | 98.31% | 1.605% | 0.08417% | 515.415 | 0 | 0 | 515.415 | 0 | 469.0206 | 9.1825 | 51.0774 | 469.0206 | 9.1825 | 51.0774 | 520.4805 | 10.19 | 51.0774 | 4.866% | 0.23776 | 0.22599 | 44546.6543 | 2704.4094 | 706.232 | 41136.0129 | 44585.8514 | 0 | 0 | 44585.8514 | 0.017%
2027 | 73 | 73-683R | Tier-3 | Tier-3---7 | 5--5 | 469 | 100% | 9288.0329 | 98.43% | 1.494% | 0.07761% | 452.5311 | 0 | 0 | 452.5311 | 0 | 411.7972 | 8.1565 | 50.4872 | 411.7972 | 8.1565 | 50.4872 | 456.9786 | 9.0514 | 50.4872 | 4.872% | 0.22716 | 0.21591 | 40887.9849 | 2244.0715 | 610.523 | 38033.3904 | 40921.4543 | 0 | 0 | 40921.4543 | 0.01492%
2027 | 75 | 75-2257F | Tier-3 | Tier-3---20 | 1--5 | 16 | 100% | 17.7969 | 99.34% | 0% | 0.6614% | 0.87512 | 0 | 0 | 0.87512 | 0 | 0.79635 | 0.27826 | 2.8619 | 0.79635 | 0.27826 | 2.8619 | 0.88372 | 0.30879 | 2.8619 | 4.917% | 0.0002804 | 0.00026652 | 63469.7957 | 3655.2315 | 381.3513 | 59433.2129 | 63491.6581 | 0 | 0 | 63491.6581 | 2.886e-05%
2027 | 75 | 75-2258F | Tier-3 | Tier-3---21 | 2--2 | 1 | 100% | 4.4231 | 0% | 100% | 0% | 0 | 0 | 0 | 0 | 0 | 0 | 0.017391 | 0 | 0 | 0.017391 | 0 | 0 | 0.019299 | 0 | 0% | 0.0051944 | 0.0049373 | 851.5125 | 1.4212 | 766.2233 | 83.868 | 895.8574 | 0 | 0 | 895.8574 | 0%
2027 | 75 | 75-2259F | Tier-3 | Tier-3---12 | 3--5 | 392 | 100% | 3135.4576 | 99.77% | 0.1421% | 0.08717% | 154.8494 | 0 | 0 | 154.8494 | 0 | 140.9108 | 6.8173 | 20.6695 | 140.9108 | 6.8173 | 20.6695 | 156.3712 | 7.5653 | 20.6695 | 4.939% | 0.020337 | 0.019331 | 154171.9995 | 13070.8578 | 336.227 | 140764.9147 | 154190.404 | 0 | 0 | 154190.404 | 0.005106%
2027 | 75 | 75-32R | Tier-3 | Tier-3---13 | 3--5 | 230 | 100% | 1708.3855 | 99.57% | 0.3134% | 0.112% | 84.2054 | 0 | 0 | 84.2054 | 0 | 76.6258 | 4 | 19.1566 | 76.6258 | 4 | 19.1566 | 85.033 | 4.4388 | 19.1566 | 4.929% | 0.014781 | 0.01405 | 115578.2654 | 8310.062 | 472.6259 | 106795.5774 | 115603.867 | 0 | 0 | 115603.867 | 0.002777%
2027 | 75 | 75-41 | Tier-3 | Tier-3---13 | 3--5 | 98 | 100% | 1937.5846 | 99.86% | 0.04507% | 0.0969% | 95.7743 | 0 | 0 | 95.7743 | 0 | 87.1533 | 1.7043 | 51.1362 | 87.1533 | 1.7043 | 51.1362 | 96.7155 | 1.8913 | 51.1362 | 4.943% | 0.0163 | 0.015493 | 118871.6769 | 11982.6524 | 277.8358 | 106611.1887 | 118880.4654 | 0 | 0 | 118880.4654 | 0.003158%
2027 | 75 | 75-996R | Tier-2 | Tier-2---7 | 4--5 | 843 | 100% | 2211.1377 | 99.23% | 0.4312% | 0.3416% | 108.6055 | 0 | 0 | 108.6055 | 0 | 98.8295 | 14.6608 | 6.7411 | 98.8295 | 14.6608 | 6.7411 | 109.6728 | 16.2693 | 6.7411 | 4.912% | 0.043997 | 0.041819 | 50256.3267 | 5074.1581 | 595.0934 | 44587.0751 | 50276.5529 | 0 | 0 | 50276.5529 | 0.003581%
2027 | 770 | 770-259R | Tier-2 | Tier-2---17 | 2--3 | 39 | 100% | 42.5113 | 97.49% | 0.5175% | 1.991% | 2.0515 | 0 | 0 | 2.0515 | 0 | 1.8669 | 0.67826 | 2.7525 | 1.8669 | 0.67826 | 2.7525 | 2.0717 | 0.75267 | 2.7525 | 4.826% | 0.010605 | 0.01008 | 4008.538 | 404.386 | 91.8554 | 3512.2966 | 4013.7737 | 0 | 0 | 4013.7737 | 6.765e-05%
2027 | 78 | 78-26R | Tier-3 | Tier-3---5 | 5--5 | 493 | 100% | 14526.7268 | 98.56% | 1.412% | 0.03052% | 708.6971 | 0 | 0 | 708.6971 | 0 | 644.9047 | 8.5739 | 75.2176 | 644.9047 | 8.5739 | 75.2176 | 715.6622 | 9.5146 | 75.2176 | 4.879% | 0.34567 | 0.32856 | 42024.2818 | 2090.1766 | 553.5184 | 39380.5868 | 42055.8613 | 0 | 0 | 42055.8613 | 0.02337%
2027 | 78 | 78-782R | Tier-3 | Tier-3---7 | 5--5 | 33 | 100% | 7202.3158 | 99.51% | 0.4709% | 0.01666% | 354.7762 | 0 | 0 | 354.7762 | 0 | 322.8415 | 0.57391 | 562.5306 | 322.8415 | 0.57391 | 562.5306 | 358.263 | 0.63688 | 562.5306 | 4.926% | 0.33808 | 0.32134 | 21303.7357 | 1160.2609 | 93.0569 | 20050.418 | 21309.1455 | 0 | 0 | 21309.1455 | 0.0117%
2027 | 788 | 788-34R | Tier-2 | Tier-2---6 | 5--5 | 580 | 100% | 9132.2366 | 94.33% | 5.547% | 0.1209% | 426.4266 | 0 | 0 | 426.4266 | 0 | 388.0424 | 10.0869 | 38.47 | 388.0424 | 10.0869 | 38.47 | 430.6175 | 11.1936 | 38.47 | 4.669% | 0.12404 | 0.1179 | 73621.1831 | 9933.4586 | 4009.9599 | 59677.7646 | 73838.4724 | 0 | 0 | 73838.4724 | 0.01406%
2027 | 79 | 79-1215F | Tier-3 | Tier-3---18 | 5--3 | 18 | 100% | 324.1263 | 99.58% | 0.3619% | 0.05404% | 15.9775 | 0 | 0 | 15.9775 | 0 | 14.5393 | 0.31304 | 46.4454 | 14.5393 | 0.31304 | 46.4454 | 16.1345 | 0.34739 | 46.4454 | 4.929% | 0.1831 | 0.17404 | 1770.1913 | 88.5948 | 9.6251 | 1671.9714 | 1770.5747 | 0 | 0 | 1770.5747 | 0.0005269%
2027 | 791 | 791-419F | Tier-2 | Tier-2---5 | 5--5 | 101 | 100% | 3349.7594 | 92.58% | 7.304% | 0.116% | 153.5102 | 0 | 0 | 153.5102 | 0 | 139.6922 | 1.7565 | 79.5283 | 139.6922 | 1.7565 | 79.5283 | 155.0189 | 1.9492 | 79.5283 | 4.583% | 0.11325 | 0.10765 | 29577.718 | 1970.6299 | 1994.5012 | 25612.587 | 29692.0073 | 0 | 0 | 29692.0073 | 0.005062%
2027 | 79 | 79-658R | Tier-3 | Tier-3---5 | 5--5 | 484 | 100% | 12321.0759 | 99.26% | 0.6823% | 0.05367% | 605.4043 | 0 | 0 | 605.4043 | 0 | 550.9097 | 8.4173 | 65.4494 | 550.9097 | 8.4173 | 65.4494 | 611.3542 | 9.3409 | 65.4494 | 4.914% | 0.46655 | 0.44346 | 26408.7945 | 1544.5762 | 192.1403 | 24672.078 | 26418.917 | 0 | 0 | 26418.917 | 0.01996%
2027 | 79 | 79-660R | Tier-3 | Tier-3---14 | 5--3 | 773 | 100% | 2087.0386 | 97.47% | 2.263% | 0.2704% | 100.6913 | 0 | 0 | 100.6913 | 0 | 91.6277 | 13.4434 | 6.8158 | 91.6277 | 13.4434 | 6.8158 | 101.6809 | 14.9184 | 6.8158 | 4.825% | 0.45747 | 0.43483 | 4562.1181 | 197.7916 | 116.9677 | 4247.3588 | 4568.1369 | 0 | 0 | 4568.1369 | 0.00332%
2027 | 79 | 79-668R | Tier-3 | Tier-3---15 | 5--3 | 543 | 100% | 1606.9068 | 70.93% | 28.63% | 0.4437% | 56.416 | 0 | 0 | 56.416 | 0 | 51.3378 | 9.4434 | 5.4364 | 51.3378 | 9.4434 | 5.4364 | 56.9704 | 10.4795 | 5.4364 | 3.511% | 0.43999 | 0.41821 | 3652.1539 | 150.5315 | 949.6335 | 2551.989 | 3707.4514 | 0 | 0 | 3707.4514 | 0.00186%
2027 | 79 | 79-676R | Tier-3 | Tier-3---5 | 5--5 | 371 | 100% | 9714.1464 | 98.29% | 1.686% | 0.02874% | 472.6073 | 0 | 0 | 472.6073 | 0 | 430.0662 | 6.4521 | 66.6549 | 430.0662 | 6.4521 | 66.6549 | 477.252 | 7.16 | 66.6549 | 4.865% | 0.38409 | 0.36508 | 25291.2629 | 1478.5998 | 416.7742 | 23395.8888 | 25313.8415 | 0 | 0 | 25313.8415 | 0.01558%
2027 | 79 | 79-679R | Tier-3 | Tier-3---3 | 5--5 | 414 | 100% | 18448.5828 | 98.9% | 1.079% | 0.02427% | 903.134 | 0 | 0 | 903.134 | 0 | 821.8397 | 7.2 | 114.1451 | 821.8397 | 7.2 | 114.1451 | 912.01 | 7.9899 | 114.1451 | 4.895% | 0.3939 | 0.3744 | 46835.416 | 2583.7373 | 473.6256 | 43778.0531 | 46862.3143 | 0 | 0 | 46862.3143 | 0.02978%
2027 | 79 | 79-685R | Tier-3 | Tier-3---14 | 5--4 | 54 | 100% | 2564.7524 | 99.37% | 0.5359% | 0.0899% | 126.1608 | 0 | 0 | 126.1608 | 0 | 114.8046 | 0.93912 | 122.2465 | 114.8046 | 0.93912 | 122.2465 | 127.4007 | 1.0422 | 122.2465 | 4.919% | 0.43155 | 0.41019 | 5943.1342 | 289.2774 | 32.5223 | 5621.3345 | 5945.071 | 0 | 0 | 5945.071 | 0.00416%
2027 | 79 | 79-714R | Tier-3 | Tier-3---9 | 5--4 | 446 | 100% | 5536.6205 | 96.31% | 3.618% | 0.06787% | 263.9613 | 0 | 0 | 263.9613 | 0 | 240.2011 | 7.7565 | 30.9678 | 240.2011 | 7.7565 | 30.9678 | 266.5555 | 8.6075 | 30.9678 | 4.768% | 0.37772 | 0.35902 | 14658.165 | 795.0255 | 492.7291 | 13370.4104 | 14686.3013 | 0 | 0 | 14686.3013 | 0.008704%
2027 | 79 | 79-785 | Tier-3 | Tier-3---3 | 5--5 | 868 | 100% | 18780.9285 | 97.14% | 2.812% | 0.0448% | 903.1022 | 0 | 0 | 903.1022 | 0 | 821.8107 | 15.0956 | 54.4406 | 821.8107 | 15.0956 | 54.4406 | 911.9778 | 16.7518 | 54.4406 | 4.809% | 0.38023 | 0.36141 | 49393.626 | 3270.0768 | 1298.0167 | 44825.5325 | 49467.0991 | 0 | 0 | 49467.0991 | 0.02978%
2027 | 79 | 79-799R | Tier-3 | Tier-3---14 | 5--3 | 82 | 100% | 3034.8235 | 97.12% | 2.752% | 0.1275% | 145.8979 | 0 | 0 | 145.8979 | 0 | 132.7651 | 1.4261 | 93.0981 | 132.7651 | 1.4261 | 93.0981 | 147.3318 | 1.5825 | 93.0981 | 4.807% | 0.77068 | 0.73253 | 3937.8445 | 167.5066 | 101.5953 | 3668.7425 | 3943.7498 | 0 | 0 | 3943.7498 | 0.004811%
2027 | 79 | 79-808R | Tier-3 | Tier-3---3 | 5--5 | 410 | 100% | 19978.3255 | 99.23% | 0.7353% | 0.0338% | 981.3213 | 0 | 0 | 981.3213 | 0 | 892.989 | 7.1304 | 125.2371 | 892.989 | 7.1304 | 125.2371 | 990.9657 | 7.9127 | 125.2371 | 4.912% | 0.44563 | 0.42357 | 44831.6641 | 2303.1269 | 312.6633 | 42215.8739 | 44849.6205 | 0 | 0 | 44849.6205 | 0.03236%
2027 | 799 | 799-504R | Tier-2 | Tier-2---15 | 1--5 | 23 | 100% | 127.4062 | 99.28% | 0% | 0.716% | 6.2614 | 0 | 0 | 6.2614 | 0 | 5.6978 | 0.4 | 14.2447 | 5.6978 | 0.4 | 14.2447 | 6.323 | 0.44388 | 14.2447 | 4.915% | 0.0046964 | 0.0044639 | 27128.474 | 4849.4252 | 1319.6494 | 20959.3994 | 27138.5902 | 0 | 0 | 27138.5902 | 0.0002065%
2027 | 834 | 834-887AE | Tier-2 | Tier-2---17 | 2--4 | 2 | 100% | 70.3467 | 98.64% | 0% | 1.356% | 3.435 | 0 | 0 | 3.435 | 0 | 3.1258 | 0.034782 | 89.8664 | 3.1258 | 0.034782 | 89.8664 | 3.4687 | 0.038599 | 89.8664 | 4.883% | 0.0050886 | 0.0048367 | 13824.3748 | 3996.5264 | 228.7851 | 9599.0633 | 13834.1342 | 0 | 0 | 13834.1342 | 0.0001133%
2027 | 835 | 835-10F | Tier-2 | Tier-2---19 | 1--4 | 59 | 100% | 12.4137 | 98.83% | 0% | 1.166% | 0.60731 | 0 | 0 | 0.60731 | 0 | 0.55265 | 1.0261 | 0.5386 | 0.55265 | 1.0261 | 0.5386 | 0.61328 | 1.1387 | 0.5386 | 4.892% | 0.0010446 | 0.00099289 | 11883.6637 | 927.2087 | 137.533 | 10818.9221 | 11890.8775 | 0 | 0 | 11890.8775 | 2.003e-05%
2027 | 835 | 835-11F | Tier-2 | Tier-2---15 | 1--5 | 131 | 100% | 139.955 | 99.63% | 0% | 0.3714% | 6.902 | 0 | 0 | 6.902 | 0 | 6.2808 | 2.2782 | 2.7568 | 6.2808 | 2.2782 | 2.7568 | 6.9699 | 2.5282 | 2.7568 | 4.932% | 0.0041866 | 0.0039794 | 33429.2729 | 4516.6864 | 116.5511 | 28796.0353 | 33435.7392 | 0 | 0 | 33435.7392 | 0.0002276%
2027 | 835 | 835-35F | Tier-2 | Tier-2---19 | 1--5 | 8 | 100% | 6.7153 | 99.02% | 0% | 0.9775% | 0.32916 | 0 | 0 | 0.32916 | 0 | 0.29953 | 0.13913 | 2.1529 | 0.29953 | 0.13913 | 2.1529 | 0.33239 | 0.15439 | 2.1529 | 4.902% | 0.0003154 | 0.00029979 | 21291.4086 | 1586.1343 | 191.0336 | 19514.2408 | 21302.2477 | 0 | 0 | 21302.2477 | 1.085e-05%
2027 | 840 | 840-308F | Tier-2 | Tier-2---13 | 4--4 | 15 | 100% | 330.3488 | 99.39% | 0.4551% | 0.1546% | 16.2526 | 0 | 0 | 16.2526 | 0 | 14.7896 | 0.26087 | 56.6939 | 14.7896 | 0.26087 | 56.6939 | 16.4123 | 0.28949 | 56.6939 | 4.92% | 0.063249 | 0.060118 | 5222.9719 | 562.2788 | 28.1473 | 4632.5459 | 5224.6302 | 0 | 0 | 5224.6302 | 0.0005359%
2027 | 840 | 840-374 | Tier-2 | Tier-2---13 | 4--3 | 231 | 100% | 232.5563 | 96.66% | 2.796% | 0.5416% | 11.1274 | 0 | 0 | 11.1274 | 0 | 10.1258 | 4.0174 | 2.5205 | 10.1258 | 4.0174 | 2.5205 | 11.2367 | 4.4581 | 2.5205 | 4.785% | 0.064007 | 0.060838 | 3633.3054 | 196.9902 | 98.0177 | 3338.2976 | 3639.62 | 0 | 0 | 3639.62 | 0.0003669%
2027 | 858 | 858-14 | Tier-2 | Tier-2---12 | 2--5 | 10 | 100% | 411.6965 | 99.51% | 0% | 0.4896% | 20.2792 | 0 | 0 | 20.2792 | 0 | 18.4538 | 0.17391 | 106.1101 | 18.4538 | 0.17391 | 106.1101 | 20.4785 | 0.19299 | 106.1101 | 4.926% | 0.010043 | 0.0095457 | 40994.194 | 4079.4007 | 242.3431 | 36672.4502 | 41004.6459 | 0 | 0 | 41004.6459 | 0.0006687%
2027 | 859 | 859-42R | Tier-2 | Tier-2---3 | 4--5 | 856 | 100% | 8606.9717 | 99.86% | 0% | 0.1411% | 425.4439 | 0 | 0 | 425.4439 | 0 | 387.1481 | 14.8869 | 26.006 | 387.1481 | 14.8869 | 26.006 | 429.6251 | 16.5202 | 26.006 | 4.943% | 0.067132 | 0.063809 | 128210.0534 | 7463.1152 | 271.9776 | 120474.9607 | 128219.4758 | 0 | 0 | 128219.4758 | 0.01403%
2027 | 907 | 907-1562AE | Tier-3 | Tier-3---6 | 4--5 | 438 | 100% | 8439.7692 | 97.62% | 2.35% | 0.03436% | 407.8089 | 0 | 0 | 407.8089 | 0 | 371.1005 | 7.6173 | 48.7179 | 371.1005 | 7.6173 | 48.7179 | 411.8168 | 8.4531 | 48.7179 | 4.832% | 0.054867 | 0.052151 | 153823.4413 | 9936.3787 | 3323.7899 | 140563.2726 | 154014.4199 | 0 | 0 | 154014.4199 | 0.01345%
2027 | 907 | 907-1602 | Tier-3 | Tier-3---17 | 3--4 | 4 | 100% | 257.2419 | 98.67% | 1.294% | 0.04048% | 12.5635 | 0 | 0 | 12.5635 | 0 | 11.4327 | 0.069565 | 164.3455 | 11.4327 | 0.069565 | 164.3455 | 12.687 | 0.077197 | 164.3455 | 4.884% | 0.018131 | 0.017233 | 14188.117 | 688.9653 | 150.8545 | 13348.2972 | 14197.9773 | 0 | 0 | 14197.9773 | 0.0004143%
2027 | 907 | 907-1702R | Tier-3 | Tier-3---6 | 4--5 | 703 | 100% | 9100.5583 | 99.73% | 0.2344% | 0.03926% | 449.2449 | 0 | 0 | 449.2449 | 0 | 408.8067 | 12.226 | 33.4375 | 408.8067 | 12.226 | 33.4375 | 453.66 | 13.5674 | 33.4375 | 4.936% | 0.061079 | 0.058055 | 148997.4926 | 9820.8836 | 378.9812 | 138797.6278 | 149018.7269 | 0 | 0 | 149018.7269 | 0.01481%
2027 | 907 | 907-1716R | Tier-3 | Tier-3---2 | 4--5 | 1553 | 100% | 27066.4552 | 99.19% | 0.7771% | 0.02941% | 1328.9846 | 0 | 0 | 1328.9846 | 0 | 1209.3579 | 27.0085 | 44.7769 | 1209.3579 | 27.0085 | 44.7769 | 1342.0458 | 29.9718 | 44.7769 | 4.91% | 0.088049 | 0.083691 | 307401.4892 | 26739.124 | 2399.2259 | 278263.1391 | 307530.5949 | 0 | 0 | 307530.5949 | 0.04382%
2027 | 907 | 907-2820R | Tier-3 | Tier-3---10 | 4--5 | 110 | 100% | 6348.4755 | 99.98% | 0.008026% | 0.01607% | 314.1738 | 0 | 0 | 314.1738 | 0 | 285.8939 | 1.913 | 149.4455 | 285.8939 | 1.913 | 149.4455 | 317.2615 | 2.1229 | 149.4455 | 4.949% | 0.082479 | 0.078396 | 76970.9977 | 6095.6287 | 17.0995 | 70858.2695 | 76971.9637 | 0 | 0 | 76971.9637 | 0.01036%
2027 | 908 | 908-1172R | Tier-2 | Tier-2---2 | 5--5 | 1316 | 100% | 15766.5188 | 98.33% | 1.627% | 0.04735% | 767.3776 | 0 | 0 | 767.3776 | 0 | 698.3032 | 22.8868 | 30.5112 | 698.3032 | 22.8868 | 30.5112 | 774.9194 | 25.3979 | 30.5112 | 4.867% | 0.20692 | 0.19668 | 76195.3215 | 5331.2754 | 1185.4095 | 69678.6366 | 76261.7497 | 0 | 0 | 76261.7497 | 0.02531%
2027 | 908 | 908-1236 | Tier-2 | Tier-2---2 | 5--5 | 759 | 100% | 11763.9311 | 98.8% | 1.165% | 0.03327% | 575.3384 | 0 | 0 | 575.3384 | 0 | 523.5501 | 13.1999 | 39.6631 | 523.5501 | 13.1999 | 39.6631 | 580.9928 | 14.6482 | 39.6631 | 4.891% | 0.1877 | 0.17841 | 62673.98 | 5005.8683 | 685.7702 | 56982.3415 | 62713.0821 | 0 | 0 | 62713.0821 | 0.01897%
2027 | 908 | 908-1368R | Tier-2 | Tier-2---5 | 5--5 | 1095 | 100% | 5570.7929 | 96.25% | 3.531% | 0.2207% | 265.4096 | 0 | 0 | 265.4096 | 0 | 241.5192 | 19.0434 | 12.6826 | 241.5192 | 19.0434 | 12.6826 | 268.0181 | 21.1327 | 12.6826 | 4.764% | 0.23644 | 0.22474 | 23560.7485 | 1440.3319 | 798.3866 | 21322.03 | 23606.7777 | 0 | 0 | 23606.7777 | 0.008752%
2027 | 908 | 908-1370R | Tier-2 | Tier-2---8 | 5--4 | 563 | 100% | 1466.2762 | 91.81% | 7.905% | 0.289% | 66.6334 | 0 | 0 | 66.6334 | 0 | 60.6355 | 9.7912 | 6.1928 | 60.6355 | 9.7912 | 6.1928 | 67.2883 | 10.8655 | 6.1928 | 4.544% | 0.1878 | 0.17851 | 7807.4644 | 518.9417 | 584.8681 | 6703.6546 | 7840.781 | 0 | 0 | 7840.781 | 0.002197%
2027 | 908 | 908-1372R | Tier-2 | Tier-2---2 | 5--5 | 319 | 100% | 7960.2903 | 98.35% | 1.621% | 0.03193% | 387.5225 | 0 | 0 | 387.5225 | 0 | 352.6402 | 5.5478 | 63.5641 | 352.6402 | 5.5478 | 63.5641 | 391.3311 | 6.1565 | 63.5641 | 4.868% | 0.17701 | 0.16825 | 44971.6131 | 3766.5332 | 683.7932 | 40521.2867 | 45010.3176 | 0 | 0 | 45010.3176 | 0.01278%
2027 | 908 | 908-2038R | Tier-2 | Tier-2---1 | 5--5 | 1307 | 100% | 41258.5742 | 98.89% | 1.078% | 0.03081% | 2019.6477 | 0 | 0 | 2019.6477 | 0 | 1837.8519 | 22.7303 | 80.8548 | 1837.8519 | 22.7303 | 80.8548 | 2039.4967 | 25.2242 | 80.8548 | 4.895% | 0.23053 | 0.21912 | 178970.5163 | 13265.9985 | 1829.4076 | 163875.1102 | 179073.8915 | 0 | 0 | 179073.8915 | 0.0666%
2027 | 908 | 908-2040 | Tier-2 | Tier-2---5 | 5--5 | 559 | 100% | 3646.8048 | 91.91% | 7.986% | 0.1044% | 165.9128 | 0 | 0 | 165.9128 | 0 | 150.9784 | 9.7217 | 15.5301 | 150.9784 | 9.7217 | 15.5301 | 167.5434 | 10.7883 | 15.5301 | 4.55% | 0.17929 | 0.17042 | 20339.8492 | 1700.729 | 1512.7829 | 17126.3373 | 20425.5442 | 0 | 0 | 20425.5442 | 0.005471%
2027 | 908 | 908-2055F | Tier-3 | Tier-3---2 | 5--5 | 876 | 100% | 22564.0783 | 99.08% | 0.8792% | 0.03652% | 1106.6937 | 0 | 0 | 1106.6937 | 0 | 1007.0762 | 15.2347 | 66.1042 | 1007.0762 | 15.2347 | 66.1042 | 1117.5702 | 16.9062 | 66.1042 | 4.905% | 0.20355 | 0.19347 | 110854.0623 | 7735.6273 | 1009.8579 | 102108.5771 | 110906.9288 | 0 | 0 | 110906.9288 | 0.03649%
2027 | 908 | 908-2062F | Tier-2 | Tier-2---16 | 5--2 | 9 | 100% | 153.3115 | 98.58% | 1.358% | 0.06577% | 7.4809 | 0 | 0 | 7.4809 | 0 | 6.8075 | 0.15652 | 43.4927 | 6.8075 | 0.15652 | 43.4927 | 7.5544 | 0.17369 | 43.4927 | 4.88% | 0.16054 | 0.1526 | 954.9499 | 48.869 | 14.7016 | 891.3793 | 955.6578 | 0 | 0 | 955.6578 | 0.0002467%
2027 | 908 | 908-30 | Tier-2 | Tier-2---10 | 5--4 | 221 | 100% | 847.524 | 96.52% | 3.329% | 0.1488% | 40.4933 | 0 | 0 | 40.4933 | 0 | 36.8484 | 3.8435 | 9.5873 | 36.8484 | 3.8435 | 9.5873 | 40.8913 | 4.2651 | 9.5873 | 4.778% | 0.16572 | 0.15752 | 5114.069 | 284.5346 | 169.3742 | 4660.1602 | 5123.3319 | 0 | 0 | 5123.3319 | 0.001335%
2027 | 909 | 909-451 | Tier-3 | Tier-3---1 | 5--5 | 1430 | 100% | 55252.3747 | 99.27% | 0.7029% | 0.02396% | 2715.113 | 0 | 0 | 2715.113 | 0 | 2470.7159 | 24.8694 | 99.3476 | 2470.7159 | 24.8694 | 99.3476 | 2741.797 | 27.598 | 99.3476 | 4.914% | 0.31112 | 0.29572 | 177590.703 | 9870.6468 | 1163.318 | 166556.7382 | 177657.9267 | 0 | 0 | 177657.9267 | 0.08953%
2027 | 909 | 909-453R | Tier-2 | Tier-2---3 | 2--5 | 10 | 100% | 5703.0403 | 99.97% | 0% | 0.03309% | 282.2071 | 0 | 0 | 282.2071 | 0 | 256.8046 | 0.17391 | 1476.6361 | 256.8046 | 0.17391 | 1476.6361 | 284.9806 | 0.19299 | 1476.6361 | 4.948% | 0.0097928 | 0.0093081 | 582370.7512 | 29002.1932 | 955.718 | 552412.8399 | 582380.7865 | 0 | 0 | 582380.7865 | 0.009306%
2027 | 909 | 909-805R | Tier-2 | Tier-2---1 | 5--5 | 988 | 100% | 32313.161 | 99.26% | 0.708% | 0.02831% | 1587.725 | 0 | 0 | 1587.725 | 0 | 1444.8081 | 17.1825 | 84.086 | 1444.8081 | 17.1825 | 84.086 | 1603.3291 | 19.0677 | 84.086 | 4.914% | 0.28921 | 0.27489 | 111728.904 | 9787.6674 | 729.9669 | 101211.2697 | 111771.744 | 0 | 0 | 111771.744 | 0.05236%
2027 | 91 | 91-7F | Tier-2 | Tier-2---9 | 4--5 | 319 | 100% | 1295.9906 | 95.98% | 3.603% | 0.4176% | 61.5723 | 0 | 0 | 61.5723 | 0 | 56.0299 | 5.5478 | 10.0995 | 56.0299 | 5.5478 | 10.0995 | 62.1774 | 6.1565 | 10.0995 | 4.751% | 0.034038 | 0.032353 | 38075.0405 | 3866.8561 | 1530.8214 | 32677.363 | 38154.7637 | 0 | 0 | 38154.7637 | 0.00203%
2027 | 920 | 920-1342R | Tier-3 | Tier-3---12 | 4--5 | 310 | 100% | 3406.6458 | 99.34% | 0.5402% | 0.1203% | 167.5153 | 0 | 0 | 167.5153 | 0 | 152.4366 | 5.3913 | 28.2747 | 152.4366 | 5.3913 | 28.2747 | 169.1616 | 5.9828 | 28.2747 | 4.917% | 0.068604 | 0.065208 | 49656.3753 | 4642.3023 | 300.3512 | 44713.7218 | 49673.4543 | 0 | 0 | 49673.4543 | 0.005524%
2027 | 920 | 920-735AE | Tier-2 | Tier-2---7 | 4--5 | 87 | 100% | 1554.328 | 69.02% | 30.62% | 0.3611% | 53.1046 | 0 | 0 | 53.1046 | 0 | 48.3244 | 1.513 | 31.9388 | 48.3244 | 1.513 | 31.9388 | 53.6265 | 1.679 | 31.9388 | 3.417% | 0.068691 | 0.065291 | 22627.8919 | 1626.4148 | 6446.6356 | 14554.8415 | 22992.947 | 0 | 0 | 22992.947 | 0.001751%
2027 | 921 | 921-800F | Tier-2 | Tier-2---7 | 4--5 | 126 | 100% | 1991.7107 | 76.61% | 23.16% | 0.2301% | 75.5258 | 0 | 0 | 75.5258 | 0 | 68.7275 | 2.1913 | 31.3639 | 68.7275 | 2.1913 | 31.3639 | 76.2681 | 2.4317 | 31.3639 | 3.792% | 0.065336 | 0.062102 | 30484.0304 | 2594.6331 | 6453.3763 | 21436.021 | 30855.4164 | 0 | 0 | 30855.4164 | 0.002491%
2027 | 928 | 928-19 | Tier-2 | Tier-2---11 | 4--4 | 53 | 100% | 434.8834 | 99.47% | 0.2691% | 0.2608% | 21.4127 | 0 | 0 | 21.4127 | 0 | 19.4852 | 0.92173 | 21.1398 | 19.4852 | 0.92173 | 21.1398 | 21.6231 | 1.0229 | 21.1398 | 4.924% | 0.051756 | 0.049194 | 8402.5377 | 840.1371 | 38.3723 | 7524.0283 | 8404.8564 | 0 | 0 | 8404.8564 | 0.0007061%
2027 | 968 | 968-476F | Tier-2 | Tier-2---17 | 3--3 | 42 | 100% | 62.492 | 96.91% | 0.773% | 2.32% | 2.9977 | 0 | 0 | 2.9977 | 0 | 2.7279 | 0.73043 | 3.7346 | 2.7279 | 0.73043 | 3.7346 | 3.0271 | 0.81057 | 3.7346 | 4.797% | 0.015315 | 0.014557 | 4080.3921 | 657.1077 | 115.1614 | 3308.123 | 4086.964 | 0 | 0 | 4086.964 | 9.885e-05%
2027 | 970 | 970-1341R | Tier-3 | Tier-3---4 | 5--5 | 70 | 100% | 12961.6134 | 99.66% | 0.3199% | 0.02218% | 639.405 | 0 | 0 | 639.405 | 0 | 581.8498 | 1.2174 | 477.9512 | 581.8498 | 1.2174 | 477.9512 | 645.689 | 1.351 | 477.9512 | 4.933% | 0.12497 | 0.11878 | 103720.1236 | 10455.2915 | 563.8236 | 92701.0085 | 103738.6021 | 0 | 0 | 103738.6021 | 0.02109%
2027 | 971 | 971-1973R | Tier-3 | Tier-3---4 | 5--5 | 945 | 100% | 15148.7962 | 99.05% | 0.8967% | 0.0506% | 742.7622 | 0 | 0 | 742.7622 | 0 | 675.9035 | 16.4347 | 41.1267 | 675.9035 | 16.4347 | 41.1267 | 750.0621 | 18.2378 | 41.1267 | 4.903% | 0.14704 | 0.13976 | 103024.8612 | 7594.4752 | 905.6636 | 94524.7224 | 103075.6847 | 0 | 0 | 103075.6847 | 0.02449%
2027 | 971 | 971-2050R | Tier-3 | Tier-3---2 | 5--5 | 1604 | 100% | 28484.5838 | 98.91% | 1.035% | 0.05308% | 1394.6521 | 0 | 0 | 1394.6521 | 0 | 1269.1144 | 27.8955 | 45.4954 | 1269.1144 | 27.8955 | 45.4954 | 1408.3587 | 30.9561 | 45.4954 | 4.896% | 0.18464 | 0.1755 | 154268.7539 | 10830.6461 | 1582.0513 | 141856.0564 | 154356.1301 | 0 | 0 | 154356.1301 | 0.04599%
2027 | 971 | 971-29R | Tier-3 | Tier-3---6 | 5--5 | 200 | 100% | 8015.4065 | 99.46% | 0.5042% | 0.0309% | 394.6396 | 0 | 0 | 394.6396 | 0 | 359.1166 | 3.4782 | 103.2467 | 359.1166 | 3.4782 | 103.2467 | 398.5181 | 3.8599 | 103.2467 | 4.924% | 0.12171 | 0.11568 | 65856.8143 | 3610.5313 | 317.5488 | 61928.7341 | 65875.1664 | 0 | 0 | 65875.1664 | 0.01301%
2027 | 971 | 971-371R | Tier-3 | Tier-3---12 | 5--5 | 118 | 100% | 4351.5062 | 99.52% | 0.4473% | 0.03668% | 214.3571 | 0 | 0 | 214.3571 | 0 | 195.062 | 2.0522 | 95.052 | 195.062 | 2.0522 | 95.052 | 216.4638 | 2.2773 | 95.052 | 4.926% | 0.11668 | 0.1109 | 37295.5773 | 2011.9233 | 160.8045 | 35122.8495 | 37304.9774 | 0 | 0 | 37304.9774 | 0.007069%
2027 | 971 | 971-381R | Tier-2 | Tier-2---15 | 1--5 | 11 | 100% | 191.8954 | 99.94% | 0% | 0.06293% | 9.4928 | 0 | 0 | 9.4928 | 0 | 8.6384 | 0.1913 | 45.1554 | 8.6384 | 0.1913 | 45.1554 | 9.5861 | 0.21229 | 45.1554 | 4.947% | 0.0003802 | 0.00036138 | 504722.2701 | 25462.7501 | 288.52 | 478971 | 504738.8106 | 0 | 0 | 504738.8106 | 0.000313%
2027 | 971 | 971-383R | Tier-3 | Tier-3---4 | 5--5 | 427 | 100% | 14770.5962 | 98.43% | 1.528% | 0.03956% | 719.68 | 0 | 0 | 719.68 | 0 | 654.899 | 7.426 | 88.1895 | 654.899 | 7.426 | 88.1895 | 726.7529 | 8.2408 | 88.1895 | 4.872% | 0.13837 | 0.13152 | 106747.8715 | 6177.23 | 1600.3912 | 98970.2503 | 106835.0414 | 0 | 0 | 106835.0414 | 0.02373%
2027 | 971 | 971-388R | Tier-3 | Tier-3---4 | 5--5 | 1117 | 100% | 11267.961 | 98.98% | 0.9235% | 0.09902% | 552.0609 | 0 | 0 | 552.0609 | 0 | 502.3679 | 19.426 | 25.8606 | 502.3679 | 19.426 | 25.8606 | 557.4865 | 21.5573 | 25.8606 | 4.899% | 0.17642 | 0.16769 | 63870.0886 | 3872.2432 | 602.7653 | 59395.0801 | 63904.0994 | 0 | 0 | 63904.0994 | 0.0182%
2027 | 972 | 972-1582R | Tier-3 | Tier-3---6 | 5--5 | 361 | 100% | 8019.1792 | 98.53% | 1.384% | 0.08092% | 391.1329 | 0 | 0 | 391.1329 | 0 | 355.9256 | 6.2782 | 56.6921 | 355.9256 | 6.2782 | 56.6921 | 394.9769 | 6.9671 | 56.6921 | 4.877% | 0.15062 | 0.14317 | 53239.6467 | 3086.8109 | 714.7235 | 49438.1123 | 53280.2737 | 0 | 0 | 53280.2737 | 0.0129%
2027 | 972 | 972-1590F | Tier-3 | Tier-3---2 | 5--5 | 1464 | 100% | 23409.1539 | 98.39% | 1.548% | 0.05965% | 1140.1279 | 0 | 0 | 1140.1279 | 0 | 1037.5009 | 25.4607 | 40.7491 | 1037.5009 | 25.4607 | 40.7491 | 1151.3331 | 28.2542 | 40.7491 | 4.87% | 0.17603 | 0.16732 | 132982.6796 | 10745.803 | 2028.2393 | 120208.6373 | 133093.9956 | 0 | 0 | 133093.9956 | 0.0376%
2027 | 972 | 972-32R | Tier-2 | Tier-2---1 | 5--5 | 958 | 100% | 22914.3284 | 97.48% | 2.478% | 0.04418% | 1105.6563 | 0 | 0 | 1105.6563 | 0 | 1006.1322 | 16.6608 | 60.3893 | 1006.1322 | 16.6608 | 60.3893 | 1116.5227 | 18.4887 | 60.3893 | 4.825% | 0.16607 | 0.15785 | 137978.7753 | 7897.3231 | 3156.5486 | 126924.9036 | 138159.9776 | 0 | 0 | 138159.9776 | 0.03646%
2027 | 972 | 972-942R | Tier-3 | Tier-3---6 | 5--5 | 360 | 100% | 9149.6836 | 99.12% | 0.8301% | 0.05344% | 448.9075 | 0 | 0 | 448.9075 | 0 | 408.4997 | 6.2608 | 65.2469 | 408.4997 | 6.2608 | 65.2469 | 453.3194 | 6.9478 | 65.2469 | 4.906% | 0.14195 | 0.13492 | 64459.3584 | 4369.1581 | 517.8641 | 59572.3362 | 64489.0192 | 0 | 0 | 64489.0192 | 0.0148%
2027 | 973 | 973-1226R | Tier-3 | Tier-3---10 | 5--5 | 249 | 100% | 5177.8696 | 97.32% | 2.585% | 0.09195% | 249.4435 | 0 | 0 | 249.4435 | 0 | 226.9901 | 4.3304 | 52.4177 | 226.9901 | 4.3304 | 52.4177 | 251.895 | 4.8055 | 52.4177 | 4.817% | 0.13989 | 0.13297 | 37012.5952 | 1958.2894 | 910.1694 | 34144.1364 | 37064.1939 | 0 | 0 | 37064.1939 | 0.008226%
2027 | 973 | 973-1245R | Tier-3 | Tier-3---6 | 5--5 | 144 | 100% | 8620.1106 | 99.53% | 0.4446% | 0.0227% | 424.7015 | 0 | 0 | 424.7015 | 0 | 386.4725 | 2.5043 | 154.3216 | 386.4725 | 2.5043 | 154.3216 | 428.8754 | 2.7791 | 154.3216 | 4.927% | 0.12039 | 0.11443 | 71603.6913 | 4071.6789 | 428.5861 | 67103.4263 | 71621.1173 | 0 | 0 | 71621.1173 | 0.01401%
2027 | 973 | 973-626R | Tier-3 | Tier-3---7 | 5--5 | 198 | 100% | 6521.7236 | 98.03% | 1.864% | 0.1053% | 316.4676 | 0 | 0 | 316.4676 | 0 | 287.9812 | 3.4435 | 83.6315 | 287.9812 | 3.4435 | 83.6315 | 319.5779 | 3.8213 | 83.6315 | 4.853% | 0.1523 | 0.14476 | 42821.6164 | 2771.3178 | 761.0334 | 39289.2652 | 42865.5348 | 0 | 0 | 42865.5348 | 0.01044%
2027 | 974 | 974-23R | Tier-3 | Tier-3---11 | 5--5 | 611 | 100% | 3492.8626 | 93.69% | 6.037% | 0.2698% | 161.9921 | 0 | 0 | 161.9921 | 0 | 147.4106 | 10.626 | 13.8726 | 147.4106 | 10.626 | 13.8726 | 163.5841 | 11.7919 | 13.8726 | 4.638% | 0.16472 | 0.15657 | 21204.8226 | 1225.3577 | 1209.8349 | 18769.63 | 21274.471 | 0 | 0 | 21274.471 | 0.005342%
2027 | 974 | 974-715R | Tier-3 | Tier-3---6 | 5--5 | 73 | 100% | 7107.1697 | 99.55% | 0.3981% | 0.05413% | 350.214 | 0 | 0 | 350.214 | 0 | 318.6899 | 1.2696 | 251.0245 | 318.6899 | 1.2696 | 251.0245 | 353.6559 | 1.4088 | 251.0245 | 4.928% | 0.14069 | 0.13372 | 50517.2415 | 2626.4246 | 327.9593 | 47562.8576 | 50529.1387 | 0 | 0 | 50529.1387 | 0.01155%
2027 | 975 | 975-22R | Tier-3 | Tier-3---7 | 5--5 | 25 | 100% | 6417.0381 | 80.3% | 19.69% | 0.01691% | 255.0589 | 0 | 0 | 255.0589 | 0 | 232.1001 | 0.43478 | 533.8337 | 232.1001 | 0.43478 | 533.8337 | 257.5656 | 0.48248 | 533.8337 | 3.975% | 0.19669 | 0.18696 | 32624.3404 | 2655.4587 | 6062.1421 | 23906.7397 | 32959.0914 | 0 | 0 | 32959.0914 | 0.008411%
2027 | 991 | 991-1 | Tier-2 | Tier-2---12 | 4--5 | 189 | 100% | 626.8618 | 65.87% | 33.98% | 0.153% | 20.4388 | 0 | 0 | 20.4388 | 0 | 18.5991 | 3.2869 | 5.6585 | 18.5991 | 3.2869 | 5.6585 | 20.6397 | 3.6476 | 5.6585 | 3.261% | 0.034773 | 0.033051 | 18027.4627 | 2318.0951 | 5585.2087 | 10124.1589 | 18347.8976 | 0 | 0 | 18347.8976 | 0.000674%
2027 | 991 | 991-1206R | Tier-2 | Tier-2---4 | 4--5 | 392 | 100% | 4576.7911 | 99.78% | 0.09876% | 0.1221% | 226.0508 | 0 | 0 | 226.0508 | 0 | 205.7031 | 6.8173 | 30.1735 | 205.7031 | 6.8173 | 30.1735 | 228.2724 | 7.5653 | 30.1735 | 4.939% | 0.063785 | 0.060628 | 71752.9575 | 8533.7139 | 142.1853 | 63077.0583 | 71761.2112 | 0 | 0 | 71761.2112 | 0.007454%
2027 | 1023 | CB 1023 | Tier-2 | Tier-2---4 | 4--5 | 184 | 100% | 3332.7386 | 99.81% | 0.1085% | 0.07978% | 164.66 | 0 | 0 | 164.66 | 0 | 149.8384 | 3.2 | 46.8248 | 149.8384 | 3.2 | 46.8248 | 166.2783 | 3.5511 | 46.8248 | 4.941% | 0.082267 | 0.078195 | 40511.3438 | 2187.4084 | 643.9575 | 37679.9779 | 40515.3153 | 0 | 0 | 40515.3153 | 0.00543%
2027 | 1090 | CB 1090 | Tier-2 | Tier-2---7 | 3--5 | 149 | 100% | 1414.5114 | 99.62% | 0.1678% | 0.2113% | 69.7529 | 0 | 0 | 69.7529 | 0 | 63.4742 | 2.5913 | 24.4952 | 63.4742 | 2.5913 | 24.4952 | 70.4384 | 2.8756 | 24.4952 | 4.931% | 0.025114 | 0.023871 | 56324.0689 | 3193.0563 | 219.125 | 52911.8876 | 56335.1879 | 0 | 0 | 56335.1879 | 0.0023%
2027 | 1101 | CB 1101 | Tier-2 | Tier-2---9 | 4--4 | 41 | 100% | 1133.279 | 99.72% | 0.1529% | 0.1272% | 55.9402 | 0 | 0 | 55.9402 | 0 | 50.9048 | 0.71304 | 71.3913 | 50.9048 | 0.71304 | 71.3913 | 56.49 | 0.79127 | 71.3913 | 4.936% | 0.091579 | 0.087045 | 12374.933 | 790.0395 | 488.8435 | 11096.0499 | 12376.7382 | 0 | 0 | 12376.7382 | 0.001845%
2027 | 1106 | CB 1106 | Tier-2 | Tier-2---7 | 4--5 | 242 | 100% | 1646.9837 | 34.54% | 65.41% | 0.04829% | 28.1563 | 0 | 0 | 28.1563 | 0 | 25.6219 | 4.2087 | 6.0879 | 25.6219 | 4.2087 | 6.0879 | 28.4331 | 4.6704 | 6.0879 | 1.71% | 0.070774 | 0.067271 | 23270.9618 | 453.178 | 13904.863 | 8912.9208 | 24064.3118 | 0 | 0 | 24064.3118 | 0.0009285%
2027 | 1138 | CB 1138 | Tier-2 | Tier-2---10 | 5--4 | 241 | 100% | 765.4961 | 75% | 24.28% | 0.7274% | 28.4174 | 0 | 0 | 28.4174 | 0 | 25.8594 | 4.1913 | 6.1698 | 25.8594 | 4.1913 | 6.1698 | 28.6967 | 4.6511 | 6.1698 | 3.712% | 0.11418 | 0.10853 | 6704.4211 | 521.4992 | 1615.7801 | 4567.1418 | 6791.7244 | 0 | 0 | 6791.7244 | 0.0009371%
2027 | 1162 | CB 1162 | Tier-2 | Tier-2---18 | 4--2 | 13 | 100% | 75.2008 | 96.65% | 1.975% | 1.378% | 3.5976 | 0 | 0 | 3.5976 | 0 | 3.2738 | 0.22609 | 14.4803 | 3.2738 | 0.22609 | 14.4803 | 3.633 | 0.25089 | 14.4803 | 4.784% | 0.064214 | 0.061035 | 1171.1044 | 73.0024 | 42.1055 | 1055.9965 | 1173.1495 | 0 | 0 | 1173.1495 | 0.0001186%
2027 | 1234 | CB 1234 | Tier-3 | Tier-3---10 | 5--5 | 1271 | 100% | 6311.4919 | 84.29% | 15.54% | 0.1769% | 263.3319 | 0 | 0 | 263.3319 | 0 | 239.6285 | 22.1042 | 10.8409 | 239.6285 | 22.1042 | 10.8409 | 265.9199 | 24.5294 | 10.8409 | 4.172% | 0.11961 | 0.11369 | 52765.4948 | 2759.6634 | 8111.6399 | 41894.1915 | 53197.2441 | 0 | 0 | 53197.2441 | 0.008684%
2027 | 1235 | CB 1235 | Tier-2 | Tier-2---6 | 4--5 | 2262 | 100% | 6645.572 | 99.09% | 0.6868% | 0.2213% | 325.9686 | 0 | 0 | 325.9686 | 0 | 296.627 | 39.3389 | 7.5403 | 296.627 | 39.3389 | 7.5403 | 329.1722 | 43.655 | 7.5403 | 4.905% | 0.082825 | 0.078725 | 80236.4987 | 5995.4874 | 833.9481 | 73407.0631 | 80274.4439 | 0 | 0 | 80274.4439 | 0.01075%
2027 | 1243 | CB 1243 | Tier-2 | Tier-2---7 | 3--5 | 367 | 100% | 1438.3629 | 99.75% | 0% | 0.2509% | 71.0203 | 0 | 0 | 71.0203 | 0 | 64.6275 | 6.3826 | 10.1256 | 64.6275 | 6.3826 | 10.1256 | 71.7183 | 7.0828 | 10.1256 | 4.938% | 0.019586 | 0.018616 | 73438.3162 | 4480.0299 | 229.8696 | 68728.4167 | 73447.9126 | 0 | 0 | 73447.9126 | 0.002342%
2027 | 1245 | CB 1245 | Tier-2 | Tier-2---15 | 1--5 | 15 | 100% | 108.0997 | 99.75% | 0% | 0.2497% | 5.3376 | 0 | 0 | 5.3376 | 0 | 4.8571 | 0.26087 | 18.6191 | 4.8571 | 0.26087 | 18.6191 | 5.39 | 0.28949 | 18.6191 | 4.938% | 0.001637 | 0.001556 | 66035.2637 | 9567.7722 | 158.6523 | 56308.8392 | 66043.8517 | 0 | 0 | 66043.8517 | 0.000176%
2027 | 1250 | CB 1250 | Tier-2 | Tier-2---4 | 4--5 | 74 | 100% | 4075.2359 | 99.93% | 0.04042% | 0.02515% | 201.5919 | 0 | 0 | 201.5919 | 0 | 183.4459 | 1.2869 | 142.5433 | 183.4459 | 1.2869 | 142.5433 | 203.5731 | 1.4281 | 142.5433 | 4.947% | 0.088703 | 0.084312 | 45942.5846 | 2409.8097 | 605.4247 | 42927.3502 | 45944.1535 | 0 | 0 | 45944.1535 | 0.006648%
2027 | 1299 | CB 1299 | Tier-2 | Tier-2---19 | 3--3 | 14 | 100% | 41.7756 | 94.08% | 0% | 5.924% | 1.9454 | 0 | 0 | 1.9454 | 0 | 1.7703 | 0.24348 | 7.2709 | 1.7703 | 0.24348 | 7.2709 | 1.9645 | 0.27019 | 7.2709 | 4.657% | 0.014997 | 0.014255 | 2785.5246 | 306.2114 | 186.6907 | 2292.6226 | 2794.1175 | 0 | 0 | 2794.1175 | 6.415e-05%
2027 | 1446 | CB 1446 | Tier-1 | Non-HFTD---17 | 1--2 | 13 | 100% | 1.7782 | 79.62% | 0% | 20.38% | 0.070088 | 0 | 0 | 0.070088 | 0 | 0.063779 | 0.22609 | 0.2821 | 0.063779 | 0.22609 | 0.2821 | 0.070777 | 0.25089 | 0.2821 | 3.941% | 0.0015656 | 0.0014881 | 1135.819 | 102.9141 | 262.715 | 770.1898 | 1147.8711 | 0 | 0 | 1147.8711 | 2.311e-06%
2027 | 1448 | CB 1448 | Tier-1 | Non-HFTD---15 | 1--3 | 26 | 100% | 4.2012 | 88.77% | 0% | 11.23% | 0.18461 | 0 | 0 | 0.18461 | 0 | 0.168 | 0.45217 | 0.37153 | 0.168 | 0.45217 | 0.37153 | 0.18643 | 0.50178 | 0.37153 | 4.394% | 0.002261 | 0.0021491 | 1858.0978 | 117.1147 | 997.061 | 743.9221 | 1868.9599 | 0 | 0 | 1868.9599 | 6.088e-06%
2027 | 1525 | CB 1525 | Tier-2 | Tier-2---13 | 4--4 | 24 | 100% | 259.6903 | 35.49% | 63.12% | 1.387% | 4.5624 | 0 | 0 | 4.5624 | 0 | 4.1518 | 0.41739 | 9.947 | 4.1518 | 0.41739 | 9.947 | 4.6073 | 0.46318 | 9.947 | 1.757% | 0.050512 | 0.048011 | 5141.181 | 222.3399 | 3171.9797 | 1746.8613 | 5313.8944 | 0 | 0 | 5313.8944 | 0.0001505%
2027 | 185 | CB 185 | Tier-2 | Tier-2---12 | 3--4 | 5 | 100% | 396.8506 | 79.93% | 19.29% | 0.7702% | 15.7025 | 0 | 0 | 15.7025 | 0 | 14.2891 | 0.086956 | 164.3252 | 14.2891 | 0.086956 | 164.3252 | 15.8568 | 0.096497 | 164.3252 | 3.957% | 0.027797 | 0.026421 | 14276.8452 | 843.1477 | 2609.8043 | 10823.8933 | 14426.0307 | 0 | 0 | 14426.0307 | 0.0005178%
2027 | 196 | CB 196 | Tier-2 | Tier-2---15 | 3--4 | 14 | 100% | 134.4699 | 3.142% | 96.54% | 0.3137% | 0.20915 | 0 | 0 | 0.20915 | 0 | 0.19032 | 0.24348 | 0.78168 | 0.19032 | 0.24348 | 0.78168 | 0.2112 | 0.27019 | 0.78168 | 0.1555% | 0.019464 | 0.018501 | 6908.5051 | 21.7439 | 6000.3704 | 886.3908 | 7256.9805 | 0 | 0 | 7256.9805 | 6.897e-06%
2027 | 200 | CB 200 | Tier-2 | Tier-2---9 | 4--5 | 168 | 100% | 1342.6559 | 29.9% | 69.37% | 0.7369% | 19.8694 | 0 | 0 | 19.8694 | 0 | 18.0809 | 2.9217 | 6.1884 | 18.0809 | 2.9217 | 6.1884 | 20.0646 | 3.2423 | 6.1884 | 1.48% | 0.060261 | 0.057278 | 22280.6766 | 447.1549 | 16796.8177 | 5036.7039 | 23094.1132 | 0 | 0 | 23094.1132 | 0.0006552%
2027 | 202 | CB 202 | Tier-2 | Tier-2---16 | 4--3 | 321 | 100% | 133.9861 | 95.12% | 0% | 4.877% | 6.3088 | 0 | 0 | 6.3088 | 0 | 5.741 | 5.5826 | 1.0284 | 5.741 | 5.5826 | 1.0284 | 6.3709 | 6.1951 | 1.0284 | 4.709% | 0.040966 | 0.038939 | 3270.6344 | 253.1701 | 166.1074 | 2851.3569 | 3278.9415 | 0 | 0 | 3278.9415 | 0.000208%
2027 | 203 | CB 203 | Tier-2 | Tier-2---13 | 4--4 | 554 | 100% | 195.752 | 9.583% | 88.23% | 2.187% | 0.9286 | 0 | 0 | 0.9286 | 0 | 0.84502 | 9.6347 | 0.087705 | 0.84502 | 9.6347 | 0.087705 | 0.93773 | 10.6918 | 0.087705 | 0.4744% | 0.03541 | 0.033657 | 5528.1246 | 19.724 | 4996.0335 | 512.3671 | 5788.4276 | 0 | 0 | 5788.4276 | 3.062e-05%
2027 | 204 | CB 204 | Tier-2 | Tier-2---9 | 4--4 | 463 | 100% | 1059.5314 | 80.82% | 18.41% | 0.7661% | 42.3888 | 0 | 0 | 42.3888 | 0 | 38.5732 | 8.0521 | 4.7904 | 38.5732 | 8.0521 | 4.7904 | 42.8054 | 8.9356 | 4.7904 | 4.001% | 0.068524 | 0.065132 | 15462.1941 | 933.3265 | 3218.617 | 11310.2506 | 15616.619 | 0 | 0 | 15616.619 | 0.001398%
2027 | 215 | CB 215 | Tier-3 | Tier-3---20 | 1--5 | 8 | 100% | 133.9133 | 99.89% | 0% | 0.1056% | 6.6217 | 0 | 0 | 6.6217 | 0 | 6.0257 | 0.13913 | 43.3098 | 6.0257 | 0.13913 | 43.3098 | 6.6868 | 0.15439 | 43.3098 | 4.945% | 0.0005546 | 0.00052715 | 241459.2274 | 12829.2932 | 1199.7792 | 227430.1551 | 241472.5029 | 0 | 0 | 241472.5029 | 0.0002184%
2027 | 230 | CB 230 | Tier-2 | Tier-2---14 | 1--5 | 77 | 100% | 212.8275 | 99.81% | 0% | 0.1866% | 10.5153 | 0 | 0 | 10.5153 | 0 | 9.5688 | 1.3391 | 7.1456 | 9.5688 | 1.3391 | 7.1456 | 10.6186 | 1.486 | 7.1456 | 4.941% | 0.0025822 | 0.0024544 | 82420.9788 | 5196.3102 | 6622.8824 | 70601.7862 | 82428.9864 | 0 | 0 | 82428.9864 | 0.0003468%
2027 | 231 | CB 231 | Tier-2 | Tier-2---7 | 4--5 | 688 | 100% | 2499.974 | 99.29% | 0.4807% | 0.2332% | 122.8653 | 0 | 0 | 122.8653 | 0 | 111.8057 | 11.9651 | 9.3443 | 111.8057 | 11.9651 | 9.3443 | 124.0728 | 13.2779 | 9.3443 | 4.915% | 0.037573 | 0.035713 | 66537.1573 | 4869.2313 | 990.775 | 60677.151 | 66561.8947 | 0 | 0 | 66561.8947 | 0.004052%
2027 | 232 | CB 232 | Tier-2 | Tier-2---7 | 4--5 | 605 | 100% | 1642.5971 | 97.37% | 2.323% | 0.3027% | 79.1736 | 0 | 0 | 79.1736 | 0 | 72.0469 | 10.5217 | 6.8475 | 72.0469 | 10.5217 | 6.8475 | 79.9518 | 11.6761 | 6.8475 | 4.82% | 0.029023 | 0.027587 | 56595.6114 | 3442.0938 | 1736.7765 | 51416.7411 | 56673.0008 | 0 | 0 | 56673.0008 | 0.002611%
2027 | 233 | CB 233 | Tier-2 | Tier-2---4 | 4--5 | 1834 | 100% | 4127.6955 | 98.74% | 0.928% | 0.3343% | 201.7417 | 0 | 0 | 201.7417 | 0 | 183.5822 | 31.8954 | 5.7557 | 183.5822 | 31.8954 | 5.7557 | 203.7244 | 35.3949 | 5.7557 | 4.888% | 0.075451 | 0.071716 | 54706.8242 | 4073.6346 | 1765.0896 | 48868.1 | 54742.7891 | 0 | 0 | 54742.7891 | 0.006653%
2027 | 234 | CB 234 | Tier-2 | Tier-2---4 | 4--5 | 1006 | 100% | 3294.853 | 98.88% | 0.9043% | 0.2189% | 161.2634 | 0 | 0 | 161.2634 | 0 | 146.7475 | 17.4955 | 8.3877 | 146.7475 | 17.4955 | 8.3877 | 162.8483 | 19.4151 | 8.3877 | 4.894% | 0.044658 | 0.042447 | 73779.6805 | 5680.9025 | 1107.6673 | 66991.1107 | 73822.8352 | 0 | 0 | 73822.8352 | 0.005318%
2027 | 236 | CB 236 | Tier-2 | Tier-2---1 | 5--5 | 678 | 100% | 12711.1878 | 97.62% | 2.333% | 0.04724% | 614.2258 | 0 | 0 | 614.2258 | 0 | 558.9371 | 11.7912 | 47.4028 | 558.9371 | 11.7912 | 47.4028 | 620.2624 | 13.0849 | 47.4028 | 4.832% | 0.1419 | 0.13487 | 89580.6366 | 5356.752 | 2115.0834 | 82108.8012 | 89691.6894 | 0 | 0 | 89691.6894 | 0.02025%
2027 | 237 | CB 237 | Tier-2 | Tier-2---8 | 5--5 | 34 | 100% | 2111.5746 | 99.54% | 0.4259% | 0.03207% | 104.0443 | 0 | 0 | 104.0443 | 0 | 94.6789 | 0.5913 | 160.1197 | 94.6789 | 0.5913 | 160.1197 | 105.0668 | 0.65618 | 160.1197 | 4.927% | 0.10923 | 0.10382 | 19331.9134 | 1261.1888 | 123.1877 | 17947.5369 | 19336.5241 | 0 | 0 | 19336.5241 | 0.003431%
2027 | 240 | CB 240 | Tier-2 | Tier-2---9 | 4--5 | 241 | 100% | 1263.0316 | 97.68% | 1.949% | 0.3739% | 61.0677 | 0 | 0 | 61.0677 | 0 | 55.5708 | 4.1913 | 13.2587 | 55.5708 | 4.1913 | 13.2587 | 61.6679 | 4.6511 | 13.2587 | 4.835% | 0.048511 | 0.046109 | 26036.1977 | 2576.3946 | 964.8687 | 22494.9343 | 26067.6956 | 0 | 0 | 26067.6956 | 0.002014%
2027 | 242 | CB 242 | Tier-2 | Tier-2---11 | 5--3 | 55 | 100% | 406.8184 | 64.36% | 35.02% | 0.6193% | 12.9611 | 0 | 0 | 12.9611 | 0 | 11.7945 | 0.95652 | 12.3307 | 11.7945 | 0.95652 | 12.3307 | 13.0885 | 1.0615 | 12.3307 | 3.186% | 0.1014 | 0.096385 | 4011.826 | 175.5762 | 1861.6873 | 1974.5625 | 4086.281 | 0 | 0 | 4086.281 | 0.0004274%
2027 | 244 | CB 244 | Tier-2 | Tier-2---14 | 4--4 | 20 | 100% | 295.5508 | 37.5% | 61.39% | 1.106% | 5.4867 | 0 | 0 | 5.4867 | 0 | 4.9928 | 0.34782 | 14.3544 | 4.9928 | 0.34782 | 14.3544 | 5.5406 | 0.38599 | 14.3544 | 1.856% | 0.040668 | 0.038655 | 7267.3331 | 124.9098 | 5850.4758 | 1291.9476 | 7503.8614 | 0 | 0 | 7503.8614 | 0.0001809%
2027 | 246 | CB 246 | Tier-2 | Tier-2---7 | 4--5 | 577 | 100% | 1438.4419 | 90% | 9.47% | 0.5268% | 64.0848 | 0 | 0 | 64.0848 | 0 | 58.3163 | 10.0347 | 5.8115 | 58.3163 | 10.0347 | 5.8115 | 64.7147 | 11.1357 | 5.8115 | 4.455% | 0.066431 | 0.063143 | 21653.0415 | 2613.8832 | 2643.0483 | 16396.11 | 21765.7701 | 0 | 0 | 21765.7701 | 0.002113%
2027 | 247 | CB 247 | Tier-2 | Tier-2---12 | 4--4 | 119 | 100% | 379.7423 | 70.28% | 29.01% | 0.71% | 13.2106 | 0 | 0 | 13.2106 | 0 | 12.0215 | 2.0696 | 5.8087 | 12.0215 | 2.0696 | 5.8087 | 13.3405 | 2.2966 | 5.8087 | 3.479% | 0.038566 | 0.036657 | 9846.5066 | 767.6776 | 3381.19 | 5697.6391 | 9998.9083 | 0 | 0 | 9998.9083 | 0.0004356%
2027 | 248 | CB 248 | Tier-2 | Tier-2---9 | 3--5 | 276 | 100% | 962.1527 | 99.5% | 0% | 0.4991% | 47.3889 | 0 | 0 | 47.3889 | 0 | 43.1232 | 4.8 | 8.9841 | 43.1232 | 4.8 | 8.9841 | 47.8546 | 5.3266 | 8.9841 | 4.925% | 0.01881 | 0.017879 | 51150.5838 | 3349.6651 | 233.4496 | 47567.4691 | 51163.8787 | 0 | 0 | 51163.8787 | 0.001563%
2027 | 249 | CB 249 | Tier-3 | Tier-3---16 | 4--4 | 167 | 100% | 826.9208 | 97.04% | 2.672% | 0.2884% | 39.7207 | 0 | 0 | 39.7207 | 0 | 36.1453 | 2.9043 | 12.4453 | 36.1453 | 2.9043 | 12.4453 | 40.1111 | 3.223 | 12.4453 | 4.803% | 0.05906 | 0.056137 | 14001.3211 | 814.7478 | 543.4884 | 12643.085 | 14022.9085 | 0 | 0 | 14022.9085 | 0.00131%
2027 | 280 | CB 280 | Tier-2 | Tier-2---14 | 4--4 | 8 | 100% | 310.7968 | 16.09% | 83.08% | 0.8251% | 2.4753 | 0 | 0 | 2.4753 | 0 | 2.2525 | 0.13913 | 16.1902 | 2.2525 | 0.13913 | 16.1902 | 2.4997 | 0.15439 | 16.1902 | 0.7965% | 0.042409 | 0.04031 | 7328.4886 | 69.1302 | 6322.2672 | 937.0911 | 7648.7329 | 0 | 0 | 7648.7329 | 8.163e-05%
2027 | 292 | CB 292 | Tier-2 | Tier-2---18 | 4--3 | 385 | 100% | 94.6686 | 66.47% | 32.93% | 0.6021% | 3.115 | 0 | 0 | 3.115 | 0 | 2.8346 | 6.6956 | 0.42335 | 2.8346 | 6.6956 | 0.42335 | 3.1456 | 7.4302 | 0.42335 | 3.29% | 0.048129 | 0.045747 | 1966.9754 | 99.9551 | 607.6602 | 1259.3601 | 2001.3198 | 0 | 0 | 2001.3198 | 0.0001027%
2027 | 315 | CB 315 | Tier-2 | Tier-2---19 | 1--4 | 151 | 100% | 10.7713 | 97.26% | 0% | 2.741% | 0.51856 | 0 | 0 | 0.51856 | 0 | 0.47188 | 2.6261 | 0.17969 | 0.47188 | 2.6261 | 0.17969 | 0.52366 | 2.9142 | 0.17969 | 4.814% | 0.0017586 | 0.0016715 | 6124.9072 | 421.4743 | 2656.1641 | 3047.2689 | 6133.6511 | 0 | 0 | 6133.6511 | 1.71e-05%
2027 | 327 | CB 327 | Tier-3 | Tier-3---16 | 4--5 | 22 | 100% | 1456.7095 | 99.79% | 0.1579% | 0.0494% | 71.9576 | 0 | 0 | 71.9576 | 0 | 65.4805 | 0.38261 | 171.1432 | 65.4805 | 0.38261 | 171.1432 | 72.6648 | 0.42458 | 171.1432 | 4.94% | 0.076966 | 0.073157 | 18926.5639 | 1203.1103 | 32.523 | 17690.9305 | 18928.6074 | 0 | 0 | 18928.6074 | 0.002373%
2027 | 329 | CB 329 | Tier-2 | Tier-2---14 | 3--4 | 37 | 100% | 215.2852 | 96.83% | 2.614% | 0.5577% | 10.3186 | 0 | 0 | 10.3186 | 0 | 9.3898 | 0.64347 | 14.5924 | 9.3898 | 0.64347 | 14.5924 | 10.4201 | 0.71407 | 14.5924 | 4.793% | 0.026212 | 0.024915 | 8213.1037 | 578.8703 | 1610.2559 | 6023.9775 | 8226.6688 | 0 | 0 | 8226.6688 | 0.0003403%
2027 | 330 | CB 330 | Tier-2 | Tier-2---16 | 4--3 | 228 | 100% | 124.2501 | 33.35% | 64.03% | 2.615% | 2.0514 | 0 | 0 | 2.0514 | 0 | 1.8667 | 3.9652 | 0.47078 | 1.8667 | 3.9652 | 0.47078 | 2.0716 | 4.4002 | 0.47078 | 1.651% | 0.029702 | 0.028232 | 4183.2246 | 7.517 | 3868.9172 | 306.7905 | 4328.4151 | 0 | 0 | 4328.4151 | 6.765e-05%
2027 | 331 | CB 331 | Tier-2 | Tier-2---14 | 2--5 | 3 | 100% | 261.2105 | 99.38% | 0% | 0.6196% | 12.8498 | 0 | 0 | 12.8498 | 0 | 11.6932 | 0.052174 | 224.1202 | 11.6932 | 0.052174 | 224.1202 | 12.9761 | 0.057898 | 224.1202 | 4.919% | 0.010352 | 0.0098396 | 25232.8512 | 1657.0176 | 8665.3282 | 14910.5054 | 25240.9927 | 0 | 0 | 25240.9927 | 0.0004237%
2027 | 350 | CB 350 | Tier-2 | Tier-2---15 | 1--5 | 1 | 100% | 133.5736 | 99.92% | 0% | 0.07821% | 6.6067 | 0 | 0 | 6.6067 | 0 | 6.012 | 0.017391 | 345.6937 | 6.012 | 0.017391 | 345.6937 | 6.6717 | 0.019299 | 345.6937 | 4.946% | 0.0004644 | 0.00044141 | 287626.1214 | 14942.4119 | 4643.5136 | 268040.196 | 287637.8363 | 0 | 0 | 287637.8363 | 0.0002179%
2027 | 351 | CB 351 | Tier-2 | Tier-2---3 | 5--5 | 542 | 100% | 14599.7352 | 99.66% | 0.3054% | 0.03279% | 720.2429 | 0 | 0 | 720.2429 | 0 | 655.4112 | 9.426 | 69.5321 | 655.4112 | 9.426 | 69.5321 | 727.3214 | 10.4602 | 69.5321 | 4.933% | 0.12463 | 0.11847 | 117140.1183 | 11493.6944 | 423.4429 | 105222.9811 | 117160.7487 | 0 | 0 | 117160.7487 | 0.02375%
2027 | 352 | CB 352 | Tier-2 | Tier-2---18 | 4--2 | 27 | 100% | 87.8741 | 99.22% | 0.6237% | 0.1541% | 4.3159 | 0 | 0 | 4.3159 | 0 | 3.9274 | 0.46956 | 8.3641 | 3.9274 | 0.46956 | 8.3641 | 4.3584 | 0.52108 | 8.3641 | 4.911% | 0.066856 | 0.063546 | 1314.3831 | 68.0986 | 10.3432 | 1235.9414 | 1314.9155 | 0 | 0 | 1314.9155 | 0.0001423%
2027 | 353 | CB 353 | Tier-2 | Tier-2---19 | 1--5 | 2 | 100% | 7.5897 | 98.6% | 0% | 1.398% | 0.37044 | 0 | 0 | 0.37044 | 0 | 0.33709 | 0.034782 | 9.6915 | 0.33709 | 0.034782 | 9.6915 | 0.37408 | 0.038599 | 9.6915 | 4.881% | 0.0001926 | 0.00018307 | 39406.3406 | 2311.4551 | 1967.6519 | 35127.2336 | 39435.0274 | 0 | 0 | 39435.0274 | 1.222e-05%
2027 | 355 | CB 355 | Tier-2 | Tier-2---3 | 5--5 | 836 | 100% | 11288.3525 | 98.84% | 1.109% | 0.05403% | 552.2734 | 0 | 0 | 552.2734 | 0 | 502.5613 | 14.539 | 34.5663 | 502.5613 | 14.539 | 34.5663 | 557.7011 | 16.1342 | 34.5663 | 4.892% | 0.1048 | 0.099616 | 107709.793 | 9333.0654 | 1277.5324 | 97099.1953 | 107775.044 | 0 | 0 | 107775.044 | 0.01821%
2027 | 356 | CB 356 | Tier-2 | Tier-2---19 | 1--5 | 5 | 100% | 6.8062 | 99.1% | 0% | 0.8997% | 0.33387 | 0 | 0 | 0.33387 | 0 | 0.30382 | 0.086956 | 3.494 | 0.30382 | 0.086956 | 3.494 | 0.33716 | 0.096497 | 3.494 | 4.905% | 0.0001262 | 0.00011995 | 53931.5569 | 3195.8788 | 2293.9675 | 48441.7106 | 53956.8259 | 0 | 0 | 53956.8259 | 1.101e-05%
2027 | 357 | CB 357 | Tier-3 | Tier-3---10 | 5--5 | 372 | 100% | 6110.8546 | 96.01% | 3.933% | 0.05986% | 290.409 | 0 | 0 | 290.409 | 0 | 264.2682 | 6.4695 | 40.8482 | 264.2682 | 6.4695 | 40.8482 | 293.2631 | 7.1793 | 40.8482 | 4.752% | 0.12773 | 0.12141 | 47841.0693 | 2695.6068 | 1944.7301 | 43200.7325 | 47940.553 | 0 | 0 | 47940.553 | 0.009577%
2027 | 358 | CB 358 | Tier-3 | Tier-3---15 | 5--4 | 35 | 100% | 861.4334 | 18.88% | 81.11% | 0.0161% | 8.0496 | 0 | 0 | 8.0496 | 0 | 7.325 | 0.60869 | 12.034 | 7.325 | 0.60869 | 12.034 | 8.1287 | 0.67548 | 12.034 | 0.9344% | 0.1387 | 0.13184 | 6210.6059 | 69.3964 | 4526.8458 | 1614.3636 | 6472.9843 | 0 | 0 | 6472.9843 | 0.0002654%
2027 | 381 | CB 381 | Tier-1 | Non-HFTD---5 | 1--4 | 10 | 100% | 47.7165 | 98.4% | 0% | 1.604% | 2.3241 | 0 | 0 | 2.3241 | 0 | 2.1149 | 0.17391 | 12.1607 | 2.1149 | 0.17391 | 12.1607 | 2.3469 | 0.19299 | 12.1607 | 4.871% | 0.0039148 | 0.003721 | 12188.7447 | 475.4162 | 9693.6533 | 2019.6752 | 12198.9235 | 0 | 0 | 12198.9235 | 7.664e-05%
2027 | 396 | CB 396 | Tier-2 | Tier-2---11 | 5--4 | 3 | 100% | 669.8148 | 14.34% | 85.25% | 0.4034% | 4.7554 | 0 | 0 | 4.7554 | 0 | 4.3274 | 0.052174 | 82.942 | 4.3274 | 0.052174 | 82.942 | 4.8022 | 0.057898 | 82.942 | 0.71% | 0.10036 | 0.095392 | 6674.121 | 114.298 | 5341.1785 | 1218.6444 | 6971.8435 | 0 | 0 | 6971.8435 | 0.0001568%
2027 | 441 | CB 441 | Tier-3 | Tier-3---15 | 5--3 | 152 | 100% | 1133.0808 | 94.08% | 5.666% | 0.2577% | 52.7648 | 0 | 0 | 52.7648 | 0 | 48.0153 | 2.6435 | 18.1638 | 48.0153 | 2.6435 | 18.1638 | 53.2834 | 2.9335 | 18.1638 | 4.657% | 0.54555 | 0.51854 | 2076.9658 | 75.1989 | 111.2175 | 1890.5493 | 2083.3735 | 0 | 0 | 2083.3735 | 0.00174%
2027 | 443 | CB 443 | Tier-2 | Tier-2---17 | 2--4 | 9 | 100% | 67.1473 | 98.29% | 0% | 1.71% | 3.2669 | 0 | 0 | 3.2669 | 0 | 2.9729 | 0.15652 | 18.9935 | 2.9729 | 0.15652 | 18.9935 | 3.299 | 0.17369 | 18.9935 | 4.865% | 0.007405 | 0.0070385 | 9067.8323 | 1055.0436 | 148.4631 | 7864.3256 | 9075.9094 | 0 | 0 | 9075.9094 | 0.0001077%
2027 | 444 | CB 444 | Tier-2 | Tier-2---16 | 4--2 | 4 | 100% | 117.4434 | 97.68% | 1.947% | 0.3705% | 5.6787 | 0 | 0 | 5.6787 | 0 | 5.1675 | 0.069565 | 74.2838 | 5.1675 | 0.069565 | 74.2838 | 5.7345 | 0.077197 | 74.2838 | 4.835% | 0.081621 | 0.07758 | 1438.8937 | 81.4155 | 42.4476 | 1315.0306 | 1440.6306 | 0 | 0 | 1440.6306 | 0.0001873%
2027 | 470 | CB 470 | Tier-2 | Tier-2---6 | 5--5 | 183 | 100% | 6922.0493 | 95.49% | 4.388% | 0.1268% | 327.1728 | 0 | 0 | 327.1728 | 0 | 297.7228 | 3.1826 | 93.5474 | 297.7228 | 3.1826 | 93.5474 | 330.3883 | 3.5318 | 93.5474 | 4.727% | 0.114 | 0.10835 | 60721.6484 | 6478.0385 | 2705.5326 | 51538.0773 | 60864.4088 | 0 | 0 | 60864.4088 | 0.01079%
2027 | 499 | CB 499 | Tier-2 | Tier-2---19 | 2--3 | 3 | 100% | 19.4193 | 94.64% | 0% | 5.361% | 0.90973 | 0 | 0 | 0.90973 | 0 | 0.82784 | 0.052174 | 15.867 | 0.82784 | 0.052174 | 15.867 | 0.91867 | 0.057898 | 15.867 | 4.685% | 0.00687 | 0.0065299 | 2826.6853 | 198.2647 | 1278.7389 | 1349.6817 | 2834.5765 | 0 | 0 | 2834.5765 | 3e-05%
2027 | 520 | CB 520 | Tier-2 | Tier-2---21 | 1--5 | 6 | 100% | 1.7668 | 97.86% | 0% | 2.14% | 0.085586 | 0 | 0 | 0.085586 | 0 | 0.077882 | 0.10435 | 0.74637 | 0.077882 | 0.10435 | 0.74637 | 0.086427 | 0.1158 | 0.74637 | 4.844% | 7.36e-05 | 6.9957e-05 | 24005.4522 | 3167.8618 | 4630.5395 | 16207.0509 | 24032.1992 | 0 | 0 | 24032.1992 | 2.822e-06%
2027 | 521 | CB 521 | Tier-2 | Tier-2---20 | 3--1 | 19 | 100% | 12.2832 | 16.79% | 81.3% | 1.905% | 0.1021 | 0 | 0 | 0.1021 | 0 | 0.092914 | 0.33043 | 0.28119 | 0.092914 | 0.33043 | 0.28119 | 0.10311 | 0.36669 | 0.28119 | 0.8313% | 0.025917 | 0.024634 | 473.952 | 4.2331 | 417.1527 | 52.5662 | 494.4894 | 0 | 0 | 494.4894 | 3.367e-06%
2027 | 522 | CB 522 | Tier-2 | Tier-2---9 | 4--5 | 553 | 100% | 1074.3257 | 89.49% | 10.08% | 0.4258% | 47.5925 | 0 | 0 | 47.5925 | 0 | 43.3085 | 9.6173 | 4.5032 | 43.3085 | 9.6173 | 4.5032 | 48.0602 | 10.6725 | 4.5032 | 4.43% | 0.049006 | 0.04658 | 21922.4202 | 1310.4924 | 2696.6948 | 17915.2331 | 22042.3571 | 0 | 0 | 22042.3571 | 0.001569%
2027 | 523 | CB 523 | Tier-2 | Tier-2---13 | 4--4 | 301 | 100% | 305.5692 | 37.2% | 61.32% | 1.484% | 5.6264 | 0 | 0 | 5.6264 | 0 | 5.1199 | 5.2347 | 0.97807 | 5.1199 | 5.2347 | 0.97807 | 5.6817 | 5.8091 | 0.97807 | 1.841% | 0.044603 | 0.042395 | 6850.8655 | 393.6973 | 4462.8655 | 1994.3028 | 7074.9309 | 0 | 0 | 7074.9309 | 0.0001855%
2027 | 524 | CB 524 | Tier-3 | Tier-3---17 | 3--5 | 34 | 100% | 481.3309 | 94.25% | 5.298% | 0.4514% | 22.456 | 0 | 0 | 22.456 | 0 | 20.4346 | 0.5913 | 34.5588 | 20.4346 | 0.5913 | 34.5588 | 22.6767 | 0.65618 | 34.5588 | 4.665% | 0.018139 | 0.017241 | 26536.2736 | 2336.3386 | 4292.2973 | 19907.6377 | 26615.7308 | 0 | 0 | 26615.7308 | 0.0007405%
2027 | 533 | CB 533 | Tier-2 | Tier-2---20 | 4--1 | 1 | 100% | 10.6053 | 3.364% | 93.72% | 2.92% | 0.01766 | 0 | 0 | 0.01766 | 0 | 0.01607 | 0.017391 | 0.92406 | 0.01607 | 0.017391 | 0.92406 | 0.017834 | 0.019299 | 0.92406 | 0.1665% | 0.06013 | 0.057154 | 176.3723 | 1.1693 | 138.2093 | 36.9937 | 185.2484 | 0 | 0 | 185.2484 | 5.824e-07%
2027 | 534 | CB 534 | Tier-2 | Tier-2---21 | 4--1 | 3 | 100% | 6.3051 | 35.99% | 54.92% | 9.089% | 0.11233 | 0 | 0 | 0.11233 | 0 | 0.10222 | 0.052174 | 1.9592 | 0.10222 | 0.052174 | 1.9592 | 0.11344 | 0.057898 | 1.9592 | 1.782% | 0.060541 | 0.057544 | 104.1456 | 2.8823 | 62.9218 | 38.3415 | 107.6172 | 0 | 0 | 107.6172 | 3.704e-06%
2027 | 535 | CB 535 | Tier-2 | Tier-2---16 | 4--3 | 3 | 100% | 111.4983 | 4.585% | 95.12% | 0.2939% | 0.25308 | 0 | 0 | 0.25308 | 0 | 0.2303 | 0.052174 | 4.414 | 0.2303 | 0.052174 | 4.414 | 0.25556 | 0.057898 | 4.414 | 0.227% | 0.059698 | 0.056743 | 1867.7052 | 9.1379 | 1456.5514 | 402.016 | 1960.5113 | 0 | 0 | 1960.5113 | 8.346e-06%
2027 | 536 | CB 536 | Tier-2 | Tier-2---18 | 4--2 | 51 | 100% | 54.1099 | 76.19% | 21.99% | 1.82% | 2.0408 | 0 | 0 | 2.0408 | 0 | 1.8571 | 0.88695 | 2.0938 | 1.8571 | 0.88695 | 2.0938 | 2.0608 | 0.98426 | 2.0938 | 3.772% | 0.063476 | 0.060334 | 852.4497 | 43.8224 | 164.7863 | 643.8409 | 863.0188 | 0 | 0 | 863.0188 | 6.73e-05%
2027 | 540 | CB 540 | Tier-2 | Tier-2---17 | 1--5 | 189 | 100% | 67.245 | 99.24% | 0% | 0.7576% | 3.3034 | 0 | 0 | 3.3034 | 0 | 3.0061 | 3.2869 | 0.91455 | 3.0061 | 3.2869 | 0.91455 | 3.3359 | 3.6476 | 0.91455 | 4.913% | 0.0036022 | 0.0034239 | 18667.7627 | 1335.1505 | 3231.0476 | 14101.5646 | 18675.1274 | 0 | 0 | 18675.1274 | 0.0001089%
2027 | 542 | CB 542 | Tier-2 | Tier-2---9 | 4--5 | 54 | 100% | 949.4775 | 95.45% | 4.414% | 0.1311% | 44.8628 | 0 | 0 | 44.8628 | 0 | 40.8246 | 0.93912 | 43.4709 | 40.8246 | 0.93912 | 43.4709 | 45.3038 | 1.0422 | 43.4709 | 4.725% | 0.053515 | 0.050866 | 17742.4015 | 965.8807 | 2773.7516 | 14002.7692 | 17784.4002 | 0 | 0 | 17784.4002 | 0.001479%
2027 | 576 | CB 576 | Tier-2 | Tier-2---12 | 4--4 | 26 | 100% | 417.7025 | 78.37% | 21.49% | 0.1463% | 16.2034 | 0 | 0 | 16.2034 | 0 | 14.7448 | 0.45217 | 32.609 | 14.7448 | 0.45217 | 32.609 | 16.3626 | 0.50178 | 32.609 | 3.879% | 0.047237 | 0.044899 | 8842.622 | 398.1663 | 2081.4024 | 6363.0533 | 8942.2431 | 0 | 0 | 8942.2431 | 0.0005343%
2027 | 590 | CB 590 | Tier-1 | Non-HFTD---1 | 4--5 | 19 | 100% | 1201.4044 | 63.12% | 36.78% | 0.1021% | 37.535 | 0 | 0 | 37.535 | 0 | 34.1563 | 0.33043 | 103.3684 | 34.1563 | 0.33043 | 103.3684 | 37.9039 | 0.36669 | 103.3684 | 3.124% | 0.042337 | 0.040241 | 28377.3086 | 1624.7139 | 11108.9745 | 15643.6202 | 28922.3867 | 0 | 0 | 28922.3867 | 0.001238%
2027 | 599 | CB 599 | Tier-2 | Tier-2---4 | 4--5 | 752 | 100% | 4323.2442 | 99.81% | 0% | 0.1903% | 213.5933 | 0 | 0 | 213.5933 | 0 | 194.367 | 13.0782 | 14.8619 | 194.367 | 13.0782 | 14.8619 | 215.6925 | 14.5131 | 14.8619 | 4.941% | 0.043095 | 0.040961 | 100319.859 | 10016.8763 | 926.348 | 89376.6347 | 100329.8016 | 0 | 0 | 100329.8016 | 0.007044%
2027 | 750 | CB 750 | Tier-1 | Non-HFTD---4 | 1--5 | 7 | 100% | 147.1702 | 99.68% | 0% | 0.3223% | 7.2614 | 0 | 0 | 7.2614 | 0 | 6.6078 | 0.12174 | 54.2788 | 6.6078 | 0.12174 | 54.2788 | 7.3328 | 0.1351 | 54.2788 | 4.934% | 0.0040188 | 0.0038199 | 36620.4268 | 4754.4325 | 4693.3113 | 27172.6829 | 36626.5736 | 0 | 0 | 36626.5736 | 0.0002395%
2027 | 776 | CB 776 | Tier-2 | Tier-2---18 | 3--3 | 50 | 100% | 55.0677 | 92.66% | 4.028% | 3.312% | 2.5258 | 0 | 0 | 2.5258 | 0 | 2.2984 | 0.86956 | 2.6432 | 2.2984 | 0.86956 | 2.6432 | 2.5506 | 0.96497 | 2.6432 | 4.587% | 0.014982 | 0.01424 | 3675.6367 | 359.0614 | 229.0677 | 3087.5075 | 3689.6867 | 0 | 0 | 3689.6867 | 8.329e-05%
2027 | 788 | CB 788 | Tier-2 | Tier-2---2 | 5--5 | 107 | 100% | 8569.0681 | 95.07% | 4.755% | 0.1724% | 403.2679 | 0 | 0 | 403.2679 | 0 | 366.9683 | 1.8609 | 197.2039 | 366.9683 | 1.8609 | 197.2039 | 407.2312 | 2.065 | 197.2039 | 4.706% | 0.14181 | 0.13479 | 60426.1463 | 6360.7221 | 2990.776 | 51074.6482 | 60581.2081 | 0 | 0 | 60581.2081 | 0.0133%
2027 | 835 | CB 835 | Tier-2 | Tier-2---17 | 1--5 | 189 | 100% | 42.6475 | 99.43% | 0% | 0.5747% | 2.0989 | 0 | 0 | 2.0989 | 0 | 1.91 | 3.2869 | 0.58108 | 1.91 | 3.2869 | 0.58108 | 2.1195 | 3.6476 | 0.58108 | 4.922% | 0.0017112 | 0.0016265 | 24922.574 | 2795.9682 | 135.9476 | 21990.6582 | 24930.0337 | 0 | 0 | 24930.0337 | 6.921e-05%
2027 | 907 | CB 907 | Tier-3 | Tier-3---13 | 3--5 | 62 | 100% | 2742.2838 | 99.83% | 0.1274% | 0.03844% | 135.5179 | 0 | 0 | 135.5179 | 0 | 123.3195 | 1.0783 | 114.3696 | 123.3195 | 1.0783 | 114.3696 | 136.8498 | 1.1966 | 114.3696 | 4.942% | 0.023668 | 0.022497 | 115862.6603 | 8950.1537 | 169.4148 | 106743.0917 | 115872.6663 | 0 | 0 | 115872.6663 | 0.004469%
2027 | 91 | CB 91 | Tier-2 | Tier-2---12 | 3--5 | 173 | 100% | 337.7351 | 93.43% | 6.078% | 0.496% | 15.6188 | 0 | 0 | 15.6188 | 0 | 14.2129 | 3.0087 | 4.724 | 14.2129 | 3.0087 | 4.724 | 15.7723 | 3.3388 | 4.724 | 4.625% | 0.015476 | 0.01471 | 21823.4311 | 1985.3885 | 2725.0024 | 17113.0402 | 21898.15 | 0 | 0 | 21898.15 | 0.000515%
2027 | 911 | CB 911 | Tier-2 | Tier-2---14 | 1--5 | 14 | 100% | 193.6033 | 99.75% | 0% | 0.253% | 9.5591 | 0 | 0 | 9.5591 | 0 | 8.6987 | 0.24348 | 35.7269 | 8.6987 | 0.24348 | 35.7269 | 9.6531 | 0.27019 | 35.7269 | 4.937% | 0.0040632 | 0.0038621 | 47647.9856 | 3321.3578 | 3797.4712 | 40529.1566 | 47654.2641 | 0 | 0 | 47654.2641 | 0.0003152%
2027 | 928 | CB 928 | Tier-2 | Tier-2---7 | 4--5 | 42 | 100% | 1655.0106 | 79.76% | 20.12% | 0.1245% | 65.3395 | 0 | 0 | 65.3395 | 0 | 59.4581 | 0.73043 | 81.4014 | 59.4581 | 0.73043 | 81.4014 | 65.9817 | 0.81057 | 81.4014 | 3.948% | 0.057199 | 0.054367 | 28934.4603 | 1965.0457 | 5791.8405 | 21177.574 | 29239.4879 | 0 | 0 | 29239.4879 | 0.002155%
2027 | 955 | CB 955 | Tier-1 | Non-HFTD---9 | 1--3 | 60 | 100% | 15.216 | 95.67% | 0% | 4.328% | 0.7206 | 0 | 0 | 0.7206 | 0 | 0.65573 | 1.0435 | 0.62841 | 0.65573 | 1.0435 | 0.62841 | 0.72768 | 1.158 | 0.62841 | 4.736% | 0.0047456 | 0.0045107 | 3206.3351 | 153.1066 | 2161.0856 | 892.143 | 3213.5613 | 0 | 0 | 3213.5613 | 2.376e-05%
2027 | 970 | CB 970 | Tier-2 | Tier-2---14 | 1--5 | 6 | 100% | 251.0066 | 99.97% | 0% | 0.03372% | 12.4206 | 0 | 0 | 12.4206 | 0 | 11.3026 | 0.10435 | 108.3174 | 11.3026 | 0.10435 | 108.3174 | 12.5427 | 0.1158 | 108.3174 | 4.948% | 0.00034 | 0.00032317 | 738254.59 | 37452.9301 | 3187.3418 | 697614.3182 | 738267.5551 | 0 | 0 | 738267.5551 | 0.0004096%
2027 | 971 | CB 971 | Tier-2 | Tier-2---3 | 5--5 | 162 | 100% | 11456.6981 | 99.51% | 0.4569% | 0.03477% | 564.3183 | 0 | 0 | 564.3183 | 0 | 513.522 | 2.8174 | 182.2698 | 513.522 | 2.8174 | 182.2698 | 569.8644 | 3.1265 | 182.2698 | 4.926% | 0.12528 | 0.11908 | 91451.3672 | 5164.7092 | 651.9468 | 85634.7112 | 91474.7827 | 0 | 0 | 91474.7827 | 0.01861%
2027 | 975 | CB 975 | Tier-3 | Tier-3---16 | 5--4 | 50 | 100% | 1304.3742 | 99.51% | 0.4601% | 0.0271% | 64.252 | 0 | 0 | 64.252 | 0 | 58.4684 | 0.86956 | 67.2391 | 58.4684 | 0.86956 | 67.2391 | 64.8835 | 0.96497 | 67.2391 | 4.926% | 0.10726 | 0.10195 | 12161.0449 | 615.424 | 92.9298 | 11452.6911 | 12164.1301 | 0 | 0 | 12164.1301 | 0.002119%
2027 | 980 | CB 980 | Tier-2 | Tier-2---12 | 2--5 | 450 | 100% | 387.8494 | 99.7% | 0% | 0.3041% | 19.1402 | 0 | 0 | 19.1402 | 0 | 17.4173 | 7.826 | 2.2256 | 17.4173 | 7.826 | 2.2256 | 19.3283 | 8.6847 | 2.2256 | 4.935% | 0.0069124 | 0.0065702 | 56109.2292 | 22659.9966 | 1622.27 | 31826.9626 | 56118.115 | 0 | 0 | 56118.115 | 0.0006312%
2027 | 981 | CB 981 | Tier-2 | Tier-2---15 | 1--5 | 104 | 100% | 132.7571 | 99.65% | 0% | 0.354% | 6.5482 | 0 | 0 | 6.5482 | 0 | 5.9588 | 1.8087 | 3.2945 | 5.9588 | 1.8087 | 3.2945 | 6.6126 | 2.0071 | 3.2945 | 4.932% | 0.0030076 | 0.0028587 | 44140.5414 | 2879.0748 | 9317.9917 | 31943.4749 | 44148.6786 | 0 | 0 | 44148.6786 | 0.0002159%
2027 | CTL1 | CB CTL1 | Tier-3 | Tier-3---19 | 5--1 | 4 | 100% | 27.4807 | 90.21% | 9.514% | 0.2799% | 1.2271 | 0 | 0 | 1.2271 | 0 | 1.1166 | 0.069565 | 16.0514 | 1.1166 | 0.069565 | 16.0514 | 1.2391 | 0.077197 | 16.0514 | 4.465% | 0.42111 | 0.40027 | 65.2572 | 3.4648 | 6.2225 | 55.5699 | 65.5901 | 0 | 0 | 65.5901 | 4.046e-05%
2027 | FB1 | CB FB1 | Tier-2 | Tier-2---11 | 4--4 | 414 | 100% | 346.5871 | 36.93% | 61.45% | 1.621% | 6.3355 | 0 | 0 | 6.3355 | 0 | 5.7652 | 7.2 | 0.80073 | 5.7652 | 7.2 | 0.80073 | 6.3978 | 7.9899 | 0.80073 | 1.828% | 0.04664 | 0.044331 | 7431.1135 | 609.45 | 4232.5548 | 2589.1087 | 7675.1976 | 0 | 0 | 7675.1976 | 0.0002089%
2027 | FB2 | CB FB2 | Tier-2 | Tier-2---9 | 4--5 | 320 | 100% | 1029.5845 | 94.33% | 5.316% | 0.3556% | 48.074 | 0 | 0 | 48.074 | 0 | 43.7467 | 5.5652 | 7.8608 | 43.7467 | 5.5652 | 7.8608 | 48.5465 | 6.1758 | 7.8608 | 4.669% | 0.045688 | 0.043427 | 22535.0189 | 2600.9741 | 1192.7302 | 18741.3145 | 22601.5779 | 0 | 0 | 22601.5779 | 0.001585%
2027 | JU1 | CB JU1 | Tier-3 | Tier-3---15 | 5--4 | 436 | 100% | 1531.7487 | 97.85% | 2.019% | 0.1357% | 74.1877 | 0 | 0 | 74.1877 | 0 | 67.5098 | 7.5826 | 8.9033 | 67.5098 | 7.5826 | 8.9033 | 74.9169 | 8.4145 | 8.9033 | 4.843% | 0.1808 | 0.17185 | 8471.8458 | 469.0858 | 165.6284 | 7837.1316 | 8481.3528 | 0 | 0 | 8481.3528 | 0.002446%
2027 | MOR1 | CB MOR1 | Tier-2 | Tier-2---4 | 5--5 | 288 | 100% | 5119.7141 | 98.56% | 1.393% | 0.05121% | 249.7665 | 0 | 0 | 249.7665 | 0 | 227.2841 | 5.0087 | 45.3782 | 227.2841 | 5.0087 | 45.3782 | 252.2212 | 5.5582 | 45.3782 | 4.879% | 0.12647 | 0.12021 | 40481.7763 | 2466.5834 | 537.059 | 37478.1339 | 40512.2177 | 0 | 0 | 40512.2177 | 0.008236%
2027 | NVS1 | CB NVS1 | Tier-2 | Tier-2---12 | 4--5 | 19 | 100% | 638.0788 | 99.02% | 0% | 0.9838% | 31.2742 | 0 | 0 | 31.2742 | 0 | 28.4591 | 0.33043 | 86.1267 | 28.4591 | 0.33043 | 86.1267 | 31.5815 | 0.36669 | 86.1267 | 4.901% | 0.029239 | 0.027792 | 21822.7187 | 1367.8468 | 283.2108 | 20171.6612 | 21833.8993 | 0 | 0 | 21833.8993 | 0.001031%
2027 | OK1 | CB OK1 | Tier-3 | Tier-3---7 | 5--5 | 1446 | 100% | 6915.6819 | 99% | 0.9206% | 0.07911% | 338.9042 | 0 | 0 | 338.9042 | 0 | 308.3982 | 25.1477 | 12.2635 | 308.3982 | 25.1477 | 12.2635 | 342.2349 | 27.9068 | 12.2635 | 4.901% | 0.20255 | 0.19252 | 34143.1528 | 2255.401 | 307.6674 | 31580.0844 | 34160.9278 | 0 | 0 | 34160.9278 | 0.01118%
2027 | PE1 | CB PE1 | Tier-3 | Tier-3---13 | 5--4 | 1505 | 100% | 3027.5479 | 94.73% | 5.109% | 0.164% | 141.961 | 0 | 0 | 141.961 | 0 | 129.1825 | 26.1737 | 4.9356 | 129.1825 | 26.1737 | 4.9356 | 143.3561 | 29.0455 | 4.9356 | 4.689% | 0.24168 | 0.22972 | 12527.0623 | 651.1133 | 599.2989 | 11276.6501 | 12561.4639 | 0 | 0 | 12561.4639 | 0.004681%
2027 | RA1 | CB RA1 | Tier-2 | Tier-2---2 | 5--5 | 474 | 100% | 10517.0624 | 98.31% | 1.619% | 0.07383% | 511.7794 | 0 | 0 | 511.7794 | 0 | 465.7123 | 8.2434 | 56.495 | 465.7123 | 8.2434 | 56.495 | 516.8091 | 9.1479 | 56.495 | 4.866% | 0.14726 | 0.13997 | 71417.5478 | 3677.0651 | 1105.1436 | 66635.3391 | 71480.5261 | 0 | 0 | 71480.5261 | 0.01688%
2027 | RA2 | CB RA2 | Tier-2 | Tier-2---4 | 5--5 | 306 | 100% | 5229.9021 | 98.11% | 1.831% | 0.05575% | 253.995 | 0 | 0 | 253.995 | 0 | 231.132 | 5.3217 | 43.4319 | 231.132 | 5.3217 | 43.4319 | 256.4912 | 5.9056 | 43.4319 | 4.857% | 0.12706 | 0.12077 | 41161.4683 | 4371.7867 | 705.658 | 36084.0236 | 41201.919 | 0 | 0 | 41201.919 | 0.008376%
2027 | RA3 | CB RA3 | Tier-2 | Tier-2---10 | 5--4 | 312 | 100% | 916.1972 | 69.5% | 30.07% | 0.4286% | 31.5185 | 0 | 0 | 31.5185 | 0 | 28.6814 | 5.4261 | 5.2859 | 28.6814 | 5.4261 | 5.2859 | 31.8282 | 6.0214 | 5.2859 | 3.44% | 0.12911 | 0.12272 | 7096.3625 | 284.8233 | 1917.8301 | 4893.709 | 7209.0875 | 0 | 0 | 7209.0875 | 0.001039%
2027 | RB1 | CB RB1 | Tier-3 | Tier-3---20 | 1--5 | 4 | 100% | 29.7534 | 99.88% | 0% | 0.1212% | 1.471 | 0 | 0 | 1.471 | 0 | 1.3386 | 0.069565 | 19.2425 | 1.3386 | 0.069565 | 19.2425 | 1.4855 | 0.077197 | 19.2425 | 4.944% | 0.0001458 | 0.00013858 | 204069.8082 | 10986.7817 | 682.9358 | 192400.0907 | 204082.6843 | 0 | 0 | 204082.6843 | 4.851e-05%
2027 | RC1 | CB RC1 | Tier-2 | Tier-2---4 | 4--5 | 309 | 100% | 3739.8748 | 99.14% | 0.8077% | 0.05477% | 183.5272 | 0 | 0 | 183.5272 | 0 | 167.0073 | 5.3739 | 31.0776 | 167.0073 | 5.3739 | 31.0776 | 185.3309 | 5.9635 | 31.0776 | 4.907% | 0.084253 | 0.080083 | 44388.4144 | 3566.8538 | 353.0058 | 40468.5548 | 44408.3511 | 0 | 0 | 44408.3511 | 0.006052%
2027 | SL1 | CB SL1 | Tier-3 | Tier-3---11 | 5--5 | 1052 | 100% | 3361.5705 | 93.71% | 6.129% | 0.1568% | 155.9384 | 0 | 0 | 155.9384 | 0 | 141.9018 | 18.2955 | 7.7561 | 141.9018 | 18.2955 | 7.7561 | 157.4709 | 20.3029 | 7.7561 | 4.639% | 0.19527 | 0.18561 | 17214.6695 | 1252.9171 | 1001.4319 | 14960.3205 | 17271.0216 | 0 | 0 | 17271.0216 | 0.005142%
2027 | SSC1 | CB SSC1 | Tier-2 | Tier-2---18 | 4--3 | 38 | 100% | 94.186 | 2.003% | 94.63% | 3.363% | 0.093388 | 0 | 0 | 0.093388 | 0 | 0.084982 | 0.66087 | 0.12859 | 0.084982 | 0.66087 | 0.12859 | 0.094305 | 0.73337 | 0.12859 | 0.09915% | 0.031528 | 0.029967 | 2987.3954 | 6.3387 | 2712.6507 | 268.4061 | 3139.8562 | 0 | 0 | 3139.8562 | 3.08e-06%
2027 | CTL1 | CTL1-3R | Tier-3 | Tier-3---14 | 5--4 | 1615 | 100% | 2064.0334 | 78.9% | 20.86% | 0.2358% | 80.612 | 0 | 0 | 80.612 | 0 | 73.3558 | 28.0868 | 2.6118 | 73.3558 | 28.0868 | 2.6118 | 81.4042 | 31.1684 | 2.6118 | 3.906% | 0.42513 | 0.40409 | 4855.055 | 225.2505 | 929.4415 | 3700.363 | 4908.4041 | 0 | 0 | 4908.4041 | 0.002658%
2027 | DV1 | DV1-3R | Tier-3 | Tier-3---11 | 5--5 | 419 | 100% | 3719.4004 | 95.17% | 4.691% | 0.1427% | 175.211 | 0 | 0 | 175.211 | 0 | 159.4396 | 7.2869 | 21.8803 | 159.4396 | 7.2869 | 21.8803 | 176.933 | 8.0864 | 21.8803 | 4.711% | 0.19421 | 0.1846 | 19151.2388 | 1060.0216 | 843.3957 | 17247.8214 | 19199.4477 | 0 | 0 | 19199.4477 | 0.005778%
2027 | RA1 | RA1-402R | Tier-3 | Tier-3---4 | 5--5 | 483 | 100% | 9339.3378 | 99.33% | 0.6459% | 0.02826% | 459.1808 | 0 | 0 | 459.1808 | 0 | 417.8482 | 8.3999 | 49.7442 | 417.8482 | 8.3999 | 49.7442 | 463.6936 | 9.3216 | 49.7442 | 4.917% | 0.12948 | 0.12307 | 72130.9155 | 4375.0229 | 443.5541 | 67312.3385 | 72156.2385 | 0 | 0 | 72156.2385 | 0.01514%
2027 | RB1 | RB1-427R | Tier-3 | Tier-3---7 | 5--5 | 1102 | 100% | 6920.124 | 97.57% | 2.306% | 0.1195% | 334.2371 | 0 | 0 | 334.2371 | 0 | 304.1512 | 19.1651 | 15.8701 | 304.1512 | 19.1651 | 15.8701 | 337.522 | 21.2678 | 15.8701 | 4.83% | 0.15381 | 0.14619 | 44992.7829 | 2694.5507 | 965.1573 | 41333.0749 | 45049.6194 | 0 | 0 | 45049.6194 | 0.01102%
2027 | RB1 | RB1-433R | Tier-3 | Tier-3---10 | 5--5 | 440 | 100% | 5946.5075 | 99.32% | 0.6164% | 0.06772% | 292.3383 | 0 | 0 | 292.3383 | 0 | 266.0239 | 7.6521 | 34.7647 | 266.0239 | 7.6521 | 34.7647 | 295.2114 | 8.4917 | 34.7647 | 4.916% | 0.15284 | 0.14528 | 38906.0871 | 2307.7478 | 238.1361 | 36360.2032 | 38919.9489 | 0 | 0 | 38919.9489 | 0.00964%
2027 | TM1 | TM1-10R | Tier-3 | Tier-3---12 | 5--5 | 454 | 100% | 3782.8568 | 99.48% | 0.4537% | 0.066% | 186.2783 | 0 | 0 | 186.2783 | 0 | 169.5107 | 7.8956 | 21.469 | 169.5107 | 7.8956 | 21.469 | 188.109 | 8.7619 | 21.469 | 4.924% | 0.093421 | 0.088796 | 40492.6609 | 2080.2531 | 189.7576 | 38222.6503 | 40503.6201 | 0 | 0 | 40503.6201 | 0.006143%
2028 | 1001 | 1001-1231F | Tier-2 | Tier-2---15 | 3--3 | 6 | 100% | 117.1572 | 99.03% | 0.8725% | 0.09309% | 5.7433 | 0 | 0 | 5.7433 | 0 | 4.9855 | 0.09954 | 50.0858 | 4.9855 | 0.09954 | 50.0858 | 5.8282 | 0.11636 | 50.0858 | 4.902% | 0.025088 | 0.023847 | 4669.7772 | 254.6756 | 41.5622 | 4373.5394 | 4672.1255 | 0 | 0 | 4672.1255 | 0.0001894%
2028 | 1001 | 1001-1814AE | Tier-2 | Tier-2---11 | 5--3 | 79 | 100% | 409.0622 | 99.15% | 0.7717% | 0.07851% | 20.0764 | 0 | 0 | 20.0764 | 0 | 17.4277 | 1.3106 | 13.2973 | 17.4277 | 1.3106 | 13.2973 | 20.3731 | 1.5321 | 13.2973 | 4.908% | 0.094213 | 0.089549 | 4341.8958 | 236.5203 | 34.0095 | 4071.3661 | 4343.8182 | 0 | 0 | 4343.8182 | 0.000662%
2028 | 1001 | 1001-1820F | Tier-2 | Tier-2---5 | 5--5 | 1219 | 100% | 4222.2471 | 91.41% | 8.486% | 0.103% | 191.0494 | 0 | 0 | 191.0494 | 0 | 165.8433 | 20.2232 | 8.2006 | 165.8433 | 20.2232 | 8.2006 | 193.8727 | 23.6412 | 8.2006 | 4.525% | 0.12846 | 0.1221 | 32868.2878 | 1721.3581 | 2595.1533 | 28551.7765 | 33015.3127 | 0 | 0 | 33015.3127 | 0.0063%
2028 | 1006 | 1006-829F | Tier-2 | Tier-2---15 | 1--5 | 20 | 100% | 114.5301 | 99.76% | 0% | 0.2395% | 5.6557 | 0 | 0 | 5.6557 | 0 | 4.9095 | 0.3318 | 14.7965 | 4.9095 | 0.3318 | 14.7965 | 5.7392 | 0.38788 | 14.7965 | 4.938% | 0.0022112 | 0.0021017 | 51795.4298 | 4696.3379 | 114.7654 | 46984.3264 | 51801.8888 | 0 | 0 | 51801.8888 | 0.0001865%
2028 | 1021 | 1021-1748F | Tier-3 | Tier-3---2 | 5--5 | 1445 | 100% | 35156.1224 | 99.02% | 0.9436% | 0.03662% | 1723.1698 | 0 | 0 | 1723.1698 | 0 | 1495.8237 | 23.9726 | 62.3973 | 1495.8237 | 23.9726 | 62.3973 | 1748.6349 | 28.0242 | 62.3973 | 4.901% | 0.16564 | 0.15744 | 212249.5403 | 13715.9361 | 1963.4816 | 196570.1226 | 212357.8902 | 0 | 0 | 212357.8902 | 0.05682%
2028 | 1021 | 1021-1760R | Tier-3 | Tier-3---6 | 5--5 | 194 | 100% | 7055.7157 | 98.18% | 1.793% | 0.03106% | 342.8861 | 0 | 0 | 342.8861 | 0 | 297.6475 | 3.2185 | 92.4813 | 297.6475 | 3.2185 | 92.4813 | 347.9533 | 3.7624 | 92.4813 | 4.86% | 0.10829 | 0.10293 | 65155.0235 | 4038.9642 | 1087.8449 | 60028.2144 | 65216.9272 | 0 | 0 | 65216.9272 | 0.01131%
2028 | 1021 | 1021-25R | Tier-3 | Tier-3---2 | 5--5 | 618 | 100% | 18825.6899 | 99.7% | 0.2782% | 0.02306% | 929.0645 | 0 | 0 | 929.0645 | 0 | 806.4885 | 10.2526 | 78.6616 | 806.4885 | 10.2526 | 78.6616 | 942.7942 | 11.9854 | 78.6616 | 4.935% | 0.12361 | 0.11749 | 152300.0709 | 9949.5446 | 416.971 | 141933.5553 | 152323.9638 | 0 | 0 | 152323.9638 | 0.03064%
2028 | 1021 | 1021-855 | Tier-3 | Tier-3---10 | 5--5 | 334 | 100% | 5034.3753 | 99.51% | 0.4541% | 0.0405% | 247.9689 | 0 | 0 | 247.9689 | 0 | 215.2532 | 5.5411 | 38.8469 | 215.2532 | 5.5411 | 38.8469 | 251.6334 | 6.4776 | 38.8469 | 4.926% | 0.10909 | 0.10369 | 46149.2476 | 2319.9671 | 207.6388 | 43621.6417 | 46161.1355 | 0 | 0 | 46161.1355 | 0.008177%
2028 | 1021 | 1021-883R | Tier-3 | Tier-3---16 | 5--4 | 70 | 100% | 1386.6299 | 99.58% | 0.3809% | 0.03987% | 68.3494 | 0 | 0 | 68.3494 | 0 | 59.3317 | 1.1613 | 51.0907 | 59.3317 | 1.1613 | 51.0907 | 69.3594 | 1.3576 | 51.0907 | 4.929% | 0.10042 | 0.095448 | 13808.4689 | 696.2558 | 53.5765 | 13058.6366 | 13811.4949 | 0 | 0 | 13811.4949 | 0.002254%
2028 | 1021 | 1021-92 | Tier-3 | Tier-3---15 | 5--4 | 28 | 100% | 794.3626 | 99.6% | 0.3592% | 0.04176% | 39.1633 | 0 | 0 | 39.1633 | 0 | 33.9963 | 0.46452 | 73.1858 | 33.9963 | 0.46452 | 73.1858 | 39.742 | 0.54303 | 73.1858 | 4.93% | 0.099013 | 0.094112 | 8022.7784 | 405.0442 | 27.6394 | 7590.0948 | 8024.4536 | 0 | 0 | 8024.4536 | 0.001291%
2028 | 1022 | 1022-17F | Tier-3 | Tier-3---4 | 5--5 | 473 | 100% | 9800.6792 | 99.62% | 0.3456% | 0.03348% | 483.2946 | 0 | 0 | 483.2946 | 0 | 419.5312 | 7.8471 | 53.4634 | 419.5312 | 7.8471 | 53.4634 | 490.4368 | 9.1733 | 53.4634 | 4.931% | 0.10945 | 0.10403 | 89544.6442 | 5359.6686 | 310.5435 | 83874.4321 | 89562.3218 | 0 | 0 | 89562.3218 | 0.01594%
2028 | 1022 | 1022-26R | Tier-3 | Tier-3---15 | 4--4 | 18 | 100% | 694.7204 | 99.22% | 0.7469% | 0.03547% | 34.1196 | 0 | 0 | 34.1196 | 0 | 29.618 | 0.29862 | 99.1829 | 29.618 | 0.29862 | 99.1829 | 34.6238 | 0.34909 | 99.1829 | 4.911% | 0.092662 | 0.088075 | 7497.376 | 376.7223 | 52.0531 | 7068.6006 | 7500.4309 | 0 | 0 | 7500.4309 | 0.001125%
2028 | 1022 | 1022-322R | Tier-3 | Tier-3---10 | 5--5 | 262 | 100% | 5072.1995 | 99.16% | 0.7912% | 0.04875% | 248.9649 | 0 | 0 | 248.9649 | 0 | 216.1178 | 4.3466 | 49.7213 | 216.1178 | 4.3466 | 49.7213 | 252.6441 | 5.0812 | 49.7213 | 4.908% | 0.10587 | 0.10063 | 47911.5964 | 2988.4313 | 366.1059 | 44557.0592 | 47932.5548 | 0 | 0 | 47932.5548 | 0.00821%
2028 | 1023 | 1023-200R | Tier-2 | Tier-2---5 | 4--5 | 428 | 100% | 2889.9732 | 99.24% | 0.6691% | 0.08946% | 141.9685 | 0 | 0 | 141.9685 | 0 | 123.2379 | 7.1005 | 17.3562 | 123.2379 | 7.1005 | 17.3562 | 144.0665 | 8.3006 | 17.3562 | 4.912% | 0.083115 | 0.079 | 34770.9454 | 1877.1075 | 241.328 | 32652.5099 | 34784.6815 | 0 | 0 | 34784.6815 | 0.004682%
2028 | 1023 | 1023-46AE | Tier-2 | Tier-2---2 | 5--5 | 1949 | 100% | 9469.9149 | 95.98% | 3.884% | 0.1387% | 449.9058 | 0 | 0 | 449.9058 | 0 | 390.5476 | 32.3339 | 12.0786 | 390.5476 | 32.3339 | 12.0786 | 456.5546 | 37.7987 | 12.0786 | 4.751% | 0.13914 | 0.13225 | 68062.6824 | 3656.971 | 2513.7394 | 61891.9719 | 68205.2551 | 0 | 0 | 68205.2551 | 0.01484%
2028 | 1023 | 1023-48R | Tier-2 | Tier-2---5 | 5--5 | 1169 | 100% | 3773.8473 | 97.39% | 2.337% | 0.2725% | 181.93 | 0 | 0 | 181.93 | 0 | 157.9271 | 19.3937 | 8.1432 | 157.9271 | 19.3937 | 8.1432 | 184.6186 | 22.6715 | 8.1432 | 4.821% | 0.12816 | 0.12182 | 29445.7307 | 1737.6729 | 715.7665 | 26992.2913 | 29485.7528 | 0 | 0 | 29485.7528 | 0.005999%
2028 | 1023 | 1023-89R | Tier-2 | Tier-2---11 | 4--4 | 235 | 100% | 585.5086 | 87.68% | 11.85% | 0.4758% | 25.4114 | 0 | 0 | 25.4114 | 0 | 22.0588 | 3.8987 | 5.6581 | 22.0588 | 3.8987 | 5.6581 | 25.787 | 4.5576 | 5.6581 | 4.34% | 0.083403 | 0.079275 | 7020.201 | 414.9664 | 782.0246 | 5823.21 | 7065.2497 | 0 | 0 | 7065.2497 | 0.000838%
2028 | 1030 | 1030-1728R | Tier-3 | Tier-3---9 | 5--5 | 100 | 100% | 5124.1587 | 98.26% | 1.711% | 0.02883% | 249.2335 | 0 | 0 | 249.2335 | 0 | 216.3509 | 1.659 | 130.4103 | 216.3509 | 1.659 | 130.4103 | 252.9167 | 1.9394 | 130.4103 | 4.864% | 0.23544 | 0.22379 | 21764.1991 | 1221.106 | 349.3689 | 20193.7242 | 21783.9158 | 0 | 0 | 21783.9158 | 0.008219%
2028 | 1030 | 1030-1777 | Tier-3 | Tier-3---5 | 5--5 | 240 | 100% | 11817.5772 | 98.58% | 1.381% | 0.03413% | 576.6917 | 0 | 0 | 576.6917 | 0 | 500.606 | 3.9816 | 125.7297 | 500.606 | 3.9816 | 125.7297 | 585.2141 | 4.6545 | 125.7297 | 4.88% | 0.24629 | 0.2341 | 47981.5879 | 2529.7124 | 644.8626 | 44807.0129 | 48016.9501 | 0 | 0 | 48016.9501 | 0.01902%
2028 | 1030 | 1030-1823F | Tier-3 | Tier-3---13 | 5--5 | 288 | 100% | 2150.9739 | 99.45% | 0.5287% | 0.02497% | 105.8837 | 0 | 0 | 105.8837 | 0 | 91.914 | 4.7779 | 19.2372 | 91.914 | 4.7779 | 19.2372 | 107.4485 | 5.5854 | 19.2372 | 4.923% | 0.10605 | 0.1008 | 20281.9888 | 1017.5622 | 101.0259 | 19163.4007 | 20287.8367 | 0 | 0 | 20287.8367 | 0.003492%
2028 | 1030 | 1030-18R | Tier-3 | Tier-3---7 | 5--5 | 762 | 100% | 6620.9098 | 98.66% | 1.309% | 0.03186% | 323.3397 | 0 | 0 | 323.3397 | 0 | 280.6799 | 12.6416 | 22.2029 | 280.6799 | 12.6416 | 22.2029 | 328.1181 | 14.7782 | 22.2029 | 4.884% | 0.23843 | 0.22663 | 27769.0579 | 1524.2005 | 340.5168 | 25904.3406 | 27788.4525 | 0 | 0 | 27788.4525 | 0.01066%
2028 | 1030 | 1030-20R | Tier-3 | Tier-3---3 | 5--5 | 1434 | 100% | 25318.462 | 99.14% | 0.8163% | 0.04139% | 1242.5149 | 0 | 0 | 1242.5149 | 0 | 1078.5839 | 23.7901 | 45.3375 | 1078.5839 | 23.7901 | 45.3375 | 1260.8769 | 27.8109 | 45.3375 | 4.908% | 0.28668 | 0.27249 | 88316.4782 | 5506.1055 | 686.3261 | 82124.0466 | 88355.9257 | 0 | 0 | 88355.9257 | 0.04097%
2028 | 1030 | 1030-42R | Tier-3 | Tier-3---3 | 5--5 | 1366 | 100% | 28398.7895 | 98.49% | 1.466% | 0.03945% | 1384.5772 | 0 | 0 | 1384.5772 | 0 | 1201.9032 | 22.662 | 53.0362 | 1201.9032 | 22.662 | 53.0362 | 1405.0386 | 26.4921 | 53.0362 | 4.875% | 0.28228 | 0.2683 | 100606.2475 | 6191.924 | 1386.8762 | 93027.4473 | 100685.1242 | 0 | 0 | 100685.1242 | 0.04566%
2028 | 1030 | 1030-989R | Tier-3 | Tier-3---3 | 5--5 | 1131 | 100% | 26696.216 | 99.16% | 0.796% | 0.04527% | 1310.3453 | 0 | 0 | 1310.3453 | 0 | 1137.4651 | 18.7633 | 60.6218 | 1137.4651 | 18.7633 | 60.6218 | 1329.7097 | 21.9345 | 60.6218 | 4.908% | 0.30703 | 0.29183 | 86951.1078 | 4865.0498 | 650.3273 | 81435.7308 | 86989.2036 | 0 | 0 | 86989.2036 | 0.04321%
2028 | 1039 | 1039-13 | Tier-2 | Tier-2---3 | 5--5 | 1778 | 100% | 15957.1711 | 97.45% | 2.471% | 0.0752% | 769.7688 | 0 | 0 | 769.7688 | 0 | 668.2095 | 29.497 | 22.6534 | 668.2095 | 29.497 | 22.6534 | 781.1445 | 34.4824 | 22.6534 | 4.824% | 0.1351 | 0.12841 | 118113.2514 | 10500.2075 | 2816.2541 | 104796.7897 | 118269.8643 | 0 | 0 | 118269.8643 | 0.02538%
2028 | 1073 | 1073-872F | Tier-2 | Tier-2---20 | 3--2 | 92 | 100% | 17.9659 | 86.84% | 10.72% | 2.434% | 0.7723 | 0 | 0 | 0.7723 | 0 | 0.6704 | 1.5263 | 0.43924 | 0.6704 | 1.5263 | 0.43924 | 0.78371 | 1.7842 | 0.43924 | 4.299% | 0.018584 | 0.017664 | 966.7183 | 76.5664 | 118.0704 | 772.0814 | 973.3425 | 0 | 0 | 973.3425 | 2.547e-05%
2028 | 1073 | 1073-886F | Tier-2 | Tier-2---20 | 3--2 | 25 | 100% | 27.0781 | 12.75% | 86.83% | 0.4178% | 0.17092 | 0 | 0 | 0.17092 | 0 | 0.14837 | 0.41475 | 0.35774 | 0.14837 | 0.41475 | 0.35774 | 0.17345 | 0.48485 | 0.35774 | 0.6312% | 0.016776 | 0.015946 | 1614.0782 | 19.1067 | 1282.2131 | 312.7584 | 1687.417 | 0 | 0 | 1687.417 | 5.636e-06%
2028 | 1073 | 1073-887F | Tier-2 | Tier-2---21 | 3--1 | 4 | 100% | 6.3934 | 34.35% | 64.55% | 1.103% | 0.10871 | 0 | 0 | 0.10871 | 0 | 0.094363 | 0.06636 | 1.422 | 0.094363 | 0.06636 | 1.422 | 0.11031 | 0.077576 | 1.422 | 1.7% | 0.016639 | 0.015815 | 384.2398 | 11.9549 | 217.4823 | 154.8027 | 397.3768 | 0 | 0 | 397.3768 | 3.585e-06%
2028 | 1090 | 1090-1734 | Tier-3 | Tier-3---16 | 2--5 | 21 | 100% | 730.5479 | 99.24% | 0.5863% | 0.172% | 35.8879 | 0 | 0 | 35.8879 | 0 | 31.153 | 0.34839 | 89.42 | 31.153 | 0.34839 | 89.42 | 36.4183 | 0.40727 | 89.42 | 4.912% | 0.01345 | 0.012784 | 54317.4438 | 3261.8302 | 456.9875 | 50598.6261 | 54338.8933 | 0 | 0 | 54338.8933 | 0.001183%
2028 | 1090 | 1090-636R | Tier-3 | Tier-3---15 | 5--3 | 183 | 100% | 919.3728 | 93.93% | 5.62% | 0.4487% | 42.7471 | 0 | 0 | 42.7471 | 0 | 37.1073 | 3.036 | 12.2225 | 37.1073 | 3.036 | 12.2225 | 43.3789 | 3.5491 | 12.2225 | 4.65% | 0.38465 | 0.36561 | 2390.1852 | 120.0827 | 121.765 | 2148.3375 | 2397.7393 | 0 | 0 | 2397.7393 | 0.00141%
2028 | 1090 | 1090-70F | Tier-2 | Tier-2---15 | 2--5 | 39 | 100% | 140.8367 | 88.02% | 11.68% | 0.2956% | 6.1362 | 0 | 0 | 6.1362 | 0 | 5.3266 | 0.64701 | 8.2327 | 5.3266 | 0.64701 | 8.2327 | 6.2269 | 0.75636 | 8.2327 | 4.357% | 0.0083 | 0.0078891 | 16968.2749 | 903.4734 | 1917.2026 | 14147.5988 | 17074.1431 | 0 | 0 | 17074.1431 | 0.0002023%
2028 | 1090 | 1090-73F | Tier-3 | Tier-3---10 | 4--5 | 564 | 100% | 5899.0454 | 99.62% | 0.2521% | 0.1275% | 290.8942 | 0 | 0 | 290.8942 | 0 | 252.5151 | 9.3568 | 26.9874 | 252.5151 | 9.3568 | 26.9874 | 295.1931 | 10.9382 | 26.9874 | 4.931% | 0.046754 | 0.044439 | 126173.0725 | 9334.6657 | 462.1696 | 116376.2372 | 126198.0175 | 0 | 0 | 126198.0175 | 0.009593%
2028 | 1090 | 1090-74F | Tier-3 | Tier-3---10 | 4--5 | 628 | 100% | 4990.92 | 99.62% | 0.2191% | 0.1576% | 246.1199 | 0 | 0 | 246.1199 | 0 | 213.6481 | 10.4185 | 20.5066 | 213.6481 | 10.4185 | 20.5066 | 249.7571 | 12.1794 | 20.5066 | 4.931% | 0.045737 | 0.043473 | 109123.1086 | 8272.9718 | 456.2327 | 100393.904 | 109144.5164 | 0 | 0 | 109144.5164 | 0.008116%
2028 | 1094 | 1094-35F | Tier-2 | Tier-2---7 | 3--5 | 414 | 100% | 2514.2831 | 99.84% | 0% | 0.1648% | 124.2519 | 0 | 0 | 124.2519 | 0 | 107.8587 | 6.8683 | 15.7039 | 107.8587 | 6.8683 | 15.7039 | 126.0881 | 8.0291 | 15.7039 | 4.942% | 0.020398 | 0.019388 | 123263.6714 | 7008.6853 | 282.5097 | 115972.4764 | 123274.2511 | 0 | 0 | 123274.2511 | 0.004097%
2028 | 1094 | 1094-7 | Tier-2 | Tier-2---17 | 2--4 | 100 | 100% | 95.3301 | 98.77% | 0% | 1.235% | 4.6606 | 0 | 0 | 4.6606 | 0 | 4.0457 | 1.659 | 2.4386 | 4.0457 | 1.659 | 2.4386 | 4.7294 | 1.9394 | 2.4386 | 4.889% | 0.0065074 | 0.0061853 | 14649.4839 | 1080.944 | 371.5011 | 13197.0388 | 14658.9042 | 0 | 0 | 14658.9042 | 0.0001537%
2028 | 1100 | 1100-1168F | Tier-2 | Tier-2---18 | 4--2 | 1 | 100% | 54.719 | 98.75% | 1.065% | 0.1855% | 2.6747 | 0 | 0 | 2.6747 | 0 | 2.3218 | 0.01659 | 139.9529 | 2.3218 | 0.01659 | 139.9529 | 2.7142 | 0.019394 | 139.9529 | 4.888% | 0.070904 | 0.067394 | 771.7308 | 43.3728 | 7.9161 | 720.4418 | 772.2335 | 0 | 0 | 772.2335 | 8.82e-05%
2028 | 1100 | 1100-1172R | Tier-2 | Tier-2---7 | 4--5 | 43 | 100% | 2144.9788 | 99.68% | 0.2699% | 0.05437% | 105.8322 | 0 | 0 | 105.8322 | 0 | 91.8692 | 0.71337 | 128.7819 | 91.8692 | 0.71337 | 128.7819 | 107.3962 | 0.83394 | 128.7819 | 4.934% | 0.080798 | 0.076798 | 26547.4908 | 2914.2533 | 70.3485 | 23562.889 | 26551.9736 | 0 | 0 | 26551.9736 | 0.00349%
2028 | 1105 | 1105-1479 | Tier-2 | Tier-2---4 | 5--5 | 120 | 100% | 4228.0435 | 99.92% | 0.03248% | 0.04256% | 209.1311 | 0 | 0 | 209.1311 | 0 | 181.5394 | 1.9908 | 91.1891 | 181.5394 | 1.9908 | 91.1891 | 212.2217 | 2.3273 | 91.1891 | 4.946% | 0.10556 | 0.10034 | 40053.0076 | 3869.6704 | 26.6766 | 36156.6607 | 40054.5729 | 0 | 0 | 40054.5729 | 0.006896%
2028 | 1105 | 1105-1483 | Tier-2 | Tier-2---11 | 4--4 | 113 | 100% | 417.0013 | 94.5% | 5.418% | 0.08666% | 19.5054 | 0 | 0 | 19.5054 | 0 | 16.9319 | 1.8747 | 9.032 | 16.9319 | 1.8747 | 9.032 | 19.7936 | 2.1915 | 9.032 | 4.678% | 0.063819 | 0.06066 | 6534.1451 | 320.1386 | 289.9716 | 5924.0349 | 6552.8754 | 0 | 0 | 6552.8754 | 0.0006432%
2028 | 1118 | 1118-1718F | Tier-2 | Tier-2---10 | 5--4 | 69 | 100% | 788.3757 | 99.4% | 0.5205% | 0.07536% | 38.792 | 0 | 0 | 38.792 | 0 | 33.674 | 1.1447 | 29.4171 | 33.674 | 1.1447 | 29.4171 | 39.3653 | 1.3382 | 29.4171 | 4.921% | 0.10781 | 0.10247 | 7312.7208 | 536.3335 | 35.0941 | 6741.2933 | 7314.9902 | 0 | 0 | 7314.9902 | 0.001279%
2028 | 1138 | 1138-6R | Tier-2 | Tier-2---5 | 5--5 | 2029 | 100% | 4663.8779 | 91.12% | 8.567% | 0.3106% | 210.367 | 0 | 0 | 210.367 | 0 | 182.6123 | 33.6611 | 5.425 | 182.6123 | 33.6611 | 5.425 | 213.4758 | 39.3503 | 5.425 | 4.511% | 0.17153 | 0.16304 | 27190.5644 | 2036.5744 | 2249.3585 | 22904.6315 | 27316.2731 | 0 | 0 | 27316.2731 | 0.006937%
2028 | 1162 | 1162-324R | Tier-2 | Tier-2---13 | 4--3 | 24 | 100% | 240.2897 | 88.19% | 10.99% | 0.8202% | 10.4893 | 0 | 0 | 10.4893 | 0 | 9.1054 | 0.39816 | 22.8687 | 9.1054 | 0.39816 | 22.8687 | 10.6443 | 0.46545 | 22.8687 | 4.365% | 0.068658 | 0.065259 | 3499.8056 | 195.2386 | 355.9283 | 2948.6387 | 3521.3352 | 0 | 0 | 3521.3352 | 0.0003459%
2028 | 1162 | 1162-329R | Tier-2 | Tier-2---13 | 4--3 | 25 | 100% | 206.5878 | 96.62% | 2.592% | 0.7875% | 9.8805 | 0 | 0 | 9.8805 | 0 | 8.577 | 0.41475 | 20.6798 | 8.577 | 0.41475 | 20.6798 | 10.0266 | 0.48485 | 20.6798 | 4.783% | 0.070019 | 0.066553 | 2950.4371 | 171.8842 | 84.3202 | 2694.2327 | 2955.6292 | 0 | 0 | 2955.6292 | 0.0003258%
2028 | 1162 | 1162-363 | Tier-2 | Tier-2---13 | 4--3 | 7 | 100% | 247.9994 | 97.75% | 1.792% | 0.4608% | 11.9994 | 0 | 0 | 11.9994 | 0 | 10.4162 | 0.11613 | 89.6945 | 10.4162 | 0.11613 | 89.6945 | 12.1767 | 0.13576 | 89.6945 | 4.838% | 0.064829 | 0.06162 | 3825.4385 | 214.4022 | 70.5791 | 3540.4572 | 3829.9274 | 0 | 0 | 3829.9274 | 0.0003957%
2028 | 1166 | 1166-15R | Tier-3 | Tier-3---11 | 5--5 | 151 | 100% | 3965.2217 | 98.26% | 1.658% | 0.07833% | 192.8712 | 0 | 0 | 192.8712 | 0 | 167.4248 | 2.5051 | 66.8338 | 167.4248 | 2.5051 | 66.8338 | 195.7215 | 2.9285 | 66.8338 | 4.864% | 0.19397 | 0.18436 | 20442.8701 | 1122.9007 | 327.2272 | 18992.7422 | 20461.3511 | 0 | 0 | 20461.3511 | 0.00636%
2028 | 1166 | 1166-18R | Tier-3 | Tier-3---5 | 5--5 | 214 | 100% | 10108.4901 | 99.77% | 0.1963% | 0.03345% | 499.2208 | 0 | 0 | 499.2208 | 0 | 433.3562 | 3.5503 | 122.0631 | 433.3562 | 3.5503 | 122.0631 | 506.5984 | 4.1503 | 122.0631 | 4.939% | 0.21365 | 0.20307 | 47313.4054 | 3052.661 | 107.9125 | 44152.8319 | 47319.0656 | 0 | 0 | 47319.0656 | 0.01646%
2028 | 1166 | 1166-342R | Tier-3 | Tier-3---5 | 5--5 | 457 | 100% | 10322.642 | 99.08% | 0.8619% | 0.05733% | 506.2736 | 0 | 0 | 506.2736 | 0 | 439.4785 | 7.5816 | 57.9662 | 439.4785 | 7.5816 | 57.9662 | 513.7554 | 8.863 | 57.9662 | 4.904% | 0.21878 | 0.20795 | 47183.5693 | 2494.6745 | 397.8438 | 44291.0509 | 47206.1577 | 0 | 0 | 47206.1577 | 0.0167%
2028 | 1215 | 1215-12R | Tier-3 | Tier-3---9 | 5--4 | 85 | 100% | 6147.2839 | 97.88% | 2.045% | 0.07292% | 297.8447 | 0 | 0 | 297.8447 | 0 | 258.5486 | 1.4102 | 183.3481 | 258.5486 | 1.4102 | 183.3481 | 302.2462 | 1.6485 | 183.3481 | 4.845% | 0.69907 | 0.66447 | 8793.5219 | 453.8865 | 171.3905 | 8168.2449 | 8803.2228 | 0 | 0 | 8803.2228 | 0.009822%
2028 | 1215 | 1215-28R | Tier-3 | Tier-3---14 | 5--3 | 52 | 100% | 2215.156 | 94.69% | 5.226% | 0.08401% | 103.8279 | 0 | 0 | 103.8279 | 0 | 90.1294 | 0.86268 | 104.4759 | 90.1294 | 0.86268 | 104.4759 | 105.3623 | 1.0085 | 104.4759 | 4.687% | 0.66756 | 0.63451 | 3318.2974 | 164.8533 | 155.0862 | 2998.3579 | 3327.4734 | 0 | 0 | 3327.4734 | 0.003424%
2028 | 1215 | 1215-32R | Tier-3 | Tier-3---7 | 5--4 | 334 | 100% | 8696.5042 | 96.48% | 3.447% | 0.07747% | 415.3037 | 0 | 0 | 415.3037 | 0 | 360.5107 | 5.5411 | 65.0616 | 360.5107 | 5.5411 | 65.0616 | 421.4411 | 6.4776 | 65.0616 | 4.776% | 0.68132 | 0.6476 | 12764.1579 | 635.3889 | 400.2926 | 11728.4764 | 12787.588 | 0 | 0 | 12787.588 | 0.0137%
2028 | 1233 | 1233-259R | Tier-3 | Tier-3---16 | 5--4 | 166 | 100% | 1558.5389 | 98.56% | 1.214% | 0.2225% | 76.0395 | 0 | 0 | 76.0395 | 0 | 66.0073 | 2.7539 | 23.9683 | 66.0073 | 2.7539 | 23.9683 | 77.1633 | 3.2194 | 23.9683 | 4.879% | 0.12749 | 0.12118 | 12225.1388 | 744.7481 | 204.4893 | 11275.9014 | 12234.2836 | 0 | 0 | 12234.2836 | 0.002508%
2028 | 1233 | 1233-585R | Tier-3 | Tier-3---12 | 5--5 | 452 | 100% | 3561.9587 | 98.42% | 1.457% | 0.1235% | 173.5298 | 0 | 0 | 173.5298 | 0 | 150.6352 | 7.4987 | 20.0882 | 150.6352 | 7.4987 | 20.0882 | 176.0942 | 8.766 | 20.0882 | 4.872% | 0.12988 | 0.12345 | 27424.4063 | 1597.7111 | 397.7458 | 25428.9493 | 27446.9828 | 0 | 0 | 27446.9828 | 0.005722%
2028 | 1233 | 1233-587R | Tier-3 | Tier-3---13 | 5--5 | 766 | 100% | 2983.7291 | 97.9% | 1.929% | 0.1696% | 144.5958 | 0 | 0 | 144.5958 | 0 | 125.5186 | 12.708 | 9.8772 | 125.5186 | 12.708 | 9.8772 | 146.7327 | 14.8557 | 9.8772 | 4.846% | 0.13489 | 0.12821 | 22120.1137 | 1287.4024 | 436.159 | 20396.5523 | 22144.283 | 0 | 0 | 22144.283 | 0.004768%
2028 | 1233 | 1233-589R | Tier-3 | Tier-3---16 | 5--4 | 112 | 100% | 1386.4905 | 98.92% | 0.9396% | 0.1432% | 67.8881 | 0 | 0 | 67.8881 | 0 | 58.9313 | 1.8581 | 31.7162 | 58.9313 | 1.8581 | 31.7162 | 68.8914 | 2.1721 | 31.7162 | 4.896% | 0.11751 | 0.11169 | 11798.9753 | 654.3239 | 110.4066 | 11034.2448 | 11805.6289 | 0 | 0 | 11805.6289 | 0.002239%
2028 | 1233 | 1233-591R | Tier-3 | Tier-3---12 | 5--5 | 544 | 100% | 4300.1838 | 98.66% | 1.226% | 0.1146% | 210.0058 | 0 | 0 | 210.0058 | 0 | 182.2987 | 9.025 | 20.1994 | 182.2987 | 9.025 | 20.1994 | 213.1093 | 10.5503 | 20.1994 | 4.884% | 0.13142 | 0.12491 | 32721.9695 | 2017.1563 | 396.1628 | 30308.6504 | 32744.8122 | 0 | 0 | 32744.8122 | 0.006925%
2028 | 1242 | 1242-1079R | Tier-2 | Tier-2---12 | 2--5 | 27 | 100% | 411.5414 | 99.65% | 0% | 0.3468% | 20.3007 | 0 | 0 | 20.3007 | 0 | 17.6223 | 0.44793 | 39.3416 | 17.6223 | 0.44793 | 39.3416 | 20.6007 | 0.52364 | 39.3416 | 4.933% | 0.0067316 | 0.0063984 | 61135.7492 | 21194.3813 | 442.4228 | 39498.9452 | 61146.7898 | 0 | 0 | 61146.7898 | 0.0006694%
2028 | 1242 | 1242-1084 | Tier-2 | Tier-2---12 | 2--5 | 77 | 100% | 456.1931 | 99.77% | 0% | 0.2285% | 22.53 | 0 | 0 | 22.53 | 0 | 19.5575 | 1.2774 | 15.31 | 19.5575 | 1.2774 | 15.31 | 22.8629 | 1.4933 | 15.31 | 4.939% | 0.005996 | 0.0056992 | 76082.9136 | 12562.2691 | 164.6304 | 63356.014 | 76091.9678 | 0 | 0 | 76091.9678 | 0.000743%
2028 | 1243 | 1243-319R | Tier-2 | Tier-2---9 | 4--4 | 129 | 100% | 1178.043 | 99.35% | 0.5195% | 0.1323% | 57.9331 | 0 | 0 | 57.9331 | 0 | 50.2897 | 2.1401 | 23.4986 | 50.2897 | 2.1401 | 23.4986 | 58.7892 | 2.5018 | 23.4986 | 4.918% | 0.081051 | 0.077039 | 14534.5899 | 742.8831 | 82.0978 | 13709.609 | 14539.5235 | 0 | 0 | 14539.5235 | 0.00191%
2028 | 1243 | 1243-38R | Tier-2 | Tier-2---16 | 4--3 | 20 | 100% | 158.2514 | 99.48% | 0.3681% | 0.155% | 7.7925 | 0 | 0 | 7.7925 | 0 | 6.7644 | 0.3318 | 20.3869 | 6.7644 | 0.3318 | 20.3869 | 7.9076 | 0.38788 | 20.3869 | 4.924% | 0.072591 | 0.068997 | 2180.0532 | 116.78 | 9.4659 | 2053.8073 | 2180.6472 | 0 | 0 | 2180.6472 | 0.000257%
2028 | 1243 | 1243-45R | Tier-2 | Tier-2---7 | 4--5 | 173 | 100% | 1878.3826 | 99.05% | 0.8285% | 0.1244% | 92.0939 | 0 | 0 | 92.0939 | 0 | 79.9435 | 2.8701 | 27.8542 | 79.9435 | 2.8701 | 27.8542 | 93.4549 | 3.3551 | 27.8542 | 4.903% | 0.087615 | 0.083278 | 21438.9544 | 1134.9825 | 174.3683 | 20129.6036 | 21449.5937 | 0 | 0 | 21449.5937 | 0.003037%
2028 | 1250 | 1250-27R | Tier-2 | Tier-2---6 | 5--5 | 137 | 100% | 6418.5082 | 93.04% | 6.917% | 0.04745% | 295.5897 | 0 | 0 | 295.5897 | 0 | 256.5911 | 2.2728 | 112.8949 | 256.5911 | 2.2728 | 112.8949 | 299.9579 | 2.657 | 112.8949 | 4.605% | 0.097369 | 0.09255 | 65919.1509 | 5630.4753 | 4516.6533 | 55772.0223 | 66158.2276 | 0 | 0 | 66158.2276 | 0.009747%
2028 | 1250 | 1250-671R | Tier-2 | Tier-2---6 | 4--5 | 121 | 100% | 6815.4278 | 94.54% | 5.441% | 0.023% | 318.9315 | 0 | 0 | 318.9315 | 0 | 276.8533 | 2.0074 | 137.9169 | 276.8533 | 2.0074 | 137.9169 | 323.6447 | 2.3467 | 137.9169 | 4.68% | 0.09205 | 0.087494 | 74040.4971 | 4546.125 | 3808.2018 | 65686.1703 | 74251.1661 | 0 | 0 | 74251.1661 | 0.01052%
2028 | 1250 | 1250-677R | Tier-2 | Tier-2---3 | 5--5 | 740 | 100% | 11748.9088 | 99.26% | 0.6837% | 0.05427% | 577.2793 | 0 | 0 | 577.2793 | 0 | 501.116 | 12.2766 | 40.8188 | 501.116 | 12.2766 | 40.8188 | 585.8104 | 14.3515 | 40.8188 | 4.913% | 0.11659 | 0.11081 | 100775.3024 | 5654.1223 | 691.5961 | 94429.584 | 100814.0313 | 0 | 0 | 100814.0313 | 0.01904%
2028 | 1250 | 1250-8R | Tier-2 | Tier-2---4 | 4--5 | 333 | 100% | 3684.9802 | 98.15% | 1.772% | 0.07391% | 179.0398 | 0 | 0 | 179.0398 | 0 | 155.4182 | 5.5245 | 28.1327 | 155.4182 | 5.5245 | 28.1327 | 181.6856 | 6.4582 | 28.1327 | 4.859% | 0.092289 | 0.08772 | 39928.877 | 2037.4755 | 694.1813 | 37197.2202 | 39967.2577 | 0 | 0 | 39967.2577 | 0.005904%
2028 | 1448 | 1448-368 | Tier-1 | Non-HFTD---11 | 2--3 | 123 | 100% | 14.0801 | 87.11% | 0% | 12.89% | 0.60712 | 0 | 0 | 0.60712 | 0 | 0.52702 | 2.0406 | 0.25827 | 0.52702 | 2.0406 | 0.25827 | 0.61609 | 2.3855 | 0.25827 | 4.312% | 0.0077936 | 0.0074078 | 1806.6243 | 108.7088 | 1083.8123 | 614.1032 | 1818.7529 | 0 | 0 | 1818.7529 | 2.002e-05%
2028 | 1458 | 1458-1056 | Tier-2 | Tier-2---11 | 5--3 | 76 | 100% | 427.4478 | 90.46% | 9.431% | 0.1062% | 19.1407 | 0 | 0 | 19.1407 | 0 | 16.6154 | 1.2608 | 13.178 | 16.6154 | 1.2608 | 13.178 | 19.4236 | 1.4739 | 13.178 | 4.478% | 0.13508 | 0.12839 | 3164.5032 | 153.2716 | 270.9645 | 2740.2671 | 3180.2204 | 0 | 0 | 3180.2204 | 0.0006312%
2028 | 1458 | 1458-1058F | Tier-3 | Tier-3---13 | 5--5 | 17 | 100% | 2365.6896 | 85.54% | 14.42% | 0.04244% | 100.1661 | 0 | 0 | 100.1661 | 0 | 86.9507 | 0.28203 | 308.3029 | 86.9507 | 0.28203 | 308.3029 | 101.6464 | 0.3297 | 308.3029 | 4.234% | 0.13833 | 0.13149 | 17101.412 | 929.1062 | 2240.5309 | 13931.7749 | 17230.2132 | 0 | 0 | 17230.2132 | 0.003303%
2028 | 1458 | 1458-1061 | Tier-2 | Tier-2---5 | 5--5 | 221 | 100% | 4370.0987 | 98.67% | 1.293% | 0.03403% | 213.4501 | 0 | 0 | 213.4501 | 0 | 185.2886 | 3.6664 | 50.537 | 185.2886 | 3.6664 | 50.537 | 216.6045 | 4.2861 | 50.537 | 4.884% | 0.14228 | 0.13523 | 30715.3399 | 3071.7122 | 374.3093 | 27269.3184 | 30736.5608 | 0 | 0 | 30736.5608 | 0.007039%
2028 | 1458 | 1458-1075F | Tier-3 | Tier-3---20 | 1--5 | 4 | 100% | 58.2342 | 99.94% | 0% | 0.06312% | 2.8808 | 0 | 0 | 2.8808 | 0 | 2.5007 | 0.06636 | 37.6838 | 2.5007 | 0.06636 | 37.6838 | 2.9233 | 0.077576 | 37.6838 | 4.947% | 0.00013 | 0.00012356 | 447955.3838 | 22633.2846 | 354.8561 | 424967.2431 | 447970.1088 | 0 | 0 | 447970.1088 | 9.5e-05%
2028 | 1458 | 1458-1115F | Tier-2 | Tier-2---18 | 4--2 | 15 | 100% | 66.5074 | 0% | 100% | 0% | 0 | 0 | 0 | 0 | 0 | 0 | 0.24885 | 0 | 0 | 0.24885 | 0 | 0 | 0.29091 | 0 | 0% | 0.091242 | 0.086726 | 728.9125 | 1.3917 | 578.9338 | 148.587 | 766.8727 | 0 | 0 | 766.8727 | 0%
2028 | 1458 | 1458-1117F | Tier-2 | Tier-2---16 | 4--2 | 23 | 100% | 139.4631 | 0% | 100% | 0% | 0 | 0 | 0 | 0 | 0 | 0 | 0.38157 | 0 | 0 | 0.38157 | 0 | 0 | 0.44606 | 0 | 0% | 0.091116 | 0.086606 | 1530.6137 | 1.9599 | 1384.4341 | 144.2196 | 1610.3248 | 0 | 0 | 1610.3248 | 0%
2028 | 1458 | 1458-1131R | Tier-3 | Tier-3---4 | 5--5 | 149 | 100% | 15987.4265 | 99.09% | 0.8886% | 0.01928% | 784.1928 | 0 | 0 | 784.1928 | 0 | 680.7304 | 2.4719 | 275.3862 | 680.7304 | 2.4719 | 275.3862 | 795.7816 | 2.8897 | 275.3862 | 4.905% | 0.15941 | 0.15152 | 100291.8687 | 5185.6618 | 825.6268 | 94280.5802 | 100339.2877 | 0 | 0 | 100339.2877 | 0.02586%
2028 | 1458 | 1458-456F | Tier-2 | Tier-2---16 | 4--3 | 19 | 100% | 167.5686 | 29.81% | 70.17% | 0.01889% | 2.4724 | 0 | 0 | 2.4724 | 0 | 2.1462 | 0.31521 | 6.8089 | 2.1462 | 0.31521 | 6.8089 | 2.509 | 0.36848 | 6.8089 | 1.475% | 0.091761 | 0.087218 | 1826.1497 | 31.2269 | 1141.9419 | 652.9809 | 1892.9043 | 0 | 0 | 1892.9043 | 8.153e-05%
2028 | 1458 | 1458-519 | Tier-2 | Tier-2---17 | 1--5 | 1 | 100% | 81.0039 | 99.95% | 0% | 0.04716% | 4.0078 | 0 | 0 | 4.0078 | 0 | 3.479 | 0.01659 | 209.7066 | 3.479 | 0.01659 | 209.7066 | 4.067 | 0.019394 | 209.7066 | 4.948% | 0.000217 | 0.00020626 | 373290.0884 | 19351.884 | 1116.7535 | 352821.4509 | 373299.256 | 0 | 0 | 373299.256 | 0.0001322%
2028 | 1458 | 1458-565R | Tier-3 | Tier-3---6 | 5--5 | 334 | 100% | 8159.9793 | 99.25% | 0.7112% | 0.04348% | 400.8709 | 0 | 0 | 400.8709 | 0 | 347.982 | 5.5411 | 62.8006 | 347.982 | 5.5411 | 62.8006 | 406.795 | 6.4776 | 62.8006 | 4.913% | 0.15819 | 0.15036 | 51582.9513 | 2671.5244 | 353.2832 | 48558.1438 | 51603.2234 | 0 | 0 | 51603.2234 | 0.01322%
2028 | 1458 | 1458-601R | Tier-3 | Tier-3---2 | 5--5 | 831 | 100% | 37077.302 | 99.36% | 0.615% | 0.02874% | 1823.5109 | 0 | 0 | 1823.5109 | 0 | 1582.9263 | 13.7863 | 114.8188 | 1582.9263 | 13.7863 | 114.8188 | 1850.4589 | 16.1163 | 114.8188 | 4.918% | 0.20421 | 0.1941 | 181561.9083 | 16225.6288 | 1105.2701 | 164231.0094 | 181622.7804 | 0 | 0 | 181622.7804 | 0.06013%
2028 | 1525 | 1525-23R | Tier-2 | Tier-2---20 | 4--1 | 9 | 100% | 8.268 | 89.5% | 6.947% | 3.548% | 0.36631 | 0 | 0 | 0.36631 | 0 | 0.31798 | 0.14931 | 2.1297 | 0.31798 | 0.14931 | 2.1297 | 0.37173 | 0.17455 | 2.1297 | 4.43% | 0.032823 | 0.031198 | 251.8988 | 16.5613 | 22.0923 | 213.2452 | 253.2756 | 0 | 0 | 253.2756 | 1.208e-05%
2028 | 157 | 157-165R | Tier-3 | Tier-3---18 | 5--2 | 124 | 100% | 418.5676 | 87.71% | 11.66% | 0.6303% | 18.1719 | 0 | 0 | 18.1719 | 0 | 15.7744 | 2.0572 | 7.668 | 15.7744 | 2.0572 | 7.668 | 18.4404 | 2.4048 | 7.668 | 4.341% | 0.28262 | 0.26863 | 1481.042 | 67.5847 | 171.9177 | 1241.5396 | 1490.5243 | 0 | 0 | 1490.5243 | 0.0005992%
2028 | 157 | 157-189R | Tier-3 | Tier-3---9 | 5--4 | 1030 | 100% | 5507.0239 | 92.46% | 7.234% | 0.3043% | 252.0471 | 0 | 0 | 252.0471 | 0 | 218.7933 | 17.0877 | 12.8041 | 218.7933 | 17.0877 | 12.8041 | 255.7719 | 19.9757 | 12.8041 | 4.577% | 0.3705 | 0.35216 | 14863.9228 | 754.0463 | 1002.9719 | 13106.9046 | 14922.279 | 0 | 0 | 14922.279 | 0.008312%
2028 | 157 | 157-1928R | Tier-3 | Tier-3---11 | 5--4 | 96 | 100% | 3052.6745 | 99.07% | 0.8703% | 0.06204% | 149.6985 | 0 | 0 | 149.6985 | 0 | 129.9481 | 1.5926 | 81.5928 | 129.9481 | 1.5926 | 81.5928 | 151.9108 | 1.8618 | 81.5928 | 4.904% | 0.2812 | 0.26728 | 10855.7292 | 566.799 | 90.102 | 10198.8282 | 10861.0002 | 0 | 0 | 10861.0002 | 0.004937%
2028 | 157 | 157-204R | Tier-3 | Tier-3---11 | 5--4 | 316 | 100% | 3876.1334 | 98.99% | 0.834% | 0.1804% | 189.9223 | 0 | 0 | 189.9223 | 0 | 164.8649 | 5.2424 | 31.4481 | 164.8649 | 5.2424 | 31.4481 | 192.729 | 6.1285 | 31.4481 | 4.9% | 0.32777 | 0.31154 | 11825.9094 | 682.672 | 178.5381 | 10964.6993 | 11832.1568 | 0 | 0 | 11832.1568 | 0.006263%
2028 | 157 | 157-232R | Tier-3 | Tier-3---11 | 5--4 | 356 | 100% | 3160.5079 | 95.27% | 4.501% | 0.231% | 149.0426 | 0 | 0 | 149.0426 | 0 | 129.3787 | 5.906 | 21.9062 | 129.3787 | 5.906 | 21.9062 | 151.2452 | 6.9042 | 21.9062 | 4.716% | 0.32167 | 0.30575 | 9825.3054 | 518.5543 | 443.2857 | 8863.4653 | 9849.5166 | 0 | 0 | 9849.5166 | 0.004915%
2028 | 157 | 157-257R | Tier-3 | Tier-3---14 | 5--4 | 882 | 100% | 2061.1876 | 81.54% | 17.79% | 0.6678% | 83.1948 | 0 | 0 | 83.1948 | 0 | 72.2185 | 14.6324 | 4.9355 | 72.2185 | 14.6324 | 4.9355 | 84.4243 | 17.1054 | 4.9355 | 4.036% | 0.36686 | 0.3487 | 5618.4522 | 263.1979 | 939.0969 | 4416.1574 | 5672.464 | 0 | 0 | 5672.464 | 0.002743%
2028 | 157 | 157-273R | Tier-3 | Tier-3---14 | 5--4 | 441 | 100% | 1867.403 | 95.01% | 4.712% | 0.2778% | 87.8243 | 0 | 0 | 87.8243 | 0 | 76.2372 | 7.3162 | 10.4203 | 76.2372 | 7.3162 | 10.4203 | 89.1222 | 8.5527 | 10.4203 | 4.703% | 0.32295 | 0.30696 | 5782.3142 | 331.2593 | 295.5406 | 5155.5144 | 5797.3391 | 0 | 0 | 5797.3391 | 0.002896%
2028 | 157 | 157-81R | Tier-3 | Tier-3---3 | 5--5 | 1391 | 100% | 18749.5963 | 97% | 2.901% | 0.09453% | 900.3079 | 0 | 0 | 900.3079 | 0 | 781.526 | 23.0767 | 33.8664 | 781.526 | 23.0767 | 33.8664 | 913.6128 | 26.9769 | 33.8664 | 4.802% | 0.38414 | 0.36512 | 48809.8885 | 2680.9552 | 1331.6361 | 44797.2971 | 48886.0197 | 0 | 0 | 48886.0197 | 0.02969%
2028 | 175 | 175-2024R | Tier-2 | Tier-2---5 | 5--5 | 593 | 100% | 4029.0085 | 99.1% | 0.8147% | 0.08289% | 197.6458 | 0 | 0 | 197.6458 | 0 | 171.5694 | 9.8379 | 17.4397 | 171.5694 | 9.8379 | 17.4397 | 200.5666 | 11.5006 | 17.4397 | 4.906% | 0.19114 | 0.18168 | 21078.6803 | 2171.1598 | 170.5146 | 18737.0059 | 21088.5336 | 0 | 0 | 21088.5336 | 0.006518%
2028 | 175 | 175-24R | Tier-2 | Tier-2---8 | 5--4 | 236 | 100% | 2651.4354 | 70.65% | 29.24% | 0.1064% | 92.7259 | 0 | 0 | 92.7259 | 0 | 80.4921 | 3.9152 | 20.5587 | 80.4921 | 3.9152 | 20.5587 | 94.0962 | 4.577 | 20.5587 | 3.497% | 0.17491 | 0.16625 | 15158.7512 | 1220.081 | 4125.7623 | 9812.9079 | 15390.4469 | 0 | 0 | 15390.4469 | 0.003058%
2028 | 175 | 175-64R | Tier-3 | Tier-3---11 | 5--5 | 756 | 100% | 4385.4004 | 97.52% | 2.308% | 0.1684% | 211.7013 | 0 | 0 | 211.7013 | 0 | 183.7705 | 12.5421 | 14.6524 | 183.7705 | 12.5421 | 14.6524 | 214.8298 | 14.6618 | 14.6524 | 4.827% | 0.20232 | 0.19231 | 21675.2228 | 1490.2349 | 476.6065 | 19708.3814 | 21703.178 | 0 | 0 | 21703.178 | 0.006981%
2028 | 175 | 175-90R | Tier-3 | Tier-3---9 | 5--5 | 864 | 100% | 5741.4949 | 96.86% | 2.992% | 0.1472% | 275.2829 | 0 | 0 | 275.2829 | 0 | 238.9635 | 14.3338 | 16.6714 | 238.9635 | 14.3338 | 16.6714 | 279.3511 | 16.7563 | 16.6714 | 4.795% | 0.20491 | 0.19477 | 28019.3198 | 1604.6601 | 781.1853 | 25633.4744 | 28065.1231 | 0 | 0 | 28065.1231 | 0.009078%
2028 | 175 | 175-94R | Tier-2 | Tier-2---10 | 5--4 | 245 | 100% | 836.2457 | 79.76% | 20.09% | 0.1547% | 33.0153 | 0 | 0 | 33.0153 | 0 | 28.6595 | 4.0646 | 7.0511 | 28.6595 | 4.0646 | 7.0511 | 33.5032 | 4.7515 | 7.0511 | 3.948% | 0.16555 | 0.15736 | 5051.3061 | 289.0942 | 923.2368 | 3838.9751 | 5104.5538 | 0 | 0 | 5104.5538 | 0.001089%
2028 | 176 | 176-161R | Tier-3 | Tier-3---5 | 5--5 | 575 | 100% | 11523.3049 | 98.77% | 1.172% | 0.05875% | 563.3817 | 0 | 0 | 563.3817 | 0 | 489.052 | 9.5393 | 51.2673 | 489.052 | 9.5393 | 51.2673 | 571.7074 | 11.1515 | 51.2673 | 4.889% | 0.22417 | 0.21307 | 51404.5427 | 2861.3734 | 647.4738 | 47895.6955 | 51437.4981 | 0 | 0 | 51437.4981 | 0.01858%
2028 | 176 | 176-164R | Tier-3 | Tier-3---11 | 5--5 | 357 | 100% | 4184.7467 | 98.1% | 1.799% | 0.1047% | 203.2012 | 0 | 0 | 203.2012 | 0 | 176.3919 | 5.9226 | 29.7827 | 176.3919 | 5.9226 | 29.7827 | 206.2042 | 6.9236 | 29.7827 | 4.856% | 0.20727 | 0.19701 | 20189.7554 | 1135.7308 | 339.0696 | 18714.955 | 20209.7732 | 0 | 0 | 20209.7732 | 0.006701%
2028 | 176 | 176-1834R | Tier-3 | Tier-3---5 | 5--5 | 870 | 100% | 10068.5168 | 97.13% | 2.784% | 0.0867% | 484.0866 | 0 | 0 | 484.0866 | 0 | 420.2187 | 14.4333 | 29.1145 | 420.2187 | 14.4333 | 29.1145 | 491.2405 | 16.8727 | 29.1145 | 4.808% | 0.23205 | 0.22056 | 43390.2136 | 3622.3985 | 1240.781 | 38527.0341 | 43455.0713 | 0 | 0 | 43455.0713 | 0.01596%
2028 | 176 | 176-1836R | Tier-2 | Tier-2---11 | 5--3 | 30 | 100% | 404.4817 | 67.64% | 32.12% | 0.2398% | 13.5424 | 0 | 0 | 13.5424 | 0 | 11.7557 | 0.4977 | 23.62 | 11.7557 | 0.4977 | 23.62 | 13.7425 | 0.58182 | 23.62 | 3.348% | 0.10638 | 0.10111 | 3802.2631 | 239.6225 | 1178.8168 | 2383.8239 | 3866.3442 | 0 | 0 | 3866.3442 | 0.0004466%
2028 | 176 | 176-1845R | Tier-3 | Tier-3---11 | 5--5 | 270 | 100% | 3401.0234 | 97.74% | 2.113% | 0.1474% | 164.5455 | 0 | 0 | 164.5455 | 0 | 142.8362 | 4.4793 | 31.888 | 142.8362 | 4.4793 | 31.888 | 166.9772 | 5.2364 | 31.888 | 4.838% | 0.20978 | 0.19939 | 16212.4883 | 938.665 | 329.6573 | 14944.1661 | 16231.572 | 0 | 0 | 16231.572 | 0.005426%
2028 | 176 | 176-194R | Tier-3 | Tier-3---9 | 5--5 | 451 | 100% | 4934.1603 | 97.7% | 2.178% | 0.1196% | 238.628 | 0 | 0 | 238.628 | 0 | 207.1447 | 7.4821 | 27.6854 | 207.1447 | 7.4821 | 27.6854 | 242.1545 | 8.7467 | 27.6854 | 4.836% | 0.21542 | 0.20476 | 22904.8386 | 1316.8845 | 471.0491 | 21116.9051 | 22932.2512 | 0 | 0 | 22932.2512 | 0.007869%
2028 | 176 | 176-197F | Tier-3 | Tier-3---5 | 5--5 | 1054 | 100% | 13172.958 | 96.8% | 3.124% | 0.0728% | 631.2162 | 0 | 0 | 631.2162 | 0 | 547.9368 | 17.4859 | 31.336 | 547.9368 | 17.4859 | 31.336 | 640.5444 | 20.4412 | 31.336 | 4.792% | 0.23242 | 0.22091 | 56678.2638 | 5414.7581 | 1674.033 | 49589.4726 | 56772.6237 | 0 | 0 | 56772.6237 | 0.02082%
2028 | 176 | 176-200F | Tier-3 | Tier-3---15 | 5--4 | 77 | 100% | 1635.841 | 89.24% | 10.7% | 0.05535% | 72.2645 | 0 | 0 | 72.2645 | 0 | 62.7303 | 1.2774 | 49.1066 | 62.7303 | 1.2774 | 49.1066 | 73.3324 | 1.4933 | 49.1066 | 4.418% | 0.18529 | 0.17612 | 8828.4206 | 442.8683 | 867.091 | 7518.4614 | 8877.8734 | 0 | 0 | 8877.8734 | 0.002383%
2028 | 177 | 177-955 | Tier-2 | Tier-2---5 | 5--5 | 36 | 100% | 2963.4059 | 78.23% | 21.66% | 0.1106% | 114.7532 | 0 | 0 | 114.7532 | 0 | 99.6133 | 0.59724 | 166.7892 | 99.6133 | 0.59724 | 166.7892 | 116.449 | 0.69818 | 166.7892 | 3.872% | 0.11726 | 0.11145 | 25272.526 | 2362.8504 | 4989.1737 | 17920.5019 | 25559.0608 | 0 | 0 | 25559.0608 | 0.003784%
2028 | 178 | 178-968AE | Tier-2 | Tier-2---18 | 3--3 | 9 | 100% | 47.6106 | 91.21% | 0% | 8.789% | 2.1496 | 0 | 0 | 2.1496 | 0 | 1.866 | 0.14931 | 12.4974 | 1.866 | 0.14931 | 12.4974 | 2.1814 | 0.17455 | 12.4974 | 4.515% | 0.018466 | 0.017552 | 2578.2566 | 231.3064 | 796.8416 | 1550.1086 | 2590.057 | 0 | 0 | 2590.057 | 7.089e-05%
2028 | 178 | 178-982 | Tier-2 | Tier-2---21 | 1--1 | 3 | 100% | 0.95479 | 13.38% | 0% | 86.62% | 0.0063254 | 0 | 0 | 0.0063254 | 0 | 0.0054908 | 0.04977 | 0.11032 | 0.0054908 | 0.04977 | 0.11032 | 0.0064188 | 0.058182 | 0.11032 | 0.6625% | 0.0033454 | 0.0031798 | 285.4035 | 0.62363 | 260.7814 | 23.9985 | 298.2775 | 0 | 0 | 298.2775 | 2.086e-07%
2028 | 182 | 182-2240F | Tier-2 | Tier-2---2 | 5--5 | 1311 | 100% | 11917.1989 | 94.29% | 5.651% | 0.05821% | 556.2232 | 0 | 0 | 556.2232 | 0 | 482.838 | 21.7495 | 22.1999 | 482.838 | 21.7495 | 22.1999 | 564.4431 | 25.4254 | 22.1999 | 4.667% | 0.1455 | 0.1383 | 81902.6704 | 14617.7682 | 4685.118 | 62599.7842 | 82146.1822 | 0 | 0 | 82146.1822 | 0.01834%
2028 | 182 | 182-2250 | Tier-2 | Tier-2---8 | 5--5 | 11 | 100% | 1939.2132 | 99.74% | 0.2126% | 0.04638% | 95.7424 | 0 | 0 | 95.7424 | 0 | 83.1107 | 0.18249 | 455.4255 | 83.1107 | 0.18249 | 455.4255 | 97.1573 | 0.21333 | 455.4255 | 4.937% | 0.10496 | 0.099761 | 18476.2986 | 952.6245 | 43.2141 | 17480.4599 | 18478.7907 | 0 | 0 | 18478.7907 | 0.003157%
2028 | 182 | 182-2252R | Tier-2 | Tier-2---5 | 5--5 | 338 | 100% | 4229.9446 | 99.22% | 0.7256% | 0.05893% | 207.7395 | 0 | 0 | 207.7395 | 0 | 180.3315 | 5.6074 | 32.1594 | 180.3315 | 5.6074 | 32.1594 | 210.8095 | 6.5551 | 32.1594 | 4.911% | 0.11307 | 0.10747 | 37409.5665 | 1975.2658 | 266.8712 | 35167.4295 | 37424.8513 | 0 | 0 | 37424.8513 | 0.00685%
2028 | 182 | 182-2254R | Tier-2 | Tier-2---11 | 5--4 | 17 | 100% | 655.8009 | 99.14% | 0.7615% | 0.1019% | 32.1819 | 0 | 0 | 32.1819 | 0 | 27.936 | 0.28203 | 99.0531 | 27.936 | 0.28203 | 99.0531 | 32.6575 | 0.3297 | 99.0531 | 4.907% | 0.10223 | 0.097167 | 6415.1442 | 353.6469 | 48.0889 | 6013.4084 | 6418.0287 | 0 | 0 | 6418.0287 | 0.001061%
2028 | 183 | 183-439 | Tier-2 | Tier-2---14 | 3--5 | 85 | 100% | 316.4778 | 66.23% | 33.5% | 0.2671% | 10.3754 | 0 | 0 | 10.3754 | 0 | 9.0065 | 1.4102 | 6.3869 | 9.0065 | 1.4102 | 6.3869 | 10.5287 | 1.6485 | 6.3869 | 3.278% | 0.018422 | 0.01751 | 17179.1509 | 725.6319 | 5296.9277 | 11156.5913 | 17481.2723 | 0 | 0 | 17481.2723 | 0.0003421%
2028 | 183 | 183-440 | Tier-2 | Tier-2---12 | 3--5 | 180 | 100% | 471.2015 | 74.37% | 25.17% | 0.4626% | 17.3463 | 0 | 0 | 17.3463 | 0 | 15.0577 | 2.9862 | 5.0424 | 15.0577 | 2.9862 | 5.0424 | 17.6026 | 3.4909 | 5.0424 | 3.681% | 0.025335 | 0.024081 | 18598.5411 | 874.6942 | 4409.0899 | 13314.757 | 18846.7923 | 0 | 0 | 18846.7923 | 0.000572%
2028 | 185 | 185-51F | Tier-2 | Tier-2---7 | 4--5 | 481 | 100% | 1723.9707 | 91.93% | 7.724% | 0.3493% | 78.4468 | 0 | 0 | 78.4468 | 0 | 68.097 | 7.9798 | 8.5337 | 68.097 | 7.9798 | 8.5337 | 79.6061 | 9.3285 | 8.5337 | 4.55% | 0.048222 | 0.045835 | 35751.0066 | 2801.5482 | 2693.3974 | 30256.061 | 35901.3237 | 0 | 0 | 35901.3237 | 0.002587%
2028 | 196 | 196-43F | Tier-2 | Tier-2---17 | 3--4 | 138 | 100% | 93.7651 | 5.14% | 94.59% | 0.2662% | 0.23855 | 0 | 0 | 0.23855 | 0 | 0.20708 | 2.2894 | 0.090451 | 0.20708 | 2.2894 | 0.090451 | 0.24208 | 2.6764 | 0.090451 | 0.2544% | 0.017356 | 0.016497 | 5402.3367 | 30.1575 | 4732.0128 | 640.1664 | 5669.2187 | 0 | 0 | 5669.2187 | 7.867e-06%
2028 | 197 | 197-1150F | Tier-2 | Tier-2---15 | 3--4 | 2 | 100% | 183.5383 | 99.34% | 0.09556% | 0.5689% | 9.0248 | 0 | 0 | 9.0248 | 0 | 7.8341 | 0.03318 | 236.1089 | 7.8341 | 0.03318 | 236.1089 | 9.1582 | 0.038788 | 236.1089 | 4.917% | 0.021777 | 0.020699 | 8428.1597 | 574.797 | 50.0666 | 7803.2962 | 8431.076 | 0 | 0 | 8431.076 | 0.0002976%
2028 | 197 | 197-1155F | Tier-2 | Tier-2---21 | 1--4 | 27 | 100% | 6.6189 | 96.38% | 0% | 3.621% | 0.31578 | 0 | 0 | 0.31578 | 0 | 0.27411 | 0.44793 | 0.61196 | 0.27411 | 0.44793 | 0.61196 | 0.32044 | 0.52364 | 0.61196 | 4.771% | 0.0010316 | 0.00098054 | 6416.1897 | 579.4256 | 247.7258 | 5589.0383 | 6428.2874 | 0 | 0 | 6428.2874 | 1.041e-05%
2028 | 198 | 198-37R | Tier-2 | Tier-2---9 | 4--5 | 103 | 100% | 973.0999 | 95.53% | 4.02% | 0.4464% | 46.017 | 0 | 0 | 46.017 | 0 | 39.9458 | 1.7088 | 23.3769 | 39.9458 | 1.7088 | 23.3769 | 46.6971 | 1.9976 | 23.3769 | 4.729% | 0.030671 | 0.029153 | 31727.0349 | 11360.5744 | 2371.5133 | 17994.9472 | 31800.8328 | 0 | 0 | 31800.8328 | 0.001517%
2028 | 204 | 204-32R | Tier-2 | Tier-2---11 | 4--4 | 301 | 100% | 490.4615 | 96.36% | 1.259% | 2.378% | 23.3948 | 0 | 0 | 23.3948 | 0 | 20.3082 | 4.9936 | 4.0668 | 20.3082 | 4.9936 | 4.0668 | 23.7405 | 5.8376 | 4.0668 | 4.77% | 0.087106 | 0.082794 | 5630.6279 | 367.679 | 185.9169 | 5077.0321 | 5641.2939 | 0 | 0 | 5641.2939 | 0.0007715%
2028 | 205 | 205-1550 | Tier-2 | Tier-2---15 | 2--4 | 9 | 100% | 124.0064 | 98.52% | 0% | 1.478% | 6.0476 | 0 | 0 | 6.0476 | 0 | 5.2497 | 0.14931 | 35.1598 | 5.2497 | 0.14931 | 35.1598 | 6.137 | 0.17455 | 35.1598 | 4.877% | 0.008789 | 0.0083539 | 14109.2738 | 977.469 | 764.0781 | 12367.7267 | 14120.1329 | 0 | 0 | 14120.1329 | 0.0001994%
2028 | 206 | 206-1105 | Tier-2 | Tier-2---9 | 3--5 | 66 | 100% | 1279.0443 | 99.78% | 0% | 0.2159% | 63.176 | 0 | 0 | 63.176 | 0 | 54.8409 | 1.0949 | 50.0857 | 54.8409 | 1.0949 | 50.0857 | 64.1096 | 1.28 | 50.0857 | 4.939% | 0.014019 | 0.013325 | 91236.4892 | 5528.0185 | 303.6221 | 85404.8486 | 91246.7455 | 0 | 0 | 91246.7455 | 0.002083%
2028 | 206 | 206-1817 | Tier-2 | Tier-2---4 | 4--5 | 385 | 100% | 2976.5734 | 99.75% | 0% | 0.2502% | 146.9718 | 0 | 0 | 146.9718 | 0 | 127.5811 | 6.3872 | 19.9746 | 127.5811 | 6.3872 | 19.9746 | 149.1437 | 7.4667 | 19.9746 | 4.938% | 0.038208 | 0.036317 | 77904.8627 | 4581.6453 | 274.9924 | 73048.225 | 77915.0127 | 0 | 0 | 77915.0127 | 0.004847%
2028 | 209 | 209-1769F | Tier-2 | Tier-2---6 | 5--5 | 1294 | 100% | 8462.8018 | 99.74% | 0% | 0.2593% | 417.8226 | 0 | 0 | 417.8226 | 0 | 362.6973 | 21.4675 | 16.8952 | 362.6973 | 21.4675 | 16.8952 | 423.9973 | 25.0957 | 16.8952 | 4.937% | 0.11169 | 0.10616 | 75768.5529 | 4573.9666 | 302.4119 | 70892.1744 | 75778.7828 | 0 | 0 | 75778.7828 | 0.01378%
2028 | 210 | 210-172R | Tier-2 | Tier-2---11 | 5--2 | 202 | 100% | 498.1496 | 90.1% | 9.186% | 0.7154% | 22.2168 | 0 | 0 | 22.2168 | 0 | 19.2857 | 3.3512 | 5.7549 | 19.2857 | 3.3512 | 5.7549 | 22.5452 | 3.9176 | 5.7549 | 4.46% | 0.32588 | 0.30975 | 1528.6439 | 54.3411 | 137.5486 | 1336.7541 | 1536.5263 | 0 | 0 | 1536.5263 | 0.0007326%
2028 | 210 | 210-392R | Tier-2 | Tier-2---10 | 5--3 | 360 | 100% | 1037.8957 | 85.73% | 13.64% | 0.6245% | 44.0457 | 0 | 0 | 44.0457 | 0 | 38.2345 | 5.9724 | 6.4019 | 38.2345 | 5.9724 | 6.4019 | 44.6966 | 6.9818 | 6.4019 | 4.244% | 0.34771 | 0.33049 | 2984.984 | 126.9167 | 388.4133 | 2469.654 | 3007.1634 | 0 | 0 | 3007.1634 | 0.001452%
2028 | 210 | 210-394R | Tier-2 | Tier-2---16 | 5--2 | 240 | 100% | 170.5929 | 70.47% | 28.1% | 1.432% | 5.9509 | 0 | 0 | 5.9509 | 0 | 5.1658 | 3.9816 | 1.2974 | 5.1658 | 3.9816 | 1.2974 | 6.0389 | 4.6545 | 1.2974 | 3.488% | 0.31841 | 0.30265 | 535.7584 | 19.2532 | 128.0571 | 388.4481 | 543.997 | 0 | 0 | 543.997 | 0.0001962%
2028 | 210 | 210-9R | Tier-2 | Tier-2---13 | 5--2 | 183 | 100% | 317.7725 | 50.82% | 48.53% | 0.6462% | 7.9945 | 0 | 0 | 7.9945 | 0 | 6.9398 | 3.036 | 2.2858 | 6.9398 | 3.036 | 2.2858 | 8.1127 | 3.5491 | 2.2858 | 2.516% | 0.31397 | 0.29843 | 1012.1143 | 32.0834 | 459.6705 | 520.3604 | 1038.0342 | 0 | 0 | 1038.0342 | 0.0002636%
2028 | 211 | 211-279R | Tier-2 | Tier-2---10 | 5--3 | 410 | 100% | 1199.6322 | 89.49% | 9.8% | 0.7134% | 53.1388 | 0 | 0 | 53.1388 | 0 | 46.128 | 6.8019 | 6.7816 | 46.128 | 6.8019 | 6.7816 | 53.9241 | 7.9515 | 6.7816 | 4.43% | 0.37314 | 0.35467 | 3215.0069 | 112.0942 | 354.3013 | 2748.6114 | 3232.6094 | 0 | 0 | 3232.6094 | 0.001752%
2028 | 211 | 211-312R | Tier-2 | Tier-2---8 | 5--3 | 321 | 100% | 1809.5147 | 84.26% | 15.08% | 0.6521% | 75.477 | 0 | 0 | 75.477 | 0 | 65.5189 | 5.3254 | 12.3031 | 65.5189 | 5.3254 | 12.3031 | 76.5924 | 6.2254 | 12.3031 | 4.171% | 0.39031 | 0.37099 | 4636.1485 | 245.0801 | 661.0984 | 3729.97 | 4674.1392 | 0 | 0 | 4674.1392 | 0.002489%
2028 | 211 | 211-771R | Tier-3 | Tier-3---14 | 5--4 | 1148 | 100% | 1890.633 | 91.06% | 8.49% | 0.4466% | 85.223 | 0 | 0 | 85.223 | 0 | 73.9791 | 19.0453 | 3.8844 | 73.9791 | 19.0453 | 3.8844 | 86.4824 | 22.2642 | 3.8844 | 4.508% | 0.3743 | 0.35578 | 5051.0602 | 188.146 | 399.018 | 4463.8962 | 5074.5675 | 0 | 0 | 5074.5675 | 0.00281%
2028 | 212 | 212-1177R | Tier-2 | Tier-2---8 | 5--4 | 386 | 100% | 1738.9252 | 95.43% | 4.096% | 0.4776% | 82.1402 | 0 | 0 | 82.1402 | 0 | 71.3031 | 6.4037 | 11.1346 | 71.3031 | 6.4037 | 11.1346 | 83.3541 | 7.4861 | 11.1346 | 4.724% | 0.15054 | 0.14309 | 11551.4959 | 598.6378 | 571.3977 | 10381.4604 | 11579.0081 | 0 | 0 | 11579.0081 | 0.002709%
2028 | 212 | 212-1204R | Tier-2 | Tier-2---8 | 5--4 | 267 | 100% | 1570.3762 | 94.97% | 4.642% | 0.3849% | 73.8258 | 0 | 0 | 73.8258 | 0 | 64.0856 | 4.4295 | 14.4678 | 64.0856 | 4.4295 | 14.4678 | 74.9168 | 5.1782 | 14.4678 | 4.701% | 0.19221 | 0.18269 | 8170.2767 | 423.629 | 402.249 | 7344.3988 | 8191.6669 | 0 | 0 | 8191.6669 | 0.002435%
2028 | 212 | 212-638R | Tier-2 | Tier-2---11 | 5--4 | 39 | 100% | 609.7797 | 99.07% | 0.4924% | 0.4406% | 29.9025 | 0 | 0 | 29.9025 | 0 | 25.9573 | 0.64701 | 40.1188 | 25.9573 | 0.64701 | 40.1188 | 30.3444 | 0.75636 | 40.1188 | 4.904% | 0.10708 | 0.10177 | 5694.8842 | 240.5228 | 69.3628 | 5384.9986 | 5697.6511 | 0 | 0 | 5697.6511 | 0.0009861%
2028 | 212 | 212-725R | Tier-3 | Tier-3---10 | 5--5 | 1799 | 100% | 4887.8267 | 99.15% | 0.7265% | 0.1225% | 239.8933 | 0 | 0 | 239.8933 | 0 | 208.243 | 29.8454 | 6.9774 | 208.243 | 29.8454 | 6.9774 | 243.4385 | 34.8897 | 6.9774 | 4.908% | 0.13941 | 0.13251 | 35061.0556 | 1697.3046 | 267.0507 | 33096.7003 | 35076.5573 | 0 | 0 | 35076.5573 | 0.007911%
2028 | 212 | 212-734R | Tier-2 | Tier-2---10 | 5--4 | 23 | 100% | 1265.9596 | 97.92% | 1.386% | 0.6959% | 61.3606 | 0 | 0 | 61.3606 | 0 | 53.265 | 0.38157 | 139.5942 | 53.265 | 0.38157 | 139.5942 | 62.2674 | 0.44606 | 139.5942 | 4.847% | 0.17753 | 0.16875 | 7130.7609 | 270.2179 | 291.48 | 6569.0631 | 7138.4909 | 0 | 0 | 7138.4909 | 0.002023%
2028 | 212 | 212-739R | Tier-3 | Tier-3---15 | 5--4 | 658 | 100% | 998.7912 | 96.62% | 2.787% | 0.5903% | 47.7702 | 0 | 0 | 47.7702 | 0 | 41.4677 | 10.9162 | 3.7987 | 41.4677 | 10.9162 | 3.7987 | 48.4762 | 12.7612 | 3.7987 | 4.783% | 0.13097 | 0.12449 | 7626.107 | 388.5698 | 248.0646 | 6989.4726 | 7639.5217 | 0 | 0 | 7639.5217 | 0.001575%
2028 | 212 | 212-743R | Tier-2 | Tier-2---13 | 5--3 | 63 | 100% | 261.4279 | 97.06% | 2.12% | 0.8249% | 12.5596 | 0 | 0 | 12.5596 | 0 | 10.9026 | 1.0452 | 10.4314 | 10.9026 | 1.0452 | 10.4314 | 12.7452 | 1.2218 | 10.4314 | 4.804% | 0.11654 | 0.11078 | 2243.1612 | 103.5889 | 60.4407 | 2079.1316 | 2246.6012 | 0 | 0 | 2246.6012 | 0.0004142%
2028 | 212 | 212-758R | Tier-2 | Tier-2---8 | 5--4 | 268 | 100% | 1482.4618 | 97.27% | 2.316% | 0.4117% | 71.3804 | 0 | 0 | 71.3804 | 0 | 61.9628 | 4.4461 | 13.9364 | 61.9628 | 4.4461 | 13.9364 | 72.4352 | 5.1976 | 13.9364 | 4.815% | 0.1427 | 0.13564 | 10388.4417 | 533.566 | 267.0613 | 9587.8143 | 10403.1976 | 0 | 0 | 10403.1976 | 0.002354%
2028 | 212 | 212-773R | Tier-2 | Tier-2---5 | 5--4 | 413 | 100% | 2758.5667 | 95.78% | 3.96% | 0.2633% | 130.7823 | 0 | 0 | 130.7823 | 0 | 113.5276 | 6.8517 | 16.5693 | 113.5276 | 6.8517 | 16.5693 | 132.715 | 8.0097 | 16.5693 | 4.741% | 0.19881 | 0.18897 | 13875.2805 | 746.7621 | 538.2266 | 12590.2917 | 13905.797 | 0 | 0 | 13905.797 | 0.004313%
2028 | 212 | 212-799R | Tier-2 | Tier-2---10 | 5--4 | 105 | 100% | 1038.8005 | 97.12% | 2.539% | 0.3416% | 49.9395 | 0 | 0 | 49.9395 | 0 | 43.3507 | 1.742 | 24.8863 | 43.3507 | 1.742 | 24.8863 | 50.6775 | 2.0364 | 24.8863 | 4.807% | 0.12493 | 0.11875 | 8315.0604 | 411.6865 | 218.9209 | 7684.453 | 8327.5336 | 0 | 0 | 8327.5336 | 0.001647%
2028 | 212 | 212-880R | Tier-2 | Tier-2---16 | 5--2 | 94 | 100% | 104.9439 | 97.78% | 1.295% | 0.9224% | 5.0795 | 0 | 0 | 5.0795 | 0 | 4.4094 | 1.5595 | 2.8275 | 4.4094 | 1.5595 | 2.8275 | 5.1546 | 1.823 | 2.8275 | 4.84% | 0.10736 | 0.10205 | 977.4994 | 42.0611 | 20.0248 | 915.4135 | 978.6283 | 0 | 0 | 978.6283 | 0.0001675%
2028 | 212 | 212-886R | Tier-2 | Tier-2---8 | 5--4 | 160 | 100% | 2163.5248 | 98.72% | 1.034% | 0.2463% | 105.7234 | 0 | 0 | 105.7234 | 0 | 91.7748 | 2.6544 | 34.5746 | 91.7748 | 2.6544 | 34.5746 | 107.2858 | 3.103 | 34.5746 | 4.887% | 0.18767 | 0.17838 | 11528.3958 | 592.0091 | 130.2023 | 10806.1843 | 11536.0822 | 0 | 0 | 11536.0822 | 0.003486%
2028 | 212 | 212-888R | Tier-2 | Tier-2---8 | 5--4 | 125 | 100% | 1471.0622 | 97.82% | 1.883% | 0.2988% | 71.2291 | 0 | 0 | 71.2291 | 0 | 61.8315 | 2.0738 | 29.8163 | 61.8315 | 2.0738 | 29.8163 | 72.2817 | 2.4242 | 29.8163 | 4.842% | 0.13116 | 0.12466 | 11216.1087 | 603.389 | 219.1134 | 10393.6063 | 11228.8506 | 0 | 0 | 11228.8506 | 0.002349%
2028 | 214 | 214-1122R | Tier-3 | Tier-3---3 | 5--5 | 1694 | 100% | 26281.1502 | 98.91% | 1.048% | 0.04591% | 1286.6839 | 0 | 0 | 1286.6839 | 0 | 1116.9255 | 28.1035 | 39.7433 | 1116.9255 | 28.1035 | 39.7433 | 1305.6986 | 32.8533 | 39.7433 | 4.896% | 0.26918 | 0.25585 | 97635.635 | 5011.5122 | 984.8064 | 91639.3164 | 97691.265 | 0 | 0 | 97691.265 | 0.04243%
2028 | 214 | 214-1135R | Tier-3 | Tier-3---6 | 4--5 | 980 | 100% | 6666.9216 | 99.41% | 0.4702% | 0.123% | 328.055 | 0 | 0 | 328.055 | 0 | 284.7731 | 16.2582 | 17.5156 | 284.7731 | 16.2582 | 17.5156 | 332.9031 | 19.006 | 17.5156 | 4.921% | 0.090777 | 0.086284 | 73442.8498 | 4553.5888 | 482.5906 | 68406.6704 | 73465.5376 | 0 | 0 | 73465.5376 | 0.01082%
2028 | 214 | 214-17AE | Tier-3 | Tier-3---17 | 4--4 | 1791 | 100% | 484.0355 | 97.4% | 1.48% | 1.12% | 23.3369 | 0 | 0 | 23.3369 | 0 | 20.258 | 29.7127 | 0.68179 | 20.258 | 29.7127 | 0.68179 | 23.6818 | 34.7345 | 0.68179 | 4.821% | 0.071957 | 0.068395 | 6726.7702 | 365.2505 | 154.8548 | 6206.6649 | 6735.8769 | 0 | 0 | 6735.8769 | 0.0007696%
2028 | 214 | 214-4R | Tier-3 | Tier-3---17 | 4--4 | 892 | 100% | 400.1895 | 97.86% | 1.359% | 0.7809% | 19.3854 | 0 | 0 | 19.3854 | 0 | 16.8278 | 14.7983 | 1.1371 | 16.8278 | 14.7983 | 1.1371 | 19.6719 | 17.2994 | 1.1371 | 4.844% | 0.059676 | 0.056722 | 6706.0819 | 383.8314 | 129.2907 | 6192.9598 | 6713.5561 | 0 | 0 | 6713.5561 | 0.0006393%
2028 | 214 | 214-536R | Tier-3 | Tier-3---17 | 4--4 | 433 | 100% | 513.3291 | 98.71% | 0.8845% | 0.4005% | 25.0833 | 0 | 0 | 25.0833 | 0 | 21.7739 | 7.1835 | 3.0311 | 21.7739 | 7.1835 | 3.0311 | 25.454 | 8.3976 | 3.0311 | 4.886% | 0.053744 | 0.051083 | 9551.4463 | 547.5853 | 232.0453 | 8771.8157 | 9557.8383 | 0 | 0 | 9557.8383 | 0.0008272%
2028 | 214 | 214-583R | Tier-3 | Tier-3---13 | 4--5 | 318 | 100% | 2208.3134 | 99.09% | 0.6816% | 0.2244% | 108.3212 | 0 | 0 | 108.3212 | 0 | 94.0298 | 5.2756 | 17.8235 | 94.0298 | 5.2756 | 17.8235 | 109.922 | 6.1673 | 17.8235 | 4.905% | 0.070413 | 0.066928 | 31362.296 | 1883.6813 | 422.1722 | 29056.4425 | 31377.0932 | 0 | 0 | 31377.0932 | 0.003572%
2028 | 214 | 214-613R | Tier-3 | Tier-3---14 | 5--3 | 1357 | 100% | 1721.769 | 85.69% | 14.07% | 0.2459% | 73.0294 | 0 | 0 | 73.0294 | 0 | 63.3943 | 22.5126 | 2.8159 | 63.3943 | 22.5126 | 2.8159 | 74.1087 | 26.3175 | 2.8159 | 4.242% | 0.43289 | 0.41146 | 3977.4025 | 197.1566 | 516.9968 | 3263.2491 | 4007.0485 | 0 | 0 | 4007.0485 | 0.002408%
2028 | 214 | 214-647R | Tier-3 | Tier-3---8 | 5--5 | 617 | 100% | 22354.3085 | 99.24% | 0.73% | 0.02701% | 1098.1613 | 0 | 0 | 1098.1613 | 0 | 953.2756 | 10.236 | 93.1293 | 953.2756 | 10.236 | 93.1293 | 1114.3901 | 11.966 | 93.1293 | 4.913% | 0.23844 | 0.22663 | 93753.9152 | 4640.4334 | 647.6025 | 88465.8794 | 93790.8777 | 0 | 0 | 93790.8777 | 0.03621%
2028 | 215 | 215-1531R | Tier-2 | Tier-2---2 | 5--5 | 729 | 100% | 12702.4119 | 98.21% | 1.737% | 0.04837% | 617.5408 | 0 | 0 | 617.5408 | 0 | 536.0657 | 12.0941 | 44.3245 | 536.0657 | 12.0941 | 44.3245 | 626.6669 | 14.1382 | 44.3245 | 4.862% | 0.20291 | 0.19287 | 62600.9651 | 3773.3762 | 1033.6342 | 57793.9547 | 62659.1843 | 0 | 0 | 62659.1843 | 0.02036%
2028 | 215 | 215-1534R | Tier-2 | Tier-2---1 | 5--5 | 471 | 100% | 19489.7064 | 99% | 0.9737% | 0.02962% | 955.0614 | 0 | 0 | 955.0614 | 0 | 829.0555 | 7.8139 | 106.1001 | 829.0555 | 7.8139 | 106.1001 | 969.1753 | 9.1345 | 106.1001 | 4.9% | 0.1982 | 0.18839 | 98331.2515 | 6096.0396 | 907.1497 | 91328.0622 | 98382.6286 | 0 | 0 | 98382.6286 | 0.03149%
2028 | 215 | 215-1544R | Tier-2 | Tier-2---8 | 5--4 | 156 | 100% | 1412.4296 | 98.09% | 1.785% | 0.1216% | 68.582 | 0 | 0 | 68.582 | 0 | 59.5336 | 2.588 | 23.0034 | 59.5336 | 2.588 | 23.0034 | 69.5955 | 3.0255 | 23.0034 | 4.856% | 0.10891 | 0.10352 | 12968.9923 | 1067.1746 | 223.4801 | 11678.3376 | 12981.8719 | 0 | 0 | 12981.8719 | 0.002262%
2028 | 215 | 215-38R | Tier-3 | Tier-3---10 | 5--5 | 354 | 100% | 5434.8155 | 98.92% | 1.009% | 0.07406% | 266.1091 | 0 | 0 | 266.1091 | 0 | 231 | 5.8729 | 39.3334 | 231 | 5.8729 | 39.3334 | 270.0416 | 6.8654 | 39.3334 | 4.896% | 0.12528 | 0.11908 | 43381.3494 | 2695.9135 | 518.8073 | 40166.6286 | 43405.8232 | 0 | 0 | 43405.8232 | 0.008775%
2028 | 216 | 216-1859F | Tier-3 | Tier-3---4 | 5--5 | 445 | 100% | 14041.2877 | 99.19% | 0.7753% | 0.03948% | 689.3805 | 0 | 0 | 689.3805 | 0 | 598.4272 | 7.3826 | 81.0596 | 598.4272 | 7.3826 | 81.0596 | 699.5682 | 8.6303 | 81.0596 | 4.91% | 0.15704 | 0.14927 | 89409.7822 | 5511.6035 | 666.6545 | 83231.5241 | 89447.7216 | 0 | 0 | 89447.7216 | 0.02273%
2028 | 216 | 216-220R | Tier-3 | Tier-3---20 | 1--5 | 7 | 100% | 71.2816 | 99.9% | 0% | 0.09987% | 3.5249 | 0 | 0 | 3.5249 | 0 | 3.0599 | 0.11613 | 26.3485 | 3.0599 | 0.11613 | 26.3485 | 3.577 | 0.13576 | 26.3485 | 4.945% | 0.000285 | 0.00027089 | 250110.7129 | 12944.4862 | 226.9057 | 236939.3211 | 250123.7212 | 0 | 0 | 250123.7212 | 0.0001162%
2028 | 217 | 217-41AE | Tier-2 | Tier-2---8 | 5--4 | 997 | 100% | 2013.5966 | 89.22% | 10.31% | 0.4697% | 88.9331 | 0 | 0 | 88.9331 | 0 | 77.1998 | 16.5402 | 4.6674 | 77.1998 | 16.5402 | 4.6674 | 90.2474 | 19.3357 | 4.6674 | 4.417% | 0.19664 | 0.1869 | 10240.1297 | 587.5443 | 1012.3349 | 8640.2505 | 10297.5917 | 0 | 0 | 10297.5917 | 0.002933%
2028 | 217 | 217-48AE | Tier-2 | Tier-2---8 | 5--4 | 790 | 100% | 2727.5845 | 87.85% | 11.78% | 0.3693% | 118.6108 | 0 | 0 | 118.6108 | 0 | 102.9619 | 13.1061 | 7.856 | 102.9619 | 13.1061 | 7.856 | 120.3637 | 15.3212 | 7.856 | 4.349% | 0.20236 | 0.19234 | 13478.9252 | 762.7474 | 1447.8056 | 11268.3722 | 13564.2138 | 0 | 0 | 13564.2138 | 0.003911%
2028 | 217 | 217-835R | Tier-3 | Tier-3---5 | 5--5 | 1010 | 100% | 10686.9326 | 98.68% | 1.222% | 0.09479% | 522.0384 | 0 | 0 | 522.0384 | 0 | 453.1633 | 16.7559 | 27.045 | 453.1633 | 16.7559 | 27.045 | 529.7531 | 19.5879 | 27.045 | 4.885% | 0.28412 | 0.27006 | 37613.7803 | 2195.3355 | 434.0984 | 34984.3464 | 37639.5702 | 0 | 0 | 37639.5702 | 0.01721%
2028 | 217 | 217-837R | Tier-3 | Tier-3---12 | 5--5 | 866 | 100% | 3657.1834 | 94.66% | 5.124% | 0.2164% | 171.362 | 0 | 0 | 171.362 | 0 | 148.7534 | 14.367 | 10.3539 | 148.7534 | 14.367 | 10.3539 | 173.8944 | 16.7951 | 10.3539 | 4.686% | 0.14269 | 0.13563 | 25630.0196 | 1643.4761 | 1395.4824 | 22591.0611 | 25701.3071 | 0 | 0 | 25701.3071 | 0.005651%
2028 | 217 | 217-972R | Tier-2 | Tier-2---8 | 5--4 | 923 | 100% | 1438.6594 | 90.88% | 8.66% | 0.4639% | 64.7163 | 0 | 0 | 64.7163 | 0 | 56.178 | 15.3126 | 3.6687 | 56.178 | 15.3126 | 3.6687 | 65.6727 | 17.9006 | 3.6687 | 4.498% | 0.18227 | 0.17325 | 7892.9777 | 484.1091 | 632.8848 | 6775.9839 | 7930.4807 | 0 | 0 | 7930.4807 | 0.002134%
2028 | 217 | 217-983R | Tier-3 | Tier-3---5 | 5--5 | 249 | 100% | 10116.9629 | 99.05% | 0.91% | 0.0405% | 496.0298 | 0 | 0 | 496.0298 | 0 | 430.5862 | 4.1309 | 104.2351 | 430.5862 | 4.1309 | 104.2351 | 503.3602 | 4.8291 | 104.2351 | 4.903% | 0.2438 | 0.23173 | 41497.7937 | 2121.8511 | 363.6616 | 39012.281 | 41518.3345 | 0 | 0 | 41518.3345 | 0.01636%
2028 | 220 | 220-288R | Tier-3 | Tier-3---14 | 5--4 | 187 | 100% | 2198.6799 | 96.34% | 3.473% | 0.1901% | 104.8478 | 0 | 0 | 104.8478 | 0 | 91.0147 | 3.1023 | 29.3375 | 91.0147 | 3.1023 | 29.3375 | 106.3972 | 3.6267 | 29.3375 | 4.769% | 0.37523 | 0.35666 | 5859.515 | 279.6691 | 215.3273 | 5364.5186 | 5870.6934 | 0 | 0 | 5870.6934 | 0.003457%
2028 | 220 | 220-294R | Tier-3 | Tier-3---14 | 5--3 | 978 | 100% | 1925.8876 | 84.29% | 15.28% | 0.4298% | 80.3557 | 0 | 0 | 80.3557 | 0 | 69.754 | 16.225 | 4.2992 | 69.754 | 16.225 | 4.2992 | 81.5432 | 18.9672 | 4.2992 | 4.172% | 0.44397 | 0.422 | 4337.8466 | 198.6888 | 616.3589 | 3522.7989 | 4373.3345 | 0 | 0 | 4373.3345 | 0.00265%
2028 | 220 | 220-298R | Tier-3 | Tier-3---11 | 5--4 | 2947 | 100% | 3585.6314 | 89.37% | 10.06% | 0.5685% | 158.6214 | 0 | 0 | 158.6214 | 0 | 137.6937 | 48.8908 | 2.8164 | 137.6937 | 48.8908 | 2.8164 | 160.9655 | 57.1539 | 2.8164 | 4.424% | 0.50177 | 0.47693 | 7145.9975 | 283.7182 | 677.141 | 6185.1383 | 7185.5575 | 0 | 0 | 7185.5575 | 0.005231%
2028 | 221 | 221-1230F | Tier-3 | Tier-3---12 | 4--5 | 161 | 100% | 3690.9623 | 99.91% | 0% | 0.09183% | 182.5349 | 0 | 0 | 182.5349 | 0 | 158.4522 | 2.671 | 59.3233 | 158.4522 | 2.671 | 59.3233 | 185.2324 | 3.1224 | 59.3233 | 4.945% | 0.035843 | 0.034069 | 102975.2443 | 5653.9564 | 85.9024 | 97235.3856 | 102980.169 | 0 | 0 | 102980.169 | 0.006019%
2028 | 221 | 221-23R | Tier-3 | Tier-3---11 | 5--5 | 1068 | 100% | 3270.2376 | 92.16% | 7.656% | 0.1816% | 149.1897 | 0 | 0 | 149.1897 | 0 | 129.5064 | 17.7181 | 7.3093 | 129.5064 | 17.7181 | 7.3093 | 151.3944 | 20.7127 | 7.3093 | 4.562% | 0.19945 | 0.18957 | 16396.4914 | 1101.2475 | 1224.4612 | 14070.7826 | 16463.4153 | 0 | 0 | 16463.4153 | 0.00492%
2028 | 221 | 221-344R | Tier-3 | Tier-3---13 | 5--4 | 1386 | 100% | 2735.9283 | 96.11% | 3.605% | 0.2871% | 130.1577 | 0 | 0 | 130.1577 | 0 | 112.9854 | 22.9938 | 4.9137 | 112.9854 | 22.9938 | 4.9137 | 132.0812 | 26.88 | 4.9137 | 4.757% | 0.2115 | 0.20103 | 12935.7823 | 697.0944 | 453.9009 | 11784.787 | 12962.0007 | 0 | 0 | 12962.0007 | 0.004292%
2028 | 221 | 221-35 | Tier-2 | Tier-2---10 | 5--3 | 16 | 100% | 710.3273 | 99.46% | 0.4791% | 0.06249% | 34.9708 | 0 | 0 | 34.9708 | 0 | 30.3569 | 0.26544 | 114.3644 | 30.3569 | 0.26544 | 114.3644 | 35.4876 | 0.3103 | 114.3644 | 4.923% | 0.17281 | 0.16425 | 4110.5569 | 223.7818 | 29.6305 | 3857.1446 | 4111.7163 | 0 | 0 | 4111.7163 | 0.001153%
2028 | 221 | 221-37AE | Tier-3 | Tier-3---11 | 5--5 | 1029 | 100% | 3934.7733 | 97.03% | 2.838% | 0.1358% | 188.9786 | 0 | 0 | 188.9786 | 0 | 164.0457 | 17.0711 | 9.6095 | 164.0457 | 17.0711 | 9.6095 | 191.7713 | 19.9563 | 9.6095 | 4.803% | 0.19925 | 0.18939 | 19747.6238 | 1157.9249 | 618.5884 | 17971.1105 | 19778.2099 | 0 | 0 | 19778.2099 | 0.006232%
2028 | 221 | 221-38AE | Tier-3 | Tier-3---17 | 5--3 | 144 | 100% | 318.0967 | 33.4% | 66.33% | 0.2755% | 5.2587 | 0 | 0 | 5.2587 | 0 | 4.5649 | 2.389 | 1.9108 | 4.5649 | 2.389 | 1.9108 | 5.3364 | 2.7927 | 1.9108 | 1.653% | 0.16917 | 0.1608 | 1880.3284 | 41.7922 | 1061.4721 | 777.0641 | 1945.5476 | 0 | 0 | 1945.5476 | 0.0001734%
2028 | 221 | 221-675R | Tier-2 | Tier-2---8 | 5--4 | 113 | 100% | 2055.424 | 99.51% | 0.3331% | 0.1572% | 101.2446 | 0 | 0 | 101.2446 | 0 | 87.8869 | 1.8747 | 46.8812 | 87.8869 | 1.8747 | 46.8812 | 102.7408 | 2.1915 | 46.8812 | 4.926% | 0.22072 | 0.20979 | 9312.3427 | 464.7372 | 113.1149 | 8734.4905 | 9314.7205 | 0 | 0 | 9314.7205 | 0.003339%
2028 | 221 | 221-6R | Tier-2 | Tier-2---5 | 5--5 | 6 | 100% | 3904.259 | 99.88% | 0.03221% | 0.0896% | 193.0254 | 0 | 0 | 193.0254 | 0 | 167.5586 | 0.09954 | 1683.3282 | 167.5586 | 0.09954 | 1683.3282 | 195.878 | 0.11636 | 1683.3282 | 4.944% | 0.21604 | 0.20535 | 18071.9767 | 963.9759 | 75.8685 | 17032.1323 | 18073.1232 | 0 | 0 | 18073.1232 | 0.006365%
2028 | 221 | 221-782R | Tier-3 | Tier-3---17 | 5--3 | 333 | 100% | 618.0174 | 98.68% | 0.7939% | 0.5237% | 30.1888 | 0 | 0 | 30.1888 | 0 | 26.2058 | 5.5245 | 4.7436 | 26.2058 | 5.5245 | 4.7436 | 30.6349 | 6.4582 | 4.7436 | 4.885% | 0.2472 | 0.23496 | 2500.0604 | 147.4846 | 27.966 | 2324.6098 | 2501.7759 | 0 | 0 | 2501.7759 | 0.0009955%
2028 | 221 | 221-788 | Tier-3 | Tier-3---12 | 5--5 | 365 | 100% | 4481.9143 | 99.45% | 0.5095% | 0.04337% | 220.6282 | 0 | 0 | 220.6282 | 0 | 191.5196 | 6.0554 | 31.6281 | 191.5196 | 6.0554 | 31.6281 | 223.8887 | 7.0788 | 31.6281 | 4.923% | 0.18975 | 0.18036 | 23620.3007 | 1552.9774 | 202.4159 | 21864.9074 | 23627.1015 | 0 | 0 | 23627.1015 | 0.007276%
2028 | 221 | 221-824 | Tier-3 | Tier-3---13 | 5--4 | 172 | 100% | 2324.2215 | 96.86% | 3.03% | 0.1069% | 111.4397 | 0 | 0 | 111.4397 | 0 | 96.7369 | 2.8535 | 33.9013 | 96.7369 | 2.8535 | 33.9013 | 113.0865 | 3.3358 | 33.9013 | 4.795% | 0.18396 | 0.17486 | 12634.0691 | 769.9433 | 369.3383 | 11494.7875 | 12654.7103 | 0 | 0 | 12654.7103 | 0.003675%
2028 | 222 | 222-1433R | Tier-3 | Tier-3---5 | 5--5 | 173 | 100% | 9617.9712 | 99.59% | 0.3681% | 0.03974% | 474.1478 | 0 | 0 | 474.1478 | 0 | 411.5912 | 2.8701 | 143.408 | 411.5912 | 2.8701 | 143.408 | 481.1548 | 3.3551 | 143.408 | 4.93% | 0.37266 | 0.35421 | 25809.0958 | 1306.2972 | 94.555 | 24408.2437 | 25814.5777 | 0 | 0 | 25814.5777 | 0.01564%
2028 | 222 | 222-1503R | Tier-3 | Tier-3---15 | 5--4 | 573 | 100% | 1359.3953 | 95.15% | 4.696% | 0.1502% | 64.0292 | 0 | 0 | 64.0292 | 0 | 55.5815 | 9.5061 | 5.8469 | 55.5815 | 9.5061 | 5.8469 | 64.9754 | 11.1127 | 5.8469 | 4.71% | 0.23465 | 0.22303 | 5793.3484 | 301.9788 | 270.539 | 5220.8305 | 5807.9691 | 0 | 0 | 5807.9691 | 0.002111%
2028 | 222 | 222-1523R | Tier-3 | Tier-3---7 | 5--5 | 2453 | 100% | 7406.689 | 96.62% | 3.25% | 0.1263% | 354.2524 | 0 | 0 | 354.2524 | 0 | 307.5141 | 40.6953 | 7.5565 | 307.5141 | 40.6953 | 7.5565 | 359.4875 | 47.5733 | 7.5565 | 4.783% | 0.26901 | 0.25569 | 27533.3002 | 1432.7814 | 864.0996 | 25236.4192 | 27581.7128 | 0 | 0 | 27581.7128 | 0.01168%
2028 | 222 | 222-1986R | Tier-3 | Tier-3---1 | 5--5 | 895 | 100% | 79194.3488 | 99.25% | 0.7305% | 0.01724% | 3890.8074 | 0 | 0 | 3890.8074 | 0 | 3377.4744 | 14.8481 | 227.469 | 3377.4744 | 14.8481 | 227.469 | 3948.3061 | 17.3576 | 227.469 | 4.913% | 0.41507 | 0.39452 | 190797.4815 | 11158.3549 | 1273.0385 | 178366.0881 | 190871.7807 | 0 | 0 | 190871.7807 | 0.1283%
2028 | 222 | 222-1988R | Tier-3 | Tier-3---11 | 5--4 | 47 | 100% | 3619.4356 | 99.27% | 0.7155% | 0.01673% | 177.8502 | 0 | 0 | 177.8502 | 0 | 154.3856 | 0.77973 | 197.9986 | 154.3856 | 0.77973 | 197.9986 | 180.4785 | 0.91151 | 197.9986 | 4.914% | 0.34461 | 0.32755 | 10502.9479 | 509.7029 | 69.9812 | 9923.2638 | 10506.9529 | 0 | 0 | 10506.9529 | 0.005865%
2028 | 222 | 222-1990R | Tier-3 | Tier-3---1 | 5--5 | 409 | 100% | 45106.6401 | 99.63% | 0.3509% | 0.01982% | 2224.501 | 0 | 0 | 2224.501 | 0 | 1931.0119 | 6.7853 | 284.5869 | 1931.0119 | 6.7853 | 284.5869 | 2257.3749 | 7.9321 | 284.5869 | 4.932% | 0.41211 | 0.39171 | 109452.4885 | 5424.0865 | 426.9036 | 103601.4983 | 109473.6205 | 0 | 0 | 109473.6205 | 0.07336%
2028 | 222 | 222-1992R | Tier-3 | Tier-3---18 | 5--2 | 40 | 100% | 288.7705 | 86.56% | 13.18% | 0.2657% | 12.3725 | 0 | 0 | 12.3725 | 0 | 10.7401 | 0.6636 | 16.1846 | 10.7401 | 0.6636 | 16.1846 | 12.5553 | 0.77576 | 16.1846 | 4.285% | 0.22115 | 0.2102 | 1305.7642 | 59.3755 | 153.7229 | 1092.6658 | 1314.9061 | 0 | 0 | 1314.9061 | 0.000408%
2028 | 222 | 222-2013R | Tier-3 | Tier-3---7 | 5--5 | 1410 | 100% | 7426.9759 | 96.05% | 3.813% | 0.1383% | 353.11 | 0 | 0 | 353.11 | 0 | 306.5225 | 23.3919 | 13.1038 | 306.5225 | 23.3919 | 13.1038 | 358.3282 | 27.3454 | 13.1038 | 4.754% | 0.27927 | 0.26545 | 26594.1155 | 1486.8089 | 949.5734 | 24157.7331 | 26648.8357 | 0 | 0 | 26648.8357 | 0.01164%
2028 | 222 | 222-2063 | Tier-3 | Tier-3---9 | 5--5 | 237 | 100% | 4859.7765 | 99.85% | 0.09452% | 0.05485% | 240.1996 | 0 | 0 | 240.1996 | 0 | 208.5089 | 3.9318 | 53.031 | 208.5089 | 3.9318 | 53.031 | 243.7493 | 4.5964 | 53.031 | 4.943% | 0.23776 | 0.22599 | 20439.7717 | 1058.0128 | 26.4385 | 19355.3204 | 20441.3617 | 0 | 0 | 20441.3617 | 0.007921%
2028 | 222 | 222-2085 | Tier-3 | Tier-3---3 | 5--5 | 3377 | 100% | 16772.3082 | 96.7% | 3.181% | 0.1236% | 802.7939 | 0 | 0 | 802.7939 | 0 | 696.8774 | 56.0245 | 12.4388 | 696.8774 | 56.0245 | 12.4388 | 814.6577 | 65.4933 | 12.4388 | 4.786% | 0.35117 | 0.33379 | 47761.3033 | 2740.017 | 1532.6307 | 43488.6556 | 47843.4976 | 0 | 0 | 47843.4976 | 0.02647%
2028 | 223 | 223-536R | Tier-2 | Tier-2---19 | 1--4 | 4 | 100% | 17.3686 | 98.33% | 0% | 1.666% | 0.84542 | 0 | 0 | 0.84542 | 0 | 0.73388 | 0.06636 | 11.0591 | 0.73388 | 0.06636 | 11.0591 | 0.85792 | 0.077576 | 11.0591 | 4.868% | 0.0018852 | 0.0017919 | 9213.1285 | 686.6485 | 141.1177 | 8385.3623 | 9221.1221 | 0 | 0 | 9221.1221 | 2.788e-05%
2028 | 230 | 230-1008R | Tier-2 | Tier-2---16 | 4--3 | 10 | 100% | 171.5883 | 99.37% | 0.4538% | 0.1789% | 8.4399 | 0 | 0 | 8.4399 | 0 | 7.3264 | 0.1659 | 44.1613 | 7.3264 | 0.1659 | 44.1613 | 8.5646 | 0.19394 | 44.1613 | 4.919% | 0.055697 | 0.05294 | 3080.7564 | 194.1723 | 43.3127 | 2843.2713 | 3081.7716 | 0 | 0 | 3081.7716 | 0.0002783%
2028 | 230 | 230-127AE | Tier-2 | Tier-2---7 | 5--5 | 1039 | 100% | 2000.4654 | 94.98% | 4.641% | 0.3747% | 94.056 | 0 | 0 | 94.056 | 0 | 81.6467 | 17.237 | 4.7367 | 81.6467 | 17.237 | 4.7367 | 95.4459 | 20.1503 | 4.7367 | 4.702% | 0.093988 | 0.089336 | 21284.2191 | 1284.0751 | 990.3889 | 19009.7551 | 21339.8191 | 0 | 0 | 21339.8191 | 0.003102%
2028 | 230 | 230-133AE | Tier-2 | Tier-2---6 | 5--5 | 1418 | 100% | 6388.6939 | 98.26% | 1.615% | 0.1229% | 310.7459 | 0 | 0 | 310.7459 | 0 | 269.7477 | 23.5246 | 11.4666 | 269.7477 | 23.5246 | 11.4666 | 315.3382 | 27.5006 | 11.4666 | 4.864% | 0.095565 | 0.090834 | 66852.0974 | 3853.1493 | 1086.4397 | 61912.5084 | 66912.5857 | 0 | 0 | 66912.5857 | 0.01025%
2028 | 230 | 230-1586R | Tier-2 | Tier-2---7 | 4--5 | 1039 | 100% | 2072.8837 | 91.06% | 8.635% | 0.3% | 93.4394 | 0 | 0 | 93.4394 | 0 | 81.1115 | 17.237 | 4.7057 | 81.1115 | 17.237 | 4.7057 | 94.8202 | 20.1503 | 4.7057 | 4.508% | 0.084625 | 0.080436 | 24494.9333 | 1384.72 | 2145.1757 | 20965.0376 | 24608.9164 | 0 | 0 | 24608.9164 | 0.003081%
2028 | 230 | 230-1606R | Tier-2 | Tier-2---11 | 4--4 | 329 | 100% | 536.3838 | 78.97% | 20.71% | 0.32% | 20.9668 | 0 | 0 | 20.9668 | 0 | 18.2006 | 5.4581 | 3.3346 | 18.2006 | 5.4581 | 3.3346 | 21.2767 | 6.3806 | 3.3346 | 3.909% | 0.062818 | 0.059709 | 8538.6965 | 437.3678 | 1660.0426 | 6441.2861 | 8632.2204 | 0 | 0 | 8632.2204 | 0.0006914%
2028 | 230 | 230-181 | Tier-2 | Tier-2---9 | 4--4 | 165 | 100% | 788.7224 | 98.19% | 1.606% | 0.2041% | 38.335 | 0 | 0 | 38.335 | 0 | 33.2772 | 2.7374 | 12.1567 | 33.2772 | 2.7374 | 12.1567 | 38.9015 | 3.2 | 12.1567 | 4.86% | 0.063241 | 0.060111 | 12471.6541 | 782.4193 | 949.0175 | 10740.2174 | 12483.4125 | 0 | 0 | 12483.4125 | 0.001264%
2028 | 230 | 230-2060R | Tier-2 | Tier-2---4 | 4--5 | 865 | 100% | 3473.4554 | 97.68% | 2.135% | 0.1887% | 167.9415 | 0 | 0 | 167.9415 | 0 | 145.7841 | 14.3504 | 10.1589 | 145.7841 | 14.3504 | 10.1589 | 170.4233 | 16.7757 | 10.1589 | 4.835% | 0.088414 | 0.084038 | 39286.0822 | 2320.0349 | 850.2401 | 36115.8071 | 39333.6151 | 0 | 0 | 39333.6151 | 0.005538%
2028 | 230 | 230-2067 | Tier-2 | Tier-2---16 | 4--3 | 13 | 100% | 121.6067 | 92.98% | 6.845% | 0.1786% | 5.5967 | 0 | 0 | 5.5967 | 0 | 4.8583 | 0.21567 | 22.5267 | 4.8583 | 0.21567 | 22.5267 | 5.6795 | 0.25212 | 22.5267 | 4.602% | 0.054619 | 0.051915 | 2226.4545 | 125.1839 | 142.6967 | 1958.574 | 2234.5983 | 0 | 0 | 2234.5983 | 0.0001846%
2028 | 230 | 230-371AE | Tier-2 | Tier-2---13 | 4--3 | 106 | 100% | 195.7251 | 81.71% | 17.81% | 0.4804% | 7.9168 | 0 | 0 | 7.9168 | 0 | 6.8723 | 1.7585 | 3.9079 | 6.8723 | 1.7585 | 3.9079 | 8.0338 | 2.0558 | 3.9079 | 4.045% | 0.059006 | 0.056085 | 3317.0375 | 182.5151 | 537.9757 | 2596.5467 | 3348.6257 | 0 | 0 | 3348.6257 | 0.0002611%
2028 | 231 | 231-1136R | Tier-2 | Tier-2---7 | 4--5 | 1011 | 100% | 2730.9177 | 98.3% | 1.373% | 0.325% | 132.8848 | 0 | 0 | 132.8848 | 0 | 115.3527 | 16.7725 | 6.8775 | 115.3527 | 16.7725 | 6.8775 | 134.8486 | 19.6072 | 6.8775 | 4.866% | 0.054655 | 0.051949 | 49966.8413 | 3802.7952 | 1680.0986 | 44483.9475 | 50011.031 | 0 | 0 | 50011.031 | 0.004382%
2028 | 231 | 231-1635R | Tier-2 | Tier-2---4 | 5--5 | 3541 | 100% | 5142.095 | 98.68% | 0.901% | 0.4182% | 251.176 | 0 | 0 | 251.176 | 0 | 218.0371 | 58.7452 | 3.7116 | 218.0371 | 58.7452 | 3.7116 | 254.8879 | 68.6739 | 3.7116 | 4.885% | 0.11648 | 0.11071 | 44146.87 | 3399.863 | 647.3328 | 40099.6742 | 44177.1988 | 0 | 0 | 44177.1988 | 0.008283%
2028 | 232 | 232-40AE | Tier-2 | Tier-2---19 | 2--3 | 6 | 100% | 11.4297 | 0.4523% | 98.58% | 0.9661% | 0.0025592 | 0 | 0 | 0.0025592 | 0 | 0.0022216 | 0.09954 | 0.022318 | 0.0022216 | 0.09954 | 0.022318 | 0.002597 | 0.11636 | 0.022318 | 0.02239% | 0.0059544 | 0.0056597 | 1919.5436 | 3.0821 | 1745.9177 | 170.5438 | 2019.0571 | 0 | 0 | 2019.0571 | 8.439e-08%
2028 | 233 | 233-123R | Tier-2 | Tier-2---4 | 4--5 | 1420 | 100% | 3035.8045 | 98.84% | 0.8219% | 0.339% | 148.5278 | 0 | 0 | 148.5278 | 0 | 128.9318 | 23.5578 | 5.473 | 128.9318 | 23.5578 | 5.473 | 150.7228 | 27.5394 | 5.473 | 4.893% | 0.06125 | 0.058219 | 49563.8317 | 3086.7129 | 653.5217 | 45823.5971 | 49593.7962 | 0 | 0 | 49593.7962 | 0.004898%
2028 | 233 | 233-41R | Tier-2 | Tier-2---9 | 4--5 | 548 | 100% | 718.991 | 97.57% | 1.357% | 1.072% | 34.7253 | 0 | 0 | 34.7253 | 0 | 30.1439 | 9.0913 | 3.3157 | 30.1439 | 9.0913 | 3.3157 | 35.2385 | 10.6279 | 3.3157 | 4.83% | 0.044487 | 0.042285 | 16161.8225 | 1280.6452 | 594.3266 | 14286.8507 | 16182.2721 | 0 | 0 | 16182.2721 | 0.001145%
2028 | 233 | 233-81F | Tier-2 | Tier-2---12 | 3--5 | 453 | 100% | 447.7794 | 94.96% | 4.349% | 0.694% | 21.0474 | 0 | 0 | 21.0474 | 0 | 18.2705 | 7.5153 | 2.4311 | 18.2705 | 7.5153 | 2.4311 | 21.3584 | 8.7854 | 2.4311 | 4.7% | 0.02204 | 0.020949 | 20316.8521 | 1331.0486 | 1007.3456 | 17978.4579 | 20370.2068 | 0 | 0 | 20370.2068 | 0.0006941%
2028 | 233 | 233-86F | Tier-2 | Tier-2---8 | 5--5 | 875 | 100% | 2341.6741 | 85.9% | 13.6% | 0.4998% | 99.5721 | 0 | 0 | 99.5721 | 0 | 86.435 | 14.5163 | 5.9544 | 86.435 | 14.5163 | 5.9544 | 101.0435 | 16.9697 | 5.9544 | 4.252% | 0.1204 | 0.11444 | 19449.7342 | 1103.1383 | 2517.3516 | 15829.2443 | 19592.5279 | 0 | 0 | 19592.5279 | 0.003284%
2028 | 234 | 234-48R | Tier-2 | Tier-2---4 | 4--5 | 1371 | 100% | 4939.3792 | 99.46% | 0.3916% | 0.1518% | 243.1707 | 0 | 0 | 243.1707 | 0 | 211.088 | 22.7449 | 9.2807 | 211.088 | 22.7449 | 9.2807 | 246.7643 | 26.5891 | 9.2807 | 4.923% | 0.047931 | 0.045559 | 103051.0114 | 8933.6439 | 586.3727 | 93530.9949 | 103080.1738 | 0 | 0 | 103080.1738 | 0.008019%
2028 | 235 | 235-897R | Tier-2 | Tier-2---5 | 5--5 | 275 | 100% | 4375.0381 | 88.63% | 11.27% | 0.1058% | 191.9337 | 0 | 0 | 191.9337 | 0 | 166.611 | 4.5623 | 36.5194 | 166.611 | 4.5623 | 36.5194 | 194.7701 | 5.3333 | 36.5194 | 4.387% | 0.1179 | 0.11206 | 37108.0419 | 2052.774 | 3945.6216 | 31109.6464 | 37327.8331 | 0 | 0 | 37327.8331 | 0.006329%
2028 | 235 | 235-899R | Tier-2 | Tier-2---1 | 5--5 | 897 | 100% | 23678.6611 | 98.37% | 1.593% | 0.04039% | 1152.9446 | 0 | 0 | 1152.9446 | 0 | 1000.831 | 14.8812 | 67.2545 | 1000.831 | 14.8812 | 67.2545 | 1169.9829 | 17.3963 | 67.2545 | 4.869% | 0.15496 | 0.14729 | 152800.2562 | 9665.8605 | 2471.9354 | 140662.4603 | 152930.2625 | 0 | 0 | 152930.2625 | 0.03802%
2028 | 236 | 236-1535R | Tier-3 | Tier-3---4 | 5--5 | 800 | 100% | 9719.0421 | 98.73% | 1.209% | 0.05836% | 474.9956 | 0 | 0 | 474.9956 | 0 | 412.3272 | 13.272 | 31.0674 | 412.3272 | 13.272 | 31.0674 | 482.0151 | 15.5151 | 31.0674 | 4.887% | 0.12847 | 0.12211 | 75651.1712 | 5252.2726 | 904.2907 | 69494.6079 | 75701.1003 | 0 | 0 | 75701.1003 | 0.01566%
2028 | 236 | 236-1561R | Tier-3 | Tier-3---13 | 5--4 | 260 | 100% | 2823.5781 | 97.26% | 2.617% | 0.1213% | 135.9404 | 0 | 0 | 135.9404 | 0 | 118.0052 | 4.3134 | 27.3578 | 118.0052 | 4.3134 | 27.3578 | 137.9494 | 5.0424 | 27.3578 | 4.814% | 0.17766 | 0.16886 | 15893.5317 | 919.2321 | 396.0284 | 14578.2713 | 15916.1933 | 0 | 0 | 15916.1933 | 0.004483%
2028 | 236 | 236-1563R | Tier-3 | Tier-3---13 | 5--4 | 177 | 100% | 2260.6624 | 98.61% | 1.288% | 0.1052% | 110.3442 | 0 | 0 | 110.3442 | 0 | 95.786 | 2.9364 | 32.6198 | 95.786 | 2.9364 | 32.6198 | 111.9749 | 3.4327 | 32.6198 | 4.881% | 0.17215 | 0.16363 | 13131.72 | 763.8797 | 149.4721 | 12218.3681 | 13141.245 | 0 | 0 | 13141.245 | 0.003639%
2028 | 236 | 236-1567R | Tier-3 | Tier-3---10 | 5--5 | 530 | 100% | 5332.0037 | 98.07% | 1.841% | 0.0848% | 258.852 | 0 | 0 | 258.852 | 0 | 224.7004 | 8.7927 | 25.5553 | 224.7004 | 8.7927 | 25.5553 | 262.6774 | 10.2788 | 25.5553 | 4.855% | 0.18129 | 0.17232 | 29411.5902 | 2025.1187 | 523.1992 | 26863.2724 | 29441.0836 | 0 | 0 | 29441.0836 | 0.008536%
2028 | 236 | 236-1569R | Tier-3 | Tier-3---8 | 5--5 | 954 | 100% | 21222.9131 | 98.36% | 1.585% | 0.05121% | 1033.3462 | 0 | 0 | 1033.3462 | 0 | 897.0119 | 15.8269 | 56.6765 | 897.0119 | 15.8269 | 56.6765 | 1048.6171 | 18.5018 | 56.6765 | 4.869% | 0.21435 | 0.20374 | 99012.7753 | 5477.8522 | 1488.5467 | 92046.3763 | 99097.1397 | 0 | 0 | 99097.1397 | 0.03408%
2028 | 236 | 236-1573R | Tier-3 | Tier-3---7 | 5--5 | 256 | 100% | 6927.8558 | 97.84% | 2.089% | 0.06679% | 335.5367 | 0 | 0 | 335.5367 | 0 | 291.2678 | 4.247 | 68.5813 | 291.2678 | 4.247 | 68.5813 | 340.4953 | 4.9648 | 68.5813 | 4.843% | 0.18488 | 0.17572 | 37473.1079 | 2383.2915 | 732.5482 | 34357.2682 | 37515.1746 | 0 | 0 | 37515.1746 | 0.01106%
2028 | 237 | 237-1761R | Tier-3 | Tier-3---12 | 5--5 | 112 | 100% | 3634.1464 | 99.4% | 0.4942% | 0.1098% | 178.8037 | 0 | 0 | 178.8037 | 0 | 155.2133 | 1.8581 | 83.5342 | 155.2133 | 1.8581 | 83.5342 | 181.4461 | 2.1721 | 83.5342 | 4.92% | 0.14935 | 0.14196 | 24332.6951 | 1370.783 | 132.2733 | 22829.6387 | 24340.349 | 0 | 0 | 24340.349 | 0.005896%
2028 | 237 | 237-1765R | Tier-3 | Tier-3---1 | 5--5 | 398 | 100% | 28249.2525 | 99.34% | 0.6358% | 0.01982% | 1389.1699 | 0 | 0 | 1389.1699 | 0 | 1205.8901 | 6.6028 | 182.6324 | 1205.8901 | 6.6028 | 182.6324 | 1409.6992 | 7.7188 | 182.6324 | 4.918% | 0.25909 | 0.24626 | 109034.6893 | 8324.9664 | 652.6676 | 100057.0553 | 109071.9184 | 0 | 0 | 109071.9184 | 0.04581%
2028 | 237 | 237-17R | Tier-2 | Tier-2---1 | 5--5 | 1107 | 100% | 27080.7376 | 98.89% | 1.071% | 0.0369% | 1325.6439 | 0 | 0 | 1325.6439 | 0 | 1150.7453 | 18.3651 | 62.6592 | 1150.7453 | 18.3651 | 62.6592 | 1345.2344 | 21.4691 | 62.6592 | 4.895% | 0.15539 | 0.1477 | 174274.8137 | 11399.2241 | 1916.7846 | 160958.805 | 174375.3733 | 0 | 0 | 174375.3733 | 0.04371%
2028 | 237 | 237-26F | Tier-2 | Tier-2---10 | 5--4 | 88 | 100% | 663.2151 | 70.89% | 28.72% | 0.399% | 23.271 | 0 | 0 | 23.271 | 0 | 20.2007 | 1.4599 | 13.8369 | 20.2007 | 1.4599 | 13.8369 | 23.6149 | 1.7067 | 13.8369 | 3.509% | 0.10897 | 0.10358 | 6086.0279 | 237.5195 | 1591.9327 | 4256.5758 | 6178.3065 | 0 | 0 | 6178.3065 | 0.0007674%
2028 | 237 | 237-28F | Tier-2 | Tier-2---7 | 5--5 | 35 | 100% | 2530.2255 | 98.83% | 1.116% | 0.05734% | 123.7762 | 0 | 0 | 123.7762 | 0 | 107.4458 | 0.58065 | 185.0439 | 107.4458 | 0.58065 | 185.0439 | 125.6054 | 0.67879 | 185.0439 | 4.892% | 0.10804 | 0.1027 | 23418.4293 | 1209.653 | 279.2604 | 21929.5159 | 23432.7427 | 0 | 0 | 23432.7427 | 0.004082%
2028 | 237 | 237-2R | Tier-3 | Tier-3---2 | 5--5 | 1011 | 100% | 30894.1234 | 99.11% | 0.8492% | 0.03898% | 1515.6765 | 0 | 0 | 1515.6765 | 0 | 1315.706 | 16.7725 | 78.4442 | 1315.706 | 16.7725 | 78.4442 | 1538.0753 | 19.6072 | 78.4442 | 4.906% | 0.18156 | 0.17257 | 170161.3668 | 15433.056 | 1414.3274 | 153313.9834 | 170240.0741 | 0 | 0 | 170240.0741 | 0.04998%
2028 | 237 | 237-30R | Tier-3 | Tier-3---1 | 5--5 | 1263 | 100% | 65515.492 | 98.93% | 1.038% | 0.03019% | 3208.3751 | 0 | 0 | 3208.3751 | 0 | 2785.0787 | 20.9532 | 132.9191 | 2785.0787 | 20.9532 | 132.9191 | 3255.7888 | 24.4945 | 132.9191 | 4.897% | 0.49249 | 0.46811 | 133030.3773 | 7577.9137 | 1285.1936 | 124167.2701 | 133104.3812 | 0 | 0 | 133104.3812 | 0.1058%
2028 | 239 | 239-2207R | Tier-3 | Tier-3---16 | 4--4 | 689 | 100% | 860.3234 | 98.08% | 1.495% | 0.4234% | 41.7689 | 0 | 0 | 41.7689 | 0 | 36.2581 | 11.4305 | 3.172 | 36.2581 | 11.4305 | 3.172 | 42.3861 | 13.3624 | 3.172 | 4.855% | 0.078224 | 0.074352 | 10998.2588 | 773.4899 | 185.1971 | 10039.5718 | 11009.2492 | 0 | 0 | 11009.2492 | 0.001377%
2028 | 239 | 239-2211R | Tier-3 | Tier-3---16 | 5--4 | 111 | 100% | 1585.1718 | 98.67% | 1.22% | 0.1095% | 77.4227 | 0 | 0 | 77.4227 | 0 | 67.2079 | 1.8415 | 36.4965 | 67.2079 | 1.8415 | 36.4965 | 78.5668 | 2.1527 | 36.4965 | 4.884% | 0.11902 | 0.11313 | 13318.69 | 748.7589 | 155.3385 | 12414.5926 | 13327.9127 | 0 | 0 | 13327.9127 | 0.002553%
2028 | 239 | 239-2213R | Tier-3 | Tier-3---15 | 5--4 | 480 | 100% | 1116.4705 | 96.46% | 3.23% | 0.3121% | 53.3076 | 0 | 0 | 53.3076 | 0 | 46.2745 | 7.9632 | 5.811 | 46.2745 | 7.9632 | 5.811 | 54.0954 | 9.3091 | 5.811 | 4.775% | 0.1294 | 0.123 | 8627.7496 | 501.2225 | 328.5007 | 7798.0264 | 8643.666 | 0 | 0 | 8643.666 | 0.001758%
2028 | 239 | 239-2215R | Tier-3 | Tier-3---10 | 5--5 | 909 | 100% | 6268.6569 | 98.24% | 1.63% | 0.1302% | 304.8369 | 0 | 0 | 304.8369 | 0 | 264.6183 | 15.0803 | 17.5473 | 264.6183 | 15.0803 | 17.5473 | 309.3418 | 17.6291 | 17.5473 | 4.863% | 0.15408 | 0.14645 | 40685.5389 | 2527.5744 | 695.6728 | 37462.2917 | 40722.8328 | 0 | 0 | 40722.8328 | 0.01005%
2028 | 239 | 239-2217R | Tier-3 | Tier-3---16 | 4--4 | 674 | 100% | 1029.5673 | 69.27% | 30.42% | 0.3032% | 35.3035 | 0 | 0 | 35.3035 | 0 | 30.6457 | 11.1817 | 2.7407 | 30.6457 | 11.1817 | 2.7407 | 35.8252 | 13.0715 | 2.7407 | 3.429% | 0.073205 | 0.069582 | 14064.0898 | 633.3257 | 4082.9978 | 9347.7664 | 14289.1505 | 0 | 0 | 14289.1505 | 0.001164%
2028 | 239 | 239-89R | Tier-3 | Tier-3---17 | 4--4 | 61 | 100% | 376.4251 | 98.76% | 0.8388% | 0.4045% | 18.4014 | 0 | 0 | 18.4014 | 0 | 15.9736 | 1.012 | 15.7843 | 15.9736 | 1.012 | 15.7843 | 18.6733 | 1.183 | 15.7843 | 4.888% | 0.064786 | 0.061579 | 5810.3033 | 364.0144 | 679.2912 | 4766.9976 | 5814.0653 | 0 | 0 | 5814.0653 | 0.0006068%
2028 | 240 | 240-1028R | Tier-2 | Tier-2---9 | 4--5 | 261 | 100% | 1181.5361 | 98.38% | 1.316% | 0.2998% | 57.5411 | 0 | 0 | 57.5411 | 0 | 49.9494 | 4.33 | 11.5357 | 49.9494 | 4.33 | 11.5357 | 58.3914 | 5.0618 | 11.5357 | 4.87% | 0.045174 | 0.042938 | 26155.1082 | 1950.1252 | 442.6644 | 23762.3186 | 26177.1159 | 0 | 0 | 26177.1159 | 0.001897%
2028 | 240 | 240-1044 | Tier-3 | Tier-3---16 | 4--4 | 103 | 100% | 791.3356 | 98.7% | 1.112% | 0.1837% | 38.6637 | 0 | 0 | 38.6637 | 0 | 33.5626 | 1.7088 | 19.6414 | 33.5626 | 1.7088 | 19.6414 | 39.2351 | 1.9976 | 19.6414 | 4.886% | 0.076308 | 0.072531 | 10370.2289 | 676.03 | 184.4385 | 9509.7604 | 10377.2245 | 0 | 0 | 10377.2245 | 0.001275%
2028 | 240 | 240-1148 | Tier-3 | Tier-3---17 | 4--4 | 102 | 100% | 376.72 | 96.88% | 2.523% | 0.5996% | 18.0654 | 0 | 0 | 18.0654 | 0 | 15.6819 | 1.6922 | 9.2673 | 15.6819 | 1.6922 | 9.2673 | 18.3323 | 1.9782 | 9.2673 | 4.795% | 0.037482 | 0.035627 | 10050.6383 | 614.3795 | 265.2745 | 9170.9843 | 10066.9823 | 0 | 0 | 10066.9823 | 0.0005957%
2028 | 240 | 240-2004R | Tier-3 | Tier-3---12 | 5--5 | 1050 | 100% | 4437.6588 | 97.91% | 1.769% | 0.321% | 215.0731 | 0 | 0 | 215.0731 | 0 | 186.6975 | 17.4195 | 10.7177 | 186.6975 | 17.4195 | 10.7177 | 218.2515 | 20.3636 | 10.7177 | 4.847% | 0.095775 | 0.091035 | 46334.0144 | 3458.4519 | 909.4055 | 41966.157 | 46384.4455 | 0 | 0 | 46384.4455 | 0.007092%
2028 | 240 | 240-2006R | Tier-3 | Tier-3---12 | 4--5 | 538 | 100% | 3742.5721 | 99.07% | 0.7558% | 0.1785% | 183.5266 | 0 | 0 | 183.5266 | 0 | 159.313 | 8.9254 | 17.8493 | 159.313 | 8.9254 | 17.8493 | 186.2387 | 10.4339 | 17.8493 | 4.904% | 0.06999 | 0.066526 | 53472.8025 | 3048.802 | 469.1943 | 49954.8062 | 53498.8189 | 0 | 0 | 53498.8189 | 0.006052%
2028 | 240 | 240-2032R | Tier-3 | Tier-3---12 | 5--5 | 555 | 100% | 3665.7351 | 96.82% | 2.929% | 0.2538% | 175.6782 | 0 | 0 | 175.6782 | 0 | 152.5001 | 9.2075 | 16.5627 | 152.5001 | 9.2075 | 16.5627 | 178.2744 | 10.7636 | 16.5627 | 4.792% | 0.12278 | 0.1167 | 29856.9037 | 1779.6717 | 868.2863 | 27208.9457 | 29906.3959 | 0 | 0 | 29906.3959 | 0.005793%
2028 | 242 | 242-1426F | Tier-2 | Tier-2---10 | 5--4 | 301 | 100% | 960.3446 | 65.96% | 33.81% | 0.2324% | 31.3551 | 0 | 0 | 31.3551 | 0 | 27.2182 | 4.9936 | 5.4506 | 27.2182 | 4.9936 | 5.4506 | 31.8184 | 5.8376 | 5.4506 | 3.265% | 0.10724 | 0.10194 | 8954.7461 | 551.4319 | 2822.7975 | 5580.5167 | 9113.4933 | 0 | 0 | 9113.4933 | 0.001034%
2028 | 243 | 243-14R | Tier-2 | Tier-2---11 | 4--4 | 1 | 100% | 404.2589 | 29.5% | 68.39% | 2.113% | 5.9029 | 0 | 0 | 5.9029 | 0 | 5.1241 | 0.01659 | 308.8664 | 5.1241 | 0.01659 | 308.8664 | 5.9901 | 0.019394 | 308.8664 | 1.46% | 0.066445 | 0.063156 | 6084.1314 | 161.5554 | 4142.9 | 1779.6759 | 6307.5143 | 0 | 0 | 6307.5143 | 0.0001947%
2028 | 246 | 246-34R | Tier-3 | Tier-3---12 | 4--5 | 883 | 100% | 3387.0058 | 94.54% | 5.197% | 0.2577% | 158.5107 | 0 | 0 | 158.5107 | 0 | 137.5976 | 14.649 | 9.393 | 137.5976 | 14.649 | 9.393 | 160.8532 | 17.1248 | 9.393 | 4.68% | 0.070488 | 0.066999 | 48050.8143 | 3484.7024 | 2545.4197 | 42020.6922 | 48187.325 | 0 | 0 | 48187.325 | 0.005227%
2028 | 247 | 247-46 | Tier-3 | Tier-3---16 | 4--5 | 296 | 100% | 1360.3328 | 92.51% | 7.186% | 0.3009% | 62.2952 | 0 | 0 | 62.2952 | 0 | 54.0763 | 4.9106 | 11.0121 | 54.0763 | 4.9106 | 11.0121 | 63.2158 | 5.7406 | 11.0121 | 4.579% | 0.045228 | 0.04299 | 30076.9614 | 1732.65 | 2090.3581 | 26253.9533 | 30194.2294 | 0 | 0 | 30194.2294 | 0.002054%
2028 | 247 | 247-48 | Tier-2 | Tier-2---16 | 3--3 | 20 | 100% | 105.2026 | 98.18% | 1.532% | 0.2854% | 5.1129 | 0 | 0 | 5.1129 | 0 | 4.4383 | 0.3318 | 13.3765 | 4.4383 | 0.3318 | 13.3765 | 5.1885 | 0.38788 | 13.3765 | 4.86% | 0.026216 | 0.024918 | 4012.9756 | 252.6865 | 61.3538 | 3698.9353 | 4016.7732 | 0 | 0 | 4016.7732 | 0.0001686%
2028 | 249 | 249-24R | Tier-3 | Tier-3---12 | 5--5 | 641 | 100% | 3753.23 | 95.85% | 3.876% | 0.273% | 178.0768 | 0 | 0 | 178.0768 | 0 | 154.5823 | 10.6342 | 14.5363 | 154.5823 | 10.6342 | 14.5363 | 180.7085 | 12.4315 | 14.5363 | 4.745% | 0.10094 | 0.09594 | 37183.961 | 2746.2949 | 1426.8186 | 33010.8475 | 37264.3032 | 0 | 0 | 37264.3032 | 0.005872%
2028 | 252 | 252-129 | Tier-2 | Tier-2---18 | 3--3 | 9 | 100% | 49.4853 | 86.66% | 6.71% | 6.626% | 2.1229 | 0 | 0 | 2.1229 | 0 | 1.8428 | 0.14931 | 12.342 | 1.8428 | 0.14931 | 12.342 | 2.1542 | 0.17455 | 12.342 | 4.29% | 0.02391 | 0.022726 | 2069.6845 | 157.0487 | 250.675 | 1661.9608 | 2084.0584 | 0 | 0 | 2084.0584 | 7e-05%
2028 | 280 | 280-24AE | Tier-2 | Tier-2---12 | 4--4 | 6 | 100% | 365.7885 | 3.145% | 96.42% | 0.4381% | 0.56941 | 0 | 0 | 0.56941 | 0 | 0.49428 | 0.09954 | 4.9656 | 0.49428 | 0.09954 | 4.9656 | 0.57782 | 0.11636 | 4.9656 | 0.1557% | 0.037093 | 0.035257 | 9861.3901 | 30.6801 | 8936.1104 | 894.5997 | 10358.7999 | 0 | 0 | 10358.7999 | 1.878e-05%
2028 | 283 | 283-55R | Tier-3 | Tier-3---9 | 5--5 | 109 | 100% | 5299.6344 | 98.55% | 1.37% | 0.07601% | 258.5396 | 0 | 0 | 258.5396 | 0 | 224.4292 | 1.8083 | 124.1098 | 224.4292 | 1.8083 | 124.1098 | 262.3603 | 2.1139 | 124.1098 | 4.878% | 0.20157 | 0.19159 | 26291.5727 | 1578.5747 | 367.1447 | 24345.8532 | 26311.366 | 0 | 0 | 26311.366 | 0.008526%
2028 | 283 | 283-71F | Tier-3 | Tier-3---13 | 5--4 | 284 | 100% | 2013.5901 | 87.8% | 12.03% | 0.1689% | 87.5136 | 0 | 0 | 87.5136 | 0 | 75.9675 | 4.7116 | 16.1236 | 75.9675 | 4.7116 | 16.1236 | 88.8068 | 5.5079 | 16.1236 | 4.346% | 0.19011 | 0.1807 | 10591.4545 | 557.9915 | 1165.201 | 8868.2619 | 10658.7421 | 0 | 0 | 10658.7421 | 0.002886%
2028 | 288 | 288-149R | Tier-2 | Tier-2---12 | 3--5 | 1 | 100% | 481.2843 | 94.31% | 4.95% | 0.7414% | 22.4677 | 0 | 0 | 22.4677 | 0 | 19.5034 | 0.01659 | 1175.6105 | 19.5034 | 0.01659 | 1175.6105 | 22.7997 | 0.019394 | 1175.6105 | 4.668% | 0.02124 | 0.020188 | 22659.7646 | 1431.5945 | 1401.7291 | 19826.4409 | 22726.928 | 0 | 0 | 22726.928 | 0.0007409%
2028 | 288 | 288-2375R | Tier-2 | Tier-2---19 | 2--4 | 18 | 100% | 41.8014 | 98.23% | 1.253% | 0.5152% | 2.0326 | 0 | 0 | 2.0326 | 0 | 1.7644 | 0.29862 | 5.9085 | 1.7644 | 0.29862 | 5.9085 | 2.0626 | 0.34909 | 5.9085 | 4.862% | 0.0067116 | 0.0063794 | 6228.2316 | 404.3218 | 163.6113 | 5660.2985 | 6233.9673 | 0 | 0 | 6233.9673 | 6.703e-05%
2028 | 288 | 288-2380F | Tier-2 | Tier-2---12 | 4--5 | 375 | 100% | 550.61 | 92.88% | 6.93% | 0.1872% | 25.3153 | 0 | 0 | 25.3153 | 0 | 21.9753 | 6.2213 | 3.5323 | 21.9753 | 6.2213 | 3.5323 | 25.6894 | 7.2727 | 3.5323 | 4.598% | 0.030344 | 0.028842 | 18145.5978 | 1033.7393 | 1202.5384 | 15909.3201 | 18212.8585 | 0 | 0 | 18212.8585 | 0.0008348%
2028 | 296 | 296-68F | Tier-2 | Tier-2---21 | 1--2 | 62 | 100% | 3.2301 | 78.97% | 0% | 21.03% | 0.12626 | 0 | 0 | 0.12626 | 0 | 0.1096 | 1.0286 | 0.10656 | 0.1096 | 1.0286 | 0.10656 | 0.12813 | 1.2024 | 0.10656 | 3.909% | 0.0027146 | 0.0025802 | 1189.8836 | 167.1479 | 356.0476 | 666.6881 | 1202.9164 | 0 | 0 | 1202.9164 | 4.164e-06%
2028 | 300 | 300-483F | Tier-2 | Tier-2---12 | 3--5 | 63 | 100% | 458.7821 | 99.48% | 0% | 0.5194% | 22.5918 | 0 | 0 | 22.5918 | 0 | 19.6111 | 1.0452 | 18.7636 | 19.6111 | 1.0452 | 18.7636 | 22.9256 | 1.2218 | 18.7636 | 4.924% | 0.018397 | 0.017486 | 24937.8732 | 2129.049 | 117.6547 | 22691.1695 | 24944.6182 | 0 | 0 | 24944.6182 | 0.000745%
2028 | 300 | 300-484F | Tier-2 | Tier-2---9 | 4--5 | 269 | 100% | 754.1323 | 92.41% | 6.882% | 0.7076% | 34.4965 | 0 | 0 | 34.4965 | 0 | 29.9452 | 4.4627 | 6.7101 | 29.9452 | 4.4627 | 6.7101 | 35.0063 | 5.217 | 6.7101 | 4.574% | 0.039922 | 0.037946 | 18890.1433 | 1189.4361 | 2104.6022 | 15596.105 | 18964.8043 | 0 | 0 | 18964.8043 | 0.001138%
2028 | 307 | 307-1538F | Tier-2 | Tier-2---7 | 5--5 | 521 | 100% | 2407.2332 | 91.07% | 8.863% | 0.06623% | 108.5181 | 0 | 0 | 108.5181 | 0 | 94.2008 | 8.6434 | 10.8986 | 94.2008 | 8.6434 | 10.8986 | 110.1218 | 10.1042 | 10.8986 | 4.508% | 0.10098 | 0.09598 | 23839.1374 | 1161.7116 | 1913.71 | 20763.7158 | 23949.9932 | 0 | 0 | 23949.9932 | 0.003579%
2028 | 307 | 307-234R | Tier-2 | Tier-2---4 | 5--5 | 1014 | 100% | 4762.848 | 95.55% | 4.384% | 0.07015% | 225.2596 | 0 | 0 | 225.2596 | 0 | 195.54 | 16.8223 | 11.6239 | 195.54 | 16.8223 | 11.6239 | 228.5885 | 19.6654 | 11.6239 | 4.73% | 0.11001 | 0.10456 | 43295.9421 | 2235.6738 | 1794.1526 | 39266.1157 | 43396.3748 | 0 | 0 | 43396.3748 | 0.007428%
2028 | 308 | 308-485AE | Tier-2 | Tier-2---15 | 4--3 | 5 | 100% | 157.9773 | 2.775% | 96.6% | 0.6237% | 0.217 | 0 | 0 | 0.217 | 0 | 0.18837 | 0.08295 | 2.2708 | 0.18837 | 0.08295 | 2.2708 | 0.2202 | 0.09697 | 2.2708 | 0.1374% | 0.034738 | 0.033018 | 4547.6785 | 18.1382 | 4090.2999 | 439.2404 | 4777.9399 | 0 | 0 | 4777.9399 | 7.156e-06%
2028 | 308 | 308-486AE | Tier-2 | Tier-2---16 | 4--3 | 2 | 100% | 164.6778 | 2.383% | 96.2% | 1.419% | 0.19428 | 0 | 0 | 0.19428 | 0 | 0.16865 | 0.03318 | 5.0829 | 0.16865 | 0.03318 | 5.0829 | 0.19715 | 0.038788 | 5.0829 | 0.118% | 0.040279 | 0.038285 | 4088.4689 | 14.0784 | 3700.9466 | 373.4439 | 4296.3129 | 0 | 0 | 4296.3129 | 6.407e-06%
2028 | 308 | 308-563AE | Tier-2 | Tier-2---18 | 4--3 | 16 | 100% | 95.5263 | 19.37% | 79.9% | 0.729% | 0.91613 | 0 | 0 | 0.91613 | 0 | 0.79526 | 0.26544 | 2.996 | 0.79526 | 0.26544 | 2.996 | 0.92967 | 0.3103 | 2.996 | 0.959% | 0.03316 | 0.031518 | 2880.805 | 81.2813 | 2130.9308 | 668.5929 | 3001.7645 | 0 | 0 | 3001.7645 | 3.021e-05%
2028 | 311 | 311-1163F | Tier-2 | Tier-2---18 | 3--3 | 5 | 100% | 46.1951 | 84.69% | 14.76% | 0.5474% | 1.9366 | 0 | 0 | 1.9366 | 0 | 1.6811 | 0.08295 | 20.2667 | 1.6811 | 0.08295 | 20.2667 | 1.9653 | 0.09697 | 20.2667 | 4.192% | 0.018623 | 0.017701 | 2480.5668 | 135.3403 | 1292.4644 | 1052.7621 | 2500.341 | 0 | 0 | 2500.341 | 6.386e-05%
2028 | 311 | 311-1199 | Tier-2 | Tier-2---20 | 3--2 | 34 | 100% | 15.6056 | 49.38% | 48.09% | 2.529% | 0.38147 | 0 | 0 | 0.38147 | 0 | 0.33114 | 0.56406 | 0.58707 | 0.33114 | 0.56406 | 0.58707 | 0.38711 | 0.65939 | 0.58707 | 2.444% | 0.018336 | 0.017428 | 851.1013 | 34.5086 | 499.3326 | 317.2601 | 873.5365 | 0 | 0 | 873.5365 | 1.258e-05%
2028 | 311 | 311-14R | Tier-2 | Tier-2---14 | 3--4 | 22 | 100% | 278.652 | 16.28% | 83.57% | 0.1501% | 2.2455 | 0 | 0 | 2.2455 | 0 | 1.9492 | 0.36498 | 5.3407 | 1.9492 | 0.36498 | 5.3407 | 2.2787 | 0.42667 | 5.3407 | 0.8058% | 0.018935 | 0.017998 | 14715.9264 | 172.6193 | 12298.8098 | 2244.4973 | 15357.5365 | 0 | 0 | 15357.5365 | 7.405e-05%
2028 | 311 | 311-43 | Tier-2 | Tier-2---15 | 3--4 | 347 | 100% | 159.8581 | 2.339% | 95.81% | 1.853% | 0.18508 | 0 | 0 | 0.18508 | 0 | 0.16067 | 5.7567 | 0.027909 | 0.16067 | 5.7567 | 0.027909 | 0.18782 | 6.7297 | 0.027909 | 0.1158% | 0.027937 | 0.026554 | 5722.0498 | 11.5831 | 5135.5481 | 574.9186 | 6013.0719 | 0 | 0 | 6013.0719 | 6.103e-06%
2028 | 312 | 312-14F | Tier-2 | Tier-2---14 | 3--4 | 50 | 100% | 202.1236 | 0.1514% | 99.59% | 0.26% | 0.015143 | 0 | 0 | 0.015143 | 0 | 0.013145 | 0.8295 | 0.015847 | 0.013145 | 0.8295 | 0.015847 | 0.015367 | 0.9697 | 0.015847 | 0.007492% | 0.018868 | 0.017934 | 10712.5091 | 14.4007 | 9656.8656 | 1041.2427 | 11269.5492 | 0 | 0 | 11269.5492 | 4.994e-07%
2028 | 315 | 315-1192F | Tier-2 | Tier-2---19 | 1--4 | 8 | 100% | 14.6681 | 98.1% | 0% | 1.899% | 0.71228 | 0 | 0 | 0.71228 | 0 | 0.61831 | 0.13272 | 4.6587 | 0.61831 | 0.13272 | 4.6587 | 0.72281 | 0.15515 | 4.6587 | 4.856% | 0.0015284 | 0.0014527 | 9597.0285 | 5939.5807 | 177.2043 | 3480.2435 | 9606.5199 | 0 | 0 | 9606.5199 | 2.349e-05%
2028 | 315 | 315-485AE | Tier-2 | Tier-2---14 | 2--5 | 424 | 100% | 209.8559 | 99.5% | 0% | 0.498% | 10.3361 | 0 | 0 | 10.3361 | 0 | 8.9724 | 7.0342 | 1.2756 | 8.9724 | 7.0342 | 1.2756 | 10.4889 | 8.223 | 1.2756 | 4.925% | 0.00637 | 0.0060547 | 32944.4153 | 9136.3077 | 189.8424 | 23618.2652 | 32952.9593 | 0 | 0 | 32952.9593 | 0.0003408%
2028 | 350 | 350-2182R | Tier-2 | Tier-2---13 | 4--3 | 17 | 100% | 302.428 | 99.27% | 0.6612% | 0.06922% | 14.8608 | 0 | 0 | 14.8608 | 0 | 12.9002 | 0.28203 | 45.7404 | 12.9002 | 0.28203 | 45.7404 | 15.0805 | 0.3297 | 45.7404 | 4.914% | 0.068991 | 0.065576 | 4383.5865 | 235.806 | 28.4753 | 4119.3053 | 4385.2539 | 0 | 0 | 4385.2539 | 0.0004901%
2028 | 350 | 350-2188R | Tier-2 | Tier-2---5 | 5--5 | 2015 | 100% | 3602.0119 | 95.48% | 4.084% | 0.4314% | 170.2488 | 0 | 0 | 170.2488 | 0 | 147.7871 | 33.4289 | 4.4209 | 147.7871 | 33.4289 | 4.4209 | 172.7648 | 39.0787 | 4.4209 | 4.726% | 0.15121 | 0.14373 | 23821.2544 | 1424.0323 | 987.3799 | 21409.8422 | 23877.2694 | 0 | 0 | 23877.2694 | 0.005614%
2028 | 350 | 350-2192R | Tier-2 | Tier-2---2 | 5--5 | 2337 | 100% | 13871.6222 | 98.14% | 1.698% | 0.1643% | 673.8553 | 0 | 0 | 673.8553 | 0 | 584.9503 | 38.7709 | 15.0874 | 584.9503 | 38.7709 | 15.0874 | 683.8136 | 45.3236 | 15.0874 | 4.858% | 0.18928 | 0.17991 | 73287.5708 | 4711.7972 | 1323.9814 | 67251.7922 | 73358.6632 | 0 | 0 | 73358.6632 | 0.02222%
2028 | 350 | 350-2196R | Tier-2 | Tier-2---5 | 5--5 | 2775 | 100% | 5570.6857 | 96.99% | 2.589% | 0.4237% | 267.4423 | 0 | 0 | 267.4423 | 0 | 232.1573 | 46.0373 | 5.0428 | 232.1573 | 46.0373 | 5.0428 | 271.3946 | 53.8181 | 5.0428 | 4.801% | 0.19915 | 0.18929 | 27972.7323 | 1828.1512 | 784.4184 | 25360.1626 | 28016.6156 | 0 | 0 | 28016.6156 | 0.008819%
2028 | 350 | 350-2201R | Tier-3 | Tier-3---4 | 5--5 | 1107 | 100% | 13521.7454 | 99.28% | 0.6466% | 0.06915% | 664.5359 | 0 | 0 | 664.5359 | 0 | 576.8605 | 18.3651 | 31.4106 | 576.8605 | 18.3651 | 31.4106 | 674.3565 | 21.4691 | 31.4106 | 4.915% | 0.1241 | 0.11796 | 108955.4795 | 7800.4897 | 724.3656 | 100430.6241 | 108996.0903 | 0 | 0 | 108996.0903 | 0.02191%
2028 | 350 | 350-41R | Tier-2 | Tier-2---3 | 5--5 | 1576 | 100% | 11201.3889 | 98.88% | 1.023% | 0.1021% | 548.2325 | 0 | 0 | 548.2325 | 0 | 475.9015 | 26.1459 | 18.2018 | 475.9015 | 26.1459 | 18.2018 | 556.3343 | 30.5648 | 18.2018 | 4.894% | 0.12896 | 0.12258 | 86857.3847 | 6899.4834 | 1125.7731 | 78832.1281 | 86908.2599 | 0 | 0 | 86908.2599 | 0.01808%
2028 | 351 | 351-819R | Tier-2 | Tier-2---1 | 5--5 | 1026 | 100% | 23517.4276 | 99.25% | 0.716% | 0.03401% | 1155.3817 | 0 | 0 | 1155.3817 | 0 | 1002.9466 | 17.0214 | 58.9228 | 1002.9466 | 17.0214 | 58.9228 | 1172.456 | 19.8982 | 58.9228 | 4.913% | 0.14376 | 0.13664 | 163589.7091 | 16623.6975 | 1146.1775 | 145819.834 | 163653.6056 | 0 | 0 | 163653.6056 | 0.0381%
2028 | 351 | 351-871R | Tier-3 | Tier-3---6 | 5--5 | 243 | 100% | 9144.3124 | 99.73% | 0.2371% | 0.03256% | 451.4229 | 0 | 0 | 451.4229 | 0 | 391.8645 | 4.0314 | 97.2037 | 391.8645 | 4.0314 | 97.2037 | 458.094 | 4.7127 | 97.2037 | 4.937% | 0.11468 | 0.109 | 79737.0821 | 3947.9048 | 194.739 | 75594.4383 | 79748.2799 | 0 | 0 | 79748.2799 | 0.01489%
2028 | 352 | 352-27R | Tier-3 | Tier-3---2 | 5--5 | 1556 | 100% | 18614.1823 | 99.36% | 0.5928% | 0.04664% | 915.5099 | 0 | 0 | 915.5099 | 0 | 794.7222 | 25.8141 | 30.7864 | 794.7222 | 25.8141 | 30.7864 | 929.0394 | 30.1769 | 30.7864 | 4.918% | 0.11814 | 0.11229 | 157566.7738 | 12769.0481 | 931.5035 | 143866.2223 | 157619.2477 | 0 | 0 | 157619.2477 | 0.03019%
2028 | 353 | 353-1429R | Tier-2 | Tier-2---6 | 5--5 | 951 | 100% | 9221.8022 | 97.49% | 2.457% | 0.05523% | 445.0117 | 0 | 0 | 445.0117 | 0 | 386.2992 | 15.7771 | 24.4848 | 386.2992 | 15.7771 | 24.4848 | 451.5881 | 18.4436 | 24.4848 | 4.826% | 0.12141 | 0.1154 | 75954.4937 | 7030.6458 | 1796.1724 | 67127.6756 | 76053.8635 | 0 | 0 | 76053.8635 | 0.01467%
2028 | 353 | 353-593F | Tier-2 | Tier-2---7 | 5--5 | 266 | 100% | 2519.0591 | 99.18% | 0.76% | 0.05848% | 123.6728 | 0 | 0 | 123.6728 | 0 | 107.356 | 4.4129 | 24.3275 | 107.356 | 4.4129 | 24.3275 | 125.5004 | 5.1588 | 24.3275 | 4.909% | 0.10537 | 0.10016 | 23906.1611 | 1223.3222 | 175.0584 | 22507.7804 | 23916.3516 | 0 | 0 | 23916.3516 | 0.004078%
2028 | 353 | 353-594F | Tier-2 | Tier-2---7 | 5--5 | 93 | 100% | 2215.6498 | 99.93% | 0.02983% | 0.0378% | 109.6005 | 0 | 0 | 109.6005 | 0 | 95.1404 | 1.5429 | 61.6645 | 95.1404 | 1.5429 | 61.6645 | 111.2202 | 1.8036 | 61.6645 | 4.947% | 0.10216 | 0.097099 | 21688.8427 | 1103.6586 | 13.4163 | 20571.7678 | 21689.6065 | 0 | 0 | 21689.6065 | 0.003614%
2028 | 353 | 353-900F | Tier-2 | Tier-2---8 | 5--5 | 172 | 100% | 1991.3582 | 88.69% | 11.27% | 0.03442% | 87.4279 | 0 | 0 | 87.4279 | 0 | 75.8931 | 2.8535 | 26.5967 | 75.8931 | 2.8535 | 26.5967 | 88.7199 | 3.3358 | 26.5967 | 4.39% | 0.10085 | 0.09586 | 19745.2341 | 886.6093 | 2040.7127 | 16817.9121 | 19861.49 | 0 | 0 | 19861.49 | 0.002883%
2028 | 353 | 353-901F | Tier-2 | Tier-2---4 | 5--5 | 138 | 100% | 4555.6189 | 94.3% | 5.656% | 0.04182% | 212.6544 | 0 | 0 | 212.6544 | 0 | 184.5979 | 2.2894 | 80.6308 | 184.5979 | 2.2894 | 80.6308 | 215.797 | 2.6764 | 80.6308 | 4.668% | 0.10618 | 0.10093 | 42903.6289 | 2997.2951 | 2229.1196 | 37677.2142 | 43030.9365 | 0 | 0 | 43030.9365 | 0.007013%
2028 | 353 | 353-902F | Tier-2 | Tier-2---11 | 5--3 | 50 | 100% | 465.1006 | 62.84% | 37.09% | 0.07221% | 14.4673 | 0 | 0 | 14.4673 | 0 | 12.5585 | 0.8295 | 15.1399 | 12.5585 | 0.8295 | 15.1399 | 14.6811 | 0.9697 | 15.1399 | 3.111% | 0.098854 | 0.093961 | 4704.9245 | 153.014 | 1593.6445 | 2958.266 | 4795.9754 | 0 | 0 | 4795.9754 | 0.0004771%
2028 | 353 | 353-904R | Tier-2 | Tier-2---3 | 5--5 | 379 | 100% | 13534.4067 | 99.43% | 0.528% | 0.03951% | 666.1513 | 0 | 0 | 666.1513 | 0 | 578.2628 | 6.2876 | 91.9685 | 578.2628 | 6.2876 | 91.9685 | 675.9958 | 7.3503 | 91.9685 | 4.922% | 0.12577 | 0.11955 | 107611.5054 | 6762.2295 | 951.3386 | 99897.9374 | 107643.3077 | 0 | 0 | 107643.3077 | 0.02197%
2028 | 354 | 354-1706R | Tier-2 | Tier-2---1 | 5--5 | 1602 | 100% | 20510.2592 | 99.17% | 0.7728% | 0.06052% | 1006.7977 | 0 | 0 | 1006.7977 | 0 | 873.9661 | 26.5772 | 32.884 | 873.9661 | 26.5772 | 32.884 | 1021.6763 | 31.0691 | 32.884 | 4.909% | 0.13939 | 0.13249 | 147143.8192 | 11695.5249 | 1352.7634 | 134095.5309 | 147207.6742 | 0 | 0 | 147207.6742 | 0.0332%
2028 | 354 | 354-24AE | Tier-2 | Tier-2---4 | 4--5 | 226 | 100% | 3653.654 | 88.54% | 11.39% | 0.07412% | 160.1222 | 0 | 0 | 160.1222 | 0 | 138.9965 | 3.7493 | 37.0722 | 138.9965 | 3.7493 | 37.0722 | 162.4885 | 4.383 | 37.0722 | 4.383% | 0.080555 | 0.076567 | 45356.2427 | 2136.2059 | 4816.4156 | 38403.6212 | 45627.0334 | 0 | 0 | 45627.0334 | 0.00528%
2028 | 355 | 355-41R | Tier-2 | Tier-2---6 | 4--5 | 580 | 100% | 7500.5861 | 98.5% | 1.439% | 0.05987% | 365.7128 | 0 | 0 | 365.7128 | 0 | 317.4625 | 9.6222 | 32.9927 | 317.4625 | 9.6222 | 32.9927 | 371.1173 | 11.2485 | 32.9927 | 4.876% | 0.092253 | 0.087687 | 81304.346 | 4273.0126 | 1113.8309 | 75917.5024 | 81367.8246 | 0 | 0 | 81367.8246 | 0.01206%
2028 | 355 | 355-65R | Tier-2 | Tier-2---21 | 1--2 | 2 | 100% | 0.06699 | 46.11% | 0% | 53.89% | 0.0015289 | 0 | 0 | 0.0015289 | 0 | 0.0013272 | 0.03318 | 0.039999 | 0.0013272 | 0.03318 | 0.039999 | 0.0015515 | 0.038788 | 0.039999 | 2.282% | 7.02e-05 | 6.6725e-05 | 954.2713 | 48.1782 | 467.1903 | 438.9028 | 981.0548 | 0 | 0 | 981.0548 | 5.042e-08%
2028 | 355 | 355-6R | Tier-2 | Tier-2---7 | 4--5 | 248 | 100% | 1698.7097 | 79.94% | 19.99% | 0.07228% | 67.2176 | 0 | 0 | 67.2176 | 0 | 58.3493 | 4.1143 | 14.182 | 58.3493 | 4.1143 | 14.182 | 68.211 | 4.8097 | 14.182 | 3.957% | 0.074333 | 0.070654 | 22852.699 | 968.4345 | 4228.7096 | 17655.5548 | 23091.4486 | 0 | 0 | 23091.4486 | 0.002217%
2028 | 356 | 356-16R | Tier-2 | Tier-2---4 | 4--5 | 346 | 100% | 5437.4375 | 98.14% | 1.781% | 0.0775% | 264.1505 | 0 | 0 | 264.1505 | 0 | 229.2998 | 5.7401 | 39.9467 | 229.2998 | 5.7401 | 39.9467 | 268.0541 | 6.7103 | 39.9467 | 4.858% | 0.090754 | 0.086262 | 59914.026 | 4577.5093 | 1354.7623 | 53981.7544 | 59972.0203 | 0 | 0 | 59972.0203 | 0.008711%
2028 | 356 | 356-19R | Tier-3 | Tier-3---8 | 5--5 | 1320 | 100% | 16012.7864 | 97.76% | 2.145% | 0.09187% | 774.9006 | 0 | 0 | 774.9006 | 0 | 672.6642 | 21.8988 | 30.7169 | 672.6642 | 21.8988 | 30.7169 | 786.3521 | 25.6 | 30.7169 | 4.839% | 0.16775 | 0.15945 | 95453.8626 | 6567.3724 | 2023.3951 | 86863.0951 | 95565.0716 | 0 | 0 | 95565.0716 | 0.02555%
2028 | 356 | 356-30AE | Tier-3 | Tier-3---6 | 5--5 | 1086 | 100% | 9294.6751 | 95.41% | 4.438% | 0.1505% | 438.9762 | 0 | 0 | 438.9762 | 0 | 381.0599 | 18.0168 | 21.1503 | 381.0599 | 18.0168 | 21.1503 | 445.4634 | 21.0618 | 21.1503 | 4.723% | 0.14106 | 0.13408 | 65892.3901 | 4765.339 | 2823.4514 | 58303.5997 | 66049.8398 | 0 | 0 | 66049.8398 | 0.01448%
2028 | 357 | 357-1147R | Tier-2 | Tier-2---10 | 5--4 | 47 | 100% | 1251.1758 | 99.06% | 0.8754% | 0.0621% | 61.3526 | 0 | 0 | 61.3526 | 0 | 53.258 | 0.77973 | 68.3031 | 53.258 | 0.77973 | 68.3031 | 62.2592 | 0.91151 | 68.3031 | 4.904% | 0.14287 | 0.1358 | 8757.5771 | 445.3445 | 75.5026 | 8236.73 | 8761.8529 | 0 | 0 | 8761.8529 | 0.002023%
2028 | 357 | 357-1299R | Tier-3 | Tier-3---9 | 5--5 | 50 | 100% | 5098.7328 | 99.68% | 0.2892% | 0.03002% | 251.5816 | 0 | 0 | 251.5816 | 0 | 218.3892 | 0.8295 | 263.2779 | 218.3892 | 0.8295 | 263.2779 | 255.2995 | 0.9697 | 263.2779 | 4.934% | 0.2409 | 0.22898 | 21164.9633 | 1447.3151 | 61.817 | 19655.8313 | 21168.4818 | 0 | 0 | 21168.4818 | 0.008296%
2028 | 357 | 357-2047F | Tier-2 | Tier-2---10 | 5--4 | 10 | 100% | 878.9304 | 95.49% | 4.482% | 0.03213% | 41.5429 | 0 | 0 | 41.5429 | 0 | 36.0619 | 0.1659 | 217.3714 | 36.0619 | 0.1659 | 217.3714 | 42.1568 | 0.19394 | 217.3714 | 4.727% | 0.14128 | 0.13429 | 6221.0361 | 308.2981 | 257.2191 | 5655.5189 | 6235.6624 | 0 | 0 | 6235.6624 | 0.00137%
2028 | 357 | 357-2049F | Tier-3 | Tier-3---8 | 5--5 | 489 | 100% | 16869.708 | 98.79% | 1.184% | 0.02933% | 824.9167 | 0 | 0 | 824.9167 | 0 | 716.0815 | 8.1125 | 88.2687 | 716.0815 | 8.1125 | 88.2687 | 837.1074 | 9.4836 | 88.2687 | 4.89% | 0.18286 | 0.17381 | 92253.2607 | 6177.0068 | 1029.1992 | 85047.0547 | 92311.5642 | 0 | 0 | 92311.5642 | 0.0272%
2028 | 357 | 357-45R | Tier-3 | Tier-3---8 | 5--5 | 938 | 100% | 17696.7525 | 97.47% | 2.478% | 0.04808% | 853.8638 | 0 | 0 | 853.8638 | 0 | 741.2094 | 15.5614 | 47.6312 | 741.2094 | 15.5614 | 47.6312 | 866.4823 | 18.1915 | 47.6312 | 4.825% | 0.18538 | 0.1762 | 95462.1405 | 7644.6992 | 2293.6368 | 85523.8045 | 95587.7082 | 0 | 0 | 95587.7082 | 0.02816%
2028 | 357 | 357-50R | Tier-3 | Tier-3---4 | 5--5 | 1053 | 100% | 10432.4887 | 97.04% | 2.884% | 0.07824% | 501.113 | 0 | 0 | 501.113 | 0 | 434.9987 | 17.4693 | 24.9008 | 434.9987 | 17.4693 | 24.9008 | 508.5185 | 20.4218 | 24.9008 | 4.803% | 0.14913 | 0.14175 | 69957.1689 | 5112.9004 | 1923.9041 | 62920.3645 | 70065.0754 | 0 | 0 | 70065.0754 | 0.01652%
2028 | 357 | 357-750R | Tier-2 | Tier-2---2 | 5--5 | 650 | 100% | 11757.6254 | 97.81% | 2.143% | 0.05143% | 569.2326 | 0 | 0 | 569.2326 | 0 | 494.131 | 10.7835 | 45.8228 | 494.131 | 10.7835 | 45.8228 | 577.6448 | 12.606 | 45.8228 | 4.841% | 0.171 | 0.16254 | 68756.8371 | 5466.8496 | 1394.351 | 61895.6365 | 68835.4024 | 0 | 0 | 68835.4024 | 0.01877%
2028 | 358 | 358-1175F | Tier-2 | Tier-2---11 | 5--3 | 29 | 100% | 599.5834 | 97.21% | 2.746% | 0.04768% | 28.8502 | 0 | 0 | 28.8502 | 0 | 25.0438 | 0.48111 | 52.0542 | 25.0438 | 0.48111 | 52.0542 | 29.2765 | 0.56242 | 52.0542 | 4.812% | 0.14195 | 0.13492 | 4224.0008 | 213.9489 | 108.6198 | 3901.4321 | 4230.1466 | 0 | 0 | 4230.1466 | 0.0009514%
2028 | 358 | 358-33 | Tier-3 | Tier-3---15 | 5--4 | 56 | 100% | 1344.6436 | 99.66% | 0.3079% | 0.03174% | 66.3338 | 0 | 0 | 66.3338 | 0 | 57.582 | 0.92904 | 61.9801 | 57.582 | 0.92904 | 61.9801 | 67.3141 | 1.0861 | 61.9801 | 4.933% | 0.14298 | 0.1359 | 9404.72 | 716.3629 | 33.2595 | 8655.0976 | 9406.3837 | 0 | 0 | 9406.3837 | 0.002187%
2028 | 358 | 358-682F | Tier-3 | Tier-3---3 | 5--5 | 437 | 100% | 37602.1184 | 98.59% | 1.386% | 0.02088% | 1835.1165 | 0 | 0 | 1835.1165 | 0 | 1593.0007 | 7.2498 | 219.7292 | 1593.0007 | 7.2498 | 219.7292 | 1862.236 | 8.4751 | 219.7292 | 4.88% | 0.54241 | 0.51556 | 69323.599 | 4080.8113 | 883.9511 | 64358.8366 | 69374.3945 | 0 | 0 | 69374.3945 | 0.06052%
2028 | 386 | 386-25R | Tier-2 | Tier-2---15 | 3--4 | 3 | 100% | 143.657 | 35.36% | 63.5% | 1.138% | 2.5144 | 0 | 0 | 2.5144 | 0 | 2.1827 | 0.04977 | 43.8554 | 2.1827 | 0.04977 | 43.8554 | 2.5516 | 0.058182 | 43.8554 | 1.75% | 0.019083 | 0.018138 | 7528.0087 | 324.419 | 4631.7185 | 2571.8712 | 7781.4266 | 0 | 0 | 7781.4266 | 8.292e-05%
2028 | 387 | 387-15 | Tier-3 | Tier-3---16 | 4--5 | 79 | 100% | 1455.0528 | 89.01% | 10.72% | 0.2619% | 64.1128 | 0 | 0 | 64.1128 | 0 | 55.6541 | 1.3106 | 42.4643 | 55.6541 | 1.3106 | 42.4643 | 65.0603 | 1.5321 | 42.4643 | 4.406% | 0.072601 | 0.069007 | 20041.7181 | 1414.1085 | 2071.8969 | 16555.7127 | 20156.3764 | 0 | 0 | 20156.3764 | 0.002114%
2028 | 393 | 393-14R | Tier-2 | Tier-2---10 | 5--4 | 87 | 100% | 924.8041 | 18.79% | 81.02% | 0.1888% | 8.6004 | 0 | 0 | 8.6004 | 0 | 7.4657 | 1.4433 | 5.1726 | 7.4657 | 1.4433 | 5.1726 | 8.7275 | 1.6873 | 5.1726 | 0.93% | 0.10079 | 0.095804 | 9175.2809 | 282.2453 | 6855.7873 | 2037.2483 | 9563.3384 | 0 | 0 | 9563.3384 | 0.0002836%
2028 | 396 | 396-699R | Tier-2 | Tier-2---5 | 5--5 | 1753 | 100% | 3136.9517 | 88.18% | 11.4% | 0.4202% | 136.9258 | 0 | 0 | 136.9258 | 0 | 118.8605 | 29.0823 | 4.087 | 118.8605 | 29.0823 | 4.087 | 138.9493 | 33.9975 | 4.087 | 4.365% | 0.15664 | 0.14888 | 20026.8881 | 1646.7402 | 2215.8438 | 16164.3042 | 20150.1614 | 0 | 0 | 20150.1614 | 0.004515%
2028 | 411 | 411-1873R | Tier-2 | Tier-2---7 | 4--5 | 728 | 100% | 1857.5393 | 97.83% | 1.797% | 0.3696% | 89.9563 | 0 | 0 | 89.9563 | 0 | 78.0879 | 12.0775 | 6.4656 | 78.0879 | 12.0775 | 6.4656 | 91.2856 | 14.1188 | 6.4656 | 4.843% | 0.04682 | 0.044503 | 39673.886 | 2968.3717 | 1138.6008 | 35566.9135 | 39718.6459 | 0 | 0 | 39718.6459 | 0.002966%
2028 | 411 | 411-30R | Tier-3 | Tier-3---6 | 5--5 | 1526 | 100% | 6370.0414 | 98.47% | 1.262% | 0.272% | 310.4797 | 0 | 0 | 310.4797 | 0 | 269.5166 | 25.3164 | 10.6459 | 269.5166 | 25.3164 | 10.6459 | 315.068 | 29.5951 | 10.6459 | 4.874% | 0.10309 | 0.09799 | 61789.3921 | 5810.5604 | 997.631 | 54981.2006 | 61838.7577 | 0 | 0 | 61838.7577 | 0.01024%
2028 | 411 | 411-47R | Tier-2 | Tier-2---9 | 4--5 | 68 | 100% | 1350.4062 | 95.97% | 3.342% | 0.6845% | 64.1539 | 0 | 0 | 64.1539 | 0 | 55.6898 | 1.1281 | 49.3651 | 55.6898 | 1.1281 | 49.3651 | 65.102 | 1.3188 | 49.3651 | 4.751% | 0.063274 | 0.060142 | 21342.1296 | 2028.2504 | 1280.5502 | 18033.3289 | 21386.8765 | 0 | 0 | 21386.8765 | 0.002116%
2028 | 434 | 434-301 | Tier-2 | Tier-2---17 | 1--5 | 115 | 100% | 70.6497 | 99.53% | 0% | 0.466% | 3.4809 | 0 | 0 | 3.4809 | 0 | 3.0216 | 1.9079 | 1.5838 | 3.0216 | 1.9079 | 1.5838 | 3.5323 | 2.2303 | 1.5838 | 4.927% | 0.003157 | 0.0030007 | 22378.7351 | 1649.9048 | 280.7681 | 20448.0622 | 22384.166 | 0 | 0 | 22384.166 | 0.0001148%
2028 | 441 | 441-23R | Tier-3 | Tier-3---11 | 5--4 | 376 | 100% | 3518.0204 | 97.45% | 2.468% | 0.07959% | 169.706 | 0 | 0 | 169.706 | 0 | 147.3159 | 6.2378 | 23.6165 | 147.3159 | 6.2378 | 23.6165 | 172.214 | 7.2921 | 23.6165 | 4.824% | 0.54783 | 0.52071 | 6421.7327 | 319.9827 | 139.6282 | 5962.1218 | 6430.2517 | 0 | 0 | 6430.2517 | 0.005596%
2028 | 441 | 441-279R | Tier-3 | Tier-3---18 | 5--2 | 48 | 100% | 582.1633 | 91.34% | 8.391% | 0.2732% | 26.3202 | 0 | 0 | 26.3202 | 0 | 22.8477 | 0.79632 | 28.6915 | 22.8477 | 0.79632 | 28.6915 | 26.7092 | 0.93091 | 28.6915 | 4.521% | 0.53527 | 0.50877 | 1087.6056 | 48.7403 | 75.2423 | 963.623 | 1092.5132 | 0 | 0 | 1092.5132 | 0.0008679%
2028 | 441 | 441-27R | Tier-3 | Tier-3---9 | 5--4 | 115 | 100% | 4750.1268 | 98% | 1.916% | 0.08125% | 230.4346 | 0 | 0 | 230.4346 | 0 | 200.0322 | 1.9079 | 104.8468 | 200.0322 | 1.9079 | 104.8468 | 233.8399 | 2.2303 | 104.8468 | 4.851% | 0.55752 | 0.52992 | 8520.0828 | 441.9883 | 150.5633 | 7927.5312 | 8528.9458 | 0 | 0 | 8528.9458 | 0.007599%
2028 | 441 | 441-30R | Tier-3 | Tier-3---9 | 5--4 | 63 | 100% | 5348.8774 | 98.57% | 1.364% | 0.06326% | 260.9896 | 0 | 0 | 260.9896 | 0 | 226.556 | 1.0452 | 216.7645 | 226.556 | 1.0452 | 216.7645 | 264.8465 | 1.2218 | 216.7645 | 4.879% | 0.55519 | 0.52771 | 9634.2631 | 496.8631 | 123.5008 | 9013.8993 | 9641.4258 | 0 | 0 | 9641.4258 | 0.008606%
2028 | 442 | 442-16R | Tier-3 | Tier-3---14 | 5--3 | 909 | 100% | 1834.9376 | 96.09% | 3.534% | 0.3793% | 87.2753 | 0 | 0 | 87.2753 | 0 | 75.7606 | 15.0803 | 5.0238 | 75.7606 | 15.0803 | 5.0238 | 88.565 | 17.6291 | 5.0238 | 4.756% | 0.45792 | 0.43525 | 4007.1227 | 182.139 | 134.5225 | 3690.4612 | 4015.2885 | 0 | 0 | 4015.2885 | 0.002878%
2028 | 442 | 442-46R | Tier-3 | Tier-3---19 | 5--1 | 31 | 100% | 88.141 | 1.745% | 98.17% | 0.08447% | 0.076128 | 0 | 0 | 0.076128 | 0 | 0.066084 | 0.51429 | 0.1285 | 0.066084 | 0.51429 | 0.1285 | 0.077253 | 0.60121 | 0.1285 | 0.08637% | 0.35092 | 0.33355 | 251.1714 | 0.48889 | 224.1015 | 26.581 | 264.0236 | 0 | 0 | 264.0236 | 2.51e-06%
2028 | 442 | 442-509R | Tier-3 | Tier-3---15 | 5--3 | 866 | 100% | 852.9261 | 84.92% | 14.72% | 0.3553% | 35.855 | 0 | 0 | 35.855 | 0 | 31.1245 | 14.367 | 2.1664 | 31.1245 | 14.367 | 2.1664 | 36.3849 | 16.7951 | 2.1664 | 4.204% | 0.36954 | 0.35125 | 2308.0588 | 110.4832 | 313.3685 | 1884.2071 | 2326.1793 | 0 | 0 | 2326.1793 | 0.001182%
2028 | 442 | 442-525 | Tier-3 | Tier-3---18 | 5--2 | 664 | 100% | 526.1263 | 57.95% | 41.57% | 0.4783% | 15.0927 | 0 | 0 | 15.0927 | 0 | 13.1015 | 11.0158 | 1.1893 | 13.1015 | 11.0158 | 1.1893 | 15.3158 | 12.8776 | 1.1893 | 2.869% | 0.36155 | 0.34365 | 1455.1925 | 55.7076 | 549.0709 | 850.414 | 1487.0575 | 0 | 0 | 1487.0575 | 0.0004977%
2028 | 442 | 442-728R | Tier-3 | Tier-3---5 | 5--5 | 1856 | 100% | 11572.221 | 88.48% | 11.4% | 0.1243% | 506.8142 | 0 | 0 | 506.8142 | 0 | 439.9478 | 30.7911 | 14.2882 | 439.9478 | 30.7911 | 14.2882 | 514.3039 | 35.9951 | 14.2882 | 4.38% | 0.35802 | 0.3403 | 32323.0144 | 2289.7277 | 3409.1909 | 26624.0958 | 32516.9947 | 0 | 0 | 32516.9947 | 0.01671%
2028 | 442 | 442-729 | Tier-3 | Tier-3---15 | 5--3 | 38 | 100% | 704.6091 | 96.62% | 3.132% | 0.2514% | 33.6979 | 0 | 0 | 33.6979 | 0 | 29.252 | 0.63042 | 46.4008 | 29.252 | 0.63042 | 46.4008 | 34.1959 | 0.73697 | 46.4008 | 4.782% | 0.36059 | 0.34274 | 1954.0299 | 88.7883 | 138.1468 | 1727.0948 | 1957.4733 | 0 | 0 | 1957.4733 | 0.001111%
2028 | 442 | 442-758F | Tier-3 | Tier-3---18 | 5--2 | 41 | 100% | 549.9829 | 98.93% | 0.9134% | 0.161% | 26.9317 | 0 | 0 | 26.9317 | 0 | 23.3784 | 0.68019 | 34.3704 | 23.3784 | 0.68019 | 34.3704 | 27.3297 | 0.79515 | 34.3704 | 4.897% | 0.35119 | 0.3338 | 1566.0749 | 78.3252 | 13.6628 | 1474.0869 | 1566.9511 | 0 | 0 | 1566.9511 | 0.0008881%
2028 | 442 | 442-764R | Tier-3 | Tier-3---18 | 5--2 | 289 | 100% | 474.7376 | 91.31% | 8.325% | 0.3651% | 21.4573 | 0 | 0 | 21.4573 | 0 | 18.6264 | 4.7945 | 3.8849 | 18.6264 | 4.7945 | 3.8849 | 21.7744 | 5.6048 | 3.8849 | 4.52% | 0.35448 | 0.33694 | 1339.2423 | 54.097 | 105.5502 | 1179.5951 | 1345.3033 | 0 | 0 | 1345.3033 | 0.0007076%
2028 | 442 | 442-780 | Tier-3 | Tier-3---19 | 5--1 | 204 | 100% | 141.3846 | 51% | 48.51% | 0.49% | 3.5693 | 0 | 0 | 3.5693 | 0 | 3.0984 | 3.3844 | 0.91551 | 3.0984 | 3.3844 | 0.91551 | 3.6221 | 3.9564 | 0.91551 | 2.525% | 0.34601 | 0.32888 | 408.6195 | 15.0224 | 181.372 | 212.2251 | 419.0465 | 0 | 0 | 419.0465 | 0.0001177%
2028 | 444 | 444-15R | Tier-2 | Tier-2---13 | 5--3 | 6 | 100% | 333.8465 | 96.62% | 2.31% | 1.072% | 15.9664 | 0 | 0 | 15.9664 | 0 | 13.8599 | 0.09954 | 139.2393 | 13.8599 | 0.09954 | 139.2393 | 16.2024 | 0.11636 | 139.2393 | 4.783% | 0.14886 | 0.14149 | 2242.6726 | 149.3607 | 69.2136 | 2024.0983 | 2246.6232 | 0 | 0 | 2246.6232 | 0.0005265%
2028 | 444 | 444-43R | Tier-2 | Tier-2---5 | 5--5 | 141 | 100% | 3413.8137 | 97.67% | 1.995% | 0.3352% | 165.0466 | 0 | 0 | 165.0466 | 0 | 143.2712 | 2.3392 | 61.2482 | 143.2712 | 2.3392 | 61.2482 | 167.4857 | 2.7345 | 61.2482 | 4.835% | 0.2124 | 0.20189 | 16072.3576 | 890.1063 | 476.3771 | 14705.8742 | 16091.8592 | 0 | 0 | 16091.8592 | 0.005443%
2028 | 444 | 444-9R | Tier-2 | Tier-2---11 | 5--3 | 594 | 100% | 571.2373 | 70.71% | 27.93% | 1.361% | 19.9936 | 0 | 0 | 19.9936 | 0 | 17.3558 | 9.8545 | 1.7612 | 17.3558 | 9.8545 | 1.7612 | 20.2891 | 11.52 | 1.7612 | 3.5% | 0.1488 | 0.14143 | 3839.0169 | 197.4513 | 1077.3117 | 2564.2539 | 3897.5795 | 0 | 0 | 3897.5795 | 0.0006593%
2028 | 445 | 445-1311R | Tier-3 | Tier-3---5 | 5--5 | 390 | 100% | 9632.5907 | 94.96% | 4.965% | 0.07823% | 452.7685 | 0 | 0 | 452.7685 | 0 | 393.0326 | 6.4701 | 60.7459 | 393.0326 | 6.4701 | 60.7459 | 459.4596 | 7.5636 | 60.7459 | 4.7% | 0.53792 | 0.51129 | 17907.0399 | 1026.0345 | 824.7437 | 16056.2617 | 17954.067 | 0 | 0 | 17954.067 | 0.01493%
2028 | 445 | 445-1325F | Tier-2 | Tier-2---2 | 5--4 | 252 | 100% | 7250.7229 | 96.11% | 3.805% | 0.08959% | 344.9322 | 0 | 0 | 344.9322 | 0 | 299.4236 | 4.1807 | 71.6207 | 299.4236 | 4.1807 | 71.6207 | 350.0296 | 4.8873 | 71.6207 | 4.757% | 0.57356 | 0.54517 | 12641.5766 | 694.1782 | 440.7081 | 11506.6903 | 12667.2174 | 0 | 0 | 12667.2174 | 0.01137%
2028 | 445 | 445-17R | Tier-2 | Tier-2---8 | 5--3 | 171 | 100% | 1603.5562 | 88.72% | 11.16% | 0.1231% | 70.4231 | 0 | 0 | 70.4231 | 0 | 61.1318 | 2.8369 | 21.5489 | 61.1318 | 2.8369 | 21.5489 | 71.4638 | 3.3164 | 21.5489 | 4.392% | 0.53426 | 0.50782 | 3001.4248 | 150.999 | 302.1467 | 2548.279 | 3019.055 | 0 | 0 | 3019.055 | 0.002322%
2028 | 445 | 445-18R | Tier-2 | Tier-2---2 | 5--5 | 454 | 100% | 10619.7967 | 95.69% | 4.18% | 0.1317% | 503.0122 | 0 | 0 | 503.0122 | 0 | 436.6473 | 7.5319 | 57.9733 | 436.6473 | 7.5319 | 57.9733 | 510.4457 | 8.8048 | 57.9733 | 4.737% | 0.6048 | 0.57486 | 17559.3271 | 969.9837 | 680.7099 | 15908.6335 | 17598.759 | 0 | 0 | 17598.759 | 0.01659%
2028 | 445 | 445-19R | Tier-2 | Tier-2---8 | 5--3 | 208 | 100% | 1766.7037 | 84.73% | 14.9% | 0.3714% | 74.0952 | 0 | 0 | 74.0952 | 0 | 64.3194 | 3.4507 | 18.6394 | 64.3194 | 3.4507 | 18.6394 | 75.1902 | 4.0339 | 18.6394 | 4.194% | 0.56527 | 0.53729 | 3125.4156 | 150.9089 | 429.896 | 2544.6106 | 3150.2749 | 0 | 0 | 3150.2749 | 0.002443%
2028 | 445 | 445-39R | Tier-2 | Tier-2---5 | 5--4 | 235 | 100% | 3678.5806 | 87.54% | 12.33% | 0.1304% | 159.4029 | 0 | 0 | 159.4029 | 0 | 138.3721 | 3.8987 | 35.4923 | 138.3721 | 3.8987 | 35.4923 | 161.7586 | 4.5576 | 35.4923 | 4.333% | 0.48997 | 0.46571 | 7507.8253 | 391.1864 | 914.4635 | 6202.1754 | 7556.5395 | 0 | 0 | 7556.5395 | 0.005257%
2028 | 445 | 445-894R | Tier-2 | Tier-2---5 | 5--4 | 381 | 100% | 4421.0024 | 88.12% | 11.51% | 0.3702% | 192.8443 | 0 | 0 | 192.8443 | 0 | 167.4015 | 6.3208 | 26.4842 | 167.4015 | 6.3208 | 26.4842 | 195.6942 | 7.3891 | 26.4842 | 4.362% | 0.63526 | 0.60381 | 6959.394 | 312.553 | 750.3762 | 5896.4648 | 7002.446 | 0 | 0 | 7002.446 | 0.006359%
2028 | 445 | 445-897R | Tier-2 | Tier-2---10 | 5--3 | 28 | 100% | 1351.7747 | 97.24% | 2.711% | 0.04647% | 65.0678 | 0 | 0 | 65.0678 | 0 | 56.4831 | 0.46452 | 121.5945 | 56.4831 | 0.46452 | 121.5945 | 66.0294 | 0.54303 | 121.5945 | 4.814% | 0.75637 | 0.71893 | 1787.1928 | 98.5478 | 55.7869 | 1632.8581 | 1789.7592 | 0 | 0 | 1789.7592 | 0.002146%
2028 | 448 | 448-1196F | Tier-3 | Tier-3---20 | 1--5 | 7 | 100% | 16.696 | 99.41% | 0% | 0.5907% | 0.82157 | 0 | 0 | 0.82157 | 0 | 0.71318 | 0.11613 | 6.1412 | 0.71318 | 0.11613 | 6.1412 | 0.83371 | 0.13576 | 6.1412 | 4.921% | 0.0002432 | 0.00023116 | 68651.2414 | 3730.8328 | 661.7244 | 64258.6842 | 68672.3598 | 0 | 0 | 68672.3598 | 2.709e-05%
2028 | 448 | 448-1234R | Tier-3 | Tier-3---15 | 5--3 | 27 | 100% | 1211.6194 | 97.39% | 2.475% | 0.1351% | 58.4097 | 0 | 0 | 58.4097 | 0 | 50.7035 | 0.44793 | 113.1949 | 50.7035 | 0.44793 | 113.1949 | 59.2729 | 0.52364 | 113.1949 | 4.821% | 0.62101 | 0.59027 | 1951.0598 | 101.7927 | 46.8267 | 1802.4404 | 1953.7118 | 0 | 0 | 1953.7118 | 0.001926%
2028 | 448 | 448-47R | Tier-3 | Tier-3---14 | 5--3 | 154 | 100% | 2612.2711 | 91.91% | 7.885% | 0.2065% | 118.8447 | 0 | 0 | 118.8447 | 0 | 103.165 | 2.5549 | 40.3799 | 103.165 | 2.5549 | 40.3799 | 120.601 | 2.9867 | 40.3799 | 4.549% | 0.62882 | 0.59769 | 4154.2404 | 216.0426 | 303.0764 | 3635.1215 | 4171.7455 | 0 | 0 | 4171.7455 | 0.003919%
2028 | 448 | 448-714R | Tier-3 | Tier-3---14 | 5--3 | 269 | 100% | 2119.752 | 55.7% | 43.96% | 0.3458% | 58.4428 | 0 | 0 | 58.4428 | 0 | 50.7321 | 4.4627 | 11.368 | 50.7321 | 4.4627 | 11.368 | 59.3064 | 5.217 | 11.368 | 2.757% | 0.46343 | 0.44049 | 4574.0639 | 152.3288 | 1823.4456 | 2598.2895 | 4679.5943 | 0 | 0 | 4679.5943 | 0.001927%
2028 | 448 | 448-724R | Tier-3 | Tier-3---18 | 5--2 | 267 | 100% | 520.639 | 76.18% | 22.78% | 1.038% | 19.634 | 0 | 0 | 19.634 | 0 | 17.0436 | 4.4295 | 3.8477 | 17.0436 | 4.4295 | 3.8477 | 19.9241 | 5.1782 | 3.8477 | 3.771% | 0.55035 | 0.52311 | 946.0153 | 35.8531 | 201.7143 | 708.4479 | 957.7484 | 0 | 0 | 957.7484 | 0.0006475%
2028 | 448 | 448-735R | Tier-3 | Tier-3---18 | 5--2 | 191 | 100% | 630.7627 | 79.12% | 20.09% | 0.7869% | 24.7041 | 0 | 0 | 24.7041 | 0 | 21.4448 | 3.1687 | 6.7677 | 21.4448 | 3.1687 | 6.7677 | 25.0692 | 3.7042 | 6.7677 | 3.917% | 0.54202 | 0.51519 | 1163.7353 | 53.8869 | 215.9361 | 893.9122 | 1176.3882 | 0 | 0 | 1176.3882 | 0.0008147%
2028 | 448 | 448-744R | Tier-3 | Tier-3---7 | 5--5 | 744 | 100% | 9104.5616 | 91.68% | 8.126% | 0.1928% | 413.1864 | 0 | 0 | 413.1864 | 0 | 358.6727 | 12.343 | 29.0589 | 358.6727 | 12.343 | 29.0589 | 419.2925 | 14.4291 | 29.0589 | 4.538% | 0.49442 | 0.46994 | 18414.705 | 980.4625 | 1393.5793 | 16040.6633 | 18494.4792 | 0 | 0 | 18494.4792 | 0.01363%
2028 | 448 | 448-9R | Tier-3 | Tier-3---9 | 5--4 | 525 | 100% | 5644.8109 | 93.43% | 6.384% | 0.1906% | 261.0474 | 0 | 0 | 261.0474 | 0 | 226.6062 | 8.7098 | 26.0175 | 226.6062 | 8.7098 | 26.0175 | 264.9052 | 10.1818 | 26.0175 | 4.625% | 0.54394 | 0.51701 | 10377.639 | 550.4893 | 645.7623 | 9181.3873 | 10413.1713 | 0 | 0 | 10413.1713 | 0.008608%
2028 | 449 | 449-13R | Tier-3 | Tier-3---7 | 5--5 | 964 | 100% | 6729.9647 | 90.49% | 9.346% | 0.1629% | 301.4563 | 0 | 0 | 301.4563 | 0 | 261.6837 | 15.9928 | 16.3626 | 261.6837 | 15.9928 | 16.3626 | 305.9112 | 18.6957 | 16.3626 | 4.479% | 0.28234 | 0.26837 | 23836.2998 | 1408.7102 | 2080.9099 | 20346.6798 | 23954.3367 | 0 | 0 | 23954.3367 | 0.009941%
2028 | 449 | 449-16R | Tier-3 | Tier-3---15 | 5--4 | 62 | 100% | 1495.5065 | 96.97% | 2.927% | 0.1006% | 71.7862 | 0 | 0 | 71.7862 | 0 | 62.3151 | 1.0286 | 60.5836 | 62.3151 | 1.0286 | 60.5836 | 72.8471 | 1.2024 | 60.5836 | 4.8% | 0.23738 | 0.22563 | 6300.0313 | 365.3232 | 174.7966 | 5759.9115 | 6309.9651 | 0 | 0 | 6309.9651 | 0.002367%
2028 | 449 | 449-683 | Tier-3 | Tier-3---18 | 5--3 | 36 | 100% | 625.3129 | 96.7% | 3.156% | 0.1473% | 29.9305 | 0 | 0 | 29.9305 | 0 | 25.9816 | 0.59724 | 43.5028 | 25.9816 | 0.59724 | 43.5028 | 30.3728 | 0.69818 | 43.5028 | 4.786% | 0.34581 | 0.32869 | 1808.2683 | 90.977 | 47.6654 | 1669.626 | 1811.3792 | 0 | 0 | 1811.3792 | 0.000987%
2028 | 449 | 449-693R | Tier-3 | Tier-3---9 | 5--5 | 197 | 100% | 5260.7056 | 98.77% | 1.153% | 0.07468% | 257.2092 | 0 | 0 | 257.2092 | 0 | 223.2743 | 3.2682 | 68.3165 | 223.2743 | 3.2682 | 68.3165 | 261.0102 | 3.8206 | 68.3165 | 4.889% | 0.26107 | 0.24815 | 20150.463 | 1117.608 | 224.7441 | 18808.1109 | 20163.3414 | 0 | 0 | 20163.3414 | 0.008482%
2028 | 449 | 449-6R | Tier-3 | Tier-3---14 | 5--4 | 250 | 100% | 2320.0162 | 95.55% | 4.318% | 0.1352% | 109.7271 | 0 | 0 | 109.7271 | 0 | 95.2503 | 4.1475 | 22.9657 | 95.2503 | 4.1475 | 22.9657 | 111.3487 | 4.8485 | 22.9657 | 4.73% | 0.24779 | 0.23552 | 9362.9076 | 518.3997 | 417.6492 | 8426.8588 | 9384.6196 | 0 | 0 | 9384.6196 | 0.003618%
2028 | 450 | 450-1850 | Tier-2 | Tier-2---13 | 4--3 | 78 | 100% | 296.7138 | 97.11% | 2.719% | 0.1664% | 14.2636 | 0 | 0 | 14.2636 | 0 | 12.3817 | 1.294 | 9.5684 | 12.3817 | 1.294 | 9.5684 | 14.4744 | 1.5127 | 9.5684 | 4.807% | 0.073712 | 0.070064 | 4025.2898 | 218.8856 | 107.0123 | 3699.392 | 4031.3382 | 0 | 0 | 4031.3382 | 0.0004704%
2028 | 450 | 450-1851F | Tier-2 | Tier-2---3 | 5--5 | 633 | 100% | 8274.1225 | 99.23% | 0.7168% | 0.05235% | 406.4189 | 0 | 0 | 406.4189 | 0 | 352.7981 | 10.5015 | 33.5951 | 352.7981 | 10.5015 | 33.5951 | 412.425 | 12.2763 | 33.5951 | 4.912% | 0.099477 | 0.094553 | 83176.2362 | 14607.9335 | 584.6634 | 67983.6393 | 83209.5529 | 0 | 0 | 83209.5529 | 0.0134%
2028 | 450 | 450-1853F | Tier-2 | Tier-2---10 | 4--4 | 138 | 100% | 792.2018 | 92.77% | 7.138% | 0.09408% | 36.3781 | 0 | 0 | 36.3781 | 0 | 31.5786 | 2.2894 | 13.7933 | 31.5786 | 2.2894 | 13.7933 | 36.9157 | 2.6764 | 13.7933 | 4.592% | 0.075291 | 0.071564 | 10521.8374 | 525.9075 | 700.4641 | 9295.4659 | 10561.4641 | 0 | 0 | 10561.4641 | 0.0012%
2028 | 450 | 450-1854 | Tier-2 | Tier-2---9 | 4--4 | 158 | 100% | 1132.2887 | 95.25% | 4.625% | 0.1242% | 53.3866 | 0 | 0 | 53.3866 | 0 | 46.343 | 2.6212 | 17.6799 | 46.343 | 2.6212 | 17.6799 | 54.1755 | 3.0642 | 17.6799 | 4.715% | 0.079085 | 0.07517 | 14317.3642 | 967.6824 | 629.1902 | 12720.4915 | 14352.7731 | 0 | 0 | 14352.7731 | 0.00176%
2028 | 450 | 450-50R | Tier-2 | Tier-2---11 | 4--4 | 7 | 100% | 537.0702 | 32.53% | 67.41% | 0.0594% | 8.6479 | 0 | 0 | 8.6479 | 0 | 7.507 | 0.11613 | 64.6427 | 7.507 | 0.11613 | 64.6427 | 8.7757 | 0.13576 | 64.6427 | 1.61% | 0.071801 | 0.068247 | 7480.0024 | 150.8342 | 4623.5659 | 2705.6023 | 7742.8291 | 0 | 0 | 7742.8291 | 0.0002852%
2028 | 452 | 452-1403 | Tier-2 | Tier-2---15 | 1--5 | 26 | 100% | 137.227 | 99.9% | 0% | 0.1049% | 6.7856 | 0 | 0 | 6.7856 | 0 | 5.8904 | 0.43134 | 13.6559 | 5.8904 | 0.43134 | 13.6559 | 6.8859 | 0.50424 | 13.6559 | 4.945% | 0.0007938 | 0.00075451 | 172873.5238 | 9697.409 | 167.2651 | 163008.8497 | 172882.9651 | 0 | 0 | 172882.9651 | 0.0002238%
2028 | 452 | 452-1404F | Tier-2 | Tier-2---12 | 1--5 | 3 | 100% | 625.5425 | 99.9% | 0% | 0.09615% | 30.9346 | 0 | 0 | 30.9346 | 0 | 26.8532 | 0.04977 | 539.5461 | 26.8532 | 0.04977 | 539.5461 | 31.3917 | 0.058182 | 539.5461 | 4.945% | 0.0036434 | 0.0034631 | 171691.9584 | 19885.3998 | 159.1121 | 151647.4464 | 171700.5552 | 0 | 0 | 171700.5552 | 0.00102%
2028 | 452 | 452-1405 | Tier-2 | Tier-2---15 | 1--5 | 12 | 100% | 181.2174 | 99.84% | 0% | 0.161% | 8.9558 | 0 | 0 | 8.9558 | 0 | 7.7742 | 0.19908 | 39.0508 | 7.7742 | 0.19908 | 39.0508 | 9.0882 | 0.23273 | 39.0508 | 4.942% | 0.001513 | 0.0014381 | 119773.5584 | 9128.5645 | 179.9048 | 110465.0891 | 119783.5982 | 0 | 0 | 119783.5982 | 0.0002953%
2028 | 452 | 452-38AE | Tier-2 | Tier-2---4 | 2--5 | 354 | 100% | 2823.7515 | 99.93% | 0% | 0.06613% | 139.6833 | 0 | 0 | 139.6833 | 0 | 121.2542 | 5.8729 | 20.6465 | 121.2542 | 5.8729 | 20.6465 | 141.7475 | 6.8654 | 20.6465 | 4.947% | 0.011395 | 0.010831 | 247801.8355 | 21945.5544 | 160.9262 | 225695.355 | 247810.3694 | 0 | 0 | 247810.3694 | 0.004606%
2028 | 454 | 454-1814 | Tier-2 | Tier-2---20 | 4--2 | 36 | 100% | 39.0262 | 97.23% | 2.586% | 0.1833% | 1.8783 | 0 | 0 | 1.8783 | 0 | 1.6305 | 0.59724 | 2.73 | 1.6305 | 0.59724 | 2.73 | 1.9061 | 0.69818 | 2.73 | 4.813% | 0.072066 | 0.068499 | 541.534 | 33.0087 | 13.8021 | 494.7232 | 542.315 | 0 | 0 | 542.315 | 6.194e-05%
2028 | 454 | 454-48F | Tier-2 | Tier-2---4 | 4--5 | 363 | 100% | 3441.1661 | 99.7% | 0.2542% | 0.04705% | 169.8246 | 0 | 0 | 169.8246 | 0 | 147.4188 | 6.0222 | 24.4793 | 147.4188 | 6.0222 | 24.4793 | 172.3343 | 7.04 | 24.4793 | 4.935% | 0.085487 | 0.081255 | 40253.7717 | 8646.4201 | 106.7946 | 31500.5571 | 40260.0869 | 0 | 0 | 40260.0869 | 0.0056%
2028 | 463 | 463-1136F | Tier-2 | Tier-2---18 | 4--2 | 1 | 100% | 88.0149 | 97.35% | 2.233% | 0.4157% | 4.2413 | 0 | 0 | 4.2413 | 0 | 3.6818 | 0.01659 | 221.9262 | 3.6818 | 0.01659 | 221.9262 | 4.304 | 0.019394 | 221.9262 | 4.819% | 0.060434 | 0.057442 | 1456.3858 | 89.8078 | 31.4849 | 1335.0931 | 1458.3947 | 0 | 0 | 1458.3947 | 0.0001399%
2028 | 463 | 463-1229 | Tier-2 | Tier-2---9 | 5--4 | 69 | 100% | 1378.3182 | 99.02% | 0.574% | 0.4088% | 67.5562 | 0 | 0 | 67.5562 | 0 | 58.6432 | 1.1447 | 51.2297 | 58.6432 | 1.1447 | 51.2297 | 68.5546 | 1.3382 | 51.2297 | 4.901% | 0.096723 | 0.091935 | 14250.1892 | 1640.085 | 119.2009 | 12490.9033 | 14257.4826 | 0 | 0 | 14257.4826 | 0.002228%
2028 | 470 | 470-40AE | Tier-2 | Tier-2---4 | 4--5 | 415 | 100% | 5264.9688 | 98.33% | 1.599% | 0.07273% | 256.2599 | 0 | 0 | 256.2599 | 0 | 222.4503 | 6.8849 | 32.3101 | 222.4503 | 6.8849 | 32.3101 | 260.047 | 8.0485 | 32.3101 | 4.867% | 0.091034 | 0.086528 | 57835.1917 | 3654.8473 | 877.7111 | 53302.6332 | 57885.5342 | 0 | 0 | 57885.5342 | 0.008451%
2028 | 470 | 470-47R | Tier-3 | Tier-3---2 | 5--5 | 887 | 100% | 16740.3911 | 99.37% | 0.5365% | 0.09319% | 823.4313 | 0 | 0 | 823.4313 | 0 | 714.7921 | 14.7153 | 48.5746 | 714.7921 | 14.7153 | 48.5746 | 835.6001 | 17.2024 | 48.5746 | 4.919% | 0.16225 | 0.15422 | 103174.1084 | 6598.1472 | 589.4379 | 95986.5234 | 103207.9428 | 0 | 0 | 103207.9428 | 0.02715%
2028 | 471 | 471-36F | Tier-2 | Tier-2---4 | 4--5 | 127 | 100% | 4253.6671 | 94.96% | 4.983% | 0.06005% | 199.9388 | 0 | 0 | 199.9388 | 0 | 173.5599 | 2.1069 | 82.3757 | 173.5599 | 2.1069 | 82.3757 | 202.8935 | 2.463 | 82.3757 | 4.7% | 0.093079 | 0.088471 | 45699.6343 | 2391.7261 | 2109.1945 | 41198.7137 | 45819.647 | 0 | 0 | 45819.647 | 0.006593%
2028 | 500 | 500-1531 | Tier-2 | Tier-2---10 | 4--4 | 58 | 100% | 800.5503 | 21.6% | 78.32% | 0.07823% | 8.56 | 0 | 0 | 8.56 | 0 | 7.4307 | 0.96222 | 7.7224 | 7.4307 | 0.96222 | 7.7224 | 8.6865 | 1.1248 | 7.7224 | 1.069% | 0.071178 | 0.067654 | 11247.1911 | 167.2855 | 8054.1845 | 3025.7211 | 11706.3951 | 0 | 0 | 11706.3951 | 0.0002823%
2028 | 501 | 501-786 | Tier-2 | Tier-2---14 | 2--5 | 163 | 100% | 204.0835 | 99.63% | 0% | 0.368% | 10.065 | 0 | 0 | 10.065 | 0 | 8.737 | 2.7042 | 3.2309 | 8.737 | 2.7042 | 3.2309 | 10.2137 | 3.1612 | 3.2309 | 4.932% | 0.0050324 | 0.0047833 | 40553.9202 | 2762.8 | 144.6555 | 37646.4647 | 40561.693 | 0 | 0 | 40561.693 | 0.0003319%
2028 | 504 | 504-2501R | Tier-2 | Tier-2---9 | 3--5 | 78 | 100% | 733.6834 | 99.51% | 0% | 0.4917% | 36.1388 | 0 | 0 | 36.1388 | 0 | 31.3708 | 1.294 | 24.2429 | 31.3708 | 1.294 | 24.2429 | 36.6728 | 1.5127 | 24.2429 | 4.926% | 0.021593 | 0.020524 | 33978.4661 | 2347.3747 | 1024.1887 | 30606.9026 | 33987.1667 | 0 | 0 | 33987.1667 | 0.001192%
2028 | 520 | 520-1045R | Tier-2 | Tier-2---5 | 5--4 | 1241 | 100% | 2978.814 | 97.34% | 2.471% | 0.184% | 143.536 | 0 | 0 | 143.536 | 0 | 124.5986 | 20.5882 | 6.0519 | 124.5986 | 20.5882 | 6.0519 | 145.6572 | 24.0678 | 6.0519 | 4.819% | 0.26824 | 0.25496 | 11105.2066 | 596.3807 | 258.2442 | 10250.5816 | 11120.5631 | 0 | 0 | 11120.5631 | 0.004733%
2028 | 520 | 520-10R | Tier-2 | Tier-2---7 | 4--5 | 524 | 100% | 1478.7446 | 97.97% | 1.759% | 0.2664% | 71.715 | 0 | 0 | 71.715 | 0 | 62.2533 | 8.6932 | 7.1612 | 62.2533 | 8.6932 | 7.1612 | 72.7748 | 10.1624 | 7.1612 | 4.85% | 0.046043 | 0.043764 | 32116.3215 | 3380.3007 | 793.9909 | 27942.0299 | 32150.2042 | 0 | 0 | 32150.2042 | 0.002365%
2028 | 520 | 520-1489R | Tier-2 | Tier-2---8 | 5--5 | 1235 | 100% | 2637.9338 | 96.76% | 2.798% | 0.4462% | 126.3422 | 0 | 0 | 126.3422 | 0 | 109.6733 | 20.4887 | 5.3529 | 109.6733 | 20.4887 | 5.3529 | 128.2093 | 23.9515 | 5.3529 | 4.789% | 0.13822 | 0.13138 | 19085.4238 | 1021.9214 | 566.5154 | 17496.987 | 19117.6637 | 0 | 0 | 19117.6637 | 0.004166%
2028 | 520 | 520-1509R | Tier-2 | Tier-2---5 | 5--4 | 1467 | 100% | 3413.9118 | 92.72% | 6.994% | 0.2858% | 156.6869 | 0 | 0 | 156.6869 | 0 | 136.0144 | 24.3376 | 5.5887 | 136.0144 | 24.3376 | 5.5887 | 159.0024 | 28.4509 | 5.5887 | 4.59% | 0.28561 | 0.27147 | 11953.1797 | 661.7087 | 782.5338 | 10508.9372 | 11998.4952 | 0 | 0 | 11998.4952 | 0.005167%
2028 | 520 | 520-1525R | Tier-2 | Tier-2---8 | 5--5 | 521 | 100% | 1632.8033 | 98.29% | 1.436% | 0.2778% | 79.4388 | 0 | 0 | 79.4388 | 0 | 68.9581 | 8.6434 | 7.9781 | 68.9581 | 8.6434 | 7.9781 | 80.6128 | 10.1042 | 7.9781 | 4.865% | 0.099044 | 0.094141 | 16485.7021 | 1672.9156 | 358.491 | 14454.2955 | 16500.4136 | 0 | 0 | 16500.4136 | 0.00262%
2028 | 520 | 520-1527R | Tier-3 | Tier-3---7 | 5--5 | 969 | 100% | 6763.0006 | 96.72% | 3.176% | 0.1068% | 323.7803 | 0 | 0 | 323.7803 | 0 | 281.0624 | 16.0757 | 17.4837 | 281.0624 | 16.0757 | 17.4837 | 328.5651 | 18.7927 | 17.4837 | 4.788% | 0.27105 | 0.25763 | 24951.4497 | 1805.8111 | 756.6493 | 22388.9893 | 24994.1011 | 0 | 0 | 24994.1011 | 0.01068%
2028 | 520 | 520-1902R | Tier-2 | Tier-2---9 | 4--4 | 556 | 100% | 748.333 | 77.34% | 21.7% | 0.962% | 28.6477 | 0 | 0 | 28.6477 | 0 | 24.868 | 9.224 | 2.696 | 24.868 | 9.224 | 2.696 | 29.071 | 10.783 | 2.696 | 3.828% | 0.058932 | 0.056015 | 12698.2886 | 1100.527 | 2687.8901 | 8909.8715 | 12848.1568 | 0 | 0 | 12848.1568 | 0.0009447%
2028 | 520 | 520-1904 | Tier-3 | Tier-3---13 | 4--5 | 511 | 100% | 2084.5359 | 96.48% | 3.265% | 0.2521% | 99.5552 | 0 | 0 | 99.5552 | 0 | 86.4204 | 8.4775 | 10.1941 | 86.4204 | 8.4775 | 10.1941 | 101.0265 | 9.9103 | 10.1941 | 4.776% | 0.05278 | 0.050167 | 39495.106 | 2613.3418 | 1305.0051 | 35576.7591 | 39567.4502 | 0 | 0 | 39567.4502 | 0.003283%
2028 | 520 | 520-22R | Tier-2 | Tier-2---14 | 4--4 | 171 | 100% | 258.296 | 74.72% | 24.53% | 0.7505% | 9.5538 | 0 | 0 | 9.5538 | 0 | 8.2934 | 2.8369 | 2.9234 | 8.2934 | 2.8369 | 2.9234 | 9.695 | 3.3164 | 2.9234 | 3.699% | 0.036011 | 0.034228 | 7172.7783 | 807.1844 | 2439.3669 | 3926.227 | 7267.1983 | 0 | 0 | 7267.1983 | 0.0003151%
2028 | 520 | 520-35R | Tier-3 | Tier-3---9 | 5--5 | 1723 | 100% | 4997.7942 | 96.49% | 3.313% | 0.193% | 238.7183 | 0 | 0 | 238.7183 | 0 | 207.223 | 28.5846 | 7.2495 | 207.223 | 28.5846 | 7.2495 | 242.246 | 33.4157 | 7.2495 | 4.776% | 0.28544 | 0.27131 | 17509.0395 | 1062.3012 | 557.174 | 15889.5643 | 17541.0049 | 0 | 0 | 17541.0049 | 0.007872%
2028 | 520 | 520-45 | Tier-2 | Tier-2---8 | 5--5 | 616 | 100% | 2044.6463 | 97.57% | 2.13% | 0.298% | 98.7525 | 0 | 0 | 98.7525 | 0 | 85.7236 | 10.2194 | 8.3883 | 85.7236 | 10.2194 | 8.3883 | 100.2118 | 11.9467 | 8.3883 | 4.83% | 0.10446 | 0.099291 | 19573.1854 | 982.4694 | 415.3687 | 18175.3473 | 19597.9361 | 0 | 0 | 19597.9361 | 0.003256%
2028 | 521 | 521-14R | Tier-3 | Tier-3---5 | 5--5 | 944 | 100% | 11350.2874 | 96.69% | 3.233% | 0.07621% | 543.2489 | 0 | 0 | 543.2489 | 0 | 471.5754 | 15.661 | 30.1115 | 471.5754 | 15.661 | 30.1115 | 551.277 | 18.3079 | 30.1115 | 4.786% | 0.27097 | 0.25755 | 41888.3276 | 2255.8215 | 1272.0917 | 38360.4144 | 41960.5084 | 0 | 0 | 41960.5084 | 0.01791%
2028 | 521 | 521-1819R | Tier-2 | Tier-2---9 | 4--5 | 417 | 100% | 810.9996 | 89.31% | 10.24% | 0.4457% | 35.8545 | 0 | 0 | 35.8545 | 0 | 31.124 | 6.918 | 4.499 | 31.124 | 6.918 | 4.499 | 36.3843 | 8.0873 | 4.499 | 4.421% | 0.043667 | 0.041505 | 18572.4528 | 2084.26 | 1960.8167 | 14527.3761 | 18675.813 | 0 | 0 | 18675.813 | 0.001182%
2028 | 521 | 521-1856R | Tier-3 | Tier-3---6 | 5--5 | 1063 | 100% | 8477.8617 | 97.79% | 2.104% | 0.1048% | 410.3866 | 0 | 0 | 410.3866 | 0 | 356.2423 | 17.6352 | 20.2007 | 356.2423 | 17.6352 | 20.2007 | 416.4513 | 20.6157 | 20.2007 | 4.841% | 0.15411 | 0.14648 | 55012.684 | 3012.448 | 1105.9909 | 50894.245 | 55075.953 | 0 | 0 | 55075.953 | 0.01353%
2028 | 521 | 521-18R | Tier-3 | Tier-3---6 | 4--5 | 830 | 100% | 8713.0173 | 99.36% | 0.5424% | 0.09583% | 428.5416 | 0 | 0 | 428.5416 | 0 | 372.002 | 13.7697 | 27.016 | 372.002 | 13.7697 | 27.016 | 434.8746 | 16.097 | 27.016 | 4.918% | 0.071321 | 0.067791 | 122165.8816 | 6890.9356 | 771.7339 | 114503.2122 | 122206.4886 | 0 | 0 | 122206.4886 | 0.01413%
2028 | 521 | 521-27R | Tier-2 | Tier-2---3 | 4--5 | 820 | 100% | 5618.6229 | 98.78% | 1.092% | 0.1294% | 274.726 | 0 | 0 | 274.726 | 0 | 238.4801 | 13.6038 | 17.5304 | 238.4801 | 13.6038 | 17.5304 | 278.7859 | 15.903 | 17.5304 | 4.89% | 0.063668 | 0.060516 | 88249.328 | 6355.7576 | 1136.662 | 80756.9084 | 88305.4429 | 0 | 0 | 88305.4429 | 0.009059%
2028 | 521 | 521-32R | Tier-3 | Tier-3---4 | 5--5 | 582 | 100% | 12241.7135 | 99.38% | 0.5642% | 0.05689% | 602.2012 | 0 | 0 | 602.2012 | 0 | 522.7499 | 9.6554 | 54.1407 | 522.7499 | 9.6554 | 54.1407 | 611.1006 | 11.2873 | 54.1407 | 4.919% | 0.14844 | 0.14109 | 82470.5462 | 5122.2262 | 464.9548 | 76883.3652 | 82497.2218 | 0 | 0 | 82497.2218 | 0.01986%
2028 | 521 | 521-700R | Tier-2 | Tier-2---3 | 4--5 | 1580 | 100% | 9012.5446 | 99.05% | 0.8425% | 0.1052% | 441.8931 | 0 | 0 | 441.8931 | 0 | 383.592 | 26.2122 | 14.6341 | 383.592 | 26.2122 | 14.6341 | 448.4235 | 30.6424 | 14.6341 | 4.903% | 0.074421 | 0.070737 | 121102.821 | 8945.6292 | 1253.8537 | 110903.3381 | 121162.5896 | 0 | 0 | 121162.5896 | 0.01457%
2028 | 522 | 522-34 | Tier-2 | Tier-2---16 | 4--3 | 100 | 100% | 112.7117 | 43.02% | 55.81% | 1.165% | 2.4004 | 0 | 0 | 2.4004 | 0 | 2.0837 | 1.659 | 1.256 | 2.0837 | 1.659 | 1.256 | 2.4359 | 1.9394 | 1.256 | 2.13% | 0.030009 | 0.028524 | 3755.9309 | 126.2765 | 2195.8593 | 1433.795 | 3867.3753 | 0 | 0 | 3867.3753 | 7.916e-05%
2028 | 522 | 522-36 | Tier-2 | Tier-2---16 | 4--3 | 89 | 100% | 116.9577 | 22.53% | 76.17% | 1.295% | 1.3046 | 0 | 0 | 1.3046 | 0 | 1.1324 | 1.4765 | 0.76697 | 1.1324 | 1.4765 | 0.76697 | 1.3238 | 1.7261 | 0.76697 | 1.115% | 0.031092 | 0.029553 | 3761.7134 | 67.8389 | 2679.063 | 1014.8115 | 3913.4717 | 0 | 0 | 3913.4717 | 4.302e-05%
2028 | 522 | 522-38R | Tier-2 | Tier-2---6 | 4--5 | 1782 | 100% | 5639.8414 | 96.44% | 3.339% | 0.2198% | 269.2374 | 0 | 0 | 269.2374 | 0 | 233.7156 | 29.5634 | 7.9056 | 233.7156 | 29.5634 | 7.9056 | 273.2162 | 34.56 | 7.9056 | 4.774% | 0.088602 | 0.084216 | 63653.5146 | 7689.6838 | 2180.134 | 53783.6968 | 63771.4814 | 0 | 0 | 63771.4814 | 0.008878%
2028 | 523 | 523-31AE | Tier-2 | Tier-2---14 | 4--4 | 214 | 100% | 305.199 | 11.7% | 87.21% | 1.095% | 1.767 | 0 | 0 | 1.767 | 0 | 1.5339 | 3.5503 | 0.43205 | 1.5339 | 3.5503 | 0.43205 | 1.7931 | 4.1503 | 0.43205 | 0.579% | 0.037419 | 0.035567 | 8156.1707 | 129.3833 | 6531.3069 | 1495.4806 | 8531.2451 | 0 | 0 | 8531.2451 | 5.827e-05%
2028 | 524 | 524-1782F | Tier-3 | Tier-3---10 | 4--5 | 525 | 100% | 5468.1345 | 99.78% | 0.1144% | 0.1099% | 270.0655 | 0 | 0 | 270.0655 | 0 | 234.4344 | 8.7098 | 26.9163 | 234.4344 | 8.7098 | 26.9163 | 274.0565 | 10.1818 | 26.9163 | 4.939% | 0.040404 | 0.038404 | 135337.1336 | 10621.643 | 457.8891 | 124257.6016 | 135352.9439 | 0 | 0 | 135352.9439 | 0.008906%
2028 | 524 | 524-27R | Tier-3 | Tier-3---4 | 4--5 | 928 | 100% | 11317.6942 | 99.77% | 0.1414% | 0.08951% | 558.9321 | 0 | 0 | 558.9321 | 0 | 485.1895 | 15.3955 | 31.515 | 485.1895 | 15.3955 | 31.515 | 567.1921 | 17.9976 | 31.515 | 4.939% | 0.060207 | 0.057227 | 187979.0829 | 15020.271 | 843.0575 | 172115.7544 | 188001.69 | 0 | 0 | 188001.69 | 0.01843%
2028 | 524 | 524-46R | Tier-3 | Tier-3---4 | 5--5 | 622 | 100% | 13710.9533 | 98.99% | 0.9557% | 0.05722% | 671.8177 | 0 | 0 | 671.8177 | 0 | 583.1815 | 10.319 | 56.5154 | 583.1815 | 10.319 | 56.5154 | 681.7459 | 12.063 | 56.5154 | 4.9% | 0.18916 | 0.17979 | 72484.9744 | 5399.6154 | 709.3603 | 66375.9987 | 72523.2103 | 0 | 0 | 72523.2103 | 0.02215%
2028 | 524 | 524-50R | Tier-3 | Tier-3---7 | 5--5 | 500 | 100% | 8801.877 | 98.2% | 1.718% | 0.0819% | 427.853 | 0 | 0 | 427.853 | 0 | 371.4043 | 8.295 | 44.7744 | 371.4043 | 8.295 | 44.7744 | 434.1758 | 9.697 | 44.7744 | 4.861% | 0.18313 | 0.17407 | 48062.3901 | 2911.3323 | 788.4961 | 44362.5616 | 48107.4292 | 0 | 0 | 48107.4292 | 0.01411%
2028 | 524 | 524-69R | Tier-3 | Tier-3---1 | 5--5 | 1778 | 100% | 40375.331 | 99.03% | 0.9107% | 0.05596% | 1979.2587 | 0 | 0 | 1979.2587 | 0 | 1718.1256 | 29.497 | 58.2474 | 1718.1256 | 29.497 | 58.2474 | 2008.5084 | 34.4824 | 58.2474 | 4.902% | 0.27264 | 0.25914 | 148092.4418 | 8147.506 | 1337.0199 | 138607.9158 | 148166.9965 | 0 | 0 | 148166.9965 | 0.06527%
2028 | 540 | 540-241R | Tier-2 | Tier-2---9 | 4--5 | 86 | 100% | 833.6308 | 67.75% | 32.17% | 0.07637% | 27.9571 | 0 | 0 | 27.9571 | 0 | 24.2686 | 1.4267 | 17.0098 | 24.2686 | 1.4267 | 17.0098 | 28.3703 | 1.6679 | 17.0098 | 3.354% | 0.047942 | 0.045568 | 17388.4645 | 723.4489 | 5409.9083 | 11255.1073 | 17680.5002 | 0 | 0 | 17680.5002 | 0.0009219%
2028 | 583 | 583-318F | Tier-1 | Non-HFTD---4 | 2--5 | 30 | 100% | 153.5608 | 99.44% | 0% | 0.5645% | 7.5583 | 0 | 0 | 7.5583 | 0 | 6.5611 | 0.4977 | 13.1829 | 6.5611 | 0.4977 | 13.1829 | 7.67 | 0.58182 | 13.1829 | 4.922% | 0.0076984 | 0.0073173 | 19947.1031 | 2536.6434 | 102.2912 | 17308.1685 | 19952.9673 | 0 | 0 | 19952.9673 | 0.0002492%
2028 | 591 | 591-1594R | Tier-2 | Tier-2---12 | 4--4 | 33 | 100% | 519.9571 | 96.32% | 3.27% | 0.4047% | 24.792 | 0 | 0 | 24.792 | 0 | 21.5211 | 0.54747 | 39.31 | 21.5211 | 0.54747 | 39.31 | 25.1584 | 0.64 | 39.31 | 4.768% | 0.047196 | 0.04486 | 11017.0212 | 932.3042 | 368.7122 | 9716.0047 | 11038.107 | 0 | 0 | 11038.107 | 0.0008175%
2028 | 594 | 594-1379F | Tier-2 | Tier-2---17 | 1--5 | 37 | 100% | 49.4293 | 99.41% | 0% | 0.5897% | 2.4323 | 0 | 0 | 2.4323 | 0 | 2.1114 | 0.61383 | 3.4397 | 2.1114 | 0.61383 | 3.4397 | 2.4683 | 0.71757 | 3.4397 | 4.921% | 0.0021822 | 0.0020742 | 22651.1445 | 4294.234 | 125.4934 | 18231.417 | 22658.1007 | 0 | 0 | 22658.1007 | 8.021e-05%
2028 | 597 | 597-595 | Tier-2 | Tier-2---1 | 5--5 | 1675 | 100% | 18774.394 | 95.55% | 4.388% | 0.06321% | 887.9695 | 0 | 0 | 887.9695 | 0 | 770.8154 | 27.7883 | 27.7389 | 770.8154 | 27.7883 | 27.7389 | 901.092 | 32.4848 | 27.7389 | 4.73% | 0.15307 | 0.14549 | 122655.7075 | 12289.1487 | 5017.0863 | 105349.4725 | 122940.0104 | 0 | 0 | 122940.0104 | 0.02928%
2028 | 599 | 599-19R | Tier-2 | Tier-2---1 | 5--5 | 2456 | 100% | 25743.4561 | 99.4% | 0.5253% | 0.0786% | 1266.6062 | 0 | 0 | 1266.6062 | 0 | 1099.4968 | 40.7451 | 26.9848 | 1099.4968 | 40.7451 | 26.9848 | 1285.3243 | 47.6315 | 26.9848 | 4.92% | 0.15161 | 0.14411 | 169796.7072 | 9028.2208 | 940.8004 | 159827.6859 | 169850.1033 | 0 | 0 | 169850.1033 | 0.04177%
2028 | 67 | 67-24R | Tier-3 | Tier-3---13 | 5--4 | 612 | 100% | 2610.8 | 93.6% | 6.065% | 0.3401% | 120.9575 | 0 | 0 | 120.9575 | 0 | 104.999 | 10.1531 | 10.3416 | 104.999 | 10.1531 | 10.3416 | 122.745 | 11.8691 | 10.3416 | 4.633% | 0.2194 | 0.20854 | 11899.5856 | 668.9805 | 692.7946 | 10537.8105 | 11939.276 | 0 | 0 | 11939.276 | 0.003989%
2028 | 67 | 67-34R | Tier-3 | Tier-3---11 | 5--5 | 1200 | 100% | 4180.1374 | 93.8% | 5.869% | 0.3284% | 194.0937 | 0 | 0 | 194.0937 | 0 | 168.4859 | 19.908 | 8.4632 | 168.4859 | 19.908 | 8.4632 | 196.962 | 23.2727 | 8.4632 | 4.643% | 0.24743 | 0.23519 | 16893.949 | 1075.9433 | 993.2749 | 14824.7309 | 16948.4725 | 0 | 0 | 16948.4725 | 0.0064%
2028 | 67 | 67-37R | Tier-3 | Tier-3---17 | 5--3 | 229 | 100% | 622.3042 | 87.18% | 11.98% | 0.8373% | 26.8549 | 0 | 0 | 26.8549 | 0 | 23.3118 | 3.7991 | 6.1361 | 23.3118 | 3.7991 | 6.1361 | 27.2518 | 4.4412 | 6.1361 | 4.315% | 0.20095 | 0.191 | 3096.8174 | 160.5865 | 360.9451 | 2575.2857 | 3117.4933 | 0 | 0 | 3117.4933 | 0.0008856%
2028 | 67 | 67-45R | Tier-3 | Tier-3---15 | 5--4 | 341 | 100% | 1627.9508 | 92.79% | 6.809% | 0.4053% | 74.7699 | 0 | 0 | 74.7699 | 0 | 64.9052 | 5.6572 | 11.473 | 64.9052 | 5.6572 | 11.473 | 75.8749 | 6.6133 | 11.473 | 4.593% | 0.20887 | 0.19854 | 7793.9219 | 491.8665 | 509.4559 | 6792.5995 | 7823.2046 | 0 | 0 | 7823.2046 | 0.002466%
2028 | 68 | 68-42 | Tier-1 | Non-HFTD---1 | 3--5 | 24 | 100% | 327.449 | 81.23% | 18.46% | 0.307% | 13.1668 | 0 | 0 | 13.1668 | 0 | 11.4296 | 0.39816 | 28.706 | 11.4296 | 0.39816 | 28.706 | 13.3613 | 0.46545 | 28.706 | 4.021% | 0.015736 | 0.014957 | 20808.6476 | 2148.4173 | 3520.7533 | 15139.4769 | 21012.0249 | 0 | 0 | 21012.0249 | 0.0004342%
2028 | 73 | 73-1130R | Tier-3 | Tier-3---9 | 5--5 | 264 | 100% | 6201.607 | 97.29% | 2.601% | 0.1104% | 298.6566 | 0 | 0 | 298.6566 | 0 | 259.2534 | 4.3798 | 59.1935 | 259.2534 | 4.3798 | 59.1935 | 303.0701 | 5.12 | 59.1935 | 4.816% | 0.2182 | 0.2074 | 28421.9762 | 1612.5005 | 708.1752 | 26101.3005 | 28462.107 | 0 | 0 | 28462.107 | 0.009849%
2028 | 73 | 73-1163 | Tier-3 | Tier-3---4 | 5--5 | 753 | 100% | 15337.1849 | 98.56% | 1.393% | 0.04595% | 748.2657 | 0 | 0 | 748.2657 | 0 | 649.5434 | 12.4923 | 51.9956 | 649.5434 | 12.4923 | 51.9956 | 759.3236 | 14.6036 | 51.9956 | 4.879% | 0.22506 | 0.21392 | 68145.9431 | 3858.2027 | 972.8217 | 63314.9187 | 68197.0126 | 0 | 0 | 68197.0126 | 0.02468%
2028 | 73 | 73-1164 | Tier-3 | Tier-3---13 | 5--4 | 265 | 100% | 2448.8293 | 98.64% | 1.317% | 0.04316% | 119.5679 | 0 | 0 | 119.5679 | 0 | 103.7927 | 4.3964 | 23.6088 | 103.7927 | 4.3964 | 23.6088 | 121.3349 | 5.1394 | 23.6088 | 4.883% | 0.18614 | 0.17693 | 13155.649 | 640.7749 | 160.5982 | 12354.2759 | 13164.97 | 0 | 0 | 13164.97 | 0.003943%
2028 | 73 | 73-23R | Tier-3 | Tier-3---9 | 5--5 | 248 | 100% | 5733.7907 | 98.41% | 1.505% | 0.0877% | 279.3035 | 0 | 0 | 279.3035 | 0 | 242.4537 | 4.1143 | 58.9292 | 242.4537 | 4.1143 | 58.9292 | 283.4311 | 4.8097 | 58.9292 | 4.871% | 0.21349 | 0.20292 | 26857.2697 | 1634.3076 | 394.5626 | 24828.3995 | 26879.5398 | 0 | 0 | 26879.5398 | 0.00921%
2028 | 73 | 73-678R | Tier-3 | Tier-3---5 | 5--5 | 528 | 100% | 10591.3769 | 98.31% | 1.605% | 0.08417% | 515.415 | 0 | 0 | 515.415 | 0 | 447.4138 | 8.7595 | 51.0774 | 447.4138 | 8.7595 | 51.0774 | 523.0318 | 10.24 | 51.0774 | 4.866% | 0.23776 | 0.22599 | 44546.6543 | 2704.4094 | 706.232 | 41136.0129 | 44585.8514 | 0 | 0 | 44585.8514 | 0.017%
2028 | 73 | 73-683R | Tier-3 | Tier-3---7 | 5--5 | 469 | 100% | 9288.0329 | 98.43% | 1.494% | 0.07761% | 452.5311 | 0 | 0 | 452.5311 | 0 | 392.8265 | 7.7807 | 50.4872 | 392.8265 | 7.7807 | 50.4872 | 459.2187 | 9.0957 | 50.4872 | 4.872% | 0.22716 | 0.21591 | 40887.9849 | 2244.0715 | 610.523 | 38033.3904 | 40921.4543 | 0 | 0 | 40921.4543 | 0.01492%
2028 | 75 | 75-2257F | Tier-3 | Tier-3---20 | 1--5 | 16 | 100% | 17.7969 | 99.34% | 0% | 0.6614% | 0.87512 | 0 | 0 | 0.87512 | 0 | 0.75966 | 0.26544 | 2.8619 | 0.75966 | 0.26544 | 2.8619 | 0.88805 | 0.3103 | 2.8619 | 4.917% | 0.0002804 | 0.00026652 | 63469.7957 | 3655.2315 | 381.3513 | 59433.2129 | 63491.6581 | 0 | 0 | 63491.6581 | 2.886e-05%
2028 | 75 | 75-2258F | Tier-3 | Tier-3---21 | 2--2 | 1 | 100% | 4.4231 | 0% | 100% | 0% | 0 | 0 | 0 | 0 | 0 | 0 | 0.01659 | 0 | 0 | 0.01659 | 0 | 0 | 0.019394 | 0 | 0% | 0.0051944 | 0.0049373 | 851.5125 | 1.4212 | 766.2233 | 83.868 | 895.8574 | 0 | 0 | 895.8574 | 0%
2028 | 75 | 75-2259F | Tier-3 | Tier-3---12 | 3--5 | 392 | 100% | 3135.4576 | 99.77% | 0.1421% | 0.08717% | 154.8494 | 0 | 0 | 154.8494 | 0 | 134.4194 | 6.5033 | 20.6695 | 134.4194 | 6.5033 | 20.6695 | 157.1378 | 7.6024 | 20.6695 | 4.939% | 0.020337 | 0.019331 | 154171.9995 | 13070.8578 | 336.227 | 140764.9147 | 154190.404 | 0 | 0 | 154190.404 | 0.005106%
2028 | 75 | 75-32R | Tier-3 | Tier-3---13 | 3--5 | 230 | 100% | 1708.3855 | 99.57% | 0.3134% | 0.112% | 84.2054 | 0 | 0 | 84.2054 | 0 | 73.0958 | 3.8157 | 19.1566 | 73.0958 | 3.8157 | 19.1566 | 85.4498 | 4.4606 | 19.1566 | 4.929% | 0.014781 | 0.01405 | 115578.2654 | 8310.062 | 472.6259 | 106795.5774 | 115603.867 | 0 | 0 | 115603.867 | 0.002777%
2028 | 75 | 75-41 | Tier-3 | Tier-3---13 | 3--5 | 98 | 100% | 1937.5846 | 99.86% | 0.04507% | 0.0969% | 95.7743 | 0 | 0 | 95.7743 | 0 | 83.1383 | 1.6258 | 51.1362 | 83.1383 | 1.6258 | 51.1362 | 97.1896 | 1.9006 | 51.1362 | 4.943% | 0.0163 | 0.015493 | 118871.6769 | 11982.6524 | 277.8358 | 106611.1887 | 118880.4654 | 0 | 0 | 118880.4654 | 0.003158%
2028 | 75 | 75-996R | Tier-2 | Tier-2---7 | 4--5 | 843 | 100% | 2211.1377 | 99.23% | 0.4312% | 0.3416% | 108.6055 | 0 | 0 | 108.6055 | 0 | 94.2766 | 13.9854 | 6.7411 | 94.2766 | 13.9854 | 6.7411 | 110.2104 | 16.3491 | 6.7411 | 4.912% | 0.043997 | 0.041819 | 50256.3267 | 5074.1581 | 595.0934 | 44587.0751 | 50276.5529 | 0 | 0 | 50276.5529 | 0.003581%
2028 | 770 | 770-259R | Tier-2 | Tier-2---17 | 2--3 | 39 | 100% | 42.5113 | 97.49% | 0.5175% | 1.991% | 2.0515 | 0 | 0 | 2.0515 | 0 | 1.7809 | 0.64701 | 2.7525 | 1.7809 | 0.64701 | 2.7525 | 2.0819 | 0.75636 | 2.7525 | 4.826% | 0.010605 | 0.01008 | 4008.538 | 404.386 | 91.8554 | 3512.2966 | 4013.7737 | 0 | 0 | 4013.7737 | 6.765e-05%
2028 | 78 | 78-26R | Tier-3 | Tier-3---5 | 5--5 | 493 | 100% | 14526.7268 | 98.56% | 1.412% | 0.03052% | 708.6971 | 0 | 0 | 708.6971 | 0 | 615.1953 | 8.1789 | 75.2176 | 615.1953 | 8.1789 | 75.2176 | 719.1703 | 9.5612 | 75.2176 | 4.879% | 0.34567 | 0.32856 | 42024.2818 | 2090.1766 | 553.5184 | 39380.5868 | 42055.8613 | 0 | 0 | 42055.8613 | 0.02337%
2028 | 78 | 78-782R | Tier-3 | Tier-3---7 | 5--5 | 33 | 100% | 7202.3158 | 99.51% | 0.4709% | 0.01666% | 354.7762 | 0 | 0 | 354.7762 | 0 | 307.9689 | 0.54747 | 562.5306 | 307.9689 | 0.54747 | 562.5306 | 360.0191 | 0.64 | 562.5306 | 4.926% | 0.33808 | 0.32134 | 21303.7357 | 1160.2609 | 93.0569 | 20050.418 | 21309.1455 | 0 | 0 | 21309.1455 | 0.0117%
2028 | 788 | 788-34R | Tier-2 | Tier-2---6 | 5--5 | 580 | 100% | 9132.2366 | 94.33% | 5.547% | 0.1209% | 426.4266 | 0 | 0 | 426.4266 | 0 | 370.166 | 9.6222 | 38.47 | 370.166 | 9.6222 | 38.47 | 432.7283 | 11.2485 | 38.47 | 4.669% | 0.12404 | 0.1179 | 73621.1831 | 9933.4586 | 4009.9599 | 59677.7646 | 73838.4724 | 0 | 0 | 73838.4724 | 0.01406%
2028 | 79 | 79-1215F | Tier-3 | Tier-3---18 | 5--3 | 18 | 100% | 324.1263 | 99.58% | 0.3619% | 0.05404% | 15.9775 | 0 | 0 | 15.9775 | 0 | 13.8695 | 0.29862 | 46.4454 | 13.8695 | 0.29862 | 46.4454 | 16.2136 | 0.34909 | 46.4454 | 4.929% | 0.1831 | 0.17404 | 1770.1913 | 88.5948 | 9.6251 | 1671.9714 | 1770.5747 | 0 | 0 | 1770.5747 | 0.0005269%
2028 | 791 | 791-419F | Tier-2 | Tier-2---5 | 5--5 | 101 | 100% | 3349.7594 | 92.58% | 7.304% | 0.116% | 153.5102 | 0 | 0 | 153.5102 | 0 | 133.2569 | 1.6756 | 79.5283 | 133.2569 | 1.6756 | 79.5283 | 155.7788 | 1.9588 | 79.5283 | 4.583% | 0.11325 | 0.10765 | 29577.718 | 1970.6299 | 1994.5012 | 25612.587 | 29692.0073 | 0 | 0 | 29692.0073 | 0.005062%
2028 | 79 | 79-658R | Tier-3 | Tier-3---5 | 5--5 | 484 | 100% | 12321.0759 | 99.26% | 0.6823% | 0.05367% | 605.4043 | 0 | 0 | 605.4043 | 0 | 525.5304 | 8.0296 | 65.4494 | 525.5304 | 8.0296 | 65.4494 | 614.3511 | 9.3867 | 65.4494 | 4.914% | 0.46655 | 0.44346 | 26408.7945 | 1544.5762 | 192.1403 | 24672.078 | 26418.917 | 0 | 0 | 26418.917 | 0.01996%
2028 | 79 | 79-660R | Tier-3 | Tier-3---14 | 5--3 | 773 | 100% | 2087.0386 | 97.47% | 2.263% | 0.2704% | 100.6913 | 0 | 0 | 100.6913 | 0 | 87.4066 | 12.8241 | 6.8158 | 87.4066 | 12.8241 | 6.8158 | 102.1793 | 14.9915 | 6.8158 | 4.825% | 0.45747 | 0.43483 | 4562.1181 | 197.7916 | 116.9677 | 4247.3588 | 4568.1369 | 0 | 0 | 4568.1369 | 0.00332%
2028 | 79 | 79-668R | Tier-3 | Tier-3---15 | 5--3 | 543 | 100% | 1606.9068 | 70.93% | 28.63% | 0.4437% | 56.416 | 0 | 0 | 56.416 | 0 | 48.9727 | 9.0084 | 5.4364 | 48.9727 | 9.0084 | 5.4364 | 57.2497 | 10.5309 | 5.4364 | 3.511% | 0.43999 | 0.41821 | 3652.1539 | 150.5315 | 949.6335 | 2551.989 | 3707.4514 | 0 | 0 | 3707.4514 | 0.00186%
2028 | 79 | 79-676R | Tier-3 | Tier-3---5 | 5--5 | 371 | 100% | 9714.1464 | 98.29% | 1.686% | 0.02874% | 472.6073 | 0 | 0 | 472.6073 | 0 | 410.2539 | 6.1549 | 66.6549 | 410.2539 | 6.1549 | 66.6549 | 479.5915 | 7.1951 | 66.6549 | 4.865% | 0.38409 | 0.36508 | 25291.2629 | 1478.5998 | 416.7742 | 23395.8888 | 25313.8415 | 0 | 0 | 25313.8415 | 0.01558%
2028 | 79 | 79-679R | Tier-3 | Tier-3---3 | 5--5 | 414 | 100% | 18448.5828 | 98.9% | 1.079% | 0.02427% | 903.134 | 0 | 0 | 903.134 | 0 | 783.9792 | 6.8683 | 114.1451 | 783.9792 | 6.8683 | 114.1451 | 916.4806 | 8.0291 | 114.1451 | 4.895% | 0.3939 | 0.3744 | 46835.416 | 2583.7373 | 473.6256 | 43778.0531 | 46862.3143 | 0 | 0 | 46862.3143 | 0.02978%
2028 | 79 | 79-685R | Tier-3 | Tier-3---14 | 5--4 | 54 | 100% | 2564.7524 | 99.37% | 0.5359% | 0.0899% | 126.1608 | 0 | 0 | 126.1608 | 0 | 109.5158 | 0.89586 | 122.2465 | 109.5158 | 0.89586 | 122.2465 | 128.0252 | 1.0473 | 122.2465 | 4.919% | 0.43155 | 0.41019 | 5943.1342 | 289.2774 | 32.5223 | 5621.3345 | 5945.071 | 0 | 0 | 5945.071 | 0.00416%
2028 | 79 | 79-714R | Tier-3 | Tier-3---9 | 5--4 | 446 | 100% | 5536.6205 | 96.31% | 3.618% | 0.06787% | 263.9613 | 0 | 0 | 263.9613 | 0 | 229.1356 | 7.3991 | 30.9678 | 229.1356 | 7.3991 | 30.9678 | 267.8621 | 8.6497 | 30.9678 | 4.768% | 0.37772 | 0.35902 | 14658.165 | 795.0255 | 492.7291 | 13370.4104 | 14686.3013 | 0 | 0 | 14686.3013 | 0.008704%
2028 | 79 | 79-785 | Tier-3 | Tier-3---3 | 5--5 | 868 | 100% | 18780.9285 | 97.14% | 2.812% | 0.0448% | 903.1022 | 0 | 0 | 903.1022 | 0 | 783.9515 | 14.4001 | 54.4406 | 783.9515 | 14.4001 | 54.4406 | 916.4483 | 16.8339 | 54.4406 | 4.809% | 0.38023 | 0.36141 | 49393.626 | 3270.0768 | 1298.0167 | 44825.5325 | 49467.0991 | 0 | 0 | 49467.0991 | 0.02978%
2028 | 79 | 79-799R | Tier-3 | Tier-3---14 | 5--3 | 82 | 100% | 3034.8235 | 97.12% | 2.752% | 0.1275% | 145.8979 | 0 | 0 | 145.8979 | 0 | 126.6489 | 1.3604 | 93.0981 | 126.6489 | 1.3604 | 93.0981 | 148.054 | 1.5903 | 93.0981 | 4.807% | 0.77068 | 0.73253 | 3937.8445 | 167.5066 | 101.5953 | 3668.7425 | 3943.7498 | 0 | 0 | 3943.7498 | 0.004811%
2028 | 79 | 79-808R | Tier-3 | Tier-3---3 | 5--5 | 410 | 100% | 19978.3255 | 99.23% | 0.7353% | 0.0338% | 981.3213 | 0 | 0 | 981.3213 | 0 | 851.8508 | 6.8019 | 125.2371 | 851.8508 | 6.8019 | 125.2371 | 995.8233 | 7.9515 | 125.2371 | 4.912% | 0.44563 | 0.42357 | 44831.6641 | 2303.1269 | 312.6633 | 42215.8739 | 44849.6205 | 0 | 0 | 44849.6205 | 0.03236%
2028 | 799 | 799-504R | Tier-2 | Tier-2---15 | 1--5 | 23 | 100% | 127.4062 | 99.28% | 0% | 0.716% | 6.2614 | 0 | 0 | 6.2614 | 0 | 5.4353 | 0.38157 | 14.2447 | 5.4353 | 0.38157 | 14.2447 | 6.354 | 0.44606 | 14.2447 | 4.915% | 0.0046964 | 0.0044639 | 27128.474 | 4849.4252 | 1319.6494 | 20959.3994 | 27138.5902 | 0 | 0 | 27138.5902 | 0.0002065%
2028 | 834 | 834-887AE | Tier-2 | Tier-2---17 | 2--4 | 2 | 100% | 70.3467 | 98.64% | 0% | 1.356% | 3.435 | 0 | 0 | 3.435 | 0 | 2.9818 | 0.03318 | 89.8664 | 2.9818 | 0.03318 | 89.8664 | 3.4857 | 0.038788 | 89.8664 | 4.883% | 0.0050886 | 0.0048367 | 13824.3748 | 3996.5264 | 228.7851 | 9599.0633 | 13834.1342 | 0 | 0 | 13834.1342 | 0.0001133%
2028 | 835 | 835-10F | Tier-2 | Tier-2---19 | 1--4 | 59 | 100% | 12.4137 | 98.83% | 0% | 1.166% | 0.60731 | 0 | 0 | 0.60731 | 0 | 0.52719 | 0.97881 | 0.5386 | 0.52719 | 0.97881 | 0.5386 | 0.61629 | 1.1442 | 0.5386 | 4.892% | 0.0010446 | 0.00099289 | 11883.6637 | 927.2087 | 137.533 | 10818.9221 | 11890.8775 | 0 | 0 | 11890.8775 | 2.003e-05%
2028 | 835 | 835-11F | Tier-2 | Tier-2---15 | 1--5 | 131 | 100% | 139.955 | 99.63% | 0% | 0.3714% | 6.902 | 0 | 0 | 6.902 | 0 | 5.9914 | 2.1733 | 2.7568 | 5.9914 | 2.1733 | 2.7568 | 7.004 | 2.5406 | 2.7568 | 4.932% | 0.0041866 | 0.0039794 | 33429.2729 | 4516.6864 | 116.5511 | 28796.0353 | 33435.7392 | 0 | 0 | 33435.7392 | 0.0002276%
2028 | 835 | 835-35F | Tier-2 | Tier-2---19 | 1--5 | 8 | 100% | 6.7153 | 99.02% | 0% | 0.9775% | 0.32916 | 0 | 0 | 0.32916 | 0 | 0.28573 | 0.13272 | 2.1529 | 0.28573 | 0.13272 | 2.1529 | 0.33402 | 0.15515 | 2.1529 | 4.902% | 0.0003154 | 0.00029979 | 21291.4086 | 1586.1343 | 191.0336 | 19514.2408 | 21302.2477 | 0 | 0 | 21302.2477 | 1.085e-05%
2028 | 840 | 840-308F | Tier-2 | Tier-2---13 | 4--4 | 15 | 100% | 330.3488 | 99.39% | 0.4551% | 0.1546% | 16.2526 | 0 | 0 | 16.2526 | 0 | 14.1083 | 0.24885 | 56.6939 | 14.1083 | 0.24885 | 56.6939 | 16.4928 | 0.29091 | 56.6939 | 4.92% | 0.063249 | 0.060118 | 5222.9719 | 562.2788 | 28.1473 | 4632.5459 | 5224.6302 | 0 | 0 | 5224.6302 | 0.0005359%
2028 | 840 | 840-374 | Tier-2 | Tier-2---13 | 4--3 | 231 | 100% | 232.5563 | 96.66% | 2.796% | 0.5416% | 11.1274 | 0 | 0 | 11.1274 | 0 | 9.6593 | 3.8323 | 2.5205 | 9.6593 | 3.8323 | 2.5205 | 11.2918 | 4.48 | 2.5205 | 4.785% | 0.064007 | 0.060838 | 3633.3054 | 196.9902 | 98.0177 | 3338.2976 | 3639.62 | 0 | 0 | 3639.62 | 0.0003669%
2028 | 858 | 858-14 | Tier-2 | Tier-2---12 | 2--5 | 10 | 100% | 411.6965 | 99.51% | 0% | 0.4896% | 20.2792 | 0 | 0 | 20.2792 | 0 | 17.6037 | 0.1659 | 106.1101 | 17.6037 | 0.1659 | 106.1101 | 20.5789 | 0.19394 | 106.1101 | 4.926% | 0.010043 | 0.0095457 | 40994.194 | 4079.4007 | 242.3431 | 36672.4502 | 41004.6459 | 0 | 0 | 41004.6459 | 0.0006687%
2028 | 859 | 859-42R | Tier-2 | Tier-2---3 | 4--5 | 856 | 100% | 8606.9717 | 99.86% | 0% | 0.1411% | 425.4439 | 0 | 0 | 425.4439 | 0 | 369.313 | 14.2011 | 26.006 | 369.313 | 14.2011 | 26.006 | 431.7311 | 16.6012 | 26.006 | 4.943% | 0.067132 | 0.063809 | 128210.0534 | 7463.1152 | 271.9776 | 120474.9607 | 128219.4758 | 0 | 0 | 128219.4758 | 0.01403%
2028 | 907 | 907-1562AE | Tier-3 | Tier-3---6 | 4--5 | 438 | 100% | 8439.7692 | 97.62% | 2.35% | 0.03436% | 407.8089 | 0 | 0 | 407.8089 | 0 | 354.0047 | 7.2664 | 48.7179 | 354.0047 | 7.2664 | 48.7179 | 413.8355 | 8.4945 | 48.7179 | 4.832% | 0.054867 | 0.052151 | 153823.4413 | 9936.3787 | 3323.7899 | 140563.2726 | 154014.4199 | 0 | 0 | 154014.4199 | 0.01345%
2028 | 907 | 907-1602 | Tier-3 | Tier-3---17 | 3--4 | 4 | 100% | 257.2419 | 98.67% | 1.294% | 0.04048% | 12.5635 | 0 | 0 | 12.5635 | 0 | 10.906 | 0.06636 | 164.3455 | 10.906 | 0.06636 | 164.3455 | 12.7492 | 0.077576 | 164.3455 | 4.884% | 0.018131 | 0.017233 | 14188.117 | 688.9653 | 150.8545 | 13348.2972 | 14197.9773 | 0 | 0 | 14197.9773 | 0.0004143%
2028 | 907 | 907-1702R | Tier-3 | Tier-3---6 | 4--5 | 703 | 100% | 9100.5583 | 99.73% | 0.2344% | 0.03926% | 449.2449 | 0 | 0 | 449.2449 | 0 | 389.9738 | 11.6628 | 33.4375 | 389.9738 | 11.6628 | 33.4375 | 455.8839 | 13.6339 | 33.4375 | 4.936% | 0.061079 | 0.058055 | 148997.4926 | 9820.8836 | 378.9812 | 138797.6278 | 149018.7269 | 0 | 0 | 149018.7269 | 0.01481%
2028 | 907 | 907-1716R | Tier-3 | Tier-3---2 | 4--5 | 1553 | 100% | 27066.4552 | 99.19% | 0.7771% | 0.02941% | 1328.9846 | 0 | 0 | 1328.9846 | 0 | 1153.6452 | 25.7643 | 44.7769 | 1153.6452 | 25.7643 | 44.7769 | 1348.6244 | 30.1188 | 44.7769 | 4.91% | 0.088049 | 0.083691 | 307401.4892 | 26739.124 | 2399.2259 | 278263.1391 | 307530.5949 | 0 | 0 | 307530.5949 | 0.04382%
2028 | 907 | 907-2820R | Tier-3 | Tier-3---10 | 4--5 | 110 | 100% | 6348.4755 | 99.98% | 0.008026% | 0.01607% | 314.1738 | 0 | 0 | 314.1738 | 0 | 272.7233 | 1.8249 | 149.4455 | 272.7233 | 1.8249 | 149.4455 | 318.8167 | 2.1333 | 149.4455 | 4.949% | 0.082479 | 0.078396 | 76970.9977 | 6095.6287 | 17.0995 | 70858.2695 | 76971.9637 | 0 | 0 | 76971.9637 | 0.01036%
2028 | 908 | 908-1172R | Tier-2 | Tier-2---2 | 5--5 | 1316 | 100% | 15766.5188 | 98.33% | 1.627% | 0.04735% | 767.3776 | 0 | 0 | 767.3776 | 0 | 666.1338 | 21.8325 | 30.5112 | 666.1338 | 21.8325 | 30.5112 | 778.718 | 25.5224 | 30.5112 | 4.867% | 0.20692 | 0.19668 | 76195.3215 | 5331.2754 | 1185.4095 | 69678.6366 | 76261.7497 | 0 | 0 | 76261.7497 | 0.02531%
2028 | 908 | 908-1236 | Tier-2 | Tier-2---2 | 5--5 | 759 | 100% | 11763.9311 | 98.8% | 1.165% | 0.03327% | 575.3384 | 0 | 0 | 575.3384 | 0 | 499.4312 | 12.5918 | 39.6631 | 499.4312 | 12.5918 | 39.6631 | 583.8408 | 14.72 | 39.6631 | 4.891% | 0.1877 | 0.17841 | 62673.98 | 5005.8683 | 685.7702 | 56982.3415 | 62713.0821 | 0 | 0 | 62713.0821 | 0.01897%
2028 | 908 | 908-1368R | Tier-2 | Tier-2---5 | 5--5 | 1095 | 100% | 5570.7929 | 96.25% | 3.531% | 0.2207% | 265.4096 | 0 | 0 | 265.4096 | 0 | 230.3929 | 18.1661 | 12.6826 | 230.3929 | 18.1661 | 12.6826 | 269.3319 | 21.2363 | 12.6826 | 4.764% | 0.23644 | 0.22474 | 23560.7485 | 1440.3319 | 798.3866 | 21322.03 | 23606.7777 | 0 | 0 | 23606.7777 | 0.008752%
2028 | 908 | 908-1370R | Tier-2 | Tier-2---8 | 5--4 | 563 | 100% | 1466.2762 | 91.81% | 7.905% | 0.289% | 66.6334 | 0 | 0 | 66.6334 | 0 | 57.8421 | 9.3402 | 6.1928 | 57.8421 | 9.3402 | 6.1928 | 67.6181 | 10.9188 | 6.1928 | 4.544% | 0.1878 | 0.17851 | 7807.4644 | 518.9417 | 584.8681 | 6703.6546 | 7840.781 | 0 | 0 | 7840.781 | 0.002197%
2028 | 908 | 908-1372R | Tier-2 | Tier-2---2 | 5--5 | 319 | 100% | 7960.2903 | 98.35% | 1.621% | 0.03193% | 387.5225 | 0 | 0 | 387.5225 | 0 | 336.3948 | 5.2922 | 63.5641 | 336.3948 | 5.2922 | 63.5641 | 393.2494 | 6.1867 | 63.5641 | 4.868% | 0.17701 | 0.16825 | 44971.6131 | 3766.5332 | 683.7932 | 40521.2867 | 45010.3176 | 0 | 0 | 45010.3176 | 0.01278%
2028 | 908 | 908-2038R | Tier-2 | Tier-2---1 | 5--5 | 1307 | 100% | 41258.5742 | 98.89% | 1.078% | 0.03081% | 2019.6477 | 0 | 0 | 2019.6477 | 0 | 1753.1858 | 21.6831 | 80.8548 | 1753.1858 | 21.6831 | 80.8548 | 2049.4942 | 25.3478 | 80.8548 | 4.895% | 0.23053 | 0.21912 | 178970.5163 | 13265.9985 | 1829.4076 | 163875.1102 | 179073.8915 | 0 | 0 | 179073.8915 | 0.0666%
2028 | 908 | 908-2040 | Tier-2 | Tier-2---5 | 5--5 | 559 | 100% | 3646.8048 | 91.91% | 7.986% | 0.1044% | 165.9128 | 0 | 0 | 165.9128 | 0 | 144.0231 | 9.2738 | 15.5301 | 144.0231 | 9.2738 | 15.5301 | 168.3647 | 10.8412 | 15.5301 | 4.55% | 0.17929 | 0.17042 | 20339.8492 | 1700.729 | 1512.7829 | 17126.3373 | 20425.5442 | 0 | 0 | 20425.5442 | 0.005471%
2028 | 908 | 908-2055F | Tier-3 | Tier-3---2 | 5--5 | 876 | 100% | 22564.0783 | 99.08% | 0.8792% | 0.03652% | 1106.6937 | 0 | 0 | 1106.6937 | 0 | 960.6823 | 14.5329 | 66.1042 | 960.6823 | 14.5329 | 66.1042 | 1123.0485 | 16.9891 | 66.1042 | 4.905% | 0.20355 | 0.19347 | 110854.0623 | 7735.6273 | 1009.8579 | 102108.5771 | 110906.9288 | 0 | 0 | 110906.9288 | 0.03649%
2028 | 908 | 908-2062F | Tier-2 | Tier-2---16 | 5--2 | 9 | 100% | 153.3115 | 98.58% | 1.358% | 0.06577% | 7.4809 | 0 | 0 | 7.4809 | 0 | 6.4939 | 0.14931 | 43.4927 | 6.4939 | 0.14931 | 43.4927 | 7.5915 | 0.17455 | 43.4927 | 4.88% | 0.16054 | 0.1526 | 954.9499 | 48.869 | 14.7016 | 891.3793 | 955.6578 | 0 | 0 | 955.6578 | 0.0002467%
2028 | 908 | 908-30 | Tier-2 | Tier-2---10 | 5--4 | 221 | 100% | 847.524 | 96.52% | 3.329% | 0.1488% | 40.4933 | 0 | 0 | 40.4933 | 0 | 35.1509 | 3.6664 | 9.5873 | 35.1509 | 3.6664 | 9.5873 | 41.0917 | 4.2861 | 9.5873 | 4.778% | 0.16572 | 0.15752 | 5114.069 | 284.5346 | 169.3742 | 4660.1602 | 5123.3319 | 0 | 0 | 5123.3319 | 0.001335%
2028 | 909 | 909-451 | Tier-3 | Tier-3---1 | 5--5 | 1430 | 100% | 55252.3747 | 99.27% | 0.7029% | 0.02396% | 2715.113 | 0 | 0 | 2715.113 | 0 | 2356.8951 | 23.7237 | 99.3476 | 2356.8951 | 23.7237 | 99.3476 | 2755.2372 | 27.7333 | 99.3476 | 4.914% | 0.31112 | 0.29572 | 177590.703 | 9870.6468 | 1163.318 | 166556.7382 | 177657.9267 | 0 | 0 | 177657.9267 | 0.08953%
2028 | 909 | 909-453R | Tier-2 | Tier-2---3 | 2--5 | 10 | 100% | 5703.0403 | 99.97% | 0% | 0.03309% | 282.2071 | 0 | 0 | 282.2071 | 0 | 244.9741 | 0.1659 | 1476.6361 | 244.9741 | 0.1659 | 1476.6361 | 286.3776 | 0.19394 | 1476.6361 | 4.948% | 0.0097928 | 0.0093081 | 582370.7512 | 29002.1932 | 955.718 | 552412.8399 | 582380.7865 | 0 | 0 | 582380.7865 | 0.009306%
2028 | 909 | 909-805R | Tier-2 | Tier-2---1 | 5--5 | 988 | 100% | 32313.161 | 99.26% | 0.708% | 0.02831% | 1587.725 | 0 | 0 | 1587.725 | 0 | 1378.2488 | 16.3909 | 84.086 | 1378.2488 | 16.3909 | 84.086 | 1611.1885 | 19.1612 | 84.086 | 4.914% | 0.28921 | 0.27489 | 111728.904 | 9787.6674 | 729.9669 | 101211.2697 | 111771.744 | 0 | 0 | 111771.744 | 0.05236%
2028 | 91 | 91-7F | Tier-2 | Tier-2---9 | 4--5 | 319 | 100% | 1295.9906 | 95.98% | 3.603% | 0.4176% | 61.5723 | 0 | 0 | 61.5723 | 0 | 53.4487 | 5.2922 | 10.0995 | 53.4487 | 5.2922 | 10.0995 | 62.4822 | 6.1867 | 10.0995 | 4.751% | 0.034038 | 0.032353 | 38075.0405 | 3866.8561 | 1530.8214 | 32677.363 | 38154.7637 | 0 | 0 | 38154.7637 | 0.00203%
2028 | 920 | 920-1342R | Tier-3 | Tier-3---12 | 4--5 | 310 | 100% | 3406.6458 | 99.34% | 0.5402% | 0.1203% | 167.5153 | 0 | 0 | 167.5153 | 0 | 145.4142 | 5.1429 | 28.2747 | 145.4142 | 5.1429 | 28.2747 | 169.9908 | 6.0121 | 28.2747 | 4.917% | 0.068604 | 0.065208 | 49656.3753 | 4642.3023 | 300.3512 | 44713.7218 | 49673.4543 | 0 | 0 | 49673.4543 | 0.005524%
2028 | 920 | 920-735AE | Tier-2 | Tier-2---7 | 4--5 | 87 | 100% | 1554.328 | 69.02% | 30.62% | 0.3611% | 53.1046 | 0 | 0 | 53.1046 | 0 | 46.0982 | 1.4433 | 31.9388 | 46.0982 | 1.4433 | 31.9388 | 53.8893 | 1.6873 | 31.9388 | 3.417% | 0.068691 | 0.065291 | 22627.8919 | 1626.4148 | 6446.6356 | 14554.8415 | 22992.947 | 0 | 0 | 22992.947 | 0.001751%
2028 | 921 | 921-800F | Tier-2 | Tier-2---7 | 4--5 | 126 | 100% | 1991.7107 | 76.61% | 23.16% | 0.2301% | 75.5258 | 0 | 0 | 75.5258 | 0 | 65.5614 | 2.0903 | 31.3639 | 65.5614 | 2.0903 | 31.3639 | 76.642 | 2.4436 | 31.3639 | 3.792% | 0.065336 | 0.062102 | 30484.0304 | 2594.6331 | 6453.3763 | 21436.021 | 30855.4164 | 0 | 0 | 30855.4164 | 0.002491%
2028 | 928 | 928-19 | Tier-2 | Tier-2---11 | 4--4 | 53 | 100% | 434.8834 | 99.47% | 0.2691% | 0.2608% | 21.4127 | 0 | 0 | 21.4127 | 0 | 18.5876 | 0.87927 | 21.1398 | 18.5876 | 0.87927 | 21.1398 | 21.7291 | 1.0279 | 21.1398 | 4.924% | 0.051756 | 0.049194 | 8402.5377 | 840.1371 | 38.3723 | 7524.0283 | 8404.8564 | 0 | 0 | 8404.8564 | 0.0007061%
2028 | 968 | 968-476F | Tier-2 | Tier-2---17 | 3--3 | 42 | 100% | 62.492 | 96.91% | 0.773% | 2.32% | 2.9977 | 0 | 0 | 2.9977 | 0 | 2.6022 | 0.69678 | 3.7346 | 2.6022 | 0.69678 | 3.7346 | 3.042 | 0.81454 | 3.7346 | 4.797% | 0.015315 | 0.014557 | 4080.3921 | 657.1077 | 115.1614 | 3308.123 | 4086.964 | 0 | 0 | 4086.964 | 9.885e-05%
2028 | 970 | 970-1341R | Tier-3 | Tier-3---4 | 5--5 | 70 | 100% | 12961.6134 | 99.66% | 0.3199% | 0.02218% | 639.405 | 0 | 0 | 639.405 | 0 | 555.0452 | 1.1613 | 477.9512 | 555.0452 | 1.1613 | 477.9512 | 648.8541 | 1.3576 | 477.9512 | 4.933% | 0.12497 | 0.11878 | 103720.1236 | 10455.2915 | 563.8236 | 92701.0085 | 103738.6021 | 0 | 0 | 103738.6021 | 0.02109%
2028 | 971 | 971-1973R | Tier-3 | Tier-3---4 | 5--5 | 945 | 100% | 15148.7962 | 99.05% | 0.8967% | 0.0506% | 742.7622 | 0 | 0 | 742.7622 | 0 | 644.766 | 15.6776 | 41.1267 | 644.766 | 15.6776 | 41.1267 | 753.7388 | 18.3273 | 41.1267 | 4.903% | 0.14704 | 0.13976 | 103024.8612 | 7594.4752 | 905.6636 | 94524.7224 | 103075.6847 | 0 | 0 | 103075.6847 | 0.02449%
2028 | 971 | 971-2050R | Tier-3 | Tier-3---2 | 5--5 | 1604 | 100% | 28484.5838 | 98.91% | 1.035% | 0.05308% | 1394.6521 | 0 | 0 | 1394.6521 | 0 | 1210.6489 | 26.6104 | 45.4954 | 1210.6489 | 26.6104 | 45.4954 | 1415.2624 | 31.1078 | 45.4954 | 4.896% | 0.18464 | 0.1755 | 154268.7539 | 10830.6461 | 1582.0513 | 141856.0564 | 154356.1301 | 0 | 0 | 154356.1301 | 0.04599%
2028 | 971 | 971-29R | Tier-3 | Tier-3---6 | 5--5 | 200 | 100% | 8015.4065 | 99.46% | 0.5042% | 0.0309% | 394.6396 | 0 | 0 | 394.6396 | 0 | 342.5729 | 3.318 | 103.2467 | 342.5729 | 3.318 | 103.2467 | 400.4716 | 3.8788 | 103.2467 | 4.924% | 0.12171 | 0.11568 | 65856.8143 | 3610.5313 | 317.5488 | 61928.7341 | 65875.1664 | 0 | 0 | 65875.1664 | 0.01301%
2028 | 971 | 971-371R | Tier-3 | Tier-3---12 | 5--5 | 118 | 100% | 4351.5062 | 99.52% | 0.4473% | 0.03668% | 214.3571 | 0 | 0 | 214.3571 | 0 | 186.0759 | 1.9576 | 95.052 | 186.0759 | 1.9576 | 95.052 | 217.5249 | 2.2885 | 95.052 | 4.926% | 0.11668 | 0.1109 | 37295.5773 | 2011.9233 | 160.8045 | 35122.8495 | 37304.9774 | 0 | 0 | 37304.9774 | 0.007069%
2028 | 971 | 971-381R | Tier-2 | Tier-2---15 | 1--5 | 11 | 100% | 191.8954 | 99.94% | 0% | 0.06293% | 9.4928 | 0 | 0 | 9.4928 | 0 | 8.2404 | 0.18249 | 45.1554 | 8.2404 | 0.18249 | 45.1554 | 9.6331 | 0.21333 | 45.1554 | 4.947% | 0.0003802 | 0.00036138 | 504722.2701 | 25462.7501 | 288.52 | 478971 | 504738.8106 | 0 | 0 | 504738.8106 | 0.000313%
2028 | 971 | 971-383R | Tier-3 | Tier-3---4 | 5--5 | 427 | 100% | 14770.5962 | 98.43% | 1.528% | 0.03956% | 719.68 | 0 | 0 | 719.68 | 0 | 624.7291 | 7.0839 | 88.1895 | 624.7291 | 7.0839 | 88.1895 | 730.3154 | 8.2812 | 88.1895 | 4.872% | 0.13837 | 0.13152 | 106747.8715 | 6177.23 | 1600.3912 | 98970.2503 | 106835.0414 | 0 | 0 | 106835.0414 | 0.02373%
2028 | 971 | 971-388R | Tier-3 | Tier-3---4 | 5--5 | 1117 | 100% | 11267.961 | 98.98% | 0.9235% | 0.09902% | 552.0609 | 0 | 0 | 552.0609 | 0 | 479.2248 | 18.531 | 25.8606 | 479.2248 | 18.531 | 25.8606 | 560.2193 | 21.663 | 25.8606 | 4.899% | 0.17642 | 0.16769 | 63870.0886 | 3872.2432 | 602.7653 | 59395.0801 | 63904.0994 | 0 | 0 | 63904.0994 | 0.0182%
2028 | 972 | 972-1582R | Tier-3 | Tier-3---6 | 5--5 | 361 | 100% | 8019.1792 | 98.53% | 1.384% | 0.08092% | 391.1329 | 0 | 0 | 391.1329 | 0 | 339.5288 | 5.989 | 56.6921 | 339.5288 | 5.989 | 56.6921 | 396.9131 | 7.0012 | 56.6921 | 4.877% | 0.15062 | 0.14317 | 53239.6467 | 3086.8109 | 714.7235 | 49438.1123 | 53280.2737 | 0 | 0 | 53280.2737 | 0.0129%
2028 | 972 | 972-1590F | Tier-3 | Tier-3---2 | 5--5 | 1464 | 100% | 23409.1539 | 98.39% | 1.548% | 0.05965% | 1140.1279 | 0 | 0 | 1140.1279 | 0 | 989.7054 | 24.2878 | 40.7491 | 989.7054 | 24.2878 | 40.7491 | 1156.9769 | 28.3927 | 40.7491 | 4.87% | 0.17603 | 0.16732 | 132982.6796 | 10745.803 | 2028.2393 | 120208.6373 | 133093.9956 | 0 | 0 | 133093.9956 | 0.0376%
2028 | 972 | 972-32R | Tier-2 | Tier-2---1 | 5--5 | 958 | 100% | 22914.3284 | 97.48% | 2.478% | 0.04418% | 1105.6563 | 0 | 0 | 1105.6563 | 0 | 959.7818 | 15.8932 | 60.3893 | 959.7818 | 15.8932 | 60.3893 | 1121.9958 | 18.5794 | 60.3893 | 4.825% | 0.16607 | 0.15785 | 137978.7753 | 7897.3231 | 3156.5486 | 126924.9036 | 138159.9776 | 0 | 0 | 138159.9776 | 0.03646%
2028 | 972 | 972-942R | Tier-3 | Tier-3---6 | 5--5 | 360 | 100% | 9149.6836 | 99.12% | 0.8301% | 0.05344% | 448.9075 | 0 | 0 | 448.9075 | 0 | 389.681 | 5.9724 | 65.2469 | 389.681 | 5.9724 | 65.2469 | 455.5415 | 6.9818 | 65.2469 | 4.906% | 0.14195 | 0.13492 | 64459.3584 | 4369.1581 | 517.8641 | 59572.3362 | 64489.0192 | 0 | 0 | 64489.0192 | 0.0148%
2028 | 973 | 973-1226R | Tier-3 | Tier-3---10 | 5--5 | 249 | 100% | 5177.8696 | 97.32% | 2.585% | 0.09195% | 249.4435 | 0 | 0 | 249.4435 | 0 | 216.5332 | 4.1309 | 52.4177 | 216.5332 | 4.1309 | 52.4177 | 253.1298 | 4.8291 | 52.4177 | 4.817% | 0.13989 | 0.13297 | 37012.5952 | 1958.2894 | 910.1694 | 34144.1364 | 37064.1939 | 0 | 0 | 37064.1939 | 0.008226%
2028 | 973 | 973-1245R | Tier-3 | Tier-3---6 | 5--5 | 144 | 100% | 8620.1106 | 99.53% | 0.4446% | 0.0227% | 424.7015 | 0 | 0 | 424.7015 | 0 | 368.6686 | 2.389 | 154.3216 | 368.6686 | 2.389 | 154.3216 | 430.9777 | 2.7927 | 154.3216 | 4.927% | 0.12039 | 0.11443 | 71603.6913 | 4071.6789 | 428.5861 | 67103.4263 | 71621.1173 | 0 | 0 | 71621.1173 | 0.01401%
2028 | 973 | 973-626R | Tier-3 | Tier-3---7 | 5--5 | 198 | 100% | 6521.7236 | 98.03% | 1.864% | 0.1053% | 316.4676 | 0 | 0 | 316.4676 | 0 | 274.7145 | 3.2848 | 83.6315 | 274.7145 | 3.2848 | 83.6315 | 321.1444 | 3.84 | 83.6315 | 4.853% | 0.1523 | 0.14476 | 42821.6164 | 2771.3178 | 761.0334 | 39289.2652 | 42865.5348 | 0 | 0 | 42865.5348 | 0.01044%
2028 | 974 | 974-23R | Tier-3 | Tier-3---11 | 5--5 | 611 | 100% | 3492.8626 | 93.69% | 6.037% | 0.2698% | 161.9921 | 0 | 0 | 161.9921 | 0 | 140.6197 | 10.1365 | 13.8726 | 140.6197 | 10.1365 | 13.8726 | 164.386 | 11.8497 | 13.8726 | 4.638% | 0.16472 | 0.15657 | 21204.8226 | 1225.3577 | 1209.8349 | 18769.63 | 21274.471 | 0 | 0 | 21274.471 | 0.005342%
2028 | 974 | 974-715R | Tier-3 | Tier-3---6 | 5--5 | 73 | 100% | 7107.1697 | 99.55% | 0.3981% | 0.05413% | 350.214 | 0 | 0 | 350.214 | 0 | 304.0085 | 1.2111 | 251.0245 | 304.0085 | 1.2111 | 251.0245 | 355.3895 | 1.4158 | 251.0245 | 4.928% | 0.14069 | 0.13372 | 50517.2415 | 2626.4246 | 327.9593 | 47562.8576 | 50529.1387 | 0 | 0 | 50529.1387 | 0.01155%
2028 | 975 | 975-22R | Tier-3 | Tier-3---7 | 5--5 | 25 | 100% | 6417.0381 | 80.3% | 19.69% | 0.01691% | 255.0589 | 0 | 0 | 255.0589 | 0 | 221.4077 | 0.41475 | 533.8337 | 221.4077 | 0.41475 | 533.8337 | 258.8282 | 0.48485 | 533.8337 | 3.975% | 0.19669 | 0.18696 | 32624.3404 | 2655.4587 | 6062.1421 | 23906.7397 | 32959.0914 | 0 | 0 | 32959.0914 | 0.008411%
2028 | 991 | 991-1 | Tier-2 | Tier-2---12 | 4--5 | 189 | 100% | 626.8618 | 65.87% | 33.98% | 0.153% | 20.4388 | 0 | 0 | 20.4388 | 0 | 17.7423 | 3.1355 | 5.6585 | 17.7423 | 3.1355 | 5.6585 | 20.7409 | 3.6655 | 5.6585 | 3.261% | 0.034773 | 0.033051 | 18027.4627 | 2318.0951 | 5585.2087 | 10124.1589 | 18347.8976 | 0 | 0 | 18347.8976 | 0.000674%
2028 | 991 | 991-1206R | Tier-2 | Tier-2---4 | 4--5 | 392 | 100% | 4576.7911 | 99.78% | 0.09876% | 0.1221% | 226.0508 | 0 | 0 | 226.0508 | 0 | 196.2268 | 6.5033 | 30.1735 | 196.2268 | 6.5033 | 30.1735 | 229.3913 | 7.6024 | 30.1735 | 4.939% | 0.063785 | 0.060628 | 71752.9575 | 8533.7139 | 142.1853 | 63077.0583 | 71761.2112 | 0 | 0 | 71761.2112 | 0.007454%
2028 | 1023 | CB 1023 | Tier-2 | Tier-2---4 | 4--5 | 184 | 100% | 3332.7386 | 99.81% | 0.1085% | 0.07978% | 164.66 | 0 | 0 | 164.66 | 0 | 142.9356 | 3.0526 | 46.8248 | 142.9356 | 3.0526 | 46.8248 | 167.0934 | 3.5685 | 46.8248 | 4.941% | 0.082267 | 0.078195 | 40511.3438 | 2187.4084 | 643.9575 | 37679.9779 | 40515.3153 | 0 | 0 | 40515.3153 | 0.00543%
2028 | 1090 | CB 1090 | Tier-2 | Tier-2---7 | 3--5 | 149 | 100% | 1414.5114 | 99.62% | 0.1678% | 0.2113% | 69.7529 | 0 | 0 | 69.7529 | 0 | 60.5501 | 2.4719 | 24.4952 | 60.5501 | 2.4719 | 24.4952 | 70.7837 | 2.8897 | 24.4952 | 4.931% | 0.025114 | 0.023871 | 56324.0689 | 3193.0563 | 219.125 | 52911.8876 | 56335.1879 | 0 | 0 | 56335.1879 | 0.0023%
2028 | 1101 | CB 1101 | Tier-2 | Tier-2---9 | 4--4 | 41 | 100% | 1133.279 | 99.72% | 0.1529% | 0.1272% | 55.9402 | 0 | 0 | 55.9402 | 0 | 48.5597 | 0.68019 | 71.3913 | 48.5597 | 0.68019 | 71.3913 | 56.7669 | 0.79515 | 71.3913 | 4.936% | 0.091579 | 0.087045 | 12374.933 | 790.0395 | 488.8435 | 11096.0499 | 12376.7382 | 0 | 0 | 12376.7382 | 0.001845%
2028 | 1106 | CB 1106 | Tier-2 | Tier-2---7 | 4--5 | 242 | 100% | 1646.9837 | 34.54% | 65.41% | 0.04829% | 28.1563 | 0 | 0 | 28.1563 | 0 | 24.4415 | 4.0148 | 6.0879 | 24.4415 | 4.0148 | 6.0879 | 28.5724 | 4.6933 | 6.0879 | 1.71% | 0.070774 | 0.067271 | 23270.9618 | 453.178 | 13904.863 | 8912.9208 | 24064.3118 | 0 | 0 | 24064.3118 | 0.0009285%
2028 | 1138 | CB 1138 | Tier-2 | Tier-2---10 | 5--4 | 241 | 100% | 765.4961 | 75% | 24.28% | 0.7274% | 28.4174 | 0 | 0 | 28.4174 | 0 | 24.6681 | 3.9982 | 6.1698 | 24.6681 | 3.9982 | 6.1698 | 28.8373 | 4.6739 | 6.1698 | 3.712% | 0.11418 | 0.10853 | 6704.4211 | 521.4992 | 1615.7801 | 4567.1418 | 6791.7244 | 0 | 0 | 6791.7244 | 0.0009371%
2028 | 1162 | CB 1162 | Tier-2 | Tier-2---18 | 4--2 | 13 | 100% | 75.2008 | 96.65% | 1.975% | 1.378% | 3.5976 | 0 | 0 | 3.5976 | 0 | 3.123 | 0.21567 | 14.4803 | 3.123 | 0.21567 | 14.4803 | 3.6508 | 0.25212 | 14.4803 | 4.784% | 0.064214 | 0.061035 | 1171.1044 | 73.0024 | 42.1055 | 1055.9965 | 1173.1495 | 0 | 0 | 1173.1495 | 0.0001186%
2028 | 1234 | CB 1234 | Tier-3 | Tier-3---10 | 5--5 | 1271 | 100% | 6311.4919 | 84.29% | 15.54% | 0.1769% | 263.3319 | 0 | 0 | 263.3319 | 0 | 228.5893 | 21.0859 | 10.8409 | 228.5893 | 21.0859 | 10.8409 | 267.2235 | 24.6497 | 10.8409 | 4.172% | 0.11961 | 0.11369 | 52765.4948 | 2759.6634 | 8111.6399 | 41894.1915 | 53197.2441 | 0 | 0 | 53197.2441 | 0.008684%
2028 | 1235 | CB 1235 | Tier-2 | Tier-2---6 | 4--5 | 2262 | 100% | 6645.572 | 99.09% | 0.6868% | 0.2213% | 325.9686 | 0 | 0 | 325.9686 | 0 | 282.962 | 37.5266 | 7.5403 | 282.962 | 37.5266 | 7.5403 | 330.7858 | 43.869 | 7.5403 | 4.905% | 0.082825 | 0.078725 | 80236.4987 | 5995.4874 | 833.9481 | 73407.0631 | 80274.4439 | 0 | 0 | 80274.4439 | 0.01075%
2028 | 1243 | CB 1243 | Tier-2 | Tier-2---7 | 3--5 | 367 | 100% | 1438.3629 | 99.75% | 0% | 0.2509% | 71.0203 | 0 | 0 | 71.0203 | 0 | 61.6503 | 6.0885 | 10.1256 | 61.6503 | 6.0885 | 10.1256 | 72.0699 | 7.1176 | 10.1256 | 4.938% | 0.019586 | 0.018616 | 73438.3162 | 4480.0299 | 229.8696 | 68728.4167 | 73447.9126 | 0 | 0 | 73447.9126 | 0.002342%
2028 | 1245 | CB 1245 | Tier-2 | Tier-2---15 | 1--5 | 15 | 100% | 108.0997 | 99.75% | 0% | 0.2497% | 5.3376 | 0 | 0 | 5.3376 | 0 | 4.6334 | 0.24885 | 18.6191 | 4.6334 | 0.24885 | 18.6191 | 5.4165 | 0.29091 | 18.6191 | 4.938% | 0.001637 | 0.001556 | 66035.2637 | 9567.7722 | 158.6523 | 56308.8392 | 66043.8517 | 0 | 0 | 66043.8517 | 0.000176%
2028 | 1250 | CB 1250 | Tier-2 | Tier-2---4 | 4--5 | 74 | 100% | 4075.2359 | 99.93% | 0.04042% | 0.02515% | 201.5919 | 0 | 0 | 201.5919 | 0 | 174.9949 | 1.2277 | 142.5433 | 174.9949 | 1.2277 | 142.5433 | 204.571 | 1.4351 | 142.5433 | 4.947% | 0.088703 | 0.084312 | 45942.5846 | 2409.8097 | 605.4247 | 42927.3502 | 45944.1535 | 0 | 0 | 45944.1535 | 0.006648%
2028 | 1299 | CB 1299 | Tier-2 | Tier-2---19 | 3--3 | 14 | 100% | 41.7756 | 94.08% | 0% | 5.924% | 1.9454 | 0 | 0 | 1.9454 | 0 | 1.6887 | 0.23226 | 7.2709 | 1.6887 | 0.23226 | 7.2709 | 1.9742 | 0.27151 | 7.2709 | 4.657% | 0.014997 | 0.014255 | 2785.5246 | 306.2114 | 186.6907 | 2292.6226 | 2794.1175 | 0 | 0 | 2794.1175 | 6.415e-05%
2028 | 1446 | CB 1446 | Tier-1 | Non-HFTD---17 | 1--2 | 13 | 100% | 1.7782 | 79.62% | 0% | 20.38% | 0.070088 | 0 | 0 | 0.070088 | 0 | 0.060841 | 0.21567 | 0.2821 | 0.060841 | 0.21567 | 0.2821 | 0.071124 | 0.25212 | 0.2821 | 3.941% | 0.0015656 | 0.0014881 | 1135.819 | 102.9141 | 262.715 | 770.1898 | 1147.8711 | 0 | 0 | 1147.8711 | 2.311e-06%
2028 | 1448 | CB 1448 | Tier-1 | Non-HFTD---15 | 1--3 | 26 | 100% | 4.2012 | 88.77% | 0% | 11.23% | 0.18461 | 0 | 0 | 0.18461 | 0 | 0.16026 | 0.43134 | 0.37153 | 0.16026 | 0.43134 | 0.37153 | 0.18734 | 0.50424 | 0.37153 | 4.394% | 0.002261 | 0.0021491 | 1858.0978 | 117.1147 | 997.061 | 743.9221 | 1868.9599 | 0 | 0 | 1868.9599 | 6.088e-06%
2028 | 1525 | CB 1525 | Tier-2 | Tier-2---13 | 4--4 | 24 | 100% | 259.6903 | 35.49% | 63.12% | 1.387% | 4.5624 | 0 | 0 | 4.5624 | 0 | 3.9605 | 0.39816 | 9.947 | 3.9605 | 0.39816 | 9.947 | 4.6299 | 0.46545 | 9.947 | 1.757% | 0.050512 | 0.048011 | 5141.181 | 222.3399 | 3171.9797 | 1746.8613 | 5313.8944 | 0 | 0 | 5313.8944 | 0.0001505%
2028 | 185 | CB 185 | Tier-2 | Tier-2---12 | 3--4 | 5 | 100% | 396.8506 | 79.93% | 19.29% | 0.7702% | 15.7025 | 0 | 0 | 15.7025 | 0 | 13.6308 | 0.08295 | 164.3252 | 13.6308 | 0.08295 | 164.3252 | 15.9345 | 0.09697 | 164.3252 | 3.957% | 0.027797 | 0.026421 | 14276.8452 | 843.1477 | 2609.8043 | 10823.8933 | 14426.0307 | 0 | 0 | 14426.0307 | 0.0005178%
2028 | 196 | CB 196 | Tier-2 | Tier-2---15 | 3--4 | 14 | 100% | 134.4699 | 3.142% | 96.54% | 0.3137% | 0.20915 | 0 | 0 | 0.20915 | 0 | 0.18155 | 0.23226 | 0.78168 | 0.18155 | 0.23226 | 0.78168 | 0.21224 | 0.27151 | 0.78168 | 0.1555% | 0.019464 | 0.018501 | 6908.5051 | 21.7439 | 6000.3704 | 886.3908 | 7256.9805 | 0 | 0 | 7256.9805 | 6.897e-06%
2028 | 200 | CB 200 | Tier-2 | Tier-2---9 | 4--5 | 168 | 100% | 1342.6559 | 29.9% | 69.37% | 0.7369% | 19.8694 | 0 | 0 | 19.8694 | 0 | 17.2479 | 2.7871 | 6.1884 | 17.2479 | 2.7871 | 6.1884 | 20.163 | 3.2582 | 6.1884 | 1.48% | 0.060261 | 0.057278 | 22280.6766 | 447.1549 | 16796.8177 | 5036.7039 | 23094.1132 | 0 | 0 | 23094.1132 | 0.0006552%
2028 | 202 | CB 202 | Tier-2 | Tier-2---16 | 4--3 | 321 | 100% | 133.9861 | 95.12% | 0% | 4.877% | 6.3088 | 0 | 0 | 6.3088 | 0 | 5.4765 | 5.3254 | 1.0284 | 5.4765 | 5.3254 | 1.0284 | 6.4021 | 6.2254 | 1.0284 | 4.709% | 0.040966 | 0.038939 | 3270.6344 | 253.1701 | 166.1074 | 2851.3569 | 3278.9415 | 0 | 0 | 3278.9415 | 0.000208%
2028 | 203 | CB 203 | Tier-2 | Tier-2---13 | 4--4 | 554 | 100% | 195.752 | 9.583% | 88.23% | 2.187% | 0.9286 | 0 | 0 | 0.9286 | 0 | 0.80609 | 9.1909 | 0.087705 | 0.80609 | 9.1909 | 0.087705 | 0.94233 | 10.7442 | 0.087705 | 0.4744% | 0.03541 | 0.033657 | 5528.1246 | 19.724 | 4996.0335 | 512.3671 | 5788.4276 | 0 | 0 | 5788.4276 | 3.062e-05%
2028 | 204 | CB 204 | Tier-2 | Tier-2---9 | 4--4 | 463 | 100% | 1059.5314 | 80.82% | 18.41% | 0.7661% | 42.3888 | 0 | 0 | 42.3888 | 0 | 36.7962 | 7.6812 | 4.7904 | 36.7962 | 7.6812 | 4.7904 | 43.0152 | 8.9794 | 4.7904 | 4.001% | 0.068524 | 0.065132 | 15462.1941 | 933.3265 | 3218.617 | 11310.2506 | 15616.619 | 0 | 0 | 15616.619 | 0.001398%
2028 | 215 | CB 215 | Tier-3 | Tier-3---20 | 1--5 | 8 | 100% | 133.9133 | 99.89% | 0% | 0.1056% | 6.6217 | 0 | 0 | 6.6217 | 0 | 5.7481 | 0.13272 | 43.3098 | 5.7481 | 0.13272 | 43.3098 | 6.7196 | 0.15515 | 43.3098 | 4.945% | 0.0005546 | 0.00052715 | 241459.2274 | 12829.2932 | 1199.7792 | 227430.1551 | 241472.5029 | 0 | 0 | 241472.5029 | 0.0002184%
2028 | 230 | CB 230 | Tier-2 | Tier-2---14 | 1--5 | 77 | 100% | 212.8275 | 99.81% | 0% | 0.1866% | 10.5153 | 0 | 0 | 10.5153 | 0 | 9.128 | 1.2774 | 7.1456 | 9.128 | 1.2774 | 7.1456 | 10.6707 | 1.4933 | 7.1456 | 4.941% | 0.0025822 | 0.0024544 | 82420.9788 | 5196.3102 | 6622.8824 | 70601.7862 | 82428.9864 | 0 | 0 | 82428.9864 | 0.0003468%
2028 | 231 | CB 231 | Tier-2 | Tier-2---7 | 4--5 | 688 | 100% | 2499.974 | 99.29% | 0.4807% | 0.2332% | 122.8653 | 0 | 0 | 122.8653 | 0 | 106.6551 | 11.4139 | 9.3443 | 106.6551 | 11.4139 | 9.3443 | 124.681 | 13.343 | 9.3443 | 4.915% | 0.037573 | 0.035713 | 66537.1573 | 4869.2313 | 990.775 | 60677.151 | 66561.8947 | 0 | 0 | 66561.8947 | 0.004052%
2028 | 232 | CB 232 | Tier-2 | Tier-2---7 | 4--5 | 605 | 100% | 1642.5971 | 97.37% | 2.323% | 0.3027% | 79.1736 | 0 | 0 | 79.1736 | 0 | 68.7279 | 10.037 | 6.8475 | 68.7279 | 10.037 | 6.8475 | 80.3437 | 11.7333 | 6.8475 | 4.82% | 0.029023 | 0.027587 | 56595.6114 | 3442.0938 | 1736.7765 | 51416.7411 | 56673.0008 | 0 | 0 | 56673.0008 | 0.002611%
2028 | 233 | CB 233 | Tier-2 | Tier-2---4 | 4--5 | 1834 | 100% | 4127.6955 | 98.74% | 0.928% | 0.3343% | 201.7417 | 0 | 0 | 201.7417 | 0 | 175.1249 | 30.4261 | 5.7557 | 175.1249 | 30.4261 | 5.7557 | 204.723 | 35.5684 | 5.7557 | 4.888% | 0.075451 | 0.071716 | 54706.8242 | 4073.6346 | 1765.0896 | 48868.1 | 54742.7891 | 0 | 0 | 54742.7891 | 0.006653%
2028 | 234 | CB 234 | Tier-2 | Tier-2---4 | 4--5 | 1006 | 100% | 3294.853 | 98.88% | 0.9043% | 0.2189% | 161.2634 | 0 | 0 | 161.2634 | 0 | 139.9872 | 16.6896 | 8.3877 | 139.9872 | 16.6896 | 8.3877 | 163.6466 | 19.5103 | 8.3877 | 4.894% | 0.044658 | 0.042447 | 73779.6805 | 5680.9025 | 1107.6673 | 66991.1107 | 73822.8352 | 0 | 0 | 73822.8352 | 0.005318%
2028 | 236 | CB 236 | Tier-2 | Tier-2---1 | 5--5 | 678 | 100% | 12711.1878 | 97.62% | 2.333% | 0.04724% | 614.2258 | 0 | 0 | 614.2258 | 0 | 533.188 | 11.248 | 47.4028 | 533.188 | 11.248 | 47.4028 | 623.3029 | 13.1491 | 47.4028 | 4.832% | 0.1419 | 0.13487 | 89580.6366 | 5356.752 | 2115.0834 | 82108.8012 | 89691.6894 | 0 | 0 | 89691.6894 | 0.02025%
2028 | 237 | CB 237 | Tier-2 | Tier-2---8 | 5--5 | 34 | 100% | 2111.5746 | 99.54% | 0.4259% | 0.03207% | 104.0443 | 0 | 0 | 104.0443 | 0 | 90.3172 | 0.56406 | 160.1197 | 90.3172 | 0.56406 | 160.1197 | 105.5818 | 0.65939 | 160.1197 | 4.927% | 0.10923 | 0.10382 | 19331.9134 | 1261.1888 | 123.1877 | 17947.5369 | 19336.5241 | 0 | 0 | 19336.5241 | 0.003431%
2028 | 240 | CB 240 | Tier-2 | Tier-2---9 | 4--5 | 241 | 100% | 1263.0316 | 97.68% | 1.949% | 0.3739% | 61.0677 | 0 | 0 | 61.0677 | 0 | 53.0108 | 3.9982 | 13.2587 | 53.0108 | 3.9982 | 13.2587 | 61.9702 | 4.6739 | 13.2587 | 4.835% | 0.048511 | 0.046109 | 26036.1977 | 2576.3946 | 964.8687 | 22494.9343 | 26067.6956 | 0 | 0 | 26067.6956 | 0.002014%
2028 | 242 | CB 242 | Tier-2 | Tier-2---11 | 5--3 | 55 | 100% | 406.8184 | 64.36% | 35.02% | 0.6193% | 12.9611 | 0 | 0 | 12.9611 | 0 | 11.2511 | 0.91245 | 12.3307 | 11.2511 | 0.91245 | 12.3307 | 13.1527 | 1.0667 | 12.3307 | 3.186% | 0.1014 | 0.096385 | 4011.826 | 175.5762 | 1861.6873 | 1974.5625 | 4086.281 | 0 | 0 | 4086.281 | 0.0004274%
2028 | 244 | CB 244 | Tier-2 | Tier-2---14 | 4--4 | 20 | 100% | 295.5508 | 37.5% | 61.39% | 1.106% | 5.4867 | 0 | 0 | 5.4867 | 0 | 4.7628 | 0.3318 | 14.3544 | 4.7628 | 0.3318 | 14.3544 | 5.5678 | 0.38788 | 14.3544 | 1.856% | 0.040668 | 0.038655 | 7267.3331 | 124.9098 | 5850.4758 | 1291.9476 | 7503.8614 | 0 | 0 | 7503.8614 | 0.0001809%
2028 | 246 | CB 246 | Tier-2 | Tier-2---7 | 4--5 | 577 | 100% | 1438.4419 | 90% | 9.47% | 0.5268% | 64.0848 | 0 | 0 | 64.0848 | 0 | 55.6298 | 9.5724 | 5.8115 | 55.6298 | 9.5724 | 5.8115 | 65.0319 | 11.1903 | 5.8115 | 4.455% | 0.066431 | 0.063143 | 21653.0415 | 2613.8832 | 2643.0483 | 16396.11 | 21765.7701 | 0 | 0 | 21765.7701 | 0.002113%
2028 | 247 | CB 247 | Tier-2 | Tier-2---12 | 4--4 | 119 | 100% | 379.7423 | 70.28% | 29.01% | 0.71% | 13.2106 | 0 | 0 | 13.2106 | 0 | 11.4677 | 1.9742 | 5.8087 | 11.4677 | 1.9742 | 5.8087 | 13.4059 | 2.3079 | 5.8087 | 3.479% | 0.038566 | 0.036657 | 9846.5066 | 767.6776 | 3381.19 | 5697.6391 | 9998.9083 | 0 | 0 | 9998.9083 | 0.0004356%
2028 | 248 | CB 248 | Tier-2 | Tier-2---9 | 3--5 | 276 | 100% | 962.1527 | 99.5% | 0% | 0.4991% | 47.3889 | 0 | 0 | 47.3889 | 0 | 41.1366 | 4.5788 | 8.9841 | 41.1366 | 4.5788 | 8.9841 | 48.0892 | 5.3527 | 8.9841 | 4.925% | 0.01881 | 0.017879 | 51150.5838 | 3349.6651 | 233.4496 | 47567.4691 | 51163.8787 | 0 | 0 | 51163.8787 | 0.001563%
2028 | 249 | CB 249 | Tier-3 | Tier-3---16 | 4--4 | 167 | 100% | 826.9208 | 97.04% | 2.672% | 0.2884% | 39.7207 | 0 | 0 | 39.7207 | 0 | 34.4802 | 2.7705 | 12.4453 | 34.4802 | 2.7705 | 12.4453 | 40.3077 | 3.2388 | 12.4453 | 4.803% | 0.05906 | 0.056137 | 14001.3211 | 814.7478 | 543.4884 | 12643.085 | 14022.9085 | 0 | 0 | 14022.9085 | 0.00131%
2028 | 280 | CB 280 | Tier-2 | Tier-2---14 | 4--4 | 8 | 100% | 310.7968 | 16.09% | 83.08% | 0.8251% | 2.4753 | 0 | 0 | 2.4753 | 0 | 2.1488 | 0.13272 | 16.1902 | 2.1488 | 0.13272 | 16.1902 | 2.5119 | 0.15515 | 16.1902 | 0.7965% | 0.042409 | 0.04031 | 7328.4886 | 69.1302 | 6322.2672 | 937.0911 | 7648.7329 | 0 | 0 | 7648.7329 | 8.163e-05%
2028 | 292 | CB 292 | Tier-2 | Tier-2---18 | 4--3 | 385 | 100% | 94.6686 | 66.47% | 32.93% | 0.6021% | 3.115 | 0 | 0 | 3.115 | 0 | 2.704 | 6.3872 | 0.42335 | 2.704 | 6.3872 | 0.42335 | 3.161 | 7.4667 | 0.42335 | 3.29% | 0.048129 | 0.045747 | 1966.9754 | 99.9551 | 607.6602 | 1259.3601 | 2001.3198 | 0 | 0 | 2001.3198 | 0.0001027%
2028 | 315 | CB 315 | Tier-2 | Tier-2---19 | 1--4 | 151 | 100% | 10.7713 | 97.26% | 0% | 2.741% | 0.51856 | 0 | 0 | 0.51856 | 0 | 0.45015 | 2.5051 | 0.17969 | 0.45015 | 2.5051 | 0.17969 | 0.52622 | 2.9285 | 0.17969 | 4.814% | 0.0017586 | 0.0016715 | 6124.9072 | 421.4743 | 2656.1641 | 3047.2689 | 6133.6511 | 0 | 0 | 6133.6511 | 1.71e-05%
2028 | 327 | CB 327 | Tier-3 | Tier-3---16 | 4--5 | 22 | 100% | 1456.7095 | 99.79% | 0.1579% | 0.0494% | 71.9576 | 0 | 0 | 71.9576 | 0 | 62.4639 | 0.36498 | 171.1432 | 62.4639 | 0.36498 | 171.1432 | 73.021 | 0.42667 | 171.1432 | 4.94% | 0.076966 | 0.073157 | 18926.5639 | 1203.1103 | 32.523 | 17690.9305 | 18928.6074 | 0 | 0 | 18928.6074 | 0.002373%
2028 | 329 | CB 329 | Tier-2 | Tier-2---14 | 3--4 | 37 | 100% | 215.2852 | 96.83% | 2.614% | 0.5577% | 10.3186 | 0 | 0 | 10.3186 | 0 | 8.9573 | 0.61383 | 14.5924 | 8.9573 | 0.61383 | 14.5924 | 10.4711 | 0.71757 | 14.5924 | 4.793% | 0.026212 | 0.024915 | 8213.1037 | 578.8703 | 1610.2559 | 6023.9775 | 8226.6688 | 0 | 0 | 8226.6688 | 0.0003403%
2028 | 330 | CB 330 | Tier-2 | Tier-2---16 | 4--3 | 228 | 100% | 124.2501 | 33.35% | 64.03% | 2.615% | 2.0514 | 0 | 0 | 2.0514 | 0 | 1.7807 | 3.7825 | 0.47078 | 1.7807 | 3.7825 | 0.47078 | 2.0817 | 4.4218 | 0.47078 | 1.651% | 0.029702 | 0.028232 | 4183.2246 | 7.517 | 3868.9172 | 306.7905 | 4328.4151 | 0 | 0 | 4328.4151 | 6.765e-05%
2028 | 331 | CB 331 | Tier-2 | Tier-2---14 | 2--5 | 3 | 100% | 261.2105 | 99.38% | 0% | 0.6196% | 12.8498 | 0 | 0 | 12.8498 | 0 | 11.1545 | 0.04977 | 224.1202 | 11.1545 | 0.04977 | 224.1202 | 13.0397 | 0.058182 | 224.1202 | 4.919% | 0.010352 | 0.0098396 | 25232.8512 | 1657.0176 | 8665.3282 | 14910.5054 | 25240.9927 | 0 | 0 | 25240.9927 | 0.0004237%
2028 | 350 | CB 350 | Tier-2 | Tier-2---15 | 1--5 | 1 | 100% | 133.5736 | 99.92% | 0% | 0.07821% | 6.6067 | 0 | 0 | 6.6067 | 0 | 5.7351 | 0.01659 | 345.6937 | 5.7351 | 0.01659 | 345.6937 | 6.7044 | 0.019394 | 345.6937 | 4.946% | 0.0004644 | 0.00044141 | 287626.1214 | 14942.4119 | 4643.5136 | 268040.196 | 287637.8363 | 0 | 0 | 287637.8363 | 0.0002179%
2028 | 351 | CB 351 | Tier-2 | Tier-2---3 | 5--5 | 542 | 100% | 14599.7352 | 99.66% | 0.3054% | 0.03279% | 720.2429 | 0 | 0 | 720.2429 | 0 | 625.2178 | 8.9918 | 69.5321 | 625.2178 | 8.9918 | 69.5321 | 730.8867 | 10.5115 | 69.5321 | 4.933% | 0.12463 | 0.11847 | 117140.1183 | 11493.6944 | 423.4429 | 105222.9811 | 117160.7487 | 0 | 0 | 117160.7487 | 0.02375%
2028 | 352 | CB 352 | Tier-2 | Tier-2---18 | 4--2 | 27 | 100% | 87.8741 | 99.22% | 0.6237% | 0.1541% | 4.3159 | 0 | 0 | 4.3159 | 0 | 3.7465 | 0.44793 | 8.3641 | 3.7465 | 0.44793 | 8.3641 | 4.3797 | 0.52364 | 8.3641 | 4.911% | 0.066856 | 0.063546 | 1314.3831 | 68.0986 | 10.3432 | 1235.9414 | 1314.9155 | 0 | 0 | 1314.9155 | 0.0001423%
2028 | 353 | CB 353 | Tier-2 | Tier-2---19 | 1--5 | 2 | 100% | 7.5897 | 98.6% | 0% | 1.398% | 0.37044 | 0 | 0 | 0.37044 | 0 | 0.32156 | 0.03318 | 9.6915 | 0.32156 | 0.03318 | 9.6915 | 0.37591 | 0.038788 | 9.6915 | 4.881% | 0.0001926 | 0.00018307 | 39406.3406 | 2311.4551 | 1967.6519 | 35127.2336 | 39435.0274 | 0 | 0 | 39435.0274 | 1.222e-05%
2028 | 355 | CB 355 | Tier-2 | Tier-2---3 | 5--5 | 836 | 100% | 11288.3525 | 98.84% | 1.109% | 0.05403% | 552.2734 | 0 | 0 | 552.2734 | 0 | 479.4093 | 13.8693 | 34.5663 | 479.4093 | 13.8693 | 34.5663 | 560.435 | 16.2133 | 34.5663 | 4.892% | 0.1048 | 0.099616 | 107709.793 | 9333.0654 | 1277.5324 | 97099.1953 | 107775.044 | 0 | 0 | 107775.044 | 0.01821%
2028 | 356 | CB 356 | Tier-2 | Tier-2---19 | 1--5 | 5 | 100% | 6.8062 | 99.1% | 0% | 0.8997% | 0.33387 | 0 | 0 | 0.33387 | 0 | 0.28982 | 0.08295 | 3.494 | 0.28982 | 0.08295 | 3.494 | 0.33881 | 0.09697 | 3.494 | 4.905% | 0.0001262 | 0.00011995 | 53931.5569 | 3195.8788 | 2293.9675 | 48441.7106 | 53956.8259 | 0 | 0 | 53956.8259 | 1.101e-05%
2028 | 357 | CB 357 | Tier-3 | Tier-3---10 | 5--5 | 372 | 100% | 6110.8546 | 96.01% | 3.933% | 0.05986% | 290.409 | 0 | 0 | 290.409 | 0 | 252.094 | 6.1715 | 40.8482 | 252.094 | 6.1715 | 40.8482 | 294.7007 | 7.2145 | 40.8482 | 4.752% | 0.12773 | 0.12141 | 47841.0693 | 2695.6068 | 1944.7301 | 43200.7325 | 47940.553 | 0 | 0 | 47940.553 | 0.009577%
2028 | 358 | CB 358 | Tier-3 | Tier-3---15 | 5--4 | 35 | 100% | 861.4334 | 18.88% | 81.11% | 0.0161% | 8.0496 | 0 | 0 | 8.0496 | 0 | 6.9875 | 0.58065 | 12.034 | 6.9875 | 0.58065 | 12.034 | 8.1685 | 0.67879 | 12.034 | 0.9344% | 0.1387 | 0.13184 | 6210.6059 | 69.3964 | 4526.8458 | 1614.3636 | 6472.9843 | 0 | 0 | 6472.9843 | 0.0002654%
2028 | 381 | CB 381 | Tier-1 | Non-HFTD---5 | 1--4 | 10 | 100% | 47.7165 | 98.4% | 0% | 1.604% | 2.3241 | 0 | 0 | 2.3241 | 0 | 2.0175 | 0.1659 | 12.1607 | 2.0175 | 0.1659 | 12.1607 | 2.3584 | 0.19394 | 12.1607 | 4.871% | 0.0039148 | 0.003721 | 12188.7447 | 475.4162 | 9693.6533 | 2019.6752 | 12198.9235 | 0 | 0 | 12198.9235 | 7.664e-05%
2028 | 396 | CB 396 | Tier-2 | Tier-2---11 | 5--4 | 3 | 100% | 669.8148 | 14.34% | 85.25% | 0.4034% | 4.7554 | 0 | 0 | 4.7554 | 0 | 4.128 | 0.04977 | 82.942 | 4.128 | 0.04977 | 82.942 | 4.8257 | 0.058182 | 82.942 | 0.71% | 0.10036 | 0.095392 | 6674.121 | 114.298 | 5341.1785 | 1218.6444 | 6971.8435 | 0 | 0 | 6971.8435 | 0.0001568%
2028 | 441 | CB 441 | Tier-3 | Tier-3---15 | 5--3 | 152 | 100% | 1133.0808 | 94.08% | 5.666% | 0.2577% | 52.7648 | 0 | 0 | 52.7648 | 0 | 45.8033 | 2.5217 | 18.1638 | 45.8033 | 2.5217 | 18.1638 | 53.5446 | 2.9479 | 18.1638 | 4.657% | 0.54555 | 0.51854 | 2076.9658 | 75.1989 | 111.2175 | 1890.5493 | 2083.3735 | 0 | 0 | 2083.3735 | 0.00174%
2028 | 443 | CB 443 | Tier-2 | Tier-2---17 | 2--4 | 9 | 100% | 67.1473 | 98.29% | 0% | 1.71% | 3.2669 | 0 | 0 | 3.2669 | 0 | 2.8359 | 0.14931 | 18.9935 | 2.8359 | 0.14931 | 18.9935 | 3.3152 | 0.17455 | 18.9935 | 4.865% | 0.007405 | 0.0070385 | 9067.8323 | 1055.0436 | 148.4631 | 7864.3256 | 9075.9094 | 0 | 0 | 9075.9094 | 0.0001077%
2028 | 444 | CB 444 | Tier-2 | Tier-2---16 | 4--2 | 4 | 100% | 117.4434 | 97.68% | 1.947% | 0.3705% | 5.6787 | 0 | 0 | 5.6787 | 0 | 4.9295 | 0.06636 | 74.2838 | 4.9295 | 0.06636 | 74.2838 | 5.7626 | 0.077576 | 74.2838 | 4.835% | 0.081621 | 0.07758 | 1438.8937 | 81.4155 | 42.4476 | 1315.0306 | 1440.6306 | 0 | 0 | 1440.6306 | 0.0001873%
2028 | 470 | CB 470 | Tier-2 | Tier-2---6 | 5--5 | 183 | 100% | 6922.0493 | 95.49% | 4.388% | 0.1268% | 327.1728 | 0 | 0 | 327.1728 | 0 | 284.0073 | 3.036 | 93.5474 | 284.0073 | 3.036 | 93.5474 | 332.0078 | 3.5491 | 93.5474 | 4.727% | 0.114 | 0.10835 | 60721.6484 | 6478.0385 | 2705.5326 | 51538.0773 | 60864.4088 | 0 | 0 | 60864.4088 | 0.01079%
2028 | 499 | CB 499 | Tier-2 | Tier-2---19 | 2--3 | 3 | 100% | 19.4193 | 94.64% | 0% | 5.361% | 0.90973 | 0 | 0 | 0.90973 | 0 | 0.7897 | 0.04977 | 15.867 | 0.7897 | 0.04977 | 15.867 | 0.92317 | 0.058182 | 15.867 | 4.685% | 0.00687 | 0.0065299 | 2826.6853 | 198.2647 | 1278.7389 | 1349.6817 | 2834.5765 | 0 | 0 | 2834.5765 | 3e-05%
2028 | 520 | CB 520 | Tier-2 | Tier-2---21 | 1--5 | 6 | 100% | 1.7668 | 97.86% | 0% | 2.14% | 0.085586 | 0 | 0 | 0.085586 | 0 | 0.074294 | 0.09954 | 0.74637 | 0.074294 | 0.09954 | 0.74637 | 0.08685 | 0.11636 | 0.74637 | 4.844% | 7.36e-05 | 6.9957e-05 | 24005.4522 | 3167.8618 | 4630.5395 | 16207.0509 | 24032.1992 | 0 | 0 | 24032.1992 | 2.822e-06%
2028 | 521 | CB 521 | Tier-2 | Tier-2---20 | 3--1 | 19 | 100% | 12.2832 | 16.79% | 81.3% | 1.905% | 0.1021 | 0 | 0 | 0.1021 | 0 | 0.088634 | 0.31521 | 0.28119 | 0.088634 | 0.31521 | 0.28119 | 0.10361 | 0.36848 | 0.28119 | 0.8313% | 0.025917 | 0.024634 | 473.952 | 4.2331 | 417.1527 | 52.5662 | 494.4894 | 0 | 0 | 494.4894 | 3.367e-06%
2028 | 522 | CB 522 | Tier-2 | Tier-2---9 | 4--5 | 553 | 100% | 1074.3257 | 89.49% | 10.08% | 0.4258% | 47.5925 | 0 | 0 | 47.5925 | 0 | 41.3134 | 9.1743 | 4.5032 | 41.3134 | 9.1743 | 4.5032 | 48.2958 | 10.7248 | 4.5032 | 4.43% | 0.049006 | 0.04658 | 21922.4202 | 1310.4924 | 2696.6948 | 17915.2331 | 22042.3571 | 0 | 0 | 22042.3571 | 0.001569%
2028 | 523 | CB 523 | Tier-2 | Tier-2---13 | 4--4 | 301 | 100% | 305.5692 | 37.2% | 61.32% | 1.484% | 5.6264 | 0 | 0 | 5.6264 | 0 | 4.8841 | 4.9936 | 0.97807 | 4.8841 | 4.9936 | 0.97807 | 5.7095 | 5.8376 | 0.97807 | 1.841% | 0.044603 | 0.042395 | 6850.8655 | 393.6973 | 4462.8655 | 1994.3028 | 7074.9309 | 0 | 0 | 7074.9309 | 0.0001855%
2028 | 524 | CB 524 | Tier-3 | Tier-3---17 | 3--5 | 34 | 100% | 481.3309 | 94.25% | 5.298% | 0.4514% | 22.456 | 0 | 0 | 22.456 | 0 | 19.4933 | 0.56406 | 34.5588 | 19.4933 | 0.56406 | 34.5588 | 22.7878 | 0.65939 | 34.5588 | 4.665% | 0.018139 | 0.017241 | 26536.2736 | 2336.3386 | 4292.2973 | 19907.6377 | 26615.7308 | 0 | 0 | 26615.7308 | 0.0007405%
2028 | 533 | CB 533 | Tier-2 | Tier-2---20 | 4--1 | 1 | 100% | 10.6053 | 3.364% | 93.72% | 2.92% | 0.01766 | 0 | 0 | 0.01766 | 0 | 0.01533 | 0.01659 | 0.92406 | 0.01533 | 0.01659 | 0.92406 | 0.017921 | 0.019394 | 0.92406 | 0.1665% | 0.06013 | 0.057154 | 176.3723 | 1.1693 | 138.2093 | 36.9937 | 185.2484 | 0 | 0 | 185.2484 | 5.824e-07%
2028 | 534 | CB 534 | Tier-2 | Tier-2---21 | 4--1 | 3 | 100% | 6.3051 | 35.99% | 54.92% | 9.089% | 0.11233 | 0 | 0 | 0.11233 | 0 | 0.097511 | 0.04977 | 1.9592 | 0.097511 | 0.04977 | 1.9592 | 0.11399 | 0.058182 | 1.9592 | 1.782% | 0.060541 | 0.057544 | 104.1456 | 2.8823 | 62.9218 | 38.3415 | 107.6172 | 0 | 0 | 107.6172 | 3.704e-06%
2028 | 535 | CB 535 | Tier-2 | Tier-2---16 | 4--3 | 3 | 100% | 111.4983 | 4.585% | 95.12% | 0.2939% | 0.25308 | 0 | 0 | 0.25308 | 0 | 0.21969 | 0.04977 | 4.414 | 0.21969 | 0.04977 | 4.414 | 0.25682 | 0.058182 | 4.414 | 0.227% | 0.059698 | 0.056743 | 1867.7052 | 9.1379 | 1456.5514 | 402.016 | 1960.5113 | 0 | 0 | 1960.5113 | 8.346e-06%
2028 | 536 | CB 536 | Tier-2 | Tier-2---18 | 4--2 | 51 | 100% | 54.1099 | 76.19% | 21.99% | 1.82% | 2.0408 | 0 | 0 | 2.0408 | 0 | 1.7715 | 0.84609 | 2.0938 | 1.7715 | 0.84609 | 2.0938 | 2.0709 | 0.98909 | 2.0938 | 3.772% | 0.063476 | 0.060334 | 852.4497 | 43.8224 | 164.7863 | 643.8409 | 863.0188 | 0 | 0 | 863.0188 | 6.73e-05%
2028 | 540 | CB 540 | Tier-2 | Tier-2---17 | 1--5 | 189 | 100% | 67.245 | 99.24% | 0% | 0.7576% | 3.3034 | 0 | 0 | 3.3034 | 0 | 2.8676 | 3.1355 | 0.91455 | 2.8676 | 3.1355 | 0.91455 | 3.3522 | 3.6655 | 0.91455 | 4.913% | 0.0036022 | 0.0034239 | 18667.7627 | 1335.1505 | 3231.0476 | 14101.5646 | 18675.1274 | 0 | 0 | 18675.1274 | 0.0001089%
2028 | 542 | CB 542 | Tier-2 | Tier-2---9 | 4--5 | 54 | 100% | 949.4775 | 95.45% | 4.414% | 0.1311% | 44.8628 | 0 | 0 | 44.8628 | 0 | 38.9439 | 0.89586 | 43.4709 | 38.9439 | 0.89586 | 43.4709 | 45.5258 | 1.0473 | 43.4709 | 4.725% | 0.053515 | 0.050866 | 17742.4015 | 965.8807 | 2773.7516 | 14002.7692 | 17784.4002 | 0 | 0 | 17784.4002 | 0.001479%
2028 | 576 | CB 576 | Tier-2 | Tier-2---12 | 4--4 | 26 | 100% | 417.7025 | 78.37% | 21.49% | 0.1463% | 16.2034 | 0 | 0 | 16.2034 | 0 | 14.0656 | 0.43134 | 32.609 | 14.0656 | 0.43134 | 32.609 | 16.4428 | 0.50424 | 32.609 | 3.879% | 0.047237 | 0.044899 | 8842.622 | 398.1663 | 2081.4024 | 6363.0533 | 8942.2431 | 0 | 0 | 8942.2431 | 0.0005343%
2028 | 590 | CB 590 | Tier-1 | Non-HFTD---1 | 4--5 | 19 | 100% | 1201.4044 | 63.12% | 36.78% | 0.1021% | 37.535 | 0 | 0 | 37.535 | 0 | 32.5828 | 0.31521 | 103.3684 | 32.5828 | 0.31521 | 103.3684 | 38.0897 | 0.36848 | 103.3684 | 3.124% | 0.042337 | 0.040241 | 28377.3086 | 1624.7139 | 11108.9745 | 15643.6202 | 28922.3867 | 0 | 0 | 28922.3867 | 0.001238%
2028 | 599 | CB 599 | Tier-2 | Tier-2---4 | 4--5 | 752 | 100% | 4323.2442 | 99.81% | 0% | 0.1903% | 213.5933 | 0 | 0 | 213.5933 | 0 | 185.4129 | 12.4757 | 14.8619 | 185.4129 | 12.4757 | 14.8619 | 216.7498 | 14.5842 | 14.8619 | 4.941% | 0.043095 | 0.040961 | 100319.859 | 10016.8763 | 926.348 | 89376.6347 | 100329.8016 | 0 | 0 | 100329.8016 | 0.007044%
2028 | 750 | CB 750 | Tier-1 | Non-HFTD---4 | 1--5 | 7 | 100% | 147.1702 | 99.68% | 0% | 0.3223% | 7.2614 | 0 | 0 | 7.2614 | 0 | 6.3034 | 0.11613 | 54.2788 | 6.3034 | 0.11613 | 54.2788 | 7.3688 | 0.13576 | 54.2788 | 4.934% | 0.0040188 | 0.0038199 | 36620.4268 | 4754.4325 | 4693.3113 | 27172.6829 | 36626.5736 | 0 | 0 | 36626.5736 | 0.0002395%
2028 | 776 | CB 776 | Tier-2 | Tier-2---18 | 3--3 | 50 | 100% | 55.0677 | 92.66% | 4.028% | 3.312% | 2.5258 | 0 | 0 | 2.5258 | 0 | 2.1925 | 0.8295 | 2.6432 | 2.1925 | 0.8295 | 2.6432 | 2.5631 | 0.9697 | 2.6432 | 4.587% | 0.014982 | 0.01424 | 3675.6367 | 359.0614 | 229.0677 | 3087.5075 | 3689.6867 | 0 | 0 | 3689.6867 | 8.329e-05%
2028 | 788 | CB 788 | Tier-2 | Tier-2---2 | 5--5 | 107 | 100% | 8569.0681 | 95.07% | 4.755% | 0.1724% | 403.2679 | 0 | 0 | 403.2679 | 0 | 350.0629 | 1.7751 | 197.2039 | 350.0629 | 1.7751 | 197.2039 | 409.2275 | 2.0751 | 197.2039 | 4.706% | 0.14181 | 0.13479 | 60426.1463 | 6360.7221 | 2990.776 | 51074.6482 | 60581.2081 | 0 | 0 | 60581.2081 | 0.0133%
2028 | 835 | CB 835 | Tier-2 | Tier-2---17 | 1--5 | 189 | 100% | 42.6475 | 99.43% | 0% | 0.5747% | 2.0989 | 0 | 0 | 2.0989 | 0 | 1.822 | 3.1355 | 0.58108 | 1.822 | 3.1355 | 0.58108 | 2.1299 | 3.6655 | 0.58108 | 4.922% | 0.0017112 | 0.0016265 | 24922.574 | 2795.9682 | 135.9476 | 21990.6582 | 24930.0337 | 0 | 0 | 24930.0337 | 6.921e-05%
2028 | 907 | CB 907 | Tier-3 | Tier-3---13 | 3--5 | 62 | 100% | 2742.2838 | 99.83% | 0.1274% | 0.03844% | 135.5179 | 0 | 0 | 135.5179 | 0 | 117.6384 | 1.0286 | 114.3696 | 117.6384 | 1.0286 | 114.3696 | 137.5206 | 1.2024 | 114.3696 | 4.942% | 0.023668 | 0.022497 | 115862.6603 | 8950.1537 | 169.4148 | 106743.0917 | 115872.6663 | 0 | 0 | 115872.6663 | 0.004469%
2028 | 91 | CB 91 | Tier-2 | Tier-2---12 | 3--5 | 173 | 100% | 337.7351 | 93.43% | 6.078% | 0.496% | 15.6188 | 0 | 0 | 15.6188 | 0 | 13.5581 | 2.8701 | 4.724 | 13.5581 | 2.8701 | 4.724 | 15.8496 | 3.3551 | 4.724 | 4.625% | 0.015476 | 0.01471 | 21823.4311 | 1985.3885 | 2725.0024 | 17113.0402 | 21898.15 | 0 | 0 | 21898.15 | 0.000515%
2028 | 911 | CB 911 | Tier-2 | Tier-2---14 | 1--5 | 14 | 100% | 193.6033 | 99.75% | 0% | 0.253% | 9.5591 | 0 | 0 | 9.5591 | 0 | 8.2979 | 0.23226 | 35.7269 | 8.2979 | 0.23226 | 35.7269 | 9.7004 | 0.27151 | 35.7269 | 4.937% | 0.0040632 | 0.0038621 | 47647.9856 | 3321.3578 | 3797.4712 | 40529.1566 | 47654.2641 | 0 | 0 | 47654.2641 | 0.0003152%
2028 | 928 | CB 928 | Tier-2 | Tier-2---7 | 4--5 | 42 | 100% | 1655.0106 | 79.76% | 20.12% | 0.1245% | 65.3395 | 0 | 0 | 65.3395 | 0 | 56.719 | 0.69678 | 81.4014 | 56.719 | 0.69678 | 81.4014 | 66.3051 | 0.81454 | 81.4014 | 3.948% | 0.057199 | 0.054367 | 28934.4603 | 1965.0457 | 5791.8405 | 21177.574 | 29239.4879 | 0 | 0 | 29239.4879 | 0.002155%
2028 | 955 | CB 955 | Tier-1 | Non-HFTD---9 | 1--3 | 60 | 100% | 15.216 | 95.67% | 0% | 4.328% | 0.7206 | 0 | 0 | 0.7206 | 0 | 0.62552 | 0.9954 | 0.62841 | 0.62552 | 0.9954 | 0.62841 | 0.73125 | 1.1636 | 0.62841 | 4.736% | 0.0047456 | 0.0045107 | 3206.3351 | 153.1066 | 2161.0856 | 892.143 | 3213.5613 | 0 | 0 | 3213.5613 | 2.376e-05%
2028 | 970 | CB 970 | Tier-2 | Tier-2---14 | 1--5 | 6 | 100% | 251.0066 | 99.97% | 0% | 0.03372% | 12.4206 | 0 | 0 | 12.4206 | 0 | 10.7819 | 0.09954 | 108.3174 | 10.7819 | 0.09954 | 108.3174 | 12.6042 | 0.11636 | 108.3174 | 4.948% | 0.00034 | 0.00032317 | 738254.59 | 37452.9301 | 3187.3418 | 697614.3182 | 738267.5551 | 0 | 0 | 738267.5551 | 0.0004096%
2028 | 971 | CB 971 | Tier-2 | Tier-2---3 | 5--5 | 162 | 100% | 11456.6981 | 99.51% | 0.4569% | 0.03477% | 564.3183 | 0 | 0 | 564.3183 | 0 | 489.8651 | 2.6876 | 182.2698 | 489.8651 | 2.6876 | 182.2698 | 572.6579 | 3.1418 | 182.2698 | 4.926% | 0.12528 | 0.11908 | 91451.3672 | 5164.7092 | 651.9468 | 85634.7112 | 91474.7827 | 0 | 0 | 91474.7827 | 0.01861%
2028 | 975 | CB 975 | Tier-3 | Tier-3---16 | 5--4 | 50 | 100% | 1304.3742 | 99.51% | 0.4601% | 0.0271% | 64.252 | 0 | 0 | 64.252 | 0 | 55.7749 | 0.8295 | 67.2391 | 55.7749 | 0.8295 | 67.2391 | 65.2015 | 0.9697 | 67.2391 | 4.926% | 0.10726 | 0.10195 | 12161.0449 | 615.424 | 92.9298 | 11452.6911 | 12164.1301 | 0 | 0 | 12164.1301 | 0.002119%
2028 | 980 | CB 980 | Tier-2 | Tier-2---12 | 2--5 | 450 | 100% | 387.8494 | 99.7% | 0% | 0.3041% | 19.1402 | 0 | 0 | 19.1402 | 0 | 16.6149 | 7.4655 | 2.2256 | 16.6149 | 7.4655 | 2.2256 | 19.423 | 8.7273 | 2.2256 | 4.935% | 0.0069124 | 0.0065702 | 56109.2292 | 22659.9966 | 1622.27 | 31826.9626 | 56118.115 | 0 | 0 | 56118.115 | 0.0006312%
2028 | 981 | CB 981 | Tier-2 | Tier-2---15 | 1--5 | 104 | 100% | 132.7571 | 99.65% | 0% | 0.354% | 6.5482 | 0 | 0 | 6.5482 | 0 | 5.6843 | 1.7254 | 3.2945 | 5.6843 | 1.7254 | 3.2945 | 6.645 | 2.017 | 3.2945 | 4.932% | 0.0030076 | 0.0028587 | 44140.5414 | 2879.0748 | 9317.9917 | 31943.4749 | 44148.6786 | 0 | 0 | 44148.6786 | 0.0002159%
2028 | CTL1 | CB CTL1 | Tier-3 | Tier-3---19 | 5--1 | 4 | 100% | 27.4807 | 90.21% | 9.514% | 0.2799% | 1.2271 | 0 | 0 | 1.2271 | 0 | 1.0652 | 0.06636 | 16.0514 | 1.0652 | 0.06636 | 16.0514 | 1.2452 | 0.077576 | 16.0514 | 4.465% | 0.42111 | 0.40027 | 65.2572 | 3.4648 | 6.2225 | 55.5699 | 65.5901 | 0 | 0 | 65.5901 | 4.046e-05%
2028 | FB1 | CB FB1 | Tier-2 | Tier-2---11 | 4--4 | 414 | 100% | 346.5871 | 36.93% | 61.45% | 1.621% | 6.3355 | 0 | 0 | 6.3355 | 0 | 5.4996 | 6.8683 | 0.80073 | 5.4996 | 6.8683 | 0.80073 | 6.4291 | 8.0291 | 0.80073 | 1.828% | 0.04664 | 0.044331 | 7431.1135 | 609.45 | 4232.5548 | 2589.1087 | 7675.1976 | 0 | 0 | 7675.1976 | 0.0002089%
2028 | FB2 | CB FB2 | Tier-2 | Tier-2---9 | 4--5 | 320 | 100% | 1029.5845 | 94.33% | 5.316% | 0.3556% | 48.074 | 0 | 0 | 48.074 | 0 | 41.7314 | 5.3088 | 7.8608 | 41.7314 | 5.3088 | 7.8608 | 48.7844 | 6.2061 | 7.8608 | 4.669% | 0.045688 | 0.043427 | 22535.0189 | 2600.9741 | 1192.7302 | 18741.3145 | 22601.5779 | 0 | 0 | 22601.5779 | 0.001585%
2028 | JU1 | CB JU1 | Tier-3 | Tier-3---15 | 5--4 | 436 | 100% | 1531.7487 | 97.85% | 2.019% | 0.1357% | 74.1877 | 0 | 0 | 74.1877 | 0 | 64.3998 | 7.2332 | 8.9033 | 64.3998 | 7.2332 | 8.9033 | 75.2841 | 8.4557 | 8.9033 | 4.843% | 0.1808 | 0.17185 | 8471.8458 | 469.0858 | 165.6284 | 7837.1316 | 8481.3528 | 0 | 0 | 8481.3528 | 0.002446%
2028 | MOR1 | CB MOR1 | Tier-2 | Tier-2---4 | 5--5 | 288 | 100% | 5119.7141 | 98.56% | 1.393% | 0.05121% | 249.7665 | 0 | 0 | 249.7665 | 0 | 216.8136 | 4.7779 | 45.3782 | 216.8136 | 4.7779 | 45.3782 | 253.4576 | 5.5854 | 45.3782 | 4.879% | 0.12647 | 0.12021 | 40481.7763 | 2466.5834 | 537.059 | 37478.1339 | 40512.2177 | 0 | 0 | 40512.2177 | 0.008236%
2028 | NVS1 | CB NVS1 | Tier-2 | Tier-2---12 | 4--5 | 19 | 100% | 638.0788 | 99.02% | 0% | 0.9838% | 31.2742 | 0 | 0 | 31.2742 | 0 | 27.148 | 0.31521 | 86.1267 | 27.148 | 0.31521 | 86.1267 | 31.7363 | 0.36848 | 86.1267 | 4.901% | 0.029239 | 0.027792 | 21822.7187 | 1367.8468 | 283.2108 | 20171.6612 | 21833.8993 | 0 | 0 | 21833.8993 | 0.001031%
2028 | OK1 | CB OK1 | Tier-3 | Tier-3---7 | 5--5 | 1446 | 100% | 6915.6819 | 99% | 0.9206% | 0.07911% | 338.9042 | 0 | 0 | 338.9042 | 0 | 294.1909 | 23.9892 | 12.2635 | 294.1909 | 23.9892 | 12.2635 | 343.9125 | 28.0436 | 12.2635 | 4.901% | 0.20255 | 0.19252 | 34143.1528 | 2255.401 | 307.6674 | 31580.0844 | 34160.9278 | 0 | 0 | 34160.9278 | 0.01118%
2028 | PE1 | CB PE1 | Tier-3 | Tier-3---13 | 5--4 | 1505 | 100% | 3027.5479 | 94.73% | 5.109% | 0.164% | 141.961 | 0 | 0 | 141.961 | 0 | 123.2314 | 24.968 | 4.9356 | 123.2314 | 24.968 | 4.9356 | 144.0589 | 29.1878 | 4.9356 | 4.689% | 0.24168 | 0.22972 | 12527.0623 | 651.1133 | 599.2989 | 11276.6501 | 12561.4639 | 0 | 0 | 12561.4639 | 0.004681%
2028 | RA1 | CB RA1 | Tier-2 | Tier-2---2 | 5--5 | 474 | 100% | 10517.0624 | 98.31% | 1.619% | 0.07383% | 511.7794 | 0 | 0 | 511.7794 | 0 | 444.2579 | 7.8637 | 56.495 | 444.2579 | 7.8637 | 56.495 | 519.3425 | 9.1927 | 56.495 | 4.866% | 0.14726 | 0.13997 | 71417.5478 | 3677.0651 | 1105.1436 | 66635.3391 | 71480.5261 | 0 | 0 | 71480.5261 | 0.01688%
2028 | RA2 | CB RA2 | Tier-2 | Tier-2---4 | 5--5 | 306 | 100% | 5229.9021 | 98.11% | 1.831% | 0.05575% | 253.995 | 0 | 0 | 253.995 | 0 | 220.4842 | 5.0765 | 43.4319 | 220.4842 | 5.0765 | 43.4319 | 257.7485 | 5.9345 | 43.4319 | 4.857% | 0.12706 | 0.12077 | 41161.4683 | 4371.7867 | 705.658 | 36084.0236 | 41201.919 | 0 | 0 | 41201.919 | 0.008376%
2028 | RA3 | CB RA3 | Tier-2 | Tier-2---10 | 5--4 | 312 | 100% | 916.1972 | 69.5% | 30.07% | 0.4286% | 31.5185 | 0 | 0 | 31.5185 | 0 | 27.3601 | 5.1761 | 5.2859 | 27.3601 | 5.1761 | 5.2859 | 31.9842 | 6.0509 | 5.2859 | 3.44% | 0.12911 | 0.12272 | 7096.3625 | 284.8233 | 1917.8301 | 4893.709 | 7209.0875 | 0 | 0 | 7209.0875 | 0.001039%
2028 | RB1 | CB RB1 | Tier-3 | Tier-3---20 | 1--5 | 4 | 100% | 29.7534 | 99.88% | 0% | 0.1212% | 1.471 | 0 | 0 | 1.471 | 0 | 1.2769 | 0.06636 | 19.2425 | 1.2769 | 0.06636 | 19.2425 | 1.4927 | 0.077576 | 19.2425 | 4.944% | 0.0001458 | 0.00013858 | 204069.8082 | 10986.7817 | 682.9358 | 192400.0907 | 204082.6843 | 0 | 0 | 204082.6843 | 4.851e-05%
2028 | RC1 | CB RC1 | Tier-2 | Tier-2---4 | 4--5 | 309 | 100% | 3739.8748 | 99.14% | 0.8077% | 0.05477% | 183.5272 | 0 | 0 | 183.5272 | 0 | 159.3136 | 5.1263 | 31.0776 | 159.3136 | 5.1263 | 31.0776 | 186.2394 | 5.9927 | 31.0776 | 4.907% | 0.084253 | 0.080083 | 44388.4144 | 3566.8538 | 353.0058 | 40468.5548 | 44408.3511 | 0 | 0 | 44408.3511 | 0.006052%
2028 | SL1 | CB SL1 | Tier-3 | Tier-3---11 | 5--5 | 1052 | 100% | 3361.5705 | 93.71% | 6.129% | 0.1568% | 155.9384 | 0 | 0 | 155.9384 | 0 | 135.3647 | 17.4527 | 7.7561 | 135.3647 | 17.4527 | 7.7561 | 158.2428 | 20.4024 | 7.7561 | 4.639% | 0.19527 | 0.18561 | 17214.6695 | 1252.9171 | 1001.4319 | 14960.3205 | 17271.0216 | 0 | 0 | 17271.0216 | 0.005142%
2028 | SSC1 | CB SSC1 | Tier-2 | Tier-2---18 | 4--3 | 38 | 100% | 94.186 | 2.003% | 94.63% | 3.363% | 0.093388 | 0 | 0 | 0.093388 | 0 | 0.081067 | 0.63042 | 0.12859 | 0.081067 | 0.63042 | 0.12859 | 0.094768 | 0.73697 | 0.12859 | 0.09915% | 0.031528 | 0.029967 | 2987.3954 | 6.3387 | 2712.6507 | 268.4061 | 3139.8562 | 0 | 0 | 3139.8562 | 3.08e-06%
2028 | CTL1 | CTL1-3R | Tier-3 | Tier-3---14 | 5--4 | 1615 | 100% | 2064.0334 | 78.9% | 20.86% | 0.2358% | 80.612 | 0 | 0 | 80.612 | 0 | 69.9765 | 26.7929 | 2.6118 | 69.9765 | 26.7929 | 2.6118 | 81.8033 | 31.3212 | 2.6118 | 3.906% | 0.42513 | 0.40409 | 4855.055 | 225.2505 | 929.4415 | 3700.363 | 4908.4041 | 0 | 0 | 4908.4041 | 0.002658%
2028 | DV1 | DV1-3R | Tier-3 | Tier-3---11 | 5--5 | 419 | 100% | 3719.4004 | 95.17% | 4.691% | 0.1427% | 175.211 | 0 | 0 | 175.211 | 0 | 152.0946 | 6.9512 | 21.8803 | 152.0946 | 6.9512 | 21.8803 | 177.8003 | 8.1261 | 21.8803 | 4.711% | 0.19421 | 0.1846 | 19151.2388 | 1060.0216 | 843.3957 | 17247.8214 | 19199.4477 | 0 | 0 | 19199.4477 | 0.005778%
2028 | RA1 | RA1-402R | Tier-3 | Tier-3---4 | 5--5 | 483 | 100% | 9339.3378 | 99.33% | 0.6459% | 0.02826% | 459.1808 | 0 | 0 | 459.1808 | 0 | 398.5988 | 8.013 | 49.7442 | 398.5988 | 8.013 | 49.7442 | 465.9666 | 9.3673 | 49.7442 | 4.917% | 0.12948 | 0.12307 | 72130.9155 | 4375.0229 | 443.5541 | 67312.3385 | 72156.2385 | 0 | 0 | 72156.2385 | 0.01514%
2028 | RB1 | RB1-427R | Tier-3 | Tier-3---7 | 5--5 | 1102 | 100% | 6920.124 | 97.57% | 2.306% | 0.1195% | 334.2371 | 0 | 0 | 334.2371 | 0 | 290.1396 | 18.2822 | 15.8701 | 290.1396 | 18.2822 | 15.8701 | 339.1765 | 21.3721 | 15.8701 | 4.83% | 0.15381 | 0.14619 | 44992.7829 | 2694.5507 | 965.1573 | 41333.0749 | 45049.6194 | 0 | 0 | 45049.6194 | 0.01102%
2028 | RB1 | RB1-433R | Tier-3 | Tier-3---10 | 5--5 | 440 | 100% | 5946.5075 | 99.32% | 0.6164% | 0.06772% | 292.3383 | 0 | 0 | 292.3383 | 0 | 253.7687 | 7.2996 | 34.7647 | 253.7687 | 7.2996 | 34.7647 | 296.6585 | 8.5333 | 34.7647 | 4.916% | 0.15284 | 0.14528 | 38906.0871 | 2307.7478 | 238.1361 | 36360.2032 | 38919.9489 | 0 | 0 | 38919.9489 | 0.00964%
2028 | TM1 | TM1-10R | Tier-3 | Tier-3---12 | 5--5 | 454 | 100% | 3782.8568 | 99.48% | 0.4537% | 0.066% | 186.2783 | 0 | 0 | 186.2783 | 0 | 161.7017 | 7.5319 | 21.469 | 161.7017 | 7.5319 | 21.469 | 189.0311 | 8.8048 | 21.469 | 4.924% | 0.093421 | 0.088796 | 40492.6609 | 2080.2531 | 189.7576 | 38222.6503 | 40503.6201 | 0 | 0 | 40503.6201 | 0.006143%

## OH Inspections--->
back to index

## OH_Patrol
OH Patrol - Risk & Cost Benefit | [29 empty] | Summary Table |  | Baseline 2024 | Baseline 2024 | Baseline 2024 | WACC | WACC | WACC | H.D.R | H.D.R | H.D.R | S.D.R | S.D.R | S.D.R
[30 empty] | Year | Total Units (miles) | WF + PSPS + PEDS Risk Baseline (K$) | Baseline Risk Reduction (K$) | Baseline Risk Reduction (%) | PV Risk Reduced (K$) Year 40 | PV Total Cost Capital + O&M (K$) Year 40 | BCR WACC | PV Risk Reduced (K$) Year 40 | PV Total Cost Capital + O&M (K$) Year 40 | BCR HDR | PV Risk Reduced (K$) Year 40 | PV Total Cost Capital + O&M (K$) Year 40 | BCR SDR | Service Territory Risk Reduction (%)
back to index | [29 empty] | 2026 | 75135 | 2857247.4849 | 209625.2486 | 7.337% | 199968.2456 | 1047.5537 | 190.8907 | 199968.2456 | 1047.5537 | 190.8907 | 210652.8234 | 1103.5259 | 190.8907 | 6.913%
[9 empty] | Assumptions | Value | Units | Last Update | Comments |  |  |  | Notes | [12 empty] | 2027 | 75135 | 2857247.4849 | 209625.2486 | 7.337% | 190756.1207 | 999.295 | 190.8907 | 190756.1207 | 999.295 | 190.8907 | 211685.4353 | 1108.9354 | 190.8907 | 6.913%
[9 empty] | Capital Cost only in Year 0 | 0.014616 | K$/inspection | 2025-05-07 |  |  |  |  | [1] SDG&E does not calculate the risk reduction for the safety and reliability attributes for this program. All risk reduction is considered to fall within the financial attribute. | [12 empty] | 2028 | 75135 | 2857247.4849 | 209625.2486 | 7.337% | 181968.3795 | 953.2596 | 190.8907 | 181968.3795 | 953.2596 | 190.8907 | 212723.109 | 1114.3713 | 190.8907 | 6.913%
[9 empty] | Service Drop factor | 0% | % | 2025-05-07 |  |  |  |  | [2] To avoid double counting of foundational cost SDG&E assumes no foundational cost for this program. | [12 empty] | Total 2026-2028 | 225405 | 8571742.4547 | 628875.7459 | 7.337% | 572692.7457 | 3000.1083 | 190.8907 | 572692.7457 | 3000.1083 | 190.8907 | 635061.3676 | 3326.8326 | 190.8907 | 20.74%
[9 empty] | OH to UG conversion factor | 0% | % | 2025-05-07
[9 empty] | Long-term Ongoing costs | 0 | $/unit | 2025-05-07
[9 empty] | Lifetime | 1 | Years | 2025-05-07
[9 empty] | Inflation Assumption to adjust Baseline | 2.5% |  | 2025-05-07
[9 empty] | Mitigation Effectiveness Estimate (%) | 10% | % | 2025-05-07
[9 empty] | Additional Installation Cost (O&M) only in Year 0 | 0 | M$/mile | 2025-05-07
[13 empty] | [1] | [1] | [1] | [2]
[8 empty] | Baseline 2025 | Baseline 2025 | Baseline 2025 | Baseline 2025 | Baseline 2025 | Baseline 2025 | Baseline 2025 | Baseline 2025 | Baseline 2025 | WACC | WACC | WACC | H.D.R | H.D.R | H.D.R | S.D.R | S.D.R | S.D.R |  |  |  | Pre - Mitigation CoRE |  |  |  | Post - Mitigation CoRE
Year | Feeder | Feeder Segment | HFTD Tier | Tranche ID HTM | Tranche ID Quintile | Total Units | Units in Scope (Poles) | WF + PSPS + PEDS Risk Baseline (K$/year) | Baseline Wildfire (%) | Baseline PSPS (%) | Baseline PEDS (%) | Risk Reduction (K$/year) | Safety Risk Reduction (K$/year) | Reliability Risk Reduction (K$/year) | Financial Risk Reduction (K$/year) | Mitigation Annual Cost (K$/year) | PV Risk Reduced (K$) Year 55 | PV Total Cost Capital + O&M (K$) Year 55 | BCR WACC | PV Risk Reduced (K$) Year 55 | PV Total Cost Capital + O&M (K$) Year 55 | BCR HDR | PV Risk Reduced (K$) Year 55 | PV Total Cost Capital + O&M (K$) Year 55 | BCR SDR | Risk Reduction % | Pre-Mitigation LoRE | Post-Mitigation LoRE | Pre-Mitigated CoRE [K$] | Pre-Mitigated CoRE Safety [K$] | Pre-Mitigated CoRE Reliability [K$] | Pre-Mitigated CoRE Financial [K$] | Post-Mitigated CoRE [K$] | Post-Mitigated CoRE Safety [K$] | Post-Mitigated CoRE Reliability [K$] | Post-Mitigated CoRE Financial [K$] | Service Territory Risk Reduction (%)
2026 | 1001 | 1001-1231F | Tier-2 | Tier-2---15 | 3--3 | 4 | 1 | 117.1572 | 99.03% | 0.8725% | 0.09309% | 2.9006 | 0 | 0 | 2.9006 | 0 | 2.767 | 0.013942 | 198.4626 | 2.767 | 0.013942 | 198.4626 | 2.9149 | 0.014687 | 198.4626 | 2.476% | 0.025088 | 0.024461 | 4669.7772 | 254.6756 | 41.5622 | 4373.5394 | 4670.9334 | 0 | 0 | 4670.9334 | 9.565e-05%
2026 | 1001 | 1001-1814AE | Tier-2 | Tier-2---11 | 5--3 | 10 | 10 | 409.0622 | 99.15% | 0.7717% | 0.07851% | 40.5584 | 0 | 0 | 40.5584 | 0 | 38.69 | 0.13942 | 277.5011 | 38.69 | 0.13942 | 277.5011 | 40.7573 | 0.14687 | 277.5011 | 9.915% | 0.094213 | 0.084792 | 4341.8958 | 236.5203 | 34.0095 | 4071.3661 | 4345.9973 | 0 | 0 | 4345.9973 | 0.001337%
2026 | 1001 | 1001-1820F | Tier-2 | Tier-2---5 | 5--5 | 146 | 117 | 4222.2471 | 91.41% | 8.486% | 0.103% | 309.2954 | 0 | 0 | 309.2954 | 0 | 295.0468 | 1.6312 | 180.8719 | 295.0468 | 1.6312 | 180.8719 | 310.8115 | 1.7184 | 180.8719 | 7.325% | 0.12846 | 0.11817 | 32868.2878 | 1721.3581 | 2595.1533 | 28551.7765 | 33114.2382 | 0 | 0 | 33114.2382 | 0.0102%
2026 | 1006 | 1006-829F | Tier-2 | Tier-2---15 | 1--5 | 10 | 10 | 114.5301 | 99.76% | 0% | 0.2395% | 11.4256 | 0 | 0 | 11.4256 | 0 | 10.8992 | 0.13942 | 78.1739 | 10.8992 | 0.13942 | 78.1739 | 11.4816 | 0.14687 | 78.1739 | 9.976% | 0.0022112 | 0.0019901 | 51795.4298 | 4696.3379 | 114.7654 | 46984.3264 | 51809.2104 | 0 | 0 | 51809.2104 | 0.0003768%
2026 | 1021 | 1021-1748F | Tier-3 | Tier-3---2 | 5--5 | 516 | 421 | 35156.1224 | 99.02% | 0.9436% | 0.03662% | 2840.2415 | 0 | 0 | 2840.2415 | 0 | 2709.3974 | 5.8697 | 461.5902 | 2709.3974 | 5.8697 | 461.5902 | 2854.1642 | 6.1833 | 461.5902 | 8.079% | 0.16564 | 0.15212 | 212249.5403 | 13715.9361 | 1963.4816 | 196570.1226 | 212434.3696 | 0 | 0 | 212434.3696 | 0.09366%
2026 | 1021 | 1021-1760R | Tier-3 | Tier-3---6 | 5--5 | 85 | 70 | 7055.7157 | 98.18% | 1.793% | 0.03106% | 570.4582 | 0 | 0 | 570.4582 | 0 | 544.1784 | 0.97596 | 557.5827 | 544.1784 | 0.97596 | 557.5827 | 573.2546 | 1.0281 | 557.5827 | 8.085% | 0.10829 | 0.099373 | 65155.0235 | 4038.9642 | 1087.8449 | 60028.2144 | 65261.6995 | 0 | 0 | 65261.6995 | 0.01881%
2026 | 1021 | 1021-25R | Tier-3 | Tier-3---2 | 5--5 | 168 | 139 | 18825.6899 | 99.7% | 0.2782% | 0.02306% | 1552.9096 | 0 | 0 | 1552.9096 | 0 | 1481.3702 | 1.938 | 764.3897 | 1481.3702 | 1.938 | 764.3897 | 1560.5219 | 2.0415 | 764.3897 | 8.249% | 0.12361 | 0.11338 | 152300.0709 | 9949.5446 | 416.971 | 141933.5553 | 152341.4546 | 0 | 0 | 152341.4546 | 0.05121%
2026 | 1021 | 1021-855 | Tier-3 | Tier-3---10 | 5--5 | 69 | 61 | 5034.3753 | 99.51% | 0.4541% | 0.0405% | 442.8665 | 0 | 0 | 442.8665 | 0 | 422.4645 | 0.85048 | 496.7369 | 422.4645 | 0.85048 | 496.7369 | 445.0374 | 0.89592 | 496.7369 | 8.797% | 0.10909 | 0.099445 | 46149.2476 | 2319.9671 | 207.6388 | 43621.6417 | 46171.3852 | 0 | 0 | 46171.3852 | 0.0146%
2026 | 1021 | 1021-883R | Tier-3 | Tier-3---16 | 5--4 | 16 | 16 | 1386.6299 | 99.58% | 0.3809% | 0.03987% | 138.0795 | 0 | 0 | 138.0795 | 0 | 131.7185 | 0.22308 | 590.463 | 131.7185 | 0.22308 | 590.463 | 138.7564 | 0.235 | 590.463 | 9.958% | 0.10042 | 0.090377 | 13808.4689 | 696.2558 | 53.5765 | 13058.6366 | 13814.925 | 0 | 0 | 13814.925 | 0.004553%
2026 | 1021 | 1021-92 | Tier-3 | Tier-3---15 | 5--4 | 12 | 10 | 794.3626 | 99.6% | 0.3592% | 0.04176% | 65.9315 | 0 | 0 | 65.9315 | 0 | 62.8941 | 0.13942 | 451.1035 | 62.8941 | 0.13942 | 451.1035 | 66.2547 | 0.14687 | 451.1035 | 8.3% | 0.099013 | 0.090762 | 8022.7784 | 405.0442 | 27.6394 | 7590.0948 | 8025.7027 | 0 | 0 | 8025.7027 | 0.002174%
2026 | 1022 | 1022-17F | Tier-3 | Tier-3---4 | 5--5 | 139 | 107 | 9800.6792 | 99.62% | 0.3456% | 0.03348% | 751.5808 | 0 | 0 | 751.5808 | 0 | 716.9571 | 1.4918 | 480.5907 | 716.9571 | 1.4918 | 480.5907 | 755.2651 | 1.5715 | 480.5907 | 7.669% | 0.10945 | 0.10102 | 89544.6442 | 5359.6686 | 310.5435 | 83874.4321 | 89572.9534 | 0 | 0 | 89572.9534 | 0.02478%
2026 | 1022 | 1022-26R | Tier-3 | Tier-3---15 | 4--4 | 9 | 9 | 694.7204 | 99.22% | 0.7469% | 0.03547% | 68.9285 | 0 | 0 | 68.9285 | 0 | 65.7531 | 0.12548 | 524.0101 | 65.7531 | 0.12548 | 524.0101 | 69.2664 | 0.13219 | 524.0101 | 9.922% | 0.092662 | 0.083396 | 7497.376 | 376.7223 | 52.0531 | 7068.6006 | 7503.8938 | 0 | 0 | 7503.8938 | 0.002273%
2026 | 1022 | 1022-322R | Tier-3 | Tier-3---10 | 5--5 | 89 | 76 | 5072.1995 | 99.16% | 0.7912% | 0.04875% | 429.4935 | 0 | 0 | 429.4935 | 0 | 409.7076 | 1.0596 | 386.6575 | 409.7076 | 1.0596 | 386.6575 | 431.5988 | 1.1162 | 386.6575 | 8.468% | 0.10587 | 0.096826 | 47911.5964 | 2988.4313 | 366.1059 | 44557.0592 | 47949.171 | 0 | 0 | 47949.171 | 0.01416%
2026 | 1023 | 1023-200R | Tier-2 | Tier-2---5 | 4--5 | 82 | 73 | 2889.9732 | 99.24% | 0.6691% | 0.08946% | 255.3265 | 0 | 0 | 255.3265 | 0 | 243.5641 | 1.0178 | 239.3076 | 243.5641 | 1.0178 | 239.3076 | 256.5781 | 1.0722 | 239.3076 | 8.835% | 0.083115 | 0.075715 | 34770.9454 | 1877.1075 | 241.328 | 32652.5099 | 34796.7212 | 0 | 0 | 34796.7212 | 0.00842%
2026 | 1023 | 1023-46AE | Tier-2 | Tier-2---2 | 5--5 | 469 | 376 | 9469.9149 | 95.98% | 3.884% | 0.1387% | 728.6709 | 0 | 0 | 728.6709 | 0 | 695.1025 | 5.2423 | 132.595 | 695.1025 | 5.2423 | 132.595 | 732.2428 | 5.5224 | 132.595 | 7.695% | 0.13914 | 0.12798 | 68062.6824 | 3656.971 | 2513.7394 | 61891.9719 | 68301.2938 | 0 | 0 | 68301.2938 | 0.02403%
2026 | 1023 | 1023-48R | Tier-2 | Tier-2---5 | 5--5 | 380 | 290 | 3773.8473 | 97.39% | 2.337% | 0.2725% | 280.4875 | 0 | 0 | 280.4875 | 0 | 267.566 | 4.0433 | 66.1758 | 267.566 | 4.0433 | 66.1758 | 281.8624 | 4.2593 | 66.1758 | 7.432% | 0.12816 | 0.11838 | 29445.7307 | 1737.6729 | 715.7665 | 26992.2913 | 29509.2254 | 0 | 0 | 29509.2254 | 0.009249%
2026 | 1023 | 1023-89R | Tier-2 | Tier-2---11 | 4--4 | 119 | 85 | 585.5086 | 87.68% | 11.85% | 0.4758% | 36.6688 | 0 | 0 | 36.6688 | 0 | 34.9795 | 1.1851 | 29.5162 | 34.9795 | 1.1851 | 29.5162 | 36.8485 | 1.2484 | 29.5162 | 6.263% | 0.083403 | 0.077446 | 7020.201 | 414.9664 | 782.0246 | 5823.21 | 7086.7415 | 0 | 0 | 7086.7415 | 0.001209%
2026 | 1030 | 1030-1728R | Tier-3 | Tier-3---9 | 5--5 | 85 | 60 | 5124.1587 | 98.26% | 1.711% | 0.02883% | 355.4132 | 0 | 0 | 355.4132 | 0 | 339.0401 | 0.83654 | 405.2899 | 339.0401 | 0.83654 | 405.2899 | 357.1554 | 0.88123 | 405.2899 | 6.936% | 0.23544 | 0.21882 | 21764.1991 | 1221.106 | 349.3689 | 20193.7242 | 21792.9536 | 0 | 0 | 21792.9536 | 0.01172%
2026 | 1030 | 1030-1735F | Tier-3 | Not Applicable | Not Applicable | 6 | 6 | 0 | 0% | 0% | 0% | 0 | 0 | 0 | 0 | 0 | 0 | 0.083654 | 0 | 0 | 0.083654 | 0 | 0 | 0.088123 | 0 | 0% | 0 | 0 | 0 | 0 | 0 | 0 | 0 | 0 | 0 | 0 | 0%
2026 | 1030 | 1030-1777 | Tier-3 | Tier-3---5 | 5--5 | 193 | 143 | 11817.5772 | 98.58% | 1.381% | 0.03413% | 863.2115 | 0 | 0 | 863.2115 | 0 | 823.4452 | 1.9937 | 413.0139 | 823.4452 | 1.9937 | 413.0139 | 867.443 | 2.1003 | 413.0139 | 7.304% | 0.24629 | 0.22805 | 47981.5879 | 2529.7124 | 644.8626 | 44807.0129 | 48035.9251 | 0 | 0 | 48035.9251 | 0.02847%
2026 | 1030 | 1030-1823F | Tier-3 | Tier-3---13 | 5--5 | 20 | 17 | 2150.9739 | 99.45% | 0.5287% | 0.02497% | 181.8205 | 0 | 0 | 181.8205 | 0 | 173.4444 | 0.23702 | 731.7748 | 173.4444 | 0.23702 | 731.7748 | 182.7118 | 0.24968 | 731.7748 | 8.453% | 0.10605 | 0.097039 | 20281.9888 | 1017.5622 | 101.0259 | 19163.4007 | 20292.4202 | 0 | 0 | 20292.4202 | 0.005996%
2026 | 1030 | 1030-18R | Tier-3 | Tier-3---7 | 5--5 | 98 | 72 | 6620.9098 | 98.66% | 1.309% | 0.03186% | 479.9105 | 0 | 0 | 479.9105 | 0 | 457.802 | 1.0038 | 456.0487 | 457.802 | 1.0038 | 456.0487 | 482.263 | 1.0575 | 456.0487 | 7.248% | 0.23843 | 0.22091 | 27769.0579 | 1524.2005 | 340.5168 | 25904.3406 | 27798.5887 | 0 | 0 | 27798.5887 | 0.01583%
2026 | 1030 | 1030-20R | Tier-3 | Tier-3---3 | 5--5 | 367 | 323 | 25318.462 | 99.14% | 0.8163% | 0.04139% | 2209.1889 | 0 | 0 | 2209.1889 | 0 | 2107.4162 | 4.5034 | 467.9654 | 2107.4162 | 4.5034 | 467.9654 | 2220.0183 | 4.744 | 467.9654 | 8.726% | 0.28668 | 0.26145 | 88316.4782 | 5506.1055 | 686.3261 | 82124.0466 | 88389.5775 | 0 | 0 | 88389.5775 | 0.07285%
2026 | 1030 | 1030-42R | Tier-3 | Tier-3---3 | 5--5 | 472 | 375 | 28398.7895 | 98.49% | 1.466% | 0.03945% | 2222.2926 | 0 | 0 | 2222.2926 | 0 | 2119.9161 | 5.2284 | 405.465 | 2119.9161 | 5.2284 | 405.465 | 2233.1862 | 5.5077 | 405.465 | 7.825% | 0.28228 | 0.25985 | 100606.2475 | 6191.924 | 1386.8762 | 93027.4473 | 100736.966 | 0 | 0 | 100736.966 | 0.07328%
2026 | 1030 | 1030-989R | Tier-3 | Tier-3---3 | 5--5 | 422 | 372 | 26696.216 | 99.16% | 0.796% | 0.04527% | 2333.5174 | 0 | 0 | 2333.5174 | 0 | 2226.0171 | 5.1865 | 429.1919 | 2226.0171 | 5.1865 | 429.1919 | 2344.9562 | 5.4637 | 429.1919 | 8.741% | 0.30703 | 0.27996 | 86951.1078 | 4865.0498 | 650.3273 | 81435.7308 | 87021.826 | 0 | 0 | 87021.826 | 0.07695%
2026 | 1039 | 1039-13 | Tier-2 | Tier-2---3 | 5--5 | 534 | 338 | 15957.1711 | 97.45% | 2.471% | 0.0752% | 984.307 | 0 | 0 | 984.307 | 0 | 938.962 | 4.7125 | 199.2495 | 938.962 | 4.7125 | 199.2495 | 989.132 | 4.9643 | 199.2495 | 6.168% | 0.1351 | 0.12655 | 118113.2514 | 10500.2075 | 2816.2541 | 104796.7897 | 118316.4626 | 0 | 0 | 118316.4626 | 0.03246%
2026 | 1073 | 1073-872F | Tier-2 | Tier-2---20 | 3--2 | 16 | 12 | 17.9659 | 86.84% | 10.72% | 2.434% | 1.1701 | 0 | 0 | 1.1701 | 0 | 1.1162 | 0.16731 | 6.6718 | 1.1162 | 0.16731 | 6.6718 | 1.1759 | 0.17625 | 6.6718 | 6.513% | 0.018584 | 0.017191 | 966.7183 | 76.5664 | 118.0704 | 772.0814 | 977.0317 | 0 | 0 | 977.0317 | 3.859e-05%
2026 | 1073 | 1073-874F | Tier-2 | Tier-2---20 | 3--3 | 40 | 1 | 40.9949 | 23.55% | 73.64% | 2.81% | 0.024132 | 0 | 0 | 0.024132 | 0 | 0.023021 | 0.013942 | 1.6511 | 0.023021 | 0.013942 | 1.6511 | 0.024251 | 0.014687 | 1.6511 | 0.05887% | 0.021565 | 0.021511 | 1901.027 | 40.4675 | 1302.6457 | 557.9138 | 1904.6696 | 0 | 0 | 1904.6696 | 7.958e-07%
2026 | 1073 | 1073-886F | Tier-2 | Tier-2---20 | 3--2 | 4 | 4 | 27.0781 | 12.75% | 86.83% | 0.4178% | 0.3453 | 0 | 0 | 0.3453 | 0 | 0.32939 | 0.055769 | 5.9063 | 0.32939 | 0.055769 | 5.9063 | 0.34699 | 0.058749 | 5.9063 | 1.275% | 0.016776 | 0.015099 | 1614.0782 | 19.1067 | 1282.2131 | 312.7584 | 1770.5507 | 0 | 0 | 1770.5507 | 1.139e-05%
2026 | 1073 | 1073-887F | Tier-2 | Tier-2---21 | 3--1 | 3 | 3 | 6.3934 | 34.35% | 64.55% | 1.103% | 0.21961 | 0 | 0 | 0.21961 | 0 | 0.20949 | 0.041827 | 5.0085 | 0.20949 | 0.041827 | 5.0085 | 0.22068 | 0.044062 | 5.0085 | 3.435% | 0.016639 | 0.014975 | 384.2398 | 11.9549 | 217.4823 | 154.8027 | 412.2684 | 0 | 0 | 412.2684 | 7.242e-06%
2026 | 1079 | 1079-9 | Tier-2 | Tier-2---15 | 3--3 | 237 | 1 | 117.3021 | 94.99% | 0% | 5.009% | 0.047015 | 0 | 0 | 0.047015 | 0 | 0.04485 | 0.013942 | 3.2168 | 0.04485 | 0.013942 | 3.2168 | 0.047246 | 0.014687 | 3.2168 | 0.04008% | 0.027256 | 0.027244 | 4303.7498 | 704.0904 | 621.9418 | 2977.7175 | 4303.8408 | 0 | 0 | 4303.8408 | 1.55e-06%
2026 | 1090 | 1090-1734 | Tier-3 | Tier-3---16 | 2--5 | 44 | 38 | 730.5479 | 99.24% | 0.5863% | 0.172% | 62.6144 | 0 | 0 | 62.6144 | 0 | 59.7298 | 0.52981 | 112.7389 | 59.7298 | 0.52981 | 112.7389 | 62.9213 | 0.55812 | 112.7389 | 8.571% | 0.01345 | 0.012288 | 54317.4438 | 3261.8302 | 456.9875 | 50598.6261 | 54356.3771 | 0 | 0 | 54356.3771 | 0.002065%
2026 | 1090 | 1090-636R | Tier-3 | Tier-3---15 | 5--3 | 122 | 117 | 919.3728 | 93.93% | 5.62% | 0.4487% | 82.8186 | 0 | 0 | 82.8186 | 0 | 79.0033 | 1.6312 | 48.4312 | 79.0033 | 1.6312 | 48.4312 | 83.2246 | 1.7184 | 48.4312 | 9.008% | 0.38465 | 0.34776 | 2390.1852 | 120.0827 | 121.765 | 2148.3375 | 2405.5717 | 0 | 0 | 2405.5717 | 0.002731%
2026 | 1090 | 1090-639R | Tier-3 | Tier-3---18 | 5--2 | 80 | 72 | 509.5021 | 91.97% | 7.519% | 0.512% | 42.1724 | 0 | 0 | 42.1724 | 0 | 40.2296 | 1.0038 | 40.0755 | 40.2296 | 1.0038 | 40.0755 | 42.3791 | 1.0575 | 40.0755 | 8.277% | 0.37006 | 0.33675 | 1376.8236 | 60.6753 | 89.2071 | 1226.9412 | 1387.7597 | 0 | 0 | 1387.7597 | 0.001391%
2026 | 1090 | 1090-70F | Tier-2 | Tier-2---15 | 2--5 | 29 | 14 | 140.8367 | 88.02% | 11.68% | 0.2956% | 5.9845 | 0 | 0 | 5.9845 | 0 | 5.7088 | 0.19519 | 29.2469 | 5.7088 | 0.19519 | 29.2469 | 6.0138 | 0.20562 | 29.2469 | 4.249% | 0.0083 | 0.0078993 | 16968.2749 | 903.4734 | 1917.2026 | 14147.5988 | 17071.3922 | 0 | 0 | 17071.3922 | 0.0001973%
2026 | 1090 | 1090-73F | Tier-3 | Tier-3---10 | 4--5 | 317 | 215 | 5899.0454 | 99.62% | 0.2521% | 0.1275% | 398.5741 | 0 | 0 | 398.5741 | 0 | 380.2126 | 2.9976 | 126.8394 | 380.2126 | 2.9976 | 126.8394 | 400.5279 | 3.1578 | 126.8394 | 6.757% | 0.046754 | 0.043583 | 126173.0725 | 9334.6657 | 462.1696 | 116376.2372 | 126207.9232 | 0 | 0 | 126207.9232 | 0.01314%
2026 | 1090 | 1090-74F | Tier-3 | Tier-3---10 | 4--5 | 321 | 225 | 4990.92 | 99.62% | 0.2191% | 0.1576% | 348.513 | 0 | 0 | 348.513 | 0 | 332.4577 | 3.137 | 105.979 | 332.4577 | 3.137 | 105.979 | 350.2214 | 3.3046 | 105.979 | 6.983% | 0.045737 | 0.042531 | 109123.1086 | 8272.9718 | 456.2327 | 100393.904 | 109154.094 | 0 | 0 | 109154.094 | 0.01149%
2026 | 1094 | 1094-35F | Tier-2 | Tier-2---7 | 3--5 | 167 | 128 | 2514.2831 | 99.84% | 0% | 0.1648% | 192.3939 | 0 | 0 | 192.3939 | 0 | 183.5307 | 1.7846 | 102.8406 | 183.5307 | 1.7846 | 102.8406 | 193.337 | 1.88 | 102.8406 | 7.652% | 0.020398 | 0.018834 | 123263.6714 | 7008.6853 | 282.5097 | 115972.4764 | 123280.5348 | 0 | 0 | 123280.5348 | 0.006344%
2026 | 1094 | 1094-7 | Tier-2 | Tier-2---17 | 2--4 | 65 | 34 | 95.3301 | 98.77% | 0% | 1.235% | 4.9249 | 0 | 0 | 4.9249 | 0 | 4.698 | 0.47404 | 9.9107 | 4.698 | 0.47404 | 9.9107 | 4.9491 | 0.49937 | 9.9107 | 5.166% | 0.0065074 | 0.006167 | 14649.4839 | 1080.944 | 371.5011 | 13197.0388 | 14659.468 | 0 | 0 | 14659.468 | 0.0001624%
2026 | 1100 | 1100-1168F | Tier-2 | Tier-2---18 | 4--2 | 4 | 4 | 54.719 | 98.75% | 1.065% | 0.1855% | 5.4035 | 0 | 0 | 5.4035 | 0 | 5.1545 | 0.055769 | 92.4261 | 5.1545 | 0.055769 | 92.4261 | 5.4299 | 0.058749 | 92.4261 | 9.875% | 0.070904 | 0.063814 | 771.7308 | 43.3728 | 7.9161 | 720.4418 | 772.8034 | 0 | 0 | 772.8034 | 0.0001782%
2026 | 1100 | 1100-1172R | Tier-2 | Tier-2---7 | 4--5 | 34 | 32 | 2144.9788 | 99.68% | 0.2699% | 0.05437% | 201.2258 | 0 | 0 | 201.2258 | 0 | 191.9557 | 0.44615 | 430.2462 | 191.9557 | 0.44615 | 430.2462 | 202.2122 | 0.46999 | 430.2462 | 9.381% | 0.080798 | 0.073193 | 26547.4908 | 2914.2533 | 70.3485 | 23562.889 | 26556.4341 | 0 | 0 | 26556.4341 | 0.006636%
2026 | 1105 | 1105-1479 | Tier-2 | Tier-2---4 | 5--5 | 54 | 51 | 4228.0435 | 99.92% | 0.03248% | 0.04256% | 399.0156 | 0 | 0 | 399.0156 | 0 | 380.6337 | 0.71106 | 535.3072 | 380.6337 | 0.71106 | 535.3072 | 400.9715 | 0.74905 | 535.3072 | 9.437% | 0.10556 | 0.095592 | 40053.0076 | 3869.6704 | 26.6766 | 36156.6607 | 40056.1424 | 0 | 0 | 40056.1424 | 0.01316%
2026 | 1105 | 1105-1483 | Tier-2 | Tier-2---11 | 4--4 | 12 | 12 | 417.0013 | 94.5% | 5.418% | 0.08666% | 39.4048 | 0 | 0 | 39.4048 | 0 | 37.5895 | 0.16731 | 224.6733 | 37.5895 | 0.16731 | 224.6733 | 39.598 | 0.17625 | 224.6733 | 9.45% | 0.063819 | 0.057437 | 6534.1451 | 320.1386 | 289.9716 | 5924.0349 | 6574.1074 | 0 | 0 | 6574.1074 | 0.001299%
2026 | 1118 | 1118-1718F | Tier-2 | Tier-2---10 | 5--4 | 19 | 17 | 788.3757 | 99.4% | 0.5205% | 0.07536% | 70.1185 | 0 | 0 | 70.1185 | 0 | 66.8883 | 0.23702 | 282.2067 | 66.8883 | 0.23702 | 282.2067 | 70.4622 | 0.24968 | 282.2067 | 8.894% | 0.10781 | 0.098163 | 7312.7208 | 536.3335 | 35.0941 | 6741.2933 | 7317.0029 | 0 | 0 | 7317.0029 | 0.002312%
2026 | 1138 | 1138-6R | Tier-2 | Tier-2---5 | 5--5 | 804 | 397 | 4663.8779 | 91.12% | 8.567% | 0.3106% | 209.849 | 0 | 0 | 209.849 | 0 | 200.1817 | 5.5351 | 36.1659 | 200.1817 | 5.5351 | 36.1659 | 210.8777 | 5.8308 | 36.1659 | 4.499% | 0.17153 | 0.16306 | 27190.5644 | 2036.5744 | 2249.3585 | 22904.6315 | 27315.9475 | 0 | 0 | 27315.9475 | 0.00692%
2026 | 1162 | 1162-324R | Tier-2 | Tier-2---13 | 4--3 | 65 | 56 | 240.2897 | 88.19% | 10.99% | 0.8202% | 18.2565 | 0 | 0 | 18.2565 | 0 | 17.4154 | 0.78077 | 22.3055 | 17.4154 | 0.78077 | 22.3055 | 18.346 | 0.82249 | 22.3055 | 7.598% | 0.068658 | 0.062743 | 3499.8056 | 195.2386 | 355.9283 | 2948.6387 | 3538.7805 | 0 | 0 | 3538.7805 | 0.000602%
2026 | 1162 | 1162-329R | Tier-2 | Tier-2---13 | 4--3 | 49 | 46 | 206.5878 | 96.62% | 2.592% | 0.7875% | 18.7386 | 0 | 0 | 18.7386 | 0 | 17.8754 | 0.64135 | 27.8717 | 17.8754 | 0.64135 | 27.8717 | 18.8305 | 0.67561 | 27.8717 | 9.071% | 0.070019 | 0.063446 | 2950.4371 | 171.8842 | 84.3202 | 2694.2327 | 2960.7662 | 0 | 0 | 2960.7662 | 0.0006179%
2026 | 1162 | 1162-363 | Tier-2 | Tier-2---13 | 4--3 | 37 | 30 | 247.9994 | 97.75% | 1.792% | 0.4608% | 19.655 | 0 | 0 | 19.655 | 0 | 18.7495 | 0.41827 | 44.8265 | 18.7495 | 0.41827 | 44.8265 | 19.7513 | 0.44062 | 44.8265 | 7.925% | 0.064829 | 0.059573 | 3825.4385 | 214.4022 | 70.5791 | 3540.4572 | 3833.044 | 0 | 0 | 3833.044 | 0.0006481%
2026 | 1166 | 1166-15R | Tier-3 | Tier-3---11 | 5--5 | 123 | 98 | 3965.2217 | 98.26% | 1.658% | 0.07833% | 310.444 | 0 | 0 | 310.444 | 0 | 296.1425 | 1.3663 | 216.7408 | 296.1425 | 1.3663 | 216.7408 | 311.9658 | 1.4393 | 216.7408 | 7.829% | 0.19397 | 0.17851 | 20442.8701 | 1122.9007 | 327.2272 | 18992.7422 | 20473.5922 | 0 | 0 | 20473.5922 | 0.01024%
2026 | 1166 | 1166-18R | Tier-3 | Tier-3---5 | 5--5 | 100 | 94 | 10108.4901 | 99.77% | 0.1963% | 0.03345% | 948.0153 | 0 | 0 | 948.0153 | 0 | 904.3422 | 1.3106 | 690.0347 | 904.3422 | 1.3106 | 690.0347 | 952.6625 | 1.3806 | 690.0347 | 9.378% | 0.21365 | 0.19357 | 47313.4054 | 3052.661 | 107.9125 | 44152.8319 | 47324.6819 | 0 | 0 | 47324.6819 | 0.03126%
2026 | 1166 | 1166-342R | Tier-3 | Tier-3---5 | 5--5 | 216 | 186 | 10322.642 | 99.08% | 0.8619% | 0.05733% | 880.7229 | 0 | 0 | 880.7229 | 0 | 840.1498 | 2.5933 | 323.9737 | 840.1498 | 2.5933 | 323.9737 | 885.0401 | 2.7318 | 323.9737 | 8.532% | 0.21878 | 0.19994 | 47183.5693 | 2494.6745 | 397.8438 | 44291.0509 | 47224.4386 | 0 | 0 | 47224.4386 | 0.02904%
2026 | 1201 | 1201-282F | Tier-2 | Tier-2---17 | 2--4 | 29 | 15 | 70.6534 | 98.66% | 0% | 1.337% | 3.6056 | 0 | 0 | 3.6056 | 0 | 3.4395 | 0.20913 | 16.4465 | 3.4395 | 0.20913 | 16.4465 | 3.6233 | 0.22031 | 16.4465 | 5.103% | 0.0070442 | 0.0066798 | 10030.0143 | 1612.6446 | 891.3382 | 7526.0315 | 10037.3269 | 0 | 0 | 10037.3269 | 0.0001189%
2026 | 1215 | 1215-10R | Tier-3 | Tier-3---18 | 5--1 | 13 | 12 | 157.8878 | 78.49% | 21.24% | 0.2654% | 11.44 | 0 | 0 | 11.44 | 0 | 10.9129 | 0.16731 | 65.2269 | 10.9129 | 0.16731 | 65.2269 | 11.496 | 0.17625 | 65.2269 | 7.246% | 0.66566 | 0.60421 | 237.1916 | 10.5706 | 40.0402 | 186.5807 | 242.379 | 0 | 0 | 242.379 | 0.0003772%
2026 | 1215 | 1215-12R | Tier-3 | Tier-3---9 | 5--4 | 149 | 133 | 6147.2839 | 97.88% | 2.045% | 0.07292% | 537.0936 | 0 | 0 | 537.0936 | 0 | 512.3508 | 1.8543 | 276.3006 | 512.3508 | 1.8543 | 276.3006 | 539.7264 | 1.9534 | 276.3006 | 8.737% | 0.69907 | 0.63667 | 8793.5219 | 453.8865 | 171.3905 | 8168.2449 | 8811.779 | 0 | 0 | 8811.779 | 0.01771%
2026 | 1215 | 1215-28R | Tier-3 | Tier-3---14 | 5--3 | 58 | 55 | 2215.156 | 94.69% | 5.226% | 0.08401% | 198.904 | 0 | 0 | 198.904 | 0 | 189.7409 | 0.76683 | 247.4368 | 189.7409 | 0.76683 | 247.4368 | 199.879 | 0.8078 | 247.4368 | 8.979% | 0.66756 | 0.60426 | 3318.2974 | 164.8533 | 155.0862 | 2998.3579 | 3336.7563 | 0 | 0 | 3336.7563 | 0.006559%
2026 | 1215 | 1215-32R | Tier-3 | Tier-3---7 | 5--4 | 234 | 205 | 8696.5042 | 96.48% | 3.447% | 0.07747% | 735.0191 | 0 | 0 | 735.0191 | 0 | 701.1583 | 2.8582 | 245.3173 | 701.1583 | 2.8582 | 245.3173 | 738.6222 | 3.0109 | 245.3173 | 8.452% | 0.68132 | 0.62163 | 12764.1579 | 635.3889 | 400.2926 | 11728.4764 | 12807.3572 | 0 | 0 | 12807.3572 | 0.02424%
2026 | 1233 | 1233-259R | Tier-3 | Tier-3---16 | 5--4 | 105 | 95 | 1558.5389 | 98.56% | 1.214% | 0.2225% | 138.9852 | 0 | 0 | 138.9852 | 0 | 132.5825 | 1.3245 | 100.0987 | 132.5825 | 1.3245 | 100.0987 | 139.6665 | 1.3953 | 100.0987 | 8.918% | 0.12749 | 0.11595 | 12225.1388 | 744.7481 | 204.4893 | 11275.9014 | 12242.6068 | 0 | 0 | 12242.6068 | 0.004583%
2026 | 1233 | 1233-585R | Tier-3 | Tier-3---12 | 5--5 | 166 | 136 | 3561.9587 | 98.42% | 1.457% | 0.1235% | 287.2101 | 0 | 0 | 287.2101 | 0 | 273.9789 | 1.8962 | 144.4921 | 273.9789 | 1.8962 | 144.4921 | 288.618 | 1.9975 | 144.4921 | 8.063% | 0.12988 | 0.11924 | 27424.4063 | 1597.7111 | 397.7458 | 25428.9493 | 27463.0927 | 0 | 0 | 27463.0927 | 0.009471%
2026 | 1233 | 1233-587R | Tier-3 | Tier-3---13 | 5--5 | 187 | 157 | 2983.7291 | 97.9% | 1.929% | 0.1696% | 245.2498 | 0 | 0 | 245.2498 | 0 | 233.9516 | 2.1889 | 106.879 | 233.9516 | 2.1889 | 106.879 | 246.452 | 2.3059 | 106.879 | 8.22% | 0.13489 | 0.12356 | 22120.1137 | 1287.4024 | 436.159 | 20396.5523 | 22162.6493 | 0 | 0 | 22162.6493 | 0.008087%
2026 | 1233 | 1233-589R | Tier-3 | Tier-3---16 | 5--4 | 58 | 56 | 1386.4905 | 98.92% | 0.9396% | 0.1432% | 132.4185 | 0 | 0 | 132.4185 | 0 | 126.3182 | 0.78077 | 161.7871 | 126.3182 | 0.78077 | 161.7871 | 133.0676 | 0.82249 | 161.7871 | 9.551% | 0.11751 | 0.10616 | 11798.9753 | 654.3239 | 110.4066 | 11034.2448 | 11812.6294 | 0 | 0 | 11812.6294 | 0.004367%
2026 | 1233 | 1233-591R | Tier-3 | Tier-3---12 | 5--5 | 167 | 146 | 4300.1838 | 98.66% | 1.226% | 0.1146% | 370.9048 | 0 | 0 | 370.9048 | 0 | 353.818 | 2.0356 | 173.8173 | 353.818 | 2.0356 | 173.8173 | 372.723 | 2.1443 | 173.8173 | 8.625% | 0.13142 | 0.11993 | 32721.9695 | 2017.1563 | 396.1628 | 30308.6504 | 32763.99 | 0 | 0 | 32763.99 | 0.01223%
2026 | 1242 | 1242-1079R | Tier-2 | Tier-2---12 | 2--5 | 44 | 44 | 411.5414 | 99.65% | 0% | 0.3468% | 41.0114 | 0 | 0 | 41.0114 | 0 | 39.1221 | 0.61346 | 63.7728 | 39.1221 | 0.61346 | 63.7728 | 41.2125 | 0.64624 | 63.7728 | 9.965% | 0.0067316 | 0.0060584 | 61135.7492 | 21194.3813 | 442.4228 | 39498.9452 | 61159.305 | 0 | 0 | 61159.305 | 0.001352%
2026 | 1242 | 1242-1084 | Tier-2 | Tier-2---12 | 2--5 | 34 | 31 | 456.1931 | 99.77% | 0% | 0.2285% | 41.499 | 0 | 0 | 41.499 | 0 | 39.5873 | 0.43221 | 91.5925 | 39.5873 | 0.43221 | 91.5925 | 41.7025 | 0.4553 | 91.5925 | 9.097% | 0.005996 | 0.0054493 | 76082.9136 | 12562.2691 | 164.6304 | 63356.014 | 76100.3557 | 0 | 0 | 76100.3557 | 0.001368%
2026 | 1242 | 1242-127AE | Tier-2 | Tier-2---21 | 1--4 | 2 | 2 | 2.4589 | 98.62% | 0% | 1.38% | 0.2425 | 0 | 0 | 0.2425 | 0 | 0.23133 | 0.027885 | 8.2959 | 0.23133 | 0.027885 | 8.2959 | 0.24369 | 0.029374 | 8.2959 | 9.862% | 0.0001786 | 0.00016074 | 13767.9144 | 985.6042 | 172.6527 | 12609.6575 | 13789.0323 | 0 | 0 | 13789.0323 | 7.997e-06%
2026 | 1243 | 1243-319R | Tier-2 | Tier-2---9 | 4--4 | 64 | 52 | 1178.043 | 99.35% | 0.5195% | 0.1323% | 95.0921 | 0 | 0 | 95.0921 | 0 | 90.7114 | 0.725 | 125.1194 | 90.7114 | 0.725 | 125.1194 | 95.5583 | 0.76374 | 125.1194 | 8.072% | 0.081051 | 0.074466 | 14534.5899 | 742.8831 | 82.0978 | 13709.609 | 14542.9678 | 0 | 0 | 14542.9678 | 0.003136%
2026 | 1243 | 1243-38R | Tier-2 | Tier-2---16 | 4--3 | 7 | 7 | 158.2514 | 99.48% | 0.3681% | 0.155% | 15.7423 | 0 | 0 | 15.7423 | 0 | 15.0171 | 0.097596 | 153.8703 | 15.0171 | 0.097596 | 153.8703 | 15.8195 | 0.10281 | 153.8703 | 9.948% | 0.072591 | 0.065332 | 2180.0532 | 116.78 | 9.4659 | 2053.8073 | 2181.3205 | 0 | 0 | 2181.3205 | 0.0005191%
2026 | 1243 | 1243-45R | Tier-2 | Tier-2---7 | 4--5 | 72 | 68 | 1878.3826 | 99.05% | 0.8285% | 0.1244% | 175.7123 | 0 | 0 | 175.7123 | 0 | 167.6176 | 0.94808 | 176.7977 | 167.6176 | 0.94808 | 176.7977 | 176.5736 | 0.99873 | 176.7977 | 9.354% | 0.087615 | 0.079341 | 21438.9544 | 1134.9825 | 174.3683 | 20129.6036 | 21460.2613 | 0 | 0 | 21460.2613 | 0.005794%
2026 | 1250 | 1250-27R | Tier-2 | Tier-2---6 | 5--5 | 152 | 29 | 6418.5082 | 93.04% | 6.917% | 0.04745% | 113.9301 | 0 | 0 | 113.9301 | 0 | 108.6816 | 0.40433 | 268.7967 | 108.6816 | 0.40433 | 268.7967 | 114.4886 | 0.42593 | 268.7967 | 1.775% | 0.097369 | 0.095512 | 65919.1509 | 5630.4753 | 4516.6533 | 55772.0223 | 66008.4412 | 0 | 0 | 66008.4412 | 0.003757%
2026 | 1250 | 1250-671R | Tier-2 | Tier-2---6 | 4--5 | 48 | 28 | 6815.4278 | 94.54% | 5.441% | 0.023% | 375.8452 | 0 | 0 | 375.8452 | 0 | 358.5308 | 0.39038 | 918.4054 | 358.5308 | 0.39038 | 918.4054 | 377.6876 | 0.41124 | 918.4054 | 5.515% | 0.09205 | 0.08668 | 74040.4971 | 4546.125 | 3808.2018 | 65686.1703 | 74291.089 | 0 | 0 | 74291.089 | 0.01239%
2026 | 1250 | 1250-677R | Tier-2 | Tier-2---3 | 5--5 | 267 | 209 | 11748.9088 | 99.26% | 0.6837% | 0.05427% | 912.8844 | 0 | 0 | 912.8844 | 0 | 870.8297 | 2.9139 | 298.8498 | 870.8297 | 2.9139 | 298.8498 | 917.3593 | 3.0696 | 298.8498 | 7.77% | 0.11659 | 0.10746 | 100775.3024 | 5654.1223 | 691.5961 | 94429.584 | 100838.4587 | 0 | 0 | 100838.4587 | 0.0301%
2026 | 1250 | 1250-8R | Tier-2 | Tier-2---4 | 4--5 | 146 | 102 | 3684.9802 | 98.15% | 1.772% | 0.07391% | 252.6921 | 0 | 0 | 252.6921 | 0 | 241.0511 | 1.4221 | 169.502 | 241.0511 | 1.4221 | 169.502 | 253.9307 | 1.4981 | 169.502 | 6.857% | 0.092289 | 0.085841 | 39928.877 | 2037.4755 | 694.1813 | 37197.2202 | 39984.2324 | 0 | 0 | 39984.2324 | 0.008333%
2026 | 1458 | 1458-1056 | Tier-2 | Tier-2---11 | 5--3 | 22 | 18 | 427.4478 | 90.46% | 9.431% | 0.1062% | 31.6376 | 0 | 0 | 31.6376 | 0 | 30.1801 | 0.25096 | 120.2581 | 30.1801 | 0.25096 | 120.2581 | 31.7927 | 0.26437 | 120.2581 | 7.402% | 0.13508 | 0.12402 | 3164.5032 | 153.2716 | 270.9645 | 2740.2671 | 3191.3964 | 0 | 0 | 3191.3964 | 0.001043%
2026 | 1458 | 1458-1057F | Tier-3 | Tier-3---18 | 5--2 | 3 | 3 | 155.9987 | 0% | 100% | 0% | 0 | 0 | 0 | 0 | 0 | 0 | 0.041827 | 0 | 0 | 0.041827 | 0 | 0 | 0.044062 | 0 | 0% | 0.13292 | 0.11963 | 1173.6392 | 1.8615 | 1072.4058 | 99.3719 | 1304.0435 | 0 | 0 | 1304.0435 | 0%
2026 | 1458 | 1458-1058F | Tier-3 | Tier-3---13 | 5--5 | 36 | 29 | 2365.6896 | 85.54% | 14.42% | 0.04244% | 163.0089 | 0 | 0 | 163.0089 | 0 | 155.4994 | 0.40433 | 384.5889 | 155.4994 | 0.40433 | 384.5889 | 163.8079 | 0.42593 | 384.5889 | 6.891% | 0.13833 | 0.12719 | 17101.412 | 929.1062 | 2240.5309 | 13931.7749 | 17318.1009 | 0 | 0 | 17318.1009 | 0.005375%
2026 | 1458 | 1458-1061 | Tier-2 | Tier-2---5 | 5--5 | 80 | 52 | 4370.0987 | 98.67% | 1.293% | 0.03403% | 280.288 | 0 | 0 | 280.288 | 0 | 267.3757 | 0.725 | 368.7946 | 267.3757 | 0.725 | 368.7946 | 281.6619 | 0.76374 | 368.7946 | 6.414% | 0.14228 | 0.13303 | 30715.3399 | 3071.7122 | 374.3093 | 27269.3184 | 30743.6677 | 0 | 0 | 30743.6677 | 0.009243%
2026 | 1458 | 1458-1075F | Tier-3 | Tier-3---20 | 1--5 | 2 | 2 | 58.2342 | 99.94% | 0% | 0.06312% | 5.8197 | 0 | 0 | 5.8197 | 0 | 5.5516 | 0.027885 | 199.0936 | 5.5516 | 0.027885 | 199.0936 | 5.8483 | 0.029374 | 199.0936 | 9.994% | 0.00013 | 0.000117 | 447955.3838 | 22633.2846 | 354.8561 | 424967.2431 | 447986.8005 | 0 | 0 | 447986.8005 | 0.0001919%
2026 | 1458 | 1458-1115F | Tier-2 | Tier-2---18 | 4--2 | 3 | 3 | 66.5074 | 0% | 100% | 0% | 0 | 0 | 0 | 0 | 0 | 0 | 0.041827 | 0 | 0 | 0.041827 | 0 | 0 | 0.044062 | 0 | 0% | 0.091242 | 0.082118 | 728.9125 | 1.3917 | 578.9338 | 148.587 | 809.9028 | 0 | 0 | 809.9028 | 0%
2026 | 1458 | 1458-1117F | Tier-2 | Tier-2---16 | 4--2 | 5 | 5 | 139.4631 | 0% | 100% | 0% | 0 | 0 | 0 | 0 | 0 | 0 | 0.069711 | 0 | 0 | 0.069711 | 0 | 0 | 0.073436 | 0 | 0% | 0.091116 | 0.082004 | 1530.6137 | 1.9599 | 1384.4341 | 144.2196 | 1700.6819 | 0 | 0 | 1700.6819 | 0%
2026 | 1458 | 1458-1119F | Tier-2 | Not Applicable | Not Applicable | 1 | 1 | 0 | 0% | 0% | 0% | 0 | 0 | 0 | 0 | 0 | 0 | 0.013942 | 0 | 0 | 0.013942 | 0 | 0 | 0.014687 | 0 | 0% | 0 | 0 | 0 | 0 | 0 | 0 | 0 | 0 | 0 | 0 | 0%
2026 | 1458 | 1458-1131R | Tier-3 | Tier-3---4 | 5--5 | 188 | 132 | 15987.4265 | 99.09% | 0.8886% | 0.01928% | 1112.3302 | 0 | 0 | 1112.3302 | 0 | 1061.0874 | 1.8404 | 576.5583 | 1061.0874 | 1.8404 | 576.5583 | 1117.7828 | 1.9387 | 576.5583 | 6.958% | 0.15941 | 0.14822 | 100291.8687 | 5185.6618 | 825.6268 | 94280.5802 | 100360.628 | 0 | 0 | 100360.628 | 0.03668%
2026 | 1458 | 1458-454F | Tier-2 | Tier-2---18 | 5--2 | 2 | 2 | 84.0912 | 0% | 100% | 0% | 0 | 0 | 0 | 0 | 0 | 0 | 0.027885 | 0 | 0 | 0.027885 | 0 | 0 | 0.029374 | 0 | 0% | 0.13508 | 0.12157 | 622.5483 | 0.79747 | 559.5915 | 62.1593 | 691.7203 | 0 | 0 | 691.7203 | 0%
2026 | 1458 | 1458-456F | Tier-2 | Tier-2---16 | 4--3 | 7 | 6 | 167.5686 | 29.81% | 70.17% | 0.01889% | 4.2812 | 0 | 0 | 4.2812 | 0 | 4.084 | 0.083654 | 48.8205 | 4.084 | 0.083654 | 48.8205 | 4.3022 | 0.088123 | 48.8205 | 2.555% | 0.091761 | 0.083895 | 1826.1497 | 31.2269 | 1141.9419 | 652.9809 | 1946.3205 | 0 | 0 | 1946.3205 | 0.0001412%
2026 | 1458 | 1458-519 | Tier-2 | Tier-2---17 | 1--5 | 2 | 2 | 81.0039 | 99.95% | 0% | 0.04716% | 8.0966 | 0 | 0 | 8.0966 | 0 | 7.7236 | 0.027885 | 276.9841 | 7.7236 | 0.027885 | 276.9841 | 8.1363 | 0.029374 | 276.9841 | 9.995% | 0.000217 | 0.0001953 | 373290.0884 | 19351.884 | 1116.7535 | 352821.4509 | 373309.6479 | 0 | 0 | 373309.6479 | 0.000267%
2026 | 1458 | 1458-565R | Tier-3 | Tier-3---6 | 5--5 | 127 | 108 | 8159.9793 | 99.25% | 0.7112% | 0.04348% | 688.6829 | 0 | 0 | 688.6829 | 0 | 656.9567 | 1.5058 | 436.2938 | 656.9567 | 1.5058 | 436.2938 | 692.0588 | 1.5862 | 436.2938 | 8.44% | 0.15819 | 0.14474 | 51582.9513 | 2671.5244 | 353.2832 | 48558.1438 | 51619.1308 | 0 | 0 | 51619.1308 | 0.02271%
2026 | 1458 | 1458-601R | Tier-3 | Tier-3---2 | 5--5 | 441 | 353 | 37077.302 | 99.36% | 0.615% | 0.02874% | 2948.759 | 0 | 0 | 2948.759 | 0 | 2812.9158 | 4.9216 | 571.5418 | 2812.9158 | 4.9216 | 571.5418 | 2963.2137 | 5.1846 | 571.5418 | 7.953% | 0.20421 | 0.18787 | 181561.9083 | 16225.6288 | 1105.2701 | 164231.0094 | 181663.6115 | 0 | 0 | 181663.6115 | 0.09724%
2026 | 1525 | 1525-23R | Tier-2 | Tier-2---20 | 4--1 | 9 | 7 | 8.268 | 89.5% | 6.947% | 3.548% | 0.57557 | 0 | 0 | 0.57557 | 0 | 0.54906 | 0.097596 | 5.6258 | 0.54906 | 0.097596 | 5.6258 | 0.5784 | 0.10281 | 5.6258 | 6.961% | 0.032823 | 0.03027 | 251.8988 | 16.5613 | 22.0923 | 213.2452 | 254.1284 | 0 | 0 | 254.1284 | 1.898e-05%
2026 | 157 | 157-165R | Tier-3 | Tier-3---18 | 5--2 | 87 | 81 | 418.5676 | 87.71% | 11.66% | 0.6303% | 34.1791 | 0 | 0 | 34.1791 | 0 | 32.6045 | 1.1293 | 28.8708 | 32.6045 | 1.1293 | 28.8708 | 34.3466 | 1.1897 | 28.8708 | 8.166% | 0.28262 | 0.2563 | 1481.042 | 67.5847 | 171.9177 | 1241.5396 | 1499.7346 | 0 | 0 | 1499.7346 | 0.001127%
2026 | 157 | 157-189R | Tier-3 | Tier-3---9 | 5--4 | 669 | 544 | 5507.0239 | 92.46% | 7.234% | 0.3043% | 414.0467 | 0 | 0 | 414.0467 | 0 | 394.9725 | 7.5846 | 52.0756 | 394.9725 | 7.5846 | 52.0756 | 416.0764 | 7.9899 | 52.0756 | 7.519% | 0.3705 | 0.34037 | 14863.9228 | 754.0463 | 1002.9719 | 13106.9046 | 14963.1066 | 0 | 0 | 14963.1066 | 0.01365%
2026 | 157 | 157-1928R | Tier-3 | Tier-3---11 | 5--4 | 60 | 55 | 3052.6745 | 99.07% | 0.8703% | 0.06204% | 277.2195 | 0 | 0 | 277.2195 | 0 | 264.4486 | 0.76683 | 344.8613 | 264.4486 | 0.76683 | 344.8613 | 278.5784 | 0.8078 | 344.8613 | 9.081% | 0.2812 | 0.25543 | 10855.7292 | 566.799 | 90.102 | 10198.8282 | 10865.9434 | 0 | 0 | 10865.9434 | 0.009142%
2026 | 157 | 157-204R | Tier-3 | Tier-3---11 | 5--4 | 213 | 203 | 3876.1334 | 98.99% | 0.834% | 0.1804% | 365.6682 | 0 | 0 | 365.6682 | 0 | 348.8226 | 2.8303 | 123.2465 | 348.8226 | 2.8303 | 123.2465 | 367.4607 | 2.9815 | 123.2465 | 9.434% | 0.32777 | 0.29653 | 11825.9094 | 682.672 | 178.5381 | 10964.6993 | 11838.5468 | 0 | 0 | 11838.5468 | 0.01206%
2026 | 157 | 157-207R | Tier-3 | Tier-3---16 | 2--5 | 23 | 23 | 719.0865 | 99.89% | 0% | 0.1123% | 71.8279 | 0 | 0 | 71.8279 | 0 | 68.5189 | 0.32067 | 213.6725 | 68.5189 | 0.32067 | 213.6725 | 72.18 | 0.33781 | 213.6725 | 9.989% | 0.0095404 | 0.0085864 | 75372.7824 | 4506.2724 | 2335.4461 | 68531.064 | 75382.1881 | 0 | 0 | 75382.1881 | 0.002369%
2026 | 157 | 157-232R | Tier-3 | Tier-3---11 | 5--4 | 250 | 219 | 3160.5079 | 95.27% | 4.501% | 0.231% | 263.7603 | 0 | 0 | 263.7603 | 0 | 251.6094 | 3.0534 | 82.4041 | 251.6094 | 3.0534 | 82.4041 | 265.0532 | 3.2165 | 82.4041 | 8.346% | 0.32167 | 0.29349 | 9825.3054 | 518.5543 | 443.2857 | 8863.4653 | 9869.941 | 0 | 0 | 9869.941 | 0.008698%
2026 | 157 | 157-257R | Tier-3 | Tier-3---14 | 5--4 | 554 | 449 | 2061.1876 | 81.54% | 17.79% | 0.6678% | 136.2159 | 0 | 0 | 136.2159 | 0 | 129.9407 | 6.2601 | 20.757 | 129.9407 | 6.2601 | 20.757 | 136.8836 | 6.5946 | 20.757 | 6.609% | 0.36686 | 0.33713 | 5618.4522 | 263.1979 | 939.0969 | 4416.1574 | 5709.9222 | 0 | 0 | 5709.9222 | 0.004492%
2026 | 157 | 157-273R | Tier-3 | Tier-3---14 | 5--4 | 173 | 154 | 1867.403 | 95.01% | 4.712% | 0.2778% | 157.9371 | 0 | 0 | 157.9371 | 0 | 150.6613 | 2.1471 | 70.1693 | 150.6613 | 2.1471 | 70.1693 | 158.7113 | 2.2618 | 70.1693 | 8.458% | 0.32295 | 0.2942 | 5782.3142 | 331.2593 | 295.5406 | 5155.5144 | 5810.5061 | 0 | 0 | 5810.5061 | 0.005208%
2026 | 157 | 157-81R | Tier-3 | Tier-3---3 | 5--5 | 675 | 562 | 18749.5963 | 97% | 2.901% | 0.09453% | 1514.3227 | 0 | 0 | 1514.3227 | 0 | 1444.5609 | 7.8356 | 184.3595 | 1444.5609 | 7.8356 | 184.3595 | 1521.7458 | 8.2542 | 184.3595 | 8.077% | 0.38414 | 0.35215 | 48809.8885 | 2680.9552 | 1331.6361 | 44797.2971 | 48942.6572 | 0 | 0 | 48942.6572 | 0.04994%
2026 | 175 | 175-2024R | Tier-2 | Tier-2---5 | 5--5 | 103 | 99 | 4029.0085 | 99.1% | 0.8147% | 0.08289% | 383.7782 | 0 | 0 | 383.7782 | 0 | 366.0983 | 1.3803 | 265.2336 | 366.0983 | 1.3803 | 265.2336 | 385.6594 | 1.454 | 265.2336 | 9.525% | 0.19114 | 0.17277 | 21078.6803 | 2171.1598 | 170.5146 | 18737.0059 | 21098.7998 | 0 | 0 | 21098.7998 | 0.01266%
2026 | 175 | 175-24R | Tier-2 | Tier-2---8 | 5--4 | 86 | 62 | 2651.4354 | 70.65% | 29.24% | 0.1064% | 135.0483 | 0 | 0 | 135.0483 | 0 | 128.8269 | 0.86442 | 149.0325 | 128.8269 | 0.86442 | 149.0325 | 135.7103 | 0.91061 | 149.0325 | 5.093% | 0.17491 | 0.1623 | 15158.7512 | 1220.081 | 4125.7623 | 9812.9079 | 15504.4149 | 0 | 0 | 15504.4149 | 0.004453%
2026 | 175 | 175-64R | Tier-3 | Tier-3---11 | 5--5 | 239 | 216 | 4385.4004 | 97.52% | 2.308% | 0.1684% | 386.522 | 0 | 0 | 386.522 | 0 | 368.7157 | 3.0115 | 122.4345 | 368.7157 | 3.0115 | 122.4345 | 388.4167 | 3.1724 | 122.4345 | 8.814% | 0.20232 | 0.18404 | 21675.2228 | 1490.2349 | 476.6065 | 19708.3814 | 21728.5567 | 0 | 0 | 21728.5567 | 0.01275%
2026 | 175 | 175-90R | Tier-3 | Tier-3---9 | 5--5 | 300 | 251 | 5741.4949 | 96.86% | 2.992% | 0.1472% | 465.293 | 0 | 0 | 465.293 | 0 | 443.858 | 3.4995 | 126.8342 | 443.858 | 3.4995 | 126.8342 | 467.5739 | 3.6865 | 126.8342 | 8.104% | 0.20491 | 0.18777 | 28019.3198 | 1604.6601 | 781.1853 | 25633.4744 | 28099.6248 | 0 | 0 | 28099.6248 | 0.01534%
2026 | 175 | 175-94R | Tier-2 | Tier-2---10 | 5--4 | 52 | 43 | 836.2457 | 79.76% | 20.09% | 0.1547% | 55.1538 | 0 | 0 | 55.1538 | 0 | 52.613 | 0.59952 | 87.7588 | 52.613 | 0.59952 | 87.7588 | 55.4242 | 0.63155 | 87.7588 | 6.595% | 0.16555 | 0.15186 | 5051.3061 | 289.0942 | 923.2368 | 3838.9751 | 5143.4779 | 0 | 0 | 5143.4779 | 0.001819%
2026 | 176 | 176-161R | Tier-3 | Tier-3---5 | 5--5 | 236 | 191 | 11523.3049 | 98.77% | 1.172% | 0.05875% | 921.1257 | 0 | 0 | 921.1257 | 0 | 878.6914 | 2.663 | 329.9658 | 878.6914 | 2.663 | 329.9658 | 925.641 | 2.8053 | 329.9658 | 7.994% | 0.22417 | 0.20603 | 51404.5427 | 2861.3734 | 647.4738 | 47895.6955 | 51460.2673 | 0 | 0 | 51460.2673 | 0.03038%
2026 | 176 | 176-164R | Tier-3 | Tier-3---11 | 5--5 | 131 | 126 | 4184.7467 | 98.1% | 1.799% | 0.1047% | 394.8393 | 0 | 0 | 394.8393 | 0 | 376.6499 | 1.7567 | 214.4042 | 376.6499 | 1.7567 | 214.4042 | 396.7748 | 1.8506 | 214.4042 | 9.435% | 0.20727 | 0.18733 | 20189.7554 | 1135.7308 | 339.0696 | 18714.955 | 20230.6609 | 0 | 0 | 20230.6609 | 0.01302%
2026 | 176 | 176-1834R | Tier-3 | Tier-3---5 | 5--5 | 312 | 250 | 10068.5168 | 97.13% | 2.784% | 0.0867% | 783.6159 | 0 | 0 | 783.6159 | 0 | 747.5164 | 3.4856 | 214.4602 | 747.5164 | 3.4856 | 214.4602 | 787.4572 | 3.6718 | 214.4602 | 7.783% | 0.23205 | 0.21345 | 43390.2136 | 3622.3985 | 1240.781 | 38527.0341 | 43498.6979 | 0 | 0 | 43498.6979 | 0.02584%
2026 | 176 | 176-1836R | Tier-2 | Tier-2---11 | 5--3 | 50 | 9 | 404.4817 | 67.64% | 32.12% | 0.2398% | 4.9245 | 0 | 0 | 4.9245 | 0 | 4.6976 | 0.12548 | 37.4372 | 4.6976 | 0.12548 | 37.4372 | 4.9486 | 0.13219 | 37.4372 | 1.217% | 0.10638 | 0.10446 | 3802.2631 | 239.6225 | 1178.8168 | 2383.8239 | 3824.8179 | 0 | 0 | 3824.8179 | 0.0001624%
2026 | 176 | 176-1845R | Tier-3 | Tier-3---11 | 5--5 | 172 | 143 | 3401.0234 | 97.74% | 2.113% | 0.1474% | 276.3684 | 0 | 0 | 276.3684 | 0 | 263.6367 | 1.9937 | 132.2318 | 263.6367 | 1.9937 | 132.2318 | 277.7232 | 2.1003 | 132.2318 | 8.126% | 0.20978 | 0.19234 | 16212.4883 | 938.665 | 329.6573 | 14944.1661 | 16245.717 | 0 | 0 | 16245.717 | 0.009114%
2026 | 176 | 176-194R | Tier-3 | Tier-3---9 | 5--5 | 214 | 166 | 4934.1603 | 97.7% | 2.178% | 0.1196% | 373.9475 | 0 | 0 | 373.9475 | 0 | 356.7205 | 2.3144 | 154.1296 | 356.7205 | 2.3144 | 154.1296 | 375.7805 | 2.4381 | 154.1296 | 7.579% | 0.21542 | 0.19871 | 22904.8386 | 1316.8845 | 471.0491 | 21116.9051 | 22949.1033 | 0 | 0 | 22949.1033 | 0.01233%
2026 | 176 | 176-197F | Tier-3 | Tier-3---5 | 5--5 | 345 | 270 | 13172.958 | 96.8% | 3.124% | 0.0728% | 997.9703 | 0 | 0 | 997.9703 | 0 | 951.9958 | 3.7644 | 252.8933 | 951.9958 | 3.7644 | 252.8933 | 1002.8623 | 3.9656 | 252.8933 | 7.576% | 0.23242 | 0.21423 | 56678.2638 | 5414.7581 | 1674.033 | 49589.4726 | 56832.1044 | 0 | 0 | 56832.1044 | 0.03291%
2026 | 176 | 176-200F | Tier-3 | Tier-3---15 | 5--4 | 30 | 27 | 1635.841 | 89.24% | 10.7% | 0.05535% | 131.3899 | 0 | 0 | 131.3899 | 0 | 125.3371 | 0.37644 | 332.9522 | 125.3371 | 0.37644 | 332.9522 | 132.034 | 0.39656 | 332.9522 | 8.032% | 0.18529 | 0.16862 | 8828.4206 | 442.8683 | 867.091 | 7518.4614 | 8922.3365 | 0 | 0 | 8922.3365 | 0.004333%
2026 | 177 | 177-955 | Tier-2 | Tier-2---5 | 5--5 | 176 | 7 | 2963.4059 | 78.23% | 21.66% | 0.1106% | 9.2203 | 0 | 0 | 9.2203 | 0 | 8.7955 | 0.097596 | 90.1219 | 8.7955 | 0.097596 | 90.1219 | 9.2655 | 0.10281 | 90.1219 | 0.3111% | 0.11726 | 0.11679 | 25272.526 | 2362.8504 | 4989.1737 | 17920.5019 | 25294.4965 | 0 | 0 | 25294.4965 | 0.0003041%
2026 | 178 | 178-968AE | Tier-2 | Tier-2---18 | 3--3 | 200 | 7 | 47.6106 | 91.21% | 0% | 8.789% | 0.15199 | 0 | 0 | 0.15199 | 0 | 0.14499 | 0.097596 | 1.4856 | 0.14499 | 0.097596 | 1.4856 | 0.15274 | 0.10281 | 1.4856 | 0.3192% | 0.018466 | 0.018402 | 2578.2566 | 231.3064 | 796.8416 | 1550.1086 | 2579.0524 | 0 | 0 | 2579.0524 | 5.012e-06%
2026 | 178 | 178-982 | Tier-2 | Tier-2---21 | 1--1 | 45 | 7 | 0.95479 | 13.38% | 0% | 86.62% | 0.0019878 | 0 | 0 | 0.0019878 | 0 | 0.0018962 | 0.097596 | 0.019429 | 0.0018962 | 0.097596 | 0.019429 | 0.0019975 | 0.10281 | 0.019429 | 0.2082% | 0.0033454 | 0.0032934 | 285.4035 | 0.62363 | 260.7814 | 23.9985 | 289.3097 | 0 | 0 | 289.3097 | 6.555e-08%
2026 | 182 | 182-2240F | Tier-2 | Tier-2---2 | 5--5 | 291 | 166 | 11917.1989 | 94.29% | 5.651% | 0.05821% | 641.0014 | 0 | 0 | 641.0014 | 0 | 611.4718 | 2.3144 | 264.2009 | 611.4718 | 2.3144 | 264.2009 | 644.1436 | 2.4381 | 264.2009 | 5.379% | 0.1455 | 0.1372 | 81902.6704 | 14617.7682 | 4685.118 | 62599.7842 | 82185.5431 | 0 | 0 | 82185.5431 | 0.02114%
2026 | 182 | 182-2250 | Tier-2 | Tier-2---8 | 5--5 | 26 | 26 | 1939.2132 | 99.74% | 0.2126% | 0.04638% | 193.419 | 0 | 0 | 193.419 | 0 | 184.5086 | 0.3625 | 508.9901 | 184.5086 | 0.3625 | 508.9901 | 194.3672 | 0.38187 | 508.9901 | 9.974% | 0.10496 | 0.094461 | 18476.2986 | 952.6245 | 43.2141 | 17480.4599 | 18481.6158 | 0 | 0 | 18481.6158 | 0.006378%
2026 | 182 | 182-2252R | Tier-2 | Tier-2---5 | 5--5 | 104 | 81 | 4229.9446 | 99.22% | 0.7256% | 0.05893% | 326.8629 | 0 | 0 | 326.8629 | 0 | 311.805 | 1.1293 | 276.0985 | 311.805 | 1.1293 | 276.0985 | 328.4652 | 1.1897 | 276.0985 | 7.727% | 0.11307 | 0.10426 | 37409.5665 | 1975.2658 | 266.8712 | 35167.4295 | 37434.3564 | 0 | 0 | 37434.3564 | 0.01078%
2026 | 182 | 182-2254R | Tier-2 | Tier-2---11 | 5--4 | 19 | 19 | 655.8009 | 99.14% | 0.7615% | 0.1019% | 65.0139 | 0 | 0 | 65.0139 | 0 | 62.0188 | 0.2649 | 234.1186 | 62.0188 | 0.2649 | 234.1186 | 65.3326 | 0.27906 | 234.1186 | 9.914% | 0.10223 | 0.092004 | 6415.1442 | 353.6469 | 48.0889 | 6013.4084 | 6421.2985 | 0 | 0 | 6421.2985 | 0.002144%
2026 | 183 | 183-439 | Tier-2 | Tier-2---14 | 3--5 | 42 | 25 | 316.4778 | 66.23% | 33.5% | 0.2671% | 12.4764 | 0 | 0 | 12.4764 | 0 | 11.9017 | 0.34856 | 34.1456 | 11.9017 | 0.34856 | 34.1456 | 12.5376 | 0.36718 | 34.1456 | 3.942% | 0.018422 | 0.017326 | 17179.1509 | 725.6319 | 5296.9277 | 11156.5913 | 17546.3244 | 0 | 0 | 17546.3244 | 0.0004114%
2026 | 183 | 183-440 | Tier-2 | Tier-2---12 | 3--5 | 114 | 50 | 471.2015 | 74.37% | 25.17% | 0.4626% | 15.3697 | 0 | 0 | 15.3697 | 0 | 14.6617 | 0.69711 | 21.0319 | 14.6617 | 0.69711 | 21.0319 | 15.4451 | 0.73436 | 21.0319 | 3.262% | 0.025335 | 0.024224 | 18598.5411 | 874.6942 | 4409.0899 | 13314.757 | 18817.2074 | 0 | 0 | 18817.2074 | 0.0005068%
2026 | 185 | 185-51F | Tier-2 | Tier-2---7 | 4--5 | 260 | 161 | 1723.9707 | 91.93% | 7.724% | 0.3493% | 98.1347 | 0 | 0 | 98.1347 | 0 | 93.6139 | 2.2447 | 41.7042 | 93.6139 | 2.2447 | 41.7042 | 98.6158 | 2.3646 | 41.7042 | 5.692% | 0.048222 | 0.045236 | 35751.0066 | 2801.5482 | 2693.3974 | 30256.061 | 35941.5393 | 0 | 0 | 35941.5393 | 0.003236%
2026 | 197 | 197-1150F | Tier-2 | Tier-2---15 | 3--4 | 29 | 29 | 183.5383 | 99.34% | 0.09556% | 0.5689% | 18.2319 | 0 | 0 | 18.2319 | 0 | 17.392 | 0.40433 | 43.0147 | 17.392 | 0.40433 | 43.0147 | 18.3213 | 0.42593 | 43.0147 | 9.934% | 0.021777 | 0.019599 | 8428.1597 | 574.797 | 50.0666 | 7803.2962 | 8434.3818 | 0 | 0 | 8434.3818 | 0.0006012%
2026 | 197 | 197-1155F | Tier-2 | Tier-2---21 | 1--4 | 9 | 9 | 6.6189 | 96.38% | 0% | 3.621% | 0.63793 | 0 | 0 | 0.63793 | 0 | 0.60854 | 0.12548 | 4.8497 | 0.60854 | 0.12548 | 4.8497 | 0.64106 | 0.13219 | 4.8497 | 9.638% | 0.0010316 | 0.00092844 | 6416.1897 | 579.4256 | 247.7258 | 5589.0383 | 6442.0009 | 0 | 0 | 6442.0009 | 2.104e-05%
2026 | 198 | 198-37R | Tier-2 | Tier-2---9 | 4--5 | 188 | 84 | 973.0999 | 95.53% | 4.02% | 0.4464% | 41.537 | 0 | 0 | 41.537 | 0 | 39.6234 | 1.1712 | 33.8329 | 39.6234 | 1.1712 | 33.8329 | 41.7406 | 1.2337 | 33.8329 | 4.269% | 0.030671 | 0.029301 | 31727.0349 | 11360.5744 | 2371.5133 | 17994.9472 | 31793.3121 | 0 | 0 | 31793.3121 | 0.00137%
2026 | 204 | 204-32R | Tier-2 | Tier-2---11 | 4--4 | 336 | 315 | 490.4615 | 96.36% | 1.259% | 2.378% | 44.3083 | 0 | 0 | 44.3083 | 0 | 42.2671 | 4.3918 | 9.624 | 42.2671 | 4.3918 | 9.624 | 44.5255 | 4.6265 | 9.624 | 9.034% | 0.087106 | 0.07894 | 5630.6279 | 367.679 | 185.9169 | 5077.0321 | 5651.8151 | 0 | 0 | 5651.8151 | 0.001461%
2026 | 205 | 205-1550 | Tier-2 | Tier-2---15 | 2--4 | 102 | 1 | 124.0064 | 98.52% | 0% | 1.478% | 0.11978 | 0 | 0 | 0.11978 | 0 | 0.11426 | 0.013942 | 8.1952 | 0.11426 | 0.013942 | 8.1952 | 0.12037 | 0.014687 | 8.1952 | 0.09659% | 0.008789 | 0.0087804 | 14109.2738 | 977.469 | 764.0781 | 12367.7267 | 14109.4784 | 0 | 0 | 14109.4784 | 3.95e-06%
2026 | 206 | 206-1105 | Tier-2 | Tier-2---9 | 3--5 | 132 | 16 | 1279.0443 | 99.78% | 0% | 0.2159% | 15.4701 | 0 | 0 | 15.4701 | 0 | 14.7574 | 0.22308 | 66.1541 | 14.7574 | 0.22308 | 66.1541 | 15.5459 | 0.235 | 66.1541 | 1.21% | 0.014019 | 0.013849 | 91236.4892 | 5528.0185 | 303.6221 | 85404.8486 | 91238.9057 | 0 | 0 | 91238.9057 | 0.0005101%
2026 | 206 | 206-1817 | Tier-2 | Tier-2---4 | 4--5 | 413 | 106 | 2976.5734 | 99.75% | 0% | 0.2502% | 76.2052 | 0 | 0 | 76.2052 | 0 | 72.6946 | 1.4779 | 49.1883 | 72.6946 | 1.4779 | 49.1883 | 76.5787 | 1.5568 | 49.1883 | 2.56% | 0.038208 | 0.037227 | 77904.8627 | 4581.6453 | 274.9924 | 73048.225 | 77909.9968 | 0 | 0 | 77909.9968 | 0.002513%
2026 | 209 | 209-1769F | Tier-2 | Tier-2---6 | 5--5 | 1069 | 345 | 8462.8018 | 99.74% | 0% | 0.2593% | 272.4132 | 0 | 0 | 272.4132 | 0 | 259.8637 | 4.8101 | 54.0247 | 259.8637 | 4.8101 | 54.0247 | 273.7486 | 5.0671 | 54.0247 | 3.219% | 0.11169 | 0.10809 | 75768.5529 | 4573.9666 | 302.4119 | 70892.1744 | 75775.1039 | 0 | 0 | 75775.1039 | 0.008983%
2026 | 210 | 210-172R | Tier-2 | Tier-2---11 | 5--2 | 111 | 105 | 498.1496 | 90.1% | 9.186% | 0.7154% | 42.4564 | 0 | 0 | 42.4564 | 0 | 40.5005 | 1.4639 | 27.6654 | 40.5005 | 1.4639 | 27.6654 | 42.6645 | 1.5422 | 27.6654 | 8.523% | 0.32588 | 0.29505 | 1528.6439 | 54.3411 | 137.5486 | 1336.7541 | 1544.4575 | 0 | 0 | 1544.4575 | 0.0014%
2026 | 210 | 210-392R | Tier-2 | Tier-2---10 | 5--3 | 221 | 193 | 1037.8957 | 85.73% | 13.64% | 0.6245% | 77.7075 | 0 | 0 | 77.7075 | 0 | 74.1277 | 2.6909 | 27.548 | 74.1277 | 2.6909 | 27.548 | 78.0885 | 2.8346 | 27.548 | 7.487% | 0.34771 | 0.31734 | 2984.984 | 126.9167 | 388.4133 | 2469.654 | 3025.7359 | 0 | 0 | 3025.7359 | 0.002563%
2026 | 210 | 210-394R | Tier-2 | Tier-2---16 | 5--2 | 77 | 72 | 170.5929 | 70.47% | 28.1% | 1.432% | 11.2414 | 0 | 0 | 11.2414 | 0 | 10.7236 | 1.0038 | 10.6825 | 10.7236 | 1.0038 | 10.6825 | 11.2965 | 1.0575 | 10.6825 | 6.59% | 0.31841 | 0.28864 | 535.7584 | 19.2532 | 128.0571 | 388.4481 | 552.0767 | 0 | 0 | 552.0767 | 0.0003707%
2026 | 210 | 210-9R | Tier-2 | Tier-2---13 | 5--2 | 95 | 71 | 317.7725 | 50.82% | 48.53% | 0.6462% | 12.0704 | 0 | 0 | 12.0704 | 0 | 11.5143 | 0.9899 | 11.6318 | 11.5143 | 0.9899 | 11.6318 | 12.1296 | 1.0428 | 11.6318 | 3.798% | 0.31397 | 0.2905 | 1012.1143 | 32.0834 | 459.6705 | 520.3604 | 1052.3165 | 0 | 0 | 1052.3165 | 0.000398%
2026 | 211 | 211-279R | Tier-2 | Tier-2---10 | 5--3 | 293 | 259 | 1199.6322 | 89.49% | 9.8% | 0.7134% | 94.894 | 0 | 0 | 94.894 | 0 | 90.5225 | 3.6111 | 25.0682 | 90.5225 | 3.6111 | 25.0682 | 95.3592 | 3.804 | 25.0682 | 7.91% | 0.37314 | 0.34015 | 3215.0069 | 112.0942 | 354.3013 | 2748.6114 | 3247.7822 | 0 | 0 | 3247.7822 | 0.003129%
2026 | 211 | 211-312R | Tier-2 | Tier-2---8 | 5--3 | 420 | 361 | 1809.5147 | 84.26% | 15.08% | 0.6521% | 131.0591 | 0 | 0 | 131.0591 | 0 | 125.0215 | 5.0332 | 24.8395 | 125.0215 | 5.0332 | 24.8395 | 131.7016 | 5.3021 | 24.8395 | 7.243% | 0.39031 | 0.35676 | 4636.1485 | 245.0801 | 661.0984 | 3729.97 | 4704.7468 | 0 | 0 | 4704.7468 | 0.004322%
2026 | 211 | 211-771R | Tier-3 | Tier-3---14 | 5--4 | 279 | 252 | 1890.633 | 91.06% | 8.49% | 0.4466% | 155.5063 | 0 | 0 | 155.5063 | 0 | 148.3424 | 3.5135 | 42.2212 | 148.3424 | 3.5135 | 42.2212 | 156.2686 | 3.7012 | 42.2212 | 8.225% | 0.3743 | 0.3405 | 5051.0602 | 188.146 | 399.018 | 4463.8962 | 5095.8788 | 0 | 0 | 5095.8788 | 0.005128%
2026 | 212 | 212-1177R | Tier-2 | Tier-2---8 | 5--4 | 287 | 250 | 1738.9252 | 95.43% | 4.096% | 0.4776% | 144.5469 | 0 | 0 | 144.5469 | 0 | 137.8879 | 3.4856 | 39.5596 | 137.8879 | 3.4856 | 39.5596 | 145.2554 | 3.6718 | 39.5596 | 8.312% | 0.15054 | 0.13742 | 11551.4959 | 598.6378 | 571.3977 | 10381.4604 | 11601.9053 | 0 | 0 | 11601.9053 | 0.004767%
2026 | 212 | 212-1204R | Tier-2 | Tier-2---8 | 5--4 | 219 | 185 | 1570.3762 | 94.97% | 4.642% | 0.3849% | 125.9884 | 0 | 0 | 125.9884 | 0 | 120.1844 | 2.5793 | 46.5953 | 120.1844 | 2.5793 | 46.5953 | 126.606 | 2.7171 | 46.5953 | 8.023% | 0.19221 | 0.17597 | 8170.2767 | 423.629 | 402.249 | 7344.3988 | 8208.175 | 0 | 0 | 8208.175 | 0.004155%
2026 | 212 | 212-638R | Tier-2 | Tier-2---11 | 5--4 | 79 | 77 | 609.7797 | 99.07% | 0.4924% | 0.4406% | 58.8797 | 0 | 0 | 58.8797 | 0 | 56.1673 | 1.0736 | 52.3189 | 56.1673 | 1.0736 | 52.3189 | 59.1684 | 1.1309 | 52.3189 | 9.656% | 0.10708 | 0.096639 | 5694.8842 | 240.5228 | 69.3628 | 5384.9986 | 5700.622 | 0 | 0 | 5700.622 | 0.001942%
2026 | 212 | 212-725R | Tier-3 | Tier-3---10 | 5--5 | 218 | 186 | 4887.8267 | 99.15% | 0.7265% | 0.1225% | 413.4942 | 0 | 0 | 413.4942 | 0 | 394.4453 | 2.5933 | 152.1037 | 394.4453 | 2.5933 | 152.1037 | 415.5211 | 2.7318 | 152.1037 | 8.46% | 0.13941 | 0.12751 | 35061.0556 | 1697.3046 | 267.0507 | 33096.7003 | 35088.8217 | 0 | 0 | 35088.8217 | 0.01364%
2026 | 212 | 212-734R | Tier-2 | Tier-2---10 | 5--4 | 273 | 259 | 1265.9596 | 97.92% | 1.386% | 0.6959% | 117.6038 | 0 | 0 | 117.6038 | 0 | 112.1861 | 3.6111 | 31.0674 | 112.1861 | 3.6111 | 31.0674 | 118.1803 | 3.804 | 31.0674 | 9.29% | 0.17753 | 0.16069 | 7130.7609 | 270.2179 | 291.48 | 6569.0631 | 7146.3189 | 0 | 0 | 7146.3189 | 0.003878%
2026 | 212 | 212-739R | Tier-3 | Tier-3---15 | 5--4 | 201 | 179 | 998.7912 | 96.62% | 2.787% | 0.5903% | 85.9427 | 0 | 0 | 85.9427 | 0 | 81.9835 | 2.4957 | 32.8503 | 81.9835 | 2.4957 | 32.8503 | 86.364 | 2.629 | 32.8503 | 8.605% | 0.13097 | 0.11931 | 7626.107 | 388.5698 | 248.0646 | 6989.4726 | 7651.2891 | 0 | 0 | 7651.2891 | 0.002834%
2026 | 212 | 212-743R | Tier-2 | Tier-2---13 | 5--3 | 71 | 66 | 261.4279 | 97.06% | 2.12% | 0.8249% | 23.5861 | 0 | 0 | 23.5861 | 0 | 22.4996 | 0.92019 | 24.451 | 22.4996 | 0.92019 | 24.451 | 23.7017 | 0.96936 | 24.451 | 9.022% | 0.11654 | 0.10571 | 2243.1612 | 103.5889 | 60.4407 | 2079.1316 | 2249.9308 | 0 | 0 | 2249.9308 | 0.0007778%
2026 | 212 | 212-758R | Tier-2 | Tier-2---8 | 5--4 | 201 | 183 | 1482.4618 | 97.27% | 2.316% | 0.4117% | 131.2891 | 0 | 0 | 131.2891 | 0 | 125.2409 | 2.5514 | 49.0864 | 125.2409 | 2.5514 | 49.0864 | 131.9327 | 2.6878 | 49.0864 | 8.856% | 0.1427 | 0.12971 | 10388.4417 | 533.566 | 267.0613 | 9587.8143 | 10416.8225 | 0 | 0 | 10416.8225 | 0.004329%
2026 | 212 | 212-773R | Tier-2 | Tier-2---5 | 5--4 | 297 | 234 | 2758.5667 | 95.78% | 3.96% | 0.2633% | 208.1629 | 0 | 0 | 208.1629 | 0 | 198.5732 | 3.2625 | 60.8655 | 198.5732 | 3.2625 | 60.8655 | 209.1833 | 3.4368 | 60.8655 | 7.546% | 0.19881 | 0.18315 | 13875.2805 | 746.7621 | 538.2266 | 12590.2917 | 13925.3971 | 0 | 0 | 13925.3971 | 0.006864%
2026 | 212 | 212-799R | Tier-2 | Tier-2---10 | 5--4 | 115 | 105 | 1038.8005 | 97.12% | 2.539% | 0.3416% | 92.115 | 0 | 0 | 92.115 | 0 | 87.8714 | 1.4639 | 60.0239 | 87.8714 | 1.4639 | 60.0239 | 92.5665 | 1.5422 | 60.0239 | 8.867% | 0.12493 | 0.11352 | 8315.0604 | 411.6865 | 218.9209 | 7684.453 | 8339.1261 | 0 | 0 | 8339.1261 | 0.003038%
2026 | 212 | 212-880R | Tier-2 | Tier-2---16 | 5--2 | 31 | 29 | 104.9439 | 97.78% | 1.295% | 0.9224% | 9.5996 | 0 | 0 | 9.5996 | 0 | 9.1574 | 0.40433 | 22.6485 | 9.1574 | 0.40433 | 22.6485 | 9.6467 | 0.42593 | 22.6485 | 9.147% | 0.10736 | 0.097316 | 977.4994 | 42.0611 | 20.0248 | 915.4135 | 979.7366 | 0 | 0 | 979.7366 | 0.0003166%
2026 | 212 | 212-886R | Tier-2 | Tier-2---8 | 5--4 | 155 | 151 | 2163.5248 | 98.72% | 1.034% | 0.2463% | 208.0708 | 0 | 0 | 208.0708 | 0 | 198.4854 | 2.1053 | 94.2796 | 198.4854 | 2.1053 | 94.2796 | 209.0907 | 2.2178 | 94.2796 | 9.617% | 0.18767 | 0.16939 | 11528.3958 | 592.0091 | 130.2023 | 10806.1843 | 11544.3263 | 0 | 0 | 11544.3263 | 0.006861%
2026 | 212 | 212-888R | Tier-2 | Tier-2---8 | 5--4 | 147 | 133 | 1471.0622 | 97.82% | 1.883% | 0.2988% | 130.1927 | 0 | 0 | 130.1927 | 0 | 124.195 | 1.8543 | 66.9759 | 124.195 | 1.8543 | 66.9759 | 130.8309 | 1.9534 | 66.9759 | 8.85% | 0.13116 | 0.11929 | 11216.1087 | 603.389 | 219.1134 | 10393.6063 | 11240.4477 | 0 | 0 | 11240.4477 | 0.004293%
2026 | 214 | 214-1122R | Tier-3 | Tier-3---3 | 5--5 | 446 | 377 | 26281.1502 | 98.91% | 1.048% | 0.04591% | 2197.2181 | 0 | 0 | 2197.2181 | 0 | 2095.9968 | 5.2562 | 398.7634 | 2095.9968 | 5.2562 | 398.7634 | 2207.9887 | 5.5371 | 398.7634 | 8.36% | 0.26918 | 0.24642 | 97635.635 | 5011.5122 | 984.8064 | 91639.3164 | 97734.2671 | 0 | 0 | 97734.2671 | 0.07246%
2026 | 214 | 214-1135R | Tier-3 | Tier-3---6 | 4--5 | 285 | 248 | 6666.9216 | 99.41% | 0.4702% | 0.123% | 576.6978 | 0 | 0 | 576.6978 | 0 | 550.1306 | 3.4577 | 159.1036 | 550.1306 | 3.4577 | 159.1036 | 579.5248 | 3.6424 | 159.1036 | 8.65% | 0.090777 | 0.082878 | 73442.8498 | 4553.5888 | 482.5906 | 68406.6704 | 73484.3724 | 0 | 0 | 73484.3724 | 0.01902%
2026 | 214 | 214-17AE | Tier-3 | Tier-3---17 | 4--4 | 157 | 155 | 484.0355 | 97.4% | 1.48% | 1.12% | 46.5447 | 0 | 0 | 46.5447 | 0 | 44.4005 | 2.1611 | 20.5457 | 44.4005 | 2.1611 | 20.5457 | 46.7729 | 2.2765 | 20.5457 | 9.616% | 0.071957 | 0.064853 | 6726.7702 | 365.2505 | 154.8548 | 6206.6649 | 6745.9251 | 0 | 0 | 6745.9251 | 0.001535%
2026 | 214 | 214-4R | Tier-3 | Tier-3---17 | 4--4 | 94 | 89 | 400.1895 | 97.86% | 1.359% | 0.7809% | 37.0794 | 0 | 0 | 37.0794 | 0 | 35.3712 | 1.2409 | 28.5053 | 35.3712 | 1.2409 | 28.5053 | 37.2611 | 1.3072 | 28.5053 | 9.265% | 0.059676 | 0.054025 | 6706.0819 | 383.8314 | 129.2907 | 6192.9598 | 6721.0915 | 0 | 0 | 6721.0915 | 0.001223%
2026 | 214 | 214-536R | Tier-3 | Tier-3---17 | 4--4 | 70 | 60 | 513.3291 | 98.71% | 0.8845% | 0.4005% | 43.4342 | 0 | 0 | 43.4342 | 0 | 41.4333 | 0.83654 | 49.5295 | 41.4333 | 0.83654 | 49.5295 | 43.6471 | 0.88123 | 49.5295 | 8.461% | 0.053744 | 0.049137 | 9551.4463 | 547.5853 | 232.0453 | 8771.8157 | 9562.953 | 0 | 0 | 9562.953 | 0.001432%
2026 | 214 | 214-583R | Tier-3 | Tier-3---13 | 4--5 | 174 | 150 | 2208.3134 | 99.09% | 0.6816% | 0.2244% | 188.6471 | 0 | 0 | 188.6471 | 0 | 179.9565 | 2.0913 | 86.0483 | 179.9565 | 2.0913 | 86.0483 | 189.5719 | 2.2031 | 86.0483 | 8.543% | 0.070413 | 0.064343 | 31362.296 | 1883.6813 | 422.1722 | 29056.4425 | 31389.1012 | 0 | 0 | 31389.1012 | 0.006221%
2026 | 214 | 214-613R | Tier-3 | Tier-3---14 | 5--3 | 196 | 160 | 1721.769 | 85.69% | 14.07% | 0.2459% | 120.4361 | 0 | 0 | 120.4361 | 0 | 114.8878 | 2.2308 | 51.5015 | 114.8878 | 2.2308 | 51.5015 | 121.0265 | 2.35 | 51.5015 | 6.995% | 0.43289 | 0.39755 | 3977.4025 | 197.1566 | 516.9968 | 3263.2491 | 4028.0037 | 0 | 0 | 4028.0037 | 0.003972%
2026 | 214 | 214-647R | Tier-3 | Tier-3---8 | 5--5 | 264 | 206 | 22354.3085 | 99.24% | 0.73% | 0.02701% | 1731.1083 | 0 | 0 | 1731.1083 | 0 | 1651.3597 | 2.8721 | 574.9638 | 1651.3597 | 2.8721 | 574.9638 | 1739.5941 | 3.0256 | 574.9638 | 7.744% | 0.23844 | 0.21983 | 93753.9152 | 4640.4334 | 647.6025 | 88465.8794 | 93813.9848 | 0 | 0 | 93813.9848 | 0.05709%
2026 | 215 | 215-1531R | Tier-2 | Tier-2---2 | 5--5 | 256 | 205 | 12702.4119 | 98.21% | 1.737% | 0.04837% | 999.0205 | 0 | 0 | 999.0205 | 0 | 952.9976 | 2.8582 | 333.4295 | 952.9976 | 2.8582 | 333.4295 | 1003.9176 | 3.0109 | 333.4295 | 7.865% | 0.20291 | 0.18666 | 62600.9651 | 3773.3762 | 1033.6342 | 57793.9547 | 62698.2793 | 0 | 0 | 62698.2793 | 0.03294%
2026 | 215 | 215-1534R | Tier-2 | Tier-2---1 | 5--5 | 243 | 193 | 19489.7064 | 99% | 0.9737% | 0.02962% | 1532.4175 | 0 | 0 | 1532.4175 | 0 | 1461.8222 | 2.6909 | 543.2544 | 1461.8222 | 2.6909 | 543.2544 | 1539.9294 | 2.8346 | 543.2544 | 7.863% | 0.1982 | 0.18246 | 98331.2515 | 6096.0396 | 907.1497 | 91328.0622 | 98416.3669 | 0 | 0 | 98416.3669 | 0.05053%
2026 | 215 | 215-1544R | Tier-2 | Tier-2---8 | 5--4 | 53 | 50 | 1412.4296 | 98.09% | 1.785% | 0.1216% | 130.7071 | 0 | 0 | 130.7071 | 0 | 124.6857 | 0.69711 | 178.8597 | 124.6857 | 0.69711 | 178.8597 | 131.3478 | 0.73436 | 178.8597 | 9.254% | 0.10891 | 0.098634 | 12968.9923 | 1067.1746 | 223.4801 | 11678.3376 | 12994.7543 | 0 | 0 | 12994.7543 | 0.00431%
2026 | 215 | 215-38R | Tier-3 | Tier-3---10 | 5--5 | 126 | 117 | 5434.8155 | 98.92% | 1.009% | 0.07406% | 499.1945 | 0 | 0 | 499.1945 | 0 | 476.1976 | 1.6312 | 291.9224 | 476.1976 | 1.6312 | 291.9224 | 501.6415 | 1.7184 | 291.9224 | 9.185% | 0.12528 | 0.11365 | 43381.3494 | 2695.9135 | 518.8073 | 40166.6286 | 43429.4541 | 0 | 0 | 43429.4541 | 0.01646%
2026 | 216 | 216-1859F | Tier-3 | Tier-3---4 | 5--5 | 268 | 195 | 14041.2877 | 99.19% | 0.7753% | 0.03948% | 1013.3363 | 0 | 0 | 1013.3363 | 0 | 966.654 | 2.7187 | 355.5514 | 966.654 | 2.7187 | 355.5514 | 1018.3037 | 2.864 | 355.5514 | 7.217% | 0.15704 | 0.14562 | 89409.7822 | 5511.6035 | 666.6545 | 83231.5241 | 89466.9493 | 0 | 0 | 89466.9493 | 0.03342%
2026 | 216 | 216-220R | Tier-3 | Tier-3---20 | 1--5 | 2 | 2 | 71.2816 | 99.9% | 0% | 0.09987% | 7.121 | 0 | 0 | 7.121 | 0 | 6.793 | 0.027885 | 243.6109 | 6.793 | 0.027885 | 243.6109 | 7.1559 | 0.029374 | 243.6109 | 9.99% | 0.000285 | 0.0002565 | 250110.7129 | 12944.4862 | 226.9057 | 236939.3211 | 250138.4667 | 0 | 0 | 250138.4667 | 0.0002348%
2026 | 217 | 217-41AE | Tier-2 | Tier-2---8 | 5--4 | 456 | 333 | 2013.5966 | 89.22% | 10.31% | 0.4697% | 131.2012 | 0 | 0 | 131.2012 | 0 | 125.157 | 4.6428 | 26.9573 | 125.157 | 4.6428 | 26.9573 | 131.8443 | 4.8909 | 26.9573 | 6.516% | 0.19664 | 0.18228 | 10240.1297 | 587.5443 | 1012.3349 | 8640.2505 | 10327.0537 | 0 | 0 | 10327.0537 | 0.004327%
2026 | 217 | 217-48AE | Tier-2 | Tier-2---8 | 5--4 | 344 | 306 | 2727.5845 | 87.85% | 11.78% | 0.3693% | 213.1484 | 0 | 0 | 213.1484 | 0 | 203.3291 | 4.2663 | 47.6589 | 203.3291 | 4.2663 | 47.6589 | 214.1932 | 4.4943 | 47.6589 | 7.815% | 0.20236 | 0.18436 | 13478.9252 | 762.7474 | 1447.8056 | 11268.3722 | 13638.8296 | 0 | 0 | 13638.8296 | 0.007029%
2026 | 217 | 217-835R | Tier-3 | Tier-3---5 | 5--5 | 319 | 297 | 10686.9326 | 98.68% | 1.222% | 0.09479% | 981.8904 | 0 | 0 | 981.8904 | 0 | 936.6567 | 4.1409 | 226.1986 | 936.6567 | 4.1409 | 226.1986 | 986.7035 | 4.3621 | 226.1986 | 9.188% | 0.28412 | 0.25767 | 37613.7803 | 2195.3355 | 434.0984 | 34984.3464 | 37664.6202 | 0 | 0 | 37664.6202 | 0.03238%
2026 | 217 | 217-837R | Tier-3 | Tier-3---12 | 5--5 | 293 | 247 | 3657.1834 | 94.66% | 5.124% | 0.2164% | 291.8358 | 0 | 0 | 291.8358 | 0 | 278.3916 | 3.4437 | 80.8398 | 278.3916 | 3.4437 | 80.8398 | 293.2664 | 3.6277 | 80.8398 | 7.98% | 0.14269 | 0.13066 | 25630.0196 | 1643.4761 | 1395.4824 | 22591.0611 | 25756.0388 | 0 | 0 | 25756.0388 | 0.009624%
2026 | 217 | 217-972R | Tier-2 | Tier-2---8 | 5--4 | 256 | 217 | 1438.6594 | 90.88% | 8.66% | 0.4639% | 110.8226 | 0 | 0 | 110.8226 | 0 | 105.7172 | 3.0255 | 34.9423 | 105.7172 | 3.0255 | 34.9423 | 111.3658 | 3.1871 | 34.9423 | 7.703% | 0.18227 | 0.16682 | 7892.9777 | 484.1091 | 632.8848 | 6775.9839 | 7959.6737 | 0 | 0 | 7959.6737 | 0.003655%
2026 | 217 | 217-983R | Tier-3 | Tier-3---5 | 5--5 | 116 | 114 | 10116.9629 | 99.05% | 0.91% | 0.0405% | 984.8031 | 0 | 0 | 984.8031 | 0 | 939.4353 | 1.5894 | 591.0552 | 939.4353 | 1.5894 | 591.0552 | 989.6306 | 1.6743 | 591.0552 | 9.734% | 0.2438 | 0.21984 | 41497.7937 | 2121.8511 | 363.6616 | 39012.281 | 41540.7808 | 0 | 0 | 41540.7808 | 0.03248%
2026 | 220 | 220-288R | Tier-3 | Tier-3---14 | 5--4 | 132 | 111 | 2198.6799 | 96.34% | 3.473% | 0.1901% | 178.116 | 0 | 0 | 178.116 | 0 | 169.9106 | 1.5476 | 109.7902 | 169.9106 | 1.5476 | 109.7902 | 178.9892 | 1.6303 | 109.7902 | 8.101% | 0.37523 | 0.34368 | 5859.515 | 279.6691 | 215.3273 | 5364.5186 | 5879.2222 | 0 | 0 | 5879.2222 | 0.005874%
2026 | 220 | 220-294R | Tier-3 | Tier-3---14 | 5--3 | 328 | 272 | 1925.8876 | 84.29% | 15.28% | 0.4298% | 134.619 | 0 | 0 | 134.619 | 0 | 128.4174 | 3.7923 | 33.8626 | 128.4174 | 3.7923 | 33.8626 | 135.2789 | 3.9949 | 33.8626 | 6.99% | 0.44397 | 0.40716 | 4337.8466 | 198.6888 | 616.3589 | 3522.7989 | 4399.4662 | 0 | 0 | 4399.4662 | 0.004439%
2026 | 220 | 220-298R | Tier-3 | Tier-3---11 | 5--4 | 616 | 616 | 3585.6314 | 89.37% | 10.06% | 0.5685% | 320.4472 | 0 | 0 | 320.4472 | 0 | 305.6849 | 8.5884 | 35.5926 | 305.6849 | 8.5884 | 35.5926 | 322.0181 | 9.0473 | 35.5926 | 8.937% | 0.50177 | 0.45159 | 7145.9975 | 283.7182 | 677.141 | 6185.1383 | 7230.4011 | 0 | 0 | 7230.4011 | 0.01057%
2026 | 221 | 221-1230F | Tier-3 | Tier-3---12 | 4--5 | 97 | 54 | 3690.9623 | 99.91% | 0% | 0.09183% | 205.2876 | 0 | 0 | 205.2876 | 0 | 195.8304 | 0.75288 | 260.1072 | 195.8304 | 0.75288 | 260.1072 | 206.2939 | 0.79311 | 260.1072 | 5.562% | 0.035843 | 0.033848 | 102975.2443 | 5653.9564 | 85.9024 | 97235.3856 | 102980.8191 | 0 | 0 | 102980.8191 | 0.00677%
2026 | 221 | 221-1236F | Tier-3 | Not Applicable | Not Applicable | 1 | 1 | 0 | 0% | 0% | 0% | 0 | 0 | 0 | 0 | 0 | 0 | 0.013942 | 0 | 0 | 0.013942 | 0 | 0 | 0.014687 | 0 | 0% | 0 | 0 | 0 | 0 | 0 | 0 | 0 | 0 | 0 | 0 | 0%
2026 | 221 | 221-23R | Tier-3 | Tier-3---11 | 5--5 | 307 | 168 | 3270.2376 | 92.16% | 7.656% | 0.1816% | 164.9318 | 0 | 0 | 164.9318 | 0 | 157.3338 | 2.3423 | 67.1705 | 157.3338 | 2.3423 | 67.1705 | 165.7403 | 2.4675 | 67.1705 | 5.043% | 0.19945 | 0.18853 | 16396.4914 | 1101.2475 | 1224.4612 | 14070.7826 | 16470.8858 | 0 | 0 | 16470.8858 | 0.005439%
2026 | 221 | 221-344R | Tier-3 | Tier-3---13 | 5--4 | 293 | 223 | 2735.9283 | 96.11% | 3.605% | 0.2871% | 200.1253 | 0 | 0 | 200.1253 | 0 | 190.906 | 3.1091 | 61.4017 | 190.906 | 3.1091 | 61.4017 | 201.1063 | 3.2753 | 61.4017 | 7.315% | 0.2115 | 0.1954 | 12935.7823 | 697.0944 | 453.9009 | 11784.787 | 12977.2557 | 0 | 0 | 12977.2557 | 0.006599%
2026 | 221 | 221-35 | Tier-2 | Tier-2---10 | 5--3 | 13 | 13 | 710.3273 | 99.46% | 0.4791% | 0.06249% | 70.648 | 0 | 0 | 70.648 | 0 | 67.3934 | 0.18125 | 371.8262 | 67.3934 | 0.18125 | 371.8262 | 70.9943 | 0.19093 | 371.8262 | 9.946% | 0.17281 | 0.15553 | 4110.5569 | 223.7818 | 29.6305 | 3857.1446 | 4113.0306 | 0 | 0 | 4113.0306 | 0.00233%
2026 | 221 | 221-37AE | Tier-3 | Tier-3---11 | 5--5 | 244 | 151 | 3934.7733 | 97.03% | 2.838% | 0.1358% | 236.2624 | 0 | 0 | 236.2624 | 0 | 225.3782 | 2.1053 | 107.0535 | 225.3782 | 2.1053 | 107.0535 | 237.4205 | 2.2178 | 107.0535 | 6.004% | 0.19925 | 0.18692 | 19747.6238 | 1157.9249 | 618.5884 | 17971.1105 | 19786.3675 | 0 | 0 | 19786.3675 | 0.007791%
2026 | 221 | 221-38AE | Tier-3 | Tier-3---17 | 5--3 | 26 | 26 | 318.0967 | 33.4% | 66.33% | 0.2755% | 10.6237 | 0 | 0 | 10.6237 | 0 | 10.1343 | 0.3625 | 27.9567 | 10.1343 | 0.3625 | 27.9567 | 10.6758 | 0.38187 | 27.9567 | 3.34% | 0.16917 | 0.15225 | 1880.3284 | 41.7922 | 1061.4721 | 777.0641 | 2019.4774 | 0 | 0 | 2019.4774 | 0.0003503%
2026 | 221 | 221-675R | Tier-2 | Tier-2---8 | 5--4 | 99 | 76 | 2055.424 | 99.51% | 0.3331% | 0.1572% | 157.0165 | 0 | 0 | 157.0165 | 0 | 149.783 | 1.0596 | 141.3563 | 149.783 | 1.0596 | 141.3563 | 157.7861 | 1.1162 | 141.3563 | 7.639% | 0.22072 | 0.20378 | 9312.3427 | 464.7372 | 113.1149 | 8734.4905 | 9316.1393 | 0 | 0 | 9316.1393 | 0.005178%
2026 | 221 | 221-6R | Tier-2 | Tier-2---5 | 5--5 | 100 | 91 | 3904.259 | 99.88% | 0.03221% | 0.0896% | 354.8548 | 0 | 0 | 354.8548 | 0 | 338.5074 | 1.2687 | 266.8042 | 338.5074 | 1.2687 | 266.8042 | 356.5943 | 1.3365 | 266.8042 | 9.089% | 0.21604 | 0.19638 | 18071.9767 | 963.9759 | 75.8685 | 17032.1323 | 18074.1805 | 0 | 0 | 18074.1805 | 0.0117%
2026 | 221 | 221-782R | Tier-3 | Tier-3---17 | 5--3 | 93 | 93 | 618.0174 | 98.68% | 0.7939% | 0.5237% | 60.9875 | 0 | 0 | 60.9875 | 0 | 58.1779 | 1.2966 | 44.8684 | 58.1779 | 1.2966 | 44.8684 | 61.2864 | 1.3659 | 44.8684 | 9.868% | 0.2472 | 0.22248 | 2500.0604 | 147.4846 | 27.966 | 2324.6098 | 2503.7205 | 0 | 0 | 2503.7205 | 0.002011%
2026 | 221 | 221-788 | Tier-3 | Tier-3---12 | 5--5 | 67 | 55 | 4481.9143 | 99.45% | 0.5095% | 0.04337% | 365.8842 | 0 | 0 | 365.8842 | 0 | 349.0287 | 0.76683 | 455.1604 | 349.0287 | 0.76683 | 455.1604 | 367.6778 | 0.8078 | 455.1604 | 8.164% | 0.18975 | 0.17417 | 23620.3007 | 1552.9774 | 202.4159 | 21864.9074 | 23631.9794 | 0 | 0 | 23631.9794 | 0.01207%
2026 | 221 | 221-824 | Tier-3 | Tier-3---13 | 5--4 | 106 | 68 | 2324.2215 | 96.86% | 3.03% | 0.1069% | 144.4234 | 0 | 0 | 144.4234 | 0 | 137.7702 | 0.94808 | 145.3156 | 137.7702 | 0.94808 | 145.3156 | 145.1314 | 0.99873 | 145.3156 | 6.214% | 0.18396 | 0.17216 | 12634.0691 | 769.9433 | 369.3383 | 11494.7875 | 12661.2384 | 0 | 0 | 12661.2384 | 0.004763%
2026 | 222 | 222-1433R | Tier-3 | Tier-3---5 | 5--5 | 123 | 107 | 9617.9712 | 99.59% | 0.3681% | 0.03974% | 833.2729 | 0 | 0 | 833.2729 | 0 | 794.8857 | 1.4918 | 532.8279 | 794.8857 | 1.4918 | 532.8279 | 837.3575 | 1.5715 | 532.8279 | 8.664% | 0.37266 | 0.34024 | 25809.0958 | 1306.2972 | 94.555 | 24408.2437 | 25819.1253 | 0 | 0 | 25819.1253 | 0.02748%
2026 | 222 | 222-1503R | Tier-3 | Tier-3---15 | 5--4 | 76 | 57 | 1359.3953 | 95.15% | 4.696% | 0.1502% | 97.0139 | 0 | 0 | 97.0139 | 0 | 92.5447 | 0.79471 | 116.4508 | 92.5447 | 0.79471 | 116.4508 | 97.4894 | 0.83717 | 116.4508 | 7.137% | 0.23465 | 0.21705 | 5793.3484 | 301.9788 | 270.539 | 5220.8305 | 5816.1117 | 0 | 0 | 5816.1117 | 0.003199%
2026 | 222 | 222-1523R | Tier-3 | Tier-3---7 | 5--5 | 367 | 257 | 7406.689 | 96.62% | 3.25% | 0.1263% | 501.1579 | 0 | 0 | 501.1579 | 0 | 478.0706 | 3.5832 | 133.4212 | 478.0706 | 3.5832 | 133.4212 | 503.6146 | 3.7746 | 133.4212 | 6.766% | 0.26901 | 0.25017 | 27533.3002 | 1432.7814 | 864.0996 | 25236.4192 | 27603.3009 | 0 | 0 | 27603.3009 | 0.01653%
2026 | 222 | 222-1986R | Tier-3 | Tier-3---1 | 5--5 | 451 | 389 | 79194.3488 | 99.25% | 0.7305% | 0.01724% | 6779.655 | 0 | 0 | 6779.655 | 0 | 6467.3303 | 5.4235 | 1192.4535 | 6467.3303 | 5.4235 | 1192.4535 | 6812.8886 | 5.7133 | 1192.4535 | 8.561% | 0.41507 | 0.37927 | 190797.4815 | 11158.3549 | 1273.0385 | 178366.0881 | 190932.1538 | 0 | 0 | 190932.1538 | 0.2236%
2026 | 222 | 222-1988R | Tier-3 | Tier-3---11 | 5--4 | 18 | 17 | 3619.4356 | 99.27% | 0.7155% | 0.01673% | 339.3326 | 0 | 0 | 339.3326 | 0 | 323.7003 | 0.23702 | 1365.7152 | 323.7003 | 0.23702 | 1365.7152 | 340.996 | 0.24968 | 1365.7152 | 9.375% | 0.34461 | 0.31206 | 10502.9479 | 509.7029 | 69.9812 | 9923.2638 | 10510.9685 | 0 | 0 | 10510.9685 | 0.01119%
2026 | 222 | 222-1990R | Tier-3 | Tier-3---1 | 5--5 | 287 | 246 | 45106.6401 | 99.63% | 0.3509% | 0.01982% | 3851.9498 | 0 | 0 | 3851.9498 | 0 | 3674.4984 | 3.4298 | 1071.344 | 3674.4984 | 3.4298 | 1071.344 | 3870.8319 | 3.6131 | 1071.344 | 8.54% | 0.41211 | 0.37679 | 109452.4885 | 5424.0865 | 426.9036 | 103601.4983 | 109490.5301 | 0 | 0 | 109490.5301 | 0.127%
2026 | 222 | 222-1992R | Tier-3 | Tier-3---18 | 5--2 | 43 | 18 | 288.7705 | 86.56% | 13.18% | 0.2657% | 10.463 | 0 | 0 | 10.463 | 0 | 9.981 | 0.25096 | 39.771 | 9.981 | 0.25096 | 39.771 | 10.5143 | 0.26437 | 39.771 | 3.623% | 0.22115 | 0.21189 | 1305.7642 | 59.3755 | 153.7229 | 1092.6658 | 1313.4335 | 0 | 0 | 1313.4335 | 0.000345%
2026 | 222 | 222-2013R | Tier-3 | Tier-3---7 | 5--5 | 407 | 288 | 7426.9759 | 96.05% | 3.813% | 0.1383% | 504.7808 | 0 | 0 | 504.7808 | 0 | 481.5266 | 4.0154 | 119.9206 | 481.5266 | 4.0154 | 119.9206 | 507.2552 | 4.2299 | 119.9206 | 6.797% | 0.27927 | 0.25951 | 26594.1155 | 1486.8089 | 949.5734 | 24157.7331 | 26674.1295 | 0 | 0 | 26674.1295 | 0.01665%
2026 | 222 | 222-2063 | Tier-3 | Tier-3---9 | 5--5 | 79 | 75 | 4859.7765 | 99.85% | 0.09452% | 0.05485% | 460.682 | 0 | 0 | 460.682 | 0 | 439.4593 | 1.0457 | 420.2652 | 439.4593 | 1.0457 | 420.2652 | 462.9403 | 1.1015 | 420.2652 | 9.479% | 0.23776 | 0.21519 | 20439.7717 | 1058.0128 | 26.4385 | 19355.3204 | 20442.9743 | 0 | 0 | 20442.9743 | 0.01519%
2026 | 222 | 222-2085 | Tier-3 | Tier-3---3 | 5--5 | 910 | 544 | 16772.3082 | 96.7% | 3.181% | 0.1236% | 969.5191 | 0 | 0 | 969.5191 | 0 | 924.8554 | 7.5846 | 121.9385 | 924.8554 | 7.5846 | 121.9385 | 974.2717 | 7.9899 | 121.9385 | 5.78% | 0.35117 | 0.33018 | 47761.3033 | 2740.017 | 1532.6307 | 43488.6556 | 47861.6531 | 0 | 0 | 47861.6531 | 0.03197%
2026 | 223 | 223-536R | Tier-2 | Tier-2---19 | 1--4 | 8 | 5 | 17.3686 | 98.33% | 0% | 1.666% | 1.0675 | 0 | 0 | 1.0675 | 0 | 1.0183 | 0.069711 | 14.607 | 1.0183 | 0.069711 | 14.607 | 1.0727 | 0.073436 | 14.607 | 6.146% | 0.0018852 | 0.0017674 | 9213.1285 | 686.6485 | 141.1177 | 8385.3623 | 9223.3613 | 0 | 0 | 9223.3613 | 3.52e-05%
2026 | 230 | 230-1008R | Tier-2 | Tier-2---16 | 4--3 | 9 | 9 | 171.5883 | 99.37% | 0.4538% | 0.1789% | 17.0503 | 0 | 0 | 17.0503 | 0 | 16.2648 | 0.12548 | 129.6199 | 16.2648 | 0.12548 | 129.6199 | 17.1338 | 0.13219 | 129.6199 | 9.937% | 0.055697 | 0.050127 | 3080.7564 | 194.1723 | 43.3127 | 2843.2713 | 3082.9224 | 0 | 0 | 3082.9224 | 0.0005623%
2026 | 230 | 230-127AE | Tier-2 | Tier-2---7 | 5--5 | 269 | 213 | 2000.4654 | 94.98% | 4.641% | 0.3747% | 150.4557 | 0 | 0 | 150.4557 | 0 | 143.5245 | 2.9697 | 48.3295 | 143.5245 | 2.9697 | 48.3295 | 151.1932 | 3.1284 | 48.3295 | 7.521% | 0.093988 | 0.086546 | 21284.2191 | 1284.0751 | 990.3889 | 19009.7551 | 21376.0259 | 0 | 0 | 21376.0259 | 0.004961%
2026 | 230 | 230-133AE | Tier-2 | Tier-2---6 | 5--5 | 328 | 221 | 6388.6939 | 98.26% | 1.615% | 0.1229% | 422.9789 | 0 | 0 | 422.9789 | 0 | 403.4931 | 3.0812 | 130.9513 | 403.4931 | 3.0812 | 130.9513 | 425.0523 | 3.2459 | 130.9513 | 6.621% | 0.095565 | 0.089126 | 66852.0974 | 3853.1493 | 1086.4397 | 61912.5084 | 66936.0108 | 0 | 0 | 66936.0108 | 0.01395%
2026 | 230 | 230-1586R | Tier-2 | Tier-2---7 | 4--5 | 245 | 177 | 2072.8837 | 91.06% | 8.635% | 0.3% | 136.3741 | 0 | 0 | 136.3741 | 0 | 130.0917 | 2.4678 | 52.716 | 130.0917 | 2.4678 | 52.716 | 137.0426 | 2.5996 | 52.716 | 6.579% | 0.084625 | 0.078511 | 24494.9333 | 1384.72 | 2145.1757 | 20965.0376 | 24665.3692 | 0 | 0 | 24665.3692 | 0.004497%
2026 | 230 | 230-1606R | Tier-2 | Tier-2---11 | 4--4 | 71 | 51 | 536.3838 | 78.97% | 20.71% | 0.32% | 30.4256 | 0 | 0 | 30.4256 | 0 | 29.024 | 0.71106 | 40.8181 | 29.024 | 0.71106 | 40.8181 | 30.5748 | 0.74905 | 40.8181 | 5.672% | 0.062818 | 0.058306 | 8538.6965 | 437.3678 | 1660.0426 | 6441.2861 | 8677.6771 | 0 | 0 | 8677.6771 | 0.001003%
2026 | 230 | 230-181 | Tier-2 | Tier-2---9 | 4--4 | 52 | 38 | 788.7224 | 98.19% | 1.606% | 0.2041% | 56.5939 | 0 | 0 | 56.5939 | 0 | 53.9868 | 0.52981 | 101.899 | 53.9868 | 0.52981 | 101.899 | 56.8714 | 0.55812 | 101.899 | 7.175% | 0.063241 | 0.05862 | 12471.6541 | 782.4193 | 949.0175 | 10740.2174 | 12489.4546 | 0 | 0 | 12489.4546 | 0.001866%
2026 | 230 | 230-2060R | Tier-2 | Tier-2---4 | 4--5 | 236 | 183 | 3473.4554 | 97.68% | 2.135% | 0.1887% | 263.0824 | 0 | 0 | 263.0824 | 0 | 250.9628 | 2.5514 | 98.3613 | 250.9628 | 2.5514 | 98.3613 | 264.3721 | 2.6878 | 98.3613 | 7.574% | 0.088414 | 0.081559 | 39286.0822 | 2320.0349 | 850.2401 | 36115.8071 | 39362.8067 | 0 | 0 | 39362.8067 | 0.008675%
2026 | 230 | 230-2067 | Tier-2 | Tier-2---16 | 4--3 | 6 | 6 | 121.6067 | 92.98% | 6.845% | 0.1786% | 11.3066 | 0 | 0 | 11.3066 | 0 | 10.7857 | 0.083654 | 128.9325 | 10.7857 | 0.083654 | 128.9325 | 11.362 | 0.088123 | 128.9325 | 9.298% | 0.054619 | 0.049157 | 2226.4545 | 125.1839 | 142.6967 | 1958.574 | 2243.8298 | 0 | 0 | 2243.8298 | 0.0003728%
2026 | 230 | 230-371AE | Tier-2 | Tier-2---13 | 4--3 | 41 | 29 | 195.7251 | 81.71% | 17.81% | 0.4804% | 11.3124 | 0 | 0 | 11.3124 | 0 | 10.7913 | 0.40433 | 26.6896 | 10.7913 | 0.40433 | 26.6896 | 11.3679 | 0.42593 | 26.6896 | 5.78% | 0.059006 | 0.054832 | 3317.0375 | 182.5151 | 537.9757 | 2596.5467 | 3363.2059 | 0 | 0 | 3363.2059 | 0.000373%
2026 | 231 | 231-1136R | Tier-2 | Tier-2---7 | 4--5 | 357 | 245 | 2730.9177 | 98.3% | 1.373% | 0.325% | 184.2332 | 0 | 0 | 184.2332 | 0 | 175.746 | 3.4159 | 51.45 | 175.746 | 3.4159 | 51.45 | 185.1363 | 3.5984 | 51.45 | 6.746% | 0.054655 | 0.050904 | 49966.8413 | 3802.7952 | 1680.0986 | 44483.9475 | 50029.3647 | 0 | 0 | 50029.3647 | 0.006075%
2026 | 231 | 231-1635R | Tier-2 | Tier-2---4 | 5--5 | 862 | 613 | 5142.095 | 98.68% | 0.901% | 0.4182% | 360.8495 | 0 | 0 | 360.8495 | 0 | 344.2259 | 8.5466 | 40.2763 | 344.2259 | 8.5466 | 40.2763 | 362.6183 | 9.0033 | 40.2763 | 7.018% | 0.11648 | 0.10819 | 44146.87 | 3399.863 | 647.3328 | 40099.6742 | 44191.4554 | 0 | 0 | 44191.4554 | 0.0119%
2026 | 232 | 232-40AE | Tier-2 | Tier-2---19 | 2--3 | 5 | 4 | 11.4297 | 0.4523% | 98.58% | 0.9661% | 0.0041361 | 0 | 0 | 0.0041361 | 0 | 0.0039456 | 0.055769 | 0.070748 | 0.0039456 | 0.055769 | 0.070748 | 0.0041564 | 0.058749 | 0.070748 | 0.03619% | 0.0059544 | 0.005478 | 1919.5436 | 3.0821 | 1745.9177 | 170.5438 | 2085.7054 | 0 | 0 | 2085.7054 | 1.364e-07%
2026 | 233 | 233-123R | Tier-2 | Tier-2---4 | 4--5 | 412 | 292 | 3035.8045 | 98.84% | 0.8219% | 0.339% | 212.6612 | 0 | 0 | 212.6612 | 0 | 202.8643 | 4.0711 | 49.8298 | 202.8643 | 4.0711 | 49.8298 | 213.7037 | 4.2887 | 49.8298 | 7.005% | 0.06125 | 0.056909 | 49563.8317 | 3086.7129 | 653.5217 | 45823.5971 | 49607.7217 | 0 | 0 | 49607.7217 | 0.007013%
2026 | 233 | 233-41R | Tier-2 | Tier-2---9 | 4--5 | 273 | 222 | 718.991 | 97.57% | 1.357% | 1.072% | 57.0469 | 0 | 0 | 57.0469 | 0 | 54.4188 | 3.0952 | 17.5818 | 54.4188 | 3.0952 | 17.5818 | 57.3265 | 3.2606 | 17.5818 | 7.934% | 0.044487 | 0.040869 | 16161.8225 | 1280.6452 | 594.3266 | 14286.8507 | 16196.5806 | 0 | 0 | 16196.5806 | 0.001881%
2026 | 233 | 233-81F | Tier-2 | Tier-2---12 | 3--5 | 99 | 89 | 447.7794 | 94.96% | 4.349% | 0.694% | 38.225 | 0 | 0 | 38.225 | 0 | 36.464 | 1.2409 | 29.386 | 36.464 | 1.2409 | 29.386 | 38.4124 | 1.3072 | 29.386 | 8.537% | 0.02204 | 0.020058 | 20316.8521 | 1331.0486 | 1007.3456 | 17978.4579 | 20418.0531 | 0 | 0 | 20418.0531 | 0.001261%
2026 | 233 | 233-86F | Tier-2 | Tier-2---8 | 5--5 | 412 | 327 | 2341.6741 | 85.9% | 13.6% | 0.4998% | 159.6551 | 0 | 0 | 159.6551 | 0 | 152.3001 | 4.5591 | 33.4055 | 152.3001 | 4.5591 | 33.4055 | 160.4377 | 4.8027 | 33.4055 | 6.818% | 0.1204 | 0.11084 | 19449.7342 | 1103.1383 | 2517.3516 | 15829.2443 | 19686.1196 | 0 | 0 | 19686.1196 | 0.005265%
2026 | 234 | 234-48R | Tier-2 | Tier-2---4 | 4--5 | 334 | 216 | 4939.3792 | 99.46% | 0.3916% | 0.1518% | 317.6971 | 0 | 0 | 317.6971 | 0 | 303.0615 | 3.0115 | 100.6336 | 303.0615 | 3.0115 | 100.6336 | 319.2545 | 3.1724 | 100.6336 | 6.432% | 0.047931 | 0.044832 | 103051.0114 | 8933.6439 | 586.3727 | 93530.9949 | 103089.7294 | 0 | 0 | 103089.7294 | 0.01048%
2026 | 235 | 235-897R | Tier-2 | Tier-2---5 | 5--5 | 241 | 130 | 4375.0381 | 88.63% | 11.27% | 0.1058% | 209.157 | 0 | 0 | 209.157 | 0 | 199.5216 | 1.8125 | 110.081 | 199.5216 | 1.8125 | 110.081 | 210.1823 | 1.9093 | 110.081 | 4.781% | 0.1179 | 0.11154 | 37108.0419 | 2052.774 | 3945.6216 | 31109.6464 | 37348.6807 | 0 | 0 | 37348.6807 | 0.006897%
2026 | 235 | 235-899R | Tier-2 | Tier-2---1 | 5--5 | 531 | 270 | 23678.6611 | 98.37% | 1.593% | 0.04039% | 1184.3293 | 0 | 0 | 1184.3293 | 0 | 1129.7697 | 3.7644 | 300.1181 | 1129.7697 | 3.7644 | 300.1181 | 1190.1348 | 3.9656 | 300.1181 | 5.002% | 0.15496 | 0.14709 | 152800.2562 | 9665.8605 | 2471.9354 | 140662.4603 | 152933.991 | 0 | 0 | 152933.991 | 0.03905%
2026 | 236 | 236-1535R | Tier-3 | Tier-3---4 | 5--5 | 252 | 162 | 9719.0421 | 98.73% | 1.209% | 0.05836% | 616.8774 | 0 | 0 | 616.8774 | 0 | 588.4592 | 2.2587 | 260.5357 | 588.4592 | 2.2587 | 260.5357 | 619.9013 | 2.3793 | 260.5357 | 6.347% | 0.12847 | 0.12021 | 75651.1712 | 5252.2726 | 904.2907 | 69494.6079 | 75717.0389 | 0 | 0 | 75717.0389 | 0.02034%
2026 | 236 | 236-1561R | Tier-3 | Tier-3---13 | 5--4 | 137 | 97 | 2823.5781 | 97.26% | 2.617% | 0.1213% | 194.444 | 0 | 0 | 194.444 | 0 | 185.4864 | 1.3524 | 137.1533 | 185.4864 | 1.3524 | 137.1533 | 195.3972 | 1.4247 | 137.1533 | 6.886% | 0.17766 | 0.16508 | 15893.5317 | 919.2321 | 396.0284 | 14578.2713 | 15926.6892 | 0 | 0 | 15926.6892 | 0.006412%
2026 | 236 | 236-1563R | Tier-3 | Tier-3---13 | 5--4 | 81 | 69 | 2260.6624 | 98.61% | 1.288% | 0.1052% | 189.8927 | 0 | 0 | 189.8927 | 0 | 181.1448 | 0.96202 | 188.2967 | 181.1448 | 0.96202 | 188.2967 | 190.8236 | 1.0134 | 188.2967 | 8.4% | 0.17215 | 0.15749 | 13131.72 | 763.8797 | 149.4721 | 12218.3681 | 13148.7511 | 0 | 0 | 13148.7511 | 0.006262%
2026 | 236 | 236-1567R | Tier-3 | Tier-3---10 | 5--5 | 171 | 127 | 5332.0037 | 98.07% | 1.841% | 0.0848% | 388.3774 | 0 | 0 | 388.3774 | 0 | 370.4857 | 1.7707 | 209.2347 | 370.4857 | 1.7707 | 209.2347 | 390.2812 | 1.8653 | 209.2347 | 7.284% | 0.18129 | 0.16783 | 29411.5902 | 2025.1187 | 523.1992 | 26863.2724 | 29457.0256 | 0 | 0 | 29457.0256 | 0.01281%
2026 | 236 | 236-1569R | Tier-3 | Tier-3---8 | 5--5 | 498 | 306 | 21222.9131 | 98.36% | 1.585% | 0.05121% | 1282.7226 | 0 | 0 | 1282.7226 | 0 | 1223.6302 | 4.2663 | 286.8103 | 1223.6302 | 4.2663 | 286.8103 | 1289.0104 | 4.4943 | 286.8103 | 6.044% | 0.21435 | 0.20117 | 99012.7753 | 5477.8522 | 1488.5467 | 92046.3763 | 99118.8322 | 0 | 0 | 99118.8322 | 0.0423%
2026 | 236 | 236-1573R | Tier-3 | Tier-3---7 | 5--5 | 192 | 130 | 6927.8558 | 97.84% | 2.089% | 0.06679% | 458.9623 | 0 | 0 | 458.9623 | 0 | 437.8188 | 1.8125 | 241.5556 | 437.8188 | 1.8125 | 241.5556 | 461.2121 | 1.9093 | 241.5556 | 6.625% | 0.18488 | 0.17236 | 37473.1079 | 2383.2915 | 732.5482 | 34357.2682 | 37531.7724 | 0 | 0 | 37531.7724 | 0.01513%
2026 | 237 | 237-1761R | Tier-3 | Tier-3---12 | 5--5 | 126 | 113 | 3634.1464 | 99.4% | 0.4942% | 0.1098% | 323.9509 | 0 | 0 | 323.9509 | 0 | 309.0272 | 1.5755 | 196.1482 | 309.0272 | 1.5755 | 196.1482 | 325.5389 | 1.6597 | 196.1482 | 8.914% | 0.14935 | 0.13596 | 24332.6951 | 1370.783 | 132.2733 | 22829.6387 | 24347.1743 | 0 | 0 | 24347.1743 | 0.01068%
2026 | 237 | 237-1765R | Tier-3 | Tier-3---1 | 5--5 | 223 | 158 | 28249.2525 | 99.34% | 0.6358% | 0.01982% | 1988.3938 | 0 | 0 | 1988.3938 | 0 | 1896.7926 | 2.2029 | 861.0508 | 1896.7926 | 2.2029 | 861.0508 | 1998.1408 | 2.3206 | 861.0508 | 7.039% | 0.25909 | 0.24073 | 109034.6893 | 8324.9664 | 652.6676 | 100057.0553 | 109089.2019 | 0 | 0 | 109089.2019 | 0.06557%
2026 | 237 | 237-17R | Tier-2 | Tier-2---1 | 5--5 | 536 | 275 | 27080.7376 | 98.89% | 1.071% | 0.0369% | 1374.0091 | 0 | 0 | 1374.0091 | 0 | 1310.7113 | 3.8341 | 341.8538 | 1310.7113 | 3.8341 | 341.8538 | 1380.7444 | 4.039 | 341.8538 | 5.074% | 0.15539 | 0.14742 | 174274.8137 | 11399.2241 | 1916.7846 | 160958.805 | 174379.2405 | 0 | 0 | 174379.2405 | 0.04531%
2026 | 237 | 237-26F | Tier-2 | Tier-2---10 | 5--4 | 113 | 46 | 663.2151 | 70.89% | 28.72% | 0.399% | 19.1377 | 0 | 0 | 19.1377 | 0 | 18.256 | 0.64135 | 28.4652 | 18.256 | 0.64135 | 28.4652 | 19.2315 | 0.67561 | 28.4652 | 2.886% | 0.10897 | 0.10454 | 6086.0279 | 237.5195 | 1591.9327 | 4256.5758 | 6161.2208 | 0 | 0 | 6161.2208 | 0.0006311%
2026 | 237 | 237-28F | Tier-2 | Tier-2---7 | 5--5 | 59 | 29 | 2530.2255 | 98.83% | 1.116% | 0.05734% | 122.9074 | 0 | 0 | 122.9074 | 0 | 117.2453 | 0.40433 | 289.977 | 117.2453 | 0.40433 | 289.977 | 123.5099 | 0.42593 | 289.977 | 4.858% | 0.10804 | 0.10273 | 23418.4293 | 1209.653 | 279.2604 | 21929.5159 | 23432.637 | 0 | 0 | 23432.637 | 0.004053%
2026 | 237 | 237-2R | Tier-3 | Tier-3---2 | 5--5 | 499 | 344 | 30894.1234 | 99.11% | 0.8492% | 0.03898% | 2110.859 | 0 | 0 | 2110.859 | 0 | 2013.6161 | 4.7961 | 419.8404 | 2013.6161 | 4.7961 | 419.8404 | 2121.2064 | 5.0524 | 419.8404 | 6.833% | 0.18156 | 0.16904 | 170161.3668 | 15433.056 | 1414.3274 | 153313.9834 | 170273.2697 | 0 | 0 | 170273.2697 | 0.06961%
2026 | 237 | 237-30R | Tier-3 | Tier-3---1 | 5--5 | 651 | 565 | 65515.492 | 98.93% | 1.038% | 0.03019% | 5625.3221 | 0 | 0 | 5625.3221 | 0 | 5366.1752 | 7.8774 | 681.2122 | 5366.1752 | 7.8774 | 681.2122 | 5652.8973 | 8.2983 | 681.2122 | 8.586% | 0.49249 | 0.44974 | 133030.3773 | 7577.9137 | 1285.1936 | 124167.2701 | 133165.4284 | 0 | 0 | 133165.4284 | 0.1855%
2026 | 239 | 239-2207R | Tier-3 | Tier-3---16 | 4--4 | 127 | 110 | 860.3234 | 98.08% | 1.495% | 0.4234% | 73.0864 | 0 | 0 | 73.0864 | 0 | 69.7194 | 1.5337 | 45.4598 | 69.7194 | 1.5337 | 45.4598 | 73.4446 | 1.6156 | 45.4598 | 8.495% | 0.078224 | 0.071448 | 10998.2588 | 773.4899 | 185.1971 | 10039.5718 | 11018.2711 | 0 | 0 | 11018.2711 | 0.00241%
2026 | 239 | 239-2211R | Tier-3 | Tier-3---16 | 5--4 | 55 | 50 | 1585.1718 | 98.67% | 1.22% | 0.1095% | 142.1904 | 0 | 0 | 142.1904 | 0 | 135.64 | 0.69711 | 194.5735 | 135.64 | 0.69711 | 194.5735 | 142.8874 | 0.73436 | 194.5735 | 8.97% | 0.11902 | 0.1082 | 13318.69 | 748.7589 | 155.3385 | 12414.5926 | 13336.3995 | 0 | 0 | 13336.3995 | 0.004689%
2026 | 239 | 239-2213R | Tier-3 | Tier-3---15 | 5--4 | 134 | 111 | 1116.4705 | 96.46% | 3.23% | 0.3121% | 89.2076 | 0 | 0 | 89.2076 | 0 | 85.098 | 1.5476 | 54.9873 | 85.098 | 1.5476 | 54.9873 | 89.6449 | 1.6303 | 54.9873 | 7.99% | 0.1294 | 0.11869 | 8627.7496 | 501.2225 | 328.5007 | 7798.0264 | 8655.353 | 0 | 0 | 8655.353 | 0.002942%
2026 | 239 | 239-2215R | Tier-3 | Tier-3---10 | 5--5 | 305 | 250 | 6268.6569 | 98.24% | 1.63% | 0.1302% | 504.7804 | 0 | 0 | 504.7804 | 0 | 481.5262 | 3.4856 | 138.1484 | 481.5262 | 3.4856 | 138.1484 | 507.2548 | 3.6718 | 138.1484 | 8.052% | 0.15408 | 0.14145 | 40685.5389 | 2527.5744 | 695.6728 | 37462.2917 | 40749.478 | 0 | 0 | 40749.478 | 0.01665%
2026 | 239 | 239-2217R | Tier-3 | Tier-3---16 | 4--4 | 108 | 101 | 1029.5673 | 69.27% | 30.42% | 0.3032% | 66.6975 | 0 | 0 | 66.6975 | 0 | 63.6249 | 1.4082 | 45.1827 | 63.6249 | 1.4082 | 45.1827 | 67.0245 | 1.4834 | 45.1827 | 6.478% | 0.073205 | 0.066359 | 14064.0898 | 633.3257 | 4082.9978 | 9347.7664 | 14509.9363 | 0 | 0 | 14509.9363 | 0.002199%
2026 | 239 | 239-89R | Tier-3 | Tier-3---17 | 4--4 | 52 | 38 | 376.4251 | 98.76% | 0.8388% | 0.4045% | 27.166 | 0 | 0 | 27.166 | 0 | 25.9145 | 0.52981 | 48.9131 | 25.9145 | 0.52981 | 48.9131 | 27.2992 | 0.55812 | 48.9131 | 7.217% | 0.064786 | 0.060051 | 5810.3033 | 364.0144 | 679.2912 | 4766.9976 | 5815.9985 | 0 | 0 | 5815.9985 | 0.0008958%
2026 | 240 | 240-1028R | Tier-2 | Tier-2---9 | 4--5 | 165 | 99 | 1181.5361 | 98.38% | 1.316% | 0.2998% | 69.7467 | 0 | 0 | 69.7467 | 0 | 66.5337 | 1.3803 | 48.2028 | 66.5337 | 1.3803 | 48.2028 | 70.0886 | 1.454 | 48.2028 | 5.903% | 0.045174 | 0.042464 | 26155.1082 | 1950.1252 | 442.6644 | 23762.3186 | 26182.0822 | 0 | 0 | 26182.0822 | 0.0023%
2026 | 240 | 240-1044 | Tier-3 | Tier-3---16 | 4--4 | 71 | 40 | 791.3356 | 98.7% | 1.112% | 0.1837% | 44.0048 | 0 | 0 | 44.0048 | 0 | 41.9776 | 0.55769 | 75.2703 | 41.9776 | 0.55769 | 75.2703 | 44.2205 | 0.58749 | 75.2703 | 5.561% | 0.076308 | 0.072009 | 10370.2289 | 676.03 | 184.4385 | 9509.7604 | 10378.2486 | 0 | 0 | 10378.2486 | 0.001451%
2026 | 240 | 240-1148 | Tier-3 | Tier-3---17 | 4--4 | 75 | 64 | 376.72 | 96.88% | 2.523% | 0.5996% | 31.143 | 0 | 0 | 31.143 | 0 | 29.7083 | 0.89231 | 33.2938 | 29.7083 | 0.89231 | 33.2938 | 31.2956 | 0.93998 | 33.2938 | 8.267% | 0.037482 | 0.034284 | 10050.6383 | 614.3795 | 265.2745 | 9170.9843 | 10079.9177 | 0 | 0 | 10079.9177 | 0.001027%
2026 | 240 | 240-2004R | Tier-3 | Tier-3---12 | 5--5 | 623 | 363 | 4437.6588 | 97.91% | 1.769% | 0.321% | 253.1626 | 0 | 0 | 253.1626 | 0 | 241.4999 | 5.061 | 47.7174 | 241.4999 | 5.061 | 47.7174 | 254.4036 | 5.3315 | 47.7174 | 5.705% | 0.095775 | 0.090195 | 46334.0144 | 3458.4519 | 909.4055 | 41966.157 | 46393.9295 | 0 | 0 | 46393.9295 | 0.008348%
2026 | 240 | 240-2006R | Tier-3 | Tier-3---12 | 4--5 | 269 | 189 | 3742.5721 | 99.07% | 0.7558% | 0.1785% | 260.4973 | 0 | 0 | 260.4973 | 0 | 248.4967 | 2.6351 | 94.3029 | 248.4967 | 2.6351 | 94.3029 | 261.7743 | 2.7759 | 94.3029 | 6.96% | 0.06999 | 0.065073 | 53472.8025 | 3048.802 | 469.1943 | 49954.8062 | 53510.5547 | 0 | 0 | 53510.5547 | 0.00859%
2026 | 240 | 240-2032R | Tier-3 | Tier-3---12 | 5--5 | 344 | 265 | 3665.7351 | 96.82% | 2.929% | 0.2538% | 273.401 | 0 | 0 | 273.401 | 0 | 260.8059 | 3.6947 | 70.5891 | 260.8059 | 3.6947 | 70.5891 | 274.7412 | 3.8921 | 70.5891 | 7.458% | 0.12278 | 0.11332 | 29856.9037 | 1779.6717 | 868.2863 | 27208.9457 | 29936.2243 | 0 | 0 | 29936.2243 | 0.009016%
2026 | 242 | 242-1426F | Tier-2 | Tier-2---10 | 5--4 | 117 | 56 | 960.3446 | 65.96% | 33.81% | 0.2324% | 30.3183 | 0 | 0 | 30.3183 | 0 | 28.9216 | 0.78077 | 37.0425 | 28.9216 | 0.78077 | 37.0425 | 30.4669 | 0.82249 | 37.0425 | 3.157% | 0.10724 | 0.10211 | 8954.7461 | 551.4319 | 2822.7975 | 5580.5167 | 9107.9804 | 0 | 0 | 9107.9804 | 0.0009998%
2026 | 242 | 242-1427F | Tier-2 | Tier-2---20 | 5--1 | 5 | 3 | 24.991 | 71.07% | 28.66% | 0.2708% | 1.0657 | 0 | 0 | 1.0657 | 0 | 1.0166 | 0.041827 | 24.305 | 1.0166 | 0.041827 | 24.305 | 1.0709 | 0.044062 | 24.305 | 4.264% | 0.096908 | 0.091093 | 257.8839 | 11.7408 | 62.5798 | 183.5632 | 262.6456 | 0 | 0 | 262.6456 | 3.514e-05%
2026 | 243 | 243-14R | Tier-2 | Tier-2---11 | 4--4 | 470 | 1 | 404.2589 | 29.5% | 68.39% | 2.113% | 0.025372 | 0 | 0 | 0.025372 | 0 | 0.024204 | 0.013942 | 1.736 | 0.024204 | 0.013942 | 1.736 | 0.025497 | 0.014687 | 1.736 | 0.006276% | 0.066445 | 0.066431 | 6084.1314 | 161.5554 | 4142.9 | 1779.6759 | 6085.0442 | 0 | 0 | 6085.0442 | 8.367e-07%
2026 | 246 | 246-34R | Tier-3 | Tier-3---12 | 4--5 | 436 | 310 | 3387.0058 | 94.54% | 5.197% | 0.2577% | 227.682 | 0 | 0 | 227.682 | 0 | 217.1931 | 4.3221 | 50.2517 | 217.1931 | 4.3221 | 50.2517 | 228.7981 | 4.553 | 50.2517 | 6.722% | 0.070488 | 0.065476 | 48050.8143 | 3484.7024 | 2545.4197 | 42020.6922 | 48251.4556 | 0 | 0 | 48251.4556 | 0.007508%
2026 | 247 | 247-46 | Tier-3 | Tier-3---16 | 4--5 | 227 | 161 | 1360.3328 | 92.51% | 7.186% | 0.3009% | 89.2584 | 0 | 0 | 89.2584 | 0 | 85.1465 | 2.2447 | 37.9321 | 85.1465 | 2.2447 | 37.9321 | 89.696 | 2.3646 | 37.9321 | 6.562% | 0.045228 | 0.042021 | 30076.9614 | 1732.65 | 2090.3581 | 26253.9533 | 30248.8614 | 0 | 0 | 30248.8614 | 0.002943%
2026 | 247 | 247-48 | Tier-2 | Tier-2---16 | 3--3 | 9 | 9 | 105.2026 | 98.18% | 1.532% | 0.2854% | 10.3291 | 0 | 0 | 10.3291 | 0 | 9.8533 | 0.12548 | 78.5241 | 9.8533 | 0.12548 | 78.5241 | 10.3797 | 0.13219 | 78.5241 | 9.818% | 0.026216 | 0.023594 | 4012.9756 | 252.6865 | 61.3538 | 3698.9353 | 4021.0779 | 0 | 0 | 4021.0779 | 0.0003406%
2026 | 249 | 249-24R | Tier-3 | Tier-3---12 | 5--5 | 464 | 292 | 3753.23 | 95.85% | 3.876% | 0.273% | 226.3951 | 0 | 0 | 226.3951 | 0 | 215.9656 | 4.0711 | 53.0478 | 215.9656 | 4.0711 | 53.0478 | 227.5049 | 4.2887 | 53.0478 | 6.032% | 0.10094 | 0.094585 | 37183.961 | 2746.2949 | 1426.8186 | 33010.8475 | 37287.5668 | 0 | 0 | 37287.5668 | 0.007466%
2026 | 252 | 252-129 | Tier-2 | Tier-2---18 | 3--3 | 98 | 86 | 49.4853 | 86.66% | 6.71% | 6.626% | 3.7635 | 0 | 0 | 3.7635 | 0 | 3.5901 | 1.199 | 2.9942 | 3.5901 | 1.199 | 2.9942 | 3.7819 | 1.2631 | 2.9942 | 7.605% | 0.02391 | 0.021811 | 2069.6845 | 157.0487 | 250.675 | 1661.9608 | 2096.2355 | 0 | 0 | 2096.2355 | 0.0001241%
2026 | 283 | 283-55R | Tier-3 | Tier-3---9 | 5--5 | 109 | 96 | 5299.6344 | 98.55% | 1.37% | 0.07601% | 460.0093 | 0 | 0 | 460.0093 | 0 | 438.8176 | 1.3385 | 327.8528 | 438.8176 | 1.3385 | 327.8528 | 462.2643 | 1.41 | 327.8528 | 8.68% | 0.20157 | 0.18382 | 26291.5727 | 1578.5747 | 367.1447 | 24345.8532 | 26328.2799 | 0 | 0 | 26328.2799 | 0.01517%
2026 | 283 | 283-71F | Tier-3 | Tier-3---13 | 5--4 | 127 | 112 | 2013.5901 | 87.8% | 12.03% | 0.1689% | 155.9138 | 0 | 0 | 155.9138 | 0 | 148.7311 | 1.5615 | 95.2467 | 148.7311 | 1.5615 | 95.2467 | 156.6781 | 1.645 | 95.2467 | 7.743% | 0.19011 | 0.17335 | 10591.4545 | 557.9915 | 1165.201 | 8868.2619 | 10716.4204 | 0 | 0 | 10716.4204 | 0.005141%
2026 | 283 | 283-80F | Tier-3 | Tier-3---19 | 5--1 | 2 | 2 | 22.6843 | 50.28% | 49.56% | 0.1579% | 1.1406 | 0 | 0 | 1.1406 | 0 | 1.0881 | 0.027885 | 39.0209 | 1.0881 | 0.027885 | 39.0209 | 1.1462 | 0.029374 | 39.0209 | 5.028% | 0.17072 | 0.15365 | 132.8742 | 4.5589 | 53.5167 | 74.7987 | 140.2144 | 0 | 0 | 140.2144 | 3.761e-05%
2026 | 288 | 288-149R | Tier-2 | Tier-2---12 | 3--5 | 170 | 2 | 481.2843 | 94.31% | 4.95% | 0.7414% | 0.53399 | 0 | 0 | 0.53399 | 0 | 0.50939 | 0.027885 | 18.2678 | 0.50939 | 0.027885 | 18.2678 | 0.53661 | 0.029374 | 18.2678 | 0.111% | 0.02124 | 0.021215 | 22659.7646 | 1431.5945 | 1401.7291 | 19826.4409 | 22661.2836 | 0 | 0 | 22661.2836 | 1.761e-05%
2026 | 288 | 288-2375R | Tier-2 | Tier-2---19 | 2--4 | 7 | 2 | 41.8014 | 98.23% | 1.253% | 0.5152% | 1.1732 | 0 | 0 | 1.1732 | 0 | 1.1192 | 0.027885 | 40.1354 | 1.1192 | 0.027885 | 40.1354 | 1.179 | 0.029374 | 40.1354 | 2.807% | 0.0067116 | 0.0065198 | 6228.2316 | 404.3218 | 163.6113 | 5660.2985 | 6231.4709 | 0 | 0 | 6231.4709 | 3.869e-05%
2026 | 288 | 288-2380F | Tier-2 | Tier-2---12 | 4--5 | 43 | 34 | 550.61 | 92.88% | 6.93% | 0.1872% | 40.4378 | 0 | 0 | 40.4378 | 0 | 38.5749 | 0.47404 | 81.3752 | 38.5749 | 0.47404 | 81.3752 | 40.636 | 0.49937 | 81.3752 | 7.344% | 0.030344 | 0.027945 | 18145.5978 | 1033.7393 | 1202.5384 | 15909.3201 | 18256.4877 | 0 | 0 | 18256.4877 | 0.001333%
2026 | 296 | 296-68F | Tier-2 | Tier-2---21 | 1--2 | 43 | 29 | 3.2301 | 78.97% | 0% | 21.03% | 0.17202 | 0 | 0 | 0.17202 | 0 | 0.1641 | 0.40433 | 0.40586 | 0.1641 | 0.40433 | 0.40586 | 0.17287 | 0.42593 | 0.40586 | 5.326% | 0.0027146 | 0.0025315 | 1189.8836 | 167.1479 | 356.0476 | 666.6881 | 1207.9819 | 0 | 0 | 1207.9819 | 5.673e-06%
2026 | 300 | 300-483F | Tier-2 | Tier-2---12 | 3--5 | 69 | 68 | 458.7821 | 99.48% | 0% | 0.5194% | 44.9785 | 0 | 0 | 44.9785 | 0 | 42.9064 | 0.94808 | 45.2563 | 42.9064 | 0.94808 | 45.2563 | 45.199 | 0.99873 | 45.2563 | 9.804% | 0.018397 | 0.016584 | 24937.8732 | 2129.049 | 117.6547 | 22691.1695 | 24952.0326 | 0 | 0 | 24952.0326 | 0.001483%
2026 | 300 | 300-484F | Tier-2 | Tier-2---9 | 4--5 | 250 | 194 | 754.1323 | 92.41% | 6.882% | 0.7076% | 54.0793 | 0 | 0 | 54.0793 | 0 | 51.588 | 2.7048 | 19.0727 | 51.588 | 2.7048 | 19.0727 | 54.3444 | 2.8493 | 19.0727 | 7.171% | 0.039922 | 0.036824 | 18890.1433 | 1189.4361 | 2104.6022 | 15596.105 | 19010.7533 | 0 | 0 | 19010.7533 | 0.001783%
2026 | 307 | 307-1538F | Tier-2 | Tier-2---7 | 5--5 | 53 | 49 | 2407.2332 | 91.07% | 8.863% | 0.06623% | 202.683 | 0 | 0 | 202.683 | 0 | 193.3458 | 0.68317 | 283.0119 | 193.3458 | 0.68317 | 283.0119 | 203.6765 | 0.71967 | 283.0119 | 8.42% | 0.10098 | 0.091642 | 23839.1374 | 1161.7116 | 1913.71 | 20763.7158 | 24055.9859 | 0 | 0 | 24055.9859 | 0.006684%
2026 | 307 | 307-234R | Tier-2 | Tier-2---4 | 5--5 | 109 | 86 | 4762.848 | 95.55% | 4.384% | 0.07015% | 359.046 | 0 | 0 | 359.046 | 0 | 342.5054 | 1.199 | 285.6505 | 342.5054 | 1.199 | 285.6505 | 360.806 | 1.2631 | 285.6505 | 7.538% | 0.11001 | 0.10133 | 43295.9421 | 2235.6738 | 1794.1526 | 39266.1157 | 43461.1333 | 0 | 0 | 43461.1333 | 0.01184%
2026 | 308 | 308-486AE | Tier-2 | Tier-2---16 | 4--3 | 142 | 1 | 164.6778 | 2.383% | 96.2% | 1.419% | 0.002764 | 0 | 0 | 0.002764 | 0 | 0.0026367 | 0.013942 | 0.18911 | 0.0026367 | 0.013942 | 0.18911 | 0.0027776 | 0.014687 | 0.18911 | 0.001678% | 0.040279 | 0.04025 | 4088.4689 | 14.0784 | 3700.9466 | 373.4439 | 4091.2814 | 0 | 0 | 4091.2814 | 9.115e-08%
2026 | 308 | 308-563AE | Tier-2 | Tier-2---18 | 4--3 | 39 | 14 | 95.5263 | 19.37% | 79.9% | 0.729% | 0.66438 | 0 | 0 | 0.66438 | 0 | 0.63377 | 0.19519 | 3.2469 | 0.63377 | 0.19519 | 3.2469 | 0.66763 | 0.20562 | 3.2469 | 0.6955% | 0.03316 | 0.031969 | 2880.805 | 81.2813 | 2130.9308 | 668.5929 | 2967.2873 | 0 | 0 | 2967.2873 | 2.191e-05%
2026 | 311 | 311-1163F | Tier-2 | Tier-2---18 | 3--3 | 14 | 7 | 46.1951 | 84.69% | 14.76% | 0.5474% | 1.9562 | 0 | 0 | 1.9562 | 0 | 1.8661 | 0.097596 | 19.1204 | 1.8661 | 0.097596 | 19.1204 | 1.9658 | 0.10281 | 19.1204 | 4.235% | 0.018623 | 0.017692 | 2480.5668 | 135.3403 | 1292.4644 | 1052.7621 | 2500.5512 | 0 | 0 | 2500.5512 | 6.451e-05%
2026 | 311 | 311-1199 | Tier-2 | Tier-2---20 | 3--2 | 15 | 12 | 15.6056 | 49.38% | 48.09% | 2.529% | 0.61652 | 0 | 0 | 0.61652 | 0 | 0.58812 | 0.16731 | 3.5152 | 0.58812 | 0.16731 | 3.5152 | 0.61955 | 0.17625 | 3.5152 | 3.951% | 0.018336 | 0.016869 | 851.1013 | 34.5086 | 499.3326 | 317.2601 | 888.5622 | 0 | 0 | 888.5622 | 2.033e-05%
2026 | 311 | 311-14R | Tier-2 | Tier-2---14 | 3--4 | 14 | 12 | 278.652 | 16.28% | 83.57% | 0.1501% | 3.8883 | 0 | 0 | 3.8883 | 0 | 3.7092 | 0.16731 | 22.17 | 3.7092 | 0.16731 | 22.17 | 3.9074 | 0.17625 | 22.17 | 1.395% | 0.018935 | 0.017312 | 14715.9264 | 172.6193 | 12298.8098 | 2244.4973 | 15870.9462 | 0 | 0 | 15870.9462 | 0.0001282%
2026 | 311 | 311-43 | Tier-2 | Tier-2---15 | 3--4 | 195 | 79 | 159.8581 | 2.339% | 95.81% | 1.853% | 0.15148 | 0 | 0 | 0.15148 | 0 | 0.1445 | 1.1014 | 0.13119 | 0.1445 | 1.1014 | 0.13119 | 0.15222 | 1.1603 | 0.13119 | 0.09476% | 0.027937 | 0.026805 | 5722.0498 | 11.5831 | 5135.5481 | 574.9186 | 5958.0032 | 0 | 0 | 5958.0032 | 4.995e-06%
2026 | 312 | 312-14F | Tier-2 | Tier-2---14 | 3--4 | 53 | 15 | 202.1236 | 0.1514% | 99.59% | 0.26% | 0.0086582 | 0 | 0 | 0.0086582 | 0 | 0.0082593 | 0.20913 | 0.039493 | 0.0082593 | 0.20913 | 0.039493 | 0.0087006 | 0.22031 | 0.039493 | 0.004284% | 0.018868 | 0.018334 | 10712.5091 | 14.4007 | 9656.8656 | 1041.2427 | 11024.0516 | 0 | 0 | 11024.0516 | 2.855e-07%
2026 | 315 | 315-1192F | Tier-2 | Tier-2---19 | 1--4 | 9 | 9 | 14.6681 | 98.1% | 0% | 1.899% | 1.439 | 0 | 0 | 1.439 | 0 | 1.3727 | 0.12548 | 10.9393 | 1.3727 | 0.12548 | 10.9393 | 1.446 | 0.13219 | 10.9393 | 9.81% | 0.0015284 | 0.0013756 | 9597.0285 | 5939.5807 | 177.2043 | 3480.2435 | 9617.279 | 0 | 0 | 9617.279 | 4.745e-05%
2026 | 315 | 315-485AE | Tier-2 | Tier-2---14 | 2--5 | 39 | 34 | 209.8559 | 99.5% | 0% | 0.498% | 18.204 | 0 | 0 | 18.204 | 0 | 17.3654 | 0.47404 | 36.633 | 17.3654 | 0.47404 | 36.633 | 18.2933 | 0.49937 | 36.633 | 8.675% | 0.00637 | 0.0058147 | 32944.4153 | 9136.3077 | 189.8424 | 23618.2652 | 32960.0841 | 0 | 0 | 32960.0841 | 0.0006003%
2026 | 350 | 350-2182R | Tier-2 | Tier-2---13 | 4--3 | 15 | 8 | 302.428 | 99.27% | 0.6612% | 0.06922% | 16.0117 | 0 | 0 | 16.0117 | 0 | 15.2741 | 0.11154 | 136.9401 | 15.2741 | 0.11154 | 136.9401 | 16.0902 | 0.1175 | 136.9401 | 5.294% | 0.068991 | 0.065311 | 4383.5865 | 235.806 | 28.4753 | 4119.3053 | 4385.3903 | 0 | 0 | 4385.3903 | 0.000528%
2026 | 350 | 350-2188R | Tier-2 | Tier-2---5 | 5--5 | 565 | 476 | 3602.0119 | 95.48% | 4.084% | 0.4314% | 289.7593 | 0 | 0 | 289.7593 | 0 | 276.4107 | 6.6365 | 41.6499 | 276.4107 | 6.6365 | 41.6499 | 291.1797 | 6.9911 | 41.6499 | 8.044% | 0.15121 | 0.13847 | 23821.2544 | 1424.0323 | 987.3799 | 21409.8422 | 23920.208 | 0 | 0 | 23920.208 | 0.009555%
2026 | 350 | 350-2192R | Tier-2 | Tier-2---2 | 5--5 | 826 | 709 | 13871.6222 | 98.14% | 1.698% | 0.1643% | 1168.497 | 0 | 0 | 1168.497 | 0 | 1114.6668 | 9.8851 | 112.7625 | 1114.6668 | 9.8851 | 112.7625 | 1174.225 | 10.4133 | 112.7625 | 8.424% | 0.18928 | 0.17303 | 73287.5708 | 4711.7972 | 1323.9814 | 67251.7922 | 73415.7483 | 0 | 0 | 73415.7483 | 0.03853%
2026 | 350 | 350-2196R | Tier-2 | Tier-2---5 | 5--5 | 807 | 711 | 5570.6857 | 96.99% | 2.589% | 0.4237% | 476.0154 | 0 | 0 | 476.0154 | 0 | 454.0863 | 9.913 | 45.8073 | 454.0863 | 9.913 | 45.8073 | 478.3488 | 10.4426 | 45.8073 | 8.545% | 0.19915 | 0.1816 | 27972.7323 | 1828.1512 | 784.4184 | 25360.1626 | 28054.1459 | 0 | 0 | 28054.1459 | 0.0157%
2026 | 350 | 350-2201R | Tier-3 | Tier-3---4 | 5--5 | 361 | 297 | 13521.7454 | 99.28% | 0.6466% | 0.06915% | 1104.4919 | 0 | 0 | 1104.4919 | 0 | 1053.6102 | 4.1409 | 254.4424 | 1053.6102 | 4.1409 | 254.4424 | 1109.906 | 4.3621 | 254.4424 | 8.168% | 0.1241 | 0.11389 | 108955.4795 | 7800.4897 | 724.3656 | 100430.6241 | 109025.3869 | 0 | 0 | 109025.3869 | 0.03642%
2026 | 350 | 350-41R | Tier-2 | Tier-2---3 | 5--5 | 475 | 373 | 11201.3889 | 98.88% | 1.023% | 0.1021% | 869.7107 | 0 | 0 | 869.7107 | 0 | 829.6449 | 5.2005 | 159.5326 | 829.6449 | 5.2005 | 159.5326 | 873.974 | 5.4783 | 159.5326 | 7.764% | 0.12896 | 0.11884 | 86857.3847 | 6899.4834 | 1125.7731 | 78832.1281 | 86940.6349 | 0 | 0 | 86940.6349 | 0.02868%
2026 | 351 | 351-819R | Tier-2 | Tier-2---1 | 5--5 | 341 | 225 | 23517.4276 | 99.25% | 0.716% | 0.03401% | 1540.0982 | 0 | 0 | 1540.0982 | 0 | 1469.1491 | 3.137 | 468.3272 | 1469.1491 | 3.137 | 468.3272 | 1547.6477 | 3.3046 | 468.3272 | 6.549% | 0.14376 | 0.13427 | 163589.7091 | 16623.6975 | 1146.1775 | 145819.834 | 163676.3847 | 0 | 0 | 163676.3847 | 0.05079%
2026 | 351 | 351-871R | Tier-3 | Tier-3---6 | 5--5 | 110 | 83 | 9144.3124 | 99.73% | 0.2371% | 0.03256% | 688.1193 | 0 | 0 | 688.1193 | 0 | 656.4191 | 1.1572 | 567.2429 | 656.4191 | 1.1572 | 567.2429 | 691.4924 | 1.219 | 567.2429 | 7.525% | 0.11468 | 0.10603 | 79737.0821 | 3947.9048 | 194.739 | 75594.4383 | 79754.6305 | 0 | 0 | 79754.6305 | 0.02269%
2026 | 352 | 352-27R | Tier-3 | Tier-3---2 | 5--5 | 359 | 279 | 18614.1823 | 99.36% | 0.5928% | 0.04664% | 1437.3667 | 0 | 0 | 1437.3667 | 0 | 1371.1502 | 3.8899 | 352.49 | 1371.1502 | 3.8899 | 352.49 | 1444.4126 | 4.0977 | 352.49 | 7.722% | 0.11814 | 0.10895 | 157566.7738 | 12769.0481 | 931.5035 | 143866.2223 | 157651.6792 | 0 | 0 | 157651.6792 | 0.0474%
2026 | 353 | 353-1429R | Tier-2 | Tier-2---6 | 5--5 | 204 | 161 | 9221.8022 | 97.49% | 2.457% | 0.05523% | 709.5156 | 0 | 0 | 709.5156 | 0 | 676.8297 | 2.2447 | 301.5224 | 676.8297 | 2.2447 | 301.5224 | 712.9936 | 2.3646 | 301.5224 | 7.694% | 0.12141 | 0.11183 | 75954.4937 | 7030.6458 | 1796.1724 | 67127.6756 | 76117.9872 | 0 | 0 | 76117.9872 | 0.0234%
2026 | 353 | 353-593F | Tier-2 | Tier-2---7 | 5--5 | 56 | 46 | 2519.0591 | 99.18% | 0.76% | 0.05848% | 205.229 | 0 | 0 | 205.229 | 0 | 195.7745 | 0.64135 | 305.2561 | 195.7745 | 0.64135 | 305.2561 | 206.235 | 0.67561 | 305.2561 | 8.147% | 0.10537 | 0.096717 | 23906.1611 | 1223.3222 | 175.0584 | 22507.7804 | 23923.6731 | 0 | 0 | 23923.6731 | 0.006768%
2026 | 353 | 353-594F | Tier-2 | Tier-2---7 | 5--5 | 25 | 25 | 2215.6498 | 99.93% | 0.02983% | 0.0378% | 221.4151 | 0 | 0 | 221.4151 | 0 | 211.215 | 0.34856 | 605.9695 | 211.215 | 0.34856 | 605.9695 | 222.5005 | 0.36718 | 605.9695 | 9.993% | 0.10216 | 0.091941 | 21688.8427 | 1103.6586 | 13.4163 | 20571.7678 | 21690.4724 | 0 | 0 | 21690.4724 | 0.007301%
2026 | 353 | 353-900F | Tier-2 | Tier-2---8 | 5--5 | 28 | 25 | 1991.3582 | 88.69% | 11.27% | 0.03442% | 157.6982 | 0 | 0 | 157.6982 | 0 | 150.4334 | 0.34856 | 431.5888 | 150.4334 | 0.34856 | 431.5888 | 158.4712 | 0.36718 | 431.5888 | 7.919% | 0.10085 | 0.091848 | 19745.2341 | 886.6093 | 2040.7127 | 16817.9121 | 19964.0918 | 0 | 0 | 19964.0918 | 0.0052%
2026 | 353 | 353-901F | Tier-2 | Tier-2---4 | 5--5 | 82 | 69 | 4555.6189 | 94.3% | 5.656% | 0.04182% | 361.4968 | 0 | 0 | 361.4968 | 0 | 344.8434 | 0.96202 | 358.4584 | 344.8434 | 0.96202 | 358.4584 | 363.2688 | 1.0134 | 358.4584 | 7.935% | 0.10618 | 0.097248 | 42903.6289 | 2997.2951 | 2229.1196 | 37677.2142 | 43128.2293 | 0 | 0 | 43128.2293 | 0.01192%
2026 | 353 | 353-902F | Tier-2 | Tier-2---11 | 5--3 | 11 | 11 | 465.1006 | 62.84% | 37.09% | 0.07221% | 29.2268 | 0 | 0 | 29.2268 | 0 | 27.8804 | 0.15337 | 181.7909 | 27.8804 | 0.15337 | 181.7909 | 29.3701 | 0.16156 | 181.7909 | 6.284% | 0.098854 | 0.088969 | 4704.9245 | 153.014 | 1593.6445 | 2958.266 | 4899.1869 | 0 | 0 | 4899.1869 | 0.0009638%
2026 | 353 | 353-904R | Tier-2 | Tier-2---3 | 5--5 | 181 | 147 | 13534.4067 | 99.43% | 0.528% | 0.03951% | 1092.9655 | 0 | 0 | 1092.9655 | 0 | 1042.6148 | 2.0495 | 508.7127 | 1042.6148 | 2.0495 | 508.7127 | 1098.3232 | 2.159 | 508.7127 | 8.075% | 0.12577 | 0.11556 | 107611.5054 | 6762.2295 | 951.3386 | 99897.9374 | 107665.4851 | 0 | 0 | 107665.4851 | 0.03604%
2026 | 354 | 354-1706R | Tier-2 | Tier-2---1 | 5--5 | 481 | 327 | 20510.2592 | 99.17% | 0.7728% | 0.06052% | 1382.7374 | 0 | 0 | 1382.7374 | 0 | 1319.0375 | 4.5591 | 289.318 | 1319.0375 | 4.5591 | 289.318 | 1389.5155 | 4.8027 | 289.318 | 6.742% | 0.13939 | 0.12991 | 147143.8192 | 11695.5249 | 1352.7634 | 134095.5309 | 147233.2569 | 0 | 0 | 147233.2569 | 0.0456%
2026 | 354 | 354-24AE | Tier-2 | Tier-2---4 | 4--5 | 89 | 75 | 3653.654 | 88.54% | 11.39% | 0.07412% | 272.5948 | 0 | 0 | 272.5948 | 0 | 260.0369 | 1.0457 | 248.6794 | 260.0369 | 1.0457 | 248.6794 | 273.9311 | 1.1015 | 248.6794 | 7.461% | 0.080555 | 0.073766 | 45356.2427 | 2136.2059 | 4816.4156 | 38403.6212 | 45834.7454 | 0 | 0 | 45834.7454 | 0.008989%
2026 | 355 | 355-41R | Tier-2 | Tier-2---6 | 4--5 | 226 | 129 | 7500.5861 | 98.5% | 1.439% | 0.05987% | 421.7122 | 0 | 0 | 421.7122 | 0 | 402.2848 | 1.7986 | 223.6711 | 402.2848 | 1.7986 | 223.6711 | 423.7795 | 1.8947 | 223.6711 | 5.622% | 0.092253 | 0.086987 | 81304.346 | 4273.0126 | 1113.8309 | 75917.5024 | 81378.1331 | 0 | 0 | 81378.1331 | 0.01391%
2026 | 355 | 355-65R | Tier-2 | Tier-2---21 | 1--2 | 1 | 1 | 0.06699 | 46.11% | 0% | 53.89% | 0.0030886 | 0 | 0 | 0.0030886 | 0 | 0.0029463 | 0.013942 | 0.21132 | 0.0029463 | 0.013942 | 0.21132 | 0.0031038 | 0.014687 | 0.21132 | 4.611% | 7.02e-05 | 6.318e-05 | 954.2713 | 48.1782 | 467.1903 | 438.9028 | 1011.4154 | 0 | 0 | 1011.4154 | 1.019e-07%
2026 | 355 | 355-6R | Tier-2 | Tier-2---7 | 4--5 | 58 | 35 | 1698.7097 | 79.94% | 19.99% | 0.07228% | 81.9442 | 0 | 0 | 81.9442 | 0 | 78.1692 | 0.48798 | 160.1893 | 78.1692 | 0.48798 | 160.1893 | 82.3459 | 0.51405 | 160.1893 | 4.824% | 0.074333 | 0.069847 | 22852.699 | 968.4345 | 4228.7096 | 17655.5548 | 23147.1148 | 0 | 0 | 23147.1148 | 0.002702%
2026 | 356 | 356-16R | Tier-2 | Tier-2---4 | 4--5 | 216 | 119 | 5437.4375 | 98.14% | 1.781% | 0.0775% | 293.9946 | 0 | 0 | 293.9946 | 0 | 280.4509 | 1.6591 | 169.0347 | 280.4509 | 1.6591 | 169.0347 | 295.4358 | 1.7478 | 169.0347 | 5.407% | 0.090754 | 0.085754 | 59914.026 | 4577.5093 | 1354.7623 | 53981.7544 | 59978.9546 | 0 | 0 | 59978.9546 | 0.009695%
2026 | 356 | 356-19R | Tier-3 | Tier-3---8 | 5--5 | 736 | 429 | 16012.7864 | 97.76% | 2.145% | 0.09187% | 912.4735 | 0 | 0 | 912.4735 | 0 | 870.4378 | 5.9812 | 145.528 | 870.4378 | 5.9812 | 145.528 | 916.9464 | 6.3008 | 145.528 | 5.698% | 0.16775 | 0.15798 | 95453.8626 | 6567.3724 | 2023.3951 | 86863.0951 | 95586.0373 | 0 | 0 | 95586.0373 | 0.03009%
2026 | 356 | 356-30AE | Tier-3 | Tier-3---6 | 5--5 | 730 | 400 | 9294.6751 | 95.41% | 4.438% | 0.1505% | 485.9291 | 0 | 0 | 485.9291 | 0 | 463.5433 | 5.5769 | 83.1182 | 463.5433 | 5.5769 | 83.1182 | 488.3111 | 5.8749 | 83.1182 | 5.228% | 0.14106 | 0.13333 | 65892.3901 | 4765.339 | 2823.4514 | 58303.5997 | 66067.6569 | 0 | 0 | 66067.6569 | 0.01602%
2026 | 357 | 357-1147R | Tier-2 | Tier-2---10 | 5--4 | 40 | 22 | 1251.1758 | 99.06% | 0.8754% | 0.0621% | 68.1695 | 0 | 0 | 68.1695 | 0 | 65.0291 | 0.30673 | 212.0073 | 65.0291 | 0.30673 | 212.0073 | 68.5037 | 0.32312 | 212.0073 | 5.448% | 0.14287 | 0.13501 | 8757.5771 | 445.3445 | 75.5026 | 8236.73 | 8762.3557 | 0 | 0 | 8762.3557 | 0.002248%
2026 | 357 | 357-1299R | Tier-3 | Tier-3---9 | 5--5 | 48 | 44 | 5098.7328 | 99.68% | 0.2892% | 0.03002% | 465.8919 | 0 | 0 | 465.8919 | 0 | 444.4292 | 0.61346 | 724.4625 | 444.4292 | 0.61346 | 724.4625 | 468.1757 | 0.64624 | 724.4625 | 9.137% | 0.2409 | 0.21882 | 21164.9633 | 1447.3151 | 61.817 | 19655.8313 | 21171.7815 | 0 | 0 | 21171.7815 | 0.01536%
2026 | 357 | 357-2047F | Tier-2 | Tier-2---10 | 5--4 | 17 | 10 | 878.9304 | 95.49% | 4.482% | 0.03213% | 49.3677 | 0 | 0 | 49.3677 | 0 | 47.0934 | 0.13942 | 337.7739 | 47.0934 | 0.13942 | 337.7739 | 49.6097 | 0.14687 | 337.7739 | 5.617% | 0.14128 | 0.13297 | 6221.0361 | 308.2981 | 257.2191 | 5655.5189 | 6238.5895 | 0 | 0 | 6238.5895 | 0.001628%
2026 | 357 | 357-2049F | Tier-3 | Tier-3---8 | 5--5 | 271 | 141 | 16869.708 | 98.79% | 1.184% | 0.02933% | 867.0712 | 0 | 0 | 867.0712 | 0 | 827.127 | 1.9659 | 420.7451 | 827.127 | 1.9659 | 420.7451 | 871.3215 | 2.0709 | 420.7451 | 5.14% | 0.18286 | 0.17335 | 92253.2607 | 6177.0068 | 1029.1992 | 85047.0547 | 92314.7071 | 0 | 0 | 92314.7071 | 0.02859%
2026 | 357 | 357-45R | Tier-3 | Tier-3---8 | 5--5 | 363 | 242 | 17696.7525 | 97.47% | 2.478% | 0.04808% | 1149.9849 | 0 | 0 | 1149.9849 | 0 | 1097.0075 | 3.374 | 325.1324 | 1097.0075 | 3.374 | 325.1324 | 1155.6221 | 3.5543 | 325.1324 | 6.498% | 0.18538 | 0.17302 | 95462.1405 | 7644.6992 | 2293.6368 | 85523.8045 | 95634.3657 | 0 | 0 | 95634.3657 | 0.03792%
2026 | 357 | 357-50R | Tier-3 | Tier-3---4 | 5--5 | 383 | 231 | 10432.4887 | 97.04% | 2.884% | 0.07824% | 610.5815 | 0 | 0 | 610.5815 | 0 | 582.4533 | 3.2207 | 180.8486 | 582.4533 | 3.2207 | 180.8486 | 613.5746 | 3.3928 | 180.8486 | 5.853% | 0.14913 | 0.14013 | 69957.1689 | 5112.9004 | 1923.9041 | 62920.3645 | 70090.1606 | 0 | 0 | 70090.1606 | 0.02013%
2026 | 357 | 357-750R | Tier-2 | Tier-2---2 | 5--5 | 272 | 172 | 11757.6254 | 97.81% | 2.143% | 0.05143% | 727.1836 | 0 | 0 | 727.1836 | 0 | 693.6838 | 2.3981 | 289.2671 | 693.6838 | 2.3981 | 289.2671 | 730.7483 | 2.5262 | 289.2671 | 6.185% | 0.171 | 0.16019 | 68756.8371 | 5466.8496 | 1394.351 | 61895.6365 | 68858.6744 | 0 | 0 | 68858.6744 | 0.02398%
2026 | 358 | 358-1175F | Tier-2 | Tier-2---11 | 5--3 | 21 | 9 | 599.5834 | 97.21% | 2.746% | 0.04768% | 24.9785 | 0 | 0 | 24.9785 | 0 | 23.8278 | 0.12548 | 189.8923 | 23.8278 | 0.12548 | 189.8923 | 25.101 | 0.13219 | 189.8923 | 4.166% | 0.14195 | 0.13586 | 4224.0008 | 213.9489 | 108.6198 | 3901.4321 | 4229.2849 | 0 | 0 | 4229.2849 | 0.0008237%
2026 | 358 | 358-33 | Tier-3 | Tier-3---15 | 5--4 | 14 | 13 | 1344.6436 | 99.66% | 0.3079% | 0.03174% | 124.4356 | 0 | 0 | 124.4356 | 0 | 118.7032 | 0.18125 | 654.9149 | 118.7032 | 0.18125 | 654.9149 | 125.0456 | 0.19093 | 654.9149 | 9.254% | 0.14298 | 0.1297 | 9404.72 | 716.3629 | 33.2595 | 8655.0976 | 9407.9901 | 0 | 0 | 9407.9901 | 0.004103%
2026 | 358 | 358-682F | Tier-3 | Tier-3---3 | 5--5 | 344 | 227 | 37602.1184 | 98.59% | 1.386% | 0.02088% | 2446.3909 | 0 | 0 | 2446.3909 | 0 | 2333.6907 | 3.1649 | 737.3666 | 2333.6907 | 3.1649 | 737.3666 | 2458.383 | 3.334 | 737.3666 | 6.506% | 0.54241 | 0.50662 | 69323.599 | 4080.8113 | 883.9511 | 64358.8366 | 69392.5098 | 0 | 0 | 69392.5098 | 0.08067%
2026 | 387 | 387-15 | Tier-3 | Tier-3---16 | 4--5 | 140 | 38 | 1455.0528 | 89.01% | 10.72% | 0.2619% | 35.1557 | 0 | 0 | 35.1557 | 0 | 33.5361 | 0.52981 | 63.2988 | 33.5361 | 0.52981 | 63.2988 | 35.328 | 0.55812 | 63.2988 | 2.416% | 0.072601 | 0.070631 | 20041.7181 | 1414.1085 | 2071.8969 | 16555.7127 | 20103.1451 | 0 | 0 | 20103.1451 | 0.001159%
2026 | 393 | 393-14R | Tier-2 | Tier-2---10 | 5--4 | 76 | 41 | 924.8041 | 18.79% | 81.02% | 0.1888% | 9.3732 | 0 | 0 | 9.3732 | 0 | 8.9414 | 0.57163 | 15.6418 | 8.9414 | 0.57163 | 15.6418 | 9.4191 | 0.60218 | 15.6418 | 1.014% | 0.10079 | 0.095355 | 9175.2809 | 282.2453 | 6855.7873 | 2037.2483 | 9600.1919 | 0 | 0 | 9600.1919 | 0.0003091%
2026 | 396 | 396-699R | Tier-2 | Tier-2---5 | 5--5 | 748 | 458 | 3136.9517 | 88.18% | 11.4% | 0.4202% | 169.3729 | 0 | 0 | 169.3729 | 0 | 161.5702 | 6.3856 | 25.3024 | 161.5702 | 6.3856 | 25.3024 | 170.2031 | 6.7268 | 25.3024 | 5.399% | 0.15664 | 0.14705 | 20026.8881 | 1646.7402 | 2215.8438 | 16164.3042 | 20181.2786 | 0 | 0 | 20181.2786 | 0.005585%
2026 | 401 | 401-684R | Tier-2 | Tier-2---21 | 4--1 | 2 | 1 | 1.5961 | 62.42% | 35.57% | 2.007% | 0.049818 | 0 | 0 | 0.049818 | 0 | 0.047523 | 0.013942 | 3.4085 | 0.047523 | 0.013942 | 3.4085 | 0.050062 | 0.014687 | 3.4085 | 3.121% | 0.030395 | 0.028875 | 52.5129 | 6.6893 | 15.7001 | 30.1235 | 53.5515 | 0 | 0 | 53.5515 | 1.643e-06%
2026 | 411 | 411-1873R | Tier-2 | Tier-2---7 | 4--5 | 342 | 193 | 1857.5393 | 97.83% | 1.797% | 0.3696% | 102.5551 | 0 | 0 | 102.5551 | 0 | 97.8306 | 2.6909 | 36.3566 | 97.8306 | 2.6909 | 36.3566 | 103.0579 | 2.8346 | 36.3566 | 5.521% | 0.04682 | 0.044178 | 39673.886 | 2968.3717 | 1138.6008 | 35566.9135 | 39725.2897 | 0 | 0 | 39725.2897 | 0.003382%
2026 | 411 | 411-30R | Tier-3 | Tier-3---6 | 5--5 | 856 | 494 | 6370.0414 | 98.47% | 1.262% | 0.272% | 361.9772 | 0 | 0 | 361.9772 | 0 | 345.3017 | 6.8875 | 50.1346 | 345.3017 | 6.8875 | 50.1346 | 363.7516 | 7.2555 | 50.1346 | 5.682% | 0.10309 | 0.097143 | 61789.3921 | 5810.5604 | 997.631 | 54981.2006 | 61847.4471 | 0 | 0 | 61847.4471 | 0.01194%
2026 | 411 | 411-47R | Tier-2 | Tier-2---9 | 4--5 | 459 | 47 | 1350.4062 | 95.97% | 3.342% | 0.6845% | 13.271 | 0 | 0 | 13.271 | 0 | 12.6596 | 0.65529 | 19.3192 | 12.6596 | 0.65529 | 19.3192 | 13.336 | 0.6903 | 19.3192 | 0.9827% | 0.063274 | 0.062626 | 21342.1296 | 2028.2504 | 1280.5502 | 18033.3289 | 21351.0188 | 0 | 0 | 21351.0188 | 0.0004376%
2026 | 441 | 441-23R | Tier-3 | Tier-3---11 | 5--4 | 84 | 81 | 3518.0204 | 97.45% | 2.468% | 0.07959% | 330.5962 | 0 | 0 | 330.5962 | 0 | 315.3663 | 1.1293 | 279.252 | 315.3663 | 1.1293 | 279.252 | 332.2168 | 1.1897 | 279.252 | 9.397% | 0.54783 | 0.495 | 6421.7327 | 319.9827 | 139.6282 | 5962.1218 | 6439.1901 | 0 | 0 | 6439.1901 | 0.0109%
2026 | 441 | 441-279R | Tier-3 | Tier-3---18 | 5--2 | 49 | 49 | 582.1633 | 91.34% | 8.391% | 0.2732% | 53.1722 | 0 | 0 | 53.1722 | 0 | 50.7226 | 0.68317 | 74.2458 | 50.7226 | 0.68317 | 74.2458 | 53.4328 | 0.71967 | 74.2458 | 9.134% | 0.53527 | 0.48174 | 1087.6056 | 48.7403 | 75.2423 | 963.623 | 1098.0763 | 0 | 0 | 1098.0763 | 0.001753%
2026 | 441 | 441-27R | Tier-3 | Tier-3---9 | 5--4 | 133 | 119 | 4750.1268 | 98% | 1.916% | 0.08125% | 416.5218 | 0 | 0 | 416.5218 | 0 | 397.3335 | 1.6591 | 239.4827 | 397.3335 | 1.6591 | 239.4827 | 418.5636 | 1.7478 | 239.4827 | 8.769% | 0.55752 | 0.50764 | 8520.0828 | 441.9883 | 150.5633 | 7927.5312 | 8536.8064 | 0 | 0 | 8536.8064 | 0.01374%
2026 | 441 | 441-30R | Tier-3 | Tier-3---9 | 5--4 | 101 | 97 | 5348.8774 | 98.57% | 1.364% | 0.06326% | 506.3705 | 0 | 0 | 506.3705 | 0 | 483.043 | 1.3524 | 357.1742 | 483.043 | 1.3524 | 357.1742 | 508.8527 | 1.4247 | 357.1742 | 9.467% | 0.55519 | 0.50187 | 9634.2631 | 496.8631 | 123.5008 | 9013.8993 | 9648.8756 | 0 | 0 | 9648.8756 | 0.0167%
2026 | 442 | 442-16R | Tier-3 | Tier-3---14 | 5--3 | 201 | 196 | 1834.9376 | 96.09% | 3.534% | 0.3793% | 171.9277 | 0 | 0 | 171.9277 | 0 | 164.0074 | 2.7327 | 60.0169 | 164.0074 | 2.7327 | 60.0169 | 172.7705 | 2.8787 | 60.0169 | 9.37% | 0.45792 | 0.41327 | 4007.1227 | 182.139 | 134.5225 | 3690.4612 | 4024.0646 | 0 | 0 | 4024.0646 | 0.00567%
2026 | 442 | 442-46R | Tier-3 | Tier-3---19 | 5--1 | 3 | 3 | 88.141 | 1.745% | 98.17% | 0.08447% | 0.15379 | 0 | 0 | 0.15379 | 0 | 0.14671 | 0.041827 | 3.5075 | 0.14671 | 0.041827 | 3.5075 | 0.15455 | 0.044062 | 3.5075 | 0.1745% | 0.35092 | 0.31583 | 251.1714 | 0.48889 | 224.1015 | 26.581 | 278.5923 | 0 | 0 | 278.5923 | 5.072e-06%
2026 | 442 | 442-509R | Tier-3 | Tier-3---15 | 5--3 | 145 | 89 | 852.9261 | 84.92% | 14.72% | 0.3553% | 44.4597 | 0 | 0 | 44.4597 | 0 | 42.4116 | 1.2409 | 34.1791 | 42.4116 | 1.2409 | 34.1791 | 44.6777 | 1.3072 | 34.1791 | 5.213% | 0.36954 | 0.34686 | 2308.0588 | 110.4832 | 313.3685 | 1884.2071 | 2330.8123 | 0 | 0 | 2330.8123 | 0.001466%
2026 | 442 | 442-525 | Tier-3 | Tier-3---18 | 5--2 | 144 | 71 | 526.1263 | 57.95% | 41.57% | 0.4783% | 15.0335 | 0 | 0 | 15.0335 | 0 | 14.3409 | 0.9899 | 14.4872 | 14.3409 | 0.9899 | 14.4872 | 15.1071 | 1.0428 | 14.4872 | 2.857% | 0.36155 | 0.34372 | 1455.1925 | 55.7076 | 549.0709 | 850.414 | 1486.9258 | 0 | 0 | 1486.9258 | 0.0004957%
2026 | 442 | 442-728R | Tier-3 | Tier-3---5 | 5--5 | 763 | 408 | 11572.221 | 88.48% | 11.4% | 0.1243% | 547.4938 | 0 | 0 | 547.4938 | 0 | 522.2719 | 5.6885 | 91.8126 | 522.2719 | 5.6885 | 91.8126 | 550.1776 | 5.9924 | 91.8126 | 4.731% | 0.35802 | 0.33887 | 32323.0144 | 2289.7277 | 3409.1909 | 26624.0958 | 32533.4442 | 0 | 0 | 32533.4442 | 0.01805%
2026 | 442 | 442-729 | Tier-3 | Tier-3---15 | 5--3 | 54 | 50 | 704.6091 | 96.62% | 3.132% | 0.2514% | 63.0339 | 0 | 0 | 63.0339 | 0 | 60.1301 | 0.69711 | 86.2557 | 60.1301 | 0.69711 | 86.2557 | 63.3429 | 0.73436 | 86.2557 | 8.946% | 0.36059 | 0.3272 | 1954.0299 | 88.7883 | 138.1468 | 1727.0948 | 1960.7769 | 0 | 0 | 1960.7769 | 0.002079%
2026 | 442 | 442-758F | Tier-3 | Tier-3---18 | 5--2 | 25 | 25 | 549.9829 | 98.93% | 0.9134% | 0.161% | 54.4074 | 0 | 0 | 54.4074 | 0 | 51.901 | 0.34856 | 148.9023 | 51.901 | 0.34856 | 148.9023 | 54.6741 | 0.36718 | 148.9023 | 9.893% | 0.35119 | 0.31607 | 1566.0749 | 78.3252 | 13.6628 | 1474.0869 | 1567.9444 | 0 | 0 | 1567.9444 | 0.001794%
2026 | 442 | 442-764R | Tier-3 | Tier-3---18 | 5--2 | 74 | 50 | 474.7376 | 91.31% | 8.325% | 0.3651% | 29.2893 | 0 | 0 | 29.2893 | 0 | 27.94 | 0.69711 | 40.0795 | 27.94 | 0.69711 | 40.0795 | 29.4329 | 0.73436 | 40.0795 | 6.17% | 0.35448 | 0.33053 | 1339.2423 | 54.097 | 105.5502 | 1179.5951 | 1347.6759 | 0 | 0 | 1347.6759 | 0.0009659%
2026 | 442 | 442-780 | Tier-3 | Tier-3---19 | 5--1 | 73 | 26 | 141.3846 | 51% | 48.51% | 0.49% | 2.5682 | 0 | 0 | 2.5682 | 0 | 2.4499 | 0.3625 | 6.7584 | 2.4499 | 0.3625 | 6.7584 | 2.5808 | 0.38187 | 6.7584 | 1.816% | 0.34601 | 0.33368 | 408.6195 | 15.0224 | 181.372 | 212.2251 | 416.0139 | 0 | 0 | 416.0139 | 8.469e-05%
2026 | 444 | 444-15R | Tier-2 | Tier-2---13 | 5--3 | 122 | 84 | 333.8465 | 96.62% | 2.31% | 1.072% | 22.2086 | 0 | 0 | 22.2086 | 0 | 21.1855 | 1.1712 | 18.0895 | 21.1855 | 1.1712 | 18.0895 | 22.3175 | 1.2337 | 18.0895 | 6.652% | 0.14886 | 0.13861 | 2242.6726 | 149.3607 | 69.2136 | 2024.0983 | 2248.2819 | 0 | 0 | 2248.2819 | 0.0007324%
2026 | 444 | 444-43R | Tier-2 | Tier-2---5 | 5--5 | 403 | 354 | 3413.8137 | 97.67% | 1.995% | 0.3352% | 292.8867 | 0 | 0 | 292.8867 | 0 | 279.394 | 4.9356 | 56.6083 | 279.394 | 4.9356 | 56.6083 | 294.3224 | 5.1993 | 56.6083 | 8.579% | 0.2124 | 0.19375 | 16072.3576 | 890.1063 | 476.3771 | 14705.8742 | 16108.4193 | 0 | 0 | 16108.4193 | 0.009658%
2026 | 444 | 444-9R | Tier-2 | Tier-2---11 | 5--3 | 465 | 363 | 571.2373 | 70.71% | 27.93% | 1.361% | 31.5311 | 0 | 0 | 31.5311 | 0 | 30.0786 | 5.061 | 5.9431 | 30.0786 | 5.061 | 5.9431 | 31.6857 | 5.3315 | 5.9431 | 5.52% | 0.1488 | 0.13718 | 3839.0169 | 197.4513 | 1077.3117 | 2564.2539 | 3934.2351 | 0 | 0 | 3934.2351 | 0.00104%
2026 | 445 | 445-1311R | Tier-3 | Tier-3---5 | 5--5 | 337 | 275 | 9632.5907 | 94.96% | 4.965% | 0.07823% | 746.4038 | 0 | 0 | 746.4038 | 0 | 712.0185 | 3.8341 | 185.7054 | 712.0185 | 3.8341 | 185.7054 | 750.0626 | 4.039 | 185.7054 | 7.749% | 0.53792 | 0.49403 | 17907.0399 | 1026.0345 | 824.7437 | 16056.2617 | 17987.2755 | 0 | 0 | 17987.2755 | 0.02461%
2026 | 445 | 445-1315 | Tier-2 | Tier-2---19 | 1--5 | 4 | 1 | 26.2494 | 99.59% | 0% | 0.4079% | 0.65356 | 0 | 0 | 0.65356 | 0 | 0.62345 | 0.013942 | 44.7164 | 0.62345 | 0.013942 | 44.7164 | 0.65676 | 0.014687 | 44.7164 | 2.49% | 0.000636 | 0.0006201 | 41272.5846 | 2451.3434 | 2160.3074 | 36660.9338 | 41276.9017 | 0 | 0 | 41276.9017 | 2.155e-05%
2026 | 445 | 445-1323 | Tier-2 | Tier-2---18 | 3--3 | 8 | 8 | 78.5439 | 99.26% | 0.525% | 0.2138% | 7.7964 | 0 | 0 | 7.7964 | 0 | 7.4372 | 0.11154 | 66.6785 | 7.4372 | 0.11154 | 66.6785 | 7.8346 | 0.1175 | 66.6785 | 9.926% | 0.025445 | 0.0229 | 3086.8349 | 167.5927 | 20.9581 | 2898.2841 | 3089.3688 | 0 | 0 | 3089.3688 | 0.0002571%
2026 | 445 | 445-1325F | Tier-2 | Tier-2---2 | 5--4 | 220 | 197 | 7250.7229 | 96.11% | 3.805% | 0.08959% | 623.982 | 0 | 0 | 623.982 | 0 | 595.2364 | 2.7466 | 216.7151 | 595.2364 | 2.7466 | 216.7151 | 627.0407 | 2.8934 | 216.7151 | 8.606% | 0.57356 | 0.5222 | 12641.5766 | 694.1782 | 440.7081 | 11506.6903 | 12690.001 | 0 | 0 | 12690.001 | 0.02058%
2026 | 445 | 445-17R | Tier-2 | Tier-2---8 | 5--3 | 97 | 73 | 1603.5562 | 88.72% | 11.16% | 0.1231% | 107.0683 | 0 | 0 | 107.0683 | 0 | 102.1359 | 1.0178 | 100.3509 | 102.1359 | 1.0178 | 100.3509 | 107.5931 | 1.0722 | 100.3509 | 6.677% | 0.53426 | 0.49406 | 3001.4248 | 150.999 | 302.1467 | 2548.279 | 3028.9757 | 0 | 0 | 3028.9757 | 0.003531%
2026 | 445 | 445-18R | Tier-2 | Tier-2---2 | 5--5 | 526 | 439 | 10619.7967 | 95.69% | 4.18% | 0.1317% | 848.1098 | 0 | 0 | 848.1098 | 0 | 809.0391 | 6.1207 | 132.1816 | 809.0391 | 6.1207 | 132.1816 | 852.2672 | 6.4477 | 132.1816 | 7.986% | 0.6048 | 0.55432 | 17559.3271 | 969.9837 | 680.7099 | 15908.6335 | 17628.2752 | 0 | 0 | 17628.2752 | 0.02797%
2026 | 445 | 445-19R | Tier-2 | Tier-2---8 | 5--3 | 238 | 220 | 1766.7037 | 84.73% | 14.9% | 0.3714% | 138.3664 | 0 | 0 | 138.3664 | 0 | 131.9921 | 3.0673 | 43.032 | 131.9921 | 3.0673 | 43.032 | 139.0446 | 3.2312 | 43.032 | 7.832% | 0.56527 | 0.51302 | 3125.4156 | 150.9089 | 429.896 | 2544.6106 | 3174.0345 | 0 | 0 | 3174.0345 | 0.004563%
2026 | 445 | 445-39R | Tier-2 | Tier-2---5 | 5--4 | 246 | 197 | 3678.5806 | 87.54% | 12.33% | 0.1304% | 257.8827 | 0 | 0 | 257.8827 | 0 | 246.0026 | 2.7466 | 89.5652 | 246.0026 | 2.7466 | 89.5652 | 259.1468 | 2.8934 | 89.5652 | 7.01% | 0.48997 | 0.45073 | 7507.8253 | 391.1864 | 914.4635 | 6202.1754 | 7589.2553 | 0 | 0 | 7589.2553 | 0.008504%
2026 | 445 | 445-894R | Tier-2 | Tier-2---5 | 5--4 | 587 | 511 | 4421.0024 | 88.12% | 11.51% | 0.3702% | 339.1443 | 0 | 0 | 339.1443 | 0 | 323.5206 | 7.1245 | 45.4095 | 323.5206 | 7.1245 | 45.4095 | 340.8067 | 7.5052 | 45.4095 | 7.671% | 0.63526 | 0.57996 | 6959.394 | 312.553 | 750.3762 | 5896.4648 | 7038.2214 | 0 | 0 | 7038.2214 | 0.01118%
2026 | 445 | 445-897R | Tier-2 | Tier-2---10 | 5--3 | 25 | 22 | 1351.7747 | 97.24% | 2.711% | 0.04647% | 115.6761 | 0 | 0 | 115.6761 | 0 | 110.3472 | 0.30673 | 359.7531 | 110.3472 | 0.30673 | 359.7531 | 116.2432 | 0.32312 | 359.7531 | 8.557% | 0.75637 | 0.68981 | 1787.1928 | 98.5478 | 55.7869 | 1632.8581 | 1791.9478 | 0 | 0 | 1791.9478 | 0.003815%
2026 | 448 | 448-1196F | Tier-3 | Tier-3---20 | 1--5 | 4 | 4 | 16.696 | 99.41% | 0% | 0.5907% | 1.6597 | 0 | 0 | 1.6597 | 0 | 1.5833 | 0.055769 | 28.3898 | 1.5833 | 0.055769 | 28.3898 | 1.6679 | 0.058749 | 28.3898 | 9.941% | 0.0002432 | 0.00021888 | 68651.2414 | 3730.8328 | 661.7244 | 64258.6842 | 68696.2988 | 0 | 0 | 68696.2988 | 5.473e-05%
2026 | 448 | 448-1234R | Tier-3 | Tier-3---15 | 5--3 | 51 | 45 | 1211.6194 | 97.39% | 2.475% | 0.1351% | 104.1172 | 0 | 0 | 104.1172 | 0 | 99.3207 | 0.6274 | 158.3045 | 99.3207 | 0.6274 | 158.3045 | 104.6275 | 0.66093 | 158.3045 | 8.593% | 0.62101 | 0.56621 | 1951.0598 | 101.7927 | 46.8267 | 1802.4404 | 1955.988 | 0 | 0 | 1955.988 | 0.003433%
2026 | 448 | 448-47R | Tier-3 | Tier-3---14 | 5--3 | 184 | 154 | 2612.2711 | 91.91% | 7.885% | 0.2065% | 200.9452 | 0 | 0 | 200.9452 | 0 | 191.6881 | 2.1471 | 89.2772 | 191.6881 | 2.1471 | 89.2772 | 201.9302 | 2.2618 | 89.2772 | 7.692% | 0.62882 | 0.57619 | 4154.2404 | 216.0426 | 303.0764 | 3635.1215 | 4184.943 | 0 | 0 | 4184.943 | 0.006626%
2026 | 448 | 448-714R | Tier-3 | Tier-3---14 | 5--3 | 314 | 213 | 2119.752 | 55.7% | 43.96% | 0.3458% | 80.0895 | 0 | 0 | 80.0895 | 0 | 76.3999 | 2.9697 | 25.7264 | 76.3999 | 2.9697 | 25.7264 | 80.4821 | 3.1284 | 25.7264 | 3.778% | 0.46343 | 0.43199 | 4574.0639 | 152.3288 | 1823.4456 | 2598.2895 | 4721.5263 | 0 | 0 | 4721.5263 | 0.002641%
2026 | 448 | 448-724R | Tier-3 | Tier-3---18 | 5--2 | 202 | 151 | 520.639 | 76.18% | 22.78% | 1.038% | 29.6503 | 0 | 0 | 29.6503 | 0 | 28.2843 | 2.1053 | 13.4349 | 28.2843 | 2.1053 | 13.4349 | 29.7956 | 2.2178 | 13.4349 | 5.695% | 0.55035 | 0.50921 | 946.0153 | 35.8531 | 201.7143 | 708.4479 | 964.2176 | 0 | 0 | 964.2176 | 0.0009778%
2026 | 448 | 448-735R | Tier-3 | Tier-3---18 | 5--2 | 170 | 140 | 630.7627 | 79.12% | 20.09% | 0.7869% | 41.1002 | 0 | 0 | 41.1002 | 0 | 39.2068 | 1.9519 | 20.0863 | 39.2068 | 1.9519 | 20.0863 | 41.3016 | 2.0562 | 20.0863 | 6.516% | 0.54202 | 0.49738 | 1163.7353 | 53.8869 | 215.9361 | 893.9122 | 1185.5396 | 0 | 0 | 1185.5396 | 0.001355%
2026 | 448 | 448-744R | Tier-3 | Tier-3---7 | 5--5 | 717 | 493 | 9104.5616 | 91.68% | 8.126% | 0.1928% | 573.9427 | 0 | 0 | 573.9427 | 0 | 547.5024 | 6.8735 | 79.6535 | 547.5024 | 6.8735 | 79.6535 | 576.7562 | 7.2408 | 79.6535 | 6.304% | 0.49442 | 0.46042 | 18414.705 | 980.4625 | 1393.5793 | 16040.6633 | 18527.8082 | 0 | 0 | 18527.8082 | 0.01893%
2026 | 448 | 448-9R | Tier-3 | Tier-3---9 | 5--4 | 413 | 303 | 5644.8109 | 93.43% | 6.384% | 0.1906% | 386.9071 | 0 | 0 | 386.9071 | 0 | 369.0831 | 4.2245 | 87.367 | 369.0831 | 4.2245 | 87.367 | 388.8037 | 4.4502 | 87.367 | 6.854% | 0.54394 | 0.50403 | 10377.639 | 550.4893 | 645.7623 | 9181.3873 | 10431.659 | 0 | 0 | 10431.659 | 0.01276%
2026 | 449 | 449-13R | Tier-3 | Tier-3---7 | 5--5 | 557 | 418 | 6729.9647 | 90.49% | 9.346% | 0.1629% | 457.0253 | 0 | 0 | 457.0253 | 0 | 435.9711 | 5.8279 | 74.8079 | 435.9711 | 5.8279 | 74.8079 | 459.2656 | 6.1393 | 74.8079 | 6.791% | 0.28234 | 0.26115 | 23836.2998 | 1408.7102 | 2080.9099 | 20346.6798 | 24020.1927 | 0 | 0 | 24020.1927 | 0.01507%
2026 | 449 | 449-16R | Tier-3 | Tier-3---15 | 5--4 | 72 | 55 | 1495.5065 | 96.97% | 2.927% | 0.1006% | 110.7812 | 0 | 0 | 110.7812 | 0 | 105.6777 | 0.76683 | 137.8119 | 105.6777 | 0.76683 | 137.8119 | 111.3242 | 0.8078 | 137.8119 | 7.408% | 0.23738 | 0.21925 | 6300.0313 | 365.3232 | 174.7966 | 5759.9115 | 6315.8076 | 0 | 0 | 6315.8076 | 0.003653%
2026 | 449 | 449-683 | Tier-3 | Tier-3---18 | 5--3 | 26 | 26 | 625.3129 | 96.7% | 3.156% | 0.1473% | 60.4656 | 0 | 0 | 60.4656 | 0 | 57.6801 | 0.3625 | 159.1178 | 57.6801 | 0.3625 | 159.1178 | 60.762 | 0.38187 | 159.1178 | 9.67% | 0.34581 | 0.31123 | 1808.2683 | 90.977 | 47.6654 | 1669.626 | 1814.9055 | 0 | 0 | 1814.9055 | 0.001994%
2026 | 449 | 449-693R | Tier-3 | Tier-3---9 | 5--5 | 165 | 130 | 5260.7056 | 98.77% | 1.153% | 0.07468% | 409.3932 | 0 | 0 | 409.3932 | 0 | 390.5333 | 1.8125 | 215.467 | 390.5333 | 1.8125 | 215.467 | 411.4 | 1.9093 | 215.467 | 7.782% | 0.26107 | 0.2405 | 20150.463 | 1117.608 | 224.7441 | 18808.1109 | 20171.613 | 0 | 0 | 20171.613 | 0.0135%
2026 | 449 | 449-6R | Tier-3 | Tier-3---14 | 5--4 | 161 | 123 | 2320.0162 | 95.55% | 4.318% | 0.1352% | 169.3511 | 0 | 0 | 169.3511 | 0 | 161.5495 | 1.7149 | 94.2034 | 161.5495 | 1.7149 | 94.2034 | 170.1813 | 1.8065 | 94.2034 | 7.3% | 0.24779 | 0.22886 | 9362.9076 | 518.3997 | 417.6492 | 8426.8588 | 9397.3935 | 0 | 0 | 9397.3935 | 0.005585%
2026 | 450 | 450-1850 | Tier-2 | Tier-2---13 | 4--3 | 18 | 15 | 296.7138 | 97.11% | 2.719% | 0.1664% | 24.0127 | 0 | 0 | 24.0127 | 0 | 22.9065 | 0.20913 | 109.5302 | 22.9065 | 0.20913 | 109.5302 | 24.1304 | 0.22031 | 109.5302 | 8.093% | 0.073712 | 0.06757 | 4025.2898 | 218.8856 | 107.0123 | 3699.392 | 4035.848 | 0 | 0 | 4035.848 | 0.0007919%
2026 | 450 | 450-1851F | Tier-2 | Tier-2---3 | 5--5 | 209 | 126 | 8274.1225 | 99.23% | 0.7168% | 0.05235% | 494.986 | 0 | 0 | 494.986 | 0 | 472.183 | 1.7567 | 268.7855 | 472.183 | 1.7567 | 268.7855 | 497.4124 | 1.8506 | 268.7855 | 5.982% | 0.099477 | 0.09348 | 83176.2362 | 14607.9335 | 584.6634 | 67983.6393 | 83217.2791 | 0 | 0 | 83217.2791 | 0.01632%
2026 | 450 | 450-1853F | Tier-2 | Tier-2---10 | 4--4 | 44 | 22 | 792.2018 | 92.77% | 7.138% | 0.09408% | 36.7456 | 0 | 0 | 36.7456 | 0 | 35.0528 | 0.30673 | 114.2789 | 35.0528 | 0.30673 | 114.2789 | 36.9257 | 0.32312 | 114.2789 | 4.638% | 0.075291 | 0.071527 | 10521.8374 | 525.9075 | 700.4641 | 9295.4659 | 10561.8854 | 0 | 0 | 10561.8854 | 0.001212%
2026 | 450 | 450-1854 | Tier-2 | Tier-2---9 | 4--4 | 70 | 41 | 1132.2887 | 95.25% | 4.625% | 0.1242% | 63.1703 | 0 | 0 | 63.1703 | 0 | 60.2602 | 0.57163 | 105.4174 | 60.2602 | 0.57163 | 105.4174 | 63.4799 | 0.60218 | 105.4174 | 5.579% | 0.079085 | 0.074453 | 14317.3642 | 967.6824 | 629.1902 | 12720.4915 | 14359.6659 | 0 | 0 | 14359.6659 | 0.002083%
2026 | 450 | 450-50R | Tier-2 | Tier-2---11 | 4--4 | 18 | 5 | 537.0702 | 32.53% | 67.41% | 0.0594% | 4.8529 | 0 | 0 | 4.8529 | 0 | 4.6294 | 0.069711 | 66.4076 | 4.6294 | 0.069711 | 66.4076 | 4.8767 | 0.073436 | 66.4076 | 0.9036% | 0.071801 | 0.069806 | 7480.0024 | 150.8342 | 4623.5659 | 2705.6023 | 7624.1968 | 0 | 0 | 7624.1968 | 0.00016%
2026 | 452 | 452-1403 | Tier-2 | Tier-2---15 | 1--5 | 5 | 5 | 137.227 | 99.9% | 0% | 0.1049% | 13.7083 | 0 | 0 | 13.7083 | 0 | 13.0768 | 0.069711 | 187.5847 | 13.0768 | 0.069711 | 187.5847 | 13.7755 | 0.073436 | 187.5847 | 9.99% | 0.0007938 | 0.00071442 | 172873.5238 | 9697.409 | 167.2651 | 163008.8497 | 172893.6673 | 0 | 0 | 172893.6673 | 0.000452%
2026 | 452 | 452-1404F | Tier-2 | Tier-2---12 | 1--5 | 20 | 19 | 625.5425 | 99.9% | 0% | 0.09615% | 59.3694 | 0 | 0 | 59.3694 | 0 | 56.6344 | 0.2649 | 213.7925 | 56.6344 | 0.2649 | 213.7925 | 59.6604 | 0.27906 | 213.7925 | 9.491% | 0.0036434 | 0.0032973 | 171691.9584 | 19885.3998 | 159.1121 | 151647.4464 | 171709.2868 | 0 | 0 | 171709.2868 | 0.001958%
2026 | 452 | 452-1405 | Tier-2 | Tier-2---15 | 1--5 | 12 | 10 | 181.2174 | 99.84% | 0% | 0.161% | 15.0771 | 0 | 0 | 15.0771 | 0 | 14.3826 | 0.13942 | 103.1579 | 14.3826 | 0.13942 | 103.1579 | 15.1511 | 0.14687 | 103.1579 | 8.32% | 0.001513 | 0.0013869 | 119773.5584 | 9128.5645 | 179.9048 | 110465.0891 | 119791.0842 | 0 | 0 | 119791.0842 | 0.0004972%
2026 | 452 | 452-38AE | Tier-2 | Tier-2---4 | 2--5 | 71 | 58 | 2823.7515 | 99.93% | 0% | 0.06613% | 230.5201 | 0 | 0 | 230.5201 | 0 | 219.9005 | 0.80865 | 271.9345 | 219.9005 | 0.80865 | 271.9345 | 231.6501 | 0.85186 | 271.9345 | 8.164% | 0.011395 | 0.010464 | 247801.8355 | 21945.5544 | 160.9262 | 225695.355 | 247816.4128 | 0 | 0 | 247816.4128 | 0.007602%
2026 | 454 | 454-1814 | Tier-2 | Tier-2---20 | 4--2 | 3 | 3 | 39.0262 | 97.23% | 2.586% | 0.1833% | 3.7945 | 0 | 0 | 3.7945 | 0 | 3.6197 | 0.041827 | 86.541 | 3.6197 | 0.041827 | 86.541 | 3.8131 | 0.044062 | 86.541 | 9.723% | 0.072066 | 0.064859 | 541.534 | 33.0087 | 13.8021 | 494.7232 | 543.2003 | 0 | 0 | 543.2003 | 0.0001251%
2026 | 454 | 454-48F | Tier-2 | Tier-2---4 | 4--5 | 53 | 41 | 3441.1661 | 99.7% | 0.2542% | 0.04705% | 265.4015 | 0 | 0 | 265.4015 | 0 | 253.175 | 0.57163 | 442.8972 | 253.175 | 0.57163 | 442.8972 | 266.7025 | 0.60218 | 442.8972 | 7.713% | 0.085487 | 0.078874 | 40253.7717 | 8646.4201 | 106.7946 | 31500.5571 | 40263.9391 | 0 | 0 | 40263.9391 | 0.008752%
2026 | 454 | 454-49F | Tier-2 | Tier-2---13 | 4--3 | 52 | 1 | 292.9743 | 76.06% | 23.59% | 0.3558% | 0.42851 | 0 | 0 | 0.42851 | 0 | 0.40877 | 0.013942 | 29.3187 | 0.40877 | 0.013942 | 29.3187 | 0.43061 | 0.014687 | 29.3187 | 0.1463% | 0.077203 | 0.077055 | 3794.8464 | 537.2797 | 830.7555 | 2426.8113 | 3796.5972 | 0 | 0 | 3796.5972 | 1.413e-05%
2026 | 463 | 463-1136F | Tier-2 | Tier-2---18 | 4--2 | 11 | 10 | 88.0149 | 97.35% | 2.233% | 0.4157% | 7.7894 | 0 | 0 | 7.7894 | 0 | 7.4306 | 0.13942 | 53.2952 | 7.4306 | 0.13942 | 53.2952 | 7.8276 | 0.14687 | 53.2952 | 8.85% | 0.060434 | 0.05494 | 1456.3858 | 89.8078 | 31.4849 | 1335.0931 | 1460.2434 | 0 | 0 | 1460.2434 | 0.0002569%
2026 | 463 | 463-1229 | Tier-2 | Tier-2---9 | 5--4 | 231 | 198 | 1378.3182 | 99.02% | 0.574% | 0.4088% | 116.9805 | 0 | 0 | 116.9805 | 0 | 111.5914 | 2.7606 | 40.4233 | 111.5914 | 2.7606 | 40.4233 | 117.5539 | 2.9081 | 40.4233 | 8.487% | 0.096723 | 0.088432 | 14250.1892 | 1640.085 | 119.2009 | 12490.9033 | 14263.3187 | 0 | 0 | 14263.3187 | 0.003858%
2026 | 470 | 470-40AE | Tier-2 | Tier-2---4 | 4--5 | 142 | 125 | 5264.9688 | 98.33% | 1.599% | 0.07273% | 455.719 | 0 | 0 | 455.719 | 0 | 434.725 | 1.7428 | 249.4426 | 434.725 | 1.7428 | 249.4426 | 457.953 | 1.8359 | 249.4426 | 8.656% | 0.091034 | 0.08302 | 57835.1917 | 3654.8473 | 877.7111 | 53302.6332 | 57928.5003 | 0 | 0 | 57928.5003 | 0.01503%
2026 | 470 | 470-47R | Tier-3 | Tier-3---2 | 5--5 | 534 | 475 | 16740.3911 | 99.37% | 0.5365% | 0.09319% | 1479.703 | 0 | 0 | 1479.703 | 0 | 1411.5361 | 6.6226 | 213.1397 | 1411.5361 | 6.6226 | 213.1397 | 1486.9564 | 6.9764 | 213.1397 | 8.839% | 0.16225 | 0.14782 | 103174.1084 | 6598.1472 | 589.4379 | 95986.5234 | 103237.5415 | 0 | 0 | 103237.5415 | 0.0488%
2026 | 471 | 471-36F | Tier-2 | Tier-2---4 | 4--5 | 128 | 21 | 4253.6671 | 94.96% | 4.983% | 0.06005% | 66.2676 | 0 | 0 | 66.2676 | 0 | 63.2148 | 0.29279 | 215.9064 | 63.2148 | 0.29279 | 215.9064 | 66.5924 | 0.30843 | 215.9064 | 1.558% | 0.093079 | 0.091552 | 45699.6343 | 2391.7261 | 2109.1945 | 41198.7137 | 45738.0729 | 0 | 0 | 45738.0729 | 0.002185%
2026 | 500 | 500-1531 | Tier-2 | Tier-2---10 | 4--4 | 20 | 16 | 800.5503 | 21.6% | 78.32% | 0.07823% | 13.8344 | 0 | 0 | 13.8344 | 0 | 13.1971 | 0.22308 | 59.1593 | 13.1971 | 0.22308 | 59.1593 | 13.9022 | 0.235 | 59.1593 | 1.728% | 0.071178 | 0.065484 | 11247.1911 | 167.2855 | 8054.1845 | 3025.7211 | 12013.9429 | 0 | 0 | 12013.9429 | 0.0004562%
2026 | 501 | 501-786 | Tier-2 | Tier-2---14 | 2--5 | 23 | 22 | 204.0835 | 99.63% | 0% | 0.368% | 19.4492 | 0 | 0 | 19.4492 | 0 | 18.5532 | 0.30673 | 60.487 | 18.5532 | 0.30673 | 60.487 | 19.5445 | 0.32312 | 60.487 | 9.53% | 0.0050324 | 0.004551 | 40553.9202 | 2762.8 | 144.6555 | 37646.4647 | 40569.7066 | 0 | 0 | 40569.7066 | 0.0006414%
2026 | 504 | 504-2501R | Tier-2 | Tier-2---9 | 3--5 | 154 | 23 | 733.6834 | 99.51% | 0% | 0.4917% | 10.9037 | 0 | 0 | 10.9037 | 0 | 10.4014 | 0.32067 | 32.4363 | 10.4014 | 0.32067 | 32.4363 | 10.9572 | 0.33781 | 32.4363 | 1.486% | 0.021593 | 0.02127 | 33978.4661 | 2347.3747 | 1024.1887 | 30606.9026 | 33980.9991 | 0 | 0 | 33980.9991 | 0.0003596%
2026 | 520 | 520-1045R | Tier-2 | Tier-2---5 | 5--4 | 180 | 156 | 2978.814 | 97.34% | 2.471% | 0.184% | 251.3089 | 0 | 0 | 251.3089 | 0 | 239.7316 | 2.175 | 110.2216 | 239.7316 | 2.175 | 110.2216 | 252.5408 | 2.2912 | 110.2216 | 8.437% | 0.26824 | 0.24499 | 11105.2066 | 596.3807 | 258.2442 | 10250.5816 | 11133.1875 | 0 | 0 | 11133.1875 | 0.008287%
2026 | 520 | 520-10R | Tier-2 | Tier-2---7 | 4--5 | 155 | 112 | 1478.7446 | 97.97% | 1.759% | 0.2664% | 104.6866 | 0 | 0 | 104.6866 | 0 | 99.8639 | 1.5615 | 63.9524 | 99.8639 | 1.5615 | 63.9524 | 105.1998 | 1.645 | 63.9524 | 7.079% | 0.046043 | 0.042716 | 32116.3215 | 3380.3007 | 793.9909 | 27942.0299 | 32166.9954 | 0 | 0 | 32166.9954 | 0.003452%
2026 | 520 | 520-1489R | Tier-2 | Tier-2---8 | 5--5 | 408 | 329 | 2637.9338 | 96.76% | 2.798% | 0.4462% | 205.8159 | 0 | 0 | 205.8159 | 0 | 196.3344 | 4.587 | 42.8022 | 196.3344 | 4.587 | 42.8022 | 206.8248 | 4.8321 | 42.8022 | 7.802% | 0.13822 | 0.12707 | 19085.4238 | 1021.9214 | 566.5154 | 17496.987 | 19139.7224 | 0 | 0 | 19139.7224 | 0.006787%
2026 | 520 | 520-1509R | Tier-2 | Tier-2---5 | 5--4 | 401 | 276 | 3413.9118 | 92.72% | 6.994% | 0.2858% | 217.8673 | 0 | 0 | 217.8673 | 0 | 207.8306 | 3.8481 | 54.009 | 207.8306 | 3.8481 | 54.009 | 218.9353 | 4.0537 | 54.009 | 6.382% | 0.28561 | 0.26595 | 11953.1797 | 661.7087 | 782.5338 | 10508.9372 | 12017.4971 | 0 | 0 | 12017.4971 | 0.007184%
2026 | 520 | 520-1525R | Tier-2 | Tier-2---8 | 5--5 | 145 | 129 | 1632.8033 | 98.29% | 1.436% | 0.2778% | 142.774 | 0 | 0 | 142.774 | 0 | 136.1967 | 1.7986 | 75.7256 | 136.1967 | 1.7986 | 75.7256 | 143.4739 | 1.8947 | 75.7256 | 8.744% | 0.099044 | 0.090232 | 16485.7021 | 1672.9156 | 358.491 | 14454.2955 | 16513.2883 | 0 | 0 | 16513.2883 | 0.004708%
2026 | 520 | 520-1527R | Tier-3 | Tier-3---7 | 5--5 | 249 | 205 | 6763.0006 | 96.72% | 3.176% | 0.1068% | 538.5174 | 0 | 0 | 538.5174 | 0 | 513.709 | 2.8582 | 179.7336 | 513.709 | 2.8582 | 179.7336 | 541.1572 | 3.0109 | 179.7336 | 7.963% | 0.27105 | 0.24873 | 24951.4497 | 1805.8111 | 756.6493 | 22388.9893 | 25024.926 | 0 | 0 | 25024.926 | 0.01776%
2026 | 520 | 520-1902R | Tier-2 | Tier-2---9 | 4--4 | 408 | 201 | 748.333 | 77.34% | 21.7% | 0.962% | 28.5115 | 0 | 0 | 28.5115 | 0 | 27.198 | 2.8024 | 9.7053 | 27.198 | 2.8024 | 9.7053 | 28.6513 | 2.9521 | 9.7053 | 3.81% | 0.058932 | 0.056029 | 12698.2886 | 1100.527 | 2687.8901 | 8909.8715 | 12847.4075 | 0 | 0 | 12847.4075 | 0.0009402%
2026 | 520 | 520-1904 | Tier-3 | Tier-3---13 | 4--5 | 276 | 149 | 2084.5359 | 96.48% | 3.265% | 0.2521% | 108.5766 | 0 | 0 | 108.5766 | 0 | 103.5747 | 2.0774 | 49.8578 | 103.5747 | 2.0774 | 49.8578 | 109.1088 | 2.1884 | 49.8578 | 5.209% | 0.05278 | 0.04993 | 39495.106 | 2613.3418 | 1305.0051 | 35576.7591 | 39574.3799 | 0 | 0 | 39574.3799 | 0.00358%
2026 | 520 | 520-1936 | Tier-3 | Tier-3---20 | 1--5 | 4 | 3 | 63.7111 | 99.77% | 0% | 0.2279% | 4.7674 | 0 | 0 | 4.7674 | 0 | 4.5478 | 0.041827 | 108.7296 | 4.5478 | 0.041827 | 108.7296 | 4.7908 | 0.044062 | 108.7296 | 7.483% | 0.0006668 | 0.00061679 | 95547.5888 | 5378.6966 | 197.8005 | 89971.0917 | 95565.2438 | 0 | 0 | 95565.2438 | 0.0001572%
2026 | 520 | 520-22R | Tier-2 | Tier-2---14 | 4--4 | 113 | 54 | 258.296 | 74.72% | 24.53% | 0.7505% | 9.2233 | 0 | 0 | 9.2233 | 0 | 8.7984 | 0.75288 | 11.6863 | 8.7984 | 0.75288 | 11.6863 | 9.2685 | 0.79311 | 11.6863 | 3.571% | 0.036011 | 0.03429 | 7172.7783 | 807.1844 | 2439.3669 | 3926.227 | 7263.7681 | 0 | 0 | 7263.7681 | 0.0003042%
2026 | 520 | 520-35R | Tier-3 | Tier-3---9 | 5--5 | 306 | 275 | 4997.7942 | 96.49% | 3.313% | 0.193% | 433.4028 | 0 | 0 | 433.4028 | 0 | 413.4368 | 3.8341 | 107.8307 | 413.4368 | 3.8341 | 107.8307 | 435.5273 | 4.039 | 107.8307 | 8.672% | 0.28544 | 0.25979 | 17509.0395 | 1062.3012 | 557.174 | 15889.5643 | 17569.648 | 0 | 0 | 17569.648 | 0.01429%
2026 | 520 | 520-45 | Tier-2 | Tier-2---8 | 5--5 | 219 | 176 | 2044.6463 | 97.57% | 2.13% | 0.298% | 160.3287 | 0 | 0 | 160.3287 | 0 | 152.9427 | 2.4538 | 62.3278 | 152.9427 | 2.4538 | 62.3278 | 161.1146 | 2.585 | 62.3278 | 7.841% | 0.10446 | 0.096067 | 19573.1854 | 982.4694 | 415.3687 | 18175.3473 | 19614.7179 | 0 | 0 | 19614.7179 | 0.005287%
2026 | 521 | 521-14R | Tier-3 | Tier-3---5 | 5--5 | 315 | 264 | 11350.2874 | 96.69% | 3.233% | 0.07621% | 919.7864 | 0 | 0 | 919.7864 | 0 | 877.4138 | 3.6808 | 238.3782 | 877.4138 | 3.6808 | 238.3782 | 924.2952 | 3.8774 | 238.3782 | 8.104% | 0.27097 | 0.24826 | 41888.3276 | 2255.8215 | 1272.0917 | 38360.4144 | 42015.1151 | 0 | 0 | 42015.1151 | 0.03033%
2026 | 521 | 521-1819R | Tier-2 | Tier-2---9 | 4--5 | 199 | 136 | 810.9996 | 89.31% | 10.24% | 0.4457% | 49.5022 | 0 | 0 | 49.5022 | 0 | 47.2217 | 1.8962 | 24.904 | 47.2217 | 1.8962 | 24.904 | 49.7448 | 1.9975 | 24.904 | 6.104% | 0.043667 | 0.040683 | 18572.4528 | 2084.26 | 1960.8167 | 14527.3761 | 18718.0421 | 0 | 0 | 18718.0421 | 0.001632%
2026 | 521 | 521-1856R | Tier-3 | Tier-3---6 | 5--5 | 335 | 276 | 8477.8617 | 97.79% | 2.104% | 0.1048% | 683.0496 | 0 | 0 | 683.0496 | 0 | 651.5829 | 3.8481 | 169.3271 | 651.5829 | 3.8481 | 169.3271 | 686.3978 | 4.0537 | 169.3271 | 8.057% | 0.15411 | 0.14141 | 55012.684 | 3012.448 | 1105.9909 | 50894.245 | 55121.7635 | 0 | 0 | 55121.7635 | 0.02252%
2026 | 521 | 521-18R | Tier-3 | Tier-3---6 | 4--5 | 307 | 264 | 8713.0173 | 99.36% | 0.5424% | 0.09583% | 744.4805 | 0 | 0 | 744.4805 | 0 | 710.1838 | 3.6808 | 192.9447 | 710.1838 | 3.6808 | 192.9447 | 748.1299 | 3.8774 | 192.9447 | 8.544% | 0.071321 | 0.065188 | 122165.8816 | 6890.9356 | 771.7339 | 114503.2122 | 122239.2425 | 0 | 0 | 122239.2425 | 0.02455%
2026 | 521 | 521-27R | Tier-2 | Tier-2---3 | 4--5 | 358 | 247 | 5618.6229 | 98.78% | 1.092% | 0.1294% | 382.9204 | 0 | 0 | 382.9204 | 0 | 365.28 | 3.4437 | 106.0706 | 365.28 | 3.4437 | 106.0706 | 384.7974 | 3.6277 | 106.0706 | 6.815% | 0.063668 | 0.059275 | 88249.328 | 6355.7576 | 1136.662 | 80756.9084 | 88329.1802 | 0 | 0 | 88329.1802 | 0.01263%
2026 | 521 | 521-32R | Tier-3 | Tier-3---4 | 5--5 | 232 | 207 | 12241.7135 | 99.38% | 0.5642% | 0.05689% | 1085.4723 | 0 | 0 | 1085.4723 | 0 | 1035.4669 | 2.8861 | 358.783 | 1035.4669 | 2.8861 | 358.783 | 1090.7933 | 3.0403 | 358.783 | 8.867% | 0.14844 | 0.13519 | 82470.5462 | 5122.2262 | 464.9548 | 76883.3652 | 82520.7262 | 0 | 0 | 82520.7262 | 0.03579%
2026 | 521 | 521-700R | Tier-2 | Tier-2---3 | 4--5 | 437 | 328 | 9012.5446 | 99.05% | 0.8425% | 0.1052% | 670.0457 | 0 | 0 | 670.0457 | 0 | 639.1781 | 4.5731 | 139.77 | 639.1781 | 4.5731 | 139.77 | 673.3303 | 4.8174 | 139.77 | 7.435% | 0.074421 | 0.068835 | 121102.821 | 8945.6292 | 1253.8537 | 110903.3381 | 121195.9527 | 0 | 0 | 121195.9527 | 0.0221%
2026 | 522 | 522-34 | Tier-2 | Tier-2---16 | 4--3 | 64 | 34 | 112.7117 | 43.02% | 55.81% | 1.165% | 2.5762 | 0 | 0 | 2.5762 | 0 | 2.4575 | 0.47404 | 5.1843 | 2.4575 | 0.47404 | 5.1843 | 2.5889 | 0.49937 | 5.1843 | 2.286% | 0.030009 | 0.028415 | 3755.9309 | 126.2765 | 2195.8593 | 1433.795 | 3875.9946 | 0 | 0 | 3875.9946 | 8.495e-05%
2026 | 522 | 522-36 | Tier-2 | Tier-2---16 | 4--3 | 93 | 42 | 116.9577 | 22.53% | 76.17% | 1.295% | 1.1902 | 0 | 0 | 1.1902 | 0 | 1.1354 | 0.58558 | 1.9389 | 1.1354 | 0.58558 | 1.9389 | 1.196 | 0.61686 | 1.9389 | 1.018% | 0.031092 | 0.029687 | 3761.7134 | 67.8389 | 2679.063 | 1014.8115 | 3899.5408 | 0 | 0 | 3899.5408 | 3.925e-05%
2026 | 522 | 522-38R | Tier-2 | Tier-2---6 | 4--5 | 606 | 354 | 5639.8414 | 96.44% | 3.339% | 0.2198% | 317.7319 | 0 | 0 | 317.7319 | 0 | 303.0947 | 4.9356 | 61.4103 | 303.0947 | 4.9356 | 61.4103 | 319.2894 | 5.1993 | 61.4103 | 5.634% | 0.088602 | 0.083426 | 63653.5146 | 7689.6838 | 2180.134 | 53783.6968 | 63794.0476 | 0 | 0 | 63794.0476 | 0.01048%
2026 | 523 | 523-31AE | Tier-2 | Tier-2---14 | 4--4 | 199 | 99 | 305.199 | 11.7% | 87.21% | 1.095% | 1.7759 | 0 | 0 | 1.7759 | 0 | 1.6941 | 1.3803 | 1.2273 | 1.6941 | 1.3803 | 1.2273 | 1.7846 | 1.454 | 1.2273 | 0.5819% | 0.037419 | 0.035558 | 8156.1707 | 129.3833 | 6531.3069 | 1495.4806 | 8533.2286 | 0 | 0 | 8533.2286 | 5.856e-05%
2026 | 524 | 524-1782F | Tier-3 | Tier-3---10 | 4--5 | 231 | 173 | 5468.1345 | 99.78% | 0.1144% | 0.1099% | 408.5997 | 0 | 0 | 408.5997 | 0 | 389.7763 | 2.412 | 161.5978 | 389.7763 | 2.412 | 161.5978 | 410.6026 | 2.5409 | 161.5978 | 7.472% | 0.040404 | 0.037378 | 135337.1336 | 10621.643 | 457.8891 | 124257.6016 | 135361.7106 | 0 | 0 | 135361.7106 | 0.01347%
2026 | 524 | 524-27R | Tier-3 | Tier-3---4 | 4--5 | 489 | 289 | 11317.6942 | 99.77% | 0.1414% | 0.08951% | 667.3334 | 0 | 0 | 667.3334 | 0 | 636.5907 | 4.0293 | 157.9896 | 636.5907 | 4.0293 | 157.9896 | 670.6046 | 4.2446 | 157.9896 | 5.896% | 0.060207 | 0.056649 | 187979.0829 | 15020.271 | 843.0575 | 172115.7544 | 188006.3499 | 0 | 0 | 188006.3499 | 0.02201%
2026 | 524 | 524-46R | Tier-3 | Tier-3---4 | 5--5 | 283 | 223 | 13710.9533 | 98.99% | 0.9557% | 0.05722% | 1069.4603 | 0 | 0 | 1069.4603 | 0 | 1020.1924 | 3.1091 | 328.128 | 1020.1924 | 3.1091 | 328.128 | 1074.7027 | 3.2753 | 328.128 | 7.8% | 0.18916 | 0.17425 | 72484.9744 | 5399.6154 | 709.3603 | 66375.9987 | 72547.7776 | 0 | 0 | 72547.7776 | 0.03527%
2026 | 524 | 524-50R | Tier-3 | Tier-3---7 | 5--5 | 283 | 204 | 8801.877 | 98.2% | 1.718% | 0.0819% | 623.0646 | 0 | 0 | 623.0646 | 0 | 594.3613 | 2.8442 | 208.9712 | 594.3613 | 2.8442 | 208.9712 | 626.1189 | 2.9962 | 208.9712 | 7.079% | 0.18313 | 0.16993 | 48062.3901 | 2911.3323 | 788.4961 | 44362.5616 | 48129.575 | 0 | 0 | 48129.575 | 0.02055%
2026 | 524 | 524-69R | Tier-3 | Tier-3---1 | 5--5 | 842 | 634 | 40375.331 | 99.03% | 0.9107% | 0.05596% | 3010.7489 | 0 | 0 | 3010.7489 | 0 | 2872.0499 | 8.8394 | 324.9142 | 2872.0499 | 8.8394 | 324.9142 | 3025.5075 | 9.3117 | 324.9142 | 7.457% | 0.27264 | 0.25211 | 148092.4418 | 8147.506 | 1337.0199 | 138607.9158 | 148209.0145 | 0 | 0 | 148209.0145 | 0.09928%
2026 | 540 | 540-241R | Tier-2 | Tier-2---9 | 4--5 | 18 | 18 | 833.6308 | 67.75% | 32.17% | 0.07637% | 56.479 | 0 | 0 | 56.479 | 0 | 53.8771 | 0.25096 | 214.6831 | 53.8771 | 0.25096 | 214.6831 | 56.7559 | 0.26437 | 214.6831 | 6.775% | 0.047942 | 0.043147 | 17388.4645 | 723.4489 | 5409.9083 | 11255.1073 | 18011.5394 | 0 | 0 | 18011.5394 | 0.001862%
2026 | 591 | 591-1594R | Tier-2 | Tier-2---12 | 4--4 | 92 | 11 | 519.9571 | 96.32% | 3.27% | 0.4047% | 5.9884 | 0 | 0 | 5.9884 | 0 | 5.7125 | 0.15337 | 37.2479 | 5.7125 | 0.15337 | 37.2479 | 6.0178 | 0.16156 | 37.2479 | 1.152% | 0.047196 | 0.046632 | 11017.0212 | 932.3042 | 368.7122 | 9716.0047 | 11021.9208 | 0 | 0 | 11021.9208 | 0.0001975%
2026 | 594 | 594-1379F | Tier-2 | Tier-2---17 | 1--5 | 9 | 9 | 49.4293 | 99.41% | 0% | 0.5897% | 4.9138 | 0 | 0 | 4.9138 | 0 | 4.6874 | 0.12548 | 37.3557 | 4.6874 | 0.12548 | 37.3557 | 4.9379 | 0.13219 | 37.3557 | 9.941% | 0.0021822 | 0.001964 | 22651.1445 | 4294.234 | 125.4934 | 18231.417 | 22665.986 | 0 | 0 | 22665.986 | 0.000162%
2026 | 597 | 597-595 | Tier-2 | Tier-2---1 | 5--5 | 398 | 360 | 18774.394 | 95.55% | 4.388% | 0.06321% | 1622.6031 | 0 | 0 | 1622.6031 | 0 | 1547.8531 | 5.0192 | 308.385 | 1547.8531 | 5.0192 | 308.385 | 1630.557 | 5.2874 | 308.385 | 8.643% | 0.15307 | 0.13922 | 122655.7075 | 12289.1487 | 5017.0863 | 105349.4725 | 123198.6104 | 0 | 0 | 123198.6104 | 0.05351%
2026 | 599 | 599-19R | Tier-2 | Tier-2---1 | 5--5 | 753 | 631 | 25743.4561 | 99.4% | 0.5253% | 0.0786% | 2144.2272 | 0 | 0 | 2144.2272 | 0 | 2045.4471 | 8.7976 | 232.501 | 2045.4471 | 8.7976 | 232.501 | 2154.7381 | 9.2676 | 232.501 | 8.329% | 0.15161 | 0.13891 | 169796.7072 | 9028.2208 | 940.8004 | 159827.6859 | 169890.485 | 0 | 0 | 169890.485 | 0.07071%
2026 | 67 | 67-24R | Tier-3 | Tier-3---13 | 5--4 | 344 | 278 | 2610.8 | 93.6% | 6.065% | 0.3401% | 197.4758 | 0 | 0 | 197.4758 | 0 | 188.3785 | 3.876 | 48.6018 | 188.3785 | 3.876 | 48.6018 | 198.4438 | 4.0831 | 48.6018 | 7.564% | 0.2194 | 0.20167 | 11899.5856 | 668.9805 | 692.7946 | 10537.8105 | 11966.592 | 0 | 0 | 11966.592 | 0.006512%
2026 | 67 | 67-34R | Tier-3 | Tier-3---11 | 5--5 | 551 | 445 | 4180.1374 | 93.8% | 5.869% | 0.3284% | 316.6756 | 0 | 0 | 316.6756 | 0 | 302.087 | 6.2043 | 48.6898 | 302.087 | 6.2043 | 48.6898 | 318.2279 | 6.5358 | 48.6898 | 7.576% | 0.24743 | 0.22745 | 16893.949 | 1075.9433 | 993.2749 | 14824.7309 | 16985.9327 | 0 | 0 | 16985.9327 | 0.01044%
2026 | 67 | 67-37R | Tier-3 | Tier-3---17 | 5--3 | 190 | 159 | 622.3042 | 87.18% | 11.98% | 0.8373% | 45.4006 | 0 | 0 | 45.4006 | 0 | 43.3091 | 2.2168 | 19.5366 | 43.3091 | 2.2168 | 19.5366 | 45.6232 | 2.3353 | 19.5366 | 7.296% | 0.20095 | 0.18413 | 3096.8174 | 160.5865 | 360.9451 | 2575.2857 | 3133.0759 | 0 | 0 | 3133.0759 | 0.001497%
2026 | 67 | 67-45R | Tier-3 | Tier-3---15 | 5--4 | 233 | 198 | 1627.9508 | 92.79% | 6.809% | 0.4053% | 128.3604 | 0 | 0 | 128.3604 | 0 | 122.4471 | 2.7606 | 44.3557 | 122.4471 | 2.7606 | 44.3557 | 128.9896 | 2.9081 | 44.3557 | 7.885% | 0.20887 | 0.19112 | 7793.9219 | 491.8665 | 509.4559 | 6792.5995 | 7846.1418 | 0 | 0 | 7846.1418 | 0.004233%
2026 | 73 | 73-1130R | Tier-3 | Tier-3---9 | 5--5 | 310 | 229 | 6201.607 | 97.29% | 2.601% | 0.1104% | 445.698 | 0 | 0 | 445.698 | 0 | 425.1656 | 3.1928 | 133.1645 | 425.1656 | 3.1928 | 133.1645 | 447.8828 | 3.3634 | 133.1645 | 7.187% | 0.2182 | 0.20208 | 28421.9762 | 1612.5005 | 708.1752 | 26101.3005 | 28483.441 | 0 | 0 | 28483.441 | 0.0147%
2026 | 73 | 73-1163 | Tier-3 | Tier-3---4 | 5--5 | 326 | 242 | 15337.1849 | 98.56% | 1.393% | 0.04595% | 1122.1435 | 0 | 0 | 1122.1435 | 0 | 1070.4487 | 3.374 | 317.2609 | 1070.4487 | 3.374 | 317.2609 | 1127.6442 | 3.5543 | 317.2609 | 7.316% | 0.22506 | 0.20836 | 68145.9431 | 3858.2027 | 972.8217 | 63314.9187 | 68224.5761 | 0 | 0 | 68224.5761 | 0.037%
2026 | 73 | 73-1164 | Tier-3 | Tier-3---13 | 5--4 | 46 | 34 | 2448.8293 | 98.64% | 1.317% | 0.04316% | 178.5379 | 0 | 0 | 178.5379 | 0 | 170.3131 | 0.47404 | 359.2817 | 170.3131 | 0.47404 | 359.2817 | 179.4131 | 0.49937 | 359.2817 | 7.291% | 0.18614 | 0.17238 | 13155.649 | 640.7749 | 160.5982 | 12354.2759 | 13169.9339 | 0 | 0 | 13169.9339 | 0.005888%
2026 | 73 | 73-23R | Tier-3 | Tier-3---9 | 5--5 | 188 | 158 | 5733.7907 | 98.41% | 1.505% | 0.0877% | 474.2097 | 0 | 0 | 474.2097 | 0 | 452.3639 | 2.2029 | 205.351 | 452.3639 | 2.2029 | 205.351 | 476.5343 | 2.3206 | 205.351 | 8.27% | 0.21349 | 0.19555 | 26857.2697 | 1634.3076 | 394.5626 | 24828.3995 | 26896.5064 | 0 | 0 | 26896.5064 | 0.01564%
2026 | 73 | 73-678R | Tier-3 | Tier-3---5 | 5--5 | 313 | 270 | 10591.3769 | 98.31% | 1.605% | 0.08417% | 898.1963 | 0 | 0 | 898.1963 | 0 | 856.8183 | 3.7644 | 227.6098 | 856.8183 | 3.7644 | 227.6098 | 902.5992 | 3.9656 | 227.6098 | 8.48% | 0.23776 | 0.21725 | 44546.6543 | 2704.4094 | 706.232 | 41136.0129 | 44617.71 | 0 | 0 | 44617.71 | 0.02962%
2026 | 73 | 73-683R | Tier-3 | Tier-3---7 | 5--5 | 273 | 226 | 9288.0329 | 98.43% | 1.494% | 0.07761% | 756.8138 | 0 | 0 | 756.8138 | 0 | 721.949 | 3.151 | 229.1206 | 721.949 | 3.151 | 229.1206 | 760.5237 | 3.3193 | 229.1206 | 8.148% | 0.22716 | 0.20835 | 40887.9849 | 2244.0715 | 610.523 | 38033.3904 | 40945.9903 | 0 | 0 | 40945.9903 | 0.02496%
2026 | 75 | 75-2257F | Tier-3 | Tier-3---20 | 1--5 | 4 | 4 | 17.7969 | 99.34% | 0% | 0.6614% | 1.7679 | 0 | 0 | 1.7679 | 0 | 1.6865 | 0.055769 | 30.2403 | 1.6865 | 0.055769 | 30.2403 | 1.7766 | 0.058749 | 30.2403 | 9.934% | 0.0002804 | 0.00025236 | 63469.7957 | 3655.2315 | 381.3513 | 59433.2129 | 63516.4404 | 0 | 0 | 63516.4404 | 5.83e-05%
2026 | 75 | 75-2258F | Tier-3 | Tier-3---21 | 2--2 | 4 | 3 | 4.4231 | 0% | 100% | 0% | 0 | 0 | 0 | 0 | 0 | 0 | 0.041827 | 0 | 0 | 0.041827 | 0 | 0 | 0.044062 | 0 | 0% | 0.0051944 | 0.0048048 | 851.5125 | 1.4212 | 766.2233 | 83.868 | 920.554 | 0 | 0 | 920.554 | 0%
2026 | 75 | 75-2259F | Tier-3 | Tier-3---12 | 3--5 | 140 | 102 | 3135.4576 | 99.77% | 0.1421% | 0.08717% | 227.9168 | 0 | 0 | 227.9168 | 0 | 217.4172 | 1.4221 | 152.8832 | 217.4172 | 1.4221 | 152.8832 | 229.0341 | 1.4981 | 152.8832 | 7.269% | 0.020337 | 0.018856 | 154171.9995 | 13070.8578 | 336.227 | 140764.9147 | 154199.7709 | 0 | 0 | 154199.7709 | 0.007516%
2026 | 75 | 75-2260F | Tier-3 | Not Applicable | Not Applicable | 2 | 1 | 0 | 0% | 0% | 0% | 0 | 0 | 0 | 0 | 0 | 0 | 0.013942 | 0 | 0 | 0.013942 | 0 | 0 | 0.014687 | 0 | 0% | 0 | 0 | 0 | 0 | 0 | 0 | 0 | 0 | 0 | 0 | 0%
2026 | 75 | 75-32R | Tier-3 | Tier-3---13 | 3--5 | 84 | 65 | 1708.3855 | 99.57% | 0.3134% | 0.112% | 131.6342 | 0 | 0 | 131.6342 | 0 | 125.5701 | 0.90625 | 138.5603 | 125.5701 | 0.90625 | 138.5603 | 132.2795 | 0.95467 | 138.5603 | 7.705% | 0.014781 | 0.013637 | 115578.2654 | 8310.062 | 472.6259 | 106795.5774 | 115619.4965 | 0 | 0 | 115619.4965 | 0.004341%
2026 | 75 | 75-41 | Tier-3 | Tier-3---13 | 3--5 | 69 | 58 | 1937.5846 | 99.86% | 0.04507% | 0.0969% | 162.6382 | 0 | 0 | 162.6382 | 0 | 155.1458 | 0.80865 | 191.8572 | 155.1458 | 0.80865 | 191.8572 | 163.4355 | 0.85186 | 191.8572 | 8.394% | 0.0163 | 0.01493 | 118871.6769 | 11982.6524 | 277.8358 | 106611.1887 | 118887.1641 | 0 | 0 | 118887.1641 | 0.005363%
2026 | 75 | 75-996R | Tier-2 | Tier-2---7 | 4--5 | 319 | 241 | 2211.1377 | 99.23% | 0.4312% | 0.3416% | 165.7574 | 0 | 0 | 165.7574 | 0 | 158.1213 | 3.3601 | 47.0586 | 158.1213 | 3.3601 | 47.0586 | 166.5699 | 3.5396 | 47.0586 | 7.496% | 0.043997 | 0.040673 | 50256.3267 | 5074.1581 | 595.0934 | 44587.0751 | 50288.0665 | 0 | 0 | 50288.0665 | 0.005466%
2026 | 770 | 770-259R | Tier-2 | Tier-2---17 | 2--3 | 24 | 21 | 42.5113 | 97.49% | 0.5175% | 1.991% | 3.6264 | 0 | 0 | 3.6264 | 0 | 3.4594 | 0.29279 | 11.8153 | 3.4594 | 0.29279 | 11.8153 | 3.6442 | 0.30843 | 11.8153 | 8.531% | 0.010605 | 0.0096772 | 4008.538 | 404.386 | 91.8554 | 3512.2966 | 4018.1784 | 0 | 0 | 4018.1784 | 0.0001196%
2026 | 78 | 78-26R | Tier-3 | Tier-3---5 | 5--5 | 186 | 143 | 14526.7268 | 98.56% | 1.412% | 0.03052% | 1100.7243 | 0 | 0 | 1100.7243 | 0 | 1050.0162 | 1.9937 | 526.6547 | 1050.0162 | 1.9937 | 526.6547 | 1106.12 | 2.1003 | 526.6547 | 7.577% | 0.34567 | 0.3191 | 42024.2818 | 2090.1766 | 553.5184 | 39380.5868 | 42074.7848 | 0 | 0 | 42074.7848 | 0.0363%
2026 | 78 | 78-35R | Tier-3 | Tier-3---10 | 2--5 | 29 | 29 | 5696.3358 | 99.98% | 0% | 0.01771% | 569.5327 | 0 | 0 | 569.5327 | 0 | 543.2955 | 0.40433 | 1343.7055 | 543.2955 | 0.40433 | 1343.7055 | 572.3245 | 0.42593 | 1343.7055 | 9.998% | 0.008188 | 0.0073692 | 695693.1861 | 34624.5113 | 144.4142 | 660924.2606 | 695706.8779 | 0 | 0 | 695706.8779 | 0.01878%
2026 | 78 | 78-782R | Tier-3 | Tier-3---7 | 5--5 | 33 | 32 | 7202.3158 | 99.51% | 0.4709% | 0.01666% | 695.0009 | 0 | 0 | 695.0009 | 0 | 662.9836 | 0.44615 | 1486 | 662.9836 | 0.44615 | 1486 | 698.4077 | 0.46999 | 1486 | 9.65% | 0.33808 | 0.30529 | 21303.7357 | 1160.2609 | 93.0569 | 20050.418 | 21314.8905 | 0 | 0 | 21314.8905 | 0.02292%
2026 | 788 | 788-34R | Tier-2 | Tier-2---6 | 5--5 | 521 | 143 | 9132.2366 | 94.33% | 5.547% | 0.1209% | 236.4489 | 0 | 0 | 236.4489 | 0 | 225.5562 | 1.9937 | 113.1318 | 225.5562 | 1.9937 | 113.1318 | 237.608 | 2.1003 | 113.1318 | 2.589% | 0.12404 | 0.12064 | 73621.1831 | 9933.4586 | 4009.9599 | 59677.7646 | 73738.9357 | 0 | 0 | 73738.9357 | 0.007797%
2026 | 79 | 79-1215F | Tier-3 | Tier-3---18 | 5--3 | 9 | 5 | 324.1263 | 99.58% | 0.3619% | 0.05404% | 17.9321 | 0 | 0 | 17.9321 | 0 | 17.106 | 0.069711 | 245.3833 | 17.106 | 0.069711 | 245.3833 | 18.02 | 0.073436 | 245.3833 | 5.532% | 0.1831 | 0.17293 | 1770.1913 | 88.5948 | 9.6251 | 1671.9714 | 1770.6244 | 0 | 0 | 1770.6244 | 0.0005913%
2026 | 791 | 791-419F | Tier-2 | Tier-2---5 | 5--5 | 141 | 48 | 3349.7594 | 92.58% | 7.304% | 0.116% | 105.5733 | 0 | 0 | 105.5733 | 0 | 100.7098 | 0.66923 | 150.4861 | 100.7098 | 0.66923 | 150.4861 | 106.0908 | 0.70499 | 150.4861 | 3.152% | 0.11325 | 0.1094 | 29577.718 | 1970.6299 | 1994.5012 | 25612.587 | 29655.0602 | 0 | 0 | 29655.0602 | 0.003481%
2026 | 79 | 79-658R | Tier-3 | Tier-3---5 | 5--5 | 198 | 185 | 12321.0759 | 99.26% | 0.6823% | 0.05367% | 1142.7385 | 0 | 0 | 1142.7385 | 0 | 1090.0949 | 2.5793 | 422.6283 | 1090.0949 | 2.5793 | 422.6283 | 1148.3402 | 2.7171 | 422.6283 | 9.275% | 0.46655 | 0.42296 | 26408.7945 | 1544.5762 | 192.1403 | 24672.078 | 26428.8274 | 0 | 0 | 26428.8274 | 0.03768%
2026 | 79 | 79-660R | Tier-3 | Tier-3---14 | 5--3 | 179 | 159 | 2087.0386 | 97.47% | 2.263% | 0.2704% | 180.6886 | 0 | 0 | 180.6886 | 0 | 172.3646 | 2.2168 | 77.753 | 172.3646 | 2.2168 | 77.753 | 181.5743 | 2.3353 | 77.753 | 8.658% | 0.45747 | 0.41684 | 4562.1181 | 197.7916 | 116.9677 | 4247.3588 | 4573.3849 | 0 | 0 | 4573.3849 | 0.005958%
2026 | 79 | 79-668R | Tier-3 | Tier-3---15 | 5--3 | 309 | 206 | 1606.9068 | 70.93% | 28.63% | 0.4437% | 75.9811 | 0 | 0 | 75.9811 | 0 | 72.4808 | 2.8721 | 25.2361 | 72.4808 | 2.8721 | 25.2361 | 76.3536 | 3.0256 | 25.2361 | 4.728% | 0.43999 | 0.41066 | 3652.1539 | 150.5315 | 949.6335 | 2551.989 | 3727.9984 | 0 | 0 | 3727.9984 | 0.002506%
2026 | 79 | 79-676R | Tier-3 | Tier-3---5 | 5--5 | 138 | 80 | 9714.1464 | 98.29% | 1.686% | 0.02874% | 553.4853 | 0 | 0 | 553.4853 | 0 | 527.9874 | 1.1154 | 473.3687 | 527.9874 | 1.1154 | 473.3687 | 556.1985 | 1.175 | 473.3687 | 5.698% | 0.38409 | 0.36182 | 25291.2629 | 1478.5998 | 416.7742 | 23395.8888 | 25317.9432 | 0 | 0 | 25317.9432 | 0.01825%
2026 | 79 | 79-679R | Tier-3 | Tier-3---3 | 5--5 | 192 | 130 | 18448.5828 | 98.9% | 1.079% | 0.02427% | 1235.3475 | 0 | 0 | 1235.3475 | 0 | 1178.4375 | 1.8125 | 650.1734 | 1178.4375 | 1.8125 | 650.1734 | 1241.4031 | 1.9093 | 650.1734 | 6.696% | 0.3939 | 0.36723 | 46835.416 | 2583.7373 | 473.6256 | 43778.0531 | 46872.9273 | 0 | 0 | 46872.9273 | 0.04074%
2026 | 79 | 79-685R | Tier-3 | Tier-3---14 | 5--4 | 74 | 65 | 2564.7524 | 99.37% | 0.5359% | 0.0899% | 223.8726 | 0 | 0 | 223.8726 | 0 | 213.5592 | 0.90625 | 235.6519 | 213.5592 | 0.90625 | 235.6519 | 224.97 | 0.95467 | 235.6519 | 8.729% | 0.43155 | 0.39364 | 5943.1342 | 289.2774 | 32.5223 | 5621.3345 | 5946.7155 | 0 | 0 | 5946.7155 | 0.007382%
2026 | 79 | 79-714R | Tier-3 | Tier-3---9 | 5--4 | 180 | 106 | 5536.6205 | 96.31% | 3.618% | 0.06787% | 314.028 | 0 | 0 | 314.028 | 0 | 299.5614 | 1.4779 | 202.6964 | 299.5614 | 1.4779 | 202.6964 | 315.5673 | 1.5568 | 202.6964 | 5.672% | 0.37772 | 0.35547 | 14658.165 | 795.0255 | 492.7291 | 13370.4104 | 14691.972 | 0 | 0 | 14691.972 | 0.01036%
2026 | 79 | 79-785 | Tier-3 | Tier-3---3 | 5--5 | 427 | 238 | 18780.9285 | 97.14% | 2.812% | 0.0448% | 1016.9059 | 0 | 0 | 1016.9059 | 0 | 970.0591 | 3.3183 | 292.3393 | 970.0591 | 3.3183 | 292.3393 | 1021.8907 | 3.4956 | 292.3393 | 5.415% | 0.38023 | 0.35904 | 49393.626 | 3270.0768 | 1298.0167 | 44825.5325 | 49476.9043 | 0 | 0 | 49476.9043 | 0.03353%
2026 | 79 | 79-799R | Tier-3 | Tier-3---14 | 5--3 | 116 | 110 | 3034.8235 | 97.12% | 2.752% | 0.1275% | 279.4979 | 0 | 0 | 279.4979 | 0 | 266.622 | 1.5337 | 173.8479 | 266.622 | 1.5337 | 173.8479 | 280.868 | 1.6156 | 173.8479 | 9.21% | 0.77068 | 0.6976 | 3937.8445 | 167.5066 | 101.5953 | 3668.7425 | 3949.7239 | 0 | 0 | 3949.7239 | 0.009217%
2026 | 79 | 79-808R | Tier-3 | Tier-3---3 | 5--5 | 218 | 192 | 19978.3255 | 99.23% | 0.7353% | 0.0338% | 1746.0262 | 0 | 0 | 1746.0262 | 0 | 1665.5904 | 2.6769 | 622.2043 | 1665.5904 | 2.6769 | 622.2043 | 1754.5852 | 2.82 | 622.2043 | 8.74% | 0.44563 | 0.40638 | 44831.6641 | 2303.1269 | 312.6633 | 42215.8739 | 44864.9647 | 0 | 0 | 44864.9647 | 0.05758%
2026 | 799 | 799-504R | Tier-2 | Tier-2---15 | 1--5 | 38 | 11 | 127.4062 | 99.28% | 0% | 0.716% | 3.6617 | 0 | 0 | 3.6617 | 0 | 3.493 | 0.15337 | 22.7756 | 3.493 | 0.15337 | 22.7756 | 3.6796 | 0.16156 | 22.7756 | 2.874% | 0.0046964 | 0.0045605 | 27128.474 | 4849.4252 | 1319.6494 | 20959.3994 | 27134.2647 | 0 | 0 | 27134.2647 | 0.0001207%
2026 | 835 | 835-10F | Tier-2 | Tier-2---19 | 1--4 | 13 | 6 | 12.4137 | 98.83% | 0% | 1.166% | 0.56626 | 0 | 0 | 0.56626 | 0 | 0.54017 | 0.083654 | 6.4573 | 0.54017 | 0.083654 | 6.4573 | 0.56904 | 0.088123 | 6.4573 | 4.562% | 0.0010446 | 0.00099639 | 11883.6637 | 927.2087 | 137.533 | 10818.9221 | 11890.3663 | 0 | 0 | 11890.3663 | 1.867e-05%
2026 | 835 | 835-11F | Tier-2 | Tier-2---15 | 1--5 | 17 | 17 | 139.955 | 99.63% | 0% | 0.3714% | 13.9435 | 0 | 0 | 13.9435 | 0 | 13.3012 | 0.23702 | 56.1186 | 13.3012 | 0.23702 | 56.1186 | 14.0119 | 0.24968 | 56.1186 | 9.963% | 0.0041866 | 0.0037679 | 33429.2729 | 4516.6864 | 116.5511 | 28796.0353 | 33443.0691 | 0 | 0 | 33443.0691 | 0.0004598%
2026 | 835 | 835-35F | Tier-2 | Tier-2---19 | 1--5 | 3 | 3 | 6.7153 | 99.02% | 0% | 0.9775% | 0.66497 | 0 | 0 | 0.66497 | 0 | 0.63433 | 0.041827 | 15.1657 | 0.63433 | 0.041827 | 15.1657 | 0.66823 | 0.044062 | 15.1657 | 9.902% | 0.0003154 | 0.00028386 | 21291.4086 | 1586.1343 | 191.0336 | 19514.2408 | 21314.5344 | 0 | 0 | 21314.5344 | 2.193e-05%
2026 | 840 | 840-308F | Tier-2 | Tier-2---13 | 4--4 | 16 | 16 | 330.3488 | 99.39% | 0.4551% | 0.1546% | 32.8335 | 0 | 0 | 32.8335 | 0 | 31.3209 | 0.22308 | 140.4043 | 31.3209 | 0.22308 | 140.4043 | 32.9944 | 0.235 | 140.4043 | 9.939% | 0.063249 | 0.056924 | 5222.9719 | 562.2788 | 28.1473 | 4632.5459 | 5226.5099 | 0 | 0 | 5226.5099 | 0.001083%
2026 | 840 | 840-374 | Tier-2 | Tier-2---13 | 4--3 | 40 | 36 | 232.5563 | 96.66% | 2.796% | 0.5416% | 20.2316 | 0 | 0 | 20.2316 | 0 | 19.2996 | 0.50192 | 38.4513 | 19.2996 | 0.50192 | 38.4513 | 20.3308 | 0.52874 | 38.4513 | 8.7% | 0.064007 | 0.058246 | 3633.3054 | 196.9902 | 98.0177 | 3338.2976 | 3645.2974 | 0 | 0 | 3645.2974 | 0.0006672%
2026 | 855 | 855-46AE | Tier-2 | Tier-2---15 | 1--5 | 7 | 7 | 188.5529 | 99.88% | 0% | 0.1171% | 18.8332 | 0 | 0 | 18.8332 | 0 | 17.9656 | 0.097596 | 184.0813 | 17.9656 | 0.097596 | 184.0813 | 18.9255 | 0.10281 | 184.0813 | 9.988% | 0.0010888 | 0.00097992 | 173174.9569 | 30409.3175 | 190.5248 | 142575.1146 | 173197.4932 | 0 | 0 | 173197.4932 | 0.000621%
2026 | 859 | 859-42R | Tier-2 | Tier-2---3 | 4--5 | 557 | 159 | 8606.9717 | 99.86% | 0% | 0.1411% | 245.346 | 0 | 0 | 245.346 | 0 | 234.0434 | 2.2168 | 105.576 | 234.0434 | 2.2168 | 105.576 | 246.5487 | 2.3353 | 105.576 | 2.851% | 0.067132 | 0.065215 | 128210.0534 | 7463.1152 | 271.9776 | 120474.9607 | 128215.3699 | 0 | 0 | 128215.3699 | 0.008091%
2026 | 907 | 907-1475 | Tier-3 | Tier-3---21 | 3--1 | 4 | 4 | 4.2814 | 0% | 100% | 0% | 0 | 0 | 0 | 0 | 0 | 0 | 0.055769 | 0 | 0 | 0.055769 | 0 | 0 | 0.058749 | 0 | 0% | 0.017589 | 0.01583 | 243.4138 | 0.27581 | 199.7806 | 43.3575 | 270.4598 | 0 | 0 | 270.4598 | 0%
2026 | 907 | 907-1562AE | Tier-3 | Tier-3---6 | 4--5 | 162 | 123 | 8439.7692 | 97.62% | 2.35% | 0.03436% | 625.5206 | 0 | 0 | 625.5206 | 0 | 596.7041 | 1.7149 | 347.9525 | 596.7041 | 1.7149 | 347.9525 | 628.5869 | 1.8065 | 347.9525 | 7.412% | 0.054867 | 0.050701 | 153823.4413 | 9936.3787 | 3323.7899 | 140563.2726 | 154124.7524 | 0 | 0 | 154124.7524 | 0.02063%
2026 | 907 | 907-1602 | Tier-3 | Tier-3---17 | 3--4 | 5 | 5 | 257.2419 | 98.67% | 1.294% | 0.04048% | 25.3809 | 0 | 0 | 25.3809 | 0 | 24.2117 | 0.069711 | 347.3126 | 24.2117 | 0.069711 | 347.3126 | 25.5053 | 0.073436 | 347.3126 | 9.867% | 0.018131 | 0.016318 | 14188.117 | 688.9653 | 150.8545 | 13348.2972 | 14209.1546 | 0 | 0 | 14209.1546 | 0.000837%
2026 | 907 | 907-1604 | Tier-3 | Tier-3---19 | 3--2 | 4 | 4 | 17.8439 | 83.33% | 16.48% | 0.1969% | 1.4869 | 0 | 0 | 1.4869 | 0 | 1.4184 | 0.055769 | 25.4331 | 1.4184 | 0.055769 | 25.4331 | 1.4942 | 0.058749 | 25.4331 | 8.333% | 0.017739 | 0.015965 | 1005.9134 | 44.2681 | 139.8546 | 821.7907 | 1024.5483 | 0 | 0 | 1024.5483 | 4.903e-05%
2026 | 907 | 907-1702R | Tier-3 | Tier-3---6 | 4--5 | 148 | 117 | 9100.5583 | 99.73% | 0.2344% | 0.03926% | 717.4672 | 0 | 0 | 717.4672 | 0 | 684.415 | 1.6312 | 419.5654 | 684.415 | 1.6312 | 419.5654 | 720.9842 | 1.7184 | 419.5654 | 7.884% | 0.061079 | 0.05625 | 148997.4926 | 9820.8836 | 378.9812 | 138797.6278 | 149032.4932 | 0 | 0 | 149032.4932 | 0.02366%
2026 | 907 | 907-1716R | Tier-3 | Tier-3---2 | 4--5 | 388 | 278 | 27066.4552 | 99.19% | 0.7771% | 0.02941% | 1923.6578 | 0 | 0 | 1923.6578 | 0 | 1835.0388 | 3.876 | 473.4417 | 1835.0388 | 3.876 | 473.4417 | 1933.0875 | 4.0831 | 473.4417 | 7.107% | 0.088049 | 0.081741 | 307401.4892 | 26739.124 | 2399.2259 | 278263.1391 | 307592.8238 | 0 | 0 | 307592.8238 | 0.06344%
2026 | 907 | 907-2820R | Tier-3 | Tier-3---10 | 4--5 | 33 | 29 | 6348.4755 | 99.98% | 0.008026% | 0.01607% | 557.7619 | 0 | 0 | 557.7619 | 0 | 532.0669 | 0.40433 | 1315.9345 | 532.0669 | 0.40433 | 1315.9345 | 560.496 | 0.42593 | 1315.9345 | 8.786% | 0.082479 | 0.075231 | 76970.9977 | 6095.6287 | 17.0995 | 70858.2695 | 76972.7848 | 0 | 0 | 76972.7848 | 0.01839%
2026 | 908 | 908-1172R | Tier-2 | Tier-2---2 | 5--5 | 303 | 240 | 15766.5188 | 98.33% | 1.627% | 0.04735% | 1227.927 | 0 | 0 | 1227.927 | 0 | 1171.3589 | 3.3461 | 350.0618 | 1171.3589 | 3.3461 | 350.0618 | 1233.9462 | 3.5249 | 350.0618 | 7.788% | 0.20692 | 0.19053 | 76195.3215 | 5331.2754 | 1185.4095 | 69678.6366 | 76305.0467 | 0 | 0 | 76305.0467 | 0.04049%
2026 | 908 | 908-1236 | Tier-2 | Tier-2---2 | 5--5 | 166 | 130 | 11763.9311 | 98.8% | 1.165% | 0.03327% | 910.2348 | 0 | 0 | 910.2348 | 0 | 868.3022 | 1.8125 | 479.064 | 868.3022 | 1.8125 | 479.064 | 914.6967 | 1.9093 | 479.064 | 7.738% | 0.1877 | 0.173 | 62673.98 | 5005.8683 | 685.7702 | 56982.3415 | 62737.7768 | 0 | 0 | 62737.7768 | 0.03002%
2026 | 908 | 908-1368R | Tier-2 | Tier-2---5 | 5--5 | 471 | 386 | 5570.7929 | 96.25% | 3.531% | 0.2207% | 439.4181 | 0 | 0 | 439.4181 | 0 | 419.175 | 5.3817 | 77.8886 | 419.175 | 5.3817 | 77.8886 | 441.5721 | 5.6693 | 77.8886 | 7.888% | 0.23644 | 0.21707 | 23560.7485 | 1440.3319 | 798.3866 | 21322.03 | 23639.6494 | 0 | 0 | 23639.6494 | 0.01449%
2026 | 908 | 908-1370R | Tier-2 | Tier-2---8 | 5--4 | 150 | 131 | 1466.2762 | 91.81% | 7.905% | 0.289% | 117.5619 | 0 | 0 | 117.5619 | 0 | 112.1461 | 1.8264 | 61.4015 | 112.1461 | 1.8264 | 61.4015 | 118.1382 | 1.924 | 61.4015 | 8.018% | 0.1878 | 0.1714 | 7807.4644 | 518.9417 | 584.8681 | 6703.6546 | 7868.6819 | 0 | 0 | 7868.6819 | 0.003877%
2026 | 908 | 908-1372R | Tier-2 | Tier-2---2 | 5--5 | 123 | 89 | 7960.2903 | 98.35% | 1.621% | 0.03193% | 566.4697 | 0 | 0 | 566.4697 | 0 | 540.3736 | 1.2409 | 435.4819 | 540.3736 | 1.2409 | 435.4819 | 569.2465 | 1.3072 | 435.4819 | 7.116% | 0.17701 | 0.1642 | 44971.6131 | 3766.5332 | 683.7932 | 40521.2867 | 45029.5843 | 0 | 0 | 45029.5843 | 0.01868%
2026 | 908 | 908-2038R | Tier-2 | Tier-2---1 | 5--5 | 547 | 423 | 41258.5742 | 98.89% | 1.078% | 0.03081% | 3155.1751 | 0 | 0 | 3155.1751 | 0 | 3009.8227 | 5.8976 | 510.3481 | 3009.8227 | 5.8976 | 510.3481 | 3170.6416 | 6.2127 | 510.3481 | 7.647% | 0.23053 | 0.21271 | 178970.5163 | 13265.9985 | 1829.4076 | 163875.1102 | 179136.8845 | 0 | 0 | 179136.8845 | 0.104%
2026 | 908 | 908-2040 | Tier-2 | Tier-2---5 | 5--5 | 162 | 124 | 3646.8048 | 91.91% | 7.986% | 0.1044% | 256.5556 | 0 | 0 | 256.5556 | 0 | 244.7366 | 1.7288 | 141.5609 | 244.7366 | 1.7288 | 141.5609 | 257.8132 | 1.8212 | 141.5609 | 7.035% | 0.17929 | 0.16557 | 20339.8492 | 1700.729 | 1512.7829 | 17126.3373 | 20476.2423 | 0 | 0 | 20476.2423 | 0.00846%
2026 | 908 | 908-2055F | Tier-3 | Tier-3---2 | 5--5 | 363 | 282 | 22564.0783 | 99.08% | 0.8792% | 0.03652% | 1736.8596 | 0 | 0 | 1736.8596 | 0 | 1656.8461 | 3.9317 | 421.4044 | 1656.8461 | 3.9317 | 421.4044 | 1745.3737 | 4.1418 | 421.4044 | 7.697% | 0.20355 | 0.18773 | 110854.0623 | 7735.6273 | 1009.8579 | 102108.5771 | 110939.5672 | 0 | 0 | 110939.5672 | 0.05728%
2026 | 908 | 908-2062F | Tier-2 | Tier-2---16 | 5--2 | 7 | 5 | 153.3115 | 98.58% | 1.358% | 0.06577% | 10.7949 | 0 | 0 | 10.7949 | 0 | 10.2976 | 0.069711 | 147.7182 | 10.2976 | 0.069711 | 147.7182 | 10.8479 | 0.073436 | 147.7182 | 7.041% | 0.16054 | 0.14908 | 954.9499 | 48.869 | 14.7016 | 891.3793 | 955.9955 | 0 | 0 | 955.9955 | 0.000356%
2026 | 908 | 908-30 | Tier-2 | Tier-2---10 | 5--4 | 52 | 40 | 847.524 | 96.52% | 3.329% | 0.1488% | 62.9267 | 0 | 0 | 62.9267 | 0 | 60.0278 | 0.55769 | 107.6362 | 60.0278 | 0.55769 | 107.6362 | 63.2352 | 0.58749 | 107.6362 | 7.425% | 0.16572 | 0.15298 | 5114.069 | 284.5346 | 169.3742 | 4660.1602 | 5128.8913 | 0 | 0 | 5128.8913 | 0.002075%
2026 | 909 | 909-451 | Tier-3 | Tier-3---1 | 5--5 | 506 | 419 | 55252.3747 | 99.27% | 0.7029% | 0.02396% | 4541.9905 | 0 | 0 | 4541.9905 | 0 | 4332.7504 | 5.8418 | 741.6784 | 4332.7504 | 5.8418 | 741.6784 | 4564.2552 | 6.154 | 741.6784 | 8.22% | 0.31112 | 0.28536 | 177590.703 | 9870.6468 | 1163.318 | 166556.7382 | 177707.2422 | 0 | 0 | 177707.2422 | 0.1498%
2026 | 909 | 909-453R | Tier-2 | Tier-2---3 | 2--5 | 62 | 24 | 5703.0403 | 99.97% | 0% | 0.03309% | 220.6898 | 0 | 0 | 220.6898 | 0 | 210.5231 | 0.33461 | 629.1504 | 210.5231 | 0.33461 | 629.1504 | 221.7716 | 0.35249 | 629.1504 | 3.87% | 0.0097928 | 0.0094137 | 582370.7512 | 29002.1932 | 955.718 | 552412.8399 | 582378.5109 | 0 | 0 | 582378.5109 | 0.007278%
2026 | 909 | 909-805R | Tier-2 | Tier-2---1 | 5--5 | 309 | 271 | 32313.161 | 99.26% | 0.708% | 0.02831% | 2813.0723 | 0 | 0 | 2813.0723 | 0 | 2683.4799 | 3.7784 | 710.2235 | 2683.4799 | 3.7784 | 710.2235 | 2826.8619 | 3.9802 | 710.2235 | 8.706% | 0.28921 | 0.26385 | 111728.904 | 9787.6674 | 729.9669 | 101211.2697 | 111807.9846 | 0 | 0 | 111807.9846 | 0.09276%
2026 | 909 | 909-812 | Tier-2 | Tier-2---17 | 1--5 | 3 | 3 | 62.9838 | 99.88% | 0% | 0.1185% | 6.2909 | 0 | 0 | 6.2909 | 0 | 6.0011 | 0.041827 | 143.4751 | 6.0011 | 0.041827 | 143.4751 | 6.3218 | 0.044062 | 143.4751 | 9.988% | 0.0001786 | 0.00016074 | 352652.9395 | 17483.1364 | 875.05 | 334294.7531 | 352699.3535 | 0 | 0 | 352699.3535 | 0.0002075%
2026 | 91 | 91-7F | Tier-2 | Tier-2---9 | 4--5 | 194 | 106 | 1295.9906 | 95.98% | 3.603% | 0.4176% | 67.9648 | 0 | 0 | 67.9648 | 0 | 64.8338 | 1.4779 | 43.8694 | 64.8338 | 1.4779 | 43.8694 | 68.298 | 1.5568 | 43.8694 | 5.244% | 0.034038 | 0.032178 | 38075.0405 | 3866.8561 | 1530.8214 | 32677.363 | 38163.5191 | 0 | 0 | 38163.5191 | 0.002241%
2026 | 920 | 920-1342R | Tier-3 | Tier-3---12 | 4--5 | 131 | 111 | 3406.6458 | 99.34% | 0.5402% | 0.1203% | 286.7483 | 0 | 0 | 286.7483 | 0 | 273.5384 | 1.5476 | 176.7508 | 273.5384 | 1.5476 | 176.7508 | 288.154 | 1.6303 | 176.7508 | 8.417% | 0.068604 | 0.062791 | 49656.3753 | 4642.3023 | 300.3512 | 44713.7218 | 49686.7361 | 0 | 0 | 49686.7361 | 0.009456%
2026 | 920 | 920-735AE | Tier-2 | Tier-2---7 | 4--5 | 295 | 35 | 1554.328 | 69.02% | 30.62% | 0.3611% | 12.7284 | 0 | 0 | 12.7284 | 0 | 12.142 | 0.48798 | 24.8822 | 12.142 | 0.48798 | 24.8822 | 12.7908 | 0.51405 | 24.8822 | 0.8189% | 0.068691 | 0.067876 | 22627.8919 | 1626.4148 | 6446.6356 | 14554.8415 | 22712.0575 | 0 | 0 | 22712.0575 | 0.0004197%
2026 | 921 | 921-800F | Tier-2 | Tier-2---7 | 4--5 | 252 | 24 | 1991.7107 | 76.61% | 23.16% | 0.2301% | 14.5312 | 0 | 0 | 14.5312 | 0 | 13.8618 | 0.33461 | 41.426 | 13.8618 | 0.33461 | 41.426 | 14.6024 | 0.35249 | 41.426 | 0.7296% | 0.065336 | 0.064714 | 30484.0304 | 2594.6331 | 6453.3763 | 21436.021 | 30552.6012 | 0 | 0 | 30552.6012 | 0.0004792%
2026 | 928 | 928-19 | Tier-2 | Tier-2---11 | 4--4 | 36 | 33 | 434.8834 | 99.47% | 0.2691% | 0.2608% | 39.6531 | 0 | 0 | 39.6531 | 0 | 37.8263 | 0.4601 | 82.2141 | 37.8263 | 0.4601 | 82.2141 | 39.8475 | 0.48468 | 82.2141 | 9.118% | 0.051756 | 0.047012 | 8402.5377 | 840.1371 | 38.3723 | 7524.0283 | 8407.0309 | 0 | 0 | 8407.0309 | 0.001308%
2026 | 968 | 968-476F | Tier-2 | Tier-2---17 | 3--3 | 44 | 33 | 62.492 | 96.91% | 0.773% | 2.32% | 4.542 | 0 | 0 | 4.542 | 0 | 4.3327 | 0.4601 | 9.417 | 4.3327 | 0.4601 | 9.417 | 4.5642 | 0.48468 | 9.417 | 7.268% | 0.015315 | 0.014167 | 4080.3921 | 657.1077 | 115.1614 | 3308.123 | 4090.624 | 0 | 0 | 4090.624 | 0.0001498%
2026 | 970 | 970-1341R | Tier-3 | Tier-3---4 | 5--5 | 92 | 64 | 12961.6134 | 99.66% | 0.3199% | 0.02218% | 898.5928 | 0 | 0 | 898.5928 | 0 | 857.1965 | 0.89231 | 960.6527 | 857.1965 | 0.89231 | 960.6527 | 902.9977 | 0.93998 | 960.6527 | 6.933% | 0.12497 | 0.11627 | 103720.1236 | 10455.2915 | 563.8236 | 92701.0085 | 103746.6526 | 0 | 0 | 103746.6526 | 0.02963%
2026 | 971 | 971-1973R | Tier-3 | Tier-3---4 | 5--5 | 344 | 260 | 15148.7962 | 99.05% | 0.8967% | 0.0506% | 1134.1213 | 0 | 0 | 1134.1213 | 0 | 1081.8747 | 3.625 | 298.4486 | 1081.8747 | 3.625 | 298.4486 | 1139.6807 | 3.8187 | 298.4486 | 7.487% | 0.14704 | 0.13593 | 103024.8612 | 7594.4752 | 905.6636 | 94524.7224 | 103104.653 | 0 | 0 | 103104.653 | 0.0374%
2026 | 971 | 971-2050R | Tier-3 | Tier-3---2 | 5--5 | 597 | 478 | 28484.5838 | 98.91% | 1.035% | 0.05308% | 2255.871 | 0 | 0 | 2255.871 | 0 | 2151.9477 | 6.6644 | 322.9013 | 2151.9477 | 6.6644 | 322.9013 | 2266.9292 | 7.0205 | 322.9013 | 7.92% | 0.18464 | 0.16986 | 154268.7539 | 10830.6461 | 1582.0513 | 141856.0564 | 154414.7824 | 0 | 0 | 154414.7824 | 0.07439%
2026 | 971 | 971-29R | Tier-3 | Tier-3---6 | 5--5 | 106 | 88 | 8015.4065 | 99.46% | 0.5042% | 0.0309% | 661.8693 | 0 | 0 | 661.8693 | 0 | 631.3783 | 1.2269 | 514.6038 | 631.3783 | 1.2269 | 514.6038 | 665.1137 | 1.2925 | 514.6038 | 8.257% | 0.12171 | 0.11161 | 65856.8143 | 3610.5313 | 317.5488 | 61928.7341 | 65888.7186 | 0 | 0 | 65888.7186 | 0.02183%
2026 | 971 | 971-371R | Tier-3 | Tier-3---12 | 5--5 | 58 | 50 | 4351.5062 | 99.52% | 0.4473% | 0.03668% | 373.3143 | 0 | 0 | 373.3143 | 0 | 356.1165 | 0.69711 | 510.8438 | 356.1165 | 0.69711 | 510.8438 | 375.1443 | 0.73436 | 510.8438 | 8.579% | 0.11668 | 0.10662 | 37295.5773 | 2011.9233 | 160.8045 | 35122.8495 | 37312.6057 | 0 | 0 | 37312.6057 | 0.01231%
2026 | 971 | 971-381R | Tier-2 | Tier-2---15 | 1--5 | 3 | 3 | 191.8954 | 99.94% | 0% | 0.06293% | 19.1775 | 0 | 0 | 19.1775 | 0 | 18.294 | 0.041827 | 437.3744 | 18.294 | 0.041827 | 437.3744 | 19.2715 | 0.044062 | 437.3744 | 9.994% | 0.0003802 | 0.00034218 | 504722.2701 | 25462.7501 | 288.52 | 478971 | 504757.5602 | 0 | 0 | 504757.5602 | 0.0006324%
2026 | 971 | 971-383R | Tier-3 | Tier-3---4 | 5--5 | 281 | 212 | 14770.5962 | 98.43% | 1.528% | 0.03956% | 1096.8917 | 0 | 0 | 1096.8917 | 0 | 1046.3602 | 2.9558 | 354.0066 | 1046.3602 | 2.9558 | 354.0066 | 1102.2686 | 3.1137 | 354.0066 | 7.426% | 0.13837 | 0.12793 | 106747.8715 | 6177.23 | 1600.3912 | 98970.2503 | 106884.4587 | 0 | 0 | 106884.4587 | 0.03617%
2026 | 971 | 971-388R | Tier-3 | Tier-3---4 | 5--5 | 406 | 346 | 11267.961 | 98.98% | 0.9235% | 0.09902% | 950.4557 | 0 | 0 | 950.4557 | 0 | 906.6701 | 4.824 | 187.9486 | 906.6701 | 4.824 | 187.9486 | 955.1147 | 5.0818 | 187.9486 | 8.435% | 0.17642 | 0.16139 | 63870.0886 | 3872.2432 | 602.7653 | 59395.0801 | 63930.9297 | 0 | 0 | 63930.9297 | 0.03134%
2026 | 972 | 972-1582R | Tier-3 | Tier-3---6 | 5--5 | 213 | 190 | 8019.1792 | 98.53% | 1.384% | 0.08092% | 704.8442 | 0 | 0 | 704.8442 | 0 | 672.3735 | 2.649 | 253.8183 | 672.3735 | 2.649 | 253.8183 | 708.2993 | 2.7906 | 253.8183 | 8.789% | 0.15062 | 0.13719 | 53239.6467 | 3086.8109 | 714.7235 | 49438.1123 | 53316.0502 | 0 | 0 | 53316.0502 | 0.02324%
2026 | 972 | 972-1590F | Tier-3 | Tier-3---2 | 5--5 | 697 | 474 | 23409.1539 | 98.39% | 1.548% | 0.05965% | 1566.3686 | 0 | 0 | 1566.3686 | 0 | 1494.2092 | 6.6086 | 226.0992 | 1494.2092 | 6.6086 | 226.0992 | 1574.0468 | 6.9618 | 226.0992 | 6.691% | 0.17603 | 0.16406 | 132982.6796 | 10745.803 | 2028.2393 | 120208.6373 | 133138.648 | 0 | 0 | 133138.648 | 0.05165%
2026 | 972 | 972-1641 | Tier-2 | Tier-2---13 | 5--3 | 3 | 3 | 295.0839 | 0% | 100% | 0% | 0 | 0 | 0 | 0 | 0 | 0 | 0.041827 | 0 | 0 | 0.041827 | 0 | 0 | 0.044062 | 0 | 0% | 0.10934 | 0.098403 | 2698.8424 | 3.4 | 2456.6522 | 238.7901 | 2998.7138 | 0 | 0 | 2998.7138 | 0%
2026 | 972 | 972-1642 | Tier-2 | Tier-2---16 | 5--2 | 9 | 9 | 185.3011 | 0% | 99.96% | 0.04171% | 0 | 0 | 0 | 0 | 0 | 0 | 0.12548 | 0 | 0 | 0.12548 | 0 | 0 | 0.13219 | 0 | 0% | 0.11047 | 0.099426 | 1677.3427 | 1.9611 | 1511.263 | 164.1186 | 1863.7141 | 0 | 0 | 1863.7141 | 0%
2026 | 972 | 972-32R | Tier-2 | Tier-2---1 | 5--5 | 543 | 384 | 22914.3284 | 97.48% | 2.478% | 0.04418% | 1579.5972 | 0 | 0 | 1579.5972 | 0 | 1506.8284 | 5.3538 | 281.4483 | 1506.8284 | 5.3538 | 281.4483 | 1587.3403 | 5.6399 | 281.4483 | 6.893% | 0.16607 | 0.15433 | 137978.7753 | 7897.3231 | 3156.5486 | 126924.9036 | 138243.561 | 0 | 0 | 138243.561 | 0.05209%
2026 | 972 | 972-942R | Tier-3 | Tier-3---6 | 5--5 | 189 | 155 | 9149.6836 | 99.12% | 0.8301% | 0.05344% | 743.7408 | 0 | 0 | 743.7408 | 0 | 709.4782 | 2.1611 | 328.3019 | 709.4782 | 2.1611 | 328.3019 | 747.3866 | 2.2765 | 328.3019 | 8.129% | 0.14195 | 0.1303 | 64459.3584 | 4369.1581 | 517.8641 | 59572.3362 | 64510.2402 | 0 | 0 | 64510.2402 | 0.02453%
2026 | 973 | 973-1226R | Tier-3 | Tier-3---10 | 5--5 | 194 | 161 | 5177.8696 | 97.32% | 2.585% | 0.09195% | 418.2068 | 0 | 0 | 418.2068 | 0 | 398.9409 | 2.2447 | 177.725 | 398.9409 | 2.2447 | 177.725 | 420.2568 | 2.3646 | 177.725 | 8.077% | 0.13989 | 0.12828 | 37012.5952 | 1958.2894 | 910.1694 | 34144.1364 | 37102.2629 | 0 | 0 | 37102.2629 | 0.01379%
2026 | 973 | 973-1245R | Tier-3 | Tier-3---6 | 5--5 | 59 | 53 | 8620.1106 | 99.53% | 0.4446% | 0.0227% | 770.7303 | 0 | 0 | 770.7303 | 0 | 735.2243 | 0.73894 | 994.97 | 735.2243 | 0.73894 | 994.97 | 774.5084 | 0.77842 | 994.97 | 8.941% | 0.12039 | 0.10957 | 71603.6913 | 4071.6789 | 428.5861 | 67103.4263 | 71636.7165 | 0 | 0 | 71636.7165 | 0.02542%
2026 | 973 | 973-530AE | Tier-3 | Tier-3---17 | 5--3 | 2 | 2 | 388.0062 | 6.476% | 93.52% | 0.007746% | 2.5128 | 0 | 0 | 2.5128 | 0 | 2.397 | 0.027885 | 85.9627 | 2.397 | 0.027885 | 85.9627 | 2.5251 | 0.029374 | 85.9627 | 0.6476% | 0.10542 | 0.094874 | 3680.7214 | 17.8572 | 3148.5322 | 514.3321 | 4063.205 | 0 | 0 | 4063.205 | 8.286e-05%
2026 | 973 | 973-626R | Tier-3 | Tier-3---7 | 5--5 | 199 | 197 | 6521.7236 | 98.03% | 1.864% | 0.1053% | 632.9032 | 0 | 0 | 632.9032 | 0 | 603.7466 | 2.7466 | 219.8136 | 603.7466 | 2.7466 | 219.8136 | 636.0056 | 2.8934 | 219.8136 | 9.705% | 0.1523 | 0.13722 | 42821.6164 | 2771.3178 | 761.0334 | 39289.2652 | 42914.2737 | 0 | 0 | 42914.2737 | 0.02087%
2026 | 974 | 974-23R | Tier-3 | Tier-3---11 | 5--5 | 389 | 305 | 3492.8626 | 93.69% | 6.037% | 0.2698% | 256.5895 | 0 | 0 | 256.5895 | 0 | 244.7689 | 4.2524 | 57.5602 | 244.7689 | 4.2524 | 57.5602 | 257.8473 | 4.4796 | 57.5602 | 7.346% | 0.16472 | 0.15181 | 21204.8226 | 1225.3577 | 1209.8349 | 18769.63 | 21318.6033 | 0 | 0 | 21318.6033 | 0.008461%
2026 | 974 | 974-715R | Tier-3 | Tier-3---6 | 5--5 | 134 | 111 | 7107.1697 | 99.55% | 0.3981% | 0.05413% | 586.0659 | 0 | 0 | 586.0659 | 0 | 559.067 | 1.5476 | 361.2492 | 559.067 | 1.5476 | 361.2492 | 588.9388 | 1.6303 | 361.2492 | 8.246% | 0.14069 | 0.12903 | 50517.2415 | 2626.4246 | 327.9593 | 47562.8576 | 50537.8745 | 0 | 0 | 50537.8745 | 0.01933%
2026 | 975 | 975-22R | Tier-3 | Tier-3---7 | 5--5 | 30 | 13 | 6417.0381 | 80.3% | 19.69% | 0.01691% | 223.2839 | 0 | 0 | 223.2839 | 0 | 212.9976 | 0.18125 | 1175.1612 | 212.9976 | 0.18125 | 1175.1612 | 224.3784 | 0.19093 | 1175.1612 | 3.48% | 0.19669 | 0.18817 | 32624.3404 | 2655.4587 | 6062.1421 | 23906.7397 | 32915.4994 | 0 | 0 | 32915.4994 | 0.007363%
2026 | 991 | 991-1 | Tier-2 | Tier-2---12 | 4--5 | 29 | 29 | 626.8618 | 65.87% | 33.98% | 0.153% | 41.2906 | 0 | 0 | 41.2906 | 0 | 39.3884 | 0.40433 | 97.4174 | 39.3884 | 0.40433 | 97.4174 | 41.493 | 0.42593 | 97.4174 | 6.587% | 0.034773 | 0.031295 | 18027.4627 | 2318.0951 | 5585.2087 | 10124.1589 | 18711.1291 | 0 | 0 | 18711.1291 | 0.001362%
2026 | 991 | 991-1206R | Tier-2 | Tier-2---4 | 4--5 | 164 | 158 | 4576.7911 | 99.78% | 0.09876% | 0.1221% | 439.9608 | 0 | 0 | 439.9608 | 0 | 419.6927 | 2.2029 | 190.5199 | 419.6927 | 2.2029 | 190.5199 | 442.1175 | 2.3206 | 190.5199 | 9.613% | 0.063785 | 0.05764 | 71752.9575 | 8533.7139 | 142.1853 | 63077.0583 | 71769.8544 | 0 | 0 | 71769.8544 | 0.01451%
2026 | 1023 | CB 1023 | Tier-2 | Tier-2---4 | 4--5 | 78 | 55 | 3332.7386 | 99.81% | 0.1085% | 0.07978% | 234.5584 | 0 | 0 | 234.5584 | 0 | 223.7528 | 0.76683 | 291.7909 | 223.7528 | 0.76683 | 291.7909 | 235.7082 | 0.8078 | 291.7909 | 7.038% | 0.082267 | 0.076466 | 40511.3438 | 2187.4084 | 643.9575 | 37679.9779 | 40517.1291 | 0 | 0 | 40517.1291 | 0.007735%
2026 | 1090 | CB 1090 | Tier-2 | Tier-2---7 | 3--5 | 111 | 85 | 1414.5114 | 99.62% | 0.1678% | 0.2113% | 107.9078 | 0 | 0 | 107.9078 | 0 | 102.9367 | 1.1851 | 86.8595 | 102.9367 | 1.1851 | 86.8595 | 108.4368 | 1.2484 | 86.8595 | 7.629% | 0.025114 | 0.023191 | 56324.0689 | 3193.0563 | 219.125 | 52911.8876 | 56341.7744 | 0 | 0 | 56341.7744 | 0.003558%
2026 | 1101 | CB 1101 | Tier-2 | Tier-2---9 | 4--4 | 41 | 38 | 1133.279 | 99.72% | 0.1529% | 0.1272% | 104.7414 | 0 | 0 | 104.7414 | 0 | 99.9162 | 0.52981 | 188.5898 | 99.9162 | 0.52981 | 188.5898 | 105.2548 | 0.55812 | 188.5898 | 9.242% | 0.091579 | 0.083091 | 12374.933 | 790.0395 | 488.8435 | 11096.0499 | 12378.4739 | 0 | 0 | 12378.4739 | 0.003454%
2026 | 1106 | CB 1106 | Tier-2 | Tier-2---7 | 4--5 | 24 | 24 | 1646.9837 | 34.54% | 65.41% | 0.04829% | 56.8815 | 0 | 0 | 56.8815 | 0 | 54.2611 | 0.33461 | 162.1598 | 54.2611 | 0.33461 | 162.1598 | 57.1603 | 0.35249 | 162.1598 | 3.454% | 0.070774 | 0.063697 | 23270.9618 | 453.178 | 13904.863 | 8912.9208 | 24963.6198 | 0 | 0 | 24963.6198 | 0.001876%
2026 | 1138 | CB 1138 | Tier-2 | Tier-2---10 | 5--4 | 291 | 70 | 765.4961 | 75% | 24.28% | 0.7274% | 13.8097 | 0 | 0 | 13.8097 | 0 | 13.1735 | 0.97596 | 13.498 | 13.1735 | 0.97596 | 13.498 | 13.8774 | 1.0281 | 13.498 | 1.804% | 0.11418 | 0.11143 | 6704.4211 | 521.4992 | 1615.7801 | 4567.1418 | 6745.7408 | 0 | 0 | 6745.7408 | 0.0004554%
2026 | 1160 | CB 1160 | Tier-2 | Tier-2---22 | 4--1 | 8 | 1 | 2.3826 | 9.042% | 83.57% | 7.391% | 0.0026929 | 0 | 0 | 0.0026929 | 0 | 0.0025688 | 0.013942 | 0.18425 | 0.0025688 | 0.013942 | 0.18425 | 0.0027061 | 0.014687 | 0.18425 | 0.113% | 0.059368 | 0.058626 | 40.1318 | 0.36722 | 31.909 | 7.8556 | 40.5939 | 0 | 0 | 40.5939 | 8.88e-08%
2026 | 1161 | CB 1161 | Tier-2 | Tier-2---20 | 4--1 | 20 | 3 | 18.2465 | 16.87% | 78.76% | 4.376% | 0.046159 | 0 | 0 | 0.046159 | 0 | 0.044033 | 0.041827 | 1.0527 | 0.044033 | 0.041827 | 1.0527 | 0.046386 | 0.044062 | 1.0527 | 0.253% | 0.061771 | 0.060845 | 295.3886 | 3.8574 | 213.9899 | 77.5414 | 299.1283 | 0 | 0 | 299.1283 | 1.522e-06%
2026 | 1162 | CB 1162 | Tier-2 | Tier-2---18 | 4--2 | 34 | 31 | 75.2008 | 96.65% | 1.975% | 1.378% | 6.6266 | 0 | 0 | 6.6266 | 0 | 6.3214 | 0.43221 | 14.6256 | 6.3214 | 0.43221 | 14.6256 | 6.6591 | 0.4553 | 14.6256 | 8.812% | 0.064214 | 0.058359 | 1171.1044 | 73.0024 | 42.1055 | 1055.9965 | 1175.0441 | 0 | 0 | 1175.0441 | 0.0002185%
2026 | 1166 | CB 1166 | Tier-3 | Tier-3---20 | 1--5 | 5 | 4 | 70.8201 | 99.8% | 0% | 0.2033% | 5.6541 | 0 | 0 | 5.6541 | 0 | 5.3936 | 0.055769 | 96.7133 | 5.3936 | 0.055769 | 96.7133 | 5.6818 | 0.058749 | 96.7133 | 7.984% | 0.0005142 | 0.00047306 | 137728.7598 | 7470.0225 | 387.1864 | 129871.5508 | 137753.1132 | 0 | 0 | 137753.1132 | 0.0001865%
2026 | 1215 | CB 1215 | Tier-3 | Tier-3---20 | 1--5 | 3 | 3 | 21.8223 | 99.66% | 0% | 0.344% | 2.1747 | 0 | 0 | 2.1747 | 0 | 2.0745 | 0.041827 | 49.5983 | 2.0745 | 0.041827 | 49.5983 | 2.1854 | 0.044062 | 49.5983 | 9.966% | 0.0002576 | 0.00023184 | 84713.9519 | 4537.0889 | 388.6742 | 79788.1887 | 84746.3294 | 0 | 0 | 84746.3294 | 7.171e-05%
2026 | 1233 | CB 1233 | Tier-3 | Tier-3---21 | 1--4 | 3 | 2 | 0.76155 | 90.92% | 0% | 9.083% | 0.046158 | 0 | 0 | 0.046158 | 0 | 0.044032 | 0.027885 | 1.5791 | 0.044032 | 0.027885 | 1.5791 | 0.046385 | 0.029374 | 1.5791 | 6.061% | 0.0001248 | 0.00011648 | 6102.1444 | 370.667 | 580.1802 | 5151.2972 | 6141.7358 | 0 | 0 | 6141.7358 | 1.522e-06%
2026 | 1234 | CB 1234 | Tier-3 | Tier-3---10 | 5--5 | 332 | 332 | 6311.4919 | 84.29% | 15.54% | 0.1769% | 531.9837 | 0 | 0 | 531.9837 | 0 | 507.4763 | 4.6288 | 109.6336 | 507.4763 | 4.6288 | 109.6336 | 534.5915 | 4.8762 | 109.6336 | 8.429% | 0.11961 | 0.10765 | 52765.4948 | 2759.6634 | 8111.6399 | 41894.1915 | 53686.6568 | 0 | 0 | 53686.6568 | 0.01754%
2026 | 1235 | CB 1235 | Tier-2 | Tier-2---6 | 4--5 | 622 | 402 | 6645.572 | 99.09% | 0.6868% | 0.2213% | 425.6045 | 0 | 0 | 425.6045 | 0 | 405.9978 | 5.6048 | 72.4375 | 405.9978 | 5.6048 | 72.4375 | 427.6908 | 5.9043 | 72.4375 | 6.404% | 0.082825 | 0.077472 | 80236.4987 | 5995.4874 | 833.9481 | 73407.0631 | 80286.8436 | 0 | 0 | 80286.8436 | 0.01403%
2026 | 1243 | CB 1243 | Tier-2 | Tier-2---7 | 3--5 | 116 | 106 | 1438.3629 | 99.75% | 0% | 0.2509% | 131.1068 | 0 | 0 | 131.1068 | 0 | 125.067 | 1.4779 | 84.6258 | 125.067 | 1.4779 | 84.6258 | 131.7495 | 1.5568 | 84.6258 | 9.115% | 0.019586 | 0.017796 | 73438.3162 | 4480.0299 | 229.8696 | 68728.4167 | 73456.8482 | 0 | 0 | 73456.8482 | 0.004323%
2026 | 1245 | CB 1245 | Tier-2 | Tier-2---15 | 1--5 | 9 | 9 | 108.0997 | 99.75% | 0% | 0.2497% | 10.783 | 0 | 0 | 10.783 | 0 | 10.2862 | 0.12548 | 81.9747 | 10.2862 | 0.12548 | 81.9747 | 10.8358 | 0.13219 | 81.9747 | 9.975% | 0.001637 | 0.0014733 | 66035.2637 | 9567.7722 | 158.6523 | 56308.8392 | 66053.5866 | 0 | 0 | 66053.5866 | 0.0003556%
2026 | 1250 | CB 1250 | Tier-2 | Tier-2---4 | 4--5 | 32 | 31 | 4075.2359 | 99.93% | 0.04042% | 0.02515% | 394.5296 | 0 | 0 | 394.5296 | 0 | 376.3544 | 0.43221 | 870.7658 | 376.3544 | 0.43221 | 870.7658 | 396.4636 | 0.4553 | 870.7658 | 9.681% | 0.088703 | 0.08011 | 45942.5846 | 2409.8097 | 605.4247 | 42927.3502 | 45945.8161 | 0 | 0 | 45945.8161 | 0.01301%
2026 | 1299 | CB 1299 | Tier-2 | Tier-2---19 | 3--3 | 76 | 31 | 41.7756 | 94.08% | 0% | 5.924% | 1.6031 | 0 | 0 | 1.6031 | 0 | 1.5292 | 0.43221 | 3.5381 | 1.5292 | 0.43221 | 3.5381 | 1.6109 | 0.4553 | 3.5381 | 3.837% | 0.014997 | 0.014386 | 2785.5246 | 306.2114 | 186.6907 | 2292.6226 | 2792.5411 | 0 | 0 | 2792.5411 | 5.286e-05%
2026 | 1525 | CB 1525 | Tier-2 | Tier-2---13 | 4--4 | 184 | 8 | 259.6903 | 35.49% | 63.12% | 1.387% | 0.40074 | 0 | 0 | 0.40074 | 0 | 0.38228 | 0.11154 | 3.4273 | 0.38228 | 0.11154 | 3.4273 | 0.40271 | 0.1175 | 3.4273 | 0.1543% | 0.050512 | 0.050292 | 5141.181 | 222.3399 | 3171.9797 | 1746.8613 | 5155.6633 | 0 | 0 | 5155.6633 | 1.321e-05%
2026 | 157 | CB 157 | Tier-3 | Tier-3---21 | 1--5 | 2 | 2 | 6.0775 | 99.43% | 0% | 0.5677% | 0.6043 | 0 | 0 | 0.6043 | 0 | 0.57646 | 0.027885 | 20.673 | 0.57646 | 0.027885 | 20.673 | 0.60726 | 0.029374 | 20.673 | 9.943% | 0.0001334 | 0.00012006 | 45558.1567 | 2749.1022 | 2492.3913 | 40316.6632 | 45586.8954 | 0 | 0 | 45586.8954 | 1.993e-05%
2026 | 185 | CB 185 | Tier-2 | Tier-2---12 | 3--4 | 154 | 2 | 396.8506 | 79.93% | 19.29% | 0.7702% | 0.41198 | 0 | 0 | 0.41198 | 0 | 0.393 | 0.027885 | 14.0937 | 0.393 | 0.027885 | 14.0937 | 0.414 | 0.029374 | 14.0937 | 0.1038% | 0.027797 | 0.027761 | 14276.8452 | 843.1477 | 2609.8043 | 10823.8933 | 14280.5704 | 0 | 0 | 14280.5704 | 1.359e-05%
2026 | 196 | CB 196 | Tier-2 | Tier-2---15 | 3--4 | 24 | 1 | 134.4699 | 3.142% | 96.54% | 0.3137% | 0.017605 | 0 | 0 | 0.017605 | 0 | 0.016794 | 0.013942 | 1.2045 | 0.016794 | 0.013942 | 1.2045 | 0.017691 | 0.014687 | 1.2045 | 0.01309% | 0.019464 | 0.019383 | 6908.5051 | 21.7439 | 6000.3704 | 886.3908 | 6936.5027 | 0 | 0 | 6936.5027 | 5.805e-07%
2026 | 200 | CB 200 | Tier-2 | Tier-2---9 | 4--5 | 478 | 80 | 1342.6559 | 29.9% | 69.37% | 0.7369% | 6.718 | 0 | 0 | 6.718 | 0 | 6.4085 | 1.1154 | 5.7456 | 6.4085 | 1.1154 | 5.7456 | 6.7509 | 1.175 | 5.7456 | 0.5004% | 0.060261 | 0.059252 | 22280.6766 | 447.1549 | 16796.8177 | 5036.7039 | 22546.5426 | 0 | 0 | 22546.5426 | 0.0002215%
2026 | 202 | CB 202 | Tier-2 | Tier-2---16 | 4--3 | 193 | 188 | 133.9861 | 95.12% | 0% | 4.877% | 12.415 | 0 | 0 | 12.415 | 0 | 11.843 | 2.6211 | 4.5183 | 11.843 | 2.6211 | 4.5183 | 12.4758 | 2.7612 | 4.5183 | 9.266% | 0.040966 | 0.036976 | 3270.6344 | 253.1701 | 166.1074 | 2851.3569 | 3287.8493 | 0 | 0 | 3287.8493 | 0.0004094%
2026 | 203 | CB 203 | Tier-2 | Tier-2---13 | 4--4 | 233 | 109 | 195.752 | 9.583% | 88.23% | 2.187% | 0.8776 | 0 | 0 | 0.8776 | 0 | 0.83717 | 1.5197 | 0.55087 | 0.83717 | 1.5197 | 0.55087 | 0.8819 | 1.6009 | 0.55087 | 0.4483% | 0.03541 | 0.033754 | 5528.1246 | 19.724 | 4996.0335 | 512.3671 | 5773.4283 | 0 | 0 | 5773.4283 | 2.894e-05%
2026 | 204 | CB 204 | Tier-2 | Tier-2---9 | 4--4 | 229 | 220 | 1059.5314 | 80.82% | 18.41% | 0.7661% | 82.2684 | 0 | 0 | 82.2684 | 0 | 78.4785 | 3.0673 | 25.5855 | 78.4785 | 3.0673 | 25.5855 | 82.6717 | 3.2312 | 25.5855 | 7.765% | 0.068524 | 0.061941 | 15462.1941 | 933.3265 | 3218.617 | 11310.2506 | 15777.3436 | 0 | 0 | 15777.3436 | 0.002713%
2026 | 210 | CB 210 | Tier-2 | Tier-2---21 | 1--4 | 3 | 1 | 1.9532 | 96.21% | 0% | 3.789% | 0.062638 | 0 | 0 | 0.062638 | 0 | 0.059753 | 0.013942 | 4.2857 | 0.059753 | 0.013942 | 4.2857 | 0.062945 | 0.014687 | 4.2857 | 3.207% | 0.0002002 | 0.00019353 | 9756.0468 | 375.0662 | 595.7265 | 8785.2541 | 9768.794 | 0 | 0 | 9768.794 | 2.066e-06%
2026 | 211 | CB 211 | Tier-2 | Tier-2---21 | 1--2 | 2 | 1 | 0.037273 | 0% | 0% | 100% | 0 | 0 | 0 | 0 | 0 | 0 | 0.013942 | 0 | 0 | 0.013942 | 0 | 0 | 0.014687 | 0 | 0% | 5.02e-05 | 4.769e-05 | 742.4998 | 0.55871 | 674.4919 | 67.4492 | 781.5788 | 0 | 0 | 781.5788 | 0%
2026 | 212 | CB 212 | Tier-2 | Tier-2---19 | 1--5 | 7 | 6 | 22.9809 | 99.09% | 0% | 0.9069% | 1.9519 | 0 | 0 | 1.9519 | 0 | 1.862 | 0.083654 | 22.2585 | 1.862 | 0.083654 | 22.2585 | 1.9615 | 0.088123 | 22.2585 | 8.494% | 0.0011646 | 0.0010648 | 19732.8401 | 749.4762 | 932.158 | 18051.206 | 19749.6168 | 0 | 0 | 19749.6168 | 6.437e-05%
2026 | 214 | CB 214 | Tier-3 | Tier-3---20 | 1--5 | 3 | 2 | 59.1996 | 99.88% | 0% | 0.1188% | 3.942 | 0 | 0 | 3.942 | 0 | 3.7604 | 0.027885 | 134.8543 | 3.7604 | 0.027885 | 134.8543 | 3.9613 | 0.029374 | 134.8543 | 6.659% | 0.0002016 | 0.00018816 | 293649.0501 | 15289.7093 | 1565.2023 | 276794.1385 | 293673.9768 | 0 | 0 | 293673.9768 | 0.00013%
2026 | 215 | CB 215 | Tier-3 | Tier-3---20 | 1--5 | 5 | 3 | 133.9133 | 99.89% | 0% | 0.1056% | 8.0263 | 0 | 0 | 8.0263 | 0 | 7.6566 | 0.041827 | 183.0536 | 7.6566 | 0.041827 | 183.0536 | 8.0657 | 0.044062 | 183.0536 | 5.994% | 0.0005546 | 0.00052132 | 241459.2274 | 12829.2932 | 1199.7792 | 227430.1551 | 241475.4986 | 0 | 0 | 241475.4986 | 0.0002647%
2026 | 217 | CB 217 | Tier-3 | Tier-3---20 | 1--5 | 3 | 2 | 26.6678 | 99.71% | 0% | 0.2895% | 1.7727 | 0 | 0 | 1.7727 | 0 | 1.691 | 0.027885 | 60.6444 | 1.691 | 0.027885 | 60.6444 | 1.7814 | 0.029374 | 60.6444 | 6.647% | 0.000134 | 0.00012507 | 199013.7941 | 10054.6733 | 1446.448 | 187512.6728 | 199054.953 | 0 | 0 | 199054.953 | 5.846e-05%
2026 | 220 | CB 220 | Tier-3 | Tier-3---21 | 1--2 | 2 | 1 | 0.033535 | 0% | 0% | 100% | 0 | 0 | 0 | 0 | 0 | 0 | 0.013942 | 0 | 0 | 0.013942 | 0 | 0 | 0.014687 | 0 | 0% | 4.74e-05 | 4.503e-05 | 707.4933 | 0.53237 | 642.6918 | 64.2692 | 744.7298 | 0 | 0 | 744.7298 | 0%
2026 | 230 | CB 230 | Tier-2 | Tier-2---14 | 1--5 | 12 | 10 | 212.8275 | 99.81% | 0% | 0.1866% | 17.7025 | 0 | 0 | 17.7025 | 0 | 16.887 | 0.13942 | 121.1208 | 16.887 | 0.13942 | 121.1208 | 17.7893 | 0.14687 | 121.1208 | 8.318% | 0.0025822 | 0.002367 | 82420.9788 | 5196.3102 | 6622.8824 | 70601.7862 | 82434.9572 | 0 | 0 | 82434.9572 | 0.0005838%
2026 | 231 | CB 231 | Tier-2 | Tier-2---7 | 4--5 | 260 | 174 | 2499.974 | 99.29% | 0.4807% | 0.2332% | 166.1116 | 0 | 0 | 166.1116 | 0 | 158.4591 | 2.426 | 65.3182 | 158.4591 | 2.426 | 65.3182 | 166.9258 | 2.5556 | 65.3182 | 6.645% | 0.037573 | 0.035058 | 66537.1573 | 4869.2313 | 990.775 | 60677.151 | 66571.2263 | 0 | 0 | 66571.2263 | 0.005478%
2026 | 232 | CB 232 | Tier-2 | Tier-2---7 | 4--5 | 259 | 144 | 1642.5971 | 97.37% | 2.323% | 0.3027% | 88.9279 | 0 | 0 | 88.9279 | 0 | 84.8312 | 2.0077 | 42.2531 | 84.8312 | 2.0077 | 42.2531 | 89.3638 | 2.115 | 42.2531 | 5.414% | 0.029023 | 0.02741 | 56595.6114 | 3442.0938 | 1736.7765 | 51416.7411 | 56683.0965 | 0 | 0 | 56683.0965 | 0.002933%
2026 | 233 | CB 233 | Tier-2 | Tier-2---4 | 4--5 | 613 | 396 | 4127.6955 | 98.74% | 0.928% | 0.3343% | 263.2844 | 0 | 0 | 263.2844 | 0 | 251.1554 | 5.5211 | 45.4897 | 251.1554 | 5.5211 | 45.4897 | 264.575 | 5.8161 | 45.4897 | 6.378% | 0.075451 | 0.070577 | 54706.8242 | 4073.6346 | 1765.0896 | 48868.1 | 54754.5181 | 0 | 0 | 54754.5181 | 0.008682%
2026 | 234 | CB 234 | Tier-2 | Tier-2---4 | 4--5 | 352 | 201 | 3294.853 | 98.88% | 0.9043% | 0.2189% | 186.0305 | 0 | 0 | 186.0305 | 0 | 177.4604 | 2.8024 | 63.3245 | 177.4604 | 2.8024 | 63.3245 | 186.9424 | 2.9521 | 63.3245 | 5.646% | 0.044658 | 0.042108 | 73779.6805 | 5680.9025 | 1107.6673 | 66991.1107 | 73829.8643 | 0 | 0 | 73829.8643 | 0.006135%
2026 | 235 | CB 235 | Tier-2 | Tier-2---12 | 1--5 | 6 | 4 | 443.5427 | 99.96% | 0% | 0.03939% | 29.5579 | 0 | 0 | 29.5579 | 0 | 28.1962 | 0.055769 | 505.5878 | 28.1962 | 0.055769 | 505.5878 | 29.7028 | 0.058749 | 505.5878 | 6.664% | 0.0007134 | 0.00066584 | 621730.7449 | 31505.0888 | 5417.7021 | 584807.954 | 621748.2373 | 0 | 0 | 621748.2373 | 0.0009747%
2026 | 236 | CB 236 | Tier-2 | Tier-2---1 | 5--5 | 337 | 161 | 12711.1878 | 97.62% | 2.333% | 0.04724% | 592.8145 | 0 | 0 | 592.8145 | 0 | 565.5048 | 2.2447 | 251.928 | 565.5048 | 2.2447 | 251.928 | 595.7205 | 2.3646 | 251.928 | 4.664% | 0.1419 | 0.13512 | 89580.6366 | 5356.752 | 2115.0834 | 82108.8012 | 89687.6239 | 0 | 0 | 89687.6239 | 0.01955%
2026 | 237 | CB 237 | Tier-2 | Tier-2---8 | 5--5 | 41 | 14 | 2111.5746 | 99.54% | 0.4259% | 0.03207% | 71.7723 | 0 | 0 | 71.7723 | 0 | 68.4659 | 0.19519 | 350.762 | 68.4659 | 0.19519 | 350.762 | 72.1242 | 0.20562 | 350.762 | 3.399% | 0.10923 | 0.1055 | 19331.9134 | 1261.1888 | 123.1877 | 17947.5369 | 19335.0434 | 0 | 0 | 19335.0434 | 0.002367%
2026 | 239 | CB 239 | Tier-3 | Tier-3---20 | 1--5 | 2 | 1 | 10.6776 | 99.64% | 0% | 0.3633% | 0.53194 | 0 | 0 | 0.53194 | 0 | 0.50744 | 0.013942 | 36.3955 | 0.50744 | 0.013942 | 36.3955 | 0.53455 | 0.014687 | 36.3955 | 4.982% | 0.0001826 | 0.00017347 | 58475.5699 | 3436.0649 | 4991.4634 | 50048.0416 | 58486.7517 | 0 | 0 | 58486.7517 | 1.754e-05%
2026 | 240 | CB 240 | Tier-2 | Tier-2---9 | 4--5 | 238 | 114 | 1263.0316 | 97.68% | 1.949% | 0.3739% | 59.0928 | 0 | 0 | 59.0928 | 0 | 56.3705 | 1.5894 | 35.4661 | 56.3705 | 1.5894 | 35.4661 | 59.3824 | 1.6743 | 35.4661 | 4.679% | 0.048511 | 0.046187 | 26036.1977 | 2576.3946 | 964.8687 | 22494.9343 | 26066.6257 | 0 | 0 | 26066.6257 | 0.001949%
2026 | 242 | CB 242 | Tier-2 | Tier-2---11 | 5--3 | 87 | 35 | 406.8184 | 64.36% | 35.02% | 0.6193% | 10.5338 | 0 | 0 | 10.5338 | 0 | 10.0486 | 0.48798 | 20.5922 | 10.0486 | 0.48798 | 20.5922 | 10.5855 | 0.51405 | 20.5922 | 2.589% | 0.1014 | 0.097325 | 4011.826 | 175.5762 | 1861.6873 | 1974.5625 | 4071.753 | 0 | 0 | 4071.753 | 0.0003474%
2026 | 244 | CB 244 | Tier-2 | Tier-2---14 | 4--4 | 197 | 16 | 295.5508 | 37.5% | 61.39% | 1.106% | 0.90024 | 0 | 0 | 0.90024 | 0 | 0.85877 | 0.22308 | 3.8497 | 0.85877 | 0.22308 | 3.8497 | 0.90465 | 0.235 | 3.8497 | 0.3046% | 0.040668 | 0.040338 | 7267.3331 | 124.9098 | 5850.4758 | 1291.9476 | 7304.5231 | 0 | 0 | 7304.5231 | 2.969e-05%
2026 | 246 | CB 246 | Tier-2 | Tier-2---7 | 4--5 | 303 | 180 | 1438.4419 | 90% | 9.47% | 0.5268% | 76.9095 | 0 | 0 | 76.9095 | 0 | 73.3664 | 2.5096 | 29.2342 | 73.3664 | 2.5096 | 29.2342 | 77.2865 | 2.6437 | 29.2342 | 5.347% | 0.066431 | 0.062485 | 21653.0415 | 2613.8832 | 2643.0483 | 16396.11 | 21789.7541 | 0 | 0 | 21789.7541 | 0.002536%
2026 | 247 | CB 247 | Tier-2 | Tier-2---12 | 4--4 | 90 | 29 | 379.7423 | 70.28% | 29.01% | 0.71% | 8.5995 | 0 | 0 | 8.5995 | 0 | 8.2033 | 0.40433 | 20.2889 | 8.2033 | 0.40433 | 20.2889 | 8.6417 | 0.42593 | 20.2889 | 2.265% | 0.038566 | 0.037324 | 9846.5066 | 767.6776 | 3381.19 | 5697.6391 | 9943.942 | 0 | 0 | 9943.942 | 0.0002836%
2026 | 248 | CB 248 | Tier-2 | Tier-2---9 | 3--5 | 136 | 62 | 962.1527 | 99.5% | 0% | 0.4991% | 43.6439 | 0 | 0 | 43.6439 | 0 | 41.6333 | 0.86442 | 48.1632 | 41.6333 | 0.86442 | 48.1632 | 43.8579 | 0.91061 | 48.1632 | 4.536% | 0.01881 | 0.017953 | 51150.5838 | 3349.6651 | 233.4496 | 47567.4691 | 51162.7779 | 0 | 0 | 51162.7779 | 0.001439%
2026 | 249 | CB 249 | Tier-3 | Tier-3---16 | 4--4 | 101 | 65 | 826.9208 | 97.04% | 2.672% | 0.2884% | 51.6421 | 0 | 0 | 51.6421 | 0 | 49.2631 | 0.90625 | 54.3593 | 49.2631 | 0.90625 | 54.3593 | 51.8953 | 0.95467 | 54.3593 | 6.245% | 0.05906 | 0.055259 | 14001.3211 | 814.7478 | 543.4884 | 12643.085 | 14029.8332 | 0 | 0 | 14029.8332 | 0.001703%
2026 | 280 | CB 280 | Tier-2 | Tier-2---14 | 4--4 | 108 | 32 | 310.7968 | 16.09% | 83.08% | 0.8251% | 1.4817 | 0 | 0 | 1.4817 | 0 | 1.4134 | 0.44615 | 3.168 | 1.4134 | 0.44615 | 3.168 | 1.489 | 0.46999 | 3.168 | 0.4767% | 0.042409 | 0.041153 | 7328.4886 | 69.1302 | 6322.2672 | 937.0911 | 7516.2546 | 0 | 0 | 7516.2546 | 4.886e-05%
2026 | 283 | CB 283 | Tier-3 | Tier-3---21 | 1--5 | 2 | 2 | 6.0451 | 99.41% | 0% | 0.5857% | 0.60097 | 0 | 0 | 0.60097 | 0 | 0.57329 | 0.027885 | 20.5593 | 0.57329 | 0.027885 | 20.5593 | 0.60392 | 0.029374 | 20.5593 | 9.941% | 7.6e-05 | 6.84e-05 | 79541.4151 | 4353.6962 | 965.9064 | 74221.8126 | 79593.1765 | 0 | 0 | 79593.1765 | 1.982e-05%
2026 | 292 | CB 292 | Tier-2 | Tier-2---18 | 4--3 | 17 | 13 | 94.6686 | 66.47% | 32.93% | 0.6021% | 4.8122 | 0 | 0 | 4.8122 | 0 | 4.5905 | 0.18125 | 25.3268 | 4.5905 | 0.18125 | 25.3268 | 4.8358 | 0.19093 | 25.3268 | 5.083% | 0.048129 | 0.044449 | 1966.9754 | 99.9551 | 607.6602 | 1259.3601 | 2021.5822 | 0 | 0 | 2021.5822 | 0.0001587%
2026 | 315 | CB 315 | Tier-2 | Tier-2---19 | 1--4 | 21 | 1 | 10.7713 | 97.26% | 0% | 2.741% | 0.049886 | 0 | 0 | 0.049886 | 0 | 0.047588 | 0.013942 | 3.4132 | 0.047588 | 0.013942 | 3.4132 | 0.05013 | 0.014687 | 3.4132 | 0.4631% | 0.0017586 | 0.0017502 | 6124.9072 | 421.4743 | 2656.1641 | 3047.2689 | 6125.7106 | 0 | 0 | 6125.7106 | 1.645e-06%
2026 | 327 | CB 327 | Tier-3 | Tier-3---16 | 4--5 | 22 | 21 | 1456.7095 | 99.79% | 0.1579% | 0.0494% | 138.7612 | 0 | 0 | 138.7612 | 0 | 132.3688 | 0.29279 | 452.0978 | 132.3688 | 0.29279 | 452.0978 | 139.4414 | 0.30843 | 452.0978 | 9.526% | 0.076966 | 0.06962 | 18926.5639 | 1203.1103 | 32.523 | 17690.9305 | 18930.7048 | 0 | 0 | 18930.7048 | 0.004576%
2026 | 329 | CB 329 | Tier-2 | Tier-2---14 | 3--4 | 34 | 8 | 215.2852 | 96.83% | 2.614% | 0.5577% | 4.9049 | 0 | 0 | 4.9049 | 0 | 4.6789 | 0.11154 | 41.949 | 4.6789 | 0.11154 | 41.949 | 4.9289 | 0.1175 | 41.949 | 2.278% | 0.026212 | 0.025596 | 8213.1037 | 578.8703 | 1610.2559 | 6023.9775 | 8219.3802 | 0 | 0 | 8219.3802 | 0.0001617%
2026 | 330 | CB 330 | Tier-2 | Tier-2---16 | 4--3 | 156 | 73 | 124.2501 | 33.35% | 64.03% | 2.615% | 1.9393 | 0 | 0 | 1.9393 | 0 | 1.85 | 1.0178 | 1.8176 | 1.85 | 1.0178 | 1.8176 | 1.9488 | 1.0722 | 1.8176 | 1.561% | 0.029702 | 0.028312 | 4183.2246 | 7.517 | 3868.9172 | 306.7905 | 4320.0911 | 0 | 0 | 4320.0911 | 6.395e-05%
2026 | 331 | CB 331 | Tier-2 | Tier-2---14 | 2--5 | 48 | 25 | 261.2105 | 99.38% | 0% | 0.6196% | 13.5204 | 0 | 0 | 13.5204 | 0 | 12.8976 | 0.34856 | 37.0027 | 12.8976 | 0.34856 | 37.0027 | 13.5867 | 0.36718 | 37.0027 | 5.176% | 0.010352 | 0.0098128 | 25232.8512 | 1657.0176 | 8665.3282 | 14910.5054 | 25241.441 | 0 | 0 | 25241.441 | 0.0004459%
2026 | 350 | CB 350 | Tier-2 | Tier-2---15 | 1--5 | 4 | 1 | 133.5736 | 99.92% | 0% | 0.07821% | 3.3367 | 0 | 0 | 3.3367 | 0 | 3.183 | 0.013942 | 228.2991 | 3.183 | 0.013942 | 228.2991 | 3.3531 | 0.014687 | 228.2991 | 2.498% | 0.0004644 | 0.00045279 | 287626.1214 | 14942.4119 | 4643.5136 | 268040.196 | 287631.8894 | 0 | 0 | 287631.8894 | 0.00011%
2026 | 351 | CB 351 | Tier-2 | Tier-2---3 | 5--5 | 154 | 110 | 14599.7352 | 99.66% | 0.3054% | 0.03279% | 1039.3116 | 0 | 0 | 1039.3116 | 0 | 991.4326 | 1.5337 | 646.4524 | 991.4326 | 1.5337 | 646.4524 | 1044.4062 | 1.6156 | 646.4524 | 7.119% | 0.12463 | 0.11573 | 117140.1183 | 11493.6944 | 423.4429 | 105222.9811 | 117170.5909 | 0 | 0 | 117170.5909 | 0.03427%
2026 | 352 | CB 352 | Tier-2 | Tier-2---18 | 4--2 | 5 | 4 | 87.8741 | 99.22% | 0.6237% | 0.1541% | 6.9753 | 0 | 0 | 6.9753 | 0 | 6.6539 | 0.055769 | 119.3118 | 6.6539 | 0.055769 | 119.3118 | 7.0094 | 0.058749 | 119.3118 | 7.938% | 0.066856 | 0.061507 | 1314.3831 | 68.0986 | 10.3432 | 1235.9414 | 1315.2721 | 0 | 0 | 1315.2721 | 0.00023%
2026 | 353 | CB 353 | Tier-2 | Tier-2---19 | 1--5 | 4 | 1 | 7.5897 | 98.6% | 0% | 1.398% | 0.18709 | 0 | 0 | 0.18709 | 0 | 0.17847 | 0.013942 | 12.8007 | 0.17847 | 0.013942 | 12.8007 | 0.18801 | 0.014687 | 12.8007 | 2.465% | 0.0001926 | 0.00018778 | 39406.3406 | 2311.4551 | 1967.6519 | 35127.2336 | 39420.4648 | 0 | 0 | 39420.4648 | 6.17e-06%
2026 | 354 | CB 354 | Tier-2 | Tier-2---19 | 1--5 | 3 | 2 | 12.0695 | 99.46% | 0% | 0.538% | 0.8003 | 0 | 0 | 0.8003 | 0 | 0.76344 | 0.027885 | 27.3784 | 0.76344 | 0.027885 | 27.3784 | 0.80423 | 0.029374 | 27.3784 | 6.631% | 0.0002126 | 0.00019843 | 56770.8651 | 3277.0572 | 4154.8888 | 49338.9192 | 56792.6794 | 0 | 0 | 56792.6794 | 2.639e-05%
2026 | 355 | CB 355 | Tier-2 | Tier-2---3 | 5--5 | 302 | 168 | 11288.3525 | 98.84% | 1.109% | 0.05403% | 620.6565 | 0 | 0 | 620.6565 | 0 | 592.0641 | 2.3423 | 252.77 | 592.0641 | 2.3423 | 252.77 | 623.6989 | 2.4675 | 252.77 | 5.498% | 0.1048 | 0.098973 | 107709.793 | 9333.0654 | 1277.5324 | 97099.1953 | 107783.5994 | 0 | 0 | 107783.5994 | 0.02047%
2026 | 356 | CB 356 | Tier-2 | Tier-2---19 | 1--5 | 3 | 2 | 6.8062 | 99.1% | 0% | 0.8997% | 0.44966 | 0 | 0 | 0.44966 | 0 | 0.42895 | 0.027885 | 15.3829 | 0.42895 | 0.027885 | 15.3829 | 0.45187 | 0.029374 | 15.3829 | 6.607% | 0.0001262 | 0.00011779 | 53931.5569 | 3195.8788 | 2293.9675 | 48441.7106 | 53966.2151 | 0 | 0 | 53966.2151 | 1.483e-05%
2026 | 357 | CB 357 | Tier-3 | Tier-3---10 | 5--5 | 162 | 106 | 6110.8546 | 96.01% | 3.933% | 0.05986% | 383.8802 | 0 | 0 | 383.8802 | 0 | 366.1957 | 1.4779 | 247.784 | 366.1957 | 1.4779 | 247.784 | 385.762 | 1.5568 | 247.784 | 6.282% | 0.12773 | 0.11937 | 47841.0693 | 2695.6068 | 1944.7301 | 43200.7325 | 47974.8147 | 0 | 0 | 47974.8147 | 0.01266%
2026 | 358 | CB 358 | Tier-3 | Tier-3---15 | 5--4 | 21 | 6 | 861.4334 | 18.88% | 81.11% | 0.0161% | 4.6462 | 0 | 0 | 4.6462 | 0 | 4.4322 | 0.083654 | 52.9824 | 4.4322 | 0.083654 | 52.9824 | 4.669 | 0.088123 | 52.9824 | 0.5394% | 0.1387 | 0.13474 | 6210.6059 | 69.3964 | 4526.8458 | 1614.3636 | 6358.7881 | 0 | 0 | 6358.7881 | 0.0001532%
2026 | 396 | CB 396 | Tier-2 | Tier-2---11 | 5--4 | 145 | 5 | 669.8148 | 14.34% | 85.25% | 0.4034% | 0.33127 | 0 | 0 | 0.33127 | 0 | 0.31601 | 0.069711 | 4.5332 | 0.31601 | 0.069711 | 4.5332 | 0.3329 | 0.073436 | 4.5332 | 0.04946% | 0.10036 | 0.10001 | 6674.121 | 114.298 | 5341.1785 | 1218.6444 | 6693.9025 | 0 | 0 | 6693.9025 | 1.092e-05%
2026 | 441 | CB 441 | Tier-3 | Tier-3---15 | 5--3 | 94 | 87 | 1133.0808 | 94.08% | 5.666% | 0.2577% | 98.6577 | 0 | 0 | 98.6577 | 0 | 94.1127 | 1.213 | 77.5881 | 94.1127 | 1.213 | 77.5881 | 99.1413 | 1.2778 | 77.5881 | 8.707% | 0.54555 | 0.49505 | 2076.9658 | 75.1989 | 111.2175 | 1890.5493 | 2089.5151 | 0 | 0 | 2089.5151 | 0.003253%
2026 | 443 | CB 443 | Tier-2 | Tier-2---17 | 2--4 | 36 | 22 | 67.1473 | 98.29% | 0% | 1.71% | 4.0333 | 0 | 0 | 4.0333 | 0 | 3.8475 | 0.30673 | 12.5435 | 3.8475 | 0.30673 | 12.5435 | 4.053 | 0.32312 | 12.5435 | 6.007% | 0.007405 | 0.0069525 | 9067.8323 | 1055.0436 | 148.4631 | 7864.3256 | 9077.9274 | 0 | 0 | 9077.9274 | 0.000133%
2026 | 444 | CB 444 | Tier-2 | Tier-2---16 | 4--2 | 17 | 15 | 117.4434 | 97.68% | 1.947% | 0.3705% | 10.1225 | 0 | 0 | 10.1225 | 0 | 9.6561 | 0.20913 | 46.1719 | 9.6561 | 0.20913 | 46.1719 | 10.1721 | 0.22031 | 46.1719 | 8.619% | 0.081621 | 0.074419 | 1438.8937 | 81.4155 | 42.4476 | 1315.0306 | 1442.1213 | 0 | 0 | 1442.1213 | 0.0003338%
2026 | 449 | CB 449 | Tier-3 | Tier-3---20 | 1--5 | 5 | 3 | 7.8127 | 98.22% | 0% | 1.784% | 0.4604 | 0 | 0 | 0.4604 | 0 | 0.43919 | 0.041827 | 10.5002 | 0.43919 | 0.041827 | 10.5002 | 0.46266 | 0.044062 | 10.5002 | 5.893% | 0.0002642 | 0.00024835 | 29571.2422 | 1599.423 | 688.769 | 27283.0503 | 29604.9154 | 0 | 0 | 29604.9154 | 1.518e-05%
2026 | 461 | CB 461 | Tier-2 | Tier-2---15 | 2--4 | 36 | 27 | 101.8709 | 98.65% | 0% | 1.347% | 7.5374 | 0 | 0 | 7.5374 | 0 | 7.1902 | 0.37644 | 19.1003 | 7.1902 | 0.37644 | 19.1003 | 7.5743 | 0.39656 | 19.1003 | 7.399% | 0.0097562 | 0.0090245 | 10441.6529 | 1363.4669 | 3633.3303 | 5444.8557 | 10453.057 | 0 | 0 | 10453.057 | 0.0002486%
2026 | 470 | CB 470 | Tier-2 | Tier-2---6 | 5--5 | 381 | 48 | 6922.0493 | 95.49% | 4.388% | 0.1268% | 83.2699 | 0 | 0 | 83.2699 | 0 | 79.4339 | 0.66923 | 118.6945 | 79.4339 | 0.66923 | 118.6945 | 83.6781 | 0.70499 | 118.6945 | 1.203% | 0.114 | 0.11256 | 60721.6484 | 6478.0385 | 2705.5326 | 51538.0773 | 60756.6249 | 0 | 0 | 60756.6249 | 0.002746%
2026 | 499 | CB 499 | Tier-2 | Tier-2---19 | 2--3 | 31 | 6 | 19.4193 | 94.64% | 0% | 5.361% | 0.35571 | 0 | 0 | 0.35571 | 0 | 0.33932 | 0.083654 | 4.0563 | 0.33932 | 0.083654 | 4.0563 | 0.35745 | 0.088123 | 4.0563 | 1.832% | 0.00687 | 0.006737 | 2826.6853 | 198.2647 | 1278.7389 | 1349.6817 | 2829.676 | 0 | 0 | 2829.676 | 1.173e-05%
2026 | 520 | CB 520 | Tier-2 | Tier-2---21 | 1--5 | 2 | 2 | 1.7668 | 97.86% | 0% | 2.14% | 0.1729 | 0 | 0 | 0.1729 | 0 | 0.16493 | 0.027885 | 5.9149 | 0.16493 | 0.027885 | 5.9149 | 0.17375 | 0.029374 | 5.9149 | 9.786% | 7.36e-05 | 6.624e-05 | 24005.4522 | 3167.8618 | 4630.5395 | 16207.0509 | 24062.5186 | 0 | 0 | 24062.5186 | 5.702e-06%
2026 | 521 | CB 521 | Tier-2 | Tier-2---20 | 3--1 | 14 | 11 | 12.2832 | 16.79% | 81.3% | 1.905% | 0.16207 | 0 | 0 | 0.16207 | 0 | 0.1546 | 0.15337 | 1.0081 | 0.1546 | 0.15337 | 1.0081 | 0.16287 | 0.16156 | 1.0081 | 1.319% | 0.025917 | 0.02388 | 473.952 | 4.2331 | 417.1527 | 52.5662 | 507.5797 | 0 | 0 | 507.5797 | 5.345e-06%
2026 | 522 | CB 522 | Tier-2 | Tier-2---9 | 4--5 | 253 | 129 | 1074.3257 | 89.49% | 10.08% | 0.4258% | 49.0233 | 0 | 0 | 49.0233 | 0 | 46.7649 | 1.7986 | 26.0014 | 46.7649 | 1.7986 | 26.0014 | 49.2636 | 1.8947 | 26.0014 | 4.563% | 0.049006 | 0.046507 | 21922.4202 | 1310.4924 | 2696.6948 | 17915.2331 | 22046.1565 | 0 | 0 | 22046.1565 | 0.001617%
2026 | 523 | CB 523 | Tier-2 | Tier-2---13 | 4--4 | 259 | 126 | 305.5692 | 37.2% | 61.32% | 1.484% | 5.5296 | 0 | 0 | 5.5296 | 0 | 5.2749 | 1.7567 | 3.0027 | 5.2749 | 1.7567 | 3.0027 | 5.5567 | 1.8506 | 3.0027 | 1.81% | 0.044603 | 0.042433 | 6850.8655 | 393.6973 | 4462.8655 | 1994.3028 | 7070.8802 | 0 | 0 | 7070.8802 | 0.0001823%
2026 | 524 | CB 524 | Tier-3 | Tier-3---17 | 3--5 | 90 | 12 | 481.3309 | 94.25% | 5.298% | 0.4514% | 6.0487 | 0 | 0 | 6.0487 | 0 | 5.7701 | 0.16731 | 34.488 | 5.7701 | 0.16731 | 34.488 | 6.0784 | 0.17625 | 34.488 | 1.257% | 0.018139 | 0.017897 | 26536.2736 | 2336.3386 | 4292.2973 | 19907.6377 | 26556.8917 | 0 | 0 | 26556.8917 | 0.0001995%
2026 | 533 | CB 533 | Tier-2 | Tier-2---20 | 4--1 | 14 | 1 | 10.6053 | 3.364% | 93.72% | 2.92% | 0.0025483 | 0 | 0 | 0.0025483 | 0 | 0.002431 | 0.013942 | 0.17436 | 0.002431 | 0.013942 | 0.17436 | 0.0025608 | 0.014687 | 0.17436 | 0.02403% | 0.06013 | 0.059701 | 176.3723 | 1.1693 | 138.2093 | 36.9937 | 177.5985 | 0 | 0 | 177.5985 | 8.404e-08%
2026 | 534 | CB 534 | Tier-2 | Tier-2---21 | 4--1 | 12 | 6 | 6.3051 | 35.99% | 54.92% | 9.089% | 0.11347 | 0 | 0 | 0.11347 | 0 | 0.10824 | 0.083654 | 1.2939 | 0.10824 | 0.083654 | 1.2939 | 0.11402 | 0.088123 | 1.2939 | 1.8% | 0.060541 | 0.057514 | 104.1456 | 2.8823 | 62.9218 | 38.3415 | 107.6541 | 0 | 0 | 107.6541 | 3.742e-06%
2026 | 535 | CB 535 | Tier-2 | Tier-2---16 | 4--3 | 10 | 5 | 111.4983 | 4.585% | 95.12% | 0.2939% | 0.25563 | 0 | 0 | 0.25563 | 0 | 0.24386 | 0.069711 | 3.4981 | 0.24386 | 0.069711 | 3.4981 | 0.25689 | 0.073436 | 3.4981 | 0.2293% | 0.059698 | 0.056713 | 1867.7052 | 9.1379 | 1456.5514 | 402.016 | 1961.498 | 0 | 0 | 1961.498 | 8.43e-06%
2026 | 536 | CB 536 | Tier-2 | Tier-2---18 | 4--2 | 39 | 33 | 54.1099 | 76.19% | 21.99% | 1.82% | 3.4885 | 0 | 0 | 3.4885 | 0 | 3.3278 | 0.4601 | 7.2328 | 3.3278 | 0.4601 | 7.2328 | 3.5056 | 0.48468 | 7.2328 | 6.447% | 0.063476 | 0.058105 | 852.4497 | 43.8224 | 164.7863 | 643.8409 | 871.2096 | 0 | 0 | 871.2096 | 0.000115%
2026 | 540 | CB 540 | Tier-2 | Tier-2---17 | 1--5 | 16 | 5 | 67.245 | 99.24% | 0% | 0.7576% | 2.0855 | 0 | 0 | 2.0855 | 0 | 1.9894 | 0.069711 | 28.5378 | 1.9894 | 0.069711 | 28.5378 | 2.0957 | 0.073436 | 28.5378 | 3.101% | 0.0036022 | 0.0034896 | 18667.7627 | 1335.1505 | 3231.0476 | 14101.5646 | 18672.3245 | 0 | 0 | 18672.3245 | 6.877e-05%
2026 | 542 | CB 542 | Tier-2 | Tier-2---9 | 4--5 | 43 | 35 | 949.4775 | 95.45% | 4.414% | 0.1311% | 73.7702 | 0 | 0 | 73.7702 | 0 | 70.3718 | 0.48798 | 144.2104 | 70.3718 | 0.48798 | 144.2104 | 74.1319 | 0.51405 | 144.2104 | 7.77% | 0.053515 | 0.049159 | 17742.4015 | 965.8807 | 2773.7516 | 14002.7692 | 17813.86 | 0 | 0 | 17813.86 | 0.002433%
2026 | 576 | CB 576 | Tier-2 | Tier-2---12 | 4--4 | 19 | 13 | 417.7025 | 78.37% | 21.49% | 0.1463% | 22.397 | 0 | 0 | 22.397 | 0 | 21.3652 | 0.18125 | 117.8773 | 21.3652 | 0.18125 | 117.8773 | 22.5068 | 0.19093 | 117.8773 | 5.362% | 0.047237 | 0.044005 | 8842.622 | 398.1663 | 2081.4024 | 6363.0533 | 8983.1194 | 0 | 0 | 8983.1194 | 0.0007386%
2026 | 599 | CB 599 | Tier-2 | Tier-2---4 | 4--5 | 369 | 262 | 4323.2442 | 99.81% | 0% | 0.1903% | 306.3779 | 0 | 0 | 306.3779 | 0 | 292.2637 | 3.6529 | 80.0091 | 292.2637 | 3.6529 | 80.0091 | 307.8797 | 3.8481 | 80.0091 | 7.087% | 0.043095 | 0.040035 | 100319.859 | 10016.8763 | 926.348 | 89376.6347 | 100334.4508 | 0 | 0 | 100334.4508 | 0.0101%
2026 | 67 | CB 67 | Tier-3 | Tier-3---20 | 1--5 | 3 | 2 | 10.8761 | 99.3% | 0% | 0.7025% | 0.71998 | 0 | 0 | 0.71998 | 0 | 0.68681 | 0.027885 | 24.6305 | 0.68681 | 0.027885 | 24.6305 | 0.72351 | 0.029374 | 24.6305 | 6.62% | 0.0002312 | 0.00021579 | 47041.8644 | 2938.6525 | 1230.2085 | 42873.0035 | 47065.4692 | 0 | 0 | 47065.4692 | 2.374e-05%
2026 | 776 | CB 776 | Tier-2 | Tier-2---18 | 3--3 | 53 | 53 | 55.0677 | 92.66% | 4.028% | 3.312% | 5.1026 | 0 | 0 | 5.1026 | 0 | 4.8675 | 0.73894 | 6.5871 | 4.8675 | 0.73894 | 6.5871 | 5.1276 | 0.77842 | 6.5871 | 9.266% | 0.014982 | 0.013484 | 3675.6367 | 359.0614 | 229.0677 | 3087.5075 | 3705.6131 | 0 | 0 | 3705.6131 | 0.0001683%
2026 | 78 | CB 78 | Tier-3 | Tier-3---20 | 1--5 | 4 | 3 | 25.281 | 99.56% | 0% | 0.4423% | 1.8877 | 0 | 0 | 1.8877 | 0 | 1.8007 | 0.041827 | 43.0519 | 1.8007 | 0.041827 | 43.0519 | 1.8969 | 0.044062 | 43.0519 | 7.467% | 0.0002122 | 0.00019629 | 119137.3955 | 6076.3887 | 566.2108 | 112494.796 | 119180.1165 | 0 | 0 | 119180.1165 | 6.225e-05%
2026 | 788 | CB 788 | Tier-2 | Tier-2---2 | 5--5 | 708 | 24 | 8569.0681 | 95.07% | 4.755% | 0.1724% | 27.6164 | 0 | 0 | 27.6164 | 0 | 26.3441 | 0.33461 | 78.7297 | 26.3441 | 0.33461 | 78.7297 | 27.7517 | 0.35249 | 78.7297 | 0.3223% | 0.14181 | 0.14133 | 60426.1463 | 6360.7221 | 2990.776 | 51074.6482 | 60436.2738 | 0 | 0 | 60436.2738 | 0.0009107%
2026 | 835 | CB 835 | Tier-2 | Tier-2---17 | 1--5 | 12 | 8 | 42.6475 | 99.43% | 0% | 0.5747% | 2.8268 | 0 | 0 | 2.8268 | 0 | 2.6966 | 0.11154 | 24.1765 | 2.6966 | 0.11154 | 24.1765 | 2.8407 | 0.1175 | 24.1765 | 6.628% | 0.0017112 | 0.0015971 | 24922.574 | 2795.9682 | 135.9476 | 21990.6582 | 24932.8055 | 0 | 0 | 24932.8055 | 9.322e-05%
2026 | 907 | CB 907 | Tier-3 | Tier-3---13 | 3--5 | 51 | 39 | 2742.2838 | 99.83% | 0.1274% | 0.03844% | 209.3563 | 0 | 0 | 209.3563 | 0 | 199.7117 | 0.54375 | 367.2864 | 199.7117 | 0.54375 | 367.2864 | 210.3826 | 0.5728 | 367.2864 | 7.634% | 0.023668 | 0.021858 | 115862.6603 | 8950.1537 | 169.4148 | 106743.0917 | 115878.5696 | 0 | 0 | 115878.5696 | 0.006904%
2026 | 91 | CB 91 | Tier-2 | Tier-2---12 | 3--5 | 68 | 30 | 337.7351 | 93.43% | 6.078% | 0.496% | 13.9205 | 0 | 0 | 13.9205 | 0 | 13.2792 | 0.41827 | 31.748 | 13.2792 | 0.41827 | 31.748 | 13.9887 | 0.44062 | 31.748 | 4.122% | 0.015476 | 0.014793 | 21823.4311 | 1985.3885 | 2725.0024 | 17113.0402 | 21889.6505 | 0 | 0 | 21889.6505 | 0.000459%
2026 | 928 | CB 928 | Tier-2 | Tier-2---7 | 4--5 | 62 | 53 | 1655.0106 | 79.76% | 20.12% | 0.1245% | 112.8379 | 0 | 0 | 112.8379 | 0 | 107.6396 | 0.73894 | 145.6674 | 107.6396 | 0.73894 | 145.6674 | 113.391 | 0.77842 | 145.6674 | 6.818% | 0.057199 | 0.052309 | 28934.4603 | 1965.0457 | 5791.8405 | 21177.574 | 29481.9537 | 0 | 0 | 29481.9537 | 0.003721%
2026 | 970 | CB 970 | Tier-2 | Tier-2---14 | 1--5 | 4 | 3 | 251.0066 | 99.97% | 0% | 0.03372% | 18.8191 | 0 | 0 | 18.8191 | 0 | 17.9522 | 0.041827 | 429.2023 | 17.9522 | 0.041827 | 429.2023 | 18.9114 | 0.044062 | 429.2023 | 7.497% | 0.00034 | 0.0003145 | 738254.59 | 37452.9301 | 3187.3418 | 697614.3182 | 738274.7756 | 0 | 0 | 738274.7756 | 0.0006206%
2026 | 971 | CB 971 | Tier-2 | Tier-2---3 | 5--5 | 167 | 114 | 11456.6981 | 99.51% | 0.4569% | 0.03477% | 778.2289 | 0 | 0 | 778.2289 | 0 | 742.3775 | 1.5894 | 467.0743 | 742.3775 | 1.5894 | 467.0743 | 782.0437 | 1.6743 | 467.0743 | 6.793% | 0.12528 | 0.11672 | 91451.3672 | 5164.7092 | 651.9468 | 85634.7112 | 91484.3089 | 0 | 0 | 91484.3089 | 0.02566%
2026 | 973 | CB 973 | Tier-2 | Tier-2---14 | 1--5 | 7 | 4 | 310.4015 | 99.93% | 0% | 0.0686% | 17.7251 | 0 | 0 | 17.7251 | 0 | 16.9085 | 0.055769 | 303.1874 | 16.9085 | 0.055769 | 303.1874 | 17.8119 | 0.058749 | 303.1874 | 5.71% | 0.000676 | 0.00063737 | 459173.7617 | 23326.5551 | 2153.0247 | 433694.182 | 459192.853 | 0 | 0 | 459192.853 | 0.0005845%
2026 | 974 | CB 974 | Tier-2 | Tier-2---12 | 1--5 | 7 | 5 | 334.3039 | 99.93% | 0% | 0.06503% | 23.8633 | 0 | 0 | 23.8633 | 0 | 22.764 | 0.069711 | 326.546 | 22.764 | 0.069711 | 326.546 | 23.9803 | 0.073436 | 326.546 | 7.138% | 0.0006326 | 0.00058741 | 528460.2237 | 26466.0439 | 655.3394 | 501338.8403 | 528486.6609 | 0 | 0 | 528486.6609 | 0.0007869%
2026 | 975 | CB 975 | Tier-3 | Tier-3---16 | 5--4 | 11 | 8 | 1304.3742 | 99.51% | 0.4601% | 0.0271% | 94.4014 | 0 | 0 | 94.4014 | 0 | 90.0526 | 0.11154 | 807.3691 | 90.0526 | 0.11154 | 807.3691 | 94.8642 | 0.1175 | 807.3691 | 7.237% | 0.10726 | 0.099458 | 12161.0449 | 615.424 | 92.9298 | 11452.6911 | 12165.6914 | 0 | 0 | 12165.6914 | 0.003113%
2026 | 980 | CB 980 | Tier-2 | Tier-2---12 | 2--5 | 35 | 24 | 387.8494 | 99.7% | 0% | 0.3041% | 26.5145 | 0 | 0 | 26.5145 | 0 | 25.293 | 0.33461 | 75.5885 | 25.293 | 0.33461 | 75.5885 | 26.6445 | 0.35249 | 75.5885 | 6.836% | 0.0069124 | 0.0064384 | 56109.2292 | 22659.9966 | 1622.27 | 31826.9626 | 56121.7905 | 0 | 0 | 56121.7905 | 0.0008744%
2026 | 981 | CB 981 | Tier-2 | Tier-2---15 | 1--5 | 14 | 11 | 132.7571 | 99.65% | 0% | 0.354% | 10.394 | 0 | 0 | 10.394 | 0 | 9.9152 | 0.15337 | 64.6507 | 9.9152 | 0.15337 | 64.6507 | 10.4449 | 0.16156 | 64.6507 | 7.829% | 0.0030076 | 0.0027713 | 44140.5414 | 2879.0748 | 9317.9917 | 31943.4749 | 44153.8651 | 0 | 0 | 44153.8651 | 0.0003428%
2026 | 982 | CB 982 | Tier-2 | Not Applicable | Not Applicable | 1 | 1 | 0 | 0% | 0% | 0% | 0 | 0 | 0 | 0 | 0 | 0 | 0.013942 | 0 | 0 | 0.013942 | 0 | 0 | 0.014687 | 0 | 0% | 0 | 0 | 0 | 0 | 0 | 0 | 0 | 0 | 0 | 0 | 0%
2026 | CTL1 | CB CTL1 | Tier-3 | Tier-3---19 | 5--1 | 6 | 2 | 27.4807 | 90.21% | 9.514% | 0.2799% | 0.82631 | 0 | 0 | 0.82631 | 0 | 0.78824 | 0.027885 | 28.268 | 0.78824 | 0.027885 | 28.268 | 0.83036 | 0.029374 | 28.268 | 3.007% | 0.42111 | 0.40708 | 65.2572 | 3.4648 | 6.2225 | 55.5699 | 65.4776 | 0 | 0 | 65.4776 | 2.725e-05%
2026 | DV1 | CB DV1 | Tier-3 | Tier-3---20 | 1--5 | 2 | 2 | 15.4911 | 99.81% | 0% | 0.1868% | 1.5462 | 0 | 0 | 1.5462 | 0 | 1.475 | 0.027885 | 52.8961 | 1.475 | 0.027885 | 52.8961 | 1.5538 | 0.029374 | 52.8961 | 9.981% | 0.000145 | 0.0001305 | 106835.191 | 6026.6232 | 486.5143 | 100322.0536 | 106857.3618 | 0 | 0 | 106857.3618 | 5.099e-05%
2026 | FB1 | CB FB1 | Tier-2 | Tier-2---11 | 4--4 | 371 | 161 | 346.5871 | 36.93% | 61.45% | 1.621% | 5.5543 | 0 | 0 | 5.5543 | 0 | 5.2984 | 2.2447 | 2.3604 | 5.2984 | 2.2447 | 2.3604 | 5.5815 | 2.3646 | 2.3604 | 1.603% | 0.04664 | 0.044616 | 7431.1135 | 609.45 | 4232.5548 | 2589.1087 | 7643.7346 | 0 | 0 | 7643.7346 | 0.0001832%
2026 | FB2 | CB FB2 | Tier-2 | Tier-2---9 | 4--5 | 173 | 109 | 1029.5845 | 94.33% | 5.316% | 0.3556% | 61.1907 | 0 | 0 | 61.1907 | 0 | 58.3718 | 1.5197 | 38.4098 | 58.3718 | 1.5197 | 38.4098 | 61.4907 | 1.6009 | 38.4098 | 5.943% | 0.045688 | 0.04281 | 22535.0189 | 2600.9741 | 1192.7302 | 18741.3145 | 22620.9593 | 0 | 0 | 22620.9593 | 0.002018%
2026 | JU1 | CB JU1 | Tier-3 | Tier-3---15 | 5--4 | 80 | 67 | 1531.7487 | 97.85% | 2.019% | 0.1357% | 125.5197 | 0 | 0 | 125.5197 | 0 | 119.7372 | 0.93413 | 128.1801 | 119.7372 | 0.93413 | 128.1801 | 126.135 | 0.98405 | 128.1801 | 8.195% | 0.1808 | 0.16566 | 8471.8458 | 469.0858 | 165.6284 | 7837.1316 | 8488.5321 | 0 | 0 | 8488.5321 | 0.004139%
2026 | MOR1 | CB MOR1 | Tier-2 | Tier-2---4 | 5--5 | 116 | 86 | 5119.7141 | 98.56% | 1.393% | 0.05121% | 374.0843 | 0 | 0 | 374.0843 | 0 | 356.851 | 1.199 | 297.6148 | 356.851 | 1.199 | 297.6148 | 375.918 | 1.2631 | 297.6148 | 7.307% | 0.12647 | 0.11709 | 40481.7763 | 2466.5834 | 537.059 | 37478.1339 | 40528.5827 | 0 | 0 | 40528.5827 | 0.01234%
2026 | NVS1 | CB NVS1 | Tier-2 | Tier-2---12 | 4--5 | 403 | 5 | 638.0788 | 99.02% | 0% | 0.9838% | 0.78387 | 0 | 0 | 0.78387 | 0 | 0.74776 | 0.069711 | 10.7265 | 0.74776 | 0.069711 | 10.7265 | 0.78772 | 0.073436 | 10.7265 | 0.1228% | 0.029239 | 0.029203 | 21822.7187 | 1367.8468 | 283.2108 | 20171.6612 | 21822.9854 | 0 | 0 | 21822.9854 | 2.585e-05%
2026 | OK1 | CB OK1 | Tier-3 | Tier-3---7 | 5--5 | 190 | 153 | 6915.6819 | 99% | 0.9206% | 0.07911% | 551.3273 | 0 | 0 | 551.3273 | 0 | 525.9288 | 2.1332 | 246.548 | 525.9288 | 2.1332 | 246.548 | 554.0299 | 2.2471 | 246.548 | 7.972% | 0.20255 | 0.18624 | 34143.1528 | 2255.401 | 307.6674 | 31580.0844 | 34173.0448 | 0 | 0 | 34173.0448 | 0.01818%
2026 | PE1 | CB PE1 | Tier-3 | Tier-3---13 | 5--4 | 247 | 132 | 3027.5479 | 94.73% | 5.109% | 0.164% | 153.2642 | 0 | 0 | 153.2642 | 0 | 146.2036 | 1.8404 | 79.442 | 146.2036 | 1.8404 | 79.442 | 154.0155 | 1.9387 | 79.442 | 5.062% | 0.24168 | 0.22876 | 12527.0623 | 651.1133 | 599.2989 | 11276.6501 | 12564.3577 | 0 | 0 | 12564.3577 | 0.005054%
2026 | RA1 | CB RA1 | Tier-2 | Tier-2---2 | 5--5 | 353 | 179 | 10517.0624 | 98.31% | 1.619% | 0.07383% | 524.2711 | 0 | 0 | 524.2711 | 0 | 500.119 | 2.4957 | 200.3947 | 500.119 | 2.4957 | 200.3947 | 526.841 | 2.629 | 200.3947 | 4.985% | 0.14726 | 0.13979 | 71417.5478 | 3677.0651 | 1105.1436 | 66635.3391 | 71482.1454 | 0 | 0 | 71482.1454 | 0.01729%
2026 | RA2 | CB RA2 | Tier-2 | Tier-2---4 | 5--5 | 118 | 62 | 5229.9021 | 98.11% | 1.831% | 0.05575% | 269.606 | 0 | 0 | 269.606 | 0 | 257.1858 | 0.86442 | 297.5236 | 257.1858 | 0.86442 | 297.5236 | 270.9276 | 0.91061 | 297.5236 | 5.155% | 0.12706 | 0.12038 | 41161.4683 | 4371.7867 | 705.658 | 36084.0236 | 41204.5431 | 0 | 0 | 41204.5431 | 0.008891%
2026 | RA3 | CB RA3 | Tier-2 | Tier-2---10 | 5--4 | 241 | 93 | 916.1972 | 69.5% | 30.07% | 0.4286% | 24.5712 | 0 | 0 | 24.5712 | 0 | 23.4392 | 1.2966 | 18.077 | 23.4392 | 1.2966 | 18.077 | 24.6916 | 1.3659 | 18.077 | 2.682% | 0.12911 | 0.12413 | 7096.3625 | 284.8233 | 1917.8301 | 4893.709 | 7183.2434 | 0 | 0 | 7183.2434 | 0.0008103%
2026 | RB1 | CB RB1 | Tier-3 | Tier-3---20 | 1--5 | 2 | 2 | 29.7534 | 99.88% | 0% | 0.1212% | 2.9717 | 0 | 0 | 2.9717 | 0 | 2.8348 | 0.027885 | 101.6631 | 2.8348 | 0.027885 | 101.6631 | 2.9863 | 0.029374 | 101.6631 | 9.988% | 0.0001458 | 0.00013122 | 204069.8082 | 10986.7817 | 682.9358 | 192400.0907 | 204097.2801 | 0 | 0 | 204097.2801 | 9.8e-05%
2026 | RC1 | CB RC1 | Tier-2 | Tier-2---4 | 4--5 | 94 | 58 | 3739.8748 | 99.14% | 0.8077% | 0.05477% | 228.7681 | 0 | 0 | 228.7681 | 0 | 218.2292 | 0.80865 | 269.8677 | 218.2292 | 0.80865 | 269.8677 | 229.8895 | 0.85186 | 269.8677 | 6.117% | 0.084253 | 0.079055 | 44388.4144 | 3566.8538 | 353.0058 | 40468.5548 | 44413.5888 | 0 | 0 | 44413.5888 | 0.007544%
2026 | SL1 | CB SL1 | Tier-3 | Tier-3---11 | 5--5 | 225 | 184 | 3361.5705 | 93.71% | 6.129% | 0.1568% | 257.6221 | 0 | 0 | 257.6221 | 0 | 245.754 | 2.5654 | 95.7963 | 245.754 | 2.5654 | 95.7963 | 258.8849 | 2.7025 | 95.7963 | 7.664% | 0.19527 | 0.1793 | 17214.6695 | 1252.9171 | 1001.4319 | 14960.3205 | 17311.0401 | 0 | 0 | 17311.0401 | 0.008495%
2026 | SSC1 | CB SSC1 | Tier-2 | Tier-2---18 | 4--3 | 220 | 27 | 94.186 | 2.003% | 94.63% | 3.363% | 0.023154 | 0 | 0 | 0.023154 | 0 | 0.022087 | 0.37644 | 0.058674 | 0.022087 | 0.37644 | 0.058674 | 0.023267 | 0.39656 | 0.058674 | 0.02458% | 0.031528 | 0.031141 | 2987.3954 | 6.3387 | 2712.6507 | 268.4061 | 3023.771 | 0 | 0 | 3023.771 | 7.635e-07%
2026 | CTL1 | CTL1-3R | Tier-3 | Tier-3---14 | 5--4 | 314 | 138 | 2064.0334 | 78.9% | 20.86% | 0.2358% | 71.5721 | 0 | 0 | 71.5721 | 0 | 68.2749 | 1.924 | 35.4853 | 68.2749 | 1.924 | 35.4853 | 71.923 | 2.0268 | 35.4853 | 3.468% | 0.42513 | 0.40645 | 4855.055 | 225.2505 | 929.4415 | 3700.363 | 4902.1464 | 0 | 0 | 4902.1464 | 0.00236%
2026 | DV1 | DV1-3R | Tier-3 | Tier-3---11 | 5--5 | 235 | 175 | 3719.4004 | 95.17% | 4.691% | 0.1427% | 263.5885 | 0 | 0 | 263.5885 | 0 | 251.4455 | 2.4399 | 103.0556 | 251.4455 | 2.4399 | 103.0556 | 264.8806 | 2.5703 | 103.0556 | 7.087% | 0.19421 | 0.17975 | 19151.2388 | 1060.0216 | 843.3957 | 17247.8214 | 19225.7211 | 0 | 0 | 19225.7211 | 0.008692%
2026 | RA1 | RA1-402R | Tier-3 | Tier-3---4 | 5--5 | 122 | 74 | 9339.3378 | 99.33% | 0.6459% | 0.02826% | 562.6656 | 0 | 0 | 562.6656 | 0 | 536.7448 | 1.0317 | 520.238 | 536.7448 | 1.0317 | 520.238 | 565.4238 | 1.0869 | 520.238 | 6.025% | 0.12948 | 0.12162 | 72130.9155 | 4375.0229 | 443.5541 | 67312.3385 | 72162.3141 | 0 | 0 | 72162.3141 | 0.01855%
2026 | RB1 | RB1-427R | Tier-3 | Tier-3---7 | 5--5 | 433 | 306 | 6920.124 | 97.57% | 2.306% | 0.1195% | 477.1808 | 0 | 0 | 477.1808 | 0 | 455.1981 | 4.2663 | 106.6952 | 455.1981 | 4.2663 | 106.6952 | 479.5199 | 4.4943 | 106.6952 | 6.896% | 0.15381 | 0.14294 | 44992.7829 | 2694.5507 | 965.1573 | 41333.0749 | 45075.7752 | 0 | 0 | 45075.7752 | 0.01574%
2026 | RB1 | RB1-433R | Tier-3 | Tier-3---10 | 5--5 | 125 | 117 | 5946.5075 | 99.32% | 0.6164% | 0.06772% | 552.7852 | 0 | 0 | 552.7852 | 0 | 527.3195 | 1.6312 | 323.2615 | 527.3195 | 1.6312 | 323.2615 | 555.4949 | 1.7184 | 323.2615 | 9.296% | 0.15284 | 0.13854 | 38906.0871 | 2307.7478 | 238.1361 | 36360.2032 | 38933.5738 | 0 | 0 | 38933.5738 | 0.01823%
2026 | TM1 | TM1-10R | Tier-3 | Tier-3---12 | 5--5 | 103 | 81 | 3782.8568 | 99.48% | 0.4537% | 0.066% | 295.9408 | 0 | 0 | 295.9408 | 0 | 282.3074 | 1.1293 | 249.9788 | 282.3074 | 1.1293 | 249.9788 | 297.3915 | 1.1897 | 249.9788 | 7.823% | 0.093421 | 0.086074 | 40492.6609 | 2080.2531 | 189.7576 | 38222.6503 | 40510.6225 | 0 | 0 | 40510.6225 | 0.009759%
2027 | 1001 | 1001-1231F | Tier-2 | Tier-2---15 | 3--3 | 4 | 1 | 117.1572 | 99.03% | 0.8725% | 0.09309% | 2.9006 | 0 | 0 | 2.9006 | 0 | 2.6396 | 0.0133 | 198.4626 | 2.6396 | 0.0133 | 198.4626 | 2.9292 | 0.014759 | 198.4626 | 2.476% | 0.025088 | 0.024461 | 4669.7772 | 254.6756 | 41.5622 | 4373.5394 | 4670.9334 | 0 | 0 | 4670.9334 | 9.565e-05%
2027 | 1001 | 1001-1814AE | Tier-2 | Tier-2---11 | 5--3 | 10 | 10 | 409.0622 | 99.15% | 0.7717% | 0.07851% | 40.5584 | 0 | 0 | 40.5584 | 0 | 36.9076 | 0.133 | 277.5011 | 36.9076 | 0.133 | 277.5011 | 40.9571 | 0.14759 | 277.5011 | 9.915% | 0.094213 | 0.084792 | 4341.8958 | 236.5203 | 34.0095 | 4071.3661 | 4345.9973 | 0 | 0 | 4345.9973 | 0.001337%
2027 | 1001 | 1001-1820F | Tier-2 | Tier-2---5 | 5--5 | 146 | 117 | 4222.2471 | 91.41% | 8.486% | 0.103% | 309.2954 | 0 | 0 | 309.2954 | 0 | 281.4546 | 1.5561 | 180.8719 | 281.4546 | 1.5561 | 180.8719 | 312.3351 | 1.7268 | 180.8719 | 7.325% | 0.12846 | 0.11817 | 32868.2878 | 1721.3581 | 2595.1533 | 28551.7765 | 33114.2382 | 0 | 0 | 33114.2382 | 0.0102%
2027 | 1006 | 1006-829F | Tier-2 | Tier-2---15 | 1--5 | 10 | 10 | 114.5301 | 99.76% | 0% | 0.2395% | 11.4256 | 0 | 0 | 11.4256 | 0 | 10.3971 | 0.133 | 78.1739 | 10.3971 | 0.133 | 78.1739 | 11.5379 | 0.14759 | 78.1739 | 9.976% | 0.0022112 | 0.0019901 | 51795.4298 | 4696.3379 | 114.7654 | 46984.3264 | 51809.2104 | 0 | 0 | 51809.2104 | 0.0003768%
2027 | 1021 | 1021-1748F | Tier-3 | Tier-3---2 | 5--5 | 516 | 421 | 35156.1224 | 99.02% | 0.9436% | 0.03662% | 2840.2415 | 0 | 0 | 2840.2415 | 0 | 2584.5811 | 5.5993 | 461.5902 | 2584.5811 | 5.5993 | 461.5902 | 2868.1552 | 6.2136 | 461.5902 | 8.079% | 0.16564 | 0.15212 | 212249.5403 | 13715.9361 | 1963.4816 | 196570.1226 | 212434.3696 | 0 | 0 | 212434.3696 | 0.09366%
2027 | 1021 | 1021-1760R | Tier-3 | Tier-3---6 | 5--5 | 85 | 70 | 7055.7157 | 98.18% | 1.793% | 0.03106% | 570.4582 | 0 | 0 | 570.4582 | 0 | 519.1092 | 0.931 | 557.5827 | 519.1092 | 0.931 | 557.5827 | 576.0647 | 1.0331 | 557.5827 | 8.085% | 0.10829 | 0.099373 | 65155.0235 | 4038.9642 | 1087.8449 | 60028.2144 | 65261.6995 | 0 | 0 | 65261.6995 | 0.01881%
2027 | 1021 | 1021-25R | Tier-3 | Tier-3---2 | 5--5 | 168 | 139 | 18825.6899 | 99.7% | 0.2782% | 0.02306% | 1552.9096 | 0 | 0 | 1552.9096 | 0 | 1413.1265 | 1.8487 | 764.3897 | 1413.1265 | 1.8487 | 764.3897 | 1568.1715 | 2.0515 | 764.3897 | 8.249% | 0.12361 | 0.11338 | 152300.0709 | 9949.5446 | 416.971 | 141933.5553 | 152341.4546 | 0 | 0 | 152341.4546 | 0.05121%
2027 | 1021 | 1021-855 | Tier-3 | Tier-3---10 | 5--5 | 69 | 61 | 5034.3753 | 99.51% | 0.4541% | 0.0405% | 442.8665 | 0 | 0 | 442.8665 | 0 | 403.0025 | 0.8113 | 496.7369 | 403.0025 | 0.8113 | 496.7369 | 447.219 | 0.90031 | 496.7369 | 8.797% | 0.10909 | 0.099445 | 46149.2476 | 2319.9671 | 207.6388 | 43621.6417 | 46171.3852 | 0 | 0 | 46171.3852 | 0.0146%
2027 | 1021 | 1021-883R | Tier-3 | Tier-3---16 | 5--4 | 16 | 16 | 1386.6299 | 99.58% | 0.3809% | 0.03987% | 138.0795 | 0 | 0 | 138.0795 | 0 | 125.6505 | 0.2128 | 590.463 | 125.6505 | 0.2128 | 590.463 | 139.4365 | 0.23615 | 590.463 | 9.958% | 0.10042 | 0.090377 | 13808.4689 | 696.2558 | 53.5765 | 13058.6366 | 13814.925 | 0 | 0 | 13814.925 | 0.004553%
2027 | 1021 | 1021-92 | Tier-3 | Tier-3---15 | 5--4 | 12 | 10 | 794.3626 | 99.6% | 0.3592% | 0.04176% | 65.9315 | 0 | 0 | 65.9315 | 0 | 59.9967 | 0.133 | 451.1035 | 59.9967 | 0.133 | 451.1035 | 66.5794 | 0.14759 | 451.1035 | 8.3% | 0.099013 | 0.090762 | 8022.7784 | 405.0442 | 27.6394 | 7590.0948 | 8025.7027 | 0 | 0 | 8025.7027 | 0.002174%
2027 | 1022 | 1022-17F | Tier-3 | Tier-3---4 | 5--5 | 139 | 107 | 9800.6792 | 99.62% | 0.3456% | 0.03348% | 751.5808 | 0 | 0 | 751.5808 | 0 | 683.9283 | 1.4231 | 480.5907 | 683.9283 | 1.4231 | 480.5907 | 758.9673 | 1.5792 | 480.5907 | 7.669% | 0.10945 | 0.10102 | 89544.6442 | 5359.6686 | 310.5435 | 83874.4321 | 89572.9534 | 0 | 0 | 89572.9534 | 0.02478%
2027 | 1022 | 1022-26R | Tier-3 | Tier-3---15 | 4--4 | 9 | 9 | 694.7204 | 99.22% | 0.7469% | 0.03547% | 68.9285 | 0 | 0 | 68.9285 | 0 | 62.724 | 0.1197 | 524.0101 | 62.724 | 0.1197 | 524.0101 | 69.6059 | 0.13283 | 524.0101 | 9.922% | 0.092662 | 0.083396 | 7497.376 | 376.7223 | 52.0531 | 7068.6006 | 7503.8938 | 0 | 0 | 7503.8938 | 0.002273%
2027 | 1022 | 1022-322R | Tier-3 | Tier-3---10 | 5--5 | 89 | 76 | 5072.1995 | 99.16% | 0.7912% | 0.04875% | 429.4935 | 0 | 0 | 429.4935 | 0 | 390.8332 | 1.0108 | 386.6575 | 390.8332 | 1.0108 | 386.6575 | 433.7145 | 1.1217 | 386.6575 | 8.468% | 0.10587 | 0.096826 | 47911.5964 | 2988.4313 | 366.1059 | 44557.0592 | 47949.171 | 0 | 0 | 47949.171 | 0.01416%
2027 | 1023 | 1023-200R | Tier-2 | Tier-2---5 | 4--5 | 82 | 73 | 2889.9732 | 99.24% | 0.6691% | 0.08946% | 255.3265 | 0 | 0 | 255.3265 | 0 | 232.3436 | 0.9709 | 239.3076 | 232.3436 | 0.9709 | 239.3076 | 257.8358 | 1.0774 | 239.3076 | 8.835% | 0.083115 | 0.075715 | 34770.9454 | 1877.1075 | 241.328 | 32652.5099 | 34796.7212 | 0 | 0 | 34796.7212 | 0.00842%
2027 | 1023 | 1023-46AE | Tier-2 | Tier-2---2 | 5--5 | 469 | 376 | 9469.9149 | 95.98% | 3.884% | 0.1387% | 728.6709 | 0 | 0 | 728.6709 | 0 | 663.0806 | 5.0008 | 132.595 | 663.0806 | 5.0008 | 132.595 | 735.8322 | 5.5495 | 132.595 | 7.695% | 0.13914 | 0.12798 | 68062.6824 | 3656.971 | 2513.7394 | 61891.9719 | 68301.2938 | 0 | 0 | 68301.2938 | 0.02403%
2027 | 1023 | 1023-48R | Tier-2 | Tier-2---5 | 5--5 | 380 | 290 | 3773.8473 | 97.39% | 2.337% | 0.2725% | 280.4875 | 0 | 0 | 280.4875 | 0 | 255.2398 | 3.857 | 66.1758 | 255.2398 | 3.857 | 66.1758 | 283.2441 | 4.2802 | 66.1758 | 7.432% | 0.12816 | 0.11838 | 29445.7307 | 1737.6729 | 715.7665 | 26992.2913 | 29509.2254 | 0 | 0 | 29509.2254 | 0.009249%
2027 | 1023 | 1023-89R | Tier-2 | Tier-2---11 | 4--4 | 119 | 85 | 585.5086 | 87.68% | 11.85% | 0.4758% | 36.6688 | 0 | 0 | 36.6688 | 0 | 33.3681 | 1.1305 | 29.5162 | 33.3681 | 1.1305 | 29.5162 | 37.0291 | 1.2545 | 29.5162 | 6.263% | 0.083403 | 0.077446 | 7020.201 | 414.9664 | 782.0246 | 5823.21 | 7086.7415 | 0 | 0 | 7086.7415 | 0.001209%
2027 | 1030 | 1030-1728R | Tier-3 | Tier-3---9 | 5--5 | 85 | 60 | 5124.1587 | 98.26% | 1.711% | 0.02883% | 355.4132 | 0 | 0 | 355.4132 | 0 | 323.4212 | 0.798 | 405.2899 | 323.4212 | 0.798 | 405.2899 | 358.9062 | 0.88555 | 405.2899 | 6.936% | 0.23544 | 0.21882 | 21764.1991 | 1221.106 | 349.3689 | 20193.7242 | 21792.9536 | 0 | 0 | 21792.9536 | 0.01172%
2027 | 1030 | 1030-1735F | Tier-3 | Not Applicable | Not Applicable | 6 | 6 | 0 | 0% | 0% | 0% | 0 | 0 | 0 | 0 | 0 | 0 | 0.0798 | 0 | 0 | 0.0798 | 0 | 0 | 0.088555 | 0 | 0% | 0 | 0 | 0 | 0 | 0 | 0 | 0 | 0 | 0 | 0 | 0%
2027 | 1030 | 1030-1777 | Tier-3 | Tier-3---5 | 5--5 | 193 | 143 | 11817.5772 | 98.58% | 1.381% | 0.03413% | 863.2115 | 0 | 0 | 863.2115 | 0 | 785.5107 | 1.9019 | 413.0139 | 785.5107 | 1.9019 | 413.0139 | 871.6951 | 2.1106 | 413.0139 | 7.304% | 0.24629 | 0.22805 | 47981.5879 | 2529.7124 | 644.8626 | 44807.0129 | 48035.9251 | 0 | 0 | 48035.9251 | 0.02847%
2027 | 1030 | 1030-1823F | Tier-3 | Tier-3---13 | 5--5 | 20 | 17 | 2150.9739 | 99.45% | 0.5287% | 0.02497% | 181.8205 | 0 | 0 | 181.8205 | 0 | 165.4542 | 0.2261 | 731.7748 | 165.4542 | 0.2261 | 731.7748 | 183.6075 | 0.25091 | 731.7748 | 8.453% | 0.10605 | 0.097039 | 20281.9888 | 1017.5622 | 101.0259 | 19163.4007 | 20292.4202 | 0 | 0 | 20292.4202 | 0.005996%
2027 | 1030 | 1030-18R | Tier-3 | Tier-3---7 | 5--5 | 98 | 72 | 6620.9098 | 98.66% | 1.309% | 0.03186% | 479.9105 | 0 | 0 | 479.9105 | 0 | 436.712 | 0.9576 | 456.0487 | 436.712 | 0.9576 | 456.0487 | 484.6271 | 1.0627 | 456.0487 | 7.248% | 0.23843 | 0.22091 | 27769.0579 | 1524.2005 | 340.5168 | 25904.3406 | 27798.5887 | 0 | 0 | 27798.5887 | 0.01583%
2027 | 1030 | 1030-20R | Tier-3 | Tier-3---3 | 5--5 | 367 | 323 | 25318.462 | 99.14% | 0.8163% | 0.04139% | 2209.1889 | 0 | 0 | 2209.1889 | 0 | 2010.3318 | 4.2959 | 467.9654 | 2010.3318 | 4.2959 | 467.9654 | 2230.9007 | 4.7672 | 467.9654 | 8.726% | 0.28668 | 0.26145 | 88316.4782 | 5506.1055 | 686.3261 | 82124.0466 | 88389.5775 | 0 | 0 | 88389.5775 | 0.07285%
2027 | 1030 | 1030-42R | Tier-3 | Tier-3---3 | 5--5 | 472 | 375 | 28398.7895 | 98.49% | 1.466% | 0.03945% | 2222.2926 | 0 | 0 | 2222.2926 | 0 | 2022.256 | 4.9875 | 405.465 | 2022.256 | 4.9875 | 405.465 | 2244.1332 | 5.5347 | 405.465 | 7.825% | 0.28228 | 0.25985 | 100606.2475 | 6191.924 | 1386.8762 | 93027.4473 | 100736.966 | 0 | 0 | 100736.966 | 0.07328%
2027 | 1030 | 1030-989R | Tier-3 | Tier-3---3 | 5--5 | 422 | 372 | 26696.216 | 99.16% | 0.796% | 0.04527% | 2333.5174 | 0 | 0 | 2333.5174 | 0 | 2123.469 | 4.9476 | 429.1919 | 2123.469 | 4.9476 | 429.1919 | 2356.4511 | 5.4904 | 429.1919 | 8.741% | 0.30703 | 0.27996 | 86951.1078 | 4865.0498 | 650.3273 | 81435.7308 | 87021.826 | 0 | 0 | 87021.826 | 0.07695%
2027 | 1039 | 1039-13 | Tier-2 | Tier-2---3 | 5--5 | 534 | 338 | 15957.1711 | 97.45% | 2.471% | 0.0752% | 984.307 | 0 | 0 | 984.307 | 0 | 895.7059 | 4.4954 | 199.2495 | 895.7059 | 4.4954 | 199.2495 | 993.9807 | 4.9886 | 199.2495 | 6.168% | 0.1351 | 0.12655 | 118113.2514 | 10500.2075 | 2816.2541 | 104796.7897 | 118316.4626 | 0 | 0 | 118316.4626 | 0.03246%
2027 | 1073 | 1073-872F | Tier-2 | Tier-2---20 | 3--2 | 16 | 12 | 17.9659 | 86.84% | 10.72% | 2.434% | 1.1701 | 0 | 0 | 1.1701 | 0 | 1.0648 | 0.1596 | 6.6718 | 1.0648 | 0.1596 | 6.6718 | 1.1816 | 0.17711 | 6.6718 | 6.513% | 0.018584 | 0.017191 | 966.7183 | 76.5664 | 118.0704 | 772.0814 | 977.0317 | 0 | 0 | 977.0317 | 3.859e-05%
2027 | 1073 | 1073-874F | Tier-2 | Tier-2---20 | 3--3 | 40 | 1 | 40.9949 | 23.55% | 73.64% | 2.81% | 0.024132 | 0 | 0 | 0.024132 | 0 | 0.02196 | 0.0133 | 1.6511 | 0.02196 | 0.0133 | 1.6511 | 0.02437 | 0.014759 | 1.6511 | 0.05887% | 0.021565 | 0.021511 | 1901.027 | 40.4675 | 1302.6457 | 557.9138 | 1904.6696 | 0 | 0 | 1904.6696 | 7.958e-07%
2027 | 1073 | 1073-886F | Tier-2 | Tier-2---20 | 3--2 | 4 | 4 | 27.0781 | 12.75% | 86.83% | 0.4178% | 0.3453 | 0 | 0 | 0.3453 | 0 | 0.31422 | 0.0532 | 5.9063 | 0.31422 | 0.0532 | 5.9063 | 0.34869 | 0.059037 | 5.9063 | 1.275% | 0.016776 | 0.015099 | 1614.0782 | 19.1067 | 1282.2131 | 312.7584 | 1770.5507 | 0 | 0 | 1770.5507 | 1.139e-05%
2027 | 1073 | 1073-887F | Tier-2 | Tier-2---21 | 3--1 | 3 | 3 | 6.3934 | 34.35% | 64.55% | 1.103% | 0.21961 | 0 | 0 | 0.21961 | 0 | 0.19984 | 0.0399 | 5.0085 | 0.19984 | 0.0399 | 5.0085 | 0.22176 | 0.044278 | 5.0085 | 3.435% | 0.016639 | 0.014975 | 384.2398 | 11.9549 | 217.4823 | 154.8027 | 412.2684 | 0 | 0 | 412.2684 | 7.242e-06%
2027 | 1079 | 1079-9 | Tier-2 | Tier-2---15 | 3--3 | 237 | 1 | 117.3021 | 94.99% | 0% | 5.009% | 0.047015 | 0 | 0 | 0.047015 | 0 | 0.042783 | 0.0133 | 3.2168 | 0.042783 | 0.0133 | 3.2168 | 0.047478 | 0.014759 | 3.2168 | 0.04008% | 0.027256 | 0.027244 | 4303.7498 | 704.0904 | 621.9418 | 2977.7175 | 4303.8408 | 0 | 0 | 4303.8408 | 1.55e-06%
2027 | 1090 | 1090-1734 | Tier-3 | Tier-3---16 | 2--5 | 44 | 38 | 730.5479 | 99.24% | 0.5863% | 0.172% | 62.6144 | 0 | 0 | 62.6144 | 0 | 56.9782 | 0.5054 | 112.7389 | 56.9782 | 0.5054 | 112.7389 | 63.2297 | 0.56085 | 112.7389 | 8.571% | 0.01345 | 0.012288 | 54317.4438 | 3261.8302 | 456.9875 | 50598.6261 | 54356.3771 | 0 | 0 | 54356.3771 | 0.002065%
2027 | 1090 | 1090-636R | Tier-3 | Tier-3---15 | 5--3 | 122 | 117 | 919.3728 | 93.93% | 5.62% | 0.4487% | 82.8186 | 0 | 0 | 82.8186 | 0 | 75.3638 | 1.5561 | 48.4312 | 75.3638 | 1.5561 | 48.4312 | 83.6325 | 1.7268 | 48.4312 | 9.008% | 0.38465 | 0.34776 | 2390.1852 | 120.0827 | 121.765 | 2148.3375 | 2405.5717 | 0 | 0 | 2405.5717 | 0.002731%
2027 | 1090 | 1090-639R | Tier-3 | Tier-3---18 | 5--2 | 80 | 72 | 509.5021 | 91.97% | 7.519% | 0.512% | 42.1724 | 0 | 0 | 42.1724 | 0 | 38.3763 | 0.9576 | 40.0755 | 38.3763 | 0.9576 | 40.0755 | 42.5869 | 1.0627 | 40.0755 | 8.277% | 0.37006 | 0.33675 | 1376.8236 | 60.6753 | 89.2071 | 1226.9412 | 1387.7597 | 0 | 0 | 1387.7597 | 0.001391%
2027 | 1090 | 1090-70F | Tier-2 | Tier-2---15 | 2--5 | 29 | 14 | 140.8367 | 88.02% | 11.68% | 0.2956% | 5.9845 | 0 | 0 | 5.9845 | 0 | 5.4458 | 0.1862 | 29.2469 | 5.4458 | 0.1862 | 29.2469 | 6.0433 | 0.20663 | 29.2469 | 4.249% | 0.0083 | 0.0078993 | 16968.2749 | 903.4734 | 1917.2026 | 14147.5988 | 17071.3922 | 0 | 0 | 17071.3922 | 0.0001973%
2027 | 1090 | 1090-73F | Tier-3 | Tier-3---10 | 4--5 | 317 | 215 | 5899.0454 | 99.62% | 0.2521% | 0.1275% | 398.5741 | 0 | 0 | 398.5741 | 0 | 362.697 | 2.8595 | 126.8394 | 362.697 | 2.8595 | 126.8394 | 402.4913 | 3.1732 | 126.8394 | 6.757% | 0.046754 | 0.043583 | 126173.0725 | 9334.6657 | 462.1696 | 116376.2372 | 126207.9232 | 0 | 0 | 126207.9232 | 0.01314%
2027 | 1090 | 1090-74F | Tier-3 | Tier-3---10 | 4--5 | 321 | 225 | 4990.92 | 99.62% | 0.2191% | 0.1576% | 348.513 | 0 | 0 | 348.513 | 0 | 317.1421 | 2.9925 | 105.979 | 317.1421 | 2.9925 | 105.979 | 351.9382 | 3.3208 | 105.979 | 6.983% | 0.045737 | 0.042531 | 109123.1086 | 8272.9718 | 456.2327 | 100393.904 | 109154.094 | 0 | 0 | 109154.094 | 0.01149%
2027 | 1094 | 1094-35F | Tier-2 | Tier-2---7 | 3--5 | 167 | 128 | 2514.2831 | 99.84% | 0% | 0.1648% | 192.3939 | 0 | 0 | 192.3939 | 0 | 175.0758 | 1.7024 | 102.8406 | 175.0758 | 1.7024 | 102.8406 | 194.2847 | 1.8892 | 102.8406 | 7.652% | 0.020398 | 0.018834 | 123263.6714 | 7008.6853 | 282.5097 | 115972.4764 | 123280.5348 | 0 | 0 | 123280.5348 | 0.006344%
2027 | 1094 | 1094-7 | Tier-2 | Tier-2---17 | 2--4 | 65 | 34 | 95.3301 | 98.77% | 0% | 1.235% | 4.9249 | 0 | 0 | 4.9249 | 0 | 4.4816 | 0.4522 | 9.9107 | 4.4816 | 0.4522 | 9.9107 | 4.9733 | 0.50181 | 9.9107 | 5.166% | 0.0065074 | 0.006167 | 14649.4839 | 1080.944 | 371.5011 | 13197.0388 | 14659.468 | 0 | 0 | 14659.468 | 0.0001624%
2027 | 1100 | 1100-1168F | Tier-2 | Tier-2---18 | 4--2 | 4 | 4 | 54.719 | 98.75% | 1.065% | 0.1855% | 5.4035 | 0 | 0 | 5.4035 | 0 | 4.9171 | 0.0532 | 92.4261 | 4.9171 | 0.0532 | 92.4261 | 5.4566 | 0.059037 | 92.4261 | 9.875% | 0.070904 | 0.063814 | 771.7308 | 43.3728 | 7.9161 | 720.4418 | 772.8034 | 0 | 0 | 772.8034 | 0.0001782%
2027 | 1100 | 1100-1172R | Tier-2 | Tier-2---7 | 4--5 | 34 | 32 | 2144.9788 | 99.68% | 0.2699% | 0.05437% | 201.2258 | 0 | 0 | 201.2258 | 0 | 183.1127 | 0.4256 | 430.2462 | 183.1127 | 0.4256 | 430.2462 | 203.2034 | 0.4723 | 430.2462 | 9.381% | 0.080798 | 0.073193 | 26547.4908 | 2914.2533 | 70.3485 | 23562.889 | 26556.4341 | 0 | 0 | 26556.4341 | 0.006636%
2027 | 1105 | 1105-1479 | Tier-2 | Tier-2---4 | 5--5 | 54 | 51 | 4228.0435 | 99.92% | 0.03248% | 0.04256% | 399.0156 | 0 | 0 | 399.0156 | 0 | 363.0987 | 0.6783 | 535.3072 | 363.0987 | 0.6783 | 535.3072 | 402.9371 | 0.75272 | 535.3072 | 9.437% | 0.10556 | 0.095592 | 40053.0076 | 3869.6704 | 26.6766 | 36156.6607 | 40056.1424 | 0 | 0 | 40056.1424 | 0.01316%
2027 | 1105 | 1105-1483 | Tier-2 | Tier-2---11 | 4--4 | 12 | 12 | 417.0013 | 94.5% | 5.418% | 0.08666% | 39.4048 | 0 | 0 | 39.4048 | 0 | 35.8578 | 0.1596 | 224.6733 | 35.8578 | 0.1596 | 224.6733 | 39.7921 | 0.17711 | 224.6733 | 9.45% | 0.063819 | 0.057437 | 6534.1451 | 320.1386 | 289.9716 | 5924.0349 | 6574.1074 | 0 | 0 | 6574.1074 | 0.001299%
2027 | 1118 | 1118-1718F | Tier-2 | Tier-2---10 | 5--4 | 19 | 17 | 788.3757 | 99.4% | 0.5205% | 0.07536% | 70.1185 | 0 | 0 | 70.1185 | 0 | 63.8069 | 0.2261 | 282.2067 | 63.8069 | 0.2261 | 282.2067 | 70.8077 | 0.25091 | 282.2067 | 8.894% | 0.10781 | 0.098163 | 7312.7208 | 536.3335 | 35.0941 | 6741.2933 | 7317.0029 | 0 | 0 | 7317.0029 | 0.002312%
2027 | 1138 | 1138-6R | Tier-2 | Tier-2---5 | 5--5 | 804 | 397 | 4663.8779 | 91.12% | 8.567% | 0.3106% | 209.849 | 0 | 0 | 209.849 | 0 | 190.9597 | 5.2801 | 36.1659 | 190.9597 | 5.2801 | 36.1659 | 211.9114 | 5.8594 | 36.1659 | 4.499% | 0.17153 | 0.16306 | 27190.5644 | 2036.5744 | 2249.3585 | 22904.6315 | 27315.9475 | 0 | 0 | 27315.9475 | 0.00692%
2027 | 1162 | 1162-324R | Tier-2 | Tier-2---13 | 4--3 | 65 | 56 | 240.2897 | 88.19% | 10.99% | 0.8202% | 18.2565 | 0 | 0 | 18.2565 | 0 | 16.6131 | 0.7448 | 22.3055 | 16.6131 | 0.7448 | 22.3055 | 18.4359 | 0.82652 | 22.3055 | 7.598% | 0.068658 | 0.062743 | 3499.8056 | 195.2386 | 355.9283 | 2948.6387 | 3538.7805 | 0 | 0 | 3538.7805 | 0.000602%
2027 | 1162 | 1162-329R | Tier-2 | Tier-2---13 | 4--3 | 49 | 46 | 206.5878 | 96.62% | 2.592% | 0.7875% | 18.7386 | 0 | 0 | 18.7386 | 0 | 17.0519 | 0.6118 | 27.8717 | 17.0519 | 0.6118 | 27.8717 | 18.9228 | 0.67892 | 27.8717 | 9.071% | 0.070019 | 0.063446 | 2950.4371 | 171.8842 | 84.3202 | 2694.2327 | 2960.7662 | 0 | 0 | 2960.7662 | 0.0006179%
2027 | 1162 | 1162-363 | Tier-2 | Tier-2---13 | 4--3 | 37 | 30 | 247.9994 | 97.75% | 1.792% | 0.4608% | 19.655 | 0 | 0 | 19.655 | 0 | 17.8858 | 0.399 | 44.8265 | 17.8858 | 0.399 | 44.8265 | 19.8481 | 0.44278 | 44.8265 | 7.925% | 0.064829 | 0.059573 | 3825.4385 | 214.4022 | 70.5791 | 3540.4572 | 3833.044 | 0 | 0 | 3833.044 | 0.0006481%
2027 | 1166 | 1166-15R | Tier-3 | Tier-3---11 | 5--5 | 123 | 98 | 3965.2217 | 98.26% | 1.658% | 0.07833% | 310.444 | 0 | 0 | 310.444 | 0 | 282.4998 | 1.3034 | 216.7408 | 282.4998 | 1.3034 | 216.7408 | 313.495 | 1.4464 | 216.7408 | 7.829% | 0.19397 | 0.17851 | 20442.8701 | 1122.9007 | 327.2272 | 18992.7422 | 20473.5922 | 0 | 0 | 20473.5922 | 0.01024%
2027 | 1166 | 1166-18R | Tier-3 | Tier-3---5 | 5--5 | 100 | 94 | 10108.4901 | 99.77% | 0.1963% | 0.03345% | 948.0153 | 0 | 0 | 948.0153 | 0 | 862.681 | 1.2502 | 690.0347 | 862.681 | 1.2502 | 690.0347 | 957.3324 | 1.3874 | 690.0347 | 9.378% | 0.21365 | 0.19357 | 47313.4054 | 3052.661 | 107.9125 | 44152.8319 | 47324.6819 | 0 | 0 | 47324.6819 | 0.03126%
2027 | 1166 | 1166-342R | Tier-3 | Tier-3---5 | 5--5 | 216 | 186 | 10322.642 | 99.08% | 0.8619% | 0.05733% | 880.7229 | 0 | 0 | 880.7229 | 0 | 801.4458 | 2.4738 | 323.9737 | 801.4458 | 2.4738 | 323.9737 | 889.3786 | 2.7452 | 323.9737 | 8.532% | 0.21878 | 0.19994 | 47183.5693 | 2494.6745 | 397.8438 | 44291.0509 | 47224.4386 | 0 | 0 | 47224.4386 | 0.02904%
2027 | 1201 | 1201-282F | Tier-2 | Tier-2---17 | 2--4 | 29 | 15 | 70.6534 | 98.66% | 0% | 1.337% | 3.6056 | 0 | 0 | 3.6056 | 0 | 3.2811 | 0.1995 | 16.4465 | 3.2811 | 0.1995 | 16.4465 | 3.6411 | 0.22139 | 16.4465 | 5.103% | 0.0070442 | 0.0066798 | 10030.0143 | 1612.6446 | 891.3382 | 7526.0315 | 10037.3269 | 0 | 0 | 10037.3269 | 0.0001189%
2027 | 1215 | 1215-10R | Tier-3 | Tier-3---18 | 5--1 | 13 | 12 | 157.8878 | 78.49% | 21.24% | 0.2654% | 11.44 | 0 | 0 | 11.44 | 0 | 10.4102 | 0.1596 | 65.2269 | 10.4102 | 0.1596 | 65.2269 | 11.5524 | 0.17711 | 65.2269 | 7.246% | 0.66566 | 0.60421 | 237.1916 | 10.5706 | 40.0402 | 186.5807 | 242.379 | 0 | 0 | 242.379 | 0.0003772%
2027 | 1215 | 1215-12R | Tier-3 | Tier-3---9 | 5--4 | 149 | 133 | 6147.2839 | 97.88% | 2.045% | 0.07292% | 537.0936 | 0 | 0 | 537.0936 | 0 | 488.7479 | 1.7689 | 276.3006 | 488.7479 | 1.7689 | 276.3006 | 542.3721 | 1.963 | 276.3006 | 8.737% | 0.69907 | 0.63667 | 8793.5219 | 453.8865 | 171.3905 | 8168.2449 | 8811.779 | 0 | 0 | 8811.779 | 0.01771%
2027 | 1215 | 1215-28R | Tier-3 | Tier-3---14 | 5--3 | 58 | 55 | 2215.156 | 94.69% | 5.226% | 0.08401% | 198.904 | 0 | 0 | 198.904 | 0 | 180.9999 | 0.7315 | 247.4368 | 180.9999 | 0.7315 | 247.4368 | 200.8588 | 0.81176 | 247.4368 | 8.979% | 0.66756 | 0.60426 | 3318.2974 | 164.8533 | 155.0862 | 2998.3579 | 3336.7563 | 0 | 0 | 3336.7563 | 0.006559%
2027 | 1215 | 1215-32R | Tier-3 | Tier-3---7 | 5--4 | 234 | 205 | 8696.5042 | 96.48% | 3.447% | 0.07747% | 735.0191 | 0 | 0 | 735.0191 | 0 | 668.8574 | 2.7265 | 245.3173 | 668.8574 | 2.7265 | 245.3173 | 742.2428 | 3.0256 | 245.3173 | 8.452% | 0.68132 | 0.62163 | 12764.1579 | 635.3889 | 400.2926 | 11728.4764 | 12807.3572 | 0 | 0 | 12807.3572 | 0.02424%
2027 | 1233 | 1233-259R | Tier-3 | Tier-3---16 | 5--4 | 105 | 95 | 1558.5389 | 98.56% | 1.214% | 0.2225% | 138.9852 | 0 | 0 | 138.9852 | 0 | 126.4747 | 1.2635 | 100.0987 | 126.4747 | 1.2635 | 100.0987 | 140.3512 | 1.4021 | 100.0987 | 8.918% | 0.12749 | 0.11595 | 12225.1388 | 744.7481 | 204.4893 | 11275.9014 | 12242.6068 | 0 | 0 | 12242.6068 | 0.004583%
2027 | 1233 | 1233-585R | Tier-3 | Tier-3---12 | 5--5 | 166 | 136 | 3561.9587 | 98.42% | 1.457% | 0.1235% | 287.2101 | 0 | 0 | 287.2101 | 0 | 261.3573 | 1.8088 | 144.4921 | 261.3573 | 1.8088 | 144.4921 | 290.0328 | 2.0073 | 144.4921 | 8.063% | 0.12988 | 0.11924 | 27424.4063 | 1597.7111 | 397.7458 | 25428.9493 | 27463.0927 | 0 | 0 | 27463.0927 | 0.009471%
2027 | 1233 | 1233-587R | Tier-3 | Tier-3---13 | 5--5 | 187 | 157 | 2983.7291 | 97.9% | 1.929% | 0.1696% | 245.2498 | 0 | 0 | 245.2498 | 0 | 223.174 | 2.0881 | 106.879 | 223.174 | 2.0881 | 106.879 | 247.6601 | 2.3172 | 106.879 | 8.22% | 0.13489 | 0.12356 | 22120.1137 | 1287.4024 | 436.159 | 20396.5523 | 22162.6493 | 0 | 0 | 22162.6493 | 0.008087%
2027 | 1233 | 1233-589R | Tier-3 | Tier-3---16 | 5--4 | 58 | 56 | 1386.4905 | 98.92% | 0.9396% | 0.1432% | 132.4185 | 0 | 0 | 132.4185 | 0 | 120.499 | 0.7448 | 161.7871 | 120.499 | 0.7448 | 161.7871 | 133.7199 | 0.82652 | 161.7871 | 9.551% | 0.11751 | 0.10616 | 11798.9753 | 654.3239 | 110.4066 | 11034.2448 | 11812.6294 | 0 | 0 | 11812.6294 | 0.004367%
2027 | 1233 | 1233-591R | Tier-3 | Tier-3---12 | 5--5 | 167 | 146 | 4300.1838 | 98.66% | 1.226% | 0.1146% | 370.9048 | 0 | 0 | 370.9048 | 0 | 337.5183 | 1.9418 | 173.8173 | 337.5183 | 1.9418 | 173.8173 | 374.5501 | 2.1548 | 173.8173 | 8.625% | 0.13142 | 0.11993 | 32721.9695 | 2017.1563 | 396.1628 | 30308.6504 | 32763.99 | 0 | 0 | 32763.99 | 0.01223%
2027 | 1242 | 1242-1079R | Tier-2 | Tier-2---12 | 2--5 | 44 | 44 | 411.5414 | 99.65% | 0% | 0.3468% | 41.0114 | 0 | 0 | 41.0114 | 0 | 37.3198 | 0.5852 | 63.7728 | 37.3198 | 0.5852 | 63.7728 | 41.4145 | 0.64941 | 63.7728 | 9.965% | 0.0067316 | 0.0060584 | 61135.7492 | 21194.3813 | 442.4228 | 39498.9452 | 61159.305 | 0 | 0 | 61159.305 | 0.001352%
2027 | 1242 | 1242-1084 | Tier-2 | Tier-2---12 | 2--5 | 34 | 31 | 456.1931 | 99.77% | 0% | 0.2285% | 41.499 | 0 | 0 | 41.499 | 0 | 37.7636 | 0.4123 | 91.5925 | 37.7636 | 0.4123 | 91.5925 | 41.9069 | 0.45754 | 91.5925 | 9.097% | 0.005996 | 0.0054493 | 76082.9136 | 12562.2691 | 164.6304 | 63356.014 | 76100.3557 | 0 | 0 | 76100.3557 | 0.001368%
2027 | 1242 | 1242-127AE | Tier-2 | Tier-2---21 | 1--4 | 2 | 2 | 2.4589 | 98.62% | 0% | 1.38% | 0.2425 | 0 | 0 | 0.2425 | 0 | 0.22067 | 0.0266 | 8.2959 | 0.22067 | 0.0266 | 8.2959 | 0.24488 | 0.029518 | 8.2959 | 9.862% | 0.0001786 | 0.00016074 | 13767.9144 | 985.6042 | 172.6527 | 12609.6575 | 13789.0323 | 0 | 0 | 13789.0323 | 7.997e-06%
2027 | 1243 | 1243-319R | Tier-2 | Tier-2---9 | 4--4 | 64 | 52 | 1178.043 | 99.35% | 0.5195% | 0.1323% | 95.0921 | 0 | 0 | 95.0921 | 0 | 86.5325 | 0.6916 | 125.1194 | 86.5325 | 0.6916 | 125.1194 | 96.0267 | 0.76748 | 125.1194 | 8.072% | 0.081051 | 0.074466 | 14534.5899 | 742.8831 | 82.0978 | 13709.609 | 14542.9678 | 0 | 0 | 14542.9678 | 0.003136%
2027 | 1243 | 1243-38R | Tier-2 | Tier-2---16 | 4--3 | 7 | 7 | 158.2514 | 99.48% | 0.3681% | 0.155% | 15.7423 | 0 | 0 | 15.7423 | 0 | 14.3253 | 0.0931 | 153.8703 | 14.3253 | 0.0931 | 153.8703 | 15.8971 | 0.10331 | 153.8703 | 9.948% | 0.072591 | 0.065332 | 2180.0532 | 116.78 | 9.4659 | 2053.8073 | 2181.3205 | 0 | 0 | 2181.3205 | 0.0005191%
2027 | 1243 | 1243-45R | Tier-2 | Tier-2---7 | 4--5 | 72 | 68 | 1878.3826 | 99.05% | 0.8285% | 0.1244% | 175.7123 | 0 | 0 | 175.7123 | 0 | 159.8958 | 0.9044 | 176.7977 | 159.8958 | 0.9044 | 176.7977 | 177.4392 | 1.0036 | 176.7977 | 9.354% | 0.087615 | 0.079341 | 21438.9544 | 1134.9825 | 174.3683 | 20129.6036 | 21460.2613 | 0 | 0 | 21460.2613 | 0.005794%
2027 | 1250 | 1250-27R | Tier-2 | Tier-2---6 | 5--5 | 152 | 29 | 6418.5082 | 93.04% | 6.917% | 0.04745% | 113.9301 | 0 | 0 | 113.9301 | 0 | 103.6748 | 0.3857 | 268.7967 | 103.6748 | 0.3857 | 268.7967 | 115.0498 | 0.42802 | 268.7967 | 1.775% | 0.097369 | 0.095512 | 65919.1509 | 5630.4753 | 4516.6533 | 55772.0223 | 66008.4412 | 0 | 0 | 66008.4412 | 0.003757%
2027 | 1250 | 1250-671R | Tier-2 | Tier-2---6 | 4--5 | 48 | 28 | 6815.4278 | 94.54% | 5.441% | 0.023% | 375.8452 | 0 | 0 | 375.8452 | 0 | 342.014 | 0.3724 | 918.4054 | 342.014 | 0.3724 | 918.4054 | 379.539 | 0.41326 | 918.4054 | 5.515% | 0.09205 | 0.08668 | 74040.4971 | 4546.125 | 3808.2018 | 65686.1703 | 74291.089 | 0 | 0 | 74291.089 | 0.01239%
2027 | 1250 | 1250-677R | Tier-2 | Tier-2---3 | 5--5 | 267 | 209 | 11748.9088 | 99.26% | 0.6837% | 0.05427% | 912.8844 | 0 | 0 | 912.8844 | 0 | 830.7124 | 2.7797 | 298.8498 | 830.7124 | 2.7797 | 298.8498 | 921.8562 | 3.0847 | 298.8498 | 7.77% | 0.11659 | 0.10746 | 100775.3024 | 5654.1223 | 691.5961 | 94429.584 | 100838.4587 | 0 | 0 | 100838.4587 | 0.0301%
2027 | 1250 | 1250-8R | Tier-2 | Tier-2---4 | 4--5 | 146 | 102 | 3684.9802 | 98.15% | 1.772% | 0.07391% | 252.6921 | 0 | 0 | 252.6921 | 0 | 229.9463 | 1.3566 | 169.502 | 229.9463 | 1.3566 | 169.502 | 255.1755 | 1.5054 | 169.502 | 6.857% | 0.092289 | 0.085841 | 39928.877 | 2037.4755 | 694.1813 | 37197.2202 | 39984.2324 | 0 | 0 | 39984.2324 | 0.008333%
2027 | 1458 | 1458-1056 | Tier-2 | Tier-2---11 | 5--3 | 22 | 18 | 427.4478 | 90.46% | 9.431% | 0.1062% | 31.6376 | 0 | 0 | 31.6376 | 0 | 28.7898 | 0.2394 | 120.2581 | 28.7898 | 0.2394 | 120.2581 | 31.9485 | 0.26567 | 120.2581 | 7.402% | 0.13508 | 0.12402 | 3164.5032 | 153.2716 | 270.9645 | 2740.2671 | 3191.3964 | 0 | 0 | 3191.3964 | 0.001043%
2027 | 1458 | 1458-1057F | Tier-3 | Tier-3---18 | 5--2 | 3 | 3 | 155.9987 | 0% | 100% | 0% | 0 | 0 | 0 | 0 | 0 | 0 | 0.0399 | 0 | 0 | 0.0399 | 0 | 0 | 0.044278 | 0 | 0% | 0.13292 | 0.11963 | 1173.6392 | 1.8615 | 1072.4058 | 99.3719 | 1304.0435 | 0 | 0 | 1304.0435 | 0%
2027 | 1458 | 1458-1058F | Tier-3 | Tier-3---13 | 5--5 | 36 | 29 | 2365.6896 | 85.54% | 14.42% | 0.04244% | 163.0089 | 0 | 0 | 163.0089 | 0 | 148.3359 | 0.3857 | 384.5889 | 148.3359 | 0.3857 | 384.5889 | 164.6109 | 0.42802 | 384.5889 | 6.891% | 0.13833 | 0.12719 | 17101.412 | 929.1062 | 2240.5309 | 13931.7749 | 17318.1009 | 0 | 0 | 17318.1009 | 0.005375%
2027 | 1458 | 1458-1061 | Tier-2 | Tier-2---5 | 5--5 | 80 | 52 | 4370.0987 | 98.67% | 1.293% | 0.03403% | 280.288 | 0 | 0 | 280.288 | 0 | 255.0582 | 0.6916 | 368.7946 | 255.0582 | 0.6916 | 368.7946 | 283.0426 | 0.76748 | 368.7946 | 6.414% | 0.14228 | 0.13303 | 30715.3399 | 3071.7122 | 374.3093 | 27269.3184 | 30743.6677 | 0 | 0 | 30743.6677 | 0.009243%
2027 | 1458 | 1458-1075F | Tier-3 | Tier-3---20 | 1--5 | 2 | 2 | 58.2342 | 99.94% | 0% | 0.06312% | 5.8197 | 0 | 0 | 5.8197 | 0 | 5.2959 | 0.0266 | 199.0936 | 5.2959 | 0.0266 | 199.0936 | 5.8769 | 0.029518 | 199.0936 | 9.994% | 0.00013 | 0.000117 | 447955.3838 | 22633.2846 | 354.8561 | 424967.2431 | 447986.8005 | 0 | 0 | 447986.8005 | 0.0001919%
2027 | 1458 | 1458-1115F | Tier-2 | Tier-2---18 | 4--2 | 3 | 3 | 66.5074 | 0% | 100% | 0% | 0 | 0 | 0 | 0 | 0 | 0 | 0.0399 | 0 | 0 | 0.0399 | 0 | 0 | 0.044278 | 0 | 0% | 0.091242 | 0.082118 | 728.9125 | 1.3917 | 578.9338 | 148.587 | 809.9028 | 0 | 0 | 809.9028 | 0%
2027 | 1458 | 1458-1117F | Tier-2 | Tier-2---16 | 4--2 | 5 | 5 | 139.4631 | 0% | 100% | 0% | 0 | 0 | 0 | 0 | 0 | 0 | 0.0665 | 0 | 0 | 0.0665 | 0 | 0 | 0.073796 | 0 | 0% | 0.091116 | 0.082004 | 1530.6137 | 1.9599 | 1384.4341 | 144.2196 | 1700.6819 | 0 | 0 | 1700.6819 | 0%
2027 | 1458 | 1458-1119F | Tier-2 | Not Applicable | Not Applicable | 1 | 1 | 0 | 0% | 0% | 0% | 0 | 0 | 0 | 0 | 0 | 0 | 0.0133 | 0 | 0 | 0.0133 | 0 | 0 | 0.014759 | 0 | 0% | 0 | 0 | 0 | 0 | 0 | 0 | 0 | 0 | 0 | 0 | 0%
2027 | 1458 | 1458-1131R | Tier-3 | Tier-3---4 | 5--5 | 188 | 132 | 15987.4265 | 99.09% | 0.8886% | 0.01928% | 1112.3302 | 0 | 0 | 1112.3302 | 0 | 1012.2053 | 1.7556 | 576.5583 | 1012.2053 | 1.7556 | 576.5583 | 1123.2621 | 1.9482 | 576.5583 | 6.958% | 0.15941 | 0.14822 | 100291.8687 | 5185.6618 | 825.6268 | 94280.5802 | 100360.628 | 0 | 0 | 100360.628 | 0.03668%
2027 | 1458 | 1458-454F | Tier-2 | Tier-2---18 | 5--2 | 2 | 2 | 84.0912 | 0% | 100% | 0% | 0 | 0 | 0 | 0 | 0 | 0 | 0.0266 | 0 | 0 | 0.0266 | 0 | 0 | 0.029518 | 0 | 0% | 0.13508 | 0.12157 | 622.5483 | 0.79747 | 559.5915 | 62.1593 | 691.7203 | 0 | 0 | 691.7203 | 0%
2027 | 1458 | 1458-456F | Tier-2 | Tier-2---16 | 4--3 | 7 | 6 | 167.5686 | 29.81% | 70.17% | 0.01889% | 4.2812 | 0 | 0 | 4.2812 | 0 | 3.8959 | 0.0798 | 48.8205 | 3.8959 | 0.0798 | 48.8205 | 4.3233 | 0.088555 | 48.8205 | 2.555% | 0.091761 | 0.083895 | 1826.1497 | 31.2269 | 1141.9419 | 652.9809 | 1946.3205 | 0 | 0 | 1946.3205 | 0.0001412%
2027 | 1458 | 1458-519 | Tier-2 | Tier-2---17 | 1--5 | 2 | 2 | 81.0039 | 99.95% | 0% | 0.04716% | 8.0966 | 0 | 0 | 8.0966 | 0 | 7.3678 | 0.0266 | 276.9841 | 7.3678 | 0.0266 | 276.9841 | 8.1761 | 0.029518 | 276.9841 | 9.995% | 0.000217 | 0.0001953 | 373290.0884 | 19351.884 | 1116.7535 | 352821.4509 | 373309.6479 | 0 | 0 | 373309.6479 | 0.000267%
2027 | 1458 | 1458-565R | Tier-3 | Tier-3---6 | 5--5 | 127 | 108 | 8159.9793 | 99.25% | 0.7112% | 0.04348% | 688.6829 | 0 | 0 | 688.6829 | 0 | 626.6921 | 1.4364 | 436.2938 | 626.6921 | 1.4364 | 436.2938 | 695.4513 | 1.594 | 436.2938 | 8.44% | 0.15819 | 0.14474 | 51582.9513 | 2671.5244 | 353.2832 | 48558.1438 | 51619.1308 | 0 | 0 | 51619.1308 | 0.02271%
2027 | 1458 | 1458-601R | Tier-3 | Tier-3---2 | 5--5 | 441 | 353 | 37077.302 | 99.36% | 0.615% | 0.02874% | 2948.759 | 0 | 0 | 2948.759 | 0 | 2683.3305 | 4.6949 | 571.5418 | 2683.3305 | 4.6949 | 571.5418 | 2977.7393 | 5.21 | 571.5418 | 7.953% | 0.20421 | 0.18787 | 181561.9083 | 16225.6288 | 1105.2701 | 164231.0094 | 181663.6115 | 0 | 0 | 181663.6115 | 0.09724%
2027 | 1525 | 1525-23R | Tier-2 | Tier-2---20 | 4--1 | 9 | 7 | 8.268 | 89.5% | 6.947% | 3.548% | 0.57557 | 0 | 0 | 0.57557 | 0 | 0.52376 | 0.0931 | 5.6258 | 0.52376 | 0.0931 | 5.6258 | 0.58123 | 0.10331 | 5.6258 | 6.961% | 0.032823 | 0.03027 | 251.8988 | 16.5613 | 22.0923 | 213.2452 | 254.1284 | 0 | 0 | 254.1284 | 1.898e-05%
2027 | 157 | 157-165R | Tier-3 | Tier-3---18 | 5--2 | 87 | 81 | 418.5676 | 87.71% | 11.66% | 0.6303% | 34.1791 | 0 | 0 | 34.1791 | 0 | 31.1025 | 1.0773 | 28.8708 | 31.1025 | 1.0773 | 28.8708 | 34.515 | 1.1955 | 28.8708 | 8.166% | 0.28262 | 0.2563 | 1481.042 | 67.5847 | 171.9177 | 1241.5396 | 1499.7346 | 0 | 0 | 1499.7346 | 0.001127%
2027 | 157 | 157-189R | Tier-3 | Tier-3---9 | 5--4 | 669 | 544 | 5507.0239 | 92.46% | 7.234% | 0.3043% | 414.0467 | 0 | 0 | 414.0467 | 0 | 376.7769 | 7.2352 | 52.0756 | 376.7769 | 7.2352 | 52.0756 | 418.116 | 8.029 | 52.0756 | 7.519% | 0.3705 | 0.34037 | 14863.9228 | 754.0463 | 1002.9719 | 13106.9046 | 14963.1066 | 0 | 0 | 14963.1066 | 0.01365%
2027 | 157 | 157-1928R | Tier-3 | Tier-3---11 | 5--4 | 60 | 55 | 3052.6745 | 99.07% | 0.8703% | 0.06204% | 277.2195 | 0 | 0 | 277.2195 | 0 | 252.266 | 0.7315 | 344.8613 | 252.266 | 0.7315 | 344.8613 | 279.944 | 0.81176 | 344.8613 | 9.081% | 0.2812 | 0.25543 | 10855.7292 | 566.799 | 90.102 | 10198.8282 | 10865.9434 | 0 | 0 | 10865.9434 | 0.009142%
2027 | 157 | 157-204R | Tier-3 | Tier-3---11 | 5--4 | 213 | 203 | 3876.1334 | 98.99% | 0.834% | 0.1804% | 365.6682 | 0 | 0 | 365.6682 | 0 | 332.7531 | 2.6999 | 123.2465 | 332.7531 | 2.6999 | 123.2465 | 369.262 | 2.9961 | 123.2465 | 9.434% | 0.32777 | 0.29653 | 11825.9094 | 682.672 | 178.5381 | 10964.6993 | 11838.5468 | 0 | 0 | 11838.5468 | 0.01206%
2027 | 157 | 157-207R | Tier-3 | Tier-3---16 | 2--5 | 23 | 23 | 719.0865 | 99.89% | 0% | 0.1123% | 71.8279 | 0 | 0 | 71.8279 | 0 | 65.3624 | 0.3059 | 213.6725 | 65.3624 | 0.3059 | 213.6725 | 72.5338 | 0.33946 | 213.6725 | 9.989% | 0.0095404 | 0.0085864 | 75372.7824 | 4506.2724 | 2335.4461 | 68531.064 | 75382.1881 | 0 | 0 | 75382.1881 | 0.002369%
2027 | 157 | 157-232R | Tier-3 | Tier-3---11 | 5--4 | 250 | 219 | 3160.5079 | 95.27% | 4.501% | 0.231% | 263.7603 | 0 | 0 | 263.7603 | 0 | 240.0183 | 2.9127 | 82.4041 | 240.0183 | 2.9127 | 82.4041 | 266.3525 | 3.2323 | 82.4041 | 8.346% | 0.32167 | 0.29349 | 9825.3054 | 518.5543 | 443.2857 | 8863.4653 | 9869.941 | 0 | 0 | 9869.941 | 0.008698%
2027 | 157 | 157-257R | Tier-3 | Tier-3---14 | 5--4 | 554 | 449 | 2061.1876 | 81.54% | 17.79% | 0.6678% | 136.2159 | 0 | 0 | 136.2159 | 0 | 123.9546 | 5.9717 | 20.757 | 123.9546 | 5.9717 | 20.757 | 137.5546 | 6.6269 | 20.757 | 6.609% | 0.36686 | 0.33713 | 5618.4522 | 263.1979 | 939.0969 | 4416.1574 | 5709.9222 | 0 | 0 | 5709.9222 | 0.004492%
2027 | 157 | 157-273R | Tier-3 | Tier-3---14 | 5--4 | 173 | 154 | 1867.403 | 95.01% | 4.712% | 0.2778% | 157.9371 | 0 | 0 | 157.9371 | 0 | 143.7206 | 2.0482 | 70.1693 | 143.7206 | 2.0482 | 70.1693 | 159.4893 | 2.2729 | 70.1693 | 8.458% | 0.32295 | 0.2942 | 5782.3142 | 331.2593 | 295.5406 | 5155.5144 | 5810.5061 | 0 | 0 | 5810.5061 | 0.005208%
2027 | 157 | 157-81R | Tier-3 | Tier-3---3 | 5--5 | 675 | 562 | 18749.5963 | 97% | 2.901% | 0.09453% | 1514.3227 | 0 | 0 | 1514.3227 | 0 | 1378.013 | 7.4746 | 184.3595 | 1378.013 | 7.4746 | 184.3595 | 1529.2054 | 8.2947 | 184.3595 | 8.077% | 0.38414 | 0.35215 | 48809.8885 | 2680.9552 | 1331.6361 | 44797.2971 | 48942.6572 | 0 | 0 | 48942.6572 | 0.04994%
2027 | 175 | 175-2024R | Tier-2 | Tier-2---5 | 5--5 | 103 | 99 | 4029.0085 | 99.1% | 0.8147% | 0.08289% | 383.7782 | 0 | 0 | 383.7782 | 0 | 349.2329 | 1.3167 | 265.2336 | 349.2329 | 1.3167 | 265.2336 | 387.5499 | 1.4612 | 265.2336 | 9.525% | 0.19114 | 0.17277 | 21078.6803 | 2171.1598 | 170.5146 | 18737.0059 | 21098.7998 | 0 | 0 | 21098.7998 | 0.01266%
2027 | 175 | 175-24R | Tier-2 | Tier-2---8 | 5--4 | 86 | 62 | 2651.4354 | 70.65% | 29.24% | 0.1064% | 135.0483 | 0 | 0 | 135.0483 | 0 | 122.8921 | 0.8246 | 149.0325 | 122.8921 | 0.8246 | 149.0325 | 136.3756 | 0.91507 | 149.0325 | 5.093% | 0.17491 | 0.1623 | 15158.7512 | 1220.081 | 4125.7623 | 9812.9079 | 15504.4149 | 0 | 0 | 15504.4149 | 0.004453%
2027 | 175 | 175-64R | Tier-3 | Tier-3---11 | 5--5 | 239 | 216 | 4385.4004 | 97.52% | 2.308% | 0.1684% | 386.522 | 0 | 0 | 386.522 | 0 | 351.7297 | 2.8728 | 122.4345 | 351.7297 | 2.8728 | 122.4345 | 390.3207 | 3.188 | 122.4345 | 8.814% | 0.20232 | 0.18404 | 21675.2228 | 1490.2349 | 476.6065 | 19708.3814 | 21728.5567 | 0 | 0 | 21728.5567 | 0.01275%
2027 | 175 | 175-90R | Tier-3 | Tier-3---9 | 5--5 | 300 | 251 | 5741.4949 | 96.86% | 2.992% | 0.1472% | 465.293 | 0 | 0 | 465.293 | 0 | 423.4103 | 3.3383 | 126.8342 | 423.4103 | 3.3383 | 126.8342 | 469.8659 | 3.7046 | 126.8342 | 8.104% | 0.20491 | 0.18777 | 28019.3198 | 1604.6601 | 781.1853 | 25633.4744 | 28099.6248 | 0 | 0 | 28099.6248 | 0.01534%
2027 | 175 | 175-94R | Tier-2 | Tier-2---10 | 5--4 | 52 | 43 | 836.2457 | 79.76% | 20.09% | 0.1547% | 55.1538 | 0 | 0 | 55.1538 | 0 | 50.1892 | 0.5719 | 87.7588 | 50.1892 | 0.5719 | 87.7588 | 55.6959 | 0.63465 | 87.7588 | 6.595% | 0.16555 | 0.15186 | 5051.3061 | 289.0942 | 923.2368 | 3838.9751 | 5143.4779 | 0 | 0 | 5143.4779 | 0.001819%
2027 | 176 | 176-161R | Tier-3 | Tier-3---5 | 5--5 | 236 | 191 | 11523.3049 | 98.77% | 1.172% | 0.05875% | 921.1257 | 0 | 0 | 921.1257 | 0 | 838.2119 | 2.5403 | 329.9658 | 838.2119 | 2.5403 | 329.9658 | 930.1785 | 2.819 | 329.9658 | 7.994% | 0.22417 | 0.20603 | 51404.5427 | 2861.3734 | 647.4738 | 47895.6955 | 51460.2673 | 0 | 0 | 51460.2673 | 0.03038%
2027 | 176 | 176-164R | Tier-3 | Tier-3---11 | 5--5 | 131 | 126 | 4184.7467 | 98.1% | 1.799% | 0.1047% | 394.8393 | 0 | 0 | 394.8393 | 0 | 359.2984 | 1.6758 | 214.4042 | 359.2984 | 1.6758 | 214.4042 | 398.7198 | 1.8597 | 214.4042 | 9.435% | 0.20727 | 0.18733 | 20189.7554 | 1135.7308 | 339.0696 | 18714.955 | 20230.6609 | 0 | 0 | 20230.6609 | 0.01302%
2027 | 176 | 176-1834R | Tier-3 | Tier-3---5 | 5--5 | 312 | 250 | 10068.5168 | 97.13% | 2.784% | 0.0867% | 783.6159 | 0 | 0 | 783.6159 | 0 | 713.0798 | 3.325 | 214.4602 | 713.0798 | 3.325 | 214.4602 | 791.3173 | 3.6898 | 214.4602 | 7.783% | 0.23205 | 0.21345 | 43390.2136 | 3622.3985 | 1240.781 | 38527.0341 | 43498.6979 | 0 | 0 | 43498.6979 | 0.02584%
2027 | 176 | 176-1836R | Tier-2 | Tier-2---11 | 5--3 | 50 | 9 | 404.4817 | 67.64% | 32.12% | 0.2398% | 4.9245 | 0 | 0 | 4.9245 | 0 | 4.4812 | 0.1197 | 37.4372 | 4.4812 | 0.1197 | 37.4372 | 4.9729 | 0.13283 | 37.4372 | 1.217% | 0.10638 | 0.10446 | 3802.2631 | 239.6225 | 1178.8168 | 2383.8239 | 3824.8179 | 0 | 0 | 3824.8179 | 0.0001624%
2027 | 176 | 176-1845R | Tier-3 | Tier-3---11 | 5--5 | 172 | 143 | 3401.0234 | 97.74% | 2.113% | 0.1474% | 276.3684 | 0 | 0 | 276.3684 | 0 | 251.4915 | 1.9019 | 132.2318 | 251.4915 | 1.9019 | 132.2318 | 279.0845 | 2.1106 | 132.2318 | 8.126% | 0.20978 | 0.19234 | 16212.4883 | 938.665 | 329.6573 | 14944.1661 | 16245.717 | 0 | 0 | 16245.717 | 0.009114%
2027 | 176 | 176-194R | Tier-3 | Tier-3---9 | 5--5 | 214 | 166 | 4934.1603 | 97.7% | 2.178% | 0.1196% | 373.9475 | 0 | 0 | 373.9475 | 0 | 340.2871 | 2.2078 | 154.1296 | 340.2871 | 2.2078 | 154.1296 | 377.6226 | 2.45 | 154.1296 | 7.579% | 0.21542 | 0.19871 | 22904.8386 | 1316.8845 | 471.0491 | 21116.9051 | 22949.1033 | 0 | 0 | 22949.1033 | 0.01233%
2027 | 176 | 176-197F | Tier-3 | Tier-3---5 | 5--5 | 345 | 270 | 13172.958 | 96.8% | 3.124% | 0.0728% | 997.9703 | 0 | 0 | 997.9703 | 0 | 908.1394 | 3.591 | 252.8933 | 908.1394 | 3.591 | 252.8933 | 1007.7783 | 3.985 | 252.8933 | 7.576% | 0.23242 | 0.21423 | 56678.2638 | 5414.7581 | 1674.033 | 49589.4726 | 56832.1044 | 0 | 0 | 56832.1044 | 0.03291%
2027 | 176 | 176-200F | Tier-3 | Tier-3---15 | 5--4 | 30 | 27 | 1635.841 | 89.24% | 10.7% | 0.05535% | 131.3899 | 0 | 0 | 131.3899 | 0 | 119.5631 | 0.3591 | 332.9522 | 119.5631 | 0.3591 | 332.9522 | 132.6812 | 0.3985 | 332.9522 | 8.032% | 0.18529 | 0.16862 | 8828.4206 | 442.8683 | 867.091 | 7518.4614 | 8922.3365 | 0 | 0 | 8922.3365 | 0.004333%
2027 | 177 | 177-955 | Tier-2 | Tier-2---5 | 5--5 | 176 | 7 | 2963.4059 | 78.23% | 21.66% | 0.1106% | 9.2203 | 0 | 0 | 9.2203 | 0 | 8.3903 | 0.0931 | 90.1219 | 8.3903 | 0.0931 | 90.1219 | 9.3109 | 0.10331 | 90.1219 | 0.3111% | 0.11726 | 0.11679 | 25272.526 | 2362.8504 | 4989.1737 | 17920.5019 | 25294.4965 | 0 | 0 | 25294.4965 | 0.0003041%
2027 | 178 | 178-968AE | Tier-2 | Tier-2---18 | 3--3 | 200 | 7 | 47.6106 | 91.21% | 0% | 8.789% | 0.15199 | 0 | 0 | 0.15199 | 0 | 0.13831 | 0.0931 | 1.4856 | 0.13831 | 0.0931 | 1.4856 | 0.15349 | 0.10331 | 1.4856 | 0.3192% | 0.018466 | 0.018402 | 2578.2566 | 231.3064 | 796.8416 | 1550.1086 | 2579.0524 | 0 | 0 | 2579.0524 | 5.012e-06%
2027 | 178 | 178-982 | Tier-2 | Tier-2---21 | 1--1 | 45 | 7 | 0.95479 | 13.38% | 0% | 86.62% | 0.0019878 | 0 | 0 | 0.0019878 | 0 | 0.0018088 | 0.0931 | 0.019429 | 0.0018088 | 0.0931 | 0.019429 | 0.0020073 | 0.10331 | 0.019429 | 0.2082% | 0.0033454 | 0.0032934 | 285.4035 | 0.62363 | 260.7814 | 23.9985 | 289.3097 | 0 | 0 | 289.3097 | 6.555e-08%
2027 | 182 | 182-2240F | Tier-2 | Tier-2---2 | 5--5 | 291 | 166 | 11917.1989 | 94.29% | 5.651% | 0.05821% | 641.0014 | 0 | 0 | 641.0014 | 0 | 583.3026 | 2.2078 | 264.2009 | 583.3026 | 2.2078 | 264.2009 | 647.3011 | 2.45 | 264.2009 | 5.379% | 0.1455 | 0.1372 | 81902.6704 | 14617.7682 | 4685.118 | 62599.7842 | 82185.5431 | 0 | 0 | 82185.5431 | 0.02114%
2027 | 182 | 182-2250 | Tier-2 | Tier-2---8 | 5--5 | 26 | 26 | 1939.2132 | 99.74% | 0.2126% | 0.04638% | 193.419 | 0 | 0 | 193.419 | 0 | 176.0087 | 0.3458 | 508.9901 | 176.0087 | 0.3458 | 508.9901 | 195.32 | 0.38374 | 508.9901 | 9.974% | 0.10496 | 0.094461 | 18476.2986 | 952.6245 | 43.2141 | 17480.4599 | 18481.6158 | 0 | 0 | 18481.6158 | 0.006378%
2027 | 182 | 182-2252R | Tier-2 | Tier-2---5 | 5--5 | 104 | 81 | 4229.9446 | 99.22% | 0.7256% | 0.05893% | 326.8629 | 0 | 0 | 326.8629 | 0 | 297.4408 | 1.0773 | 276.0985 | 297.4408 | 1.0773 | 276.0985 | 330.0753 | 1.1955 | 276.0985 | 7.727% | 0.11307 | 0.10426 | 37409.5665 | 1975.2658 | 266.8712 | 35167.4295 | 37434.3564 | 0 | 0 | 37434.3564 | 0.01078%
2027 | 182 | 182-2254R | Tier-2 | Tier-2---11 | 5--4 | 19 | 19 | 655.8009 | 99.14% | 0.7615% | 0.1019% | 65.0139 | 0 | 0 | 65.0139 | 0 | 59.1617 | 0.2527 | 234.1186 | 59.1617 | 0.2527 | 234.1186 | 65.6528 | 0.28043 | 234.1186 | 9.914% | 0.10223 | 0.092004 | 6415.1442 | 353.6469 | 48.0889 | 6013.4084 | 6421.2985 | 0 | 0 | 6421.2985 | 0.002144%
2027 | 183 | 183-439 | Tier-2 | Tier-2---14 | 3--5 | 42 | 25 | 316.4778 | 66.23% | 33.5% | 0.2671% | 12.4764 | 0 | 0 | 12.4764 | 0 | 11.3534 | 0.3325 | 34.1456 | 11.3534 | 0.3325 | 34.1456 | 12.5991 | 0.36898 | 34.1456 | 3.942% | 0.018422 | 0.017326 | 17179.1509 | 725.6319 | 5296.9277 | 11156.5913 | 17546.3244 | 0 | 0 | 17546.3244 | 0.0004114%
2027 | 183 | 183-440 | Tier-2 | Tier-2---12 | 3--5 | 114 | 50 | 471.2015 | 74.37% | 25.17% | 0.4626% | 15.3697 | 0 | 0 | 15.3697 | 0 | 13.9862 | 0.665 | 21.0319 | 13.9862 | 0.665 | 21.0319 | 15.5208 | 0.73796 | 21.0319 | 3.262% | 0.025335 | 0.024224 | 18598.5411 | 874.6942 | 4409.0899 | 13314.757 | 18817.2074 | 0 | 0 | 18817.2074 | 0.0005068%
2027 | 185 | 185-51F | Tier-2 | Tier-2---7 | 4--5 | 260 | 161 | 1723.9707 | 91.93% | 7.724% | 0.3493% | 98.1347 | 0 | 0 | 98.1347 | 0 | 89.3013 | 2.1413 | 41.7042 | 89.3013 | 2.1413 | 41.7042 | 99.0992 | 2.3762 | 41.7042 | 5.692% | 0.048222 | 0.045236 | 35751.0066 | 2801.5482 | 2693.3974 | 30256.061 | 35941.5393 | 0 | 0 | 35941.5393 | 0.003236%
2027 | 197 | 197-1150F | Tier-2 | Tier-2---15 | 3--4 | 29 | 29 | 183.5383 | 99.34% | 0.09556% | 0.5689% | 18.2319 | 0 | 0 | 18.2319 | 0 | 16.5908 | 0.3857 | 43.0147 | 16.5908 | 0.3857 | 43.0147 | 18.4111 | 0.42802 | 43.0147 | 9.934% | 0.021777 | 0.019599 | 8428.1597 | 574.797 | 50.0666 | 7803.2962 | 8434.3818 | 0 | 0 | 8434.3818 | 0.0006012%
2027 | 197 | 197-1155F | Tier-2 | Tier-2---21 | 1--4 | 9 | 9 | 6.6189 | 96.38% | 0% | 3.621% | 0.63793 | 0 | 0 | 0.63793 | 0 | 0.58051 | 0.1197 | 4.8497 | 0.58051 | 0.1197 | 4.8497 | 0.6442 | 0.13283 | 4.8497 | 9.638% | 0.0010316 | 0.00092844 | 6416.1897 | 579.4256 | 247.7258 | 5589.0383 | 6442.0009 | 0 | 0 | 6442.0009 | 2.104e-05%
2027 | 198 | 198-37R | Tier-2 | Tier-2---9 | 4--5 | 188 | 84 | 973.0999 | 95.53% | 4.02% | 0.4464% | 41.537 | 0 | 0 | 41.537 | 0 | 37.7981 | 1.1172 | 33.8329 | 37.7981 | 1.1172 | 33.8329 | 41.9452 | 1.2398 | 33.8329 | 4.269% | 0.030671 | 0.029301 | 31727.0349 | 11360.5744 | 2371.5133 | 17994.9472 | 31793.3121 | 0 | 0 | 31793.3121 | 0.00137%
2027 | 204 | 204-32R | Tier-2 | Tier-2---11 | 4--4 | 336 | 315 | 490.4615 | 96.36% | 1.259% | 2.378% | 44.3083 | 0 | 0 | 44.3083 | 0 | 40.3199 | 4.1895 | 9.624 | 40.3199 | 4.1895 | 9.624 | 44.7437 | 4.6492 | 9.624 | 9.034% | 0.087106 | 0.07894 | 5630.6279 | 367.679 | 185.9169 | 5077.0321 | 5651.8151 | 0 | 0 | 5651.8151 | 0.001461%
2027 | 205 | 205-1550 | Tier-2 | Tier-2---15 | 2--4 | 102 | 1 | 124.0064 | 98.52% | 0% | 1.478% | 0.11978 | 0 | 0 | 0.11978 | 0 | 0.109 | 0.0133 | 8.1952 | 0.109 | 0.0133 | 8.1952 | 0.12096 | 0.014759 | 8.1952 | 0.09659% | 0.008789 | 0.0087804 | 14109.2738 | 977.469 | 764.0781 | 12367.7267 | 14109.4784 | 0 | 0 | 14109.4784 | 3.95e-06%
2027 | 206 | 206-1105 | Tier-2 | Tier-2---9 | 3--5 | 132 | 16 | 1279.0443 | 99.78% | 0% | 0.2159% | 15.4701 | 0 | 0 | 15.4701 | 0 | 14.0776 | 0.2128 | 66.1541 | 14.0776 | 0.2128 | 66.1541 | 15.6221 | 0.23615 | 66.1541 | 1.21% | 0.014019 | 0.013849 | 91236.4892 | 5528.0185 | 303.6221 | 85404.8486 | 91238.9057 | 0 | 0 | 91238.9057 | 0.0005101%
2027 | 206 | 206-1817 | Tier-2 | Tier-2---4 | 4--5 | 413 | 106 | 2976.5734 | 99.75% | 0% | 0.2502% | 76.2052 | 0 | 0 | 76.2052 | 0 | 69.3457 | 1.4098 | 49.1883 | 69.3457 | 1.4098 | 49.1883 | 76.9541 | 1.5645 | 49.1883 | 2.56% | 0.038208 | 0.037227 | 77904.8627 | 4581.6453 | 274.9924 | 73048.225 | 77909.9968 | 0 | 0 | 77909.9968 | 0.002513%
2027 | 209 | 209-1769F | Tier-2 | Tier-2---6 | 5--5 | 1069 | 345 | 8462.8018 | 99.74% | 0% | 0.2593% | 272.4132 | 0 | 0 | 272.4132 | 0 | 247.8923 | 4.5885 | 54.0247 | 247.8923 | 4.5885 | 54.0247 | 275.0905 | 5.0919 | 54.0247 | 3.219% | 0.11169 | 0.10809 | 75768.5529 | 4573.9666 | 302.4119 | 70892.1744 | 75775.1039 | 0 | 0 | 75775.1039 | 0.008983%
2027 | 210 | 210-172R | Tier-2 | Tier-2---11 | 5--2 | 111 | 105 | 498.1496 | 90.1% | 9.186% | 0.7154% | 42.4564 | 0 | 0 | 42.4564 | 0 | 38.6348 | 1.3965 | 27.6654 | 38.6348 | 1.3965 | 27.6654 | 42.8737 | 1.5497 | 27.6654 | 8.523% | 0.32588 | 0.29505 | 1528.6439 | 54.3411 | 137.5486 | 1336.7541 | 1544.4575 | 0 | 0 | 1544.4575 | 0.0014%
2027 | 210 | 210-392R | Tier-2 | Tier-2---10 | 5--3 | 221 | 193 | 1037.8957 | 85.73% | 13.64% | 0.6245% | 77.7075 | 0 | 0 | 77.7075 | 0 | 70.7128 | 2.5669 | 27.548 | 70.7128 | 2.5669 | 27.548 | 78.4712 | 2.8485 | 27.548 | 7.487% | 0.34771 | 0.31734 | 2984.984 | 126.9167 | 388.4133 | 2469.654 | 3025.7359 | 0 | 0 | 3025.7359 | 0.002563%
2027 | 210 | 210-394R | Tier-2 | Tier-2---16 | 5--2 | 77 | 72 | 170.5929 | 70.47% | 28.1% | 1.432% | 11.2414 | 0 | 0 | 11.2414 | 0 | 10.2295 | 0.9576 | 10.6825 | 10.2295 | 0.9576 | 10.6825 | 11.3519 | 1.0627 | 10.6825 | 6.59% | 0.31841 | 0.28864 | 535.7584 | 19.2532 | 128.0571 | 388.4481 | 552.0767 | 0 | 0 | 552.0767 | 0.0003707%
2027 | 210 | 210-9R | Tier-2 | Tier-2---13 | 5--2 | 95 | 71 | 317.7725 | 50.82% | 48.53% | 0.6462% | 12.0704 | 0 | 0 | 12.0704 | 0 | 10.9839 | 0.9443 | 11.6318 | 10.9839 | 0.9443 | 11.6318 | 12.189 | 1.0479 | 11.6318 | 3.798% | 0.31397 | 0.2905 | 1012.1143 | 32.0834 | 459.6705 | 520.3604 | 1052.3165 | 0 | 0 | 1052.3165 | 0.000398%
2027 | 211 | 211-279R | Tier-2 | Tier-2---10 | 5--3 | 293 | 259 | 1199.6322 | 89.49% | 9.8% | 0.7134% | 94.894 | 0 | 0 | 94.894 | 0 | 86.3523 | 3.4447 | 25.0682 | 86.3523 | 3.4447 | 25.0682 | 95.8266 | 3.8226 | 25.0682 | 7.91% | 0.37314 | 0.34015 | 3215.0069 | 112.0942 | 354.3013 | 2748.6114 | 3247.7822 | 0 | 0 | 3247.7822 | 0.003129%
2027 | 211 | 211-312R | Tier-2 | Tier-2---8 | 5--3 | 420 | 361 | 1809.5147 | 84.26% | 15.08% | 0.6521% | 131.0591 | 0 | 0 | 131.0591 | 0 | 119.262 | 4.8013 | 24.8395 | 119.262 | 4.8013 | 24.8395 | 132.3472 | 5.3281 | 24.8395 | 7.243% | 0.39031 | 0.35676 | 4636.1485 | 245.0801 | 661.0984 | 3729.97 | 4704.7468 | 0 | 0 | 4704.7468 | 0.004322%
2027 | 211 | 211-771R | Tier-3 | Tier-3---14 | 5--4 | 279 | 252 | 1890.633 | 91.06% | 8.49% | 0.4466% | 155.5063 | 0 | 0 | 155.5063 | 0 | 141.5086 | 3.3516 | 42.2212 | 141.5086 | 3.3516 | 42.2212 | 157.0346 | 3.7193 | 42.2212 | 8.225% | 0.3743 | 0.3405 | 5051.0602 | 188.146 | 399.018 | 4463.8962 | 5095.8788 | 0 | 0 | 5095.8788 | 0.005128%
2027 | 212 | 212-1177R | Tier-2 | Tier-2---8 | 5--4 | 287 | 250 | 1738.9252 | 95.43% | 4.096% | 0.4776% | 144.5469 | 0 | 0 | 144.5469 | 0 | 131.5357 | 3.325 | 39.5596 | 131.5357 | 3.325 | 39.5596 | 145.9675 | 3.6898 | 39.5596 | 8.312% | 0.15054 | 0.13742 | 11551.4959 | 598.6378 | 571.3977 | 10381.4604 | 11601.9053 | 0 | 0 | 11601.9053 | 0.004767%
2027 | 212 | 212-1204R | Tier-2 | Tier-2---8 | 5--4 | 219 | 185 | 1570.3762 | 94.97% | 4.642% | 0.3849% | 125.9884 | 0 | 0 | 125.9884 | 0 | 114.6477 | 2.4605 | 46.5953 | 114.6477 | 2.4605 | 46.5953 | 127.2266 | 2.7305 | 46.5953 | 8.023% | 0.19221 | 0.17597 | 8170.2767 | 423.629 | 402.249 | 7344.3988 | 8208.175 | 0 | 0 | 8208.175 | 0.004155%
2027 | 212 | 212-638R | Tier-2 | Tier-2---11 | 5--4 | 79 | 77 | 609.7797 | 99.07% | 0.4924% | 0.4406% | 58.8797 | 0 | 0 | 58.8797 | 0 | 53.5798 | 1.0241 | 52.3189 | 53.5798 | 1.0241 | 52.3189 | 59.4584 | 1.1365 | 52.3189 | 9.656% | 0.10708 | 0.096639 | 5694.8842 | 240.5228 | 69.3628 | 5384.9986 | 5700.622 | 0 | 0 | 5700.622 | 0.001942%
2027 | 212 | 212-725R | Tier-3 | Tier-3---10 | 5--5 | 218 | 186 | 4887.8267 | 99.15% | 0.7265% | 0.1225% | 413.4942 | 0 | 0 | 413.4942 | 0 | 376.2741 | 2.4738 | 152.1037 | 376.2741 | 2.4738 | 152.1037 | 417.558 | 2.7452 | 152.1037 | 8.46% | 0.13941 | 0.12751 | 35061.0556 | 1697.3046 | 267.0507 | 33096.7003 | 35088.8217 | 0 | 0 | 35088.8217 | 0.01364%
2027 | 212 | 212-734R | Tier-2 | Tier-2---10 | 5--4 | 273 | 259 | 1265.9596 | 97.92% | 1.386% | 0.6959% | 117.6038 | 0 | 0 | 117.6038 | 0 | 107.0179 | 3.4447 | 31.0674 | 107.0179 | 3.4447 | 31.0674 | 118.7596 | 3.8226 | 31.0674 | 9.29% | 0.17753 | 0.16069 | 7130.7609 | 270.2179 | 291.48 | 6569.0631 | 7146.3189 | 0 | 0 | 7146.3189 | 0.003878%
2027 | 212 | 212-739R | Tier-3 | Tier-3---15 | 5--4 | 201 | 179 | 998.7912 | 96.62% | 2.787% | 0.5903% | 85.9427 | 0 | 0 | 85.9427 | 0 | 78.2067 | 2.3807 | 32.8503 | 78.2067 | 2.3807 | 32.8503 | 86.7873 | 2.6419 | 32.8503 | 8.605% | 0.13097 | 0.11931 | 7626.107 | 388.5698 | 248.0646 | 6989.4726 | 7651.2891 | 0 | 0 | 7651.2891 | 0.002834%
2027 | 212 | 212-743R | Tier-2 | Tier-2---13 | 5--3 | 71 | 66 | 261.4279 | 97.06% | 2.12% | 0.8249% | 23.5861 | 0 | 0 | 23.5861 | 0 | 21.4631 | 0.8778 | 24.451 | 21.4631 | 0.8778 | 24.451 | 23.8179 | 0.97411 | 24.451 | 9.022% | 0.11654 | 0.10571 | 2243.1612 | 103.5889 | 60.4407 | 2079.1316 | 2249.9308 | 0 | 0 | 2249.9308 | 0.0007778%
2027 | 212 | 212-758R | Tier-2 | Tier-2---8 | 5--4 | 201 | 183 | 1482.4618 | 97.27% | 2.316% | 0.4117% | 131.2891 | 0 | 0 | 131.2891 | 0 | 119.4713 | 2.4339 | 49.0864 | 119.4713 | 2.4339 | 49.0864 | 132.5794 | 2.7009 | 49.0864 | 8.856% | 0.1427 | 0.12971 | 10388.4417 | 533.566 | 267.0613 | 9587.8143 | 10416.8225 | 0 | 0 | 10416.8225 | 0.004329%
2027 | 212 | 212-773R | Tier-2 | Tier-2---5 | 5--4 | 297 | 234 | 2758.5667 | 95.78% | 3.96% | 0.2633% | 208.1629 | 0 | 0 | 208.1629 | 0 | 189.4254 | 3.1122 | 60.8655 | 189.4254 | 3.1122 | 60.8655 | 210.2087 | 3.4537 | 60.8655 | 7.546% | 0.19881 | 0.18315 | 13875.2805 | 746.7621 | 538.2266 | 12590.2917 | 13925.3971 | 0 | 0 | 13925.3971 | 0.006864%
2027 | 212 | 212-799R | Tier-2 | Tier-2---10 | 5--4 | 115 | 105 | 1038.8005 | 97.12% | 2.539% | 0.3416% | 92.115 | 0 | 0 | 92.115 | 0 | 83.8234 | 1.3965 | 60.0239 | 83.8234 | 1.3965 | 60.0239 | 93.0203 | 1.5497 | 60.0239 | 8.867% | 0.12493 | 0.11352 | 8315.0604 | 411.6865 | 218.9209 | 7684.453 | 8339.1261 | 0 | 0 | 8339.1261 | 0.003038%
2027 | 212 | 212-880R | Tier-2 | Tier-2---16 | 5--2 | 31 | 29 | 104.9439 | 97.78% | 1.295% | 0.9224% | 9.5996 | 0 | 0 | 9.5996 | 0 | 8.7355 | 0.3857 | 22.6485 | 8.7355 | 0.3857 | 22.6485 | 9.694 | 0.42802 | 22.6485 | 9.147% | 0.10736 | 0.097316 | 977.4994 | 42.0611 | 20.0248 | 915.4135 | 979.7366 | 0 | 0 | 979.7366 | 0.0003166%
2027 | 212 | 212-886R | Tier-2 | Tier-2---8 | 5--4 | 155 | 151 | 2163.5248 | 98.72% | 1.034% | 0.2463% | 208.0708 | 0 | 0 | 208.0708 | 0 | 189.3416 | 2.0083 | 94.2796 | 189.3416 | 2.0083 | 94.2796 | 210.1157 | 2.2286 | 94.2796 | 9.617% | 0.18767 | 0.16939 | 11528.3958 | 592.0091 | 130.2023 | 10806.1843 | 11544.3263 | 0 | 0 | 11544.3263 | 0.006861%
2027 | 212 | 212-888R | Tier-2 | Tier-2---8 | 5--4 | 147 | 133 | 1471.0622 | 97.82% | 1.883% | 0.2988% | 130.1927 | 0 | 0 | 130.1927 | 0 | 118.4736 | 1.7689 | 66.9759 | 118.4736 | 1.7689 | 66.9759 | 131.4722 | 1.963 | 66.9759 | 8.85% | 0.13116 | 0.11929 | 11216.1087 | 603.389 | 219.1134 | 10393.6063 | 11240.4477 | 0 | 0 | 11240.4477 | 0.004293%
2027 | 214 | 214-1122R | Tier-3 | Tier-3---3 | 5--5 | 446 | 377 | 26281.1502 | 98.91% | 1.048% | 0.04591% | 2197.2181 | 0 | 0 | 2197.2181 | 0 | 1999.4385 | 5.0141 | 398.7634 | 1999.4385 | 5.0141 | 398.7634 | 2218.8122 | 5.5642 | 398.7634 | 8.36% | 0.26918 | 0.24642 | 97635.635 | 5011.5122 | 984.8064 | 91639.3164 | 97734.2671 | 0 | 0 | 97734.2671 | 0.07246%
2027 | 214 | 214-1135R | Tier-3 | Tier-3---6 | 4--5 | 285 | 248 | 6666.9216 | 99.41% | 0.4702% | 0.123% | 576.6978 | 0 | 0 | 576.6978 | 0 | 524.7872 | 3.2984 | 159.1036 | 524.7872 | 3.2984 | 159.1036 | 582.3656 | 3.6603 | 159.1036 | 8.65% | 0.090777 | 0.082878 | 73442.8498 | 4553.5888 | 482.5906 | 68406.6704 | 73484.3724 | 0 | 0 | 73484.3724 | 0.01902%
2027 | 214 | 214-17AE | Tier-3 | Tier-3---17 | 4--4 | 157 | 155 | 484.0355 | 97.4% | 1.48% | 1.12% | 46.5447 | 0 | 0 | 46.5447 | 0 | 42.355 | 2.0615 | 20.5457 | 42.355 | 2.0615 | 20.5457 | 47.0021 | 2.2877 | 20.5457 | 9.616% | 0.071957 | 0.064853 | 6726.7702 | 365.2505 | 154.8548 | 6206.6649 | 6745.9251 | 0 | 0 | 6745.9251 | 0.001535%
2027 | 214 | 214-4R | Tier-3 | Tier-3---17 | 4--4 | 94 | 89 | 400.1895 | 97.86% | 1.359% | 0.7809% | 37.0794 | 0 | 0 | 37.0794 | 0 | 33.7417 | 1.1837 | 28.5053 | 33.7417 | 1.1837 | 28.5053 | 37.4438 | 1.3136 | 28.5053 | 9.265% | 0.059676 | 0.054025 | 6706.0819 | 383.8314 | 129.2907 | 6192.9598 | 6721.0915 | 0 | 0 | 6721.0915 | 0.001223%
2027 | 214 | 214-536R | Tier-3 | Tier-3---17 | 4--4 | 70 | 60 | 513.3291 | 98.71% | 0.8845% | 0.4005% | 43.4342 | 0 | 0 | 43.4342 | 0 | 39.5246 | 0.798 | 49.5295 | 39.5246 | 0.798 | 49.5295 | 43.8611 | 0.88555 | 49.5295 | 8.461% | 0.053744 | 0.049137 | 9551.4463 | 547.5853 | 232.0453 | 8771.8157 | 9562.953 | 0 | 0 | 9562.953 | 0.001432%
2027 | 214 | 214-583R | Tier-3 | Tier-3---13 | 4--5 | 174 | 150 | 2208.3134 | 99.09% | 0.6816% | 0.2244% | 188.6471 | 0 | 0 | 188.6471 | 0 | 171.6663 | 1.995 | 86.0483 | 171.6663 | 1.995 | 86.0483 | 190.5011 | 2.2139 | 86.0483 | 8.543% | 0.070413 | 0.064343 | 31362.296 | 1883.6813 | 422.1722 | 29056.4425 | 31389.1012 | 0 | 0 | 31389.1012 | 0.006221%
2027 | 214 | 214-613R | Tier-3 | Tier-3---14 | 5--3 | 196 | 160 | 1721.769 | 85.69% | 14.07% | 0.2459% | 120.4361 | 0 | 0 | 120.4361 | 0 | 109.5952 | 2.128 | 51.5015 | 109.5952 | 2.128 | 51.5015 | 121.6197 | 2.3615 | 51.5015 | 6.995% | 0.43289 | 0.39755 | 3977.4025 | 197.1566 | 516.9968 | 3263.2491 | 4028.0037 | 0 | 0 | 4028.0037 | 0.003972%
2027 | 214 | 214-647R | Tier-3 | Tier-3---8 | 5--5 | 264 | 206 | 22354.3085 | 99.24% | 0.73% | 0.02701% | 1731.1083 | 0 | 0 | 1731.1083 | 0 | 1575.285 | 2.7398 | 574.9638 | 1575.285 | 2.7398 | 574.9638 | 1748.1216 | 3.0404 | 574.9638 | 7.744% | 0.23844 | 0.21983 | 93753.9152 | 4640.4334 | 647.6025 | 88465.8794 | 93813.9848 | 0 | 0 | 93813.9848 | 0.05709%
2027 | 215 | 215-1531R | Tier-2 | Tier-2---2 | 5--5 | 256 | 205 | 12702.4119 | 98.21% | 1.737% | 0.04837% | 999.0205 | 0 | 0 | 999.0205 | 0 | 909.095 | 2.7265 | 333.4295 | 909.095 | 2.7265 | 333.4295 | 1008.8388 | 3.0256 | 333.4295 | 7.865% | 0.20291 | 0.18666 | 62600.9651 | 3773.3762 | 1033.6342 | 57793.9547 | 62698.2793 | 0 | 0 | 62698.2793 | 0.03294%
2027 | 215 | 215-1534R | Tier-2 | Tier-2---1 | 5--5 | 243 | 193 | 19489.7064 | 99% | 0.9737% | 0.02962% | 1532.4175 | 0 | 0 | 1532.4175 | 0 | 1394.4791 | 2.5669 | 543.2544 | 1394.4791 | 2.5669 | 543.2544 | 1547.478 | 2.8485 | 543.2544 | 7.863% | 0.1982 | 0.18246 | 98331.2515 | 6096.0396 | 907.1497 | 91328.0622 | 98416.3669 | 0 | 0 | 98416.3669 | 0.05053%
2027 | 215 | 215-1544R | Tier-2 | Tier-2---8 | 5--4 | 53 | 50 | 1412.4296 | 98.09% | 1.785% | 0.1216% | 130.7071 | 0 | 0 | 130.7071 | 0 | 118.9416 | 0.665 | 178.8597 | 118.9416 | 0.665 | 178.8597 | 131.9916 | 0.73796 | 178.8597 | 9.254% | 0.10891 | 0.098634 | 12968.9923 | 1067.1746 | 223.4801 | 11678.3376 | 12994.7543 | 0 | 0 | 12994.7543 | 0.00431%
2027 | 215 | 215-38R | Tier-3 | Tier-3---10 | 5--5 | 126 | 117 | 5434.8155 | 98.92% | 1.009% | 0.07406% | 499.1945 | 0 | 0 | 499.1945 | 0 | 454.2602 | 1.5561 | 291.9224 | 454.2602 | 1.5561 | 291.9224 | 504.1005 | 1.7268 | 291.9224 | 9.185% | 0.12528 | 0.11365 | 43381.3494 | 2695.9135 | 518.8073 | 40166.6286 | 43429.4541 | 0 | 0 | 43429.4541 | 0.01646%
2027 | 216 | 216-1859F | Tier-3 | Tier-3---4 | 5--5 | 268 | 195 | 14041.2877 | 99.19% | 0.7753% | 0.03948% | 1013.3363 | 0 | 0 | 1013.3363 | 0 | 922.1222 | 2.5935 | 355.5514 | 922.1222 | 2.5935 | 355.5514 | 1023.2953 | 2.8781 | 355.5514 | 7.217% | 0.15704 | 0.14562 | 89409.7822 | 5511.6035 | 666.6545 | 83231.5241 | 89466.9493 | 0 | 0 | 89466.9493 | 0.03342%
2027 | 216 | 216-220R | Tier-3 | Tier-3---20 | 1--5 | 2 | 2 | 71.2816 | 99.9% | 0% | 0.09987% | 7.121 | 0 | 0 | 7.121 | 0 | 6.48 | 0.0266 | 243.6109 | 6.48 | 0.0266 | 243.6109 | 7.191 | 0.029518 | 243.6109 | 9.99% | 0.000285 | 0.0002565 | 250110.7129 | 12944.4862 | 226.9057 | 236939.3211 | 250138.4667 | 0 | 0 | 250138.4667 | 0.0002348%
2027 | 217 | 217-41AE | Tier-2 | Tier-2---8 | 5--4 | 456 | 333 | 2013.5966 | 89.22% | 10.31% | 0.4697% | 131.2012 | 0 | 0 | 131.2012 | 0 | 119.3913 | 4.4289 | 26.9573 | 119.3913 | 4.4289 | 26.9573 | 132.4906 | 4.9148 | 26.9573 | 6.516% | 0.19664 | 0.18228 | 10240.1297 | 587.5443 | 1012.3349 | 8640.2505 | 10327.0537 | 0 | 0 | 10327.0537 | 0.004327%
2027 | 217 | 217-48AE | Tier-2 | Tier-2---8 | 5--4 | 344 | 306 | 2727.5845 | 87.85% | 11.78% | 0.3693% | 213.1484 | 0 | 0 | 213.1484 | 0 | 193.9621 | 4.0698 | 47.6589 | 193.9621 | 4.0698 | 47.6589 | 215.2432 | 4.5163 | 47.6589 | 7.815% | 0.20236 | 0.18436 | 13478.9252 | 762.7474 | 1447.8056 | 11268.3722 | 13638.8296 | 0 | 0 | 13638.8296 | 0.007029%
2027 | 217 | 217-835R | Tier-3 | Tier-3---5 | 5--5 | 319 | 297 | 10686.9326 | 98.68% | 1.222% | 0.09479% | 981.8904 | 0 | 0 | 981.8904 | 0 | 893.5068 | 3.9501 | 226.1986 | 893.5068 | 3.9501 | 226.1986 | 991.5403 | 4.3835 | 226.1986 | 9.188% | 0.28412 | 0.25767 | 37613.7803 | 2195.3355 | 434.0984 | 34984.3464 | 37664.6202 | 0 | 0 | 37664.6202 | 0.03238%
2027 | 217 | 217-837R | Tier-3 | Tier-3---12 | 5--5 | 293 | 247 | 3657.1834 | 94.66% | 5.124% | 0.2164% | 291.8358 | 0 | 0 | 291.8358 | 0 | 265.5666 | 3.2851 | 80.8398 | 265.5666 | 3.2851 | 80.8398 | 294.704 | 3.6455 | 80.8398 | 7.98% | 0.14269 | 0.13066 | 25630.0196 | 1643.4761 | 1395.4824 | 22591.0611 | 25756.0388 | 0 | 0 | 25756.0388 | 0.009624%
2027 | 217 | 217-972R | Tier-2 | Tier-2---8 | 5--4 | 256 | 217 | 1438.6594 | 90.88% | 8.66% | 0.4639% | 110.8226 | 0 | 0 | 110.8226 | 0 | 100.8471 | 2.8861 | 34.9423 | 100.8471 | 2.8861 | 34.9423 | 111.9118 | 3.2028 | 34.9423 | 7.703% | 0.18227 | 0.16682 | 7892.9777 | 484.1091 | 632.8848 | 6775.9839 | 7959.6737 | 0 | 0 | 7959.6737 | 0.003655%
2027 | 217 | 217-983R | Tier-3 | Tier-3---5 | 5--5 | 116 | 114 | 10116.9629 | 99.05% | 0.91% | 0.0405% | 984.8031 | 0 | 0 | 984.8031 | 0 | 896.1574 | 1.5162 | 591.0552 | 896.1574 | 1.5162 | 591.0552 | 994.4817 | 1.6826 | 591.0552 | 9.734% | 0.2438 | 0.21984 | 41497.7937 | 2121.8511 | 363.6616 | 39012.281 | 41540.7808 | 0 | 0 | 41540.7808 | 0.03248%
2027 | 220 | 220-288R | Tier-3 | Tier-3---14 | 5--4 | 132 | 111 | 2198.6799 | 96.34% | 3.473% | 0.1901% | 178.116 | 0 | 0 | 178.116 | 0 | 162.0832 | 1.4763 | 109.7902 | 162.0832 | 1.4763 | 109.7902 | 179.8666 | 1.6383 | 109.7902 | 8.101% | 0.37523 | 0.34368 | 5859.515 | 279.6691 | 215.3273 | 5364.5186 | 5879.2222 | 0 | 0 | 5879.2222 | 0.005874%
2027 | 220 | 220-294R | Tier-3 | Tier-3---14 | 5--3 | 328 | 272 | 1925.8876 | 84.29% | 15.28% | 0.4298% | 134.619 | 0 | 0 | 134.619 | 0 | 122.5015 | 3.6176 | 33.8626 | 122.5015 | 3.6176 | 33.8626 | 135.942 | 4.0145 | 33.8626 | 6.99% | 0.44397 | 0.40716 | 4337.8466 | 198.6888 | 616.3589 | 3522.7989 | 4399.4662 | 0 | 0 | 4399.4662 | 0.004439%
2027 | 220 | 220-298R | Tier-3 | Tier-3---11 | 5--4 | 616 | 616 | 3585.6314 | 89.37% | 10.06% | 0.5685% | 320.4472 | 0 | 0 | 320.4472 | 0 | 291.6026 | 8.1928 | 35.5926 | 291.6026 | 8.1928 | 35.5926 | 323.5966 | 9.0917 | 35.5926 | 8.937% | 0.50177 | 0.45159 | 7145.9975 | 283.7182 | 677.141 | 6185.1383 | 7230.4011 | 0 | 0 | 7230.4011 | 0.01057%
2027 | 221 | 221-1230F | Tier-3 | Tier-3---12 | 4--5 | 97 | 54 | 3690.9623 | 99.91% | 0% | 0.09183% | 205.2876 | 0 | 0 | 205.2876 | 0 | 186.8089 | 0.7182 | 260.1072 | 186.8089 | 0.7182 | 260.1072 | 207.3051 | 0.797 | 260.1072 | 5.562% | 0.035843 | 0.033848 | 102975.2443 | 5653.9564 | 85.9024 | 97235.3856 | 102980.8191 | 0 | 0 | 102980.8191 | 0.00677%
2027 | 221 | 221-1236F | Tier-3 | Not Applicable | Not Applicable | 1 | 1 | 0 | 0% | 0% | 0% | 0 | 0 | 0 | 0 | 0 | 0 | 0.0133 | 0 | 0 | 0.0133 | 0 | 0 | 0.014759 | 0 | 0% | 0 | 0 | 0 | 0 | 0 | 0 | 0 | 0 | 0 | 0 | 0%
2027 | 221 | 221-23R | Tier-3 | Tier-3---11 | 5--5 | 307 | 168 | 3270.2376 | 92.16% | 7.656% | 0.1816% | 164.9318 | 0 | 0 | 164.9318 | 0 | 150.0857 | 2.2344 | 67.1705 | 150.0857 | 2.2344 | 67.1705 | 166.5528 | 2.4796 | 67.1705 | 5.043% | 0.19945 | 0.18853 | 16396.4914 | 1101.2475 | 1224.4612 | 14070.7826 | 16470.8858 | 0 | 0 | 16470.8858 | 0.005439%
2027 | 221 | 221-344R | Tier-3 | Tier-3---13 | 5--4 | 293 | 223 | 2735.9283 | 96.11% | 3.605% | 0.2871% | 200.1253 | 0 | 0 | 200.1253 | 0 | 182.1113 | 2.9659 | 61.4017 | 182.1113 | 2.9659 | 61.4017 | 202.0921 | 3.2913 | 61.4017 | 7.315% | 0.2115 | 0.1954 | 12935.7823 | 697.0944 | 453.9009 | 11784.787 | 12977.2557 | 0 | 0 | 12977.2557 | 0.006599%
2027 | 221 | 221-35 | Tier-2 | Tier-2---10 | 5--3 | 13 | 13 | 710.3273 | 99.46% | 0.4791% | 0.06249% | 70.648 | 0 | 0 | 70.648 | 0 | 64.2887 | 0.1729 | 371.8262 | 64.2887 | 0.1729 | 371.8262 | 71.3423 | 0.19187 | 371.8262 | 9.946% | 0.17281 | 0.15553 | 4110.5569 | 223.7818 | 29.6305 | 3857.1446 | 4113.0306 | 0 | 0 | 4113.0306 | 0.00233%
2027 | 221 | 221-37AE | Tier-3 | Tier-3---11 | 5--5 | 244 | 151 | 3934.7733 | 97.03% | 2.838% | 0.1358% | 236.2624 | 0 | 0 | 236.2624 | 0 | 214.9955 | 2.0083 | 107.0535 | 214.9955 | 2.0083 | 107.0535 | 238.5843 | 2.2286 | 107.0535 | 6.004% | 0.19925 | 0.18692 | 19747.6238 | 1157.9249 | 618.5884 | 17971.1105 | 19786.3675 | 0 | 0 | 19786.3675 | 0.007791%
2027 | 221 | 221-38AE | Tier-3 | Tier-3---17 | 5--3 | 26 | 26 | 318.0967 | 33.4% | 66.33% | 0.2755% | 10.6237 | 0 | 0 | 10.6237 | 0 | 9.6674 | 0.3458 | 27.9567 | 9.6674 | 0.3458 | 27.9567 | 10.7281 | 0.38374 | 27.9567 | 3.34% | 0.16917 | 0.15225 | 1880.3284 | 41.7922 | 1061.4721 | 777.0641 | 2019.4774 | 0 | 0 | 2019.4774 | 0.0003503%
2027 | 221 | 221-675R | Tier-2 | Tier-2---8 | 5--4 | 99 | 76 | 2055.424 | 99.51% | 0.3331% | 0.1572% | 157.0165 | 0 | 0 | 157.0165 | 0 | 142.8828 | 1.0108 | 141.3563 | 142.8828 | 1.0108 | 141.3563 | 158.5596 | 1.1217 | 141.3563 | 7.639% | 0.22072 | 0.20378 | 9312.3427 | 464.7372 | 113.1149 | 8734.4905 | 9316.1393 | 0 | 0 | 9316.1393 | 0.005178%
2027 | 221 | 221-6R | Tier-2 | Tier-2---5 | 5--5 | 100 | 91 | 3904.259 | 99.88% | 0.03221% | 0.0896% | 354.8548 | 0 | 0 | 354.8548 | 0 | 322.913 | 1.2103 | 266.8042 | 322.913 | 1.2103 | 266.8042 | 358.3423 | 1.3431 | 266.8042 | 9.089% | 0.21604 | 0.19638 | 18071.9767 | 963.9759 | 75.8685 | 17032.1323 | 18074.1805 | 0 | 0 | 18074.1805 | 0.0117%
2027 | 221 | 221-782R | Tier-3 | Tier-3---17 | 5--3 | 93 | 93 | 618.0174 | 98.68% | 0.7939% | 0.5237% | 60.9875 | 0 | 0 | 60.9875 | 0 | 55.4977 | 1.2369 | 44.8684 | 55.4977 | 1.2369 | 44.8684 | 61.5868 | 1.3726 | 44.8684 | 9.868% | 0.2472 | 0.22248 | 2500.0604 | 147.4846 | 27.966 | 2324.6098 | 2503.7205 | 0 | 0 | 2503.7205 | 0.002011%
2027 | 221 | 221-788 | Tier-3 | Tier-3---12 | 5--5 | 67 | 55 | 4481.9143 | 99.45% | 0.5095% | 0.04337% | 365.8842 | 0 | 0 | 365.8842 | 0 | 332.9497 | 0.7315 | 455.1604 | 332.9497 | 0.7315 | 455.1604 | 369.4801 | 0.81176 | 455.1604 | 8.164% | 0.18975 | 0.17417 | 23620.3007 | 1552.9774 | 202.4159 | 21864.9074 | 23631.9794 | 0 | 0 | 23631.9794 | 0.01207%
2027 | 221 | 221-824 | Tier-3 | Tier-3---13 | 5--4 | 106 | 68 | 2324.2215 | 96.86% | 3.03% | 0.1069% | 144.4234 | 0 | 0 | 144.4234 | 0 | 131.4234 | 0.9044 | 145.3156 | 131.4234 | 0.9044 | 145.3156 | 145.8428 | 1.0036 | 145.3156 | 6.214% | 0.18396 | 0.17216 | 12634.0691 | 769.9433 | 369.3383 | 11494.7875 | 12661.2384 | 0 | 0 | 12661.2384 | 0.004763%
2027 | 222 | 222-1433R | Tier-3 | Tier-3---5 | 5--5 | 123 | 107 | 9617.9712 | 99.59% | 0.3681% | 0.03974% | 833.2729 | 0 | 0 | 833.2729 | 0 | 758.267 | 1.4231 | 532.8279 | 758.267 | 1.4231 | 532.8279 | 841.4622 | 1.5792 | 532.8279 | 8.664% | 0.37266 | 0.34024 | 25809.0958 | 1306.2972 | 94.555 | 24408.2437 | 25819.1253 | 0 | 0 | 25819.1253 | 0.02748%
2027 | 222 | 222-1503R | Tier-3 | Tier-3---15 | 5--4 | 76 | 57 | 1359.3953 | 95.15% | 4.696% | 0.1502% | 97.0139 | 0 | 0 | 97.0139 | 0 | 88.2813 | 0.7581 | 116.4508 | 88.2813 | 0.7581 | 116.4508 | 97.9673 | 0.84128 | 116.4508 | 7.137% | 0.23465 | 0.21705 | 5793.3484 | 301.9788 | 270.539 | 5220.8305 | 5816.1117 | 0 | 0 | 5816.1117 | 0.003199%
2027 | 222 | 222-1523R | Tier-3 | Tier-3---7 | 5--5 | 367 | 257 | 7406.689 | 96.62% | 3.25% | 0.1263% | 501.1579 | 0 | 0 | 501.1579 | 0 | 456.0469 | 3.4181 | 133.4212 | 456.0469 | 3.4181 | 133.4212 | 506.0833 | 3.7931 | 133.4212 | 6.766% | 0.26901 | 0.25017 | 27533.3002 | 1432.7814 | 864.0996 | 25236.4192 | 27603.3009 | 0 | 0 | 27603.3009 | 0.01653%
2027 | 222 | 222-1986R | Tier-3 | Tier-3---1 | 5--5 | 451 | 389 | 79194.3488 | 99.25% | 0.7305% | 0.01724% | 6779.655 | 0 | 0 | 6779.655 | 0 | 6169.3937 | 5.1737 | 1192.4535 | 6169.3937 | 5.1737 | 1192.4535 | 6846.2851 | 5.7413 | 1192.4535 | 8.561% | 0.41507 | 0.37927 | 190797.4815 | 11158.3549 | 1273.0385 | 178366.0881 | 190932.1538 | 0 | 0 | 190932.1538 | 0.2236%
2027 | 222 | 222-1988R | Tier-3 | Tier-3---11 | 5--4 | 18 | 17 | 3619.4356 | 99.27% | 0.7155% | 0.01673% | 339.3326 | 0 | 0 | 339.3326 | 0 | 308.7881 | 0.2261 | 1365.7152 | 308.7881 | 0.2261 | 1365.7152 | 342.6676 | 0.25091 | 1365.7152 | 9.375% | 0.34461 | 0.31206 | 10502.9479 | 509.7029 | 69.9812 | 9923.2638 | 10510.9685 | 0 | 0 | 10510.9685 | 0.01119%
2027 | 222 | 222-1990R | Tier-3 | Tier-3---1 | 5--5 | 287 | 246 | 45106.6401 | 99.63% | 0.3509% | 0.01982% | 3851.9498 | 0 | 0 | 3851.9498 | 0 | 3505.2219 | 3.2718 | 1071.344 | 3505.2219 | 3.2718 | 1071.344 | 3889.8066 | 3.6308 | 1071.344 | 8.54% | 0.41211 | 0.37679 | 109452.4885 | 5424.0865 | 426.9036 | 103601.4983 | 109490.5301 | 0 | 0 | 109490.5301 | 0.127%
2027 | 222 | 222-1992R | Tier-3 | Tier-3---18 | 5--2 | 43 | 18 | 288.7705 | 86.56% | 13.18% | 0.2657% | 10.463 | 0 | 0 | 10.463 | 0 | 9.5212 | 0.2394 | 39.771 | 9.5212 | 0.2394 | 39.771 | 10.5658 | 0.26567 | 39.771 | 3.623% | 0.22115 | 0.21189 | 1305.7642 | 59.3755 | 153.7229 | 1092.6658 | 1313.4335 | 0 | 0 | 1313.4335 | 0.000345%
2027 | 222 | 222-2013R | Tier-3 | Tier-3---7 | 5--5 | 407 | 288 | 7426.9759 | 96.05% | 3.813% | 0.1383% | 504.7808 | 0 | 0 | 504.7808 | 0 | 459.3437 | 3.8304 | 119.9206 | 459.3437 | 3.8304 | 119.9206 | 509.7418 | 4.2507 | 119.9206 | 6.797% | 0.27927 | 0.25951 | 26594.1155 | 1486.8089 | 949.5734 | 24157.7331 | 26674.1295 | 0 | 0 | 26674.1295 | 0.01665%
2027 | 222 | 222-2063 | Tier-3 | Tier-3---9 | 5--5 | 79 | 75 | 4859.7765 | 99.85% | 0.09452% | 0.05485% | 460.682 | 0 | 0 | 460.682 | 0 | 419.2144 | 0.9975 | 420.2652 | 419.2144 | 0.9975 | 420.2652 | 465.2096 | 1.1069 | 420.2652 | 9.479% | 0.23776 | 0.21519 | 20439.7717 | 1058.0128 | 26.4385 | 19355.3204 | 20442.9743 | 0 | 0 | 20442.9743 | 0.01519%
2027 | 222 | 222-2085 | Tier-3 | Tier-3---3 | 5--5 | 910 | 544 | 16772.3082 | 96.7% | 3.181% | 0.1236% | 969.5191 | 0 | 0 | 969.5191 | 0 | 882.2492 | 7.2352 | 121.9385 | 882.2492 | 7.2352 | 121.9385 | 979.0475 | 8.029 | 121.9385 | 5.78% | 0.35117 | 0.33018 | 47761.3033 | 2740.017 | 1532.6307 | 43488.6556 | 47861.6531 | 0 | 0 | 47861.6531 | 0.03197%
2027 | 223 | 223-536R | Tier-2 | Tier-2---19 | 1--4 | 8 | 5 | 17.3686 | 98.33% | 0% | 1.666% | 1.0675 | 0 | 0 | 1.0675 | 0 | 0.97137 | 0.0665 | 14.607 | 0.97137 | 0.0665 | 14.607 | 1.0779 | 0.073796 | 14.607 | 6.146% | 0.0018852 | 0.0017674 | 9213.1285 | 686.6485 | 141.1177 | 8385.3623 | 9223.3613 | 0 | 0 | 9223.3613 | 3.52e-05%
2027 | 230 | 230-1008R | Tier-2 | Tier-2---16 | 4--3 | 9 | 9 | 171.5883 | 99.37% | 0.4538% | 0.1789% | 17.0503 | 0 | 0 | 17.0503 | 0 | 15.5155 | 0.1197 | 129.6199 | 15.5155 | 0.1197 | 129.6199 | 17.2178 | 0.13283 | 129.6199 | 9.937% | 0.055697 | 0.050127 | 3080.7564 | 194.1723 | 43.3127 | 2843.2713 | 3082.9224 | 0 | 0 | 3082.9224 | 0.0005623%
2027 | 230 | 230-127AE | Tier-2 | Tier-2---7 | 5--5 | 269 | 213 | 2000.4654 | 94.98% | 4.641% | 0.3747% | 150.4557 | 0 | 0 | 150.4557 | 0 | 136.9126 | 2.8329 | 48.3295 | 136.9126 | 2.8329 | 48.3295 | 151.9343 | 3.1437 | 48.3295 | 7.521% | 0.093988 | 0.086546 | 21284.2191 | 1284.0751 | 990.3889 | 19009.7551 | 21376.0259 | 0 | 0 | 21376.0259 | 0.004961%
2027 | 230 | 230-133AE | Tier-2 | Tier-2---6 | 5--5 | 328 | 221 | 6388.6939 | 98.26% | 1.615% | 0.1229% | 422.9789 | 0 | 0 | 422.9789 | 0 | 384.905 | 2.9393 | 130.9513 | 384.905 | 2.9393 | 130.9513 | 427.1359 | 3.2618 | 130.9513 | 6.621% | 0.095565 | 0.089126 | 66852.0974 | 3853.1493 | 1086.4397 | 61912.5084 | 66936.0108 | 0 | 0 | 66936.0108 | 0.01395%
2027 | 230 | 230-1586R | Tier-2 | Tier-2---7 | 4--5 | 245 | 177 | 2072.8837 | 91.06% | 8.635% | 0.3% | 136.3741 | 0 | 0 | 136.3741 | 0 | 124.0986 | 2.3541 | 52.716 | 124.0986 | 2.3541 | 52.716 | 137.7144 | 2.6124 | 52.716 | 6.579% | 0.084625 | 0.078511 | 24494.9333 | 1384.72 | 2145.1757 | 20965.0376 | 24665.3692 | 0 | 0 | 24665.3692 | 0.004497%
2027 | 230 | 230-1606R | Tier-2 | Tier-2---11 | 4--4 | 71 | 51 | 536.3838 | 78.97% | 20.71% | 0.32% | 30.4256 | 0 | 0 | 30.4256 | 0 | 27.6869 | 0.6783 | 40.8181 | 27.6869 | 0.6783 | 40.8181 | 30.7246 | 0.75272 | 40.8181 | 5.672% | 0.062818 | 0.058306 | 8538.6965 | 437.3678 | 1660.0426 | 6441.2861 | 8677.6771 | 0 | 0 | 8677.6771 | 0.001003%
2027 | 230 | 230-181 | Tier-2 | Tier-2---9 | 4--4 | 52 | 38 | 788.7224 | 98.19% | 1.606% | 0.2041% | 56.5939 | 0 | 0 | 56.5939 | 0 | 51.4997 | 0.5054 | 101.899 | 51.4997 | 0.5054 | 101.899 | 57.1501 | 0.56085 | 101.899 | 7.175% | 0.063241 | 0.05862 | 12471.6541 | 782.4193 | 949.0175 | 10740.2174 | 12489.4546 | 0 | 0 | 12489.4546 | 0.001866%
2027 | 230 | 230-2060R | Tier-2 | Tier-2---4 | 4--5 | 236 | 183 | 3473.4554 | 97.68% | 2.135% | 0.1887% | 263.0824 | 0 | 0 | 263.0824 | 0 | 239.4014 | 2.4339 | 98.3613 | 239.4014 | 2.4339 | 98.3613 | 265.668 | 2.7009 | 98.3613 | 7.574% | 0.088414 | 0.081559 | 39286.0822 | 2320.0349 | 850.2401 | 36115.8071 | 39362.8067 | 0 | 0 | 39362.8067 | 0.008675%
2027 | 230 | 230-2067 | Tier-2 | Tier-2---16 | 4--3 | 6 | 6 | 121.6067 | 92.98% | 6.845% | 0.1786% | 11.3066 | 0 | 0 | 11.3066 | 0 | 10.2888 | 0.0798 | 128.9325 | 10.2888 | 0.0798 | 128.9325 | 11.4177 | 0.088555 | 128.9325 | 9.298% | 0.054619 | 0.049157 | 2226.4545 | 125.1839 | 142.6967 | 1958.574 | 2243.8298 | 0 | 0 | 2243.8298 | 0.0003728%
2027 | 230 | 230-371AE | Tier-2 | Tier-2---13 | 4--3 | 41 | 29 | 195.7251 | 81.71% | 17.81% | 0.4804% | 11.3124 | 0 | 0 | 11.3124 | 0 | 10.2942 | 0.3857 | 26.6896 | 10.2942 | 0.3857 | 26.6896 | 11.4236 | 0.42802 | 26.6896 | 5.78% | 0.059006 | 0.054832 | 3317.0375 | 182.5151 | 537.9757 | 2596.5467 | 3363.2059 | 0 | 0 | 3363.2059 | 0.000373%
2027 | 231 | 231-1136R | Tier-2 | Tier-2---7 | 4--5 | 357 | 245 | 2730.9177 | 98.3% | 1.373% | 0.325% | 184.2332 | 0 | 0 | 184.2332 | 0 | 167.6497 | 3.2585 | 51.45 | 167.6497 | 3.2585 | 51.45 | 186.0439 | 3.616 | 51.45 | 6.746% | 0.054655 | 0.050904 | 49966.8413 | 3802.7952 | 1680.0986 | 44483.9475 | 50029.3647 | 0 | 0 | 50029.3647 | 0.006075%
2027 | 231 | 231-1635R | Tier-2 | Tier-2---4 | 5--5 | 862 | 613 | 5142.095 | 98.68% | 0.901% | 0.4182% | 360.8495 | 0 | 0 | 360.8495 | 0 | 328.3681 | 8.1529 | 40.2763 | 328.3681 | 8.1529 | 40.2763 | 364.3959 | 9.0474 | 40.2763 | 7.018% | 0.11648 | 0.10819 | 44146.87 | 3399.863 | 647.3328 | 40099.6742 | 44191.4554 | 0 | 0 | 44191.4554 | 0.0119%
2027 | 232 | 232-40AE | Tier-2 | Tier-2---19 | 2--3 | 5 | 4 | 11.4297 | 0.4523% | 98.58% | 0.9661% | 0.0041361 | 0 | 0 | 0.0041361 | 0 | 0.0037638 | 0.0532 | 0.070748 | 0.0037638 | 0.0532 | 0.070748 | 0.0041768 | 0.059037 | 0.070748 | 0.03619% | 0.0059544 | 0.005478 | 1919.5436 | 3.0821 | 1745.9177 | 170.5438 | 2085.7054 | 0 | 0 | 2085.7054 | 1.364e-07%
2027 | 233 | 233-123R | Tier-2 | Tier-2---4 | 4--5 | 412 | 292 | 3035.8045 | 98.84% | 0.8219% | 0.339% | 212.6612 | 0 | 0 | 212.6612 | 0 | 193.5188 | 3.8836 | 49.8298 | 193.5188 | 3.8836 | 49.8298 | 214.7512 | 4.3097 | 49.8298 | 7.005% | 0.06125 | 0.056909 | 49563.8317 | 3086.7129 | 653.5217 | 45823.5971 | 49607.7217 | 0 | 0 | 49607.7217 | 0.007013%
2027 | 233 | 233-41R | Tier-2 | Tier-2---9 | 4--5 | 273 | 222 | 718.991 | 97.57% | 1.357% | 1.072% | 57.0469 | 0 | 0 | 57.0469 | 0 | 51.9119 | 2.9526 | 17.5818 | 51.9119 | 2.9526 | 17.5818 | 57.6075 | 3.2766 | 17.5818 | 7.934% | 0.044487 | 0.040869 | 16161.8225 | 1280.6452 | 594.3266 | 14286.8507 | 16196.5806 | 0 | 0 | 16196.5806 | 0.001881%
2027 | 233 | 233-81F | Tier-2 | Tier-2---12 | 3--5 | 99 | 89 | 447.7794 | 94.96% | 4.349% | 0.694% | 38.225 | 0 | 0 | 38.225 | 0 | 34.7842 | 1.1837 | 29.386 | 34.7842 | 1.1837 | 29.386 | 38.6007 | 1.3136 | 29.386 | 8.537% | 0.02204 | 0.020058 | 20316.8521 | 1331.0486 | 1007.3456 | 17978.4579 | 20418.0531 | 0 | 0 | 20418.0531 | 0.001261%
2027 | 233 | 233-86F | Tier-2 | Tier-2---8 | 5--5 | 412 | 327 | 2341.6741 | 85.9% | 13.6% | 0.4998% | 159.6551 | 0 | 0 | 159.6551 | 0 | 145.284 | 4.3491 | 33.4055 | 145.284 | 4.3491 | 33.4055 | 161.2242 | 4.8263 | 33.4055 | 6.818% | 0.1204 | 0.11084 | 19449.7342 | 1103.1383 | 2517.3516 | 15829.2443 | 19686.1196 | 0 | 0 | 19686.1196 | 0.005265%
2027 | 234 | 234-48R | Tier-2 | Tier-2---4 | 4--5 | 334 | 216 | 4939.3792 | 99.46% | 0.3916% | 0.1518% | 317.6971 | 0 | 0 | 317.6971 | 0 | 289.1001 | 2.8728 | 100.6336 | 289.1001 | 2.8728 | 100.6336 | 320.8194 | 3.188 | 100.6336 | 6.432% | 0.047931 | 0.044832 | 103051.0114 | 8933.6439 | 586.3727 | 93530.9949 | 103089.7294 | 0 | 0 | 103089.7294 | 0.01048%
2027 | 235 | 235-897R | Tier-2 | Tier-2---5 | 5--5 | 241 | 130 | 4375.0381 | 88.63% | 11.27% | 0.1058% | 209.157 | 0 | 0 | 209.157 | 0 | 190.33 | 1.729 | 110.081 | 190.33 | 1.729 | 110.081 | 211.2126 | 1.9187 | 110.081 | 4.781% | 0.1179 | 0.11154 | 37108.0419 | 2052.774 | 3945.6216 | 31109.6464 | 37348.6807 | 0 | 0 | 37348.6807 | 0.006897%
2027 | 235 | 235-899R | Tier-2 | Tier-2---1 | 5--5 | 531 | 270 | 23678.6611 | 98.37% | 1.593% | 0.04039% | 1184.3293 | 0 | 0 | 1184.3293 | 0 | 1077.7235 | 3.591 | 300.1181 | 1077.7235 | 3.591 | 300.1181 | 1195.9688 | 3.985 | 300.1181 | 5.002% | 0.15496 | 0.14709 | 152800.2562 | 9665.8605 | 2471.9354 | 140662.4603 | 152933.991 | 0 | 0 | 152933.991 | 0.03905%
2027 | 236 | 236-1535R | Tier-3 | Tier-3---4 | 5--5 | 252 | 162 | 9719.0421 | 98.73% | 1.209% | 0.05836% | 616.8774 | 0 | 0 | 616.8774 | 0 | 561.3501 | 2.1546 | 260.5357 | 561.3501 | 2.1546 | 260.5357 | 622.9401 | 2.391 | 260.5357 | 6.347% | 0.12847 | 0.12021 | 75651.1712 | 5252.2726 | 904.2907 | 69494.6079 | 75717.0389 | 0 | 0 | 75717.0389 | 0.02034%
2027 | 236 | 236-1561R | Tier-3 | Tier-3---13 | 5--4 | 137 | 97 | 2823.5781 | 97.26% | 2.617% | 0.1213% | 194.444 | 0 | 0 | 194.444 | 0 | 176.9414 | 1.2901 | 137.1533 | 176.9414 | 1.2901 | 137.1533 | 196.355 | 1.4316 | 137.1533 | 6.886% | 0.17766 | 0.16508 | 15893.5317 | 919.2321 | 396.0284 | 14578.2713 | 15926.6892 | 0 | 0 | 15926.6892 | 0.006412%
2027 | 236 | 236-1563R | Tier-3 | Tier-3---13 | 5--4 | 81 | 69 | 2260.6624 | 98.61% | 1.288% | 0.1052% | 189.8927 | 0 | 0 | 189.8927 | 0 | 172.7998 | 0.9177 | 188.2967 | 172.7998 | 0.9177 | 188.2967 | 191.759 | 1.0184 | 188.2967 | 8.4% | 0.17215 | 0.15749 | 13131.72 | 763.8797 | 149.4721 | 12218.3681 | 13148.7511 | 0 | 0 | 13148.7511 | 0.006262%
2027 | 236 | 236-1567R | Tier-3 | Tier-3---10 | 5--5 | 171 | 127 | 5332.0037 | 98.07% | 1.841% | 0.0848% | 388.3774 | 0 | 0 | 388.3774 | 0 | 353.4182 | 1.6891 | 209.2347 | 353.4182 | 1.6891 | 209.2347 | 392.1944 | 1.8744 | 209.2347 | 7.284% | 0.18129 | 0.16783 | 29411.5902 | 2025.1187 | 523.1992 | 26863.2724 | 29457.0256 | 0 | 0 | 29457.0256 | 0.01281%
2027 | 236 | 236-1569R | Tier-3 | Tier-3---8 | 5--5 | 498 | 306 | 21222.9131 | 98.36% | 1.585% | 0.05121% | 1282.7226 | 0 | 0 | 1282.7226 | 0 | 1167.2601 | 4.0698 | 286.8103 | 1167.2601 | 4.0698 | 286.8103 | 1295.3291 | 4.5163 | 286.8103 | 6.044% | 0.21435 | 0.20117 | 99012.7753 | 5477.8522 | 1488.5467 | 92046.3763 | 99118.8322 | 0 | 0 | 99118.8322 | 0.0423%
2027 | 236 | 236-1573R | Tier-3 | Tier-3---7 | 5--5 | 192 | 130 | 6927.8558 | 97.84% | 2.089% | 0.06679% | 458.9623 | 0 | 0 | 458.9623 | 0 | 417.6494 | 1.729 | 241.5556 | 417.6494 | 1.729 | 241.5556 | 463.4729 | 1.9187 | 241.5556 | 6.625% | 0.18488 | 0.17236 | 37473.1079 | 2383.2915 | 732.5482 | 34357.2682 | 37531.7724 | 0 | 0 | 37531.7724 | 0.01513%
2027 | 237 | 237-1761R | Tier-3 | Tier-3---12 | 5--5 | 126 | 113 | 3634.1464 | 99.4% | 0.4942% | 0.1098% | 323.9509 | 0 | 0 | 323.9509 | 0 | 294.7909 | 1.5029 | 196.1482 | 294.7909 | 1.5029 | 196.1482 | 327.1347 | 1.6678 | 196.1482 | 8.914% | 0.14935 | 0.13596 | 24332.6951 | 1370.783 | 132.2733 | 22829.6387 | 24347.1743 | 0 | 0 | 24347.1743 | 0.01068%
2027 | 237 | 237-1765R | Tier-3 | Tier-3---1 | 5--5 | 223 | 158 | 28249.2525 | 99.34% | 0.6358% | 0.01982% | 1988.3938 | 0 | 0 | 1988.3938 | 0 | 1809.4113 | 2.1014 | 861.0508 | 1809.4113 | 2.1014 | 861.0508 | 2007.9356 | 2.332 | 861.0508 | 7.039% | 0.25909 | 0.24073 | 109034.6893 | 8324.9664 | 652.6676 | 100057.0553 | 109089.2019 | 0 | 0 | 109089.2019 | 0.06557%
2027 | 237 | 237-17R | Tier-2 | Tier-2---1 | 5--5 | 536 | 275 | 27080.7376 | 98.89% | 1.071% | 0.0369% | 1374.0091 | 0 | 0 | 1374.0091 | 0 | 1250.3295 | 3.6575 | 341.8538 | 1250.3295 | 3.6575 | 341.8538 | 1387.5128 | 4.0588 | 341.8538 | 5.074% | 0.15539 | 0.14742 | 174274.8137 | 11399.2241 | 1916.7846 | 160958.805 | 174379.2405 | 0 | 0 | 174379.2405 | 0.04531%
2027 | 237 | 237-26F | Tier-2 | Tier-2---10 | 5--4 | 113 | 46 | 663.2151 | 70.89% | 28.72% | 0.399% | 19.1377 | 0 | 0 | 19.1377 | 0 | 17.415 | 0.6118 | 28.4652 | 17.415 | 0.6118 | 28.4652 | 19.3258 | 0.67892 | 28.4652 | 2.886% | 0.10897 | 0.10454 | 6086.0279 | 237.5195 | 1591.9327 | 4256.5758 | 6161.2208 | 0 | 0 | 6161.2208 | 0.0006311%
2027 | 237 | 237-28F | Tier-2 | Tier-2---7 | 5--5 | 59 | 29 | 2530.2255 | 98.83% | 1.116% | 0.05734% | 122.9074 | 0 | 0 | 122.9074 | 0 | 111.8441 | 0.3857 | 289.977 | 111.8441 | 0.3857 | 289.977 | 124.1153 | 0.42802 | 289.977 | 4.858% | 0.10804 | 0.10273 | 23418.4293 | 1209.653 | 279.2604 | 21929.5159 | 23432.637 | 0 | 0 | 23432.637 | 0.004053%
2027 | 237 | 237-2R | Tier-3 | Tier-3---2 | 5--5 | 499 | 344 | 30894.1234 | 99.11% | 0.8492% | 0.03898% | 2110.859 | 0 | 0 | 2110.859 | 0 | 1920.8529 | 4.5752 | 419.8404 | 1920.8529 | 4.5752 | 419.8404 | 2131.6044 | 5.0772 | 419.8404 | 6.833% | 0.18156 | 0.16904 | 170161.3668 | 15433.056 | 1414.3274 | 153313.9834 | 170273.2697 | 0 | 0 | 170273.2697 | 0.06961%
2027 | 237 | 237-30R | Tier-3 | Tier-3---1 | 5--5 | 651 | 565 | 65515.492 | 98.93% | 1.038% | 0.03019% | 5625.3221 | 0 | 0 | 5625.3221 | 0 | 5118.9665 | 7.5145 | 681.2122 | 5118.9665 | 7.5145 | 681.2122 | 5680.6075 | 8.339 | 681.2122 | 8.586% | 0.49249 | 0.44974 | 133030.3773 | 7577.9137 | 1285.1936 | 124167.2701 | 133165.4284 | 0 | 0 | 133165.4284 | 0.1855%
2027 | 239 | 239-2207R | Tier-3 | Tier-3---16 | 4--4 | 127 | 110 | 860.3234 | 98.08% | 1.495% | 0.4234% | 73.0864 | 0 | 0 | 73.0864 | 0 | 66.5076 | 1.463 | 45.4598 | 66.5076 | 1.463 | 45.4598 | 73.8046 | 1.6235 | 45.4598 | 8.495% | 0.078224 | 0.071448 | 10998.2588 | 773.4899 | 185.1971 | 10039.5718 | 11018.2711 | 0 | 0 | 11018.2711 | 0.00241%
2027 | 239 | 239-2211R | Tier-3 | Tier-3---16 | 5--4 | 55 | 50 | 1585.1718 | 98.67% | 1.22% | 0.1095% | 142.1904 | 0 | 0 | 142.1904 | 0 | 129.3913 | 0.665 | 194.5735 | 129.3913 | 0.665 | 194.5735 | 143.5878 | 0.73796 | 194.5735 | 8.97% | 0.11902 | 0.1082 | 13318.69 | 748.7589 | 155.3385 | 12414.5926 | 13336.3995 | 0 | 0 | 13336.3995 | 0.004689%
2027 | 239 | 239-2213R | Tier-3 | Tier-3---15 | 5--4 | 134 | 111 | 1116.4705 | 96.46% | 3.23% | 0.3121% | 89.2076 | 0 | 0 | 89.2076 | 0 | 81.1777 | 1.4763 | 54.9873 | 81.1777 | 1.4763 | 54.9873 | 90.0844 | 1.6383 | 54.9873 | 7.99% | 0.1294 | 0.11869 | 8627.7496 | 501.2225 | 328.5007 | 7798.0264 | 8655.353 | 0 | 0 | 8655.353 | 0.002942%
2027 | 239 | 239-2215R | Tier-3 | Tier-3---10 | 5--5 | 305 | 250 | 6268.6569 | 98.24% | 1.63% | 0.1302% | 504.7804 | 0 | 0 | 504.7804 | 0 | 459.3433 | 3.325 | 138.1484 | 459.3433 | 3.325 | 138.1484 | 509.7413 | 3.6898 | 138.1484 | 8.052% | 0.15408 | 0.14145 | 40685.5389 | 2527.5744 | 695.6728 | 37462.2917 | 40749.478 | 0 | 0 | 40749.478 | 0.01665%
2027 | 239 | 239-2217R | Tier-3 | Tier-3---16 | 4--4 | 108 | 101 | 1029.5673 | 69.27% | 30.42% | 0.3032% | 66.6975 | 0 | 0 | 66.6975 | 0 | 60.6938 | 1.3433 | 45.1827 | 60.6938 | 1.3433 | 45.1827 | 67.353 | 1.4907 | 45.1827 | 6.478% | 0.073205 | 0.066359 | 14064.0898 | 633.3257 | 4082.9978 | 9347.7664 | 14509.9363 | 0 | 0 | 14509.9363 | 0.002199%
2027 | 239 | 239-89R | Tier-3 | Tier-3---17 | 4--4 | 52 | 38 | 376.4251 | 98.76% | 0.8388% | 0.4045% | 27.166 | 0 | 0 | 27.166 | 0 | 24.7207 | 0.5054 | 48.9131 | 24.7207 | 0.5054 | 48.9131 | 27.433 | 0.56085 | 48.9131 | 7.217% | 0.064786 | 0.060051 | 5810.3033 | 364.0144 | 679.2912 | 4766.9976 | 5815.9985 | 0 | 0 | 5815.9985 | 0.0008958%
2027 | 240 | 240-1028R | Tier-2 | Tier-2---9 | 4--5 | 165 | 99 | 1181.5361 | 98.38% | 1.316% | 0.2998% | 69.7467 | 0 | 0 | 69.7467 | 0 | 63.4686 | 1.3167 | 48.2028 | 63.4686 | 1.3167 | 48.2028 | 70.4322 | 1.4612 | 48.2028 | 5.903% | 0.045174 | 0.042464 | 26155.1082 | 1950.1252 | 442.6644 | 23762.3186 | 26182.0822 | 0 | 0 | 26182.0822 | 0.0023%
2027 | 240 | 240-1044 | Tier-3 | Tier-3---16 | 4--4 | 71 | 40 | 791.3356 | 98.7% | 1.112% | 0.1837% | 44.0048 | 0 | 0 | 44.0048 | 0 | 40.0438 | 0.532 | 75.2703 | 40.0438 | 0.532 | 75.2703 | 44.4373 | 0.59037 | 75.2703 | 5.561% | 0.076308 | 0.072009 | 10370.2289 | 676.03 | 184.4385 | 9509.7604 | 10378.2486 | 0 | 0 | 10378.2486 | 0.001451%
2027 | 240 | 240-1148 | Tier-3 | Tier-3---17 | 4--4 | 75 | 64 | 376.72 | 96.88% | 2.523% | 0.5996% | 31.143 | 0 | 0 | 31.143 | 0 | 28.3397 | 0.8512 | 33.2938 | 28.3397 | 0.8512 | 33.2938 | 31.449 | 0.94459 | 33.2938 | 8.267% | 0.037482 | 0.034284 | 10050.6383 | 614.3795 | 265.2745 | 9170.9843 | 10079.9177 | 0 | 0 | 10079.9177 | 0.001027%
2027 | 240 | 240-2004R | Tier-3 | Tier-3---12 | 5--5 | 623 | 363 | 4437.6588 | 97.91% | 1.769% | 0.321% | 253.1626 | 0 | 0 | 253.1626 | 0 | 230.3745 | 4.8279 | 47.7174 | 230.3745 | 4.8279 | 47.7174 | 255.6507 | 5.3576 | 47.7174 | 5.705% | 0.095775 | 0.090195 | 46334.0144 | 3458.4519 | 909.4055 | 41966.157 | 46393.9295 | 0 | 0 | 46393.9295 | 0.008348%
2027 | 240 | 240-2006R | Tier-3 | Tier-3---12 | 4--5 | 269 | 189 | 3742.5721 | 99.07% | 0.7558% | 0.1785% | 260.4973 | 0 | 0 | 260.4973 | 0 | 237.049 | 2.5137 | 94.3029 | 237.049 | 2.5137 | 94.3029 | 263.0575 | 2.7895 | 94.3029 | 6.96% | 0.06999 | 0.065073 | 53472.8025 | 3048.802 | 469.1943 | 49954.8062 | 53510.5547 | 0 | 0 | 53510.5547 | 0.00859%
2027 | 240 | 240-2032R | Tier-3 | Tier-3---12 | 5--5 | 344 | 265 | 3665.7351 | 96.82% | 2.929% | 0.2538% | 273.401 | 0 | 0 | 273.401 | 0 | 248.7911 | 3.5245 | 70.5891 | 248.7911 | 3.5245 | 70.5891 | 276.0879 | 3.9112 | 70.5891 | 7.458% | 0.12278 | 0.11332 | 29856.9037 | 1779.6717 | 868.2863 | 27208.9457 | 29936.2243 | 0 | 0 | 29936.2243 | 0.009016%
2027 | 242 | 242-1426F | Tier-2 | Tier-2---10 | 5--4 | 117 | 56 | 960.3446 | 65.96% | 33.81% | 0.2324% | 30.3183 | 0 | 0 | 30.3183 | 0 | 27.5892 | 0.7448 | 37.0425 | 27.5892 | 0.7448 | 37.0425 | 30.6162 | 0.82652 | 37.0425 | 3.157% | 0.10724 | 0.10211 | 8954.7461 | 551.4319 | 2822.7975 | 5580.5167 | 9107.9804 | 0 | 0 | 9107.9804 | 0.0009998%
2027 | 242 | 242-1427F | Tier-2 | Tier-2---20 | 5--1 | 5 | 3 | 24.991 | 71.07% | 28.66% | 0.2708% | 1.0657 | 0 | 0 | 1.0657 | 0 | 0.96977 | 0.0399 | 24.305 | 0.96977 | 0.0399 | 24.305 | 1.0762 | 0.044278 | 24.305 | 4.264% | 0.096908 | 0.091093 | 257.8839 | 11.7408 | 62.5798 | 183.5632 | 262.6456 | 0 | 0 | 262.6456 | 3.514e-05%
2027 | 243 | 243-14R | Tier-2 | Tier-2---11 | 4--4 | 470 | 1 | 404.2589 | 29.5% | 68.39% | 2.113% | 0.025372 | 0 | 0 | 0.025372 | 0 | 0.023089 | 0.0133 | 1.736 | 0.023089 | 0.0133 | 1.736 | 0.025622 | 0.014759 | 1.736 | 0.006276% | 0.066445 | 0.066431 | 6084.1314 | 161.5554 | 4142.9 | 1779.6759 | 6085.0442 | 0 | 0 | 6085.0442 | 8.367e-07%
2027 | 246 | 246-34R | Tier-3 | Tier-3---12 | 4--5 | 436 | 310 | 3387.0058 | 94.54% | 5.197% | 0.2577% | 227.682 | 0 | 0 | 227.682 | 0 | 207.1875 | 4.123 | 50.2517 | 207.1875 | 4.123 | 50.2517 | 229.9196 | 4.5754 | 50.2517 | 6.722% | 0.070488 | 0.065476 | 48050.8143 | 3484.7024 | 2545.4197 | 42020.6922 | 48251.4556 | 0 | 0 | 48251.4556 | 0.007508%
2027 | 247 | 247-46 | Tier-3 | Tier-3---16 | 4--5 | 227 | 161 | 1360.3328 | 92.51% | 7.186% | 0.3009% | 89.2584 | 0 | 0 | 89.2584 | 0 | 81.2239 | 2.1413 | 37.9321 | 81.2239 | 2.1413 | 37.9321 | 90.1356 | 2.3762 | 37.9321 | 6.562% | 0.045228 | 0.042021 | 30076.9614 | 1732.65 | 2090.3581 | 26253.9533 | 30248.8614 | 0 | 0 | 30248.8614 | 0.002943%
2027 | 247 | 247-48 | Tier-2 | Tier-2---16 | 3--3 | 9 | 9 | 105.2026 | 98.18% | 1.532% | 0.2854% | 10.3291 | 0 | 0 | 10.3291 | 0 | 9.3993 | 0.1197 | 78.5241 | 9.3993 | 0.1197 | 78.5241 | 10.4306 | 0.13283 | 78.5241 | 9.818% | 0.026216 | 0.023594 | 4012.9756 | 252.6865 | 61.3538 | 3698.9353 | 4021.0779 | 0 | 0 | 4021.0779 | 0.0003406%
2027 | 249 | 249-24R | Tier-3 | Tier-3---12 | 5--5 | 464 | 292 | 3753.23 | 95.85% | 3.876% | 0.273% | 226.3951 | 0 | 0 | 226.3951 | 0 | 206.0165 | 3.8836 | 53.0478 | 206.0165 | 3.8836 | 53.0478 | 228.6201 | 4.3097 | 53.0478 | 6.032% | 0.10094 | 0.094585 | 37183.961 | 2746.2949 | 1426.8186 | 33010.8475 | 37287.5668 | 0 | 0 | 37287.5668 | 0.007466%
2027 | 252 | 252-129 | Tier-2 | Tier-2---18 | 3--3 | 98 | 86 | 49.4853 | 86.66% | 6.71% | 6.626% | 3.7635 | 0 | 0 | 3.7635 | 0 | 3.4247 | 1.1438 | 2.9942 | 3.4247 | 1.1438 | 2.9942 | 3.8005 | 1.2693 | 2.9942 | 7.605% | 0.02391 | 0.021811 | 2069.6845 | 157.0487 | 250.675 | 1661.9608 | 2096.2355 | 0 | 0 | 2096.2355 | 0.0001241%
2027 | 283 | 283-55R | Tier-3 | Tier-3---9 | 5--5 | 109 | 96 | 5299.6344 | 98.55% | 1.37% | 0.07601% | 460.0093 | 0 | 0 | 460.0093 | 0 | 418.6022 | 1.2768 | 327.8528 | 418.6022 | 1.2768 | 327.8528 | 464.5303 | 1.4169 | 327.8528 | 8.68% | 0.20157 | 0.18382 | 26291.5727 | 1578.5747 | 367.1447 | 24345.8532 | 26328.2799 | 0 | 0 | 26328.2799 | 0.01517%
2027 | 283 | 283-71F | Tier-3 | Tier-3---13 | 5--4 | 127 | 112 | 2013.5901 | 87.8% | 12.03% | 0.1689% | 155.9138 | 0 | 0 | 155.9138 | 0 | 141.8794 | 1.4896 | 95.2467 | 141.8794 | 1.4896 | 95.2467 | 157.4461 | 1.653 | 95.2467 | 7.743% | 0.19011 | 0.17335 | 10591.4545 | 557.9915 | 1165.201 | 8868.2619 | 10716.4204 | 0 | 0 | 10716.4204 | 0.005141%
2027 | 283 | 283-80F | Tier-3 | Tier-3---19 | 5--1 | 2 | 2 | 22.6843 | 50.28% | 49.56% | 0.1579% | 1.1406 | 0 | 0 | 1.1406 | 0 | 1.038 | 0.0266 | 39.0209 | 1.038 | 0.0266 | 39.0209 | 1.1518 | 0.029518 | 39.0209 | 5.028% | 0.17072 | 0.15365 | 132.8742 | 4.5589 | 53.5167 | 74.7987 | 140.2144 | 0 | 0 | 140.2144 | 3.761e-05%
2027 | 288 | 288-149R | Tier-2 | Tier-2---12 | 3--5 | 170 | 2 | 481.2843 | 94.31% | 4.95% | 0.7414% | 0.53399 | 0 | 0 | 0.53399 | 0 | 0.48592 | 0.0266 | 18.2678 | 0.48592 | 0.0266 | 18.2678 | 0.53924 | 0.029518 | 18.2678 | 0.111% | 0.02124 | 0.021215 | 22659.7646 | 1431.5945 | 1401.7291 | 19826.4409 | 22661.2836 | 0 | 0 | 22661.2836 | 1.761e-05%
2027 | 288 | 288-2375R | Tier-2 | Tier-2---19 | 2--4 | 7 | 2 | 41.8014 | 98.23% | 1.253% | 0.5152% | 1.1732 | 0 | 0 | 1.1732 | 0 | 1.0676 | 0.0266 | 40.1354 | 1.0676 | 0.0266 | 40.1354 | 1.1847 | 0.029518 | 40.1354 | 2.807% | 0.0067116 | 0.0065198 | 6228.2316 | 404.3218 | 163.6113 | 5660.2985 | 6231.4709 | 0 | 0 | 6231.4709 | 3.869e-05%
2027 | 288 | 288-2380F | Tier-2 | Tier-2---12 | 4--5 | 43 | 34 | 550.61 | 92.88% | 6.93% | 0.1872% | 40.4378 | 0 | 0 | 40.4378 | 0 | 36.7979 | 0.4522 | 81.3752 | 36.7979 | 0.4522 | 81.3752 | 40.8352 | 0.50181 | 81.3752 | 7.344% | 0.030344 | 0.027945 | 18145.5978 | 1033.7393 | 1202.5384 | 15909.3201 | 18256.4877 | 0 | 0 | 18256.4877 | 0.001333%
2027 | 296 | 296-68F | Tier-2 | Tier-2---21 | 1--2 | 43 | 29 | 3.2301 | 78.97% | 0% | 21.03% | 0.17202 | 0 | 0 | 0.17202 | 0 | 0.15654 | 0.3857 | 0.40586 | 0.15654 | 0.3857 | 0.40586 | 0.17372 | 0.42802 | 0.40586 | 5.326% | 0.0027146 | 0.0025315 | 1189.8836 | 167.1479 | 356.0476 | 666.6881 | 1207.9819 | 0 | 0 | 1207.9819 | 5.673e-06%
2027 | 300 | 300-483F | Tier-2 | Tier-2---12 | 3--5 | 69 | 68 | 458.7821 | 99.48% | 0% | 0.5194% | 44.9785 | 0 | 0 | 44.9785 | 0 | 40.9298 | 0.9044 | 45.2563 | 40.9298 | 0.9044 | 45.2563 | 45.4205 | 1.0036 | 45.2563 | 9.804% | 0.018397 | 0.016584 | 24937.8732 | 2129.049 | 117.6547 | 22691.1695 | 24952.0326 | 0 | 0 | 24952.0326 | 0.001483%
2027 | 300 | 300-484F | Tier-2 | Tier-2---9 | 4--5 | 250 | 194 | 754.1323 | 92.41% | 6.882% | 0.7076% | 54.0793 | 0 | 0 | 54.0793 | 0 | 49.2114 | 2.5802 | 19.0727 | 49.2114 | 2.5802 | 19.0727 | 54.6108 | 2.8633 | 19.0727 | 7.171% | 0.039922 | 0.036824 | 18890.1433 | 1189.4361 | 2104.6022 | 15596.105 | 19010.7533 | 0 | 0 | 19010.7533 | 0.001783%
2027 | 307 | 307-1538F | Tier-2 | Tier-2---7 | 5--5 | 53 | 49 | 2407.2332 | 91.07% | 8.863% | 0.06623% | 202.683 | 0 | 0 | 202.683 | 0 | 184.4388 | 0.6517 | 283.0119 | 184.4388 | 0.6517 | 283.0119 | 204.6749 | 0.7232 | 283.0119 | 8.42% | 0.10098 | 0.091642 | 23839.1374 | 1161.7116 | 1913.71 | 20763.7158 | 24055.9859 | 0 | 0 | 24055.9859 | 0.006684%
2027 | 307 | 307-234R | Tier-2 | Tier-2---4 | 5--5 | 109 | 86 | 4762.848 | 95.55% | 4.384% | 0.07015% | 359.046 | 0 | 0 | 359.046 | 0 | 326.7269 | 1.1438 | 285.6505 | 326.7269 | 1.1438 | 285.6505 | 362.5746 | 1.2693 | 285.6505 | 7.538% | 0.11001 | 0.10133 | 43295.9421 | 2235.6738 | 1794.1526 | 39266.1157 | 43461.1333 | 0 | 0 | 43461.1333 | 0.01184%
2027 | 308 | 308-486AE | Tier-2 | Tier-2---16 | 4--3 | 142 | 1 | 164.6778 | 2.383% | 96.2% | 1.419% | 0.002764 | 0 | 0 | 0.002764 | 0 | 0.0025152 | 0.0133 | 0.18911 | 0.0025152 | 0.0133 | 0.18911 | 0.0027912 | 0.014759 | 0.18911 | 0.001678% | 0.040279 | 0.04025 | 4088.4689 | 14.0784 | 3700.9466 | 373.4439 | 4091.2814 | 0 | 0 | 4091.2814 | 9.115e-08%
2027 | 308 | 308-563AE | Tier-2 | Tier-2---18 | 4--3 | 39 | 14 | 95.5263 | 19.37% | 79.9% | 0.729% | 0.66438 | 0 | 0 | 0.66438 | 0 | 0.60457 | 0.1862 | 3.2469 | 0.60457 | 0.1862 | 3.2469 | 0.67091 | 0.20663 | 3.2469 | 0.6955% | 0.03316 | 0.031969 | 2880.805 | 81.2813 | 2130.9308 | 668.5929 | 2967.2873 | 0 | 0 | 2967.2873 | 2.191e-05%
2027 | 311 | 311-1163F | Tier-2 | Tier-2---18 | 3--3 | 14 | 7 | 46.1951 | 84.69% | 14.76% | 0.5474% | 1.9562 | 0 | 0 | 1.9562 | 0 | 1.7801 | 0.0931 | 19.1204 | 1.7801 | 0.0931 | 19.1204 | 1.9754 | 0.10331 | 19.1204 | 4.235% | 0.018623 | 0.017692 | 2480.5668 | 135.3403 | 1292.4644 | 1052.7621 | 2500.5512 | 0 | 0 | 2500.5512 | 6.451e-05%
2027 | 311 | 311-1199 | Tier-2 | Tier-2---20 | 3--2 | 15 | 12 | 15.6056 | 49.38% | 48.09% | 2.529% | 0.61652 | 0 | 0 | 0.61652 | 0 | 0.56103 | 0.1596 | 3.5152 | 0.56103 | 0.1596 | 3.5152 | 0.62258 | 0.17711 | 3.5152 | 3.951% | 0.018336 | 0.016869 | 851.1013 | 34.5086 | 499.3326 | 317.2601 | 888.5622 | 0 | 0 | 888.5622 | 2.033e-05%
2027 | 311 | 311-14R | Tier-2 | Tier-2---14 | 3--4 | 14 | 12 | 278.652 | 16.28% | 83.57% | 0.1501% | 3.8883 | 0 | 0 | 3.8883 | 0 | 3.5383 | 0.1596 | 22.17 | 3.5383 | 0.1596 | 22.17 | 3.9265 | 0.17711 | 22.17 | 1.395% | 0.018935 | 0.017312 | 14715.9264 | 172.6193 | 12298.8098 | 2244.4973 | 15870.9462 | 0 | 0 | 15870.9462 | 0.0001282%
2027 | 311 | 311-43 | Tier-2 | Tier-2---15 | 3--4 | 195 | 79 | 159.8581 | 2.339% | 95.81% | 1.853% | 0.15148 | 0 | 0 | 0.15148 | 0 | 0.13785 | 1.0507 | 0.13119 | 0.13785 | 1.0507 | 0.13119 | 0.15297 | 1.166 | 0.13119 | 0.09476% | 0.027937 | 0.026805 | 5722.0498 | 11.5831 | 5135.5481 | 574.9186 | 5958.0032 | 0 | 0 | 5958.0032 | 4.995e-06%
2027 | 312 | 312-14F | Tier-2 | Tier-2---14 | 3--4 | 53 | 15 | 202.1236 | 0.1514% | 99.59% | 0.26% | 0.0086582 | 0 | 0 | 0.0086582 | 0 | 0.0078788 | 0.1995 | 0.039493 | 0.0078788 | 0.1995 | 0.039493 | 0.0087433 | 0.22139 | 0.039493 | 0.004284% | 0.018868 | 0.018334 | 10712.5091 | 14.4007 | 9656.8656 | 1041.2427 | 11024.0516 | 0 | 0 | 11024.0516 | 2.855e-07%
2027 | 315 | 315-1192F | Tier-2 | Tier-2---19 | 1--4 | 9 | 9 | 14.6681 | 98.1% | 0% | 1.899% | 1.439 | 0 | 0 | 1.439 | 0 | 1.3094 | 0.1197 | 10.9393 | 1.3094 | 0.1197 | 10.9393 | 1.4531 | 0.13283 | 10.9393 | 9.81% | 0.0015284 | 0.0013756 | 9597.0285 | 5939.5807 | 177.2043 | 3480.2435 | 9617.279 | 0 | 0 | 9617.279 | 4.745e-05%
2027 | 315 | 315-485AE | Tier-2 | Tier-2---14 | 2--5 | 39 | 34 | 209.8559 | 99.5% | 0% | 0.498% | 18.204 | 0 | 0 | 18.204 | 0 | 16.5654 | 0.4522 | 36.633 | 16.5654 | 0.4522 | 36.633 | 18.3829 | 0.50181 | 36.633 | 8.675% | 0.00637 | 0.0058147 | 32944.4153 | 9136.3077 | 189.8424 | 23618.2652 | 32960.0841 | 0 | 0 | 32960.0841 | 0.0006003%
2027 | 350 | 350-2182R | Tier-2 | Tier-2---13 | 4--3 | 15 | 8 | 302.428 | 99.27% | 0.6612% | 0.06922% | 16.0117 | 0 | 0 | 16.0117 | 0 | 14.5704 | 0.1064 | 136.9401 | 14.5704 | 0.1064 | 136.9401 | 16.169 | 0.11807 | 136.9401 | 5.294% | 0.068991 | 0.065311 | 4383.5865 | 235.806 | 28.4753 | 4119.3053 | 4385.3903 | 0 | 0 | 4385.3903 | 0.000528%
2027 | 350 | 350-2188R | Tier-2 | Tier-2---5 | 5--5 | 565 | 476 | 3602.0119 | 95.48% | 4.084% | 0.4314% | 289.7593 | 0 | 0 | 289.7593 | 0 | 263.677 | 6.3308 | 41.6499 | 263.677 | 6.3308 | 41.6499 | 292.6071 | 7.0254 | 41.6499 | 8.044% | 0.15121 | 0.13847 | 23821.2544 | 1424.0323 | 987.3799 | 21409.8422 | 23920.208 | 0 | 0 | 23920.208 | 0.009555%
2027 | 350 | 350-2192R | Tier-2 | Tier-2---2 | 5--5 | 826 | 709 | 13871.6222 | 98.14% | 1.698% | 0.1643% | 1168.497 | 0 | 0 | 1168.497 | 0 | 1063.3164 | 9.4297 | 112.7625 | 1063.3164 | 9.4297 | 112.7625 | 1179.981 | 10.4643 | 112.7625 | 8.424% | 0.18928 | 0.17303 | 73287.5708 | 4711.7972 | 1323.9814 | 67251.7922 | 73415.7483 | 0 | 0 | 73415.7483 | 0.03853%
2027 | 350 | 350-2196R | Tier-2 | Tier-2---5 | 5--5 | 807 | 711 | 5570.6857 | 96.99% | 2.589% | 0.4237% | 476.0154 | 0 | 0 | 476.0154 | 0 | 433.1675 | 9.4563 | 45.8073 | 433.1675 | 9.4563 | 45.8073 | 480.6936 | 10.4938 | 45.8073 | 8.545% | 0.19915 | 0.1816 | 27972.7323 | 1828.1512 | 784.4184 | 25360.1626 | 28054.1459 | 0 | 0 | 28054.1459 | 0.0157%
2027 | 350 | 350-2201R | Tier-3 | Tier-3---4 | 5--5 | 361 | 297 | 13521.7454 | 99.28% | 0.6466% | 0.06915% | 1104.4919 | 0 | 0 | 1104.4919 | 0 | 1005.0725 | 3.9501 | 254.4424 | 1005.0725 | 3.9501 | 254.4424 | 1115.3468 | 4.3835 | 254.4424 | 8.168% | 0.1241 | 0.11389 | 108955.4795 | 7800.4897 | 724.3656 | 100430.6241 | 109025.3869 | 0 | 0 | 109025.3869 | 0.03642%
2027 | 350 | 350-41R | Tier-2 | Tier-2---3 | 5--5 | 475 | 373 | 11201.3889 | 98.88% | 1.023% | 0.1021% | 869.7107 | 0 | 0 | 869.7107 | 0 | 791.4249 | 4.9609 | 159.5326 | 791.4249 | 4.9609 | 159.5326 | 878.2581 | 5.5052 | 159.5326 | 7.764% | 0.12896 | 0.11884 | 86857.3847 | 6899.4834 | 1125.7731 | 78832.1281 | 86940.6349 | 0 | 0 | 86940.6349 | 0.02868%
2027 | 351 | 351-819R | Tier-2 | Tier-2---1 | 5--5 | 341 | 225 | 23517.4276 | 99.25% | 0.716% | 0.03401% | 1540.0982 | 0 | 0 | 1540.0982 | 0 | 1401.4684 | 2.9925 | 468.3272 | 1401.4684 | 2.9925 | 468.3272 | 1555.2342 | 3.3208 | 468.3272 | 6.549% | 0.14376 | 0.13427 | 163589.7091 | 16623.6975 | 1146.1775 | 145819.834 | 163676.3847 | 0 | 0 | 163676.3847 | 0.05079%
2027 | 351 | 351-871R | Tier-3 | Tier-3---6 | 5--5 | 110 | 83 | 9144.3124 | 99.73% | 0.2371% | 0.03256% | 688.1193 | 0 | 0 | 688.1193 | 0 | 626.1792 | 1.1039 | 567.2429 | 626.1792 | 1.1039 | 567.2429 | 694.8821 | 1.225 | 567.2429 | 7.525% | 0.11468 | 0.10603 | 79737.0821 | 3947.9048 | 194.739 | 75594.4383 | 79754.6305 | 0 | 0 | 79754.6305 | 0.02269%
2027 | 352 | 352-27R | Tier-3 | Tier-3---2 | 5--5 | 359 | 279 | 18614.1823 | 99.36% | 0.5928% | 0.04664% | 1437.3667 | 0 | 0 | 1437.3667 | 0 | 1307.9841 | 3.7107 | 352.49 | 1307.9841 | 3.7107 | 352.49 | 1451.4931 | 4.1178 | 352.49 | 7.722% | 0.11814 | 0.10895 | 157566.7738 | 12769.0481 | 931.5035 | 143866.2223 | 157651.6792 | 0 | 0 | 157651.6792 | 0.0474%
2027 | 353 | 353-1429R | Tier-2 | Tier-2---6 | 5--5 | 204 | 161 | 9221.8022 | 97.49% | 2.457% | 0.05523% | 709.5156 | 0 | 0 | 709.5156 | 0 | 645.6495 | 2.1413 | 301.5224 | 645.6495 | 2.1413 | 301.5224 | 716.4887 | 2.3762 | 301.5224 | 7.694% | 0.12141 | 0.11183 | 75954.4937 | 7030.6458 | 1796.1724 | 67127.6756 | 76117.9872 | 0 | 0 | 76117.9872 | 0.0234%
2027 | 353 | 353-593F | Tier-2 | Tier-2---7 | 5--5 | 56 | 46 | 2519.0591 | 99.18% | 0.76% | 0.05848% | 205.229 | 0 | 0 | 205.229 | 0 | 186.7556 | 0.6118 | 305.2561 | 186.7556 | 0.6118 | 305.2561 | 207.246 | 0.67892 | 305.2561 | 8.147% | 0.10537 | 0.096717 | 23906.1611 | 1223.3222 | 175.0584 | 22507.7804 | 23923.6731 | 0 | 0 | 23923.6731 | 0.006768%
2027 | 353 | 353-594F | Tier-2 | Tier-2---7 | 5--5 | 25 | 25 | 2215.6498 | 99.93% | 0.02983% | 0.0378% | 221.4151 | 0 | 0 | 221.4151 | 0 | 201.4848 | 0.3325 | 605.9695 | 201.4848 | 0.3325 | 605.9695 | 223.5912 | 0.36898 | 605.9695 | 9.993% | 0.10216 | 0.091941 | 21688.8427 | 1103.6586 | 13.4163 | 20571.7678 | 21690.4724 | 0 | 0 | 21690.4724 | 0.007301%
2027 | 353 | 353-900F | Tier-2 | Tier-2---8 | 5--5 | 28 | 25 | 1991.3582 | 88.69% | 11.27% | 0.03442% | 157.6982 | 0 | 0 | 157.6982 | 0 | 143.5032 | 0.3325 | 431.5888 | 143.5032 | 0.3325 | 431.5888 | 159.2481 | 0.36898 | 431.5888 | 7.919% | 0.10085 | 0.091848 | 19745.2341 | 886.6093 | 2040.7127 | 16817.9121 | 19964.0918 | 0 | 0 | 19964.0918 | 0.0052%
2027 | 353 | 353-901F | Tier-2 | Tier-2---4 | 5--5 | 82 | 69 | 4555.6189 | 94.3% | 5.656% | 0.04182% | 361.4968 | 0 | 0 | 361.4968 | 0 | 328.9571 | 0.9177 | 358.4584 | 328.9571 | 0.9177 | 358.4584 | 365.0496 | 1.0184 | 358.4584 | 7.935% | 0.10618 | 0.097248 | 42903.6289 | 2997.2951 | 2229.1196 | 37677.2142 | 43128.2293 | 0 | 0 | 43128.2293 | 0.01192%
2027 | 353 | 353-902F | Tier-2 | Tier-2---11 | 5--3 | 11 | 11 | 465.1006 | 62.84% | 37.09% | 0.07221% | 29.2268 | 0 | 0 | 29.2268 | 0 | 26.596 | 0.1463 | 181.7909 | 26.596 | 0.1463 | 181.7909 | 29.514 | 0.16235 | 181.7909 | 6.284% | 0.098854 | 0.088969 | 4704.9245 | 153.014 | 1593.6445 | 2958.266 | 4899.1869 | 0 | 0 | 4899.1869 | 0.0009638%
2027 | 353 | 353-904R | Tier-2 | Tier-2---3 | 5--5 | 181 | 147 | 13534.4067 | 99.43% | 0.528% | 0.03951% | 1092.9655 | 0 | 0 | 1092.9655 | 0 | 994.5837 | 1.9551 | 508.7127 | 994.5837 | 1.9551 | 508.7127 | 1103.7071 | 2.1696 | 508.7127 | 8.075% | 0.12577 | 0.11556 | 107611.5054 | 6762.2295 | 951.3386 | 99897.9374 | 107665.4851 | 0 | 0 | 107665.4851 | 0.03604%
2027 | 354 | 354-1706R | Tier-2 | Tier-2---1 | 5--5 | 481 | 327 | 20510.2592 | 99.17% | 0.7728% | 0.06052% | 1382.7374 | 0 | 0 | 1382.7374 | 0 | 1258.2722 | 4.3491 | 289.318 | 1258.2722 | 4.3491 | 289.318 | 1396.3269 | 4.8263 | 289.318 | 6.742% | 0.13939 | 0.12991 | 147143.8192 | 11695.5249 | 1352.7634 | 134095.5309 | 147233.2569 | 0 | 0 | 147233.2569 | 0.0456%
2027 | 354 | 354-24AE | Tier-2 | Tier-2---4 | 4--5 | 89 | 75 | 3653.654 | 88.54% | 11.39% | 0.07412% | 272.5948 | 0 | 0 | 272.5948 | 0 | 248.0576 | 0.9975 | 248.6794 | 248.0576 | 0.9975 | 248.6794 | 275.2739 | 1.1069 | 248.6794 | 7.461% | 0.080555 | 0.073766 | 45356.2427 | 2136.2059 | 4816.4156 | 38403.6212 | 45834.7454 | 0 | 0 | 45834.7454 | 0.008989%
2027 | 355 | 355-41R | Tier-2 | Tier-2---6 | 4--5 | 226 | 129 | 7500.5861 | 98.5% | 1.439% | 0.05987% | 421.7122 | 0 | 0 | 421.7122 | 0 | 383.7524 | 1.7157 | 223.6711 | 383.7524 | 1.7157 | 223.6711 | 425.8568 | 1.9039 | 223.6711 | 5.622% | 0.092253 | 0.086987 | 81304.346 | 4273.0126 | 1113.8309 | 75917.5024 | 81378.1331 | 0 | 0 | 81378.1331 | 0.01391%
2027 | 355 | 355-65R | Tier-2 | Tier-2---21 | 1--2 | 1 | 1 | 0.06699 | 46.11% | 0% | 53.89% | 0.0030886 | 0 | 0 | 0.0030886 | 0 | 0.0028106 | 0.0133 | 0.21132 | 0.0028106 | 0.0133 | 0.21132 | 0.003119 | 0.014759 | 0.21132 | 4.611% | 7.02e-05 | 6.318e-05 | 954.2713 | 48.1782 | 467.1903 | 438.9028 | 1011.4154 | 0 | 0 | 1011.4154 | 1.019e-07%
2027 | 355 | 355-6R | Tier-2 | Tier-2---7 | 4--5 | 58 | 35 | 1698.7097 | 79.94% | 19.99% | 0.07228% | 81.9442 | 0 | 0 | 81.9442 | 0 | 74.5681 | 0.4655 | 160.1893 | 74.5681 | 0.4655 | 160.1893 | 82.7495 | 0.51657 | 160.1893 | 4.824% | 0.074333 | 0.069847 | 22852.699 | 968.4345 | 4228.7096 | 17655.5548 | 23147.1148 | 0 | 0 | 23147.1148 | 0.002702%
2027 | 356 | 356-16R | Tier-2 | Tier-2---4 | 4--5 | 216 | 119 | 5437.4375 | 98.14% | 1.781% | 0.0775% | 293.9946 | 0 | 0 | 293.9946 | 0 | 267.5311 | 1.5827 | 169.0347 | 267.5311 | 1.5827 | 169.0347 | 296.884 | 1.7563 | 169.0347 | 5.407% | 0.090754 | 0.085754 | 59914.026 | 4577.5093 | 1354.7623 | 53981.7544 | 59978.9546 | 0 | 0 | 59978.9546 | 0.009695%
2027 | 356 | 356-19R | Tier-3 | Tier-3---8 | 5--5 | 736 | 429 | 16012.7864 | 97.76% | 2.145% | 0.09187% | 912.4735 | 0 | 0 | 912.4735 | 0 | 830.3385 | 5.7057 | 145.528 | 830.3385 | 5.7057 | 145.528 | 921.4413 | 6.3317 | 145.528 | 5.698% | 0.16775 | 0.15798 | 95453.8626 | 6567.3724 | 2023.3951 | 86863.0951 | 95586.0373 | 0 | 0 | 95586.0373 | 0.03009%
2027 | 356 | 356-30AE | Tier-3 | Tier-3---6 | 5--5 | 730 | 400 | 9294.6751 | 95.41% | 4.438% | 0.1505% | 485.9291 | 0 | 0 | 485.9291 | 0 | 442.1888 | 5.32 | 83.1182 | 442.1888 | 5.32 | 83.1182 | 490.7048 | 5.9037 | 83.1182 | 5.228% | 0.14106 | 0.13333 | 65892.3901 | 4765.339 | 2823.4514 | 58303.5997 | 66067.6569 | 0 | 0 | 66067.6569 | 0.01602%
2027 | 357 | 357-1147R | Tier-2 | Tier-2---10 | 5--4 | 40 | 22 | 1251.1758 | 99.06% | 0.8754% | 0.0621% | 68.1695 | 0 | 0 | 68.1695 | 0 | 62.0333 | 0.2926 | 212.0073 | 62.0333 | 0.2926 | 212.0073 | 68.8395 | 0.3247 | 212.0073 | 5.448% | 0.14287 | 0.13501 | 8757.5771 | 445.3445 | 75.5026 | 8236.73 | 8762.3557 | 0 | 0 | 8762.3557 | 0.002248%
2027 | 357 | 357-1299R | Tier-3 | Tier-3---9 | 5--5 | 48 | 44 | 5098.7328 | 99.68% | 0.2892% | 0.03002% | 465.8919 | 0 | 0 | 465.8919 | 0 | 423.9553 | 0.5852 | 724.4625 | 423.9553 | 0.5852 | 724.4625 | 470.4706 | 0.64941 | 724.4625 | 9.137% | 0.2409 | 0.21882 | 21164.9633 | 1447.3151 | 61.817 | 19655.8313 | 21171.7815 | 0 | 0 | 21171.7815 | 0.01536%
2027 | 357 | 357-2047F | Tier-2 | Tier-2---10 | 5--4 | 17 | 10 | 878.9304 | 95.49% | 4.482% | 0.03213% | 49.3677 | 0 | 0 | 49.3677 | 0 | 44.9239 | 0.133 | 337.7739 | 44.9239 | 0.133 | 337.7739 | 49.8529 | 0.14759 | 337.7739 | 5.617% | 0.14128 | 0.13297 | 6221.0361 | 308.2981 | 257.2191 | 5655.5189 | 6238.5895 | 0 | 0 | 6238.5895 | 0.001628%
2027 | 357 | 357-2049F | Tier-3 | Tier-3---8 | 5--5 | 271 | 141 | 16869.708 | 98.79% | 1.184% | 0.02933% | 867.0712 | 0 | 0 | 867.0712 | 0 | 789.0229 | 1.8753 | 420.7451 | 789.0229 | 1.8753 | 420.7451 | 875.5927 | 2.0811 | 420.7451 | 5.14% | 0.18286 | 0.17335 | 92253.2607 | 6177.0068 | 1029.1992 | 85047.0547 | 92314.7071 | 0 | 0 | 92314.7071 | 0.02859%
2027 | 357 | 357-45R | Tier-3 | Tier-3---8 | 5--5 | 363 | 242 | 17696.7525 | 97.47% | 2.478% | 0.04808% | 1149.9849 | 0 | 0 | 1149.9849 | 0 | 1046.4706 | 3.2186 | 325.1324 | 1046.4706 | 3.2186 | 325.1324 | 1161.2869 | 3.5717 | 325.1324 | 6.498% | 0.18538 | 0.17302 | 95462.1405 | 7644.6992 | 2293.6368 | 85523.8045 | 95634.3657 | 0 | 0 | 95634.3657 | 0.03792%
2027 | 357 | 357-50R | Tier-3 | Tier-3---4 | 5--5 | 383 | 231 | 10432.4887 | 97.04% | 2.884% | 0.07824% | 610.5815 | 0 | 0 | 610.5815 | 0 | 555.6209 | 3.0723 | 180.8486 | 555.6209 | 3.0723 | 180.8486 | 616.5823 | 3.4094 | 180.8486 | 5.853% | 0.14913 | 0.14013 | 69957.1689 | 5112.9004 | 1923.9041 | 62920.3645 | 70090.1606 | 0 | 0 | 70090.1606 | 0.02013%
2027 | 357 | 357-750R | Tier-2 | Tier-2---2 | 5--5 | 272 | 172 | 11757.6254 | 97.81% | 2.143% | 0.05143% | 727.1836 | 0 | 0 | 727.1836 | 0 | 661.7272 | 2.2876 | 289.2671 | 661.7272 | 2.2876 | 289.2671 | 734.3304 | 2.5386 | 289.2671 | 6.185% | 0.171 | 0.16019 | 68756.8371 | 5466.8496 | 1394.351 | 61895.6365 | 68858.6744 | 0 | 0 | 68858.6744 | 0.02398%
2027 | 358 | 358-1175F | Tier-2 | Tier-2---11 | 5--3 | 21 | 9 | 599.5834 | 97.21% | 2.746% | 0.04768% | 24.9785 | 0 | 0 | 24.9785 | 0 | 22.7301 | 0.1197 | 189.8923 | 22.7301 | 0.1197 | 189.8923 | 25.224 | 0.13283 | 189.8923 | 4.166% | 0.14195 | 0.13586 | 4224.0008 | 213.9489 | 108.6198 | 3901.4321 | 4229.2849 | 0 | 0 | 4229.2849 | 0.0008237%
2027 | 358 | 358-33 | Tier-3 | Tier-3---15 | 5--4 | 14 | 13 | 1344.6436 | 99.66% | 0.3079% | 0.03174% | 124.4356 | 0 | 0 | 124.4356 | 0 | 113.2347 | 0.1729 | 654.9149 | 113.2347 | 0.1729 | 654.9149 | 125.6586 | 0.19187 | 654.9149 | 9.254% | 0.14298 | 0.1297 | 9404.72 | 716.3629 | 33.2595 | 8655.0976 | 9407.9901 | 0 | 0 | 9407.9901 | 0.004103%
2027 | 358 | 358-682F | Tier-3 | Tier-3---3 | 5--5 | 344 | 227 | 37602.1184 | 98.59% | 1.386% | 0.02088% | 2446.3909 | 0 | 0 | 2446.3909 | 0 | 2226.1824 | 3.0191 | 737.3666 | 2226.1824 | 3.0191 | 737.3666 | 2470.4339 | 3.3503 | 737.3666 | 6.506% | 0.54241 | 0.50662 | 69323.599 | 4080.8113 | 883.9511 | 64358.8366 | 69392.5098 | 0 | 0 | 69392.5098 | 0.08067%
2027 | 387 | 387-15 | Tier-3 | Tier-3---16 | 4--5 | 140 | 38 | 1455.0528 | 89.01% | 10.72% | 0.2619% | 35.1557 | 0 | 0 | 35.1557 | 0 | 31.9912 | 0.5054 | 63.2988 | 31.9912 | 0.5054 | 63.2988 | 35.5012 | 0.56085 | 63.2988 | 2.416% | 0.072601 | 0.070631 | 20041.7181 | 1414.1085 | 2071.8969 | 16555.7127 | 20103.1451 | 0 | 0 | 20103.1451 | 0.001159%
2027 | 393 | 393-14R | Tier-2 | Tier-2---10 | 5--4 | 76 | 41 | 924.8041 | 18.79% | 81.02% | 0.1888% | 9.3732 | 0 | 0 | 9.3732 | 0 | 8.5294 | 0.5453 | 15.6418 | 8.5294 | 0.5453 | 15.6418 | 9.4653 | 0.60513 | 15.6418 | 1.014% | 0.10079 | 0.095355 | 9175.2809 | 282.2453 | 6855.7873 | 2037.2483 | 9600.1919 | 0 | 0 | 9600.1919 | 0.0003091%
2027 | 396 | 396-699R | Tier-2 | Tier-2---5 | 5--5 | 748 | 458 | 3136.9517 | 88.18% | 11.4% | 0.4202% | 169.3729 | 0 | 0 | 169.3729 | 0 | 154.127 | 6.0914 | 25.3024 | 154.127 | 6.0914 | 25.3024 | 171.0374 | 6.7597 | 25.3024 | 5.399% | 0.15664 | 0.14705 | 20026.8881 | 1646.7402 | 2215.8438 | 16164.3042 | 20181.2786 | 0 | 0 | 20181.2786 | 0.005585%
2027 | 401 | 401-684R | Tier-2 | Tier-2---21 | 4--1 | 2 | 1 | 1.5961 | 62.42% | 35.57% | 2.007% | 0.049818 | 0 | 0 | 0.049818 | 0 | 0.045333 | 0.0133 | 3.4085 | 0.045333 | 0.0133 | 3.4085 | 0.050307 | 0.014759 | 3.4085 | 3.121% | 0.030395 | 0.028875 | 52.5129 | 6.6893 | 15.7001 | 30.1235 | 53.5515 | 0 | 0 | 53.5515 | 1.643e-06%
2027 | 411 | 411-1873R | Tier-2 | Tier-2---7 | 4--5 | 342 | 193 | 1857.5393 | 97.83% | 1.797% | 0.3696% | 102.5551 | 0 | 0 | 102.5551 | 0 | 93.3238 | 2.5669 | 36.3566 | 93.3238 | 2.5669 | 36.3566 | 103.563 | 2.8485 | 36.3566 | 5.521% | 0.04682 | 0.044178 | 39673.886 | 2968.3717 | 1138.6008 | 35566.9135 | 39725.2897 | 0 | 0 | 39725.2897 | 0.003382%
2027 | 411 | 411-30R | Tier-3 | Tier-3---6 | 5--5 | 856 | 494 | 6370.0414 | 98.47% | 1.262% | 0.272% | 361.9772 | 0 | 0 | 361.9772 | 0 | 329.3943 | 6.5702 | 50.1346 | 329.3943 | 6.5702 | 50.1346 | 365.5347 | 7.2911 | 50.1346 | 5.682% | 0.10309 | 0.097143 | 61789.3921 | 5810.5604 | 997.631 | 54981.2006 | 61847.4471 | 0 | 0 | 61847.4471 | 0.01194%
2027 | 411 | 411-47R | Tier-2 | Tier-2---9 | 4--5 | 459 | 47 | 1350.4062 | 95.97% | 3.342% | 0.6845% | 13.271 | 0 | 0 | 13.271 | 0 | 12.0764 | 0.6251 | 19.3192 | 12.0764 | 0.6251 | 19.3192 | 13.4014 | 0.69368 | 19.3192 | 0.9827% | 0.063274 | 0.062626 | 21342.1296 | 2028.2504 | 1280.5502 | 18033.3289 | 21351.0188 | 0 | 0 | 21351.0188 | 0.0004376%
2027 | 441 | 441-23R | Tier-3 | Tier-3---11 | 5--4 | 84 | 81 | 3518.0204 | 97.45% | 2.468% | 0.07959% | 330.5962 | 0 | 0 | 330.5962 | 0 | 300.838 | 1.0773 | 279.252 | 300.838 | 1.0773 | 279.252 | 333.8453 | 1.1955 | 279.252 | 9.397% | 0.54783 | 0.495 | 6421.7327 | 319.9827 | 139.6282 | 5962.1218 | 6439.1901 | 0 | 0 | 6439.1901 | 0.0109%
2027 | 441 | 441-279R | Tier-3 | Tier-3---18 | 5--2 | 49 | 49 | 582.1633 | 91.34% | 8.391% | 0.2732% | 53.1722 | 0 | 0 | 53.1722 | 0 | 48.3859 | 0.6517 | 74.2458 | 48.3859 | 0.6517 | 74.2458 | 53.6947 | 0.7232 | 74.2458 | 9.134% | 0.53527 | 0.48174 | 1087.6056 | 48.7403 | 75.2423 | 963.623 | 1098.0763 | 0 | 0 | 1098.0763 | 0.001753%
2027 | 441 | 441-27R | Tier-3 | Tier-3---9 | 5--4 | 133 | 119 | 4750.1268 | 98% | 1.916% | 0.08125% | 416.5218 | 0 | 0 | 416.5218 | 0 | 379.0292 | 1.5827 | 239.4827 | 379.0292 | 1.5827 | 239.4827 | 420.6154 | 1.7563 | 239.4827 | 8.769% | 0.55752 | 0.50764 | 8520.0828 | 441.9883 | 150.5633 | 7927.5312 | 8536.8064 | 0 | 0 | 8536.8064 | 0.01374%
2027 | 441 | 441-30R | Tier-3 | Tier-3---9 | 5--4 | 101 | 97 | 5348.8774 | 98.57% | 1.364% | 0.06326% | 506.3705 | 0 | 0 | 506.3705 | 0 | 460.7902 | 1.2901 | 357.1742 | 460.7902 | 1.2901 | 357.1742 | 511.347 | 1.4316 | 357.1742 | 9.467% | 0.55519 | 0.50187 | 9634.2631 | 496.8631 | 123.5008 | 9013.8993 | 9648.8756 | 0 | 0 | 9648.8756 | 0.0167%
2027 | 442 | 442-16R | Tier-3 | Tier-3---14 | 5--3 | 201 | 196 | 1834.9376 | 96.09% | 3.534% | 0.3793% | 171.9277 | 0 | 0 | 171.9277 | 0 | 156.4519 | 2.6068 | 60.0169 | 156.4519 | 2.6068 | 60.0169 | 173.6174 | 2.8928 | 60.0169 | 9.37% | 0.45792 | 0.41327 | 4007.1227 | 182.139 | 134.5225 | 3690.4612 | 4024.0646 | 0 | 0 | 4024.0646 | 0.00567%
2027 | 442 | 442-46R | Tier-3 | Tier-3---19 | 5--1 | 3 | 3 | 88.141 | 1.745% | 98.17% | 0.08447% | 0.15379 | 0 | 0 | 0.15379 | 0 | 0.13995 | 0.0399 | 3.5075 | 0.13995 | 0.0399 | 3.5075 | 0.15531 | 0.044278 | 3.5075 | 0.1745% | 0.35092 | 0.31583 | 251.1714 | 0.48889 | 224.1015 | 26.581 | 278.5923 | 0 | 0 | 278.5923 | 5.072e-06%
2027 | 442 | 442-509R | Tier-3 | Tier-3---15 | 5--3 | 145 | 89 | 852.9261 | 84.92% | 14.72% | 0.3553% | 44.4597 | 0 | 0 | 44.4597 | 0 | 40.4578 | 1.1837 | 34.1791 | 40.4578 | 1.1837 | 34.1791 | 44.8967 | 1.3136 | 34.1791 | 5.213% | 0.36954 | 0.34686 | 2308.0588 | 110.4832 | 313.3685 | 1884.2071 | 2330.8123 | 0 | 0 | 2330.8123 | 0.001466%
2027 | 442 | 442-525 | Tier-3 | Tier-3---18 | 5--2 | 144 | 71 | 526.1263 | 57.95% | 41.57% | 0.4783% | 15.0335 | 0 | 0 | 15.0335 | 0 | 13.6802 | 0.9443 | 14.4872 | 13.6802 | 0.9443 | 14.4872 | 15.1812 | 1.0479 | 14.4872 | 2.857% | 0.36155 | 0.34372 | 1455.1925 | 55.7076 | 549.0709 | 850.414 | 1486.9258 | 0 | 0 | 1486.9258 | 0.0004957%
2027 | 442 | 442-728R | Tier-3 | Tier-3---5 | 5--5 | 763 | 408 | 11572.221 | 88.48% | 11.4% | 0.1243% | 547.4938 | 0 | 0 | 547.4938 | 0 | 498.2119 | 5.4264 | 91.8126 | 498.2119 | 5.4264 | 91.8126 | 552.8745 | 6.0218 | 91.8126 | 4.731% | 0.35802 | 0.33887 | 32323.0144 | 2289.7277 | 3409.1909 | 26624.0958 | 32533.4442 | 0 | 0 | 32533.4442 | 0.01805%
2027 | 442 | 442-729 | Tier-3 | Tier-3---15 | 5--3 | 54 | 50 | 704.6091 | 96.62% | 3.132% | 0.2514% | 63.0339 | 0 | 0 | 63.0339 | 0 | 57.36 | 0.665 | 86.2557 | 57.36 | 0.665 | 86.2557 | 63.6534 | 0.73796 | 86.2557 | 8.946% | 0.36059 | 0.3272 | 1954.0299 | 88.7883 | 138.1468 | 1727.0948 | 1960.7769 | 0 | 0 | 1960.7769 | 0.002079%
2027 | 442 | 442-758F | Tier-3 | Tier-3---18 | 5--2 | 25 | 25 | 549.9829 | 98.93% | 0.9134% | 0.161% | 54.4074 | 0 | 0 | 54.4074 | 0 | 49.51 | 0.3325 | 148.9023 | 49.51 | 0.3325 | 148.9023 | 54.9421 | 0.36898 | 148.9023 | 9.893% | 0.35119 | 0.31607 | 1566.0749 | 78.3252 | 13.6628 | 1474.0869 | 1567.9444 | 0 | 0 | 1567.9444 | 0.001794%
2027 | 442 | 442-764R | Tier-3 | Tier-3---18 | 5--2 | 74 | 50 | 474.7376 | 91.31% | 8.325% | 0.3651% | 29.2893 | 0 | 0 | 29.2893 | 0 | 26.6528 | 0.665 | 40.0795 | 26.6528 | 0.665 | 40.0795 | 29.5771 | 0.73796 | 40.0795 | 6.17% | 0.35448 | 0.33053 | 1339.2423 | 54.097 | 105.5502 | 1179.5951 | 1347.6759 | 0 | 0 | 1347.6759 | 0.0009659%
2027 | 442 | 442-780 | Tier-3 | Tier-3---19 | 5--1 | 73 | 26 | 141.3846 | 51% | 48.51% | 0.49% | 2.5682 | 0 | 0 | 2.5682 | 0 | 2.337 | 0.3458 | 6.7584 | 2.337 | 0.3458 | 6.7584 | 2.5935 | 0.38374 | 6.7584 | 1.816% | 0.34601 | 0.33368 | 408.6195 | 15.0224 | 181.372 | 212.2251 | 416.0139 | 0 | 0 | 416.0139 | 8.469e-05%
2027 | 444 | 444-15R | Tier-2 | Tier-2---13 | 5--3 | 122 | 84 | 333.8465 | 96.62% | 2.31% | 1.072% | 22.2086 | 0 | 0 | 22.2086 | 0 | 20.2096 | 1.1172 | 18.0895 | 20.2096 | 1.1172 | 18.0895 | 22.4269 | 1.2398 | 18.0895 | 6.652% | 0.14886 | 0.13861 | 2242.6726 | 149.3607 | 69.2136 | 2024.0983 | 2248.2819 | 0 | 0 | 2248.2819 | 0.0007324%
2027 | 444 | 444-43R | Tier-2 | Tier-2---5 | 5--5 | 403 | 354 | 3413.8137 | 97.67% | 1.995% | 0.3352% | 292.8867 | 0 | 0 | 292.8867 | 0 | 266.5229 | 4.7082 | 56.6083 | 266.5229 | 4.7082 | 56.6083 | 295.7652 | 5.2248 | 56.6083 | 8.579% | 0.2124 | 0.19375 | 16072.3576 | 890.1063 | 476.3771 | 14705.8742 | 16108.4193 | 0 | 0 | 16108.4193 | 0.009658%
2027 | 444 | 444-9R | Tier-2 | Tier-2---11 | 5--3 | 465 | 363 | 571.2373 | 70.71% | 27.93% | 1.361% | 31.5311 | 0 | 0 | 31.5311 | 0 | 28.6929 | 4.8279 | 5.9431 | 28.6929 | 4.8279 | 5.9431 | 31.841 | 5.3576 | 5.9431 | 5.52% | 0.1488 | 0.13718 | 3839.0169 | 197.4513 | 1077.3117 | 2564.2539 | 3934.2351 | 0 | 0 | 3934.2351 | 0.00104%
2027 | 445 | 445-1311R | Tier-3 | Tier-3---5 | 5--5 | 337 | 275 | 9632.5907 | 94.96% | 4.965% | 0.07823% | 746.4038 | 0 | 0 | 746.4038 | 0 | 679.2172 | 3.6575 | 185.7054 | 679.2172 | 3.6575 | 185.7054 | 753.7394 | 4.0588 | 185.7054 | 7.749% | 0.53792 | 0.49403 | 17907.0399 | 1026.0345 | 824.7437 | 16056.2617 | 17987.2755 | 0 | 0 | 17987.2755 | 0.02461%
2027 | 445 | 445-1315 | Tier-2 | Tier-2---19 | 1--5 | 4 | 1 | 26.2494 | 99.59% | 0% | 0.4079% | 0.65356 | 0 | 0 | 0.65356 | 0 | 0.59473 | 0.0133 | 44.7164 | 0.59473 | 0.0133 | 44.7164 | 0.65998 | 0.014759 | 44.7164 | 2.49% | 0.000636 | 0.0006201 | 41272.5846 | 2451.3434 | 2160.3074 | 36660.9338 | 41276.9017 | 0 | 0 | 41276.9017 | 2.155e-05%
2027 | 445 | 445-1323 | Tier-2 | Tier-2---18 | 3--3 | 8 | 8 | 78.5439 | 99.26% | 0.525% | 0.2138% | 7.7964 | 0 | 0 | 7.7964 | 0 | 7.0946 | 0.1064 | 66.6785 | 7.0946 | 0.1064 | 66.6785 | 7.873 | 0.11807 | 66.6785 | 9.926% | 0.025445 | 0.0229 | 3086.8349 | 167.5927 | 20.9581 | 2898.2841 | 3089.3688 | 0 | 0 | 3089.3688 | 0.0002571%
2027 | 445 | 445-1325F | Tier-2 | Tier-2---2 | 5--4 | 220 | 197 | 7250.7229 | 96.11% | 3.805% | 0.08959% | 623.982 | 0 | 0 | 623.982 | 0 | 567.8151 | 2.6201 | 216.7151 | 567.8151 | 2.6201 | 216.7151 | 630.1144 | 2.9076 | 216.7151 | 8.606% | 0.57356 | 0.5222 | 12641.5766 | 694.1782 | 440.7081 | 11506.6903 | 12690.001 | 0 | 0 | 12690.001 | 0.02058%
2027 | 445 | 445-17R | Tier-2 | Tier-2---8 | 5--3 | 97 | 73 | 1603.5562 | 88.72% | 11.16% | 0.1231% | 107.0683 | 0 | 0 | 107.0683 | 0 | 97.4307 | 0.9709 | 100.3509 | 97.4307 | 0.9709 | 100.3509 | 108.1205 | 1.0774 | 100.3509 | 6.677% | 0.53426 | 0.49406 | 3001.4248 | 150.999 | 302.1467 | 2548.279 | 3028.9757 | 0 | 0 | 3028.9757 | 0.003531%
2027 | 445 | 445-18R | Tier-2 | Tier-2---2 | 5--5 | 526 | 439 | 10619.7967 | 95.69% | 4.18% | 0.1317% | 848.1098 | 0 | 0 | 848.1098 | 0 | 771.7683 | 5.8387 | 132.1816 | 771.7683 | 5.8387 | 132.1816 | 856.4449 | 6.4793 | 132.1816 | 7.986% | 0.6048 | 0.55432 | 17559.3271 | 969.9837 | 680.7099 | 15908.6335 | 17628.2752 | 0 | 0 | 17628.2752 | 0.02797%
2027 | 445 | 445-19R | Tier-2 | Tier-2---8 | 5--3 | 238 | 220 | 1766.7037 | 84.73% | 14.9% | 0.3714% | 138.3664 | 0 | 0 | 138.3664 | 0 | 125.9115 | 2.926 | 43.032 | 125.9115 | 2.926 | 43.032 | 139.7262 | 3.247 | 43.032 | 7.832% | 0.56527 | 0.51302 | 3125.4156 | 150.9089 | 429.896 | 2544.6106 | 3174.0345 | 0 | 0 | 3174.0345 | 0.004563%
2027 | 445 | 445-39R | Tier-2 | Tier-2---5 | 5--4 | 246 | 197 | 3678.5806 | 87.54% | 12.33% | 0.1304% | 257.8827 | 0 | 0 | 257.8827 | 0 | 234.6697 | 2.6201 | 89.5652 | 234.6697 | 2.6201 | 89.5652 | 260.4171 | 2.9076 | 89.5652 | 7.01% | 0.48997 | 0.45073 | 7507.8253 | 391.1864 | 914.4635 | 6202.1754 | 7589.2553 | 0 | 0 | 7589.2553 | 0.008504%
2027 | 445 | 445-894R | Tier-2 | Tier-2---5 | 5--4 | 587 | 511 | 4421.0024 | 88.12% | 11.51% | 0.3702% | 339.1443 | 0 | 0 | 339.1443 | 0 | 308.6167 | 6.7963 | 45.4095 | 308.6167 | 6.7963 | 45.4095 | 342.4774 | 7.542 | 45.4095 | 7.671% | 0.63526 | 0.57996 | 6959.394 | 312.553 | 750.3762 | 5896.4648 | 7038.2214 | 0 | 0 | 7038.2214 | 0.01118%
2027 | 445 | 445-897R | Tier-2 | Tier-2---10 | 5--3 | 25 | 22 | 1351.7747 | 97.24% | 2.711% | 0.04647% | 115.6761 | 0 | 0 | 115.6761 | 0 | 105.2637 | 0.2926 | 359.7531 | 105.2637 | 0.2926 | 359.7531 | 116.813 | 0.3247 | 359.7531 | 8.557% | 0.75637 | 0.68981 | 1787.1928 | 98.5478 | 55.7869 | 1632.8581 | 1791.9478 | 0 | 0 | 1791.9478 | 0.003815%
2027 | 448 | 448-1196F | Tier-3 | Tier-3---20 | 1--5 | 4 | 4 | 16.696 | 99.41% | 0% | 0.5907% | 1.6597 | 0 | 0 | 1.6597 | 0 | 1.5103 | 0.0532 | 28.3898 | 1.5103 | 0.0532 | 28.3898 | 1.676 | 0.059037 | 28.3898 | 9.941% | 0.0002432 | 0.00021888 | 68651.2414 | 3730.8328 | 661.7244 | 64258.6842 | 68696.2988 | 0 | 0 | 68696.2988 | 5.473e-05%
2027 | 448 | 448-1234R | Tier-3 | Tier-3---15 | 5--3 | 51 | 45 | 1211.6194 | 97.39% | 2.475% | 0.1351% | 104.1172 | 0 | 0 | 104.1172 | 0 | 94.7452 | 0.5985 | 158.3045 | 94.7452 | 0.5985 | 158.3045 | 105.1404 | 0.66417 | 158.3045 | 8.593% | 0.62101 | 0.56621 | 1951.0598 | 101.7927 | 46.8267 | 1802.4404 | 1955.988 | 0 | 0 | 1955.988 | 0.003433%
2027 | 448 | 448-47R | Tier-3 | Tier-3---14 | 5--3 | 184 | 154 | 2612.2711 | 91.91% | 7.885% | 0.2065% | 200.9452 | 0 | 0 | 200.9452 | 0 | 182.8574 | 2.0482 | 89.2772 | 182.8574 | 2.0482 | 89.2772 | 202.9201 | 2.2729 | 89.2772 | 7.692% | 0.62882 | 0.57619 | 4154.2404 | 216.0426 | 303.0764 | 3635.1215 | 4184.943 | 0 | 0 | 4184.943 | 0.006626%
2027 | 448 | 448-714R | Tier-3 | Tier-3---14 | 5--3 | 314 | 213 | 2119.752 | 55.7% | 43.96% | 0.3458% | 80.0895 | 0 | 0 | 80.0895 | 0 | 72.8803 | 2.8329 | 25.7264 | 72.8803 | 2.8329 | 25.7264 | 80.8766 | 3.1437 | 25.7264 | 3.778% | 0.46343 | 0.43199 | 4574.0639 | 152.3288 | 1823.4456 | 2598.2895 | 4721.5263 | 0 | 0 | 4721.5263 | 0.002641%
2027 | 448 | 448-724R | Tier-3 | Tier-3---18 | 5--2 | 202 | 151 | 520.639 | 76.18% | 22.78% | 1.038% | 29.6503 | 0 | 0 | 29.6503 | 0 | 26.9813 | 2.0083 | 13.4349 | 26.9813 | 2.0083 | 13.4349 | 29.9417 | 2.2286 | 13.4349 | 5.695% | 0.55035 | 0.50921 | 946.0153 | 35.8531 | 201.7143 | 708.4479 | 964.2176 | 0 | 0 | 964.2176 | 0.0009778%
2027 | 448 | 448-735R | Tier-3 | Tier-3---18 | 5--2 | 170 | 140 | 630.7627 | 79.12% | 20.09% | 0.7869% | 41.1002 | 0 | 0 | 41.1002 | 0 | 37.4006 | 1.862 | 20.0863 | 37.4006 | 1.862 | 20.0863 | 41.5041 | 2.0663 | 20.0863 | 6.516% | 0.54202 | 0.49738 | 1163.7353 | 53.8869 | 215.9361 | 893.9122 | 1185.5396 | 0 | 0 | 1185.5396 | 0.001355%
2027 | 448 | 448-744R | Tier-3 | Tier-3---7 | 5--5 | 717 | 493 | 9104.5616 | 91.68% | 8.126% | 0.1928% | 573.9427 | 0 | 0 | 573.9427 | 0 | 522.2801 | 6.5569 | 79.6535 | 522.2801 | 6.5569 | 79.6535 | 579.5834 | 7.2763 | 79.6535 | 6.304% | 0.49442 | 0.46042 | 18414.705 | 980.4625 | 1393.5793 | 16040.6633 | 18527.8082 | 0 | 0 | 18527.8082 | 0.01893%
2027 | 448 | 448-9R | Tier-3 | Tier-3---9 | 5--4 | 413 | 303 | 5644.8109 | 93.43% | 6.384% | 0.1906% | 386.9071 | 0 | 0 | 386.9071 | 0 | 352.0802 | 4.0299 | 87.367 | 352.0802 | 4.0299 | 87.367 | 390.7096 | 4.472 | 87.367 | 6.854% | 0.54394 | 0.50403 | 10377.639 | 550.4893 | 645.7623 | 9181.3873 | 10431.659 | 0 | 0 | 10431.659 | 0.01276%
2027 | 449 | 449-13R | Tier-3 | Tier-3---7 | 5--5 | 557 | 418 | 6729.9647 | 90.49% | 9.346% | 0.1629% | 457.0253 | 0 | 0 | 457.0253 | 0 | 415.8868 | 5.5594 | 74.8079 | 415.8868 | 5.5594 | 74.8079 | 461.5169 | 6.1694 | 74.8079 | 6.791% | 0.28234 | 0.26115 | 23836.2998 | 1408.7102 | 2080.9099 | 20346.6798 | 24020.1927 | 0 | 0 | 24020.1927 | 0.01507%
2027 | 449 | 449-16R | Tier-3 | Tier-3---15 | 5--4 | 72 | 55 | 1495.5065 | 96.97% | 2.927% | 0.1006% | 110.7812 | 0 | 0 | 110.7812 | 0 | 100.8093 | 0.7315 | 137.8119 | 100.8093 | 0.7315 | 137.8119 | 111.8699 | 0.81176 | 137.8119 | 7.408% | 0.23738 | 0.21925 | 6300.0313 | 365.3232 | 174.7966 | 5759.9115 | 6315.8076 | 0 | 0 | 6315.8076 | 0.003653%
2027 | 449 | 449-683 | Tier-3 | Tier-3---18 | 5--3 | 26 | 26 | 625.3129 | 96.7% | 3.156% | 0.1473% | 60.4656 | 0 | 0 | 60.4656 | 0 | 55.0229 | 0.3458 | 159.1178 | 55.0229 | 0.3458 | 159.1178 | 61.0599 | 0.38374 | 159.1178 | 9.67% | 0.34581 | 0.31123 | 1808.2683 | 90.977 | 47.6654 | 1669.626 | 1814.9055 | 0 | 0 | 1814.9055 | 0.001994%
2027 | 449 | 449-693R | Tier-3 | Tier-3---9 | 5--5 | 165 | 130 | 5260.7056 | 98.77% | 1.153% | 0.07468% | 409.3932 | 0 | 0 | 409.3932 | 0 | 372.5423 | 1.729 | 215.467 | 372.5423 | 1.729 | 215.467 | 413.4167 | 1.9187 | 215.467 | 7.782% | 0.26107 | 0.2405 | 20150.463 | 1117.608 | 224.7441 | 18808.1109 | 20171.613 | 0 | 0 | 20171.613 | 0.0135%
2027 | 449 | 449-6R | Tier-3 | Tier-3---14 | 5--4 | 161 | 123 | 2320.0162 | 95.55% | 4.318% | 0.1352% | 169.3511 | 0 | 0 | 169.3511 | 0 | 154.1072 | 1.6359 | 94.2034 | 154.1072 | 1.6359 | 94.2034 | 171.0155 | 1.8154 | 94.2034 | 7.3% | 0.24779 | 0.22886 | 9362.9076 | 518.3997 | 417.6492 | 8426.8588 | 9397.3935 | 0 | 0 | 9397.3935 | 0.005585%
2027 | 450 | 450-1850 | Tier-2 | Tier-2---13 | 4--3 | 18 | 15 | 296.7138 | 97.11% | 2.719% | 0.1664% | 24.0127 | 0 | 0 | 24.0127 | 0 | 21.8513 | 0.1995 | 109.5302 | 21.8513 | 0.1995 | 109.5302 | 24.2487 | 0.22139 | 109.5302 | 8.093% | 0.073712 | 0.06757 | 4025.2898 | 218.8856 | 107.0123 | 3699.392 | 4035.848 | 0 | 0 | 4035.848 | 0.0007919%
2027 | 450 | 450-1851F | Tier-2 | Tier-2---3 | 5--5 | 209 | 126 | 8274.1225 | 99.23% | 0.7168% | 0.05235% | 494.986 | 0 | 0 | 494.986 | 0 | 450.4305 | 1.6758 | 268.7855 | 450.4305 | 1.6758 | 268.7855 | 499.8507 | 1.8597 | 268.7855 | 5.982% | 0.099477 | 0.09348 | 83176.2362 | 14607.9335 | 584.6634 | 67983.6393 | 83217.2791 | 0 | 0 | 83217.2791 | 0.01632%
2027 | 450 | 450-1853F | Tier-2 | Tier-2---10 | 4--4 | 44 | 22 | 792.2018 | 92.77% | 7.138% | 0.09408% | 36.7456 | 0 | 0 | 36.7456 | 0 | 33.438 | 0.2926 | 114.2789 | 33.438 | 0.2926 | 114.2789 | 37.1067 | 0.3247 | 114.2789 | 4.638% | 0.075291 | 0.071527 | 10521.8374 | 525.9075 | 700.4641 | 9295.4659 | 10561.8854 | 0 | 0 | 10561.8854 | 0.001212%
2027 | 450 | 450-1854 | Tier-2 | Tier-2---9 | 4--4 | 70 | 41 | 1132.2887 | 95.25% | 4.625% | 0.1242% | 63.1703 | 0 | 0 | 63.1703 | 0 | 57.4841 | 0.5453 | 105.4174 | 57.4841 | 0.5453 | 105.4174 | 63.7911 | 0.60513 | 105.4174 | 5.579% | 0.079085 | 0.074453 | 14317.3642 | 967.6824 | 629.1902 | 12720.4915 | 14359.6659 | 0 | 0 | 14359.6659 | 0.002083%
2027 | 450 | 450-50R | Tier-2 | Tier-2---11 | 4--4 | 18 | 5 | 537.0702 | 32.53% | 67.41% | 0.0594% | 4.8529 | 0 | 0 | 4.8529 | 0 | 4.4161 | 0.0665 | 66.4076 | 4.4161 | 0.0665 | 66.4076 | 4.9006 | 0.073796 | 66.4076 | 0.9036% | 0.071801 | 0.069806 | 7480.0024 | 150.8342 | 4623.5659 | 2705.6023 | 7624.1968 | 0 | 0 | 7624.1968 | 0.00016%
2027 | 452 | 452-1403 | Tier-2 | Tier-2---15 | 1--5 | 5 | 5 | 137.227 | 99.9% | 0% | 0.1049% | 13.7083 | 0 | 0 | 13.7083 | 0 | 12.4744 | 0.0665 | 187.5847 | 12.4744 | 0.0665 | 187.5847 | 13.843 | 0.073796 | 187.5847 | 9.99% | 0.0007938 | 0.00071442 | 172873.5238 | 9697.409 | 167.2651 | 163008.8497 | 172893.6673 | 0 | 0 | 172893.6673 | 0.000452%
2027 | 452 | 452-1404F | Tier-2 | Tier-2---12 | 1--5 | 20 | 19 | 625.5425 | 99.9% | 0% | 0.09615% | 59.3694 | 0 | 0 | 59.3694 | 0 | 54.0253 | 0.2527 | 213.7925 | 54.0253 | 0.2527 | 213.7925 | 59.9529 | 0.28043 | 213.7925 | 9.491% | 0.0036434 | 0.0032973 | 171691.9584 | 19885.3998 | 159.1121 | 151647.4464 | 171709.2868 | 0 | 0 | 171709.2868 | 0.001958%
2027 | 452 | 452-1405 | Tier-2 | Tier-2---15 | 1--5 | 12 | 10 | 181.2174 | 99.84% | 0% | 0.161% | 15.0771 | 0 | 0 | 15.0771 | 0 | 13.72 | 0.133 | 103.1579 | 13.72 | 0.133 | 103.1579 | 15.2253 | 0.14759 | 103.1579 | 8.32% | 0.001513 | 0.0013869 | 119773.5584 | 9128.5645 | 179.9048 | 110465.0891 | 119791.0842 | 0 | 0 | 119791.0842 | 0.0004972%
2027 | 452 | 452-38AE | Tier-2 | Tier-2---4 | 2--5 | 71 | 58 | 2823.7515 | 99.93% | 0% | 0.06613% | 230.5201 | 0 | 0 | 230.5201 | 0 | 209.7702 | 0.7714 | 271.9345 | 209.7702 | 0.7714 | 271.9345 | 232.7857 | 0.85604 | 271.9345 | 8.164% | 0.011395 | 0.010464 | 247801.8355 | 21945.5544 | 160.9262 | 225695.355 | 247816.4128 | 0 | 0 | 247816.4128 | 0.007602%
2027 | 454 | 454-1814 | Tier-2 | Tier-2---20 | 4--2 | 3 | 3 | 39.0262 | 97.23% | 2.586% | 0.1833% | 3.7945 | 0 | 0 | 3.7945 | 0 | 3.453 | 0.0399 | 86.541 | 3.453 | 0.0399 | 86.541 | 3.8318 | 0.044278 | 86.541 | 9.723% | 0.072066 | 0.064859 | 541.534 | 33.0087 | 13.8021 | 494.7232 | 543.2003 | 0 | 0 | 543.2003 | 0.0001251%
2027 | 454 | 454-48F | Tier-2 | Tier-2---4 | 4--5 | 53 | 41 | 3441.1661 | 99.7% | 0.2542% | 0.04705% | 265.4015 | 0 | 0 | 265.4015 | 0 | 241.5117 | 0.5453 | 442.8972 | 241.5117 | 0.5453 | 442.8972 | 268.0098 | 0.60513 | 442.8972 | 7.713% | 0.085487 | 0.078874 | 40253.7717 | 8646.4201 | 106.7946 | 31500.5571 | 40263.9391 | 0 | 0 | 40263.9391 | 0.008752%
2027 | 454 | 454-49F | Tier-2 | Tier-2---13 | 4--3 | 52 | 1 | 292.9743 | 76.06% | 23.59% | 0.3558% | 0.42851 | 0 | 0 | 0.42851 | 0 | 0.38994 | 0.0133 | 29.3187 | 0.38994 | 0.0133 | 29.3187 | 0.43272 | 0.014759 | 29.3187 | 0.1463% | 0.077203 | 0.077055 | 3794.8464 | 537.2797 | 830.7555 | 2426.8113 | 3796.5972 | 0 | 0 | 3796.5972 | 1.413e-05%
2027 | 463 | 463-1136F | Tier-2 | Tier-2---18 | 4--2 | 11 | 10 | 88.0149 | 97.35% | 2.233% | 0.4157% | 7.7894 | 0 | 0 | 7.7894 | 0 | 7.0883 | 0.133 | 53.2952 | 7.0883 | 0.133 | 53.2952 | 7.866 | 0.14759 | 53.2952 | 8.85% | 0.060434 | 0.05494 | 1456.3858 | 89.8078 | 31.4849 | 1335.0931 | 1460.2434 | 0 | 0 | 1460.2434 | 0.0002569%
2027 | 463 | 463-1229 | Tier-2 | Tier-2---9 | 5--4 | 231 | 198 | 1378.3182 | 99.02% | 0.574% | 0.4088% | 116.9805 | 0 | 0 | 116.9805 | 0 | 106.4506 | 2.6334 | 40.4233 | 106.4506 | 2.6334 | 40.4233 | 118.1302 | 2.9223 | 40.4233 | 8.487% | 0.096723 | 0.088432 | 14250.1892 | 1640.085 | 119.2009 | 12490.9033 | 14263.3187 | 0 | 0 | 14263.3187 | 0.003858%
2027 | 470 | 470-40AE | Tier-2 | Tier-2---4 | 4--5 | 142 | 125 | 5264.9688 | 98.33% | 1.599% | 0.07273% | 455.719 | 0 | 0 | 455.719 | 0 | 414.6981 | 1.6625 | 249.4426 | 414.6981 | 1.6625 | 249.4426 | 460.1978 | 1.8449 | 249.4426 | 8.656% | 0.091034 | 0.08302 | 57835.1917 | 3654.8473 | 877.7111 | 53302.6332 | 57928.5003 | 0 | 0 | 57928.5003 | 0.01503%
2027 | 470 | 470-47R | Tier-3 | Tier-3---2 | 5--5 | 534 | 475 | 16740.3911 | 99.37% | 0.5365% | 0.09319% | 1479.703 | 0 | 0 | 1479.703 | 0 | 1346.5096 | 6.3175 | 213.1397 | 1346.5096 | 6.3175 | 213.1397 | 1494.2454 | 7.0106 | 213.1397 | 8.839% | 0.16225 | 0.14782 | 103174.1084 | 6598.1472 | 589.4379 | 95986.5234 | 103237.5415 | 0 | 0 | 103237.5415 | 0.0488%
2027 | 471 | 471-36F | Tier-2 | Tier-2---4 | 4--5 | 128 | 21 | 4253.6671 | 94.96% | 4.983% | 0.06005% | 66.2676 | 0 | 0 | 66.2676 | 0 | 60.3026 | 0.2793 | 215.9064 | 60.3026 | 0.2793 | 215.9064 | 66.9189 | 0.30994 | 215.9064 | 1.558% | 0.093079 | 0.091552 | 45699.6343 | 2391.7261 | 2109.1945 | 41198.7137 | 45738.0729 | 0 | 0 | 45738.0729 | 0.002185%
2027 | 500 | 500-1531 | Tier-2 | Tier-2---10 | 4--4 | 20 | 16 | 800.5503 | 21.6% | 78.32% | 0.07823% | 13.8344 | 0 | 0 | 13.8344 | 0 | 12.5891 | 0.2128 | 59.1593 | 12.5891 | 0.2128 | 59.1593 | 13.9703 | 0.23615 | 59.1593 | 1.728% | 0.071178 | 0.065484 | 11247.1911 | 167.2855 | 8054.1845 | 3025.7211 | 12013.9429 | 0 | 0 | 12013.9429 | 0.0004562%
2027 | 501 | 501-786 | Tier-2 | Tier-2---14 | 2--5 | 23 | 22 | 204.0835 | 99.63% | 0% | 0.368% | 19.4492 | 0 | 0 | 19.4492 | 0 | 17.6985 | 0.2926 | 60.487 | 17.6985 | 0.2926 | 60.487 | 19.6403 | 0.3247 | 60.487 | 9.53% | 0.0050324 | 0.004551 | 40553.9202 | 2762.8 | 144.6555 | 37646.4647 | 40569.7066 | 0 | 0 | 40569.7066 | 0.0006414%
2027 | 504 | 504-2501R | Tier-2 | Tier-2---9 | 3--5 | 154 | 23 | 733.6834 | 99.51% | 0% | 0.4917% | 10.9037 | 0 | 0 | 10.9037 | 0 | 9.9222 | 0.3059 | 32.4363 | 9.9222 | 0.3059 | 32.4363 | 11.0109 | 0.33946 | 32.4363 | 1.486% | 0.021593 | 0.02127 | 33978.4661 | 2347.3747 | 1024.1887 | 30606.9026 | 33980.9991 | 0 | 0 | 33980.9991 | 0.0003596%
2027 | 520 | 520-1045R | Tier-2 | Tier-2---5 | 5--4 | 180 | 156 | 2978.814 | 97.34% | 2.471% | 0.184% | 251.3089 | 0 | 0 | 251.3089 | 0 | 228.6876 | 2.0748 | 110.2216 | 228.6876 | 2.0748 | 110.2216 | 253.7787 | 2.3024 | 110.2216 | 8.437% | 0.26824 | 0.24499 | 11105.2066 | 596.3807 | 258.2442 | 10250.5816 | 11133.1875 | 0 | 0 | 11133.1875 | 0.008287%
2027 | 520 | 520-10R | Tier-2 | Tier-2---7 | 4--5 | 155 | 112 | 1478.7446 | 97.97% | 1.759% | 0.2664% | 104.6866 | 0 | 0 | 104.6866 | 0 | 95.2634 | 1.4896 | 63.9524 | 95.2634 | 1.4896 | 63.9524 | 105.7155 | 1.653 | 63.9524 | 7.079% | 0.046043 | 0.042716 | 32116.3215 | 3380.3007 | 793.9909 | 27942.0299 | 32166.9954 | 0 | 0 | 32166.9954 | 0.003452%
2027 | 520 | 520-1489R | Tier-2 | Tier-2---8 | 5--5 | 408 | 329 | 2637.9338 | 96.76% | 2.798% | 0.4462% | 205.8159 | 0 | 0 | 205.8159 | 0 | 187.2897 | 4.3757 | 42.8022 | 187.2897 | 4.3757 | 42.8022 | 207.8387 | 4.8558 | 42.8022 | 7.802% | 0.13822 | 0.12707 | 19085.4238 | 1021.9214 | 566.5154 | 17496.987 | 19139.7224 | 0 | 0 | 19139.7224 | 0.006787%
2027 | 520 | 520-1509R | Tier-2 | Tier-2---5 | 5--4 | 401 | 276 | 3413.9118 | 92.72% | 6.994% | 0.2858% | 217.8673 | 0 | 0 | 217.8673 | 0 | 198.2563 | 3.6708 | 54.009 | 198.2563 | 3.6708 | 54.009 | 220.0085 | 4.0735 | 54.009 | 6.382% | 0.28561 | 0.26595 | 11953.1797 | 661.7087 | 782.5338 | 10508.9372 | 12017.4971 | 0 | 0 | 12017.4971 | 0.007184%
2027 | 520 | 520-1525R | Tier-2 | Tier-2---8 | 5--5 | 145 | 129 | 1632.8033 | 98.29% | 1.436% | 0.2778% | 142.774 | 0 | 0 | 142.774 | 0 | 129.9224 | 1.7157 | 75.7256 | 129.9224 | 1.7157 | 75.7256 | 144.1772 | 1.9039 | 75.7256 | 8.744% | 0.099044 | 0.090232 | 16485.7021 | 1672.9156 | 358.491 | 14454.2955 | 16513.2883 | 0 | 0 | 16513.2883 | 0.004708%
2027 | 520 | 520-1527R | Tier-3 | Tier-3---7 | 5--5 | 249 | 205 | 6763.0006 | 96.72% | 3.176% | 0.1068% | 538.5174 | 0 | 0 | 538.5174 | 0 | 490.0435 | 2.7265 | 179.7336 | 490.0435 | 2.7265 | 179.7336 | 543.8099 | 3.0256 | 179.7336 | 7.963% | 0.27105 | 0.24873 | 24951.4497 | 1805.8111 | 756.6493 | 22388.9893 | 25024.926 | 0 | 0 | 25024.926 | 0.01776%
2027 | 520 | 520-1902R | Tier-2 | Tier-2---9 | 4--4 | 408 | 201 | 748.333 | 77.34% | 21.7% | 0.962% | 28.5115 | 0 | 0 | 28.5115 | 0 | 25.9451 | 2.6733 | 9.7053 | 25.9451 | 2.6733 | 9.7053 | 28.7917 | 2.9666 | 9.7053 | 3.81% | 0.058932 | 0.056029 | 12698.2886 | 1100.527 | 2687.8901 | 8909.8715 | 12847.4075 | 0 | 0 | 12847.4075 | 0.0009402%
2027 | 520 | 520-1904 | Tier-3 | Tier-3---13 | 4--5 | 276 | 149 | 2084.5359 | 96.48% | 3.265% | 0.2521% | 108.5766 | 0 | 0 | 108.5766 | 0 | 98.8032 | 1.9817 | 49.8578 | 98.8032 | 1.9817 | 49.8578 | 109.6436 | 2.1991 | 49.8578 | 5.209% | 0.05278 | 0.04993 | 39495.106 | 2613.3418 | 1305.0051 | 35576.7591 | 39574.3799 | 0 | 0 | 39574.3799 | 0.00358%
2027 | 520 | 520-1936 | Tier-3 | Tier-3---20 | 1--5 | 4 | 3 | 63.7111 | 99.77% | 0% | 0.2279% | 4.7674 | 0 | 0 | 4.7674 | 0 | 4.3383 | 0.0399 | 108.7296 | 4.3383 | 0.0399 | 108.7296 | 4.8143 | 0.044278 | 108.7296 | 7.483% | 0.0006668 | 0.00061679 | 95547.5888 | 5378.6966 | 197.8005 | 89971.0917 | 95565.2438 | 0 | 0 | 95565.2438 | 0.0001572%
2027 | 520 | 520-22R | Tier-2 | Tier-2---14 | 4--4 | 113 | 54 | 258.296 | 74.72% | 24.53% | 0.7505% | 9.2233 | 0 | 0 | 9.2233 | 0 | 8.3931 | 0.7182 | 11.6863 | 8.3931 | 0.7182 | 11.6863 | 9.314 | 0.797 | 11.6863 | 3.571% | 0.036011 | 0.03429 | 7172.7783 | 807.1844 | 2439.3669 | 3926.227 | 7263.7681 | 0 | 0 | 7263.7681 | 0.0003042%
2027 | 520 | 520-35R | Tier-3 | Tier-3---9 | 5--5 | 306 | 275 | 4997.7942 | 96.49% | 3.313% | 0.193% | 433.4028 | 0 | 0 | 433.4028 | 0 | 394.3906 | 3.6575 | 107.8307 | 394.3906 | 3.6575 | 107.8307 | 437.6622 | 4.0588 | 107.8307 | 8.672% | 0.28544 | 0.25979 | 17509.0395 | 1062.3012 | 557.174 | 15889.5643 | 17569.648 | 0 | 0 | 17569.648 | 0.01429%
2027 | 520 | 520-45 | Tier-2 | Tier-2---8 | 5--5 | 219 | 176 | 2044.6463 | 97.57% | 2.13% | 0.298% | 160.3287 | 0 | 0 | 160.3287 | 0 | 145.8969 | 2.3408 | 62.3278 | 145.8969 | 2.3408 | 62.3278 | 161.9044 | 2.5976 | 62.3278 | 7.841% | 0.10446 | 0.096067 | 19573.1854 | 982.4694 | 415.3687 | 18175.3473 | 19614.7179 | 0 | 0 | 19614.7179 | 0.005287%
2027 | 521 | 521-14R | Tier-3 | Tier-3---5 | 5--5 | 315 | 264 | 11350.2874 | 96.69% | 3.233% | 0.07621% | 919.7864 | 0 | 0 | 919.7864 | 0 | 836.9931 | 3.5112 | 238.3782 | 836.9931 | 3.5112 | 238.3782 | 928.8261 | 3.8964 | 238.3782 | 8.104% | 0.27097 | 0.24826 | 41888.3276 | 2255.8215 | 1272.0917 | 38360.4144 | 42015.1151 | 0 | 0 | 42015.1151 | 0.03033%
2027 | 521 | 521-1819R | Tier-2 | Tier-2---9 | 4--5 | 199 | 136 | 810.9996 | 89.31% | 10.24% | 0.4457% | 49.5022 | 0 | 0 | 49.5022 | 0 | 45.0463 | 1.8088 | 24.904 | 45.0463 | 1.8088 | 24.904 | 49.9887 | 2.0073 | 24.904 | 6.104% | 0.043667 | 0.040683 | 18572.4528 | 2084.26 | 1960.8167 | 14527.3761 | 18718.0421 | 0 | 0 | 18718.0421 | 0.001632%
2027 | 521 | 521-1856R | Tier-3 | Tier-3---6 | 5--5 | 335 | 276 | 8477.8617 | 97.79% | 2.104% | 0.1048% | 683.0496 | 0 | 0 | 683.0496 | 0 | 621.5658 | 3.6708 | 169.3271 | 621.5658 | 3.6708 | 169.3271 | 689.7625 | 4.0735 | 169.3271 | 8.057% | 0.15411 | 0.14141 | 55012.684 | 3012.448 | 1105.9909 | 50894.245 | 55121.7635 | 0 | 0 | 55121.7635 | 0.02252%
2027 | 521 | 521-18R | Tier-3 | Tier-3---6 | 4--5 | 307 | 264 | 8713.0173 | 99.36% | 0.5424% | 0.09583% | 744.4805 | 0 | 0 | 744.4805 | 0 | 677.4671 | 3.5112 | 192.9447 | 677.4671 | 3.5112 | 192.9447 | 751.7972 | 3.8964 | 192.9447 | 8.544% | 0.071321 | 0.065188 | 122165.8816 | 6890.9356 | 771.7339 | 114503.2122 | 122239.2425 | 0 | 0 | 122239.2425 | 0.02455%
2027 | 521 | 521-27R | Tier-2 | Tier-2---3 | 4--5 | 358 | 247 | 5618.6229 | 98.78% | 1.092% | 0.1294% | 382.9204 | 0 | 0 | 382.9204 | 0 | 348.4523 | 3.2851 | 106.0706 | 348.4523 | 3.2851 | 106.0706 | 386.6837 | 3.6455 | 106.0706 | 6.815% | 0.063668 | 0.059275 | 88249.328 | 6355.7576 | 1136.662 | 80756.9084 | 88329.1802 | 0 | 0 | 88329.1802 | 0.01263%
2027 | 521 | 521-32R | Tier-3 | Tier-3---4 | 5--5 | 232 | 207 | 12241.7135 | 99.38% | 0.5642% | 0.05689% | 1085.4723 | 0 | 0 | 1085.4723 | 0 | 987.765 | 2.7531 | 358.783 | 987.765 | 2.7531 | 358.783 | 1096.1403 | 3.0552 | 358.783 | 8.867% | 0.14844 | 0.13519 | 82470.5462 | 5122.2262 | 464.9548 | 76883.3652 | 82520.7262 | 0 | 0 | 82520.7262 | 0.03579%
2027 | 521 | 521-700R | Tier-2 | Tier-2---3 | 4--5 | 437 | 328 | 9012.5446 | 99.05% | 0.8425% | 0.1052% | 670.0457 | 0 | 0 | 670.0457 | 0 | 609.7325 | 4.3624 | 139.77 | 609.7325 | 4.3624 | 139.77 | 676.6309 | 4.841 | 139.77 | 7.435% | 0.074421 | 0.068835 | 121102.821 | 8945.6292 | 1253.8537 | 110903.3381 | 121195.9527 | 0 | 0 | 121195.9527 | 0.0221%
2027 | 522 | 522-34 | Tier-2 | Tier-2---16 | 4--3 | 64 | 34 | 112.7117 | 43.02% | 55.81% | 1.165% | 2.5762 | 0 | 0 | 2.5762 | 0 | 2.3443 | 0.4522 | 5.1843 | 2.3443 | 0.4522 | 5.1843 | 2.6015 | 0.50181 | 5.1843 | 2.286% | 0.030009 | 0.028415 | 3755.9309 | 126.2765 | 2195.8593 | 1433.795 | 3875.9946 | 0 | 0 | 3875.9946 | 8.495e-05%
2027 | 522 | 522-36 | Tier-2 | Tier-2---16 | 4--3 | 93 | 42 | 116.9577 | 22.53% | 76.17% | 1.295% | 1.1902 | 0 | 0 | 1.1902 | 0 | 1.0831 | 0.5586 | 1.9389 | 1.0831 | 0.5586 | 1.9389 | 1.2019 | 0.61989 | 1.9389 | 1.018% | 0.031092 | 0.029687 | 3761.7134 | 67.8389 | 2679.063 | 1014.8115 | 3899.5408 | 0 | 0 | 3899.5408 | 3.925e-05%
2027 | 522 | 522-38R | Tier-2 | Tier-2---6 | 4--5 | 606 | 354 | 5639.8414 | 96.44% | 3.339% | 0.2198% | 317.7319 | 0 | 0 | 317.7319 | 0 | 289.1317 | 4.7082 | 61.4103 | 289.1317 | 4.7082 | 61.4103 | 320.8546 | 5.2248 | 61.4103 | 5.634% | 0.088602 | 0.083426 | 63653.5146 | 7689.6838 | 2180.134 | 53783.6968 | 63794.0476 | 0 | 0 | 63794.0476 | 0.01048%
2027 | 523 | 523-31AE | Tier-2 | Tier-2---14 | 4--4 | 199 | 99 | 305.199 | 11.7% | 87.21% | 1.095% | 1.7759 | 0 | 0 | 1.7759 | 0 | 1.6161 | 1.3167 | 1.2273 | 1.6161 | 1.3167 | 1.2273 | 1.7934 | 1.4612 | 1.2273 | 0.5819% | 0.037419 | 0.035558 | 8156.1707 | 129.3833 | 6531.3069 | 1495.4806 | 8533.2286 | 0 | 0 | 8533.2286 | 5.856e-05%
2027 | 524 | 524-1782F | Tier-3 | Tier-3---10 | 4--5 | 231 | 173 | 5468.1345 | 99.78% | 0.1144% | 0.1099% | 408.5997 | 0 | 0 | 408.5997 | 0 | 371.8201 | 2.3009 | 161.5978 | 371.8201 | 2.3009 | 161.5978 | 412.6154 | 2.5533 | 161.5978 | 7.472% | 0.040404 | 0.037378 | 135337.1336 | 10621.643 | 457.8891 | 124257.6016 | 135361.7106 | 0 | 0 | 135361.7106 | 0.01347%
2027 | 524 | 524-27R | Tier-3 | Tier-3---4 | 4--5 | 489 | 289 | 11317.6942 | 99.77% | 0.1414% | 0.08951% | 667.3334 | 0 | 0 | 667.3334 | 0 | 607.2643 | 3.8437 | 157.9896 | 607.2643 | 3.8437 | 157.9896 | 673.8919 | 4.2654 | 157.9896 | 5.896% | 0.060207 | 0.056649 | 187979.0829 | 15020.271 | 843.0575 | 172115.7544 | 188006.3499 | 0 | 0 | 188006.3499 | 0.02201%
2027 | 524 | 524-46R | Tier-3 | Tier-3---4 | 5--5 | 283 | 223 | 13710.9533 | 98.99% | 0.9557% | 0.05722% | 1069.4603 | 0 | 0 | 1069.4603 | 0 | 973.1943 | 2.9659 | 328.128 | 973.1943 | 2.9659 | 328.128 | 1079.9709 | 3.2913 | 328.128 | 7.8% | 0.18916 | 0.17425 | 72484.9744 | 5399.6154 | 709.3603 | 66375.9987 | 72547.7776 | 0 | 0 | 72547.7776 | 0.03527%
2027 | 524 | 524-50R | Tier-3 | Tier-3---7 | 5--5 | 283 | 204 | 8801.877 | 98.2% | 1.718% | 0.0819% | 623.0646 | 0 | 0 | 623.0646 | 0 | 566.9803 | 2.7132 | 208.9712 | 566.9803 | 2.7132 | 208.9712 | 629.1881 | 3.0109 | 208.9712 | 7.079% | 0.18313 | 0.16993 | 48062.3901 | 2911.3323 | 788.4961 | 44362.5616 | 48129.575 | 0 | 0 | 48129.575 | 0.02055%
2027 | 524 | 524-69R | Tier-3 | Tier-3---1 | 5--5 | 842 | 634 | 40375.331 | 99.03% | 0.9107% | 0.05596% | 3010.7489 | 0 | 0 | 3010.7489 | 0 | 2739.7405 | 8.4322 | 324.9142 | 2739.7405 | 8.4322 | 324.9142 | 3040.3384 | 9.3574 | 324.9142 | 7.457% | 0.27264 | 0.25211 | 148092.4418 | 8147.506 | 1337.0199 | 138607.9158 | 148209.0145 | 0 | 0 | 148209.0145 | 0.09928%
2027 | 540 | 540-241R | Tier-2 | Tier-2---9 | 4--5 | 18 | 18 | 833.6308 | 67.75% | 32.17% | 0.07637% | 56.479 | 0 | 0 | 56.479 | 0 | 51.3951 | 0.2394 | 214.6831 | 51.3951 | 0.2394 | 214.6831 | 57.0341 | 0.26567 | 214.6831 | 6.775% | 0.047942 | 0.043147 | 17388.4645 | 723.4489 | 5409.9083 | 11255.1073 | 18011.5394 | 0 | 0 | 18011.5394 | 0.001862%
2027 | 591 | 591-1594R | Tier-2 | Tier-2---12 | 4--4 | 92 | 11 | 519.9571 | 96.32% | 3.27% | 0.4047% | 5.9884 | 0 | 0 | 5.9884 | 0 | 5.4494 | 0.1463 | 37.2479 | 5.4494 | 0.1463 | 37.2479 | 6.0473 | 0.16235 | 37.2479 | 1.152% | 0.047196 | 0.046632 | 11017.0212 | 932.3042 | 368.7122 | 9716.0047 | 11021.9208 | 0 | 0 | 11021.9208 | 0.0001975%
2027 | 594 | 594-1379F | Tier-2 | Tier-2---17 | 1--5 | 9 | 9 | 49.4293 | 99.41% | 0% | 0.5897% | 4.9138 | 0 | 0 | 4.9138 | 0 | 4.4715 | 0.1197 | 37.3557 | 4.4715 | 0.1197 | 37.3557 | 4.9621 | 0.13283 | 37.3557 | 9.941% | 0.0021822 | 0.001964 | 22651.1445 | 4294.234 | 125.4934 | 18231.417 | 22665.986 | 0 | 0 | 22665.986 | 0.000162%
2027 | 597 | 597-595 | Tier-2 | Tier-2---1 | 5--5 | 398 | 360 | 18774.394 | 95.55% | 4.388% | 0.06321% | 1622.6031 | 0 | 0 | 1622.6031 | 0 | 1476.5467 | 4.788 | 308.385 | 1476.5467 | 4.788 | 308.385 | 1638.55 | 5.3133 | 308.385 | 8.643% | 0.15307 | 0.13922 | 122655.7075 | 12289.1487 | 5017.0863 | 105349.4725 | 123198.6104 | 0 | 0 | 123198.6104 | 0.05351%
2027 | 599 | 599-19R | Tier-2 | Tier-2---1 | 5--5 | 753 | 631 | 25743.4561 | 99.4% | 0.5253% | 0.0786% | 2144.2272 | 0 | 0 | 2144.2272 | 0 | 1951.2176 | 8.3923 | 232.501 | 1951.2176 | 8.3923 | 232.501 | 2165.3006 | 9.3131 | 232.501 | 8.329% | 0.15161 | 0.13891 | 169796.7072 | 9028.2208 | 940.8004 | 159827.6859 | 169890.485 | 0 | 0 | 169890.485 | 0.07071%
2027 | 67 | 67-24R | Tier-3 | Tier-3---13 | 5--4 | 344 | 278 | 2610.8 | 93.6% | 6.065% | 0.3401% | 197.4758 | 0 | 0 | 197.4758 | 0 | 179.7003 | 3.6974 | 48.6018 | 179.7003 | 3.6974 | 48.6018 | 199.4166 | 4.1031 | 48.6018 | 7.564% | 0.2194 | 0.20167 | 11899.5856 | 668.9805 | 692.7946 | 10537.8105 | 11966.592 | 0 | 0 | 11966.592 | 0.006512%
2027 | 67 | 67-34R | Tier-3 | Tier-3---11 | 5--5 | 551 | 445 | 4180.1374 | 93.8% | 5.869% | 0.3284% | 316.6756 | 0 | 0 | 316.6756 | 0 | 288.1704 | 5.9185 | 48.6898 | 288.1704 | 5.9185 | 48.6898 | 319.7878 | 6.5679 | 48.6898 | 7.576% | 0.24743 | 0.22745 | 16893.949 | 1075.9433 | 993.2749 | 14824.7309 | 16985.9327 | 0 | 0 | 16985.9327 | 0.01044%
2027 | 67 | 67-37R | Tier-3 | Tier-3---17 | 5--3 | 190 | 159 | 622.3042 | 87.18% | 11.98% | 0.8373% | 45.4006 | 0 | 0 | 45.4006 | 0 | 41.314 | 2.1147 | 19.5366 | 41.314 | 2.1147 | 19.5366 | 45.8468 | 2.3467 | 19.5366 | 7.296% | 0.20095 | 0.18413 | 3096.8174 | 160.5865 | 360.9451 | 2575.2857 | 3133.0759 | 0 | 0 | 3133.0759 | 0.001497%
2027 | 67 | 67-45R | Tier-3 | Tier-3---15 | 5--4 | 233 | 198 | 1627.9508 | 92.79% | 6.809% | 0.4053% | 128.3604 | 0 | 0 | 128.3604 | 0 | 116.8062 | 2.6334 | 44.3557 | 116.8062 | 2.6334 | 44.3557 | 129.6219 | 2.9223 | 44.3557 | 7.885% | 0.20887 | 0.19112 | 7793.9219 | 491.8665 | 509.4559 | 6792.5995 | 7846.1418 | 0 | 0 | 7846.1418 | 0.004233%
2027 | 73 | 73-1130R | Tier-3 | Tier-3---9 | 5--5 | 310 | 229 | 6201.607 | 97.29% | 2.601% | 0.1104% | 445.698 | 0 | 0 | 445.698 | 0 | 405.5791 | 3.0457 | 133.1645 | 405.5791 | 3.0457 | 133.1645 | 450.0783 | 3.3799 | 133.1645 | 7.187% | 0.2182 | 0.20208 | 28421.9762 | 1612.5005 | 708.1752 | 26101.3005 | 28483.441 | 0 | 0 | 28483.441 | 0.0147%
2027 | 73 | 73-1163 | Tier-3 | Tier-3---4 | 5--5 | 326 | 242 | 15337.1849 | 98.56% | 1.393% | 0.04595% | 1122.1435 | 0 | 0 | 1122.1435 | 0 | 1021.1353 | 3.2186 | 317.2609 | 1021.1353 | 3.2186 | 317.2609 | 1133.1719 | 3.5717 | 317.2609 | 7.316% | 0.22506 | 0.20836 | 68145.9431 | 3858.2027 | 972.8217 | 63314.9187 | 68224.5761 | 0 | 0 | 68224.5761 | 0.037%
2027 | 73 | 73-1164 | Tier-3 | Tier-3---13 | 5--4 | 46 | 34 | 2448.8293 | 98.64% | 1.317% | 0.04316% | 178.5379 | 0 | 0 | 178.5379 | 0 | 162.4671 | 0.4522 | 359.2817 | 162.4671 | 0.4522 | 359.2817 | 180.2926 | 0.50181 | 359.2817 | 7.291% | 0.18614 | 0.17238 | 13155.649 | 640.7749 | 160.5982 | 12354.2759 | 13169.9339 | 0 | 0 | 13169.9339 | 0.005888%
2027 | 73 | 73-23R | Tier-3 | Tier-3---9 | 5--5 | 188 | 158 | 5733.7907 | 98.41% | 1.505% | 0.0877% | 474.2097 | 0 | 0 | 474.2097 | 0 | 431.5244 | 2.1014 | 205.351 | 431.5244 | 2.1014 | 205.351 | 478.8702 | 2.332 | 205.351 | 8.27% | 0.21349 | 0.19555 | 26857.2697 | 1634.3076 | 394.5626 | 24828.3995 | 26896.5064 | 0 | 0 | 26896.5064 | 0.01564%
2027 | 73 | 73-678R | Tier-3 | Tier-3---5 | 5--5 | 313 | 270 | 10591.3769 | 98.31% | 1.605% | 0.08417% | 898.1963 | 0 | 0 | 898.1963 | 0 | 817.3464 | 3.591 | 227.6098 | 817.3464 | 3.591 | 227.6098 | 907.0238 | 3.985 | 227.6098 | 8.48% | 0.23776 | 0.21725 | 44546.6543 | 2704.4094 | 706.232 | 41136.0129 | 44617.71 | 0 | 0 | 44617.71 | 0.02962%
2027 | 73 | 73-683R | Tier-3 | Tier-3---7 | 5--5 | 273 | 226 | 9288.0329 | 98.43% | 1.494% | 0.07761% | 756.8138 | 0 | 0 | 756.8138 | 0 | 688.6903 | 3.0058 | 229.1206 | 688.6903 | 3.0058 | 229.1206 | 764.2518 | 3.3356 | 229.1206 | 8.148% | 0.22716 | 0.20835 | 40887.9849 | 2244.0715 | 610.523 | 38033.3904 | 40945.9903 | 0 | 0 | 40945.9903 | 0.02496%
2027 | 75 | 75-2257F | Tier-3 | Tier-3---20 | 1--5 | 4 | 4 | 17.7969 | 99.34% | 0% | 0.6614% | 1.7679 | 0 | 0 | 1.7679 | 0 | 1.6088 | 0.0532 | 30.2403 | 1.6088 | 0.0532 | 30.2403 | 1.7853 | 0.059037 | 30.2403 | 9.934% | 0.0002804 | 0.00025236 | 63469.7957 | 3655.2315 | 381.3513 | 59433.2129 | 63516.4404 | 0 | 0 | 63516.4404 | 5.83e-05%
2027 | 75 | 75-2258F | Tier-3 | Tier-3---21 | 2--2 | 4 | 3 | 4.4231 | 0% | 100% | 0% | 0 | 0 | 0 | 0 | 0 | 0 | 0.0399 | 0 | 0 | 0.0399 | 0 | 0 | 0.044278 | 0 | 0% | 0.0051944 | 0.0048048 | 851.5125 | 1.4212 | 766.2233 | 83.868 | 920.554 | 0 | 0 | 920.554 | 0%
2027 | 75 | 75-2259F | Tier-3 | Tier-3---12 | 3--5 | 140 | 102 | 3135.4576 | 99.77% | 0.1421% | 0.08717% | 227.9168 | 0 | 0 | 227.9168 | 0 | 207.4012 | 1.3566 | 152.8832 | 207.4012 | 1.3566 | 152.8832 | 230.1568 | 1.5054 | 152.8832 | 7.269% | 0.020337 | 0.018856 | 154171.9995 | 13070.8578 | 336.227 | 140764.9147 | 154199.7709 | 0 | 0 | 154199.7709 | 0.007516%
2027 | 75 | 75-2260F | Tier-3 | Not Applicable | Not Applicable | 2 | 1 | 0 | 0% | 0% | 0% | 0 | 0 | 0 | 0 | 0 | 0 | 0.0133 | 0 | 0 | 0.0133 | 0 | 0 | 0.014759 | 0 | 0% | 0 | 0 | 0 | 0 | 0 | 0 | 0 | 0 | 0 | 0 | 0%
2027 | 75 | 75-32R | Tier-3 | Tier-3---13 | 3--5 | 84 | 65 | 1708.3855 | 99.57% | 0.3134% | 0.112% | 131.6342 | 0 | 0 | 131.6342 | 0 | 119.7853 | 0.8645 | 138.5603 | 119.7853 | 0.8645 | 138.5603 | 132.9279 | 0.95935 | 138.5603 | 7.705% | 0.014781 | 0.013637 | 115578.2654 | 8310.062 | 472.6259 | 106795.5774 | 115619.4965 | 0 | 0 | 115619.4965 | 0.004341%
2027 | 75 | 75-41 | Tier-3 | Tier-3---13 | 3--5 | 69 | 58 | 1937.5846 | 99.86% | 0.04507% | 0.0969% | 162.6382 | 0 | 0 | 162.6382 | 0 | 147.9986 | 0.7714 | 191.8572 | 147.9986 | 0.7714 | 191.8572 | 164.2366 | 0.85604 | 191.8572 | 8.394% | 0.0163 | 0.01493 | 118871.6769 | 11982.6524 | 277.8358 | 106611.1887 | 118887.1641 | 0 | 0 | 118887.1641 | 0.005363%
2027 | 75 | 75-996R | Tier-2 | Tier-2---7 | 4--5 | 319 | 241 | 2211.1377 | 99.23% | 0.4312% | 0.3416% | 165.7574 | 0 | 0 | 165.7574 | 0 | 150.8369 | 3.2053 | 47.0586 | 150.8369 | 3.2053 | 47.0586 | 167.3864 | 3.557 | 47.0586 | 7.496% | 0.043997 | 0.040673 | 50256.3267 | 5074.1581 | 595.0934 | 44587.0751 | 50288.0665 | 0 | 0 | 50288.0665 | 0.005466%
2027 | 770 | 770-259R | Tier-2 | Tier-2---17 | 2--3 | 24 | 21 | 42.5113 | 97.49% | 0.5175% | 1.991% | 3.6264 | 0 | 0 | 3.6264 | 0 | 3.3 | 0.2793 | 11.8153 | 3.3 | 0.2793 | 11.8153 | 3.6621 | 0.30994 | 11.8153 | 8.531% | 0.010605 | 0.0096772 | 4008.538 | 404.386 | 91.8554 | 3512.2966 | 4018.1784 | 0 | 0 | 4018.1784 | 0.0001196%
2027 | 78 | 78-26R | Tier-3 | Tier-3---5 | 5--5 | 186 | 143 | 14526.7268 | 98.56% | 1.412% | 0.03052% | 1100.7243 | 0 | 0 | 1100.7243 | 0 | 1001.6441 | 1.9019 | 526.6547 | 1001.6441 | 1.9019 | 526.6547 | 1111.5422 | 2.1106 | 526.6547 | 7.577% | 0.34567 | 0.3191 | 42024.2818 | 2090.1766 | 553.5184 | 39380.5868 | 42074.7848 | 0 | 0 | 42074.7848 | 0.0363%
2027 | 78 | 78-35R | Tier-3 | Tier-3---10 | 2--5 | 29 | 29 | 5696.3358 | 99.98% | 0% | 0.01771% | 569.5327 | 0 | 0 | 569.5327 | 0 | 518.267 | 0.3857 | 1343.7055 | 518.267 | 0.3857 | 1343.7055 | 575.13 | 0.42802 | 1343.7055 | 9.998% | 0.008188 | 0.0073692 | 695693.1861 | 34624.5113 | 144.4142 | 660924.2606 | 695706.8779 | 0 | 0 | 695706.8779 | 0.01878%
2027 | 78 | 78-782R | Tier-3 | Tier-3---7 | 5--5 | 33 | 32 | 7202.3158 | 99.51% | 0.4709% | 0.01666% | 695.0009 | 0 | 0 | 695.0009 | 0 | 632.4413 | 0.4256 | 1486 | 632.4413 | 0.4256 | 1486 | 701.8313 | 0.4723 | 1486 | 9.65% | 0.33808 | 0.30529 | 21303.7357 | 1160.2609 | 93.0569 | 20050.418 | 21314.8905 | 0 | 0 | 21314.8905 | 0.02292%
2027 | 788 | 788-34R | Tier-2 | Tier-2---6 | 5--5 | 521 | 143 | 9132.2366 | 94.33% | 5.547% | 0.1209% | 236.4489 | 0 | 0 | 236.4489 | 0 | 215.1653 | 1.9019 | 113.1318 | 215.1653 | 1.9019 | 113.1318 | 238.7727 | 2.1106 | 113.1318 | 2.589% | 0.12404 | 0.12064 | 73621.1831 | 9933.4586 | 4009.9599 | 59677.7646 | 73738.9357 | 0 | 0 | 73738.9357 | 0.007797%
2027 | 79 | 79-1215F | Tier-3 | Tier-3---18 | 5--3 | 9 | 5 | 324.1263 | 99.58% | 0.3619% | 0.05404% | 17.9321 | 0 | 0 | 17.9321 | 0 | 16.318 | 0.0665 | 245.3833 | 16.318 | 0.0665 | 245.3833 | 18.1084 | 0.073796 | 245.3833 | 5.532% | 0.1831 | 0.17293 | 1770.1913 | 88.5948 | 9.6251 | 1671.9714 | 1770.6244 | 0 | 0 | 1770.6244 | 0.0005913%
2027 | 791 | 791-419F | Tier-2 | Tier-2---5 | 5--5 | 141 | 48 | 3349.7594 | 92.58% | 7.304% | 0.116% | 105.5733 | 0 | 0 | 105.5733 | 0 | 96.0703 | 0.6384 | 150.4861 | 96.0703 | 0.6384 | 150.4861 | 106.6109 | 0.70844 | 150.4861 | 3.152% | 0.11325 | 0.1094 | 29577.718 | 1970.6299 | 1994.5012 | 25612.587 | 29655.0602 | 0 | 0 | 29655.0602 | 0.003481%
2027 | 79 | 79-658R | Tier-3 | Tier-3---5 | 5--5 | 198 | 185 | 12321.0759 | 99.26% | 0.6823% | 0.05367% | 1142.7385 | 0 | 0 | 1142.7385 | 0 | 1039.8765 | 2.4605 | 422.6283 | 1039.8765 | 2.4605 | 422.6283 | 1153.9693 | 2.7305 | 422.6283 | 9.275% | 0.46655 | 0.42296 | 26408.7945 | 1544.5762 | 192.1403 | 24672.078 | 26428.8274 | 0 | 0 | 26428.8274 | 0.03768%
2027 | 79 | 79-660R | Tier-3 | Tier-3---14 | 5--3 | 179 | 159 | 2087.0386 | 97.47% | 2.263% | 0.2704% | 180.6886 | 0 | 0 | 180.6886 | 0 | 164.4242 | 2.1147 | 77.753 | 164.4242 | 2.1147 | 77.753 | 182.4644 | 2.3467 | 77.753 | 8.658% | 0.45747 | 0.41684 | 4562.1181 | 197.7916 | 116.9677 | 4247.3588 | 4573.3849 | 0 | 0 | 4573.3849 | 0.005958%
2027 | 79 | 79-668R | Tier-3 | Tier-3---15 | 5--3 | 309 | 206 | 1606.9068 | 70.93% | 28.63% | 0.4437% | 75.9811 | 0 | 0 | 75.9811 | 0 | 69.1418 | 2.7398 | 25.2361 | 69.1418 | 2.7398 | 25.2361 | 76.7278 | 3.0404 | 25.2361 | 4.728% | 0.43999 | 0.41066 | 3652.1539 | 150.5315 | 949.6335 | 2551.989 | 3727.9984 | 0 | 0 | 3727.9984 | 0.002506%
2027 | 79 | 79-676R | Tier-3 | Tier-3---5 | 5--5 | 138 | 80 | 9714.1464 | 98.29% | 1.686% | 0.02874% | 553.4853 | 0 | 0 | 553.4853 | 0 | 503.6641 | 1.064 | 473.3687 | 503.6641 | 1.064 | 473.3687 | 558.925 | 1.1807 | 473.3687 | 5.698% | 0.38409 | 0.36182 | 25291.2629 | 1478.5998 | 416.7742 | 23395.8888 | 25317.9432 | 0 | 0 | 25317.9432 | 0.01825%
2027 | 79 | 79-679R | Tier-3 | Tier-3---3 | 5--5 | 192 | 130 | 18448.5828 | 98.9% | 1.079% | 0.02427% | 1235.3475 | 0 | 0 | 1235.3475 | 0 | 1124.1494 | 1.729 | 650.1734 | 1124.1494 | 1.729 | 650.1734 | 1247.4884 | 1.9187 | 650.1734 | 6.696% | 0.3939 | 0.36723 | 46835.416 | 2583.7373 | 473.6256 | 43778.0531 | 46872.9273 | 0 | 0 | 46872.9273 | 0.04074%
2027 | 79 | 79-685R | Tier-3 | Tier-3---14 | 5--4 | 74 | 65 | 2564.7524 | 99.37% | 0.5359% | 0.0899% | 223.8726 | 0 | 0 | 223.8726 | 0 | 203.721 | 0.8645 | 235.6519 | 203.721 | 0.8645 | 235.6519 | 226.0728 | 0.95935 | 235.6519 | 8.729% | 0.43155 | 0.39364 | 5943.1342 | 289.2774 | 32.5223 | 5621.3345 | 5946.7155 | 0 | 0 | 5946.7155 | 0.007382%
2027 | 79 | 79-714R | Tier-3 | Tier-3---9 | 5--4 | 180 | 106 | 5536.6205 | 96.31% | 3.618% | 0.06787% | 314.028 | 0 | 0 | 314.028 | 0 | 285.7612 | 1.4098 | 202.6964 | 285.7612 | 1.4098 | 202.6964 | 317.1142 | 1.5645 | 202.6964 | 5.672% | 0.37772 | 0.35547 | 14658.165 | 795.0255 | 492.7291 | 13370.4104 | 14691.972 | 0 | 0 | 14691.972 | 0.01036%
2027 | 79 | 79-785 | Tier-3 | Tier-3---3 | 5--5 | 427 | 238 | 18780.9285 | 97.14% | 2.812% | 0.0448% | 1016.9059 | 0 | 0 | 1016.9059 | 0 | 925.3705 | 3.1654 | 292.3393 | 925.3705 | 3.1654 | 292.3393 | 1026.9 | 3.5127 | 292.3393 | 5.415% | 0.38023 | 0.35904 | 49393.626 | 3270.0768 | 1298.0167 | 44825.5325 | 49476.9043 | 0 | 0 | 49476.9043 | 0.03353%
2027 | 79 | 79-799R | Tier-3 | Tier-3---14 | 5--3 | 116 | 110 | 3034.8235 | 97.12% | 2.752% | 0.1275% | 279.4979 | 0 | 0 | 279.4979 | 0 | 254.3393 | 1.463 | 173.8479 | 254.3393 | 1.463 | 173.8479 | 282.2448 | 1.6235 | 173.8479 | 9.21% | 0.77068 | 0.6976 | 3937.8445 | 167.5066 | 101.5953 | 3668.7425 | 3949.7239 | 0 | 0 | 3949.7239 | 0.009217%
2027 | 79 | 79-808R | Tier-3 | Tier-3---3 | 5--5 | 218 | 192 | 19978.3255 | 99.23% | 0.7353% | 0.0338% | 1746.0262 | 0 | 0 | 1746.0262 | 0 | 1588.8601 | 2.5536 | 622.2043 | 1588.8601 | 2.5536 | 622.2043 | 1763.1861 | 2.8338 | 622.2043 | 8.74% | 0.44563 | 0.40638 | 44831.6641 | 2303.1269 | 312.6633 | 42215.8739 | 44864.9647 | 0 | 0 | 44864.9647 | 0.05758%
2027 | 799 | 799-504R | Tier-2 | Tier-2---15 | 1--5 | 38 | 11 | 127.4062 | 99.28% | 0% | 0.716% | 3.6617 | 0 | 0 | 3.6617 | 0 | 3.3321 | 0.1463 | 22.7756 | 3.3321 | 0.1463 | 22.7756 | 3.6977 | 0.16235 | 22.7756 | 2.874% | 0.0046964 | 0.0045605 | 27128.474 | 4849.4252 | 1319.6494 | 20959.3994 | 27134.2647 | 0 | 0 | 27134.2647 | 0.0001207%
2027 | 835 | 835-10F | Tier-2 | Tier-2---19 | 1--4 | 13 | 6 | 12.4137 | 98.83% | 0% | 1.166% | 0.56626 | 0 | 0 | 0.56626 | 0 | 0.51529 | 0.0798 | 6.4573 | 0.51529 | 0.0798 | 6.4573 | 0.57183 | 0.088555 | 6.4573 | 4.562% | 0.0010446 | 0.00099639 | 11883.6637 | 927.2087 | 137.533 | 10818.9221 | 11890.3663 | 0 | 0 | 11890.3663 | 1.867e-05%
2027 | 835 | 835-11F | Tier-2 | Tier-2---15 | 1--5 | 17 | 17 | 139.955 | 99.63% | 0% | 0.3714% | 13.9435 | 0 | 0 | 13.9435 | 0 | 12.6884 | 0.2261 | 56.1186 | 12.6884 | 0.2261 | 56.1186 | 14.0806 | 0.25091 | 56.1186 | 9.963% | 0.0041866 | 0.0037679 | 33429.2729 | 4516.6864 | 116.5511 | 28796.0353 | 33443.0691 | 0 | 0 | 33443.0691 | 0.0004598%
2027 | 835 | 835-35F | Tier-2 | Tier-2---19 | 1--5 | 3 | 3 | 6.7153 | 99.02% | 0% | 0.9775% | 0.66497 | 0 | 0 | 0.66497 | 0 | 0.60511 | 0.0399 | 15.1657 | 0.60511 | 0.0399 | 15.1657 | 0.6715 | 0.044278 | 15.1657 | 9.902% | 0.0003154 | 0.00028386 | 21291.4086 | 1586.1343 | 191.0336 | 19514.2408 | 21314.5344 | 0 | 0 | 21314.5344 | 2.193e-05%
2027 | 840 | 840-308F | Tier-2 | Tier-2---13 | 4--4 | 16 | 16 | 330.3488 | 99.39% | 0.4551% | 0.1546% | 32.8335 | 0 | 0 | 32.8335 | 0 | 29.878 | 0.2128 | 140.4043 | 29.878 | 0.2128 | 140.4043 | 33.1562 | 0.23615 | 140.4043 | 9.939% | 0.063249 | 0.056924 | 5222.9719 | 562.2788 | 28.1473 | 4632.5459 | 5226.5099 | 0 | 0 | 5226.5099 | 0.001083%
2027 | 840 | 840-374 | Tier-2 | Tier-2---13 | 4--3 | 40 | 36 | 232.5563 | 96.66% | 2.796% | 0.5416% | 20.2316 | 0 | 0 | 20.2316 | 0 | 18.4105 | 0.4788 | 38.4513 | 18.4105 | 0.4788 | 38.4513 | 20.4304 | 0.53133 | 38.4513 | 8.7% | 0.064007 | 0.058246 | 3633.3054 | 196.9902 | 98.0177 | 3338.2976 | 3645.2974 | 0 | 0 | 3645.2974 | 0.0006672%
2027 | 855 | 855-46AE | Tier-2 | Tier-2---15 | 1--5 | 7 | 7 | 188.5529 | 99.88% | 0% | 0.1171% | 18.8332 | 0 | 0 | 18.8332 | 0 | 17.138 | 0.0931 | 184.0813 | 17.138 | 0.0931 | 184.0813 | 19.0183 | 0.10331 | 184.0813 | 9.988% | 0.0010888 | 0.00097992 | 173174.9569 | 30409.3175 | 190.5248 | 142575.1146 | 173197.4932 | 0 | 0 | 173197.4932 | 0.000621%
2027 | 859 | 859-42R | Tier-2 | Tier-2---3 | 4--5 | 557 | 159 | 8606.9717 | 99.86% | 0% | 0.1411% | 245.346 | 0 | 0 | 245.346 | 0 | 223.2615 | 2.1147 | 105.576 | 223.2615 | 2.1147 | 105.576 | 247.7573 | 2.3467 | 105.576 | 2.851% | 0.067132 | 0.065215 | 128210.0534 | 7463.1152 | 271.9776 | 120474.9607 | 128215.3699 | 0 | 0 | 128215.3699 | 0.008091%
2027 | 907 | 907-1475 | Tier-3 | Tier-3---21 | 3--1 | 4 | 4 | 4.2814 | 0% | 100% | 0% | 0 | 0 | 0 | 0 | 0 | 0 | 0.0532 | 0 | 0 | 0.0532 | 0 | 0 | 0.059037 | 0 | 0% | 0.017589 | 0.01583 | 243.4138 | 0.27581 | 199.7806 | 43.3575 | 270.4598 | 0 | 0 | 270.4598 | 0%
2027 | 907 | 907-1562AE | Tier-3 | Tier-3---6 | 4--5 | 162 | 123 | 8439.7692 | 97.62% | 2.35% | 0.03436% | 625.5206 | 0 | 0 | 625.5206 | 0 | 569.2152 | 1.6359 | 347.9525 | 569.2152 | 1.6359 | 347.9525 | 631.6682 | 1.8154 | 347.9525 | 7.412% | 0.054867 | 0.050701 | 153823.4413 | 9936.3787 | 3323.7899 | 140563.2726 | 154124.7524 | 0 | 0 | 154124.7524 | 0.02063%
2027 | 907 | 907-1602 | Tier-3 | Tier-3---17 | 3--4 | 5 | 5 | 257.2419 | 98.67% | 1.294% | 0.04048% | 25.3809 | 0 | 0 | 25.3809 | 0 | 23.0963 | 0.0665 | 347.3126 | 23.0963 | 0.0665 | 347.3126 | 25.6303 | 0.073796 | 347.3126 | 9.867% | 0.018131 | 0.016318 | 14188.117 | 688.9653 | 150.8545 | 13348.2972 | 14209.1546 | 0 | 0 | 14209.1546 | 0.000837%
2027 | 907 | 907-1604 | Tier-3 | Tier-3---19 | 3--2 | 4 | 4 | 17.8439 | 83.33% | 16.48% | 0.1969% | 1.4869 | 0 | 0 | 1.4869 | 0 | 1.353 | 0.0532 | 25.4331 | 1.353 | 0.0532 | 25.4331 | 1.5015 | 0.059037 | 25.4331 | 8.333% | 0.017739 | 0.015965 | 1005.9134 | 44.2681 | 139.8546 | 821.7907 | 1024.5483 | 0 | 0 | 1024.5483 | 4.903e-05%
2027 | 907 | 907-1702R | Tier-3 | Tier-3---6 | 4--5 | 148 | 117 | 9100.5583 | 99.73% | 0.2344% | 0.03926% | 717.4672 | 0 | 0 | 717.4672 | 0 | 652.8854 | 1.5561 | 419.5654 | 652.8854 | 1.5561 | 419.5654 | 724.5185 | 1.7268 | 419.5654 | 7.884% | 0.061079 | 0.05625 | 148997.4926 | 9820.8836 | 378.9812 | 138797.6278 | 149032.4932 | 0 | 0 | 149032.4932 | 0.02366%
2027 | 907 | 907-1716R | Tier-3 | Tier-3---2 | 4--5 | 388 | 278 | 27066.4552 | 99.19% | 0.7771% | 0.02941% | 1923.6578 | 0 | 0 | 1923.6578 | 0 | 1750.5024 | 3.6974 | 473.4417 | 1750.5024 | 3.6974 | 473.4417 | 1942.5634 | 4.1031 | 473.4417 | 7.107% | 0.088049 | 0.081741 | 307401.4892 | 26739.124 | 2399.2259 | 278263.1391 | 307592.8238 | 0 | 0 | 307592.8238 | 0.06344%
2027 | 907 | 907-2820R | Tier-3 | Tier-3---10 | 4--5 | 33 | 29 | 6348.4755 | 99.98% | 0.008026% | 0.01607% | 557.7619 | 0 | 0 | 557.7619 | 0 | 507.5557 | 0.3857 | 1315.9345 | 507.5557 | 0.3857 | 1315.9345 | 563.2435 | 0.42802 | 1315.9345 | 8.786% | 0.082479 | 0.075231 | 76970.9977 | 6095.6287 | 17.0995 | 70858.2695 | 76972.7848 | 0 | 0 | 76972.7848 | 0.01839%
2027 | 908 | 908-1172R | Tier-2 | Tier-2---2 | 5--5 | 303 | 240 | 15766.5188 | 98.33% | 1.627% | 0.04735% | 1227.927 | 0 | 0 | 1227.927 | 0 | 1117.3968 | 3.192 | 350.0618 | 1117.3968 | 3.192 | 350.0618 | 1239.995 | 3.5422 | 350.0618 | 7.788% | 0.20692 | 0.19053 | 76195.3215 | 5331.2754 | 1185.4095 | 69678.6366 | 76305.0467 | 0 | 0 | 76305.0467 | 0.04049%
2027 | 908 | 908-1236 | Tier-2 | Tier-2---2 | 5--5 | 166 | 130 | 11763.9311 | 98.8% | 1.165% | 0.03327% | 910.2348 | 0 | 0 | 910.2348 | 0 | 828.3013 | 1.729 | 479.064 | 828.3013 | 1.729 | 479.064 | 919.1805 | 1.9187 | 479.064 | 7.738% | 0.1877 | 0.173 | 62673.98 | 5005.8683 | 685.7702 | 56982.3415 | 62737.7768 | 0 | 0 | 62737.7768 | 0.03002%
2027 | 908 | 908-1368R | Tier-2 | Tier-2---5 | 5--5 | 471 | 386 | 5570.7929 | 96.25% | 3.531% | 0.2207% | 439.4181 | 0 | 0 | 439.4181 | 0 | 399.8645 | 5.1338 | 77.8886 | 399.8645 | 5.1338 | 77.8886 | 443.7366 | 5.6971 | 77.8886 | 7.888% | 0.23644 | 0.21707 | 23560.7485 | 1440.3319 | 798.3866 | 21322.03 | 23639.6494 | 0 | 0 | 23639.6494 | 0.01449%
2027 | 908 | 908-1370R | Tier-2 | Tier-2---8 | 5--4 | 150 | 131 | 1466.2762 | 91.81% | 7.905% | 0.289% | 117.5619 | 0 | 0 | 117.5619 | 0 | 106.9798 | 1.7423 | 61.4015 | 106.9798 | 1.7423 | 61.4015 | 118.7173 | 1.9335 | 61.4015 | 8.018% | 0.1878 | 0.1714 | 7807.4644 | 518.9417 | 584.8681 | 6703.6546 | 7868.6819 | 0 | 0 | 7868.6819 | 0.003877%
2027 | 908 | 908-1372R | Tier-2 | Tier-2---2 | 5--5 | 123 | 89 | 7960.2903 | 98.35% | 1.621% | 0.03193% | 566.4697 | 0 | 0 | 566.4697 | 0 | 515.4797 | 1.1837 | 435.4819 | 515.4797 | 1.1837 | 435.4819 | 572.0369 | 1.3136 | 435.4819 | 7.116% | 0.17701 | 0.1642 | 44971.6131 | 3766.5332 | 683.7932 | 40521.2867 | 45029.5843 | 0 | 0 | 45029.5843 | 0.01868%
2027 | 908 | 908-2038R | Tier-2 | Tier-2---1 | 5--5 | 547 | 423 | 41258.5742 | 98.89% | 1.078% | 0.03081% | 3155.1751 | 0 | 0 | 3155.1751 | 0 | 2871.1663 | 5.6259 | 510.3481 | 2871.1663 | 5.6259 | 510.3481 | 3186.184 | 6.2432 | 510.3481 | 7.647% | 0.23053 | 0.21271 | 178970.5163 | 13265.9985 | 1829.4076 | 163875.1102 | 179136.8845 | 0 | 0 | 179136.8845 | 0.104%
2027 | 908 | 908-2040 | Tier-2 | Tier-2---5 | 5--5 | 162 | 124 | 3646.8048 | 91.91% | 7.986% | 0.1044% | 256.5556 | 0 | 0 | 256.5556 | 0 | 233.4621 | 1.6492 | 141.5609 | 233.4621 | 1.6492 | 141.5609 | 259.077 | 1.8301 | 141.5609 | 7.035% | 0.17929 | 0.16557 | 20339.8492 | 1700.729 | 1512.7829 | 17126.3373 | 20476.2423 | 0 | 0 | 20476.2423 | 0.00846%
2027 | 908 | 908-2055F | Tier-3 | Tier-3---2 | 5--5 | 363 | 282 | 22564.0783 | 99.08% | 0.8792% | 0.03652% | 1736.8596 | 0 | 0 | 1736.8596 | 0 | 1580.5186 | 3.7506 | 421.4044 | 1580.5186 | 3.7506 | 421.4044 | 1753.9294 | 4.1621 | 421.4044 | 7.697% | 0.20355 | 0.18773 | 110854.0623 | 7735.6273 | 1009.8579 | 102108.5771 | 110939.5672 | 0 | 0 | 110939.5672 | 0.05728%
2027 | 908 | 908-2062F | Tier-2 | Tier-2---16 | 5--2 | 7 | 5 | 153.3115 | 98.58% | 1.358% | 0.06577% | 10.7949 | 0 | 0 | 10.7949 | 0 | 9.8233 | 0.0665 | 147.7182 | 9.8233 | 0.0665 | 147.7182 | 10.901 | 0.073796 | 147.7182 | 7.041% | 0.16054 | 0.14908 | 954.9499 | 48.869 | 14.7016 | 891.3793 | 955.9955 | 0 | 0 | 955.9955 | 0.000356%
2027 | 908 | 908-30 | Tier-2 | Tier-2---10 | 5--4 | 52 | 40 | 847.524 | 96.52% | 3.329% | 0.1488% | 62.9267 | 0 | 0 | 62.9267 | 0 | 57.2624 | 0.532 | 107.6362 | 57.2624 | 0.532 | 107.6362 | 63.5451 | 0.59037 | 107.6362 | 7.425% | 0.16572 | 0.15298 | 5114.069 | 284.5346 | 169.3742 | 4660.1602 | 5128.8913 | 0 | 0 | 5128.8913 | 0.002075%
2027 | 909 | 909-451 | Tier-3 | Tier-3---1 | 5--5 | 506 | 419 | 55252.3747 | 99.27% | 0.7029% | 0.02396% | 4541.9905 | 0 | 0 | 4541.9905 | 0 | 4133.1495 | 5.5727 | 741.6784 | 4133.1495 | 5.5727 | 741.6784 | 4586.629 | 6.1841 | 741.6784 | 8.22% | 0.31112 | 0.28536 | 177590.703 | 9870.6468 | 1163.318 | 166556.7382 | 177707.2422 | 0 | 0 | 177707.2422 | 0.1498%
2027 | 909 | 909-453R | Tier-2 | Tier-2---3 | 2--5 | 62 | 24 | 5703.0403 | 99.97% | 0% | 0.03309% | 220.6898 | 0 | 0 | 220.6898 | 0 | 200.8247 | 0.3192 | 629.1504 | 200.8247 | 0.3192 | 629.1504 | 222.8587 | 0.35422 | 629.1504 | 3.87% | 0.0097928 | 0.0094137 | 582370.7512 | 29002.1932 | 955.718 | 552412.8399 | 582378.5109 | 0 | 0 | 582378.5109 | 0.007278%
2027 | 909 | 909-805R | Tier-2 | Tier-2---1 | 5--5 | 309 | 271 | 32313.161 | 99.26% | 0.708% | 0.02831% | 2813.0723 | 0 | 0 | 2813.0723 | 0 | 2559.8575 | 3.6043 | 710.2235 | 2559.8575 | 3.6043 | 710.2235 | 2840.7191 | 3.9998 | 710.2235 | 8.706% | 0.28921 | 0.26385 | 111728.904 | 9787.6674 | 729.9669 | 101211.2697 | 111807.9846 | 0 | 0 | 111807.9846 | 0.09276%
2027 | 909 | 909-812 | Tier-2 | Tier-2---17 | 1--5 | 3 | 3 | 62.9838 | 99.88% | 0% | 0.1185% | 6.2909 | 0 | 0 | 6.2909 | 0 | 5.7247 | 0.0399 | 143.4751 | 5.7247 | 0.0399 | 143.4751 | 6.3527 | 0.044278 | 143.4751 | 9.988% | 0.0001786 | 0.00016074 | 352652.9395 | 17483.1364 | 875.05 | 334294.7531 | 352699.3535 | 0 | 0 | 352699.3535 | 0.0002075%
2027 | 91 | 91-7F | Tier-2 | Tier-2---9 | 4--5 | 194 | 106 | 1295.9906 | 95.98% | 3.603% | 0.4176% | 67.9648 | 0 | 0 | 67.9648 | 0 | 61.847 | 1.4098 | 43.8694 | 61.847 | 1.4098 | 43.8694 | 68.6327 | 1.5645 | 43.8694 | 5.244% | 0.034038 | 0.032178 | 38075.0405 | 3866.8561 | 1530.8214 | 32677.363 | 38163.5191 | 0 | 0 | 38163.5191 | 0.002241%
2027 | 920 | 920-1342R | Tier-3 | Tier-3---12 | 4--5 | 131 | 111 | 3406.6458 | 99.34% | 0.5402% | 0.1203% | 286.7483 | 0 | 0 | 286.7483 | 0 | 260.9371 | 1.4763 | 176.7508 | 260.9371 | 1.4763 | 176.7508 | 289.5665 | 1.6383 | 176.7508 | 8.417% | 0.068604 | 0.062791 | 49656.3753 | 4642.3023 | 300.3512 | 44713.7218 | 49686.7361 | 0 | 0 | 49686.7361 | 0.009456%
2027 | 920 | 920-735AE | Tier-2 | Tier-2---7 | 4--5 | 295 | 35 | 1554.328 | 69.02% | 30.62% | 0.3611% | 12.7284 | 0 | 0 | 12.7284 | 0 | 11.5826 | 0.4655 | 24.8822 | 11.5826 | 0.4655 | 24.8822 | 12.8535 | 0.51657 | 24.8822 | 0.8189% | 0.068691 | 0.067876 | 22627.8919 | 1626.4148 | 6446.6356 | 14554.8415 | 22712.0575 | 0 | 0 | 22712.0575 | 0.0004197%
2027 | 921 | 921-800F | Tier-2 | Tier-2---7 | 4--5 | 252 | 24 | 1991.7107 | 76.61% | 23.16% | 0.2301% | 14.5312 | 0 | 0 | 14.5312 | 0 | 13.2232 | 0.3192 | 41.426 | 13.2232 | 0.3192 | 41.426 | 14.674 | 0.35422 | 41.426 | 0.7296% | 0.065336 | 0.064714 | 30484.0304 | 2594.6331 | 6453.3763 | 21436.021 | 30552.6012 | 0 | 0 | 30552.6012 | 0.0004792%
2027 | 928 | 928-19 | Tier-2 | Tier-2---11 | 4--4 | 36 | 33 | 434.8834 | 99.47% | 0.2691% | 0.2608% | 39.6531 | 0 | 0 | 39.6531 | 0 | 36.0838 | 0.4389 | 82.2141 | 36.0838 | 0.4389 | 82.2141 | 40.0428 | 0.48705 | 82.2141 | 9.118% | 0.051756 | 0.047012 | 8402.5377 | 840.1371 | 38.3723 | 7524.0283 | 8407.0309 | 0 | 0 | 8407.0309 | 0.001308%
2027 | 968 | 968-476F | Tier-2 | Tier-2---17 | 3--3 | 44 | 33 | 62.492 | 96.91% | 0.773% | 2.32% | 4.542 | 0 | 0 | 4.542 | 0 | 4.1331 | 0.4389 | 9.417 | 4.1331 | 0.4389 | 9.417 | 4.5866 | 0.48705 | 9.417 | 7.268% | 0.015315 | 0.014167 | 4080.3921 | 657.1077 | 115.1614 | 3308.123 | 4090.624 | 0 | 0 | 4090.624 | 0.0001498%
2027 | 970 | 970-1341R | Tier-3 | Tier-3---4 | 5--5 | 92 | 64 | 12961.6134 | 99.66% | 0.3199% | 0.02218% | 898.5928 | 0 | 0 | 898.5928 | 0 | 817.7072 | 0.8512 | 960.6527 | 817.7072 | 0.8512 | 960.6527 | 907.4242 | 0.94459 | 960.6527 | 6.933% | 0.12497 | 0.11627 | 103720.1236 | 10455.2915 | 563.8236 | 92701.0085 | 103746.6526 | 0 | 0 | 103746.6526 | 0.02963%
2027 | 971 | 971-1973R | Tier-3 | Tier-3---4 | 5--5 | 344 | 260 | 15148.7962 | 99.05% | 0.8967% | 0.0506% | 1134.1213 | 0 | 0 | 1134.1213 | 0 | 1032.0349 | 3.458 | 298.4486 | 1032.0349 | 3.458 | 298.4486 | 1145.2674 | 3.8374 | 298.4486 | 7.487% | 0.14704 | 0.13593 | 103024.8612 | 7594.4752 | 905.6636 | 94524.7224 | 103104.653 | 0 | 0 | 103104.653 | 0.0374%
2027 | 971 | 971-2050R | Tier-3 | Tier-3---2 | 5--5 | 597 | 478 | 28484.5838 | 98.91% | 1.035% | 0.05308% | 2255.871 | 0 | 0 | 2255.871 | 0 | 2052.8119 | 6.3574 | 322.9013 | 2052.8119 | 6.3574 | 322.9013 | 2278.0416 | 7.0549 | 322.9013 | 7.92% | 0.18464 | 0.16986 | 154268.7539 | 10830.6461 | 1582.0513 | 141856.0564 | 154414.7824 | 0 | 0 | 154414.7824 | 0.07439%
2027 | 971 | 971-29R | Tier-3 | Tier-3---6 | 5--5 | 106 | 88 | 8015.4065 | 99.46% | 0.5042% | 0.0309% | 661.8693 | 0 | 0 | 661.8693 | 0 | 602.292 | 1.1704 | 514.6038 | 602.292 | 1.1704 | 514.6038 | 668.3741 | 1.2988 | 514.6038 | 8.257% | 0.12171 | 0.11161 | 65856.8143 | 3610.5313 | 317.5488 | 61928.7341 | 65888.7186 | 0 | 0 | 65888.7186 | 0.02183%
2027 | 971 | 971-371R | Tier-3 | Tier-3---12 | 5--5 | 58 | 50 | 4351.5062 | 99.52% | 0.4473% | 0.03668% | 373.3143 | 0 | 0 | 373.3143 | 0 | 339.7109 | 0.665 | 510.8438 | 339.7109 | 0.665 | 510.8438 | 376.9832 | 0.73796 | 510.8438 | 8.579% | 0.11668 | 0.10662 | 37295.5773 | 2011.9233 | 160.8045 | 35122.8495 | 37312.6057 | 0 | 0 | 37312.6057 | 0.01231%
2027 | 971 | 971-381R | Tier-2 | Tier-2---15 | 1--5 | 3 | 3 | 191.8954 | 99.94% | 0% | 0.06293% | 19.1775 | 0 | 0 | 19.1775 | 0 | 17.4512 | 0.0399 | 437.3744 | 17.4512 | 0.0399 | 437.3744 | 19.3659 | 0.044278 | 437.3744 | 9.994% | 0.0003802 | 0.00034218 | 504722.2701 | 25462.7501 | 288.52 | 478971 | 504757.5602 | 0 | 0 | 504757.5602 | 0.0006324%
2027 | 971 | 971-383R | Tier-3 | Tier-3---4 | 5--5 | 281 | 212 | 14770.5962 | 98.43% | 1.528% | 0.03956% | 1096.8917 | 0 | 0 | 1096.8917 | 0 | 998.1565 | 2.8196 | 354.0066 | 998.1565 | 2.8196 | 354.0066 | 1107.6719 | 3.129 | 354.0066 | 7.426% | 0.13837 | 0.12793 | 106747.8715 | 6177.23 | 1600.3912 | 98970.2503 | 106884.4587 | 0 | 0 | 106884.4587 | 0.03617%
2027 | 971 | 971-388R | Tier-3 | Tier-3---4 | 5--5 | 406 | 346 | 11267.961 | 98.98% | 0.9235% | 0.09902% | 950.4557 | 0 | 0 | 950.4557 | 0 | 864.9017 | 4.6018 | 187.9486 | 864.9017 | 4.6018 | 187.9486 | 959.7967 | 5.1067 | 187.9486 | 8.435% | 0.17642 | 0.16139 | 63870.0886 | 3872.2432 | 602.7653 | 59395.0801 | 63930.9297 | 0 | 0 | 63930.9297 | 0.03134%
2027 | 972 | 972-1582R | Tier-3 | Tier-3---6 | 5--5 | 213 | 190 | 8019.1792 | 98.53% | 1.384% | 0.08092% | 704.8442 | 0 | 0 | 704.8442 | 0 | 641.3986 | 2.527 | 253.8183 | 641.3986 | 2.527 | 253.8183 | 711.7714 | 2.8043 | 253.8183 | 8.789% | 0.15062 | 0.13719 | 53239.6467 | 3086.8109 | 714.7235 | 49438.1123 | 53316.0502 | 0 | 0 | 53316.0502 | 0.02324%
2027 | 972 | 972-1590F | Tier-3 | Tier-3---2 | 5--5 | 697 | 474 | 23409.1539 | 98.39% | 1.548% | 0.05965% | 1566.3686 | 0 | 0 | 1566.3686 | 0 | 1425.374 | 6.3042 | 226.0992 | 1425.374 | 6.3042 | 226.0992 | 1581.7627 | 6.9959 | 226.0992 | 6.691% | 0.17603 | 0.16406 | 132982.6796 | 10745.803 | 2028.2393 | 120208.6373 | 133138.648 | 0 | 0 | 133138.648 | 0.05165%
2027 | 972 | 972-1641 | Tier-2 | Tier-2---13 | 5--3 | 3 | 3 | 295.0839 | 0% | 100% | 0% | 0 | 0 | 0 | 0 | 0 | 0 | 0.0399 | 0 | 0 | 0.0399 | 0 | 0 | 0.044278 | 0 | 0% | 0.10934 | 0.098403 | 2698.8424 | 3.4 | 2456.6522 | 238.7901 | 2998.7138 | 0 | 0 | 2998.7138 | 0%
2027 | 972 | 972-1642 | Tier-2 | Tier-2---16 | 5--2 | 9 | 9 | 185.3011 | 0% | 99.96% | 0.04171% | 0 | 0 | 0 | 0 | 0 | 0 | 0.1197 | 0 | 0 | 0.1197 | 0 | 0 | 0.13283 | 0 | 0% | 0.11047 | 0.099426 | 1677.3427 | 1.9611 | 1511.263 | 164.1186 | 1863.7141 | 0 | 0 | 1863.7141 | 0%
2027 | 972 | 972-32R | Tier-2 | Tier-2---1 | 5--5 | 543 | 384 | 22914.3284 | 97.48% | 2.478% | 0.04418% | 1579.5972 | 0 | 0 | 1579.5972 | 0 | 1437.4119 | 5.1072 | 281.4483 | 1437.4119 | 5.1072 | 281.4483 | 1595.1214 | 5.6675 | 281.4483 | 6.893% | 0.16607 | 0.15433 | 137978.7753 | 7897.3231 | 3156.5486 | 126924.9036 | 138243.561 | 0 | 0 | 138243.561 | 0.05209%
2027 | 972 | 972-942R | Tier-3 | Tier-3---6 | 5--5 | 189 | 155 | 9149.6836 | 99.12% | 0.8301% | 0.05344% | 743.7408 | 0 | 0 | 743.7408 | 0 | 676.794 | 2.0615 | 328.3019 | 676.794 | 2.0615 | 328.3019 | 751.0502 | 2.2877 | 328.3019 | 8.129% | 0.14195 | 0.1303 | 64459.3584 | 4369.1581 | 517.8641 | 59572.3362 | 64510.2402 | 0 | 0 | 64510.2402 | 0.02453%
2027 | 973 | 973-1226R | Tier-3 | Tier-3---10 | 5--5 | 194 | 161 | 5177.8696 | 97.32% | 2.585% | 0.09195% | 418.2068 | 0 | 0 | 418.2068 | 0 | 380.5625 | 2.1413 | 177.725 | 380.5625 | 2.1413 | 177.725 | 422.3169 | 2.3762 | 177.725 | 8.077% | 0.13989 | 0.12828 | 37012.5952 | 1958.2894 | 910.1694 | 34144.1364 | 37102.2629 | 0 | 0 | 37102.2629 | 0.01379%
2027 | 973 | 973-1245R | Tier-3 | Tier-3---6 | 5--5 | 59 | 53 | 8620.1106 | 99.53% | 0.4446% | 0.0227% | 770.7303 | 0 | 0 | 770.7303 | 0 | 701.354 | 0.7049 | 994.97 | 701.354 | 0.7049 | 994.97 | 778.305 | 0.78224 | 994.97 | 8.941% | 0.12039 | 0.10957 | 71603.6913 | 4071.6789 | 428.5861 | 67103.4263 | 71636.7165 | 0 | 0 | 71636.7165 | 0.02542%
2027 | 973 | 973-530AE | Tier-3 | Tier-3---17 | 5--3 | 2 | 2 | 388.0062 | 6.476% | 93.52% | 0.007746% | 2.5128 | 0 | 0 | 2.5128 | 0 | 2.2866 | 0.0266 | 85.9627 | 2.2866 | 0.0266 | 85.9627 | 2.5375 | 0.029518 | 85.9627 | 0.6476% | 0.10542 | 0.094874 | 3680.7214 | 17.8572 | 3148.5322 | 514.3321 | 4063.205 | 0 | 0 | 4063.205 | 8.286e-05%
2027 | 973 | 973-626R | Tier-3 | Tier-3---7 | 5--5 | 199 | 197 | 6521.7236 | 98.03% | 1.864% | 0.1053% | 632.9032 | 0 | 0 | 632.9032 | 0 | 575.9333 | 2.6201 | 219.8136 | 575.9333 | 2.6201 | 219.8136 | 639.1233 | 2.9076 | 219.8136 | 9.705% | 0.1523 | 0.13722 | 42821.6164 | 2771.3178 | 761.0334 | 39289.2652 | 42914.2737 | 0 | 0 | 42914.2737 | 0.02087%
2027 | 974 | 974-23R | Tier-3 | Tier-3---11 | 5--5 | 389 | 305 | 3492.8626 | 93.69% | 6.037% | 0.2698% | 256.5895 | 0 | 0 | 256.5895 | 0 | 233.4929 | 4.0565 | 57.5602 | 233.4929 | 4.0565 | 57.5602 | 259.1112 | 4.5016 | 57.5602 | 7.346% | 0.16472 | 0.15181 | 21204.8226 | 1225.3577 | 1209.8349 | 18769.63 | 21318.6033 | 0 | 0 | 21318.6033 | 0.008461%
2027 | 974 | 974-715R | Tier-3 | Tier-3---6 | 5--5 | 134 | 111 | 7107.1697 | 99.55% | 0.3981% | 0.05413% | 586.0659 | 0 | 0 | 586.0659 | 0 | 533.312 | 1.4763 | 361.2492 | 533.312 | 1.4763 | 361.2492 | 591.8257 | 1.6383 | 361.2492 | 8.246% | 0.14069 | 0.12903 | 50517.2415 | 2626.4246 | 327.9593 | 47562.8576 | 50537.8745 | 0 | 0 | 50537.8745 | 0.01933%
2027 | 975 | 975-22R | Tier-3 | Tier-3---7 | 5--5 | 30 | 13 | 6417.0381 | 80.3% | 19.69% | 0.01691% | 223.2839 | 0 | 0 | 223.2839 | 0 | 203.1853 | 0.1729 | 1175.1612 | 203.1853 | 0.1729 | 1175.1612 | 225.4783 | 0.19187 | 1175.1612 | 3.48% | 0.19669 | 0.18817 | 32624.3404 | 2655.4587 | 6062.1421 | 23906.7397 | 32915.4994 | 0 | 0 | 32915.4994 | 0.007363%
2027 | 991 | 991-1 | Tier-2 | Tier-2---12 | 4--5 | 29 | 29 | 626.8618 | 65.87% | 33.98% | 0.153% | 41.2906 | 0 | 0 | 41.2906 | 0 | 37.5739 | 0.3857 | 97.4174 | 37.5739 | 0.3857 | 97.4174 | 41.6964 | 0.42802 | 97.4174 | 6.587% | 0.034773 | 0.031295 | 18027.4627 | 2318.0951 | 5585.2087 | 10124.1589 | 18711.1291 | 0 | 0 | 18711.1291 | 0.001362%
2027 | 991 | 991-1206R | Tier-2 | Tier-2---4 | 4--5 | 164 | 158 | 4576.7911 | 99.78% | 0.09876% | 0.1221% | 439.9608 | 0 | 0 | 439.9608 | 0 | 400.3583 | 2.1014 | 190.5199 | 400.3583 | 2.1014 | 190.5199 | 444.2847 | 2.332 | 190.5199 | 9.613% | 0.063785 | 0.05764 | 71752.9575 | 8533.7139 | 142.1853 | 63077.0583 | 71769.8544 | 0 | 0 | 71769.8544 | 0.01451%
2027 | 1023 | CB 1023 | Tier-2 | Tier-2---4 | 4--5 | 78 | 55 | 3332.7386 | 99.81% | 0.1085% | 0.07978% | 234.5584 | 0 | 0 | 234.5584 | 0 | 213.445 | 0.7315 | 291.7909 | 213.445 | 0.7315 | 291.7909 | 236.8637 | 0.81176 | 291.7909 | 7.038% | 0.082267 | 0.076466 | 40511.3438 | 2187.4084 | 643.9575 | 37679.9779 | 40517.1291 | 0 | 0 | 40517.1291 | 0.007735%
2027 | 1090 | CB 1090 | Tier-2 | Tier-2---7 | 3--5 | 111 | 85 | 1414.5114 | 99.62% | 0.1678% | 0.2113% | 107.9078 | 0 | 0 | 107.9078 | 0 | 98.1947 | 1.1305 | 86.8595 | 98.1947 | 1.1305 | 86.8595 | 108.9683 | 1.2545 | 86.8595 | 7.629% | 0.025114 | 0.023191 | 56324.0689 | 3193.0563 | 219.125 | 52911.8876 | 56341.7744 | 0 | 0 | 56341.7744 | 0.003558%
2027 | 1101 | CB 1101 | Tier-2 | Tier-2---9 | 4--4 | 41 | 38 | 1133.279 | 99.72% | 0.1529% | 0.1272% | 104.7414 | 0 | 0 | 104.7414 | 0 | 95.3133 | 0.5054 | 188.5898 | 95.3133 | 0.5054 | 188.5898 | 105.7708 | 0.56085 | 188.5898 | 9.242% | 0.091579 | 0.083091 | 12374.933 | 790.0395 | 488.8435 | 11096.0499 | 12378.4739 | 0 | 0 | 12378.4739 | 0.003454%
2027 | 1106 | CB 1106 | Tier-2 | Tier-2---7 | 4--5 | 24 | 24 | 1646.9837 | 34.54% | 65.41% | 0.04829% | 56.8815 | 0 | 0 | 56.8815 | 0 | 51.7614 | 0.3192 | 162.1598 | 51.7614 | 0.3192 | 162.1598 | 57.4405 | 0.35422 | 162.1598 | 3.454% | 0.070774 | 0.063697 | 23270.9618 | 453.178 | 13904.863 | 8912.9208 | 24963.6198 | 0 | 0 | 24963.6198 | 0.001876%
2027 | 1138 | CB 1138 | Tier-2 | Tier-2---10 | 5--4 | 291 | 70 | 765.4961 | 75% | 24.28% | 0.7274% | 13.8097 | 0 | 0 | 13.8097 | 0 | 12.5666 | 0.931 | 13.498 | 12.5666 | 0.931 | 13.498 | 13.9454 | 1.0331 | 13.498 | 1.804% | 0.11418 | 0.11143 | 6704.4211 | 521.4992 | 1615.7801 | 4567.1418 | 6745.7408 | 0 | 0 | 6745.7408 | 0.0004554%
2027 | 1160 | CB 1160 | Tier-2 | Tier-2---22 | 4--1 | 8 | 1 | 2.3826 | 9.042% | 83.57% | 7.391% | 0.0026929 | 0 | 0 | 0.0026929 | 0 | 0.0024505 | 0.0133 | 0.18425 | 0.0024505 | 0.0133 | 0.18425 | 0.0027194 | 0.014759 | 0.18425 | 0.113% | 0.059368 | 0.058626 | 40.1318 | 0.36722 | 31.909 | 7.8556 | 40.5939 | 0 | 0 | 40.5939 | 8.88e-08%
2027 | 1161 | CB 1161 | Tier-2 | Tier-2---20 | 4--1 | 20 | 3 | 18.2465 | 16.87% | 78.76% | 4.376% | 0.046159 | 0 | 0 | 0.046159 | 0 | 0.042004 | 0.0399 | 1.0527 | 0.042004 | 0.0399 | 1.0527 | 0.046613 | 0.044278 | 1.0527 | 0.253% | 0.061771 | 0.060845 | 295.3886 | 3.8574 | 213.9899 | 77.5414 | 299.1283 | 0 | 0 | 299.1283 | 1.522e-06%
2027 | 1162 | CB 1162 | Tier-2 | Tier-2---18 | 4--2 | 34 | 31 | 75.2008 | 96.65% | 1.975% | 1.378% | 6.6266 | 0 | 0 | 6.6266 | 0 | 6.0301 | 0.4123 | 14.6256 | 6.0301 | 0.4123 | 14.6256 | 6.6918 | 0.45754 | 14.6256 | 8.812% | 0.064214 | 0.058359 | 1171.1044 | 73.0024 | 42.1055 | 1055.9965 | 1175.0441 | 0 | 0 | 1175.0441 | 0.0002185%
2027 | 1166 | CB 1166 | Tier-3 | Tier-3---20 | 1--5 | 5 | 4 | 70.8201 | 99.8% | 0% | 0.2033% | 5.6541 | 0 | 0 | 5.6541 | 0 | 5.1451 | 0.0532 | 96.7133 | 5.1451 | 0.0532 | 96.7133 | 5.7097 | 0.059037 | 96.7133 | 7.984% | 0.0005142 | 0.00047306 | 137728.7598 | 7470.0225 | 387.1864 | 129871.5508 | 137753.1132 | 0 | 0 | 137753.1132 | 0.0001865%
2027 | 1215 | CB 1215 | Tier-3 | Tier-3---20 | 1--5 | 3 | 3 | 21.8223 | 99.66% | 0% | 0.344% | 2.1747 | 0 | 0 | 2.1747 | 0 | 1.979 | 0.0399 | 49.5983 | 1.979 | 0.0399 | 49.5983 | 2.1961 | 0.044278 | 49.5983 | 9.966% | 0.0002576 | 0.00023184 | 84713.9519 | 4537.0889 | 388.6742 | 79788.1887 | 84746.3294 | 0 | 0 | 84746.3294 | 7.171e-05%
2027 | 1233 | CB 1233 | Tier-3 | Tier-3---21 | 1--4 | 3 | 2 | 0.76155 | 90.92% | 0% | 9.083% | 0.046158 | 0 | 0 | 0.046158 | 0 | 0.042003 | 0.0266 | 1.5791 | 0.042003 | 0.0266 | 1.5791 | 0.046612 | 0.029518 | 1.5791 | 6.061% | 0.0001248 | 0.00011648 | 6102.1444 | 370.667 | 580.1802 | 5151.2972 | 6141.7358 | 0 | 0 | 6141.7358 | 1.522e-06%
2027 | 1234 | CB 1234 | Tier-3 | Tier-3---10 | 5--5 | 332 | 332 | 6311.4919 | 84.29% | 15.54% | 0.1769% | 531.9837 | 0 | 0 | 531.9837 | 0 | 484.0979 | 4.4156 | 109.6336 | 484.0979 | 4.4156 | 109.6336 | 537.212 | 4.9001 | 109.6336 | 8.429% | 0.11961 | 0.10765 | 52765.4948 | 2759.6634 | 8111.6399 | 41894.1915 | 53686.6568 | 0 | 0 | 53686.6568 | 0.01754%
2027 | 1235 | CB 1235 | Tier-2 | Tier-2---6 | 4--5 | 622 | 402 | 6645.572 | 99.09% | 0.6868% | 0.2213% | 425.6045 | 0 | 0 | 425.6045 | 0 | 387.2943 | 5.3466 | 72.4375 | 387.2943 | 5.3466 | 72.4375 | 429.7873 | 5.9332 | 72.4375 | 6.404% | 0.082825 | 0.077472 | 80236.4987 | 5995.4874 | 833.9481 | 73407.0631 | 80286.8436 | 0 | 0 | 80286.8436 | 0.01403%
2027 | 1243 | CB 1243 | Tier-2 | Tier-2---7 | 3--5 | 116 | 106 | 1438.3629 | 99.75% | 0% | 0.2509% | 131.1068 | 0 | 0 | 131.1068 | 0 | 119.3054 | 1.4098 | 84.6258 | 119.3054 | 1.4098 | 84.6258 | 132.3953 | 1.5645 | 84.6258 | 9.115% | 0.019586 | 0.017796 | 73438.3162 | 4480.0299 | 229.8696 | 68728.4167 | 73456.8482 | 0 | 0 | 73456.8482 | 0.004323%
2027 | 1245 | CB 1245 | Tier-2 | Tier-2---15 | 1--5 | 9 | 9 | 108.0997 | 99.75% | 0% | 0.2497% | 10.783 | 0 | 0 | 10.783 | 0 | 9.8124 | 0.1197 | 81.9747 | 9.8124 | 0.1197 | 81.9747 | 10.889 | 0.13283 | 81.9747 | 9.975% | 0.001637 | 0.0014733 | 66035.2637 | 9567.7722 | 158.6523 | 56308.8392 | 66053.5866 | 0 | 0 | 66053.5866 | 0.0003556%
2027 | 1250 | CB 1250 | Tier-2 | Tier-2---4 | 4--5 | 32 | 31 | 4075.2359 | 99.93% | 0.04042% | 0.02515% | 394.5296 | 0 | 0 | 394.5296 | 0 | 359.0166 | 0.4123 | 870.7658 | 359.0166 | 0.4123 | 870.7658 | 398.407 | 0.45754 | 870.7658 | 9.681% | 0.088703 | 0.08011 | 45942.5846 | 2409.8097 | 605.4247 | 42927.3502 | 45945.8161 | 0 | 0 | 45945.8161 | 0.01301%
2027 | 1299 | CB 1299 | Tier-2 | Tier-2---19 | 3--3 | 76 | 31 | 41.7756 | 94.08% | 0% | 5.924% | 1.6031 | 0 | 0 | 1.6031 | 0 | 1.4588 | 0.4123 | 3.5381 | 1.4588 | 0.4123 | 3.5381 | 1.6188 | 0.45754 | 3.5381 | 3.837% | 0.014997 | 0.014386 | 2785.5246 | 306.2114 | 186.6907 | 2292.6226 | 2792.5411 | 0 | 0 | 2792.5411 | 5.286e-05%
2027 | 1525 | CB 1525 | Tier-2 | Tier-2---13 | 4--4 | 184 | 8 | 259.6903 | 35.49% | 63.12% | 1.387% | 0.40074 | 0 | 0 | 0.40074 | 0 | 0.36467 | 0.1064 | 3.4273 | 0.36467 | 0.1064 | 3.4273 | 0.40468 | 0.11807 | 3.4273 | 0.1543% | 0.050512 | 0.050292 | 5141.181 | 222.3399 | 3171.9797 | 1746.8613 | 5155.6633 | 0 | 0 | 5155.6633 | 1.321e-05%
2027 | 157 | CB 157 | Tier-3 | Tier-3---21 | 1--5 | 2 | 2 | 6.0775 | 99.43% | 0% | 0.5677% | 0.6043 | 0 | 0 | 0.6043 | 0 | 0.5499 | 0.0266 | 20.673 | 0.5499 | 0.0266 | 20.673 | 0.61023 | 0.029518 | 20.673 | 9.943% | 0.0001334 | 0.00012006 | 45558.1567 | 2749.1022 | 2492.3913 | 40316.6632 | 45586.8954 | 0 | 0 | 45586.8954 | 1.993e-05%
2027 | 185 | CB 185 | Tier-2 | Tier-2---12 | 3--4 | 154 | 2 | 396.8506 | 79.93% | 19.29% | 0.7702% | 0.41198 | 0 | 0 | 0.41198 | 0 | 0.37489 | 0.0266 | 14.0937 | 0.37489 | 0.0266 | 14.0937 | 0.41603 | 0.029518 | 14.0937 | 0.1038% | 0.027797 | 0.027761 | 14276.8452 | 843.1477 | 2609.8043 | 10823.8933 | 14280.5704 | 0 | 0 | 14280.5704 | 1.359e-05%
2027 | 196 | CB 196 | Tier-2 | Tier-2---15 | 3--4 | 24 | 1 | 134.4699 | 3.142% | 96.54% | 0.3137% | 0.017605 | 0 | 0 | 0.017605 | 0 | 0.01602 | 0.0133 | 1.2045 | 0.01602 | 0.0133 | 1.2045 | 0.017778 | 0.014759 | 1.2045 | 0.01309% | 0.019464 | 0.019383 | 6908.5051 | 21.7439 | 6000.3704 | 886.3908 | 6936.5027 | 0 | 0 | 6936.5027 | 5.805e-07%
2027 | 200 | CB 200 | Tier-2 | Tier-2---9 | 4--5 | 478 | 80 | 1342.6559 | 29.9% | 69.37% | 0.7369% | 6.718 | 0 | 0 | 6.718 | 0 | 6.1133 | 1.064 | 5.7456 | 6.1133 | 1.064 | 5.7456 | 6.784 | 1.1807 | 5.7456 | 0.5004% | 0.060261 | 0.059252 | 22280.6766 | 447.1549 | 16796.8177 | 5036.7039 | 22546.5426 | 0 | 0 | 22546.5426 | 0.0002215%
2027 | 202 | CB 202 | Tier-2 | Tier-2---16 | 4--3 | 193 | 188 | 133.9861 | 95.12% | 0% | 4.877% | 12.415 | 0 | 0 | 12.415 | 0 | 11.2974 | 2.5004 | 4.5183 | 11.2974 | 2.5004 | 4.5183 | 12.537 | 2.7747 | 4.5183 | 9.266% | 0.040966 | 0.036976 | 3270.6344 | 253.1701 | 166.1074 | 2851.3569 | 3287.8493 | 0 | 0 | 3287.8493 | 0.0004094%
2027 | 203 | CB 203 | Tier-2 | Tier-2---13 | 4--4 | 233 | 109 | 195.752 | 9.583% | 88.23% | 2.187% | 0.8776 | 0 | 0 | 0.8776 | 0 | 0.7986 | 1.4497 | 0.55087 | 0.7986 | 1.4497 | 0.55087 | 0.88622 | 1.6088 | 0.55087 | 0.4483% | 0.03541 | 0.033754 | 5528.1246 | 19.724 | 4996.0335 | 512.3671 | 5773.4283 | 0 | 0 | 5773.4283 | 2.894e-05%
2027 | 204 | CB 204 | Tier-2 | Tier-2---9 | 4--4 | 229 | 220 | 1059.5314 | 80.82% | 18.41% | 0.7661% | 82.2684 | 0 | 0 | 82.2684 | 0 | 74.8631 | 2.926 | 25.5855 | 74.8631 | 2.926 | 25.5855 | 83.0769 | 3.247 | 25.5855 | 7.765% | 0.068524 | 0.061941 | 15462.1941 | 933.3265 | 3218.617 | 11310.2506 | 15777.3436 | 0 | 0 | 15777.3436 | 0.002713%
2027 | 210 | CB 210 | Tier-2 | Tier-2---21 | 1--4 | 3 | 1 | 1.9532 | 96.21% | 0% | 3.789% | 0.062638 | 0 | 0 | 0.062638 | 0 | 0.057 | 0.0133 | 4.2857 | 0.057 | 0.0133 | 4.2857 | 0.063254 | 0.014759 | 4.2857 | 3.207% | 0.0002002 | 0.00019353 | 9756.0468 | 375.0662 | 595.7265 | 8785.2541 | 9768.794 | 0 | 0 | 9768.794 | 2.066e-06%
2027 | 211 | CB 211 | Tier-2 | Tier-2---21 | 1--2 | 2 | 1 | 0.037273 | 0% | 0% | 100% | 0 | 0 | 0 | 0 | 0 | 0 | 0.0133 | 0 | 0 | 0.0133 | 0 | 0 | 0.014759 | 0 | 0% | 5.02e-05 | 4.769e-05 | 742.4998 | 0.55871 | 674.4919 | 67.4492 | 781.5788 | 0 | 0 | 781.5788 | 0%
2027 | 212 | CB 212 | Tier-2 | Tier-2---19 | 1--5 | 7 | 6 | 22.9809 | 99.09% | 0% | 0.9069% | 1.9519 | 0 | 0 | 1.9519 | 0 | 1.7762 | 0.0798 | 22.2585 | 1.7762 | 0.0798 | 22.2585 | 1.9711 | 0.088555 | 22.2585 | 8.494% | 0.0011646 | 0.0010648 | 19732.8401 | 749.4762 | 932.158 | 18051.206 | 19749.6168 | 0 | 0 | 19749.6168 | 6.437e-05%
2027 | 214 | CB 214 | Tier-3 | Tier-3---20 | 1--5 | 3 | 2 | 59.1996 | 99.88% | 0% | 0.1188% | 3.942 | 0 | 0 | 3.942 | 0 | 3.5871 | 0.0266 | 134.8543 | 3.5871 | 0.0266 | 134.8543 | 3.9807 | 0.029518 | 134.8543 | 6.659% | 0.0002016 | 0.00018816 | 293649.0501 | 15289.7093 | 1565.2023 | 276794.1385 | 293673.9768 | 0 | 0 | 293673.9768 | 0.00013%
2027 | 215 | CB 215 | Tier-3 | Tier-3---20 | 1--5 | 5 | 3 | 133.9133 | 99.89% | 0% | 0.1056% | 8.0263 | 0 | 0 | 8.0263 | 0 | 7.3038 | 0.0399 | 183.0536 | 7.3038 | 0.0399 | 183.0536 | 8.1052 | 0.044278 | 183.0536 | 5.994% | 0.0005546 | 0.00052132 | 241459.2274 | 12829.2932 | 1199.7792 | 227430.1551 | 241475.4986 | 0 | 0 | 241475.4986 | 0.0002647%
2027 | 217 | CB 217 | Tier-3 | Tier-3---20 | 1--5 | 3 | 2 | 26.6678 | 99.71% | 0% | 0.2895% | 1.7727 | 0 | 0 | 1.7727 | 0 | 1.6131 | 0.0266 | 60.6444 | 1.6131 | 0.0266 | 60.6444 | 1.7901 | 0.029518 | 60.6444 | 6.647% | 0.000134 | 0.00012507 | 199013.7941 | 10054.6733 | 1446.448 | 187512.6728 | 199054.953 | 0 | 0 | 199054.953 | 5.846e-05%
2027 | 220 | CB 220 | Tier-3 | Tier-3---21 | 1--2 | 2 | 1 | 0.033535 | 0% | 0% | 100% | 0 | 0 | 0 | 0 | 0 | 0 | 0.0133 | 0 | 0 | 0.0133 | 0 | 0 | 0.014759 | 0 | 0% | 4.74e-05 | 4.503e-05 | 707.4933 | 0.53237 | 642.6918 | 64.2692 | 744.7298 | 0 | 0 | 744.7298 | 0%
2027 | 230 | CB 230 | Tier-2 | Tier-2---14 | 1--5 | 12 | 10 | 212.8275 | 99.81% | 0% | 0.1866% | 17.7025 | 0 | 0 | 17.7025 | 0 | 16.1091 | 0.133 | 121.1208 | 16.1091 | 0.133 | 121.1208 | 17.8765 | 0.14759 | 121.1208 | 8.318% | 0.0025822 | 0.002367 | 82420.9788 | 5196.3102 | 6622.8824 | 70601.7862 | 82434.9572 | 0 | 0 | 82434.9572 | 0.0005838%
2027 | 231 | CB 231 | Tier-2 | Tier-2---7 | 4--5 | 260 | 174 | 2499.974 | 99.29% | 0.4807% | 0.2332% | 166.1116 | 0 | 0 | 166.1116 | 0 | 151.1593 | 2.3142 | 65.3182 | 151.1593 | 2.3142 | 65.3182 | 167.7441 | 2.5681 | 65.3182 | 6.645% | 0.037573 | 0.035058 | 66537.1573 | 4869.2313 | 990.775 | 60677.151 | 66571.2263 | 0 | 0 | 66571.2263 | 0.005478%
2027 | 232 | CB 232 | Tier-2 | Tier-2---7 | 4--5 | 259 | 144 | 1642.5971 | 97.37% | 2.323% | 0.3027% | 88.9279 | 0 | 0 | 88.9279 | 0 | 80.9232 | 1.9152 | 42.2531 | 80.9232 | 1.9152 | 42.2531 | 89.8019 | 2.1253 | 42.2531 | 5.414% | 0.029023 | 0.02741 | 56595.6114 | 3442.0938 | 1736.7765 | 51416.7411 | 56683.0965 | 0 | 0 | 56683.0965 | 0.002933%
2027 | 233 | CB 233 | Tier-2 | Tier-2---4 | 4--5 | 613 | 396 | 4127.6955 | 98.74% | 0.928% | 0.3343% | 263.2844 | 0 | 0 | 263.2844 | 0 | 239.5852 | 5.2668 | 45.4897 | 239.5852 | 5.2668 | 45.4897 | 265.8719 | 5.8447 | 45.4897 | 6.378% | 0.075451 | 0.070577 | 54706.8242 | 4073.6346 | 1765.0896 | 48868.1 | 54754.5181 | 0 | 0 | 54754.5181 | 0.008682%
2027 | 234 | CB 234 | Tier-2 | Tier-2---4 | 4--5 | 352 | 201 | 3294.853 | 98.88% | 0.9043% | 0.2189% | 186.0305 | 0 | 0 | 186.0305 | 0 | 169.2852 | 2.6733 | 63.3245 | 169.2852 | 2.6733 | 63.3245 | 187.8588 | 2.9666 | 63.3245 | 5.646% | 0.044658 | 0.042108 | 73779.6805 | 5680.9025 | 1107.6673 | 66991.1107 | 73829.8643 | 0 | 0 | 73829.8643 | 0.006135%
2027 | 235 | CB 235 | Tier-2 | Tier-2---12 | 1--5 | 6 | 4 | 443.5427 | 99.96% | 0% | 0.03939% | 29.5579 | 0 | 0 | 29.5579 | 0 | 26.8973 | 0.0532 | 505.5878 | 26.8973 | 0.0532 | 505.5878 | 29.8484 | 0.059037 | 505.5878 | 6.664% | 0.0007134 | 0.00066584 | 621730.7449 | 31505.0888 | 5417.7021 | 584807.954 | 621748.2373 | 0 | 0 | 621748.2373 | 0.0009747%
2027 | 236 | CB 236 | Tier-2 | Tier-2---1 | 5--5 | 337 | 161 | 12711.1878 | 97.62% | 2.333% | 0.04724% | 592.8145 | 0 | 0 | 592.8145 | 0 | 539.4531 | 2.1413 | 251.928 | 539.4531 | 2.1413 | 251.928 | 598.6407 | 2.3762 | 251.928 | 4.664% | 0.1419 | 0.13512 | 89580.6366 | 5356.752 | 2115.0834 | 82108.8012 | 89687.6239 | 0 | 0 | 89687.6239 | 0.01955%
2027 | 237 | CB 237 | Tier-2 | Tier-2---8 | 5--5 | 41 | 14 | 2111.5746 | 99.54% | 0.4259% | 0.03207% | 71.7723 | 0 | 0 | 71.7723 | 0 | 65.3119 | 0.1862 | 350.762 | 65.3119 | 0.1862 | 350.762 | 72.4777 | 0.20663 | 350.762 | 3.399% | 0.10923 | 0.1055 | 19331.9134 | 1261.1888 | 123.1877 | 17947.5369 | 19335.0434 | 0 | 0 | 19335.0434 | 0.002367%
2027 | 239 | CB 239 | Tier-3 | Tier-3---20 | 1--5 | 2 | 1 | 10.6776 | 99.64% | 0% | 0.3633% | 0.53194 | 0 | 0 | 0.53194 | 0 | 0.48406 | 0.0133 | 36.3955 | 0.48406 | 0.0133 | 36.3955 | 0.53717 | 0.014759 | 36.3955 | 4.982% | 0.0001826 | 0.00017347 | 58475.5699 | 3436.0649 | 4991.4634 | 50048.0416 | 58486.7517 | 0 | 0 | 58486.7517 | 1.754e-05%
2027 | 240 | CB 240 | Tier-2 | Tier-2---9 | 4--5 | 238 | 114 | 1263.0316 | 97.68% | 1.949% | 0.3739% | 59.0928 | 0 | 0 | 59.0928 | 0 | 53.7736 | 1.5162 | 35.4661 | 53.7736 | 1.5162 | 35.4661 | 59.6735 | 1.6826 | 35.4661 | 4.679% | 0.048511 | 0.046187 | 26036.1977 | 2576.3946 | 964.8687 | 22494.9343 | 26066.6257 | 0 | 0 | 26066.6257 | 0.001949%
2027 | 242 | CB 242 | Tier-2 | Tier-2---11 | 5--3 | 87 | 35 | 406.8184 | 64.36% | 35.02% | 0.6193% | 10.5338 | 0 | 0 | 10.5338 | 0 | 9.5857 | 0.4655 | 20.5922 | 9.5857 | 0.4655 | 20.5922 | 10.6374 | 0.51657 | 20.5922 | 2.589% | 0.1014 | 0.097325 | 4011.826 | 175.5762 | 1861.6873 | 1974.5625 | 4071.753 | 0 | 0 | 4071.753 | 0.0003474%
2027 | 244 | CB 244 | Tier-2 | Tier-2---14 | 4--4 | 197 | 16 | 295.5508 | 37.5% | 61.39% | 1.106% | 0.90024 | 0 | 0 | 0.90024 | 0 | 0.81921 | 0.2128 | 3.8497 | 0.81921 | 0.2128 | 3.8497 | 0.90909 | 0.23615 | 3.8497 | 0.3046% | 0.040668 | 0.040338 | 7267.3331 | 124.9098 | 5850.4758 | 1291.9476 | 7304.5231 | 0 | 0 | 7304.5231 | 2.969e-05%
2027 | 246 | CB 246 | Tier-2 | Tier-2---7 | 4--5 | 303 | 180 | 1438.4419 | 90% | 9.47% | 0.5268% | 76.9095 | 0 | 0 | 76.9095 | 0 | 69.9866 | 2.394 | 29.2342 | 69.9866 | 2.394 | 29.2342 | 77.6654 | 2.6567 | 29.2342 | 5.347% | 0.066431 | 0.062485 | 21653.0415 | 2613.8832 | 2643.0483 | 16396.11 | 21789.7541 | 0 | 0 | 21789.7541 | 0.002536%
2027 | 247 | CB 247 | Tier-2 | Tier-2---12 | 4--4 | 90 | 29 | 379.7423 | 70.28% | 29.01% | 0.71% | 8.5995 | 0 | 0 | 8.5995 | 0 | 7.8254 | 0.3857 | 20.2889 | 7.8254 | 0.3857 | 20.2889 | 8.684 | 0.42802 | 20.2889 | 2.265% | 0.038566 | 0.037324 | 9846.5066 | 767.6776 | 3381.19 | 5697.6391 | 9943.942 | 0 | 0 | 9943.942 | 0.0002836%
2027 | 248 | CB 248 | Tier-2 | Tier-2---9 | 3--5 | 136 | 62 | 962.1527 | 99.5% | 0% | 0.4991% | 43.6439 | 0 | 0 | 43.6439 | 0 | 39.7154 | 0.8246 | 48.1632 | 39.7154 | 0.8246 | 48.1632 | 44.0729 | 0.91507 | 48.1632 | 4.536% | 0.01881 | 0.017953 | 51150.5838 | 3349.6651 | 233.4496 | 47567.4691 | 51162.7779 | 0 | 0 | 51162.7779 | 0.001439%
2027 | 249 | CB 249 | Tier-3 | Tier-3---16 | 4--4 | 101 | 65 | 826.9208 | 97.04% | 2.672% | 0.2884% | 51.6421 | 0 | 0 | 51.6421 | 0 | 46.9936 | 0.8645 | 54.3593 | 46.9936 | 0.8645 | 54.3593 | 52.1497 | 0.95935 | 54.3593 | 6.245% | 0.05906 | 0.055259 | 14001.3211 | 814.7478 | 543.4884 | 12643.085 | 14029.8332 | 0 | 0 | 14029.8332 | 0.001703%
2027 | 280 | CB 280 | Tier-2 | Tier-2---14 | 4--4 | 108 | 32 | 310.7968 | 16.09% | 83.08% | 0.8251% | 1.4817 | 0 | 0 | 1.4817 | 0 | 1.3483 | 0.4256 | 3.168 | 1.3483 | 0.4256 | 3.168 | 1.4963 | 0.4723 | 3.168 | 0.4767% | 0.042409 | 0.041153 | 7328.4886 | 69.1302 | 6322.2672 | 937.0911 | 7516.2546 | 0 | 0 | 7516.2546 | 4.886e-05%
2027 | 283 | CB 283 | Tier-3 | Tier-3---21 | 1--5 | 2 | 2 | 6.0451 | 99.41% | 0% | 0.5857% | 0.60097 | 0 | 0 | 0.60097 | 0 | 0.54688 | 0.0266 | 20.5593 | 0.54688 | 0.0266 | 20.5593 | 0.60688 | 0.029518 | 20.5593 | 9.941% | 7.6e-05 | 6.84e-05 | 79541.4151 | 4353.6962 | 965.9064 | 74221.8126 | 79593.1765 | 0 | 0 | 79593.1765 | 1.982e-05%
2027 | 292 | CB 292 | Tier-2 | Tier-2---18 | 4--3 | 17 | 13 | 94.6686 | 66.47% | 32.93% | 0.6021% | 4.8122 | 0 | 0 | 4.8122 | 0 | 4.379 | 0.1729 | 25.3268 | 4.379 | 0.1729 | 25.3268 | 4.8595 | 0.19187 | 25.3268 | 5.083% | 0.048129 | 0.044449 | 1966.9754 | 99.9551 | 607.6602 | 1259.3601 | 2021.5822 | 0 | 0 | 2021.5822 | 0.0001587%
2027 | 315 | CB 315 | Tier-2 | Tier-2---19 | 1--4 | 21 | 1 | 10.7713 | 97.26% | 0% | 2.741% | 0.049886 | 0 | 0 | 0.049886 | 0 | 0.045395 | 0.0133 | 3.4132 | 0.045395 | 0.0133 | 3.4132 | 0.050376 | 0.014759 | 3.4132 | 0.4631% | 0.0017586 | 0.0017502 | 6124.9072 | 421.4743 | 2656.1641 | 3047.2689 | 6125.7106 | 0 | 0 | 6125.7106 | 1.645e-06%
2027 | 327 | CB 327 | Tier-3 | Tier-3---16 | 4--5 | 22 | 21 | 1456.7095 | 99.79% | 0.1579% | 0.0494% | 138.7612 | 0 | 0 | 138.7612 | 0 | 126.2708 | 0.2793 | 452.0978 | 126.2708 | 0.2793 | 452.0978 | 140.125 | 0.30994 | 452.0978 | 9.526% | 0.076966 | 0.06962 | 18926.5639 | 1203.1103 | 32.523 | 17690.9305 | 18930.7048 | 0 | 0 | 18930.7048 | 0.004576%
2027 | 329 | CB 329 | Tier-2 | Tier-2---14 | 3--4 | 34 | 8 | 215.2852 | 96.83% | 2.614% | 0.5577% | 4.9049 | 0 | 0 | 4.9049 | 0 | 4.4634 | 0.1064 | 41.949 | 4.4634 | 0.1064 | 41.949 | 4.9531 | 0.11807 | 41.949 | 2.278% | 0.026212 | 0.025596 | 8213.1037 | 578.8703 | 1610.2559 | 6023.9775 | 8219.3802 | 0 | 0 | 8219.3802 | 0.0001617%
2027 | 330 | CB 330 | Tier-2 | Tier-2---16 | 4--3 | 156 | 73 | 124.2501 | 33.35% | 64.03% | 2.615% | 1.9393 | 0 | 0 | 1.9393 | 0 | 1.7647 | 0.9709 | 1.8176 | 1.7647 | 0.9709 | 1.8176 | 1.9584 | 1.0774 | 1.8176 | 1.561% | 0.029702 | 0.028312 | 4183.2246 | 7.517 | 3868.9172 | 306.7905 | 4320.0911 | 0 | 0 | 4320.0911 | 6.395e-05%
2027 | 331 | CB 331 | Tier-2 | Tier-2---14 | 2--5 | 48 | 25 | 261.2105 | 99.38% | 0% | 0.6196% | 13.5204 | 0 | 0 | 13.5204 | 0 | 12.3034 | 0.3325 | 37.0027 | 12.3034 | 0.3325 | 37.0027 | 13.6533 | 0.36898 | 37.0027 | 5.176% | 0.010352 | 0.0098128 | 25232.8512 | 1657.0176 | 8665.3282 | 14910.5054 | 25241.441 | 0 | 0 | 25241.441 | 0.0004459%
2027 | 350 | CB 350 | Tier-2 | Tier-2---15 | 1--5 | 4 | 1 | 133.5736 | 99.92% | 0% | 0.07821% | 3.3367 | 0 | 0 | 3.3367 | 0 | 3.0364 | 0.0133 | 228.2991 | 3.0364 | 0.0133 | 228.2991 | 3.3695 | 0.014759 | 228.2991 | 2.498% | 0.0004644 | 0.00045279 | 287626.1214 | 14942.4119 | 4643.5136 | 268040.196 | 287631.8894 | 0 | 0 | 287631.8894 | 0.00011%
2027 | 351 | CB 351 | Tier-2 | Tier-2---3 | 5--5 | 154 | 110 | 14599.7352 | 99.66% | 0.3054% | 0.03279% | 1039.3116 | 0 | 0 | 1039.3116 | 0 | 945.7594 | 1.463 | 646.4524 | 945.7594 | 1.463 | 646.4524 | 1049.5259 | 1.6235 | 646.4524 | 7.119% | 0.12463 | 0.11573 | 117140.1183 | 11493.6944 | 423.4429 | 105222.9811 | 117170.5909 | 0 | 0 | 117170.5909 | 0.03427%
2027 | 352 | CB 352 | Tier-2 | Tier-2---18 | 4--2 | 5 | 4 | 87.8741 | 99.22% | 0.6237% | 0.1541% | 6.9753 | 0 | 0 | 6.9753 | 0 | 6.3474 | 0.0532 | 119.3118 | 6.3474 | 0.0532 | 119.3118 | 7.0438 | 0.059037 | 119.3118 | 7.938% | 0.066856 | 0.061507 | 1314.3831 | 68.0986 | 10.3432 | 1235.9414 | 1315.2721 | 0 | 0 | 1315.2721 | 0.00023%
2027 | 353 | CB 353 | Tier-2 | Tier-2---19 | 1--5 | 4 | 1 | 7.5897 | 98.6% | 0% | 1.398% | 0.18709 | 0 | 0 | 0.18709 | 0 | 0.17025 | 0.0133 | 12.8007 | 0.17025 | 0.0133 | 12.8007 | 0.18893 | 0.014759 | 12.8007 | 2.465% | 0.0001926 | 0.00018778 | 39406.3406 | 2311.4551 | 1967.6519 | 35127.2336 | 39420.4648 | 0 | 0 | 39420.4648 | 6.17e-06%
2027 | 354 | CB 354 | Tier-2 | Tier-2---19 | 1--5 | 3 | 2 | 12.0695 | 99.46% | 0% | 0.538% | 0.8003 | 0 | 0 | 0.8003 | 0 | 0.72827 | 0.0266 | 27.3784 | 0.72827 | 0.0266 | 27.3784 | 0.80817 | 0.029518 | 27.3784 | 6.631% | 0.0002126 | 0.00019843 | 56770.8651 | 3277.0572 | 4154.8888 | 49338.9192 | 56792.6794 | 0 | 0 | 56792.6794 | 2.639e-05%
2027 | 355 | CB 355 | Tier-2 | Tier-2---3 | 5--5 | 302 | 168 | 11288.3525 | 98.84% | 1.109% | 0.05403% | 620.6565 | 0 | 0 | 620.6565 | 0 | 564.7889 | 2.2344 | 252.77 | 564.7889 | 2.2344 | 252.77 | 626.7563 | 2.4796 | 252.77 | 5.498% | 0.1048 | 0.098973 | 107709.793 | 9333.0654 | 1277.5324 | 97099.1953 | 107783.5994 | 0 | 0 | 107783.5994 | 0.02047%
2027 | 356 | CB 356 | Tier-2 | Tier-2---19 | 1--5 | 3 | 2 | 6.8062 | 99.1% | 0% | 0.8997% | 0.44966 | 0 | 0 | 0.44966 | 0 | 0.40919 | 0.0266 | 15.3829 | 0.40919 | 0.0266 | 15.3829 | 0.45408 | 0.029518 | 15.3829 | 6.607% | 0.0001262 | 0.00011779 | 53931.5569 | 3195.8788 | 2293.9675 | 48441.7106 | 53966.2151 | 0 | 0 | 53966.2151 | 1.483e-05%
2027 | 357 | CB 357 | Tier-3 | Tier-3---10 | 5--5 | 162 | 106 | 6110.8546 | 96.01% | 3.933% | 0.05986% | 383.8802 | 0 | 0 | 383.8802 | 0 | 349.3258 | 1.4098 | 247.784 | 349.3258 | 1.4098 | 247.784 | 387.653 | 1.5645 | 247.784 | 6.282% | 0.12773 | 0.11937 | 47841.0693 | 2695.6068 | 1944.7301 | 43200.7325 | 47974.8147 | 0 | 0 | 47974.8147 | 0.01266%
2027 | 358 | CB 358 | Tier-3 | Tier-3---15 | 5--4 | 21 | 6 | 861.4334 | 18.88% | 81.11% | 0.0161% | 4.6462 | 0 | 0 | 4.6462 | 0 | 4.228 | 0.0798 | 52.9824 | 4.228 | 0.0798 | 52.9824 | 4.6919 | 0.088555 | 52.9824 | 0.5394% | 0.1387 | 0.13474 | 6210.6059 | 69.3964 | 4526.8458 | 1614.3636 | 6358.7881 | 0 | 0 | 6358.7881 | 0.0001532%
2027 | 396 | CB 396 | Tier-2 | Tier-2---11 | 5--4 | 145 | 5 | 669.8148 | 14.34% | 85.25% | 0.4034% | 0.33127 | 0 | 0 | 0.33127 | 0 | 0.30145 | 0.0665 | 4.5332 | 0.30145 | 0.0665 | 4.5332 | 0.33453 | 0.073796 | 4.5332 | 0.04946% | 0.10036 | 0.10001 | 6674.121 | 114.298 | 5341.1785 | 1218.6444 | 6693.9025 | 0 | 0 | 6693.9025 | 1.092e-05%
2027 | 441 | CB 441 | Tier-3 | Tier-3---15 | 5--3 | 94 | 87 | 1133.0808 | 94.08% | 5.666% | 0.2577% | 98.6577 | 0 | 0 | 98.6577 | 0 | 89.7771 | 1.1571 | 77.5881 | 89.7771 | 1.1571 | 77.5881 | 99.6273 | 1.2841 | 77.5881 | 8.707% | 0.54555 | 0.49505 | 2076.9658 | 75.1989 | 111.2175 | 1890.5493 | 2089.5151 | 0 | 0 | 2089.5151 | 0.003253%
2027 | 443 | CB 443 | Tier-2 | Tier-2---17 | 2--4 | 36 | 22 | 67.1473 | 98.29% | 0% | 1.71% | 4.0333 | 0 | 0 | 4.0333 | 0 | 3.6702 | 0.2926 | 12.5435 | 3.6702 | 0.2926 | 12.5435 | 4.0729 | 0.3247 | 12.5435 | 6.007% | 0.007405 | 0.0069525 | 9067.8323 | 1055.0436 | 148.4631 | 7864.3256 | 9077.9274 | 0 | 0 | 9077.9274 | 0.000133%
2027 | 444 | CB 444 | Tier-2 | Tier-2---16 | 4--2 | 17 | 15 | 117.4434 | 97.68% | 1.947% | 0.3705% | 10.1225 | 0 | 0 | 10.1225 | 0 | 9.2113 | 0.1995 | 46.1719 | 9.2113 | 0.1995 | 46.1719 | 10.2219 | 0.22139 | 46.1719 | 8.619% | 0.081621 | 0.074419 | 1438.8937 | 81.4155 | 42.4476 | 1315.0306 | 1442.1213 | 0 | 0 | 1442.1213 | 0.0003338%
2027 | 449 | CB 449 | Tier-3 | Tier-3---20 | 1--5 | 5 | 3 | 7.8127 | 98.22% | 0% | 1.784% | 0.4604 | 0 | 0 | 0.4604 | 0 | 0.41896 | 0.0399 | 10.5002 | 0.41896 | 0.0399 | 10.5002 | 0.46493 | 0.044278 | 10.5002 | 5.893% | 0.0002642 | 0.00024835 | 29571.2422 | 1599.423 | 688.769 | 27283.0503 | 29604.9154 | 0 | 0 | 29604.9154 | 1.518e-05%
2027 | 461 | CB 461 | Tier-2 | Tier-2---15 | 2--4 | 36 | 27 | 101.8709 | 98.65% | 0% | 1.347% | 7.5374 | 0 | 0 | 7.5374 | 0 | 6.8589 | 0.3591 | 19.1003 | 6.8589 | 0.3591 | 19.1003 | 7.6115 | 0.3985 | 19.1003 | 7.399% | 0.0097562 | 0.0090245 | 10441.6529 | 1363.4669 | 3633.3303 | 5444.8557 | 10453.057 | 0 | 0 | 10453.057 | 0.0002486%
2027 | 470 | CB 470 | Tier-2 | Tier-2---6 | 5--5 | 381 | 48 | 6922.0493 | 95.49% | 4.388% | 0.1268% | 83.2699 | 0 | 0 | 83.2699 | 0 | 75.7745 | 0.6384 | 118.6945 | 75.7745 | 0.6384 | 118.6945 | 84.0883 | 0.70844 | 118.6945 | 1.203% | 0.114 | 0.11256 | 60721.6484 | 6478.0385 | 2705.5326 | 51538.0773 | 60756.6249 | 0 | 0 | 60756.6249 | 0.002746%
2027 | 499 | CB 499 | Tier-2 | Tier-2---19 | 2--3 | 31 | 6 | 19.4193 | 94.64% | 0% | 5.361% | 0.35571 | 0 | 0 | 0.35571 | 0 | 0.32369 | 0.0798 | 4.0563 | 0.32369 | 0.0798 | 4.0563 | 0.35921 | 0.088555 | 4.0563 | 1.832% | 0.00687 | 0.006737 | 2826.6853 | 198.2647 | 1278.7389 | 1349.6817 | 2829.676 | 0 | 0 | 2829.676 | 1.173e-05%
2027 | 520 | CB 520 | Tier-2 | Tier-2---21 | 1--5 | 2 | 2 | 1.7668 | 97.86% | 0% | 2.14% | 0.1729 | 0 | 0 | 0.1729 | 0 | 0.15734 | 0.0266 | 5.9149 | 0.15734 | 0.0266 | 5.9149 | 0.1746 | 0.029518 | 5.9149 | 9.786% | 7.36e-05 | 6.624e-05 | 24005.4522 | 3167.8618 | 4630.5395 | 16207.0509 | 24062.5186 | 0 | 0 | 24062.5186 | 5.702e-06%
2027 | 521 | CB 521 | Tier-2 | Tier-2---20 | 3--1 | 14 | 11 | 12.2832 | 16.79% | 81.3% | 1.905% | 0.16207 | 0 | 0 | 0.16207 | 0 | 0.14748 | 0.1463 | 1.0081 | 0.14748 | 0.1463 | 1.0081 | 0.16366 | 0.16235 | 1.0081 | 1.319% | 0.025917 | 0.02388 | 473.952 | 4.2331 | 417.1527 | 52.5662 | 507.5797 | 0 | 0 | 507.5797 | 5.345e-06%
2027 | 522 | CB 522 | Tier-2 | Tier-2---9 | 4--5 | 253 | 129 | 1074.3257 | 89.49% | 10.08% | 0.4258% | 49.0233 | 0 | 0 | 49.0233 | 0 | 44.6105 | 1.7157 | 26.0014 | 44.6105 | 1.7157 | 26.0014 | 49.5051 | 1.9039 | 26.0014 | 4.563% | 0.049006 | 0.046507 | 21922.4202 | 1310.4924 | 2696.6948 | 17915.2331 | 22046.1565 | 0 | 0 | 22046.1565 | 0.001617%
2027 | 523 | CB 523 | Tier-2 | Tier-2---13 | 4--4 | 259 | 126 | 305.5692 | 37.2% | 61.32% | 1.484% | 5.5296 | 0 | 0 | 5.5296 | 0 | 5.0319 | 1.6758 | 3.0027 | 5.0319 | 1.6758 | 3.0027 | 5.584 | 1.8597 | 3.0027 | 1.81% | 0.044603 | 0.042433 | 6850.8655 | 393.6973 | 4462.8655 | 1994.3028 | 7070.8802 | 0 | 0 | 7070.8802 | 0.0001823%
2027 | 524 | CB 524 | Tier-3 | Tier-3---17 | 3--5 | 90 | 12 | 481.3309 | 94.25% | 5.298% | 0.4514% | 6.0487 | 0 | 0 | 6.0487 | 0 | 5.5043 | 0.1596 | 34.488 | 5.5043 | 0.1596 | 34.488 | 6.1082 | 0.17711 | 34.488 | 1.257% | 0.018139 | 0.017897 | 26536.2736 | 2336.3386 | 4292.2973 | 19907.6377 | 26556.8917 | 0 | 0 | 26556.8917 | 0.0001995%
2027 | 533 | CB 533 | Tier-2 | Tier-2---20 | 4--1 | 14 | 1 | 10.6053 | 3.364% | 93.72% | 2.92% | 0.0025483 | 0 | 0 | 0.0025483 | 0 | 0.002319 | 0.0133 | 0.17436 | 0.002319 | 0.0133 | 0.17436 | 0.0025734 | 0.014759 | 0.17436 | 0.02403% | 0.06013 | 0.059701 | 176.3723 | 1.1693 | 138.2093 | 36.9937 | 177.5985 | 0 | 0 | 177.5985 | 8.404e-08%
2027 | 534 | CB 534 | Tier-2 | Tier-2---21 | 4--1 | 12 | 6 | 6.3051 | 35.99% | 54.92% | 9.089% | 0.11347 | 0 | 0 | 0.11347 | 0 | 0.10325 | 0.0798 | 1.2939 | 0.10325 | 0.0798 | 1.2939 | 0.11458 | 0.088555 | 1.2939 | 1.8% | 0.060541 | 0.057514 | 104.1456 | 2.8823 | 62.9218 | 38.3415 | 107.6541 | 0 | 0 | 107.6541 | 3.742e-06%
2027 | 535 | CB 535 | Tier-2 | Tier-2---16 | 4--3 | 10 | 5 | 111.4983 | 4.585% | 95.12% | 0.2939% | 0.25563 | 0 | 0 | 0.25563 | 0 | 0.23262 | 0.0665 | 3.4981 | 0.23262 | 0.0665 | 3.4981 | 0.25815 | 0.073796 | 3.4981 | 0.2293% | 0.059698 | 0.056713 | 1867.7052 | 9.1379 | 1456.5514 | 402.016 | 1961.498 | 0 | 0 | 1961.498 | 8.43e-06%
2027 | 536 | CB 536 | Tier-2 | Tier-2---18 | 4--2 | 39 | 33 | 54.1099 | 76.19% | 21.99% | 1.82% | 3.4885 | 0 | 0 | 3.4885 | 0 | 3.1745 | 0.4389 | 7.2328 | 3.1745 | 0.4389 | 7.2328 | 3.5228 | 0.48705 | 7.2328 | 6.447% | 0.063476 | 0.058105 | 852.4497 | 43.8224 | 164.7863 | 643.8409 | 871.2096 | 0 | 0 | 871.2096 | 0.000115%
2027 | 540 | CB 540 | Tier-2 | Tier-2---17 | 1--5 | 16 | 5 | 67.245 | 99.24% | 0% | 0.7576% | 2.0855 | 0 | 0 | 2.0855 | 0 | 1.8978 | 0.0665 | 28.5378 | 1.8978 | 0.0665 | 28.5378 | 2.106 | 0.073796 | 28.5378 | 3.101% | 0.0036022 | 0.0034896 | 18667.7627 | 1335.1505 | 3231.0476 | 14101.5646 | 18672.3245 | 0 | 0 | 18672.3245 | 6.877e-05%
2027 | 542 | CB 542 | Tier-2 | Tier-2---9 | 4--5 | 43 | 35 | 949.4775 | 95.45% | 4.414% | 0.1311% | 73.7702 | 0 | 0 | 73.7702 | 0 | 67.1299 | 0.4655 | 144.2104 | 67.1299 | 0.4655 | 144.2104 | 74.4953 | 0.51657 | 144.2104 | 7.77% | 0.053515 | 0.049159 | 17742.4015 | 965.8807 | 2773.7516 | 14002.7692 | 17813.86 | 0 | 0 | 17813.86 | 0.002433%
2027 | 576 | CB 576 | Tier-2 | Tier-2---12 | 4--4 | 19 | 13 | 417.7025 | 78.37% | 21.49% | 0.1463% | 22.397 | 0 | 0 | 22.397 | 0 | 20.381 | 0.1729 | 117.8773 | 20.381 | 0.1729 | 117.8773 | 22.6171 | 0.19187 | 117.8773 | 5.362% | 0.047237 | 0.044005 | 8842.622 | 398.1663 | 2081.4024 | 6363.0533 | 8983.1194 | 0 | 0 | 8983.1194 | 0.0007386%
2027 | 599 | CB 599 | Tier-2 | Tier-2---4 | 4--5 | 369 | 262 | 4323.2442 | 99.81% | 0% | 0.1903% | 306.3779 | 0 | 0 | 306.3779 | 0 | 278.7997 | 3.4846 | 80.0091 | 278.7997 | 3.4846 | 80.0091 | 309.3889 | 3.8669 | 80.0091 | 7.087% | 0.043095 | 0.040035 | 100319.859 | 10016.8763 | 926.348 | 89376.6347 | 100334.4508 | 0 | 0 | 100334.4508 | 0.0101%
2027 | 67 | CB 67 | Tier-3 | Tier-3---20 | 1--5 | 3 | 2 | 10.8761 | 99.3% | 0% | 0.7025% | 0.71998 | 0 | 0 | 0.71998 | 0 | 0.65517 | 0.0266 | 24.6305 | 0.65517 | 0.0266 | 24.6305 | 0.72705 | 0.029518 | 24.6305 | 6.62% | 0.0002312 | 0.00021579 | 47041.8644 | 2938.6525 | 1230.2085 | 42873.0035 | 47065.4692 | 0 | 0 | 47065.4692 | 2.374e-05%
2027 | 776 | CB 776 | Tier-2 | Tier-2---18 | 3--3 | 53 | 53 | 55.0677 | 92.66% | 4.028% | 3.312% | 5.1026 | 0 | 0 | 5.1026 | 0 | 4.6433 | 0.7049 | 6.5871 | 4.6433 | 0.7049 | 6.5871 | 5.1527 | 0.78224 | 6.5871 | 9.266% | 0.014982 | 0.013484 | 3675.6367 | 359.0614 | 229.0677 | 3087.5075 | 3705.6131 | 0 | 0 | 3705.6131 | 0.0001683%
2027 | 78 | CB 78 | Tier-3 | Tier-3---20 | 1--5 | 4 | 3 | 25.281 | 99.56% | 0% | 0.4423% | 1.8877 | 0 | 0 | 1.8877 | 0 | 1.7178 | 0.0399 | 43.0519 | 1.7178 | 0.0399 | 43.0519 | 1.9062 | 0.044278 | 43.0519 | 7.467% | 0.0002122 | 0.00019629 | 119137.3955 | 6076.3887 | 566.2108 | 112494.796 | 119180.1165 | 0 | 0 | 119180.1165 | 6.225e-05%
2027 | 788 | CB 788 | Tier-2 | Tier-2---2 | 5--5 | 708 | 24 | 8569.0681 | 95.07% | 4.755% | 0.1724% | 27.6164 | 0 | 0 | 27.6164 | 0 | 25.1305 | 0.3192 | 78.7297 | 25.1305 | 0.3192 | 78.7297 | 27.8878 | 0.35422 | 78.7297 | 0.3223% | 0.14181 | 0.14133 | 60426.1463 | 6360.7221 | 2990.776 | 51074.6482 | 60436.2738 | 0 | 0 | 60436.2738 | 0.0009107%
2027 | 835 | CB 835 | Tier-2 | Tier-2---17 | 1--5 | 12 | 8 | 42.6475 | 99.43% | 0% | 0.5747% | 2.8268 | 0 | 0 | 2.8268 | 0 | 2.5724 | 0.1064 | 24.1765 | 2.5724 | 0.1064 | 24.1765 | 2.8546 | 0.11807 | 24.1765 | 6.628% | 0.0017112 | 0.0015971 | 24922.574 | 2795.9682 | 135.9476 | 21990.6582 | 24932.8055 | 0 | 0 | 24932.8055 | 9.322e-05%
2027 | 907 | CB 907 | Tier-3 | Tier-3---13 | 3--5 | 51 | 39 | 2742.2838 | 99.83% | 0.1274% | 0.03844% | 209.3563 | 0 | 0 | 209.3563 | 0 | 190.5114 | 0.5187 | 367.2864 | 190.5114 | 0.5187 | 367.2864 | 211.4138 | 0.57561 | 367.2864 | 7.634% | 0.023668 | 0.021858 | 115862.6603 | 8950.1537 | 169.4148 | 106743.0917 | 115878.5696 | 0 | 0 | 115878.5696 | 0.006904%
2027 | 91 | CB 91 | Tier-2 | Tier-2---12 | 3--5 | 68 | 30 | 337.7351 | 93.43% | 6.078% | 0.496% | 13.9205 | 0 | 0 | 13.9205 | 0 | 12.6675 | 0.399 | 31.748 | 12.6675 | 0.399 | 31.748 | 14.0573 | 0.44278 | 31.748 | 4.122% | 0.015476 | 0.014793 | 21823.4311 | 1985.3885 | 2725.0024 | 17113.0402 | 21889.6505 | 0 | 0 | 21889.6505 | 0.000459%
2027 | 928 | CB 928 | Tier-2 | Tier-2---7 | 4--5 | 62 | 53 | 1655.0106 | 79.76% | 20.12% | 0.1245% | 112.8379 | 0 | 0 | 112.8379 | 0 | 102.6809 | 0.7049 | 145.6674 | 102.6809 | 0.7049 | 145.6674 | 113.9468 | 0.78224 | 145.6674 | 6.818% | 0.057199 | 0.052309 | 28934.4603 | 1965.0457 | 5791.8405 | 21177.574 | 29481.9537 | 0 | 0 | 29481.9537 | 0.003721%
2027 | 970 | CB 970 | Tier-2 | Tier-2---14 | 1--5 | 4 | 3 | 251.0066 | 99.97% | 0% | 0.03372% | 18.8191 | 0 | 0 | 18.8191 | 0 | 17.1252 | 0.0399 | 429.2023 | 17.1252 | 0.0399 | 429.2023 | 19.0041 | 0.044278 | 429.2023 | 7.497% | 0.00034 | 0.0003145 | 738254.59 | 37452.9301 | 3187.3418 | 697614.3182 | 738274.7756 | 0 | 0 | 738274.7756 | 0.0006206%
2027 | 971 | CB 971 | Tier-2 | Tier-2---3 | 5--5 | 167 | 114 | 11456.6981 | 99.51% | 0.4569% | 0.03477% | 778.2289 | 0 | 0 | 778.2289 | 0 | 708.1777 | 1.5162 | 467.0743 | 708.1777 | 1.5162 | 467.0743 | 785.8773 | 1.6826 | 467.0743 | 6.793% | 0.12528 | 0.11672 | 91451.3672 | 5164.7092 | 651.9468 | 85634.7112 | 91484.3089 | 0 | 0 | 91484.3089 | 0.02566%
2027 | 973 | CB 973 | Tier-2 | Tier-2---14 | 1--5 | 7 | 4 | 310.4015 | 99.93% | 0% | 0.0686% | 17.7251 | 0 | 0 | 17.7251 | 0 | 16.1296 | 0.0532 | 303.1874 | 16.1296 | 0.0532 | 303.1874 | 17.8993 | 0.059037 | 303.1874 | 5.71% | 0.000676 | 0.00063737 | 459173.7617 | 23326.5551 | 2153.0247 | 433694.182 | 459192.853 | 0 | 0 | 459192.853 | 0.0005845%
2027 | 974 | CB 974 | Tier-2 | Tier-2---12 | 1--5 | 7 | 5 | 334.3039 | 99.93% | 0% | 0.06503% | 23.8633 | 0 | 0 | 23.8633 | 0 | 21.7153 | 0.0665 | 326.546 | 21.7153 | 0.0665 | 326.546 | 24.0979 | 0.073796 | 326.546 | 7.138% | 0.0006326 | 0.00058741 | 528460.2237 | 26466.0439 | 655.3394 | 501338.8403 | 528486.6609 | 0 | 0 | 528486.6609 | 0.0007869%
2027 | 975 | CB 975 | Tier-3 | Tier-3---16 | 5--4 | 11 | 8 | 1304.3742 | 99.51% | 0.4601% | 0.0271% | 94.4014 | 0 | 0 | 94.4014 | 0 | 85.904 | 0.1064 | 807.3691 | 85.904 | 0.1064 | 807.3691 | 95.3292 | 0.11807 | 807.3691 | 7.237% | 0.10726 | 0.099458 | 12161.0449 | 615.424 | 92.9298 | 11452.6911 | 12165.6914 | 0 | 0 | 12165.6914 | 0.003113%
2027 | 980 | CB 980 | Tier-2 | Tier-2---12 | 2--5 | 35 | 24 | 387.8494 | 99.7% | 0% | 0.3041% | 26.5145 | 0 | 0 | 26.5145 | 0 | 24.1278 | 0.3192 | 75.5885 | 24.1278 | 0.3192 | 75.5885 | 26.7751 | 0.35422 | 75.5885 | 6.836% | 0.0069124 | 0.0064384 | 56109.2292 | 22659.9966 | 1622.27 | 31826.9626 | 56121.7905 | 0 | 0 | 56121.7905 | 0.0008744%
2027 | 981 | CB 981 | Tier-2 | Tier-2---15 | 1--5 | 14 | 11 | 132.7571 | 99.65% | 0% | 0.354% | 10.394 | 0 | 0 | 10.394 | 0 | 9.4584 | 0.1463 | 64.6507 | 9.4584 | 0.1463 | 64.6507 | 10.4961 | 0.16235 | 64.6507 | 7.829% | 0.0030076 | 0.0027713 | 44140.5414 | 2879.0748 | 9317.9917 | 31943.4749 | 44153.8651 | 0 | 0 | 44153.8651 | 0.0003428%
2027 | 982 | CB 982 | Tier-2 | Not Applicable | Not Applicable | 1 | 1 | 0 | 0% | 0% | 0% | 0 | 0 | 0 | 0 | 0 | 0 | 0.0133 | 0 | 0 | 0.0133 | 0 | 0 | 0.014759 | 0 | 0% | 0 | 0 | 0 | 0 | 0 | 0 | 0 | 0 | 0 | 0 | 0%
2027 | CTL1 | CB CTL1 | Tier-3 | Tier-3---19 | 5--1 | 6 | 2 | 27.4807 | 90.21% | 9.514% | 0.2799% | 0.82631 | 0 | 0 | 0.82631 | 0 | 0.75193 | 0.0266 | 28.268 | 0.75193 | 0.0266 | 28.268 | 0.83443 | 0.029518 | 28.268 | 3.007% | 0.42111 | 0.40708 | 65.2572 | 3.4648 | 6.2225 | 55.5699 | 65.4776 | 0 | 0 | 65.4776 | 2.725e-05%
2027 | DV1 | CB DV1 | Tier-3 | Tier-3---20 | 1--5 | 2 | 2 | 15.4911 | 99.81% | 0% | 0.1868% | 1.5462 | 0 | 0 | 1.5462 | 0 | 1.407 | 0.0266 | 52.8961 | 1.407 | 0.0266 | 52.8961 | 1.5614 | 0.029518 | 52.8961 | 9.981% | 0.000145 | 0.0001305 | 106835.191 | 6026.6232 | 486.5143 | 100322.0536 | 106857.3618 | 0 | 0 | 106857.3618 | 5.099e-05%
2027 | FB1 | CB FB1 | Tier-2 | Tier-2---11 | 4--4 | 371 | 161 | 346.5871 | 36.93% | 61.45% | 1.621% | 5.5543 | 0 | 0 | 5.5543 | 0 | 5.0543 | 2.1413 | 2.3604 | 5.0543 | 2.1413 | 2.3604 | 5.6089 | 2.3762 | 2.3604 | 1.603% | 0.04664 | 0.044616 | 7431.1135 | 609.45 | 4232.5548 | 2589.1087 | 7643.7346 | 0 | 0 | 7643.7346 | 0.0001832%
2027 | FB2 | CB FB2 | Tier-2 | Tier-2---9 | 4--5 | 173 | 109 | 1029.5845 | 94.33% | 5.316% | 0.3556% | 61.1907 | 0 | 0 | 61.1907 | 0 | 55.6827 | 1.4497 | 38.4098 | 55.6827 | 1.4497 | 38.4098 | 61.7921 | 1.6088 | 38.4098 | 5.943% | 0.045688 | 0.04281 | 22535.0189 | 2600.9741 | 1192.7302 | 18741.3145 | 22620.9593 | 0 | 0 | 22620.9593 | 0.002018%
2027 | JU1 | CB JU1 | Tier-3 | Tier-3---15 | 5--4 | 80 | 67 | 1531.7487 | 97.85% | 2.019% | 0.1357% | 125.5197 | 0 | 0 | 125.5197 | 0 | 114.2212 | 0.8911 | 128.1801 | 114.2212 | 0.8911 | 128.1801 | 126.7533 | 0.98887 | 128.1801 | 8.195% | 0.1808 | 0.16566 | 8471.8458 | 469.0858 | 165.6284 | 7837.1316 | 8488.5321 | 0 | 0 | 8488.5321 | 0.004139%
2027 | MOR1 | CB MOR1 | Tier-2 | Tier-2---4 | 5--5 | 116 | 86 | 5119.7141 | 98.56% | 1.393% | 0.05121% | 374.0843 | 0 | 0 | 374.0843 | 0 | 340.4116 | 1.1438 | 297.6148 | 340.4116 | 1.1438 | 297.6148 | 377.7608 | 1.2693 | 297.6148 | 7.307% | 0.12647 | 0.11709 | 40481.7763 | 2466.5834 | 537.059 | 37478.1339 | 40528.5827 | 0 | 0 | 40528.5827 | 0.01234%
2027 | NVS1 | CB NVS1 | Tier-2 | Tier-2---12 | 4--5 | 403 | 5 | 638.0788 | 99.02% | 0% | 0.9838% | 0.78387 | 0 | 0 | 0.78387 | 0 | 0.71331 | 0.0665 | 10.7265 | 0.71331 | 0.0665 | 10.7265 | 0.79158 | 0.073796 | 10.7265 | 0.1228% | 0.029239 | 0.029203 | 21822.7187 | 1367.8468 | 283.2108 | 20171.6612 | 21822.9854 | 0 | 0 | 21822.9854 | 2.585e-05%
2027 | OK1 | CB OK1 | Tier-3 | Tier-3---7 | 5--5 | 190 | 153 | 6915.6819 | 99% | 0.9206% | 0.07911% | 551.3273 | 0 | 0 | 551.3273 | 0 | 501.7004 | 2.0349 | 246.548 | 501.7004 | 2.0349 | 246.548 | 556.7457 | 2.2582 | 246.548 | 7.972% | 0.20255 | 0.18624 | 34143.1528 | 2255.401 | 307.6674 | 31580.0844 | 34173.0448 | 0 | 0 | 34173.0448 | 0.01818%
2027 | PE1 | CB PE1 | Tier-3 | Tier-3---13 | 5--4 | 247 | 132 | 3027.5479 | 94.73% | 5.109% | 0.164% | 153.2642 | 0 | 0 | 153.2642 | 0 | 139.4683 | 1.7556 | 79.442 | 139.4683 | 1.7556 | 79.442 | 154.7705 | 1.9482 | 79.442 | 5.062% | 0.24168 | 0.22876 | 12527.0623 | 651.1133 | 599.2989 | 11276.6501 | 12564.3577 | 0 | 0 | 12564.3577 | 0.005054%
2027 | RA1 | CB RA1 | Tier-2 | Tier-2---2 | 5--5 | 353 | 179 | 10517.0624 | 98.31% | 1.619% | 0.07383% | 524.2711 | 0 | 0 | 524.2711 | 0 | 477.0795 | 2.3807 | 200.3947 | 477.0795 | 2.3807 | 200.3947 | 529.4236 | 2.6419 | 200.3947 | 4.985% | 0.14726 | 0.13979 | 71417.5478 | 3677.0651 | 1105.1436 | 66635.3391 | 71482.1454 | 0 | 0 | 71482.1454 | 0.01729%
2027 | RA2 | CB RA2 | Tier-2 | Tier-2---4 | 5--5 | 118 | 62 | 5229.9021 | 98.11% | 1.831% | 0.05575% | 269.606 | 0 | 0 | 269.606 | 0 | 245.3378 | 0.8246 | 297.5236 | 245.3378 | 0.8246 | 297.5236 | 272.2557 | 0.91507 | 297.5236 | 5.155% | 0.12706 | 0.12038 | 41161.4683 | 4371.7867 | 705.658 | 36084.0236 | 41204.5431 | 0 | 0 | 41204.5431 | 0.008891%
2027 | RA3 | CB RA3 | Tier-2 | Tier-2---10 | 5--4 | 241 | 93 | 916.1972 | 69.5% | 30.07% | 0.4286% | 24.5712 | 0 | 0 | 24.5712 | 0 | 22.3594 | 1.2369 | 18.077 | 22.3594 | 1.2369 | 18.077 | 24.8126 | 1.3726 | 18.077 | 2.682% | 0.12911 | 0.12413 | 7096.3625 | 284.8233 | 1917.8301 | 4893.709 | 7183.2434 | 0 | 0 | 7183.2434 | 0.0008103%
2027 | RB1 | CB RB1 | Tier-3 | Tier-3---20 | 1--5 | 2 | 2 | 29.7534 | 99.88% | 0% | 0.1212% | 2.9717 | 0 | 0 | 2.9717 | 0 | 2.7042 | 0.0266 | 101.6631 | 2.7042 | 0.0266 | 101.6631 | 3.0009 | 0.029518 | 101.6631 | 9.988% | 0.0001458 | 0.00013122 | 204069.8082 | 10986.7817 | 682.9358 | 192400.0907 | 204097.2801 | 0 | 0 | 204097.2801 | 9.8e-05%
2027 | RC1 | CB RC1 | Tier-2 | Tier-2---4 | 4--5 | 94 | 58 | 3739.8748 | 99.14% | 0.8077% | 0.05477% | 228.7681 | 0 | 0 | 228.7681 | 0 | 208.1758 | 0.7714 | 269.8677 | 208.1758 | 0.7714 | 269.8677 | 231.0164 | 0.85604 | 269.8677 | 6.117% | 0.084253 | 0.079055 | 44388.4144 | 3566.8538 | 353.0058 | 40468.5548 | 44413.5888 | 0 | 0 | 44413.5888 | 0.007544%
2027 | SL1 | CB SL1 | Tier-3 | Tier-3---11 | 5--5 | 225 | 184 | 3361.5705 | 93.71% | 6.129% | 0.1568% | 257.6221 | 0 | 0 | 257.6221 | 0 | 234.4326 | 2.4472 | 95.7963 | 234.4326 | 2.4472 | 95.7963 | 260.154 | 2.7157 | 95.7963 | 7.664% | 0.19527 | 0.1793 | 17214.6695 | 1252.9171 | 1001.4319 | 14960.3205 | 17311.0401 | 0 | 0 | 17311.0401 | 0.008495%
2027 | SSC1 | CB SSC1 | Tier-2 | Tier-2---18 | 4--3 | 220 | 27 | 94.186 | 2.003% | 94.63% | 3.363% | 0.023154 | 0 | 0 | 0.023154 | 0 | 0.02107 | 0.3591 | 0.058674 | 0.02107 | 0.3591 | 0.058674 | 0.023382 | 0.3985 | 0.058674 | 0.02458% | 0.031528 | 0.031141 | 2987.3954 | 6.3387 | 2712.6507 | 268.4061 | 3023.771 | 0 | 0 | 3023.771 | 7.635e-07%
2027 | CTL1 | CTL1-3R | Tier-3 | Tier-3---14 | 5--4 | 314 | 138 | 2064.0334 | 78.9% | 20.86% | 0.2358% | 71.5721 | 0 | 0 | 71.5721 | 0 | 65.1297 | 1.8354 | 35.4853 | 65.1297 | 1.8354 | 35.4853 | 72.2755 | 2.0368 | 35.4853 | 3.468% | 0.42513 | 0.40645 | 4855.055 | 225.2505 | 929.4415 | 3700.363 | 4902.1464 | 0 | 0 | 4902.1464 | 0.00236%
2027 | DV1 | DV1-3R | Tier-3 | Tier-3---11 | 5--5 | 235 | 175 | 3719.4004 | 95.17% | 4.691% | 0.1427% | 263.5885 | 0 | 0 | 263.5885 | 0 | 239.8619 | 2.3275 | 103.0556 | 239.8619 | 2.3275 | 103.0556 | 266.179 | 2.5829 | 103.0556 | 7.087% | 0.19421 | 0.17975 | 19151.2388 | 1060.0216 | 843.3957 | 17247.8214 | 19225.7211 | 0 | 0 | 19225.7211 | 0.008692%
2027 | RA1 | RA1-402R | Tier-3 | Tier-3---4 | 5--5 | 122 | 74 | 9339.3378 | 99.33% | 0.6459% | 0.02826% | 562.6656 | 0 | 0 | 562.6656 | 0 | 512.018 | 0.9842 | 520.238 | 512.018 | 0.9842 | 520.238 | 568.1955 | 1.0922 | 520.238 | 6.025% | 0.12948 | 0.12162 | 72130.9155 | 4375.0229 | 443.5541 | 67312.3385 | 72162.3141 | 0 | 0 | 72162.3141 | 0.01855%
2027 | RB1 | RB1-427R | Tier-3 | Tier-3---7 | 5--5 | 433 | 306 | 6920.124 | 97.57% | 2.306% | 0.1195% | 477.1808 | 0 | 0 | 477.1808 | 0 | 434.228 | 4.0698 | 106.6952 | 434.228 | 4.0698 | 106.6952 | 481.8705 | 4.5163 | 106.6952 | 6.896% | 0.15381 | 0.14294 | 44992.7829 | 2694.5507 | 965.1573 | 41333.0749 | 45075.7752 | 0 | 0 | 45075.7752 | 0.01574%
2027 | RB1 | RB1-433R | Tier-3 | Tier-3---10 | 5--5 | 125 | 117 | 5946.5075 | 99.32% | 0.6164% | 0.06772% | 552.7852 | 0 | 0 | 552.7852 | 0 | 503.027 | 1.5561 | 323.2615 | 503.027 | 1.5561 | 323.2615 | 558.2179 | 1.7268 | 323.2615 | 9.296% | 0.15284 | 0.13854 | 38906.0871 | 2307.7478 | 238.1361 | 36360.2032 | 38933.5738 | 0 | 0 | 38933.5738 | 0.01823%
2027 | TM1 | TM1-10R | Tier-3 | Tier-3---12 | 5--5 | 103 | 81 | 3782.8568 | 99.48% | 0.4537% | 0.066% | 295.9408 | 0 | 0 | 295.9408 | 0 | 269.3021 | 1.0773 | 249.9788 | 269.3021 | 1.0773 | 249.9788 | 298.8493 | 1.1955 | 249.9788 | 7.823% | 0.093421 | 0.086074 | 40492.6609 | 2080.2531 | 189.7576 | 38222.6503 | 40510.6225 | 0 | 0 | 40510.6225 | 0.009759%
2028 | 1001 | 1001-1231F | Tier-2 | Tier-2---15 | 3--3 | 4 | 1 | 117.1572 | 99.03% | 0.8725% | 0.09309% | 2.9006 | 0 | 0 | 2.9006 | 0 | 2.518 | 0.012687 | 198.4626 | 2.518 | 0.012687 | 198.4626 | 2.9435 | 0.014832 | 198.4626 | 2.476% | 0.025088 | 0.024461 | 4669.7772 | 254.6756 | 41.5622 | 4373.5394 | 4670.9334 | 0 | 0 | 4670.9334 | 9.565e-05%
2028 | 1001 | 1001-1814AE | Tier-2 | Tier-2---11 | 5--3 | 10 | 10 | 409.0622 | 99.15% | 0.7717% | 0.07851% | 40.5584 | 0 | 0 | 40.5584 | 0 | 35.2074 | 0.12687 | 277.5011 | 35.2074 | 0.12687 | 277.5011 | 41.1578 | 0.14832 | 277.5011 | 9.915% | 0.094213 | 0.084792 | 4341.8958 | 236.5203 | 34.0095 | 4071.3661 | 4345.9973 | 0 | 0 | 4345.9973 | 0.001337%
2028 | 1001 | 1001-1820F | Tier-2 | Tier-2---5 | 5--5 | 146 | 117 | 4222.2471 | 91.41% | 8.486% | 0.103% | 309.2954 | 0 | 0 | 309.2954 | 0 | 268.4885 | 1.4844 | 180.8719 | 268.4885 | 1.4844 | 180.8719 | 313.8662 | 1.7353 | 180.8719 | 7.325% | 0.12846 | 0.11817 | 32868.2878 | 1721.3581 | 2595.1533 | 28551.7765 | 33114.2382 | 0 | 0 | 33114.2382 | 0.0102%
2028 | 1006 | 1006-829F | Tier-2 | Tier-2---15 | 1--5 | 10 | 10 | 114.5301 | 99.76% | 0% | 0.2395% | 11.4256 | 0 | 0 | 11.4256 | 0 | 9.9181 | 0.12687 | 78.1739 | 9.9181 | 0.12687 | 78.1739 | 11.5944 | 0.14832 | 78.1739 | 9.976% | 0.0022112 | 0.0019901 | 51795.4298 | 4696.3379 | 114.7654 | 46984.3264 | 51809.2104 | 0 | 0 | 51809.2104 | 0.0003768%
2028 | 1021 | 1021-1748F | Tier-3 | Tier-3---2 | 5--5 | 516 | 421 | 35156.1224 | 99.02% | 0.9436% | 0.03662% | 2840.2415 | 0 | 0 | 2840.2415 | 0 | 2465.5147 | 5.3413 | 461.5902 | 2465.5147 | 5.3413 | 461.5902 | 2882.2148 | 6.2441 | 461.5902 | 8.079% | 0.16564 | 0.15212 | 212249.5403 | 13715.9361 | 1963.4816 | 196570.1226 | 212434.3696 | 0 | 0 | 212434.3696 | 0.09366%
2028 | 1021 | 1021-1760R | Tier-3 | Tier-3---6 | 5--5 | 85 | 70 | 7055.7157 | 98.18% | 1.793% | 0.03106% | 570.4582 | 0 | 0 | 570.4582 | 0 | 495.1949 | 0.88811 | 557.5827 | 495.1949 | 0.88811 | 557.5827 | 578.8885 | 1.0382 | 557.5827 | 8.085% | 0.10829 | 0.099373 | 65155.0235 | 4038.9642 | 1087.8449 | 60028.2144 | 65261.6995 | 0 | 0 | 65261.6995 | 0.01881%
2028 | 1021 | 1021-25R | Tier-3 | Tier-3---2 | 5--5 | 168 | 139 | 18825.6899 | 99.7% | 0.2782% | 0.02306% | 1552.9096 | 0 | 0 | 1552.9096 | 0 | 1348.0267 | 1.7635 | 764.3897 | 1348.0267 | 1.7635 | 764.3897 | 1575.8586 | 2.0616 | 764.3897 | 8.249% | 0.12361 | 0.11338 | 152300.0709 | 9949.5446 | 416.971 | 141933.5553 | 152341.4546 | 0 | 0 | 152341.4546 | 0.05121%
2028 | 1021 | 1021-855 | Tier-3 | Tier-3---10 | 5--5 | 69 | 61 | 5034.3753 | 99.51% | 0.4541% | 0.0405% | 442.8665 | 0 | 0 | 442.8665 | 0 | 384.437 | 0.77392 | 496.7369 | 384.437 | 0.77392 | 496.7369 | 449.4112 | 0.90473 | 496.7369 | 8.797% | 0.10909 | 0.099445 | 46149.2476 | 2319.9671 | 207.6388 | 43621.6417 | 46171.3852 | 0 | 0 | 46171.3852 | 0.0146%
2028 | 1021 | 1021-883R | Tier-3 | Tier-3---16 | 5--4 | 16 | 16 | 1386.6299 | 99.58% | 0.3809% | 0.03987% | 138.0795 | 0 | 0 | 138.0795 | 0 | 119.862 | 0.203 | 590.463 | 119.862 | 0.203 | 590.463 | 140.1201 | 0.23731 | 590.463 | 9.958% | 0.10042 | 0.090377 | 13808.4689 | 696.2558 | 53.5765 | 13058.6366 | 13814.925 | 0 | 0 | 13814.925 | 0.004553%
2028 | 1021 | 1021-92 | Tier-3 | Tier-3---15 | 5--4 | 12 | 10 | 794.3626 | 99.6% | 0.3592% | 0.04176% | 65.9315 | 0 | 0 | 65.9315 | 0 | 57.2328 | 0.12687 | 451.1035 | 57.2328 | 0.12687 | 451.1035 | 66.9058 | 0.14832 | 451.1035 | 8.3% | 0.099013 | 0.090762 | 8022.7784 | 405.0442 | 27.6394 | 7590.0948 | 8025.7027 | 0 | 0 | 8025.7027 | 0.002174%
2028 | 1022 | 1022-17F | Tier-3 | Tier-3---4 | 5--5 | 139 | 107 | 9800.6792 | 99.62% | 0.3456% | 0.03348% | 751.5808 | 0 | 0 | 751.5808 | 0 | 652.4212 | 1.3575 | 480.5907 | 652.4212 | 1.3575 | 480.5907 | 762.6878 | 1.587 | 480.5907 | 7.669% | 0.10945 | 0.10102 | 89544.6442 | 5359.6686 | 310.5435 | 83874.4321 | 89572.9534 | 0 | 0 | 89572.9534 | 0.02478%
2028 | 1022 | 1022-26R | Tier-3 | Tier-3---15 | 4--4 | 9 | 9 | 694.7204 | 99.22% | 0.7469% | 0.03547% | 68.9285 | 0 | 0 | 68.9285 | 0 | 59.8344 | 0.11419 | 524.0101 | 59.8344 | 0.11419 | 524.0101 | 69.9471 | 0.13348 | 524.0101 | 9.922% | 0.092662 | 0.083396 | 7497.376 | 376.7223 | 52.0531 | 7068.6006 | 7503.8938 | 0 | 0 | 7503.8938 | 0.002273%
2028 | 1022 | 1022-322R | Tier-3 | Tier-3---10 | 5--5 | 89 | 76 | 5072.1995 | 99.16% | 0.7912% | 0.04875% | 429.4935 | 0 | 0 | 429.4935 | 0 | 372.8283 | 0.96423 | 386.6575 | 372.8283 | 0.96423 | 386.6575 | 435.8405 | 1.1272 | 386.6575 | 8.468% | 0.10587 | 0.096826 | 47911.5964 | 2988.4313 | 366.1059 | 44557.0592 | 47949.171 | 0 | 0 | 47949.171 | 0.01416%
2028 | 1023 | 1023-200R | Tier-2 | Tier-2---5 | 4--5 | 82 | 73 | 2889.9732 | 99.24% | 0.6691% | 0.08946% | 255.3265 | 0 | 0 | 255.3265 | 0 | 221.64 | 0.92617 | 239.3076 | 221.64 | 0.92617 | 239.3076 | 259.0997 | 1.0827 | 239.3076 | 8.835% | 0.083115 | 0.075715 | 34770.9454 | 1877.1075 | 241.328 | 32652.5099 | 34796.7212 | 0 | 0 | 34796.7212 | 0.00842%
2028 | 1023 | 1023-46AE | Tier-2 | Tier-2---2 | 5--5 | 469 | 376 | 9469.9149 | 95.98% | 3.884% | 0.1387% | 728.6709 | 0 | 0 | 728.6709 | 0 | 632.5338 | 4.7704 | 132.595 | 632.5338 | 4.7704 | 132.595 | 739.4392 | 5.5767 | 132.595 | 7.695% | 0.13914 | 0.12798 | 68062.6824 | 3656.971 | 2513.7394 | 61891.9719 | 68301.2938 | 0 | 0 | 68301.2938 | 0.02403%
2028 | 1023 | 1023-48R | Tier-2 | Tier-2---5 | 5--5 | 380 | 290 | 3773.8473 | 97.39% | 2.337% | 0.2725% | 280.4875 | 0 | 0 | 280.4875 | 0 | 243.4814 | 3.6793 | 66.1758 | 243.4814 | 3.6793 | 66.1758 | 284.6326 | 4.3012 | 66.1758 | 7.432% | 0.12816 | 0.11838 | 29445.7307 | 1737.6729 | 715.7665 | 26992.2913 | 29509.2254 | 0 | 0 | 29509.2254 | 0.009249%
2028 | 1023 | 1023-89R | Tier-2 | Tier-2---11 | 4--4 | 119 | 85 | 585.5086 | 87.68% | 11.85% | 0.4758% | 36.6688 | 0 | 0 | 36.6688 | 0 | 31.8309 | 1.0784 | 29.5162 | 31.8309 | 1.0784 | 29.5162 | 37.2106 | 1.2607 | 29.5162 | 6.263% | 0.083403 | 0.077446 | 7020.201 | 414.9664 | 782.0246 | 5823.21 | 7086.7415 | 0 | 0 | 7086.7415 | 0.001209%
2028 | 1030 | 1030-1728R | Tier-3 | Tier-3---9 | 5--5 | 85 | 60 | 5124.1587 | 98.26% | 1.711% | 0.02883% | 355.4132 | 0 | 0 | 355.4132 | 0 | 308.5218 | 0.76124 | 405.2899 | 308.5218 | 0.76124 | 405.2899 | 360.6656 | 0.8899 | 405.2899 | 6.936% | 0.23544 | 0.21882 | 21764.1991 | 1221.106 | 349.3689 | 20193.7242 | 21792.9536 | 0 | 0 | 21792.9536 | 0.01172%
2028 | 1030 | 1030-1735F | Tier-3 | Not Applicable | Not Applicable | 6 | 6 | 0 | 0% | 0% | 0% | 0 | 0 | 0 | 0 | 0 | 0 | 0.076124 | 0 | 0 | 0.076124 | 0 | 0 | 0.08899 | 0 | 0% | 0 | 0 | 0 | 0 | 0 | 0 | 0 | 0 | 0 | 0 | 0%
2028 | 1030 | 1030-1777 | Tier-3 | Tier-3---5 | 5--5 | 193 | 143 | 11817.5772 | 98.58% | 1.381% | 0.03413% | 863.2115 | 0 | 0 | 863.2115 | 0 | 749.3239 | 1.8143 | 413.0139 | 749.3239 | 1.8143 | 413.0139 | 875.9682 | 2.1209 | 413.0139 | 7.304% | 0.24629 | 0.22805 | 47981.5879 | 2529.7124 | 644.8626 | 44807.0129 | 48035.9251 | 0 | 0 | 48035.9251 | 0.02847%
2028 | 1030 | 1030-1823F | Tier-3 | Tier-3---13 | 5--5 | 20 | 17 | 2150.9739 | 99.45% | 0.5287% | 0.02497% | 181.8205 | 0 | 0 | 181.8205 | 0 | 157.8321 | 0.21568 | 731.7748 | 157.8321 | 0.21568 | 731.7748 | 184.5075 | 0.25214 | 731.7748 | 8.453% | 0.10605 | 0.097039 | 20281.9888 | 1017.5622 | 101.0259 | 19163.4007 | 20292.4202 | 0 | 0 | 20292.4202 | 0.005996%
2028 | 1030 | 1030-18R | Tier-3 | Tier-3---7 | 5--5 | 98 | 72 | 6620.9098 | 98.66% | 1.309% | 0.03186% | 479.9105 | 0 | 0 | 479.9105 | 0 | 416.5936 | 0.91348 | 456.0487 | 416.5936 | 0.91348 | 456.0487 | 487.0027 | 1.0679 | 456.0487 | 7.248% | 0.23843 | 0.22091 | 27769.0579 | 1524.2005 | 340.5168 | 25904.3406 | 27798.5887 | 0 | 0 | 27798.5887 | 0.01583%
2028 | 1030 | 1030-20R | Tier-3 | Tier-3---3 | 5--5 | 367 | 323 | 25318.462 | 99.14% | 0.8163% | 0.04139% | 2209.1889 | 0 | 0 | 2209.1889 | 0 | 1917.72 | 4.098 | 467.9654 | 1917.72 | 4.098 | 467.9654 | 2241.8365 | 4.7906 | 467.9654 | 8.726% | 0.28668 | 0.26145 | 88316.4782 | 5506.1055 | 686.3261 | 82124.0466 | 88389.5775 | 0 | 0 | 88389.5775 | 0.07285%
2028 | 1030 | 1030-42R | Tier-3 | Tier-3---3 | 5--5 | 472 | 375 | 28398.7895 | 98.49% | 1.466% | 0.03945% | 2222.2926 | 0 | 0 | 2222.2926 | 0 | 1929.0948 | 4.7577 | 405.465 | 1929.0948 | 4.7577 | 405.465 | 2255.1338 | 5.5618 | 405.465 | 7.825% | 0.28228 | 0.25985 | 100606.2475 | 6191.924 | 1386.8762 | 93027.4473 | 100736.966 | 0 | 0 | 100736.966 | 0.07328%
2028 | 1030 | 1030-989R | Tier-3 | Tier-3---3 | 5--5 | 422 | 372 | 26696.216 | 99.16% | 0.796% | 0.04527% | 2333.5174 | 0 | 0 | 2333.5174 | 0 | 2025.6452 | 4.7197 | 429.1919 | 2025.6452 | 4.7197 | 429.1919 | 2368.0023 | 5.5174 | 429.1919 | 8.741% | 0.30703 | 0.27996 | 86951.1078 | 4865.0498 | 650.3273 | 81435.7308 | 87021.826 | 0 | 0 | 87021.826 | 0.07695%
2028 | 1039 | 1039-13 | Tier-2 | Tier-2---3 | 5--5 | 534 | 338 | 15957.1711 | 97.45% | 2.471% | 0.0752% | 984.307 | 0 | 0 | 984.307 | 0 | 854.4426 | 4.2883 | 199.2495 | 854.4426 | 4.2883 | 199.2495 | 998.8531 | 5.0131 | 199.2495 | 6.168% | 0.1351 | 0.12655 | 118113.2514 | 10500.2075 | 2816.2541 | 104796.7897 | 118316.4626 | 0 | 0 | 118316.4626 | 0.03246%
2028 | 1073 | 1073-872F | Tier-2 | Tier-2---20 | 3--2 | 16 | 12 | 17.9659 | 86.84% | 10.72% | 2.434% | 1.1701 | 0 | 0 | 1.1701 | 0 | 1.0158 | 0.15225 | 6.6718 | 1.0158 | 0.15225 | 6.6718 | 1.1874 | 0.17798 | 6.6718 | 6.513% | 0.018584 | 0.017191 | 966.7183 | 76.5664 | 118.0704 | 772.0814 | 977.0317 | 0 | 0 | 977.0317 | 3.859e-05%
2028 | 1073 | 1073-874F | Tier-2 | Tier-2---20 | 3--3 | 40 | 1 | 40.9949 | 23.55% | 73.64% | 2.81% | 0.024132 | 0 | 0 | 0.024132 | 0 | 0.020949 | 0.012687 | 1.6511 | 0.020949 | 0.012687 | 1.6511 | 0.024489 | 0.014832 | 1.6511 | 0.05887% | 0.021565 | 0.021511 | 1901.027 | 40.4675 | 1302.6457 | 557.9138 | 1904.6696 | 0 | 0 | 1904.6696 | 7.958e-07%
2028 | 1073 | 1073-886F | Tier-2 | Tier-2---20 | 3--2 | 4 | 4 | 27.0781 | 12.75% | 86.83% | 0.4178% | 0.3453 | 0 | 0 | 0.3453 | 0 | 0.29974 | 0.050749 | 5.9063 | 0.29974 | 0.050749 | 5.9063 | 0.3504 | 0.059326 | 5.9063 | 1.275% | 0.016776 | 0.015099 | 1614.0782 | 19.1067 | 1282.2131 | 312.7584 | 1770.5507 | 0 | 0 | 1770.5507 | 1.139e-05%
2028 | 1073 | 1073-887F | Tier-2 | Tier-2---21 | 3--1 | 3 | 3 | 6.3934 | 34.35% | 64.55% | 1.103% | 0.21961 | 0 | 0 | 0.21961 | 0 | 0.19063 | 0.038062 | 5.0085 | 0.19063 | 0.038062 | 5.0085 | 0.22285 | 0.044495 | 5.0085 | 3.435% | 0.016639 | 0.014975 | 384.2398 | 11.9549 | 217.4823 | 154.8027 | 412.2684 | 0 | 0 | 412.2684 | 7.242e-06%
2028 | 1079 | 1079-9 | Tier-2 | Tier-2---15 | 3--3 | 237 | 1 | 117.3021 | 94.99% | 0% | 5.009% | 0.047015 | 0 | 0 | 0.047015 | 0 | 0.040812 | 0.012687 | 3.2168 | 0.040812 | 0.012687 | 3.2168 | 0.04771 | 0.014832 | 3.2168 | 0.04008% | 0.027256 | 0.027244 | 4303.7498 | 704.0904 | 621.9418 | 2977.7175 | 4303.8408 | 0 | 0 | 4303.8408 | 1.55e-06%
2028 | 1090 | 1090-1734 | Tier-3 | Tier-3---16 | 2--5 | 44 | 38 | 730.5479 | 99.24% | 0.5863% | 0.172% | 62.6144 | 0 | 0 | 62.6144 | 0 | 54.3533 | 0.48212 | 112.7389 | 54.3533 | 0.48212 | 112.7389 | 63.5397 | 0.5636 | 112.7389 | 8.571% | 0.01345 | 0.012288 | 54317.4438 | 3261.8302 | 456.9875 | 50598.6261 | 54356.3771 | 0 | 0 | 54356.3771 | 0.002065%
2028 | 1090 | 1090-636R | Tier-3 | Tier-3---15 | 5--3 | 122 | 117 | 919.3728 | 93.93% | 5.62% | 0.4487% | 82.8186 | 0 | 0 | 82.8186 | 0 | 71.8919 | 1.4844 | 48.4312 | 71.8919 | 1.4844 | 48.4312 | 84.0425 | 1.7353 | 48.4312 | 9.008% | 0.38465 | 0.34776 | 2390.1852 | 120.0827 | 121.765 | 2148.3375 | 2405.5717 | 0 | 0 | 2405.5717 | 0.002731%
2028 | 1090 | 1090-639R | Tier-3 | Tier-3---18 | 5--2 | 80 | 72 | 509.5021 | 91.97% | 7.519% | 0.512% | 42.1724 | 0 | 0 | 42.1724 | 0 | 36.6084 | 0.91348 | 40.0755 | 36.6084 | 0.91348 | 40.0755 | 42.7956 | 1.0679 | 40.0755 | 8.277% | 0.37006 | 0.33675 | 1376.8236 | 60.6753 | 89.2071 | 1226.9412 | 1387.7597 | 0 | 0 | 1387.7597 | 0.001391%
2028 | 1090 | 1090-70F | Tier-2 | Tier-2---15 | 2--5 | 29 | 14 | 140.8367 | 88.02% | 11.68% | 0.2956% | 5.9845 | 0 | 0 | 5.9845 | 0 | 5.1949 | 0.17762 | 29.2469 | 5.1949 | 0.17762 | 29.2469 | 6.0729 | 0.20764 | 29.2469 | 4.249% | 0.0083 | 0.0078993 | 16968.2749 | 903.4734 | 1917.2026 | 14147.5988 | 17071.3922 | 0 | 0 | 17071.3922 | 0.0001973%
2028 | 1090 | 1090-73F | Tier-3 | Tier-3---10 | 4--5 | 317 | 215 | 5899.0454 | 99.62% | 0.2521% | 0.1275% | 398.5741 | 0 | 0 | 398.5741 | 0 | 345.9883 | 2.7278 | 126.8394 | 345.9883 | 2.7278 | 126.8394 | 404.4643 | 3.1888 | 126.8394 | 6.757% | 0.046754 | 0.043583 | 126173.0725 | 9334.6657 | 462.1696 | 116376.2372 | 126207.9232 | 0 | 0 | 126207.9232 | 0.01314%
2028 | 1090 | 1090-74F | Tier-3 | Tier-3---10 | 4--5 | 321 | 225 | 4990.92 | 99.62% | 0.2191% | 0.1576% | 348.513 | 0 | 0 | 348.513 | 0 | 302.532 | 2.8546 | 105.979 | 302.532 | 2.8546 | 105.979 | 353.6634 | 3.3371 | 105.979 | 6.983% | 0.045737 | 0.042531 | 109123.1086 | 8272.9718 | 456.2327 | 100393.904 | 109154.094 | 0 | 0 | 109154.094 | 0.01149%
2028 | 1094 | 1094-35F | Tier-2 | Tier-2---7 | 3--5 | 167 | 128 | 2514.2831 | 99.84% | 0% | 0.1648% | 192.3939 | 0 | 0 | 192.3939 | 0 | 167.0105 | 1.624 | 102.8406 | 167.0105 | 1.624 | 102.8406 | 195.2371 | 1.8984 | 102.8406 | 7.652% | 0.020398 | 0.018834 | 123263.6714 | 7008.6853 | 282.5097 | 115972.4764 | 123280.5348 | 0 | 0 | 123280.5348 | 0.006344%
2028 | 1094 | 1094-7 | Tier-2 | Tier-2---17 | 2--4 | 65 | 34 | 95.3301 | 98.77% | 0% | 1.235% | 4.9249 | 0 | 0 | 4.9249 | 0 | 4.2752 | 0.43137 | 9.9107 | 4.2752 | 0.43137 | 9.9107 | 4.9977 | 0.50427 | 9.9107 | 5.166% | 0.0065074 | 0.006167 | 14649.4839 | 1080.944 | 371.5011 | 13197.0388 | 14659.468 | 0 | 0 | 14659.468 | 0.0001624%
2028 | 1100 | 1100-1168F | Tier-2 | Tier-2---18 | 4--2 | 4 | 4 | 54.719 | 98.75% | 1.065% | 0.1855% | 5.4035 | 0 | 0 | 5.4035 | 0 | 4.6905 | 0.050749 | 92.4261 | 4.6905 | 0.050749 | 92.4261 | 5.4833 | 0.059326 | 92.4261 | 9.875% | 0.070904 | 0.063814 | 771.7308 | 43.3728 | 7.9161 | 720.4418 | 772.8034 | 0 | 0 | 772.8034 | 0.0001782%
2028 | 1100 | 1100-1172R | Tier-2 | Tier-2---7 | 4--5 | 34 | 32 | 2144.9788 | 99.68% | 0.2699% | 0.05437% | 201.2258 | 0 | 0 | 201.2258 | 0 | 174.6771 | 0.40599 | 430.2462 | 174.6771 | 0.40599 | 430.2462 | 204.1995 | 0.47461 | 430.2462 | 9.381% | 0.080798 | 0.073193 | 26547.4908 | 2914.2533 | 70.3485 | 23562.889 | 26556.4341 | 0 | 0 | 26556.4341 | 0.006636%
2028 | 1105 | 1105-1479 | Tier-2 | Tier-2---4 | 5--5 | 54 | 51 | 4228.0435 | 99.92% | 0.03248% | 0.04256% | 399.0156 | 0 | 0 | 399.0156 | 0 | 346.3715 | 0.64705 | 535.3072 | 346.3715 | 0.64705 | 535.3072 | 404.9123 | 0.75641 | 535.3072 | 9.437% | 0.10556 | 0.095592 | 40053.0076 | 3869.6704 | 26.6766 | 36156.6607 | 40056.1424 | 0 | 0 | 40056.1424 | 0.01316%
2028 | 1105 | 1105-1483 | Tier-2 | Tier-2---11 | 4--4 | 12 | 12 | 417.0013 | 94.5% | 5.418% | 0.08666% | 39.4048 | 0 | 0 | 39.4048 | 0 | 34.2059 | 0.15225 | 224.6733 | 34.2059 | 0.15225 | 224.6733 | 39.9871 | 0.17798 | 224.6733 | 9.45% | 0.063819 | 0.057437 | 6534.1451 | 320.1386 | 289.9716 | 5924.0349 | 6574.1074 | 0 | 0 | 6574.1074 | 0.001299%
2028 | 1118 | 1118-1718F | Tier-2 | Tier-2---10 | 5--4 | 19 | 17 | 788.3757 | 99.4% | 0.5205% | 0.07536% | 70.1185 | 0 | 0 | 70.1185 | 0 | 60.8675 | 0.21568 | 282.2067 | 60.8675 | 0.21568 | 282.2067 | 71.1547 | 0.25214 | 282.2067 | 8.894% | 0.10781 | 0.098163 | 7312.7208 | 536.3335 | 35.0941 | 6741.2933 | 7317.0029 | 0 | 0 | 7317.0029 | 0.002312%
2028 | 1138 | 1138-6R | Tier-2 | Tier-2---5 | 5--5 | 804 | 397 | 4663.8779 | 91.12% | 8.567% | 0.3106% | 209.849 | 0 | 0 | 209.849 | 0 | 182.1626 | 5.0369 | 36.1659 | 182.1626 | 5.0369 | 36.1659 | 212.9502 | 5.8881 | 36.1659 | 4.499% | 0.17153 | 0.16306 | 27190.5644 | 2036.5744 | 2249.3585 | 22904.6315 | 27315.9475 | 0 | 0 | 27315.9475 | 0.00692%
2028 | 1162 | 1162-324R | Tier-2 | Tier-2---13 | 4--3 | 65 | 56 | 240.2897 | 88.19% | 10.99% | 0.8202% | 18.2565 | 0 | 0 | 18.2565 | 0 | 15.8478 | 0.71049 | 22.3055 | 15.8478 | 0.71049 | 22.3055 | 18.5263 | 0.83057 | 22.3055 | 7.598% | 0.068658 | 0.062743 | 3499.8056 | 195.2386 | 355.9283 | 2948.6387 | 3538.7805 | 0 | 0 | 3538.7805 | 0.000602%
2028 | 1162 | 1162-329R | Tier-2 | Tier-2---13 | 4--3 | 49 | 46 | 206.5878 | 96.62% | 2.592% | 0.7875% | 18.7386 | 0 | 0 | 18.7386 | 0 | 16.2663 | 0.58362 | 27.8717 | 16.2663 | 0.58362 | 27.8717 | 19.0155 | 0.68225 | 27.8717 | 9.071% | 0.070019 | 0.063446 | 2950.4371 | 171.8842 | 84.3202 | 2694.2327 | 2960.7662 | 0 | 0 | 2960.7662 | 0.0006179%
2028 | 1162 | 1162-363 | Tier-2 | Tier-2---13 | 4--3 | 37 | 30 | 247.9994 | 97.75% | 1.792% | 0.4608% | 19.655 | 0 | 0 | 19.655 | 0 | 17.0618 | 0.38062 | 44.8265 | 17.0618 | 0.38062 | 44.8265 | 19.9454 | 0.44495 | 44.8265 | 7.925% | 0.064829 | 0.059573 | 3825.4385 | 214.4022 | 70.5791 | 3540.4572 | 3833.044 | 0 | 0 | 3833.044 | 0.0006481%
2028 | 1166 | 1166-15R | Tier-3 | Tier-3---11 | 5--5 | 123 | 98 | 3965.2217 | 98.26% | 1.658% | 0.07833% | 310.444 | 0 | 0 | 310.444 | 0 | 269.4856 | 1.2434 | 216.7408 | 269.4856 | 1.2434 | 216.7408 | 315.0317 | 1.4535 | 216.7408 | 7.829% | 0.19397 | 0.17851 | 20442.8701 | 1122.9007 | 327.2272 | 18992.7422 | 20473.5922 | 0 | 0 | 20473.5922 | 0.01024%
2028 | 1166 | 1166-18R | Tier-3 | Tier-3---5 | 5--5 | 100 | 94 | 10108.4901 | 99.77% | 0.1963% | 0.03345% | 948.0153 | 0 | 0 | 948.0153 | 0 | 822.9391 | 1.1926 | 690.0347 | 822.9391 | 1.1926 | 690.0347 | 962.0252 | 1.3942 | 690.0347 | 9.378% | 0.21365 | 0.19357 | 47313.4054 | 3052.661 | 107.9125 | 44152.8319 | 47324.6819 | 0 | 0 | 47324.6819 | 0.03126%
2028 | 1166 | 1166-342R | Tier-3 | Tier-3---5 | 5--5 | 216 | 186 | 10322.642 | 99.08% | 0.8619% | 0.05733% | 880.7229 | 0 | 0 | 880.7229 | 0 | 764.5249 | 2.3598 | 323.9737 | 764.5249 | 2.3598 | 323.9737 | 893.7383 | 2.7587 | 323.9737 | 8.532% | 0.21878 | 0.19994 | 47183.5693 | 2494.6745 | 397.8438 | 44291.0509 | 47224.4386 | 0 | 0 | 47224.4386 | 0.02904%
2028 | 1201 | 1201-282F | Tier-2 | Tier-2---17 | 2--4 | 29 | 15 | 70.6534 | 98.66% | 0% | 1.337% | 3.6056 | 0 | 0 | 3.6056 | 0 | 3.1299 | 0.19031 | 16.4465 | 3.1299 | 0.19031 | 16.4465 | 3.6589 | 0.22247 | 16.4465 | 5.103% | 0.0070442 | 0.0066798 | 10030.0143 | 1612.6446 | 891.3382 | 7526.0315 | 10037.3269 | 0 | 0 | 10037.3269 | 0.0001189%
2028 | 1215 | 1215-10R | Tier-3 | Tier-3---18 | 5--1 | 13 | 12 | 157.8878 | 78.49% | 21.24% | 0.2654% | 11.44 | 0 | 0 | 11.44 | 0 | 9.9306 | 0.15225 | 65.2269 | 9.9306 | 0.15225 | 65.2269 | 11.609 | 0.17798 | 65.2269 | 7.246% | 0.66566 | 0.60421 | 237.1916 | 10.5706 | 40.0402 | 186.5807 | 242.379 | 0 | 0 | 242.379 | 0.0003772%
2028 | 1215 | 1215-12R | Tier-3 | Tier-3---9 | 5--4 | 149 | 133 | 6147.2839 | 97.88% | 2.045% | 0.07292% | 537.0936 | 0 | 0 | 537.0936 | 0 | 466.2323 | 1.6874 | 276.3006 | 466.2323 | 1.6874 | 276.3006 | 545.0308 | 1.9726 | 276.3006 | 8.737% | 0.69907 | 0.63667 | 8793.5219 | 453.8865 | 171.3905 | 8168.2449 | 8811.779 | 0 | 0 | 8811.779 | 0.01771%
2028 | 1215 | 1215-28R | Tier-3 | Tier-3---14 | 5--3 | 58 | 55 | 2215.156 | 94.69% | 5.226% | 0.08401% | 198.904 | 0 | 0 | 198.904 | 0 | 172.6616 | 0.6978 | 247.4368 | 172.6616 | 0.6978 | 247.4368 | 201.8434 | 0.81574 | 247.4368 | 8.979% | 0.66756 | 0.60426 | 3318.2974 | 164.8533 | 155.0862 | 2998.3579 | 3336.7563 | 0 | 0 | 3336.7563 | 0.006559%
2028 | 1215 | 1215-32R | Tier-3 | Tier-3---7 | 5--4 | 234 | 205 | 8696.5042 | 96.48% | 3.447% | 0.07747% | 735.0191 | 0 | 0 | 735.0191 | 0 | 638.0445 | 2.6009 | 245.3173 | 638.0445 | 2.6009 | 245.3173 | 745.8813 | 3.0405 | 245.3173 | 8.452% | 0.68132 | 0.62163 | 12764.1579 | 635.3889 | 400.2926 | 11728.4764 | 12807.3572 | 0 | 0 | 12807.3572 | 0.02424%
2028 | 1233 | 1233-259R | Tier-3 | Tier-3---16 | 5--4 | 105 | 95 | 1558.5389 | 98.56% | 1.214% | 0.2225% | 138.9852 | 0 | 0 | 138.9852 | 0 | 120.6482 | 1.2053 | 100.0987 | 120.6482 | 1.2053 | 100.0987 | 141.0392 | 1.409 | 100.0987 | 8.918% | 0.12749 | 0.11595 | 12225.1388 | 744.7481 | 204.4893 | 11275.9014 | 12242.6068 | 0 | 0 | 12242.6068 | 0.004583%
2028 | 1233 | 1233-585R | Tier-3 | Tier-3---12 | 5--5 | 166 | 136 | 3561.9587 | 98.42% | 1.457% | 0.1235% | 287.2101 | 0 | 0 | 287.2101 | 0 | 249.3171 | 1.7255 | 144.4921 | 249.3171 | 1.7255 | 144.4921 | 291.4545 | 2.0171 | 144.4921 | 8.063% | 0.12988 | 0.11924 | 27424.4063 | 1597.7111 | 397.7458 | 25428.9493 | 27463.0927 | 0 | 0 | 27463.0927 | 0.009471%
2028 | 1233 | 1233-587R | Tier-3 | Tier-3---13 | 5--5 | 187 | 157 | 2983.7291 | 97.9% | 1.929% | 0.1696% | 245.2498 | 0 | 0 | 245.2498 | 0 | 212.8928 | 1.9919 | 106.879 | 212.8928 | 1.9919 | 106.879 | 248.8741 | 2.3286 | 106.879 | 8.22% | 0.13489 | 0.12356 | 22120.1137 | 1287.4024 | 436.159 | 20396.5523 | 22162.6493 | 0 | 0 | 22162.6493 | 0.008087%
2028 | 1233 | 1233-589R | Tier-3 | Tier-3---16 | 5--4 | 58 | 56 | 1386.4905 | 98.92% | 0.9396% | 0.1432% | 132.4185 | 0 | 0 | 132.4185 | 0 | 114.9479 | 0.71049 | 161.7871 | 114.9479 | 0.71049 | 161.7871 | 134.3754 | 0.83057 | 161.7871 | 9.551% | 0.11751 | 0.10616 | 11798.9753 | 654.3239 | 110.4066 | 11034.2448 | 11812.6294 | 0 | 0 | 11812.6294 | 0.004367%
2028 | 1233 | 1233-591R | Tier-3 | Tier-3---12 | 5--5 | 167 | 146 | 4300.1838 | 98.66% | 1.226% | 0.1146% | 370.9048 | 0 | 0 | 370.9048 | 0 | 321.9696 | 1.8523 | 173.8173 | 321.9696 | 1.8523 | 173.8173 | 376.3861 | 2.1654 | 173.8173 | 8.625% | 0.13142 | 0.11993 | 32721.9695 | 2017.1563 | 396.1628 | 30308.6504 | 32763.99 | 0 | 0 | 32763.99 | 0.01223%
2028 | 1242 | 1242-1079R | Tier-2 | Tier-2---12 | 2--5 | 44 | 44 | 411.5414 | 99.65% | 0% | 0.3468% | 41.0114 | 0 | 0 | 41.0114 | 0 | 35.6006 | 0.55824 | 63.7728 | 35.6006 | 0.55824 | 63.7728 | 41.6175 | 0.65259 | 63.7728 | 9.965% | 0.0067316 | 0.0060584 | 61135.7492 | 21194.3813 | 442.4228 | 39498.9452 | 61159.305 | 0 | 0 | 61159.305 | 0.001352%
2028 | 1242 | 1242-1084 | Tier-2 | Tier-2---12 | 2--5 | 34 | 31 | 456.1931 | 99.77% | 0% | 0.2285% | 41.499 | 0 | 0 | 41.499 | 0 | 36.0239 | 0.39331 | 91.5925 | 36.0239 | 0.39331 | 91.5925 | 42.1123 | 0.45978 | 91.5925 | 9.097% | 0.005996 | 0.0054493 | 76082.9136 | 12562.2691 | 164.6304 | 63356.014 | 76100.3557 | 0 | 0 | 76100.3557 | 0.001368%
2028 | 1242 | 1242-127AE | Tier-2 | Tier-2---21 | 1--4 | 2 | 2 | 2.4589 | 98.62% | 0% | 1.38% | 0.2425 | 0 | 0 | 0.2425 | 0 | 0.21051 | 0.025375 | 8.2959 | 0.21051 | 0.025375 | 8.2959 | 0.24608 | 0.029663 | 8.2959 | 9.862% | 0.0001786 | 0.00016074 | 13767.9144 | 985.6042 | 172.6527 | 12609.6575 | 13789.0323 | 0 | 0 | 13789.0323 | 7.997e-06%
2028 | 1243 | 1243-319R | Tier-2 | Tier-2---9 | 4--4 | 64 | 52 | 1178.043 | 99.35% | 0.5195% | 0.1323% | 95.0921 | 0 | 0 | 95.0921 | 0 | 82.5462 | 0.65974 | 125.1194 | 82.5462 | 0.65974 | 125.1194 | 96.4974 | 0.77124 | 125.1194 | 8.072% | 0.081051 | 0.074466 | 14534.5899 | 742.8831 | 82.0978 | 13709.609 | 14542.9678 | 0 | 0 | 14542.9678 | 0.003136%
2028 | 1243 | 1243-38R | Tier-2 | Tier-2---16 | 4--3 | 7 | 7 | 158.2514 | 99.48% | 0.3681% | 0.155% | 15.7423 | 0 | 0 | 15.7423 | 0 | 13.6654 | 0.088811 | 153.8703 | 13.6654 | 0.088811 | 153.8703 | 15.975 | 0.10382 | 153.8703 | 9.948% | 0.072591 | 0.065332 | 2180.0532 | 116.78 | 9.4659 | 2053.8073 | 2181.3205 | 0 | 0 | 2181.3205 | 0.0005191%
2028 | 1243 | 1243-45R | Tier-2 | Tier-2---7 | 4--5 | 72 | 68 | 1878.3826 | 99.05% | 0.8285% | 0.1244% | 175.7123 | 0 | 0 | 175.7123 | 0 | 152.5297 | 0.86274 | 176.7977 | 152.5297 | 0.86274 | 176.7977 | 178.309 | 1.0085 | 176.7977 | 9.354% | 0.087615 | 0.079341 | 21438.9544 | 1134.9825 | 174.3683 | 20129.6036 | 21460.2613 | 0 | 0 | 21460.2613 | 0.005794%
2028 | 1250 | 1250-27R | Tier-2 | Tier-2---6 | 5--5 | 152 | 29 | 6418.5082 | 93.04% | 6.917% | 0.04745% | 113.9301 | 0 | 0 | 113.9301 | 0 | 98.8988 | 0.36793 | 268.7967 | 98.8988 | 0.36793 | 268.7967 | 115.6138 | 0.43012 | 268.7967 | 1.775% | 0.097369 | 0.095512 | 65919.1509 | 5630.4753 | 4516.6533 | 55772.0223 | 66008.4412 | 0 | 0 | 66008.4412 | 0.003757%
2028 | 1250 | 1250-671R | Tier-2 | Tier-2---6 | 4--5 | 48 | 28 | 6815.4278 | 94.54% | 5.441% | 0.023% | 375.8452 | 0 | 0 | 375.8452 | 0 | 326.2581 | 0.35524 | 918.4054 | 326.2581 | 0.35524 | 918.4054 | 381.3995 | 0.41528 | 918.4054 | 5.515% | 0.09205 | 0.08668 | 74040.4971 | 4546.125 | 3808.2018 | 65686.1703 | 74291.089 | 0 | 0 | 74291.089 | 0.01239%
2028 | 1250 | 1250-677R | Tier-2 | Tier-2---3 | 5--5 | 267 | 209 | 11748.9088 | 99.26% | 0.6837% | 0.05427% | 912.8844 | 0 | 0 | 912.8844 | 0 | 792.4432 | 2.6516 | 298.8498 | 792.4432 | 2.6516 | 298.8498 | 926.3751 | 3.0998 | 298.8498 | 7.77% | 0.11659 | 0.10746 | 100775.3024 | 5654.1223 | 691.5961 | 94429.584 | 100838.4587 | 0 | 0 | 100838.4587 | 0.0301%
2028 | 1250 | 1250-8R | Tier-2 | Tier-2---4 | 4--5 | 146 | 102 | 3684.9802 | 98.15% | 1.772% | 0.07391% | 252.6921 | 0 | 0 | 252.6921 | 0 | 219.3532 | 1.2941 | 169.502 | 219.3532 | 1.2941 | 169.502 | 256.4264 | 1.5128 | 169.502 | 6.857% | 0.092289 | 0.085841 | 39928.877 | 2037.4755 | 694.1813 | 37197.2202 | 39984.2324 | 0 | 0 | 39984.2324 | 0.008333%
2028 | 1458 | 1458-1056 | Tier-2 | Tier-2---11 | 5--3 | 22 | 18 | 427.4478 | 90.46% | 9.431% | 0.1062% | 31.6376 | 0 | 0 | 31.6376 | 0 | 27.4635 | 0.22837 | 120.2581 | 27.4635 | 0.22837 | 120.2581 | 32.1051 | 0.26697 | 120.2581 | 7.402% | 0.13508 | 0.12402 | 3164.5032 | 153.2716 | 270.9645 | 2740.2671 | 3191.3964 | 0 | 0 | 3191.3964 | 0.001043%
2028 | 1458 | 1458-1057F | Tier-3 | Tier-3---18 | 5--2 | 3 | 3 | 155.9987 | 0% | 100% | 0% | 0 | 0 | 0 | 0 | 0 | 0 | 0.038062 | 0 | 0 | 0.038062 | 0 | 0 | 0.044495 | 0 | 0% | 0.13292 | 0.11963 | 1173.6392 | 1.8615 | 1072.4058 | 99.3719 | 1304.0435 | 0 | 0 | 1304.0435 | 0%
2028 | 1458 | 1458-1058F | Tier-3 | Tier-3---13 | 5--5 | 36 | 29 | 2365.6896 | 85.54% | 14.42% | 0.04244% | 163.0089 | 0 | 0 | 163.0089 | 0 | 141.5023 | 0.36793 | 384.5889 | 141.5023 | 0.36793 | 384.5889 | 165.4178 | 0.43012 | 384.5889 | 6.891% | 0.13833 | 0.12719 | 17101.412 | 929.1062 | 2240.5309 | 13931.7749 | 17318.1009 | 0 | 0 | 17318.1009 | 0.005375%
2028 | 1458 | 1458-1061 | Tier-2 | Tier-2---5 | 5--5 | 80 | 52 | 4370.0987 | 98.67% | 1.293% | 0.03403% | 280.288 | 0 | 0 | 280.288 | 0 | 243.3082 | 0.65974 | 368.7946 | 243.3082 | 0.65974 | 368.7946 | 284.4301 | 0.77124 | 368.7946 | 6.414% | 0.14228 | 0.13303 | 30715.3399 | 3071.7122 | 374.3093 | 27269.3184 | 30743.6677 | 0 | 0 | 30743.6677 | 0.009243%
2028 | 1458 | 1458-1075F | Tier-3 | Tier-3---20 | 1--5 | 2 | 2 | 58.2342 | 99.94% | 0% | 0.06312% | 5.8197 | 0 | 0 | 5.8197 | 0 | 5.0519 | 0.025375 | 199.0936 | 5.0519 | 0.025375 | 199.0936 | 5.9057 | 0.029663 | 199.0936 | 9.994% | 0.00013 | 0.000117 | 447955.3838 | 22633.2846 | 354.8561 | 424967.2431 | 447986.8005 | 0 | 0 | 447986.8005 | 0.0001919%
2028 | 1458 | 1458-1115F | Tier-2 | Tier-2---18 | 4--2 | 3 | 3 | 66.5074 | 0% | 100% | 0% | 0 | 0 | 0 | 0 | 0 | 0 | 0.038062 | 0 | 0 | 0.038062 | 0 | 0 | 0.044495 | 0 | 0% | 0.091242 | 0.082118 | 728.9125 | 1.3917 | 578.9338 | 148.587 | 809.9028 | 0 | 0 | 809.9028 | 0%
2028 | 1458 | 1458-1117F | Tier-2 | Tier-2---16 | 4--2 | 5 | 5 | 139.4631 | 0% | 100% | 0% | 0 | 0 | 0 | 0 | 0 | 0 | 0.063436 | 0 | 0 | 0.063436 | 0 | 0 | 0.074158 | 0 | 0% | 0.091116 | 0.082004 | 1530.6137 | 1.9599 | 1384.4341 | 144.2196 | 1700.6819 | 0 | 0 | 1700.6819 | 0%
2028 | 1458 | 1458-1119F | Tier-2 | Not Applicable | Not Applicable | 1 | 1 | 0 | 0% | 0% | 0% | 0 | 0 | 0 | 0 | 0 | 0 | 0.012687 | 0 | 0 | 0.012687 | 0 | 0 | 0.014832 | 0 | 0% | 0 | 0 | 0 | 0 | 0 | 0 | 0 | 0 | 0 | 0 | 0%
2028 | 1458 | 1458-1131R | Tier-3 | Tier-3---4 | 5--5 | 188 | 132 | 15987.4265 | 99.09% | 0.8886% | 0.01928% | 1112.3302 | 0 | 0 | 1112.3302 | 0 | 965.5751 | 1.6747 | 576.5583 | 965.5751 | 1.6747 | 576.5583 | 1128.7683 | 1.9578 | 576.5583 | 6.958% | 0.15941 | 0.14822 | 100291.8687 | 5185.6618 | 825.6268 | 94280.5802 | 100360.628 | 0 | 0 | 100360.628 | 0.03668%
2028 | 1458 | 1458-454F | Tier-2 | Tier-2---18 | 5--2 | 2 | 2 | 84.0912 | 0% | 100% | 0% | 0 | 0 | 0 | 0 | 0 | 0 | 0.025375 | 0 | 0 | 0.025375 | 0 | 0 | 0.029663 | 0 | 0% | 0.13508 | 0.12157 | 622.5483 | 0.79747 | 559.5915 | 62.1593 | 691.7203 | 0 | 0 | 691.7203 | 0%
2028 | 1458 | 1458-456F | Tier-2 | Tier-2---16 | 4--3 | 7 | 6 | 167.5686 | 29.81% | 70.17% | 0.01889% | 4.2812 | 0 | 0 | 4.2812 | 0 | 3.7164 | 0.076124 | 48.8205 | 3.7164 | 0.076124 | 48.8205 | 4.3445 | 0.08899 | 48.8205 | 2.555% | 0.091761 | 0.083895 | 1826.1497 | 31.2269 | 1141.9419 | 652.9809 | 1946.3205 | 0 | 0 | 1946.3205 | 0.0001412%
2028 | 1458 | 1458-519 | Tier-2 | Tier-2---17 | 1--5 | 2 | 2 | 81.0039 | 99.95% | 0% | 0.04716% | 8.0966 | 0 | 0 | 8.0966 | 0 | 7.0284 | 0.025375 | 276.9841 | 7.0284 | 0.025375 | 276.9841 | 8.2162 | 0.029663 | 276.9841 | 9.995% | 0.000217 | 0.0001953 | 373290.0884 | 19351.884 | 1116.7535 | 352821.4509 | 373309.6479 | 0 | 0 | 373309.6479 | 0.000267%
2028 | 1458 | 1458-565R | Tier-3 | Tier-3---6 | 5--5 | 127 | 108 | 8159.9793 | 99.25% | 0.7112% | 0.04348% | 688.6829 | 0 | 0 | 688.6829 | 0 | 597.8217 | 1.3702 | 436.2938 | 597.8217 | 1.3702 | 436.2938 | 698.8603 | 1.6018 | 436.2938 | 8.44% | 0.15819 | 0.14474 | 51582.9513 | 2671.5244 | 353.2832 | 48558.1438 | 51619.1308 | 0 | 0 | 51619.1308 | 0.02271%
2028 | 1458 | 1458-601R | Tier-3 | Tier-3---2 | 5--5 | 441 | 353 | 37077.302 | 99.36% | 0.615% | 0.02874% | 2948.759 | 0 | 0 | 2948.759 | 0 | 2559.715 | 4.4786 | 571.5418 | 2559.715 | 4.4786 | 571.5418 | 2992.336 | 5.2356 | 571.5418 | 7.953% | 0.20421 | 0.18787 | 181561.9083 | 16225.6288 | 1105.2701 | 164231.0094 | 181663.6115 | 0 | 0 | 181663.6115 | 0.09724%
2028 | 1525 | 1525-23R | Tier-2 | Tier-2---20 | 4--1 | 9 | 7 | 8.268 | 89.5% | 6.947% | 3.548% | 0.57557 | 0 | 0 | 0.57557 | 0 | 0.49964 | 0.088811 | 5.6258 | 0.49964 | 0.088811 | 5.6258 | 0.58408 | 0.10382 | 5.6258 | 6.961% | 0.032823 | 0.03027 | 251.8988 | 16.5613 | 22.0923 | 213.2452 | 254.1284 | 0 | 0 | 254.1284 | 1.898e-05%
2028 | 157 | 157-165R | Tier-3 | Tier-3---18 | 5--2 | 87 | 81 | 418.5676 | 87.71% | 11.66% | 0.6303% | 34.1791 | 0 | 0 | 34.1791 | 0 | 29.6697 | 1.0277 | 28.8708 | 29.6697 | 1.0277 | 28.8708 | 34.6842 | 1.2014 | 28.8708 | 8.166% | 0.28262 | 0.2563 | 1481.042 | 67.5847 | 171.9177 | 1241.5396 | 1499.7346 | 0 | 0 | 1499.7346 | 0.001127%
2028 | 157 | 157-189R | Tier-3 | Tier-3---9 | 5--4 | 669 | 544 | 5507.0239 | 92.46% | 7.234% | 0.3043% | 414.0467 | 0 | 0 | 414.0467 | 0 | 359.4196 | 6.9019 | 52.0756 | 359.4196 | 6.9019 | 52.0756 | 420.1656 | 8.0684 | 52.0756 | 7.519% | 0.3705 | 0.34037 | 14863.9228 | 754.0463 | 1002.9719 | 13106.9046 | 14963.1066 | 0 | 0 | 14963.1066 | 0.01365%
2028 | 157 | 157-1928R | Tier-3 | Tier-3---11 | 5--4 | 60 | 55 | 3052.6745 | 99.07% | 0.8703% | 0.06204% | 277.2195 | 0 | 0 | 277.2195 | 0 | 240.6446 | 0.6978 | 344.8613 | 240.6446 | 0.6978 | 344.8613 | 281.3163 | 0.81574 | 344.8613 | 9.081% | 0.2812 | 0.25543 | 10855.7292 | 566.799 | 90.102 | 10198.8282 | 10865.9434 | 0 | 0 | 10865.9434 | 0.009142%
2028 | 157 | 157-204R | Tier-3 | Tier-3---11 | 5--4 | 213 | 203 | 3876.1334 | 98.99% | 0.834% | 0.1804% | 365.6682 | 0 | 0 | 365.6682 | 0 | 317.4238 | 2.5755 | 123.2465 | 317.4238 | 2.5755 | 123.2465 | 371.0721 | 3.0108 | 123.2465 | 9.434% | 0.32777 | 0.29653 | 11825.9094 | 682.672 | 178.5381 | 10964.6993 | 11838.5468 | 0 | 0 | 11838.5468 | 0.01206%
2028 | 157 | 157-207R | Tier-3 | Tier-3---16 | 2--5 | 23 | 23 | 719.0865 | 99.89% | 0% | 0.1123% | 71.8279 | 0 | 0 | 71.8279 | 0 | 62.3513 | 0.29181 | 213.6725 | 62.3513 | 0.29181 | 213.6725 | 72.8894 | 0.34113 | 213.6725 | 9.989% | 0.0095404 | 0.0085864 | 75372.7824 | 4506.2724 | 2335.4461 | 68531.064 | 75382.1881 | 0 | 0 | 75382.1881 | 0.002369%
2028 | 157 | 157-232R | Tier-3 | Tier-3---11 | 5--4 | 250 | 219 | 3160.5079 | 95.27% | 4.501% | 0.231% | 263.7603 | 0 | 0 | 263.7603 | 0 | 228.9611 | 2.7785 | 82.4041 | 228.9611 | 2.7785 | 82.4041 | 267.6582 | 3.2481 | 82.4041 | 8.346% | 0.32167 | 0.29349 | 9825.3054 | 518.5543 | 443.2857 | 8863.4653 | 9869.941 | 0 | 0 | 9869.941 | 0.008698%
2028 | 157 | 157-257R | Tier-3 | Tier-3---14 | 5--4 | 554 | 449 | 2061.1876 | 81.54% | 17.79% | 0.6678% | 136.2159 | 0 | 0 | 136.2159 | 0 | 118.2443 | 5.6966 | 20.757 | 118.2443 | 5.6966 | 20.757 | 138.2289 | 6.6594 | 20.757 | 6.609% | 0.36686 | 0.33713 | 5618.4522 | 263.1979 | 939.0969 | 4416.1574 | 5709.9222 | 0 | 0 | 5709.9222 | 0.004492%
2028 | 157 | 157-273R | Tier-3 | Tier-3---14 | 5--4 | 173 | 154 | 1867.403 | 95.01% | 4.712% | 0.2778% | 157.9371 | 0 | 0 | 157.9371 | 0 | 137.0997 | 1.9538 | 70.1693 | 137.0997 | 1.9538 | 70.1693 | 160.2711 | 2.2841 | 70.1693 | 8.458% | 0.32295 | 0.2942 | 5782.3142 | 331.2593 | 295.5406 | 5155.5144 | 5810.5061 | 0 | 0 | 5810.5061 | 0.005208%
2028 | 157 | 157-81R | Tier-3 | Tier-3---3 | 5--5 | 675 | 562 | 18749.5963 | 97% | 2.901% | 0.09453% | 1514.3227 | 0 | 0 | 1514.3227 | 0 | 1314.5308 | 7.1303 | 184.3595 | 1314.5308 | 7.1303 | 184.3595 | 1536.7015 | 8.3354 | 184.3595 | 8.077% | 0.38414 | 0.35215 | 48809.8885 | 2680.9552 | 1331.6361 | 44797.2971 | 48942.6572 | 0 | 0 | 48942.6572 | 0.04994%
2028 | 175 | 175-2024R | Tier-2 | Tier-2---5 | 5--5 | 103 | 99 | 4029.0085 | 99.1% | 0.8147% | 0.08289% | 383.7782 | 0 | 0 | 383.7782 | 0 | 333.1445 | 1.256 | 265.2336 | 333.1445 | 1.256 | 265.2336 | 389.4497 | 1.4683 | 265.2336 | 9.525% | 0.19114 | 0.17277 | 21078.6803 | 2171.1598 | 170.5146 | 18737.0059 | 21098.7998 | 0 | 0 | 21098.7998 | 0.01266%
2028 | 175 | 175-24R | Tier-2 | Tier-2---8 | 5--4 | 86 | 62 | 2651.4354 | 70.65% | 29.24% | 0.1064% | 135.0483 | 0 | 0 | 135.0483 | 0 | 117.2307 | 0.78661 | 149.0325 | 117.2307 | 0.78661 | 149.0325 | 137.0441 | 0.91956 | 149.0325 | 5.093% | 0.17491 | 0.1623 | 15158.7512 | 1220.081 | 4125.7623 | 9812.9079 | 15504.4149 | 0 | 0 | 15504.4149 | 0.004453%
2028 | 175 | 175-64R | Tier-3 | Tier-3---11 | 5--5 | 239 | 216 | 4385.4004 | 97.52% | 2.308% | 0.1684% | 386.522 | 0 | 0 | 386.522 | 0 | 335.5263 | 2.7405 | 122.4345 | 335.5263 | 2.7405 | 122.4345 | 392.234 | 3.2036 | 122.4345 | 8.814% | 0.20232 | 0.18404 | 21675.2228 | 1490.2349 | 476.6065 | 19708.3814 | 21728.5567 | 0 | 0 | 21728.5567 | 0.01275%
2028 | 175 | 175-90R | Tier-3 | Tier-3---9 | 5--5 | 300 | 251 | 5741.4949 | 96.86% | 2.992% | 0.1472% | 465.293 | 0 | 0 | 465.293 | 0 | 403.9047 | 3.1845 | 126.8342 | 403.9047 | 3.1845 | 126.8342 | 472.1692 | 3.7227 | 126.8342 | 8.104% | 0.20491 | 0.18777 | 28019.3198 | 1604.6601 | 781.1853 | 25633.4744 | 28099.6248 | 0 | 0 | 28099.6248 | 0.01534%
2028 | 175 | 175-94R | Tier-2 | Tier-2---10 | 5--4 | 52 | 43 | 836.2457 | 79.76% | 20.09% | 0.1547% | 55.1538 | 0 | 0 | 55.1538 | 0 | 47.8771 | 0.54555 | 87.7588 | 47.8771 | 0.54555 | 87.7588 | 55.9689 | 0.63776 | 87.7588 | 6.595% | 0.16555 | 0.15186 | 5051.3061 | 289.0942 | 923.2368 | 3838.9751 | 5143.4779 | 0 | 0 | 5143.4779 | 0.001819%
2028 | 176 | 176-161R | Tier-3 | Tier-3---5 | 5--5 | 236 | 191 | 11523.3049 | 98.77% | 1.172% | 0.05875% | 921.1257 | 0 | 0 | 921.1257 | 0 | 799.5972 | 2.4233 | 329.9658 | 799.5972 | 2.4233 | 329.9658 | 934.7382 | 2.8328 | 329.9658 | 7.994% | 0.22417 | 0.20603 | 51404.5427 | 2861.3734 | 647.4738 | 47895.6955 | 51460.2673 | 0 | 0 | 51460.2673 | 0.03038%
2028 | 176 | 176-164R | Tier-3 | Tier-3---11 | 5--5 | 131 | 126 | 4184.7467 | 98.1% | 1.799% | 0.1047% | 394.8393 | 0 | 0 | 394.8393 | 0 | 342.7463 | 1.5986 | 214.4042 | 342.7463 | 1.5986 | 214.4042 | 400.6743 | 1.8688 | 214.4042 | 9.435% | 0.20727 | 0.18733 | 20189.7554 | 1135.7308 | 339.0696 | 18714.955 | 20230.6609 | 0 | 0 | 20230.6609 | 0.01302%
2028 | 176 | 176-1834R | Tier-3 | Tier-3---5 | 5--5 | 312 | 250 | 10068.5168 | 97.13% | 2.784% | 0.0867% | 783.6159 | 0 | 0 | 783.6159 | 0 | 680.2297 | 3.1718 | 214.4602 | 680.2297 | 3.1718 | 214.4602 | 795.1963 | 3.7079 | 214.4602 | 7.783% | 0.23205 | 0.21345 | 43390.2136 | 3622.3985 | 1240.781 | 38527.0341 | 43498.6979 | 0 | 0 | 43498.6979 | 0.02584%
2028 | 176 | 176-1836R | Tier-2 | Tier-2---11 | 5--3 | 50 | 9 | 404.4817 | 67.64% | 32.12% | 0.2398% | 4.9245 | 0 | 0 | 4.9245 | 0 | 4.2748 | 0.11419 | 37.4372 | 4.2748 | 0.11419 | 37.4372 | 4.9973 | 0.13348 | 37.4372 | 1.217% | 0.10638 | 0.10446 | 3802.2631 | 239.6225 | 1178.8168 | 2383.8239 | 3824.8179 | 0 | 0 | 3824.8179 | 0.0001624%
2028 | 176 | 176-1845R | Tier-3 | Tier-3---11 | 5--5 | 172 | 143 | 3401.0234 | 97.74% | 2.113% | 0.1474% | 276.3684 | 0 | 0 | 276.3684 | 0 | 239.9058 | 1.8143 | 132.2318 | 239.9058 | 1.8143 | 132.2318 | 280.4526 | 2.1209 | 132.2318 | 8.126% | 0.20978 | 0.19234 | 16212.4883 | 938.665 | 329.6573 | 14944.1661 | 16245.717 | 0 | 0 | 16245.717 | 0.009114%
2028 | 176 | 176-194R | Tier-3 | Tier-3---9 | 5--5 | 214 | 166 | 4934.1603 | 97.7% | 2.178% | 0.1196% | 373.9475 | 0 | 0 | 373.9475 | 0 | 324.6108 | 2.1061 | 154.1296 | 324.6108 | 2.1061 | 154.1296 | 379.4737 | 2.462 | 154.1296 | 7.579% | 0.21542 | 0.19871 | 22904.8386 | 1316.8845 | 471.0491 | 21116.9051 | 22949.1033 | 0 | 0 | 22949.1033 | 0.01233%
2028 | 176 | 176-197F | Tier-3 | Tier-3---5 | 5--5 | 345 | 270 | 13172.958 | 96.8% | 3.124% | 0.0728% | 997.9703 | 0 | 0 | 997.9703 | 0 | 866.3033 | 3.4256 | 252.8933 | 866.3033 | 3.4256 | 252.8933 | 1012.7184 | 4.0045 | 252.8933 | 7.576% | 0.23242 | 0.21423 | 56678.2638 | 5414.7581 | 1674.033 | 49589.4726 | 56832.1044 | 0 | 0 | 56832.1044 | 0.03291%
2028 | 176 | 176-200F | Tier-3 | Tier-3---15 | 5--4 | 30 | 27 | 1635.841 | 89.24% | 10.7% | 0.05535% | 131.3899 | 0 | 0 | 131.3899 | 0 | 114.055 | 0.34256 | 332.9522 | 114.055 | 0.34256 | 332.9522 | 133.3316 | 0.40045 | 332.9522 | 8.032% | 0.18529 | 0.16862 | 8828.4206 | 442.8683 | 867.091 | 7518.4614 | 8922.3365 | 0 | 0 | 8922.3365 | 0.004333%
2028 | 177 | 177-955 | Tier-2 | Tier-2---5 | 5--5 | 176 | 7 | 2963.4059 | 78.23% | 21.66% | 0.1106% | 9.2203 | 0 | 0 | 9.2203 | 0 | 8.0038 | 0.088811 | 90.1219 | 8.0038 | 0.088811 | 90.1219 | 9.3566 | 0.10382 | 90.1219 | 0.3111% | 0.11726 | 0.11679 | 25272.526 | 2362.8504 | 4989.1737 | 17920.5019 | 25294.4965 | 0 | 0 | 25294.4965 | 0.0003041%
2028 | 178 | 178-968AE | Tier-2 | Tier-2---18 | 3--3 | 200 | 7 | 47.6106 | 91.21% | 0% | 8.789% | 0.15199 | 0 | 0 | 0.15199 | 0 | 0.13194 | 0.088811 | 1.4856 | 0.13194 | 0.088811 | 1.4856 | 0.15424 | 0.10382 | 1.4856 | 0.3192% | 0.018466 | 0.018402 | 2578.2566 | 231.3064 | 796.8416 | 1550.1086 | 2579.0524 | 0 | 0 | 2579.0524 | 5.012e-06%
2028 | 178 | 178-982 | Tier-2 | Tier-2---21 | 1--1 | 45 | 7 | 0.95479 | 13.38% | 0% | 86.62% | 0.0019878 | 0 | 0 | 0.0019878 | 0 | 0.0017255 | 0.088811 | 0.019429 | 0.0017255 | 0.088811 | 0.019429 | 0.0020171 | 0.10382 | 0.019429 | 0.2082% | 0.0033454 | 0.0032934 | 285.4035 | 0.62363 | 260.7814 | 23.9985 | 289.3097 | 0 | 0 | 289.3097 | 6.555e-08%
2028 | 182 | 182-2240F | Tier-2 | Tier-2---2 | 5--5 | 291 | 166 | 11917.1989 | 94.29% | 5.651% | 0.05821% | 641.0014 | 0 | 0 | 641.0014 | 0 | 556.431 | 2.1061 | 264.2009 | 556.431 | 2.1061 | 264.2009 | 650.4742 | 2.462 | 264.2009 | 5.379% | 0.1455 | 0.1372 | 81902.6704 | 14617.7682 | 4685.118 | 62599.7842 | 82185.5431 | 0 | 0 | 82185.5431 | 0.02114%
2028 | 182 | 182-2250 | Tier-2 | Tier-2---8 | 5--5 | 26 | 26 | 1939.2132 | 99.74% | 0.2126% | 0.04638% | 193.419 | 0 | 0 | 193.419 | 0 | 167.9003 | 0.32987 | 508.9901 | 167.9003 | 0.32987 | 508.9901 | 196.2774 | 0.38562 | 508.9901 | 9.974% | 0.10496 | 0.094461 | 18476.2986 | 952.6245 | 43.2141 | 17480.4599 | 18481.6158 | 0 | 0 | 18481.6158 | 0.006378%
2028 | 182 | 182-2252R | Tier-2 | Tier-2---5 | 5--5 | 104 | 81 | 4229.9446 | 99.22% | 0.7256% | 0.05893% | 326.8629 | 0 | 0 | 326.8629 | 0 | 283.7383 | 1.0277 | 276.0985 | 283.7383 | 1.0277 | 276.0985 | 331.6933 | 1.2014 | 276.0985 | 7.727% | 0.11307 | 0.10426 | 37409.5665 | 1975.2658 | 266.8712 | 35167.4295 | 37434.3564 | 0 | 0 | 37434.3564 | 0.01078%
2028 | 182 | 182-2254R | Tier-2 | Tier-2---11 | 5--4 | 19 | 19 | 655.8009 | 99.14% | 0.7615% | 0.1019% | 65.0139 | 0 | 0 | 65.0139 | 0 | 56.4363 | 0.24106 | 234.1186 | 56.4363 | 0.24106 | 234.1186 | 65.9747 | 0.2818 | 234.1186 | 9.914% | 0.10223 | 0.092004 | 6415.1442 | 353.6469 | 48.0889 | 6013.4084 | 6421.2985 | 0 | 0 | 6421.2985 | 0.002144%
2028 | 183 | 183-439 | Tier-2 | Tier-2---14 | 3--5 | 42 | 25 | 316.4778 | 66.23% | 33.5% | 0.2671% | 12.4764 | 0 | 0 | 12.4764 | 0 | 10.8304 | 0.31718 | 34.1456 | 10.8304 | 0.31718 | 34.1456 | 12.6608 | 0.37079 | 34.1456 | 3.942% | 0.018422 | 0.017326 | 17179.1509 | 725.6319 | 5296.9277 | 11156.5913 | 17546.3244 | 0 | 0 | 17546.3244 | 0.0004114%
2028 | 183 | 183-440 | Tier-2 | Tier-2---12 | 3--5 | 114 | 50 | 471.2015 | 74.37% | 25.17% | 0.4626% | 15.3697 | 0 | 0 | 15.3697 | 0 | 13.3419 | 0.63436 | 21.0319 | 13.3419 | 0.63436 | 21.0319 | 15.5969 | 0.74158 | 21.0319 | 3.262% | 0.025335 | 0.024224 | 18598.5411 | 874.6942 | 4409.0899 | 13314.757 | 18817.2074 | 0 | 0 | 18817.2074 | 0.0005068%
2028 | 185 | 185-51F | Tier-2 | Tier-2---7 | 4--5 | 260 | 161 | 1723.9707 | 91.93% | 7.724% | 0.3493% | 98.1347 | 0 | 0 | 98.1347 | 0 | 85.1873 | 2.0427 | 41.7042 | 85.1873 | 2.0427 | 41.7042 | 99.585 | 2.3879 | 41.7042 | 5.692% | 0.048222 | 0.045236 | 35751.0066 | 2801.5482 | 2693.3974 | 30256.061 | 35941.5393 | 0 | 0 | 35941.5393 | 0.003236%
2028 | 197 | 197-1150F | Tier-2 | Tier-2---15 | 3--4 | 29 | 29 | 183.5383 | 99.34% | 0.09556% | 0.5689% | 18.2319 | 0 | 0 | 18.2319 | 0 | 15.8265 | 0.36793 | 43.0147 | 15.8265 | 0.36793 | 43.0147 | 18.5013 | 0.43012 | 43.0147 | 9.934% | 0.021777 | 0.019599 | 8428.1597 | 574.797 | 50.0666 | 7803.2962 | 8434.3818 | 0 | 0 | 8434.3818 | 0.0006012%
2028 | 197 | 197-1155F | Tier-2 | Tier-2---21 | 1--4 | 9 | 9 | 6.6189 | 96.38% | 0% | 3.621% | 0.63793 | 0 | 0 | 0.63793 | 0 | 0.55376 | 0.11419 | 4.8497 | 0.55376 | 0.11419 | 4.8497 | 0.64736 | 0.13348 | 4.8497 | 9.638% | 0.0010316 | 0.00092844 | 6416.1897 | 579.4256 | 247.7258 | 5589.0383 | 6442.0009 | 0 | 0 | 6442.0009 | 2.104e-05%
2028 | 198 | 198-37R | Tier-2 | Tier-2---9 | 4--5 | 188 | 84 | 973.0999 | 95.53% | 4.02% | 0.4464% | 41.537 | 0 | 0 | 41.537 | 0 | 36.0568 | 1.0657 | 33.8329 | 36.0568 | 1.0657 | 33.8329 | 42.1508 | 1.2459 | 33.8329 | 4.269% | 0.030671 | 0.029301 | 31727.0349 | 11360.5744 | 2371.5133 | 17994.9472 | 31793.3121 | 0 | 0 | 31793.3121 | 0.00137%
2028 | 204 | 204-32R | Tier-2 | Tier-2---11 | 4--4 | 336 | 315 | 490.4615 | 96.36% | 1.259% | 2.378% | 44.3083 | 0 | 0 | 44.3083 | 0 | 38.4625 | 3.9965 | 9.624 | 38.4625 | 3.9965 | 9.624 | 44.963 | 4.6719 | 9.624 | 9.034% | 0.087106 | 0.07894 | 5630.6279 | 367.679 | 185.9169 | 5077.0321 | 5651.8151 | 0 | 0 | 5651.8151 | 0.001461%
2028 | 205 | 205-1550 | Tier-2 | Tier-2---15 | 2--4 | 102 | 1 | 124.0064 | 98.52% | 0% | 1.478% | 0.11978 | 0 | 0 | 0.11978 | 0 | 0.10398 | 0.012687 | 8.1952 | 0.10398 | 0.012687 | 8.1952 | 0.12155 | 0.014832 | 8.1952 | 0.09659% | 0.008789 | 0.0087804 | 14109.2738 | 977.469 | 764.0781 | 12367.7267 | 14109.4784 | 0 | 0 | 14109.4784 | 3.95e-06%
2028 | 206 | 206-1105 | Tier-2 | Tier-2---9 | 3--5 | 132 | 16 | 1279.0443 | 99.78% | 0% | 0.2159% | 15.4701 | 0 | 0 | 15.4701 | 0 | 13.4291 | 0.203 | 66.1541 | 13.4291 | 0.203 | 66.1541 | 15.6987 | 0.23731 | 66.1541 | 1.21% | 0.014019 | 0.013849 | 91236.4892 | 5528.0185 | 303.6221 | 85404.8486 | 91238.9057 | 0 | 0 | 91238.9057 | 0.0005101%
2028 | 206 | 206-1817 | Tier-2 | Tier-2---4 | 4--5 | 413 | 106 | 2976.5734 | 99.75% | 0% | 0.2502% | 76.2052 | 0 | 0 | 76.2052 | 0 | 66.1511 | 1.3449 | 49.1883 | 66.1511 | 1.3449 | 49.1883 | 77.3314 | 1.5721 | 49.1883 | 2.56% | 0.038208 | 0.037227 | 77904.8627 | 4581.6453 | 274.9924 | 73048.225 | 77909.9968 | 0 | 0 | 77909.9968 | 0.002513%
2028 | 209 | 209-1769F | Tier-2 | Tier-2---6 | 5--5 | 1069 | 345 | 8462.8018 | 99.74% | 0% | 0.2593% | 272.4132 | 0 | 0 | 272.4132 | 0 | 236.4724 | 4.3771 | 54.0247 | 236.4724 | 4.3771 | 54.0247 | 276.439 | 5.1169 | 54.0247 | 3.219% | 0.11169 | 0.10809 | 75768.5529 | 4573.9666 | 302.4119 | 70892.1744 | 75775.1039 | 0 | 0 | 75775.1039 | 0.008983%
2028 | 210 | 210-172R | Tier-2 | Tier-2---11 | 5--2 | 111 | 105 | 498.1496 | 90.1% | 9.186% | 0.7154% | 42.4564 | 0 | 0 | 42.4564 | 0 | 36.8549 | 1.3322 | 27.6654 | 36.8549 | 1.3322 | 27.6654 | 43.0839 | 1.5573 | 27.6654 | 8.523% | 0.32588 | 0.29505 | 1528.6439 | 54.3411 | 137.5486 | 1336.7541 | 1544.4575 | 0 | 0 | 1544.4575 | 0.0014%
2028 | 210 | 210-392R | Tier-2 | Tier-2---10 | 5--3 | 221 | 193 | 1037.8957 | 85.73% | 13.64% | 0.6245% | 77.7075 | 0 | 0 | 77.7075 | 0 | 67.4552 | 2.4486 | 27.548 | 67.4552 | 2.4486 | 27.548 | 78.8559 | 2.8625 | 27.548 | 7.487% | 0.34771 | 0.31734 | 2984.984 | 126.9167 | 388.4133 | 2469.654 | 3025.7359 | 0 | 0 | 3025.7359 | 0.002563%
2028 | 210 | 210-394R | Tier-2 | Tier-2---16 | 5--2 | 77 | 72 | 170.5929 | 70.47% | 28.1% | 1.432% | 11.2414 | 0 | 0 | 11.2414 | 0 | 9.7583 | 0.91348 | 10.6825 | 9.7583 | 0.91348 | 10.6825 | 11.4076 | 1.0679 | 10.6825 | 6.59% | 0.31841 | 0.28864 | 535.7584 | 19.2532 | 128.0571 | 388.4481 | 552.0767 | 0 | 0 | 552.0767 | 0.0003707%
2028 | 210 | 210-9R | Tier-2 | Tier-2---13 | 5--2 | 95 | 71 | 317.7725 | 50.82% | 48.53% | 0.6462% | 12.0704 | 0 | 0 | 12.0704 | 0 | 10.4779 | 0.9008 | 11.6318 | 10.4779 | 0.9008 | 11.6318 | 12.2488 | 1.053 | 11.6318 | 3.798% | 0.31397 | 0.2905 | 1012.1143 | 32.0834 | 459.6705 | 520.3604 | 1052.3165 | 0 | 0 | 1052.3165 | 0.000398%
2028 | 211 | 211-279R | Tier-2 | Tier-2---10 | 5--3 | 293 | 259 | 1199.6322 | 89.49% | 9.8% | 0.7134% | 94.894 | 0 | 0 | 94.894 | 0 | 82.3742 | 3.286 | 25.0682 | 82.3742 | 3.286 | 25.0682 | 96.2964 | 3.8414 | 25.0682 | 7.91% | 0.37314 | 0.34015 | 3215.0069 | 112.0942 | 354.3013 | 2748.6114 | 3247.7822 | 0 | 0 | 3247.7822 | 0.003129%
2028 | 211 | 211-312R | Tier-2 | Tier-2---8 | 5--3 | 420 | 361 | 1809.5147 | 84.26% | 15.08% | 0.6521% | 131.0591 | 0 | 0 | 131.0591 | 0 | 113.7678 | 4.5801 | 24.8395 | 113.7678 | 4.5801 | 24.8395 | 132.9959 | 5.3542 | 24.8395 | 7.243% | 0.39031 | 0.35676 | 4636.1485 | 245.0801 | 661.0984 | 3729.97 | 4704.7468 | 0 | 0 | 4704.7468 | 0.004322%
2028 | 211 | 211-771R | Tier-3 | Tier-3---14 | 5--4 | 279 | 252 | 1890.633 | 91.06% | 8.49% | 0.4466% | 155.5063 | 0 | 0 | 155.5063 | 0 | 134.9896 | 3.1972 | 42.2212 | 134.9896 | 3.1972 | 42.2212 | 157.8044 | 3.7376 | 42.2212 | 8.225% | 0.3743 | 0.3405 | 5051.0602 | 188.146 | 399.018 | 4463.8962 | 5095.8788 | 0 | 0 | 5095.8788 | 0.005128%
2028 | 212 | 212-1177R | Tier-2 | Tier-2---8 | 5--4 | 287 | 250 | 1738.9252 | 95.43% | 4.096% | 0.4776% | 144.5469 | 0 | 0 | 144.5469 | 0 | 125.4761 | 3.1718 | 39.5596 | 125.4761 | 3.1718 | 39.5596 | 146.683 | 3.7079 | 39.5596 | 8.312% | 0.15054 | 0.13742 | 11551.4959 | 598.6378 | 571.3977 | 10381.4604 | 11601.9053 | 0 | 0 | 11601.9053 | 0.004767%
2028 | 212 | 212-1204R | Tier-2 | Tier-2---8 | 5--4 | 219 | 185 | 1570.3762 | 94.97% | 4.642% | 0.3849% | 125.9884 | 0 | 0 | 125.9884 | 0 | 109.3662 | 2.3471 | 46.5953 | 109.3662 | 2.3471 | 46.5953 | 127.8503 | 2.7438 | 46.5953 | 8.023% | 0.19221 | 0.17597 | 8170.2767 | 423.629 | 402.249 | 7344.3988 | 8208.175 | 0 | 0 | 8208.175 | 0.004155%
2028 | 212 | 212-638R | Tier-2 | Tier-2---11 | 5--4 | 79 | 77 | 609.7797 | 99.07% | 0.4924% | 0.4406% | 58.8797 | 0 | 0 | 58.8797 | 0 | 51.1114 | 0.97692 | 52.3189 | 51.1114 | 0.97692 | 52.3189 | 59.7499 | 1.142 | 52.3189 | 9.656% | 0.10708 | 0.096639 | 5694.8842 | 240.5228 | 69.3628 | 5384.9986 | 5700.622 | 0 | 0 | 5700.622 | 0.001942%
2028 | 212 | 212-725R | Tier-3 | Tier-3---10 | 5--5 | 218 | 186 | 4887.8267 | 99.15% | 0.7265% | 0.1225% | 413.4942 | 0 | 0 | 413.4942 | 0 | 358.9399 | 2.3598 | 152.1037 | 358.9399 | 2.3598 | 152.1037 | 419.6048 | 2.7587 | 152.1037 | 8.46% | 0.13941 | 0.12751 | 35061.0556 | 1697.3046 | 267.0507 | 33096.7003 | 35088.8217 | 0 | 0 | 35088.8217 | 0.01364%
2028 | 212 | 212-734R | Tier-2 | Tier-2---10 | 5--4 | 273 | 259 | 1265.9596 | 97.92% | 1.386% | 0.6959% | 117.6038 | 0 | 0 | 117.6038 | 0 | 102.0878 | 3.286 | 31.0674 | 102.0878 | 3.286 | 31.0674 | 119.3418 | 3.8414 | 31.0674 | 9.29% | 0.17753 | 0.16069 | 7130.7609 | 270.2179 | 291.48 | 6569.0631 | 7146.3189 | 0 | 0 | 7146.3189 | 0.003878%
2028 | 212 | 212-739R | Tier-3 | Tier-3---15 | 5--4 | 201 | 179 | 998.7912 | 96.62% | 2.787% | 0.5903% | 85.9427 | 0 | 0 | 85.9427 | 0 | 74.6039 | 2.271 | 32.8503 | 74.6039 | 2.271 | 32.8503 | 87.2128 | 2.6549 | 32.8503 | 8.605% | 0.13097 | 0.11931 | 7626.107 | 388.5698 | 248.0646 | 6989.4726 | 7651.2891 | 0 | 0 | 7651.2891 | 0.002834%
2028 | 212 | 212-743R | Tier-2 | Tier-2---13 | 5--3 | 71 | 66 | 261.4279 | 97.06% | 2.12% | 0.8249% | 23.5861 | 0 | 0 | 23.5861 | 0 | 20.4743 | 0.83736 | 24.451 | 20.4743 | 0.83736 | 24.451 | 23.9347 | 0.97888 | 24.451 | 9.022% | 0.11654 | 0.10571 | 2243.1612 | 103.5889 | 60.4407 | 2079.1316 | 2249.9308 | 0 | 0 | 2249.9308 | 0.0007778%
2028 | 212 | 212-758R | Tier-2 | Tier-2---8 | 5--4 | 201 | 183 | 1482.4618 | 97.27% | 2.316% | 0.4117% | 131.2891 | 0 | 0 | 131.2891 | 0 | 113.9675 | 2.3218 | 49.0864 | 113.9675 | 2.3218 | 49.0864 | 133.2293 | 2.7142 | 49.0864 | 8.856% | 0.1427 | 0.12971 | 10388.4417 | 533.566 | 267.0613 | 9587.8143 | 10416.8225 | 0 | 0 | 10416.8225 | 0.004329%
2028 | 212 | 212-773R | Tier-2 | Tier-2---5 | 5--4 | 297 | 234 | 2758.5667 | 95.78% | 3.96% | 0.2633% | 208.1629 | 0 | 0 | 208.1629 | 0 | 180.6989 | 2.9688 | 60.8655 | 180.6989 | 2.9688 | 60.8655 | 211.2391 | 3.4706 | 60.8655 | 7.546% | 0.19881 | 0.18315 | 13875.2805 | 746.7621 | 538.2266 | 12590.2917 | 13925.3971 | 0 | 0 | 13925.3971 | 0.006864%
2028 | 212 | 212-799R | Tier-2 | Tier-2---10 | 5--4 | 115 | 105 | 1038.8005 | 97.12% | 2.539% | 0.3416% | 92.115 | 0 | 0 | 92.115 | 0 | 79.9618 | 1.3322 | 60.0239 | 79.9618 | 1.3322 | 60.0239 | 93.4763 | 1.5573 | 60.0239 | 8.867% | 0.12493 | 0.11352 | 8315.0604 | 411.6865 | 218.9209 | 7684.453 | 8339.1261 | 0 | 0 | 8339.1261 | 0.003038%
2028 | 212 | 212-880R | Tier-2 | Tier-2---16 | 5--2 | 31 | 29 | 104.9439 | 97.78% | 1.295% | 0.9224% | 9.5996 | 0 | 0 | 9.5996 | 0 | 8.3331 | 0.36793 | 22.6485 | 8.3331 | 0.36793 | 22.6485 | 9.7415 | 0.43012 | 22.6485 | 9.147% | 0.10736 | 0.097316 | 977.4994 | 42.0611 | 20.0248 | 915.4135 | 979.7366 | 0 | 0 | 979.7366 | 0.0003166%
2028 | 212 | 212-886R | Tier-2 | Tier-2---8 | 5--4 | 155 | 151 | 2163.5248 | 98.72% | 1.034% | 0.2463% | 208.0708 | 0 | 0 | 208.0708 | 0 | 180.619 | 1.9158 | 94.2796 | 180.619 | 1.9158 | 94.2796 | 211.1457 | 2.2396 | 94.2796 | 9.617% | 0.18767 | 0.16939 | 11528.3958 | 592.0091 | 130.2023 | 10806.1843 | 11544.3263 | 0 | 0 | 11544.3263 | 0.006861%
2028 | 212 | 212-888R | Tier-2 | Tier-2---8 | 5--4 | 147 | 133 | 1471.0622 | 97.82% | 1.883% | 0.2988% | 130.1927 | 0 | 0 | 130.1927 | 0 | 113.0158 | 1.6874 | 66.9759 | 113.0158 | 1.6874 | 66.9759 | 132.1167 | 1.9726 | 66.9759 | 8.85% | 0.13116 | 0.11929 | 11216.1087 | 603.389 | 219.1134 | 10393.6063 | 11240.4477 | 0 | 0 | 11240.4477 | 0.004293%
2028 | 214 | 214-1122R | Tier-3 | Tier-3---3 | 5--5 | 446 | 377 | 26281.1502 | 98.91% | 1.048% | 0.04591% | 2197.2181 | 0 | 0 | 2197.2181 | 0 | 1907.3285 | 4.7831 | 398.7634 | 1907.3285 | 4.7831 | 398.7634 | 2229.6888 | 5.5915 | 398.7634 | 8.36% | 0.26918 | 0.24642 | 97635.635 | 5011.5122 | 984.8064 | 91639.3164 | 97734.2671 | 0 | 0 | 97734.2671 | 0.07246%
2028 | 214 | 214-1135R | Tier-3 | Tier-3---6 | 4--5 | 285 | 248 | 6666.9216 | 99.41% | 0.4702% | 0.123% | 576.6978 | 0 | 0 | 576.6978 | 0 | 500.6113 | 3.1464 | 159.1036 | 500.6113 | 3.1464 | 159.1036 | 585.2203 | 3.6782 | 159.1036 | 8.65% | 0.090777 | 0.082878 | 73442.8498 | 4553.5888 | 482.5906 | 68406.6704 | 73484.3724 | 0 | 0 | 73484.3724 | 0.01902%
2028 | 214 | 214-17AE | Tier-3 | Tier-3---17 | 4--4 | 157 | 155 | 484.0355 | 97.4% | 1.48% | 1.12% | 46.5447 | 0 | 0 | 46.5447 | 0 | 40.4038 | 1.9665 | 20.5457 | 40.4038 | 1.9665 | 20.5457 | 47.2325 | 2.2989 | 20.5457 | 9.616% | 0.071957 | 0.064853 | 6726.7702 | 365.2505 | 154.8548 | 6206.6649 | 6745.9251 | 0 | 0 | 6745.9251 | 0.001535%
2028 | 214 | 214-4R | Tier-3 | Tier-3---17 | 4--4 | 94 | 89 | 400.1895 | 97.86% | 1.359% | 0.7809% | 37.0794 | 0 | 0 | 37.0794 | 0 | 32.1873 | 1.1292 | 28.5053 | 32.1873 | 1.1292 | 28.5053 | 37.6273 | 1.32 | 28.5053 | 9.265% | 0.059676 | 0.054025 | 6706.0819 | 383.8314 | 129.2907 | 6192.9598 | 6721.0915 | 0 | 0 | 6721.0915 | 0.001223%
2028 | 214 | 214-536R | Tier-3 | Tier-3---17 | 4--4 | 70 | 60 | 513.3291 | 98.71% | 0.8845% | 0.4005% | 43.4342 | 0 | 0 | 43.4342 | 0 | 37.7037 | 0.76124 | 49.5295 | 37.7037 | 0.76124 | 49.5295 | 44.0761 | 0.8899 | 49.5295 | 8.461% | 0.053744 | 0.049137 | 9551.4463 | 547.5853 | 232.0453 | 8771.8157 | 9562.953 | 0 | 0 | 9562.953 | 0.001432%
2028 | 214 | 214-583R | Tier-3 | Tier-3---13 | 4--5 | 174 | 150 | 2208.3134 | 99.09% | 0.6816% | 0.2244% | 188.6471 | 0 | 0 | 188.6471 | 0 | 163.758 | 1.9031 | 86.0483 | 163.758 | 1.9031 | 86.0483 | 191.435 | 2.2247 | 86.0483 | 8.543% | 0.070413 | 0.064343 | 31362.296 | 1883.6813 | 422.1722 | 29056.4425 | 31389.1012 | 0 | 0 | 31389.1012 | 0.006221%
2028 | 214 | 214-613R | Tier-3 | Tier-3---14 | 5--3 | 196 | 160 | 1721.769 | 85.69% | 14.07% | 0.2459% | 120.4361 | 0 | 0 | 120.4361 | 0 | 104.5464 | 2.03 | 51.5015 | 104.5464 | 2.03 | 51.5015 | 122.2159 | 2.3731 | 51.5015 | 6.995% | 0.43289 | 0.39755 | 3977.4025 | 197.1566 | 516.9968 | 3263.2491 | 4028.0037 | 0 | 0 | 4028.0037 | 0.003972%
2028 | 214 | 214-647R | Tier-3 | Tier-3---8 | 5--5 | 264 | 206 | 22354.3085 | 99.24% | 0.73% | 0.02701% | 1731.1083 | 0 | 0 | 1731.1083 | 0 | 1502.7149 | 2.6136 | 574.9638 | 1502.7149 | 2.6136 | 574.9638 | 1756.6908 | 3.0553 | 574.9638 | 7.744% | 0.23844 | 0.21983 | 93753.9152 | 4640.4334 | 647.6025 | 88465.8794 | 93813.9848 | 0 | 0 | 93813.9848 | 0.05709%
2028 | 215 | 215-1531R | Tier-2 | Tier-2---2 | 5--5 | 256 | 205 | 12702.4119 | 98.21% | 1.737% | 0.04837% | 999.0205 | 0 | 0 | 999.0205 | 0 | 867.2149 | 2.6009 | 333.4295 | 867.2149 | 2.6009 | 333.4295 | 1013.7841 | 3.0405 | 333.4295 | 7.865% | 0.20291 | 0.18666 | 62600.9651 | 3773.3762 | 1033.6342 | 57793.9547 | 62698.2793 | 0 | 0 | 62698.2793 | 0.03294%
2028 | 215 | 215-1534R | Tier-2 | Tier-2---1 | 5--5 | 243 | 193 | 19489.7064 | 99% | 0.9737% | 0.02962% | 1532.4175 | 0 | 0 | 1532.4175 | 0 | 1330.2383 | 2.4486 | 543.2544 | 1330.2383 | 2.4486 | 543.2544 | 1555.0637 | 2.8625 | 543.2544 | 7.863% | 0.1982 | 0.18246 | 98331.2515 | 6096.0396 | 907.1497 | 91328.0622 | 98416.3669 | 0 | 0 | 98416.3669 | 0.05053%
2028 | 215 | 215-1544R | Tier-2 | Tier-2---8 | 5--4 | 53 | 50 | 1412.4296 | 98.09% | 1.785% | 0.1216% | 130.7071 | 0 | 0 | 130.7071 | 0 | 113.4623 | 0.63436 | 178.8597 | 113.4623 | 0.63436 | 178.8597 | 132.6387 | 0.74158 | 178.8597 | 9.254% | 0.10891 | 0.098634 | 12968.9923 | 1067.1746 | 223.4801 | 11678.3376 | 12994.7543 | 0 | 0 | 12994.7543 | 0.00431%
2028 | 215 | 215-38R | Tier-3 | Tier-3---10 | 5--5 | 126 | 117 | 5434.8155 | 98.92% | 1.009% | 0.07406% | 499.1945 | 0 | 0 | 499.1945 | 0 | 433.3334 | 1.4844 | 291.9224 | 433.3334 | 1.4844 | 291.9224 | 506.5716 | 1.7353 | 291.9224 | 9.185% | 0.12528 | 0.11365 | 43381.3494 | 2695.9135 | 518.8073 | 40166.6286 | 43429.4541 | 0 | 0 | 43429.4541 | 0.01646%
2028 | 216 | 216-1859F | Tier-3 | Tier-3---4 | 5--5 | 268 | 195 | 14041.2877 | 99.19% | 0.7753% | 0.03948% | 1013.3363 | 0 | 0 | 1013.3363 | 0 | 879.642 | 2.474 | 355.5514 | 879.642 | 2.474 | 355.5514 | 1028.3115 | 2.8922 | 355.5514 | 7.217% | 0.15704 | 0.14562 | 89409.7822 | 5511.6035 | 666.6545 | 83231.5241 | 89466.9493 | 0 | 0 | 89466.9493 | 0.03342%
2028 | 216 | 216-220R | Tier-3 | Tier-3---20 | 1--5 | 2 | 2 | 71.2816 | 99.9% | 0% | 0.09987% | 7.121 | 0 | 0 | 7.121 | 0 | 6.1815 | 0.025375 | 243.6109 | 6.1815 | 0.025375 | 243.6109 | 7.2263 | 0.029663 | 243.6109 | 9.99% | 0.000285 | 0.0002565 | 250110.7129 | 12944.4862 | 226.9057 | 236939.3211 | 250138.4667 | 0 | 0 | 250138.4667 | 0.0002348%
2028 | 217 | 217-41AE | Tier-2 | Tier-2---8 | 5--4 | 456 | 333 | 2013.5966 | 89.22% | 10.31% | 0.4697% | 131.2012 | 0 | 0 | 131.2012 | 0 | 113.8912 | 4.2249 | 26.9573 | 113.8912 | 4.2249 | 26.9573 | 133.1401 | 4.9389 | 26.9573 | 6.516% | 0.19664 | 0.18228 | 10240.1297 | 587.5443 | 1012.3349 | 8640.2505 | 10327.0537 | 0 | 0 | 10327.0537 | 0.004327%
2028 | 217 | 217-48AE | Tier-2 | Tier-2---8 | 5--4 | 344 | 306 | 2727.5845 | 87.85% | 11.78% | 0.3693% | 213.1484 | 0 | 0 | 213.1484 | 0 | 185.0267 | 3.8823 | 47.6589 | 185.0267 | 3.8823 | 47.6589 | 216.2983 | 4.5385 | 47.6589 | 7.815% | 0.20236 | 0.18436 | 13478.9252 | 762.7474 | 1447.8056 | 11268.3722 | 13638.8296 | 0 | 0 | 13638.8296 | 0.007029%
2028 | 217 | 217-835R | Tier-3 | Tier-3---5 | 5--5 | 319 | 297 | 10686.9326 | 98.68% | 1.222% | 0.09479% | 981.8904 | 0 | 0 | 981.8904 | 0 | 852.3448 | 3.7681 | 226.1986 | 852.3448 | 3.7681 | 226.1986 | 996.4008 | 4.405 | 226.1986 | 9.188% | 0.28412 | 0.25767 | 37613.7803 | 2195.3355 | 434.0984 | 34984.3464 | 37664.6202 | 0 | 0 | 37664.6202 | 0.03238%
2028 | 217 | 217-837R | Tier-3 | Tier-3---12 | 5--5 | 293 | 247 | 3657.1834 | 94.66% | 5.124% | 0.2164% | 291.8358 | 0 | 0 | 291.8358 | 0 | 253.3325 | 3.1338 | 80.8398 | 253.3325 | 3.1338 | 80.8398 | 296.1486 | 3.6634 | 80.8398 | 7.98% | 0.14269 | 0.13066 | 25630.0196 | 1643.4761 | 1395.4824 | 22591.0611 | 25756.0388 | 0 | 0 | 25756.0388 | 0.009624%
2028 | 217 | 217-972R | Tier-2 | Tier-2---8 | 5--4 | 256 | 217 | 1438.6594 | 90.88% | 8.66% | 0.4639% | 110.8226 | 0 | 0 | 110.8226 | 0 | 96.2012 | 2.7531 | 34.9423 | 96.2012 | 2.7531 | 34.9423 | 112.4603 | 3.2185 | 34.9423 | 7.703% | 0.18227 | 0.16682 | 7892.9777 | 484.1091 | 632.8848 | 6775.9839 | 7959.6737 | 0 | 0 | 7959.6737 | 0.003655%
2028 | 217 | 217-983R | Tier-3 | Tier-3---5 | 5--5 | 116 | 114 | 10116.9629 | 99.05% | 0.91% | 0.0405% | 984.8031 | 0 | 0 | 984.8031 | 0 | 854.8733 | 1.4464 | 591.0552 | 854.8733 | 1.4464 | 591.0552 | 999.3566 | 1.6908 | 591.0552 | 9.734% | 0.2438 | 0.21984 | 41497.7937 | 2121.8511 | 363.6616 | 39012.281 | 41540.7808 | 0 | 0 | 41540.7808 | 0.03248%
2028 | 220 | 220-288R | Tier-3 | Tier-3---14 | 5--4 | 132 | 111 | 2198.6799 | 96.34% | 3.473% | 0.1901% | 178.116 | 0 | 0 | 178.116 | 0 | 154.6163 | 1.4083 | 109.7902 | 154.6163 | 1.4083 | 109.7902 | 180.7483 | 1.6463 | 109.7902 | 8.101% | 0.37523 | 0.34368 | 5859.515 | 279.6691 | 215.3273 | 5364.5186 | 5879.2222 | 0 | 0 | 5879.2222 | 0.005874%
2028 | 220 | 220-294R | Tier-3 | Tier-3---14 | 5--3 | 328 | 272 | 1925.8876 | 84.29% | 15.28% | 0.4298% | 134.619 | 0 | 0 | 134.619 | 0 | 116.8581 | 3.4509 | 33.8626 | 116.8581 | 3.4509 | 33.8626 | 136.6084 | 4.0342 | 33.8626 | 6.99% | 0.44397 | 0.40716 | 4337.8466 | 198.6888 | 616.3589 | 3522.7989 | 4399.4662 | 0 | 0 | 4399.4662 | 0.004439%
2028 | 220 | 220-298R | Tier-3 | Tier-3---11 | 5--4 | 616 | 616 | 3585.6314 | 89.37% | 10.06% | 0.5685% | 320.4472 | 0 | 0 | 320.4472 | 0 | 278.1691 | 7.8154 | 35.5926 | 278.1691 | 7.8154 | 35.5926 | 325.1828 | 9.1363 | 35.5926 | 8.937% | 0.50177 | 0.45159 | 7145.9975 | 283.7182 | 677.141 | 6185.1383 | 7230.4011 | 0 | 0 | 7230.4011 | 0.01057%
2028 | 221 | 221-1230F | Tier-3 | Tier-3---12 | 4--5 | 97 | 54 | 3690.9623 | 99.91% | 0% | 0.09183% | 205.2876 | 0 | 0 | 205.2876 | 0 | 178.203 | 0.68511 | 260.1072 | 178.203 | 0.68511 | 260.1072 | 208.3213 | 0.80091 | 260.1072 | 5.562% | 0.035843 | 0.033848 | 102975.2443 | 5653.9564 | 85.9024 | 97235.3856 | 102980.8191 | 0 | 0 | 102980.8191 | 0.00677%
2028 | 221 | 221-1236F | Tier-3 | Not Applicable | Not Applicable | 1 | 1 | 0 | 0% | 0% | 0% | 0 | 0 | 0 | 0 | 0 | 0 | 0.012687 | 0 | 0 | 0.012687 | 0 | 0 | 0.014832 | 0 | 0% | 0 | 0 | 0 | 0 | 0 | 0 | 0 | 0 | 0 | 0 | 0%
2028 | 221 | 221-23R | Tier-3 | Tier-3---11 | 5--5 | 307 | 168 | 3270.2376 | 92.16% | 7.656% | 0.1816% | 164.9318 | 0 | 0 | 164.9318 | 0 | 143.1716 | 2.1315 | 67.1705 | 143.1716 | 2.1315 | 67.1705 | 167.3692 | 2.4917 | 67.1705 | 5.043% | 0.19945 | 0.18853 | 16396.4914 | 1101.2475 | 1224.4612 | 14070.7826 | 16470.8858 | 0 | 0 | 16470.8858 | 0.005439%
2028 | 221 | 221-344R | Tier-3 | Tier-3---13 | 5--4 | 293 | 223 | 2735.9283 | 96.11% | 3.605% | 0.2871% | 200.1253 | 0 | 0 | 200.1253 | 0 | 173.7218 | 2.8293 | 61.4017 | 173.7218 | 2.8293 | 61.4017 | 203.0828 | 3.3074 | 61.4017 | 7.315% | 0.2115 | 0.1954 | 12935.7823 | 697.0944 | 453.9009 | 11784.787 | 12977.2557 | 0 | 0 | 12977.2557 | 0.006599%
2028 | 221 | 221-35 | Tier-2 | Tier-2---10 | 5--3 | 13 | 13 | 710.3273 | 99.46% | 0.4791% | 0.06249% | 70.648 | 0 | 0 | 70.648 | 0 | 61.3271 | 0.16493 | 371.8262 | 61.3271 | 0.16493 | 371.8262 | 71.692 | 0.19281 | 371.8262 | 9.946% | 0.17281 | 0.15553 | 4110.5569 | 223.7818 | 29.6305 | 3857.1446 | 4113.0306 | 0 | 0 | 4113.0306 | 0.00233%
2028 | 221 | 221-37AE | Tier-3 | Tier-3---11 | 5--5 | 244 | 151 | 3934.7733 | 97.03% | 2.838% | 0.1358% | 236.2624 | 0 | 0 | 236.2624 | 0 | 205.0911 | 1.9158 | 107.0535 | 205.0911 | 1.9158 | 107.0535 | 239.7539 | 2.2396 | 107.0535 | 6.004% | 0.19925 | 0.18692 | 19747.6238 | 1157.9249 | 618.5884 | 17971.1105 | 19786.3675 | 0 | 0 | 19786.3675 | 0.007791%
2028 | 221 | 221-38AE | Tier-3 | Tier-3---17 | 5--3 | 26 | 26 | 318.0967 | 33.4% | 66.33% | 0.2755% | 10.6237 | 0 | 0 | 10.6237 | 0 | 9.2221 | 0.32987 | 27.9567 | 9.2221 | 0.32987 | 27.9567 | 10.7807 | 0.38562 | 27.9567 | 3.34% | 0.16917 | 0.15225 | 1880.3284 | 41.7922 | 1061.4721 | 777.0641 | 2019.4774 | 0 | 0 | 2019.4774 | 0.0003503%
2028 | 221 | 221-675R | Tier-2 | Tier-2---8 | 5--4 | 99 | 76 | 2055.424 | 99.51% | 0.3331% | 0.1572% | 157.0165 | 0 | 0 | 157.0165 | 0 | 136.3005 | 0.96423 | 141.3563 | 136.3005 | 0.96423 | 141.3563 | 159.3369 | 1.1272 | 141.3563 | 7.639% | 0.22072 | 0.20378 | 9312.3427 | 464.7372 | 113.1149 | 8734.4905 | 9316.1393 | 0 | 0 | 9316.1393 | 0.005178%
2028 | 221 | 221-6R | Tier-2 | Tier-2---5 | 5--5 | 100 | 91 | 3904.259 | 99.88% | 0.03221% | 0.0896% | 354.8548 | 0 | 0 | 354.8548 | 0 | 308.0371 | 1.1545 | 266.8042 | 308.0371 | 1.1545 | 266.8042 | 360.0989 | 1.3497 | 266.8042 | 9.089% | 0.21604 | 0.19638 | 18071.9767 | 963.9759 | 75.8685 | 17032.1323 | 18074.1805 | 0 | 0 | 18074.1805 | 0.0117%
2028 | 221 | 221-782R | Tier-3 | Tier-3---17 | 5--3 | 93 | 93 | 618.0174 | 98.68% | 0.7939% | 0.5237% | 60.9875 | 0 | 0 | 60.9875 | 0 | 52.9411 | 1.1799 | 44.8684 | 52.9411 | 1.1799 | 44.8684 | 61.8887 | 1.3793 | 44.8684 | 9.868% | 0.2472 | 0.22248 | 2500.0604 | 147.4846 | 27.966 | 2324.6098 | 2503.7205 | 0 | 0 | 2503.7205 | 0.002011%
2028 | 221 | 221-788 | Tier-3 | Tier-3---12 | 5--5 | 67 | 55 | 4481.9143 | 99.45% | 0.5095% | 0.04337% | 365.8842 | 0 | 0 | 365.8842 | 0 | 317.6114 | 0.6978 | 455.1604 | 317.6114 | 0.6978 | 455.1604 | 371.2913 | 0.81574 | 455.1604 | 8.164% | 0.18975 | 0.17417 | 23620.3007 | 1552.9774 | 202.4159 | 21864.9074 | 23631.9794 | 0 | 0 | 23631.9794 | 0.01207%
2028 | 221 | 221-824 | Tier-3 | Tier-3---13 | 5--4 | 106 | 68 | 2324.2215 | 96.86% | 3.03% | 0.1069% | 144.4234 | 0 | 0 | 144.4234 | 0 | 125.369 | 0.86274 | 145.3156 | 125.369 | 0.86274 | 145.3156 | 146.5577 | 1.0085 | 145.3156 | 6.214% | 0.18396 | 0.17216 | 12634.0691 | 769.9433 | 369.3383 | 11494.7875 | 12661.2384 | 0 | 0 | 12661.2384 | 0.004763%
2028 | 222 | 222-1433R | Tier-3 | Tier-3---5 | 5--5 | 123 | 107 | 9617.9712 | 99.59% | 0.3681% | 0.03974% | 833.2729 | 0 | 0 | 833.2729 | 0 | 723.3352 | 1.3575 | 532.8279 | 723.3352 | 1.3575 | 532.8279 | 845.5871 | 1.587 | 532.8279 | 8.664% | 0.37266 | 0.34024 | 25809.0958 | 1306.2972 | 94.555 | 24408.2437 | 25819.1253 | 0 | 0 | 25819.1253 | 0.02748%
2028 | 222 | 222-1503R | Tier-3 | Tier-3---15 | 5--4 | 76 | 57 | 1359.3953 | 95.15% | 4.696% | 0.1502% | 97.0139 | 0 | 0 | 97.0139 | 0 | 84.2144 | 0.72318 | 116.4508 | 84.2144 | 0.72318 | 116.4508 | 98.4476 | 0.8454 | 116.4508 | 7.137% | 0.23465 | 0.21705 | 5793.3484 | 301.9788 | 270.539 | 5220.8305 | 5816.1117 | 0 | 0 | 5816.1117 | 0.003199%
2028 | 222 | 222-1523R | Tier-3 | Tier-3---7 | 5--5 | 367 | 257 | 7406.689 | 96.62% | 3.25% | 0.1263% | 501.1579 | 0 | 0 | 501.1579 | 0 | 435.0377 | 3.2606 | 133.4212 | 435.0377 | 3.2606 | 133.4212 | 508.5641 | 3.8117 | 133.4212 | 6.766% | 0.26901 | 0.25017 | 27533.3002 | 1432.7814 | 864.0996 | 25236.4192 | 27603.3009 | 0 | 0 | 27603.3009 | 0.01653%
2028 | 222 | 222-1986R | Tier-3 | Tier-3---1 | 5--5 | 451 | 389 | 79194.3488 | 99.25% | 0.7305% | 0.01724% | 6779.655 | 0 | 0 | 6779.655 | 0 | 5885.1824 | 4.9354 | 1192.4535 | 5885.1824 | 4.9354 | 1192.4535 | 6879.8453 | 5.7695 | 1192.4535 | 8.561% | 0.41507 | 0.37927 | 190797.4815 | 11158.3549 | 1273.0385 | 178366.0881 | 190932.1538 | 0 | 0 | 190932.1538 | 0.2236%
2028 | 222 | 222-1988R | Tier-3 | Tier-3---11 | 5--4 | 18 | 17 | 3619.4356 | 99.27% | 0.7155% | 0.01673% | 339.3326 | 0 | 0 | 339.3326 | 0 | 294.5628 | 0.21568 | 1365.7152 | 294.5628 | 0.21568 | 1365.7152 | 344.3473 | 0.25214 | 1365.7152 | 9.375% | 0.34461 | 0.31206 | 10502.9479 | 509.7029 | 69.9812 | 9923.2638 | 10510.9685 | 0 | 0 | 10510.9685 | 0.01119%
2028 | 222 | 222-1990R | Tier-3 | Tier-3---1 | 5--5 | 287 | 246 | 45106.6401 | 99.63% | 0.3509% | 0.01982% | 3851.9498 | 0 | 0 | 3851.9498 | 0 | 3343.7435 | 3.1211 | 1071.344 | 3343.7435 | 3.1211 | 1071.344 | 3908.8743 | 3.6486 | 1071.344 | 8.54% | 0.41211 | 0.37679 | 109452.4885 | 5424.0865 | 426.9036 | 103601.4983 | 109490.5301 | 0 | 0 | 109490.5301 | 0.127%
2028 | 222 | 222-1992R | Tier-3 | Tier-3---18 | 5--2 | 43 | 18 | 288.7705 | 86.56% | 13.18% | 0.2657% | 10.463 | 0 | 0 | 10.463 | 0 | 9.0826 | 0.22837 | 39.771 | 9.0826 | 0.22837 | 39.771 | 10.6176 | 0.26697 | 39.771 | 3.623% | 0.22115 | 0.21189 | 1305.7642 | 59.3755 | 153.7229 | 1092.6658 | 1313.4335 | 0 | 0 | 1313.4335 | 0.000345%
2028 | 222 | 222-2013R | Tier-3 | Tier-3---7 | 5--5 | 407 | 288 | 7426.9759 | 96.05% | 3.813% | 0.1383% | 504.7808 | 0 | 0 | 504.7808 | 0 | 438.1826 | 3.6539 | 119.9206 | 438.1826 | 3.6539 | 119.9206 | 512.2405 | 4.2715 | 119.9206 | 6.797% | 0.27927 | 0.25951 | 26594.1155 | 1486.8089 | 949.5734 | 24157.7331 | 26674.1295 | 0 | 0 | 26674.1295 | 0.01665%
2028 | 222 | 222-2063 | Tier-3 | Tier-3---9 | 5--5 | 79 | 75 | 4859.7765 | 99.85% | 0.09452% | 0.05485% | 460.682 | 0 | 0 | 460.682 | 0 | 399.902 | 0.95155 | 420.2652 | 399.902 | 0.95155 | 420.2652 | 467.49 | 1.1124 | 420.2652 | 9.479% | 0.23776 | 0.21519 | 20439.7717 | 1058.0128 | 26.4385 | 19355.3204 | 20442.9743 | 0 | 0 | 20442.9743 | 0.01519%
2028 | 222 | 222-2085 | Tier-3 | Tier-3---3 | 5--5 | 910 | 544 | 16772.3082 | 96.7% | 3.181% | 0.1236% | 969.5191 | 0 | 0 | 969.5191 | 0 | 841.6058 | 6.9019 | 121.9385 | 841.6058 | 6.9019 | 121.9385 | 983.8468 | 8.0684 | 121.9385 | 5.78% | 0.35117 | 0.33018 | 47761.3033 | 2740.017 | 1532.6307 | 43488.6556 | 47861.6531 | 0 | 0 | 47861.6531 | 0.03197%
2028 | 223 | 223-536R | Tier-2 | Tier-2---19 | 1--4 | 8 | 5 | 17.3686 | 98.33% | 0% | 1.666% | 1.0675 | 0 | 0 | 1.0675 | 0 | 0.92662 | 0.063436 | 14.607 | 0.92662 | 0.063436 | 14.607 | 1.0832 | 0.074158 | 14.607 | 6.146% | 0.0018852 | 0.0017674 | 9213.1285 | 686.6485 | 141.1177 | 8385.3623 | 9223.3613 | 0 | 0 | 9223.3613 | 3.52e-05%
2028 | 230 | 230-1008R | Tier-2 | Tier-2---16 | 4--3 | 9 | 9 | 171.5883 | 99.37% | 0.4538% | 0.1789% | 17.0503 | 0 | 0 | 17.0503 | 0 | 14.8007 | 0.11419 | 129.6199 | 14.8007 | 0.11419 | 129.6199 | 17.3022 | 0.13348 | 129.6199 | 9.937% | 0.055697 | 0.050127 | 3080.7564 | 194.1723 | 43.3127 | 2843.2713 | 3082.9224 | 0 | 0 | 3082.9224 | 0.0005623%
2028 | 230 | 230-127AE | Tier-2 | Tier-2---7 | 5--5 | 269 | 213 | 2000.4654 | 94.98% | 4.641% | 0.3747% | 150.4557 | 0 | 0 | 150.4557 | 0 | 130.6053 | 2.7024 | 48.3295 | 130.6053 | 2.7024 | 48.3295 | 152.6791 | 3.1591 | 48.3295 | 7.521% | 0.093988 | 0.086546 | 21284.2191 | 1284.0751 | 990.3889 | 19009.7551 | 21376.0259 | 0 | 0 | 21376.0259 | 0.004961%
2028 | 230 | 230-133AE | Tier-2 | Tier-2---6 | 5--5 | 328 | 221 | 6388.6939 | 98.26% | 1.615% | 0.1229% | 422.9789 | 0 | 0 | 422.9789 | 0 | 367.1733 | 2.8039 | 130.9513 | 367.1733 | 2.8039 | 130.9513 | 429.2297 | 3.2778 | 130.9513 | 6.621% | 0.095565 | 0.089126 | 66852.0974 | 3853.1493 | 1086.4397 | 61912.5084 | 66936.0108 | 0 | 0 | 66936.0108 | 0.01395%
2028 | 230 | 230-1586R | Tier-2 | Tier-2---7 | 4--5 | 245 | 177 | 2072.8837 | 91.06% | 8.635% | 0.3% | 136.3741 | 0 | 0 | 136.3741 | 0 | 118.3816 | 2.2457 | 52.716 | 118.3816 | 2.2457 | 52.716 | 138.3895 | 2.6252 | 52.716 | 6.579% | 0.084625 | 0.078511 | 24494.9333 | 1384.72 | 2145.1757 | 20965.0376 | 24665.3692 | 0 | 0 | 24665.3692 | 0.004497%
2028 | 230 | 230-1606R | Tier-2 | Tier-2---11 | 4--4 | 71 | 51 | 536.3838 | 78.97% | 20.71% | 0.32% | 30.4256 | 0 | 0 | 30.4256 | 0 | 26.4114 | 0.64705 | 40.8181 | 26.4114 | 0.64705 | 40.8181 | 30.8752 | 0.75641 | 40.8181 | 5.672% | 0.062818 | 0.058306 | 8538.6965 | 437.3678 | 1660.0426 | 6441.2861 | 8677.6771 | 0 | 0 | 8677.6771 | 0.001003%
2028 | 230 | 230-181 | Tier-2 | Tier-2---9 | 4--4 | 52 | 38 | 788.7224 | 98.19% | 1.606% | 0.2041% | 56.5939 | 0 | 0 | 56.5939 | 0 | 49.1272 | 0.48212 | 101.899 | 49.1272 | 0.48212 | 101.899 | 57.4303 | 0.5636 | 101.899 | 7.175% | 0.063241 | 0.05862 | 12471.6541 | 782.4193 | 949.0175 | 10740.2174 | 12489.4546 | 0 | 0 | 12489.4546 | 0.001866%
2028 | 230 | 230-2060R | Tier-2 | Tier-2---4 | 4--5 | 236 | 183 | 3473.4554 | 97.68% | 2.135% | 0.1887% | 263.0824 | 0 | 0 | 263.0824 | 0 | 228.3727 | 2.3218 | 98.3613 | 228.3727 | 2.3218 | 98.3613 | 266.9703 | 2.7142 | 98.3613 | 7.574% | 0.088414 | 0.081559 | 39286.0822 | 2320.0349 | 850.2401 | 36115.8071 | 39362.8067 | 0 | 0 | 39362.8067 | 0.008675%
2028 | 230 | 230-2067 | Tier-2 | Tier-2---16 | 4--3 | 6 | 6 | 121.6067 | 92.98% | 6.845% | 0.1786% | 11.3066 | 0 | 0 | 11.3066 | 0 | 9.8148 | 0.076124 | 128.9325 | 9.8148 | 0.076124 | 128.9325 | 11.4736 | 0.08899 | 128.9325 | 9.298% | 0.054619 | 0.049157 | 2226.4545 | 125.1839 | 142.6967 | 1958.574 | 2243.8298 | 0 | 0 | 2243.8298 | 0.0003728%
2028 | 230 | 230-371AE | Tier-2 | Tier-2---13 | 4--3 | 41 | 29 | 195.7251 | 81.71% | 17.81% | 0.4804% | 11.3124 | 0 | 0 | 11.3124 | 0 | 9.8199 | 0.36793 | 26.6896 | 9.8199 | 0.36793 | 26.6896 | 11.4796 | 0.43012 | 26.6896 | 5.78% | 0.059006 | 0.054832 | 3317.0375 | 182.5151 | 537.9757 | 2596.5467 | 3363.2059 | 0 | 0 | 3363.2059 | 0.000373%
2028 | 231 | 231-1136R | Tier-2 | Tier-2---7 | 4--5 | 357 | 245 | 2730.9177 | 98.3% | 1.373% | 0.325% | 184.2332 | 0 | 0 | 184.2332 | 0 | 159.9265 | 3.1084 | 51.45 | 159.9265 | 3.1084 | 51.45 | 186.9559 | 3.6337 | 51.45 | 6.746% | 0.054655 | 0.050904 | 49966.8413 | 3802.7952 | 1680.0986 | 44483.9475 | 50029.3647 | 0 | 0 | 50029.3647 | 0.006075%
2028 | 231 | 231-1635R | Tier-2 | Tier-2---4 | 5--5 | 862 | 613 | 5142.095 | 98.68% | 0.901% | 0.4182% | 360.8495 | 0 | 0 | 360.8495 | 0 | 313.2409 | 7.7773 | 40.2763 | 313.2409 | 7.7773 | 40.2763 | 366.1821 | 9.0918 | 40.2763 | 7.018% | 0.11648 | 0.10819 | 44146.87 | 3399.863 | 647.3328 | 40099.6742 | 44191.4554 | 0 | 0 | 44191.4554 | 0.0119%
2028 | 232 | 232-40AE | Tier-2 | Tier-2---19 | 2--3 | 5 | 4 | 11.4297 | 0.4523% | 98.58% | 0.9661% | 0.0041361 | 0 | 0 | 0.0041361 | 0 | 0.0035904 | 0.050749 | 0.070748 | 0.0035904 | 0.050749 | 0.070748 | 0.0041972 | 0.059326 | 0.070748 | 0.03619% | 0.0059544 | 0.005478 | 1919.5436 | 3.0821 | 1745.9177 | 170.5438 | 2085.7054 | 0 | 0 | 2085.7054 | 1.364e-07%
2028 | 233 | 233-123R | Tier-2 | Tier-2---4 | 4--5 | 412 | 292 | 3035.8045 | 98.84% | 0.8219% | 0.339% | 212.6612 | 0 | 0 | 212.6612 | 0 | 184.6038 | 3.7047 | 49.8298 | 184.6038 | 3.7047 | 49.8298 | 215.8039 | 4.3308 | 49.8298 | 7.005% | 0.06125 | 0.056909 | 49563.8317 | 3086.7129 | 653.5217 | 45823.5971 | 49607.7217 | 0 | 0 | 49607.7217 | 0.007013%
2028 | 233 | 233-41R | Tier-2 | Tier-2---9 | 4--5 | 273 | 222 | 718.991 | 97.57% | 1.357% | 1.072% | 57.0469 | 0 | 0 | 57.0469 | 0 | 49.5204 | 2.8166 | 17.5818 | 49.5204 | 2.8166 | 17.5818 | 57.8899 | 3.2926 | 17.5818 | 7.934% | 0.044487 | 0.040869 | 16161.8225 | 1280.6452 | 594.3266 | 14286.8507 | 16196.5806 | 0 | 0 | 16196.5806 | 0.001881%
2028 | 233 | 233-81F | Tier-2 | Tier-2---12 | 3--5 | 99 | 89 | 447.7794 | 94.96% | 4.349% | 0.694% | 38.225 | 0 | 0 | 38.225 | 0 | 33.1818 | 1.1292 | 29.386 | 33.1818 | 1.1292 | 29.386 | 38.7899 | 1.32 | 29.386 | 8.537% | 0.02204 | 0.020058 | 20316.8521 | 1331.0486 | 1007.3456 | 17978.4579 | 20418.0531 | 0 | 0 | 20418.0531 | 0.001261%
2028 | 233 | 233-86F | Tier-2 | Tier-2---8 | 5--5 | 412 | 327 | 2341.6741 | 85.9% | 13.6% | 0.4998% | 159.6551 | 0 | 0 | 159.6551 | 0 | 138.591 | 4.1487 | 33.4055 | 138.591 | 4.1487 | 33.4055 | 162.0145 | 4.8499 | 33.4055 | 6.818% | 0.1204 | 0.11084 | 19449.7342 | 1103.1383 | 2517.3516 | 15829.2443 | 19686.1196 | 0 | 0 | 19686.1196 | 0.005265%
2028 | 234 | 234-48R | Tier-2 | Tier-2---4 | 4--5 | 334 | 216 | 4939.3792 | 99.46% | 0.3916% | 0.1518% | 317.6971 | 0 | 0 | 317.6971 | 0 | 275.7818 | 2.7405 | 100.6336 | 275.7818 | 2.7405 | 100.6336 | 322.3921 | 3.2036 | 100.6336 | 6.432% | 0.047931 | 0.044832 | 103051.0114 | 8933.6439 | 586.3727 | 93530.9949 | 103089.7294 | 0 | 0 | 103089.7294 | 0.01048%
2028 | 235 | 235-897R | Tier-2 | Tier-2---5 | 5--5 | 241 | 130 | 4375.0381 | 88.63% | 11.27% | 0.1058% | 209.157 | 0 | 0 | 209.157 | 0 | 181.5619 | 1.6493 | 110.081 | 181.5619 | 1.6493 | 110.081 | 212.2479 | 1.9281 | 110.081 | 4.781% | 0.1179 | 0.11154 | 37108.0419 | 2052.774 | 3945.6216 | 31109.6464 | 37348.6807 | 0 | 0 | 37348.6807 | 0.006897%
2028 | 235 | 235-899R | Tier-2 | Tier-2---1 | 5--5 | 531 | 270 | 23678.6611 | 98.37% | 1.593% | 0.04039% | 1184.3293 | 0 | 0 | 1184.3293 | 0 | 1028.075 | 3.4256 | 300.1181 | 1028.075 | 3.4256 | 300.1181 | 1201.8314 | 4.0045 | 300.1181 | 5.002% | 0.15496 | 0.14709 | 152800.2562 | 9665.8605 | 2471.9354 | 140662.4603 | 152933.991 | 0 | 0 | 152933.991 | 0.03905%
2028 | 236 | 236-1535R | Tier-3 | Tier-3---4 | 5--5 | 252 | 162 | 9719.0421 | 98.73% | 1.209% | 0.05836% | 616.8774 | 0 | 0 | 616.8774 | 0 | 535.4898 | 2.0553 | 260.5357 | 535.4898 | 2.0553 | 260.5357 | 625.9937 | 2.4027 | 260.5357 | 6.347% | 0.12847 | 0.12021 | 75651.1712 | 5252.2726 | 904.2907 | 69494.6079 | 75717.0389 | 0 | 0 | 75717.0389 | 0.02034%
2028 | 236 | 236-1561R | Tier-3 | Tier-3---13 | 5--4 | 137 | 97 | 2823.5781 | 97.26% | 2.617% | 0.1213% | 194.444 | 0 | 0 | 194.444 | 0 | 168.7901 | 1.2307 | 137.1533 | 168.7901 | 1.2307 | 137.1533 | 197.3175 | 1.4387 | 137.1533 | 6.886% | 0.17766 | 0.16508 | 15893.5317 | 919.2321 | 396.0284 | 14578.2713 | 15926.6892 | 0 | 0 | 15926.6892 | 0.006412%
2028 | 236 | 236-1563R | Tier-3 | Tier-3---13 | 5--4 | 81 | 69 | 2260.6624 | 98.61% | 1.288% | 0.1052% | 189.8927 | 0 | 0 | 189.8927 | 0 | 164.8393 | 0.87542 | 188.2967 | 164.8393 | 0.87542 | 188.2967 | 192.699 | 1.0234 | 188.2967 | 8.4% | 0.17215 | 0.15749 | 13131.72 | 763.8797 | 149.4721 | 12218.3681 | 13148.7511 | 0 | 0 | 13148.7511 | 0.006262%
2028 | 236 | 236-1567R | Tier-3 | Tier-3---10 | 5--5 | 171 | 127 | 5332.0037 | 98.07% | 1.841% | 0.0848% | 388.3774 | 0 | 0 | 388.3774 | 0 | 337.1369 | 1.6113 | 209.2347 | 337.1369 | 1.6113 | 209.2347 | 394.1169 | 1.8836 | 209.2347 | 7.284% | 0.18129 | 0.16783 | 29411.5902 | 2025.1187 | 523.1992 | 26863.2724 | 29457.0256 | 0 | 0 | 29457.0256 | 0.01281%
2028 | 236 | 236-1569R | Tier-3 | Tier-3---8 | 5--5 | 498 | 306 | 21222.9131 | 98.36% | 1.585% | 0.05121% | 1282.7226 | 0 | 0 | 1282.7226 | 0 | 1113.4868 | 3.8823 | 286.8103 | 1113.4868 | 3.8823 | 286.8103 | 1301.6788 | 4.5385 | 286.8103 | 6.044% | 0.21435 | 0.20117 | 99012.7753 | 5477.8522 | 1488.5467 | 92046.3763 | 99118.8322 | 0 | 0 | 99118.8322 | 0.0423%
2028 | 236 | 236-1573R | Tier-3 | Tier-3---7 | 5--5 | 192 | 130 | 6927.8558 | 97.84% | 2.089% | 0.06679% | 458.9623 | 0 | 0 | 458.9623 | 0 | 398.4092 | 1.6493 | 241.5556 | 398.4092 | 1.6493 | 241.5556 | 465.7449 | 1.9281 | 241.5556 | 6.625% | 0.18488 | 0.17236 | 37473.1079 | 2383.2915 | 732.5482 | 34357.2682 | 37531.7724 | 0 | 0 | 37531.7724 | 0.01513%
2028 | 237 | 237-1761R | Tier-3 | Tier-3---12 | 5--5 | 126 | 113 | 3634.1464 | 99.4% | 0.4942% | 0.1098% | 323.9509 | 0 | 0 | 323.9509 | 0 | 281.2105 | 1.4337 | 196.1482 | 281.2105 | 1.4337 | 196.1482 | 328.7383 | 1.676 | 196.1482 | 8.914% | 0.14935 | 0.13596 | 24332.6951 | 1370.783 | 132.2733 | 22829.6387 | 24347.1743 | 0 | 0 | 24347.1743 | 0.01068%
2028 | 237 | 237-1765R | Tier-3 | Tier-3---1 | 5--5 | 223 | 158 | 28249.2525 | 99.34% | 0.6358% | 0.01982% | 1988.3938 | 0 | 0 | 1988.3938 | 0 | 1726.0554 | 2.0046 | 861.0508 | 1726.0554 | 2.0046 | 861.0508 | 2017.7785 | 2.3434 | 861.0508 | 7.039% | 0.25909 | 0.24073 | 109034.6893 | 8324.9664 | 652.6676 | 100057.0553 | 109089.2019 | 0 | 0 | 109089.2019 | 0.06557%
2028 | 237 | 237-17R | Tier-2 | Tier-2---1 | 5--5 | 536 | 275 | 27080.7376 | 98.89% | 1.071% | 0.0369% | 1374.0091 | 0 | 0 | 1374.0091 | 0 | 1192.7294 | 3.489 | 341.8538 | 1192.7294 | 3.489 | 341.8538 | 1394.3143 | 4.0787 | 341.8538 | 5.074% | 0.15539 | 0.14742 | 174274.8137 | 11399.2241 | 1916.7846 | 160958.805 | 174379.2405 | 0 | 0 | 174379.2405 | 0.04531%
2028 | 237 | 237-26F | Tier-2 | Tier-2---10 | 5--4 | 113 | 46 | 663.2151 | 70.89% | 28.72% | 0.399% | 19.1377 | 0 | 0 | 19.1377 | 0 | 16.6128 | 0.58362 | 28.4652 | 16.6128 | 0.58362 | 28.4652 | 19.4205 | 0.68225 | 28.4652 | 2.886% | 0.10897 | 0.10454 | 6086.0279 | 237.5195 | 1591.9327 | 4256.5758 | 6161.2208 | 0 | 0 | 6161.2208 | 0.0006311%
2028 | 237 | 237-28F | Tier-2 | Tier-2---7 | 5--5 | 59 | 29 | 2530.2255 | 98.83% | 1.116% | 0.05734% | 122.9074 | 0 | 0 | 122.9074 | 0 | 106.6916 | 0.36793 | 289.977 | 106.6916 | 0.36793 | 289.977 | 124.7237 | 0.43012 | 289.977 | 4.858% | 0.10804 | 0.10273 | 23418.4293 | 1209.653 | 279.2604 | 21929.5159 | 23432.637 | 0 | 0 | 23432.637 | 0.004053%
2028 | 237 | 237-2R | Tier-3 | Tier-3---2 | 5--5 | 499 | 344 | 30894.1234 | 99.11% | 0.8492% | 0.03898% | 2110.859 | 0 | 0 | 2110.859 | 0 | 1832.3632 | 4.3644 | 419.8404 | 1832.3632 | 4.3644 | 419.8404 | 2142.0535 | 5.1021 | 419.8404 | 6.833% | 0.18156 | 0.16904 | 170161.3668 | 15433.056 | 1414.3274 | 153313.9834 | 170273.2697 | 0 | 0 | 170273.2697 | 0.06961%
2028 | 237 | 237-30R | Tier-3 | Tier-3---1 | 5--5 | 651 | 565 | 65515.492 | 98.93% | 1.038% | 0.03019% | 5625.3221 | 0 | 0 | 5625.3221 | 0 | 4883.1463 | 7.1683 | 681.2122 | 4883.1463 | 7.1683 | 681.2122 | 5708.4537 | 8.3798 | 681.2122 | 8.586% | 0.49249 | 0.44974 | 133030.3773 | 7577.9137 | 1285.1936 | 124167.2701 | 133165.4284 | 0 | 0 | 133165.4284 | 0.1855%
2028 | 239 | 239-2207R | Tier-3 | Tier-3---16 | 4--4 | 127 | 110 | 860.3234 | 98.08% | 1.495% | 0.4234% | 73.0864 | 0 | 0 | 73.0864 | 0 | 63.4437 | 1.3956 | 45.4598 | 63.4437 | 1.3956 | 45.4598 | 74.1664 | 1.6315 | 45.4598 | 8.495% | 0.078224 | 0.071448 | 10998.2588 | 773.4899 | 185.1971 | 10039.5718 | 11018.2711 | 0 | 0 | 11018.2711 | 0.00241%
2028 | 239 | 239-2211R | Tier-3 | Tier-3---16 | 5--4 | 55 | 50 | 1585.1718 | 98.67% | 1.22% | 0.1095% | 142.1904 | 0 | 0 | 142.1904 | 0 | 123.4305 | 0.63436 | 194.5735 | 123.4305 | 0.63436 | 194.5735 | 144.2917 | 0.74158 | 194.5735 | 8.97% | 0.11902 | 0.1082 | 13318.69 | 748.7589 | 155.3385 | 12414.5926 | 13336.3995 | 0 | 0 | 13336.3995 | 0.004689%
2028 | 239 | 239-2213R | Tier-3 | Tier-3---15 | 5--4 | 134 | 111 | 1116.4705 | 96.46% | 3.23% | 0.3121% | 89.2076 | 0 | 0 | 89.2076 | 0 | 77.438 | 1.4083 | 54.9873 | 77.438 | 1.4083 | 54.9873 | 90.526 | 1.6463 | 54.9873 | 7.99% | 0.1294 | 0.11869 | 8627.7496 | 501.2225 | 328.5007 | 7798.0264 | 8655.353 | 0 | 0 | 8655.353 | 0.002942%
2028 | 239 | 239-2215R | Tier-3 | Tier-3---10 | 5--5 | 305 | 250 | 6268.6569 | 98.24% | 1.63% | 0.1302% | 504.7804 | 0 | 0 | 504.7804 | 0 | 438.1823 | 3.1718 | 138.1484 | 438.1823 | 3.1718 | 138.1484 | 512.2401 | 3.7079 | 138.1484 | 8.052% | 0.15408 | 0.14145 | 40685.5389 | 2527.5744 | 695.6728 | 37462.2917 | 40749.478 | 0 | 0 | 40749.478 | 0.01665%
2028 | 239 | 239-2217R | Tier-3 | Tier-3---16 | 4--4 | 108 | 101 | 1029.5673 | 69.27% | 30.42% | 0.3032% | 66.6975 | 0 | 0 | 66.6975 | 0 | 57.8978 | 1.2814 | 45.1827 | 57.8978 | 1.2814 | 45.1827 | 67.6832 | 1.498 | 45.1827 | 6.478% | 0.073205 | 0.066359 | 14064.0898 | 633.3257 | 4082.9978 | 9347.7664 | 14509.9363 | 0 | 0 | 14509.9363 | 0.002199%
2028 | 239 | 239-89R | Tier-3 | Tier-3---17 | 4--4 | 52 | 38 | 376.4251 | 98.76% | 0.8388% | 0.4045% | 27.166 | 0 | 0 | 27.166 | 0 | 23.5818 | 0.48212 | 48.9131 | 23.5818 | 0.48212 | 48.9131 | 27.5674 | 0.5636 | 48.9131 | 7.217% | 0.064786 | 0.060051 | 5810.3033 | 364.0144 | 679.2912 | 4766.9976 | 5815.9985 | 0 | 0 | 5815.9985 | 0.0008958%
2028 | 240 | 240-1028R | Tier-2 | Tier-2---9 | 4--5 | 165 | 99 | 1181.5361 | 98.38% | 1.316% | 0.2998% | 69.7467 | 0 | 0 | 69.7467 | 0 | 60.5447 | 1.256 | 48.2028 | 60.5447 | 1.256 | 48.2028 | 70.7775 | 1.4683 | 48.2028 | 5.903% | 0.045174 | 0.042464 | 26155.1082 | 1950.1252 | 442.6644 | 23762.3186 | 26182.0822 | 0 | 0 | 26182.0822 | 0.0023%
2028 | 240 | 240-1044 | Tier-3 | Tier-3---16 | 4--4 | 71 | 40 | 791.3356 | 98.7% | 1.112% | 0.1837% | 44.0048 | 0 | 0 | 44.0048 | 0 | 38.199 | 0.50749 | 75.2703 | 38.199 | 0.50749 | 75.2703 | 44.6551 | 0.59326 | 75.2703 | 5.561% | 0.076308 | 0.072009 | 10370.2289 | 676.03 | 184.4385 | 9509.7604 | 10378.2486 | 0 | 0 | 10378.2486 | 0.001451%
2028 | 240 | 240-1148 | Tier-3 | Tier-3---17 | 4--4 | 75 | 64 | 376.72 | 96.88% | 2.523% | 0.5996% | 31.143 | 0 | 0 | 31.143 | 0 | 27.0341 | 0.81199 | 33.2938 | 27.0341 | 0.81199 | 33.2938 | 31.6032 | 0.94922 | 33.2938 | 8.267% | 0.037482 | 0.034284 | 10050.6383 | 614.3795 | 265.2745 | 9170.9843 | 10079.9177 | 0 | 0 | 10079.9177 | 0.001027%
2028 | 240 | 240-2004R | Tier-3 | Tier-3---12 | 5--5 | 623 | 363 | 4437.6588 | 97.91% | 1.769% | 0.321% | 253.1626 | 0 | 0 | 253.1626 | 0 | 219.7616 | 4.6055 | 47.7174 | 219.7616 | 4.6055 | 47.7174 | 256.9039 | 5.3839 | 47.7174 | 5.705% | 0.095775 | 0.090195 | 46334.0144 | 3458.4519 | 909.4055 | 41966.157 | 46393.9295 | 0 | 0 | 46393.9295 | 0.008348%
2028 | 240 | 240-2006R | Tier-3 | Tier-3---12 | 4--5 | 269 | 189 | 3742.5721 | 99.07% | 0.7558% | 0.1785% | 260.4973 | 0 | 0 | 260.4973 | 0 | 226.1287 | 2.3979 | 94.3029 | 226.1287 | 2.3979 | 94.3029 | 264.347 | 2.8032 | 94.3029 | 6.96% | 0.06999 | 0.065073 | 53472.8025 | 3048.802 | 469.1943 | 49954.8062 | 53510.5547 | 0 | 0 | 53510.5547 | 0.00859%
2028 | 240 | 240-2032R | Tier-3 | Tier-3---12 | 5--5 | 344 | 265 | 3665.7351 | 96.82% | 2.929% | 0.2538% | 273.401 | 0 | 0 | 273.401 | 0 | 237.3299 | 3.3621 | 70.5891 | 237.3299 | 3.3621 | 70.5891 | 277.4413 | 3.9304 | 70.5891 | 7.458% | 0.12278 | 0.11332 | 29856.9037 | 1779.6717 | 868.2863 | 27208.9457 | 29936.2243 | 0 | 0 | 29936.2243 | 0.009016%
2028 | 242 | 242-1426F | Tier-2 | Tier-2---10 | 5--4 | 117 | 56 | 960.3446 | 65.96% | 33.81% | 0.2324% | 30.3183 | 0 | 0 | 30.3183 | 0 | 26.3182 | 0.71049 | 37.0425 | 26.3182 | 0.71049 | 37.0425 | 30.7663 | 0.83057 | 37.0425 | 3.157% | 0.10724 | 0.10211 | 8954.7461 | 551.4319 | 2822.7975 | 5580.5167 | 9107.9804 | 0 | 0 | 9107.9804 | 0.0009998%
2028 | 242 | 242-1427F | Tier-2 | Tier-2---20 | 5--1 | 5 | 3 | 24.991 | 71.07% | 28.66% | 0.2708% | 1.0657 | 0 | 0 | 1.0657 | 0 | 0.92509 | 0.038062 | 24.305 | 0.92509 | 0.038062 | 24.305 | 1.0814 | 0.044495 | 24.305 | 4.264% | 0.096908 | 0.091093 | 257.8839 | 11.7408 | 62.5798 | 183.5632 | 262.6456 | 0 | 0 | 262.6456 | 3.514e-05%
2028 | 243 | 243-14R | Tier-2 | Tier-2---11 | 4--4 | 470 | 1 | 404.2589 | 29.5% | 68.39% | 2.113% | 0.025372 | 0 | 0 | 0.025372 | 0 | 0.022025 | 0.012687 | 1.736 | 0.022025 | 0.012687 | 1.736 | 0.025747 | 0.014832 | 1.736 | 0.006276% | 0.066445 | 0.066431 | 6084.1314 | 161.5554 | 4142.9 | 1779.6759 | 6085.0442 | 0 | 0 | 6085.0442 | 8.367e-07%
2028 | 246 | 246-34R | Tier-3 | Tier-3---12 | 4--5 | 436 | 310 | 3387.0058 | 94.54% | 5.197% | 0.2577% | 227.682 | 0 | 0 | 227.682 | 0 | 197.6428 | 3.9331 | 50.2517 | 197.6428 | 3.9331 | 50.2517 | 231.0467 | 4.5978 | 50.2517 | 6.722% | 0.070488 | 0.065476 | 48050.8143 | 3484.7024 | 2545.4197 | 42020.6922 | 48251.4556 | 0 | 0 | 48251.4556 | 0.007508%
2028 | 247 | 247-46 | Tier-3 | Tier-3---16 | 4--5 | 227 | 161 | 1360.3328 | 92.51% | 7.186% | 0.3009% | 89.2584 | 0 | 0 | 89.2584 | 0 | 77.4821 | 2.0427 | 37.9321 | 77.4821 | 2.0427 | 37.9321 | 90.5775 | 2.3879 | 37.9321 | 6.562% | 0.045228 | 0.042021 | 30076.9614 | 1732.65 | 2090.3581 | 26253.9533 | 30248.8614 | 0 | 0 | 30248.8614 | 0.002943%
2028 | 247 | 247-48 | Tier-2 | Tier-2---16 | 3--3 | 9 | 9 | 105.2026 | 98.18% | 1.532% | 0.2854% | 10.3291 | 0 | 0 | 10.3291 | 0 | 8.9663 | 0.11419 | 78.5241 | 8.9663 | 0.11419 | 78.5241 | 10.4817 | 0.13348 | 78.5241 | 9.818% | 0.026216 | 0.023594 | 4012.9756 | 252.6865 | 61.3538 | 3698.9353 | 4021.0779 | 0 | 0 | 4021.0779 | 0.0003406%
2028 | 249 | 249-24R | Tier-3 | Tier-3---12 | 5--5 | 464 | 292 | 3753.23 | 95.85% | 3.876% | 0.273% | 226.3951 | 0 | 0 | 226.3951 | 0 | 196.5257 | 3.7047 | 53.0478 | 196.5257 | 3.7047 | 53.0478 | 229.7408 | 4.3308 | 53.0478 | 6.032% | 0.10094 | 0.094585 | 37183.961 | 2746.2949 | 1426.8186 | 33010.8475 | 37287.5668 | 0 | 0 | 37287.5668 | 0.007466%
2028 | 252 | 252-129 | Tier-2 | Tier-2---18 | 3--3 | 98 | 86 | 49.4853 | 86.66% | 6.71% | 6.626% | 3.7635 | 0 | 0 | 3.7635 | 0 | 3.2669 | 1.0911 | 2.9942 | 3.2669 | 1.0911 | 2.9942 | 3.8191 | 1.2755 | 2.9942 | 7.605% | 0.02391 | 0.021811 | 2069.6845 | 157.0487 | 250.675 | 1661.9608 | 2096.2355 | 0 | 0 | 2096.2355 | 0.0001241%
2028 | 283 | 283-55R | Tier-3 | Tier-3---9 | 5--5 | 109 | 96 | 5299.6344 | 98.55% | 1.37% | 0.07601% | 460.0093 | 0 | 0 | 460.0093 | 0 | 399.3181 | 1.218 | 327.8528 | 399.3181 | 1.218 | 327.8528 | 466.8074 | 1.4238 | 327.8528 | 8.68% | 0.20157 | 0.18382 | 26291.5727 | 1578.5747 | 367.1447 | 24345.8532 | 26328.2799 | 0 | 0 | 26328.2799 | 0.01517%
2028 | 283 | 283-71F | Tier-3 | Tier-3---13 | 5--4 | 127 | 112 | 2013.5901 | 87.8% | 12.03% | 0.1689% | 155.9138 | 0 | 0 | 155.9138 | 0 | 135.3433 | 1.421 | 95.2467 | 135.3433 | 1.421 | 95.2467 | 158.2179 | 1.6611 | 95.2467 | 7.743% | 0.19011 | 0.17335 | 10591.4545 | 557.9915 | 1165.201 | 8868.2619 | 10716.4204 | 0 | 0 | 10716.4204 | 0.005141%
2028 | 283 | 283-80F | Tier-3 | Tier-3---19 | 5--1 | 2 | 2 | 22.6843 | 50.28% | 49.56% | 0.1579% | 1.1406 | 0 | 0 | 1.1406 | 0 | 0.99014 | 0.025375 | 39.0209 | 0.99014 | 0.025375 | 39.0209 | 1.1575 | 0.029663 | 39.0209 | 5.028% | 0.17072 | 0.15365 | 132.8742 | 4.5589 | 53.5167 | 74.7987 | 140.2144 | 0 | 0 | 140.2144 | 3.761e-05%
2028 | 288 | 288-149R | Tier-2 | Tier-2---12 | 3--5 | 170 | 2 | 481.2843 | 94.31% | 4.95% | 0.7414% | 0.53399 | 0 | 0 | 0.53399 | 0 | 0.46354 | 0.025375 | 18.2678 | 0.46354 | 0.025375 | 18.2678 | 0.54188 | 0.029663 | 18.2678 | 0.111% | 0.02124 | 0.021215 | 22659.7646 | 1431.5945 | 1401.7291 | 19826.4409 | 22661.2836 | 0 | 0 | 22661.2836 | 1.761e-05%
2028 | 288 | 288-2375R | Tier-2 | Tier-2---19 | 2--4 | 7 | 2 | 41.8014 | 98.23% | 1.253% | 0.5152% | 1.1732 | 0 | 0 | 1.1732 | 0 | 1.0184 | 0.025375 | 40.1354 | 1.0184 | 0.025375 | 40.1354 | 1.1905 | 0.029663 | 40.1354 | 2.807% | 0.0067116 | 0.0065198 | 6228.2316 | 404.3218 | 163.6113 | 5660.2985 | 6231.4709 | 0 | 0 | 6231.4709 | 3.869e-05%
2028 | 288 | 288-2380F | Tier-2 | Tier-2---12 | 4--5 | 43 | 34 | 550.61 | 92.88% | 6.93% | 0.1872% | 40.4378 | 0 | 0 | 40.4378 | 0 | 35.1027 | 0.43137 | 81.3752 | 35.1027 | 0.43137 | 81.3752 | 41.0354 | 0.50427 | 81.3752 | 7.344% | 0.030344 | 0.027945 | 18145.5978 | 1033.7393 | 1202.5384 | 15909.3201 | 18256.4877 | 0 | 0 | 18256.4877 | 0.001333%
2028 | 296 | 296-68F | Tier-2 | Tier-2---21 | 1--2 | 43 | 29 | 3.2301 | 78.97% | 0% | 21.03% | 0.17202 | 0 | 0 | 0.17202 | 0 | 0.14933 | 0.36793 | 0.40586 | 0.14933 | 0.36793 | 0.40586 | 0.17457 | 0.43012 | 0.40586 | 5.326% | 0.0027146 | 0.0025315 | 1189.8836 | 167.1479 | 356.0476 | 666.6881 | 1207.9819 | 0 | 0 | 1207.9819 | 5.673e-06%
2028 | 300 | 300-483F | Tier-2 | Tier-2---12 | 3--5 | 69 | 68 | 458.7821 | 99.48% | 0% | 0.5194% | 44.9785 | 0 | 0 | 44.9785 | 0 | 39.0443 | 0.86274 | 45.2563 | 39.0443 | 0.86274 | 45.2563 | 45.6432 | 1.0085 | 45.2563 | 9.804% | 0.018397 | 0.016584 | 24937.8732 | 2129.049 | 117.6547 | 22691.1695 | 24952.0326 | 0 | 0 | 24952.0326 | 0.001483%
2028 | 300 | 300-484F | Tier-2 | Tier-2---9 | 4--5 | 250 | 194 | 754.1323 | 92.41% | 6.882% | 0.7076% | 54.0793 | 0 | 0 | 54.0793 | 0 | 46.9444 | 2.4613 | 19.0727 | 46.9444 | 2.4613 | 19.0727 | 54.8785 | 2.8773 | 19.0727 | 7.171% | 0.039922 | 0.036824 | 18890.1433 | 1189.4361 | 2104.6022 | 15596.105 | 19010.7533 | 0 | 0 | 19010.7533 | 0.001783%
2028 | 307 | 307-1538F | Tier-2 | Tier-2---7 | 5--5 | 53 | 49 | 2407.2332 | 91.07% | 8.863% | 0.06623% | 202.683 | 0 | 0 | 202.683 | 0 | 175.942 | 0.62168 | 283.0119 | 175.942 | 0.62168 | 283.0119 | 205.6782 | 0.72675 | 283.0119 | 8.42% | 0.10098 | 0.091642 | 23839.1374 | 1161.7116 | 1913.71 | 20763.7158 | 24055.9859 | 0 | 0 | 24055.9859 | 0.006684%
2028 | 307 | 307-234R | Tier-2 | Tier-2---4 | 5--5 | 109 | 86 | 4762.848 | 95.55% | 4.384% | 0.07015% | 359.046 | 0 | 0 | 359.046 | 0 | 311.6753 | 1.0911 | 285.6505 | 311.6753 | 1.0911 | 285.6505 | 364.352 | 1.2755 | 285.6505 | 7.538% | 0.11001 | 0.10133 | 43295.9421 | 2235.6738 | 1794.1526 | 39266.1157 | 43461.1333 | 0 | 0 | 43461.1333 | 0.01184%
2028 | 308 | 308-486AE | Tier-2 | Tier-2---16 | 4--3 | 142 | 1 | 164.6778 | 2.383% | 96.2% | 1.419% | 0.002764 | 0 | 0 | 0.002764 | 0 | 0.0023994 | 0.012687 | 0.18911 | 0.0023994 | 0.012687 | 0.18911 | 0.0028049 | 0.014832 | 0.18911 | 0.001678% | 0.040279 | 0.04025 | 4088.4689 | 14.0784 | 3700.9466 | 373.4439 | 4091.2814 | 0 | 0 | 4091.2814 | 9.115e-08%
2028 | 308 | 308-563AE | Tier-2 | Tier-2---18 | 4--3 | 39 | 14 | 95.5263 | 19.37% | 79.9% | 0.729% | 0.66438 | 0 | 0 | 0.66438 | 0 | 0.57672 | 0.17762 | 3.2469 | 0.57672 | 0.17762 | 3.2469 | 0.6742 | 0.20764 | 3.2469 | 0.6955% | 0.03316 | 0.031969 | 2880.805 | 81.2813 | 2130.9308 | 668.5929 | 2967.2873 | 0 | 0 | 2967.2873 | 2.191e-05%
2028 | 311 | 311-1163F | Tier-2 | Tier-2---18 | 3--3 | 14 | 7 | 46.1951 | 84.69% | 14.76% | 0.5474% | 1.9562 | 0 | 0 | 1.9562 | 0 | 1.6981 | 0.088811 | 19.1204 | 1.6981 | 0.088811 | 19.1204 | 1.9851 | 0.10382 | 19.1204 | 4.235% | 0.018623 | 0.017692 | 2480.5668 | 135.3403 | 1292.4644 | 1052.7621 | 2500.5512 | 0 | 0 | 2500.5512 | 6.451e-05%
2028 | 311 | 311-1199 | Tier-2 | Tier-2---20 | 3--2 | 15 | 12 | 15.6056 | 49.38% | 48.09% | 2.529% | 0.61652 | 0 | 0 | 0.61652 | 0 | 0.53518 | 0.15225 | 3.5152 | 0.53518 | 0.15225 | 3.5152 | 0.62564 | 0.17798 | 3.5152 | 3.951% | 0.018336 | 0.016869 | 851.1013 | 34.5086 | 499.3326 | 317.2601 | 888.5622 | 0 | 0 | 888.5622 | 2.033e-05%
2028 | 311 | 311-14R | Tier-2 | Tier-2---14 | 3--4 | 14 | 12 | 278.652 | 16.28% | 83.57% | 0.1501% | 3.8883 | 0 | 0 | 3.8883 | 0 | 3.3753 | 0.15225 | 22.17 | 3.3753 | 0.15225 | 22.17 | 3.9458 | 0.17798 | 22.17 | 1.395% | 0.018935 | 0.017312 | 14715.9264 | 172.6193 | 12298.8098 | 2244.4973 | 15870.9462 | 0 | 0 | 15870.9462 | 0.0001282%
2028 | 311 | 311-43 | Tier-2 | Tier-2---15 | 3--4 | 195 | 79 | 159.8581 | 2.339% | 95.81% | 1.853% | 0.15148 | 0 | 0 | 0.15148 | 0 | 0.1315 | 1.0023 | 0.13119 | 0.1315 | 1.0023 | 0.13119 | 0.15372 | 1.1717 | 0.13119 | 0.09476% | 0.027937 | 0.026805 | 5722.0498 | 11.5831 | 5135.5481 | 574.9186 | 5958.0032 | 0 | 0 | 5958.0032 | 4.995e-06%
2028 | 312 | 312-14F | Tier-2 | Tier-2---14 | 3--4 | 53 | 15 | 202.1236 | 0.1514% | 99.59% | 0.26% | 0.0086582 | 0 | 0 | 0.0086582 | 0 | 0.0075159 | 0.19031 | 0.039493 | 0.0075159 | 0.19031 | 0.039493 | 0.0087861 | 0.22247 | 0.039493 | 0.004284% | 0.018868 | 0.018334 | 10712.5091 | 14.4007 | 9656.8656 | 1041.2427 | 11024.0516 | 0 | 0 | 11024.0516 | 2.855e-07%
2028 | 315 | 315-1192F | Tier-2 | Tier-2---19 | 1--4 | 9 | 9 | 14.6681 | 98.1% | 0% | 1.899% | 1.439 | 0 | 0 | 1.439 | 0 | 1.2491 | 0.11419 | 10.9393 | 1.2491 | 0.11419 | 10.9393 | 1.4602 | 0.13348 | 10.9393 | 9.81% | 0.0015284 | 0.0013756 | 9597.0285 | 5939.5807 | 177.2043 | 3480.2435 | 9617.279 | 0 | 0 | 9617.279 | 4.745e-05%
2028 | 315 | 315-485AE | Tier-2 | Tier-2---14 | 2--5 | 39 | 34 | 209.8559 | 99.5% | 0% | 0.498% | 18.204 | 0 | 0 | 18.204 | 0 | 15.8023 | 0.43137 | 36.633 | 15.8023 | 0.43137 | 36.633 | 18.473 | 0.50427 | 36.633 | 8.675% | 0.00637 | 0.0058147 | 32944.4153 | 9136.3077 | 189.8424 | 23618.2652 | 32960.0841 | 0 | 0 | 32960.0841 | 0.0006003%
2028 | 350 | 350-2182R | Tier-2 | Tier-2---13 | 4--3 | 15 | 8 | 302.428 | 99.27% | 0.6612% | 0.06922% | 16.0117 | 0 | 0 | 16.0117 | 0 | 13.8992 | 0.1015 | 136.9401 | 13.8992 | 0.1015 | 136.9401 | 16.2483 | 0.11865 | 136.9401 | 5.294% | 0.068991 | 0.065311 | 4383.5865 | 235.806 | 28.4753 | 4119.3053 | 4385.3903 | 0 | 0 | 4385.3903 | 0.000528%
2028 | 350 | 350-2188R | Tier-2 | Tier-2---5 | 5--5 | 565 | 476 | 3602.0119 | 95.48% | 4.084% | 0.4314% | 289.7593 | 0 | 0 | 289.7593 | 0 | 251.53 | 6.0392 | 41.6499 | 251.53 | 6.0392 | 41.6499 | 294.0414 | 7.0598 | 41.6499 | 8.044% | 0.15121 | 0.13847 | 23821.2544 | 1424.0323 | 987.3799 | 21409.8422 | 23920.208 | 0 | 0 | 23920.208 | 0.009555%
2028 | 350 | 350-2192R | Tier-2 | Tier-2---2 | 5--5 | 826 | 709 | 13871.6222 | 98.14% | 1.698% | 0.1643% | 1168.497 | 0 | 0 | 1168.497 | 0 | 1014.3316 | 8.9953 | 112.7625 | 1014.3316 | 8.9953 | 112.7625 | 1185.7652 | 10.5156 | 112.7625 | 8.424% | 0.18928 | 0.17303 | 73287.5708 | 4711.7972 | 1323.9814 | 67251.7922 | 73415.7483 | 0 | 0 | 73415.7483 | 0.03853%
2028 | 350 | 350-2196R | Tier-2 | Tier-2---5 | 5--5 | 807 | 711 | 5570.6857 | 96.99% | 2.589% | 0.4237% | 476.0154 | 0 | 0 | 476.0154 | 0 | 413.2124 | 9.0207 | 45.8073 | 413.2124 | 9.0207 | 45.8073 | 483.05 | 10.5453 | 45.8073 | 8.545% | 0.19915 | 0.1816 | 27972.7323 | 1828.1512 | 784.4184 | 25360.1626 | 28054.1459 | 0 | 0 | 28054.1459 | 0.0157%
2028 | 350 | 350-2201R | Tier-3 | Tier-3---4 | 5--5 | 361 | 297 | 13521.7454 | 99.28% | 0.6466% | 0.06915% | 1104.4919 | 0 | 0 | 1104.4919 | 0 | 958.7709 | 3.7681 | 254.4424 | 958.7709 | 3.7681 | 254.4424 | 1120.8141 | 4.405 | 254.4424 | 8.168% | 0.1241 | 0.11389 | 108955.4795 | 7800.4897 | 724.3656 | 100430.6241 | 109025.3869 | 0 | 0 | 109025.3869 | 0.03642%
2028 | 350 | 350-41R | Tier-2 | Tier-2---3 | 5--5 | 475 | 373 | 11201.3889 | 98.88% | 1.023% | 0.1021% | 869.7107 | 0 | 0 | 869.7107 | 0 | 754.9656 | 4.7324 | 159.5326 | 754.9656 | 4.7324 | 159.5326 | 882.5633 | 5.5322 | 159.5326 | 7.764% | 0.12896 | 0.11884 | 86857.3847 | 6899.4834 | 1125.7731 | 78832.1281 | 86940.6349 | 0 | 0 | 86940.6349 | 0.02868%
2028 | 351 | 351-819R | Tier-2 | Tier-2---1 | 5--5 | 341 | 225 | 23517.4276 | 99.25% | 0.716% | 0.03401% | 1540.0982 | 0 | 0 | 1540.0982 | 0 | 1336.9056 | 2.8546 | 468.3272 | 1336.9056 | 2.8546 | 468.3272 | 1562.8579 | 3.3371 | 468.3272 | 6.549% | 0.14376 | 0.13427 | 163589.7091 | 16623.6975 | 1146.1775 | 145819.834 | 163676.3847 | 0 | 0 | 163676.3847 | 0.05079%
2028 | 351 | 351-871R | Tier-3 | Tier-3---6 | 5--5 | 110 | 83 | 9144.3124 | 99.73% | 0.2371% | 0.03256% | 688.1193 | 0 | 0 | 688.1193 | 0 | 597.3324 | 1.053 | 567.2429 | 597.3324 | 1.053 | 567.2429 | 698.2884 | 1.231 | 567.2429 | 7.525% | 0.11468 | 0.10603 | 79737.0821 | 3947.9048 | 194.739 | 75594.4383 | 79754.6305 | 0 | 0 | 79754.6305 | 0.02269%
2028 | 352 | 352-27R | Tier-3 | Tier-3---2 | 5--5 | 359 | 279 | 18614.1823 | 99.36% | 0.5928% | 0.04664% | 1437.3667 | 0 | 0 | 1437.3667 | 0 | 1247.728 | 3.5398 | 352.49 | 1247.728 | 3.5398 | 352.49 | 1458.6082 | 4.138 | 352.49 | 7.722% | 0.11814 | 0.10895 | 157566.7738 | 12769.0481 | 931.5035 | 143866.2223 | 157651.6792 | 0 | 0 | 157651.6792 | 0.0474%
2028 | 353 | 353-1429R | Tier-2 | Tier-2---6 | 5--5 | 204 | 161 | 9221.8022 | 97.49% | 2.457% | 0.05523% | 709.5156 | 0 | 0 | 709.5156 | 0 | 615.9058 | 2.0427 | 301.5224 | 615.9058 | 2.0427 | 301.5224 | 720.0009 | 2.3879 | 301.5224 | 7.694% | 0.12141 | 0.11183 | 75954.4937 | 7030.6458 | 1796.1724 | 67127.6756 | 76117.9872 | 0 | 0 | 76117.9872 | 0.0234%
2028 | 353 | 353-593F | Tier-2 | Tier-2---7 | 5--5 | 56 | 46 | 2519.0591 | 99.18% | 0.76% | 0.05848% | 205.229 | 0 | 0 | 205.229 | 0 | 178.1521 | 0.58362 | 305.2561 | 178.1521 | 0.58362 | 305.2561 | 208.2619 | 0.68225 | 305.2561 | 8.147% | 0.10537 | 0.096717 | 23906.1611 | 1223.3222 | 175.0584 | 22507.7804 | 23923.6731 | 0 | 0 | 23923.6731 | 0.006768%
2028 | 353 | 353-594F | Tier-2 | Tier-2---7 | 5--5 | 25 | 25 | 2215.6498 | 99.93% | 0.02983% | 0.0378% | 221.4151 | 0 | 0 | 221.4151 | 0 | 192.2028 | 0.31718 | 605.9695 | 192.2028 | 0.31718 | 605.9695 | 224.6872 | 0.37079 | 605.9695 | 9.993% | 0.10216 | 0.091941 | 21688.8427 | 1103.6586 | 13.4163 | 20571.7678 | 21690.4724 | 0 | 0 | 21690.4724 | 0.007301%
2028 | 353 | 353-900F | Tier-2 | Tier-2---8 | 5--5 | 28 | 25 | 1991.3582 | 88.69% | 11.27% | 0.03442% | 157.6982 | 0 | 0 | 157.6982 | 0 | 136.8923 | 0.31718 | 431.5888 | 136.8923 | 0.31718 | 431.5888 | 160.0287 | 0.37079 | 431.5888 | 7.919% | 0.10085 | 0.091848 | 19745.2341 | 886.6093 | 2040.7127 | 16817.9121 | 19964.0918 | 0 | 0 | 19964.0918 | 0.0052%
2028 | 353 | 353-901F | Tier-2 | Tier-2---4 | 5--5 | 82 | 69 | 4555.6189 | 94.3% | 5.656% | 0.04182% | 361.4968 | 0 | 0 | 361.4968 | 0 | 313.8028 | 0.87542 | 358.4584 | 313.8028 | 0.87542 | 358.4584 | 366.839 | 1.0234 | 358.4584 | 7.935% | 0.10618 | 0.097248 | 42903.6289 | 2997.2951 | 2229.1196 | 37677.2142 | 43128.2293 | 0 | 0 | 43128.2293 | 0.01192%
2028 | 353 | 353-902F | Tier-2 | Tier-2---11 | 5--3 | 11 | 11 | 465.1006 | 62.84% | 37.09% | 0.07221% | 29.2268 | 0 | 0 | 29.2268 | 0 | 25.3708 | 0.13956 | 181.7909 | 25.3708 | 0.13956 | 181.7909 | 29.6587 | 0.16315 | 181.7909 | 6.284% | 0.098854 | 0.088969 | 4704.9245 | 153.014 | 1593.6445 | 2958.266 | 4899.1869 | 0 | 0 | 4899.1869 | 0.0009638%
2028 | 353 | 353-904R | Tier-2 | Tier-2---3 | 5--5 | 181 | 147 | 13534.4067 | 99.43% | 0.528% | 0.03951% | 1092.9655 | 0 | 0 | 1092.9655 | 0 | 948.7653 | 1.865 | 508.7127 | 948.7653 | 1.865 | 508.7127 | 1109.1174 | 2.1802 | 508.7127 | 8.075% | 0.12577 | 0.11556 | 107611.5054 | 6762.2295 | 951.3386 | 99897.9374 | 107665.4851 | 0 | 0 | 107665.4851 | 0.03604%
2028 | 354 | 354-1706R | Tier-2 | Tier-2---1 | 5--5 | 481 | 327 | 20510.2592 | 99.17% | 0.7728% | 0.06052% | 1382.7374 | 0 | 0 | 1382.7374 | 0 | 1200.3062 | 4.1487 | 289.318 | 1200.3062 | 4.1487 | 289.318 | 1403.1716 | 4.8499 | 289.318 | 6.742% | 0.13939 | 0.12991 | 147143.8192 | 11695.5249 | 1352.7634 | 134095.5309 | 147233.2569 | 0 | 0 | 147233.2569 | 0.0456%
2028 | 354 | 354-24AE | Tier-2 | Tier-2---4 | 4--5 | 89 | 75 | 3653.654 | 88.54% | 11.39% | 0.07412% | 272.5948 | 0 | 0 | 272.5948 | 0 | 236.6301 | 0.95155 | 248.6794 | 236.6301 | 0.95155 | 248.6794 | 276.6233 | 1.1124 | 248.6794 | 7.461% | 0.080555 | 0.073766 | 45356.2427 | 2136.2059 | 4816.4156 | 38403.6212 | 45834.7454 | 0 | 0 | 45834.7454 | 0.008989%
2028 | 355 | 355-41R | Tier-2 | Tier-2---6 | 4--5 | 226 | 129 | 7500.5861 | 98.5% | 1.439% | 0.05987% | 421.7122 | 0 | 0 | 421.7122 | 0 | 366.0737 | 1.6367 | 223.6711 | 366.0737 | 1.6367 | 223.6711 | 427.9443 | 1.9133 | 223.6711 | 5.622% | 0.092253 | 0.086987 | 81304.346 | 4273.0126 | 1113.8309 | 75917.5024 | 81378.1331 | 0 | 0 | 81378.1331 | 0.01391%
2028 | 355 | 355-65R | Tier-2 | Tier-2---21 | 1--2 | 1 | 1 | 0.06699 | 46.11% | 0% | 53.89% | 0.0030886 | 0 | 0 | 0.0030886 | 0 | 0.0026811 | 0.012687 | 0.21132 | 0.0026811 | 0.012687 | 0.21132 | 0.0031343 | 0.014832 | 0.21132 | 4.611% | 7.02e-05 | 6.318e-05 | 954.2713 | 48.1782 | 467.1903 | 438.9028 | 1011.4154 | 0 | 0 | 1011.4154 | 1.019e-07%
2028 | 355 | 355-6R | Tier-2 | Tier-2---7 | 4--5 | 58 | 35 | 1698.7097 | 79.94% | 19.99% | 0.07228% | 81.9442 | 0 | 0 | 81.9442 | 0 | 71.1329 | 0.44406 | 160.1893 | 71.1329 | 0.44406 | 160.1893 | 83.1551 | 0.51911 | 160.1893 | 4.824% | 0.074333 | 0.069847 | 22852.699 | 968.4345 | 4228.7096 | 17655.5548 | 23147.1148 | 0 | 0 | 23147.1148 | 0.002702%
2028 | 356 | 356-16R | Tier-2 | Tier-2---4 | 4--5 | 216 | 119 | 5437.4375 | 98.14% | 1.781% | 0.0775% | 293.9946 | 0 | 0 | 293.9946 | 0 | 255.2065 | 1.5098 | 169.0347 | 255.2065 | 1.5098 | 169.0347 | 298.3393 | 1.765 | 169.0347 | 5.407% | 0.090754 | 0.085754 | 59914.026 | 4577.5093 | 1354.7623 | 53981.7544 | 59978.9546 | 0 | 0 | 59978.9546 | 0.009695%
2028 | 356 | 356-19R | Tier-3 | Tier-3---8 | 5--5 | 736 | 429 | 16012.7864 | 97.76% | 2.145% | 0.09187% | 912.4735 | 0 | 0 | 912.4735 | 0 | 792.0865 | 5.4428 | 145.528 | 792.0865 | 5.4428 | 145.528 | 925.9581 | 6.3628 | 145.528 | 5.698% | 0.16775 | 0.15798 | 95453.8626 | 6567.3724 | 2023.3951 | 86863.0951 | 95586.0373 | 0 | 0 | 95586.0373 | 0.03009%
2028 | 356 | 356-30AE | Tier-3 | Tier-3---6 | 5--5 | 730 | 400 | 9294.6751 | 95.41% | 4.438% | 0.1505% | 485.9291 | 0 | 0 | 485.9291 | 0 | 421.8181 | 5.0749 | 83.1182 | 421.8181 | 5.0749 | 83.1182 | 493.1102 | 5.9326 | 83.1182 | 5.228% | 0.14106 | 0.13333 | 65892.3901 | 4765.339 | 2823.4514 | 58303.5997 | 66067.6569 | 0 | 0 | 66067.6569 | 0.01602%
2028 | 357 | 357-1147R | Tier-2 | Tier-2---10 | 5--4 | 40 | 22 | 1251.1758 | 99.06% | 0.8754% | 0.0621% | 68.1695 | 0 | 0 | 68.1695 | 0 | 59.1756 | 0.27912 | 212.0073 | 59.1756 | 0.27912 | 212.0073 | 69.1769 | 0.32629 | 212.0073 | 5.448% | 0.14287 | 0.13501 | 8757.5771 | 445.3445 | 75.5026 | 8236.73 | 8762.3557 | 0 | 0 | 8762.3557 | 0.002248%
2028 | 357 | 357-1299R | Tier-3 | Tier-3---9 | 5--5 | 48 | 44 | 5098.7328 | 99.68% | 0.2892% | 0.03002% | 465.8919 | 0 | 0 | 465.8919 | 0 | 404.4245 | 0.55824 | 724.4625 | 404.4245 | 0.55824 | 724.4625 | 472.7769 | 0.65259 | 724.4625 | 9.137% | 0.2409 | 0.21882 | 21164.9633 | 1447.3151 | 61.817 | 19655.8313 | 21171.7815 | 0 | 0 | 21171.7815 | 0.01536%
2028 | 357 | 357-2047F | Tier-2 | Tier-2---10 | 5--4 | 17 | 10 | 878.9304 | 95.49% | 4.482% | 0.03213% | 49.3677 | 0 | 0 | 49.3677 | 0 | 42.8544 | 0.12687 | 337.7739 | 42.8544 | 0.12687 | 337.7739 | 50.0972 | 0.14832 | 337.7739 | 5.617% | 0.14128 | 0.13297 | 6221.0361 | 308.2981 | 257.2191 | 5655.5189 | 6238.5895 | 0 | 0 | 6238.5895 | 0.001628%
2028 | 357 | 357-2049F | Tier-3 | Tier-3---8 | 5--5 | 271 | 141 | 16869.708 | 98.79% | 1.184% | 0.02933% | 867.0712 | 0 | 0 | 867.0712 | 0 | 752.6743 | 1.7889 | 420.7451 | 752.6743 | 1.7889 | 420.7451 | 879.8848 | 2.0913 | 420.7451 | 5.14% | 0.18286 | 0.17335 | 92253.2607 | 6177.0068 | 1029.1992 | 85047.0547 | 92314.7071 | 0 | 0 | 92314.7071 | 0.02859%
2028 | 357 | 357-45R | Tier-3 | Tier-3---8 | 5--5 | 363 | 242 | 17696.7525 | 97.47% | 2.478% | 0.04808% | 1149.9849 | 0 | 0 | 1149.9849 | 0 | 998.2618 | 3.0703 | 325.1324 | 998.2618 | 3.0703 | 325.1324 | 1166.9795 | 3.5892 | 325.1324 | 6.498% | 0.18538 | 0.17302 | 95462.1405 | 7644.6992 | 2293.6368 | 85523.8045 | 95634.3657 | 0 | 0 | 95634.3657 | 0.03792%
2028 | 357 | 357-50R | Tier-3 | Tier-3---4 | 5--5 | 383 | 231 | 10432.4887 | 97.04% | 2.884% | 0.07824% | 610.5815 | 0 | 0 | 610.5815 | 0 | 530.0246 | 2.9308 | 180.8486 | 530.0246 | 2.9308 | 180.8486 | 619.6048 | 3.4261 | 180.8486 | 5.853% | 0.14913 | 0.14013 | 69957.1689 | 5112.9004 | 1923.9041 | 62920.3645 | 70090.1606 | 0 | 0 | 70090.1606 | 0.02013%
2028 | 357 | 357-750R | Tier-2 | Tier-2---2 | 5--5 | 272 | 172 | 11757.6254 | 97.81% | 2.143% | 0.05143% | 727.1836 | 0 | 0 | 727.1836 | 0 | 631.2428 | 2.1822 | 289.2671 | 631.2428 | 2.1822 | 289.2671 | 737.93 | 2.551 | 289.2671 | 6.185% | 0.171 | 0.16019 | 68756.8371 | 5466.8496 | 1394.351 | 61895.6365 | 68858.6744 | 0 | 0 | 68858.6744 | 0.02398%
2028 | 358 | 358-1175F | Tier-2 | Tier-2---11 | 5--3 | 21 | 9 | 599.5834 | 97.21% | 2.746% | 0.04768% | 24.9785 | 0 | 0 | 24.9785 | 0 | 21.683 | 0.11419 | 189.8923 | 21.683 | 0.11419 | 189.8923 | 25.3476 | 0.13348 | 189.8923 | 4.166% | 0.14195 | 0.13586 | 4224.0008 | 213.9489 | 108.6198 | 3901.4321 | 4229.2849 | 0 | 0 | 4229.2849 | 0.0008237%
2028 | 358 | 358-33 | Tier-3 | Tier-3---15 | 5--4 | 14 | 13 | 1344.6436 | 99.66% | 0.3079% | 0.03174% | 124.4356 | 0 | 0 | 124.4356 | 0 | 108.0182 | 0.16493 | 654.9149 | 108.0182 | 0.16493 | 654.9149 | 126.2746 | 0.19281 | 654.9149 | 9.254% | 0.14298 | 0.1297 | 9404.72 | 716.3629 | 33.2595 | 8655.0976 | 9407.9901 | 0 | 0 | 9407.9901 | 0.004103%
2028 | 358 | 358-682F | Tier-3 | Tier-3---3 | 5--5 | 344 | 227 | 37602.1184 | 98.59% | 1.386% | 0.02088% | 2446.3909 | 0 | 0 | 2446.3909 | 0 | 2123.6268 | 2.88 | 737.3666 | 2123.6268 | 2.88 | 737.3666 | 2482.5439 | 3.3668 | 737.3666 | 6.506% | 0.54241 | 0.50662 | 69323.599 | 4080.8113 | 883.9511 | 64358.8366 | 69392.5098 | 0 | 0 | 69392.5098 | 0.08067%
2028 | 387 | 387-15 | Tier-3 | Tier-3---16 | 4--5 | 140 | 38 | 1455.0528 | 89.01% | 10.72% | 0.2619% | 35.1557 | 0 | 0 | 35.1557 | 0 | 30.5174 | 0.48212 | 63.2988 | 30.5174 | 0.48212 | 63.2988 | 35.6752 | 0.5636 | 63.2988 | 2.416% | 0.072601 | 0.070631 | 20041.7181 | 1414.1085 | 2071.8969 | 16555.7127 | 20103.1451 | 0 | 0 | 20103.1451 | 0.001159%
2028 | 393 | 393-14R | Tier-2 | Tier-2---10 | 5--4 | 76 | 41 | 924.8041 | 18.79% | 81.02% | 0.1888% | 9.3732 | 0 | 0 | 9.3732 | 0 | 8.1365 | 0.52018 | 15.6418 | 8.1365 | 0.52018 | 15.6418 | 9.5117 | 0.6081 | 15.6418 | 1.014% | 0.10079 | 0.095355 | 9175.2809 | 282.2453 | 6855.7873 | 2037.2483 | 9600.1919 | 0 | 0 | 9600.1919 | 0.0003091%
2028 | 396 | 396-699R | Tier-2 | Tier-2---5 | 5--5 | 748 | 458 | 3136.9517 | 88.18% | 11.4% | 0.4202% | 169.3729 | 0 | 0 | 169.3729 | 0 | 147.0267 | 5.8108 | 25.3024 | 147.0267 | 5.8108 | 25.3024 | 171.8759 | 6.7929 | 25.3024 | 5.399% | 0.15664 | 0.14705 | 20026.8881 | 1646.7402 | 2215.8438 | 16164.3042 | 20181.2786 | 0 | 0 | 20181.2786 | 0.005585%
2028 | 401 | 401-684R | Tier-2 | Tier-2---21 | 4--1 | 2 | 1 | 1.5961 | 62.42% | 35.57% | 2.007% | 0.049818 | 0 | 0 | 0.049818 | 0 | 0.043245 | 0.012687 | 3.4085 | 0.043245 | 0.012687 | 3.4085 | 0.050554 | 0.014832 | 3.4085 | 3.121% | 0.030395 | 0.028875 | 52.5129 | 6.6893 | 15.7001 | 30.1235 | 53.5515 | 0 | 0 | 53.5515 | 1.643e-06%
2028 | 411 | 411-1873R | Tier-2 | Tier-2---7 | 4--5 | 342 | 193 | 1857.5393 | 97.83% | 1.797% | 0.3696% | 102.5551 | 0 | 0 | 102.5551 | 0 | 89.0245 | 2.4486 | 36.3566 | 89.0245 | 2.4486 | 36.3566 | 104.0707 | 2.8625 | 36.3566 | 5.521% | 0.04682 | 0.044178 | 39673.886 | 2968.3717 | 1138.6008 | 35566.9135 | 39725.2897 | 0 | 0 | 39725.2897 | 0.003382%
2028 | 411 | 411-30R | Tier-3 | Tier-3---6 | 5--5 | 856 | 494 | 6370.0414 | 98.47% | 1.262% | 0.272% | 361.9772 | 0 | 0 | 361.9772 | 0 | 314.2198 | 6.2675 | 50.1346 | 314.2198 | 6.2675 | 50.1346 | 367.3266 | 7.3268 | 50.1346 | 5.682% | 0.10309 | 0.097143 | 61789.3921 | 5810.5604 | 997.631 | 54981.2006 | 61847.4471 | 0 | 0 | 61847.4471 | 0.01194%
2028 | 411 | 411-47R | Tier-2 | Tier-2---9 | 4--5 | 459 | 47 | 1350.4062 | 95.97% | 3.342% | 0.6845% | 13.271 | 0 | 0 | 13.271 | 0 | 11.5201 | 0.5963 | 19.3192 | 11.5201 | 0.5963 | 19.3192 | 13.4671 | 0.69708 | 19.3192 | 0.9827% | 0.063274 | 0.062626 | 21342.1296 | 2028.2504 | 1280.5502 | 18033.3289 | 21351.0188 | 0 | 0 | 21351.0188 | 0.0004376%
2028 | 441 | 441-23R | Tier-3 | Tier-3---11 | 5--4 | 84 | 81 | 3518.0204 | 97.45% | 2.468% | 0.07959% | 330.5962 | 0 | 0 | 330.5962 | 0 | 286.979 | 1.0277 | 279.252 | 286.979 | 1.0277 | 279.252 | 335.4818 | 1.2014 | 279.252 | 9.397% | 0.54783 | 0.495 | 6421.7327 | 319.9827 | 139.6282 | 5962.1218 | 6439.1901 | 0 | 0 | 6439.1901 | 0.0109%
2028 | 441 | 441-279R | Tier-3 | Tier-3---18 | 5--2 | 49 | 49 | 582.1633 | 91.34% | 8.391% | 0.2732% | 53.1722 | 0 | 0 | 53.1722 | 0 | 46.1569 | 0.62168 | 74.2458 | 46.1569 | 0.62168 | 74.2458 | 53.9579 | 0.72675 | 74.2458 | 9.134% | 0.53527 | 0.48174 | 1087.6056 | 48.7403 | 75.2423 | 963.623 | 1098.0763 | 0 | 0 | 1098.0763 | 0.001753%
2028 | 441 | 441-27R | Tier-3 | Tier-3---9 | 5--4 | 133 | 119 | 4750.1268 | 98% | 1.916% | 0.08125% | 416.5218 | 0 | 0 | 416.5218 | 0 | 361.5681 | 1.5098 | 239.4827 | 361.5681 | 1.5098 | 239.4827 | 422.6772 | 1.765 | 239.4827 | 8.769% | 0.55752 | 0.50764 | 8520.0828 | 441.9883 | 150.5633 | 7927.5312 | 8536.8064 | 0 | 0 | 8536.8064 | 0.01374%
2028 | 441 | 441-30R | Tier-3 | Tier-3---9 | 5--4 | 101 | 97 | 5348.8774 | 98.57% | 1.364% | 0.06326% | 506.3705 | 0 | 0 | 506.3705 | 0 | 439.5626 | 1.2307 | 357.1742 | 439.5626 | 1.2307 | 357.1742 | 513.8536 | 1.4387 | 357.1742 | 9.467% | 0.55519 | 0.50187 | 9634.2631 | 496.8631 | 123.5008 | 9013.8993 | 9648.8756 | 0 | 0 | 9648.8756 | 0.0167%
2028 | 442 | 442-16R | Tier-3 | Tier-3---14 | 5--3 | 201 | 196 | 1834.9376 | 96.09% | 3.534% | 0.3793% | 171.9277 | 0 | 0 | 171.9277 | 0 | 149.2445 | 2.4867 | 60.0169 | 149.2445 | 2.4867 | 60.0169 | 174.4685 | 2.907 | 60.0169 | 9.37% | 0.45792 | 0.41327 | 4007.1227 | 182.139 | 134.5225 | 3690.4612 | 4024.0646 | 0 | 0 | 4024.0646 | 0.00567%
2028 | 442 | 442-46R | Tier-3 | Tier-3---19 | 5--1 | 3 | 3 | 88.141 | 1.745% | 98.17% | 0.08447% | 0.15379 | 0 | 0 | 0.15379 | 0 | 0.1335 | 0.038062 | 3.5075 | 0.1335 | 0.038062 | 3.5075 | 0.15607 | 0.044495 | 3.5075 | 0.1745% | 0.35092 | 0.31583 | 251.1714 | 0.48889 | 224.1015 | 26.581 | 278.5923 | 0 | 0 | 278.5923 | 5.072e-06%
2028 | 442 | 442-509R | Tier-3 | Tier-3---15 | 5--3 | 145 | 89 | 852.9261 | 84.92% | 14.72% | 0.3553% | 44.4597 | 0 | 0 | 44.4597 | 0 | 38.594 | 1.1292 | 34.1791 | 38.594 | 1.1292 | 34.1791 | 45.1168 | 1.32 | 34.1791 | 5.213% | 0.36954 | 0.34686 | 2308.0588 | 110.4832 | 313.3685 | 1884.2071 | 2330.8123 | 0 | 0 | 2330.8123 | 0.001466%
2028 | 442 | 442-525 | Tier-3 | Tier-3---18 | 5--2 | 144 | 71 | 526.1263 | 57.95% | 41.57% | 0.4783% | 15.0335 | 0 | 0 | 15.0335 | 0 | 13.05 | 0.9008 | 14.4872 | 13.05 | 0.9008 | 14.4872 | 15.2556 | 1.053 | 14.4872 | 2.857% | 0.36155 | 0.34372 | 1455.1925 | 55.7076 | 549.0709 | 850.414 | 1486.9258 | 0 | 0 | 1486.9258 | 0.0004957%
2028 | 442 | 442-728R | Tier-3 | Tier-3---5 | 5--5 | 763 | 408 | 11572.221 | 88.48% | 11.4% | 0.1243% | 547.4938 | 0 | 0 | 547.4938 | 0 | 475.2603 | 5.1764 | 91.8126 | 475.2603 | 5.1764 | 91.8126 | 555.5847 | 6.0513 | 91.8126 | 4.731% | 0.35802 | 0.33887 | 32323.0144 | 2289.7277 | 3409.1909 | 26624.0958 | 32533.4442 | 0 | 0 | 32533.4442 | 0.01805%
2028 | 442 | 442-729 | Tier-3 | Tier-3---15 | 5--3 | 54 | 50 | 704.6091 | 96.62% | 3.132% | 0.2514% | 63.0339 | 0 | 0 | 63.0339 | 0 | 54.7175 | 0.63436 | 86.2557 | 54.7175 | 0.63436 | 86.2557 | 63.9654 | 0.74158 | 86.2557 | 8.946% | 0.36059 | 0.3272 | 1954.0299 | 88.7883 | 138.1468 | 1727.0948 | 1960.7769 | 0 | 0 | 1960.7769 | 0.002079%
2028 | 442 | 442-758F | Tier-3 | Tier-3---18 | 5--2 | 25 | 25 | 549.9829 | 98.93% | 0.9134% | 0.161% | 54.4074 | 0 | 0 | 54.4074 | 0 | 47.2292 | 0.31718 | 148.9023 | 47.2292 | 0.31718 | 148.9023 | 55.2114 | 0.37079 | 148.9023 | 9.893% | 0.35119 | 0.31607 | 1566.0749 | 78.3252 | 13.6628 | 1474.0869 | 1567.9444 | 0 | 0 | 1567.9444 | 0.001794%
2028 | 442 | 442-764R | Tier-3 | Tier-3---18 | 5--2 | 74 | 50 | 474.7376 | 91.31% | 8.325% | 0.3651% | 29.2893 | 0 | 0 | 29.2893 | 0 | 25.425 | 0.63436 | 40.0795 | 25.425 | 0.63436 | 40.0795 | 29.7221 | 0.74158 | 40.0795 | 6.17% | 0.35448 | 0.33053 | 1339.2423 | 54.097 | 105.5502 | 1179.5951 | 1347.6759 | 0 | 0 | 1347.6759 | 0.0009659%
2028 | 442 | 442-780 | Tier-3 | Tier-3---19 | 5--1 | 73 | 26 | 141.3846 | 51% | 48.51% | 0.49% | 2.5682 | 0 | 0 | 2.5682 | 0 | 2.2294 | 0.32987 | 6.7584 | 2.2294 | 0.32987 | 6.7584 | 2.6062 | 0.38562 | 6.7584 | 1.816% | 0.34601 | 0.33368 | 408.6195 | 15.0224 | 181.372 | 212.2251 | 416.0139 | 0 | 0 | 416.0139 | 8.469e-05%
2028 | 444 | 444-15R | Tier-2 | Tier-2---13 | 5--3 | 122 | 84 | 333.8465 | 96.62% | 2.31% | 1.072% | 22.2086 | 0 | 0 | 22.2086 | 0 | 19.2785 | 1.0657 | 18.0895 | 19.2785 | 1.0657 | 18.0895 | 22.5368 | 1.2459 | 18.0895 | 6.652% | 0.14886 | 0.13861 | 2242.6726 | 149.3607 | 69.2136 | 2024.0983 | 2248.2819 | 0 | 0 | 2248.2819 | 0.0007324%
2028 | 444 | 444-43R | Tier-2 | Tier-2---5 | 5--5 | 403 | 354 | 3413.8137 | 97.67% | 1.995% | 0.3352% | 292.8867 | 0 | 0 | 292.8867 | 0 | 254.2447 | 4.4913 | 56.6083 | 254.2447 | 4.4913 | 56.6083 | 297.215 | 5.2504 | 56.6083 | 8.579% | 0.2124 | 0.19375 | 16072.3576 | 890.1063 | 476.3771 | 14705.8742 | 16108.4193 | 0 | 0 | 16108.4193 | 0.009658%
2028 | 444 | 444-9R | Tier-2 | Tier-2---11 | 5--3 | 465 | 363 | 571.2373 | 70.71% | 27.93% | 1.361% | 31.5311 | 0 | 0 | 31.5311 | 0 | 27.3711 | 4.6055 | 5.9431 | 27.3711 | 4.6055 | 5.9431 | 31.9971 | 5.3839 | 5.9431 | 5.52% | 0.1488 | 0.13718 | 3839.0169 | 197.4513 | 1077.3117 | 2564.2539 | 3934.2351 | 0 | 0 | 3934.2351 | 0.00104%
2028 | 445 | 445-1311R | Tier-3 | Tier-3---5 | 5--5 | 337 | 275 | 9632.5907 | 94.96% | 4.965% | 0.07823% | 746.4038 | 0 | 0 | 746.4038 | 0 | 647.9271 | 3.489 | 185.7054 | 647.9271 | 3.489 | 185.7054 | 757.4342 | 4.0787 | 185.7054 | 7.749% | 0.53792 | 0.49403 | 17907.0399 | 1026.0345 | 824.7437 | 16056.2617 | 17987.2755 | 0 | 0 | 17987.2755 | 0.02461%
2028 | 445 | 445-1315 | Tier-2 | Tier-2---19 | 1--5 | 4 | 1 | 26.2494 | 99.59% | 0% | 0.4079% | 0.65356 | 0 | 0 | 0.65356 | 0 | 0.56733 | 0.012687 | 44.7164 | 0.56733 | 0.012687 | 44.7164 | 0.66322 | 0.014832 | 44.7164 | 2.49% | 0.000636 | 0.0006201 | 41272.5846 | 2451.3434 | 2160.3074 | 36660.9338 | 41276.9017 | 0 | 0 | 41276.9017 | 2.155e-05%
2028 | 445 | 445-1323 | Tier-2 | Tier-2---18 | 3--3 | 8 | 8 | 78.5439 | 99.26% | 0.525% | 0.2138% | 7.7964 | 0 | 0 | 7.7964 | 0 | 6.7678 | 0.1015 | 66.6785 | 6.7678 | 0.1015 | 66.6785 | 7.9116 | 0.11865 | 66.6785 | 9.926% | 0.025445 | 0.0229 | 3086.8349 | 167.5927 | 20.9581 | 2898.2841 | 3089.3688 | 0 | 0 | 3089.3688 | 0.0002571%
2028 | 445 | 445-1325F | Tier-2 | Tier-2---2 | 5--4 | 220 | 197 | 7250.7229 | 96.11% | 3.805% | 0.08959% | 623.982 | 0 | 0 | 623.982 | 0 | 541.657 | 2.4994 | 216.7151 | 541.657 | 2.4994 | 216.7151 | 633.2032 | 2.9218 | 216.7151 | 8.606% | 0.57356 | 0.5222 | 12641.5766 | 694.1782 | 440.7081 | 11506.6903 | 12690.001 | 0 | 0 | 12690.001 | 0.02058%
2028 | 445 | 445-17R | Tier-2 | Tier-2---8 | 5--3 | 97 | 73 | 1603.5562 | 88.72% | 11.16% | 0.1231% | 107.0683 | 0 | 0 | 107.0683 | 0 | 92.9422 | 0.92617 | 100.3509 | 92.9422 | 0.92617 | 100.3509 | 108.6505 | 1.0827 | 100.3509 | 6.677% | 0.53426 | 0.49406 | 3001.4248 | 150.999 | 302.1467 | 2548.279 | 3028.9757 | 0 | 0 | 3028.9757 | 0.003531%
2028 | 445 | 445-18R | Tier-2 | Tier-2---2 | 5--5 | 526 | 439 | 10619.7967 | 95.69% | 4.18% | 0.1317% | 848.1098 | 0 | 0 | 848.1098 | 0 | 736.2146 | 5.5697 | 132.1816 | 736.2146 | 5.5697 | 132.1816 | 860.6432 | 6.5111 | 132.1816 | 7.986% | 0.6048 | 0.55432 | 17559.3271 | 969.9837 | 680.7099 | 15908.6335 | 17628.2752 | 0 | 0 | 17628.2752 | 0.02797%
2028 | 445 | 445-19R | Tier-2 | Tier-2---8 | 5--3 | 238 | 220 | 1766.7037 | 84.73% | 14.9% | 0.3714% | 138.3664 | 0 | 0 | 138.3664 | 0 | 120.111 | 2.7912 | 43.032 | 120.111 | 2.7912 | 43.032 | 140.4111 | 3.2629 | 43.032 | 7.832% | 0.56527 | 0.51302 | 3125.4156 | 150.9089 | 429.896 | 2544.6106 | 3174.0345 | 0 | 0 | 3174.0345 | 0.004563%
2028 | 445 | 445-39R | Tier-2 | Tier-2---5 | 5--4 | 246 | 197 | 3678.5806 | 87.54% | 12.33% | 0.1304% | 257.8827 | 0 | 0 | 257.8827 | 0 | 223.859 | 2.4994 | 89.5652 | 223.859 | 2.4994 | 89.5652 | 261.6937 | 2.9218 | 89.5652 | 7.01% | 0.48997 | 0.45073 | 7507.8253 | 391.1864 | 914.4635 | 6202.1754 | 7589.2553 | 0 | 0 | 7589.2553 | 0.008504%
2028 | 445 | 445-894R | Tier-2 | Tier-2---5 | 5--4 | 587 | 511 | 4421.0024 | 88.12% | 11.51% | 0.3702% | 339.1443 | 0 | 0 | 339.1443 | 0 | 294.3993 | 6.4832 | 45.4095 | 294.3993 | 6.4832 | 45.4095 | 344.1562 | 7.5789 | 45.4095 | 7.671% | 0.63526 | 0.57996 | 6959.394 | 312.553 | 750.3762 | 5896.4648 | 7038.2214 | 0 | 0 | 7038.2214 | 0.01118%
2028 | 445 | 445-897R | Tier-2 | Tier-2---10 | 5--3 | 25 | 22 | 1351.7747 | 97.24% | 2.711% | 0.04647% | 115.6761 | 0 | 0 | 115.6761 | 0 | 100.4144 | 0.27912 | 359.7531 | 100.4144 | 0.27912 | 359.7531 | 117.3856 | 0.32629 | 359.7531 | 8.557% | 0.75637 | 0.68981 | 1787.1928 | 98.5478 | 55.7869 | 1632.8581 | 1791.9478 | 0 | 0 | 1791.9478 | 0.003815%
2028 | 448 | 448-1196F | Tier-3 | Tier-3---20 | 1--5 | 4 | 4 | 16.696 | 99.41% | 0% | 0.5907% | 1.6597 | 0 | 0 | 1.6597 | 0 | 1.4408 | 0.050749 | 28.3898 | 1.4408 | 0.050749 | 28.3898 | 1.6843 | 0.059326 | 28.3898 | 9.941% | 0.0002432 | 0.00021888 | 68651.2414 | 3730.8328 | 661.7244 | 64258.6842 | 68696.2988 | 0 | 0 | 68696.2988 | 5.473e-05%
2028 | 448 | 448-1234R | Tier-3 | Tier-3---15 | 5--3 | 51 | 45 | 1211.6194 | 97.39% | 2.475% | 0.1351% | 104.1172 | 0 | 0 | 104.1172 | 0 | 90.3805 | 0.57093 | 158.3045 | 90.3805 | 0.57093 | 158.3045 | 105.6558 | 0.66742 | 158.3045 | 8.593% | 0.62101 | 0.56621 | 1951.0598 | 101.7927 | 46.8267 | 1802.4404 | 1955.988 | 0 | 0 | 1955.988 | 0.003433%
2028 | 448 | 448-47R | Tier-3 | Tier-3---14 | 5--3 | 184 | 154 | 2612.2711 | 91.91% | 7.885% | 0.2065% | 200.9452 | 0 | 0 | 200.9452 | 0 | 174.4335 | 1.9538 | 89.2772 | 174.4335 | 1.9538 | 89.2772 | 203.9148 | 2.2841 | 89.2772 | 7.692% | 0.62882 | 0.57619 | 4154.2404 | 216.0426 | 303.0764 | 3635.1215 | 4184.943 | 0 | 0 | 4184.943 | 0.006626%
2028 | 448 | 448-714R | Tier-3 | Tier-3---14 | 5--3 | 314 | 213 | 2119.752 | 55.7% | 43.96% | 0.3458% | 80.0895 | 0 | 0 | 80.0895 | 0 | 69.5229 | 2.7024 | 25.7264 | 69.5229 | 2.7024 | 25.7264 | 81.2731 | 3.1591 | 25.7264 | 3.778% | 0.46343 | 0.43199 | 4574.0639 | 152.3288 | 1823.4456 | 2598.2895 | 4721.5263 | 0 | 0 | 4721.5263 | 0.002641%
2028 | 448 | 448-724R | Tier-3 | Tier-3---18 | 5--2 | 202 | 151 | 520.639 | 76.18% | 22.78% | 1.038% | 29.6503 | 0 | 0 | 29.6503 | 0 | 25.7384 | 1.9158 | 13.4349 | 25.7384 | 1.9158 | 13.4349 | 30.0884 | 2.2396 | 13.4349 | 5.695% | 0.55035 | 0.50921 | 946.0153 | 35.8531 | 201.7143 | 708.4479 | 964.2176 | 0 | 0 | 964.2176 | 0.0009778%
2028 | 448 | 448-735R | Tier-3 | Tier-3---18 | 5--2 | 170 | 140 | 630.7627 | 79.12% | 20.09% | 0.7869% | 41.1002 | 0 | 0 | 41.1002 | 0 | 35.6776 | 1.7762 | 20.0863 | 35.6776 | 1.7762 | 20.0863 | 41.7076 | 2.0764 | 20.0863 | 6.516% | 0.54202 | 0.49738 | 1163.7353 | 53.8869 | 215.9361 | 893.9122 | 1185.5396 | 0 | 0 | 1185.5396 | 0.001355%
2028 | 448 | 448-744R | Tier-3 | Tier-3---7 | 5--5 | 717 | 493 | 9104.5616 | 91.68% | 8.126% | 0.1928% | 573.9427 | 0 | 0 | 573.9427 | 0 | 498.2197 | 6.2548 | 79.6535 | 498.2197 | 6.2548 | 79.6535 | 582.4245 | 7.312 | 79.6535 | 6.304% | 0.49442 | 0.46042 | 18414.705 | 980.4625 | 1393.5793 | 16040.6633 | 18527.8082 | 0 | 0 | 18527.8082 | 0.01893%
2028 | 448 | 448-9R | Tier-3 | Tier-3---9 | 5--4 | 413 | 303 | 5644.8109 | 93.43% | 6.384% | 0.1906% | 386.9071 | 0 | 0 | 386.9071 | 0 | 335.8606 | 3.8442 | 87.367 | 335.8606 | 3.8442 | 87.367 | 392.6249 | 4.494 | 87.367 | 6.854% | 0.54394 | 0.50403 | 10377.639 | 550.4893 | 645.7623 | 9181.3873 | 10431.659 | 0 | 0 | 10431.659 | 0.01276%
2028 | 449 | 449-13R | Tier-3 | Tier-3---7 | 5--5 | 557 | 418 | 6729.9647 | 90.49% | 9.346% | 0.1629% | 457.0253 | 0 | 0 | 457.0253 | 0 | 396.7277 | 5.3033 | 74.8079 | 396.7277 | 5.3033 | 74.8079 | 463.7792 | 6.1996 | 74.8079 | 6.791% | 0.28234 | 0.26115 | 23836.2998 | 1408.7102 | 2080.9099 | 20346.6798 | 24020.1927 | 0 | 0 | 24020.1927 | 0.01507%
2028 | 449 | 449-16R | Tier-3 | Tier-3---15 | 5--4 | 72 | 55 | 1495.5065 | 96.97% | 2.927% | 0.1006% | 110.7812 | 0 | 0 | 110.7812 | 0 | 96.1653 | 0.6978 | 137.8119 | 96.1653 | 0.6978 | 137.8119 | 112.4183 | 0.81574 | 137.8119 | 7.408% | 0.23738 | 0.21925 | 6300.0313 | 365.3232 | 174.7966 | 5759.9115 | 6315.8076 | 0 | 0 | 6315.8076 | 0.003653%
2028 | 449 | 449-683 | Tier-3 | Tier-3---18 | 5--3 | 26 | 26 | 625.3129 | 96.7% | 3.156% | 0.1473% | 60.4656 | 0 | 0 | 60.4656 | 0 | 52.4881 | 0.32987 | 159.1178 | 52.4881 | 0.32987 | 159.1178 | 61.3592 | 0.38562 | 159.1178 | 9.67% | 0.34581 | 0.31123 | 1808.2683 | 90.977 | 47.6654 | 1669.626 | 1814.9055 | 0 | 0 | 1814.9055 | 0.001994%
2028 | 449 | 449-693R | Tier-3 | Tier-3---9 | 5--5 | 165 | 130 | 5260.7056 | 98.77% | 1.153% | 0.07468% | 409.3932 | 0 | 0 | 409.3932 | 0 | 355.38 | 1.6493 | 215.467 | 355.38 | 1.6493 | 215.467 | 415.4433 | 1.9281 | 215.467 | 7.782% | 0.26107 | 0.2405 | 20150.463 | 1117.608 | 224.7441 | 18808.1109 | 20171.613 | 0 | 0 | 20171.613 | 0.0135%
2028 | 449 | 449-6R | Tier-3 | Tier-3---14 | 5--4 | 161 | 123 | 2320.0162 | 95.55% | 4.318% | 0.1352% | 169.3511 | 0 | 0 | 169.3511 | 0 | 147.0078 | 1.5605 | 94.2034 | 147.0078 | 1.5605 | 94.2034 | 171.8538 | 1.8243 | 94.2034 | 7.3% | 0.24779 | 0.22886 | 9362.9076 | 518.3997 | 417.6492 | 8426.8588 | 9397.3935 | 0 | 0 | 9397.3935 | 0.005585%
2028 | 450 | 450-1850 | Tier-2 | Tier-2---13 | 4--3 | 18 | 15 | 296.7138 | 97.11% | 2.719% | 0.1664% | 24.0127 | 0 | 0 | 24.0127 | 0 | 20.8446 | 0.19031 | 109.5302 | 20.8446 | 0.19031 | 109.5302 | 24.3676 | 0.22247 | 109.5302 | 8.093% | 0.073712 | 0.06757 | 4025.2898 | 218.8856 | 107.0123 | 3699.392 | 4035.848 | 0 | 0 | 4035.848 | 0.0007919%
2028 | 450 | 450-1851F | Tier-2 | Tier-2---3 | 5--5 | 209 | 126 | 8274.1225 | 99.23% | 0.7168% | 0.05235% | 494.986 | 0 | 0 | 494.986 | 0 | 429.6801 | 1.5986 | 268.7855 | 429.6801 | 1.5986 | 268.7855 | 502.301 | 1.8688 | 268.7855 | 5.982% | 0.099477 | 0.09348 | 83176.2362 | 14607.9335 | 584.6634 | 67983.6393 | 83217.2791 | 0 | 0 | 83217.2791 | 0.01632%
2028 | 450 | 450-1853F | Tier-2 | Tier-2---10 | 4--4 | 44 | 22 | 792.2018 | 92.77% | 7.138% | 0.09408% | 36.7456 | 0 | 0 | 36.7456 | 0 | 31.8976 | 0.27912 | 114.2789 | 31.8976 | 0.27912 | 114.2789 | 37.2886 | 0.32629 | 114.2789 | 4.638% | 0.075291 | 0.071527 | 10521.8374 | 525.9075 | 700.4641 | 9295.4659 | 10561.8854 | 0 | 0 | 10561.8854 | 0.001212%
2028 | 450 | 450-1854 | Tier-2 | Tier-2---9 | 4--4 | 70 | 41 | 1132.2887 | 95.25% | 4.625% | 0.1242% | 63.1703 | 0 | 0 | 63.1703 | 0 | 54.8359 | 0.52018 | 105.4174 | 54.8359 | 0.52018 | 105.4174 | 64.1038 | 0.6081 | 105.4174 | 5.579% | 0.079085 | 0.074453 | 14317.3642 | 967.6824 | 629.1902 | 12720.4915 | 14359.6659 | 0 | 0 | 14359.6659 | 0.002083%
2028 | 450 | 450-50R | Tier-2 | Tier-2---11 | 4--4 | 18 | 5 | 537.0702 | 32.53% | 67.41% | 0.0594% | 4.8529 | 0 | 0 | 4.8529 | 0 | 4.2127 | 0.063436 | 66.4076 | 4.2127 | 0.063436 | 66.4076 | 4.9247 | 0.074158 | 66.4076 | 0.9036% | 0.071801 | 0.069806 | 7480.0024 | 150.8342 | 4623.5659 | 2705.6023 | 7624.1968 | 0 | 0 | 7624.1968 | 0.00016%
2028 | 452 | 452-1403 | Tier-2 | Tier-2---15 | 1--5 | 5 | 5 | 137.227 | 99.9% | 0% | 0.1049% | 13.7083 | 0 | 0 | 13.7083 | 0 | 11.8997 | 0.063436 | 187.5847 | 11.8997 | 0.063436 | 187.5847 | 13.9109 | 0.074158 | 187.5847 | 9.99% | 0.0007938 | 0.00071442 | 172873.5238 | 9697.409 | 167.2651 | 163008.8497 | 172893.6673 | 0 | 0 | 172893.6673 | 0.000452%
2028 | 452 | 452-1404F | Tier-2 | Tier-2---12 | 1--5 | 20 | 19 | 625.5425 | 99.9% | 0% | 0.09615% | 59.3694 | 0 | 0 | 59.3694 | 0 | 51.5365 | 0.24106 | 213.7925 | 51.5365 | 0.24106 | 213.7925 | 60.2468 | 0.2818 | 213.7925 | 9.491% | 0.0036434 | 0.0032973 | 171691.9584 | 19885.3998 | 159.1121 | 151647.4464 | 171709.2868 | 0 | 0 | 171709.2868 | 0.001958%
2028 | 452 | 452-1405 | Tier-2 | Tier-2---15 | 1--5 | 12 | 10 | 181.2174 | 99.84% | 0% | 0.161% | 15.0771 | 0 | 0 | 15.0771 | 0 | 13.0879 | 0.12687 | 103.1579 | 13.0879 | 0.12687 | 103.1579 | 15.3 | 0.14832 | 103.1579 | 8.32% | 0.001513 | 0.0013869 | 119773.5584 | 9128.5645 | 179.9048 | 110465.0891 | 119791.0842 | 0 | 0 | 119791.0842 | 0.0004972%
2028 | 452 | 452-38AE | Tier-2 | Tier-2---4 | 2--5 | 71 | 58 | 2823.7515 | 99.93% | 0% | 0.06613% | 230.5201 | 0 | 0 | 230.5201 | 0 | 200.1065 | 0.73586 | 271.9345 | 200.1065 | 0.73586 | 271.9345 | 233.9268 | 0.86023 | 271.9345 | 8.164% | 0.011395 | 0.010464 | 247801.8355 | 21945.5544 | 160.9262 | 225695.355 | 247816.4128 | 0 | 0 | 247816.4128 | 0.007602%
2028 | 454 | 454-1814 | Tier-2 | Tier-2---20 | 4--2 | 3 | 3 | 39.0262 | 97.23% | 2.586% | 0.1833% | 3.7945 | 0 | 0 | 3.7945 | 0 | 3.2939 | 0.038062 | 86.541 | 3.2939 | 0.038062 | 86.541 | 3.8506 | 0.044495 | 86.541 | 9.723% | 0.072066 | 0.064859 | 541.534 | 33.0087 | 13.8021 | 494.7232 | 543.2003 | 0 | 0 | 543.2003 | 0.0001251%
2028 | 454 | 454-48F | Tier-2 | Tier-2---4 | 4--5 | 53 | 41 | 3441.1661 | 99.7% | 0.2542% | 0.04705% | 265.4015 | 0 | 0 | 265.4015 | 0 | 230.3858 | 0.52018 | 442.8972 | 230.3858 | 0.52018 | 442.8972 | 269.3236 | 0.6081 | 442.8972 | 7.713% | 0.085487 | 0.078874 | 40253.7717 | 8646.4201 | 106.7946 | 31500.5571 | 40263.9391 | 0 | 0 | 40263.9391 | 0.008752%
2028 | 454 | 454-49F | Tier-2 | Tier-2---13 | 4--3 | 52 | 1 | 292.9743 | 76.06% | 23.59% | 0.3558% | 0.42851 | 0 | 0 | 0.42851 | 0 | 0.37198 | 0.012687 | 29.3187 | 0.37198 | 0.012687 | 29.3187 | 0.43484 | 0.014832 | 29.3187 | 0.1463% | 0.077203 | 0.077055 | 3794.8464 | 537.2797 | 830.7555 | 2426.8113 | 3796.5972 | 0 | 0 | 3796.5972 | 1.413e-05%
2028 | 463 | 463-1136F | Tier-2 | Tier-2---18 | 4--2 | 11 | 10 | 88.0149 | 97.35% | 2.233% | 0.4157% | 7.7894 | 0 | 0 | 7.7894 | 0 | 6.7617 | 0.12687 | 53.2952 | 6.7617 | 0.12687 | 53.2952 | 7.9045 | 0.14832 | 53.2952 | 8.85% | 0.060434 | 0.05494 | 1456.3858 | 89.8078 | 31.4849 | 1335.0931 | 1460.2434 | 0 | 0 | 1460.2434 | 0.0002569%
2028 | 463 | 463-1229 | Tier-2 | Tier-2---9 | 5--4 | 231 | 198 | 1378.3182 | 99.02% | 0.574% | 0.4088% | 116.9805 | 0 | 0 | 116.9805 | 0 | 101.5467 | 2.5121 | 40.4233 | 101.5467 | 2.5121 | 40.4233 | 118.7092 | 2.9367 | 40.4233 | 8.487% | 0.096723 | 0.088432 | 14250.1892 | 1640.085 | 119.2009 | 12490.9033 | 14263.3187 | 0 | 0 | 14263.3187 | 0.003858%
2028 | 470 | 470-40AE | Tier-2 | Tier-2---4 | 4--5 | 142 | 125 | 5264.9688 | 98.33% | 1.599% | 0.07273% | 455.719 | 0 | 0 | 455.719 | 0 | 395.5938 | 1.5859 | 249.4426 | 395.5938 | 1.5859 | 249.4426 | 462.4537 | 1.8539 | 249.4426 | 8.656% | 0.091034 | 0.08302 | 57835.1917 | 3654.8473 | 877.7111 | 53302.6332 | 57928.5003 | 0 | 0 | 57928.5003 | 0.01503%
2028 | 470 | 470-47R | Tier-3 | Tier-3---2 | 5--5 | 534 | 475 | 16740.3911 | 99.37% | 0.5365% | 0.09319% | 1479.703 | 0 | 0 | 1479.703 | 0 | 1284.4786 | 6.0265 | 213.1397 | 1284.4786 | 6.0265 | 213.1397 | 1501.5702 | 7.045 | 213.1397 | 8.839% | 0.16225 | 0.14782 | 103174.1084 | 6598.1472 | 589.4379 | 95986.5234 | 103237.5415 | 0 | 0 | 103237.5415 | 0.0488%
2028 | 471 | 471-36F | Tier-2 | Tier-2---4 | 4--5 | 128 | 21 | 4253.6671 | 94.96% | 4.983% | 0.06005% | 66.2676 | 0 | 0 | 66.2676 | 0 | 57.5246 | 0.26643 | 215.9064 | 57.5246 | 0.26643 | 215.9064 | 67.2469 | 0.31146 | 215.9064 | 1.558% | 0.093079 | 0.091552 | 45699.6343 | 2391.7261 | 2109.1945 | 41198.7137 | 45738.0729 | 0 | 0 | 45738.0729 | 0.002185%
2028 | 500 | 500-1531 | Tier-2 | Tier-2---10 | 4--4 | 20 | 16 | 800.5503 | 21.6% | 78.32% | 0.07823% | 13.8344 | 0 | 0 | 13.8344 | 0 | 12.0091 | 0.203 | 59.1593 | 12.0091 | 0.203 | 59.1593 | 14.0388 | 0.23731 | 59.1593 | 1.728% | 0.071178 | 0.065484 | 11247.1911 | 167.2855 | 8054.1845 | 3025.7211 | 12013.9429 | 0 | 0 | 12013.9429 | 0.0004562%
2028 | 501 | 501-786 | Tier-2 | Tier-2---14 | 2--5 | 23 | 22 | 204.0835 | 99.63% | 0% | 0.368% | 19.4492 | 0 | 0 | 19.4492 | 0 | 16.8832 | 0.27912 | 60.487 | 16.8832 | 0.27912 | 60.487 | 19.7366 | 0.32629 | 60.487 | 9.53% | 0.0050324 | 0.004551 | 40553.9202 | 2762.8 | 144.6555 | 37646.4647 | 40569.7066 | 0 | 0 | 40569.7066 | 0.0006414%
2028 | 504 | 504-2501R | Tier-2 | Tier-2---9 | 3--5 | 154 | 23 | 733.6834 | 99.51% | 0% | 0.4917% | 10.9037 | 0 | 0 | 10.9037 | 0 | 9.4652 | 0.29181 | 32.4363 | 9.4652 | 0.29181 | 32.4363 | 11.0649 | 0.34113 | 32.4363 | 1.486% | 0.021593 | 0.02127 | 33978.4661 | 2347.3747 | 1024.1887 | 30606.9026 | 33980.9991 | 0 | 0 | 33980.9991 | 0.0003596%
2028 | 520 | 520-1045R | Tier-2 | Tier-2---5 | 5--4 | 180 | 156 | 2978.814 | 97.34% | 2.471% | 0.184% | 251.3089 | 0 | 0 | 251.3089 | 0 | 218.1525 | 1.9792 | 110.2216 | 218.1525 | 1.9792 | 110.2216 | 255.0227 | 2.3137 | 110.2216 | 8.437% | 0.26824 | 0.24499 | 11105.2066 | 596.3807 | 258.2442 | 10250.5816 | 11133.1875 | 0 | 0 | 11133.1875 | 0.008287%
2028 | 520 | 520-10R | Tier-2 | Tier-2---7 | 4--5 | 155 | 112 | 1478.7446 | 97.97% | 1.759% | 0.2664% | 104.6866 | 0 | 0 | 104.6866 | 0 | 90.8748 | 1.421 | 63.9524 | 90.8748 | 1.421 | 63.9524 | 106.2337 | 1.6611 | 63.9524 | 7.079% | 0.046043 | 0.042716 | 32116.3215 | 3380.3007 | 793.9909 | 27942.0299 | 32166.9954 | 0 | 0 | 32166.9954 | 0.003452%
2028 | 520 | 520-1489R | Tier-2 | Tier-2---8 | 5--5 | 408 | 329 | 2637.9338 | 96.76% | 2.798% | 0.4462% | 205.8159 | 0 | 0 | 205.8159 | 0 | 178.6616 | 4.1741 | 42.8022 | 178.6616 | 4.1741 | 42.8022 | 208.8575 | 4.8796 | 42.8022 | 7.802% | 0.13822 | 0.12707 | 19085.4238 | 1021.9214 | 566.5154 | 17496.987 | 19139.7224 | 0 | 0 | 19139.7224 | 0.006787%
2028 | 520 | 520-1509R | Tier-2 | Tier-2---5 | 5--4 | 401 | 276 | 3413.9118 | 92.72% | 6.994% | 0.2858% | 217.8673 | 0 | 0 | 217.8673 | 0 | 189.123 | 3.5017 | 54.009 | 189.123 | 3.5017 | 54.009 | 221.087 | 4.0935 | 54.009 | 6.382% | 0.28561 | 0.26595 | 11953.1797 | 661.7087 | 782.5338 | 10508.9372 | 12017.4971 | 0 | 0 | 12017.4971 | 0.007184%
2028 | 520 | 520-1525R | Tier-2 | Tier-2---8 | 5--5 | 145 | 129 | 1632.8033 | 98.29% | 1.436% | 0.2778% | 142.774 | 0 | 0 | 142.774 | 0 | 123.9372 | 1.6367 | 75.7256 | 123.9372 | 1.6367 | 75.7256 | 144.884 | 1.9133 | 75.7256 | 8.744% | 0.099044 | 0.090232 | 16485.7021 | 1672.9156 | 358.491 | 14454.2955 | 16513.2883 | 0 | 0 | 16513.2883 | 0.004708%
2028 | 520 | 520-1527R | Tier-3 | Tier-3---7 | 5--5 | 249 | 205 | 6763.0006 | 96.72% | 3.176% | 0.1068% | 538.5174 | 0 | 0 | 538.5174 | 0 | 467.4682 | 2.6009 | 179.7336 | 467.4682 | 2.6009 | 179.7336 | 546.4756 | 3.0405 | 179.7336 | 7.963% | 0.27105 | 0.24873 | 24951.4497 | 1805.8111 | 756.6493 | 22388.9893 | 25024.926 | 0 | 0 | 25024.926 | 0.01776%
2028 | 520 | 520-1902R | Tier-2 | Tier-2---9 | 4--4 | 408 | 201 | 748.333 | 77.34% | 21.7% | 0.962% | 28.5115 | 0 | 0 | 28.5115 | 0 | 24.7498 | 2.5501 | 9.7053 | 24.7498 | 2.5501 | 9.7053 | 28.9328 | 2.9811 | 9.7053 | 3.81% | 0.058932 | 0.056029 | 12698.2886 | 1100.527 | 2687.8901 | 8909.8715 | 12847.4075 | 0 | 0 | 12847.4075 | 0.0009402%
2028 | 520 | 520-1904 | Tier-3 | Tier-3---13 | 4--5 | 276 | 149 | 2084.5359 | 96.48% | 3.265% | 0.2521% | 108.5766 | 0 | 0 | 108.5766 | 0 | 94.2515 | 1.8904 | 49.8578 | 94.2515 | 1.8904 | 49.8578 | 110.1811 | 2.2099 | 49.8578 | 5.209% | 0.05278 | 0.04993 | 39495.106 | 2613.3418 | 1305.0051 | 35576.7591 | 39574.3799 | 0 | 0 | 39574.3799 | 0.00358%
2028 | 520 | 520-1936 | Tier-3 | Tier-3---20 | 1--5 | 4 | 3 | 63.7111 | 99.77% | 0% | 0.2279% | 4.7674 | 0 | 0 | 4.7674 | 0 | 4.1385 | 0.038062 | 108.7296 | 4.1385 | 0.038062 | 108.7296 | 4.8379 | 0.044495 | 108.7296 | 7.483% | 0.0006668 | 0.00061679 | 95547.5888 | 5378.6966 | 197.8005 | 89971.0917 | 95565.2438 | 0 | 0 | 95565.2438 | 0.0001572%
2028 | 520 | 520-22R | Tier-2 | Tier-2---14 | 4--4 | 113 | 54 | 258.296 | 74.72% | 24.53% | 0.7505% | 9.2233 | 0 | 0 | 9.2233 | 0 | 8.0065 | 0.68511 | 11.6863 | 8.0065 | 0.68511 | 11.6863 | 9.3596 | 0.80091 | 11.6863 | 3.571% | 0.036011 | 0.03429 | 7172.7783 | 807.1844 | 2439.3669 | 3926.227 | 7263.7681 | 0 | 0 | 7263.7681 | 0.0003042%
2028 | 520 | 520-35R | Tier-3 | Tier-3---9 | 5--5 | 306 | 275 | 4997.7942 | 96.49% | 3.313% | 0.193% | 433.4028 | 0 | 0 | 433.4028 | 0 | 376.2219 | 3.489 | 107.8307 | 376.2219 | 3.489 | 107.8307 | 439.8076 | 4.0787 | 107.8307 | 8.672% | 0.28544 | 0.25979 | 17509.0395 | 1062.3012 | 557.174 | 15889.5643 | 17569.648 | 0 | 0 | 17569.648 | 0.01429%
2028 | 520 | 520-45 | Tier-2 | Tier-2---8 | 5--5 | 219 | 176 | 2044.6463 | 97.57% | 2.13% | 0.298% | 160.3287 | 0 | 0 | 160.3287 | 0 | 139.1758 | 2.233 | 62.3278 | 139.1758 | 2.233 | 62.3278 | 162.6981 | 2.6104 | 62.3278 | 7.841% | 0.10446 | 0.096067 | 19573.1854 | 982.4694 | 415.3687 | 18175.3473 | 19614.7179 | 0 | 0 | 19614.7179 | 0.005287%
2028 | 521 | 521-14R | Tier-3 | Tier-3---5 | 5--5 | 315 | 264 | 11350.2874 | 96.69% | 3.233% | 0.07621% | 919.7864 | 0 | 0 | 919.7864 | 0 | 798.4346 | 3.3494 | 238.3782 | 798.4346 | 3.3494 | 238.3782 | 933.3791 | 3.9155 | 238.3782 | 8.104% | 0.27097 | 0.24826 | 41888.3276 | 2255.8215 | 1272.0917 | 38360.4144 | 42015.1151 | 0 | 0 | 42015.1151 | 0.03033%
2028 | 521 | 521-1819R | Tier-2 | Tier-2---9 | 4--5 | 199 | 136 | 810.9996 | 89.31% | 10.24% | 0.4457% | 49.5022 | 0 | 0 | 49.5022 | 0 | 42.9711 | 1.7255 | 24.904 | 42.9711 | 1.7255 | 24.904 | 50.2337 | 2.0171 | 24.904 | 6.104% | 0.043667 | 0.040683 | 18572.4528 | 2084.26 | 1960.8167 | 14527.3761 | 18718.0421 | 0 | 0 | 18718.0421 | 0.001632%
2028 | 521 | 521-1856R | Tier-3 | Tier-3---6 | 5--5 | 335 | 276 | 8477.8617 | 97.79% | 2.104% | 0.1048% | 683.0496 | 0 | 0 | 683.0496 | 0 | 592.9315 | 3.5017 | 169.3271 | 592.9315 | 3.5017 | 169.3271 | 693.1437 | 4.0935 | 169.3271 | 8.057% | 0.15411 | 0.14141 | 55012.684 | 3012.448 | 1105.9909 | 50894.245 | 55121.7635 | 0 | 0 | 55121.7635 | 0.02252%
2028 | 521 | 521-18R | Tier-3 | Tier-3---6 | 4--5 | 307 | 264 | 8713.0173 | 99.36% | 0.5424% | 0.09583% | 744.4805 | 0 | 0 | 744.4805 | 0 | 646.2576 | 3.3494 | 192.9447 | 646.2576 | 3.3494 | 192.9447 | 755.4825 | 3.9155 | 192.9447 | 8.544% | 0.071321 | 0.065188 | 122165.8816 | 6890.9356 | 771.7339 | 114503.2122 | 122239.2425 | 0 | 0 | 122239.2425 | 0.02455%
2028 | 521 | 521-27R | Tier-2 | Tier-2---3 | 4--5 | 358 | 247 | 5618.6229 | 98.78% | 1.092% | 0.1294% | 382.9204 | 0 | 0 | 382.9204 | 0 | 332.3998 | 3.1338 | 106.0706 | 332.3998 | 3.1338 | 106.0706 | 388.5792 | 3.6634 | 106.0706 | 6.815% | 0.063668 | 0.059275 | 88249.328 | 6355.7576 | 1136.662 | 80756.9084 | 88329.1802 | 0 | 0 | 88329.1802 | 0.01263%
2028 | 521 | 521-32R | Tier-3 | Tier-3---4 | 5--5 | 232 | 207 | 12241.7135 | 99.38% | 0.5642% | 0.05689% | 1085.4723 | 0 | 0 | 1085.4723 | 0 | 942.2607 | 2.6263 | 358.783 | 942.2607 | 2.6263 | 358.783 | 1101.5135 | 3.0701 | 358.783 | 8.867% | 0.14844 | 0.13519 | 82470.5462 | 5122.2262 | 464.9548 | 76883.3652 | 82520.7262 | 0 | 0 | 82520.7262 | 0.03579%
2028 | 521 | 521-700R | Tier-2 | Tier-2---3 | 4--5 | 437 | 328 | 9012.5446 | 99.05% | 0.8425% | 0.1052% | 670.0457 | 0 | 0 | 670.0457 | 0 | 581.6434 | 4.1614 | 139.77 | 581.6434 | 4.1614 | 139.77 | 679.9477 | 4.8648 | 139.77 | 7.435% | 0.074421 | 0.068835 | 121102.821 | 8945.6292 | 1253.8537 | 110903.3381 | 121195.9527 | 0 | 0 | 121195.9527 | 0.0221%
2028 | 522 | 522-34 | Tier-2 | Tier-2---16 | 4--3 | 64 | 34 | 112.7117 | 43.02% | 55.81% | 1.165% | 2.5762 | 0 | 0 | 2.5762 | 0 | 2.2363 | 0.43137 | 5.1843 | 2.2363 | 0.43137 | 5.1843 | 2.6143 | 0.50427 | 5.1843 | 2.286% | 0.030009 | 0.028415 | 3755.9309 | 126.2765 | 2195.8593 | 1433.795 | 3875.9946 | 0 | 0 | 3875.9946 | 8.495e-05%
2028 | 522 | 522-36 | Tier-2 | Tier-2---16 | 4--3 | 93 | 42 | 116.9577 | 22.53% | 76.17% | 1.295% | 1.1902 | 0 | 0 | 1.1902 | 0 | 1.0332 | 0.53287 | 1.9389 | 1.0332 | 0.53287 | 1.9389 | 1.2078 | 0.62293 | 1.9389 | 1.018% | 0.031092 | 0.029687 | 3761.7134 | 67.8389 | 2679.063 | 1014.8115 | 3899.5408 | 0 | 0 | 3899.5408 | 3.925e-05%
2028 | 522 | 522-38R | Tier-2 | Tier-2---6 | 4--5 | 606 | 354 | 5639.8414 | 96.44% | 3.339% | 0.2198% | 317.7319 | 0 | 0 | 317.7319 | 0 | 275.812 | 4.4913 | 61.4103 | 275.812 | 4.4913 | 61.4103 | 322.4274 | 5.2504 | 61.4103 | 5.634% | 0.088602 | 0.083426 | 63653.5146 | 7689.6838 | 2180.134 | 53783.6968 | 63794.0476 | 0 | 0 | 63794.0476 | 0.01048%
2028 | 523 | 523-31AE | Tier-2 | Tier-2---14 | 4--4 | 199 | 99 | 305.199 | 11.7% | 87.21% | 1.095% | 1.7759 | 0 | 0 | 1.7759 | 0 | 1.5416 | 1.256 | 1.2273 | 1.5416 | 1.256 | 1.2273 | 1.8022 | 1.4683 | 1.2273 | 0.5819% | 0.037419 | 0.035558 | 8156.1707 | 129.3833 | 6531.3069 | 1495.4806 | 8533.2286 | 0 | 0 | 8533.2286 | 5.856e-05%
2028 | 524 | 524-1782F | Tier-3 | Tier-3---10 | 4--5 | 231 | 173 | 5468.1345 | 99.78% | 0.1144% | 0.1099% | 408.5997 | 0 | 0 | 408.5997 | 0 | 354.6911 | 2.1949 | 161.5978 | 354.6911 | 2.1949 | 161.5978 | 414.638 | 2.5659 | 161.5978 | 7.472% | 0.040404 | 0.037378 | 135337.1336 | 10621.643 | 457.8891 | 124257.6016 | 135361.7106 | 0 | 0 | 135361.7106 | 0.01347%
2028 | 524 | 524-27R | Tier-3 | Tier-3---4 | 4--5 | 489 | 289 | 11317.6942 | 99.77% | 0.1414% | 0.08951% | 667.3334 | 0 | 0 | 667.3334 | 0 | 579.2889 | 3.6666 | 157.9896 | 579.2889 | 3.6666 | 157.9896 | 677.1953 | 4.2863 | 157.9896 | 5.896% | 0.060207 | 0.056649 | 187979.0829 | 15020.271 | 843.0575 | 172115.7544 | 188006.3499 | 0 | 0 | 188006.3499 | 0.02201%
2028 | 524 | 524-46R | Tier-3 | Tier-3---4 | 5--5 | 283 | 223 | 13710.9533 | 98.99% | 0.9557% | 0.05722% | 1069.4603 | 0 | 0 | 1069.4603 | 0 | 928.3612 | 2.8293 | 328.128 | 928.3612 | 2.8293 | 328.128 | 1085.2648 | 3.3074 | 328.128 | 7.8% | 0.18916 | 0.17425 | 72484.9744 | 5399.6154 | 709.3603 | 66375.9987 | 72547.7776 | 0 | 0 | 72547.7776 | 0.03527%
2028 | 524 | 524-50R | Tier-3 | Tier-3---7 | 5--5 | 283 | 204 | 8801.877 | 98.2% | 1.718% | 0.0819% | 623.0646 | 0 | 0 | 623.0646 | 0 | 540.8607 | 2.5882 | 208.9712 | 540.8607 | 2.5882 | 208.9712 | 632.2723 | 3.0256 | 208.9712 | 7.079% | 0.18313 | 0.16993 | 48062.3901 | 2911.3323 | 788.4961 | 44362.5616 | 48129.575 | 0 | 0 | 48129.575 | 0.02055%
2028 | 524 | 524-69R | Tier-3 | Tier-3---1 | 5--5 | 842 | 634 | 40375.331 | 99.03% | 0.9107% | 0.05596% | 3010.7489 | 0 | 0 | 3010.7489 | 0 | 2613.5263 | 8.0437 | 324.9142 | 2613.5263 | 8.0437 | 324.9142 | 3055.242 | 9.4032 | 324.9142 | 7.457% | 0.27264 | 0.25211 | 148092.4418 | 8147.506 | 1337.0199 | 138607.9158 | 148209.0145 | 0 | 0 | 148209.0145 | 0.09928%
2028 | 540 | 540-241R | Tier-2 | Tier-2---9 | 4--5 | 18 | 18 | 833.6308 | 67.75% | 32.17% | 0.07637% | 56.479 | 0 | 0 | 56.479 | 0 | 49.0274 | 0.22837 | 214.6831 | 49.0274 | 0.22837 | 214.6831 | 57.3136 | 0.26697 | 214.6831 | 6.775% | 0.047942 | 0.043147 | 17388.4645 | 723.4489 | 5409.9083 | 11255.1073 | 18011.5394 | 0 | 0 | 18011.5394 | 0.001862%
2028 | 591 | 591-1594R | Tier-2 | Tier-2---12 | 4--4 | 92 | 11 | 519.9571 | 96.32% | 3.27% | 0.4047% | 5.9884 | 0 | 0 | 5.9884 | 0 | 5.1983 | 0.13956 | 37.2479 | 5.1983 | 0.13956 | 37.2479 | 6.0769 | 0.16315 | 37.2479 | 1.152% | 0.047196 | 0.046632 | 11017.0212 | 932.3042 | 368.7122 | 9716.0047 | 11021.9208 | 0 | 0 | 11021.9208 | 0.0001975%
2028 | 594 | 594-1379F | Tier-2 | Tier-2---17 | 1--5 | 9 | 9 | 49.4293 | 99.41% | 0% | 0.5897% | 4.9138 | 0 | 0 | 4.9138 | 0 | 4.2655 | 0.11419 | 37.3557 | 4.2655 | 0.11419 | 37.3557 | 4.9864 | 0.13348 | 37.3557 | 9.941% | 0.0021822 | 0.001964 | 22651.1445 | 4294.234 | 125.4934 | 18231.417 | 22665.986 | 0 | 0 | 22665.986 | 0.000162%
2028 | 597 | 597-595 | Tier-2 | Tier-2---1 | 5--5 | 398 | 360 | 18774.394 | 95.55% | 4.388% | 0.06321% | 1622.6031 | 0 | 0 | 1622.6031 | 0 | 1408.5252 | 4.5674 | 308.385 | 1408.5252 | 4.5674 | 308.385 | 1646.5821 | 5.3394 | 308.385 | 8.643% | 0.15307 | 0.13922 | 122655.7075 | 12289.1487 | 5017.0863 | 105349.4725 | 123198.6104 | 0 | 0 | 123198.6104 | 0.05351%
2028 | 599 | 599-19R | Tier-2 | Tier-2---1 | 5--5 | 753 | 631 | 25743.4561 | 99.4% | 0.5253% | 0.0786% | 2144.2272 | 0 | 0 | 2144.2272 | 0 | 1861.329 | 8.0057 | 232.501 | 1861.329 | 8.0057 | 232.501 | 2175.9148 | 9.3587 | 232.501 | 8.329% | 0.15161 | 0.13891 | 169796.7072 | 9028.2208 | 940.8004 | 159827.6859 | 169890.485 | 0 | 0 | 169890.485 | 0.07071%
2028 | 67 | 67-24R | Tier-3 | Tier-3---13 | 5--4 | 344 | 278 | 2610.8 | 93.6% | 6.065% | 0.3401% | 197.4758 | 0 | 0 | 197.4758 | 0 | 171.4218 | 3.5271 | 48.6018 | 171.4218 | 3.5271 | 48.6018 | 200.3941 | 4.1232 | 48.6018 | 7.564% | 0.2194 | 0.20167 | 11899.5856 | 668.9805 | 692.7946 | 10537.8105 | 11966.592 | 0 | 0 | 11966.592 | 0.006512%
2028 | 67 | 67-34R | Tier-3 | Tier-3---11 | 5--5 | 551 | 445 | 4180.1374 | 93.8% | 5.869% | 0.3284% | 316.6756 | 0 | 0 | 316.6756 | 0 | 274.895 | 5.6458 | 48.6898 | 274.895 | 5.6458 | 48.6898 | 321.3554 | 6.6001 | 48.6898 | 7.576% | 0.24743 | 0.22745 | 16893.949 | 1075.9433 | 993.2749 | 14824.7309 | 16985.9327 | 0 | 0 | 16985.9327 | 0.01044%
2028 | 67 | 67-37R | Tier-3 | Tier-3---17 | 5--3 | 190 | 159 | 622.3042 | 87.18% | 11.98% | 0.8373% | 45.4006 | 0 | 0 | 45.4006 | 0 | 39.4107 | 2.0173 | 19.5366 | 39.4107 | 2.0173 | 19.5366 | 46.0716 | 2.3582 | 19.5366 | 7.296% | 0.20095 | 0.18413 | 3096.8174 | 160.5865 | 360.9451 | 2575.2857 | 3133.0759 | 0 | 0 | 3133.0759 | 0.001497%
2028 | 67 | 67-45R | Tier-3 | Tier-3---15 | 5--4 | 233 | 198 | 1627.9508 | 92.79% | 6.809% | 0.4053% | 128.3604 | 0 | 0 | 128.3604 | 0 | 111.4252 | 2.5121 | 44.3557 | 111.4252 | 2.5121 | 44.3557 | 130.2573 | 2.9367 | 44.3557 | 7.885% | 0.20887 | 0.19112 | 7793.9219 | 491.8665 | 509.4559 | 6792.5995 | 7846.1418 | 0 | 0 | 7846.1418 | 0.004233%
2028 | 73 | 73-1130R | Tier-3 | Tier-3---9 | 5--5 | 310 | 229 | 6201.607 | 97.29% | 2.601% | 0.1104% | 445.698 | 0 | 0 | 445.698 | 0 | 386.8949 | 2.9054 | 133.1645 | 386.8949 | 2.9054 | 133.1645 | 452.2845 | 3.3964 | 133.1645 | 7.187% | 0.2182 | 0.20208 | 28421.9762 | 1612.5005 | 708.1752 | 26101.3005 | 28483.441 | 0 | 0 | 28483.441 | 0.0147%
2028 | 73 | 73-1163 | Tier-3 | Tier-3---4 | 5--5 | 326 | 242 | 15337.1849 | 98.56% | 1.393% | 0.04595% | 1122.1435 | 0 | 0 | 1122.1435 | 0 | 974.0937 | 3.0703 | 317.2609 | 974.0937 | 3.0703 | 317.2609 | 1138.7267 | 3.5892 | 317.2609 | 7.316% | 0.22506 | 0.20836 | 68145.9431 | 3858.2027 | 972.8217 | 63314.9187 | 68224.5761 | 0 | 0 | 68224.5761 | 0.037%
2028 | 73 | 73-1164 | Tier-3 | Tier-3---13 | 5--4 | 46 | 34 | 2448.8293 | 98.64% | 1.317% | 0.04316% | 178.5379 | 0 | 0 | 178.5379 | 0 | 154.9826 | 0.43137 | 359.2817 | 154.9826 | 0.43137 | 359.2817 | 181.1764 | 0.50427 | 359.2817 | 7.291% | 0.18614 | 0.17238 | 13155.649 | 640.7749 | 160.5982 | 12354.2759 | 13169.9339 | 0 | 0 | 13169.9339 | 0.005888%
2028 | 73 | 73-23R | Tier-3 | Tier-3---9 | 5--5 | 188 | 158 | 5733.7907 | 98.41% | 1.505% | 0.0877% | 474.2097 | 0 | 0 | 474.2097 | 0 | 411.6449 | 2.0046 | 205.351 | 411.6449 | 2.0046 | 205.351 | 481.2176 | 2.3434 | 205.351 | 8.27% | 0.21349 | 0.19555 | 26857.2697 | 1634.3076 | 394.5626 | 24828.3995 | 26896.5064 | 0 | 0 | 26896.5064 | 0.01564%
2028 | 73 | 73-678R | Tier-3 | Tier-3---5 | 5--5 | 313 | 270 | 10591.3769 | 98.31% | 1.605% | 0.08417% | 898.1963 | 0 | 0 | 898.1963 | 0 | 779.693 | 3.4256 | 227.6098 | 779.693 | 3.4256 | 227.6098 | 911.4699 | 4.0045 | 227.6098 | 8.48% | 0.23776 | 0.21725 | 44546.6543 | 2704.4094 | 706.232 | 41136.0129 | 44617.71 | 0 | 0 | 44617.71 | 0.02962%
2028 | 73 | 73-683R | Tier-3 | Tier-3---7 | 5--5 | 273 | 226 | 9288.0329 | 98.43% | 1.494% | 0.07761% | 756.8138 | 0 | 0 | 756.8138 | 0 | 656.9637 | 2.8673 | 229.1206 | 656.9637 | 2.8673 | 229.1206 | 767.9981 | 3.3519 | 229.1206 | 8.148% | 0.22716 | 0.20835 | 40887.9849 | 2244.0715 | 610.523 | 38033.3904 | 40945.9903 | 0 | 0 | 40945.9903 | 0.02496%
2028 | 75 | 75-2257F | Tier-3 | Tier-3---20 | 1--5 | 4 | 4 | 17.7969 | 99.34% | 0% | 0.6614% | 1.7679 | 0 | 0 | 1.7679 | 0 | 1.5347 | 0.050749 | 30.2403 | 1.5347 | 0.050749 | 30.2403 | 1.794 | 0.059326 | 30.2403 | 9.934% | 0.0002804 | 0.00025236 | 63469.7957 | 3655.2315 | 381.3513 | 59433.2129 | 63516.4404 | 0 | 0 | 63516.4404 | 5.83e-05%
2028 | 75 | 75-2258F | Tier-3 | Tier-3---21 | 2--2 | 4 | 3 | 4.4231 | 0% | 100% | 0% | 0 | 0 | 0 | 0 | 0 | 0 | 0.038062 | 0 | 0 | 0.038062 | 0 | 0 | 0.044495 | 0 | 0% | 0.0051944 | 0.0048048 | 851.5125 | 1.4212 | 766.2233 | 83.868 | 920.554 | 0 | 0 | 920.554 | 0%
2028 | 75 | 75-2259F | Tier-3 | Tier-3---12 | 3--5 | 140 | 102 | 3135.4576 | 99.77% | 0.1421% | 0.08717% | 227.9168 | 0 | 0 | 227.9168 | 0 | 197.8467 | 1.2941 | 152.8832 | 197.8467 | 1.2941 | 152.8832 | 231.285 | 1.5128 | 152.8832 | 7.269% | 0.020337 | 0.018856 | 154171.9995 | 13070.8578 | 336.227 | 140764.9147 | 154199.7709 | 0 | 0 | 154199.7709 | 0.007516%
2028 | 75 | 75-2260F | Tier-3 | Not Applicable | Not Applicable | 2 | 1 | 0 | 0% | 0% | 0% | 0 | 0 | 0 | 0 | 0 | 0 | 0.012687 | 0 | 0 | 0.012687 | 0 | 0 | 0.014832 | 0 | 0% | 0 | 0 | 0 | 0 | 0 | 0 | 0 | 0 | 0 | 0 | 0%
2028 | 75 | 75-32R | Tier-3 | Tier-3---13 | 3--5 | 84 | 65 | 1708.3855 | 99.57% | 0.3134% | 0.112% | 131.6342 | 0 | 0 | 131.6342 | 0 | 114.2671 | 0.82467 | 138.5603 | 114.2671 | 0.82467 | 138.5603 | 133.5795 | 0.96405 | 138.5603 | 7.705% | 0.014781 | 0.013637 | 115578.2654 | 8310.062 | 472.6259 | 106795.5774 | 115619.4965 | 0 | 0 | 115619.4965 | 0.004341%
2028 | 75 | 75-41 | Tier-3 | Tier-3---13 | 3--5 | 69 | 58 | 1937.5846 | 99.86% | 0.04507% | 0.0969% | 162.6382 | 0 | 0 | 162.6382 | 0 | 141.1806 | 0.73586 | 191.8572 | 141.1806 | 0.73586 | 191.8572 | 165.0417 | 0.86023 | 191.8572 | 8.394% | 0.0163 | 0.01493 | 118871.6769 | 11982.6524 | 277.8358 | 106611.1887 | 118887.1641 | 0 | 0 | 118887.1641 | 0.005363%
2028 | 75 | 75-996R | Tier-2 | Tier-2---7 | 4--5 | 319 | 241 | 2211.1377 | 99.23% | 0.4312% | 0.3416% | 165.7574 | 0 | 0 | 165.7574 | 0 | 143.8882 | 3.0576 | 47.0586 | 143.8882 | 3.0576 | 47.0586 | 168.2069 | 3.5744 | 47.0586 | 7.496% | 0.043997 | 0.040673 | 50256.3267 | 5074.1581 | 595.0934 | 44587.0751 | 50288.0665 | 0 | 0 | 50288.0665 | 0.005466%
2028 | 770 | 770-259R | Tier-2 | Tier-2---17 | 2--3 | 24 | 21 | 42.5113 | 97.49% | 0.5175% | 1.991% | 3.6264 | 0 | 0 | 3.6264 | 0 | 3.148 | 0.26643 | 11.8153 | 3.148 | 0.26643 | 11.8153 | 3.68 | 0.31146 | 11.8153 | 8.531% | 0.010605 | 0.0096772 | 4008.538 | 404.386 | 91.8554 | 3512.2966 | 4018.1784 | 0 | 0 | 4018.1784 | 0.0001196%
2028 | 78 | 78-26R | Tier-3 | Tier-3---5 | 5--5 | 186 | 143 | 14526.7268 | 98.56% | 1.412% | 0.03052% | 1100.7243 | 0 | 0 | 1100.7243 | 0 | 955.5004 | 1.8143 | 526.6547 | 955.5004 | 1.8143 | 526.6547 | 1116.9909 | 2.1209 | 526.6547 | 7.577% | 0.34567 | 0.3191 | 42024.2818 | 2090.1766 | 553.5184 | 39380.5868 | 42074.7848 | 0 | 0 | 42074.7848 | 0.0363%
2028 | 78 | 78-35R | Tier-3 | Tier-3---10 | 2--5 | 29 | 29 | 5696.3358 | 99.98% | 0% | 0.01771% | 569.5327 | 0 | 0 | 569.5327 | 0 | 494.3915 | 0.36793 | 1343.7055 | 494.3915 | 0.36793 | 1343.7055 | 577.9493 | 0.43012 | 1343.7055 | 9.998% | 0.008188 | 0.0073692 | 695693.1861 | 34624.5113 | 144.4142 | 660924.2606 | 695706.8779 | 0 | 0 | 695706.8779 | 0.01878%
2028 | 78 | 78-782R | Tier-3 | Tier-3---7 | 5--5 | 33 | 32 | 7202.3158 | 99.51% | 0.4709% | 0.01666% | 695.0009 | 0 | 0 | 695.0009 | 0 | 603.3061 | 0.40599 | 1486 | 603.3061 | 0.40599 | 1486 | 705.2717 | 0.47461 | 1486 | 9.65% | 0.33808 | 0.30529 | 21303.7357 | 1160.2609 | 93.0569 | 20050.418 | 21314.8905 | 0 | 0 | 21314.8905 | 0.02292%
2028 | 788 | 788-34R | Tier-2 | Tier-2---6 | 5--5 | 521 | 143 | 9132.2366 | 94.33% | 5.547% | 0.1209% | 236.4489 | 0 | 0 | 236.4489 | 0 | 205.2531 | 1.8143 | 113.1318 | 205.2531 | 1.8143 | 113.1318 | 239.9432 | 2.1209 | 113.1318 | 2.589% | 0.12404 | 0.12064 | 73621.1831 | 9933.4586 | 4009.9599 | 59677.7646 | 73738.9357 | 0 | 0 | 73738.9357 | 0.007797%
2028 | 79 | 79-1215F | Tier-3 | Tier-3---18 | 5--3 | 9 | 5 | 324.1263 | 99.58% | 0.3619% | 0.05404% | 17.9321 | 0 | 0 | 17.9321 | 0 | 15.5662 | 0.063436 | 245.3833 | 15.5662 | 0.063436 | 245.3833 | 18.1971 | 0.074158 | 245.3833 | 5.532% | 0.1831 | 0.17293 | 1770.1913 | 88.5948 | 9.6251 | 1671.9714 | 1770.6244 | 0 | 0 | 1770.6244 | 0.0005913%
2028 | 791 | 791-419F | Tier-2 | Tier-2---5 | 5--5 | 141 | 48 | 3349.7594 | 92.58% | 7.304% | 0.116% | 105.5733 | 0 | 0 | 105.5733 | 0 | 91.6445 | 0.60899 | 150.4861 | 91.6445 | 0.60899 | 150.4861 | 107.1335 | 0.71192 | 150.4861 | 3.152% | 0.11325 | 0.1094 | 29577.718 | 1970.6299 | 1994.5012 | 25612.587 | 29655.0602 | 0 | 0 | 29655.0602 | 0.003481%
2028 | 79 | 79-658R | Tier-3 | Tier-3---5 | 5--5 | 198 | 185 | 12321.0759 | 99.26% | 0.6823% | 0.05367% | 1142.7385 | 0 | 0 | 1142.7385 | 0 | 991.9715 | 2.3471 | 422.6283 | 991.9715 | 2.3471 | 422.6283 | 1159.626 | 2.7438 | 422.6283 | 9.275% | 0.46655 | 0.42296 | 26408.7945 | 1544.5762 | 192.1403 | 24672.078 | 26428.8274 | 0 | 0 | 26428.8274 | 0.03768%
2028 | 79 | 79-660R | Tier-3 | Tier-3---14 | 5--3 | 179 | 159 | 2087.0386 | 97.47% | 2.263% | 0.2704% | 180.6886 | 0 | 0 | 180.6886 | 0 | 156.8495 | 2.0173 | 77.753 | 156.8495 | 2.0173 | 77.753 | 183.3588 | 2.3582 | 77.753 | 8.658% | 0.45747 | 0.41684 | 4562.1181 | 197.7916 | 116.9677 | 4247.3588 | 4573.3849 | 0 | 0 | 4573.3849 | 0.005958%
2028 | 79 | 79-668R | Tier-3 | Tier-3---15 | 5--3 | 309 | 206 | 1606.9068 | 70.93% | 28.63% | 0.4437% | 75.9811 | 0 | 0 | 75.9811 | 0 | 65.9566 | 2.6136 | 25.2361 | 65.9566 | 2.6136 | 25.2361 | 77.104 | 3.0553 | 25.2361 | 4.728% | 0.43999 | 0.41066 | 3652.1539 | 150.5315 | 949.6335 | 2551.989 | 3727.9984 | 0 | 0 | 3727.9984 | 0.002506%
2028 | 79 | 79-676R | Tier-3 | Tier-3---5 | 5--5 | 138 | 80 | 9714.1464 | 98.29% | 1.686% | 0.02874% | 553.4853 | 0 | 0 | 553.4853 | 0 | 480.4613 | 1.015 | 473.3687 | 480.4613 | 1.015 | 473.3687 | 561.6648 | 1.1865 | 473.3687 | 5.698% | 0.38409 | 0.36182 | 25291.2629 | 1478.5998 | 416.7742 | 23395.8888 | 25317.9432 | 0 | 0 | 25317.9432 | 0.01825%
2028 | 79 | 79-679R | Tier-3 | Tier-3---3 | 5--5 | 192 | 130 | 18448.5828 | 98.9% | 1.079% | 0.02427% | 1235.3475 | 0 | 0 | 1235.3475 | 0 | 1072.3621 | 1.6493 | 650.1734 | 1072.3621 | 1.6493 | 650.1734 | 1253.6035 | 1.9281 | 650.1734 | 6.696% | 0.3939 | 0.36723 | 46835.416 | 2583.7373 | 473.6256 | 43778.0531 | 46872.9273 | 0 | 0 | 46872.9273 | 0.04074%
2028 | 79 | 79-685R | Tier-3 | Tier-3---14 | 5--4 | 74 | 65 | 2564.7524 | 99.37% | 0.5359% | 0.0899% | 223.8726 | 0 | 0 | 223.8726 | 0 | 194.336 | 0.82467 | 235.6519 | 194.336 | 0.82467 | 235.6519 | 227.181 | 0.96405 | 235.6519 | 8.729% | 0.43155 | 0.39364 | 5943.1342 | 289.2774 | 32.5223 | 5621.3345 | 5946.7155 | 0 | 0 | 5946.7155 | 0.007382%
2028 | 79 | 79-714R | Tier-3 | Tier-3---9 | 5--4 | 180 | 106 | 5536.6205 | 96.31% | 3.618% | 0.06787% | 314.028 | 0 | 0 | 314.028 | 0 | 272.5968 | 1.3449 | 202.6964 | 272.5968 | 1.3449 | 202.6964 | 318.6687 | 1.5721 | 202.6964 | 5.672% | 0.37772 | 0.35547 | 14658.165 | 795.0255 | 492.7291 | 13370.4104 | 14691.972 | 0 | 0 | 14691.972 | 0.01036%
2028 | 79 | 79-785 | Tier-3 | Tier-3---3 | 5--5 | 427 | 238 | 18780.9285 | 97.14% | 2.812% | 0.0448% | 1016.9059 | 0 | 0 | 1016.9059 | 0 | 882.7406 | 3.0196 | 292.3393 | 882.7406 | 3.0196 | 292.3393 | 1031.9338 | 3.5299 | 292.3393 | 5.415% | 0.38023 | 0.35904 | 49393.626 | 3270.0768 | 1298.0167 | 44825.5325 | 49476.9043 | 0 | 0 | 49476.9043 | 0.03353%
2028 | 79 | 79-799R | Tier-3 | Tier-3---14 | 5--3 | 116 | 110 | 3034.8235 | 97.12% | 2.752% | 0.1275% | 279.4979 | 0 | 0 | 279.4979 | 0 | 242.6224 | 1.3956 | 173.8479 | 242.6224 | 1.3956 | 173.8479 | 283.6284 | 1.6315 | 173.8479 | 9.21% | 0.77068 | 0.6976 | 3937.8445 | 167.5066 | 101.5953 | 3668.7425 | 3949.7239 | 0 | 0 | 3949.7239 | 0.009217%
2028 | 79 | 79-808R | Tier-3 | Tier-3---3 | 5--5 | 218 | 192 | 19978.3255 | 99.23% | 0.7353% | 0.0338% | 1746.0262 | 0 | 0 | 1746.0262 | 0 | 1515.6645 | 2.436 | 622.2043 | 1515.6645 | 2.436 | 622.2043 | 1771.8291 | 2.8477 | 622.2043 | 8.74% | 0.44563 | 0.40638 | 44831.6641 | 2303.1269 | 312.6633 | 42215.8739 | 44864.9647 | 0 | 0 | 44864.9647 | 0.05758%
2028 | 799 | 799-504R | Tier-2 | Tier-2---15 | 1--5 | 38 | 11 | 127.4062 | 99.28% | 0% | 0.716% | 3.6617 | 0 | 0 | 3.6617 | 0 | 3.1786 | 0.13956 | 22.7756 | 3.1786 | 0.13956 | 22.7756 | 3.7158 | 0.16315 | 22.7756 | 2.874% | 0.0046964 | 0.0045605 | 27128.474 | 4849.4252 | 1319.6494 | 20959.3994 | 27134.2647 | 0 | 0 | 27134.2647 | 0.0001207%
2028 | 835 | 835-10F | Tier-2 | Tier-2---19 | 1--4 | 13 | 6 | 12.4137 | 98.83% | 0% | 1.166% | 0.56626 | 0 | 0 | 0.56626 | 0 | 0.49155 | 0.076124 | 6.4573 | 0.49155 | 0.076124 | 6.4573 | 0.57463 | 0.08899 | 6.4573 | 4.562% | 0.0010446 | 0.00099639 | 11883.6637 | 927.2087 | 137.533 | 10818.9221 | 11890.3663 | 0 | 0 | 11890.3663 | 1.867e-05%
2028 | 835 | 835-11F | Tier-2 | Tier-2---15 | 1--5 | 17 | 17 | 139.955 | 99.63% | 0% | 0.3714% | 13.9435 | 0 | 0 | 13.9435 | 0 | 12.1039 | 0.21568 | 56.1186 | 12.1039 | 0.21568 | 56.1186 | 14.1496 | 0.25214 | 56.1186 | 9.963% | 0.0041866 | 0.0037679 | 33429.2729 | 4516.6864 | 116.5511 | 28796.0353 | 33443.0691 | 0 | 0 | 33443.0691 | 0.0004598%
2028 | 835 | 835-35F | Tier-2 | Tier-2---19 | 1--5 | 3 | 3 | 6.7153 | 99.02% | 0% | 0.9775% | 0.66497 | 0 | 0 | 0.66497 | 0 | 0.57723 | 0.038062 | 15.1657 | 0.57723 | 0.038062 | 15.1657 | 0.67479 | 0.044495 | 15.1657 | 9.902% | 0.0003154 | 0.00028386 | 21291.4086 | 1586.1343 | 191.0336 | 19514.2408 | 21314.5344 | 0 | 0 | 21314.5344 | 2.193e-05%
2028 | 840 | 840-308F | Tier-2 | Tier-2---13 | 4--4 | 16 | 16 | 330.3488 | 99.39% | 0.4551% | 0.1546% | 32.8335 | 0 | 0 | 32.8335 | 0 | 28.5016 | 0.203 | 140.4043 | 28.5016 | 0.203 | 140.4043 | 33.3187 | 0.23731 | 140.4043 | 9.939% | 0.063249 | 0.056924 | 5222.9719 | 562.2788 | 28.1473 | 4632.5459 | 5226.5099 | 0 | 0 | 5226.5099 | 0.001083%
2028 | 840 | 840-374 | Tier-2 | Tier-2---13 | 4--3 | 40 | 36 | 232.5563 | 96.66% | 2.796% | 0.5416% | 20.2316 | 0 | 0 | 20.2316 | 0 | 17.5623 | 0.45674 | 38.4513 | 17.5623 | 0.45674 | 38.4513 | 20.5306 | 0.53394 | 38.4513 | 8.7% | 0.064007 | 0.058246 | 3633.3054 | 196.9902 | 98.0177 | 3338.2976 | 3645.2974 | 0 | 0 | 3645.2974 | 0.0006672%
2028 | 855 | 855-46AE | Tier-2 | Tier-2---15 | 1--5 | 7 | 7 | 188.5529 | 99.88% | 0% | 0.1171% | 18.8332 | 0 | 0 | 18.8332 | 0 | 16.3484 | 0.088811 | 184.0813 | 16.3484 | 0.088811 | 184.0813 | 19.1115 | 0.10382 | 184.0813 | 9.988% | 0.0010888 | 0.00097992 | 173174.9569 | 30409.3175 | 190.5248 | 142575.1146 | 173197.4932 | 0 | 0 | 173197.4932 | 0.000621%
2028 | 859 | 859-42R | Tier-2 | Tier-2---3 | 4--5 | 557 | 159 | 8606.9717 | 99.86% | 0% | 0.1411% | 245.346 | 0 | 0 | 245.346 | 0 | 212.9763 | 2.0173 | 105.576 | 212.9763 | 2.0173 | 105.576 | 248.9718 | 2.3582 | 105.576 | 2.851% | 0.067132 | 0.065215 | 128210.0534 | 7463.1152 | 271.9776 | 120474.9607 | 128215.3699 | 0 | 0 | 128215.3699 | 0.008091%
2028 | 907 | 907-1475 | Tier-3 | Tier-3---21 | 3--1 | 4 | 4 | 4.2814 | 0% | 100% | 0% | 0 | 0 | 0 | 0 | 0 | 0 | 0.050749 | 0 | 0 | 0.050749 | 0 | 0 | 0.059326 | 0 | 0% | 0.017589 | 0.01583 | 243.4138 | 0.27581 | 199.7806 | 43.3575 | 270.4598 | 0 | 0 | 270.4598 | 0%
2028 | 907 | 907-1562AE | Tier-3 | Tier-3---6 | 4--5 | 162 | 123 | 8439.7692 | 97.62% | 2.35% | 0.03436% | 625.5206 | 0 | 0 | 625.5206 | 0 | 542.9926 | 1.5605 | 347.9525 | 542.9926 | 1.5605 | 347.9525 | 634.7646 | 1.8243 | 347.9525 | 7.412% | 0.054867 | 0.050701 | 153823.4413 | 9936.3787 | 3323.7899 | 140563.2726 | 154124.7524 | 0 | 0 | 154124.7524 | 0.02063%
2028 | 907 | 907-1602 | Tier-3 | Tier-3---17 | 3--4 | 5 | 5 | 257.2419 | 98.67% | 1.294% | 0.04048% | 25.3809 | 0 | 0 | 25.3809 | 0 | 22.0323 | 0.063436 | 347.3126 | 22.0323 | 0.063436 | 347.3126 | 25.756 | 0.074158 | 347.3126 | 9.867% | 0.018131 | 0.016318 | 14188.117 | 688.9653 | 150.8545 | 13348.2972 | 14209.1546 | 0 | 0 | 14209.1546 | 0.000837%
2028 | 907 | 907-1604 | Tier-3 | Tier-3---19 | 3--2 | 4 | 4 | 17.8439 | 83.33% | 16.48% | 0.1969% | 1.4869 | 0 | 0 | 1.4869 | 0 | 1.2907 | 0.050749 | 25.4331 | 1.2907 | 0.050749 | 25.4331 | 1.5089 | 0.059326 | 25.4331 | 8.333% | 0.017739 | 0.015965 | 1005.9134 | 44.2681 | 139.8546 | 821.7907 | 1024.5483 | 0 | 0 | 1024.5483 | 4.903e-05%
2028 | 907 | 907-1702R | Tier-3 | Tier-3---6 | 4--5 | 148 | 117 | 9100.5583 | 99.73% | 0.2344% | 0.03926% | 717.4672 | 0 | 0 | 717.4672 | 0 | 622.8083 | 1.4844 | 419.5654 | 622.8083 | 1.4844 | 419.5654 | 728.07 | 1.7353 | 419.5654 | 7.884% | 0.061079 | 0.05625 | 148997.4926 | 9820.8836 | 378.9812 | 138797.6278 | 149032.4932 | 0 | 0 | 149032.4932 | 0.02366%
2028 | 907 | 907-1716R | Tier-3 | Tier-3---2 | 4--5 | 388 | 278 | 27066.4552 | 99.19% | 0.7771% | 0.02941% | 1923.6578 | 0 | 0 | 1923.6578 | 0 | 1669.8603 | 3.5271 | 473.4417 | 1669.8603 | 3.5271 | 473.4417 | 1952.0858 | 4.1232 | 473.4417 | 7.107% | 0.088049 | 0.081741 | 307401.4892 | 26739.124 | 2399.2259 | 278263.1391 | 307592.8238 | 0 | 0 | 307592.8238 | 0.06344%
2028 | 907 | 907-2820R | Tier-3 | Tier-3---10 | 4--5 | 33 | 29 | 6348.4755 | 99.98% | 0.008026% | 0.01607% | 557.7619 | 0 | 0 | 557.7619 | 0 | 484.1737 | 0.36793 | 1315.9345 | 484.1737 | 0.36793 | 1315.9345 | 566.0045 | 0.43012 | 1315.9345 | 8.786% | 0.082479 | 0.075231 | 76970.9977 | 6095.6287 | 17.0995 | 70858.2695 | 76972.7848 | 0 | 0 | 76972.7848 | 0.01839%
2028 | 908 | 908-1172R | Tier-2 | Tier-2---2 | 5--5 | 303 | 240 | 15766.5188 | 98.33% | 1.627% | 0.04735% | 1227.927 | 0 | 0 | 1227.927 | 0 | 1065.9206 | 3.0449 | 350.0618 | 1065.9206 | 3.0449 | 350.0618 | 1246.0734 | 3.5596 | 350.0618 | 7.788% | 0.20692 | 0.19053 | 76195.3215 | 5331.2754 | 1185.4095 | 69678.6366 | 76305.0467 | 0 | 0 | 76305.0467 | 0.04049%
2028 | 908 | 908-1236 | Tier-2 | Tier-2---2 | 5--5 | 166 | 130 | 11763.9311 | 98.8% | 1.165% | 0.03327% | 910.2348 | 0 | 0 | 910.2348 | 0 | 790.1431 | 1.6493 | 479.064 | 790.1431 | 1.6493 | 479.064 | 923.6863 | 1.9281 | 479.064 | 7.738% | 0.1877 | 0.173 | 62673.98 | 5005.8683 | 685.7702 | 56982.3415 | 62737.7768 | 0 | 0 | 62737.7768 | 0.03002%
2028 | 908 | 908-1368R | Tier-2 | Tier-2---5 | 5--5 | 471 | 386 | 5570.7929 | 96.25% | 3.531% | 0.2207% | 439.4181 | 0 | 0 | 439.4181 | 0 | 381.4435 | 4.8973 | 77.8886 | 381.4435 | 4.8973 | 77.8886 | 445.9118 | 5.725 | 77.8886 | 7.888% | 0.23644 | 0.21707 | 23560.7485 | 1440.3319 | 798.3866 | 21322.03 | 23639.6494 | 0 | 0 | 23639.6494 | 0.01449%
2028 | 908 | 908-1370R | Tier-2 | Tier-2---8 | 5--4 | 150 | 131 | 1466.2762 | 91.81% | 7.905% | 0.289% | 117.5619 | 0 | 0 | 117.5619 | 0 | 102.0514 | 1.662 | 61.4015 | 102.0514 | 1.662 | 61.4015 | 119.2993 | 1.9429 | 61.4015 | 8.018% | 0.1878 | 0.1714 | 7807.4644 | 518.9417 | 584.8681 | 6703.6546 | 7868.6819 | 0 | 0 | 7868.6819 | 0.003877%
2028 | 908 | 908-1372R | Tier-2 | Tier-2---2 | 5--5 | 123 | 89 | 7960.2903 | 98.35% | 1.621% | 0.03193% | 566.4697 | 0 | 0 | 566.4697 | 0 | 491.7326 | 1.1292 | 435.4819 | 491.7326 | 1.1292 | 435.4819 | 574.841 | 1.32 | 435.4819 | 7.116% | 0.17701 | 0.1642 | 44971.6131 | 3766.5332 | 683.7932 | 40521.2867 | 45029.5843 | 0 | 0 | 45029.5843 | 0.01868%
2028 | 908 | 908-2038R | Tier-2 | Tier-2---1 | 5--5 | 547 | 423 | 41258.5742 | 98.89% | 1.078% | 0.03081% | 3155.1751 | 0 | 0 | 3155.1751 | 0 | 2738.8976 | 5.3667 | 510.3481 | 2738.8976 | 5.3667 | 510.3481 | 3201.8025 | 6.2738 | 510.3481 | 7.647% | 0.23053 | 0.21271 | 178970.5163 | 13265.9985 | 1829.4076 | 163875.1102 | 179136.8845 | 0 | 0 | 179136.8845 | 0.104%
2028 | 908 | 908-2040 | Tier-2 | Tier-2---5 | 5--5 | 162 | 124 | 3646.8048 | 91.91% | 7.986% | 0.1044% | 256.5556 | 0 | 0 | 256.5556 | 0 | 222.7069 | 1.5732 | 141.5609 | 222.7069 | 1.5732 | 141.5609 | 260.347 | 1.8391 | 141.5609 | 7.035% | 0.17929 | 0.16557 | 20339.8492 | 1700.729 | 1512.7829 | 17126.3373 | 20476.2423 | 0 | 0 | 20476.2423 | 0.00846%
2028 | 908 | 908-2055F | Tier-3 | Tier-3---2 | 5--5 | 363 | 282 | 22564.0783 | 99.08% | 0.8792% | 0.03652% | 1736.8596 | 0 | 0 | 1736.8596 | 0 | 1507.7074 | 3.5778 | 421.4044 | 1507.7074 | 3.5778 | 421.4044 | 1762.5271 | 4.1825 | 421.4044 | 7.697% | 0.20355 | 0.18773 | 110854.0623 | 7735.6273 | 1009.8579 | 102108.5771 | 110939.5672 | 0 | 0 | 110939.5672 | 0.05728%
2028 | 908 | 908-2062F | Tier-2 | Tier-2---16 | 5--2 | 7 | 5 | 153.3115 | 98.58% | 1.358% | 0.06577% | 10.7949 | 0 | 0 | 10.7949 | 0 | 9.3707 | 0.063436 | 147.7182 | 9.3707 | 0.063436 | 147.7182 | 10.9545 | 0.074158 | 147.7182 | 7.041% | 0.16054 | 0.14908 | 954.9499 | 48.869 | 14.7016 | 891.3793 | 955.9955 | 0 | 0 | 955.9955 | 0.000356%
2028 | 908 | 908-30 | Tier-2 | Tier-2---10 | 5--4 | 52 | 40 | 847.524 | 96.52% | 3.329% | 0.1488% | 62.9267 | 0 | 0 | 62.9267 | 0 | 54.6245 | 0.50749 | 107.6362 | 54.6245 | 0.50749 | 107.6362 | 63.8566 | 0.59326 | 107.6362 | 7.425% | 0.16572 | 0.15298 | 5114.069 | 284.5346 | 169.3742 | 4660.1602 | 5128.8913 | 0 | 0 | 5128.8913 | 0.002075%
2028 | 909 | 909-451 | Tier-3 | Tier-3---1 | 5--5 | 506 | 419 | 55252.3747 | 99.27% | 0.7029% | 0.02396% | 4541.9905 | 0 | 0 | 4541.9905 | 0 | 3942.7438 | 5.316 | 741.6784 | 3942.7438 | 5.316 | 741.6784 | 4609.1125 | 6.2144 | 741.6784 | 8.22% | 0.31112 | 0.28536 | 177590.703 | 9870.6468 | 1163.318 | 166556.7382 | 177707.2422 | 0 | 0 | 177707.2422 | 0.1498%
2028 | 909 | 909-453R | Tier-2 | Tier-2---3 | 2--5 | 62 | 24 | 5703.0403 | 99.97% | 0% | 0.03309% | 220.6898 | 0 | 0 | 220.6898 | 0 | 191.5731 | 0.30449 | 629.1504 | 191.5731 | 0.30449 | 629.1504 | 223.9512 | 0.35596 | 629.1504 | 3.87% | 0.0097928 | 0.0094137 | 582370.7512 | 29002.1932 | 955.718 | 552412.8399 | 582378.5109 | 0 | 0 | 582378.5109 | 0.007278%
2028 | 909 | 909-805R | Tier-2 | Tier-2---1 | 5--5 | 309 | 271 | 32313.161 | 99.26% | 0.708% | 0.02831% | 2813.0723 | 0 | 0 | 2813.0723 | 0 | 2441.9301 | 3.4383 | 710.2235 | 2441.9301 | 3.4383 | 710.2235 | 2854.6441 | 4.0194 | 710.2235 | 8.706% | 0.28921 | 0.26385 | 111728.904 | 9787.6674 | 729.9669 | 101211.2697 | 111807.9846 | 0 | 0 | 111807.9846 | 0.09276%
2028 | 909 | 909-812 | Tier-2 | Tier-2---17 | 1--5 | 3 | 3 | 62.9838 | 99.88% | 0% | 0.1185% | 6.2909 | 0 | 0 | 6.2909 | 0 | 5.4609 | 0.038062 | 143.4751 | 5.4609 | 0.038062 | 143.4751 | 6.3839 | 0.044495 | 143.4751 | 9.988% | 0.0001786 | 0.00016074 | 352652.9395 | 17483.1364 | 875.05 | 334294.7531 | 352699.3535 | 0 | 0 | 352699.3535 | 0.0002075%
2028 | 91 | 91-7F | Tier-2 | Tier-2---9 | 4--5 | 194 | 106 | 1295.9906 | 95.98% | 3.603% | 0.4176% | 67.9648 | 0 | 0 | 67.9648 | 0 | 58.9979 | 1.3449 | 43.8694 | 58.9979 | 1.3449 | 43.8694 | 68.9692 | 1.5721 | 43.8694 | 5.244% | 0.034038 | 0.032178 | 38075.0405 | 3866.8561 | 1530.8214 | 32677.363 | 38163.5191 | 0 | 0 | 38163.5191 | 0.002241%
2028 | 920 | 920-1342R | Tier-3 | Tier-3---12 | 4--5 | 131 | 111 | 3406.6458 | 99.34% | 0.5402% | 0.1203% | 286.7483 | 0 | 0 | 286.7483 | 0 | 248.9162 | 1.4083 | 176.7508 | 248.9162 | 1.4083 | 176.7508 | 290.9859 | 1.6463 | 176.7508 | 8.417% | 0.068604 | 0.062791 | 49656.3753 | 4642.3023 | 300.3512 | 44713.7218 | 49686.7361 | 0 | 0 | 49686.7361 | 0.009456%
2028 | 920 | 920-735AE | Tier-2 | Tier-2---7 | 4--5 | 295 | 35 | 1554.328 | 69.02% | 30.62% | 0.3611% | 12.7284 | 0 | 0 | 12.7284 | 0 | 11.0491 | 0.44406 | 24.8822 | 11.0491 | 0.44406 | 24.8822 | 12.9165 | 0.51911 | 24.8822 | 0.8189% | 0.068691 | 0.067876 | 22627.8919 | 1626.4148 | 6446.6356 | 14554.8415 | 22712.0575 | 0 | 0 | 22712.0575 | 0.0004197%
2028 | 921 | 921-800F | Tier-2 | Tier-2---7 | 4--5 | 252 | 24 | 1991.7107 | 76.61% | 23.16% | 0.2301% | 14.5312 | 0 | 0 | 14.5312 | 0 | 12.614 | 0.30449 | 41.426 | 12.614 | 0.30449 | 41.426 | 14.7459 | 0.35596 | 41.426 | 0.7296% | 0.065336 | 0.064714 | 30484.0304 | 2594.6331 | 6453.3763 | 21436.021 | 30552.6012 | 0 | 0 | 30552.6012 | 0.0004792%
2028 | 928 | 928-19 | Tier-2 | Tier-2---11 | 4--4 | 36 | 33 | 434.8834 | 99.47% | 0.2691% | 0.2608% | 39.6531 | 0 | 0 | 39.6531 | 0 | 34.4215 | 0.41868 | 82.2141 | 34.4215 | 0.41868 | 82.2141 | 40.2391 | 0.48944 | 82.2141 | 9.118% | 0.051756 | 0.047012 | 8402.5377 | 840.1371 | 38.3723 | 7524.0283 | 8407.0309 | 0 | 0 | 8407.0309 | 0.001308%
2028 | 968 | 968-476F | Tier-2 | Tier-2---17 | 3--3 | 44 | 33 | 62.492 | 96.91% | 0.773% | 2.32% | 4.542 | 0 | 0 | 4.542 | 0 | 3.9427 | 0.41868 | 9.417 | 3.9427 | 0.41868 | 9.417 | 4.6091 | 0.48944 | 9.417 | 7.268% | 0.015315 | 0.014167 | 4080.3921 | 657.1077 | 115.1614 | 3308.123 | 4090.624 | 0 | 0 | 4090.624 | 0.0001498%
2028 | 970 | 970-1341R | Tier-3 | Tier-3---4 | 5--5 | 92 | 64 | 12961.6134 | 99.66% | 0.3199% | 0.02218% | 898.5928 | 0 | 0 | 898.5928 | 0 | 780.0371 | 0.81199 | 960.6527 | 780.0371 | 0.81199 | 960.6527 | 911.8723 | 0.94922 | 960.6527 | 6.933% | 0.12497 | 0.11627 | 103720.1236 | 10455.2915 | 563.8236 | 92701.0085 | 103746.6526 | 0 | 0 | 103746.6526 | 0.02963%
2028 | 971 | 971-1973R | Tier-3 | Tier-3---4 | 5--5 | 344 | 260 | 15148.7962 | 99.05% | 0.8967% | 0.0506% | 1134.1213 | 0 | 0 | 1134.1213 | 0 | 984.4912 | 3.2987 | 298.4486 | 984.4912 | 3.2987 | 298.4486 | 1150.8815 | 3.8562 | 298.4486 | 7.487% | 0.14704 | 0.13593 | 103024.8612 | 7594.4752 | 905.6636 | 94524.7224 | 103104.653 | 0 | 0 | 103104.653 | 0.0374%
2028 | 971 | 971-2050R | Tier-3 | Tier-3---2 | 5--5 | 597 | 478 | 28484.5838 | 98.91% | 1.035% | 0.05308% | 2255.871 | 0 | 0 | 2255.871 | 0 | 1958.243 | 6.0645 | 322.9013 | 1958.243 | 6.0645 | 322.9013 | 2289.2084 | 7.0895 | 322.9013 | 7.92% | 0.18464 | 0.16986 | 154268.7539 | 10830.6461 | 1582.0513 | 141856.0564 | 154414.7824 | 0 | 0 | 154414.7824 | 0.07439%
2028 | 971 | 971-29R | Tier-3 | Tier-3---6 | 5--5 | 106 | 88 | 8015.4065 | 99.46% | 0.5042% | 0.0309% | 661.8693 | 0 | 0 | 661.8693 | 0 | 574.5457 | 1.1165 | 514.6038 | 574.5457 | 1.1165 | 514.6038 | 671.6504 | 1.3052 | 514.6038 | 8.257% | 0.12171 | 0.11161 | 65856.8143 | 3610.5313 | 317.5488 | 61928.7341 | 65888.7186 | 0 | 0 | 65888.7186 | 0.02183%
2028 | 971 | 971-371R | Tier-3 | Tier-3---12 | 5--5 | 58 | 50 | 4351.5062 | 99.52% | 0.4473% | 0.03668% | 373.3143 | 0 | 0 | 373.3143 | 0 | 324.0612 | 0.63436 | 510.8438 | 324.0612 | 0.63436 | 510.8438 | 378.8312 | 0.74158 | 510.8438 | 8.579% | 0.11668 | 0.10662 | 37295.5773 | 2011.9233 | 160.8045 | 35122.8495 | 37312.6057 | 0 | 0 | 37312.6057 | 0.01231%
2028 | 971 | 971-381R | Tier-2 | Tier-2---15 | 1--5 | 3 | 3 | 191.8954 | 99.94% | 0% | 0.06293% | 19.1775 | 0 | 0 | 19.1775 | 0 | 16.6473 | 0.038062 | 437.3744 | 16.6473 | 0.038062 | 437.3744 | 19.4609 | 0.044495 | 437.3744 | 9.994% | 0.0003802 | 0.00034218 | 504722.2701 | 25462.7501 | 288.52 | 478971 | 504757.5602 | 0 | 0 | 504757.5602 | 0.0006324%
2028 | 971 | 971-383R | Tier-3 | Tier-3---4 | 5--5 | 281 | 212 | 14770.5962 | 98.43% | 1.528% | 0.03956% | 1096.8917 | 0 | 0 | 1096.8917 | 0 | 952.1735 | 2.6897 | 354.0066 | 952.1735 | 2.6897 | 354.0066 | 1113.1017 | 3.1443 | 354.0066 | 7.426% | 0.13837 | 0.12793 | 106747.8715 | 6177.23 | 1600.3912 | 98970.2503 | 106884.4587 | 0 | 0 | 106884.4587 | 0.03617%
2028 | 971 | 971-388R | Tier-3 | Tier-3---4 | 5--5 | 406 | 346 | 11267.961 | 98.98% | 0.9235% | 0.09902% | 950.4557 | 0 | 0 | 950.4557 | 0 | 825.0575 | 4.3898 | 187.9486 | 825.0575 | 4.3898 | 187.9486 | 964.5016 | 5.1317 | 187.9486 | 8.435% | 0.17642 | 0.16139 | 63870.0886 | 3872.2432 | 602.7653 | 59395.0801 | 63930.9297 | 0 | 0 | 63930.9297 | 0.03134%
2028 | 972 | 972-1582R | Tier-3 | Tier-3---6 | 5--5 | 213 | 190 | 8019.1792 | 98.53% | 1.384% | 0.08092% | 704.8442 | 0 | 0 | 704.8442 | 0 | 611.8507 | 2.4106 | 253.8183 | 611.8507 | 2.4106 | 253.8183 | 715.2604 | 2.818 | 253.8183 | 8.789% | 0.15062 | 0.13719 | 53239.6467 | 3086.8109 | 714.7235 | 49438.1123 | 53316.0502 | 0 | 0 | 53316.0502 | 0.02324%
2028 | 972 | 972-1590F | Tier-3 | Tier-3---2 | 5--5 | 697 | 474 | 23409.1539 | 98.39% | 1.548% | 0.05965% | 1566.3686 | 0 | 0 | 1566.3686 | 0 | 1359.71 | 6.0138 | 226.0992 | 1359.71 | 6.0138 | 226.0992 | 1589.5165 | 7.0302 | 226.0992 | 6.691% | 0.17603 | 0.16406 | 132982.6796 | 10745.803 | 2028.2393 | 120208.6373 | 133138.648 | 0 | 0 | 133138.648 | 0.05165%
2028 | 972 | 972-1641 | Tier-2 | Tier-2---13 | 5--3 | 3 | 3 | 295.0839 | 0% | 100% | 0% | 0 | 0 | 0 | 0 | 0 | 0 | 0.038062 | 0 | 0 | 0.038062 | 0 | 0 | 0.044495 | 0 | 0% | 0.10934 | 0.098403 | 2698.8424 | 3.4 | 2456.6522 | 238.7901 | 2998.7138 | 0 | 0 | 2998.7138 | 0%
2028 | 972 | 972-1642 | Tier-2 | Tier-2---16 | 5--2 | 9 | 9 | 185.3011 | 0% | 99.96% | 0.04171% | 0 | 0 | 0 | 0 | 0 | 0 | 0.11419 | 0 | 0 | 0.11419 | 0 | 0 | 0.13348 | 0 | 0% | 0.11047 | 0.099426 | 1677.3427 | 1.9611 | 1511.263 | 164.1186 | 1863.7141 | 0 | 0 | 1863.7141 | 0%
2028 | 972 | 972-32R | Tier-2 | Tier-2---1 | 5--5 | 543 | 384 | 22914.3284 | 97.48% | 2.478% | 0.04418% | 1579.5972 | 0 | 0 | 1579.5972 | 0 | 1371.1933 | 4.8719 | 281.4483 | 1371.1933 | 4.8719 | 281.4483 | 1602.9406 | 5.6953 | 281.4483 | 6.893% | 0.16607 | 0.15433 | 137978.7753 | 7897.3231 | 3156.5486 | 126924.9036 | 138243.561 | 0 | 0 | 138243.561 | 0.05209%
2028 | 972 | 972-942R | Tier-3 | Tier-3---6 | 5--5 | 189 | 155 | 9149.6836 | 99.12% | 0.8301% | 0.05344% | 743.7408 | 0 | 0 | 743.7408 | 0 | 645.6155 | 1.9665 | 328.3019 | 645.6155 | 1.9665 | 328.3019 | 754.7318 | 2.2989 | 328.3019 | 8.129% | 0.14195 | 0.1303 | 64459.3584 | 4369.1581 | 517.8641 | 59572.3362 | 64510.2402 | 0 | 0 | 64510.2402 | 0.02453%
2028 | 973 | 973-1226R | Tier-3 | Tier-3---10 | 5--5 | 194 | 161 | 5177.8696 | 97.32% | 2.585% | 0.09195% | 418.2068 | 0 | 0 | 418.2068 | 0 | 363.0307 | 2.0427 | 177.725 | 363.0307 | 2.0427 | 177.725 | 424.3871 | 2.3879 | 177.725 | 8.077% | 0.13989 | 0.12828 | 37012.5952 | 1958.2894 | 910.1694 | 34144.1364 | 37102.2629 | 0 | 0 | 37102.2629 | 0.01379%
2028 | 973 | 973-1245R | Tier-3 | Tier-3---6 | 5--5 | 59 | 53 | 8620.1106 | 99.53% | 0.4446% | 0.0227% | 770.7303 | 0 | 0 | 770.7303 | 0 | 669.0441 | 0.67243 | 994.97 | 669.0441 | 0.67243 | 994.97 | 782.1202 | 0.78607 | 994.97 | 8.941% | 0.12039 | 0.10957 | 71603.6913 | 4071.6789 | 428.5861 | 67103.4263 | 71636.7165 | 0 | 0 | 71636.7165 | 0.02542%
2028 | 973 | 973-530AE | Tier-3 | Tier-3---17 | 5--3 | 2 | 2 | 388.0062 | 6.476% | 93.52% | 0.007746% | 2.5128 | 0 | 0 | 2.5128 | 0 | 2.1813 | 0.025375 | 85.9627 | 2.1813 | 0.025375 | 85.9627 | 2.5499 | 0.029663 | 85.9627 | 0.6476% | 0.10542 | 0.094874 | 3680.7214 | 17.8572 | 3148.5322 | 514.3321 | 4063.205 | 0 | 0 | 4063.205 | 8.286e-05%
2028 | 973 | 973-626R | Tier-3 | Tier-3---7 | 5--5 | 199 | 197 | 6521.7236 | 98.03% | 1.864% | 0.1053% | 632.9032 | 0 | 0 | 632.9032 | 0 | 549.4012 | 2.4994 | 219.8136 | 549.4012 | 2.4994 | 219.8136 | 642.2563 | 2.9218 | 219.8136 | 9.705% | 0.1523 | 0.13722 | 42821.6164 | 2771.3178 | 761.0334 | 39289.2652 | 42914.2737 | 0 | 0 | 42914.2737 | 0.02087%
2028 | 974 | 974-23R | Tier-3 | Tier-3---11 | 5--5 | 389 | 305 | 3492.8626 | 93.69% | 6.037% | 0.2698% | 256.5895 | 0 | 0 | 256.5895 | 0 | 222.7364 | 3.8696 | 57.5602 | 222.7364 | 3.8696 | 57.5602 | 260.3814 | 4.5236 | 57.5602 | 7.346% | 0.16472 | 0.15181 | 21204.8226 | 1225.3577 | 1209.8349 | 18769.63 | 21318.6033 | 0 | 0 | 21318.6033 | 0.008461%
2028 | 974 | 974-715R | Tier-3 | Tier-3---6 | 5--5 | 134 | 111 | 7107.1697 | 99.55% | 0.3981% | 0.05413% | 586.0659 | 0 | 0 | 586.0659 | 0 | 508.7434 | 1.4083 | 361.2492 | 508.7434 | 1.4083 | 361.2492 | 594.7268 | 1.6463 | 361.2492 | 8.246% | 0.14069 | 0.12903 | 50517.2415 | 2626.4246 | 327.9593 | 47562.8576 | 50537.8745 | 0 | 0 | 50537.8745 | 0.01933%
2028 | 975 | 975-22R | Tier-3 | Tier-3---7 | 5--5 | 30 | 13 | 6417.0381 | 80.3% | 19.69% | 0.01691% | 223.2839 | 0 | 0 | 223.2839 | 0 | 193.8249 | 0.16493 | 1175.1612 | 193.8249 | 0.16493 | 1175.1612 | 226.5836 | 0.19281 | 1175.1612 | 3.48% | 0.19669 | 0.18817 | 32624.3404 | 2655.4587 | 6062.1421 | 23906.7397 | 32915.4994 | 0 | 0 | 32915.4994 | 0.007363%
2028 | 991 | 991-1 | Tier-2 | Tier-2---12 | 4--5 | 29 | 29 | 626.8618 | 65.87% | 33.98% | 0.153% | 41.2906 | 0 | 0 | 41.2906 | 0 | 35.8429 | 0.36793 | 97.4174 | 35.8429 | 0.36793 | 97.4174 | 41.9008 | 0.43012 | 97.4174 | 6.587% | 0.034773 | 0.031295 | 18027.4627 | 2318.0951 | 5585.2087 | 10124.1589 | 18711.1291 | 0 | 0 | 18711.1291 | 0.001362%
2028 | 991 | 991-1206R | Tier-2 | Tier-2---4 | 4--5 | 164 | 158 | 4576.7911 | 99.78% | 0.09876% | 0.1221% | 439.9608 | 0 | 0 | 439.9608 | 0 | 381.9147 | 2.0046 | 190.5199 | 381.9147 | 2.0046 | 190.5199 | 446.4626 | 2.3434 | 190.5199 | 9.613% | 0.063785 | 0.05764 | 71752.9575 | 8533.7139 | 142.1853 | 63077.0583 | 71769.8544 | 0 | 0 | 71769.8544 | 0.01451%
2028 | 1023 | CB 1023 | Tier-2 | Tier-2---4 | 4--5 | 78 | 55 | 3332.7386 | 99.81% | 0.1085% | 0.07978% | 234.5584 | 0 | 0 | 234.5584 | 0 | 203.612 | 0.6978 | 291.7909 | 203.612 | 0.6978 | 291.7909 | 238.0248 | 0.81574 | 291.7909 | 7.038% | 0.082267 | 0.076466 | 40511.3438 | 2187.4084 | 643.9575 | 37679.9779 | 40517.1291 | 0 | 0 | 40517.1291 | 0.007735%
2028 | 1090 | CB 1090 | Tier-2 | Tier-2---7 | 3--5 | 111 | 85 | 1414.5114 | 99.62% | 0.1678% | 0.2113% | 107.9078 | 0 | 0 | 107.9078 | 0 | 93.671 | 1.0784 | 86.8595 | 93.671 | 1.0784 | 86.8595 | 109.5025 | 1.2607 | 86.8595 | 7.629% | 0.025114 | 0.023191 | 56324.0689 | 3193.0563 | 219.125 | 52911.8876 | 56341.7744 | 0 | 0 | 56341.7744 | 0.003558%
2028 | 1101 | CB 1101 | Tier-2 | Tier-2---9 | 4--4 | 41 | 38 | 1133.279 | 99.72% | 0.1529% | 0.1272% | 104.7414 | 0 | 0 | 104.7414 | 0 | 90.9224 | 0.48212 | 188.5898 | 90.9224 | 0.48212 | 188.5898 | 106.2893 | 0.5636 | 188.5898 | 9.242% | 0.091579 | 0.083091 | 12374.933 | 790.0395 | 488.8435 | 11096.0499 | 12378.4739 | 0 | 0 | 12378.4739 | 0.003454%
2028 | 1106 | CB 1106 | Tier-2 | Tier-2---7 | 4--5 | 24 | 24 | 1646.9837 | 34.54% | 65.41% | 0.04829% | 56.8815 | 0 | 0 | 56.8815 | 0 | 49.3769 | 0.30449 | 162.1598 | 49.3769 | 0.30449 | 162.1598 | 57.7221 | 0.35596 | 162.1598 | 3.454% | 0.070774 | 0.063697 | 23270.9618 | 453.178 | 13904.863 | 8912.9208 | 24963.6198 | 0 | 0 | 24963.6198 | 0.001876%
2028 | 1138 | CB 1138 | Tier-2 | Tier-2---10 | 5--4 | 291 | 70 | 765.4961 | 75% | 24.28% | 0.7274% | 13.8097 | 0 | 0 | 13.8097 | 0 | 11.9877 | 0.88811 | 13.498 | 11.9877 | 0.88811 | 13.498 | 14.0138 | 1.0382 | 13.498 | 1.804% | 0.11418 | 0.11143 | 6704.4211 | 521.4992 | 1615.7801 | 4567.1418 | 6745.7408 | 0 | 0 | 6745.7408 | 0.0004554%
2028 | 1160 | CB 1160 | Tier-2 | Tier-2---22 | 4--1 | 8 | 1 | 2.3826 | 9.042% | 83.57% | 7.391% | 0.0026929 | 0 | 0 | 0.0026929 | 0 | 0.0023376 | 0.012687 | 0.18425 | 0.0023376 | 0.012687 | 0.18425 | 0.0027327 | 0.014832 | 0.18425 | 0.113% | 0.059368 | 0.058626 | 40.1318 | 0.36722 | 31.909 | 7.8556 | 40.5939 | 0 | 0 | 40.5939 | 8.88e-08%
2028 | 1161 | CB 1161 | Tier-2 | Tier-2---20 | 4--1 | 20 | 3 | 18.2465 | 16.87% | 78.76% | 4.376% | 0.046159 | 0 | 0 | 0.046159 | 0 | 0.040069 | 0.038062 | 1.0527 | 0.040069 | 0.038062 | 1.0527 | 0.046841 | 0.044495 | 1.0527 | 0.253% | 0.061771 | 0.060845 | 295.3886 | 3.8574 | 213.9899 | 77.5414 | 299.1283 | 0 | 0 | 299.1283 | 1.522e-06%
2028 | 1162 | CB 1162 | Tier-2 | Tier-2---18 | 4--2 | 34 | 31 | 75.2008 | 96.65% | 1.975% | 1.378% | 6.6266 | 0 | 0 | 6.6266 | 0 | 5.7523 | 0.39331 | 14.6256 | 5.7523 | 0.39331 | 14.6256 | 6.7246 | 0.45978 | 14.6256 | 8.812% | 0.064214 | 0.058359 | 1171.1044 | 73.0024 | 42.1055 | 1055.9965 | 1175.0441 | 0 | 0 | 1175.0441 | 0.0002185%
2028 | 1166 | CB 1166 | Tier-3 | Tier-3---20 | 1--5 | 5 | 4 | 70.8201 | 99.8% | 0% | 0.2033% | 5.6541 | 0 | 0 | 5.6541 | 0 | 4.9081 | 0.050749 | 96.7133 | 4.9081 | 0.050749 | 96.7133 | 5.7376 | 0.059326 | 96.7133 | 7.984% | 0.0005142 | 0.00047306 | 137728.7598 | 7470.0225 | 387.1864 | 129871.5508 | 137753.1132 | 0 | 0 | 137753.1132 | 0.0001865%
2028 | 1215 | CB 1215 | Tier-3 | Tier-3---20 | 1--5 | 3 | 3 | 21.8223 | 99.66% | 0% | 0.344% | 2.1747 | 0 | 0 | 2.1747 | 0 | 1.8878 | 0.038062 | 49.5983 | 1.8878 | 0.038062 | 49.5983 | 2.2069 | 0.044495 | 49.5983 | 9.966% | 0.0002576 | 0.00023184 | 84713.9519 | 4537.0889 | 388.6742 | 79788.1887 | 84746.3294 | 0 | 0 | 84746.3294 | 7.171e-05%
2028 | 1233 | CB 1233 | Tier-3 | Tier-3---21 | 1--4 | 3 | 2 | 0.76155 | 90.92% | 0% | 9.083% | 0.046158 | 0 | 0 | 0.046158 | 0 | 0.040068 | 0.025375 | 1.5791 | 0.040068 | 0.025375 | 1.5791 | 0.04684 | 0.029663 | 1.5791 | 6.061% | 0.0001248 | 0.00011648 | 6102.1444 | 370.667 | 580.1802 | 5151.2972 | 6141.7358 | 0 | 0 | 6141.7358 | 1.522e-06%
2028 | 1234 | CB 1234 | Tier-3 | Tier-3---10 | 5--5 | 332 | 332 | 6311.4919 | 84.29% | 15.54% | 0.1769% | 531.9837 | 0 | 0 | 531.9837 | 0 | 461.7965 | 4.2122 | 109.6336 | 461.7965 | 4.2122 | 109.6336 | 539.8454 | 4.9241 | 109.6336 | 8.429% | 0.11961 | 0.10765 | 52765.4948 | 2759.6634 | 8111.6399 | 41894.1915 | 53686.6568 | 0 | 0 | 53686.6568 | 0.01754%
2028 | 1235 | CB 1235 | Tier-2 | Tier-2---6 | 4--5 | 622 | 402 | 6645.572 | 99.09% | 0.6868% | 0.2213% | 425.6045 | 0 | 0 | 425.6045 | 0 | 369.4524 | 5.1003 | 72.4375 | 369.4524 | 5.1003 | 72.4375 | 431.8941 | 5.9623 | 72.4375 | 6.404% | 0.082825 | 0.077472 | 80236.4987 | 5995.4874 | 833.9481 | 73407.0631 | 80286.8436 | 0 | 0 | 80286.8436 | 0.01403%
2028 | 1243 | CB 1243 | Tier-2 | Tier-2---7 | 3--5 | 116 | 106 | 1438.3629 | 99.75% | 0% | 0.2509% | 131.1068 | 0 | 0 | 131.1068 | 0 | 113.8093 | 1.3449 | 84.6258 | 113.8093 | 1.3449 | 84.6258 | 133.0443 | 1.5721 | 84.6258 | 9.115% | 0.019586 | 0.017796 | 73438.3162 | 4480.0299 | 229.8696 | 68728.4167 | 73456.8482 | 0 | 0 | 73456.8482 | 0.004323%
2028 | 1245 | CB 1245 | Tier-2 | Tier-2---15 | 1--5 | 9 | 9 | 108.0997 | 99.75% | 0% | 0.2497% | 10.783 | 0 | 0 | 10.783 | 0 | 9.3603 | 0.11419 | 81.9747 | 9.3603 | 0.11419 | 81.9747 | 10.9423 | 0.13348 | 81.9747 | 9.975% | 0.001637 | 0.0014733 | 66035.2637 | 9567.7722 | 158.6523 | 56308.8392 | 66053.5866 | 0 | 0 | 66053.5866 | 0.0003556%
2028 | 1250 | CB 1250 | Tier-2 | Tier-2---4 | 4--5 | 32 | 31 | 4075.2359 | 99.93% | 0.04042% | 0.02515% | 394.5296 | 0 | 0 | 394.5296 | 0 | 342.4774 | 0.39331 | 870.7658 | 342.4774 | 0.39331 | 870.7658 | 400.36 | 0.45978 | 870.7658 | 9.681% | 0.088703 | 0.08011 | 45942.5846 | 2409.8097 | 605.4247 | 42927.3502 | 45945.8161 | 0 | 0 | 45945.8161 | 0.01301%
2028 | 1299 | CB 1299 | Tier-2 | Tier-2---19 | 3--3 | 76 | 31 | 41.7756 | 94.08% | 0% | 5.924% | 1.6031 | 0 | 0 | 1.6031 | 0 | 1.3916 | 0.39331 | 3.5381 | 1.3916 | 0.39331 | 3.5381 | 1.6268 | 0.45978 | 3.5381 | 3.837% | 0.014997 | 0.014386 | 2785.5246 | 306.2114 | 186.6907 | 2292.6226 | 2792.5411 | 0 | 0 | 2792.5411 | 5.286e-05%
2028 | 1525 | CB 1525 | Tier-2 | Tier-2---13 | 4--4 | 184 | 8 | 259.6903 | 35.49% | 63.12% | 1.387% | 0.40074 | 0 | 0 | 0.40074 | 0 | 0.34787 | 0.1015 | 3.4273 | 0.34787 | 0.1015 | 3.4273 | 0.40666 | 0.11865 | 3.4273 | 0.1543% | 0.050512 | 0.050292 | 5141.181 | 222.3399 | 3171.9797 | 1746.8613 | 5155.6633 | 0 | 0 | 5155.6633 | 1.321e-05%
2028 | 157 | CB 157 | Tier-3 | Tier-3---21 | 1--5 | 2 | 2 | 6.0775 | 99.43% | 0% | 0.5677% | 0.6043 | 0 | 0 | 0.6043 | 0 | 0.52457 | 0.025375 | 20.673 | 0.52457 | 0.025375 | 20.673 | 0.61323 | 0.029663 | 20.673 | 9.943% | 0.0001334 | 0.00012006 | 45558.1567 | 2749.1022 | 2492.3913 | 40316.6632 | 45586.8954 | 0 | 0 | 45586.8954 | 1.993e-05%
2028 | 185 | CB 185 | Tier-2 | Tier-2---12 | 3--4 | 154 | 2 | 396.8506 | 79.93% | 19.29% | 0.7702% | 0.41198 | 0 | 0 | 0.41198 | 0 | 0.35762 | 0.025375 | 14.0937 | 0.35762 | 0.025375 | 14.0937 | 0.41807 | 0.029663 | 14.0937 | 0.1038% | 0.027797 | 0.027761 | 14276.8452 | 843.1477 | 2609.8043 | 10823.8933 | 14280.5704 | 0 | 0 | 14280.5704 | 1.359e-05%
2028 | 196 | CB 196 | Tier-2 | Tier-2---15 | 3--4 | 24 | 1 | 134.4699 | 3.142% | 96.54% | 0.3137% | 0.017605 | 0 | 0 | 0.017605 | 0 | 0.015282 | 0.012687 | 1.2045 | 0.015282 | 0.012687 | 1.2045 | 0.017865 | 0.014832 | 1.2045 | 0.01309% | 0.019464 | 0.019383 | 6908.5051 | 21.7439 | 6000.3704 | 886.3908 | 6936.5027 | 0 | 0 | 6936.5027 | 5.805e-07%
2028 | 200 | CB 200 | Tier-2 | Tier-2---9 | 4--5 | 478 | 80 | 1342.6559 | 29.9% | 69.37% | 0.7369% | 6.718 | 0 | 0 | 6.718 | 0 | 5.8317 | 1.015 | 5.7456 | 5.8317 | 1.015 | 5.7456 | 6.8173 | 1.1865 | 5.7456 | 0.5004% | 0.060261 | 0.059252 | 22280.6766 | 447.1549 | 16796.8177 | 5036.7039 | 22546.5426 | 0 | 0 | 22546.5426 | 0.0002215%
2028 | 202 | CB 202 | Tier-2 | Tier-2---16 | 4--3 | 193 | 188 | 133.9861 | 95.12% | 0% | 4.877% | 12.415 | 0 | 0 | 12.415 | 0 | 10.777 | 2.3852 | 4.5183 | 10.777 | 2.3852 | 4.5183 | 12.5984 | 2.7883 | 4.5183 | 9.266% | 0.040966 | 0.036976 | 3270.6344 | 253.1701 | 166.1074 | 2851.3569 | 3287.8493 | 0 | 0 | 3287.8493 | 0.0004094%
2028 | 203 | CB 203 | Tier-2 | Tier-2---13 | 4--4 | 233 | 109 | 195.752 | 9.583% | 88.23% | 2.187% | 0.8776 | 0 | 0 | 0.8776 | 0 | 0.76181 | 1.3829 | 0.55087 | 0.76181 | 1.3829 | 0.55087 | 0.89057 | 1.6166 | 0.55087 | 0.4483% | 0.03541 | 0.033754 | 5528.1246 | 19.724 | 4996.0335 | 512.3671 | 5773.4283 | 0 | 0 | 5773.4283 | 2.894e-05%
2028 | 204 | CB 204 | Tier-2 | Tier-2---9 | 4--4 | 229 | 220 | 1059.5314 | 80.82% | 18.41% | 0.7661% | 82.2684 | 0 | 0 | 82.2684 | 0 | 71.4143 | 2.7912 | 25.5855 | 71.4143 | 2.7912 | 25.5855 | 83.4842 | 3.2629 | 25.5855 | 7.765% | 0.068524 | 0.061941 | 15462.1941 | 933.3265 | 3218.617 | 11310.2506 | 15777.3436 | 0 | 0 | 15777.3436 | 0.002713%
2028 | 210 | CB 210 | Tier-2 | Tier-2---21 | 1--4 | 3 | 1 | 1.9532 | 96.21% | 0% | 3.789% | 0.062638 | 0 | 0 | 0.062638 | 0 | 0.054374 | 0.012687 | 4.2857 | 0.054374 | 0.012687 | 4.2857 | 0.063564 | 0.014832 | 4.2857 | 3.207% | 0.0002002 | 0.00019353 | 9756.0468 | 375.0662 | 595.7265 | 8785.2541 | 9768.794 | 0 | 0 | 9768.794 | 2.066e-06%
2028 | 211 | CB 211 | Tier-2 | Tier-2---21 | 1--2 | 2 | 1 | 0.037273 | 0% | 0% | 100% | 0 | 0 | 0 | 0 | 0 | 0 | 0.012687 | 0 | 0 | 0.012687 | 0 | 0 | 0.014832 | 0 | 0% | 5.02e-05 | 4.769e-05 | 742.4998 | 0.55871 | 674.4919 | 67.4492 | 781.5788 | 0 | 0 | 781.5788 | 0%
2028 | 212 | CB 212 | Tier-2 | Tier-2---19 | 1--5 | 7 | 6 | 22.9809 | 99.09% | 0% | 0.9069% | 1.9519 | 0 | 0 | 1.9519 | 0 | 1.6944 | 0.076124 | 22.2585 | 1.6944 | 0.076124 | 22.2585 | 1.9808 | 0.08899 | 22.2585 | 8.494% | 0.0011646 | 0.0010648 | 19732.8401 | 749.4762 | 932.158 | 18051.206 | 19749.6168 | 0 | 0 | 19749.6168 | 6.437e-05%
2028 | 214 | CB 214 | Tier-3 | Tier-3---20 | 1--5 | 3 | 2 | 59.1996 | 99.88% | 0% | 0.1188% | 3.942 | 0 | 0 | 3.942 | 0 | 3.4219 | 0.025375 | 134.8543 | 3.4219 | 0.025375 | 134.8543 | 4.0002 | 0.029663 | 134.8543 | 6.659% | 0.0002016 | 0.00018816 | 293649.0501 | 15289.7093 | 1565.2023 | 276794.1385 | 293673.9768 | 0 | 0 | 293673.9768 | 0.00013%
2028 | 215 | CB 215 | Tier-3 | Tier-3---20 | 1--5 | 5 | 3 | 133.9133 | 99.89% | 0% | 0.1056% | 8.0263 | 0 | 0 | 8.0263 | 0 | 6.9674 | 0.038062 | 183.0536 | 6.9674 | 0.038062 | 183.0536 | 8.1449 | 0.044495 | 183.0536 | 5.994% | 0.0005546 | 0.00052132 | 241459.2274 | 12829.2932 | 1199.7792 | 227430.1551 | 241475.4986 | 0 | 0 | 241475.4986 | 0.0002647%
2028 | 217 | CB 217 | Tier-3 | Tier-3---20 | 1--5 | 3 | 2 | 26.6678 | 99.71% | 0% | 0.2895% | 1.7727 | 0 | 0 | 1.7727 | 0 | 1.5388 | 0.025375 | 60.6444 | 1.5388 | 0.025375 | 60.6444 | 1.7989 | 0.029663 | 60.6444 | 6.647% | 0.000134 | 0.00012507 | 199013.7941 | 10054.6733 | 1446.448 | 187512.6728 | 199054.953 | 0 | 0 | 199054.953 | 5.846e-05%
2028 | 220 | CB 220 | Tier-3 | Tier-3---21 | 1--2 | 2 | 1 | 0.033535 | 0% | 0% | 100% | 0 | 0 | 0 | 0 | 0 | 0 | 0.012687 | 0 | 0 | 0.012687 | 0 | 0 | 0.014832 | 0 | 0% | 4.74e-05 | 4.503e-05 | 707.4933 | 0.53237 | 642.6918 | 64.2692 | 744.7298 | 0 | 0 | 744.7298 | 0%
2028 | 230 | CB 230 | Tier-2 | Tier-2---14 | 1--5 | 12 | 10 | 212.8275 | 99.81% | 0% | 0.1866% | 17.7025 | 0 | 0 | 17.7025 | 0 | 15.367 | 0.12687 | 121.1208 | 15.367 | 0.12687 | 121.1208 | 17.9641 | 0.14832 | 121.1208 | 8.318% | 0.0025822 | 0.002367 | 82420.9788 | 5196.3102 | 6622.8824 | 70601.7862 | 82434.9572 | 0 | 0 | 82434.9572 | 0.0005838%
2028 | 231 | CB 231 | Tier-2 | Tier-2---7 | 4--5 | 260 | 174 | 2499.974 | 99.29% | 0.4807% | 0.2332% | 166.1116 | 0 | 0 | 166.1116 | 0 | 144.1957 | 2.2076 | 65.3182 | 144.1957 | 2.2076 | 65.3182 | 168.5664 | 2.5807 | 65.3182 | 6.645% | 0.037573 | 0.035058 | 66537.1573 | 4869.2313 | 990.775 | 60677.151 | 66571.2263 | 0 | 0 | 66571.2263 | 0.005478%
2028 | 232 | CB 232 | Tier-2 | Tier-2---7 | 4--5 | 259 | 144 | 1642.5971 | 97.37% | 2.323% | 0.3027% | 88.9279 | 0 | 0 | 88.9279 | 0 | 77.1952 | 1.827 | 42.2531 | 77.1952 | 1.827 | 42.2531 | 90.2421 | 2.1357 | 42.2531 | 5.414% | 0.029023 | 0.02741 | 56595.6114 | 3442.0938 | 1736.7765 | 51416.7411 | 56683.0965 | 0 | 0 | 56683.0965 | 0.002933%
2028 | 233 | CB 233 | Tier-2 | Tier-2---4 | 4--5 | 613 | 396 | 4127.6955 | 98.74% | 0.928% | 0.3343% | 263.2844 | 0 | 0 | 263.2844 | 0 | 228.548 | 5.0242 | 45.4897 | 228.548 | 5.0242 | 45.4897 | 267.1752 | 5.8733 | 45.4897 | 6.378% | 0.075451 | 0.070577 | 54706.8242 | 4073.6346 | 1765.0896 | 48868.1 | 54754.5181 | 0 | 0 | 54754.5181 | 0.008682%
2028 | 234 | CB 234 | Tier-2 | Tier-2---4 | 4--5 | 352 | 201 | 3294.853 | 98.88% | 0.9043% | 0.2189% | 186.0305 | 0 | 0 | 186.0305 | 0 | 161.4866 | 2.5501 | 63.3245 | 161.4866 | 2.5501 | 63.3245 | 188.7796 | 2.9811 | 63.3245 | 5.646% | 0.044658 | 0.042108 | 73779.6805 | 5680.9025 | 1107.6673 | 66991.1107 | 73829.8643 | 0 | 0 | 73829.8643 | 0.006135%
2028 | 235 | CB 235 | Tier-2 | Tier-2---12 | 1--5 | 6 | 4 | 443.5427 | 99.96% | 0% | 0.03939% | 29.5579 | 0 | 0 | 29.5579 | 0 | 25.6582 | 0.050749 | 505.5878 | 25.6582 | 0.050749 | 505.5878 | 29.9947 | 0.059326 | 505.5878 | 6.664% | 0.0007134 | 0.00066584 | 621730.7449 | 31505.0888 | 5417.7021 | 584807.954 | 621748.2373 | 0 | 0 | 621748.2373 | 0.0009747%
2028 | 236 | CB 236 | Tier-2 | Tier-2---1 | 5--5 | 337 | 161 | 12711.1878 | 97.62% | 2.333% | 0.04724% | 592.8145 | 0 | 0 | 592.8145 | 0 | 514.6016 | 2.0427 | 251.928 | 514.6016 | 2.0427 | 251.928 | 601.5752 | 2.3879 | 251.928 | 4.664% | 0.1419 | 0.13512 | 89580.6366 | 5356.752 | 2115.0834 | 82108.8012 | 89687.6239 | 0 | 0 | 89687.6239 | 0.01955%
2028 | 237 | CB 237 | Tier-2 | Tier-2---8 | 5--5 | 41 | 14 | 2111.5746 | 99.54% | 0.4259% | 0.03207% | 71.7723 | 0 | 0 | 71.7723 | 0 | 62.3031 | 0.17762 | 350.762 | 62.3031 | 0.17762 | 350.762 | 72.833 | 0.20764 | 350.762 | 3.399% | 0.10923 | 0.1055 | 19331.9134 | 1261.1888 | 123.1877 | 17947.5369 | 19335.0434 | 0 | 0 | 19335.0434 | 0.002367%
2028 | 239 | CB 239 | Tier-3 | Tier-3---20 | 1--5 | 2 | 1 | 10.6776 | 99.64% | 0% | 0.3633% | 0.53194 | 0 | 0 | 0.53194 | 0 | 0.46176 | 0.012687 | 36.3955 | 0.46176 | 0.012687 | 36.3955 | 0.5398 | 0.014832 | 36.3955 | 4.982% | 0.0001826 | 0.00017347 | 58475.5699 | 3436.0649 | 4991.4634 | 50048.0416 | 58486.7517 | 0 | 0 | 58486.7517 | 1.754e-05%
2028 | 240 | CB 240 | Tier-2 | Tier-2---9 | 4--5 | 238 | 114 | 1263.0316 | 97.68% | 1.949% | 0.3739% | 59.0928 | 0 | 0 | 59.0928 | 0 | 51.2964 | 1.4464 | 35.4661 | 51.2964 | 1.4464 | 35.4661 | 59.966 | 1.6908 | 35.4661 | 4.679% | 0.048511 | 0.046187 | 26036.1977 | 2576.3946 | 964.8687 | 22494.9343 | 26066.6257 | 0 | 0 | 26066.6257 | 0.001949%
2028 | 242 | CB 242 | Tier-2 | Tier-2---11 | 5--3 | 87 | 35 | 406.8184 | 64.36% | 35.02% | 0.6193% | 10.5338 | 0 | 0 | 10.5338 | 0 | 9.1441 | 0.44406 | 20.5922 | 9.1441 | 0.44406 | 20.5922 | 10.6895 | 0.51911 | 20.5922 | 2.589% | 0.1014 | 0.097325 | 4011.826 | 175.5762 | 1861.6873 | 1974.5625 | 4071.753 | 0 | 0 | 4071.753 | 0.0003474%
2028 | 244 | CB 244 | Tier-2 | Tier-2---14 | 4--4 | 197 | 16 | 295.5508 | 37.5% | 61.39% | 1.106% | 0.90024 | 0 | 0 | 0.90024 | 0 | 0.78147 | 0.203 | 3.8497 | 0.78147 | 0.203 | 3.8497 | 0.91355 | 0.23731 | 3.8497 | 0.3046% | 0.040668 | 0.040338 | 7267.3331 | 124.9098 | 5850.4758 | 1291.9476 | 7304.5231 | 0 | 0 | 7304.5231 | 2.969e-05%
2028 | 246 | CB 246 | Tier-2 | Tier-2---7 | 4--5 | 303 | 180 | 1438.4419 | 90% | 9.47% | 0.5268% | 76.9095 | 0 | 0 | 76.9095 | 0 | 66.7625 | 2.2837 | 29.2342 | 66.7625 | 2.2837 | 29.2342 | 78.0461 | 2.6697 | 29.2342 | 5.347% | 0.066431 | 0.062485 | 21653.0415 | 2613.8832 | 2643.0483 | 16396.11 | 21789.7541 | 0 | 0 | 21789.7541 | 0.002536%
2028 | 247 | CB 247 | Tier-2 | Tier-2---12 | 4--4 | 90 | 29 | 379.7423 | 70.28% | 29.01% | 0.71% | 8.5995 | 0 | 0 | 8.5995 | 0 | 7.4649 | 0.36793 | 20.2889 | 7.4649 | 0.36793 | 20.2889 | 8.7266 | 0.43012 | 20.2889 | 2.265% | 0.038566 | 0.037324 | 9846.5066 | 767.6776 | 3381.19 | 5697.6391 | 9943.942 | 0 | 0 | 9943.942 | 0.0002836%
2028 | 248 | CB 248 | Tier-2 | Tier-2---9 | 3--5 | 136 | 62 | 962.1527 | 99.5% | 0% | 0.4991% | 43.6439 | 0 | 0 | 43.6439 | 0 | 37.8858 | 0.78661 | 48.1632 | 37.8858 | 0.78661 | 48.1632 | 44.2889 | 0.91956 | 48.1632 | 4.536% | 0.01881 | 0.017953 | 51150.5838 | 3349.6651 | 233.4496 | 47567.4691 | 51162.7779 | 0 | 0 | 51162.7779 | 0.001439%
2028 | 249 | CB 249 | Tier-3 | Tier-3---16 | 4--4 | 101 | 65 | 826.9208 | 97.04% | 2.672% | 0.2884% | 51.6421 | 0 | 0 | 51.6421 | 0 | 44.8287 | 0.82467 | 54.3593 | 44.8287 | 0.82467 | 54.3593 | 52.4053 | 0.96405 | 54.3593 | 6.245% | 0.05906 | 0.055259 | 14001.3211 | 814.7478 | 543.4884 | 12643.085 | 14029.8332 | 0 | 0 | 14029.8332 | 0.001703%
2028 | 280 | CB 280 | Tier-2 | Tier-2---14 | 4--4 | 108 | 32 | 310.7968 | 16.09% | 83.08% | 0.8251% | 1.4817 | 0 | 0 | 1.4817 | 0 | 1.2862 | 0.40599 | 3.168 | 1.2862 | 0.40599 | 3.168 | 1.5036 | 0.47461 | 3.168 | 0.4767% | 0.042409 | 0.041153 | 7328.4886 | 69.1302 | 6322.2672 | 937.0911 | 7516.2546 | 0 | 0 | 7516.2546 | 4.886e-05%
2028 | 283 | CB 283 | Tier-3 | Tier-3---21 | 1--5 | 2 | 2 | 6.0451 | 99.41% | 0% | 0.5857% | 0.60097 | 0 | 0 | 0.60097 | 0 | 0.52168 | 0.025375 | 20.5593 | 0.52168 | 0.025375 | 20.5593 | 0.60986 | 0.029663 | 20.5593 | 9.941% | 7.6e-05 | 6.84e-05 | 79541.4151 | 4353.6962 | 965.9064 | 74221.8126 | 79593.1765 | 0 | 0 | 79593.1765 | 1.982e-05%
2028 | 292 | CB 292 | Tier-2 | Tier-2---18 | 4--3 | 17 | 13 | 94.6686 | 66.47% | 32.93% | 0.6021% | 4.8122 | 0 | 0 | 4.8122 | 0 | 4.1773 | 0.16493 | 25.3268 | 4.1773 | 0.16493 | 25.3268 | 4.8833 | 0.19281 | 25.3268 | 5.083% | 0.048129 | 0.044449 | 1966.9754 | 99.9551 | 607.6602 | 1259.3601 | 2021.5822 | 0 | 0 | 2021.5822 | 0.0001587%
2028 | 315 | CB 315 | Tier-2 | Tier-2---19 | 1--4 | 21 | 1 | 10.7713 | 97.26% | 0% | 2.741% | 0.049886 | 0 | 0 | 0.049886 | 0 | 0.043304 | 0.012687 | 3.4132 | 0.043304 | 0.012687 | 3.4132 | 0.050623 | 0.014832 | 3.4132 | 0.4631% | 0.0017586 | 0.0017502 | 6124.9072 | 421.4743 | 2656.1641 | 3047.2689 | 6125.7106 | 0 | 0 | 6125.7106 | 1.645e-06%
2028 | 327 | CB 327 | Tier-3 | Tier-3---16 | 4--5 | 22 | 21 | 1456.7095 | 99.79% | 0.1579% | 0.0494% | 138.7612 | 0 | 0 | 138.7612 | 0 | 120.4538 | 0.26643 | 452.0978 | 120.4538 | 0.26643 | 452.0978 | 140.8119 | 0.31146 | 452.0978 | 9.526% | 0.076966 | 0.06962 | 18926.5639 | 1203.1103 | 32.523 | 17690.9305 | 18930.7048 | 0 | 0 | 18930.7048 | 0.004576%
2028 | 329 | CB 329 | Tier-2 | Tier-2---14 | 3--4 | 34 | 8 | 215.2852 | 96.83% | 2.614% | 0.5577% | 4.9049 | 0 | 0 | 4.9049 | 0 | 4.2578 | 0.1015 | 41.949 | 4.2578 | 0.1015 | 41.949 | 4.9774 | 0.11865 | 41.949 | 2.278% | 0.026212 | 0.025596 | 8213.1037 | 578.8703 | 1610.2559 | 6023.9775 | 8219.3802 | 0 | 0 | 8219.3802 | 0.0001617%
2028 | 330 | CB 330 | Tier-2 | Tier-2---16 | 4--3 | 156 | 73 | 124.2501 | 33.35% | 64.03% | 2.615% | 1.9393 | 0 | 0 | 1.9393 | 0 | 1.6834 | 0.92617 | 1.8176 | 1.6834 | 0.92617 | 1.8176 | 1.968 | 1.0827 | 1.8176 | 1.561% | 0.029702 | 0.028312 | 4183.2246 | 7.517 | 3868.9172 | 306.7905 | 4320.0911 | 0 | 0 | 4320.0911 | 6.395e-05%
2028 | 331 | CB 331 | Tier-2 | Tier-2---14 | 2--5 | 48 | 25 | 261.2105 | 99.38% | 0% | 0.6196% | 13.5204 | 0 | 0 | 13.5204 | 0 | 11.7366 | 0.31718 | 37.0027 | 11.7366 | 0.31718 | 37.0027 | 13.7202 | 0.37079 | 37.0027 | 5.176% | 0.010352 | 0.0098128 | 25232.8512 | 1657.0176 | 8665.3282 | 14910.5054 | 25241.441 | 0 | 0 | 25241.441 | 0.0004459%
2028 | 350 | CB 350 | Tier-2 | Tier-2---15 | 1--5 | 4 | 1 | 133.5736 | 99.92% | 0% | 0.07821% | 3.3367 | 0 | 0 | 3.3367 | 0 | 2.8965 | 0.012687 | 228.2991 | 2.8965 | 0.012687 | 228.2991 | 3.386 | 0.014832 | 228.2991 | 2.498% | 0.0004644 | 0.00045279 | 287626.1214 | 14942.4119 | 4643.5136 | 268040.196 | 287631.8894 | 0 | 0 | 287631.8894 | 0.00011%
2028 | 351 | CB 351 | Tier-2 | Tier-2---3 | 5--5 | 154 | 110 | 14599.7352 | 99.66% | 0.3054% | 0.03279% | 1039.3116 | 0 | 0 | 1039.3116 | 0 | 902.1902 | 1.3956 | 646.4524 | 902.1902 | 1.3956 | 646.4524 | 1054.6706 | 1.6315 | 646.4524 | 7.119% | 0.12463 | 0.11573 | 117140.1183 | 11493.6944 | 423.4429 | 105222.9811 | 117170.5909 | 0 | 0 | 117170.5909 | 0.03427%
2028 | 352 | CB 352 | Tier-2 | Tier-2---18 | 4--2 | 5 | 4 | 87.8741 | 99.22% | 0.6237% | 0.1541% | 6.9753 | 0 | 0 | 6.9753 | 0 | 6.055 | 0.050749 | 119.3118 | 6.055 | 0.050749 | 119.3118 | 7.0783 | 0.059326 | 119.3118 | 7.938% | 0.066856 | 0.061507 | 1314.3831 | 68.0986 | 10.3432 | 1235.9414 | 1315.2721 | 0 | 0 | 1315.2721 | 0.00023%
2028 | 353 | CB 353 | Tier-2 | Tier-2---19 | 1--5 | 4 | 1 | 7.5897 | 98.6% | 0% | 1.398% | 0.18709 | 0 | 0 | 0.18709 | 0 | 0.16241 | 0.012687 | 12.8007 | 0.16241 | 0.012687 | 12.8007 | 0.18985 | 0.014832 | 12.8007 | 2.465% | 0.0001926 | 0.00018778 | 39406.3406 | 2311.4551 | 1967.6519 | 35127.2336 | 39420.4648 | 0 | 0 | 39420.4648 | 6.17e-06%
2028 | 354 | CB 354 | Tier-2 | Tier-2---19 | 1--5 | 3 | 2 | 12.0695 | 99.46% | 0% | 0.538% | 0.8003 | 0 | 0 | 0.8003 | 0 | 0.69472 | 0.025375 | 27.3784 | 0.69472 | 0.025375 | 27.3784 | 0.81213 | 0.029663 | 27.3784 | 6.631% | 0.0002126 | 0.00019843 | 56770.8651 | 3277.0572 | 4154.8888 | 49338.9192 | 56792.6794 | 0 | 0 | 56792.6794 | 2.639e-05%
2028 | 355 | CB 355 | Tier-2 | Tier-2---3 | 5--5 | 302 | 168 | 11288.3525 | 98.84% | 1.109% | 0.05403% | 620.6565 | 0 | 0 | 620.6565 | 0 | 538.7703 | 2.1315 | 252.77 | 538.7703 | 2.1315 | 252.77 | 629.8286 | 2.4917 | 252.77 | 5.498% | 0.1048 | 0.098973 | 107709.793 | 9333.0654 | 1277.5324 | 97099.1953 | 107783.5994 | 0 | 0 | 107783.5994 | 0.02047%
2028 | 356 | CB 356 | Tier-2 | Tier-2---19 | 1--5 | 3 | 2 | 6.8062 | 99.1% | 0% | 0.8997% | 0.44966 | 0 | 0 | 0.44966 | 0 | 0.39034 | 0.025375 | 15.3829 | 0.39034 | 0.025375 | 15.3829 | 0.45631 | 0.029663 | 15.3829 | 6.607% | 0.0001262 | 0.00011779 | 53931.5569 | 3195.8788 | 2293.9675 | 48441.7106 | 53966.2151 | 0 | 0 | 53966.2151 | 1.483e-05%
2028 | 357 | CB 357 | Tier-3 | Tier-3---10 | 5--5 | 162 | 106 | 6110.8546 | 96.01% | 3.933% | 0.05986% | 383.8802 | 0 | 0 | 383.8802 | 0 | 333.2331 | 1.3449 | 247.784 | 333.2331 | 1.3449 | 247.784 | 389.5532 | 1.5721 | 247.784 | 6.282% | 0.12773 | 0.11937 | 47841.0693 | 2695.6068 | 1944.7301 | 43200.7325 | 47974.8147 | 0 | 0 | 47974.8147 | 0.01266%
2028 | 358 | CB 358 | Tier-3 | Tier-3---15 | 5--4 | 21 | 6 | 861.4334 | 18.88% | 81.11% | 0.0161% | 4.6462 | 0 | 0 | 4.6462 | 0 | 4.0332 | 0.076124 | 52.9824 | 4.0332 | 0.076124 | 52.9824 | 4.7149 | 0.08899 | 52.9824 | 0.5394% | 0.1387 | 0.13474 | 6210.6059 | 69.3964 | 4526.8458 | 1614.3636 | 6358.7881 | 0 | 0 | 6358.7881 | 0.0001532%
2028 | 396 | CB 396 | Tier-2 | Tier-2---11 | 5--4 | 145 | 5 | 669.8148 | 14.34% | 85.25% | 0.4034% | 0.33127 | 0 | 0 | 0.33127 | 0 | 0.28757 | 0.063436 | 4.5332 | 0.28757 | 0.063436 | 4.5332 | 0.33617 | 0.074158 | 4.5332 | 0.04946% | 0.10036 | 0.10001 | 6674.121 | 114.298 | 5341.1785 | 1218.6444 | 6693.9025 | 0 | 0 | 6693.9025 | 1.092e-05%
2028 | 441 | CB 441 | Tier-3 | Tier-3---15 | 5--3 | 94 | 87 | 1133.0808 | 94.08% | 5.666% | 0.2577% | 98.6577 | 0 | 0 | 98.6577 | 0 | 85.6413 | 1.1038 | 77.5881 | 85.6413 | 1.1038 | 77.5881 | 100.1156 | 1.2903 | 77.5881 | 8.707% | 0.54555 | 0.49505 | 2076.9658 | 75.1989 | 111.2175 | 1890.5493 | 2089.5151 | 0 | 0 | 2089.5151 | 0.003253%
2028 | 443 | CB 443 | Tier-2 | Tier-2---17 | 2--4 | 36 | 22 | 67.1473 | 98.29% | 0% | 1.71% | 4.0333 | 0 | 0 | 4.0333 | 0 | 3.5011 | 0.27912 | 12.5435 | 3.5011 | 0.27912 | 12.5435 | 4.0929 | 0.32629 | 12.5435 | 6.007% | 0.007405 | 0.0069525 | 9067.8323 | 1055.0436 | 148.4631 | 7864.3256 | 9077.9274 | 0 | 0 | 9077.9274 | 0.000133%
2028 | 444 | CB 444 | Tier-2 | Tier-2---16 | 4--2 | 17 | 15 | 117.4434 | 97.68% | 1.947% | 0.3705% | 10.1225 | 0 | 0 | 10.1225 | 0 | 8.787 | 0.19031 | 46.1719 | 8.787 | 0.19031 | 46.1719 | 10.272 | 0.22247 | 46.1719 | 8.619% | 0.081621 | 0.074419 | 1438.8937 | 81.4155 | 42.4476 | 1315.0306 | 1442.1213 | 0 | 0 | 1442.1213 | 0.0003338%
2028 | 449 | CB 449 | Tier-3 | Tier-3---20 | 1--5 | 5 | 3 | 7.8127 | 98.22% | 0% | 1.784% | 0.4604 | 0 | 0 | 0.4604 | 0 | 0.39966 | 0.038062 | 10.5002 | 0.39966 | 0.038062 | 10.5002 | 0.4672 | 0.044495 | 10.5002 | 5.893% | 0.0002642 | 0.00024835 | 29571.2422 | 1599.423 | 688.769 | 27283.0503 | 29604.9154 | 0 | 0 | 29604.9154 | 1.518e-05%
2028 | 461 | CB 461 | Tier-2 | Tier-2---15 | 2--4 | 36 | 27 | 101.8709 | 98.65% | 0% | 1.347% | 7.5374 | 0 | 0 | 7.5374 | 0 | 6.543 | 0.34256 | 19.1003 | 6.543 | 0.34256 | 19.1003 | 7.6488 | 0.40045 | 19.1003 | 7.399% | 0.0097562 | 0.0090245 | 10441.6529 | 1363.4669 | 3633.3303 | 5444.8557 | 10453.057 | 0 | 0 | 10453.057 | 0.0002486%
2028 | 470 | CB 470 | Tier-2 | Tier-2---6 | 5--5 | 381 | 48 | 6922.0493 | 95.49% | 4.388% | 0.1268% | 83.2699 | 0 | 0 | 83.2699 | 0 | 72.2837 | 0.60899 | 118.6945 | 72.2837 | 0.60899 | 118.6945 | 84.5005 | 0.71192 | 118.6945 | 1.203% | 0.114 | 0.11256 | 60721.6484 | 6478.0385 | 2705.5326 | 51538.0773 | 60756.6249 | 0 | 0 | 60756.6249 | 0.002746%
2028 | 499 | CB 499 | Tier-2 | Tier-2---19 | 2--3 | 31 | 6 | 19.4193 | 94.64% | 0% | 5.361% | 0.35571 | 0 | 0 | 0.35571 | 0 | 0.30878 | 0.076124 | 4.0563 | 0.30878 | 0.076124 | 4.0563 | 0.36097 | 0.08899 | 4.0563 | 1.832% | 0.00687 | 0.006737 | 2826.6853 | 198.2647 | 1278.7389 | 1349.6817 | 2829.676 | 0 | 0 | 2829.676 | 1.173e-05%
2028 | 520 | CB 520 | Tier-2 | Tier-2---21 | 1--5 | 2 | 2 | 1.7668 | 97.86% | 0% | 2.14% | 0.1729 | 0 | 0 | 0.1729 | 0 | 0.15009 | 0.025375 | 5.9149 | 0.15009 | 0.025375 | 5.9149 | 0.17546 | 0.029663 | 5.9149 | 9.786% | 7.36e-05 | 6.624e-05 | 24005.4522 | 3167.8618 | 4630.5395 | 16207.0509 | 24062.5186 | 0 | 0 | 24062.5186 | 5.702e-06%
2028 | 521 | CB 521 | Tier-2 | Tier-2---20 | 3--1 | 14 | 11 | 12.2832 | 16.79% | 81.3% | 1.905% | 0.16207 | 0 | 0 | 0.16207 | 0 | 0.14069 | 0.13956 | 1.0081 | 0.14069 | 0.13956 | 1.0081 | 0.16447 | 0.16315 | 1.0081 | 1.319% | 0.025917 | 0.02388 | 473.952 | 4.2331 | 417.1527 | 52.5662 | 507.5797 | 0 | 0 | 507.5797 | 5.345e-06%
2028 | 522 | CB 522 | Tier-2 | Tier-2---9 | 4--5 | 253 | 129 | 1074.3257 | 89.49% | 10.08% | 0.4258% | 49.0233 | 0 | 0 | 49.0233 | 0 | 42.5554 | 1.6367 | 26.0014 | 42.5554 | 1.6367 | 26.0014 | 49.7477 | 1.9133 | 26.0014 | 4.563% | 0.049006 | 0.046507 | 21922.4202 | 1310.4924 | 2696.6948 | 17915.2331 | 22046.1565 | 0 | 0 | 22046.1565 | 0.001617%
2028 | 523 | CB 523 | Tier-2 | Tier-2---13 | 4--4 | 259 | 126 | 305.5692 | 37.2% | 61.32% | 1.484% | 5.5296 | 0 | 0 | 5.5296 | 0 | 4.8001 | 1.5986 | 3.0027 | 4.8001 | 1.5986 | 3.0027 | 5.6113 | 1.8688 | 3.0027 | 1.81% | 0.044603 | 0.042433 | 6850.8655 | 393.6973 | 4462.8655 | 1994.3028 | 7070.8802 | 0 | 0 | 7070.8802 | 0.0001823%
2028 | 524 | CB 524 | Tier-3 | Tier-3---17 | 3--5 | 90 | 12 | 481.3309 | 94.25% | 5.298% | 0.4514% | 6.0487 | 0 | 0 | 6.0487 | 0 | 5.2507 | 0.15225 | 34.488 | 5.2507 | 0.15225 | 34.488 | 6.1381 | 0.17798 | 34.488 | 1.257% | 0.018139 | 0.017897 | 26536.2736 | 2336.3386 | 4292.2973 | 19907.6377 | 26556.8917 | 0 | 0 | 26556.8917 | 0.0001995%
2028 | 533 | CB 533 | Tier-2 | Tier-2---20 | 4--1 | 14 | 1 | 10.6053 | 3.364% | 93.72% | 2.92% | 0.0025483 | 0 | 0 | 0.0025483 | 0 | 0.0022121 | 0.012687 | 0.17436 | 0.0022121 | 0.012687 | 0.17436 | 0.002586 | 0.014832 | 0.17436 | 0.02403% | 0.06013 | 0.059701 | 176.3723 | 1.1693 | 138.2093 | 36.9937 | 177.5985 | 0 | 0 | 177.5985 | 8.404e-08%
2028 | 534 | CB 534 | Tier-2 | Tier-2---21 | 4--1 | 12 | 6 | 6.3051 | 35.99% | 54.92% | 9.089% | 0.11347 | 0 | 0 | 0.11347 | 0 | 0.098496 | 0.076124 | 1.2939 | 0.098496 | 0.076124 | 1.2939 | 0.11514 | 0.08899 | 1.2939 | 1.8% | 0.060541 | 0.057514 | 104.1456 | 2.8823 | 62.9218 | 38.3415 | 107.6541 | 0 | 0 | 107.6541 | 3.742e-06%
2028 | 535 | CB 535 | Tier-2 | Tier-2---16 | 4--3 | 10 | 5 | 111.4983 | 4.585% | 95.12% | 0.2939% | 0.25563 | 0 | 0 | 0.25563 | 0 | 0.22191 | 0.063436 | 3.4981 | 0.22191 | 0.063436 | 3.4981 | 0.25941 | 0.074158 | 3.4981 | 0.2293% | 0.059698 | 0.056713 | 1867.7052 | 9.1379 | 1456.5514 | 402.016 | 1961.498 | 0 | 0 | 1961.498 | 8.43e-06%
2028 | 536 | CB 536 | Tier-2 | Tier-2---18 | 4--2 | 39 | 33 | 54.1099 | 76.19% | 21.99% | 1.82% | 3.4885 | 0 | 0 | 3.4885 | 0 | 3.0282 | 0.41868 | 7.2328 | 3.0282 | 0.41868 | 7.2328 | 3.54 | 0.48944 | 7.2328 | 6.447% | 0.063476 | 0.058105 | 852.4497 | 43.8224 | 164.7863 | 643.8409 | 871.2096 | 0 | 0 | 871.2096 | 0.000115%
2028 | 540 | CB 540 | Tier-2 | Tier-2---17 | 1--5 | 16 | 5 | 67.245 | 99.24% | 0% | 0.7576% | 2.0855 | 0 | 0 | 2.0855 | 0 | 1.8103 | 0.063436 | 28.5378 | 1.8103 | 0.063436 | 28.5378 | 2.1163 | 0.074158 | 28.5378 | 3.101% | 0.0036022 | 0.0034896 | 18667.7627 | 1335.1505 | 3231.0476 | 14101.5646 | 18672.3245 | 0 | 0 | 18672.3245 | 6.877e-05%
2028 | 542 | CB 542 | Tier-2 | Tier-2---9 | 4--5 | 43 | 35 | 949.4775 | 95.45% | 4.414% | 0.1311% | 73.7702 | 0 | 0 | 73.7702 | 0 | 64.0374 | 0.44406 | 144.2104 | 64.0374 | 0.44406 | 144.2104 | 74.8604 | 0.51911 | 144.2104 | 7.77% | 0.053515 | 0.049159 | 17742.4015 | 965.8807 | 2773.7516 | 14002.7692 | 17813.86 | 0 | 0 | 17813.86 | 0.002433%
2028 | 576 | CB 576 | Tier-2 | Tier-2---12 | 4--4 | 19 | 13 | 417.7025 | 78.37% | 21.49% | 0.1463% | 22.397 | 0 | 0 | 22.397 | 0 | 19.4421 | 0.16493 | 117.8773 | 19.4421 | 0.16493 | 117.8773 | 22.728 | 0.19281 | 117.8773 | 5.362% | 0.047237 | 0.044005 | 8842.622 | 398.1663 | 2081.4024 | 6363.0533 | 8983.1194 | 0 | 0 | 8983.1194 | 0.0007386%
2028 | 599 | CB 599 | Tier-2 | Tier-2---4 | 4--5 | 369 | 262 | 4323.2442 | 99.81% | 0% | 0.1903% | 306.3779 | 0 | 0 | 306.3779 | 0 | 265.956 | 3.3241 | 80.0091 | 265.956 | 3.3241 | 80.0091 | 310.9056 | 3.8859 | 80.0091 | 7.087% | 0.043095 | 0.040035 | 100319.859 | 10016.8763 | 926.348 | 89376.6347 | 100334.4508 | 0 | 0 | 100334.4508 | 0.0101%
2028 | 67 | CB 67 | Tier-3 | Tier-3---20 | 1--5 | 3 | 2 | 10.8761 | 99.3% | 0% | 0.7025% | 0.71998 | 0 | 0 | 0.71998 | 0 | 0.62499 | 0.025375 | 24.6305 | 0.62499 | 0.025375 | 24.6305 | 0.73062 | 0.029663 | 24.6305 | 6.62% | 0.0002312 | 0.00021579 | 47041.8644 | 2938.6525 | 1230.2085 | 42873.0035 | 47065.4692 | 0 | 0 | 47065.4692 | 2.374e-05%
2028 | 776 | CB 776 | Tier-2 | Tier-2---18 | 3--3 | 53 | 53 | 55.0677 | 92.66% | 4.028% | 3.312% | 5.1026 | 0 | 0 | 5.1026 | 0 | 4.4294 | 0.67243 | 6.5871 | 4.4294 | 0.67243 | 6.5871 | 5.178 | 0.78607 | 6.5871 | 9.266% | 0.014982 | 0.013484 | 3675.6367 | 359.0614 | 229.0677 | 3087.5075 | 3705.6131 | 0 | 0 | 3705.6131 | 0.0001683%
2028 | 78 | CB 78 | Tier-3 | Tier-3---20 | 1--5 | 4 | 3 | 25.281 | 99.56% | 0% | 0.4423% | 1.8877 | 0 | 0 | 1.8877 | 0 | 1.6386 | 0.038062 | 43.0519 | 1.6386 | 0.038062 | 43.0519 | 1.9156 | 0.044495 | 43.0519 | 7.467% | 0.0002122 | 0.00019629 | 119137.3955 | 6076.3887 | 566.2108 | 112494.796 | 119180.1165 | 0 | 0 | 119180.1165 | 6.225e-05%
2028 | 788 | CB 788 | Tier-2 | Tier-2---2 | 5--5 | 708 | 24 | 8569.0681 | 95.07% | 4.755% | 0.1724% | 27.6164 | 0 | 0 | 27.6164 | 0 | 23.9728 | 0.30449 | 78.7297 | 23.9728 | 0.30449 | 78.7297 | 28.0245 | 0.35596 | 78.7297 | 0.3223% | 0.14181 | 0.14133 | 60426.1463 | 6360.7221 | 2990.776 | 51074.6482 | 60436.2738 | 0 | 0 | 60436.2738 | 0.0009107%
2028 | 835 | CB 835 | Tier-2 | Tier-2---17 | 1--5 | 12 | 8 | 42.6475 | 99.43% | 0% | 0.5747% | 2.8268 | 0 | 0 | 2.8268 | 0 | 2.4539 | 0.1015 | 24.1765 | 2.4539 | 0.1015 | 24.1765 | 2.8686 | 0.11865 | 24.1765 | 6.628% | 0.0017112 | 0.0015971 | 24922.574 | 2795.9682 | 135.9476 | 21990.6582 | 24932.8055 | 0 | 0 | 24932.8055 | 9.322e-05%
2028 | 907 | CB 907 | Tier-3 | Tier-3---13 | 3--5 | 51 | 39 | 2742.2838 | 99.83% | 0.1274% | 0.03844% | 209.3563 | 0 | 0 | 209.3563 | 0 | 181.7349 | 0.4948 | 367.2864 | 181.7349 | 0.4948 | 367.2864 | 212.4502 | 0.57843 | 367.2864 | 7.634% | 0.023668 | 0.021858 | 115862.6603 | 8950.1537 | 169.4148 | 106743.0917 | 115878.5696 | 0 | 0 | 115878.5696 | 0.006904%
2028 | 91 | CB 91 | Tier-2 | Tier-2---12 | 3--5 | 68 | 30 | 337.7351 | 93.43% | 6.078% | 0.496% | 13.9205 | 0 | 0 | 13.9205 | 0 | 12.0839 | 0.38062 | 31.748 | 12.0839 | 0.38062 | 31.748 | 14.1262 | 0.44495 | 31.748 | 4.122% | 0.015476 | 0.014793 | 21823.4311 | 1985.3885 | 2725.0024 | 17113.0402 | 21889.6505 | 0 | 0 | 21889.6505 | 0.000459%
2028 | 928 | CB 928 | Tier-2 | Tier-2---7 | 4--5 | 62 | 53 | 1655.0106 | 79.76% | 20.12% | 0.1245% | 112.8379 | 0 | 0 | 112.8379 | 0 | 97.9506 | 0.67243 | 145.6674 | 97.9506 | 0.67243 | 145.6674 | 114.5054 | 0.78607 | 145.6674 | 6.818% | 0.057199 | 0.052309 | 28934.4603 | 1965.0457 | 5791.8405 | 21177.574 | 29481.9537 | 0 | 0 | 29481.9537 | 0.003721%
2028 | 970 | CB 970 | Tier-2 | Tier-2---14 | 1--5 | 4 | 3 | 251.0066 | 99.97% | 0% | 0.03372% | 18.8191 | 0 | 0 | 18.8191 | 0 | 16.3362 | 0.038062 | 429.2023 | 16.3362 | 0.038062 | 429.2023 | 19.0973 | 0.044495 | 429.2023 | 7.497% | 0.00034 | 0.0003145 | 738254.59 | 37452.9301 | 3187.3418 | 697614.3182 | 738274.7756 | 0 | 0 | 738274.7756 | 0.0006206%
2028 | 971 | CB 971 | Tier-2 | Tier-2---3 | 5--5 | 167 | 114 | 11456.6981 | 99.51% | 0.4569% | 0.03477% | 778.2289 | 0 | 0 | 778.2289 | 0 | 675.5534 | 1.4464 | 467.0743 | 675.5534 | 1.4464 | 467.0743 | 789.7296 | 1.6908 | 467.0743 | 6.793% | 0.12528 | 0.11672 | 91451.3672 | 5164.7092 | 651.9468 | 85634.7112 | 91484.3089 | 0 | 0 | 91484.3089 | 0.02566%
2028 | 973 | CB 973 | Tier-2 | Tier-2---14 | 1--5 | 7 | 4 | 310.4015 | 99.93% | 0% | 0.0686% | 17.7251 | 0 | 0 | 17.7251 | 0 | 15.3865 | 0.050749 | 303.1874 | 15.3865 | 0.050749 | 303.1874 | 17.987 | 0.059326 | 303.1874 | 5.71% | 0.000676 | 0.00063737 | 459173.7617 | 23326.5551 | 2153.0247 | 433694.182 | 459192.853 | 0 | 0 | 459192.853 | 0.0005845%
2028 | 974 | CB 974 | Tier-2 | Tier-2---12 | 1--5 | 7 | 5 | 334.3039 | 99.93% | 0% | 0.06503% | 23.8633 | 0 | 0 | 23.8633 | 0 | 20.7149 | 0.063436 | 326.546 | 20.7149 | 0.063436 | 326.546 | 24.216 | 0.074158 | 326.546 | 7.138% | 0.0006326 | 0.00058741 | 528460.2237 | 26466.0439 | 655.3394 | 501338.8403 | 528486.6609 | 0 | 0 | 528486.6609 | 0.0007869%
2028 | 975 | CB 975 | Tier-3 | Tier-3---16 | 5--4 | 11 | 8 | 1304.3742 | 99.51% | 0.4601% | 0.0271% | 94.4014 | 0 | 0 | 94.4014 | 0 | 81.9466 | 0.1015 | 807.3691 | 81.9466 | 0.1015 | 807.3691 | 95.7965 | 0.11865 | 807.3691 | 7.237% | 0.10726 | 0.099458 | 12161.0449 | 615.424 | 92.9298 | 11452.6911 | 12165.6914 | 0 | 0 | 12165.6914 | 0.003113%
2028 | 980 | CB 980 | Tier-2 | Tier-2---12 | 2--5 | 35 | 24 | 387.8494 | 99.7% | 0% | 0.3041% | 26.5145 | 0 | 0 | 26.5145 | 0 | 23.0163 | 0.30449 | 75.5885 | 23.0163 | 0.30449 | 75.5885 | 26.9063 | 0.35596 | 75.5885 | 6.836% | 0.0069124 | 0.0064384 | 56109.2292 | 22659.9966 | 1622.27 | 31826.9626 | 56121.7905 | 0 | 0 | 56121.7905 | 0.0008744%
2028 | 981 | CB 981 | Tier-2 | Tier-2---15 | 1--5 | 14 | 11 | 132.7571 | 99.65% | 0% | 0.354% | 10.394 | 0 | 0 | 10.394 | 0 | 9.0227 | 0.13956 | 64.6507 | 9.0227 | 0.13956 | 64.6507 | 10.5476 | 0.16315 | 64.6507 | 7.829% | 0.0030076 | 0.0027713 | 44140.5414 | 2879.0748 | 9317.9917 | 31943.4749 | 44153.8651 | 0 | 0 | 44153.8651 | 0.0003428%
2028 | 982 | CB 982 | Tier-2 | Not Applicable | Not Applicable | 1 | 1 | 0 | 0% | 0% | 0% | 0 | 0 | 0 | 0 | 0 | 0 | 0.012687 | 0 | 0 | 0.012687 | 0 | 0 | 0.014832 | 0 | 0% | 0 | 0 | 0 | 0 | 0 | 0 | 0 | 0 | 0 | 0 | 0%
2028 | CTL1 | CB CTL1 | Tier-3 | Tier-3---19 | 5--1 | 6 | 2 | 27.4807 | 90.21% | 9.514% | 0.2799% | 0.82631 | 0 | 0 | 0.82631 | 0 | 0.71729 | 0.025375 | 28.268 | 0.71729 | 0.025375 | 28.268 | 0.83852 | 0.029663 | 28.268 | 3.007% | 0.42111 | 0.40708 | 65.2572 | 3.4648 | 6.2225 | 55.5699 | 65.4776 | 0 | 0 | 65.4776 | 2.725e-05%
2028 | DV1 | CB DV1 | Tier-3 | Tier-3---20 | 1--5 | 2 | 2 | 15.4911 | 99.81% | 0% | 0.1868% | 1.5462 | 0 | 0 | 1.5462 | 0 | 1.3422 | 0.025375 | 52.8961 | 1.3422 | 0.025375 | 52.8961 | 1.5691 | 0.029663 | 52.8961 | 9.981% | 0.000145 | 0.0001305 | 106835.191 | 6026.6232 | 486.5143 | 100322.0536 | 106857.3618 | 0 | 0 | 106857.3618 | 5.099e-05%
2028 | FB1 | CB FB1 | Tier-2 | Tier-2---11 | 4--4 | 371 | 161 | 346.5871 | 36.93% | 61.45% | 1.621% | 5.5543 | 0 | 0 | 5.5543 | 0 | 4.8215 | 2.0427 | 2.3604 | 4.8215 | 2.0427 | 2.3604 | 5.6364 | 2.3879 | 2.3604 | 1.603% | 0.04664 | 0.044616 | 7431.1135 | 609.45 | 4232.5548 | 2589.1087 | 7643.7346 | 0 | 0 | 7643.7346 | 0.0001832%
2028 | FB2 | CB FB2 | Tier-2 | Tier-2---9 | 4--5 | 173 | 109 | 1029.5845 | 94.33% | 5.316% | 0.3556% | 61.1907 | 0 | 0 | 61.1907 | 0 | 53.1175 | 1.3829 | 38.4098 | 53.1175 | 1.3829 | 38.4098 | 62.095 | 1.6166 | 38.4098 | 5.943% | 0.045688 | 0.04281 | 22535.0189 | 2600.9741 | 1192.7302 | 18741.3145 | 22620.9593 | 0 | 0 | 22620.9593 | 0.002018%
2028 | JU1 | CB JU1 | Tier-3 | Tier-3---15 | 5--4 | 80 | 67 | 1531.7487 | 97.85% | 2.019% | 0.1357% | 125.5197 | 0 | 0 | 125.5197 | 0 | 108.9593 | 0.85005 | 128.1801 | 108.9593 | 0.85005 | 128.1801 | 127.3746 | 0.99372 | 128.1801 | 8.195% | 0.1808 | 0.16566 | 8471.8458 | 469.0858 | 165.6284 | 7837.1316 | 8488.5321 | 0 | 0 | 8488.5321 | 0.004139%
2028 | MOR1 | CB MOR1 | Tier-2 | Tier-2---4 | 5--5 | 116 | 86 | 5119.7141 | 98.56% | 1.393% | 0.05121% | 374.0843 | 0 | 0 | 374.0843 | 0 | 324.7295 | 1.0911 | 297.6148 | 324.7295 | 1.0911 | 297.6148 | 379.6125 | 1.2755 | 297.6148 | 7.307% | 0.12647 | 0.11709 | 40481.7763 | 2466.5834 | 537.059 | 37478.1339 | 40528.5827 | 0 | 0 | 40528.5827 | 0.01234%
2028 | NVS1 | CB NVS1 | Tier-2 | Tier-2---12 | 4--5 | 403 | 5 | 638.0788 | 99.02% | 0% | 0.9838% | 0.78387 | 0 | 0 | 0.78387 | 0 | 0.68045 | 0.063436 | 10.7265 | 0.68045 | 0.063436 | 10.7265 | 0.79546 | 0.074158 | 10.7265 | 0.1228% | 0.029239 | 0.029203 | 21822.7187 | 1367.8468 | 283.2108 | 20171.6612 | 21822.9854 | 0 | 0 | 21822.9854 | 2.585e-05%
2028 | OK1 | CB OK1 | Tier-3 | Tier-3---7 | 5--5 | 190 | 153 | 6915.6819 | 99% | 0.9206% | 0.07911% | 551.3273 | 0 | 0 | 551.3273 | 0 | 478.5881 | 1.9412 | 246.548 | 478.5881 | 1.9412 | 246.548 | 559.4749 | 2.2692 | 246.548 | 7.972% | 0.20255 | 0.18624 | 34143.1528 | 2255.401 | 307.6674 | 31580.0844 | 34173.0448 | 0 | 0 | 34173.0448 | 0.01818%
2028 | PE1 | CB PE1 | Tier-3 | Tier-3---13 | 5--4 | 247 | 132 | 3027.5479 | 94.73% | 5.109% | 0.164% | 153.2642 | 0 | 0 | 153.2642 | 0 | 133.0433 | 1.6747 | 79.442 | 133.0433 | 1.6747 | 79.442 | 155.5291 | 1.9578 | 79.442 | 5.062% | 0.24168 | 0.22876 | 12527.0623 | 651.1133 | 599.2989 | 11276.6501 | 12564.3577 | 0 | 0 | 12564.3577 | 0.005054%
2028 | RA1 | CB RA1 | Tier-2 | Tier-2---2 | 5--5 | 353 | 179 | 10517.0624 | 98.31% | 1.619% | 0.07383% | 524.2711 | 0 | 0 | 524.2711 | 0 | 455.1015 | 2.271 | 200.3947 | 455.1015 | 2.271 | 200.3947 | 532.0188 | 2.6549 | 200.3947 | 4.985% | 0.14726 | 0.13979 | 71417.5478 | 3677.0651 | 1105.1436 | 66635.3391 | 71482.1454 | 0 | 0 | 71482.1454 | 0.01729%
2028 | RA2 | CB RA2 | Tier-2 | Tier-2---4 | 5--5 | 118 | 62 | 5229.9021 | 98.11% | 1.831% | 0.05575% | 269.606 | 0 | 0 | 269.606 | 0 | 234.0356 | 0.78661 | 297.5236 | 234.0356 | 0.78661 | 297.5236 | 273.5903 | 0.91956 | 297.5236 | 5.155% | 0.12706 | 0.12038 | 41161.4683 | 4371.7867 | 705.658 | 36084.0236 | 41204.5431 | 0 | 0 | 41204.5431 | 0.008891%
2028 | RA3 | CB RA3 | Tier-2 | Tier-2---10 | 5--4 | 241 | 93 | 916.1972 | 69.5% | 30.07% | 0.4286% | 24.5712 | 0 | 0 | 24.5712 | 0 | 21.3294 | 1.1799 | 18.077 | 21.3294 | 1.1799 | 18.077 | 24.9343 | 1.3793 | 18.077 | 2.682% | 0.12911 | 0.12413 | 7096.3625 | 284.8233 | 1917.8301 | 4893.709 | 7183.2434 | 0 | 0 | 7183.2434 | 0.0008103%
2028 | RB1 | CB RB1 | Tier-3 | Tier-3---20 | 1--5 | 2 | 2 | 29.7534 | 99.88% | 0% | 0.1212% | 2.9717 | 0 | 0 | 2.9717 | 0 | 2.5797 | 0.025375 | 101.6631 | 2.5797 | 0.025375 | 101.6631 | 3.0156 | 0.029663 | 101.6631 | 9.988% | 0.0001458 | 0.00013122 | 204069.8082 | 10986.7817 | 682.9358 | 192400.0907 | 204097.2801 | 0 | 0 | 204097.2801 | 9.8e-05%
2028 | RC1 | CB RC1 | Tier-2 | Tier-2---4 | 4--5 | 94 | 58 | 3739.8748 | 99.14% | 0.8077% | 0.05477% | 228.7681 | 0 | 0 | 228.7681 | 0 | 198.5856 | 0.73586 | 269.8677 | 198.5856 | 0.73586 | 269.8677 | 232.1488 | 0.86023 | 269.8677 | 6.117% | 0.084253 | 0.079055 | 44388.4144 | 3566.8538 | 353.0058 | 40468.5548 | 44413.5888 | 0 | 0 | 44413.5888 | 0.007544%
2028 | SL1 | CB SL1 | Tier-3 | Tier-3---11 | 5--5 | 225 | 184 | 3361.5705 | 93.71% | 6.129% | 0.1568% | 257.6221 | 0 | 0 | 257.6221 | 0 | 223.6328 | 2.3345 | 95.7963 | 223.6328 | 2.3345 | 95.7963 | 261.4292 | 2.729 | 95.7963 | 7.664% | 0.19527 | 0.1793 | 17214.6695 | 1252.9171 | 1001.4319 | 14960.3205 | 17311.0401 | 0 | 0 | 17311.0401 | 0.008495%
2028 | SSC1 | CB SSC1 | Tier-2 | Tier-2---18 | 4--3 | 220 | 27 | 94.186 | 2.003% | 94.63% | 3.363% | 0.023154 | 0 | 0 | 0.023154 | 0 | 0.020099 | 0.34256 | 0.058674 | 0.020099 | 0.34256 | 0.058674 | 0.023496 | 0.40045 | 0.058674 | 0.02458% | 0.031528 | 0.031141 | 2987.3954 | 6.3387 | 2712.6507 | 268.4061 | 3023.771 | 0 | 0 | 3023.771 | 7.635e-07%
2028 | CTL1 | CTL1-3R | Tier-3 | Tier-3---14 | 5--4 | 314 | 138 | 2064.0334 | 78.9% | 20.86% | 0.2358% | 71.5721 | 0 | 0 | 71.5721 | 0 | 62.1293 | 1.7508 | 35.4853 | 62.1293 | 1.7508 | 35.4853 | 72.6298 | 2.0468 | 35.4853 | 3.468% | 0.42513 | 0.40645 | 4855.055 | 225.2505 | 929.4415 | 3700.363 | 4902.1464 | 0 | 0 | 4902.1464 | 0.00236%
2028 | DV1 | DV1-3R | Tier-3 | Tier-3---11 | 5--5 | 235 | 175 | 3719.4004 | 95.17% | 4.691% | 0.1427% | 263.5885 | 0 | 0 | 263.5885 | 0 | 228.812 | 2.2203 | 103.0556 | 228.812 | 2.2203 | 103.0556 | 267.4838 | 2.5955 | 103.0556 | 7.087% | 0.19421 | 0.17975 | 19151.2388 | 1060.0216 | 843.3957 | 17247.8214 | 19225.7211 | 0 | 0 | 19225.7211 | 0.008692%
2028 | RA1 | RA1-402R | Tier-3 | Tier-3---4 | 5--5 | 122 | 74 | 9339.3378 | 99.33% | 0.6459% | 0.02826% | 562.6656 | 0 | 0 | 562.6656 | 0 | 488.4304 | 0.93886 | 520.238 | 488.4304 | 0.93886 | 520.238 | 570.9807 | 1.0975 | 520.238 | 6.025% | 0.12948 | 0.12162 | 72130.9155 | 4375.0229 | 443.5541 | 67312.3385 | 72162.3141 | 0 | 0 | 72162.3141 | 0.01855%
2028 | RB1 | RB1-427R | Tier-3 | Tier-3---7 | 5--5 | 433 | 306 | 6920.124 | 97.57% | 2.306% | 0.1195% | 477.1808 | 0 | 0 | 477.1808 | 0 | 414.2241 | 3.8823 | 106.6952 | 414.2241 | 3.8823 | 106.6952 | 484.2326 | 4.5385 | 106.6952 | 6.896% | 0.15381 | 0.14294 | 44992.7829 | 2694.5507 | 965.1573 | 41333.0749 | 45075.7752 | 0 | 0 | 45075.7752 | 0.01574%
2028 | RB1 | RB1-433R | Tier-3 | Tier-3---10 | 5--5 | 125 | 117 | 5946.5075 | 99.32% | 0.6164% | 0.06772% | 552.7852 | 0 | 0 | 552.7852 | 0 | 479.8536 | 1.4844 | 323.2615 | 479.8536 | 1.4844 | 323.2615 | 560.9543 | 1.7353 | 323.2615 | 9.296% | 0.15284 | 0.13854 | 38906.0871 | 2307.7478 | 238.1361 | 36360.2032 | 38933.5738 | 0 | 0 | 38933.5738 | 0.01823%
2028 | TM1 | TM1-10R | Tier-3 | Tier-3---12 | 5--5 | 103 | 81 | 3782.8568 | 99.48% | 0.4537% | 0.066% | 295.9408 | 0 | 0 | 295.9408 | 0 | 256.8959 | 1.0277 | 249.9788 | 256.8959 | 1.0277 | 249.9788 | 300.3142 | 1.2014 | 249.9788 | 7.823% | 0.093421 | 0.086074 | 40492.6609 | 2080.2531 | 189.7576 | 38222.6503 | 40510.6225 | 0 | 0 | 40510.6225 | 0.009759%

## RIDI
RIDI - Risk & Cost Benefit | [29 empty] | Summary Table |  | Baseline 2024 | Baseline 2024 | Baseline 2024 | WACC | WACC | WACC | H.D.R | H.D.R | H.D.R | S.D.R | S.D.R | S.D.R
[30 empty] | Year | Total Units (miles) | WF + PSPS + PEDS Risk Baseline (K$) | Baseline Risk Reduction (K$) | Baseline Risk Reduction (%) | PV Risk Reduced (K$) Year 40 | PV Total Cost Capital + O&M (K$) Year 40 | BCR WACC | PV Risk Reduced (K$) Year 40 | PV Total Cost Capital + O&M (K$) Year 40 | BCR HDR | PV Risk Reduced (K$) Year 40 | PV Total Cost Capital + O&M (K$) Year 40 | BCR SDR | Service Territory Risk Reduction (%)
back to index | [29 empty] | 2026 | 6500 | 2645380.3809 | 32764.9636 | 1.239% | 31255.5493 | 725.4653 | 43.0834 | 31255.5493 | 725.4653 | 43.0834 | 32925.5761 | 764.2279 | 43.0834 | 1.08%
[9 empty] | Assumptions | Value | Units | Last Update | Comments |  |  |  | Notes | [12 empty] | 2027 | 6500 | 2684191.9375 | 41211.9775 | 1.535% | 37502.3381 | 692.0446 | 54.1906 | 37502.3381 | 692.0446 | 54.1906 | 41617.0068 | 767.9742 | 54.1906 | 1.359%
[9 empty] | Capital Cost only in Year 0 | 0.117 | K$/inspection | 2025-05-07 |  |  |  |  | [1] SDG&E does not calculate the risk reduction for the safety and reliability attributes for this program. All risk reduction is considered to fall within the financial attribute. | [12 empty] | 2028 | 6500 | 2741256.7369 | 52318.3797 | 1.909% | 45415.7638 | 660.1636 | 68.7947 | 45415.7638 | 660.1636 | 68.7947 | 53091.5453 | 771.7387 | 68.7947 | 1.725%
[9 empty] | Service Drop factor | 0% | % | 2025-05-07 |  |  |  |  | [2] To avoid double counting of foundational cost SDG&E assumes no foundational cost for this program. | [12 empty] | Total 2026-2028 | 19500 | 8070829.0553 | 126295.3208 | 1.565% | 114173.6512 | 2077.6735 | 54.9526 | 114173.6512 | 2077.6735 | 54.9526 | 127634.1283 | 2303.9408 | 55.3982 | 4.165%
[9 empty] | OH to UG conversion factor | 0% | % | 2025-05-07
[9 empty] | Long-term Ongoing costs | 0 | $/unit | 2025-05-07
[9 empty] | Lifetime | 1 | Years | 2025-05-07
[9 empty] | Inflation Assumption to adjust Baseline | 2.5% |  | 2025-05-07
[9 empty] | Mitigation Effectiveness Estimate (%) | 29% | % | 2025-05-07
[9 empty] | Additional Installation Cost (O&M) only in Year 0 | 0 | M$/mile | 2025-05-07
[13 empty] | [1] | [1] | [1] | [2]
[8 empty] | Baseline 2025 | Baseline 2025 | Baseline 2025 | Baseline 2025 | Baseline 2025 | Baseline 2025 | Baseline 2025 | Baseline 2025 | Baseline 2025 | WACC | WACC | WACC | H.D.R | H.D.R | H.D.R | S.D.R | S.D.R | S.D.R |  |  |  | Pre - Mitigation CoRE |  |  |  | Post - Mitigation CoRE
Year | Feeder | Feeder Segment | HFTD Tier | Tranche ID HTM | Tranche ID Quintile | Total Units | Units in Scope (Poles) | WF + PSPS + PEDS Risk Baseline (K$/year) | Baseline Wildfire (%) | Baseline PSPS (%) | Baseline PEDS (%) | Risk Reduction (K$/year) | Safety Risk Reduction (K$/year) | Reliability Risk Reduction (K$/year) | Financial Risk Reduction (K$/year) | Mitigation Annual Cost (K$/year) | PV Risk Reduced (K$) Year 55 | PV Total Cost Capital + O&M (K$) Year 55 | BCR WACC | PV Risk Reduced (K$) Year 55 | PV Total Cost Capital + O&M (K$) Year 55 | BCR HDR | PV Risk Reduced (K$) Year 55 | PV Total Cost Capital + O&M (K$) Year 55 | BCR SDR | Risk Reduction % | Pre-Mitigation LoRE | Post-Mitigation LoRE | Pre-Mitigated CoRE [K$] | Pre-Mitigated CoRE Safety [K$] | Pre-Mitigated CoRE Reliability [K$] | Pre-Mitigated CoRE Financial [K$] | Post-Mitigated CoRE [K$] | Post-Mitigated CoRE Safety [K$] | Post-Mitigated CoRE Reliability [K$] | Post-Mitigated CoRE Financial [K$] | Service Territory Risk Reduction (%)
2026 | 1001 | 1001-1130R | Tier-2 | Tier-2---5 | 5--5 | 104 | 28 | 2758.283 | 96.49% | 3.415% | 0.0991% | 207.7896 | 0 | 0 | 207.7896 | 0 | 198.2172 | 3.1251 | 63.4279 | 198.2172 | 3.1251 | 63.4279 | 208.8082 | 3.2921 | 63.4279 | 7.533% | 0.10617 | 0.097877 | 25980.7036 | 1397.1019 | 890.7473 | 23692.8544 | 26058.0309 | 0 | 0 | 26058.0309 | 0.006852%
2026 | 1001 | 1001-1231F | Tier-2 | Tier-2---15 | 3--3 | 4 | 3 | 117.1572 | 99.03% | 0.8725% | 0.09309% | 25.2356 | 0 | 0 | 25.2356 | 0 | 24.0731 | 0.33483 | 71.8964 | 24.0731 | 0.33483 | 71.8964 | 25.3593 | 0.35272 | 71.8964 | 21.54% | 0.025088 | 0.019632 | 4669.7772 | 254.6756 | 41.5622 | 4373.5394 | 4682.3108 | 0 | 0 | 4682.3108 | 0.0008322%
2026 | 1001 | 1001-1232F | Tier-1 | Non-HFTD---15 | 1--4 | 3 | 1 | 3.7082 | 98.25% | 0% | 1.746% | 0.3522 | 0 | 0 | 0.3522 | 0 | 0.33597 | 0.11161 | 3.0102 | 0.33597 | 0.11161 | 3.0102 | 0.35392 | 0.11757 | 3.0102 | 9.498% | 0.0002536 | 0.00022909 | 14622.1214 | 768.3459 | 4642.4887 | 9211.2868 | 14649.4454 | 0 | 0 | 14649.4454 | 1.161e-05%
2026 | 1001 | 1001-1820F | Tier-2 | Tier-2---5 | 5--5 | 146 | 2 | 4222.2471 | 91.41% | 8.486% | 0.103% | 15.3326 | 0 | 0 | 15.3326 | 0 | 14.6263 | 0.22322 | 65.5239 | 14.6263 | 0.22322 | 65.5239 | 15.4078 | 0.23515 | 65.5239 | 0.3631% | 0.12846 | 0.12795 | 32868.2878 | 1721.3581 | 2595.1533 | 28551.7765 | 32879.5479 | 0 | 0 | 32879.5479 | 0.0005056%
2026 | 1021 | 1021-1748F | Tier-3 | Tier-3---2 | 5--5 | 516 | 12 | 35156.1224 | 99.02% | 0.9436% | 0.03662% | 234.7753 | 0 | 0 | 234.7753 | 0 | 223.9597 | 1.3393 | 167.2189 | 223.9597 | 1.3393 | 167.2189 | 235.9262 | 1.4109 | 167.2189 | 0.6678% | 0.16564 | 0.16452 | 212249.5403 | 13715.9361 | 1963.4816 | 196570.1226 | 212263.6671 | 0 | 0 | 212263.6671 | 0.007742%
2026 | 1021 | 1021-1760R | Tier-3 | Tier-3---6 | 5--5 | 85 | 1 | 7055.7157 | 98.18% | 1.793% | 0.03106% | 23.6333 | 0 | 0 | 23.6333 | 0 | 22.5445 | 0.11161 | 201.9938 | 22.5445 | 0.11161 | 201.9938 | 23.7491 | 0.11757 | 201.9938 | 0.335% | 0.10829 | 0.10792 | 65155.0235 | 4038.9642 | 1087.8449 | 60028.2144 | 65159.0929 | 0 | 0 | 65159.0929 | 0.0007793%
2026 | 1021 | 1021-25R | Tier-3 | Tier-3---2 | 5--5 | 168 | 1 | 18825.6899 | 99.7% | 0.2782% | 0.02306% | 32.3988 | 0 | 0 | 32.3988 | 0 | 30.9063 | 0.11161 | 276.9131 | 30.9063 | 0.11161 | 276.9131 | 32.5577 | 0.11757 | 276.9131 | 0.1721% | 0.12361 | 0.1234 | 152300.0709 | 9949.5446 | 416.971 | 141933.5553 | 152300.8642 | 0 | 0 | 152300.8642 | 0.001068%
2026 | 1022 | 1022-17F | Tier-3 | Tier-3---4 | 5--5 | 139 | 1 | 9800.6792 | 99.62% | 0.3456% | 0.03348% | 20.3699 | 0 | 0 | 20.3699 | 0 | 19.4315 | 0.11161 | 174.1021 | 19.4315 | 0.11161 | 174.1021 | 20.4698 | 0.11757 | 174.1021 | 0.2078% | 0.10945 | 0.10922 | 89544.6442 | 5359.6686 | 310.5435 | 83874.4321 | 89545.3539 | 0 | 0 | 89545.3539 | 0.0006717%
2026 | 1022 | 1022-322R | Tier-3 | Tier-3---10 | 5--5 | 89 | 1 | 5072.1995 | 99.16% | 0.7912% | 0.04875% | 16.3886 | 0 | 0 | 16.3886 | 0 | 15.6336 | 0.11161 | 140.0732 | 15.6336 | 0.11161 | 140.0732 | 16.4689 | 0.11757 | 140.0732 | 0.3231% | 0.10587 | 0.10552 | 47911.5964 | 2988.4313 | 366.1059 | 44557.0592 | 47912.912 | 0 | 0 | 47912.912 | 0.0005404%
2026 | 1023 | 1023-46AE | Tier-2 | Tier-2---2 | 5--5 | 469 | 6 | 9469.9149 | 95.98% | 3.884% | 0.1387% | 33.7204 | 0 | 0 | 33.7204 | 0 | 32.167 | 0.66966 | 48.0348 | 32.167 | 0.66966 | 48.0348 | 33.8857 | 0.70544 | 48.0348 | 0.3561% | 0.13914 | 0.13862 | 68062.6824 | 3656.971 | 2513.7394 | 61891.9719 | 68072.8771 | 0 | 0 | 68072.8771 | 0.001112%
2026 | 1023 | 1023-48R | Tier-2 | Tier-2---5 | 5--5 | 380 | 35 | 3773.8473 | 97.39% | 2.337% | 0.2725% | 98.1706 | 0 | 0 | 98.1706 | 0 | 93.6481 | 3.9064 | 23.9733 | 93.6481 | 3.9064 | 23.9733 | 98.6519 | 4.1151 | 23.9733 | 2.601% | 0.12816 | 0.12474 | 29445.7307 | 1737.6729 | 715.7665 | 26992.2913 | 29466.8212 | 0 | 0 | 29466.8212 | 0.003237%
2026 | 1023 | 1023-89R | Tier-2 | Tier-2---11 | 4--4 | 119 | 14 | 585.5086 | 87.68% | 11.85% | 0.4758% | 17.5147 | 0 | 0 | 17.5147 | 0 | 16.7079 | 1.5625 | 10.6927 | 16.7079 | 1.5625 | 10.6927 | 17.6006 | 1.646 | 10.6927 | 2.991% | 0.083403 | 0.080558 | 7020.201 | 414.9664 | 782.0246 | 5823.21 | 7050.7562 | 0 | 0 | 7050.7562 | 0.0005776%
2026 | 1030 | 1030-1777 | Tier-3 | Tier-3---5 | 5--5 | 193 | 2 | 11817.5772 | 98.58% | 1.381% | 0.03413% | 35.0114 | 0 | 0 | 35.0114 | 0 | 33.3985 | 0.22322 | 149.6213 | 33.3985 | 0.22322 | 149.6213 | 35.183 | 0.23515 | 149.6213 | 0.2963% | 0.24629 | 0.24555 | 47981.5879 | 2529.7124 | 644.8626 | 44807.0129 | 47983.6347 | 0 | 0 | 47983.6347 | 0.001155%
2026 | 1030 | 1030-18R | Tier-3 | Tier-3---7 | 5--5 | 98 | 1 | 6620.9098 | 98.66% | 1.309% | 0.03186% | 19.3297 | 0 | 0 | 19.3297 | 0 | 18.4392 | 0.11161 | 165.2114 | 18.4392 | 0.11161 | 165.2114 | 19.4245 | 0.11757 | 165.2114 | 0.2919% | 0.23843 | 0.23772 | 27769.0579 | 1524.2005 | 340.5168 | 25904.3406 | 27770.1632 | 0 | 0 | 27770.1632 | 0.0006374%
2026 | 1030 | 1030-20R | Tier-3 | Tier-3---3 | 5--5 | 367 | 3 | 25318.462 | 99.14% | 0.8163% | 0.04139% | 59.5045 | 0 | 0 | 59.5045 | 0 | 56.7632 | 0.33483 | 169.5284 | 56.7632 | 0.33483 | 169.5284 | 59.7962 | 0.35272 | 169.5284 | 0.235% | 0.28668 | 0.286 | 88316.4782 | 5506.1055 | 686.3261 | 82124.0466 | 88318.2781 | 0 | 0 | 88318.2781 | 0.001962%
2026 | 1030 | 1030-42R | Tier-3 | Tier-3---3 | 5--5 | 472 | 7 | 28398.7895 | 98.49% | 1.466% | 0.03945% | 120.3001 | 0 | 0 | 120.3001 | 0 | 114.7581 | 0.78127 | 146.8866 | 114.7581 | 0.78127 | 146.8866 | 120.8898 | 0.82301 | 146.8866 | 0.4236% | 0.28228 | 0.28106 | 100606.2475 | 6191.924 | 1386.8762 | 93027.4473 | 100612.7897 | 0 | 0 | 100612.7897 | 0.003967%
2026 | 1030 | 1030-989R | Tier-3 | Tier-3---3 | 5--5 | 422 | 13 | 26696.216 | 99.16% | 0.796% | 0.04527% | 236.4882 | 0 | 0 | 236.4882 | 0 | 225.5937 | 1.4509 | 155.482 | 225.5937 | 1.4509 | 155.482 | 237.6474 | 1.5285 | 155.482 | 0.8858% | 0.30703 | 0.30428 | 86951.1078 | 4865.0498 | 650.3273 | 81435.7308 | 86957.7018 | 0 | 0 | 86957.7018 | 0.007799%
2026 | 1039 | 1039-13 | Tier-2 | Tier-2---3 | 5--5 | 534 | 49 | 15957.1711 | 97.45% | 2.471% | 0.0752% | 413.8166 | 0 | 0 | 413.8166 | 0 | 394.7529 | 5.4689 | 72.1815 | 394.7529 | 5.4689 | 72.1815 | 415.8451 | 5.7611 | 72.1815 | 2.593% | 0.1351 | 0.13151 | 118113.2514 | 10500.2075 | 2816.2541 | 104796.7897 | 118195.4644 | 0 | 0 | 118195.4644 | 0.01365%
2026 | 1073 | 1073-872F | Tier-2 | Tier-2---20 | 3--2 | 16 | 6 | 17.9659 | 86.84% | 10.72% | 2.434% | 1.6967 | 0 | 0 | 1.6967 | 0 | 1.6186 | 0.66966 | 2.417 | 1.6186 | 0.66966 | 2.417 | 1.705 | 0.70544 | 2.417 | 9.444% | 0.018584 | 0.016563 | 966.7183 | 76.5664 | 118.0704 | 772.0814 | 982.239 | 0 | 0 | 982.239 | 5.595e-05%
2026 | 1073 | 1073-886F | Tier-2 | Tier-2---20 | 3--2 | 4 | 1 | 27.0781 | 12.75% | 86.83% | 0.4178% | 0.25034 | 0 | 0 | 0.25034 | 0 | 0.23881 | 0.11161 | 2.1397 | 0.23881 | 0.11161 | 2.1397 | 0.25157 | 0.11757 | 2.1397 | 0.9245% | 0.016776 | 0.01556 | 1614.0782 | 19.1067 | 1282.2131 | 312.7584 | 1724.1573 | 0 | 0 | 1724.1573 | 8.255e-06%
2026 | 1090 | 1090-1734 | Tier-3 | Tier-3---16 | 2--5 | 44 | 5 | 730.5479 | 99.24% | 0.5863% | 0.172% | 23.8923 | 0 | 0 | 23.8923 | 0 | 22.7917 | 0.55805 | 40.8416 | 22.7917 | 0.55805 | 40.8416 | 24.0094 | 0.58787 | 40.8416 | 3.27% | 0.01345 | 0.013006 | 54317.4438 | 3261.8302 | 456.9875 | 50598.6261 | 54331.4794 | 0 | 0 | 54331.4794 | 0.0007879%
2026 | 1090 | 1090-636R | Tier-3 | Tier-3---15 | 5--3 | 122 | 29 | 919.3728 | 93.93% | 5.62% | 0.4487% | 59.5303 | 0 | 0 | 59.5303 | 0 | 56.7879 | 3.2367 | 17.545 | 56.7879 | 3.2367 | 17.545 | 59.8221 | 3.4096 | 17.545 | 6.475% | 0.38465 | 0.35813 | 2390.1852 | 120.0827 | 121.765 | 2148.3375 | 2400.9247 | 0 | 0 | 2400.9247 | 0.001963%
2026 | 1090 | 1090-639R | Tier-3 | Tier-3---18 | 5--2 | 80 | 8 | 509.5021 | 91.97% | 7.519% | 0.512% | 13.5889 | 0 | 0 | 13.5889 | 0 | 12.9629 | 0.89288 | 14.518 | 12.9629 | 0.89288 | 14.518 | 13.6555 | 0.94059 | 14.518 | 2.667% | 0.37006 | 0.35932 | 1376.8236 | 60.6753 | 89.2071 | 1226.9412 | 1380.1261 | 0 | 0 | 1380.1261 | 0.0004481%
2026 | 1090 | 1090-70F | Tier-2 | Tier-2---15 | 2--5 | 29 | 1 | 140.8367 | 88.02% | 11.68% | 0.2956% | 1.2396 | 0 | 0 | 1.2396 | 0 | 1.1825 | 0.11161 | 10.5952 | 1.1825 | 0.11161 | 10.5952 | 1.2457 | 0.11757 | 10.5952 | 0.8802% | 0.0083 | 0.008217 | 16968.2749 | 903.4734 | 1917.2026 | 14147.5988 | 16988.809 | 0 | 0 | 16988.809 | 4.088e-05%
2026 | 1090 | 1090-73F | Tier-3 | Tier-3---10 | 4--5 | 317 | 20 | 5899.0454 | 99.62% | 0.2521% | 0.1275% | 107.5223 | 0 | 0 | 107.5223 | 0 | 102.569 | 2.2322 | 45.9497 | 102.569 | 2.2322 | 45.9497 | 108.0494 | 2.3515 | 45.9497 | 1.823% | 0.046754 | 0.045898 | 126173.0725 | 9334.6657 | 462.1696 | 116376.2372 | 126181.9998 | 0 | 0 | 126181.9998 | 0.003546%
2026 | 1090 | 1090-74F | Tier-3 | Tier-3---10 | 4--5 | 321 | 18 | 4990.92 | 99.62% | 0.2191% | 0.1576% | 80.855 | 0 | 0 | 80.855 | 0 | 77.1302 | 2.009 | 38.3927 | 77.1302 | 2.009 | 38.3927 | 81.2514 | 2.1163 | 38.3927 | 1.62% | 0.045737 | 0.044993 | 109123.1086 | 8272.9718 | 456.2327 | 100393.904 | 109129.9038 | 0 | 0 | 109129.9038 | 0.002666%
2026 | 1094 | 1094-35F | Tier-2 | Tier-2---7 | 3--5 | 167 | 8 | 2514.2831 | 99.84% | 0% | 0.1648% | 34.8714 | 0 | 0 | 34.8714 | 0 | 33.2649 | 0.89288 | 37.2558 | 33.2649 | 0.89288 | 37.2558 | 35.0423 | 0.94059 | 37.2558 | 1.387% | 0.020398 | 0.020114 | 123263.6714 | 7008.6853 | 282.5097 | 115972.4764 | 123266.5333 | 0 | 0 | 123266.5333 | 0.00115%
2026 | 1094 | 1094-7 | Tier-2 | Tier-2---17 | 2--4 | 65 | 2 | 95.3301 | 98.77% | 0% | 1.235% | 0.84013 | 0 | 0 | 0.84013 | 0 | 0.80143 | 0.22322 | 3.5903 | 0.80143 | 0.22322 | 3.5903 | 0.84425 | 0.23515 | 3.5903 | 0.8813% | 0.0065074 | 0.0064493 | 14649.4839 | 1080.944 | 371.5011 | 13197.0388 | 14651.1125 | 0 | 0 | 14651.1125 | 2.77e-05%
2026 | 1100 | 1100-1172R | Tier-2 | Tier-2---7 | 4--5 | 34 | 2 | 2144.9788 | 99.68% | 0.2699% | 0.05437% | 36.4722 | 0 | 0 | 36.4722 | 0 | 34.792 | 0.22322 | 155.864 | 34.792 | 0.22322 | 155.864 | 36.651 | 0.23515 | 155.864 | 1.7% | 0.080798 | 0.079419 | 26547.4908 | 2914.2533 | 70.3485 | 23562.889 | 26548.9847 | 0 | 0 | 26548.9847 | 0.001203%
2026 | 1105 | 1105-1479 | Tier-2 | Tier-2---4 | 5--5 | 54 | 1 | 4228.0435 | 99.92% | 0.03248% | 0.04256% | 22.6891 | 0 | 0 | 22.6891 | 0 | 21.6439 | 0.11161 | 193.9241 | 21.6439 | 0.11161 | 193.9241 | 22.8003 | 0.11757 | 193.9241 | 0.5366% | 0.10556 | 0.10499 | 40053.0076 | 3869.6704 | 26.6766 | 36156.6607 | 40053.1699 | 0 | 0 | 40053.1699 | 0.0007482%
2026 | 1138 | 1138-6R | Tier-2 | Tier-2---5 | 5--5 | 804 | 135 | 4663.8779 | 91.12% | 8.567% | 0.3106% | 206.9418 | 0 | 0 | 206.9418 | 0 | 197.4084 | 15.0674 | 13.1017 | 197.4084 | 15.0674 | 13.1017 | 207.9562 | 15.8724 | 13.1017 | 4.437% | 0.17153 | 0.16317 | 27190.5644 | 2036.5744 | 2249.3585 | 22904.6315 | 27314.1215 | 0 | 0 | 27314.1215 | 0.006824%
2026 | 1162 | 1162-324R | Tier-2 | Tier-2---13 | 4--3 | 65 | 1 | 240.2897 | 88.19% | 10.99% | 0.8202% | 0.94542 | 0 | 0 | 0.94542 | 0 | 0.90187 | 0.11161 | 8.0806 | 0.90187 | 0.11161 | 8.0806 | 0.95006 | 0.11757 | 8.0806 | 0.3935% | 0.068658 | 0.068352 | 3499.8056 | 195.2386 | 355.9283 | 2948.6387 | 3501.6583 | 0 | 0 | 3501.6583 | 3.118e-05%
2026 | 1162 | 1162-363 | Tier-2 | Tier-2---13 | 4--3 | 37 | 6 | 247.9994 | 97.75% | 1.792% | 0.4608% | 11.3999 | 0 | 0 | 11.3999 | 0 | 10.8747 | 0.66966 | 16.2392 | 10.8747 | 0.66966 | 16.2392 | 11.4558 | 0.70544 | 16.2392 | 4.597% | 0.064829 | 0.06178 | 3825.4385 | 214.4022 | 70.5791 | 3540.4572 | 3829.6921 | 0 | 0 | 3829.6921 | 0.0003759%
2026 | 1166 | 1166-15R | Tier-3 | Tier-3---11 | 5--5 | 123 | 7 | 3965.2217 | 98.26% | 1.658% | 0.07833% | 64.3063 | 0 | 0 | 64.3063 | 0 | 61.3438 | 0.78127 | 78.518 | 61.3438 | 0.78127 | 78.518 | 64.6215 | 0.82301 | 78.518 | 1.622% | 0.19397 | 0.19076 | 20442.8701 | 1122.9007 | 327.2272 | 18992.7422 | 20448.8252 | 0 | 0 | 20448.8252 | 0.002121%
2026 | 1166 | 1166-18R | Tier-3 | Tier-3---5 | 5--5 | 100 | 5 | 10108.4901 | 99.77% | 0.1963% | 0.03345% | 146.2364 | 0 | 0 | 146.2364 | 0 | 139.4996 | 0.55805 | 249.9768 | 139.4996 | 0.55805 | 249.9768 | 146.9533 | 0.58787 | 249.9768 | 1.447% | 0.21365 | 0.21055 | 47313.4054 | 3052.661 | 107.9125 | 44152.8319 | 47315.0045 | 0 | 0 | 47315.0045 | 0.004822%
2026 | 1166 | 1166-342R | Tier-3 | Tier-3---5 | 5--5 | 216 | 18 | 10322.642 | 99.08% | 0.8619% | 0.05733% | 247.1706 | 0 | 0 | 247.1706 | 0 | 235.784 | 2.009 | 117.365 | 235.784 | 2.009 | 117.365 | 248.3822 | 2.1163 | 117.365 | 2.394% | 0.21878 | 0.21349 | 47183.5693 | 2494.6745 | 397.8438 | 44291.0509 | 47194.311 | 0 | 0 | 47194.311 | 0.008151%
2026 | 1173 | 1173-68 | Tier-1 | Non-HFTD---13 | 1--3 | 68 | 3 | 6.4999 | 85.9% | 0% | 14.1% | 0.071438 | 0 | 0 | 0.071438 | 0 | 0.068147 | 0.33483 | 0.20353 | 0.068147 | 0.33483 | 0.20353 | 0.071789 | 0.35272 | 0.20353 | 1.099% | 0.0037692 | 0.003721 | 1724.4769 | 293.6876 | 237.9228 | 1192.8665 | 1727.6272 | 0 | 0 | 1727.6272 | 2.356e-06%
2026 | 1201 | 1201-282F | Tier-2 | Tier-2---17 | 2--4 | 29 | 2 | 70.6534 | 98.66% | 0% | 1.337% | 1.3942 | 0 | 0 | 1.3942 | 0 | 1.33 | 0.22322 | 5.958 | 1.33 | 0.22322 | 5.958 | 1.401 | 0.23515 | 5.958 | 1.973% | 0.0070442 | 0.0069033 | 10030.0143 | 1612.6446 | 891.3382 | 7526.0315 | 10032.7503 | 0 | 0 | 10032.7503 | 4.597e-05%
2026 | 1215 | 1215-12R | Tier-3 | Tier-3---9 | 5--4 | 149 | 1 | 6147.2839 | 97.88% | 2.045% | 0.07292% | 11.7111 | 0 | 0 | 11.7111 | 0 | 11.1716 | 0.11161 | 100.0946 | 11.1716 | 0.11161 | 100.0946 | 11.7685 | 0.11757 | 100.0946 | 0.1905% | 0.69907 | 0.69771 | 8793.5219 | 453.8865 | 171.3905 | 8168.2449 | 8793.8852 | 0 | 0 | 8793.8852 | 0.0003862%
2026 | 1215 | 1215-28R | Tier-3 | Tier-3---14 | 5--3 | 58 | 1 | 2215.156 | 94.69% | 5.226% | 0.08401% | 10.4877 | 0 | 0 | 10.4877 | 0 | 10.0045 | 0.11161 | 89.6382 | 10.0045 | 0.11161 | 89.6382 | 10.5391 | 0.11757 | 89.6382 | 0.4735% | 0.66756 | 0.66422 | 3318.2974 | 164.8533 | 155.0862 | 2998.3579 | 3319.1828 | 0 | 0 | 3319.1828 | 0.0003458%
2026 | 1215 | 1215-32R | Tier-3 | Tier-3---7 | 5--4 | 234 | 11 | 8696.5042 | 96.48% | 3.447% | 0.07747% | 114.3761 | 0 | 0 | 114.3761 | 0 | 109.1071 | 1.2277 | 88.8704 | 109.1071 | 1.2277 | 88.8704 | 114.9368 | 1.2933 | 88.8704 | 1.315% | 0.68132 | 0.67203 | 12764.1579 | 635.3889 | 400.2926 | 11728.4764 | 12770.376 | 0 | 0 | 12770.376 | 0.003772%
2026 | 1233 | 1233-259R | Tier-3 | Tier-3---16 | 5--4 | 105 | 2 | 1558.5389 | 98.56% | 1.214% | 0.2225% | 8.4854 | 0 | 0 | 8.4854 | 0 | 8.0945 | 0.22322 | 36.2625 | 8.0945 | 0.22322 | 36.2625 | 8.527 | 0.23515 | 36.2625 | 0.5444% | 0.12749 | 0.12678 | 12225.1388 | 744.7481 | 204.4893 | 11275.9014 | 12226.1141 | 0 | 0 | 12226.1141 | 0.0002798%
2026 | 1233 | 1233-585R | Tier-3 | Tier-3---12 | 5--5 | 166 | 12 | 3561.9587 | 98.42% | 1.457% | 0.1235% | 73.492 | 0 | 0 | 73.492 | 0 | 70.1064 | 1.3393 | 52.3447 | 70.1064 | 1.3393 | 52.3447 | 73.8522 | 1.4109 | 52.3447 | 2.063% | 0.12988 | 0.12716 | 27424.4063 | 1597.7111 | 397.7458 | 25428.9493 | 27433.6891 | 0 | 0 | 27433.6891 | 0.002423%
2026 | 1233 | 1233-587R | Tier-3 | Tier-3---13 | 5--5 | 187 | 5 | 2983.7291 | 97.9% | 1.929% | 0.1696% | 22.6505 | 0 | 0 | 22.6505 | 0 | 21.607 | 0.55805 | 38.7187 | 21.607 | 0.55805 | 38.7187 | 22.7615 | 0.58787 | 38.7187 | 0.7591% | 0.13489 | 0.13384 | 22120.1137 | 1287.4024 | 436.159 | 20396.5523 | 22123.7405 | 0 | 0 | 22123.7405 | 0.0007469%
2026 | 1233 | 1233-589R | Tier-3 | Tier-3---16 | 5--4 | 58 | 1 | 1386.4905 | 98.92% | 0.9396% | 0.1432% | 6.8574 | 0 | 0 | 6.8574 | 0 | 6.5415 | 0.11161 | 58.6101 | 6.5415 | 0.11161 | 58.6101 | 6.891 | 0.11757 | 58.6101 | 0.4946% | 0.11751 | 0.11692 | 11798.9753 | 654.3239 | 110.4066 | 11034.2448 | 11799.6173 | 0 | 0 | 11799.6173 | 0.0002261%
2026 | 1233 | 1233-591R | Tier-3 | Tier-3---12 | 5--5 | 167 | 6 | 4300.1838 | 98.66% | 1.226% | 0.1146% | 44.2037 | 0 | 0 | 44.2037 | 0 | 42.1674 | 0.66966 | 62.9683 | 42.1674 | 0.66966 | 62.9683 | 44.4204 | 0.70544 | 62.9683 | 1.028% | 0.13142 | 0.13005 | 32721.9695 | 2017.1563 | 396.1628 | 30308.6504 | 32726.5877 | 0 | 0 | 32726.5877 | 0.001458%
2026 | 1242 | 1242-1084 | Tier-2 | Tier-2---12 | 2--5 | 34 | 3 | 456.1931 | 99.77% | 0% | 0.2285% | 11.6465 | 0 | 0 | 11.6465 | 0 | 11.11 | 0.33483 | 33.1809 | 11.11 | 0.33483 | 33.1809 | 11.7036 | 0.35272 | 33.1809 | 2.553% | 0.005996 | 0.0058426 | 76082.9136 | 12562.2691 | 164.6304 | 63356.014 | 76087.4791 | 0 | 0 | 76087.4791 | 0.0003841%
2026 | 1243 | 1243-319R | Tier-2 | Tier-2---9 | 4--4 | 64 | 26 | 1178.043 | 99.35% | 0.5195% | 0.1323% | 137.8836 | 0 | 0 | 137.8836 | 0 | 131.5316 | 2.9019 | 45.3266 | 131.5316 | 2.9019 | 45.3266 | 138.5595 | 3.0569 | 45.3266 | 11.7% | 0.081051 | 0.071502 | 14534.5899 | 742.8831 | 82.0978 | 13709.609 | 14547.2413 | 0 | 0 | 14547.2413 | 0.004547%
2026 | 1243 | 1243-45R | Tier-2 | Tier-2---7 | 4--5 | 72 | 6 | 1878.3826 | 99.05% | 0.8285% | 0.1244% | 44.9617 | 0 | 0 | 44.9617 | 0 | 42.8904 | 0.66966 | 64.048 | 42.8904 | 0.66966 | 64.048 | 45.1821 | 0.70544 | 64.048 | 2.394% | 0.087615 | 0.085498 | 21438.9544 | 1134.9825 | 174.3683 | 20129.6036 | 21444.0138 | 0 | 0 | 21444.0138 | 0.001483%
2026 | 1250 | 1250-671R | Tier-2 | Tier-2---6 | 4--5 | 48 | 3 | 6815.4278 | 94.54% | 5.441% | 0.023% | 116.7805 | 0 | 0 | 116.7805 | 0 | 111.4006 | 0.33483 | 332.7079 | 111.4006 | 0.33483 | 332.7079 | 117.3529 | 0.35272 | 332.7079 | 1.713% | 0.09205 | 0.090382 | 74040.4971 | 4546.125 | 3808.2018 | 65686.1703 | 74115.1711 | 0 | 0 | 74115.1711 | 0.003851%
2026 | 1250 | 1250-677R | Tier-2 | Tier-2---3 | 5--5 | 267 | 40 | 11748.9088 | 99.26% | 0.6837% | 0.05427% | 506.6727 | 0 | 0 | 506.6727 | 0 | 483.3313 | 4.4644 | 108.2634 | 483.3313 | 4.4644 | 108.2634 | 509.1564 | 4.7029 | 108.2634 | 4.313% | 0.11659 | 0.11152 | 100775.3024 | 5654.1223 | 691.5961 | 94429.584 | 100809.0792 | 0 | 0 | 100809.0792 | 0.01671%
2026 | 1250 | 1250-8R | Tier-2 | Tier-2---4 | 4--5 | 146 | 13 | 3684.9802 | 98.15% | 1.772% | 0.07391% | 93.397 | 0 | 0 | 93.397 | 0 | 89.0944 | 1.4509 | 61.405 | 89.0944 | 1.4509 | 61.405 | 93.8548 | 1.5285 | 61.405 | 2.535% | 0.092289 | 0.089906 | 39928.877 | 2037.4755 | 694.1813 | 37197.2202 | 39948.4119 | 0 | 0 | 39948.4119 | 0.00308%
2026 | 139 | 139-245AE | Tier-1 | Non-HFTD---14 | 2--2 | 165 | 9 | 5.6722 | 51.84% | 0% | 48.16% | 0.046509 | 0 | 0 | 0.046509 | 0 | 0.044367 | 1.0045 | 0.044168 | 0.044367 | 1.0045 | 0.044168 | 0.046737 | 1.0582 | 0.044168 | 0.82% | 0.010451 | 0.010286 | 542.7299 | 12.9713 | 449.0051 | 80.7535 | 546.9312 | 0 | 0 | 546.9312 | 1.534e-06%
2026 | 140 | 140-481R | Tier-1 | Non-HFTD---6 | 3--3 | 247 | 20 | 76.5519 | 22.22% | 72.37% | 5.415% | 0.39942 | 0 | 0 | 0.39942 | 0 | 0.38102 | 2.2322 | 0.17069 | 0.38102 | 2.2322 | 0.17069 | 0.40137 | 2.3515 | 0.17069 | 0.5218% | 0.022011 | 0.021494 | 3477.9247 | 36.4133 | 3060.5129 | 380.9986 | 3542.9737 | 0 | 0 | 3542.9737 | 1.317e-05%
2026 | 140 | 140-496 | Tier-1 | Non-HFTD---5 | 3--4 | 98 | 13 | 76.0759 | 10.21% | 86.85% | 2.935% | 0.29885 | 0 | 0 | 0.29885 | 0 | 0.28508 | 1.4509 | 0.19648 | 0.28508 | 1.4509 | 0.19648 | 0.30032 | 1.5285 | 0.19648 | 0.3928% | 0.01454 | 0.01398 | 5232.251 | 24.4481 | 4704.394 | 503.4089 | 5420.2092 | 0 | 0 | 5420.2092 | 9.855e-06%
2026 | 1448 | 1448-368 | Tier-1 | Non-HFTD---11 | 2--3 | 58 | 4 | 14.0801 | 87.11% | 0% | 12.89% | 0.2453 | 0 | 0 | 0.2453 | 0 | 0.234 | 0.44644 | 0.52415 | 0.234 | 0.44644 | 0.52415 | 0.2465 | 0.47029 | 0.52415 | 1.742% | 0.0077936 | 0.0076377 | 1806.6243 | 108.7088 | 1083.8123 | 614.1032 | 1811.3772 | 0 | 0 | 1811.3772 | 8.089e-06%
2026 | 1458 | 1458-1056 | Tier-2 | Tier-2---11 | 5--3 | 22 | 5 | 427.4478 | 90.46% | 9.431% | 0.1062% | 25.4858 | 0 | 0 | 25.4858 | 0 | 24.3118 | 0.55805 | 43.5655 | 24.3118 | 0.55805 | 43.5655 | 25.6108 | 0.58787 | 43.5655 | 5.962% | 0.13508 | 0.12617 | 3164.5032 | 153.2716 | 270.9645 | 2740.2671 | 3185.7982 | 0 | 0 | 3185.7982 | 0.0008404%
2026 | 1458 | 1458-1058F | Tier-3 | Tier-3---13 | 5--5 | 36 | 1 | 2365.6896 | 85.54% | 14.42% | 0.04244% | 16.3009 | 0 | 0 | 16.3009 | 0 | 15.5499 | 0.11161 | 139.3238 | 15.5499 | 0.11161 | 139.3238 | 16.3808 | 0.11757 | 139.3238 | 0.6891% | 0.13833 | 0.13722 | 17101.412 | 929.1062 | 2240.5309 | 13931.7749 | 17121.4971 | 0 | 0 | 17121.4971 | 0.0005375%
2026 | 1458 | 1458-1061 | Tier-2 | Tier-2---5 | 5--5 | 80 | 8 | 4370.0987 | 98.67% | 1.293% | 0.03403% | 125.0516 | 0 | 0 | 125.0516 | 0 | 119.2907 | 0.89288 | 133.6021 | 119.2907 | 0.89288 | 133.6021 | 125.6646 | 0.94059 | 133.6021 | 2.862% | 0.14228 | 0.13815 | 30715.3399 | 3071.7122 | 374.3093 | 27269.3184 | 30727.5099 | 0 | 0 | 30727.5099 | 0.004124%
2026 | 1458 | 1458-601R | Tier-3 | Tier-3---2 | 5--5 | 441 | 11 | 37077.302 | 99.36% | 0.615% | 0.02874% | 266.4743 | 0 | 0 | 266.4743 | 0 | 254.1983 | 1.2277 | 207.0507 | 254.1983 | 1.2277 | 207.0507 | 267.7805 | 1.2933 | 207.0507 | 0.7187% | 0.20421 | 0.20274 | 181561.9083 | 16225.6288 | 1105.2701 | 164231.0094 | 181570.425 | 0 | 0 | 181570.425 | 0.008787%
2026 | 157 | 157-165R | Tier-3 | Tier-3---18 | 5--2 | 87 | 3 | 418.5676 | 87.71% | 11.66% | 0.6303% | 3.6711 | 0 | 0 | 3.6711 | 0 | 3.502 | 0.33483 | 10.4589 | 3.502 | 0.33483 | 10.4589 | 3.6891 | 0.35272 | 10.4589 | 0.8771% | 0.28262 | 0.27979 | 1481.042 | 67.5847 | 171.9177 | 1241.5396 | 1482.8812 | 0 | 0 | 1482.8812 | 0.0001211%
2026 | 157 | 157-189R | Tier-3 | Tier-3---9 | 5--4 | 669 | 8 | 5507.0239 | 92.46% | 7.234% | 0.3043% | 17.6579 | 0 | 0 | 17.6579 | 0 | 16.8444 | 0.89288 | 18.8653 | 16.8444 | 0.89288 | 18.8653 | 17.7444 | 0.94059 | 18.8653 | 0.3206% | 0.3705 | 0.36921 | 14863.9228 | 754.0463 | 1002.9719 | 13106.9046 | 14867.8222 | 0 | 0 | 14867.8222 | 0.0005823%
2026 | 157 | 157-1928R | Tier-3 | Tier-3---11 | 5--4 | 60 | 2 | 3052.6745 | 99.07% | 0.8703% | 0.06204% | 29.2341 | 0 | 0 | 29.2341 | 0 | 27.8873 | 0.22322 | 124.9319 | 27.8873 | 0.22322 | 124.9319 | 29.3774 | 0.23515 | 124.9319 | 0.9577% | 0.2812 | 0.27849 | 10855.7292 | 566.799 | 90.102 | 10198.8282 | 10856.7171 | 0 | 0 | 10856.7171 | 0.000964%
2026 | 157 | 157-204R | Tier-3 | Tier-3---11 | 5--4 | 213 | 17 | 3876.1334 | 98.99% | 0.834% | 0.1804% | 88.8051 | 0 | 0 | 88.8051 | 0 | 84.7141 | 1.8974 | 44.6481 | 84.7141 | 1.8974 | 44.6481 | 89.2404 | 1.9987 | 44.6481 | 2.291% | 0.32777 | 0.32018 | 11825.9094 | 682.672 | 178.5381 | 10964.6993 | 11828.7518 | 0 | 0 | 11828.7518 | 0.002928%
2026 | 157 | 157-232R | Tier-3 | Tier-3---11 | 5--4 | 250 | 1 | 3160.5079 | 95.27% | 4.501% | 0.231% | 3.4927 | 0 | 0 | 3.4927 | 0 | 3.3318 | 0.11161 | 29.8523 | 3.3318 | 0.11161 | 29.8523 | 3.5098 | 0.11757 | 29.8523 | 0.1105% | 0.32167 | 0.3213 | 9825.3054 | 518.5543 | 443.2857 | 8863.4653 | 9825.8453 | 0 | 0 | 9825.8453 | 0.0001152%
2026 | 157 | 157-257R | Tier-3 | Tier-3---14 | 5--4 | 554 | 1 | 2061.1876 | 81.54% | 17.79% | 0.6678% | 0.87979 | 0 | 0 | 0.87979 | 0 | 0.83926 | 0.11161 | 7.5196 | 0.83926 | 0.11161 | 7.5196 | 0.8841 | 0.11757 | 7.5196 | 0.04268% | 0.36686 | 0.36667 | 5618.4522 | 263.1979 | 939.0969 | 4416.1574 | 5618.9954 | 0 | 0 | 5618.9954 | 2.901e-05%
2026 | 157 | 157-273R | Tier-3 | Tier-3---14 | 5--4 | 173 | 3 | 1867.403 | 95.01% | 4.712% | 0.2778% | 8.9224 | 0 | 0 | 8.9224 | 0 | 8.5114 | 0.33483 | 25.42 | 8.5114 | 0.33483 | 25.42 | 8.9662 | 0.35272 | 25.42 | 0.4778% | 0.32295 | 0.32133 | 5782.3142 | 331.2593 | 295.5406 | 5155.5144 | 5783.7724 | 0 | 0 | 5783.7724 | 0.0002942%
2026 | 157 | 157-81R | Tier-3 | Tier-3---3 | 5--5 | 675 | 6 | 18749.5963 | 97% | 2.901% | 0.09453% | 46.8847 | 0 | 0 | 46.8847 | 0 | 44.7248 | 0.66966 | 66.7874 | 44.7248 | 0.66966 | 66.7874 | 47.1146 | 0.70544 | 66.7874 | 0.2501% | 0.38414 | 0.38314 | 48809.8885 | 2680.9552 | 1331.6361 | 44797.2971 | 48813.6666 | 0 | 0 | 48813.6666 | 0.001546%
2026 | 168 | 168-702F | Tier-1 | Non-HFTD---5 | 3--3 | 160 | 25 | 86.0496 | 96.13% | 0% | 3.875% | 3.748 | 0 | 0 | 3.748 | 0 | 3.5754 | 2.7903 | 1.2814 | 3.5754 | 2.7903 | 1.2814 | 3.7664 | 2.9393 | 1.2814 | 4.356% | 0.018904 | 0.018048 | 4551.8785 | 653.5513 | 447.4101 | 3450.917 | 4560.2501 | 0 | 0 | 4560.2501 | 0.0001236%
2026 | 175 | 175-2024R | Tier-2 | Tier-2---5 | 5--5 | 103 | 3 | 4029.0085 | 99.1% | 0.8147% | 0.08289% | 33.726 | 0 | 0 | 33.726 | 0 | 32.1723 | 0.33483 | 96.0854 | 32.1723 | 0.33483 | 96.0854 | 33.8913 | 0.35272 | 96.0854 | 0.8371% | 0.19114 | 0.18953 | 21078.6803 | 2171.1598 | 170.5146 | 18737.0059 | 21080.292 | 0 | 0 | 21080.292 | 0.001112%
2026 | 175 | 175-90R | Tier-3 | Tier-3---9 | 5--5 | 300 | 2 | 5741.4949 | 96.86% | 2.992% | 0.1472% | 10.7518 | 0 | 0 | 10.7518 | 0 | 10.2565 | 0.22322 | 45.9478 | 10.2565 | 0.22322 | 45.9478 | 10.8045 | 0.23515 | 45.9478 | 0.1873% | 0.20491 | 0.20452 | 28019.3198 | 1604.6601 | 781.1853 | 25633.4744 | 28021.0235 | 0 | 0 | 28021.0235 | 0.0003546%
2026 | 176 | 176-161R | Tier-3 | Tier-3---5 | 5--5 | 236 | 7 | 11523.3049 | 98.77% | 1.172% | 0.05875% | 97.8997 | 0 | 0 | 97.8997 | 0 | 93.3897 | 0.78127 | 119.5357 | 93.3897 | 0.78127 | 119.5357 | 98.3797 | 0.82301 | 119.5357 | 0.8496% | 0.22417 | 0.22224 | 51404.5427 | 2861.3734 | 647.4738 | 47895.6955 | 51410.0332 | 0 | 0 | 51410.0332 | 0.003228%
2026 | 176 | 176-164R | Tier-3 | Tier-3---11 | 5--5 | 131 | 2 | 4184.7467 | 98.1% | 1.799% | 0.1047% | 18.1751 | 0 | 0 | 18.1751 | 0 | 17.3379 | 0.22322 | 77.6716 | 17.3379 | 0.22322 | 77.6716 | 18.2642 | 0.23515 | 77.6716 | 0.4343% | 0.20727 | 0.20635 | 20189.7554 | 1135.7308 | 339.0696 | 18714.955 | 20191.4648 | 0 | 0 | 20191.4648 | 0.0005993%
2026 | 176 | 176-1834R | Tier-3 | Tier-3---5 | 5--5 | 312 | 3 | 10068.5168 | 97.13% | 2.784% | 0.0867% | 27.2698 | 0 | 0 | 27.2698 | 0 | 26.0136 | 0.33483 | 77.6918 | 26.0136 | 0.33483 | 77.6918 | 27.4035 | 0.35272 | 77.6918 | 0.2708% | 0.23205 | 0.2314 | 43390.2136 | 3622.3985 | 1240.781 | 38527.0341 | 43393.696 | 0 | 0 | 43393.696 | 0.0008993%
2026 | 176 | 176-197F | Tier-3 | Tier-3---5 | 5--5 | 345 | 1 | 13172.958 | 96.8% | 3.124% | 0.0728% | 10.7189 | 0 | 0 | 10.7189 | 0 | 10.2251 | 0.11161 | 91.6149 | 10.2251 | 0.11161 | 91.6149 | 10.7715 | 0.11757 | 91.6149 | 0.08137% | 0.23242 | 0.23222 | 56678.2638 | 5414.7581 | 1674.033 | 49589.4726 | 56679.7881 | 0 | 0 | 56679.7881 | 0.0003535%
2026 | 178 | 178-968AE | Tier-2 | Tier-2---18 | 3--3 | 200 | 2 | 47.6106 | 91.21% | 0% | 8.789% | 0.12594 | 0 | 0 | 0.12594 | 0 | 0.12013 | 0.22322 | 0.53819 | 0.12013 | 0.22322 | 0.53819 | 0.12655 | 0.23515 | 0.53819 | 0.2645% | 0.018466 | 0.018413 | 2578.2566 | 231.3064 | 796.8416 | 1550.1086 | 2578.9156 | 0 | 0 | 2578.9156 | 4.153e-06%
2026 | 178 | 178-982 | Tier-2 | Tier-2---21 | 1--1 | 45 | 7 | 0.95479 | 13.38% | 0% | 86.62% | 0.0057645 | 0 | 0 | 0.0057645 | 0 | 0.005499 | 0.78127 | 0.0070385 | 0.005499 | 0.78127 | 0.0070385 | 0.0057928 | 0.82301 | 0.0070385 | 0.6037% | 0.0033454 | 0.0031945 | 285.4035 | 0.62363 | 260.7814 | 23.9985 | 297.0821 | 0 | 0 | 297.0821 | 1.901e-07%
2026 | 182 | 182-2240F | Tier-2 | Tier-2---2 | 5--5 | 291 | 8 | 11917.1989 | 94.29% | 5.651% | 0.05821% | 89.5857 | 0 | 0 | 89.5857 | 0 | 85.4587 | 0.89288 | 95.7113 | 85.4587 | 0.89288 | 95.7113 | 90.0249 | 0.94059 | 95.7113 | 0.7517% | 0.1455 | 0.14434 | 81902.6704 | 14617.7682 | 4685.118 | 62599.7842 | 81940.2488 | 0 | 0 | 81940.2488 | 0.002954%
2026 | 182 | 182-2250 | Tier-2 | Tier-2---8 | 5--5 | 26 | 3 | 1939.2132 | 99.74% | 0.2126% | 0.04638% | 64.721 | 0 | 0 | 64.721 | 0 | 61.7394 | 0.33483 | 184.3903 | 61.7394 | 0.33483 | 184.3903 | 65.0382 | 0.35272 | 184.3903 | 3.337% | 0.10496 | 0.10144 | 18476.2986 | 952.6245 | 43.2141 | 17480.4599 | 18477.9553 | 0 | 0 | 18477.9553 | 0.002134%
2026 | 182 | 182-2252R | Tier-2 | Tier-2---5 | 5--5 | 104 | 4 | 4229.9446 | 99.22% | 0.7256% | 0.05893% | 46.81 | 0 | 0 | 46.81 | 0 | 44.6536 | 0.44644 | 100.0214 | 44.6536 | 0.44644 | 100.0214 | 47.0395 | 0.47029 | 100.0214 | 1.107% | 0.11307 | 0.11181 | 37409.5665 | 1975.2658 | 266.8712 | 35167.4295 | 37412.877 | 0 | 0 | 37412.877 | 0.001544%
2026 | 183 | 183-439 | Tier-2 | Tier-2---14 | 3--5 | 42 | 8 | 316.4778 | 66.23% | 33.5% | 0.2671% | 11.5781 | 0 | 0 | 11.5781 | 0 | 11.0448 | 0.89288 | 12.3698 | 11.0448 | 0.89288 | 12.3698 | 11.6349 | 0.94059 | 12.3698 | 3.658% | 0.018422 | 0.017405 | 17179.1509 | 725.6319 | 5296.9277 | 11156.5913 | 17518.3423 | 0 | 0 | 17518.3423 | 0.0003818%
2026 | 183 | 183-440 | Tier-2 | Tier-2---12 | 3--5 | 114 | 13 | 471.2015 | 74.37% | 25.17% | 0.4626% | 11.5888 | 0 | 0 | 11.5888 | 0 | 11.0549 | 1.4509 | 7.6192 | 11.0549 | 1.4509 | 7.6192 | 11.6456 | 1.5285 | 7.6192 | 2.459% | 0.025335 | 0.024498 | 18598.5411 | 874.6942 | 4409.0899 | 13314.757 | 18761.5757 | 0 | 0 | 18761.5757 | 0.0003822%
2026 | 185 | 185-51F | Tier-2 | Tier-2---7 | 4--5 | 260 | 7 | 1723.9707 | 91.93% | 7.724% | 0.3493% | 12.3735 | 0 | 0 | 12.3735 | 0 | 11.8035 | 0.78127 | 15.1081 | 11.8035 | 0.78127 | 15.1081 | 12.4342 | 0.82301 | 15.1081 | 0.7177% | 0.048222 | 0.047845 | 35751.0066 | 2801.5482 | 2693.3974 | 30256.061 | 35773.72 | 0 | 0 | 35773.72 | 0.000408%
2026 | 197 | 197-1155F | Tier-2 | Tier-2---21 | 1--4 | 9 | 3 | 6.6189 | 96.38% | 0% | 3.621% | 0.61667 | 0 | 0 | 0.61667 | 0 | 0.58826 | 0.33483 | 1.7569 | 0.58826 | 0.33483 | 1.7569 | 0.61969 | 0.35272 | 1.7569 | 9.317% | 0.0010316 | 0.00093188 | 6416.1897 | 579.4256 | 247.7258 | 5589.0383 | 6441.0484 | 0 | 0 | 6441.0484 | 2.034e-05%
2026 | 198 | 198-37R | Tier-2 | Tier-2---9 | 4--5 | 188 | 4 | 973.0999 | 95.53% | 4.02% | 0.4464% | 5.7361 | 0 | 0 | 5.7361 | 0 | 5.4718 | 0.44644 | 12.2565 | 5.4718 | 0.44644 | 12.2565 | 5.7642 | 0.47029 | 12.2565 | 0.5895% | 0.030671 | 0.030482 | 31727.0349 | 11360.5744 | 2371.5133 | 17994.9472 | 31735.8328 | 0 | 0 | 31735.8328 | 0.0001892%
2026 | 204 | 204-32R | Tier-2 | Tier-2---11 | 4--4 | 336 | 3 | 490.4615 | 96.36% | 1.259% | 2.378% | 1.2238 | 0 | 0 | 1.2238 | 0 | 1.1674 | 0.33483 | 3.4865 | 1.1674 | 0.33483 | 3.4865 | 1.2298 | 0.35272 | 3.4865 | 0.2495% | 0.087106 | 0.08688 | 5630.6279 | 367.679 | 185.9169 | 5077.0321 | 5631.1596 | 0 | 0 | 5631.1596 | 4.035e-05%
2026 | 206 | 206-1105 | Tier-2 | Tier-2---9 | 3--5 | 132 | 4 | 1279.0443 | 99.78% | 0% | 0.2159% | 11.2158 | 0 | 0 | 11.2158 | 0 | 10.6991 | 0.44644 | 23.9654 | 10.6991 | 0.44644 | 23.9654 | 11.2708 | 0.47029 | 23.9654 | 0.8769% | 0.014019 | 0.013896 | 91236.4892 | 5528.0185 | 303.6221 | 85404.8486 | 91238.2352 | 0 | 0 | 91238.2352 | 0.0003699%
2026 | 206 | 206-1817 | Tier-2 | Tier-2---4 | 4--5 | 413 | 29 | 2976.5734 | 99.75% | 0% | 0.2502% | 60.4609 | 0 | 0 | 60.4609 | 0 | 57.6756 | 3.2367 | 17.8193 | 57.6756 | 3.2367 | 17.8193 | 60.7573 | 3.4096 | 17.8193 | 2.031% | 0.038208 | 0.03743 | 77904.8627 | 4581.6453 | 274.9924 | 73048.225 | 77908.914 | 0 | 0 | 77908.914 | 0.001994%
2026 | 209 | 209-1769F | Tier-2 | Tier-2---6 | 5--5 | 1069 | 39 | 8462.8018 | 99.74% | 0% | 0.2593% | 89.3042 | 0 | 0 | 89.3042 | 0 | 85.1901 | 4.3528 | 19.5714 | 85.1901 | 4.3528 | 19.5714 | 89.7419 | 4.5854 | 19.5714 | 1.055% | 0.11169 | 0.11051 | 75768.5529 | 4573.9666 | 302.4119 | 70892.1744 | 75770.6534 | 0 | 0 | 75770.6534 | 0.002945%
2026 | 210 | 210-172R | Tier-2 | Tier-2---11 | 5--2 | 111 | 16 | 498.1496 | 90.1% | 9.186% | 0.7154% | 18.7617 | 0 | 0 | 18.7617 | 0 | 17.8974 | 1.7858 | 10.0223 | 17.8974 | 1.7858 | 10.0223 | 18.8537 | 1.8812 | 10.0223 | 3.766% | 0.32588 | 0.31225 | 1528.6439 | 54.3411 | 137.5486 | 1336.7541 | 1535.247 | 0 | 0 | 1535.247 | 0.0006187%
2026 | 210 | 210-392R | Tier-2 | Tier-2---10 | 5--3 | 221 | 19 | 1037.8957 | 85.73% | 13.64% | 0.6245% | 22.1849 | 0 | 0 | 22.1849 | 0 | 21.1629 | 2.1206 | 9.9797 | 21.1629 | 2.1206 | 9.9797 | 22.2936 | 2.2339 | 9.9797 | 2.137% | 0.34771 | 0.33904 | 2984.984 | 126.9167 | 388.4133 | 2469.654 | 2995.8738 | 0 | 0 | 2995.8738 | 0.0007316%
2026 | 210 | 210-394R | Tier-2 | Tier-2---16 | 5--2 | 77 | 2 | 170.5929 | 70.47% | 28.1% | 1.432% | 0.90556 | 0 | 0 | 0.90556 | 0 | 0.86384 | 0.22322 | 3.8699 | 0.86384 | 0.22322 | 3.8699 | 0.91 | 0.23515 | 3.8699 | 0.5308% | 0.31841 | 0.31602 | 535.7584 | 19.2532 | 128.0571 | 388.4481 | 536.9591 | 0 | 0 | 536.9591 | 2.986e-05%
2026 | 210 | 210-9R | Tier-2 | Tier-2---13 | 5--2 | 95 | 5 | 317.7725 | 50.82% | 48.53% | 0.6462% | 2.4651 | 0 | 0 | 2.4651 | 0 | 2.3515 | 0.55805 | 4.2138 | 2.3515 | 0.55805 | 4.2138 | 2.4772 | 0.58787 | 4.2138 | 0.7757% | 0.31397 | 0.30918 | 1012.1143 | 32.0834 | 459.6705 | 520.3604 | 1019.8287 | 0 | 0 | 1019.8287 | 8.129e-05%
2026 | 211 | 211-279R | Tier-2 | Tier-2---10 | 5--3 | 293 | 10 | 1199.6322 | 89.49% | 9.8% | 0.7134% | 10.6252 | 0 | 0 | 10.6252 | 0 | 10.1357 | 1.1161 | 9.0814 | 10.1357 | 1.1161 | 9.0814 | 10.6773 | 1.1757 | 9.0814 | 0.8857% | 0.37314 | 0.36944 | 3215.0069 | 112.0942 | 354.3013 | 2748.6114 | 3218.3858 | 0 | 0 | 3218.3858 | 0.0003504%
2026 | 211 | 211-312R | Tier-2 | Tier-2---8 | 5--3 | 420 | 39 | 1809.5147 | 84.26% | 15.08% | 0.6521% | 41.0603 | 0 | 0 | 41.0603 | 0 | 39.1688 | 4.3528 | 8.9985 | 39.1688 | 4.3528 | 8.9985 | 41.2616 | 4.5854 | 8.9985 | 2.269% | 0.39031 | 0.3798 | 4636.1485 | 245.0801 | 661.0984 | 3729.97 | 4656.3365 | 0 | 0 | 4656.3365 | 0.001354%
2026 | 211 | 211-771R | Tier-3 | Tier-3---14 | 5--4 | 279 | 8 | 1890.633 | 91.06% | 8.49% | 0.4466% | 14.3165 | 0 | 0 | 14.3165 | 0 | 13.6569 | 0.89288 | 15.2954 | 13.6569 | 0.89288 | 15.2954 | 14.3866 | 0.94059 | 15.2954 | 0.7572% | 0.3743 | 0.37119 | 5051.0602 | 188.146 | 399.018 | 4463.8962 | 5054.8451 | 0 | 0 | 5054.8451 | 0.0004721%
2026 | 212 | 212-1177R | Tier-2 | Tier-2---8 | 5--4 | 287 | 3 | 1738.9252 | 95.43% | 4.096% | 0.4776% | 5.0302 | 0 | 0 | 5.0302 | 0 | 4.7985 | 0.33483 | 14.3311 | 4.7985 | 0.33483 | 14.3311 | 5.0549 | 0.35272 | 14.3311 | 0.2893% | 0.15054 | 0.15008 | 11551.4959 | 598.6378 | 571.3977 | 10381.4604 | 11553.1022 | 0 | 0 | 11553.1022 | 0.0001659%
2026 | 212 | 212-1204R | Tier-2 | Tier-2---8 | 5--4 | 219 | 1 | 1570.3762 | 94.97% | 4.642% | 0.3849% | 1.975 | 0 | 0 | 1.975 | 0 | 1.884 | 0.11161 | 16.8799 | 1.884 | 0.11161 | 16.8799 | 1.9846 | 0.11757 | 16.8799 | 0.1258% | 0.19221 | 0.19195 | 8170.2767 | 423.629 | 402.249 | 7344.3988 | 8170.8213 | 0 | 0 | 8170.8213 | 6.513e-05%
2026 | 212 | 212-638R | Tier-2 | Tier-2---11 | 5--4 | 79 | 1 | 609.7797 | 99.07% | 0.4924% | 0.4406% | 2.2175 | 0 | 0 | 2.2175 | 0 | 2.1154 | 0.11161 | 18.9534 | 2.1154 | 0.11161 | 18.9534 | 2.2284 | 0.11757 | 18.9534 | 0.3637% | 0.10708 | 0.10668 | 5694.8842 | 240.5228 | 69.3628 | 5384.9986 | 5695.0799 | 0 | 0 | 5695.0799 | 7.313e-05%
2026 | 212 | 212-725R | Tier-3 | Tier-3---10 | 5--5 | 218 | 2 | 4887.8267 | 99.15% | 0.7265% | 0.1225% | 12.8939 | 0 | 0 | 12.8939 | 0 | 12.2999 | 0.22322 | 55.1022 | 12.2999 | 0.22322 | 55.1022 | 12.9571 | 0.23515 | 55.1022 | 0.2638% | 0.13941 | 0.13904 | 35061.0556 | 1697.3046 | 267.0507 | 33096.7003 | 35061.8497 | 0 | 0 | 35061.8497 | 0.0004252%
2026 | 212 | 212-734R | Tier-2 | Tier-2---10 | 5--4 | 273 | 7 | 1265.9596 | 97.92% | 1.386% | 0.6959% | 9.2176 | 0 | 0 | 9.2176 | 0 | 8.793 | 0.78127 | 11.2547 | 8.793 | 0.78127 | 11.2547 | 9.2628 | 0.82301 | 11.2547 | 0.7281% | 0.17753 | 0.17621 | 7130.7609 | 270.2179 | 291.48 | 6569.0631 | 7131.8729 | 0 | 0 | 7131.8729 | 0.000304%
2026 | 212 | 212-739R | Tier-3 | Tier-3---15 | 5--4 | 201 | 2 | 998.7912 | 96.62% | 2.787% | 0.5903% | 2.7847 | 0 | 0 | 2.7847 | 0 | 2.6564 | 0.22322 | 11.9006 | 2.6564 | 0.22322 | 11.9006 | 2.7984 | 0.23515 | 11.9006 | 0.2788% | 0.13097 | 0.13059 | 7626.107 | 388.5698 | 248.0646 | 6989.4726 | 7626.8525 | 0 | 0 | 7626.8525 | 9.183e-05%
2026 | 212 | 212-758R | Tier-2 | Tier-2---8 | 5--4 | 201 | 3 | 1482.4618 | 97.27% | 2.316% | 0.4117% | 6.2416 | 0 | 0 | 6.2416 | 0 | 5.9541 | 0.33483 | 17.7824 | 5.9541 | 0.33483 | 17.7824 | 6.2722 | 0.35272 | 17.7824 | 0.421% | 0.1427 | 0.14209 | 10388.4417 | 533.566 | 267.0613 | 9587.8143 | 10389.6734 | 0 | 0 | 10389.6734 | 0.0002058%
2026 | 212 | 212-773R | Tier-2 | Tier-2---5 | 5--4 | 297 | 2 | 2758.5667 | 95.78% | 3.96% | 0.2633% | 5.1596 | 0 | 0 | 5.1596 | 0 | 4.9219 | 0.22322 | 22.0495 | 4.9219 | 0.22322 | 22.0495 | 5.1849 | 0.23515 | 22.0495 | 0.187% | 0.19881 | 0.19842 | 13875.2805 | 746.7621 | 538.2266 | 12590.2917 | 13876.427 | 0 | 0 | 13876.427 | 0.0001701%
2026 | 212 | 212-799R | Tier-2 | Tier-2---10 | 5--4 | 115 | 1 | 1038.8005 | 97.12% | 2.539% | 0.3416% | 2.5441 | 0 | 0 | 2.5441 | 0 | 2.4269 | 0.11161 | 21.7447 | 2.4269 | 0.11161 | 21.7447 | 2.5566 | 0.11757 | 21.7447 | 0.2449% | 0.12493 | 0.12461 | 8315.0604 | 411.6865 | 218.9209 | 7684.453 | 8315.6659 | 0 | 0 | 8315.6659 | 8.39e-05%
2026 | 212 | 212-886R | Tier-2 | Tier-2---8 | 5--4 | 155 | 1 | 2163.5248 | 98.72% | 1.034% | 0.2463% | 3.9961 | 0 | 0 | 3.9961 | 0 | 3.812 | 0.11161 | 34.1544 | 3.812 | 0.11161 | 34.1544 | 4.0156 | 0.11757 | 34.1544 | 0.1847% | 0.18767 | 0.18732 | 11528.3958 | 592.0091 | 130.2023 | 10806.1843 | 11528.6725 | 0 | 0 | 11528.6725 | 0.0001318%
2026 | 212 | 212-888R | Tier-2 | Tier-2---8 | 5--4 | 147 | 1 | 1471.0622 | 97.82% | 1.883% | 0.2988% | 2.8388 | 0 | 0 | 2.8388 | 0 | 2.708 | 0.11161 | 24.2631 | 2.708 | 0.11161 | 24.2631 | 2.8527 | 0.11757 | 24.2631 | 0.193% | 0.13116 | 0.1309 | 11216.1087 | 603.389 | 219.1134 | 10393.6063 | 11216.5923 | 0 | 0 | 11216.5923 | 9.361e-05%
2026 | 214 | 214-1122R | Tier-3 | Tier-3---3 | 5--5 | 446 | 16 | 26281.1502 | 98.91% | 1.048% | 0.04591% | 270.4268 | 0 | 0 | 270.4268 | 0 | 257.9688 | 1.7858 | 144.4588 | 257.9688 | 1.7858 | 144.4588 | 271.7525 | 1.8812 | 144.4588 | 1.029% | 0.26918 | 0.26638 | 97635.635 | 5011.5122 | 984.8064 | 91639.3164 | 97646.8651 | 0 | 0 | 97646.8651 | 0.008918%
2026 | 214 | 214-1135R | Tier-3 | Tier-3---6 | 4--5 | 285 | 23 | 6666.9216 | 99.41% | 0.4702% | 0.123% | 155.1038 | 0 | 0 | 155.1038 | 0 | 147.9585 | 2.567 | 57.638 | 147.9585 | 2.567 | 57.638 | 155.8641 | 2.7042 | 57.638 | 2.326% | 0.090777 | 0.088652 | 73442.8498 | 4553.5888 | 482.5906 | 68406.6704 | 73453.2899 | 0 | 0 | 73453.2899 | 0.005115%
2026 | 214 | 214-17AE | Tier-3 | Tier-3---17 | 4--4 | 157 | 14 | 484.0355 | 97.4% | 1.48% | 1.12% | 12.1917 | 0 | 0 | 12.1917 | 0 | 11.6301 | 1.5625 | 7.443 | 11.6301 | 1.5625 | 7.443 | 12.2515 | 1.646 | 7.443 | 2.519% | 0.071957 | 0.070096 | 6726.7702 | 365.2505 | 154.8548 | 6206.6649 | 6731.4123 | 0 | 0 | 6731.4123 | 0.000402%
2026 | 214 | 214-583R | Tier-3 | Tier-3---13 | 4--5 | 174 | 15 | 2208.3134 | 99.09% | 0.6816% | 0.2244% | 54.7077 | 0 | 0 | 54.7077 | 0 | 52.1874 | 1.6742 | 31.1725 | 52.1874 | 1.6742 | 31.1725 | 54.9758 | 1.7636 | 31.1725 | 2.477% | 0.070413 | 0.068653 | 31362.296 | 1883.6813 | 422.1722 | 29056.4425 | 31369.5815 | 0 | 0 | 31369.5815 | 0.001804%
2026 | 214 | 214-613R | Tier-3 | Tier-3---14 | 5--3 | 196 | 5 | 1721.769 | 85.69% | 14.07% | 0.2459% | 10.9145 | 0 | 0 | 10.9145 | 0 | 10.4117 | 0.55805 | 18.6573 | 10.4117 | 0.55805 | 18.6573 | 10.968 | 0.58787 | 18.6573 | 0.6339% | 0.43289 | 0.42969 | 3977.4025 | 197.1566 | 516.9968 | 3263.2491 | 3981.6453 | 0 | 0 | 3981.6453 | 0.0003599%
2026 | 214 | 214-647R | Tier-3 | Tier-3---8 | 5--5 | 264 | 2 | 22354.3085 | 99.24% | 0.73% | 0.02701% | 48.7399 | 0 | 0 | 48.7399 | 0 | 46.4946 | 0.22322 | 208.2904 | 46.4946 | 0.22322 | 208.2904 | 48.9789 | 0.23515 | 208.2904 | 0.218% | 0.23844 | 0.23791 | 93753.9152 | 4640.4334 | 647.6025 | 88465.8794 | 93755.478 | 0 | 0 | 93755.478 | 0.001607%
2026 | 215 | 215-1531R | Tier-2 | Tier-2---2 | 5--5 | 256 | 1 | 12702.4119 | 98.21% | 1.737% | 0.04837% | 14.1325 | 0 | 0 | 14.1325 | 0 | 13.4814 | 0.11161 | 120.7905 | 13.4814 | 0.11161 | 120.7905 | 14.2018 | 0.11757 | 120.7905 | 0.1113% | 0.20291 | 0.20268 | 62600.9651 | 3773.3762 | 1033.6342 | 57793.9547 | 62602.2329 | 0 | 0 | 62602.2329 | 0.000466%
2026 | 215 | 215-1534R | Tier-2 | Tier-2---1 | 5--5 | 243 | 1 | 19489.7064 | 99% | 0.9737% | 0.02962% | 23.026 | 0 | 0 | 23.026 | 0 | 21.9652 | 0.11161 | 196.8031 | 21.9652 | 0.11161 | 196.8031 | 23.1388 | 0.11757 | 196.8031 | 0.1181% | 0.1982 | 0.19797 | 98331.2515 | 6096.0396 | 907.1497 | 91328.0622 | 98332.4303 | 0 | 0 | 98332.4303 | 0.0007593%
2026 | 215 | 215-38R | Tier-3 | Tier-3---10 | 5--5 | 126 | 1 | 5434.8155 | 98.92% | 1.009% | 0.07406% | 12.3732 | 0 | 0 | 12.3732 | 0 | 11.8032 | 0.11161 | 105.7538 | 11.8032 | 0.11161 | 105.7538 | 12.4338 | 0.11757 | 105.7538 | 0.2277% | 0.12528 | 0.12499 | 43381.3494 | 2695.9135 | 518.8073 | 40166.6286 | 43382.4335 | 0 | 0 | 43382.4335 | 0.000408%
2026 | 216 | 216-1859F | Tier-3 | Tier-3---4 | 5--5 | 268 | 12 | 14041.2877 | 99.19% | 0.7753% | 0.03948% | 180.8416 | 0 | 0 | 180.8416 | 0 | 172.5106 | 1.3393 | 128.8045 | 172.5106 | 1.3393 | 128.8045 | 181.728 | 1.4109 | 128.8045 | 1.288% | 0.15704 | 0.155 | 89409.7822 | 5511.6035 | 666.6545 | 83231.5241 | 89419.3664 | 0 | 0 | 89419.3664 | 0.005963%
2026 | 217 | 217-41AE | Tier-2 | Tier-2---8 | 5--4 | 456 | 18 | 2013.5966 | 89.22% | 10.31% | 0.4697% | 20.5667 | 0 | 0 | 20.5667 | 0 | 19.6192 | 2.009 | 9.7658 | 19.6192 | 2.009 | 9.7658 | 20.6675 | 2.1163 | 9.7658 | 1.021% | 0.19664 | 0.19439 | 10240.1297 | 587.5443 | 1012.3349 | 8640.2505 | 10252.9068 | 0 | 0 | 10252.9068 | 0.0006782%
2026 | 217 | 217-48AE | Tier-2 | Tier-2---8 | 5--4 | 344 | 18 | 2727.5845 | 87.85% | 11.78% | 0.3693% | 36.3606 | 0 | 0 | 36.3606 | 0 | 34.6855 | 2.009 | 17.2652 | 34.6855 | 2.009 | 17.2652 | 36.5388 | 2.1163 | 17.2652 | 1.333% | 0.20236 | 0.19929 | 13478.9252 | 762.7474 | 1447.8056 | 11268.3722 | 13504.1595 | 0 | 0 | 13504.1595 | 0.001199%
2026 | 217 | 217-835R | Tier-3 | Tier-3---5 | 5--5 | 319 | 6 | 10686.9326 | 98.68% | 1.222% | 0.09479% | 57.5249 | 0 | 0 | 57.5249 | 0 | 54.8748 | 0.66966 | 81.9443 | 54.8748 | 0.66966 | 81.9443 | 57.8069 | 0.70544 | 81.9443 | 0.5383% | 0.28412 | 0.28257 | 37613.7803 | 2195.3355 | 434.0984 | 34984.3464 | 37616.4963 | 0 | 0 | 37616.4963 | 0.001897%
2026 | 217 | 217-837R | Tier-3 | Tier-3---12 | 5--5 | 293 | 2 | 3657.1834 | 94.66% | 5.124% | 0.2164% | 6.8528 | 0 | 0 | 6.8528 | 0 | 6.5371 | 0.22322 | 29.2856 | 6.5371 | 0.22322 | 29.2856 | 6.8864 | 0.23515 | 29.2856 | 0.1874% | 0.14269 | 0.14241 | 25630.0196 | 1643.4761 | 1395.4824 | 22591.0611 | 25632.7347 | 0 | 0 | 25632.7347 | 0.000226%
2026 | 217 | 217-972R | Tier-2 | Tier-2---8 | 5--4 | 256 | 21 | 1438.6594 | 90.88% | 8.66% | 0.4639% | 31.1018 | 0 | 0 | 31.1018 | 0 | 29.669 | 2.3438 | 12.6585 | 29.669 | 2.3438 | 12.6585 | 31.2543 | 2.469 | 12.6585 | 2.162% | 0.18227 | 0.17793 | 7892.9777 | 484.1091 | 632.8848 | 6775.9839 | 7910.5265 | 0 | 0 | 7910.5265 | 0.001026%
2026 | 217 | 217-983R | Tier-3 | Tier-3---5 | 5--5 | 116 | 1 | 10116.9629 | 99.05% | 0.91% | 0.0405% | 25.052 | 0 | 0 | 25.052 | 0 | 23.8979 | 0.11161 | 214.1197 | 23.8979 | 0.11161 | 214.1197 | 25.1748 | 0.11757 | 214.1197 | 0.2476% | 0.2438 | 0.24319 | 41497.7937 | 2121.8511 | 363.6616 | 39012.281 | 41498.7822 | 0 | 0 | 41498.7822 | 0.0008261%
2026 | 220 | 220-288R | Tier-3 | Tier-3---14 | 5--4 | 132 | 2 | 2198.6799 | 96.34% | 3.473% | 0.1901% | 9.307 | 0 | 0 | 9.307 | 0 | 8.8782 | 0.22322 | 39.7734 | 8.8782 | 0.22322 | 39.7734 | 9.3526 | 0.23515 | 39.7734 | 0.4233% | 0.37523 | 0.37358 | 5859.515 | 279.6691 | 215.3273 | 5364.5186 | 5860.4623 | 0 | 0 | 5860.4623 | 0.0003069%
2026 | 220 | 220-294R | Tier-3 | Tier-3---14 | 5--3 | 328 | 3 | 1925.8876 | 84.29% | 15.28% | 0.4298% | 4.3058 | 0 | 0 | 4.3058 | 0 | 4.1075 | 0.33483 | 12.2673 | 4.1075 | 0.33483 | 12.2673 | 4.3269 | 0.35272 | 12.2673 | 0.2236% | 0.44397 | 0.4428 | 4337.8466 | 198.6888 | 616.3589 | 3522.7989 | 4339.6589 | 0 | 0 | 4339.6589 | 0.000142%
2026 | 220 | 220-298R | Tier-3 | Tier-3---11 | 5--4 | 614 | 13 | 3585.6314 | 89.37% | 10.06% | 0.5685% | 19.6757 | 0 | 0 | 19.6757 | 0 | 18.7693 | 1.4509 | 12.936 | 18.7693 | 1.4509 | 12.936 | 19.7721 | 1.5285 | 12.936 | 0.5487% | 0.50177 | 0.49869 | 7145.9975 | 283.7182 | 677.141 | 6185.1383 | 7150.6905 | 0 | 0 | 7150.6905 | 0.0006488%
2026 | 221 | 221-1230F | Tier-3 | Tier-3---12 | 4--5 | 97 | 1 | 3690.9623 | 99.91% | 0% | 0.09183% | 11.0247 | 0 | 0 | 11.0247 | 0 | 10.5168 | 0.11161 | 94.2282 | 10.5168 | 0.11161 | 94.2282 | 11.0787 | 0.11757 | 94.2282 | 0.2987% | 0.035843 | 0.035736 | 102975.2443 | 5653.9564 | 85.9024 | 97235.3856 | 102975.5279 | 0 | 0 | 102975.5279 | 0.0003636%
2026 | 221 | 221-23R | Tier-3 | Tier-3---11 | 5--5 | 307 | 7 | 3270.2376 | 92.16% | 7.656% | 0.1816% | 19.9293 | 0 | 0 | 19.9293 | 0 | 19.0112 | 0.78127 | 24.3337 | 19.0112 | 0.78127 | 24.3337 | 20.027 | 0.82301 | 24.3337 | 0.6094% | 0.19945 | 0.19813 | 16396.4914 | 1101.2475 | 1224.4612 | 14070.7826 | 16405.0453 | 0 | 0 | 16405.0453 | 0.0006572%
2026 | 221 | 221-344R | Tier-3 | Tier-3---13 | 5--4 | 293 | 1 | 2735.9283 | 96.11% | 3.605% | 0.2871% | 2.6025 | 0 | 0 | 2.6025 | 0 | 2.4826 | 0.11161 | 22.2438 | 2.4826 | 0.11161 | 22.2438 | 2.6153 | 0.11757 | 22.2438 | 0.09512% | 0.2115 | 0.21129 | 12935.7823 | 697.0944 | 453.9009 | 11784.787 | 12936.2811 | 0 | 0 | 12936.2811 | 8.582e-05%
2026 | 221 | 221-35 | Tier-2 | Tier-2---10 | 5--3 | 13 | 7 | 710.3273 | 99.46% | 0.4791% | 0.06249% | 110.3196 | 0 | 0 | 110.3196 | 0 | 105.2374 | 0.78127 | 134.7003 | 105.2374 | 0.78127 | 134.7003 | 110.8604 | 0.82301 | 134.7003 | 15.53% | 0.17281 | 0.14582 | 4110.5569 | 223.7818 | 29.6305 | 3857.1446 | 4114.6767 | 0 | 0 | 4114.6767 | 0.003638%
2026 | 221 | 221-37AE | Tier-3 | Tier-3---11 | 5--5 | 244 | 2 | 3934.7733 | 97.03% | 2.838% | 0.1358% | 9.075 | 0 | 0 | 9.075 | 0 | 8.6569 | 0.22322 | 38.782 | 8.6569 | 0.22322 | 38.782 | 9.1195 | 0.23515 | 38.782 | 0.2306% | 0.19925 | 0.19878 | 19747.6238 | 1157.9249 | 618.5884 | 17971.1105 | 19749.0232 | 0 | 0 | 19749.0232 | 0.0002993%
2026 | 221 | 221-38AE | Tier-3 | Tier-3---17 | 5--3 | 18 | 2 | 318.0967 | 33.4% | 66.33% | 0.2755% | 3.4232 | 0 | 0 | 3.4232 | 0 | 3.2655 | 0.22322 | 14.629 | 3.2655 | 0.22322 | 14.629 | 3.44 | 0.23515 | 14.629 | 1.076% | 0.16917 | 0.16372 | 1880.3284 | 41.7922 | 1061.4721 | 777.0641 | 1922.0252 | 0 | 0 | 1922.0252 | 0.0001129%
2026 | 221 | 221-675R | Tier-2 | Tier-2---8 | 5--4 | 99 | 24 | 2055.424 | 99.51% | 0.3331% | 0.1572% | 143.794 | 0 | 0 | 143.794 | 0 | 137.1697 | 2.6786 | 51.2087 | 137.1697 | 2.6786 | 51.2087 | 144.4989 | 2.8218 | 51.2087 | 6.996% | 0.22072 | 0.2052 | 9312.3427 | 464.7372 | 113.1149 | 8734.4905 | 9315.7954 | 0 | 0 | 9315.7954 | 0.004742%
2026 | 221 | 221-6R | Tier-2 | Tier-2---5 | 5--5 | 100 | 63 | 3904.259 | 99.88% | 0.03221% | 0.0896% | 712.4392 | 0 | 0 | 712.4392 | 0 | 679.6186 | 7.0314 | 96.6544 | 679.6186 | 7.0314 | 96.6544 | 715.9316 | 7.4071 | 96.6544 | 18.25% | 0.21604 | 0.17657 | 18071.9767 | 963.9759 | 75.8685 | 17032.1323 | 18076.8977 | 0 | 0 | 18076.8977 | 0.02349%
2026 | 221 | 221-788 | Tier-3 | Tier-3---12 | 5--5 | 67 | 6 | 4481.9143 | 99.45% | 0.5095% | 0.04337% | 115.7525 | 0 | 0 | 115.7525 | 0 | 110.42 | 0.66966 | 164.8896 | 110.42 | 0.66966 | 164.8896 | 116.3199 | 0.70544 | 164.8896 | 2.583% | 0.18975 | 0.18482 | 23620.3007 | 1552.9774 | 202.4159 | 21864.9074 | 23623.7825 | 0 | 0 | 23623.7825 | 0.003817%
2026 | 221 | 221-824 | Tier-3 | Tier-3---13 | 5--4 | 106 | 2 | 2324.2215 | 96.86% | 3.03% | 0.1069% | 12.3185 | 0 | 0 | 12.3185 | 0 | 11.751 | 0.22322 | 52.643 | 11.751 | 0.22322 | 52.643 | 12.3789 | 0.23515 | 52.643 | 0.53% | 0.18396 | 0.18296 | 12634.0691 | 769.9433 | 369.3383 | 11494.7875 | 12636.2498 | 0 | 0 | 12636.2498 | 0.0004062%
2026 | 222 | 222-1433R | Tier-3 | Tier-3---5 | 5--5 | 123 | 1 | 9617.9712 | 99.59% | 0.3681% | 0.03974% | 22.584 | 0 | 0 | 22.584 | 0 | 21.5436 | 0.11161 | 193.0259 | 21.5436 | 0.11161 | 193.0259 | 22.6947 | 0.11757 | 193.0259 | 0.2348% | 0.37266 | 0.37178 | 25809.0958 | 1306.2972 | 94.555 | 24408.2437 | 25809.3446 | 0 | 0 | 25809.3446 | 0.0007447%
2026 | 222 | 222-1503R | Tier-3 | Tier-3---15 | 5--4 | 76 | 1 | 1359.3953 | 95.15% | 4.696% | 0.1502% | 4.9358 | 0 | 0 | 4.9358 | 0 | 4.7084 | 0.11161 | 42.1863 | 4.7084 | 0.11161 | 42.1863 | 4.96 | 0.11757 | 42.1863 | 0.3631% | 0.23465 | 0.23375 | 5793.3484 | 301.9788 | 270.539 | 5220.8305 | 5794.4238 | 0 | 0 | 5794.4238 | 0.0001628%
2026 | 222 | 222-1523R | Tier-3 | Tier-3---7 | 5--5 | 367 | 4 | 7406.689 | 96.62% | 3.25% | 0.1263% | 22.6204 | 0 | 0 | 22.6204 | 0 | 21.5783 | 0.44644 | 48.3341 | 21.5783 | 0.44644 | 48.3341 | 22.7312 | 0.47029 | 48.3341 | 0.3054% | 0.26901 | 0.26816 | 27533.3002 | 1432.7814 | 864.0996 | 25236.4192 | 27536.2478 | 0 | 0 | 27536.2478 | 0.0007459%
2026 | 222 | 222-1986R | Tier-3 | Tier-3---1 | 5--5 | 451 | 5 | 79194.3488 | 99.25% | 0.7305% | 0.01724% | 252.7121 | 0 | 0 | 252.7121 | 0 | 241.0702 | 0.55805 | 431.9865 | 241.0702 | 0.55805 | 431.9865 | 253.9509 | 0.58787 | 431.9865 | 0.3191% | 0.41507 | 0.41374 | 190797.4815 | 11158.3549 | 1273.0385 | 178366.0881 | 190802.0832 | 0 | 0 | 190802.0832 | 0.008334%
2026 | 222 | 222-1990R | Tier-3 | Tier-3---1 | 5--5 | 287 | 4 | 45106.6401 | 99.63% | 0.3509% | 0.01982% | 181.6367 | 0 | 0 | 181.6367 | 0 | 173.269 | 0.44644 | 388.1125 | 173.269 | 0.44644 | 388.1125 | 182.527 | 0.47029 | 388.1125 | 0.4027% | 0.41211 | 0.41045 | 109452.4885 | 5424.0865 | 426.9036 | 103601.4983 | 109454.1352 | 0 | 0 | 109454.1352 | 0.00599%
2026 | 222 | 222-1992R | Tier-3 | Tier-3---18 | 5--2 | 43 | 2 | 288.7705 | 86.56% | 13.18% | 0.2657% | 3.3714 | 0 | 0 | 3.3714 | 0 | 3.2161 | 0.22322 | 14.4077 | 3.2161 | 0.22322 | 14.4077 | 3.3879 | 0.23515 | 14.4077 | 1.168% | 0.22115 | 0.21817 | 1305.7642 | 59.3755 | 153.7229 | 1092.6658 | 1308.1643 | 0 | 0 | 1308.1643 | 0.0001112%
2026 | 222 | 222-2013R | Tier-3 | Tier-3---7 | 5--5 | 407 | 5 | 7426.9759 | 96.05% | 3.813% | 0.1383% | 25.4143 | 0 | 0 | 25.4143 | 0 | 24.2435 | 0.55805 | 43.4433 | 24.2435 | 0.55805 | 43.4433 | 25.5389 | 0.58787 | 43.4433 | 0.3422% | 0.27927 | 0.27828 | 26594.1155 | 1486.8089 | 949.5734 | 24157.7331 | 26597.8723 | 0 | 0 | 26597.8723 | 0.0008381%
2026 | 222 | 222-2085 | Tier-3 | Tier-3---3 | 5--5 | 910 | 16 | 16772.3082 | 96.7% | 3.181% | 0.1236% | 82.6943 | 0 | 0 | 82.6943 | 0 | 78.8847 | 1.7858 | 44.1743 | 78.8847 | 1.7858 | 44.1743 | 83.0996 | 1.8812 | 44.1743 | 0.493% | 0.35117 | 0.34938 | 47761.3033 | 2740.017 | 1532.6307 | 43488.6556 | 47769.3921 | 0 | 0 | 47769.3921 | 0.002727%
2026 | 230 | 230-127AE | Tier-2 | Tier-2---7 | 5--5 | 269 | 28 | 2000.4654 | 94.98% | 4.641% | 0.3747% | 57.3568 | 0 | 0 | 57.3568 | 0 | 54.7145 | 3.1251 | 17.5082 | 54.7145 | 3.1251 | 17.5082 | 57.638 | 3.2921 | 17.5082 | 2.867% | 0.093988 | 0.091151 | 21284.2191 | 1284.0751 | 990.3889 | 19009.7551 | 21317.4496 | 0 | 0 | 21317.4496 | 0.001891%
2026 | 230 | 230-133AE | Tier-2 | Tier-2---6 | 5--5 | 328 | 13 | 6388.6939 | 98.26% | 1.615% | 0.1229% | 72.1552 | 0 | 0 | 72.1552 | 0 | 68.8312 | 1.4509 | 47.4393 | 68.8312 | 1.4509 | 47.4393 | 72.5089 | 1.5285 | 47.4393 | 1.129% | 0.095565 | 0.094466 | 66852.0974 | 3853.1493 | 1086.4397 | 61912.5084 | 66865.6028 | 0 | 0 | 66865.6028 | 0.002379%
2026 | 230 | 230-1586R | Tier-2 | Tier-2---7 | 4--5 | 245 | 34 | 2072.8837 | 91.06% | 8.635% | 0.3% | 75.9689 | 0 | 0 | 75.9689 | 0 | 72.4691 | 3.7947 | 19.0973 | 72.4691 | 3.7947 | 19.0973 | 76.3413 | 3.9975 | 19.0973 | 3.665% | 0.084625 | 0.081219 | 24494.9333 | 1384.72 | 2145.1757 | 20965.0376 | 24586.7111 | 0 | 0 | 24586.7111 | 0.002505%
2026 | 230 | 230-1606R | Tier-2 | Tier-2---11 | 4--4 | 71 | 3 | 536.3838 | 78.97% | 20.71% | 0.32% | 5.1903 | 0 | 0 | 5.1903 | 0 | 4.9511 | 0.33483 | 14.787 | 4.9511 | 0.33483 | 14.787 | 5.2157 | 0.35272 | 14.787 | 0.9676% | 0.062818 | 0.062048 | 8538.6965 | 437.3678 | 1660.0426 | 6441.2861 | 8560.975 | 0 | 0 | 8560.975 | 0.0001712%
2026 | 230 | 230-181 | Tier-2 | Tier-2---9 | 4--4 | 52 | 1 | 788.7224 | 98.19% | 1.606% | 0.2041% | 4.319 | 0 | 0 | 4.319 | 0 | 4.12 | 0.11161 | 36.9146 | 4.12 | 0.11161 | 36.9146 | 4.3402 | 0.11757 | 36.9146 | 0.5476% | 0.063241 | 0.062889 | 12471.6541 | 782.4193 | 949.0175 | 10740.2174 | 12472.9204 | 0 | 0 | 12472.9204 | 0.0001424%
2026 | 230 | 230-2060R | Tier-2 | Tier-2---4 | 4--5 | 236 | 2 | 3473.4554 | 97.68% | 2.135% | 0.1887% | 8.3381 | 0 | 0 | 8.3381 | 0 | 7.954 | 0.22322 | 35.633 | 7.954 | 0.22322 | 35.633 | 8.379 | 0.23515 | 35.633 | 0.2401% | 0.088414 | 0.088197 | 39286.0822 | 2320.0349 | 850.2401 | 36115.8071 | 39288.3309 | 0 | 0 | 39288.3309 | 0.000275%
2026 | 230 | 230-371AE | Tier-2 | Tier-2---13 | 4--3 | 41 | 2 | 195.7251 | 81.71% | 17.81% | 0.4804% | 2.2625 | 0 | 0 | 2.2625 | 0 | 2.1583 | 0.22322 | 9.6688 | 2.1583 | 0.22322 | 9.6688 | 2.2736 | 0.23515 | 9.6688 | 1.156% | 0.059006 | 0.058171 | 3317.0375 | 182.5151 | 537.9757 | 2596.5467 | 3325.7411 | 0 | 0 | 3325.7411 | 7.461e-05%
2026 | 231 | 231-1136R | Tier-2 | Tier-2---7 | 4--5 | 357 | 21 | 2730.9177 | 98.3% | 1.373% | 0.325% | 45.7951 | 0 | 0 | 45.7951 | 0 | 43.6854 | 2.3438 | 18.6386 | 43.6854 | 2.3438 | 18.6386 | 46.0196 | 2.469 | 18.6386 | 1.677% | 0.054655 | 0.053722 | 49966.8413 | 3802.7952 | 1680.0986 | 44483.9475 | 49981.5675 | 0 | 0 | 49981.5675 | 0.00151%
2026 | 231 | 231-1635R | Tier-2 | Tier-2---4 | 5--5 | 862 | 131 | 5142.095 | 98.68% | 0.901% | 0.4182% | 223.6325 | 0 | 0 | 223.6325 | 0 | 213.3302 | 14.6209 | 14.5908 | 213.3302 | 14.6209 | 14.5908 | 224.7287 | 15.4021 | 14.5908 | 4.349% | 0.11648 | 0.11134 | 44146.87 | 3399.863 | 647.3328 | 40099.6742 | 44173.7197 | 0 | 0 | 44173.7197 | 0.007375%
2026 | 232 | 232-40AE | Tier-2 | Tier-2---19 | 2--3 | 5 | 1 | 11.4297 | 0.4523% | 98.58% | 0.9661% | 0.0029987 | 0 | 0 | 0.0029987 | 0 | 0.0028605 | 0.11161 | 0.02563 | 0.0028605 | 0.11161 | 0.02563 | 0.0030134 | 0.11757 | 0.02563 | 0.02624% | 0.0059544 | 0.005609 | 1919.5436 | 3.0821 | 1745.9177 | 170.5438 | 2037.1974 | 0 | 0 | 2037.1974 | 9.889e-08%
2026 | 233 | 233-123R | Tier-2 | Tier-2---4 | 4--5 | 412 | 27 | 3035.8045 | 98.84% | 0.8219% | 0.339% | 57.0252 | 0 | 0 | 57.0252 | 0 | 54.3982 | 3.0135 | 18.0517 | 54.3982 | 3.0135 | 18.0517 | 57.3048 | 3.1745 | 18.0517 | 1.878% | 0.06125 | 0.060086 | 49563.8317 | 3086.7129 | 653.5217 | 45823.5971 | 49574.9785 | 0 | 0 | 49574.9785 | 0.00188%
2026 | 233 | 233-41R | Tier-2 | Tier-2---9 | 4--5 | 273 | 29 | 718.991 | 97.57% | 1.357% | 1.072% | 21.611 | 0 | 0 | 21.611 | 0 | 20.6154 | 3.2367 | 6.3693 | 20.6154 | 3.2367 | 6.3693 | 21.7169 | 3.4096 | 6.3693 | 3.006% | 0.044487 | 0.043117 | 16161.8225 | 1280.6452 | 594.3266 | 14286.8507 | 16174.3036 | 0 | 0 | 16174.3036 | 0.0007127%
2026 | 233 | 233-81F | Tier-2 | Tier-2---12 | 3--5 | 99 | 8 | 447.7794 | 94.96% | 4.349% | 0.694% | 9.9643 | 0 | 0 | 9.9643 | 0 | 9.5052 | 0.89288 | 10.6456 | 9.5052 | 0.89288 | 10.6456 | 10.0131 | 0.94059 | 10.6456 | 2.225% | 0.02204 | 0.021523 | 20316.8521 | 1331.0486 | 1007.3456 | 17978.4579 | 20341.4372 | 0 | 0 | 20341.4372 | 0.0003286%
2026 | 233 | 233-86F | Tier-2 | Tier-2---8 | 5--5 | 412 | 58 | 2341.6741 | 85.9% | 13.6% | 0.4998% | 82.1223 | 0 | 0 | 82.1223 | 0 | 78.3391 | 6.4734 | 12.1017 | 78.3391 | 6.4734 | 12.1017 | 82.5248 | 6.8193 | 12.1017 | 3.507% | 0.1204 | 0.11548 | 19449.7342 | 1103.1383 | 2517.3516 | 15829.2443 | 19566.4385 | 0 | 0 | 19566.4385 | 0.002708%
2026 | 234 | 234-48R | Tier-2 | Tier-2---4 | 4--5 | 334 | 41 | 4939.3792 | 99.46% | 0.3916% | 0.1518% | 174.8805 | 0 | 0 | 174.8805 | 0 | 166.8241 | 4.576 | 36.4562 | 166.8241 | 4.576 | 36.4562 | 175.7378 | 4.8205 | 36.4562 | 3.541% | 0.047931 | 0.046225 | 103051.0114 | 8933.6439 | 586.3727 | 93530.9949 | 103071.6818 | 0 | 0 | 103071.6818 | 0.005767%
2026 | 235 | 235-897R | Tier-2 | Tier-2---5 | 5--5 | 241 | 20 | 4375.0381 | 88.63% | 11.27% | 0.1058% | 93.3162 | 0 | 0 | 93.3162 | 0 | 89.0173 | 2.2322 | 39.8787 | 89.0173 | 2.2322 | 39.8787 | 93.7736 | 2.3515 | 39.8787 | 2.133% | 0.1179 | 0.11506 | 37108.0419 | 2052.774 | 3945.6216 | 31109.6464 | 37212.1173 | 0 | 0 | 37212.1173 | 0.003077%
2026 | 235 | 235-899R | Tier-2 | Tier-2---1 | 5--5 | 531 | 32 | 23678.6611 | 98.37% | 1.593% | 0.04039% | 407.0584 | 0 | 0 | 407.0584 | 0 | 388.306 | 3.5715 | 108.7229 | 388.306 | 3.5715 | 108.7229 | 409.0538 | 3.7624 | 108.7229 | 1.719% | 0.15496 | 0.15226 | 152800.2562 | 9665.8605 | 2471.9354 | 140662.4603 | 152844.6602 | 0 | 0 | 152844.6602 | 0.01342%
2026 | 236 | 236-1535R | Tier-3 | Tier-3---4 | 5--5 | 252 | 16 | 9719.0421 | 98.73% | 1.209% | 0.05836% | 176.6859 | 0 | 0 | 176.6859 | 0 | 168.5463 | 1.7858 | 94.3835 | 168.5463 | 1.7858 | 94.3835 | 177.552 | 1.8812 | 94.3835 | 1.818% | 0.12847 | 0.12611 | 75651.1712 | 5252.2726 | 904.2907 | 69494.6079 | 75669.1553 | 0 | 0 | 75669.1553 | 0.005826%
2026 | 236 | 236-1561R | Tier-3 | Tier-3---13 | 5--4 | 137 | 2 | 2823.5781 | 97.26% | 2.617% | 0.1213% | 11.6266 | 0 | 0 | 11.6266 | 0 | 11.0909 | 0.22322 | 49.6861 | 11.0909 | 0.22322 | 49.6861 | 11.6835 | 0.23515 | 49.6861 | 0.4118% | 0.17766 | 0.1769 | 15893.5317 | 919.2321 | 396.0284 | 14578.2713 | 15895.3818 | 0 | 0 | 15895.3818 | 0.0003834%
2026 | 236 | 236-1569R | Tier-3 | Tier-3---8 | 5--5 | 498 | 40 | 21222.9131 | 98.36% | 1.585% | 0.05121% | 486.2608 | 0 | 0 | 486.2608 | 0 | 463.8598 | 4.4644 | 103.9019 | 463.8598 | 4.4644 | 103.9019 | 488.6445 | 4.7029 | 103.9019 | 2.291% | 0.21435 | 0.20935 | 99012.7753 | 5477.8522 | 1488.5467 | 92046.3763 | 99051.4094 | 0 | 0 | 99051.4094 | 0.01604%
2026 | 236 | 236-1573R | Tier-3 | Tier-3---7 | 5--5 | 192 | 2 | 6927.8558 | 97.84% | 2.089% | 0.06679% | 20.4768 | 0 | 0 | 20.4768 | 0 | 19.5335 | 0.22322 | 87.5076 | 19.5335 | 0.22322 | 87.5076 | 20.5772 | 0.23515 | 87.5076 | 0.2956% | 0.18488 | 0.18432 | 37473.1079 | 2383.2915 | 732.5482 | 34357.2682 | 37475.5554 | 0 | 0 | 37475.5554 | 0.0006752%
2026 | 237 | 237-1761R | Tier-3 | Tier-3---12 | 5--5 | 126 | 3 | 3634.1464 | 99.4% | 0.4942% | 0.1098% | 24.9414 | 0 | 0 | 24.9414 | 0 | 23.7924 | 0.33483 | 71.058 | 23.7924 | 0.33483 | 71.058 | 25.0636 | 0.35272 | 71.058 | 0.6863% | 0.14935 | 0.14832 | 24332.6951 | 1370.783 | 132.2733 | 22829.6387 | 24333.717 | 0 | 0 | 24333.717 | 0.0008225%
2026 | 237 | 237-1765R | Tier-3 | Tier-3---1 | 5--5 | 223 | 3 | 28249.2525 | 99.34% | 0.6358% | 0.01982% | 109.4875 | 0 | 0 | 109.4875 | 0 | 104.4436 | 0.33483 | 311.9302 | 104.4436 | 0.33483 | 311.9302 | 110.0242 | 0.35272 | 311.9302 | 0.3876% | 0.25909 | 0.25807 | 109034.6893 | 8324.9664 | 652.6676 | 100057.0553 | 109037.4892 | 0 | 0 | 109037.4892 | 0.00361%
2026 | 237 | 237-17R | Tier-2 | Tier-2---1 | 5--5 | 536 | 23 | 27080.7376 | 98.89% | 1.071% | 0.0369% | 333.2597 | 0 | 0 | 333.2597 | 0 | 317.9071 | 2.567 | 123.8423 | 317.9071 | 2.567 | 123.8423 | 334.8933 | 2.7042 | 123.8423 | 1.231% | 0.15539 | 0.15346 | 174274.8137 | 11399.2241 | 1916.7846 | 160958.805 | 174299.1452 | 0 | 0 | 174299.1452 | 0.01099%
2026 | 237 | 237-26F | Tier-2 | Tier-2---10 | 5--4 | 113 | 2 | 663.2151 | 70.89% | 28.72% | 0.399% | 2.413 | 0 | 0 | 2.413 | 0 | 2.3018 | 0.22322 | 10.312 | 2.3018 | 0.22322 | 10.312 | 2.4248 | 0.23515 | 10.312 | 0.3638% | 0.10897 | 0.10841 | 6086.0279 | 237.5195 | 1591.9327 | 4256.5758 | 6095.1697 | 0 | 0 | 6095.1697 | 7.957e-05%
2026 | 237 | 237-28F | Tier-2 | Tier-2---7 | 5--5 | 59 | 3 | 2530.2255 | 98.83% | 1.116% | 0.05734% | 36.8722 | 0 | 0 | 36.8722 | 0 | 35.1736 | 0.33483 | 105.0491 | 35.1736 | 0.33483 | 105.0491 | 37.053 | 0.35272 | 105.0491 | 1.457% | 0.10804 | 0.10645 | 23418.4293 | 1209.653 | 279.2604 | 21929.5159 | 23422.5427 | 0 | 0 | 23422.5427 | 0.001216%
2026 | 237 | 237-2R | Tier-3 | Tier-3---2 | 5--5 | 499 | 9 | 30894.1234 | 99.11% | 0.8492% | 0.03898% | 160.1553 | 0 | 0 | 160.1553 | 0 | 152.7773 | 1.0045 | 152.0943 | 152.7773 | 1.0045 | 152.0943 | 160.9404 | 1.0582 | 152.0943 | 0.5184% | 0.18156 | 0.18061 | 170161.3668 | 15433.056 | 1414.3274 | 153313.9834 | 170169.3134 | 0 | 0 | 170169.3134 | 0.005281%
2026 | 237 | 237-30R | Tier-3 | Tier-3---1 | 5--5 | 651 | 6 | 65515.492 | 98.93% | 1.038% | 0.03019% | 173.24 | 0 | 0 | 173.24 | 0 | 165.2592 | 0.66966 | 246.7806 | 165.2592 | 0.66966 | 246.7806 | 174.0892 | 0.70544 | 246.7806 | 0.2644% | 0.49249 | 0.49117 | 133030.3773 | 7577.9137 | 1285.1936 | 124167.2701 | 133034.1856 | 0 | 0 | 133034.1856 | 0.005713%
2026 | 239 | 239-2207R | Tier-3 | Tier-3---16 | 4--4 | 127 | 3 | 860.3234 | 98.08% | 1.495% | 0.4234% | 5.7805 | 0 | 0 | 5.7805 | 0 | 5.5142 | 0.33483 | 16.4686 | 5.5142 | 0.33483 | 16.4686 | 5.8088 | 0.35272 | 16.4686 | 0.6719% | 0.078224 | 0.077688 | 10998.2588 | 773.4899 | 185.1971 | 10039.5718 | 10999.7145 | 0 | 0 | 10999.7145 | 0.0001906%
2026 | 239 | 239-2211R | Tier-3 | Tier-3---16 | 5--4 | 55 | 10 | 1585.1718 | 98.67% | 1.22% | 0.1095% | 82.4704 | 0 | 0 | 82.4704 | 0 | 78.6712 | 1.1161 | 70.4875 | 78.6712 | 1.1161 | 70.4875 | 82.8747 | 1.1757 | 70.4875 | 5.203% | 0.11902 | 0.11274 | 13318.69 | 748.7589 | 155.3385 | 12414.5926 | 13328.5475 | 0 | 0 | 13328.5475 | 0.00272%
2026 | 239 | 239-2215R | Tier-3 | Tier-3---10 | 5--5 | 305 | 9 | 6268.6569 | 98.24% | 1.63% | 0.1302% | 52.6991 | 0 | 0 | 52.6991 | 0 | 50.2713 | 1.0045 | 50.0466 | 50.2713 | 1.0045 | 50.0466 | 52.9574 | 1.0582 | 50.0466 | 0.8407% | 0.15408 | 0.15276 | 40685.5389 | 2527.5744 | 695.6728 | 37462.2917 | 40691.7199 | 0 | 0 | 40691.7199 | 0.001738%
2026 | 239 | 239-2217R | Tier-3 | Tier-3---16 | 4--4 | 108 | 3 | 1029.5673 | 69.27% | 30.42% | 0.3032% | 5.7452 | 0 | 0 | 5.7452 | 0 | 5.4806 | 0.33483 | 16.3682 | 5.4806 | 0.33483 | 16.3682 | 5.7734 | 0.35272 | 16.3682 | 0.558% | 0.073205 | 0.072616 | 14064.0898 | 633.3257 | 4082.9978 | 9347.7664 | 14099.1856 | 0 | 0 | 14099.1856 | 0.0001895%
2026 | 239 | 239-89R | Tier-3 | Tier-3---17 | 4--4 | 52 | 4 | 376.4251 | 98.76% | 0.8388% | 0.4045% | 8.2928 | 0 | 0 | 8.2928 | 0 | 7.9107 | 0.44644 | 17.7196 | 7.9107 | 0.44644 | 17.7196 | 8.3334 | 0.47029 | 17.7196 | 2.203% | 0.064786 | 0.063341 | 5810.3033 | 364.0144 | 679.2912 | 4766.9976 | 5811.9515 | 0 | 0 | 5811.9515 | 0.0002735%
2026 | 240 | 240-1028R | Tier-2 | Tier-2---9 | 4--5 | 165 | 15 | 1181.5361 | 98.38% | 1.316% | 0.2998% | 30.6463 | 0 | 0 | 30.6463 | 0 | 29.2345 | 1.6742 | 17.4623 | 29.2345 | 1.6742 | 17.4623 | 30.7965 | 1.7636 | 17.4623 | 2.594% | 0.045174 | 0.043983 | 26155.1082 | 1950.1252 | 442.6644 | 23762.3186 | 26166.551 | 0 | 0 | 26166.551 | 0.001011%
2026 | 240 | 240-1044 | Tier-3 | Tier-3---16 | 4--4 | 71 | 2 | 791.3356 | 98.7% | 1.112% | 0.1837% | 6.3807 | 0 | 0 | 6.3807 | 0 | 6.0867 | 0.22322 | 27.2679 | 6.0867 | 0.22322 | 27.2679 | 6.412 | 0.23515 | 27.2679 | 0.8063% | 0.076308 | 0.075685 | 10370.2289 | 676.03 | 184.4385 | 9509.7604 | 10371.3353 | 0 | 0 | 10371.3353 | 0.0002104%
2026 | 240 | 240-1148 | Tier-3 | Tier-3---17 | 4--4 | 75 | 2 | 376.72 | 96.88% | 2.523% | 0.5996% | 2.8223 | 0 | 0 | 2.8223 | 0 | 2.6923 | 0.22322 | 12.0612 | 2.6923 | 0.22322 | 12.0612 | 2.8362 | 0.23515 | 12.0612 | 0.7492% | 0.037482 | 0.037192 | 10050.6383 | 614.3795 | 265.2745 | 9170.9843 | 10053.0842 | 0 | 0 | 10053.0842 | 9.307e-05%
2026 | 240 | 240-2004R | Tier-3 | Tier-3---12 | 5--5 | 623 | 82 | 4437.6588 | 97.91% | 1.769% | 0.321% | 165.8459 | 0 | 0 | 165.8459 | 0 | 158.2057 | 9.152 | 17.2864 | 158.2057 | 9.152 | 17.2864 | 166.6589 | 9.641 | 17.2864 | 3.737% | 0.095775 | 0.09212 | 46334.0144 | 3458.4519 | 909.4055 | 41966.157 | 46372.4445 | 0 | 0 | 46372.4445 | 0.005469%
2026 | 240 | 240-2006R | Tier-3 | Tier-3---12 | 4--5 | 269 | 9 | 3742.5721 | 99.07% | 0.7558% | 0.1785% | 35.9734 | 0 | 0 | 35.9734 | 0 | 34.3162 | 1.0045 | 34.1628 | 34.3162 | 1.0045 | 34.1628 | 36.1498 | 1.0582 | 34.1628 | 0.9612% | 0.06999 | 0.069311 | 53472.8025 | 3048.802 | 469.1943 | 49954.8062 | 53477.6971 | 0 | 0 | 53477.6971 | 0.001186%
2026 | 240 | 240-2032R | Tier-3 | Tier-3---12 | 5--5 | 344 | 3 | 3665.7351 | 96.82% | 2.929% | 0.2538% | 8.9758 | 0 | 0 | 8.9758 | 0 | 8.5623 | 0.33483 | 25.5721 | 8.5623 | 0.33483 | 25.5721 | 9.0198 | 0.35272 | 25.5721 | 0.2449% | 0.12278 | 0.12247 | 29856.9037 | 1779.6717 | 868.2863 | 27208.9457 | 29859.3133 | 0 | 0 | 29859.3133 | 0.000296%
2026 | 242 | 242-1426F | Tier-2 | Tier-2---10 | 5--4 | 117 | 9 | 960.3446 | 65.96% | 33.81% | 0.2324% | 14.1305 | 0 | 0 | 14.1305 | 0 | 13.4795 | 1.0045 | 13.4193 | 13.4795 | 1.0045 | 13.4193 | 14.1998 | 1.0582 | 13.4193 | 1.471% | 0.10724 | 0.10485 | 8954.7461 | 551.4319 | 2822.7975 | 5580.5167 | 9024.2974 | 0 | 0 | 9024.2974 | 0.000466%
2026 | 242 | 242-1427F | Tier-2 | Tier-2---20 | 5--1 | 5 | 2 | 24.991 | 71.07% | 28.66% | 0.2708% | 2.0603 | 0 | 0 | 2.0603 | 0 | 1.9654 | 0.22322 | 8.8049 | 1.9654 | 0.22322 | 8.8049 | 2.0704 | 0.23515 | 8.8049 | 8.244% | 0.096908 | 0.085666 | 257.8839 | 11.7408 | 62.5798 | 183.5632 | 267.6731 | 0 | 0 | 267.6731 | 6.794e-05%
2026 | 246 | 246-34R | Tier-3 | Tier-3---12 | 4--5 | 436 | 40 | 3387.0058 | 94.54% | 5.197% | 0.2577% | 85.1971 | 0 | 0 | 85.1971 | 0 | 81.2723 | 4.4644 | 18.2045 | 81.2723 | 4.4644 | 18.2045 | 85.6148 | 4.7029 | 18.2045 | 2.515% | 0.070488 | 0.068613 | 48050.8143 | 3484.7024 | 2545.4197 | 42020.6922 | 48122.461 | 0 | 0 | 48122.461 | 0.002809%
2026 | 247 | 247-46 | Tier-3 | Tier-3---16 | 4--5 | 227 | 16 | 1360.3328 | 92.51% | 7.186% | 0.3009% | 25.7242 | 0 | 0 | 25.7242 | 0 | 24.5391 | 1.7858 | 13.7415 | 24.5391 | 1.7858 | 13.7415 | 25.8503 | 1.8812 | 13.7415 | 1.891% | 0.045228 | 0.044304 | 30076.9614 | 1732.65 | 2090.3581 | 26253.9533 | 30123.9495 | 0 | 0 | 30123.9495 | 0.0008483%
2026 | 249 | 249-24R | Tier-3 | Tier-3---12 | 5--5 | 464 | 25 | 3753.23 | 95.85% | 3.876% | 0.273% | 56.2111 | 0 | 0 | 56.2111 | 0 | 53.6216 | 2.7903 | 19.2175 | 53.6216 | 2.7903 | 19.2175 | 56.4867 | 2.9393 | 19.2175 | 1.498% | 0.10094 | 0.09936 | 37183.961 | 2746.2949 | 1426.8186 | 33010.8475 | 37208.4488 | 0 | 0 | 37208.4488 | 0.001854%
2026 | 252 | 252-129 | Tier-2 | Tier-2---18 | 3--3 | 98 | 10 | 49.4853 | 86.66% | 6.71% | 6.626% | 1.2691 | 0 | 0 | 1.2691 | 0 | 1.2106 | 1.1161 | 1.0847 | 1.2106 | 1.1161 | 1.0847 | 1.2753 | 1.1757 | 1.0847 | 2.565% | 0.02391 | 0.023202 | 2069.6845 | 157.0487 | 250.675 | 1661.9608 | 2078.1011 | 0 | 0 | 2078.1011 | 4.185e-05%
2026 | 276 | 276-228 | Tier-1 | Non-HFTD---2 | 4--3 | 773 | 92 | 290.9914 | 11.65% | 84% | 4.346% | 1.1706 | 0 | 0 | 1.1706 | 0 | 1.1166 | 10.2681 | 0.10875 | 1.1166 | 10.2681 | 0.10875 | 1.1763 | 10.8168 | 0.10875 | 0.4023% | 0.065634 | 0.063369 | 4433.5468 | 25.8684 | 3968.6475 | 439.0308 | 4573.5682 | 0 | 0 | 4573.5682 | 3.86e-05%
2026 | 279 | 279-10AE | Tier-1 | Non-HFTD---3 | 4--3 | 557 | 2 | 166.5714 | 5.911% | 88.12% | 5.969% | 0.010253 | 0 | 0 | 0.010253 | 0 | 0.0097808 | 0.22322 | 0.043817 | 0.0097808 | 0.22322 | 0.043817 | 0.010303 | 0.23515 | 0.043817 | 0.006155% | 0.054414 | 0.054357 | 3061.1869 | 10.5491 | 2785.9524 | 264.6854 | 3064.1892 | 0 | 0 | 3064.1892 | 3.381e-07%
2026 | 283 | 283-55R | Tier-3 | Tier-3---9 | 5--5 | 109 | 6 | 5299.6344 | 98.55% | 1.37% | 0.07601% | 83.3767 | 0 | 0 | 83.3767 | 0 | 79.5357 | 0.66966 | 118.7702 | 79.5357 | 0.66966 | 118.7702 | 83.7854 | 0.70544 | 118.7702 | 1.573% | 0.20157 | 0.19835 | 26291.5727 | 1578.5747 | 367.1447 | 24345.8532 | 26297.7383 | 0 | 0 | 26297.7383 | 0.002749%
2026 | 283 | 283-71F | Tier-3 | Tier-3---13 | 5--4 | 127 | 11 | 2013.5901 | 87.8% | 12.03% | 0.1689% | 44.4076 | 0 | 0 | 44.4076 | 0 | 42.3618 | 1.2277 | 34.5047 | 42.3618 | 1.2277 | 34.5047 | 44.6253 | 1.2933 | 34.5047 | 2.205% | 0.19011 | 0.18534 | 10591.4545 | 557.9915 | 1165.201 | 8868.2619 | 10624.7447 | 0 | 0 | 10624.7447 | 0.001464%
2026 | 288 | 288-149R | Tier-2 | Tier-2---12 | 3--5 | 170 | 24 | 481.2843 | 94.31% | 4.95% | 0.7414% | 18.5829 | 0 | 0 | 18.5829 | 0 | 17.7268 | 2.6786 | 6.6178 | 17.7268 | 2.6786 | 6.6178 | 18.674 | 2.8218 | 6.6178 | 3.861% | 0.02124 | 0.02037 | 22659.7646 | 1431.5945 | 1401.7291 | 19826.4409 | 22714.8193 | 0 | 0 | 22714.8193 | 0.0006128%
2026 | 296 | 296-68F | Tier-2 | Tier-2---21 | 1--2 | 43 | 4 | 3.2301 | 78.97% | 0% | 21.03% | 0.06881 | 0 | 0 | 0.06881 | 0 | 0.06564 | 0.44644 | 0.14703 | 0.06564 | 0.44644 | 0.14703 | 0.069147 | 0.47029 | 0.14703 | 2.13% | 0.0027146 | 0.0026414 | 1189.8836 | 167.1479 | 356.0476 | 666.6881 | 1196.8219 | 0 | 0 | 1196.8219 | 2.269e-06%
2026 | 299 | 299-814AE | Tier-1 | Non-HFTD---4 | 2--4 | 100 | 6 | 92.0555 | 97.82% | 0% | 2.183% | 1.5668 | 0 | 0 | 1.5668 | 0 | 1.4946 | 0.66966 | 2.2319 | 1.4946 | 0.66966 | 2.2319 | 1.5745 | 0.70544 | 2.2319 | 1.702% | 0.0089936 | 0.0088371 | 10235.6661 | 1146.6554 | 335.1934 | 8753.8173 | 10239.6228 | 0 | 0 | 10239.6228 | 5.167e-05%
2026 | 300 | 300-483F | Tier-2 | Tier-2---12 | 3--5 | 69 | 1 | 458.7821 | 99.48% | 0% | 0.5194% | 1.9182 | 0 | 0 | 1.9182 | 0 | 1.8298 | 0.11161 | 16.3949 | 1.8298 | 0.11161 | 16.3949 | 1.9276 | 0.11757 | 16.3949 | 0.4181% | 0.018397 | 0.01832 | 24937.8732 | 2129.049 | 117.6547 | 22691.1695 | 24938.4198 | 0 | 0 | 24938.4198 | 6.326e-05%
2026 | 300 | 300-484F | Tier-2 | Tier-2---9 | 4--5 | 250 | 2 | 754.1323 | 92.41% | 6.882% | 0.7076% | 1.6168 | 0 | 0 | 1.6168 | 0 | 1.5423 | 0.22322 | 6.9094 | 1.5423 | 0.22322 | 6.9094 | 1.6247 | 0.23515 | 6.9094 | 0.2144% | 0.039922 | 0.039829 | 18890.1433 | 1189.4361 | 2104.6022 | 15596.105 | 18893.4771 | 0 | 0 | 18893.4771 | 5.332e-05%
2026 | 305 | 305-32R | Tier-1 | Non-HFTD---1 | 4--5 | 233 | 36 | 4233.8665 | 96.93% | 2.943% | 0.1312% | 183.8738 | 0 | 0 | 183.8738 | 0 | 175.4031 | 4.018 | 43.6548 | 175.4031 | 4.018 | 43.6548 | 184.7752 | 4.2326 | 43.6548 | 4.343% | 0.080233 | 0.076638 | 52769.5087 | 2921.293 | 1458.8232 | 48389.3925 | 52845.6127 | 0 | 0 | 52845.6127 | 0.006063%
2026 | 305 | 305-35R | Tier-1 | Non-HFTD---1 | 4--5 | 152 | 52 | 2371.786 | 97.71% | 2.108% | 0.1806% | 229.9212 | 0 | 0 | 229.9212 | 0 | 219.3292 | 5.8037 | 37.7911 | 219.3292 | 5.8037 | 37.7911 | 231.0482 | 6.1138 | 37.7911 | 9.694% | 0.074138 | 0.066782 | 31991.6747 | 1849.4141 | 691.0753 | 29451.1853 | 32072.3094 | 0 | 0 | 32072.3094 | 0.007582%
2026 | 307 | 307-1492R | Tier-2 | Tier-2---9 | 4--4 | 39 | 2 | 744.3133 | 92.56% | 7.329% | 0.1099% | 10.2458 | 0 | 0 | 10.2458 | 0 | 9.7738 | 0.22322 | 43.7856 | 9.7738 | 0.22322 | 43.7856 | 10.2961 | 0.23515 | 43.7856 | 1.377% | 0.057115 | 0.056266 | 13031.835 | 679.2999 | 892.2216 | 11460.3136 | 13046.4699 | 0 | 0 | 13046.4699 | 0.0003379%
2026 | 307 | 307-1538F | Tier-2 | Tier-2---7 | 5--5 | 53 | 3 | 2407.2332 | 91.07% | 8.863% | 0.06623% | 35.9866 | 0 | 0 | 35.9866 | 0 | 34.3287 | 0.33483 | 102.5258 | 34.3287 | 0.33483 | 102.5258 | 36.163 | 0.35272 | 102.5258 | 1.495% | 0.10098 | 0.099321 | 23839.1374 | 1161.7116 | 1913.71 | 20763.7158 | 23874.6626 | 0 | 0 | 23874.6626 | 0.001187%
2026 | 307 | 307-1684R | Tier-1 | Non-HFTD---1 | 4--5 | 98 | 7 | 2117.8574 | 97.53% | 2.33% | 0.1416% | 42.7858 | 0 | 0 | 42.7858 | 0 | 40.8147 | 0.78127 | 52.2415 | 40.8147 | 0.78127 | 52.2415 | 42.9955 | 0.82301 | 52.2415 | 2.02% | 0.067442 | 0.066045 | 31402.4615 | 1727.7441 | 715.8916 | 28958.8258 | 31418.8765 | 0 | 0 | 31418.8765 | 0.001411%
2026 | 307 | 307-234R | Tier-2 | Tier-2---4 | 5--5 | 109 | 8 | 4762.848 | 95.55% | 4.384% | 0.07015% | 96.8589 | 0 | 0 | 96.8589 | 0 | 92.3968 | 0.89288 | 103.4817 | 92.3968 | 0.89288 | 103.4817 | 97.3337 | 0.94059 | 103.4817 | 2.034% | 0.11001 | 0.10767 | 43295.9421 | 2235.6738 | 1794.1526 | 39266.1157 | 43337.882 | 0 | 0 | 43337.882 | 0.003194%
2026 | 308 | 308-486AE | Tier-2 | Tier-2---16 | 4--3 | 142 | 1 | 164.6778 | 2.383% | 96.2% | 1.419% | 0.0080157 | 0 | 0 | 0.0080157 | 0 | 0.0076464 | 0.11161 | 0.06851 | 0.0076464 | 0.11161 | 0.06851 | 0.008055 | 0.11757 | 0.06851 | 0.004867% | 0.040279 | 0.040196 | 4088.4689 | 14.0784 | 3700.9466 | 373.4439 | 4096.6362 | 0 | 0 | 4096.6362 | 2.643e-07%
2026 | 308 | 308-563AE | Tier-2 | Tier-2---18 | 4--3 | 39 | 6 | 95.5263 | 19.37% | 79.9% | 0.729% | 0.82573 | 0 | 0 | 0.82573 | 0 | 0.78769 | 0.66966 | 1.1762 | 0.78769 | 0.66966 | 1.1762 | 0.82977 | 0.70544 | 1.1762 | 0.8644% | 0.03316 | 0.03168 | 2880.805 | 81.2813 | 2130.9308 | 668.5929 | 2989.2709 | 0 | 0 | 2989.2709 | 2.723e-05%
2026 | 311 | 311-1163F | Tier-2 | Tier-2---18 | 3--3 | 14 | 1 | 46.1951 | 84.69% | 14.76% | 0.5474% | 0.81042 | 0 | 0 | 0.81042 | 0 | 0.77309 | 0.11161 | 6.9267 | 0.77309 | 0.11161 | 6.9267 | 0.8144 | 0.11757 | 6.9267 | 1.754% | 0.018623 | 0.018237 | 2480.5668 | 135.3403 | 1292.4644 | 1052.7621 | 2488.5985 | 0 | 0 | 2488.5985 | 2.672e-05%
2026 | 311 | 311-14R | Tier-2 | Tier-2---14 | 3--4 | 14 | 4 | 278.652 | 16.28% | 83.57% | 0.1501% | 3.7587 | 0 | 0 | 3.7587 | 0 | 3.5856 | 0.44644 | 8.0314 | 3.5856 | 0.44644 | 8.0314 | 3.7771 | 0.47029 | 8.0314 | 1.349% | 0.018935 | 0.017366 | 14715.9264 | 172.6193 | 12298.8098 | 2244.4973 | 15828.9673 | 0 | 0 | 15828.9673 | 0.0001239%
2026 | 311 | 311-43 | Tier-2 | Tier-2---15 | 3--4 | 195 | 44 | 159.8581 | 2.339% | 95.81% | 1.853% | 0.24467 | 0 | 0 | 0.24467 | 0 | 0.2334 | 4.9108 | 0.047527 | 0.2334 | 4.9108 | 0.047527 | 0.24587 | 5.1732 | 0.047527 | 0.1531% | 0.027937 | 0.026109 | 5722.0498 | 11.5831 | 5135.5481 | 574.9186 | 6113.3227 | 0 | 0 | 6113.3227 | 8.068e-06%
2026 | 312 | 312-14F | Tier-2 | Tier-2---14 | 3--4 | 53 | 4 | 202.1236 | 0.1514% | 99.59% | 0.26% | 0.0066957 | 0 | 0 | 0.0066957 | 0 | 0.0063872 | 0.44644 | 0.014307 | 0.0063872 | 0.44644 | 0.014307 | 0.0067285 | 0.47029 | 0.014307 | 0.003313% | 0.018868 | 0.018455 | 10712.5091 | 14.4007 | 9656.8656 | 1041.2427 | 10951.8552 | 0 | 0 | 10951.8552 | 2.208e-07%
2026 | 334 | 334-21 | Tier-1 | Non-HFTD---2 | 5--3 | 183 | 12 | 378.2145 | 89.09% | 9.517% | 1.396% | 6.4074 | 0 | 0 | 6.4074 | 0 | 6.1123 | 1.3393 | 4.5637 | 6.1123 | 1.3393 | 4.5637 | 6.4388 | 1.4109 | 4.5637 | 1.694% | 0.11474 | 0.11256 | 3296.3029 | 279.1844 | 305.5073 | 2711.6112 | 3303.2758 | 0 | 0 | 3303.2758 | 0.0002113%
2026 | 350 | 350-2182R | Tier-2 | Tier-2---13 | 4--3 | 15 | 1 | 302.428 | 99.27% | 0.6612% | 0.06922% | 5.8042 | 0 | 0 | 5.8042 | 0 | 5.5368 | 0.11161 | 49.6089 | 5.5368 | 0.11161 | 49.6089 | 5.8327 | 0.11757 | 49.6089 | 1.919% | 0.068991 | 0.067657 | 4383.5865 | 235.806 | 28.4753 | 4119.3053 | 4384.2177 | 0 | 0 | 4384.2177 | 0.0001914%
2026 | 350 | 350-2188R | Tier-2 | Tier-2---5 | 5--5 | 565 | 50 | 3602.0119 | 95.48% | 4.084% | 0.4314% | 88.267 | 0 | 0 | 88.267 | 0 | 84.2007 | 5.5805 | 15.0884 | 84.2007 | 5.5805 | 15.0884 | 88.6997 | 5.8787 | 15.0884 | 2.45% | 0.15121 | 0.14733 | 23821.2544 | 1424.0323 | 987.3799 | 21409.8422 | 23849.5854 | 0 | 0 | 23849.5854 | 0.002911%
2026 | 350 | 350-2192R | Tier-2 | Tier-2---2 | 5--5 | 826 | 67 | 13871.6222 | 98.14% | 1.698% | 0.1643% | 320.2242 | 0 | 0 | 320.2242 | 0 | 305.4722 | 7.4779 | 40.8501 | 305.4722 | 7.4779 | 40.8501 | 321.7939 | 7.8774 | 40.8501 | 2.308% | 0.18928 | 0.18482 | 73287.5708 | 4711.7972 | 1323.9814 | 67251.7922 | 73320.456 | 0 | 0 | 73320.456 | 0.01056%
2026 | 350 | 350-2196R | Tier-2 | Tier-2---5 | 5--5 | 807 | 11 | 5570.6857 | 96.99% | 2.589% | 0.4237% | 21.3571 | 0 | 0 | 21.3571 | 0 | 20.3732 | 1.2277 | 16.5945 | 20.3732 | 1.2277 | 16.5945 | 21.4618 | 1.2933 | 16.5945 | 0.3834% | 0.19915 | 0.19836 | 27972.7323 | 1828.1512 | 784.4184 | 25360.1626 | 27976.0764 | 0 | 0 | 27976.0764 | 0.0007043%
2026 | 350 | 350-2201R | Tier-3 | Tier-3---4 | 5--5 | 361 | 5 | 13521.7454 | 99.28% | 0.6466% | 0.06915% | 53.923 | 0 | 0 | 53.923 | 0 | 51.4389 | 0.55805 | 92.1761 | 51.4389 | 0.55805 | 92.1761 | 54.1873 | 0.58787 | 92.1761 | 0.3988% | 0.1241 | 0.1236 | 108955.4795 | 7800.4897 | 724.3656 | 100430.6241 | 108958.6243 | 0 | 0 | 108958.6243 | 0.001778%
2026 | 350 | 350-41R | Tier-2 | Tier-2---3 | 5--5 | 475 | 40 | 11201.3889 | 98.88% | 1.023% | 0.1021% | 270.473 | 0 | 0 | 270.473 | 0 | 258.0129 | 4.4644 | 57.7934 | 258.0129 | 4.4644 | 57.7934 | 271.7989 | 4.7029 | 57.7934 | 2.415% | 0.12896 | 0.12581 | 86857.3847 | 6899.4834 | 1125.7731 | 78832.1281 | 86881.839 | 0 | 0 | 86881.839 | 0.008919%
2026 | 351 | 351-819R | Tier-2 | Tier-2---1 | 5--5 | 341 | 24 | 23517.4276 | 99.25% | 0.716% | 0.03401% | 476.4037 | 0 | 0 | 476.4037 | 0 | 454.4568 | 2.6786 | 169.6594 | 454.4568 | 2.6786 | 169.6594 | 478.739 | 2.8218 | 169.6594 | 2.026% | 0.14376 | 0.14082 | 163589.7091 | 16623.6975 | 1146.1775 | 145819.834 | 163615.2734 | 0 | 0 | 163615.2734 | 0.01571%
2026 | 351 | 351-871R | Tier-3 | Tier-3---6 | 5--5 | 110 | 1 | 9144.3124 | 99.73% | 0.2371% | 0.03256% | 24.0427 | 0 | 0 | 24.0427 | 0 | 22.9351 | 0.11161 | 205.4934 | 22.9351 | 0.11161 | 205.4934 | 24.1606 | 0.11757 | 205.4934 | 0.2629% | 0.11468 | 0.11438 | 79737.0821 | 3947.9048 | 194.739 | 75594.4383 | 79737.6504 | 0 | 0 | 79737.6504 | 0.0007928%
2026 | 352 | 352-27R | Tier-3 | Tier-3---2 | 5--5 | 359 | 17 | 18614.1823 | 99.36% | 0.5928% | 0.04664% | 253.9863 | 0 | 0 | 253.9863 | 0 | 242.2857 | 1.8974 | 127.6955 | 242.2857 | 1.8974 | 127.6955 | 255.2313 | 1.9987 | 127.6955 | 1.364% | 0.11814 | 0.11651 | 157566.7738 | 12769.0481 | 931.5035 | 143866.2223 | 157580.8035 | 0 | 0 | 157580.8035 | 0.008376%
2026 | 353 | 353-1429R | Tier-2 | Tier-2---6 | 5--5 | 204 | 8 | 9221.8022 | 97.49% | 2.457% | 0.05523% | 102.2408 | 0 | 0 | 102.2408 | 0 | 97.5307 | 0.89288 | 109.2316 | 97.5307 | 0.89288 | 109.2316 | 102.7419 | 0.94059 | 109.2316 | 1.109% | 0.12141 | 0.12003 | 75954.4937 | 7030.6458 | 1796.1724 | 67127.6756 | 75976.4433 | 0 | 0 | 75976.4433 | 0.003372%
2026 | 353 | 353-593F | Tier-2 | Tier-2---7 | 5--5 | 56 | 8 | 2519.0591 | 99.18% | 0.76% | 0.05848% | 103.5068 | 0 | 0 | 103.5068 | 0 | 98.7385 | 0.89288 | 110.5842 | 98.7385 | 0.89288 | 110.5842 | 104.0142 | 0.94059 | 110.5842 | 4.109% | 0.10537 | 0.10101 | 23906.1611 | 1223.3222 | 175.0584 | 22507.7804 | 23914.6181 | 0 | 0 | 23914.6181 | 0.003413%
2026 | 353 | 353-594F | Tier-2 | Tier-2---7 | 5--5 | 25 | 4 | 2215.6498 | 99.93% | 0.02983% | 0.0378% | 102.7366 | 0 | 0 | 102.7366 | 0 | 98.0038 | 0.44644 | 219.5227 | 98.0038 | 0.44644 | 219.5227 | 103.2402 | 0.47029 | 219.5227 | 4.637% | 0.10216 | 0.097416 | 21688.8427 | 1103.6586 | 13.4163 | 20571.7678 | 21689.5564 | 0 | 0 | 21689.5564 | 0.003388%
2026 | 353 | 353-901F | Tier-2 | Tier-2---4 | 5--5 | 82 | 12 | 4555.6189 | 94.3% | 5.656% | 0.04182% | 182.3201 | 0 | 0 | 182.3201 | 0 | 173.921 | 1.3393 | 129.8576 | 173.921 | 1.3393 | 129.8576 | 183.2138 | 1.4109 | 129.8576 | 4.002% | 0.10618 | 0.10168 | 42903.6289 | 2997.2951 | 2229.1196 | 37677.2142 | 43011.9718 | 0 | 0 | 43011.9718 | 0.006012%
2026 | 353 | 353-904R | Tier-2 | Tier-2---3 | 5--5 | 181 | 2 | 13534.4067 | 99.43% | 0.528% | 0.03951% | 43.1238 | 0 | 0 | 43.1238 | 0 | 41.1372 | 0.22322 | 184.2898 | 41.1372 | 0.22322 | 184.2898 | 43.3352 | 0.23515 | 184.2898 | 0.3186% | 0.12577 | 0.12537 | 107611.5054 | 6762.2295 | 951.3386 | 99897.9374 | 107613.4686 | 0 | 0 | 107613.4686 | 0.001422%
2026 | 354 | 354-1706R | Tier-2 | Tier-2---1 | 5--5 | 481 | 3 | 20510.2592 | 99.17% | 0.7728% | 0.06052% | 36.7884 | 0 | 0 | 36.7884 | 0 | 35.0937 | 0.33483 | 104.8103 | 35.0937 | 0.33483 | 104.8103 | 36.9688 | 0.35272 | 104.8103 | 0.1794% | 0.13939 | 0.13914 | 147143.8192 | 11695.5249 | 1352.7634 | 134095.5309 | 147146.041 | 0 | 0 | 147146.041 | 0.001213%
2026 | 354 | 354-24AE | Tier-2 | Tier-2---4 | 4--5 | 89 | 3 | 3653.654 | 88.54% | 11.39% | 0.07412% | 31.621 | 0 | 0 | 31.621 | 0 | 30.1643 | 0.33483 | 90.0883 | 30.1643 | 0.33483 | 90.0883 | 31.776 | 0.35272 | 90.0883 | 0.8655% | 0.080555 | 0.079767 | 45356.2427 | 2136.2059 | 4816.4156 | 38403.6212 | 45407.5733 | 0 | 0 | 45407.5733 | 0.001043%
2026 | 355 | 355-41R | Tier-2 | Tier-2---6 | 4--5 | 226 | 25 | 7500.5861 | 98.5% | 1.439% | 0.05987% | 237.0088 | 0 | 0 | 237.0088 | 0 | 226.0903 | 2.7903 | 81.0287 | 226.0903 | 2.7903 | 81.0287 | 238.1706 | 2.9393 | 81.0287 | 3.16% | 0.092253 | 0.089294 | 81304.346 | 4273.0126 | 1113.8309 | 75917.5024 | 81344.7444 | 0 | 0 | 81344.7444 | 0.007816%
2026 | 355 | 355-6R | Tier-2 | Tier-2---7 | 4--5 | 58 | 7 | 1698.7097 | 79.94% | 19.99% | 0.07228% | 47.5276 | 0 | 0 | 47.5276 | 0 | 45.3381 | 0.78127 | 58.0313 | 45.3381 | 0.78127 | 58.0313 | 47.7606 | 0.82301 | 58.0313 | 2.798% | 0.074333 | 0.071731 | 22852.699 | 968.4345 | 4228.7096 | 17655.5548 | 23018.9753 | 0 | 0 | 23018.9753 | 0.001567%
2026 | 356 | 356-16R | Tier-2 | Tier-2---4 | 4--5 | 216 | 6 | 5437.4375 | 98.14% | 1.781% | 0.0775% | 42.9875 | 0 | 0 | 42.9875 | 0 | 41.0071 | 0.66966 | 61.2357 | 41.0071 | 0.66966 | 61.2357 | 43.1982 | 0.70544 | 61.2357 | 0.7906% | 0.090754 | 0.090023 | 59914.026 | 4577.5093 | 1354.7623 | 53981.7544 | 59923.0696 | 0 | 0 | 59923.0696 | 0.001418%
2026 | 356 | 356-19R | Tier-3 | Tier-3---8 | 5--5 | 736 | 99 | 16012.7864 | 97.76% | 2.145% | 0.09187% | 610.6554 | 0 | 0 | 610.6554 | 0 | 582.5237 | 11.0494 | 52.72 | 582.5237 | 11.0494 | 52.72 | 613.6488 | 11.6398 | 52.72 | 3.814% | 0.16775 | 0.16121 | 95453.8626 | 6567.3724 | 2023.3951 | 86863.0951 | 95540.5433 | 0 | 0 | 95540.5433 | 0.02014%
2026 | 356 | 356-30AE | Tier-3 | Tier-3---6 | 5--5 | 730 | 41 | 9294.6751 | 95.41% | 4.438% | 0.1505% | 144.4424 | 0 | 0 | 144.4424 | 0 | 137.7883 | 4.576 | 30.111 | 137.7883 | 4.576 | 30.111 | 145.1505 | 4.8205 | 30.111 | 1.554% | 0.14106 | 0.13876 | 65892.3901 | 4765.339 | 2823.4514 | 58303.5997 | 65942.4488 | 0 | 0 | 65942.4488 | 0.004763%
2026 | 357 | 357-1299R | Tier-3 | Tier-3---9 | 5--5 | 48 | 1 | 5098.7328 | 99.68% | 0.2892% | 0.03002% | 30.7065 | 0 | 0 | 30.7065 | 0 | 29.2919 | 0.11161 | 262.4488 | 29.2919 | 0.11161 | 262.4488 | 30.857 | 0.11757 | 262.4488 | 0.6022% | 0.2409 | 0.23945 | 21164.9633 | 1447.3151 | 61.817 | 19655.8313 | 21165.374 | 0 | 0 | 21165.374 | 0.001013%
2026 | 357 | 357-2049F | Tier-3 | Tier-3---8 | 5--5 | 271 | 9 | 16869.708 | 98.79% | 1.184% | 0.02933% | 160.5004 | 0 | 0 | 160.5004 | 0 | 153.1065 | 1.0045 | 152.422 | 153.1065 | 1.0045 | 152.422 | 161.2872 | 1.0582 | 152.422 | 0.9514% | 0.18286 | 0.1811 | 92253.2607 | 6177.0068 | 1029.1992 | 85047.0547 | 92264.1479 | 0 | 0 | 92264.1479 | 0.005293%
2026 | 357 | 357-45R | Tier-3 | Tier-3---8 | 5--5 | 363 | 30 | 17696.7525 | 97.47% | 2.478% | 0.04808% | 413.4243 | 0 | 0 | 413.4243 | 0 | 394.3787 | 3.3483 | 117.7847 | 394.3787 | 3.3483 | 117.7847 | 415.4509 | 3.5272 | 117.7847 | 2.336% | 0.18538 | 0.18094 | 95462.1405 | 7644.6992 | 2293.6368 | 85523.8045 | 95521.3475 | 0 | 0 | 95521.3475 | 0.01363%
2026 | 357 | 357-50R | Tier-3 | Tier-3---4 | 5--5 | 383 | 18 | 10432.4887 | 97.04% | 2.884% | 0.07824% | 137.9756 | 0 | 0 | 137.9756 | 0 | 131.6193 | 2.009 | 65.5155 | 131.6193 | 2.009 | 65.5155 | 138.6519 | 2.1163 | 65.5155 | 1.323% | 0.14913 | 0.14709 | 69957.1689 | 5112.9004 | 1923.9041 | 62920.3645 | 69985.7992 | 0 | 0 | 69985.7992 | 0.00455%
2026 | 357 | 357-750R | Tier-2 | Tier-2---2 | 5--5 | 272 | 21 | 11757.6254 | 97.81% | 2.143% | 0.05143% | 257.4737 | 0 | 0 | 257.4737 | 0 | 245.6125 | 2.3438 | 104.7919 | 245.6125 | 2.3438 | 104.7919 | 258.7359 | 2.469 | 104.7919 | 2.19% | 0.171 | 0.16717 | 68756.8371 | 5466.8496 | 1394.351 | 61895.6365 | 68791.3881 | 0 | 0 | 68791.3881 | 0.008491%
2026 | 358 | 358-682F | Tier-3 | Tier-3---3 | 5--5 | 344 | 4 | 37602.1184 | 98.59% | 1.386% | 0.02088% | 125.0138 | 0 | 0 | 125.0138 | 0 | 119.2547 | 0.44644 | 267.1235 | 119.2547 | 0.44644 | 267.1235 | 125.6266 | 0.47029 | 267.1235 | 0.3325% | 0.54241 | 0.54059 | 69323.599 | 4080.8113 | 883.9511 | 64358.8366 | 69326.8992 | 0 | 0 | 69326.8992 | 0.004122%
2026 | 362 | 362-47F | Tier-1 | Non-HFTD---3 | 4--3 | 650 | 61 | 174.2726 | 36.5% | 57.41% | 6.096% | 1.731 | 0 | 0 | 1.731 | 0 | 1.6513 | 6.8082 | 0.24254 | 1.6513 | 6.8082 | 0.24254 | 1.7395 | 7.172 | 0.24254 | 0.9933% | 0.049116 | 0.047779 | 3548.1987 | 203.3248 | 2278.4991 | 1066.3747 | 3611.2363 | 0 | 0 | 3611.2363 | 5.708e-05%
2026 | 387 | 387-15 | Tier-3 | Tier-3---16 | 4--5 | 140 | 5 | 1455.0528 | 89.01% | 10.72% | 0.2619% | 13.4147 | 0 | 0 | 13.4147 | 0 | 12.7967 | 0.55805 | 22.931 | 12.7967 | 0.55805 | 22.931 | 13.4804 | 0.58787 | 22.931 | 0.9219% | 0.072601 | 0.071849 | 20041.7181 | 1414.1085 | 2071.8969 | 16555.7127 | 20064.7598 | 0 | 0 | 20064.7598 | 0.0004424%
2026 | 393 | 393-14R | Tier-2 | Tier-2---10 | 5--4 | 76 | 6 | 924.8041 | 18.79% | 81.02% | 0.1888% | 3.9779 | 0 | 0 | 3.9779 | 0 | 3.7946 | 0.66966 | 5.6665 | 3.7946 | 0.66966 | 5.6665 | 3.9974 | 0.70544 | 5.6665 | 0.4301% | 0.10079 | 0.098485 | 9175.2809 | 282.2453 | 6855.7873 | 2037.2483 | 9349.8781 | 0 | 0 | 9349.8781 | 0.0001312%
2026 | 396 | 396-699R | Tier-2 | Tier-2---5 | 5--5 | 748 | 111 | 3136.9517 | 88.18% | 11.4% | 0.4202% | 119.0418 | 0 | 0 | 119.0418 | 0 | 113.5577 | 12.3887 | 9.1662 | 113.5577 | 12.3887 | 9.1662 | 119.6253 | 13.0507 | 9.1662 | 3.795% | 0.15664 | 0.1499 | 20026.8881 | 1646.7402 | 2215.8438 | 16164.3042 | 20133.3365 | 0 | 0 | 20133.3365 | 0.003926%
2026 | 411 | 411-1873R | Tier-2 | Tier-2---7 | 4--5 | 342 | 61 | 1857.5393 | 97.83% | 1.797% | 0.3696% | 94 | 0 | 0 | 94 | 0 | 89.6696 | 6.8082 | 13.1708 | 89.6696 | 6.8082 | 13.1708 | 94.4608 | 7.172 | 13.1708 | 5.06% | 0.04682 | 0.044398 | 39673.886 | 2968.3717 | 1138.6008 | 35566.9135 | 39720.7677 | 0 | 0 | 39720.7677 | 0.0031%
2026 | 411 | 411-30R | Tier-3 | Tier-3---6 | 5--5 | 856 | 67 | 6370.0414 | 98.47% | 1.262% | 0.272% | 142.3728 | 0 | 0 | 142.3728 | 0 | 135.814 | 7.4779 | 18.1621 | 135.814 | 7.4779 | 18.1621 | 143.0707 | 7.8774 | 18.1621 | 2.235% | 0.10309 | 0.10075 | 61789.3921 | 5810.5604 | 997.631 | 54981.2006 | 61811.4082 | 0 | 0 | 61811.4082 | 0.004695%
2026 | 411 | 411-47R | Tier-2 | Tier-2---9 | 4--5 | 459 | 8 | 1350.4062 | 95.97% | 3.342% | 0.6845% | 6.5508 | 0 | 0 | 6.5508 | 0 | 6.249 | 0.89288 | 6.9987 | 6.249 | 0.89288 | 6.9987 | 6.5829 | 0.94059 | 6.9987 | 0.4851% | 0.063274 | 0.062954 | 21342.1296 | 2028.2504 | 1280.5502 | 18033.3289 | 21346.4946 | 0 | 0 | 21346.4946 | 0.000216%
2026 | 441 | 441-23R | Tier-3 | Tier-3---11 | 5--4 | 84 | 2 | 3518.0204 | 97.45% | 2.468% | 0.07959% | 23.6723 | 0 | 0 | 23.6723 | 0 | 22.5818 | 0.22322 | 101.1638 | 22.5818 | 0.22322 | 101.1638 | 23.7884 | 0.23515 | 101.1638 | 0.6729% | 0.54783 | 0.54405 | 6421.7327 | 319.9827 | 139.6282 | 5962.1218 | 6422.87 | 0 | 0 | 6422.87 | 0.0007806%
2026 | 441 | 441-27R | Tier-3 | Tier-3---9 | 5--4 | 133 | 12 | 4750.1268 | 98% | 1.916% | 0.08125% | 121.8064 | 0 | 0 | 121.8064 | 0 | 116.195 | 1.3393 | 86.7567 | 116.195 | 1.3393 | 86.7567 | 122.4035 | 1.4109 | 86.7567 | 2.564% | 0.55752 | 0.54293 | 8520.0828 | 441.9883 | 150.5633 | 7927.5312 | 8524.6555 | 0 | 0 | 8524.6555 | 0.004017%
2026 | 441 | 441-30R | Tier-3 | Tier-3---9 | 5--4 | 101 | 2 | 5348.8774 | 98.57% | 1.364% | 0.06326% | 30.2778 | 0 | 0 | 30.2778 | 0 | 28.883 | 0.22322 | 129.3924 | 28.883 | 0.22322 | 129.3924 | 30.4262 | 0.23515 | 129.3924 | 0.5661% | 0.55519 | 0.552 | 9634.2631 | 496.8631 | 123.5008 | 9013.8993 | 9635.0575 | 0 | 0 | 9635.0575 | 0.0009985%
2026 | 442 | 442-16R | Tier-3 | Tier-3---14 | 5--3 | 201 | 2 | 1834.9376 | 96.09% | 3.534% | 0.3793% | 5.0877 | 0 | 0 | 5.0877 | 0 | 4.8533 | 0.22322 | 21.7421 | 4.8533 | 0.22322 | 21.7421 | 5.1126 | 0.23515 | 21.7421 | 0.2773% | 0.45792 | 0.4566 | 4007.1227 | 182.139 | 134.5225 | 3690.4612 | 4007.5765 | 0 | 0 | 4007.5765 | 0.0001678%
2026 | 442 | 442-509R | Tier-3 | Tier-3---15 | 5--3 | 145 | 3 | 852.9261 | 84.92% | 14.72% | 0.3553% | 4.3461 | 0 | 0 | 4.3461 | 0 | 4.1459 | 0.33483 | 12.382 | 4.1459 | 0.33483 | 12.382 | 4.3674 | 0.35272 | 12.382 | 0.5095% | 0.36954 | 0.36733 | 2308.0588 | 110.4832 | 313.3685 | 1884.2071 | 2310.1591 | 0 | 0 | 2310.1591 | 0.0001433%
2026 | 442 | 442-525 | Tier-3 | Tier-3---18 | 5--2 | 144 | 4 | 526.1263 | 57.95% | 41.57% | 0.4783% | 2.4562 | 0 | 0 | 2.4562 | 0 | 2.343 | 0.44644 | 5.2482 | 2.343 | 0.44644 | 5.2482 | 2.4682 | 0.47029 | 5.2482 | 0.4668% | 0.36155 | 0.35864 | 1455.1925 | 55.7076 | 549.0709 | 850.414 | 1460.1615 | 0 | 0 | 1460.1615 | 8.1e-05%
2026 | 442 | 442-728R | Tier-3 | Tier-3---5 | 5--5 | 763 | 15 | 11572.221 | 88.48% | 11.4% | 0.1243% | 58.3725 | 0 | 0 | 58.3725 | 0 | 55.6834 | 1.6742 | 33.2607 | 55.6834 | 1.6742 | 33.2607 | 58.6586 | 1.7636 | 33.2607 | 0.5044% | 0.35802 | 0.35598 | 32323.0144 | 2289.7277 | 3409.1909 | 26624.0958 | 32344.372 | 0 | 0 | 32344.372 | 0.001925%
2026 | 442 | 442-758F | Tier-3 | Tier-3---18 | 5--2 | 25 | 1 | 549.9829 | 98.93% | 0.9134% | 0.161% | 6.3113 | 0 | 0 | 6.3113 | 0 | 6.0205 | 0.11161 | 53.9424 | 6.0205 | 0.11161 | 53.9424 | 6.3422 | 0.11757 | 53.9424 | 1.148% | 0.35119 | 0.34711 | 1566.0749 | 78.3252 | 13.6628 | 1474.0869 | 1566.2724 | 0 | 0 | 1566.2724 | 0.0002081%
2026 | 442 | 442-764R | Tier-3 | Tier-3---18 | 5--2 | 74 | 1 | 474.7376 | 91.31% | 8.325% | 0.3651% | 1.6988 | 0 | 0 | 1.6988 | 0 | 1.6205 | 0.11161 | 14.5195 | 1.6205 | 0.11161 | 14.5195 | 1.7071 | 0.11757 | 14.5195 | 0.3578% | 0.35448 | 0.35309 | 1339.2423 | 54.097 | 105.5502 | 1179.5951 | 1339.7002 | 0 | 0 | 1339.7002 | 5.602e-05%
2026 | 444 | 444-15R | Tier-2 | Tier-2---13 | 5--3 | 122 | 27 | 333.8465 | 96.62% | 2.31% | 1.072% | 20.7016 | 0 | 0 | 20.7016 | 0 | 19.7479 | 3.0135 | 6.5532 | 19.7479 | 3.0135 | 6.5532 | 20.8031 | 3.1745 | 6.5532 | 6.201% | 0.14886 | 0.13931 | 2242.6726 | 149.3607 | 69.2136 | 2024.0983 | 2247.8752 | 0 | 0 | 2247.8752 | 0.0006827%
2026 | 444 | 444-43R | Tier-2 | Tier-2---5 | 5--5 | 403 | 2 | 3413.8137 | 97.67% | 1.995% | 0.3352% | 4.7987 | 0 | 0 | 4.7987 | 0 | 4.5776 | 0.22322 | 20.5073 | 4.5776 | 0.22322 | 20.5073 | 4.8222 | 0.23515 | 20.5073 | 0.1406% | 0.2124 | 0.2121 | 16072.3576 | 890.1063 | 476.3771 | 14705.8742 | 16072.8973 | 0 | 0 | 16072.8973 | 0.0001582%
2026 | 444 | 444-9R | Tier-2 | Tier-2---11 | 5--3 | 465 | 101 | 571.2373 | 70.71% | 27.93% | 1.361% | 25.4421 | 0 | 0 | 25.4421 | 0 | 24.27 | 11.2726 | 2.153 | 24.27 | 11.2726 | 2.153 | 25.5668 | 11.8749 | 2.153 | 4.454% | 0.1488 | 0.13943 | 3839.0169 | 197.4513 | 1077.3117 | 2564.2539 | 3914.6111 | 0 | 0 | 3914.6111 | 0.000839%
2026 | 445 | 445-1311R | Tier-3 | Tier-3---5 | 5--5 | 337 | 6 | 9632.5907 | 94.96% | 4.965% | 0.07823% | 47.227 | 0 | 0 | 47.227 | 0 | 45.0514 | 0.66966 | 67.2749 | 45.0514 | 0.66966 | 67.2749 | 47.4585 | 0.70544 | 67.2749 | 0.4903% | 0.53792 | 0.53514 | 17907.0399 | 1026.0345 | 824.7437 | 16056.2617 | 17911.7266 | 0 | 0 | 17911.7266 | 0.001557%
2026 | 445 | 445-1325F | Tier-2 | Tier-2---2 | 5--4 | 220 | 3 | 7250.7229 | 96.11% | 3.805% | 0.08959% | 27.5566 | 0 | 0 | 27.5566 | 0 | 26.2871 | 0.33483 | 78.5087 | 26.2871 | 0.33483 | 78.5087 | 27.6916 | 0.35272 | 78.5087 | 0.3801% | 0.57356 | 0.57129 | 12641.5766 | 694.1782 | 440.7081 | 11506.6903 | 12643.5313 | 0 | 0 | 12643.5313 | 0.0009087%
2026 | 445 | 445-17R | Tier-2 | Tier-2---8 | 5--3 | 97 | 1 | 1603.5562 | 88.72% | 11.16% | 0.1231% | 4.2534 | 0 | 0 | 4.2534 | 0 | 4.0575 | 0.11161 | 36.3538 | 4.0575 | 0.11161 | 36.3538 | 4.2742 | 0.11757 | 36.3538 | 0.2652% | 0.53426 | 0.53267 | 3001.4248 | 150.999 | 302.1467 | 2548.279 | 3002.4399 | 0 | 0 | 3002.4399 | 0.0001403%
2026 | 445 | 445-18R | Tier-2 | Tier-2---2 | 5--5 | 526 | 3 | 10619.7967 | 95.69% | 4.18% | 0.1317% | 16.8076 | 0 | 0 | 16.8076 | 0 | 16.0333 | 0.33483 | 47.885 | 16.0333 | 0.33483 | 47.885 | 16.89 | 0.35272 | 47.885 | 0.1583% | 0.6048 | 0.60379 | 17559.3271 | 969.9837 | 680.7099 | 15908.6335 | 17560.5815 | 0 | 0 | 17560.5815 | 0.0005543%
2026 | 445 | 445-19R | Tier-2 | Tier-2---8 | 5--3 | 238 | 6 | 1766.7037 | 84.73% | 14.9% | 0.3714% | 10.9435 | 0 | 0 | 10.9435 | 0 | 10.4394 | 0.66966 | 15.5891 | 10.4394 | 0.66966 | 15.5891 | 10.9972 | 0.70544 | 15.5891 | 0.6194% | 0.56527 | 0.56114 | 3125.4156 | 150.9089 | 429.896 | 2544.6106 | 3128.9311 | 0 | 0 | 3128.9311 | 0.0003609%
2026 | 445 | 445-39R | Tier-2 | Tier-2---5 | 5--4 | 246 | 21 | 3678.5806 | 87.54% | 12.33% | 0.1304% | 79.7211 | 0 | 0 | 79.7211 | 0 | 76.0485 | 2.3438 | 32.4465 | 76.0485 | 2.3438 | 32.4465 | 80.1119 | 2.469 | 32.4465 | 2.167% | 0.48997 | 0.47784 | 7507.8253 | 391.1864 | 914.4635 | 6202.1754 | 7531.5703 | 0 | 0 | 7531.5703 | 0.002629%
2026 | 445 | 445-894R | Tier-2 | Tier-2---5 | 5--4 | 587 | 19 | 4421.0024 | 88.12% | 11.51% | 0.3702% | 36.5692 | 0 | 0 | 36.5692 | 0 | 34.8845 | 2.1206 | 16.4504 | 34.8845 | 2.1206 | 16.4504 | 36.7484 | 2.2339 | 16.4504 | 0.8272% | 0.63526 | 0.62929 | 6959.394 | 312.553 | 750.3762 | 5896.4648 | 6967.2274 | 0 | 0 | 6967.2274 | 0.001206%
2026 | 445 | 445-897R | Tier-2 | Tier-2---10 | 5--3 | 25 | 1 | 1351.7747 | 97.24% | 2.711% | 0.04647% | 15.2482 | 0 | 0 | 15.2482 | 0 | 14.5458 | 0.11161 | 130.3266 | 14.5458 | 0.11161 | 130.3266 | 15.323 | 0.11757 | 130.3266 | 1.128% | 0.75637 | 0.74759 | 1787.1928 | 98.5478 | 55.7869 | 1632.8581 | 1787.7712 | 0 | 0 | 1787.7712 | 0.0005028%
2026 | 448 | 448-1234R | Tier-3 | Tier-3---15 | 5--3 | 51 | 3 | 1211.6194 | 97.39% | 2.475% | 0.1351% | 20.1293 | 0 | 0 | 20.1293 | 0 | 19.202 | 0.33483 | 57.3485 | 19.202 | 0.33483 | 57.3485 | 20.228 | 0.35272 | 57.3485 | 1.661% | 0.62101 | 0.61041 | 1951.0598 | 101.7927 | 46.8267 | 1802.4404 | 1951.9436 | 0 | 0 | 1951.9436 | 0.0006638%
2026 | 448 | 448-714R | Tier-3 | Tier-3---14 | 5--3 | 314 | 13 | 2119.752 | 55.7% | 43.96% | 0.3458% | 14.1755 | 0 | 0 | 14.1755 | 0 | 13.5224 | 1.4509 | 9.3198 | 13.5224 | 1.4509 | 9.3198 | 14.245 | 1.5285 | 9.3198 | 0.6687% | 0.46343 | 0.45786 | 4574.0639 | 152.3288 | 1823.4456 | 2598.2895 | 4598.6893 | 0 | 0 | 4598.6893 | 0.0004675%
2026 | 448 | 448-744R | Tier-3 | Tier-3---7 | 5--5 | 717 | 6 | 9104.5616 | 91.68% | 8.126% | 0.1928% | 20.2568 | 0 | 0 | 20.2568 | 0 | 19.3236 | 0.66966 | 28.8558 | 19.3236 | 0.66966 | 28.8558 | 20.3561 | 0.70544 | 28.8558 | 0.2225% | 0.49442 | 0.49322 | 18414.705 | 980.4625 | 1393.5793 | 16040.6633 | 18418.4315 | 0 | 0 | 18418.4315 | 0.000668%
2026 | 448 | 448-9R | Tier-3 | Tier-3---9 | 5--4 | 413 | 1 | 5644.8109 | 93.43% | 6.384% | 0.1906% | 3.7031 | 0 | 0 | 3.7031 | 0 | 3.5325 | 0.11161 | 31.6502 | 3.5325 | 0.11161 | 31.6502 | 3.7212 | 0.11757 | 31.6502 | 0.0656% | 0.54394 | 0.54356 | 10377.639 | 550.4893 | 645.7623 | 9181.3873 | 10378.1184 | 0 | 0 | 10378.1184 | 0.0001221%
2026 | 449 | 449-13R | Tier-3 | Tier-3---7 | 5--5 | 557 | 57 | 6729.9647 | 90.49% | 9.346% | 0.1629% | 180.7327 | 0 | 0 | 180.7327 | 0 | 172.4067 | 6.3618 | 27.1004 | 172.4067 | 6.3618 | 27.1004 | 181.6187 | 6.7017 | 27.1004 | 2.685% | 0.28234 | 0.27396 | 23836.2998 | 1408.7102 | 2080.9099 | 20346.6798 | 23905.621 | 0 | 0 | 23905.621 | 0.00596%
2026 | 449 | 449-16R | Tier-3 | Tier-3---15 | 5--4 | 72 | 7 | 1495.5065 | 96.97% | 2.927% | 0.1006% | 40.8883 | 0 | 0 | 40.8883 | 0 | 39.0047 | 0.78127 | 49.9247 | 39.0047 | 0.78127 | 49.9247 | 41.0888 | 0.82301 | 49.9247 | 2.734% | 0.23738 | 0.23069 | 6300.0313 | 365.3232 | 174.7966 | 5759.9115 | 6305.5654 | 0 | 0 | 6305.5654 | 0.001348%
2026 | 449 | 449-683 | Tier-3 | Tier-3---18 | 5--3 | 26 | 3 | 625.3129 | 96.7% | 3.156% | 0.1473% | 20.2327 | 0 | 0 | 20.2327 | 0 | 19.3006 | 0.33483 | 57.6431 | 19.3006 | 0.33483 | 57.6431 | 20.3319 | 0.35272 | 57.6431 | 3.236% | 0.34581 | 0.33424 | 1808.2683 | 90.977 | 47.6654 | 1669.626 | 1810.3364 | 0 | 0 | 1810.3364 | 0.0006672%
2026 | 449 | 449-693R | Tier-3 | Tier-3---9 | 5--5 | 165 | 5 | 5260.7056 | 98.77% | 1.153% | 0.07468% | 45.6631 | 0 | 0 | 45.6631 | 0 | 43.5595 | 0.55805 | 78.0566 | 43.5595 | 0.55805 | 78.0566 | 45.8869 | 0.58787 | 78.0566 | 0.868% | 0.26107 | 0.25878 | 20150.463 | 1117.608 | 224.7441 | 18808.1109 | 20152.6554 | 0 | 0 | 20152.6554 | 0.001506%
2026 | 449 | 449-6R | Tier-3 | Tier-3---14 | 5--4 | 161 | 11 | 2320.0162 | 95.55% | 4.318% | 0.1352% | 43.9211 | 0 | 0 | 43.9211 | 0 | 41.8978 | 1.2277 | 34.1268 | 41.8978 | 1.2277 | 34.1268 | 44.1364 | 1.2933 | 34.1268 | 1.893% | 0.24779 | 0.24288 | 9362.9076 | 518.3997 | 417.6492 | 8426.8588 | 9371.3352 | 0 | 0 | 9371.3352 | 0.001448%
2026 | 450 | 450-1851F | Tier-2 | Tier-2---3 | 5--5 | 209 | 23 | 8274.1225 | 99.23% | 0.7168% | 0.05235% | 262.0283 | 0 | 0 | 262.0283 | 0 | 249.9572 | 2.567 | 97.3721 | 249.9572 | 2.567 | 97.3721 | 263.3128 | 2.7042 | 97.3721 | 3.167% | 0.099477 | 0.096302 | 83176.2362 | 14607.9335 | 584.6634 | 67983.6393 | 83197.3261 | 0 | 0 | 83197.3261 | 0.008641%
2026 | 450 | 450-1854 | Tier-2 | Tier-2---9 | 4--4 | 70 | 7 | 1132.2887 | 95.25% | 4.625% | 0.1242% | 31.277 | 0 | 0 | 31.277 | 0 | 29.8361 | 0.78127 | 38.1892 | 29.8361 | 0.78127 | 38.1892 | 31.4303 | 0.82301 | 38.1892 | 2.762% | 0.079085 | 0.076792 | 14317.3642 | 967.6824 | 629.1902 | 12720.4915 | 14337.6708 | 0 | 0 | 14337.6708 | 0.001031%
2026 | 450 | 450-50R | Tier-2 | Tier-2---11 | 4--4 | 18 | 5 | 537.0702 | 32.53% | 67.41% | 0.0594% | 14.0735 | 0 | 0 | 14.0735 | 0 | 13.4252 | 0.55805 | 24.0573 | 13.4252 | 0.55805 | 24.0573 | 14.1425 | 0.58787 | 24.0573 | 2.62% | 0.071801 | 0.066017 | 7480.0024 | 150.8342 | 4623.5659 | 2705.6023 | 7922.1694 | 0 | 0 | 7922.1694 | 0.0004641%
2026 | 452 | 452-1403 | Tier-2 | Tier-2---15 | 1--5 | 5 | 2 | 137.227 | 99.9% | 0% | 0.1049% | 15.9016 | 0 | 0 | 15.9016 | 0 | 15.1691 | 0.22322 | 67.9557 | 15.1691 | 0.22322 | 67.9557 | 15.9796 | 0.23515 | 67.9557 | 11.59% | 0.0007938 | 0.00070172 | 172873.5238 | 9697.409 | 167.2651 | 163008.8497 | 172897.3131 | 0 | 0 | 172897.3131 | 0.0005244%
2026 | 452 | 452-1405 | Tier-2 | Tier-2---15 | 1--5 | 12 | 1 | 181.2174 | 99.84% | 0% | 0.161% | 4.3724 | 0 | 0 | 4.3724 | 0 | 4.1709 | 0.11161 | 37.3707 | 4.1709 | 0.11161 | 37.3707 | 4.3938 | 0.11757 | 37.3707 | 2.413% | 0.001513 | 0.0014764 | 119773.5584 | 9128.5645 | 179.9048 | 110465.0891 | 119778.3327 | 0 | 0 | 119778.3327 | 0.0001442%
2026 | 452 | 452-38AE | Tier-2 | Tier-2---4 | 2--5 | 71 | 9 | 2823.7515 | 99.93% | 0% | 0.06613% | 103.7341 | 0 | 0 | 103.7341 | 0 | 98.9552 | 1.0045 | 98.5129 | 98.9552 | 1.0045 | 98.5129 | 104.2426 | 1.0582 | 98.5129 | 3.674% | 0.011395 | 0.010976 | 247801.8355 | 21945.5544 | 160.9262 | 225695.355 | 247808.0893 | 0 | 0 | 247808.0893 | 0.003421%
2026 | 454 | 454-1814 | Tier-2 | Tier-2---20 | 4--2 | 2 | 1 | 39.0262 | 97.23% | 2.586% | 0.1833% | 5.5021 | 0 | 0 | 5.5021 | 0 | 5.2486 | 0.11161 | 47.0264 | 5.2486 | 0.11161 | 47.0264 | 5.5291 | 0.11757 | 47.0264 | 14.1% | 0.072066 | 0.061616 | 541.534 | 33.0087 | 13.8021 | 494.7232 | 544.0772 | 0 | 0 | 544.0772 | 0.0001814%
2026 | 463 | 463-1229 | Tier-2 | Tier-2---9 | 5--4 | 231 | 5 | 1378.3182 | 99.02% | 0.574% | 0.4088% | 8.5668 | 0 | 0 | 8.5668 | 0 | 8.1721 | 0.55805 | 14.644 | 8.1721 | 0.55805 | 14.644 | 8.6087 | 0.58787 | 14.644 | 0.6215% | 0.096723 | 0.096116 | 14250.1892 | 1640.085 | 119.2009 | 12490.9033 | 14251.0738 | 0 | 0 | 14251.0738 | 0.0002825%
2026 | 470 | 470-40AE | Tier-2 | Tier-2---4 | 4--5 | 142 | 8 | 5264.9688 | 98.33% | 1.599% | 0.07273% | 84.5815 | 0 | 0 | 84.5815 | 0 | 80.685 | 0.89288 | 90.3648 | 80.685 | 0.89288 | 90.3648 | 84.9961 | 0.94059 | 90.3648 | 1.606% | 0.091034 | 0.089547 | 57835.1917 | 3654.8473 | 877.7111 | 53302.6332 | 57851.2476 | 0 | 0 | 57851.2476 | 0.002789%
2026 | 470 | 470-47R | Tier-3 | Tier-3---2 | 5--5 | 534 | 67 | 16740.3911 | 99.37% | 0.5365% | 0.09319% | 605.2764 | 0 | 0 | 605.2764 | 0 | 577.3926 | 7.4779 | 77.2135 | 577.3926 | 7.4779 | 77.2135 | 608.2434 | 7.8774 | 77.2135 | 3.616% | 0.16225 | 0.15635 | 103174.1084 | 6598.1472 | 589.4379 | 95986.5234 | 103198.6404 | 0 | 0 | 103198.6404 | 0.01996%
2026 | 471 | 471-36F | Tier-2 | Tier-2---4 | 4--5 | 128 | 2 | 4253.6671 | 94.96% | 4.983% | 0.06005% | 18.3025 | 0 | 0 | 18.3025 | 0 | 17.4593 | 0.22322 | 78.2157 | 17.4593 | 0.22322 | 78.2157 | 18.3922 | 0.23515 | 78.2157 | 0.4303% | 0.093079 | 0.092657 | 45699.6343 | 2391.7261 | 2109.1945 | 41198.7137 | 45710.124 | 0 | 0 | 45710.124 | 0.0006035%
2026 | 492 | 492-1090F | Tier-1 | Non-HFTD---8 | 3--2 | 134 | 5 | 34.6286 | 4.526% | 88.49% | 6.986% | 0.01696 | 0 | 0 | 0.01696 | 0 | 0.016179 | 0.55805 | 0.028991 | 0.016179 | 0.55805 | 0.028991 | 0.017043 | 0.58787 | 0.028991 | 0.04898% | 0.023375 | 0.023122 | 1481.4265 | 4.7545 | 1325.9251 | 150.7468 | 1496.8987 | 0 | 0 | 1496.8987 | 5.593e-07%
2026 | 492 | 492-1091F | Tier-1 | Non-HFTD---3 | 4--3 | 258 | 15 | 120.6396 | 2.917% | 93.65% | 3.431% | 0.059332 | 0 | 0 | 0.059332 | 0 | 0.056599 | 1.6742 | 0.033807 | 0.056599 | 1.6742 | 0.033807 | 0.059623 | 1.7636 | 0.033807 | 0.04918% | 0.031661 | 0.031127 | 3810.4024 | 10.0854 | 3458.5043 | 341.8126 | 3873.8431 | 0 | 0 | 3873.8431 | 1.957e-06%
2026 | 492 | 492-14R | Tier-1 | Non-HFTD---2 | 4--3 | 453 | 65 | 216.5783 | 3.253% | 93.45% | 3.298% | 0.29319 | 0 | 0 | 0.29319 | 0 | 0.27969 | 7.2547 | 0.038553 | 0.27969 | 7.2547 | 0.038553 | 0.29463 | 7.6423 | 0.038553 | 0.1354% | 0.045206 | 0.043325 | 4790.8774 | 15.4821 | 4336.3917 | 439.0035 | 4992.1213 | 0 | 0 | 4992.1213 | 9.668e-06%
2026 | 492 | 492-343R | Tier-1 | Non-HFTD---1 | 3--4 | 107 | 8 | 272.4272 | 37.19% | 62.03% | 0.7764% | 2.1968 | 0 | 0 | 2.1968 | 0 | 2.0956 | 0.89288 | 2.347 | 2.0956 | 0.89288 | 2.347 | 2.2076 | 0.94059 | 2.347 | 0.8064% | 0.024839 | 0.024301 | 10967.6321 | 305.379 | 8108.5204 | 2553.7327 | 11120.305 | 0 | 0 | 11120.305 | 7.244e-05%
2026 | 500 | 500-1531 | Tier-2 | Tier-2---10 | 4--4 | 20 | 2 | 800.5503 | 21.6% | 78.32% | 0.07823% | 5.015 | 0 | 0 | 5.015 | 0 | 4.7839 | 0.22322 | 21.4315 | 4.7839 | 0.22322 | 21.4315 | 5.0395 | 0.23515 | 21.4315 | 0.6264% | 0.071178 | 0.069114 | 11247.1911 | 167.2855 | 8054.1845 | 3025.7211 | 11510.5399 | 0 | 0 | 11510.5399 | 0.0001654%
2026 | 504 | 504-1563 | Tier-1 | Non-HFTD---1 | 3--5 | 351 | 1 | 1424.1907 | 99.61% | 0% | 0.3928% | 1.1721 | 0 | 0 | 1.1721 | 0 | 1.1181 | 0.11161 | 10.0176 | 1.1181 | 0.11161 | 10.0176 | 1.1778 | 0.11757 | 10.0176 | 0.0823% | 0.028304 | 0.028281 | 50317.6471 | 3247.2472 | 706.5475 | 46363.8524 | 50317.8105 | 0 | 0 | 50317.8105 | 3.865e-05%
2026 | 511 | 511-831 | Tier-1 | Non-HFTD---5 | 2--3 | 5 | 1 | 45.7736 | 11.2% | 88.5% | 0.2943% | 0.29746 | 0 | 0 | 0.29746 | 0 | 0.28376 | 0.11161 | 2.5424 | 0.28376 | 0.11161 | 2.5424 | 0.29892 | 0.11757 | 2.5424 | 0.6499% | 0.011273 | 0.010619 | 4060.4617 | 26.2399 | 3586.1564 | 448.0655 | 4282.457 | 0 | 0 | 4282.457 | 9.809e-06%
2026 | 520 | 520-1045R | Tier-2 | Tier-2---5 | 5--4 | 180 | 2 | 2978.814 | 97.34% | 2.471% | 0.184% | 9.3435 | 0 | 0 | 9.3435 | 0 | 8.9131 | 0.22322 | 39.9296 | 8.9131 | 0.22322 | 39.9296 | 9.3893 | 0.23515 | 39.9296 | 0.3137% | 0.26824 | 0.26737 | 11105.2066 | 596.3807 | 258.2442 | 10250.5816 | 11106.1598 | 0 | 0 | 11106.1598 | 0.0003081%
2026 | 520 | 520-10R | Tier-2 | Tier-2---7 | 4--5 | 155 | 18 | 1478.7446 | 97.97% | 1.759% | 0.2664% | 48.7914 | 0 | 0 | 48.7914 | 0 | 46.5437 | 2.009 | 23.1678 | 46.5437 | 2.009 | 23.1678 | 49.0306 | 2.1163 | 23.1678 | 3.3% | 0.046043 | 0.044493 | 32116.3215 | 3380.3007 | 793.9909 | 27942.0299 | 32138.9962 | 0 | 0 | 32138.9962 | 0.001609%
2026 | 520 | 520-1489R | Tier-2 | Tier-2---8 | 5--5 | 408 | 5 | 2637.9338 | 96.76% | 2.798% | 0.4462% | 9.0709 | 0 | 0 | 9.0709 | 0 | 8.653 | 0.55805 | 15.5058 | 8.653 | 0.55805 | 15.5058 | 9.1154 | 0.58787 | 15.5058 | 0.3439% | 0.13822 | 0.13773 | 19085.4238 | 1021.9214 | 566.5154 | 17496.987 | 19087.6318 | 0 | 0 | 19087.6318 | 0.0002991%
2026 | 520 | 520-1509R | Tier-2 | Tier-2---5 | 5--4 | 401 | 5 | 3413.9118 | 92.72% | 6.994% | 0.2858% | 11.4459 | 0 | 0 | 11.4459 | 0 | 10.9186 | 0.55805 | 19.5657 | 10.9186 | 0.55805 | 19.5657 | 11.502 | 0.58787 | 19.5657 | 0.3353% | 0.28561 | 0.28457 | 11953.1797 | 661.7087 | 782.5338 | 10508.9372 | 11956.3375 | 0 | 0 | 11956.3375 | 0.0003774%
2026 | 520 | 520-1525R | Tier-2 | Tier-2---8 | 5--5 | 145 | 1 | 1632.8033 | 98.29% | 1.436% | 0.2778% | 3.2096 | 0 | 0 | 3.2096 | 0 | 3.0618 | 0.11161 | 27.4329 | 3.0618 | 0.11161 | 27.4329 | 3.2254 | 0.11757 | 27.4329 | 0.1966% | 0.099044 | 0.098846 | 16485.7021 | 1672.9156 | 358.491 | 14454.2955 | 16486.2682 | 0 | 0 | 16486.2682 | 0.0001058%
2026 | 520 | 520-1527R | Tier-3 | Tier-3---7 | 5--5 | 249 | 5 | 6763.0006 | 96.72% | 3.176% | 0.1068% | 38.0903 | 0 | 0 | 38.0903 | 0 | 36.3355 | 0.55805 | 65.1115 | 36.3355 | 0.55805 | 65.1115 | 38.277 | 0.58787 | 65.1115 | 0.5632% | 0.27105 | 0.26947 | 24951.4497 | 1805.8111 | 756.6493 | 22388.9893 | 24956.2469 | 0 | 0 | 24956.2469 | 0.001256%
2026 | 520 | 520-1902R | Tier-2 | Tier-2---9 | 4--4 | 408 | 41 | 748.333 | 77.34% | 21.7% | 0.962% | 16.8658 | 0 | 0 | 16.8658 | 0 | 16.0888 | 4.576 | 3.5159 | 16.0888 | 4.576 | 3.5159 | 16.9484 | 4.8205 | 3.5159 | 2.254% | 0.058932 | 0.057214 | 12698.2886 | 1100.527 | 2687.8901 | 8909.8715 | 12784.6705 | 0 | 0 | 12784.6705 | 0.0005562%
2026 | 520 | 520-1904 | Tier-3 | Tier-3---13 | 4--5 | 276 | 29 | 2084.5359 | 96.48% | 3.265% | 0.2521% | 61.2838 | 0 | 0 | 61.2838 | 0 | 58.4606 | 3.2367 | 18.0618 | 58.4606 | 3.2367 | 18.0618 | 61.5842 | 3.4096 | 18.0618 | 2.94% | 0.05278 | 0.051171 | 39495.106 | 2613.3418 | 1305.0051 | 35576.7591 | 39538.7653 | 0 | 0 | 39538.7653 | 0.002021%
2026 | 520 | 520-1936 | Tier-3 | Tier-3---20 | 1--5 | 4 | 2 | 63.7111 | 99.77% | 0% | 0.2279% | 9.2171 | 0 | 0 | 9.2171 | 0 | 8.7925 | 0.22322 | 39.3892 | 8.7925 | 0.22322 | 39.3892 | 9.2622 | 0.23515 | 39.3892 | 14.47% | 0.0006668 | 0.00057011 | 95547.5888 | 5378.6966 | 197.8005 | 89971.0917 | 95584.5162 | 0 | 0 | 95584.5162 | 0.0003039%
2026 | 520 | 520-22R | Tier-2 | Tier-2---14 | 4--4 | 113 | 7 | 258.296 | 74.72% | 24.53% | 0.7505% | 3.4673 | 0 | 0 | 3.4673 | 0 | 3.3076 | 0.78127 | 4.2336 | 3.3076 | 0.78127 | 4.2336 | 3.4843 | 0.82301 | 4.2336 | 1.342% | 0.036011 | 0.035364 | 7172.7783 | 807.1844 | 2439.3669 | 3926.227 | 7205.9449 | 0 | 0 | 7205.9449 | 0.0001143%
2026 | 520 | 520-35R | Tier-3 | Tier-3---9 | 5--5 | 306 | 2 | 4997.7942 | 96.49% | 3.313% | 0.193% | 9.1409 | 0 | 0 | 9.1409 | 0 | 8.7198 | 0.22322 | 39.0635 | 8.7198 | 0.22322 | 39.0635 | 9.1857 | 0.23515 | 39.0635 | 0.1829% | 0.28544 | 0.2849 | 17509.0395 | 1062.3012 | 557.174 | 15889.5643 | 17510.2051 | 0 | 0 | 17510.2051 | 0.0003014%
2026 | 520 | 520-45 | Tier-2 | Tier-2---8 | 5--5 | 219 | 1 | 2044.6463 | 97.57% | 2.13% | 0.298% | 2.6418 | 0 | 0 | 2.6418 | 0 | 2.5201 | 0.11161 | 22.5793 | 2.5201 | 0.11161 | 22.5793 | 2.6547 | 0.11757 | 22.5793 | 0.1292% | 0.10446 | 0.10432 | 19573.1854 | 982.4694 | 415.3687 | 18175.3473 | 19573.8155 | 0 | 0 | 19573.8155 | 8.712e-05%
2026 | 521 | 521-14R | Tier-3 | Tier-3---5 | 5--5 | 315 | 15 | 11350.2874 | 96.69% | 3.233% | 0.07621% | 151.5557 | 0 | 0 | 151.5557 | 0 | 144.5739 | 1.6742 | 86.3565 | 144.5739 | 1.6742 | 86.3565 | 152.2986 | 1.7636 | 86.3565 | 1.335% | 0.27097 | 0.26722 | 41888.3276 | 2255.8215 | 1272.0917 | 38360.4144 | 41907.7359 | 0 | 0 | 41907.7359 | 0.004998%
2026 | 521 | 521-1819R | Tier-2 | Tier-2---9 | 4--5 | 199 | 24 | 810.9996 | 89.31% | 10.24% | 0.4457% | 25.3335 | 0 | 0 | 25.3335 | 0 | 24.1664 | 2.6786 | 9.0219 | 24.1664 | 2.6786 | 9.0219 | 25.4576 | 2.8218 | 9.0219 | 3.124% | 0.043667 | 0.04214 | 18572.4528 | 2084.26 | 1960.8167 | 14527.3761 | 18644.3841 | 0 | 0 | 18644.3841 | 0.0008354%
2026 | 521 | 521-1856R | Tier-3 | Tier-3---6 | 5--5 | 335 | 25 | 8477.8617 | 97.79% | 2.104% | 0.1048% | 179.4242 | 0 | 0 | 179.4242 | 0 | 171.1585 | 2.7903 | 61.3416 | 171.1585 | 2.7903 | 61.3416 | 180.3038 | 2.9393 | 61.3416 | 2.116% | 0.15411 | 0.15077 | 55012.684 | 3012.448 | 1105.9909 | 50894.245 | 55039.558 | 0 | 0 | 55039.558 | 0.005917%
2026 | 521 | 521-18R | Tier-3 | Tier-3---6 | 4--5 | 307 | 30 | 8713.0173 | 99.36% | 0.5424% | 0.09583% | 245.3402 | 0 | 0 | 245.3402 | 0 | 234.0378 | 3.3483 | 69.8975 | 234.0378 | 3.3483 | 69.8975 | 246.5428 | 3.5272 | 69.8975 | 2.816% | 0.071321 | 0.0693 | 122165.8816 | 6890.9356 | 771.7339 | 114503.2122 | 122188.6229 | 0 | 0 | 122188.6229 | 0.00809%
2026 | 521 | 521-27R | Tier-2 | Tier-2---3 | 4--5 | 358 | 23 | 5618.6229 | 98.78% | 1.092% | 0.1294% | 103.404 | 0 | 0 | 103.404 | 0 | 98.6404 | 2.567 | 38.4259 | 98.6404 | 2.567 | 38.4259 | 103.9109 | 2.7042 | 38.4259 | 1.84% | 0.063668 | 0.062481 | 88249.328 | 6355.7576 | 1136.662 | 80756.9084 | 88269.7847 | 0 | 0 | 88269.7847 | 0.00341%
2026 | 521 | 521-32R | Tier-3 | Tier-3---4 | 5--5 | 232 | 1 | 12241.7135 | 99.38% | 0.5642% | 0.05689% | 15.2071 | 0 | 0 | 15.2071 | 0 | 14.5065 | 0.11161 | 129.9752 | 14.5065 | 0.11161 | 129.9752 | 15.2816 | 0.11757 | 129.9752 | 0.1242% | 0.14844 | 0.14825 | 82470.5462 | 5122.2262 | 464.9548 | 76883.3652 | 82471.1873 | 0 | 0 | 82471.1873 | 0.0005015%
2026 | 521 | 521-700R | Tier-2 | Tier-2---3 | 4--5 | 437 | 56 | 9012.5446 | 99.05% | 0.8425% | 0.1052% | 331.7544 | 0 | 0 | 331.7544 | 0 | 316.4711 | 6.2502 | 50.6341 | 316.4711 | 6.2502 | 50.6341 | 333.3806 | 6.5841 | 50.6341 | 3.681% | 0.074421 | 0.071655 | 121102.821 | 8945.6292 | 1253.8537 | 110903.3381 | 121147.1177 | 0 | 0 | 121147.1177 | 0.01094%
2026 | 522 | 522-34 | Tier-2 | Tier-2---16 | 4--3 | 64 | 3 | 112.7117 | 43.02% | 55.81% | 1.165% | 0.65921 | 0 | 0 | 0.65921 | 0 | 0.62884 | 0.33483 | 1.8781 | 0.62884 | 0.33483 | 1.8781 | 0.66244 | 0.35272 | 1.8781 | 0.5849% | 0.030009 | 0.029601 | 3755.9309 | 126.2765 | 2195.8593 | 1433.795 | 3785.4218 | 0 | 0 | 3785.4218 | 2.174e-05%
2026 | 522 | 522-36 | Tier-2 | Tier-2---16 | 4--3 | 93 | 5 | 116.9577 | 22.53% | 76.17% | 1.295% | 0.41091 | 0 | 0 | 0.41091 | 0 | 0.39198 | 0.55805 | 0.7024 | 0.39198 | 0.55805 | 0.7024 | 0.41292 | 0.58787 | 0.7024 | 0.3513% | 0.031092 | 0.030607 | 3761.7134 | 67.8389 | 2679.063 | 1014.8115 | 3807.8673 | 0 | 0 | 3807.8673 | 1.355e-05%
2026 | 522 | 522-38R | Tier-2 | Tier-2---6 | 4--5 | 606 | 52 | 5639.8414 | 96.44% | 3.339% | 0.2198% | 135.3502 | 0 | 0 | 135.3502 | 0 | 129.1149 | 5.8037 | 22.2469 | 129.1149 | 5.8037 | 22.2469 | 136.0137 | 6.1138 | 22.2469 | 2.4% | 0.088602 | 0.086397 | 63653.5146 | 7689.6838 | 2180.134 | 53783.6968 | 63711.3215 | 0 | 0 | 63711.3215 | 0.004463%
2026 | 523 | 523-31AE | Tier-2 | Tier-2---14 | 4--4 | 199 | 33 | 305.199 | 11.7% | 87.21% | 1.095% | 1.7167 | 0 | 0 | 1.7167 | 0 | 1.6376 | 3.6831 | 0.44463 | 1.6376 | 3.6831 | 0.44463 | 1.7251 | 3.8799 | 0.44463 | 0.5625% | 0.037419 | 0.03562 | 8156.1707 | 129.3833 | 6531.3069 | 1495.4806 | 8520.025 | 0 | 0 | 8520.025 | 5.661e-05%
2026 | 524 | 524-1782F | Tier-3 | Tier-3---10 | 4--5 | 231 | 9 | 5468.1345 | 99.78% | 0.1144% | 0.1099% | 61.6442 | 0 | 0 | 61.6442 | 0 | 58.8044 | 1.0045 | 58.5415 | 58.8044 | 1.0045 | 58.5415 | 61.9464 | 1.0582 | 58.5415 | 1.127% | 0.040404 | 0.039947 | 135337.1336 | 10621.643 | 457.8891 | 124257.6016 | 135340.603 | 0 | 0 | 135340.603 | 0.002033%
2026 | 524 | 524-27R | Tier-3 | Tier-3---4 | 4--5 | 489 | 34 | 11317.6942 | 99.77% | 0.1414% | 0.08951% | 227.6785 | 0 | 0 | 227.6785 | 0 | 217.1898 | 3.7947 | 57.2344 | 217.1898 | 3.7947 | 57.2344 | 228.7945 | 3.9975 | 57.2344 | 2.012% | 0.060207 | 0.058993 | 187979.0829 | 15020.271 | 843.0575 | 172115.7544 | 187988.0161 | 0 | 0 | 187988.0161 | 0.007508%
2026 | 524 | 524-46R | Tier-3 | Tier-3---4 | 5--5 | 283 | 8 | 13710.9533 | 98.99% | 0.9557% | 0.05722% | 111.2622 | 0 | 0 | 111.2622 | 0 | 106.1366 | 0.89288 | 118.8699 | 106.1366 | 0.89288 | 118.8699 | 111.8076 | 0.94059 | 118.8699 | 0.8115% | 0.18916 | 0.18761 | 72484.9744 | 5399.6154 | 709.3603 | 66375.9987 | 72491.0431 | 0 | 0 | 72491.0431 | 0.003669%
2026 | 524 | 524-50R | Tier-3 | Tier-3---7 | 5--5 | 283 | 17 | 8801.877 | 98.2% | 1.718% | 0.0819% | 150.574 | 0 | 0 | 150.574 | 0 | 143.6373 | 1.8974 | 75.7033 | 143.6373 | 1.8974 | 75.7033 | 151.3121 | 1.9987 | 75.7033 | 1.711% | 0.18313 | 0.17994 | 48062.3901 | 2911.3323 | 788.4961 | 44362.5616 | 48077.7232 | 0 | 0 | 48077.7232 | 0.004965%
2026 | 524 | 524-69R | Tier-3 | Tier-3---1 | 5--5 | 842 | 38 | 40375.331 | 99.03% | 0.9107% | 0.05596% | 523.3194 | 0 | 0 | 523.3194 | 0 | 499.2112 | 4.2412 | 117.7057 | 499.2112 | 4.2412 | 117.7057 | 525.8847 | 4.4678 | 117.7057 | 1.296% | 0.27264 | 0.26907 | 148092.4418 | 8147.506 | 1337.0199 | 138607.9158 | 148111.4269 | 0 | 0 | 148111.4269 | 0.01726%
2026 | 57 | 57-1295F | Tier-1 | Non-HFTD---14 | 3--1 | 34 | 2 | 5.7785 | 18.72% | 64.33% | 16.95% | 0.018452 | 0 | 0 | 0.018452 | 0 | 0.017601 | 0.22322 | 0.078853 | 0.017601 | 0.22322 | 0.078853 | 0.018542 | 0.23515 | 0.078853 | 0.3193% | 0.013816 | 0.013581 | 418.2342 | 0.34202 | 387.9224 | 29.9699 | 424.134 | 0 | 0 | 424.134 | 6.085e-07%
2026 | 57 | 57-1296F | Tier-1 | Non-HFTD---6 | 3--3 | 74 | 33 | 54.2561 | 82.4% | 11.86% | 5.738% | 5.7819 | 0 | 0 | 5.7819 | 0 | 5.5155 | 3.6831 | 1.4975 | 5.5155 | 3.6831 | 1.4975 | 5.8102 | 3.8799 | 1.4975 | 10.66% | 0.026297 | 0.022896 | 2063.1894 | 171.2457 | 361.7696 | 1530.1741 | 2117.1182 | 0 | 0 | 2117.1182 | 0.0001907%
2026 | 57 | 57-736 | Tier-1 | Non-HFTD---4 | 3--4 | 81 | 6 | 116.8924 | 0.4896% | 98.37% | 1.142% | 0.012295 | 0 | 0 | 0.012295 | 0 | 0.011728 | 0.66966 | 0.017514 | 0.011728 | 0.66966 | 0.017514 | 0.012355 | 0.70544 | 0.017514 | 0.01052% | 0.015165 | 0.01484 | 7707.8351 | 8.3652 | 7008.3742 | 691.0957 | 7876.2172 | 0 | 0 | 7876.2172 | 4.054e-07%
2026 | 586 | 586-3 | Tier-1 | Non-HFTD---1 | 3--5 | 84 | 4 | 516.8084 | 87.93% | 11.54% | 0.527% | 6.2755 | 0 | 0 | 6.2755 | 0 | 5.9864 | 0.44644 | 13.4092 | 5.9864 | 0.44644 | 13.4092 | 6.3063 | 0.47029 | 13.4092 | 1.214% | 0.028089 | 0.027701 | 18398.9604 | 1409.3132 | 1958.1276 | 15031.5196 | 18430.0552 | 0 | 0 | 18430.0552 | 0.0002069%
2026 | 591 | 591-1594R | Tier-2 | Tier-2---12 | 4--4 | 92 | 1 | 519.9571 | 96.32% | 3.27% | 0.4047% | 1.5788 | 0 | 0 | 1.5788 | 0 | 1.506 | 0.11161 | 13.4937 | 1.506 | 0.11161 | 13.4937 | 1.5865 | 0.11757 | 13.4937 | 0.3036% | 0.047196 | 0.047047 | 11017.0212 | 932.3042 | 368.7122 | 9716.0047 | 11018.3015 | 0 | 0 | 11018.3015 | 5.206e-05%
2026 | 59 | 59-465 | Tier-1 | Non-HFTD---6 | 4--3 | 167 | 61 | 77.379 | 64.48% | 28.11% | 7.401% | 5.2856 | 0 | 0 | 5.2856 | 0 | 5.0421 | 6.8082 | 0.74059 | 5.0421 | 6.8082 | 0.74059 | 5.3115 | 7.172 | 0.74059 | 6.831% | 0.036127 | 0.0323 | 2141.862 | 208.1203 | 802.4785 | 1131.2631 | 2231.9864 | 0 | 0 | 2231.9864 | 0.0001743%
2026 | 597 | 597-595 | Tier-2 | Tier-2---1 | 5--5 | 398 | 34 | 18774.394 | 95.55% | 4.388% | 0.06321% | 444.413 | 0 | 0 | 444.413 | 0 | 423.9398 | 3.7947 | 111.7177 | 423.9398 | 3.7947 | 111.7177 | 446.5915 | 3.9975 | 111.7177 | 2.367% | 0.15307 | 0.14927 | 122655.7075 | 12289.1487 | 5017.0863 | 105349.4725 | 122794.3884 | 0 | 0 | 122794.3884 | 0.01466%
2026 | 599 | 599-19R | Tier-2 | Tier-2---1 | 5--5 | 753 | 51 | 25743.4561 | 99.4% | 0.5253% | 0.0786% | 502.5851 | 0 | 0 | 502.5851 | 0 | 479.4321 | 5.6921 | 84.2274 | 479.4321 | 5.6921 | 84.2274 | 505.0488 | 5.9962 | 84.2274 | 1.952% | 0.15161 | 0.14864 | 169796.7072 | 9028.2208 | 940.8004 | 159827.6859 | 169817.2493 | 0 | 0 | 169817.2493 | 0.01657%
2026 | 66 | 66-1213R | Tier-1 | Non-HFTD---1 | 4--5 | 477 | 8 | 5312.2676 | 97.77% | 1.999% | 0.2313% | 25.2611 | 0 | 0 | 25.2611 | 0 | 24.0974 | 0.89288 | 26.9884 | 24.0974 | 0.89288 | 26.9884 | 25.3849 | 0.94059 | 26.9884 | 0.4755% | 0.075145 | 0.074779 | 70693.7485 | 5354.582 | 1631.6408 | 63707.5258 | 70701.4556 | 0 | 0 | 70701.4556 | 0.000833%
2026 | 67 | 67-34R | Tier-3 | Tier-3---11 | 5--5 | 551 | 21 | 4180.1374 | 93.8% | 5.869% | 0.3284% | 43.3383 | 0 | 0 | 43.3383 | 0 | 41.3418 | 2.3438 | 17.6387 | 41.3418 | 2.3438 | 17.6387 | 43.5507 | 2.469 | 17.6387 | 1.037% | 0.24743 | 0.2447 | 16893.949 | 1075.9433 | 993.2749 | 14824.7309 | 16905.65 | 0 | 0 | 16905.65 | 0.001429%
2026 | 67 | 67-37R | Tier-3 | Tier-3---17 | 5--3 | 190 | 6 | 622.3042 | 87.18% | 11.98% | 0.8373% | 4.9684 | 0 | 0 | 4.9684 | 0 | 4.7395 | 0.66966 | 7.0775 | 4.7395 | 0.66966 | 7.0775 | 4.9927 | 0.70544 | 7.0775 | 0.7984% | 0.20095 | 0.19911 | 3096.8174 | 160.5865 | 360.9451 | 2575.2857 | 3100.4868 | 0 | 0 | 3100.4868 | 0.0001638%
2026 | 67 | 67-45R | Tier-3 | Tier-3---15 | 5--4 | 233 | 15 | 1627.9508 | 92.79% | 6.809% | 0.4053% | 28.2004 | 0 | 0 | 28.2004 | 0 | 26.9013 | 1.6742 | 16.0686 | 26.9013 | 1.6742 | 16.0686 | 28.3386 | 1.7636 | 16.0686 | 1.732% | 0.20887 | 0.20497 | 7793.9219 | 491.8665 | 509.4559 | 6792.5995 | 7804.6192 | 0 | 0 | 7804.6192 | 0.0009299%
2026 | 702 | 702-25 | Tier-1 | Non-HFTD---4 | 2--4 | 20 | 3 | 105.79 | 16.96% | 82.58% | 0.4592% | 0.78055 | 0 | 0 | 0.78055 | 0 | 0.74459 | 0.33483 | 2.2238 | 0.74459 | 0.33483 | 2.2238 | 0.78438 | 0.35272 | 2.2238 | 0.7378% | 0.0085112 | 0.008141 | 12429.5062 | 49.5387 | 11313.8299 | 1066.1377 | 12898.8995 | 0 | 0 | 12898.8995 | 2.574e-05%
2026 | 702 | 702-27R | Tier-1 | Non-HFTD---3 | 4--3 | 513 | 104 | 127.2983 | 14.57% | 79% | 6.429% | 1.0906 | 0 | 0 | 1.0906 | 0 | 1.0403 | 11.6074 | 0.089626 | 1.0403 | 11.6074 | 0.089626 | 1.0959 | 12.2276 | 0.089626 | 0.8567% | 0.039338 | 0.037025 | 3236.0467 | 16.1857 | 2930.1831 | 289.678 | 3408.7275 | 0 | 0 | 3408.7275 | 3.596e-05%
2026 | 702 | 702-30 | Tier-1 | Non-HFTD---3 | 4--3 | 328 | 57 | 100.3702 | 67.48% | 26.99% | 5.53% | 3.4131 | 0 | 0 | 3.4131 | 0 | 3.2559 | 6.3618 | 0.51179 | 3.2559 | 6.3618 | 0.51179 | 3.4299 | 6.7017 | 0.51179 | 3.401% | 0.033242 | 0.031567 | 3019.3805 | 319.2029 | 1072.2851 | 1627.8926 | 3071.4976 | 0 | 0 | 3071.4976 | 0.0001126%
2026 | 702 | 702-448F | Tier-1 | Non-HFTD---19 | 1--3 | 2 | 1 | 0.36733 | 90.03% | 0% | 9.967% | 0.047955 | 0 | 0 | 0.047955 | 0 | 0.045745 | 0.11161 | 0.40987 | 0.045745 | 0.11161 | 0.40987 | 0.04819 | 0.11757 | 0.40987 | 13.05% | 0.0001214 | 0.0001038 | 3025.8156 | 1.795 | 2988.5458 | 35.4748 | 3076.9628 | 0 | 0 | 3076.9628 | 1.581e-06%
2026 | 73 | 73-1163 | Tier-3 | Tier-3---4 | 5--5 | 326 | 6 | 15337.1849 | 98.56% | 1.393% | 0.04595% | 80.683 | 0 | 0 | 80.683 | 0 | 76.9661 | 0.66966 | 114.9331 | 76.9661 | 0.66966 | 114.9331 | 81.0786 | 0.70544 | 114.9331 | 0.5261% | 0.22506 | 0.22386 | 68145.9431 | 3858.2027 | 972.8217 | 63314.9187 | 68151.2053 | 0 | 0 | 68151.2053 | 0.002661%
2026 | 73 | 73-1164 | Tier-3 | Tier-3---13 | 5--4 | 46 | 1 | 2448.8293 | 98.64% | 1.317% | 0.04316% | 15.2282 | 0 | 0 | 15.2282 | 0 | 14.5267 | 0.11161 | 130.1559 | 14.5267 | 0.11161 | 130.1559 | 15.3029 | 0.11757 | 130.1559 | 0.6219% | 0.18614 | 0.18497 | 13155.649 | 640.7749 | 160.5982 | 12354.2759 | 13156.7845 | 0 | 0 | 13156.7845 | 0.0005022%
2026 | 73 | 73-23R | Tier-3 | Tier-3---9 | 5--5 | 188 | 6 | 5733.7907 | 98.41% | 1.505% | 0.0877% | 52.2231 | 0 | 0 | 52.2231 | 0 | 49.8173 | 0.66966 | 74.3919 | 49.8173 | 0.66966 | 74.3919 | 52.4791 | 0.70544 | 74.3919 | 0.9108% | 0.21349 | 0.21152 | 26857.2697 | 1634.3076 | 394.5626 | 24828.3995 | 26861.2646 | 0 | 0 | 26861.2646 | 0.001722%
2026 | 73 | 73-678R | Tier-3 | Tier-3---5 | 5--5 | 313 | 4 | 10591.3769 | 98.31% | 1.605% | 0.08417% | 38.5892 | 0 | 0 | 38.5892 | 0 | 36.8115 | 0.44644 | 82.4555 | 36.8115 | 0.44644 | 82.4555 | 38.7783 | 0.47029 | 82.4555 | 0.3643% | 0.23776 | 0.23688 | 44546.6543 | 2704.4094 | 706.232 | 41136.0129 | 44549.4541 | 0 | 0 | 44549.4541 | 0.001273%
2026 | 73 | 73-683R | Tier-3 | Tier-3---7 | 5--5 | 273 | 1 | 9288.0329 | 98.43% | 1.494% | 0.07761% | 9.7113 | 0 | 0 | 9.7113 | 0 | 9.2639 | 0.11161 | 83.0028 | 9.2639 | 0.11161 | 83.0028 | 9.7589 | 0.11757 | 83.0028 | 0.1046% | 0.22716 | 0.22692 | 40887.9849 | 2244.0715 | 610.523 | 38033.3904 | 40888.6684 | 0 | 0 | 40888.6684 | 0.0003202%
2026 | 75 | 75-2259F | Tier-3 | Tier-3---12 | 3--5 | 140 | 12 | 3135.4576 | 99.77% | 0.1421% | 0.08717% | 77.7599 | 0 | 0 | 77.7599 | 0 | 74.1776 | 1.3393 | 55.3845 | 74.1776 | 1.3393 | 55.3845 | 78.141 | 1.4109 | 55.3845 | 2.48% | 0.020337 | 0.019832 | 154171.9995 | 13070.8578 | 336.227 | 140764.9147 | 154181.0081 | 0 | 0 | 154181.0081 | 0.002564%
2026 | 75 | 75-32R | Tier-3 | Tier-3---13 | 3--5 | 84 | 7 | 1708.3855 | 99.57% | 0.3134% | 0.112% | 41.1104 | 0 | 0 | 41.1104 | 0 | 39.2165 | 0.78127 | 50.1958 | 39.2165 | 0.78127 | 50.1958 | 41.3119 | 0.82301 | 50.1958 | 2.406% | 0.014781 | 0.014424 | 115578.2654 | 8310.062 | 472.6259 | 106795.5774 | 115590.44 | 0 | 0 | 115590.44 | 0.001356%
2026 | 75 | 75-41 | Tier-3 | Tier-3---13 | 3--5 | 69 | 13 | 1937.5846 | 99.86% | 0.04507% | 0.0969% | 105.7148 | 0 | 0 | 105.7148 | 0 | 100.8448 | 1.4509 | 69.5035 | 100.8448 | 1.4509 | 69.5035 | 106.233 | 1.5285 | 69.5035 | 5.456% | 0.0163 | 0.015409 | 118871.6769 | 11982.6524 | 277.8358 | 106611.1887 | 118881.4303 | 0 | 0 | 118881.4303 | 0.003486%
2026 | 75 | 75-996R | Tier-2 | Tier-2---7 | 4--5 | 319 | 48 | 2211.1377 | 99.23% | 0.4312% | 0.3416% | 95.7404 | 0 | 0 | 95.7404 | 0 | 91.3298 | 5.3573 | 17.0478 | 91.3298 | 5.3573 | 17.0478 | 96.2097 | 5.6435 | 17.0478 | 4.33% | 0.043997 | 0.042077 | 50256.3267 | 5074.1581 | 595.0934 | 44587.0751 | 50274.0476 | 0 | 0 | 50274.0476 | 0.003157%
2026 | 78 | 78-35R | Tier-3 | Tier-3---10 | 2--5 | 29 | 1 | 5696.3358 | 99.98% | 0% | 0.01771% | 56.9533 | 0 | 0 | 56.9533 | 0 | 54.3295 | 0.11161 | 486.7801 | 54.3295 | 0.11161 | 486.7801 | 57.2325 | 0.11757 | 486.7801 | 0.9998% | 0.008188 | 0.0081061 | 695693.1861 | 34624.5113 | 144.4142 | 660924.2606 | 695694.4308 | 0 | 0 | 695694.4308 | 0.001878%
2026 | 788 | 788-34R | Tier-2 | Tier-2---6 | 5--5 | 521 | 13 | 9132.2366 | 94.33% | 5.547% | 0.1209% | 62.3365 | 0 | 0 | 62.3365 | 0 | 59.4648 | 1.4509 | 40.9839 | 59.4648 | 1.4509 | 40.9839 | 62.6421 | 1.5285 | 40.9839 | 0.6826% | 0.12404 | 0.12315 | 73621.1831 | 9933.4586 | 4009.9599 | 59677.7646 | 73651.595 | 0 | 0 | 73651.595 | 0.002056%
2026 | 791 | 791-419F | Tier-2 | Tier-2---5 | 5--5 | 141 | 4 | 3349.7594 | 92.58% | 7.304% | 0.116% | 25.5136 | 0 | 0 | 25.5136 | 0 | 24.3382 | 0.44644 | 54.5161 | 24.3382 | 0.44644 | 54.5161 | 25.6386 | 0.47029 | 54.5161 | 0.7617% | 0.11325 | 0.11232 | 29577.718 | 1970.6299 | 1994.5012 | 25612.587 | 29595.9225 | 0 | 0 | 29595.9225 | 0.0008413%
2026 | 79 | 79-660R | Tier-3 | Tier-3---14 | 5--3 | 179 | 4 | 2087.0386 | 97.47% | 2.263% | 0.2704% | 13.1823 | 0 | 0 | 13.1823 | 0 | 12.575 | 0.44644 | 28.1673 | 12.575 | 0.44644 | 28.1673 | 13.2469 | 0.47029 | 28.1673 | 0.6316% | 0.45747 | 0.45451 | 4562.1181 | 197.7916 | 116.9677 | 4247.3588 | 4562.872 | 0 | 0 | 4562.872 | 0.0004347%
2026 | 79 | 79-668R | Tier-3 | Tier-3---15 | 5--3 | 309 | 12 | 1606.9068 | 70.93% | 28.63% | 0.4437% | 12.8356 | 0 | 0 | 12.8356 | 0 | 12.2443 | 1.3393 | 9.1422 | 12.2443 | 1.3393 | 9.1422 | 12.8986 | 1.4109 | 9.1422 | 0.7988% | 0.43999 | 0.43503 | 3652.1539 | 150.5315 | 949.6335 | 2551.989 | 3664.2485 | 0 | 0 | 3664.2485 | 0.0004233%
2026 | 79 | 79-676R | Tier-3 | Tier-3---5 | 5--5 | 138 | 3 | 9714.1464 | 98.29% | 1.686% | 0.02874% | 60.1915 | 0 | 0 | 60.1915 | 0 | 57.4186 | 0.33483 | 171.4858 | 57.4186 | 0.33483 | 171.4858 | 60.4866 | 0.35272 | 171.4858 | 0.6196% | 0.38409 | 0.38167 | 25291.2629 | 1478.5998 | 416.7742 | 23395.8888 | 25294.0135 | 0 | 0 | 25294.0135 | 0.001985%
2026 | 79 | 79-679R | Tier-3 | Tier-3---3 | 5--5 | 192 | 2 | 18448.5828 | 98.9% | 1.079% | 0.02427% | 55.1155 | 0 | 0 | 55.1155 | 0 | 52.5764 | 0.22322 | 235.5363 | 52.5764 | 0.22322 | 235.5363 | 55.3857 | 0.23515 | 235.5363 | 0.2988% | 0.3939 | 0.39271 | 46835.416 | 2583.7373 | 473.6256 | 43778.0531 | 46836.981 | 0 | 0 | 46836.981 | 0.001818%
2026 | 79 | 79-685R | Tier-3 | Tier-3---14 | 5--4 | 74 | 1 | 2564.7524 | 99.37% | 0.5359% | 0.0899% | 9.9882 | 0 | 0 | 9.9882 | 0 | 9.528 | 0.11161 | 85.3689 | 9.528 | 0.11161 | 85.3689 | 10.0371 | 0.11757 | 85.3689 | 0.3894% | 0.43155 | 0.42986 | 5943.1342 | 289.2774 | 32.5223 | 5621.3345 | 5943.2806 | 0 | 0 | 5943.2806 | 0.0003294%
2026 | 79 | 79-714R | Tier-3 | Tier-3---9 | 5--4 | 180 | 2 | 5536.6205 | 96.31% | 3.618% | 0.06787% | 17.1827 | 0 | 0 | 17.1827 | 0 | 16.3911 | 0.22322 | 73.4302 | 16.3911 | 0.22322 | 73.4302 | 17.2669 | 0.23515 | 73.4302 | 0.3103% | 0.37772 | 0.3765 | 14658.165 | 795.0255 | 492.7291 | 13370.4104 | 14659.9115 | 0 | 0 | 14659.9115 | 0.0005666%
2026 | 79 | 79-785 | Tier-3 | Tier-3---3 | 5--5 | 427 | 6 | 18780.9285 | 97.14% | 2.812% | 0.0448% | 74.3452 | 0 | 0 | 74.3452 | 0 | 70.9203 | 0.66966 | 105.9049 | 70.9203 | 0.66966 | 105.9049 | 74.7097 | 0.70544 | 105.9049 | 0.3959% | 0.38023 | 0.37868 | 49393.626 | 3270.0768 | 1298.0167 | 44825.5325 | 49399.3986 | 0 | 0 | 49399.3986 | 0.002452%
2026 | 79 | 79-808R | Tier-3 | Tier-3---3 | 5--5 | 218 | 1 | 19978.3255 | 99.23% | 0.7353% | 0.0338% | 26.3723 | 0 | 0 | 26.3723 | 0 | 25.1574 | 0.11161 | 225.404 | 25.1574 | 0.11161 | 225.404 | 26.5015 | 0.11757 | 225.404 | 0.132% | 0.44563 | 0.44504 | 44831.6641 | 2303.1269 | 312.6633 | 42215.8739 | 44832.1234 | 0 | 0 | 44832.1234 | 0.0008697%
2026 | 799 | 799-504R | Tier-2 | Tier-2---15 | 1--5 | 38 | 1 | 127.4062 | 99.28% | 0% | 0.716% | 0.96535 | 0 | 0 | 0.96535 | 0 | 0.92088 | 0.11161 | 8.2508 | 0.92088 | 0.11161 | 8.2508 | 0.97008 | 0.11757 | 8.2508 | 0.7577% | 0.0046964 | 0.0046606 | 27128.474 | 4849.4252 | 1319.6494 | 20959.3994 | 27129.9679 | 0 | 0 | 27129.9679 | 3.183e-05%
2026 | 835 | 835-10F | Tier-2 | Tier-2---19 | 1--4 | 13 | 2 | 12.4137 | 98.83% | 0% | 1.166% | 0.54739 | 0 | 0 | 0.54739 | 0 | 0.52217 | 0.22322 | 2.3393 | 0.52217 | 0.22322 | 2.3393 | 0.55007 | 0.23515 | 2.3393 | 4.41% | 0.0010446 | 0.00099799 | 11883.6637 | 927.2087 | 137.533 | 10818.9221 | 11890.1324 | 0 | 0 | 11890.1324 | 1.805e-05%
2026 | 840 | 840-308F | Tier-2 | Tier-2---13 | 4--4 | 16 | 5 | 330.3488 | 99.39% | 0.4551% | 0.1546% | 29.7553 | 0 | 0 | 29.7553 | 0 | 28.3846 | 0.55805 | 50.8638 | 28.3846 | 0.55805 | 50.8638 | 29.9012 | 0.58787 | 50.8638 | 9.007% | 0.063249 | 0.057517 | 5222.9719 | 562.2788 | 28.1473 | 4632.5459 | 5226.1451 | 0 | 0 | 5226.1451 | 0.0009812%
2026 | 840 | 840-374 | Tier-2 | Tier-2---13 | 4--3 | 40 | 4 | 232.5563 | 96.66% | 2.796% | 0.5416% | 6.5191 | 0 | 0 | 6.5191 | 0 | 6.2187 | 0.44644 | 13.9296 | 6.2187 | 0.44644 | 13.9296 | 6.551 | 0.47029 | 13.9296 | 2.803% | 0.064007 | 0.062151 | 3633.3054 | 196.9902 | 98.0177 | 3338.2976 | 3636.9267 | 0 | 0 | 3636.9267 | 0.000215%
2026 | 859 | 859-42R | Tier-2 | Tier-2---3 | 4--5 | 557 | 18 | 8606.9717 | 99.86% | 0% | 0.1411% | 80.5476 | 0 | 0 | 80.5476 | 0 | 76.8369 | 2.009 | 38.2467 | 76.8369 | 2.009 | 38.2467 | 80.9424 | 2.1163 | 38.2467 | 0.9358% | 0.067132 | 0.066503 | 128210.0534 | 7463.1152 | 271.9776 | 120474.9607 | 128211.765 | 0 | 0 | 128211.765 | 0.002656%
2026 | 907 | 907-1475 | Tier-3 | Tier-3---21 | 3--1 | 4 | 2 | 4.2814 | 0% | 100% | 0% | 0 | 0 | 0 | 0 | 0 | 0 | 0.22322 | 0 | 0 | 0.22322 | 0 | 0 | 0.23515 | 0 | 0% | 0.017589 | 0.015038 | 243.4138 | 0.27581 | 199.7806 | 43.3575 | 284.6945 | 0 | 0 | 284.6945 | 0%
2026 | 907 | 907-1562AE | Tier-3 | Tier-3---6 | 4--5 | 162 | 11 | 8439.7692 | 97.62% | 2.35% | 0.03436% | 162.2285 | 0 | 0 | 162.2285 | 0 | 154.755 | 1.2277 | 126.0517 | 154.755 | 1.2277 | 126.0517 | 163.0237 | 1.2933 | 126.0517 | 1.922% | 0.054867 | 0.053786 | 153823.4413 | 9936.3787 | 3323.7899 | 140563.2726 | 153897.1035 | 0 | 0 | 153897.1035 | 0.00535%
2026 | 907 | 907-1602 | Tier-3 | Tier-3---17 | 3--4 | 5 | 1 | 257.2419 | 98.67% | 1.294% | 0.04048% | 14.7209 | 0 | 0 | 14.7209 | 0 | 14.0428 | 0.11161 | 125.8199 | 14.0428 | 0.11161 | 125.8199 | 14.7931 | 0.11757 | 125.8199 | 5.723% | 0.018131 | 0.017079 | 14188.117 | 688.9653 | 150.8545 | 13348.2972 | 14199.7747 | 0 | 0 | 14199.7747 | 0.0004854%
2026 | 907 | 907-1604 | Tier-3 | Tier-3---19 | 3--2 | 2 | 1 | 17.8439 | 83.33% | 16.48% | 0.1969% | 2.156 | 0 | 0 | 2.156 | 0 | 2.0567 | 0.11161 | 18.4272 | 2.0567 | 0.11161 | 18.4272 | 2.1665 | 0.11757 | 18.4272 | 12.08% | 0.017739 | 0.015167 | 1005.9134 | 44.2681 | 139.8546 | 821.7907 | 1034.3562 | 0 | 0 | 1034.3562 | 7.11e-05%
2026 | 907 | 907-1702R | Tier-3 | Tier-3---6 | 4--5 | 148 | 7 | 9100.5583 | 99.73% | 0.2344% | 0.03926% | 124.4836 | 0 | 0 | 124.4836 | 0 | 118.7489 | 0.78127 | 151.9947 | 118.7489 | 0.78127 | 151.9947 | 125.0938 | 0.82301 | 151.9947 | 1.368% | 0.061079 | 0.060241 | 148997.4926 | 9820.8836 | 378.9812 | 138797.6278 | 149003.163 | 0 | 0 | 149003.163 | 0.004105%
2026 | 907 | 907-1716R | Tier-3 | Tier-3---2 | 4--5 | 388 | 30 | 27066.4552 | 99.19% | 0.7771% | 0.02941% | 602.008 | 0 | 0 | 602.008 | 0 | 574.2747 | 3.3483 | 171.5123 | 574.2747 | 3.3483 | 171.5123 | 604.959 | 3.5272 | 171.5123 | 2.224% | 0.088049 | 0.086075 | 307401.4892 | 26739.124 | 2399.2259 | 278263.1391 | 307458.352 | 0 | 0 | 307458.352 | 0.01985%
2026 | 908 | 908-1172R | Tier-2 | Tier-2---2 | 5--5 | 303 | 10 | 15766.5188 | 98.33% | 1.627% | 0.04735% | 148.3745 | 0 | 0 | 148.3745 | 0 | 141.5392 | 1.1161 | 126.8158 | 141.5392 | 1.1161 | 126.8158 | 149.1018 | 1.1757 | 126.8158 | 0.9411% | 0.20692 | 0.20494 | 76195.3215 | 5331.2754 | 1185.4095 | 69678.6366 | 76207.6477 | 0 | 0 | 76207.6477 | 0.004893%
2026 | 908 | 908-1236 | Tier-2 | Tier-2---2 | 5--5 | 166 | 15 | 11763.9311 | 98.8% | 1.165% | 0.03327% | 304.5786 | 0 | 0 | 304.5786 | 0 | 290.5473 | 1.6742 | 173.549 | 290.5473 | 1.6742 | 173.549 | 306.0716 | 1.7636 | 173.549 | 2.589% | 0.1877 | 0.18278 | 62673.98 | 5005.8683 | 685.7702 | 56982.3415 | 62694.1851 | 0 | 0 | 62694.1851 | 0.01004%
2026 | 908 | 908-1368R | Tier-2 | Tier-2---5 | 5--5 | 471 | 28 | 5570.7929 | 96.25% | 3.531% | 0.2207% | 92.4372 | 0 | 0 | 92.4372 | 0 | 88.1788 | 3.1251 | 28.2165 | 88.1788 | 3.1251 | 28.2165 | 92.8903 | 3.2921 | 28.2165 | 1.659% | 0.23644 | 0.23237 | 23560.7485 | 1440.3319 | 798.3866 | 21322.03 | 23576.2534 | 0 | 0 | 23576.2534 | 0.003048%
2026 | 908 | 908-1370R | Tier-2 | Tier-2---8 | 5--4 | 150 | 5 | 1466.2762 | 91.81% | 7.905% | 0.289% | 13.0126 | 0 | 0 | 13.0126 | 0 | 12.4131 | 0.55805 | 22.2437 | 12.4131 | 0.55805 | 22.2437 | 13.0764 | 0.58787 | 22.2437 | 0.8875% | 0.1878 | 0.18599 | 7807.4644 | 518.9417 | 584.8681 | 6703.6546 | 7813.7089 | 0 | 0 | 7813.7089 | 0.0004291%
2026 | 908 | 908-1372R | Tier-2 | Tier-2---2 | 5--5 | 123 | 11 | 7960.2903 | 98.35% | 1.621% | 0.03193% | 203.038 | 0 | 0 | 203.038 | 0 | 193.6845 | 1.2277 | 157.7607 | 193.6845 | 1.2277 | 157.7607 | 204.0333 | 1.2933 | 157.7607 | 2.551% | 0.17701 | 0.17242 | 44971.6131 | 3766.5332 | 683.7932 | 40521.2867 | 44991.4013 | 0 | 0 | 44991.4013 | 0.006695%
2026 | 908 | 908-2038R | Tier-2 | Tier-2---1 | 5--5 | 547 | 27 | 41258.5742 | 98.89% | 1.078% | 0.03081% | 584.043 | 0 | 0 | 584.043 | 0 | 557.1374 | 3.0135 | 184.8823 | 557.1374 | 3.0135 | 184.8823 | 586.906 | 3.1745 | 184.8823 | 1.416% | 0.23053 | 0.22723 | 178970.5163 | 13265.9985 | 1829.4076 | 163875.1102 | 178999.3433 | 0 | 0 | 178999.3433 | 0.01926%
2026 | 908 | 908-2040 | Tier-2 | Tier-2---5 | 5--5 | 162 | 13 | 3646.8048 | 91.91% | 7.986% | 0.1044% | 78.0012 | 0 | 0 | 78.0012 | 0 | 74.4078 | 1.4509 | 51.2828 | 74.4078 | 1.4509 | 51.2828 | 78.3835 | 1.5285 | 51.2828 | 2.139% | 0.17929 | 0.17512 | 20339.8492 | 1700.729 | 1512.7829 | 17126.3373 | 20379.0554 | 0 | 0 | 20379.0554 | 0.002572%
2026 | 908 | 908-2055F | Tier-3 | Tier-3---2 | 5--5 | 363 | 22 | 22564.0783 | 99.08% | 0.8792% | 0.03652% | 392.9491 | 0 | 0 | 392.9491 | 0 | 374.8467 | 2.4554 | 152.6609 | 374.8467 | 2.4554 | 152.6609 | 394.8753 | 2.5866 | 152.6609 | 1.741% | 0.20355 | 0.19997 | 110854.0623 | 7735.6273 | 1009.8579 | 102108.5771 | 110872.2234 | 0 | 0 | 110872.2234 | 0.01296%
2026 | 908 | 908-30 | Tier-2 | Tier-2---10 | 5--4 | 52 | 4 | 847.524 | 96.52% | 3.329% | 0.1488% | 18.2487 | 0 | 0 | 18.2487 | 0 | 17.4081 | 0.44644 | 38.993 | 17.4081 | 0.44644 | 38.993 | 18.3382 | 0.47029 | 38.993 | 2.153% | 0.16572 | 0.16203 | 5114.069 | 284.5346 | 169.3742 | 4660.1602 | 5118.1273 | 0 | 0 | 5118.1273 | 0.0006018%
2026 | 909 | 909-451 | Tier-3 | Tier-3---1 | 5--5 | 506 | 18 | 55252.3747 | 99.27% | 0.7029% | 0.02396% | 565.8518 | 0 | 0 | 565.8518 | 0 | 539.7842 | 2.009 | 268.6856 | 539.7842 | 2.009 | 268.6856 | 568.6256 | 2.1163 | 268.6856 | 1.024% | 0.31112 | 0.30791 | 177590.703 | 9870.6468 | 1163.318 | 166556.7382 | 177604.1583 | 0 | 0 | 177604.1583 | 0.01866%
2026 | 909 | 909-453R | Tier-2 | Tier-2---3 | 2--5 | 62 | 1 | 5703.0403 | 99.97% | 0% | 0.03309% | 26.6667 | 0 | 0 | 26.6667 | 0 | 25.4382 | 0.11161 | 227.9204 | 25.4382 | 0.11161 | 227.9204 | 26.7974 | 0.11757 | 227.9204 | 0.4676% | 0.0097928 | 0.009747 | 582370.7512 | 29002.1932 | 955.718 | 552412.8399 | 582371.6567 | 0 | 0 | 582371.6567 | 0.0008794%
2026 | 909 | 909-805R | Tier-2 | Tier-2---1 | 5--5 | 309 | 16 | 32313.161 | 99.26% | 0.708% | 0.02831% | 481.6478 | 0 | 0 | 481.6478 | 0 | 459.4593 | 1.7858 | 257.2905 | 459.4593 | 1.7858 | 257.2905 | 484.0088 | 1.8812 | 257.2905 | 1.491% | 0.28921 | 0.28487 | 111728.904 | 9787.6674 | 729.9669 | 101211.2697 | 111741.4448 | 0 | 0 | 111741.4448 | 0.01588%
2026 | 909 | 909-812 | Tier-2 | Tier-2---17 | 1--5 | 3 | 1 | 62.9838 | 99.88% | 0% | 0.1185% | 6.0812 | 0 | 0 | 6.0812 | 0 | 5.8011 | 0.11161 | 51.9763 | 5.8011 | 0.11161 | 51.9763 | 6.111 | 0.11757 | 51.9763 | 9.655% | 0.0001786 | 0.00016134 | 352652.9395 | 17483.1364 | 875.05 | 334294.7531 | 352697.6408 | 0 | 0 | 352697.6408 | 0.0002005%
2026 | 91 | 91-7F | Tier-2 | Tier-2---9 | 4--5 | 194 | 29 | 1295.9906 | 95.98% | 3.603% | 0.4176% | 53.923 | 0 | 0 | 53.923 | 0 | 51.4389 | 3.2367 | 15.8924 | 51.4389 | 3.2367 | 15.8924 | 54.1873 | 3.4096 | 15.8924 | 4.161% | 0.034038 | 0.032562 | 38075.0405 | 3866.8561 | 1530.8214 | 32677.363 | 38144.4107 | 0 | 0 | 38144.4107 | 0.001778%
2026 | 920 | 920-1342R | Tier-3 | Tier-3---12 | 4--5 | 131 | 12 | 3406.6458 | 99.34% | 0.5402% | 0.1203% | 89.8995 | 0 | 0 | 89.8995 | 0 | 85.758 | 1.3393 | 64.031 | 85.758 | 1.3393 | 64.031 | 90.3402 | 1.4109 | 64.031 | 2.639% | 0.068604 | 0.066782 | 49656.3753 | 4642.3023 | 300.3512 | 44713.7218 | 49665.3251 | 0 | 0 | 49665.3251 | 0.002965%
2026 | 920 | 920-735AE | Tier-2 | Tier-2---7 | 4--5 | 295 | 7 | 1554.328 | 69.02% | 30.62% | 0.3611% | 7.3825 | 0 | 0 | 7.3825 | 0 | 7.0424 | 0.78127 | 9.014 | 7.0424 | 0.78127 | 9.014 | 7.4186 | 0.82301 | 9.014 | 0.475% | 0.068691 | 0.068218 | 22627.8919 | 1626.4148 | 6446.6356 | 14554.8415 | 22676.463 | 0 | 0 | 22676.463 | 0.0002434%
2026 | 928 | 928-19 | Tier-2 | Tier-2---11 | 4--4 | 36 | 1 | 434.8834 | 99.47% | 0.2691% | 0.2608% | 3.4847 | 0 | 0 | 3.4847 | 0 | 3.3241 | 0.11161 | 29.7835 | 3.3241 | 0.11161 | 29.7835 | 3.5017 | 0.11757 | 29.7835 | 0.8013% | 0.051756 | 0.051339 | 8402.5377 | 840.1371 | 38.3723 | 7524.0283 | 8402.8993 | 0 | 0 | 8402.8993 | 0.0001149%
2026 | 968 | 968-476F | Tier-2 | Tier-2---17 | 3--3 | 44 | 3 | 62.492 | 96.91% | 0.773% | 2.32% | 1.1974 | 0 | 0 | 1.1974 | 0 | 1.1423 | 0.33483 | 3.4115 | 1.1423 | 0.33483 | 3.4115 | 1.2033 | 0.35272 | 3.4115 | 1.916% | 0.015315 | 0.015012 | 4080.3921 | 657.1077 | 115.1614 | 3308.123 | 4082.9376 | 0 | 0 | 4082.9376 | 3.949e-05%
2026 | 970 | 970-1341R | Tier-3 | Tier-3---4 | 5--5 | 92 | 3 | 12961.6134 | 99.66% | 0.3199% | 0.02218% | 122.1525 | 0 | 0 | 122.1525 | 0 | 116.5252 | 0.33483 | 348.0127 | 116.5252 | 0.33483 | 348.0127 | 122.7512 | 0.35272 | 348.0127 | 0.9424% | 0.12497 | 0.12379 | 103720.1236 | 10455.2915 | 563.8236 | 92701.0085 | 103723.511 | 0 | 0 | 103723.511 | 0.004028%
2026 | 971 | 971-1973R | Tier-3 | Tier-3---4 | 5--5 | 344 | 4 | 15148.7962 | 99.05% | 0.8967% | 0.0506% | 50.5993 | 0 | 0 | 50.5993 | 0 | 48.2683 | 0.44644 | 108.1181 | 48.2683 | 0.44644 | 108.1181 | 50.8473 | 0.47029 | 108.1181 | 0.334% | 0.14704 | 0.14654 | 103024.8612 | 7594.4752 | 905.6636 | 94524.7224 | 103028.1632 | 0 | 0 | 103028.1632 | 0.001669%
2026 | 971 | 971-2050R | Tier-3 | Tier-3---2 | 5--5 | 597 | 2 | 28484.5838 | 98.91% | 1.035% | 0.05308% | 27.3725 | 0 | 0 | 27.3725 | 0 | 26.1115 | 0.22322 | 116.9765 | 26.1115 | 0.22322 | 116.9765 | 27.5067 | 0.23515 | 116.9765 | 0.0961% | 0.18464 | 0.18446 | 154268.7539 | 10830.6461 | 1582.0513 | 141856.0564 | 154270.3855 | 0 | 0 | 154270.3855 | 0.0009026%
2026 | 971 | 971-371R | Tier-3 | Tier-3---12 | 5--5 | 58 | 2 | 4351.5062 | 99.52% | 0.4473% | 0.03668% | 43.3045 | 0 | 0 | 43.3045 | 0 | 41.3095 | 0.22322 | 185.0618 | 41.3095 | 0.22322 | 185.0618 | 43.5167 | 0.23515 | 185.0618 | 0.9952% | 0.11668 | 0.11551 | 37295.5773 | 2011.9233 | 160.8045 | 35122.8495 | 37297.4006 | 0 | 0 | 37297.4006 | 0.001428%
2026 | 971 | 971-381R | Tier-2 | Tier-2---15 | 1--5 | 2 | 1 | 191.8954 | 99.94% | 0% | 0.06293% | 27.8073 | 0 | 0 | 27.8073 | 0 | 26.5263 | 0.11161 | 237.6694 | 26.5263 | 0.11161 | 237.6694 | 27.9436 | 0.11757 | 237.6694 | 14.49% | 0.0003802 | 0.00032507 | 504722.2701 | 25462.7501 | 288.52 | 478971 | 504776.134 | 0 | 0 | 504776.134 | 0.000917%
2026 | 971 | 971-383R | Tier-3 | Tier-3---4 | 5--5 | 281 | 11 | 14770.5962 | 98.43% | 1.528% | 0.03956% | 165.0512 | 0 | 0 | 165.0512 | 0 | 157.4476 | 1.2277 | 128.2449 | 157.4476 | 1.2277 | 128.2449 | 165.8602 | 1.2933 | 128.2449 | 1.117% | 0.13837 | 0.1368 | 106747.8715 | 6177.23 | 1600.3912 | 98970.2503 | 106767.0916 | 0 | 0 | 106767.0916 | 0.005443%
2026 | 971 | 971-388R | Tier-3 | Tier-3---4 | 5--5 | 406 | 3 | 11267.961 | 98.98% | 0.9235% | 0.09902% | 23.8987 | 0 | 0 | 23.8987 | 0 | 22.7978 | 0.33483 | 68.0876 | 22.7978 | 0.33483 | 68.0876 | 24.0159 | 0.35272 | 68.0876 | 0.2121% | 0.17642 | 0.17604 | 63870.0886 | 3872.2432 | 602.7653 | 59395.0801 | 63871.491 | 0 | 0 | 63871.491 | 0.0007881%
2026 | 972 | 972-1582R | Tier-3 | Tier-3---6 | 5--5 | 213 | 2 | 8019.1792 | 98.53% | 1.384% | 0.08092% | 21.5163 | 0 | 0 | 21.5163 | 0 | 20.5251 | 0.22322 | 91.95 | 20.5251 | 0.22322 | 91.95 | 21.6218 | 0.23515 | 91.95 | 0.2683% | 0.15062 | 0.15021 | 53239.6467 | 3086.8109 | 714.7235 | 49438.1123 | 53241.7768 | 0 | 0 | 53241.7768 | 0.0007095%
2026 | 972 | 972-1590F | Tier-3 | Tier-3---2 | 5--5 | 697 | 50 | 23409.1539 | 98.39% | 1.548% | 0.05965% | 479.1634 | 0 | 0 | 479.1634 | 0 | 457.0893 | 5.5805 | 81.9083 | 457.0893 | 5.5805 | 81.9083 | 481.5122 | 5.8787 | 81.9083 | 2.047% | 0.17603 | 0.17237 | 132982.6796 | 10745.803 | 2028.2393 | 120208.6373 | 133028.0915 | 0 | 0 | 133028.0915 | 0.0158%
2026 | 972 | 972-1641 | Tier-2 | Tier-2---13 | 5--3 | 3 | 1 | 295.0839 | 0% | 100% | 0% | 0 | 0 | 0 | 0 | 0 | 0 | 0.11161 | 0 | 0 | 0.11161 | 0 | 0 | 0.11757 | 0 | 0% | 0.10934 | 0.098768 | 2698.8424 | 3.4 | 2456.6522 | 238.7901 | 2987.6484 | 0 | 0 | 2987.6484 | 0%
2026 | 972 | 972-32R | Tier-2 | Tier-2---1 | 5--5 | 543 | 62 | 22914.3284 | 97.48% | 2.478% | 0.04418% | 739.6135 | 0 | 0 | 739.6135 | 0 | 705.541 | 6.9198 | 101.9594 | 705.541 | 6.9198 | 101.9594 | 743.239 | 7.2896 | 101.9594 | 3.228% | 0.16607 | 0.16057 | 137978.7753 | 7897.3231 | 3156.5486 | 126924.9036 | 138097.9336 | 0 | 0 | 138097.9336 | 0.02439%
2026 | 973 | 973-1226R | Tier-3 | Tier-3---10 | 5--5 | 194 | 2 | 5177.8696 | 97.32% | 2.585% | 0.09195% | 15.0658 | 0 | 0 | 15.0658 | 0 | 14.3718 | 0.22322 | 64.3839 | 14.3718 | 0.22322 | 64.3839 | 15.1397 | 0.23515 | 64.3839 | 0.291% | 0.13989 | 0.13948 | 37012.5952 | 1958.2894 | 910.1694 | 34144.1364 | 37015.5662 | 0 | 0 | 37015.5662 | 0.0004968%
2026 | 974 | 974-23R | Tier-3 | Tier-3---11 | 5--5 | 389 | 8 | 3492.8626 | 93.69% | 6.037% | 0.2698% | 19.5176 | 0 | 0 | 19.5176 | 0 | 18.6185 | 0.89288 | 20.8522 | 18.6185 | 0.89288 | 20.8522 | 19.6133 | 0.94059 | 20.8522 | 0.5588% | 0.16472 | 0.16374 | 21204.8226 | 1225.3577 | 1209.8349 | 18769.63 | 21212.8466 | 0 | 0 | 21212.8466 | 0.0006436%
2026 | 974 | 974-715R | Tier-3 | Tier-3---6 | 5--5 | 134 | 2 | 7107.1697 | 99.55% | 0.3981% | 0.05413% | 30.6233 | 0 | 0 | 30.6233 | 0 | 29.2125 | 0.22322 | 130.8686 | 29.2125 | 0.22322 | 130.8686 | 30.7734 | 0.23515 | 130.8686 | 0.4309% | 0.14069 | 0.14008 | 50517.2415 | 2626.4246 | 327.9593 | 47562.8576 | 50518.2347 | 0 | 0 | 50518.2347 | 0.00101%
2026 | 975 | 975-22R | Tier-3 | Tier-3---7 | 5--5 | 30 | 2 | 6417.0381 | 80.3% | 19.69% | 0.01691% | 99.619 | 0 | 0 | 99.619 | 0 | 95.0297 | 0.22322 | 425.722 | 95.0297 | 0.22322 | 425.722 | 100.1073 | 0.23515 | 425.722 | 1.552% | 0.19669 | 0.19289 | 32624.3404 | 2655.4587 | 6062.1421 | 23906.7397 | 32751.063 | 0 | 0 | 32751.063 | 0.003285%
2026 | 991 | 991-1 | Tier-2 | Tier-2---12 | 4--5 | 29 | 1 | 626.8618 | 65.87% | 33.98% | 0.153% | 4.1291 | 0 | 0 | 4.1291 | 0 | 3.9388 | 0.11161 | 35.2911 | 3.9388 | 0.11161 | 35.2911 | 4.1493 | 0.11757 | 35.2911 | 0.6587% | 0.034773 | 0.034425 | 18027.4627 | 2318.0951 | 5585.2087 | 10124.1589 | 18089.6142 | 0 | 0 | 18089.6142 | 0.0001362%
2026 | 1023 | CB 1023 | Tier-2 | Tier-2---4 | 4--5 | 78 | 1 | 3332.7386 | 99.81% | 0.1085% | 0.07978% | 12.3676 | 0 | 0 | 12.3676 | 0 | 11.7979 | 0.11161 | 105.7062 | 11.7979 | 0.11161 | 105.7062 | 12.4283 | 0.11757 | 105.7062 | 0.3711% | 0.082267 | 0.081961 | 40511.3438 | 2187.4084 | 643.9575 | 37679.9779 | 40511.6284 | 0 | 0 | 40511.6284 | 0.0004078%
2026 | 1090 | CB 1090 | Tier-2 | Tier-2---7 | 3--5 | 111 | 3 | 1414.5114 | 99.62% | 0.1678% | 0.2113% | 11.0447 | 0 | 0 | 11.0447 | 0 | 10.5359 | 0.33483 | 31.4663 | 10.5359 | 0.33483 | 31.4663 | 11.0988 | 0.35272 | 31.4663 | 0.7808% | 0.025114 | 0.024917 | 56324.0689 | 3193.0563 | 219.125 | 52911.8876 | 56325.7555 | 0 | 0 | 56325.7555 | 0.0003642%
2026 | 1101 | CB 1101 | Tier-2 | Tier-2---9 | 4--4 | 41 | 1 | 1133.279 | 99.72% | 0.1529% | 0.1272% | 7.9934 | 0 | 0 | 7.9934 | 0 | 7.6252 | 0.11161 | 68.3199 | 7.6252 | 0.11161 | 68.3199 | 8.0326 | 0.11757 | 68.3199 | 0.7053% | 0.091579 | 0.090931 | 12374.933 | 790.0395 | 488.8435 | 11096.0499 | 12375.18 | 0 | 0 | 12375.18 | 0.0002636%
2026 | 1138 | CB 1138 | Tier-2 | Tier-2---10 | 5--4 | 291 | 15 | 765.4961 | 75% | 24.28% | 0.7274% | 8.5817 | 0 | 0 | 8.5817 | 0 | 8.1864 | 1.6742 | 4.8899 | 8.1864 | 1.6742 | 4.8899 | 8.6238 | 1.7636 | 4.8899 | 1.121% | 0.11418 | 0.11247 | 6704.4211 | 521.4992 | 1615.7801 | 4567.1418 | 6729.861 | 0 | 0 | 6729.861 | 0.000283%
2026 | 1162 | CB 1162 | Tier-2 | Tier-2---18 | 4--2 | 34 | 4 | 75.2008 | 96.65% | 1.975% | 1.378% | 2.4796 | 0 | 0 | 2.4796 | 0 | 2.3654 | 0.44644 | 5.2984 | 2.3654 | 0.44644 | 5.2984 | 2.4918 | 0.47029 | 5.2984 | 3.297% | 0.064214 | 0.062023 | 1171.1044 | 73.0024 | 42.1055 | 1055.9965 | 1172.4915 | 0 | 0 | 1172.4915 | 8.177e-05%
2026 | 1180 | CB 1180 | Tier-1 | Non-HFTD---7 | 1--4 | 39 | 5 | 35.2333 | 97.75% | 0% | 2.252% | 1.2805 | 0 | 0 | 1.2805 | 0 | 1.2215 | 0.55805 | 2.1888 | 1.2215 | 0.55805 | 2.1888 | 1.2867 | 0.58787 | 2.1888 | 3.634% | 0.0039062 | 0.003761 | 9019.8397 | 370.9249 | 7231.1926 | 1417.7222 | 9027.6836 | 0 | 0 | 9027.6836 | 4.222e-05%
2026 | 120 | CB 120 | Tier-1 | Non-HFTD---5 | 2--4 | 18 | 2 | 72.8901 | 46.84% | 52.05% | 1.107% | 1.1002 | 0 | 0 | 1.1002 | 0 | 1.0495 | 0.22322 | 4.7016 | 1.0495 | 0.22322 | 4.7016 | 1.1056 | 0.23515 | 4.7016 | 1.509% | 0.010618 | 0.010276 | 6864.6422 | 345.044 | 3697.6124 | 2821.9858 | 6986.138 | 0 | 0 | 6986.138 | 3.628e-05%
2026 | 1234 | CB 1234 | Tier-3 | Tier-3---10 | 5--5 | 240 | 42 | 6311.4919 | 84.29% | 15.54% | 0.1769% | 269.9817 | 0 | 0 | 269.9817 | 0 | 257.5442 | 4.6876 | 54.9413 | 257.5442 | 4.6876 | 54.9413 | 271.3052 | 4.9381 | 54.9413 | 4.278% | 0.11961 | 0.11354 | 52765.4948 | 2759.6634 | 8111.6399 | 41894.1915 | 53208.7297 | 0 | 0 | 53208.7297 | 0.008903%
2026 | 1235 | CB 1235 | Tier-2 | Tier-2---6 | 4--5 | 622 | 44 | 6645.572 | 99.09% | 0.6868% | 0.2213% | 135.0924 | 0 | 0 | 135.0924 | 0 | 128.8689 | 4.9108 | 26.2417 | 128.8689 | 4.9108 | 26.2417 | 135.7546 | 5.1732 | 26.2417 | 2.033% | 0.082825 | 0.081126 | 80236.4987 | 5995.4874 | 833.9481 | 73407.0631 | 80251.7591 | 0 | 0 | 80251.7591 | 0.004455%
2026 | 1243 | CB 1243 | Tier-2 | Tier-2---7 | 3--5 | 116 | 3 | 1438.3629 | 99.75% | 0% | 0.2509% | 10.7607 | 0 | 0 | 10.7607 | 0 | 10.2649 | 0.33483 | 30.6571 | 10.2649 | 0.33483 | 30.6571 | 10.8134 | 0.35272 | 30.6571 | 0.7481% | 0.019586 | 0.019439 | 73438.3162 | 4480.0299 | 229.8696 | 68728.4167 | 73439.7087 | 0 | 0 | 73439.7087 | 0.0003548%
2026 | 1299 | CB 1299 | Tier-2 | Tier-2---19 | 3--3 | 76 | 1 | 41.7756 | 94.08% | 0% | 5.924% | 0.14996 | 0 | 0 | 0.14996 | 0 | 0.14306 | 0.11161 | 1.2817 | 0.14306 | 0.11161 | 1.2817 | 0.1507 | 0.11757 | 1.2817 | 0.359% | 0.014997 | 0.01494 | 2785.5246 | 306.2114 | 186.6907 | 2292.6226 | 2786.1566 | 0 | 0 | 2786.1566 | 4.945e-06%
2026 | 1525 | CB 1525 | Tier-2 | Tier-2---13 | 4--4 | 184 | 3 | 259.6903 | 35.49% | 63.12% | 1.387% | 0.43581 | 0 | 0 | 0.43581 | 0 | 0.41573 | 0.33483 | 1.2416 | 0.41573 | 0.33483 | 1.2416 | 0.43794 | 0.35272 | 1.2416 | 0.1678% | 0.050512 | 0.050273 | 5141.181 | 222.3399 | 3171.9797 | 1746.8613 | 5156.9365 | 0 | 0 | 5156.9365 | 1.437e-05%
2026 | 200 | CB 200 | Tier-2 | Tier-2---9 | 4--5 | 478 | 39 | 1342.6559 | 29.9% | 69.37% | 0.7369% | 9.4976 | 0 | 0 | 9.4976 | 0 | 9.0601 | 4.3528 | 2.0814 | 9.0601 | 4.3528 | 2.0814 | 9.5442 | 4.5854 | 2.0814 | 0.7074% | 0.060261 | 0.058835 | 22280.6766 | 447.1549 | 16796.8177 | 5036.7039 | 22659.2105 | 0 | 0 | 22659.2105 | 0.0003132%
2026 | 202 | CB 202 | Tier-2 | Tier-2---16 | 4--3 | 193 | 44 | 133.9861 | 95.12% | 0% | 4.877% | 8.4263 | 0 | 0 | 8.4263 | 0 | 8.0381 | 4.9108 | 1.6368 | 8.0381 | 4.9108 | 1.6368 | 8.4676 | 5.1732 | 1.6368 | 6.289% | 0.040966 | 0.038258 | 3270.6344 | 253.1701 | 166.1074 | 2851.3569 | 3281.927 | 0 | 0 | 3281.927 | 0.0002779%
2026 | 203 | CB 203 | Tier-2 | Tier-2---13 | 4--4 | 233 | 39 | 195.752 | 9.583% | 88.23% | 2.187% | 0.91061 | 0 | 0 | 0.91061 | 0 | 0.86866 | 4.3528 | 0.19956 | 0.86866 | 4.3528 | 0.19956 | 0.91507 | 4.5854 | 0.19956 | 0.4652% | 0.03541 | 0.033691 | 5528.1246 | 19.724 | 4996.0335 | 512.3671 | 5783.126 | 0 | 0 | 5783.126 | 3.003e-05%
2026 | 204 | CB 204 | Tier-2 | Tier-2---9 | 4--4 | 229 | 20 | 1059.5314 | 80.82% | 18.41% | 0.7661% | 21.6889 | 0 | 0 | 21.6889 | 0 | 20.6898 | 2.2322 | 9.2688 | 20.6898 | 2.2322 | 9.2688 | 21.7953 | 2.3515 | 9.2688 | 2.047% | 0.068524 | 0.066788 | 15462.1941 | 933.3265 | 3218.617 | 11310.2506 | 15539.2486 | 0 | 0 | 15539.2486 | 0.0007152%
2026 | 231 | CB 231 | Tier-2 | Tier-2---7 | 4--5 | 260 | 25 | 2499.974 | 99.29% | 0.4807% | 0.2332% | 69.2131 | 0 | 0 | 69.2131 | 0 | 66.0246 | 2.7903 | 23.6626 | 66.0246 | 2.7903 | 23.6626 | 69.5524 | 2.9393 | 23.6626 | 2.769% | 0.037573 | 0.036525 | 66537.1573 | 4869.2313 | 990.775 | 60677.151 | 66550.7827 | 0 | 0 | 66550.7827 | 0.002282%
2026 | 232 | CB 232 | Tier-2 | Tier-2---7 | 4--5 | 259 | 24 | 1642.5971 | 97.37% | 2.323% | 0.3027% | 42.9818 | 0 | 0 | 42.9818 | 0 | 41.0017 | 2.6786 | 15.3069 | 41.0017 | 2.6786 | 15.3069 | 43.1925 | 2.8218 | 15.3069 | 2.617% | 0.029023 | 0.028243 | 56595.6114 | 3442.0938 | 1736.7765 | 51416.7411 | 56636.6477 | 0 | 0 | 56636.6477 | 0.001417%
2026 | 233 | CB 233 | Tier-2 | Tier-2---4 | 4--5 | 613 | 40 | 4127.6955 | 98.74% | 0.928% | 0.3343% | 77.1237 | 0 | 0 | 77.1237 | 0 | 73.5708 | 4.4644 | 16.4794 | 73.5708 | 4.4644 | 16.4794 | 77.5018 | 4.7029 | 16.4794 | 1.868% | 0.075451 | 0.074023 | 54706.8242 | 4073.6346 | 1765.0896 | 48868.1 | 54720.1447 | 0 | 0 | 54720.1447 | 0.002543%
2026 | 234 | CB 234 | Tier-2 | Tier-2---4 | 4--5 | 352 | 42 | 3294.853 | 98.88% | 0.9043% | 0.2189% | 112.7289 | 0 | 0 | 112.7289 | 0 | 107.5357 | 4.6876 | 22.9404 | 107.5357 | 4.6876 | 22.9404 | 113.2815 | 4.9381 | 22.9404 | 3.421% | 0.044658 | 0.043113 | 73779.6805 | 5680.9025 | 1107.6673 | 66991.1107 | 73809.3816 | 0 | 0 | 73809.3816 | 0.003717%
2026 | 236 | CB 236 | Tier-2 | Tier-2---1 | 5--5 | 337 | 9 | 12711.1878 | 97.62% | 2.333% | 0.04724% | 96.1022 | 0 | 0 | 96.1022 | 0 | 91.675 | 1.0045 | 91.2652 | 91.675 | 1.0045 | 91.2652 | 96.5733 | 1.0582 | 91.2652 | 0.756% | 0.1419 | 0.1408 | 89580.6366 | 5356.752 | 2115.0834 | 82108.8012 | 89597.2808 | 0 | 0 | 89597.2808 | 0.003169%
2026 | 237 | CB 237 | Tier-2 | Tier-2---8 | 5--5 | 41 | 3 | 2111.5746 | 99.54% | 0.4259% | 0.03207% | 44.6014 | 0 | 0 | 44.6014 | 0 | 42.5467 | 0.33483 | 127.0695 | 42.5467 | 0.33483 | 127.0695 | 44.82 | 0.35272 | 127.0695 | 2.112% | 0.10923 | 0.10691 | 19331.9134 | 1261.1888 | 123.1877 | 17947.5369 | 19333.8328 | 0 | 0 | 19333.8328 | 0.001471%
2026 | 240 | CB 240 | Tier-2 | Tier-2---9 | 4--5 | 238 | 17 | 1263.0316 | 97.68% | 1.949% | 0.3739% | 25.555 | 0 | 0 | 25.555 | 0 | 24.3778 | 1.8974 | 12.8482 | 24.3778 | 1.8974 | 12.8482 | 25.6803 | 1.9987 | 12.8482 | 2.023% | 0.048511 | 0.047506 | 26036.1977 | 2576.3946 | 964.8687 | 22494.9343 | 26048.9912 | 0 | 0 | 26048.9912 | 0.0008427%
2026 | 242 | CB 242 | Tier-2 | Tier-2---11 | 5--3 | 87 | 8 | 406.8184 | 64.36% | 35.02% | 0.6193% | 6.9824 | 0 | 0 | 6.9824 | 0 | 6.6608 | 0.89288 | 7.4599 | 6.6608 | 0.89288 | 7.4599 | 7.0167 | 0.94059 | 7.4599 | 1.716% | 0.1014 | 0.098701 | 4011.826 | 175.5762 | 1861.6873 | 1974.5625 | 4050.9955 | 0 | 0 | 4050.9955 | 0.0002303%
2026 | 244 | CB 244 | Tier-2 | Tier-2---14 | 4--4 | 197 | 3 | 295.5508 | 37.5% | 61.39% | 1.106% | 0.48951 | 0 | 0 | 0.48951 | 0 | 0.46696 | 0.33483 | 1.3946 | 0.46696 | 0.33483 | 1.3946 | 0.49191 | 0.35272 | 1.3946 | 0.1656% | 0.040668 | 0.040489 | 7267.3331 | 124.9098 | 5850.4758 | 1291.9476 | 7287.4799 | 0 | 0 | 7287.4799 | 1.614e-05%
2026 | 246 | CB 246 | Tier-2 | Tier-2---7 | 4--5 | 303 | 21 | 1438.4419 | 90% | 9.47% | 0.5268% | 26.0211 | 0 | 0 | 26.0211 | 0 | 24.8223 | 2.3438 | 10.5906 | 24.8223 | 2.3438 | 10.5906 | 26.1486 | 2.469 | 10.5906 | 1.809% | 0.066431 | 0.065096 | 21653.0415 | 2613.8832 | 2643.0483 | 16396.11 | 21697.4405 | 0 | 0 | 21697.4405 | 0.0008581%
2026 | 247 | CB 247 | Tier-2 | Tier-2---12 | 4--4 | 90 | 2 | 379.7423 | 70.28% | 29.01% | 0.71% | 1.7199 | 0 | 0 | 1.7199 | 0 | 1.6407 | 0.22322 | 7.35 | 1.6407 | 0.22322 | 7.35 | 1.7283 | 0.23515 | 7.35 | 0.4529% | 0.038566 | 0.038318 | 9846.5066 | 767.6776 | 3381.19 | 5697.6391 | 9865.4881 | 0 | 0 | 9865.4881 | 5.672e-05%
2026 | 249 | CB 249 | Tier-3 | Tier-3---16 | 4--4 | 101 | 2 | 826.9208 | 97.04% | 2.672% | 0.2884% | 4.6081 | 0 | 0 | 4.6081 | 0 | 4.3958 | 0.22322 | 19.6926 | 4.3958 | 0.22322 | 19.6926 | 4.6307 | 0.23515 | 19.6926 | 0.5573% | 0.05906 | 0.058721 | 14001.3211 | 814.7478 | 543.4884 | 12643.085 | 14003.7153 | 0 | 0 | 14003.7153 | 0.000152%
2026 | 275 | CB 275 | Tier-1 | Non-HFTD---2 | 3--4 | 66 | 14 | 206.6235 | 45.85% | 53.34% | 0.8107% | 5.8277 | 0 | 0 | 5.8277 | 0 | 5.5593 | 1.5625 | 3.5578 | 5.5593 | 1.5625 | 3.5578 | 5.8563 | 1.646 | 3.5578 | 2.82% | 0.025053 | 0.023512 | 8247.3894 | 149.1089 | 6735.5056 | 1362.7748 | 8540.1215 | 0 | 0 | 8540.1215 | 0.0001922%
2026 | 276 | CB 276 | Tier-1 | Non-HFTD---10 | 3--2 | 28 | 1 | 26.0793 | 53.94% | 42.4% | 3.659% | 0.14571 | 0 | 0 | 0.14571 | 0 | 0.13899 | 0.11161 | 1.2453 | 0.13899 | 0.11161 | 1.2453 | 0.14642 | 0.11757 | 1.2453 | 0.5587% | 0.01954 | 0.019338 | 1334.6469 | 11.1399 | 1219.4428 | 104.0642 | 1341.08 | 0 | 0 | 1341.08 | 4.805e-06%
2026 | 277 | CB 277 | Tier-1 | Non-HFTD---11 | 1--4 | 11 | 1 | 9.2421 | 96.22% | 0% | 3.783% | 0.23444 | 0 | 0 | 0.23444 | 0 | 0.22364 | 0.11161 | 2.0037 | 0.22364 | 0.11161 | 2.0037 | 0.23559 | 0.11757 | 2.0037 | 2.537% | 0.0016702 | 0.0016262 | 5533.5154 | 15.724 | 5418.7663 | 99.025 | 5539.1841 | 0 | 0 | 5539.1841 | 7.731e-06%
2026 | 305 | CB 305 | Tier-1 | Non-HFTD---1 | 4--5 | 170 | 22 | 2786.7739 | 97.11% | 2.732% | 0.1605% | 101.5604 | 0 | 0 | 101.5604 | 0 | 96.8817 | 2.4554 | 39.4563 | 96.8817 | 2.4554 | 39.4563 | 102.0583 | 2.5866 | 39.4563 | 3.644% | 0.073949 | 0.071174 | 37685.1802 | 2117.5221 | 1006.2986 | 34561.3595 | 37727.69 | 0 | 0 | 37727.69 | 0.003349%
2026 | 306 | CB 306 | Tier-1 | Non-HFTD---1 | 4--4 | 46 | 14 | 737.4997 | 97.09% | 2.802% | 0.1119% | 63.1955 | 0 | 0 | 63.1955 | 0 | 60.2843 | 1.5625 | 38.5809 | 60.2843 | 1.5625 | 38.5809 | 63.5053 | 1.646 | 38.5809 | 8.569% | 0.057753 | 0.052655 | 12769.9388 | 709.42 | 332.0025 | 11728.5163 | 12805.962 | 0 | 0 | 12805.962 | 0.002084%
2026 | 307 | CB 307 | Tier-1 | Non-HFTD---1 | 4--4 | 30 | 6 | 601.8674 | 89.73% | 10.15% | 0.1197% | 31.3245 | 0 | 0 | 31.3245 | 0 | 29.8814 | 0.66966 | 44.6218 | 29.8814 | 0.66966 | 44.6218 | 31.478 | 0.70544 | 44.6218 | 5.205% | 0.056404 | 0.053132 | 10670.688 | 553.5856 | 1014.91 | 9102.1924 | 10738.1389 | 0 | 0 | 10738.1389 | 0.001033%
2026 | 330 | CB 330 | Tier-2 | Tier-2---16 | 4--3 | 156 | 15 | 124.2501 | 33.35% | 64.03% | 2.615% | 1.1556 | 0 | 0 | 1.1556 | 0 | 1.1024 | 1.6742 | 0.65846 | 1.1024 | 1.6742 | 0.65846 | 1.1613 | 1.7636 | 0.65846 | 0.9301% | 0.029702 | 0.028874 | 4183.2246 | 7.517 | 3868.9172 | 306.7905 | 4263.1955 | 0 | 0 | 4263.1955 | 3.811e-05%
2026 | 331 | CB 331 | Tier-2 | Tier-2---14 | 2--5 | 48 | 3 | 261.2105 | 99.38% | 0% | 0.6196% | 4.7051 | 0 | 0 | 4.7051 | 0 | 4.4884 | 0.33483 | 13.4049 | 4.4884 | 0.33483 | 13.4049 | 4.7282 | 0.35272 | 13.4049 | 1.801% | 0.010352 | 0.010164 | 25232.8512 | 1657.0176 | 8665.3282 | 14910.5054 | 25235.7371 | 0 | 0 | 25235.7371 | 0.0001552%
2026 | 355 | CB 355 | Tier-2 | Tier-2---3 | 5--5 | 302 | 20 | 11288.3525 | 98.84% | 1.109% | 0.05403% | 214.2743 | 0 | 0 | 214.2743 | 0 | 204.4031 | 2.2322 | 91.5702 | 204.4031 | 2.2322 | 91.5702 | 215.3246 | 2.3515 | 91.5702 | 1.898% | 0.1048 | 0.10279 | 107709.793 | 9333.0654 | 1277.5324 | 97099.1953 | 107734.3275 | 0 | 0 | 107734.3275 | 0.007066%
2026 | 357 | CB 357 | Tier-3 | Tier-3---10 | 5--5 | 162 | 8 | 6110.8546 | 96.01% | 3.933% | 0.05986% | 84.0191 | 0 | 0 | 84.0191 | 0 | 80.1485 | 0.89288 | 89.764 | 80.1485 | 0.89288 | 89.764 | 84.4309 | 0.94059 | 89.764 | 1.375% | 0.12773 | 0.1259 | 47841.0693 | 2695.6068 | 1944.7301 | 43200.7325 | 47868.824 | 0 | 0 | 47868.824 | 0.002771%
2026 | 358 | CB 358 | Tier-3 | Tier-3---15 | 5--4 | 21 | 2 | 861.4334 | 18.88% | 81.11% | 0.0161% | 4.4913 | 0 | 0 | 4.4913 | 0 | 4.2844 | 0.22322 | 19.1938 | 4.2844 | 0.22322 | 19.1938 | 4.5134 | 0.23515 | 19.1938 | 0.5214% | 0.1387 | 0.13487 | 6210.6059 | 69.3964 | 4526.8458 | 1614.3636 | 6353.7084 | 0 | 0 | 6353.7084 | 0.0001481%
2026 | 385 | CB 385 | Tier-1 | Non-HFTD---7 | 2--3 | 143 | 1 | 37.1529 | 92.67% | 0% | 7.33% | 0.069823 | 0 | 0 | 0.069823 | 0 | 0.066606 | 0.11161 | 0.59677 | 0.066606 | 0.11161 | 0.59677 | 0.070165 | 0.11757 | 0.59677 | 0.1879% | 0.011539 | 0.011516 | 3219.7101 | 378.3557 | 1145.5621 | 1695.7923 | 3220.1896 | 0 | 0 | 3220.1896 | 2.302e-06%
2026 | 444 | CB 444 | Tier-2 | Tier-2---16 | 4--2 | 17 | 1 | 117.4434 | 97.68% | 1.947% | 0.3705% | 1.957 | 0 | 0 | 1.957 | 0 | 1.8669 | 0.11161 | 16.7266 | 1.8669 | 0.11161 | 16.7266 | 1.9666 | 0.11757 | 16.7266 | 1.666% | 0.081621 | 0.080228 | 1438.8937 | 81.4155 | 42.4476 | 1315.0306 | 1439.4725 | 0 | 0 | 1439.4725 | 6.453e-05%
2026 | 461 | CB 461 | Tier-2 | Tier-2---15 | 2--4 | 36 | 1 | 101.8709 | 98.65% | 0% | 1.347% | 0.80957 | 0 | 0 | 0.80957 | 0 | 0.77228 | 0.11161 | 6.9194 | 0.77228 | 0.11161 | 6.9194 | 0.81354 | 0.11757 | 6.9194 | 0.7947% | 0.0097562 | 0.0096776 | 10441.6529 | 1363.4669 | 3633.3303 | 5444.8557 | 10442.7951 | 0 | 0 | 10442.7951 | 2.67e-05%
2026 | 470 | CB 470 | Tier-2 | Tier-2---6 | 5--5 | 381 | 14 | 6922.0493 | 95.49% | 4.388% | 0.1268% | 70.4325 | 0 | 0 | 70.4325 | 0 | 67.1878 | 1.5625 | 42.9991 | 67.1878 | 1.5625 | 42.9991 | 70.7778 | 1.646 | 42.9991 | 1.018% | 0.114 | 0.11278 | 60721.6484 | 6478.0385 | 2705.5326 | 51538.0773 | 60751.1746 | 0 | 0 | 60751.1746 | 0.002323%
2026 | 474 | CB 474 | Tier-1 | Non-HFTD---1 | 3--5 | 170 | 27 | 794.8798 | 99.6% | 0% | 0.3957% | 36.4664 | 0 | 0 | 36.4664 | 0 | 34.7864 | 3.0135 | 11.5436 | 34.7864 | 3.0135 | 11.5436 | 36.6451 | 3.1745 | 11.5436 | 4.588% | 0.016088 | 0.015347 | 49409.4676 | 3049.4445 | 1008.6765 | 45351.3466 | 49418.9078 | 0 | 0 | 49418.9078 | 0.001203%
2026 | 492 | CB 492 | Tier-1 | Non-HFTD---4 | 3--4 | 98 | 21 | 147.6974 | 50.2% | 48.6% | 1.193% | 4.6079 | 0 | 0 | 4.6079 | 0 | 4.3956 | 2.3438 | 1.8754 | 4.3956 | 2.3438 | 1.8754 | 4.6305 | 2.469 | 1.8754 | 3.12% | 0.022696 | 0.021286 | 6507.5812 | 214.3131 | 5220.6249 | 1072.6432 | 6722.2997 | 0 | 0 | 6722.2997 | 0.000152%
2026 | 499 | CB 499 | Tier-2 | Tier-2---19 | 2--3 | 31 | 1 | 19.4193 | 94.64% | 0% | 5.361% | 0.17193 | 0 | 0 | 0.17193 | 0 | 0.16401 | 0.11161 | 1.4695 | 0.16401 | 0.11161 | 1.4695 | 0.17277 | 0.11757 | 1.4695 | 0.8853% | 0.00687 | 0.0068057 | 2826.6853 | 198.2647 | 1278.7389 | 1349.6817 | 2828.1162 | 0 | 0 | 2828.1162 | 5.669e-06%
2026 | 511 | CB 511 | Tier-1 | Non-HFTD---4 | 3--4 | 40 | 2 | 163.9412 | 95.95% | 3.193% | 0.8556% | 2.2809 | 0 | 0 | 2.2809 | 0 | 2.1758 | 0.22322 | 9.7475 | 2.1758 | 0.22322 | 9.7475 | 2.2921 | 0.23515 | 9.7475 | 1.391% | 0.019336 | 0.019056 | 8478.4598 | 403.4204 | 5162.3228 | 2912.7166 | 8483.5099 | 0 | 0 | 8483.5099 | 7.522e-05%
2026 | 521 | CB 521 | Tier-2 | Tier-2---20 | 3--1 | 14 | 1 | 12.2832 | 16.79% | 81.3% | 1.905% | 0.042728 | 0 | 0 | 0.042728 | 0 | 0.040759 | 0.11161 | 0.3652 | 0.040759 | 0.11161 | 0.3652 | 0.042937 | 0.11757 | 0.3652 | 0.3479% | 0.025917 | 0.02538 | 473.952 | 4.2331 | 417.1527 | 52.5662 | 482.2937 | 0 | 0 | 482.2937 | 1.409e-06%
2026 | 522 | CB 522 | Tier-2 | Tier-2---9 | 4--5 | 253 | 22 | 1074.3257 | 89.49% | 10.08% | 0.4258% | 24.2456 | 0 | 0 | 24.2456 | 0 | 23.1287 | 2.4554 | 9.4194 | 23.1287 | 2.4554 | 9.4194 | 24.3645 | 2.5866 | 9.4194 | 2.257% | 0.049006 | 0.04777 | 21922.4202 | 1310.4924 | 2696.6948 | 17915.2331 | 21981.999 | 0 | 0 | 21981.999 | 0.0007995%
2026 | 523 | CB 523 | Tier-2 | Tier-2---13 | 4--4 | 259 | 40 | 305.5692 | 37.2% | 61.32% | 1.484% | 5.0908 | 0 | 0 | 5.0908 | 0 | 4.8562 | 4.4644 | 1.0878 | 4.8562 | 4.4644 | 1.0878 | 5.1157 | 4.7029 | 1.0878 | 1.666% | 0.044603 | 0.042605 | 6850.8655 | 393.6973 | 4462.8655 | 1994.3028 | 7052.6 | 0 | 0 | 7052.6 | 0.0001679%
2026 | 576 | CB 576 | Tier-2 | Tier-2---12 | 4--4 | 19 | 1 | 417.7025 | 78.37% | 21.49% | 0.1463% | 4.9963 | 0 | 0 | 4.9963 | 0 | 4.7661 | 0.11161 | 42.703 | 4.7661 | 0.11161 | 42.703 | 5.0207 | 0.11757 | 42.703 | 1.196% | 0.047237 | 0.046516 | 8842.622 | 398.1663 | 2081.4024 | 6363.0533 | 8872.2719 | 0 | 0 | 8872.2719 | 0.0001648%
2026 | 599 | CB 599 | Tier-2 | Tier-2---4 | 4--5 | 369 | 33 | 4323.2442 | 99.81% | 0% | 0.1903% | 111.9098 | 0 | 0 | 111.9098 | 0 | 106.7543 | 3.6831 | 28.9847 | 106.7543 | 3.6831 | 28.9847 | 112.4584 | 3.8799 | 28.9847 | 2.589% | 0.043095 | 0.041977 | 100319.859 | 10016.8763 | 926.348 | 89376.6347 | 100324.9423 | 0 | 0 | 100324.9423 | 0.00369%
2026 | 60 | CB 60 | Tier-1 | Non-HFTD---11 | 2--2 | 105 | 1 | 10.2312 | 82.34% | 0% | 17.66% | 0.023267 | 0 | 0 | 0.023267 | 0 | 0.022195 | 0.11161 | 0.19886 | 0.022195 | 0.11161 | 0.19886 | 0.023381 | 0.11757 | 0.19886 | 0.2274% | 0.0090716 | 0.0090465 | 1127.8283 | 20.3817 | 984.2667 | 123.1799 | 1128.38 | 0 | 0 | 1128.38 | 7.672e-07%
2026 | 65 | CB 65 | Tier-1 | Non-HFTD---2 | 3--4 | 188 | 66 | 189.2656 | 62.06% | 35.57% | 2.376% | 11.9579 | 0 | 0 | 11.9579 | 0 | 11.407 | 7.3663 | 1.5485 | 11.407 | 7.3663 | 1.5485 | 12.0165 | 7.7599 | 1.5485 | 6.318% | 0.027671 | 0.024854 | 6839.7543 | 325.6517 | 4070.8031 | 2443.2995 | 7133.909 | 0 | 0 | 7133.909 | 0.0003943%
2026 | 66 | CB 66 | Tier-1 | Non-HFTD---1 | 4--5 | 235 | 1 | 917.8674 | 93.46% | 5.958% | 0.5799% | 1.0586 | 0 | 0 | 1.0586 | 0 | 1.0099 | 0.11161 | 9.0482 | 1.0099 | 0.11161 | 9.0482 | 1.0638 | 0.11757 | 9.0482 | 0.1153% | 0.036366 | 0.036321 | 25239.7123 | 2162.3407 | 2049.3133 | 21028.0582 | 25241.751 | 0 | 0 | 25241.751 | 3.491e-05%
2026 | 738 | CB 738 | Tier-1 | Non-HFTD---17 | 1--2 | 14 | 1 | 2.031 | 77.55% | 0% | 22.45% | 0.032626 | 0 | 0 | 0.032626 | 0 | 0.031123 | 0.11161 | 0.27885 | 0.031123 | 0.11161 | 0.27885 | 0.032786 | 0.11757 | 0.27885 | 1.606% | 0.0021108 | 0.0020671 | 962.2085 | 90.3336 | 199.37 | 672.505 | 966.7781 | 0 | 0 | 966.7781 | 1.076e-06%
2026 | 776 | CB 776 | Tier-2 | Tier-2---18 | 3--3 | 53 | 2 | 55.0677 | 92.66% | 4.028% | 3.312% | 0.55839 | 0 | 0 | 0.55839 | 0 | 0.53267 | 0.22322 | 2.3863 | 0.53267 | 0.22322 | 2.3863 | 0.56113 | 0.23515 | 2.3863 | 1.014% | 0.014982 | 0.014818 | 3675.6367 | 359.0614 | 229.0677 | 3087.5075 | 3678.6218 | 0 | 0 | 3678.6218 | 1.841e-05%
2026 | 788 | CB 788 | Tier-2 | Tier-2---2 | 5--5 | 708 | 10 | 8569.0681 | 95.07% | 4.755% | 0.1724% | 33.3698 | 0 | 0 | 33.3698 | 0 | 31.8325 | 1.1161 | 28.5212 | 31.8325 | 1.1161 | 28.5212 | 33.5333 | 1.1757 | 28.5212 | 0.3894% | 0.14181 | 0.14123 | 60426.1463 | 6360.7221 | 2990.776 | 51074.6482 | 60438.3924 | 0 | 0 | 60438.3924 | 0.0011%
2026 | 907 | CB 907 | Tier-3 | Tier-3---13 | 3--5 | 51 | 1 | 2742.2838 | 99.83% | 0.1274% | 0.03844% | 15.5675 | 0 | 0 | 15.5675 | 0 | 14.8504 | 0.11161 | 133.0557 | 14.8504 | 0.11161 | 133.0557 | 15.6438 | 0.11757 | 133.0557 | 0.5677% | 0.023668 | 0.023534 | 115862.6603 | 8950.1537 | 169.4148 | 106743.0917 | 115863.759 | 0 | 0 | 115863.759 | 0.0005134%
2026 | 91 | CB 91 | Tier-2 | Tier-2---12 | 3--5 | 68 | 1 | 337.7351 | 93.43% | 6.078% | 0.496% | 1.3456 | 0 | 0 | 1.3456 | 0 | 1.2837 | 0.11161 | 11.5013 | 1.2837 | 0.11161 | 11.5013 | 1.3522 | 0.11757 | 11.5013 | 0.3984% | 0.015476 | 0.01541 | 21823.4311 | 1985.3885 | 2725.0024 | 17113.0402 | 21829.5761 | 0 | 0 | 21829.5761 | 4.437e-05%
2026 | 928 | CB 928 | Tier-2 | Tier-2---7 | 4--5 | 62 | 4 | 1655.0106 | 79.76% | 20.12% | 0.1245% | 24.6966 | 0 | 0 | 24.6966 | 0 | 23.5589 | 0.44644 | 52.7705 | 23.5589 | 0.44644 | 52.7705 | 24.8176 | 0.47029 | 52.7705 | 1.492% | 0.057199 | 0.056128 | 28934.4603 | 1965.0457 | 5791.8405 | 21177.574 | 29046.135 | 0 | 0 | 29046.135 | 0.0008144%
2026 | 971 | CB 971 | Tier-2 | Tier-2---3 | 5--5 | 167 | 7 | 11456.6981 | 99.51% | 0.4569% | 0.03477% | 138.5794 | 0 | 0 | 138.5794 | 0 | 132.1953 | 0.78127 | 169.2056 | 132.1953 | 0.78127 | 169.2056 | 139.2587 | 0.82301 | 169.2056 | 1.21% | 0.12528 | 0.12375 | 91451.3672 | 5164.7092 | 651.9468 | 85634.7112 | 91456.9 | 0 | 0 | 91456.9 | 0.00457%
2026 | BK1 | CB BK1 | Tier-1 | Non-HFTD---8 | 3--3 | 136 | 7 | 44.2018 | 7.123% | 86.74% | 6.139% | 0.046993 | 0 | 0 | 0.046993 | 0 | 0.044828 | 0.78127 | 0.057378 | 0.044828 | 0.78127 | 0.057378 | 0.047223 | 0.82301 | 0.057378 | 0.1063% | 0.021968 | 0.02164 | 2012.1178 | 10.2784 | 1802.9039 | 198.9355 | 2040.4352 | 0 | 0 | 2040.4352 | 1.55e-06%
2026 | BK2 | CB BK2 | Tier-1 | Non-HFTD---9 | 3--3 | 74 | 1 | 25.856 | 1.714% | 93.1% | 5.186% | 0.0017371 | 0 | 0 | 0.0017371 | 0 | 0.0016571 | 0.11161 | 0.014847 | 0.0016571 | 0.11161 | 0.014847 | 0.0017457 | 0.11757 | 0.014847 | 0.006719% | 0.015094 | 0.015035 | 1712.9776 | 1.9461 | 1571.0481 | 139.9833 | 1719.6015 | 0 | 0 | 1719.6015 | 5.728e-08%
2026 | BK4 | CB BK4 | Tier-1 | Non-HFTD---8 | 3--2 | 102 | 6 | 27.9552 | 2.318% | 91.59% | 6.093% | 0.011056 | 0 | 0 | 0.011056 | 0 | 0.010546 | 0.66966 | 0.015749 | 0.010546 | 0.66966 | 0.015749 | 0.01111 | 0.70544 | 0.015749 | 0.03955% | 0.017152 | 0.01686 | 1629.8314 | 2.4593 | 1487.4452 | 139.9269 | 1657.4611 | 0 | 0 | 1657.4611 | 3.646e-07%
2026 | FB1 | CB FB1 | Tier-2 | Tier-2---11 | 4--4 | 371 | 43 | 346.5871 | 36.93% | 61.45% | 1.621% | 4.302 | 0 | 0 | 4.302 | 0 | 4.1038 | 4.7992 | 0.85509 | 4.1038 | 4.7992 | 0.85509 | 4.3231 | 5.0557 | 0.85509 | 1.241% | 0.04664 | 0.045072 | 7431.1135 | 609.45 | 4232.5548 | 2589.1087 | 7594.1284 | 0 | 0 | 7594.1284 | 0.0001419%
2026 | FB2 | CB FB2 | Tier-2 | Tier-2---9 | 4--5 | 173 | 23 | 1029.5845 | 94.33% | 5.316% | 0.3556% | 37.4442 | 0 | 0 | 37.4442 | 0 | 35.7192 | 2.567 | 13.9146 | 35.7192 | 2.567 | 13.9146 | 37.6278 | 2.7042 | 13.9146 | 3.637% | 0.045688 | 0.043927 | 22535.0189 | 2600.9741 | 1192.7302 | 18741.3145 | 22586.2707 | 0 | 0 | 22586.2707 | 0.001235%
2026 | JU1 | CB JU1 | Tier-3 | Tier-3---15 | 5--4 | 80 | 7 | 1531.7487 | 97.85% | 2.019% | 0.1357% | 38.0306 | 0 | 0 | 38.0306 | 0 | 36.2786 | 0.78127 | 46.4354 | 36.2786 | 0.78127 | 46.4354 | 38.217 | 0.82301 | 46.4354 | 2.483% | 0.1808 | 0.17622 | 8471.8458 | 469.0858 | 165.6284 | 7837.1316 | 8476.5987 | 0 | 0 | 8476.5987 | 0.001254%
2026 | MA1 | CB MA1 | Tier-1 | Non-HFTD---3 | 4--3 | 475 | 3 | 187.6887 | 3.137% | 92.99% | 3.876% | 0.010785 | 0 | 0 | 0.010785 | 0 | 0.010288 | 0.33483 | 0.030727 | 0.010288 | 0.33483 | 0.030727 | 0.010838 | 0.35272 | 0.030727 | 0.005746% | 0.044813 | 0.044731 | 4188.2268 | 5.7817 | 3826.2308 | 356.2142 | 4195.6708 | 0 | 0 | 4195.6708 | 3.557e-07%
2026 | MOR1 | CB MOR1 | Tier-2 | Tier-2---4 | 5--5 | 116 | 2 | 5119.7141 | 98.56% | 1.393% | 0.05121% | 25.2289 | 0 | 0 | 25.2289 | 0 | 24.0667 | 0.22322 | 107.816 | 24.0667 | 0.22322 | 107.816 | 25.3526 | 0.23515 | 107.816 | 0.4928% | 0.12647 | 0.12584 | 40481.7763 | 2466.5834 | 537.059 | 37478.1339 | 40484.7137 | 0 | 0 | 40484.7137 | 0.000832%
2026 | NVS1 | CB NVS1 | Tier-2 | Tier-2---12 | 4--5 | 403 | 2 | 638.0788 | 99.02% | 0% | 0.9838% | 0.90929 | 0 | 0 | 0.90929 | 0 | 0.8674 | 0.22322 | 3.8859 | 0.8674 | 0.22322 | 3.8859 | 0.91375 | 0.23515 | 3.8859 | 0.1425% | 0.029239 | 0.029197 | 21822.7187 | 1367.8468 | 283.2108 | 20171.6612 | 21823.0281 | 0 | 0 | 21823.0281 | 2.999e-05%
2026 | OK1 | CB OK1 | Tier-3 | Tier-3---7 | 5--5 | 190 | 25 | 6915.6819 | 99% | 0.9206% | 0.07911% | 261.2499 | 0 | 0 | 261.2499 | 0 | 249.2146 | 2.7903 | 89.3162 | 249.2146 | 2.7903 | 89.3162 | 262.5305 | 2.9393 | 89.3162 | 3.778% | 0.20255 | 0.19482 | 34143.1528 | 2255.401 | 307.6674 | 31580.0844 | 34156.6934 | 0 | 0 | 34156.6934 | 0.008615%
2026 | PE1 | CB PE1 | Tier-3 | Tier-3---13 | 5--4 | 247 | 3 | 3027.5479 | 94.73% | 5.109% | 0.164% | 10.1015 | 0 | 0 | 10.1015 | 0 | 9.6361 | 0.33483 | 28.7792 | 9.6361 | 0.33483 | 28.7792 | 10.151 | 0.35272 | 28.7792 | 0.3337% | 0.24168 | 0.24083 | 12527.0623 | 651.1133 | 599.2989 | 11276.6501 | 12529.3972 | 0 | 0 | 12529.3972 | 0.0003331%
2026 | RA1 | CB RA1 | Tier-2 | Tier-2---2 | 5--5 | 353 | 15 | 10517.0624 | 98.31% | 1.619% | 0.07383% | 127.4067 | 0 | 0 | 127.4067 | 0 | 121.5373 | 1.6742 | 72.5964 | 121.5373 | 1.6742 | 72.5964 | 128.0312 | 1.7636 | 72.5964 | 1.211% | 0.14726 | 0.14545 | 71417.5478 | 3677.0651 | 1105.1436 | 66635.3391 | 71432.636 | 0 | 0 | 71432.636 | 0.004201%
2026 | RA2 | CB RA2 | Tier-2 | Tier-2---4 | 5--5 | 118 | 9 | 5229.9021 | 98.11% | 1.831% | 0.05575% | 113.4954 | 0 | 0 | 113.4954 | 0 | 108.2669 | 1.0045 | 107.7829 | 108.2669 | 1.0045 | 107.7829 | 114.0518 | 1.0582 | 107.7829 | 2.17% | 0.12706 | 0.12425 | 41161.4683 | 4371.7867 | 705.658 | 36084.0236 | 41179.0372 | 0 | 0 | 41179.0372 | 0.003743%
2026 | RA3 | CB RA3 | Tier-2 | Tier-2---10 | 5--4 | 241 | 25 | 916.1972 | 69.5% | 30.07% | 0.4286% | 19.1549 | 0 | 0 | 19.1549 | 0 | 18.2725 | 2.7903 | 6.5487 | 18.2725 | 2.7903 | 6.5487 | 19.2488 | 2.9393 | 6.5487 | 2.091% | 0.12911 | 0.12522 | 7096.3625 | 284.8233 | 1917.8301 | 4893.709 | 7163.4982 | 0 | 0 | 7163.4982 | 0.0006317%
2026 | RC1 | CB RC1 | Tier-2 | Tier-2---4 | 4--5 | 94 | 9 | 3739.8748 | 99.14% | 0.8077% | 0.05477% | 102.9456 | 0 | 0 | 102.9456 | 0 | 98.2031 | 1.0045 | 97.7641 | 98.2031 | 1.0045 | 97.7641 | 103.4503 | 1.0582 | 97.7641 | 2.753% | 0.084253 | 0.081914 | 44388.4144 | 3566.8538 | 353.0058 | 40468.5548 | 44399.3474 | 0 | 0 | 44399.3474 | 0.003395%
2026 | SL1 | CB SL1 | Tier-3 | Tier-3---11 | 5--5 | 225 | 21 | 3361.5705 | 93.71% | 6.129% | 0.1568% | 85.2673 | 0 | 0 | 85.2673 | 0 | 81.3392 | 2.3438 | 34.7038 | 81.3392 | 2.3438 | 34.7038 | 85.6853 | 2.469 | 34.7038 | 2.537% | 0.19527 | 0.18999 | 17214.6695 | 1252.9171 | 1001.4319 | 14960.3205 | 17244.7724 | 0 | 0 | 17244.7724 | 0.002812%
2026 | SSC1 | CB SSC1 | Tier-2 | Tier-2---18 | 4--3 | 220 | 17 | 94.186 | 2.003% | 94.63% | 3.363% | 0.042277 | 0 | 0 | 0.042277 | 0 | 0.04033 | 1.8974 | 0.021256 | 0.04033 | 1.8974 | 0.021256 | 0.042485 | 1.9987 | 0.021256 | 0.04489% | 0.031528 | 0.030821 | 2987.3954 | 6.3387 | 2712.6507 | 268.4061 | 3054.5031 | 0 | 0 | 3054.5031 | 1.394e-06%
2026 | CTL1 | CTL1-3R | Tier-3 | Tier-3---14 | 5--4 | 314 | 13 | 2064.0334 | 78.9% | 20.86% | 0.2358% | 19.5527 | 0 | 0 | 19.5527 | 0 | 18.6519 | 1.4509 | 12.8551 | 18.6519 | 1.4509 | 12.8551 | 19.6485 | 1.5285 | 12.8551 | 0.9473% | 0.42513 | 0.42003 | 4855.055 | 225.2505 | 929.4415 | 3700.363 | 4867.5039 | 0 | 0 | 4867.5039 | 0.0006448%
2026 | DV1 | DV1-3R | Tier-3 | Tier-3---11 | 5--5 | 235 | 22 | 3719.4004 | 95.17% | 4.691% | 0.1427% | 96.0968 | 0 | 0 | 96.0968 | 0 | 91.6698 | 2.4554 | 37.3337 | 91.6698 | 2.4554 | 37.3337 | 96.5679 | 2.5866 | 37.3337 | 2.584% | 0.19421 | 0.18894 | 19151.2388 | 1060.0216 | 843.3957 | 17247.8214 | 19177.0721 | 0 | 0 | 19177.0721 | 0.003169%
2026 | RA1 | RA1-402R | Tier-3 | Tier-3---4 | 5--5 | 122 | 2 | 9339.3378 | 99.33% | 0.6459% | 0.02826% | 44.1008 | 0 | 0 | 44.1008 | 0 | 42.0692 | 0.22322 | 188.465 | 42.0692 | 0.22322 | 188.465 | 44.317 | 0.23515 | 188.465 | 0.4722% | 0.12948 | 0.12886 | 72130.9155 | 4375.0229 | 443.5541 | 67312.3385 | 72133.2382 | 0 | 0 | 72133.2382 | 0.001454%
2026 | RB1 | RB1-427R | Tier-3 | Tier-3---7 | 5--5 | 433 | 47 | 6920.124 | 97.57% | 2.306% | 0.1195% | 212.5482 | 0 | 0 | 212.5482 | 0 | 202.7565 | 5.2457 | 38.6522 | 202.7565 | 5.2457 | 38.6522 | 213.5901 | 5.526 | 38.6522 | 3.071% | 0.15381 | 0.14896 | 44992.7829 | 2694.5507 | 965.1573 | 41333.0749 | 45028.2538 | 0 | 0 | 45028.2538 | 0.007009%
2026 | RB1 | RB1-433R | Tier-3 | Tier-3---10 | 5--5 | 125 | 1 | 5946.5075 | 99.32% | 0.6164% | 0.06772% | 13.7015 | 0 | 0 | 13.7015 | 0 | 13.0703 | 0.11161 | 117.107 | 13.0703 | 0.11161 | 117.107 | 13.7687 | 0.11757 | 117.107 | 0.2304% | 0.15284 | 0.15249 | 38906.0871 | 2307.7478 | 238.1361 | 36360.2032 | 38906.706 | 0 | 0 | 38906.706 | 0.0004518%
2026 | TM1 | TM1-10R | Tier-3 | Tier-3---12 | 5--5 | 103 | 4 | 3782.8568 | 99.48% | 0.4537% | 0.066% | 42.3816 | 0 | 0 | 42.3816 | 0 | 40.4292 | 0.44644 | 90.5591 | 40.4292 | 0.44644 | 90.5591 | 42.5894 | 0.47029 | 90.5591 | 1.12% | 0.093421 | 0.092369 | 40492.6609 | 2080.2531 | 189.7576 | 38222.6503 | 40495.0579 | 0 | 0 | 40495.0579 | 0.001398%
2027 | 1001 | 1001-1130R | Tier-2 | Tier-2---5 | 5--5 | 104 | 1 | 2758.283 | 96.49% | 3.415% | 0.0991% | 7.4211 | 0 | 0 | 7.4211 | 0 | 6.7531 | 0.10647 | 63.4279 | 6.7531 | 0.10647 | 63.4279 | 7.494 | 0.11815 | 63.4279 | 0.269% | 0.10617 | 0.10587 | 25980.7036 | 1397.1019 | 890.7473 | 23692.8544 | 25983.2567 | 0 | 0 | 25983.2567 | 0.0002447%
2027 | 1001 | 1001-1820F | Tier-2 | Tier-2---5 | 5--5 | 146 | 8 | 4222.2471 | 91.41% | 8.486% | 0.103% | 61.3304 | 0 | 0 | 61.3304 | 0 | 55.8098 | 0.85175 | 65.5239 | 55.8098 | 0.85175 | 65.5239 | 61.9331 | 0.9452 | 65.5239 | 1.453% | 0.12846 | 0.12642 | 32868.2878 | 1721.3581 | 2595.1533 | 28551.7765 | 32913.8736 | 0 | 0 | 32913.8736 | 0.002022%
2027 | 1021 | 1021-1748F | Tier-3 | Tier-3---2 | 5--5 | 516 | 54 | 35156.1224 | 99.02% | 0.9436% | 0.03662% | 1056.4889 | 0 | 0 | 1056.4889 | 0 | 961.3905 | 5.7493 | 167.2189 | 961.3905 | 5.7493 | 167.2189 | 1066.872 | 6.3801 | 167.2189 | 3.005% | 0.16564 | 0.16061 | 212249.5403 | 13715.9361 | 1963.4816 | 196570.1226 | 212314.6584 | 0 | 0 | 212314.6584 | 0.03484%
2027 | 1021 | 1021-1760R | Tier-3 | Tier-3---6 | 5--5 | 85 | 11 | 7055.7157 | 98.18% | 1.793% | 0.03106% | 259.966 | 0 | 0 | 259.966 | 0 | 236.5655 | 1.1712 | 201.9938 | 236.5655 | 1.1712 | 201.9938 | 262.5209 | 1.2996 | 201.9938 | 3.684% | 0.10829 | 0.10423 | 65155.0235 | 4038.9642 | 1087.8449 | 60028.2144 | 65201.3733 | 0 | 0 | 65201.3733 | 0.008573%
2027 | 1021 | 1021-25R | Tier-3 | Tier-3---2 | 5--5 | 168 | 6 | 18825.6899 | 99.7% | 0.2782% | 0.02306% | 194.393 | 0 | 0 | 194.393 | 0 | 176.895 | 0.63881 | 276.9131 | 176.895 | 0.63881 | 276.9131 | 196.3035 | 0.7089 | 276.9131 | 1.033% | 0.12361 | 0.12233 | 152300.0709 | 9949.5446 | 416.971 | 141933.5553 | 152304.8724 | 0 | 0 | 152304.8724 | 0.00641%
2027 | 1021 | 1021-855 | Tier-3 | Tier-3---10 | 5--5 | 69 | 2 | 5034.3753 | 99.51% | 0.4541% | 0.0405% | 42.1086 | 0 | 0 | 42.1086 | 0 | 38.3183 | 0.21294 | 179.9514 | 38.3183 | 0.21294 | 179.9514 | 42.5225 | 0.2363 | 179.9514 | 0.8364% | 0.10909 | 0.10817 | 46149.2476 | 2319.9671 | 207.6388 | 43621.6417 | 46151.1827 | 0 | 0 | 46151.1827 | 0.001389%
2027 | 1022 | 1022-17F | Tier-3 | Tier-3---4 | 5--5 | 139 | 12 | 9800.6792 | 99.62% | 0.3456% | 0.03348% | 244.4394 | 0 | 0 | 244.4394 | 0 | 222.4365 | 1.2776 | 174.1021 | 222.4365 | 1.2776 | 174.1021 | 246.8417 | 1.4178 | 174.1021 | 2.494% | 0.10945 | 0.10671 | 89544.6442 | 5359.6686 | 310.5435 | 83874.4321 | 89553.3608 | 0 | 0 | 89553.3608 | 0.008061%
2027 | 1022 | 1022-322R | Tier-3 | Tier-3---10 | 5--5 | 89 | 4 | 5072.1995 | 99.16% | 0.7912% | 0.04875% | 65.5543 | 0 | 0 | 65.5543 | 0 | 59.6535 | 0.42587 | 140.0732 | 59.6535 | 0.42587 | 140.0732 | 66.1985 | 0.4726 | 140.0732 | 1.292% | 0.10587 | 0.10449 | 47911.5964 | 2988.4313 | 366.1059 | 44557.0592 | 47916.911 | 0 | 0 | 47916.911 | 0.002162%
2027 | 1023 | 1023-46AE | Tier-2 | Tier-2---2 | 5--5 | 469 | 66 | 9469.9149 | 95.98% | 3.884% | 0.1387% | 370.9245 | 0 | 0 | 370.9245 | 0 | 337.5362 | 7.0269 | 48.0348 | 337.5362 | 7.0269 | 48.0348 | 374.5699 | 7.7979 | 48.0348 | 3.917% | 0.13914 | 0.13346 | 68062.6824 | 3656.971 | 2513.7394 | 61891.9719 | 68179.1615 | 0 | 0 | 68179.1615 | 0.01223%
2027 | 1023 | 1023-48R | Tier-2 | Tier-2---5 | 5--5 | 380 | 32 | 3773.8473 | 97.39% | 2.337% | 0.2725% | 89.756 | 0 | 0 | 89.756 | 0 | 81.6767 | 3.407 | 23.9733 | 81.6767 | 3.407 | 23.9733 | 90.6381 | 3.7808 | 23.9733 | 2.378% | 0.12816 | 0.12503 | 29445.7307 | 1737.6729 | 715.7665 | 26992.2913 | 29464.9682 | 0 | 0 | 29464.9682 | 0.00296%
2027 | 1023 | 1023-89R | Tier-2 | Tier-2---11 | 4--4 | 119 | 19 | 585.5086 | 87.68% | 11.85% | 0.4758% | 23.77 | 0 | 0 | 23.77 | 0 | 21.6304 | 2.0229 | 10.6927 | 21.6304 | 2.0229 | 10.6927 | 24.0036 | 2.2448 | 10.6927 | 4.06% | 0.083403 | 0.079542 | 7020.201 | 414.9664 | 782.0246 | 5823.21 | 7062.1985 | 0 | 0 | 7062.1985 | 0.0007838%
2027 | 1030 | 1030-20R | Tier-3 | Tier-3---3 | 5--5 | 367 | 4 | 25318.462 | 99.14% | 0.8163% | 0.04139% | 79.3393 | 0 | 0 | 79.3393 | 0 | 72.1977 | 0.42587 | 169.5284 | 72.1977 | 0.42587 | 169.5284 | 80.119 | 0.4726 | 169.5284 | 0.3134% | 0.28668 | 0.28577 | 88316.4782 | 5506.1055 | 686.3261 | 82124.0466 | 88318.88 | 0 | 0 | 88318.88 | 0.002616%
2027 | 1030 | 1030-42R | Tier-3 | Tier-3---3 | 5--5 | 472 | 6 | 28398.7895 | 98.49% | 1.466% | 0.03945% | 103.1144 | 0 | 0 | 103.1144 | 0 | 93.8327 | 0.63881 | 146.8866 | 93.8327 | 0.63881 | 146.8866 | 104.1278 | 0.7089 | 146.8866 | 0.3631% | 0.28228 | 0.28124 | 100606.2475 | 6191.924 | 1386.8762 | 93027.4473 | 100611.8516 | 0 | 0 | 100611.8516 | 0.0034%
2027 | 1030 | 1030-989R | Tier-3 | Tier-3---3 | 5--5 | 422 | 3 | 26696.216 | 99.16% | 0.796% | 0.04527% | 54.5742 | 0 | 0 | 54.5742 | 0 | 49.6618 | 0.31941 | 155.482 | 49.6618 | 0.31941 | 155.482 | 55.1105 | 0.35445 | 155.482 | 0.2044% | 0.30703 | 0.30639 | 86951.1078 | 4865.0498 | 650.3273 | 81435.7308 | 86952.619 | 0 | 0 | 86952.619 | 0.0018%
2027 | 1039 | 1039-13 | Tier-2 | Tier-2---3 | 5--5 | 534 | 49 | 15957.1711 | 97.45% | 2.471% | 0.0752% | 413.8166 | 0 | 0 | 413.8166 | 0 | 376.5675 | 5.217 | 72.1815 | 376.5675 | 5.217 | 72.1815 | 417.8836 | 5.7893 | 72.1815 | 2.593% | 0.1351 | 0.13151 | 118113.2514 | 10500.2075 | 2816.2541 | 104796.7897 | 118195.4644 | 0 | 0 | 118195.4644 | 0.01365%
2027 | 1073 | 1073-886F | Tier-2 | Tier-2---20 | 3--2 | 4 | 1 | 27.0781 | 12.75% | 86.83% | 0.4178% | 0.25034 | 0 | 0 | 0.25034 | 0 | 0.22781 | 0.10647 | 2.1397 | 0.22781 | 0.10647 | 2.1397 | 0.2528 | 0.11815 | 2.1397 | 0.9245% | 0.016776 | 0.01556 | 1614.0782 | 19.1067 | 1282.2131 | 312.7584 | 1724.1573 | 0 | 0 | 1724.1573 | 8.255e-06%
2027 | 1090 | 1090-1734 | Tier-3 | Tier-3---16 | 2--5 | 44 | 7 | 730.5479 | 99.24% | 0.5863% | 0.172% | 33.4492 | 0 | 0 | 33.4492 | 0 | 30.4384 | 0.74528 | 40.8416 | 30.4384 | 0.74528 | 40.8416 | 33.778 | 0.82705 | 40.8416 | 4.579% | 0.01345 | 0.012829 | 54317.4438 | 3261.8302 | 456.9875 | 50598.6261 | 54337.3652 | 0 | 0 | 54337.3652 | 0.001103%
2027 | 1090 | 1090-636R | Tier-3 | Tier-3---15 | 5--3 | 122 | 2 | 919.3728 | 93.93% | 5.62% | 0.4487% | 4.1055 | 0 | 0 | 4.1055 | 0 | 3.736 | 0.21294 | 17.545 | 3.736 | 0.21294 | 17.545 | 4.1459 | 0.2363 | 17.545 | 0.4466% | 0.38465 | 0.38282 | 2390.1852 | 120.0827 | 121.765 | 2148.3375 | 2390.8781 | 0 | 0 | 2390.8781 | 0.0001354%
2027 | 1090 | 1090-639R | Tier-3 | Tier-3---18 | 5--2 | 80 | 1 | 509.5021 | 91.97% | 7.519% | 0.512% | 1.6986 | 0 | 0 | 1.6986 | 0 | 1.5457 | 0.10647 | 14.518 | 1.5457 | 0.10647 | 14.518 | 1.7153 | 0.11815 | 14.518 | 0.3334% | 0.37006 | 0.36871 | 1376.8236 | 60.6753 | 89.2071 | 1226.9412 | 1377.2259 | 0 | 0 | 1377.2259 | 5.601e-05%
2027 | 1090 | 1090-70F | Tier-2 | Tier-2---15 | 2--5 | 29 | 3 | 140.8367 | 88.02% | 11.68% | 0.2956% | 3.7189 | 0 | 0 | 3.7189 | 0 | 3.3842 | 0.31941 | 10.5952 | 3.3842 | 0.31941 | 10.5952 | 3.7555 | 0.35445 | 10.5952 | 2.641% | 0.0083 | 0.008051 | 16968.2749 | 903.4734 | 1917.2026 | 14147.5988 | 17031.1476 | 0 | 0 | 17031.1476 | 0.0001226%
2027 | 1090 | 1090-73F | Tier-3 | Tier-3---10 | 4--5 | 317 | 25 | 5899.0454 | 99.62% | 0.2521% | 0.1275% | 134.4029 | 0 | 0 | 134.4029 | 0 | 122.3048 | 2.6617 | 45.9497 | 122.3048 | 2.6617 | 45.9497 | 135.7238 | 2.9537 | 45.9497 | 2.278% | 0.046754 | 0.045684 | 126173.0725 | 9334.6657 | 462.1696 | 116376.2372 | 126184.2838 | 0 | 0 | 126184.2838 | 0.004432%
2027 | 1090 | 1090-74F | Tier-3 | Tier-3---10 | 4--5 | 321 | 60 | 4990.92 | 99.62% | 0.2191% | 0.1576% | 269.5167 | 0 | 0 | 269.5167 | 0 | 245.2565 | 6.3881 | 38.3927 | 245.2565 | 6.3881 | 38.3927 | 272.1655 | 7.089 | 38.3927 | 5.4% | 0.045737 | 0.043257 | 109123.1086 | 8272.9718 | 456.2327 | 100393.904 | 109146.6681 | 0 | 0 | 109146.6681 | 0.008888%
2027 | 1094 | 1094-35F | Tier-2 | Tier-2---7 | 3--5 | 167 | 15 | 2514.2831 | 99.84% | 0% | 0.1648% | 65.3839 | 0 | 0 | 65.3839 | 0 | 59.4984 | 1.597 | 37.2558 | 59.4984 | 1.597 | 37.2558 | 66.0265 | 1.7722 | 37.2558 | 2.6% | 0.020398 | 0.019866 | 123263.6714 | 7008.6853 | 282.5097 | 115972.4764 | 123269.1046 | 0 | 0 | 123269.1046 | 0.002156%
2027 | 1094 | 1094-7 | Tier-2 | Tier-2---17 | 2--4 | 65 | 9 | 95.3301 | 98.77% | 0% | 1.235% | 3.7806 | 0 | 0 | 3.7806 | 0 | 3.4403 | 0.95822 | 3.5903 | 3.4403 | 0.95822 | 3.5903 | 3.8178 | 1.0633 | 3.5903 | 3.966% | 0.0065074 | 0.0062461 | 14649.4839 | 1080.944 | 371.5011 | 13197.0388 | 14657.0511 | 0 | 0 | 14657.0511 | 0.0001247%
2027 | 1138 | 1138-6R | Tier-2 | Tier-2---5 | 5--5 | 804 | 93 | 4663.8779 | 91.12% | 8.567% | 0.3106% | 142.5599 | 0 | 0 | 142.5599 | 0 | 129.7276 | 9.9016 | 13.1017 | 129.7276 | 9.9016 | 13.1017 | 143.961 | 10.9879 | 13.1017 | 3.057% | 0.17153 | 0.16577 | 27190.5644 | 2036.5744 | 2249.3585 | 22904.6315 | 27274.3473 | 0 | 0 | 27274.3473 | 0.004701%
2027 | 1162 | 1162-324R | Tier-2 | Tier-2---13 | 4--3 | 65 | 1 | 240.2897 | 88.19% | 10.99% | 0.8202% | 0.94542 | 0 | 0 | 0.94542 | 0 | 0.86032 | 0.10647 | 8.0806 | 0.86032 | 0.10647 | 8.0806 | 0.95472 | 0.11815 | 8.0806 | 0.3935% | 0.068658 | 0.068352 | 3499.8056 | 195.2386 | 355.9283 | 2948.6387 | 3501.6583 | 0 | 0 | 3501.6583 | 3.118e-05%
2027 | 1162 | 1162-329R | Tier-2 | Tier-2---13 | 4--3 | 49 | 1 | 206.5878 | 96.62% | 2.592% | 0.7875% | 1.1813 | 0 | 0 | 1.1813 | 0 | 1.075 | 0.10647 | 10.097 | 1.075 | 0.10647 | 10.097 | 1.193 | 0.11815 | 10.097 | 0.5718% | 0.070019 | 0.069605 | 2950.4371 | 171.8842 | 84.3202 | 2694.2327 | 2951.0307 | 0 | 0 | 2951.0307 | 3.896e-05%
2027 | 1162 | 1162-363 | Tier-2 | Tier-2---13 | 4--3 | 37 | 1 | 247.9994 | 97.75% | 1.792% | 0.4608% | 1.9 | 0 | 0 | 1.9 | 0 | 1.729 | 0.10647 | 16.2392 | 1.729 | 0.10647 | 16.2392 | 1.9187 | 0.11815 | 16.2392 | 0.7661% | 0.064829 | 0.064321 | 3825.4385 | 214.4022 | 70.5791 | 3540.4572 | 3826.1194 | 0 | 0 | 3826.1194 | 6.265e-05%
2027 | 1166 | 1166-15R | Tier-3 | Tier-3---11 | 5--5 | 123 | 9 | 3965.2217 | 98.26% | 1.658% | 0.07833% | 82.6795 | 0 | 0 | 82.6795 | 0 | 75.2372 | 0.95822 | 78.518 | 75.2372 | 0.95822 | 78.518 | 83.492 | 1.0633 | 78.518 | 2.085% | 0.19397 | 0.18985 | 20442.8701 | 1122.9007 | 327.2272 | 18992.7422 | 20450.5636 | 0 | 0 | 20450.5636 | 0.002726%
2027 | 1166 | 1166-18R | Tier-3 | Tier-3---5 | 5--5 | 100 | 11 | 10108.4901 | 99.77% | 0.1963% | 0.03345% | 321.7201 | 0 | 0 | 321.7201 | 0 | 292.7609 | 1.1712 | 249.9768 | 292.7609 | 1.1712 | 249.9768 | 324.8819 | 1.2996 | 249.9768 | 3.183% | 0.21365 | 0.20683 | 47313.4054 | 3052.661 | 107.9125 | 44152.8319 | 47316.9867 | 0 | 0 | 47316.9867 | 0.01061%
2027 | 1166 | 1166-342R | Tier-3 | Tier-3---5 | 5--5 | 216 | 27 | 10322.642 | 99.08% | 0.8619% | 0.05733% | 370.7559 | 0 | 0 | 370.7559 | 0 | 337.3828 | 2.8746 | 117.365 | 337.3828 | 2.8746 | 117.365 | 374.3997 | 3.19 | 117.365 | 3.592% | 0.21878 | 0.21085 | 47183.5693 | 2494.6745 | 397.8438 | 44291.0509 | 47199.8838 | 0 | 0 | 47199.8838 | 0.01223%
2027 | 1173 | 1173-68 | Tier-1 | Non-HFTD---13 | 1--3 | 68 | 3 | 6.4999 | 85.9% | 0% | 14.1% | 0.071438 | 0 | 0 | 0.071438 | 0 | 0.065008 | 0.31941 | 0.20353 | 0.065008 | 0.31941 | 0.20353 | 0.07214 | 0.35445 | 0.20353 | 1.099% | 0.0037692 | 0.003721 | 1724.4769 | 293.6876 | 237.9228 | 1192.8665 | 1727.6272 | 0 | 0 | 1727.6272 | 2.356e-06%
2027 | 1215 | 1215-12R | Tier-3 | Tier-3---9 | 5--4 | 149 | 2 | 6147.2839 | 97.88% | 2.045% | 0.07292% | 23.4221 | 0 | 0 | 23.4221 | 0 | 21.3138 | 0.21294 | 100.0946 | 21.3138 | 0.21294 | 100.0946 | 23.6523 | 0.2363 | 100.0946 | 0.381% | 0.69907 | 0.69635 | 8793.5219 | 453.8865 | 171.3905 | 8168.2449 | 8794.2499 | 0 | 0 | 8794.2499 | 0.0007724%
2027 | 1215 | 1215-28R | Tier-3 | Tier-3---14 | 5--3 | 58 | 8 | 2215.156 | 94.69% | 5.226% | 0.08401% | 83.9013 | 0 | 0 | 83.9013 | 0 | 76.3491 | 0.85175 | 89.6382 | 76.3491 | 0.85175 | 89.6382 | 84.7259 | 0.9452 | 89.6382 | 3.788% | 0.66756 | 0.64086 | 3318.2974 | 164.8533 | 155.0862 | 2998.3579 | 3325.639 | 0 | 0 | 3325.639 | 0.002767%
2027 | 1215 | 1215-32R | Tier-3 | Tier-3---7 | 5--4 | 234 | 6 | 8696.5042 | 96.48% | 3.447% | 0.07747% | 62.387 | 0 | 0 | 62.387 | 0 | 56.7713 | 0.63881 | 88.8704 | 56.7713 | 0.63881 | 88.8704 | 63.0001 | 0.7089 | 88.8704 | 0.7174% | 0.68132 | 0.67626 | 12764.1579 | 635.3889 | 400.2926 | 11728.4764 | 12767.5284 | 0 | 0 | 12767.5284 | 0.002057%
2027 | 1233 | 1233-259R | Tier-3 | Tier-3---16 | 5--4 | 105 | 4 | 1558.5389 | 98.56% | 1.214% | 0.2225% | 16.9708 | 0 | 0 | 16.9708 | 0 | 15.4432 | 0.42587 | 36.2625 | 15.4432 | 0.42587 | 36.2625 | 17.1376 | 0.4726 | 36.2625 | 1.089% | 0.12749 | 0.12608 | 12225.1388 | 744.7481 | 204.4893 | 11275.9014 | 12227.1004 | 0 | 0 | 12227.1004 | 0.0005596%
2027 | 1233 | 1233-585R | Tier-3 | Tier-3---12 | 5--5 | 166 | 11 | 3561.9587 | 98.42% | 1.457% | 0.1235% | 67.3677 | 0 | 0 | 67.3677 | 0 | 61.3037 | 1.1712 | 52.3447 | 61.3037 | 1.1712 | 52.3447 | 68.0297 | 1.2996 | 52.3447 | 1.891% | 0.12988 | 0.12739 | 27424.4063 | 1597.7111 | 397.7458 | 25428.9493 | 27432.9003 | 0 | 0 | 27432.9003 | 0.002222%
2027 | 1233 | 1233-587R | Tier-3 | Tier-3---13 | 5--5 | 187 | 18 | 2983.7291 | 97.9% | 1.929% | 0.1696% | 81.5416 | 0 | 0 | 81.5416 | 0 | 74.2018 | 1.9164 | 38.7187 | 74.2018 | 1.9164 | 38.7187 | 82.343 | 2.1267 | 38.7187 | 2.733% | 0.13489 | 0.13112 | 22120.1137 | 1287.4024 | 436.159 | 20396.5523 | 22133.4408 | 0 | 0 | 22133.4408 | 0.002689%
2027 | 1233 | 1233-589R | Tier-3 | Tier-3---16 | 5--4 | 58 | 2 | 1386.4905 | 98.92% | 0.9396% | 0.1432% | 13.7148 | 0 | 0 | 13.7148 | 0 | 12.4803 | 0.21294 | 58.6101 | 12.4803 | 0.21294 | 58.6101 | 13.8496 | 0.2363 | 58.6101 | 0.9892% | 0.11751 | 0.11633 | 11798.9753 | 654.3239 | 110.4066 | 11034.2448 | 11800.2658 | 0 | 0 | 11800.2658 | 0.0004523%
2027 | 1233 | 1233-591R | Tier-3 | Tier-3---12 | 5--5 | 167 | 3 | 4300.1838 | 98.66% | 1.226% | 0.1146% | 22.1019 | 0 | 0 | 22.1019 | 0 | 20.1124 | 0.31941 | 62.9683 | 20.1124 | 0.31941 | 62.9683 | 22.3191 | 0.35445 | 62.9683 | 0.514% | 0.13142 | 0.13073 | 32721.9695 | 2017.1563 | 396.1628 | 30308.6504 | 32724.2665 | 0 | 0 | 32724.2665 | 0.0007288%
2027 | 1242 | 1242-1084 | Tier-2 | Tier-2---12 | 2--5 | 34 | 1 | 456.1931 | 99.77% | 0% | 0.2285% | 3.8822 | 0 | 0 | 3.8822 | 0 | 3.5327 | 0.10647 | 33.1809 | 3.5327 | 0.10647 | 33.1809 | 3.9203 | 0.11815 | 33.1809 | 0.851% | 0.005996 | 0.0059449 | 76082.9136 | 12562.2691 | 164.6304 | 63356.014 | 76084.4092 | 0 | 0 | 76084.4092 | 0.000128%
2027 | 1243 | 1243-319R | Tier-2 | Tier-2---9 | 4--4 | 64 | 3 | 1178.043 | 99.35% | 0.5195% | 0.1323% | 15.9096 | 0 | 0 | 15.9096 | 0 | 14.4776 | 0.31941 | 45.3266 | 14.4776 | 0.31941 | 45.3266 | 16.066 | 0.35445 | 45.3266 | 1.351% | 0.081051 | 0.079949 | 14534.5899 | 742.8831 | 82.0978 | 13709.609 | 14535.8954 | 0 | 0 | 14535.8954 | 0.0005246%
2027 | 1243 | 1243-45R | Tier-2 | Tier-2---7 | 4--5 | 72 | 3 | 1878.3826 | 99.05% | 0.8285% | 0.1244% | 22.4808 | 0 | 0 | 22.4808 | 0 | 20.4573 | 0.31941 | 64.048 | 20.4573 | 0.31941 | 64.048 | 22.7018 | 0.35445 | 64.048 | 1.197% | 0.087615 | 0.086557 | 21438.9544 | 1134.9825 | 174.3683 | 20129.6036 | 21441.4532 | 0 | 0 | 21441.4532 | 0.0007413%
2027 | 1250 | 1250-27R | Tier-2 | Tier-2---6 | 5--5 | 152 | 1 | 6418.5082 | 93.04% | 6.917% | 0.04745% | 11.393 | 0 | 0 | 11.393 | 0 | 10.3675 | 0.10647 | 97.3762 | 10.3675 | 0.10647 | 97.3762 | 11.505 | 0.11815 | 97.3762 | 0.1775% | 0.097369 | 0.097184 | 65919.1509 | 5630.4753 | 4516.6533 | 55772.0223 | 65927.9263 | 0 | 0 | 65927.9263 | 0.0003757%
2027 | 1250 | 1250-671R | Tier-2 | Tier-2---6 | 4--5 | 48 | 2 | 6815.4278 | 94.54% | 5.441% | 0.023% | 77.8537 | 0 | 0 | 77.8537 | 0 | 70.8458 | 0.21294 | 332.7079 | 70.8458 | 0.21294 | 332.7079 | 78.6188 | 0.2363 | 332.7079 | 1.142% | 0.09205 | 0.090938 | 74040.4971 | 4546.125 | 3808.2018 | 65686.1703 | 74089.9753 | 0 | 0 | 74089.9753 | 0.002567%
2027 | 1250 | 1250-677R | Tier-2 | Tier-2---3 | 5--5 | 267 | 11 | 11748.9088 | 99.26% | 0.6837% | 0.05427% | 139.335 | 0 | 0 | 139.335 | 0 | 126.7929 | 1.1712 | 108.2634 | 126.7929 | 1.1712 | 108.2634 | 140.7044 | 1.2996 | 108.2634 | 1.186% | 0.11659 | 0.11519 | 100775.3024 | 5654.1223 | 691.5961 | 94429.584 | 100784.2949 | 0 | 0 | 100784.2949 | 0.004595%
2027 | 1250 | 1250-8R | Tier-2 | Tier-2---4 | 4--5 | 146 | 7 | 3684.9802 | 98.15% | 1.772% | 0.07391% | 50.2907 | 0 | 0 | 50.2907 | 0 | 45.7638 | 0.74528 | 61.405 | 45.7638 | 0.74528 | 61.405 | 50.7849 | 0.82705 | 61.405 | 1.365% | 0.092289 | 0.091005 | 39928.877 | 2037.4755 | 694.1813 | 37197.2202 | 39939.2687 | 0 | 0 | 39939.2687 | 0.001658%
2027 | 139 | 139-245AE | Tier-1 | Non-HFTD---14 | 2--2 | 165 | 11 | 5.6722 | 51.84% | 0% | 48.16% | 0.056845 | 0 | 0 | 0.056845 | 0 | 0.051728 | 1.1712 | 0.044168 | 0.051728 | 1.1712 | 0.044168 | 0.057403 | 1.2996 | 0.044168 | 1.002% | 0.010451 | 0.010249 | 542.7299 | 12.9713 | 449.0051 | 80.7535 | 547.8832 | 0 | 0 | 547.8832 | 1.875e-06%
2027 | 140 | 140-481R | Tier-1 | Non-HFTD---6 | 3--3 | 247 | 18 | 76.5519 | 22.22% | 72.37% | 5.415% | 0.35947 | 0 | 0 | 0.35947 | 0 | 0.32712 | 1.9164 | 0.17069 | 0.32712 | 1.9164 | 0.17069 | 0.36301 | 2.1267 | 0.17069 | 0.4696% | 0.022011 | 0.021546 | 3477.9247 | 36.4133 | 3060.5129 | 380.9986 | 3536.3283 | 0 | 0 | 3536.3283 | 1.185e-05%
2027 | 140 | 140-496 | Tier-1 | Non-HFTD---5 | 3--4 | 98 | 13 | 76.0759 | 10.21% | 86.85% | 2.935% | 0.29885 | 0 | 0 | 0.29885 | 0 | 0.27195 | 1.3841 | 0.19648 | 0.27195 | 1.3841 | 0.19648 | 0.30179 | 1.5359 | 0.19648 | 0.3928% | 0.01454 | 0.01398 | 5232.251 | 24.4481 | 4704.394 | 503.4089 | 5420.2092 | 0 | 0 | 5420.2092 | 9.855e-06%
2027 | 1448 | 1448-368 | Tier-1 | Non-HFTD---11 | 2--3 | 58 | 11 | 14.0801 | 87.11% | 0% | 12.89% | 0.67458 | 0 | 0 | 0.67458 | 0 | 0.61386 | 1.1712 | 0.52415 | 0.61386 | 1.1712 | 0.52415 | 0.68121 | 1.2996 | 0.52415 | 4.791% | 0.0077936 | 0.007365 | 1806.6243 | 108.7088 | 1083.8123 | 614.1032 | 1820.1789 | 0 | 0 | 1820.1789 | 2.225e-05%
2027 | 1458 | 1458-1056 | Tier-2 | Tier-2---11 | 5--3 | 22 | 1 | 427.4478 | 90.46% | 9.431% | 0.1062% | 5.0972 | 0 | 0 | 5.0972 | 0 | 4.6384 | 0.10647 | 43.5655 | 4.6384 | 0.10647 | 43.5655 | 5.1473 | 0.11815 | 43.5655 | 1.192% | 0.13508 | 0.1333 | 3164.5032 | 153.2716 | 270.9645 | 2740.2671 | 3168.5346 | 0 | 0 | 3168.5346 | 0.0001681%
2027 | 1458 | 1458-1058F | Tier-3 | Tier-3---13 | 5--5 | 36 | 4 | 2365.6896 | 85.54% | 14.42% | 0.04244% | 65.2036 | 0 | 0 | 65.2036 | 0 | 59.3343 | 0.42587 | 139.3238 | 59.3343 | 0.42587 | 139.3238 | 65.8444 | 0.4726 | 139.3238 | 2.756% | 0.13833 | 0.13388 | 17101.412 | 929.1062 | 2240.5309 | 13931.7749 | 17183.7588 | 0 | 0 | 17183.7588 | 0.00215%
2027 | 1458 | 1458-1061 | Tier-2 | Tier-2---5 | 5--5 | 80 | 6 | 4370.0987 | 98.67% | 1.293% | 0.03403% | 93.7887 | 0 | 0 | 93.7887 | 0 | 85.3464 | 0.63881 | 133.6021 | 85.3464 | 0.63881 | 133.6021 | 94.7104 | 0.7089 | 133.6021 | 2.146% | 0.14228 | 0.13918 | 30715.3399 | 3071.7122 | 374.3093 | 27269.3184 | 30724.3997 | 0 | 0 | 30724.3997 | 0.003093%
2027 | 1458 | 1458-1117F | Tier-2 | Tier-2---16 | 4--2 | 2 | 2 | 139.4631 | 0% | 100% | 0% | 0 | 0 | 0 | 0 | 0 | 0 | 0.21294 | 0 | 0 | 0.21294 | 0 | 0 | 0.2363 | 0 | 0% | 0.091116 | 0.064692 | 1530.6137 | 1.9599 | 1384.4341 | 144.2196 | 2155.7939 | 0 | 0 | 2155.7939 | 0%
2027 | 1458 | 1458-1131R | Tier-3 | Tier-3---4 | 5--5 | 188 | 2 | 15987.4265 | 99.09% | 0.8886% | 0.01928% | 48.8751 | 0 | 0 | 48.8751 | 0 | 44.4757 | 0.21294 | 208.868 | 44.4757 | 0.21294 | 208.868 | 49.3555 | 0.2363 | 208.868 | 0.3057% | 0.15941 | 0.15892 | 100291.8687 | 5185.6618 | 825.6268 | 94280.5802 | 100294.6865 | 0 | 0 | 100294.6865 | 0.001612%
2027 | 1458 | 1458-456F | Tier-2 | Tier-2---16 | 4--3 | 7 | 1 | 167.5686 | 29.81% | 70.17% | 0.01889% | 2.0693 | 0 | 0 | 2.0693 | 0 | 1.883 | 0.10647 | 17.686 | 1.883 | 0.10647 | 17.686 | 2.0896 | 0.11815 | 17.686 | 1.235% | 0.091761 | 0.087959 | 1826.1497 | 31.2269 | 1141.9419 | 652.9809 | 1881.5489 | 0 | 0 | 1881.5489 | 6.824e-05%
2027 | 1458 | 1458-565R | Tier-3 | Tier-3---6 | 5--5 | 127 | 6 | 8159.9793 | 99.25% | 0.7112% | 0.04348% | 110.9545 | 0 | 0 | 110.9545 | 0 | 100.9671 | 0.63881 | 158.0548 | 100.9671 | 0.63881 | 158.0548 | 112.0449 | 0.7089 | 158.0548 | 1.36% | 0.15819 | 0.15602 | 51582.9513 | 2671.5244 | 353.2832 | 48558.1438 | 51588.3586 | 0 | 0 | 51588.3586 | 0.003659%
2027 | 1458 | 1458-601R | Tier-3 | Tier-3---2 | 5--5 | 441 | 46 | 37077.302 | 99.36% | 0.615% | 0.02874% | 1114.3469 | 0 | 0 | 1114.3469 | 0 | 1014.0405 | 4.8975 | 207.0507 | 1014.0405 | 4.8975 | 207.0507 | 1125.2986 | 5.4349 | 207.0507 | 3.005% | 0.20421 | 0.19804 | 181561.9083 | 16225.6288 | 1105.2701 | 164231.0094 | 181598.3688 | 0 | 0 | 181598.3688 | 0.03675%
2027 | 1525 | 1525-23R | Tier-2 | Tier-2---20 | 4--1 | 9 | 3 | 8.268 | 89.5% | 6.947% | 3.548% | 0.71536 | 0 | 0 | 0.71536 | 0 | 0.65096 | 0.31941 | 2.0381 | 0.65096 | 0.31941 | 2.0381 | 0.72239 | 0.35445 | 2.0381 | 8.652% | 0.032823 | 0.02965 | 251.8988 | 16.5613 | 22.0923 | 213.2452 | 254.7279 | 0 | 0 | 254.7279 | 2.359e-05%
2027 | 157 | 157-165R | Tier-3 | Tier-3---18 | 5--2 | 87 | 3 | 418.5676 | 87.71% | 11.66% | 0.6303% | 3.6711 | 0 | 0 | 3.6711 | 0 | 3.3406 | 0.31941 | 10.4589 | 3.3406 | 0.31941 | 10.4589 | 3.7072 | 0.35445 | 10.4589 | 0.8771% | 0.28262 | 0.27979 | 1481.042 | 67.5847 | 171.9177 | 1241.5396 | 1482.8812 | 0 | 0 | 1482.8812 | 0.0001211%
2027 | 157 | 157-189R | Tier-3 | Tier-3---9 | 5--4 | 669 | 46 | 5507.0239 | 92.46% | 7.234% | 0.3043% | 101.5328 | 0 | 0 | 101.5328 | 0 | 92.3935 | 4.8975 | 18.8653 | 92.3935 | 4.8975 | 18.8653 | 102.5306 | 5.4349 | 18.8653 | 1.844% | 0.3705 | 0.36311 | 14863.9228 | 754.0463 | 1002.9719 | 13106.9046 | 14886.7215 | 0 | 0 | 14886.7215 | 0.003348%
2027 | 157 | 157-1928R | Tier-3 | Tier-3---11 | 5--4 | 60 | 2 | 3052.6745 | 99.07% | 0.8703% | 0.06204% | 29.2341 | 0 | 0 | 29.2341 | 0 | 26.6026 | 0.21294 | 124.9319 | 26.6026 | 0.21294 | 124.9319 | 29.5214 | 0.2363 | 124.9319 | 0.9577% | 0.2812 | 0.27849 | 10855.7292 | 566.799 | 90.102 | 10198.8282 | 10856.7171 | 0 | 0 | 10856.7171 | 0.000964%
2027 | 157 | 157-204R | Tier-3 | Tier-3---11 | 5--4 | 213 | 3 | 3876.1334 | 98.99% | 0.834% | 0.1804% | 15.6715 | 0 | 0 | 15.6715 | 0 | 14.2608 | 0.31941 | 44.6481 | 14.2608 | 0.31941 | 44.6481 | 15.8255 | 0.35445 | 44.6481 | 0.4043% | 0.32777 | 0.32643 | 11825.9094 | 682.672 | 178.5381 | 10964.6993 | 11826.4014 | 0 | 0 | 11826.4014 | 0.0005168%
2027 | 157 | 157-232R | Tier-3 | Tier-3---11 | 5--4 | 250 | 4 | 3160.5079 | 95.27% | 4.501% | 0.231% | 13.9709 | 0 | 0 | 13.9709 | 0 | 12.7133 | 0.42587 | 29.8523 | 12.7133 | 0.42587 | 29.8523 | 14.1082 | 0.4726 | 29.8523 | 0.442% | 0.32167 | 0.32018 | 9825.3054 | 518.5543 | 443.2857 | 8863.4653 | 9827.4726 | 0 | 0 | 9827.4726 | 0.0004607%
2027 | 157 | 157-257R | Tier-3 | Tier-3---14 | 5--4 | 554 | 15 | 2061.1876 | 81.54% | 17.79% | 0.6678% | 13.1969 | 0 | 0 | 13.1969 | 0 | 12.009 | 1.597 | 7.5196 | 12.009 | 1.597 | 7.5196 | 13.3266 | 1.7722 | 7.5196 | 0.6403% | 0.36686 | 0.36398 | 5618.4522 | 263.1979 | 939.0969 | 4416.1574 | 5626.6602 | 0 | 0 | 5626.6602 | 0.0004352%
2027 | 157 | 157-273R | Tier-3 | Tier-3---14 | 5--4 | 173 | 4 | 1867.403 | 95.01% | 4.712% | 0.2778% | 11.8966 | 0 | 0 | 11.8966 | 0 | 10.8257 | 0.42587 | 25.42 | 10.8257 | 0.42587 | 25.42 | 12.0135 | 0.4726 | 25.42 | 0.6371% | 0.32295 | 0.32079 | 5782.3142 | 331.2593 | 295.5406 | 5155.5144 | 5784.2618 | 0 | 0 | 5784.2618 | 0.0003923%
2027 | 157 | 157-81R | Tier-3 | Tier-3---3 | 5--5 | 675 | 32 | 18749.5963 | 97% | 2.901% | 0.09453% | 250.0519 | 0 | 0 | 250.0519 | 0 | 227.5438 | 3.407 | 66.7874 | 227.5438 | 3.407 | 66.7874 | 252.5094 | 3.7808 | 66.7874 | 1.334% | 0.38414 | 0.37885 | 48809.8885 | 2680.9552 | 1331.6361 | 44797.2971 | 48830.2667 | 0 | 0 | 48830.2667 | 0.008246%
2027 | 168 | 168-702F | Tier-1 | Non-HFTD---5 | 3--3 | 160 | 9 | 86.0496 | 96.13% | 0% | 3.875% | 1.3493 | 0 | 0 | 1.3493 | 0 | 1.2278 | 0.95822 | 1.2814 | 1.2278 | 0.95822 | 1.2814 | 1.3626 | 1.0633 | 1.2814 | 1.568% | 0.018904 | 0.018596 | 4551.8785 | 653.5513 | 447.4101 | 3450.917 | 4554.8034 | 0 | 0 | 4554.8034 | 4.449e-05%
2027 | 175 | 175-2024R | Tier-2 | Tier-2---5 | 5--5 | 103 | 5 | 4029.0085 | 99.1% | 0.8147% | 0.08289% | 56.2099 | 0 | 0 | 56.2099 | 0 | 51.1503 | 0.53234 | 96.0854 | 51.1503 | 0.53234 | 96.0854 | 56.7624 | 0.59075 | 96.0854 | 1.395% | 0.19114 | 0.18845 | 21078.6803 | 2171.1598 | 170.5146 | 18737.0059 | 21081.3819 | 0 | 0 | 21081.3819 | 0.001854%
2027 | 175 | 175-64R | Tier-3 | Tier-3---11 | 5--5 | 239 | 10 | 4385.4004 | 97.52% | 2.308% | 0.1684% | 51.8942 | 0 | 0 | 51.8942 | 0 | 47.223 | 1.0647 | 44.354 | 47.223 | 1.0647 | 44.354 | 52.4042 | 1.1815 | 44.354 | 1.183% | 0.20232 | 0.19987 | 21675.2228 | 1490.2349 | 476.6065 | 19708.3814 | 21681.8162 | 0 | 0 | 21681.8162 | 0.001711%
2027 | 175 | 175-90R | Tier-3 | Tier-3---9 | 5--5 | 300 | 6 | 5741.4949 | 96.86% | 2.992% | 0.1472% | 32.2554 | 0 | 0 | 32.2554 | 0 | 29.352 | 0.63881 | 45.9478 | 29.352 | 0.63881 | 45.9478 | 32.5724 | 0.7089 | 45.9478 | 0.5618% | 0.20491 | 0.20372 | 28019.3198 | 1604.6601 | 781.1853 | 25633.4744 | 28024.4507 | 0 | 0 | 28024.4507 | 0.001064%
2027 | 175 | 175-94R | Tier-2 | Tier-2---10 | 5--4 | 52 | 6 | 836.2457 | 79.76% | 20.09% | 0.1547% | 22.3181 | 0 | 0 | 22.3181 | 0 | 20.3091 | 0.63881 | 31.7921 | 20.3091 | 0.63881 | 31.7921 | 22.5374 | 0.7089 | 31.7921 | 2.669% | 0.16555 | 0.16001 | 5051.3061 | 289.0942 | 923.2368 | 3838.9751 | 5086.7038 | 0 | 0 | 5086.7038 | 0.000736%
2027 | 176 | 176-161R | Tier-3 | Tier-3---5 | 5--5 | 236 | 3 | 11523.3049 | 98.77% | 1.172% | 0.05875% | 41.957 | 0 | 0 | 41.957 | 0 | 38.1803 | 0.31941 | 119.5357 | 38.1803 | 0.31941 | 119.5357 | 42.3694 | 0.35445 | 119.5357 | 0.3641% | 0.22417 | 0.22334 | 51404.5427 | 2861.3734 | 647.4738 | 47895.6955 | 51406.8842 | 0 | 0 | 51406.8842 | 0.001384%
2027 | 176 | 176-164R | Tier-3 | Tier-3---11 | 5--5 | 131 | 1 | 4184.7467 | 98.1% | 1.799% | 0.1047% | 9.0876 | 0 | 0 | 9.0876 | 0 | 8.2696 | 0.10647 | 77.6716 | 8.2696 | 0.10647 | 77.6716 | 9.1769 | 0.11815 | 77.6716 | 0.2172% | 0.20727 | 0.20681 | 20189.7554 | 1135.7308 | 339.0696 | 18714.955 | 20190.6082 | 0 | 0 | 20190.6082 | 0.0002997%
2027 | 176 | 176-1834R | Tier-3 | Tier-3---5 | 5--5 | 312 | 3 | 10068.5168 | 97.13% | 2.784% | 0.0867% | 27.2698 | 0 | 0 | 27.2698 | 0 | 24.8152 | 0.31941 | 77.6918 | 24.8152 | 0.31941 | 77.6918 | 27.5378 | 0.35445 | 77.6918 | 0.2708% | 0.23205 | 0.2314 | 43390.2136 | 3622.3985 | 1240.781 | 38527.0341 | 43393.696 | 0 | 0 | 43393.696 | 0.0008993%
2027 | 176 | 176-1836R | Tier-2 | Tier-2---11 | 5--3 | 50 | 4 | 404.4817 | 67.64% | 32.12% | 0.2398% | 6.3471 | 0 | 0 | 6.3471 | 0 | 5.7758 | 0.42587 | 13.5623 | 5.7758 | 0.42587 | 13.5623 | 6.4095 | 0.4726 | 13.5623 | 1.569% | 0.10638 | 0.10391 | 3802.2631 | 239.6225 | 1178.8168 | 2383.8239 | 3831.4885 | 0 | 0 | 3831.4885 | 0.0002093%
2027 | 176 | 176-194R | Tier-3 | Tier-3---9 | 5--5 | 214 | 4 | 4934.1603 | 97.7% | 2.178% | 0.1196% | 26.1313 | 0 | 0 | 26.1313 | 0 | 23.7791 | 0.42587 | 55.836 | 23.7791 | 0.42587 | 55.836 | 26.3881 | 0.4726 | 55.836 | 0.5296% | 0.21542 | 0.21425 | 22904.8386 | 1316.8845 | 471.0491 | 21116.9051 | 22907.7074 | 0 | 0 | 22907.7074 | 0.0008617%
2027 | 176 | 176-197F | Tier-3 | Tier-3---5 | 5--5 | 345 | 1 | 13172.958 | 96.8% | 3.124% | 0.0728% | 10.7189 | 0 | 0 | 10.7189 | 0 | 9.7541 | 0.10647 | 91.6149 | 9.7541 | 0.10647 | 91.6149 | 10.8243 | 0.11815 | 91.6149 | 0.08137% | 0.23242 | 0.23222 | 56678.2638 | 5414.7581 | 1674.033 | 49589.4726 | 56679.7881 | 0 | 0 | 56679.7881 | 0.0003535%
2027 | 177 | 177-955 | Tier-2 | Tier-2---5 | 5--5 | 176 | 3 | 2963.4059 | 78.23% | 21.66% | 0.1106% | 11.4595 | 0 | 0 | 11.4595 | 0 | 10.428 | 0.31941 | 32.6482 | 10.428 | 0.31941 | 32.6482 | 11.5721 | 0.35445 | 32.6482 | 0.3867% | 0.11726 | 0.11668 | 25272.526 | 2362.8504 | 4989.1737 | 17920.5019 | 25299.8587 | 0 | 0 | 25299.8587 | 0.0003779%
2027 | 178 | 178-968AE | Tier-2 | Tier-2---18 | 3--3 | 200 | 2 | 47.6106 | 91.21% | 0% | 8.789% | 0.12594 | 0 | 0 | 0.12594 | 0 | 0.1146 | 0.21294 | 0.53819 | 0.1146 | 0.21294 | 0.53819 | 0.12717 | 0.2363 | 0.53819 | 0.2645% | 0.018466 | 0.018413 | 2578.2566 | 231.3064 | 796.8416 | 1550.1086 | 2578.9156 | 0 | 0 | 2578.9156 | 4.153e-06%
2027 | 182 | 182-2240F | Tier-2 | Tier-2---2 | 5--5 | 291 | 9 | 11917.1989 | 94.29% | 5.651% | 0.05821% | 100.784 | 0 | 0 | 100.784 | 0 | 91.712 | 0.95822 | 95.7113 | 91.712 | 0.95822 | 95.7113 | 101.7745 | 1.0633 | 95.7113 | 0.8457% | 0.1455 | 0.1442 | 81902.6704 | 14617.7682 | 4685.118 | 62599.7842 | 81944.9886 | 0 | 0 | 81944.9886 | 0.003323%
2027 | 182 | 182-2250 | Tier-2 | Tier-2---8 | 5--5 | 26 | 9 | 1939.2132 | 99.74% | 0.2126% | 0.04638% | 194.163 | 0 | 0 | 194.163 | 0 | 176.6857 | 0.95822 | 184.3903 | 176.6857 | 0.95822 | 184.3903 | 196.0712 | 1.0633 | 184.3903 | 10.01% | 0.10496 | 0.094421 | 18476.2986 | 952.6245 | 43.2141 | 17480.4599 | 18481.6385 | 0 | 0 | 18481.6385 | 0.006403%
2027 | 182 | 182-2252R | Tier-2 | Tier-2---5 | 5--5 | 104 | 9 | 4229.9446 | 99.22% | 0.7256% | 0.05893% | 105.3225 | 0 | 0 | 105.3225 | 0 | 95.842 | 0.95822 | 100.0214 | 95.842 | 0.95822 | 100.0214 | 106.3576 | 1.0633 | 100.0214 | 2.49% | 0.11307 | 0.11023 | 37409.5665 | 1975.2658 | 266.8712 | 35167.4295 | 37417.1218 | 0 | 0 | 37417.1218 | 0.003473%
2027 | 183 | 183-439 | Tier-2 | Tier-2---14 | 3--5 | 42 | 2 | 316.4778 | 66.23% | 33.5% | 0.2671% | 2.8945 | 0 | 0 | 2.8945 | 0 | 2.634 | 0.21294 | 12.3698 | 2.634 | 0.21294 | 12.3698 | 2.923 | 0.2363 | 12.3698 | 0.9146% | 0.018422 | 0.018168 | 17179.1509 | 725.6319 | 5296.9277 | 11156.5913 | 17260.3865 | 0 | 0 | 17260.3865 | 9.545e-05%
2027 | 183 | 183-440 | Tier-2 | Tier-2---12 | 3--5 | 114 | 3 | 471.2015 | 74.37% | 25.17% | 0.4626% | 2.6743 | 0 | 0 | 2.6743 | 0 | 2.4336 | 0.31941 | 7.6192 | 2.4336 | 0.31941 | 7.6192 | 2.7006 | 0.35445 | 7.6192 | 0.5676% | 0.025335 | 0.025142 | 18598.5411 | 874.6942 | 4409.0899 | 13314.757 | 18635.2 | 0 | 0 | 18635.2 | 8.819e-05%
2027 | 185 | 185-51F | Tier-2 | Tier-2---7 | 4--5 | 260 | 19 | 1723.9707 | 91.93% | 7.724% | 0.3493% | 33.5852 | 0 | 0 | 33.5852 | 0 | 30.5621 | 2.0229 | 15.1081 | 30.5621 | 2.0229 | 15.1081 | 33.9153 | 2.2448 | 15.1081 | 1.948% | 0.048222 | 0.0472 | 35751.0066 | 2801.5482 | 2693.3974 | 30256.061 | 35813.5003 | 0 | 0 | 35813.5003 | 0.001108%
2027 | 198 | 198-37R | Tier-2 | Tier-2---9 | 4--5 | 188 | 4 | 973.0999 | 95.53% | 4.02% | 0.4464% | 5.7361 | 0 | 0 | 5.7361 | 0 | 5.2197 | 0.42587 | 12.2565 | 5.2197 | 0.42587 | 12.2565 | 5.7924 | 0.4726 | 12.2565 | 0.5895% | 0.030671 | 0.030482 | 31727.0349 | 11360.5744 | 2371.5133 | 17994.9472 | 31735.8328 | 0 | 0 | 31735.8328 | 0.0001892%
2027 | 204 | 204-32R | Tier-2 | Tier-2---11 | 4--4 | 336 | 24 | 490.4615 | 96.36% | 1.259% | 2.378% | 9.79 | 0 | 0 | 9.79 | 0 | 8.9088 | 2.5552 | 3.4865 | 8.9088 | 2.5552 | 3.4865 | 9.8862 | 2.8356 | 3.4865 | 1.996% | 0.087106 | 0.085302 | 5630.6279 | 367.679 | 185.9169 | 5077.0321 | 5634.9601 | 0 | 0 | 5634.9601 | 0.0003228%
2027 | 206 | 206-1105 | Tier-2 | Tier-2---9 | 3--5 | 132 | 4 | 1279.0443 | 99.78% | 0% | 0.2159% | 11.2158 | 0 | 0 | 11.2158 | 0 | 10.2062 | 0.42587 | 23.9654 | 10.2062 | 0.42587 | 23.9654 | 11.3261 | 0.4726 | 23.9654 | 0.8769% | 0.014019 | 0.013896 | 91236.4892 | 5528.0185 | 303.6221 | 85404.8486 | 91238.2352 | 0 | 0 | 91238.2352 | 0.0003699%
2027 | 206 | 206-1817 | Tier-2 | Tier-2---4 | 4--5 | 413 | 12 | 2976.5734 | 99.75% | 0% | 0.2502% | 25.0183 | 0 | 0 | 25.0183 | 0 | 22.7663 | 1.2776 | 17.8193 | 22.7663 | 1.2776 | 17.8193 | 25.2642 | 1.4178 | 17.8193 | 0.8405% | 0.038208 | 0.037886 | 77904.8627 | 4581.6453 | 274.9924 | 73048.225 | 77906.5189 | 0 | 0 | 77906.5189 | 0.000825%
2027 | 209 | 209-1769F | Tier-2 | Tier-2---6 | 5--5 | 1069 | 76 | 8462.8018 | 99.74% | 0% | 0.2593% | 174.0286 | 0 | 0 | 174.0286 | 0 | 158.3637 | 8.0916 | 19.5714 | 158.3637 | 8.0916 | 19.5714 | 175.739 | 8.9794 | 19.5714 | 2.056% | 0.11169 | 0.10939 | 75768.5529 | 4573.9666 | 302.4119 | 70892.1744 | 75772.6881 | 0 | 0 | 75772.6881 | 0.005739%
2027 | 210 | 210-172R | Tier-2 | Tier-2---11 | 5--2 | 111 | 9 | 498.1496 | 90.1% | 9.186% | 0.7154% | 10.5535 | 0 | 0 | 10.5535 | 0 | 9.6035 | 0.95822 | 10.0223 | 9.6035 | 0.95822 | 10.0223 | 10.6572 | 1.0633 | 10.0223 | 2.119% | 0.32588 | 0.31821 | 1528.6439 | 54.3411 | 137.5486 | 1336.7541 | 1532.2886 | 0 | 0 | 1532.2886 | 0.000348%
2027 | 210 | 210-392R | Tier-2 | Tier-2---10 | 5--3 | 221 | 8 | 1037.8957 | 85.73% | 13.64% | 0.6245% | 9.341 | 0 | 0 | 9.341 | 0 | 8.5002 | 0.85175 | 9.9797 | 8.5002 | 0.85175 | 9.9797 | 9.4328 | 0.9452 | 9.9797 | 0.9% | 0.34771 | 0.34406 | 2984.984 | 126.9167 | 388.4133 | 2469.654 | 2989.5023 | 0 | 0 | 2989.5023 | 0.000308%
2027 | 210 | 210-394R | Tier-2 | Tier-2---16 | 5--2 | 77 | 15 | 170.5929 | 70.47% | 28.1% | 1.432% | 6.7917 | 0 | 0 | 6.7917 | 0 | 6.1803 | 1.597 | 3.8699 | 6.1803 | 1.597 | 3.8699 | 6.8584 | 1.7722 | 3.8699 | 3.981% | 0.31841 | 0.30043 | 535.7584 | 19.2532 | 128.0571 | 388.4481 | 545.2306 | 0 | 0 | 545.2306 | 0.000224%
2027 | 210 | 210-9R | Tier-2 | Tier-2---13 | 5--2 | 95 | 17 | 317.7725 | 50.82% | 48.53% | 0.6462% | 8.3813 | 0 | 0 | 8.3813 | 0 | 7.6269 | 1.81 | 4.2138 | 7.6269 | 1.81 | 4.2138 | 8.4637 | 2.0085 | 4.2138 | 2.638% | 0.31397 | 0.29768 | 1012.1143 | 32.0834 | 459.6705 | 520.3604 | 1039.3568 | 0 | 0 | 1039.3568 | 0.0002764%
2027 | 211 | 211-279R | Tier-2 | Tier-2---10 | 5--3 | 293 | 7 | 1199.6322 | 89.49% | 9.8% | 0.7134% | 7.4376 | 0 | 0 | 7.4376 | 0 | 6.7682 | 0.74528 | 9.0814 | 6.7682 | 0.74528 | 9.0814 | 7.5107 | 0.82705 | 9.0814 | 0.62% | 0.37314 | 0.37055 | 3215.0069 | 112.0942 | 354.3013 | 2748.6114 | 3217.365 | 0 | 0 | 3217.365 | 0.0002453%
2027 | 211 | 211-312R | Tier-2 | Tier-2---8 | 5--3 | 420 | 20 | 1809.5147 | 84.26% | 15.08% | 0.6521% | 21.0566 | 0 | 0 | 21.0566 | 0 | 19.1612 | 2.1294 | 8.9985 | 19.1612 | 2.1294 | 8.9985 | 21.2635 | 2.363 | 8.9985 | 1.164% | 0.39031 | 0.38492 | 4636.1485 | 245.0801 | 661.0984 | 3729.97 | 4646.3636 | 0 | 0 | 4646.3636 | 0.0006944%
2027 | 211 | 211-771R | Tier-3 | Tier-3---14 | 5--4 | 279 | 15 | 1890.633 | 91.06% | 8.49% | 0.4466% | 26.8433 | 0 | 0 | 26.8433 | 0 | 24.4271 | 1.597 | 15.2954 | 24.4271 | 1.597 | 15.2954 | 27.1072 | 1.7722 | 15.2954 | 1.42% | 0.3743 | 0.36847 | 5051.0602 | 188.146 | 399.018 | 4463.8962 | 5058.2094 | 0 | 0 | 5058.2094 | 0.0008852%
2027 | 212 | 212-1177R | Tier-2 | Tier-2---8 | 5--4 | 287 | 5 | 1738.9252 | 95.43% | 4.096% | 0.4776% | 8.3837 | 0 | 0 | 8.3837 | 0 | 7.6291 | 0.53234 | 14.3311 | 7.6291 | 0.53234 | 14.3311 | 8.4661 | 0.59075 | 14.3311 | 0.4821% | 0.15054 | 0.14978 | 11551.4959 | 598.6378 | 571.3977 | 10381.4604 | 11554.1785 | 0 | 0 | 11554.1785 | 0.0002765%
2027 | 212 | 212-1204R | Tier-2 | Tier-2---8 | 5--4 | 219 | 2 | 1570.3762 | 94.97% | 4.642% | 0.3849% | 3.9499 | 0 | 0 | 3.9499 | 0 | 3.5944 | 0.21294 | 16.8799 | 3.5944 | 0.21294 | 16.8799 | 3.9887 | 0.2363 | 16.8799 | 0.2515% | 0.19221 | 0.1917 | 8170.2767 | 423.629 | 402.249 | 7344.3988 | 8171.3674 | 0 | 0 | 8171.3674 | 0.0001303%
2027 | 212 | 212-638R | Tier-2 | Tier-2---11 | 5--4 | 79 | 2 | 609.7797 | 99.07% | 0.4924% | 0.4406% | 4.4351 | 0 | 0 | 4.4351 | 0 | 4.0359 | 0.21294 | 18.9534 | 4.0359 | 0.21294 | 18.9534 | 4.4787 | 0.2363 | 18.9534 | 0.7273% | 0.10708 | 0.10629 | 5694.8842 | 240.5228 | 69.3628 | 5384.9986 | 5695.2771 | 0 | 0 | 5695.2771 | 0.0001463%
2027 | 212 | 212-725R | Tier-3 | Tier-3---10 | 5--5 | 218 | 7 | 4887.8267 | 99.15% | 0.7265% | 0.1225% | 45.1287 | 0 | 0 | 45.1287 | 0 | 41.0665 | 0.74528 | 55.1022 | 41.0665 | 0.74528 | 55.1022 | 45.5722 | 0.82705 | 55.1022 | 0.9233% | 0.13941 | 0.13811 | 35061.0556 | 1697.3046 | 267.0507 | 33096.7003 | 35063.8535 | 0 | 0 | 35063.8535 | 0.001488%
2027 | 212 | 212-734R | Tier-2 | Tier-2---10 | 5--4 | 273 | 7 | 1265.9596 | 97.92% | 1.386% | 0.6959% | 9.2176 | 0 | 0 | 9.2176 | 0 | 8.3879 | 0.74528 | 11.2547 | 8.3879 | 0.74528 | 11.2547 | 9.3082 | 0.82705 | 11.2547 | 0.7281% | 0.17753 | 0.17621 | 7130.7609 | 270.2179 | 291.48 | 6569.0631 | 7131.8729 | 0 | 0 | 7131.8729 | 0.000304%
2027 | 212 | 212-739R | Tier-3 | Tier-3---15 | 5--4 | 201 | 11 | 998.7912 | 96.62% | 2.787% | 0.5903% | 15.316 | 0 | 0 | 15.316 | 0 | 13.9374 | 1.1712 | 11.9006 | 13.9374 | 1.1712 | 11.9006 | 15.4666 | 1.2996 | 11.9006 | 1.533% | 0.13097 | 0.12889 | 7626.107 | 388.5698 | 248.0646 | 6989.4726 | 7630.2611 | 0 | 0 | 7630.2611 | 0.0005051%
2027 | 212 | 212-743R | Tier-2 | Tier-2---13 | 5--3 | 71 | 16 | 261.4279 | 97.06% | 2.12% | 0.8249% | 16.5818 | 0 | 0 | 16.5818 | 0 | 15.0892 | 1.7035 | 8.8578 | 15.0892 | 1.7035 | 8.8578 | 16.7447 | 1.8904 | 8.8578 | 6.343% | 0.11654 | 0.10893 | 2243.1612 | 103.5889 | 60.4407 | 2079.1316 | 2247.7798 | 0 | 0 | 2247.7798 | 0.0005468%
2027 | 212 | 212-758R | Tier-2 | Tier-2---8 | 5--4 | 201 | 5 | 1482.4618 | 97.27% | 2.316% | 0.4117% | 10.4027 | 0 | 0 | 10.4027 | 0 | 9.4663 | 0.53234 | 17.7824 | 9.4663 | 0.53234 | 17.7824 | 10.5049 | 0.59075 | 17.7824 | 0.7017% | 0.1427 | 0.14167 | 10388.4417 | 533.566 | 267.0613 | 9587.8143 | 10390.5005 | 0 | 0 | 10390.5005 | 0.000343%
2027 | 212 | 212-773R | Tier-2 | Tier-2---5 | 5--4 | 297 | 18 | 2758.5667 | 95.78% | 3.96% | 0.2633% | 46.4363 | 0 | 0 | 46.4363 | 0 | 42.2564 | 1.9164 | 22.0495 | 42.2564 | 1.9164 | 22.0495 | 46.8927 | 2.1267 | 22.0495 | 1.683% | 0.19881 | 0.19532 | 13875.2805 | 746.7621 | 538.2266 | 12590.2917 | 13885.7637 | 0 | 0 | 13885.7637 | 0.001531%
2027 | 212 | 212-799R | Tier-2 | Tier-2---10 | 5--4 | 115 | 8 | 1038.8005 | 97.12% | 2.539% | 0.3416% | 20.353 | 0 | 0 | 20.353 | 0 | 18.521 | 0.85175 | 21.7447 | 18.521 | 0.85175 | 21.7447 | 20.5531 | 0.9452 | 21.7447 | 1.959% | 0.12493 | 0.12241 | 8315.0604 | 411.6865 | 218.9209 | 7684.453 | 8319.9917 | 0 | 0 | 8319.9917 | 0.0006712%
2027 | 212 | 212-880R | Tier-2 | Tier-2---16 | 5--2 | 31 | 1 | 104.9439 | 97.78% | 1.295% | 0.9224% | 0.95996 | 0 | 0 | 0.95996 | 0 | 0.87355 | 0.10647 | 8.2048 | 0.87355 | 0.10647 | 8.2048 | 0.9694 | 0.11815 | 8.2048 | 0.9147% | 0.10736 | 0.10636 | 977.4994 | 42.0611 | 20.0248 | 915.4135 | 977.7041 | 0 | 0 | 977.7041 | 3.166e-05%
2027 | 212 | 212-886R | Tier-2 | Tier-2---8 | 5--4 | 155 | 13 | 2163.5248 | 98.72% | 1.034% | 0.2463% | 51.9488 | 0 | 0 | 51.9488 | 0 | 47.2727 | 1.3841 | 34.1544 | 47.2727 | 1.3841 | 34.1544 | 52.4593 | 1.5359 | 34.1544 | 2.401% | 0.18767 | 0.1831 | 11528.3958 | 592.0091 | 130.2023 | 10806.1843 | 11532.0752 | 0 | 0 | 11532.0752 | 0.001713%
2027 | 212 | 212-888R | Tier-2 | Tier-2---8 | 5--4 | 147 | 12 | 1471.0622 | 97.82% | 1.883% | 0.2988% | 34.0655 | 0 | 0 | 34.0655 | 0 | 30.9991 | 1.2776 | 24.2631 | 30.9991 | 1.2776 | 24.2631 | 34.4003 | 1.4178 | 24.2631 | 2.316% | 0.13116 | 0.12805 | 11216.1087 | 603.389 | 219.1134 | 10393.6063 | 11222.0414 | 0 | 0 | 11222.0414 | 0.001123%
2027 | 214 | 214-1122R | Tier-3 | Tier-3---3 | 5--5 | 446 | 10 | 26281.1502 | 98.91% | 1.048% | 0.04591% | 169.0168 | 0 | 0 | 169.0168 | 0 | 153.803 | 1.0647 | 144.4588 | 153.803 | 1.0647 | 144.4588 | 170.6779 | 1.1815 | 144.4588 | 0.6431% | 0.26918 | 0.26743 | 97635.635 | 5011.5122 | 984.8064 | 91639.3164 | 97642.6262 | 0 | 0 | 97642.6262 | 0.005574%
2027 | 214 | 214-1135R | Tier-3 | Tier-3---6 | 4--5 | 285 | 20 | 6666.9216 | 99.41% | 0.4702% | 0.123% | 134.8729 | 0 | 0 | 134.8729 | 0 | 122.7325 | 2.1294 | 57.638 | 122.7325 | 2.1294 | 57.638 | 136.1984 | 2.363 | 57.638 | 2.023% | 0.090777 | 0.08893 | 73442.8498 | 4553.5888 | 482.5906 | 68406.6704 | 73451.8999 | 0 | 0 | 73451.8999 | 0.004448%
2027 | 214 | 214-17AE | Tier-3 | Tier-3---17 | 4--4 | 157 | 15 | 484.0355 | 97.4% | 1.48% | 1.12% | 13.0625 | 0 | 0 | 13.0625 | 0 | 11.8867 | 1.597 | 7.443 | 11.8867 | 1.597 | 7.443 | 13.1909 | 1.7722 | 7.443 | 2.699% | 0.071957 | 0.069963 | 6726.7702 | 365.2505 | 154.8548 | 6206.6649 | 6731.7533 | 0 | 0 | 6731.7533 | 0.0004308%
2027 | 214 | 214-4R | Tier-3 | Tier-3---17 | 4--4 | 94 | 1 | 400.1895 | 97.86% | 1.359% | 0.7809% | 1.2082 | 0 | 0 | 1.2082 | 0 | 1.0994 | 0.10647 | 10.3265 | 1.0994 | 0.10647 | 10.3265 | 1.2201 | 0.11815 | 10.3265 | 0.3019% | 0.059676 | 0.059491 | 6706.0819 | 383.8314 | 129.2907 | 6192.9598 | 6706.5261 | 0 | 0 | 6706.5261 | 3.984e-05%
2027 | 214 | 214-536R | Tier-3 | Tier-3---17 | 4--4 | 70 | 1 | 513.3291 | 98.71% | 0.8845% | 0.4005% | 2.0993 | 0 | 0 | 2.0993 | 0 | 1.9104 | 0.10647 | 17.9429 | 1.9104 | 0.10647 | 17.9429 | 2.12 | 0.11815 | 17.9429 | 0.409% | 0.053744 | 0.053521 | 9551.4463 | 547.5853 | 232.0453 | 8771.8157 | 9551.9569 | 0 | 0 | 9551.9569 | 6.923e-05%
2027 | 214 | 214-583R | Tier-3 | Tier-3---13 | 4--5 | 174 | 3 | 2208.3134 | 99.09% | 0.6816% | 0.2244% | 10.9415 | 0 | 0 | 10.9415 | 0 | 9.9566 | 0.31941 | 31.1725 | 9.9566 | 0.31941 | 31.1725 | 11.0491 | 0.35445 | 31.1725 | 0.4955% | 0.070413 | 0.070061 | 31362.296 | 1883.6813 | 422.1722 | 29056.4425 | 31363.7239 | 0 | 0 | 31363.7239 | 0.0003608%
2027 | 214 | 214-613R | Tier-3 | Tier-3---14 | 5--3 | 196 | 11 | 1721.769 | 85.69% | 14.07% | 0.2459% | 24.0119 | 0 | 0 | 24.0119 | 0 | 21.8505 | 1.1712 | 18.6573 | 21.8505 | 1.1712 | 18.6573 | 24.2479 | 1.2996 | 18.6573 | 1.395% | 0.43289 | 0.42584 | 3977.4025 | 197.1566 | 516.9968 | 3263.2491 | 3986.8209 | 0 | 0 | 3986.8209 | 0.0007918%
2027 | 214 | 214-647R | Tier-3 | Tier-3---8 | 5--5 | 264 | 2 | 22354.3085 | 99.24% | 0.73% | 0.02701% | 48.7399 | 0 | 0 | 48.7399 | 0 | 44.3527 | 0.21294 | 208.2904 | 44.3527 | 0.21294 | 208.2904 | 49.219 | 0.2363 | 208.2904 | 0.218% | 0.23844 | 0.23791 | 93753.9152 | 4640.4334 | 647.6025 | 88465.8794 | 93755.478 | 0 | 0 | 93755.478 | 0.001607%
2027 | 215 | 215-1531R | Tier-2 | Tier-2---2 | 5--5 | 256 | 19 | 12702.4119 | 98.21% | 1.737% | 0.04837% | 268.5172 | 0 | 0 | 268.5172 | 0 | 244.347 | 2.0229 | 120.7905 | 244.347 | 2.0229 | 120.7905 | 271.1562 | 2.2448 | 120.7905 | 2.114% | 0.20291 | 0.19854 | 62600.9651 | 3773.3762 | 1033.6342 | 57793.9547 | 62625.556 | 0 | 0 | 62625.556 | 0.008855%
2027 | 215 | 215-1534R | Tier-2 | Tier-2---1 | 5--5 | 243 | 11 | 19489.7064 | 99% | 0.9737% | 0.02962% | 253.2856 | 0 | 0 | 253.2856 | 0 | 230.4864 | 1.1712 | 196.8031 | 230.4864 | 1.1712 | 196.8031 | 255.7749 | 1.2996 | 196.8031 | 1.3% | 0.1982 | 0.1956 | 98331.2515 | 6096.0396 | 907.1497 | 91328.0622 | 98344.3747 | 0 | 0 | 98344.3747 | 0.008352%
2027 | 215 | 215-1544R | Tier-2 | Tier-2---8 | 5--4 | 53 | 7 | 1412.4296 | 98.09% | 1.785% | 0.1216% | 53.0671 | 0 | 0 | 53.0671 | 0 | 48.2903 | 0.74528 | 64.795 | 48.2903 | 0.74528 | 64.795 | 53.5886 | 0.82705 | 64.795 | 3.757% | 0.10891 | 0.10474 | 12968.9923 | 1067.1746 | 223.4801 | 11678.3376 | 12978.8422 | 0 | 0 | 12978.8422 | 0.00175%
2027 | 215 | 215-38R | Tier-3 | Tier-3---10 | 5--5 | 126 | 3 | 5434.8155 | 98.92% | 1.009% | 0.07406% | 37.1196 | 0 | 0 | 37.1196 | 0 | 33.7783 | 0.31941 | 105.7538 | 33.7783 | 0.31941 | 105.7538 | 37.4844 | 0.35445 | 105.7538 | 0.683% | 0.12528 | 0.12441 | 43381.3494 | 2695.9135 | 518.8073 | 40166.6286 | 43384.6168 | 0 | 0 | 43384.6168 | 0.001224%
2027 | 216 | 216-1859F | Tier-3 | Tier-3---4 | 5--5 | 268 | 8 | 14041.2877 | 99.19% | 0.7753% | 0.03948% | 120.561 | 0 | 0 | 120.561 | 0 | 109.7089 | 0.85175 | 128.8045 | 109.7089 | 0.85175 | 128.8045 | 121.7459 | 0.9452 | 128.8045 | 0.8586% | 0.15704 | 0.15568 | 89409.7822 | 5511.6035 | 666.6545 | 83231.5241 | 89416.1438 | 0 | 0 | 89416.1438 | 0.003976%
2027 | 217 | 217-41AE | Tier-2 | Tier-2---8 | 5--4 | 456 | 24 | 2013.5966 | 89.22% | 10.31% | 0.4697% | 27.4222 | 0 | 0 | 27.4222 | 0 | 24.9539 | 2.5552 | 9.7658 | 24.9539 | 2.5552 | 9.7658 | 27.6917 | 2.8356 | 9.7658 | 1.362% | 0.19664 | 0.19364 | 10240.1297 | 587.5443 | 1012.3349 | 8640.2505 | 10257.2319 | 0 | 0 | 10257.2319 | 0.0009043%
2027 | 217 | 217-48AE | Tier-2 | Tier-2---8 | 5--4 | 344 | 17 | 2727.5845 | 87.85% | 11.78% | 0.3693% | 34.3406 | 0 | 0 | 34.3406 | 0 | 31.2495 | 1.81 | 17.2652 | 31.2495 | 1.81 | 17.2652 | 34.6781 | 2.0085 | 17.2652 | 1.259% | 0.20236 | 0.19946 | 13478.9252 | 762.7474 | 1447.8056 | 11268.3722 | 13502.7372 | 0 | 0 | 13502.7372 | 0.001132%
2027 | 217 | 217-835R | Tier-3 | Tier-3---5 | 5--5 | 319 | 7 | 10686.9326 | 98.68% | 1.222% | 0.09479% | 67.1124 | 0 | 0 | 67.1124 | 0 | 61.0713 | 0.74528 | 81.9443 | 61.0713 | 0.74528 | 81.9443 | 67.7719 | 0.82705 | 81.9443 | 0.628% | 0.28412 | 0.28231 | 37613.7803 | 2195.3355 | 434.0984 | 34984.3464 | 37616.9519 | 0 | 0 | 37616.9519 | 0.002213%
2027 | 217 | 217-837R | Tier-3 | Tier-3---12 | 5--5 | 293 | 20 | 3657.1834 | 94.66% | 5.124% | 0.2164% | 68.5283 | 0 | 0 | 68.5283 | 0 | 62.3598 | 2.1294 | 29.2856 | 62.3598 | 2.1294 | 29.2856 | 69.2017 | 2.363 | 29.2856 | 1.874% | 0.14269 | 0.13987 | 25630.0196 | 1643.4761 | 1395.4824 | 22591.0611 | 25657.6638 | 0 | 0 | 25657.6638 | 0.00226%
2027 | 217 | 217-972R | Tier-2 | Tier-2---8 | 5--4 | 256 | 12 | 1438.6594 | 90.88% | 8.66% | 0.4639% | 17.7725 | 0 | 0 | 17.7725 | 0 | 16.1727 | 1.2776 | 12.6585 | 16.1727 | 1.2776 | 12.6585 | 17.9471 | 1.4178 | 12.6585 | 1.235% | 0.18227 | 0.17979 | 7892.9777 | 484.1091 | 632.8848 | 6775.9839 | 7902.9019 | 0 | 0 | 7902.9019 | 0.0005861%
2027 | 220 | 220-288R | Tier-3 | Tier-3---14 | 5--4 | 132 | 2 | 2198.6799 | 96.34% | 3.473% | 0.1901% | 9.307 | 0 | 0 | 9.307 | 0 | 8.4692 | 0.21294 | 39.7734 | 8.4692 | 0.21294 | 39.7734 | 9.3984 | 0.2363 | 39.7734 | 0.4233% | 0.37523 | 0.37358 | 5859.515 | 279.6691 | 215.3273 | 5364.5186 | 5860.4623 | 0 | 0 | 5860.4623 | 0.0003069%
2027 | 220 | 220-294R | Tier-3 | Tier-3---14 | 5--3 | 328 | 9 | 1925.8876 | 84.29% | 15.28% | 0.4298% | 12.9175 | 0 | 0 | 12.9175 | 0 | 11.7547 | 0.95822 | 12.2673 | 11.7547 | 0.95822 | 12.2673 | 13.0444 | 1.0633 | 12.2673 | 0.6707% | 0.44397 | 0.44044 | 4337.8466 | 198.6888 | 616.3589 | 3522.7989 | 4343.3125 | 0 | 0 | 4343.3125 | 0.000426%
2027 | 220 | 220-298R | Tier-3 | Tier-3---11 | 5--4 | 614 | 105 | 3585.6314 | 89.37% | 10.06% | 0.5685% | 158.9189 | 0 | 0 | 158.9189 | 0 | 144.614 | 11.1792 | 12.936 | 144.614 | 11.1792 | 12.936 | 160.4807 | 12.4057 | 12.936 | 4.432% | 0.50177 | 0.47688 | 7145.9975 | 283.7182 | 677.141 | 6185.1383 | 7185.6356 | 0 | 0 | 7185.6356 | 0.005241%
2027 | 221 | 221-1230F | Tier-3 | Tier-3---12 | 4--5 | 97 | 1 | 3690.9623 | 99.91% | 0% | 0.09183% | 11.0247 | 0 | 0 | 11.0247 | 0 | 10.0323 | 0.10647 | 94.2282 | 10.0323 | 0.10647 | 94.2282 | 11.1331 | 0.11815 | 94.2282 | 0.2987% | 0.035843 | 0.035736 | 102975.2443 | 5653.9564 | 85.9024 | 97235.3856 | 102975.5279 | 0 | 0 | 102975.5279 | 0.0003636%
2027 | 221 | 221-23R | Tier-3 | Tier-3---11 | 5--5 | 307 | 4 | 3270.2376 | 92.16% | 7.656% | 0.1816% | 11.3881 | 0 | 0 | 11.3881 | 0 | 10.3631 | 0.42587 | 24.3337 | 10.3631 | 0.42587 | 24.3337 | 11.5001 | 0.4726 | 24.3337 | 0.3482% | 0.19945 | 0.19869 | 16396.4914 | 1101.2475 | 1224.4612 | 14070.7826 | 16401.3654 | 0 | 0 | 16401.3654 | 0.0003755%
2027 | 221 | 221-344R | Tier-3 | Tier-3---13 | 5--4 | 293 | 3 | 2735.9283 | 96.11% | 3.605% | 0.2871% | 7.8076 | 0 | 0 | 7.8076 | 0 | 7.1048 | 0.31941 | 22.2438 | 7.1048 | 0.31941 | 22.2438 | 7.8843 | 0.35445 | 22.2438 | 0.2854% | 0.2115 | 0.21087 | 12935.7823 | 697.0944 | 453.9009 | 11784.787 | 12937.2817 | 0 | 0 | 12937.2817 | 0.0002575%
2027 | 221 | 221-37AE | Tier-3 | Tier-3---11 | 5--5 | 244 | 12 | 3934.7733 | 97.03% | 2.838% | 0.1358% | 54.4499 | 0 | 0 | 54.4499 | 0 | 49.5486 | 1.2776 | 38.782 | 49.5486 | 1.2776 | 38.782 | 54.985 | 1.4178 | 38.782 | 1.384% | 0.19925 | 0.19641 | 19747.6238 | 1157.9249 | 618.5884 | 17971.1105 | 19756.1215 | 0 | 0 | 19756.1215 | 0.001796%
2027 | 221 | 221-38AE | Tier-3 | Tier-3---17 | 5--3 | 18 | 1 | 318.0967 | 33.4% | 66.33% | 0.2755% | 1.7116 | 0 | 0 | 1.7116 | 0 | 1.5575 | 0.10647 | 14.629 | 1.5575 | 0.10647 | 14.629 | 1.7284 | 0.11815 | 14.629 | 0.5381% | 0.16917 | 0.16645 | 1880.3284 | 41.7922 | 1061.4721 | 777.0641 | 1900.8354 | 0 | 0 | 1900.8354 | 5.644e-05%
2027 | 221 | 221-675R | Tier-2 | Tier-2---8 | 5--4 | 99 | 13 | 2055.424 | 99.51% | 0.3331% | 0.1572% | 77.8884 | 0 | 0 | 77.8884 | 0 | 70.8774 | 1.3841 | 51.2087 | 70.8774 | 1.3841 | 51.2087 | 78.6539 | 1.5359 | 51.2087 | 3.789% | 0.22072 | 0.21232 | 9312.3427 | 464.7372 | 113.1149 | 8734.4905 | 9314.1503 | 0 | 0 | 9314.1503 | 0.002568%
2027 | 221 | 221-788 | Tier-3 | Tier-3---12 | 5--5 | 67 | 1 | 4481.9143 | 99.45% | 0.5095% | 0.04337% | 19.2921 | 0 | 0 | 19.2921 | 0 | 17.5555 | 0.10647 | 164.8896 | 17.5555 | 0.10647 | 164.8896 | 19.4817 | 0.11815 | 164.8896 | 0.4304% | 0.18975 | 0.18893 | 23620.3007 | 1552.9774 | 202.4159 | 21864.9074 | 23620.8684 | 0 | 0 | 23620.8684 | 0.0006362%
2027 | 221 | 221-824 | Tier-3 | Tier-3---13 | 5--4 | 106 | 3 | 2324.2215 | 96.86% | 3.03% | 0.1069% | 18.4777 | 0 | 0 | 18.4777 | 0 | 16.8145 | 0.31941 | 52.643 | 16.8145 | 0.31941 | 52.643 | 18.6593 | 0.35445 | 52.643 | 0.795% | 0.18396 | 0.18245 | 12634.0691 | 769.9433 | 369.3383 | 11494.7875 | 12637.3491 | 0 | 0 | 12637.3491 | 0.0006093%
2027 | 222 | 222-1433R | Tier-3 | Tier-3---5 | 5--5 | 123 | 19 | 9617.9712 | 99.59% | 0.3681% | 0.03974% | 429.0966 | 0 | 0 | 429.0966 | 0 | 390.4721 | 2.0229 | 193.0259 | 390.4721 | 2.0229 | 193.0259 | 433.3137 | 2.2448 | 193.0259 | 4.461% | 0.37266 | 0.35596 | 25809.0958 | 1306.2972 | 94.555 | 24408.2437 | 25814.0324 | 0 | 0 | 25814.0324 | 0.01415%
2027 | 222 | 222-1523R | Tier-3 | Tier-3---7 | 5--5 | 367 | 8 | 7406.689 | 96.62% | 3.25% | 0.1263% | 45.2407 | 0 | 0 | 45.2407 | 0 | 41.1684 | 0.85175 | 48.3341 | 41.1684 | 0.85175 | 48.3341 | 45.6853 | 0.9452 | 48.3341 | 0.6108% | 0.26901 | 0.26731 | 27533.3002 | 1432.7814 | 864.0996 | 25236.4192 | 27539.2142 | 0 | 0 | 27539.2142 | 0.001492%
2027 | 222 | 222-1986R | Tier-3 | Tier-3---1 | 5--5 | 451 | 3 | 79194.3488 | 99.25% | 0.7305% | 0.01724% | 151.6272 | 0 | 0 | 151.6272 | 0 | 137.9787 | 0.31941 | 431.9865 | 137.9787 | 0.31941 | 431.9865 | 153.1174 | 0.35445 | 431.9865 | 0.1915% | 0.41507 | 0.41427 | 190797.4815 | 11158.3549 | 1273.0385 | 178366.0881 | 190800.2389 | 0 | 0 | 190800.2389 | 0.005%
2027 | 222 | 222-1990R | Tier-3 | Tier-3---1 | 5--5 | 287 | 3 | 45106.6401 | 99.63% | 0.3509% | 0.01982% | 136.2275 | 0 | 0 | 136.2275 | 0 | 123.9652 | 0.31941 | 388.1125 | 123.9652 | 0.31941 | 388.1125 | 137.5663 | 0.35445 | 388.1125 | 0.302% | 0.41211 | 0.41086 | 109452.4885 | 5424.0865 | 426.9036 | 103601.4983 | 109453.7223 | 0 | 0 | 109453.7223 | 0.004492%
2027 | 222 | 222-1992R | Tier-3 | Tier-3---18 | 5--2 | 43 | 2 | 288.7705 | 86.56% | 13.18% | 0.2657% | 3.3714 | 0 | 0 | 3.3714 | 0 | 3.0679 | 0.21294 | 14.4077 | 3.0679 | 0.21294 | 14.4077 | 3.4045 | 0.2363 | 14.4077 | 1.168% | 0.22115 | 0.21817 | 1305.7642 | 59.3755 | 153.7229 | 1092.6658 | 1308.1643 | 0 | 0 | 1308.1643 | 0.0001112%
2027 | 222 | 222-2013R | Tier-3 | Tier-3---7 | 5--5 | 407 | 9 | 7426.9759 | 96.05% | 3.813% | 0.1383% | 45.7458 | 0 | 0 | 45.7458 | 0 | 41.628 | 0.95822 | 43.4433 | 41.628 | 0.95822 | 43.4433 | 46.1953 | 1.0633 | 43.4433 | 0.6159% | 0.27927 | 0.27748 | 26594.1155 | 1486.8089 | 949.5734 | 24157.7331 | 26600.8971 | 0 | 0 | 26600.8971 | 0.001509%
2027 | 222 | 222-2085 | Tier-3 | Tier-3---3 | 5--5 | 910 | 28 | 16772.3082 | 96.7% | 3.181% | 0.1236% | 144.715 | 0 | 0 | 144.715 | 0 | 131.6887 | 2.9811 | 44.1743 | 131.6887 | 2.9811 | 44.1743 | 146.1372 | 3.3082 | 44.1743 | 0.8628% | 0.35117 | 0.34804 | 47761.3033 | 2740.017 | 1532.6307 | 43488.6556 | 47775.5134 | 0 | 0 | 47775.5134 | 0.004772%
2027 | 223 | 223-536R | Tier-2 | Tier-2---19 | 1--4 | 8 | 2 | 17.3686 | 98.33% | 0% | 1.666% | 1.2382 | 0 | 0 | 1.2382 | 0 | 1.1268 | 0.21294 | 5.2916 | 1.1268 | 0.21294 | 5.2916 | 1.2504 | 0.2363 | 5.2916 | 7.129% | 0.0018852 | 0.0017485 | 9213.1285 | 686.6485 | 141.1177 | 8385.3623 | 9225.1266 | 0 | 0 | 9225.1266 | 4.083e-05%
2027 | 230 | 230-127AE | Tier-2 | Tier-2---7 | 5--5 | 269 | 45 | 2000.4654 | 94.98% | 4.641% | 0.3747% | 92.1806 | 0 | 0 | 92.1806 | 0 | 83.8831 | 4.7911 | 17.5082 | 83.8831 | 4.7911 | 17.5082 | 93.0865 | 5.3167 | 17.5082 | 4.608% | 0.093988 | 0.089429 | 21284.2191 | 1284.0751 | 990.3889 | 19009.7551 | 21338.6539 | 0 | 0 | 21338.6539 | 0.00304%
2027 | 230 | 230-133AE | Tier-2 | Tier-2---6 | 5--5 | 328 | 16 | 6388.6939 | 98.26% | 1.615% | 0.1229% | 88.8064 | 0 | 0 | 88.8064 | 0 | 80.8126 | 1.7035 | 47.4393 | 80.8126 | 1.7035 | 47.4393 | 89.6792 | 1.8904 | 47.4393 | 1.39% | 0.095565 | 0.094213 | 66852.0974 | 3853.1493 | 1086.4397 | 61912.5084 | 66868.7641 | 0 | 0 | 66868.7641 | 0.002929%
2027 | 230 | 230-1586R | Tier-2 | Tier-2---7 | 4--5 | 245 | 32 | 2072.8837 | 91.06% | 8.635% | 0.3% | 71.5001 | 0 | 0 | 71.5001 | 0 | 65.0641 | 3.407 | 19.0973 | 65.0641 | 3.407 | 19.0973 | 72.2028 | 3.7808 | 19.0973 | 3.449% | 0.084625 | 0.08142 | 24494.9333 | 1384.72 | 2145.1757 | 20965.0376 | 24581.0999 | 0 | 0 | 24581.0999 | 0.002358%
2027 | 230 | 230-1606R | Tier-2 | Tier-2---11 | 4--4 | 71 | 3 | 536.3838 | 78.97% | 20.71% | 0.32% | 5.1903 | 0 | 0 | 5.1903 | 0 | 4.7231 | 0.31941 | 14.787 | 4.7231 | 0.31941 | 14.787 | 5.2413 | 0.35445 | 14.787 | 0.9676% | 0.062818 | 0.062048 | 8538.6965 | 437.3678 | 1660.0426 | 6441.2861 | 8560.975 | 0 | 0 | 8560.975 | 0.0001712%
2027 | 230 | 230-181 | Tier-2 | Tier-2---9 | 4--4 | 52 | 3 | 788.7224 | 98.19% | 1.606% | 0.2041% | 12.957 | 0 | 0 | 12.957 | 0 | 11.7907 | 0.31941 | 36.9146 | 11.7907 | 0.31941 | 36.9146 | 13.0844 | 0.35445 | 36.9146 | 1.643% | 0.063241 | 0.062183 | 12471.6541 | 782.4193 | 949.0175 | 10740.2174 | 12475.496 | 0 | 0 | 12475.496 | 0.0004273%
2027 | 230 | 230-2060R | Tier-2 | Tier-2---4 | 4--5 | 236 | 16 | 3473.4554 | 97.68% | 2.135% | 0.1887% | 66.7051 | 0 | 0 | 66.7051 | 0 | 60.7007 | 1.7035 | 35.633 | 60.7007 | 1.7035 | 35.633 | 67.3606 | 1.8904 | 35.633 | 1.92% | 0.088414 | 0.086676 | 39286.0822 | 2320.0349 | 850.2401 | 36115.8071 | 39304.3873 | 0 | 0 | 39304.3873 | 0.0022%
2027 | 230 | 230-371AE | Tier-2 | Tier-2---13 | 4--3 | 41 | 5 | 195.7251 | 81.71% | 17.81% | 0.4804% | 5.6562 | 0 | 0 | 5.6562 | 0 | 5.1471 | 0.53234 | 9.6688 | 5.1471 | 0.53234 | 9.6688 | 5.7118 | 0.59075 | 9.6688 | 2.89% | 0.059006 | 0.056919 | 3317.0375 | 182.5151 | 537.9757 | 2596.5467 | 3339.2753 | 0 | 0 | 3339.2753 | 0.0001865%
2027 | 231 | 231-1136R | Tier-2 | Tier-2---7 | 4--5 | 357 | 14 | 2730.9177 | 98.3% | 1.373% | 0.325% | 30.5301 | 0 | 0 | 30.5301 | 0 | 27.782 | 1.4906 | 18.6386 | 27.782 | 1.4906 | 18.6386 | 30.8301 | 1.6541 | 18.6386 | 1.118% | 0.054655 | 0.054033 | 49966.8413 | 3802.7952 | 1680.0986 | 44483.9475 | 49976.6023 | 0 | 0 | 49976.6023 | 0.001007%
2027 | 231 | 231-1635R | Tier-2 | Tier-2---4 | 5--5 | 862 | 131 | 5142.095 | 98.68% | 0.901% | 0.4182% | 223.6325 | 0 | 0 | 223.6325 | 0 | 203.5025 | 13.9474 | 14.5908 | 203.5025 | 13.9474 | 14.5908 | 225.8303 | 15.4776 | 14.5908 | 4.349% | 0.11648 | 0.11134 | 44146.87 | 3399.863 | 647.3328 | 40099.6742 | 44173.7197 | 0 | 0 | 44173.7197 | 0.007375%
2027 | 233 | 233-123R | Tier-2 | Tier-2---4 | 4--5 | 412 | 10 | 3035.8045 | 98.84% | 0.8219% | 0.339% | 21.1205 | 0 | 0 | 21.1205 | 0 | 19.2193 | 1.0647 | 18.0517 | 19.2193 | 1.0647 | 18.0517 | 21.328 | 1.1815 | 18.0517 | 0.6957% | 0.06125 | 0.060819 | 49563.8317 | 3086.7129 | 653.5217 | 45823.5971 | 49567.9104 | 0 | 0 | 49567.9104 | 0.0006965%
2027 | 233 | 233-41R | Tier-2 | Tier-2---9 | 4--5 | 273 | 33 | 718.991 | 97.57% | 1.357% | 1.072% | 24.5918 | 0 | 0 | 24.5918 | 0 | 22.3782 | 3.5135 | 6.3693 | 22.3782 | 3.5135 | 6.3693 | 24.8335 | 3.8989 | 6.3693 | 3.42% | 0.044487 | 0.042928 | 16161.8225 | 1280.6452 | 594.3266 | 14286.8507 | 16176.0877 | 0 | 0 | 16176.0877 | 0.0008109%
2027 | 233 | 233-81F | Tier-2 | Tier-2---12 | 3--5 | 99 | 20 | 447.7794 | 94.96% | 4.349% | 0.694% | 24.9107 | 0 | 0 | 24.9107 | 0 | 22.6684 | 2.1294 | 10.6456 | 22.6684 | 2.1294 | 10.6456 | 25.1555 | 2.363 | 10.6456 | 5.563% | 0.02204 | 0.020749 | 20316.8521 | 1331.0486 | 1007.3456 | 17978.4579 | 20380.6097 | 0 | 0 | 20380.6097 | 0.0008215%
2027 | 233 | 233-86F | Tier-2 | Tier-2---8 | 5--5 | 412 | 38 | 2341.6741 | 85.9% | 13.6% | 0.4998% | 53.8043 | 0 | 0 | 53.8043 | 0 | 48.9611 | 4.0458 | 12.1017 | 48.9611 | 4.0458 | 12.1017 | 54.333 | 4.4897 | 12.1017 | 2.298% | 0.1204 | 0.11718 | 19449.7342 | 1103.1383 | 2517.3516 | 15829.2443 | 19525.0897 | 0 | 0 | 19525.0897 | 0.001774%
2027 | 234 | 234-48R | Tier-2 | Tier-2---4 | 4--5 | 334 | 31 | 4939.3792 | 99.46% | 0.3916% | 0.1518% | 132.2267 | 0 | 0 | 132.2267 | 0 | 120.3245 | 3.3005 | 36.4562 | 120.3245 | 3.3005 | 36.4562 | 133.5262 | 3.6626 | 36.4562 | 2.677% | 0.047931 | 0.046641 | 103051.0114 | 8933.6439 | 586.3727 | 93530.9949 | 103066.5008 | 0 | 0 | 103066.5008 | 0.00436%
2027 | 235 | 235-897R | Tier-2 | Tier-2---5 | 5--5 | 241 | 15 | 4375.0381 | 88.63% | 11.27% | 0.1058% | 69.9872 | 0 | 0 | 69.9872 | 0 | 63.6874 | 1.597 | 39.8787 | 63.6874 | 1.597 | 39.8787 | 70.675 | 1.7722 | 39.8787 | 1.6% | 0.1179 | 0.11577 | 37108.0419 | 2052.774 | 3945.6216 | 31109.6464 | 37185.6202 | 0 | 0 | 37185.6202 | 0.002308%
2027 | 235 | 235-899R | Tier-2 | Tier-2---1 | 5--5 | 531 | 26 | 23678.6611 | 98.37% | 1.593% | 0.04039% | 330.7349 | 0 | 0 | 330.7349 | 0 | 300.9643 | 2.7682 | 108.7229 | 300.9643 | 2.7682 | 108.7229 | 333.9854 | 3.0719 | 108.7229 | 1.397% | 0.15496 | 0.15276 | 152800.2562 | 9665.8605 | 2471.9354 | 140662.4603 | 152836.2145 | 0 | 0 | 152836.2145 | 0.01091%
2027 | 236 | 236-1535R | Tier-3 | Tier-3---4 | 5--5 | 252 | 18 | 9719.0421 | 98.73% | 1.209% | 0.05836% | 198.7716 | 0 | 0 | 198.7716 | 0 | 180.8795 | 1.9164 | 94.3835 | 180.8795 | 1.9164 | 94.3835 | 200.7251 | 2.1267 | 94.3835 | 2.045% | 0.12847 | 0.12581 | 75651.1712 | 5252.2726 | 904.2907 | 69494.6079 | 75671.4509 | 0 | 0 | 75671.4509 | 0.006555%
2027 | 236 | 236-1561R | Tier-3 | Tier-3---13 | 5--4 | 137 | 1 | 2823.5781 | 97.26% | 2.617% | 0.1213% | 5.8133 | 0 | 0 | 5.8133 | 0 | 5.29 | 0.10647 | 49.6861 | 5.29 | 0.10647 | 49.6861 | 5.8704 | 0.11815 | 49.6861 | 0.2059% | 0.17766 | 0.17728 | 15893.5317 | 919.2321 | 396.0284 | 14578.2713 | 15894.4548 | 0 | 0 | 15894.4548 | 0.0001917%
2027 | 236 | 236-1569R | Tier-3 | Tier-3---8 | 5--5 | 498 | 30 | 21222.9131 | 98.36% | 1.585% | 0.05121% | 364.6956 | 0 | 0 | 364.6956 | 0 | 331.8681 | 3.1941 | 103.9019 | 331.8681 | 3.1941 | 103.9019 | 368.2798 | 3.5445 | 103.9019 | 1.718% | 0.21435 | 0.2106 | 99012.7753 | 5477.8522 | 1488.5467 | 92046.3763 | 99041.5791 | 0 | 0 | 99041.5791 | 0.01203%
2027 | 236 | 236-1573R | Tier-3 | Tier-3---7 | 5--5 | 192 | 4 | 6927.8558 | 97.84% | 2.089% | 0.06679% | 40.9536 | 0 | 0 | 40.9536 | 0 | 37.2672 | 0.42587 | 87.5076 | 37.2672 | 0.42587 | 87.5076 | 41.356 | 0.4726 | 87.5076 | 0.5911% | 0.18488 | 0.18376 | 37473.1079 | 2383.2915 | 732.5482 | 34357.2682 | 37478.0178 | 0 | 0 | 37478.0178 | 0.00135%
2027 | 237 | 237-1761R | Tier-3 | Tier-3---12 | 5--5 | 126 | 3 | 3634.1464 | 99.4% | 0.4942% | 0.1098% | 24.9414 | 0 | 0 | 24.9414 | 0 | 22.6963 | 0.31941 | 71.058 | 22.6963 | 0.31941 | 71.058 | 25.1865 | 0.35445 | 71.058 | 0.6863% | 0.14935 | 0.14832 | 24332.6951 | 1370.783 | 132.2733 | 22829.6387 | 24333.717 | 0 | 0 | 24333.717 | 0.0008225%
2027 | 237 | 237-1765R | Tier-3 | Tier-3---1 | 5--5 | 223 | 8 | 28249.2525 | 99.34% | 0.6358% | 0.01982% | 291.9667 | 0 | 0 | 291.9667 | 0 | 265.6857 | 0.85175 | 311.9302 | 265.6857 | 0.85175 | 311.9302 | 294.8361 | 0.9452 | 311.9302 | 1.034% | 0.25909 | 0.25639 | 109034.6893 | 8324.9664 | 652.6676 | 100057.0553 | 109042.2047 | 0 | 0 | 109042.2047 | 0.009628%
2027 | 237 | 237-17R | Tier-2 | Tier-2---1 | 5--5 | 536 | 35 | 27080.7376 | 98.89% | 1.071% | 0.0369% | 507.1343 | 0 | 0 | 507.1343 | 0 | 461.4853 | 3.7264 | 123.8423 | 461.4853 | 3.7264 | 123.8423 | 512.1183 | 4.1352 | 123.8423 | 1.873% | 0.15539 | 0.15245 | 174274.8137 | 11399.2241 | 1916.7846 | 160958.805 | 174312.085 | 0 | 0 | 174312.085 | 0.01672%
2027 | 237 | 237-26F | Tier-2 | Tier-2---10 | 5--4 | 113 | 2 | 663.2151 | 70.89% | 28.72% | 0.399% | 2.413 | 0 | 0 | 2.413 | 0 | 2.1958 | 0.21294 | 10.312 | 2.1958 | 0.21294 | 10.312 | 2.4367 | 0.2363 | 10.312 | 0.3638% | 0.10897 | 0.10841 | 6086.0279 | 237.5195 | 1591.9327 | 4256.5758 | 6095.1697 | 0 | 0 | 6095.1697 | 7.957e-05%
2027 | 237 | 237-28F | Tier-2 | Tier-2---7 | 5--5 | 59 | 1 | 2530.2255 | 98.83% | 1.116% | 0.05734% | 12.2907 | 0 | 0 | 12.2907 | 0 | 11.1844 | 0.10647 | 105.0491 | 11.1844 | 0.10647 | 105.0491 | 12.4115 | 0.11815 | 105.0491 | 0.4858% | 0.10804 | 0.10751 | 23418.4293 | 1209.653 | 279.2604 | 21929.5159 | 23419.7869 | 0 | 0 | 23419.7869 | 0.0004053%
2027 | 237 | 237-2R | Tier-3 | Tier-3---2 | 5--5 | 499 | 11 | 30894.1234 | 99.11% | 0.8492% | 0.03898% | 195.7454 | 0 | 0 | 195.7454 | 0 | 178.1256 | 1.1712 | 152.0943 | 178.1256 | 1.1712 | 152.0943 | 197.6691 | 1.2996 | 152.0943 | 0.6336% | 0.18156 | 0.1804 | 170161.3668 | 15433.056 | 1414.3274 | 153313.9834 | 170171.0907 | 0 | 0 | 170171.0907 | 0.006455%
2027 | 237 | 237-30R | Tier-3 | Tier-3---1 | 5--5 | 651 | 10 | 65515.492 | 98.93% | 1.038% | 0.03019% | 288.7333 | 0 | 0 | 288.7333 | 0 | 262.7434 | 1.0647 | 246.7806 | 262.7434 | 1.0647 | 246.7806 | 291.571 | 1.1815 | 246.7806 | 0.4407% | 0.49249 | 0.49029 | 133030.3773 | 7577.9137 | 1285.1936 | 124167.2701 | 133036.7359 | 0 | 0 | 133036.7359 | 0.009521%
2027 | 239 | 239-2207R | Tier-3 | Tier-3---16 | 4--4 | 127 | 41 | 860.3234 | 98.08% | 1.495% | 0.4234% | 78.9997 | 0 | 0 | 78.9997 | 0 | 71.8887 | 4.3652 | 16.4686 | 71.8887 | 4.3652 | 16.4686 | 79.7761 | 4.8441 | 16.4686 | 9.183% | 0.078224 | 0.0709 | 10998.2588 | 773.4899 | 185.1971 | 10039.5718 | 11020.0575 | 0 | 0 | 11020.0575 | 0.002605%
2027 | 239 | 239-2211R | Tier-3 | Tier-3---16 | 5--4 | 55 | 1 | 1585.1718 | 98.67% | 1.22% | 0.1095% | 8.247 | 0 | 0 | 8.247 | 0 | 7.5047 | 0.10647 | 70.4875 | 7.5047 | 0.10647 | 70.4875 | 8.3281 | 0.11815 | 70.4875 | 0.5203% | 0.11902 | 0.11839 | 13318.69 | 748.7589 | 155.3385 | 12414.5926 | 13319.6287 | 0 | 0 | 13319.6287 | 0.000272%
2027 | 239 | 239-2213R | Tier-3 | Tier-3---15 | 5--4 | 134 | 3 | 1116.4705 | 96.46% | 3.23% | 0.3121% | 6.9919 | 0 | 0 | 6.9919 | 0 | 6.3626 | 0.31941 | 19.9201 | 6.3626 | 0.31941 | 19.9201 | 7.0607 | 0.35445 | 19.9201 | 0.6263% | 0.1294 | 0.12856 | 8627.7496 | 501.2225 | 328.5007 | 7798.0264 | 8629.7469 | 0 | 0 | 8629.7469 | 0.0002306%
2027 | 239 | 239-2215R | Tier-3 | Tier-3---10 | 5--5 | 305 | 31 | 6268.6569 | 98.24% | 1.63% | 0.1302% | 181.519 | 0 | 0 | 181.519 | 0 | 165.1798 | 3.3005 | 50.0466 | 165.1798 | 3.3005 | 50.0466 | 183.303 | 3.6626 | 50.0466 | 2.896% | 0.15408 | 0.14953 | 40685.5389 | 2527.5744 | 695.6728 | 37462.2917 | 40707.2878 | 0 | 0 | 40707.2878 | 0.005986%
2027 | 239 | 239-2217R | Tier-3 | Tier-3---16 | 4--4 | 108 | 4 | 1029.5673 | 69.27% | 30.42% | 0.3032% | 7.6603 | 0 | 0 | 7.6603 | 0 | 6.9708 | 0.42587 | 16.3682 | 6.9708 | 0.42587 | 16.3682 | 7.7356 | 0.4726 | 16.3682 | 0.744% | 0.073205 | 0.072419 | 14064.0898 | 633.3257 | 4082.9978 | 9347.7664 | 14111.0112 | 0 | 0 | 14111.0112 | 0.0002526%
2027 | 239 | 239-89R | Tier-3 | Tier-3---17 | 4--4 | 52 | 3 | 376.4251 | 98.76% | 0.8388% | 0.4045% | 6.2196 | 0 | 0 | 6.2196 | 0 | 5.6597 | 0.31941 | 17.7196 | 5.6597 | 0.31941 | 17.7196 | 6.2807 | 0.35445 | 17.7196 | 1.652% | 0.064786 | 0.063702 | 5810.3033 | 364.0144 | 679.2912 | 4766.9976 | 5811.5324 | 0 | 0 | 5811.5324 | 0.0002051%
2027 | 240 | 240-1028R | Tier-2 | Tier-2---9 | 4--5 | 165 | 6 | 1181.5361 | 98.38% | 1.316% | 0.2998% | 12.2585 | 0 | 0 | 12.2585 | 0 | 11.1551 | 0.63881 | 17.4623 | 11.1551 | 0.63881 | 17.4623 | 12.379 | 0.7089 | 17.4623 | 1.038% | 0.045174 | 0.044698 | 26155.1082 | 1950.1252 | 442.6644 | 23762.3186 | 26159.6121 | 0 | 0 | 26159.6121 | 0.0004042%
2027 | 240 | 240-1044 | Tier-3 | Tier-3---16 | 4--4 | 71 | 2 | 791.3356 | 98.7% | 1.112% | 0.1837% | 6.3807 | 0 | 0 | 6.3807 | 0 | 5.8063 | 0.21294 | 27.2679 | 5.8063 | 0.21294 | 27.2679 | 6.4434 | 0.2363 | 27.2679 | 0.8063% | 0.076308 | 0.075685 | 10370.2289 | 676.03 | 184.4385 | 9509.7604 | 10371.3353 | 0 | 0 | 10371.3353 | 0.0002104%
2027 | 240 | 240-1148 | Tier-3 | Tier-3---17 | 4--4 | 75 | 5 | 376.72 | 96.88% | 2.523% | 0.5996% | 7.0558 | 0 | 0 | 7.0558 | 0 | 6.4207 | 0.53234 | 12.0612 | 6.4207 | 0.53234 | 12.0612 | 7.1252 | 0.59075 | 12.0612 | 1.873% | 0.037482 | 0.036758 | 10050.6383 | 614.3795 | 265.2745 | 9170.9843 | 10056.8254 | 0 | 0 | 10056.8254 | 0.0002327%
2027 | 240 | 240-2004R | Tier-3 | Tier-3---12 | 5--5 | 623 | 49 | 4437.6588 | 97.91% | 1.769% | 0.321% | 99.103 | 0 | 0 | 99.103 | 0 | 90.1824 | 5.217 | 17.2864 | 90.1824 | 5.217 | 17.2864 | 100.077 | 5.7893 | 17.2864 | 2.233% | 0.095775 | 0.093591 | 46334.0144 | 3458.4519 | 909.4055 | 41966.157 | 46356.6177 | 0 | 0 | 46356.6177 | 0.003268%
2027 | 240 | 240-2006R | Tier-3 | Tier-3---12 | 4--5 | 269 | 9 | 3742.5721 | 99.07% | 0.7558% | 0.1785% | 35.9734 | 0 | 0 | 35.9734 | 0 | 32.7353 | 0.95822 | 34.1628 | 32.7353 | 0.95822 | 34.1628 | 36.327 | 1.0633 | 34.1628 | 0.9612% | 0.06999 | 0.069311 | 53472.8025 | 3048.802 | 469.1943 | 49954.8062 | 53477.6971 | 0 | 0 | 53477.6971 | 0.001186%
2027 | 240 | 240-2032R | Tier-3 | Tier-3---12 | 5--5 | 344 | 7 | 3665.7351 | 96.82% | 2.929% | 0.2538% | 20.9435 | 0 | 0 | 20.9435 | 0 | 19.0583 | 0.74528 | 25.5721 | 19.0583 | 0.74528 | 25.5721 | 21.1494 | 0.82705 | 25.5721 | 0.5713% | 0.12278 | 0.12205 | 29856.9037 | 1779.6717 | 868.2863 | 27208.9457 | 29862.5451 | 0 | 0 | 29862.5451 | 0.0006906%
2027 | 242 | 242-1426F | Tier-2 | Tier-2---10 | 5--4 | 117 | 5 | 960.3446 | 65.96% | 33.81% | 0.2324% | 7.8503 | 0 | 0 | 7.8503 | 0 | 7.1436 | 0.53234 | 13.4193 | 7.1436 | 0.53234 | 13.4193 | 7.9274 | 0.59075 | 13.4193 | 0.8174% | 0.10724 | 0.10592 | 8954.7461 | 551.4319 | 2822.7975 | 5580.5167 | 8992.9978 | 0 | 0 | 8992.9978 | 0.0002589%
2027 | 246 | 246-34R | Tier-3 | Tier-3---12 | 4--5 | 436 | 27 | 3387.0058 | 94.54% | 5.197% | 0.2577% | 57.5081 | 0 | 0 | 57.5081 | 0 | 52.3316 | 2.8746 | 18.2045 | 52.3316 | 2.8746 | 18.2045 | 58.0732 | 3.19 | 18.2045 | 1.698% | 0.070488 | 0.069222 | 48050.8143 | 3484.7024 | 2545.4197 | 42020.6922 | 48098.75 | 0 | 0 | 48098.75 | 0.001896%
2027 | 247 | 247-46 | Tier-3 | Tier-3---16 | 4--5 | 227 | 28 | 1360.3328 | 92.51% | 7.186% | 0.3009% | 45.0173 | 0 | 0 | 45.0173 | 0 | 40.9651 | 2.9811 | 13.7415 | 40.9651 | 2.9811 | 13.7415 | 45.4597 | 3.3082 | 13.7415 | 3.309% | 0.045228 | 0.043611 | 30076.9614 | 1732.65 | 2090.3581 | 26253.9533 | 30160.4979 | 0 | 0 | 30160.4979 | 0.001485%
2027 | 247 | 247-48 | Tier-2 | Tier-2---16 | 3--3 | 9 | 2 | 105.2026 | 98.18% | 1.532% | 0.2854% | 6.6565 | 0 | 0 | 6.6565 | 0 | 6.0573 | 0.21294 | 28.4467 | 6.0573 | 0.21294 | 28.4467 | 6.7219 | 0.2363 | 28.4467 | 6.327% | 0.026216 | 0.024526 | 4012.9756 | 252.6865 | 61.3538 | 3698.9353 | 4017.9987 | 0 | 0 | 4017.9987 | 0.0002195%
2027 | 249 | 249-24R | Tier-3 | Tier-3---12 | 5--5 | 464 | 72 | 3753.23 | 95.85% | 3.876% | 0.273% | 161.888 | 0 | 0 | 161.888 | 0 | 147.3159 | 7.6657 | 19.2175 | 147.3159 | 7.6657 | 19.2175 | 163.479 | 8.5068 | 19.2175 | 4.313% | 0.10094 | 0.096395 | 37183.961 | 2746.2949 | 1426.8186 | 33010.8475 | 37256.6552 | 0 | 0 | 37256.6552 | 0.005338%
2027 | 252 | 252-129 | Tier-2 | Tier-2---18 | 3--3 | 98 | 7 | 49.4853 | 86.66% | 6.71% | 6.626% | 0.88836 | 0 | 0 | 0.88836 | 0 | 0.80839 | 0.74528 | 1.0847 | 0.80839 | 0.74528 | 1.0847 | 0.89709 | 0.82705 | 1.0847 | 1.795% | 0.02391 | 0.023414 | 2069.6845 | 157.0487 | 250.675 | 1661.9608 | 2075.5227 | 0 | 0 | 2075.5227 | 2.929e-05%
2027 | 276 | 276-228 | Tier-1 | Non-HFTD---2 | 4--3 | 773 | 6 | 290.9914 | 11.65% | 84% | 4.346% | 0.076341 | 0 | 0 | 0.076341 | 0 | 0.069469 | 0.63881 | 0.10875 | 0.069469 | 0.63881 | 0.10875 | 0.077091 | 0.7089 | 0.10875 | 0.02623% | 0.065634 | 0.065486 | 4433.5468 | 25.8684 | 3968.6475 | 439.0308 | 4442.3833 | 0 | 0 | 4442.3833 | 2.517e-06%
2027 | 279 | 279-10AE | Tier-1 | Non-HFTD---3 | 4--3 | 557 | 1 | 166.5714 | 5.911% | 88.12% | 5.969% | 0.0051266 | 0 | 0 | 0.0051266 | 0 | 0.0046651 | 0.10647 | 0.043817 | 0.0046651 | 0.10647 | 0.043817 | 0.0051769 | 0.11815 | 0.043817 | 0.003078% | 0.054414 | 0.054386 | 3061.1869 | 10.5491 | 2785.9524 | 264.6854 | 3062.6873 | 0 | 0 | 3062.6873 | 1.691e-07%
2027 | 283 | 283-55R | Tier-3 | Tier-3---9 | 5--5 | 109 | 11 | 5299.6344 | 98.55% | 1.37% | 0.07601% | 152.8573 | 0 | 0 | 152.8573 | 0 | 139.098 | 1.1712 | 118.7702 | 139.098 | 1.1712 | 118.7702 | 154.3595 | 1.2996 | 118.7702 | 2.884% | 0.20157 | 0.19567 | 26291.5727 | 1578.5747 | 367.1447 | 24345.8532 | 26303.0312 | 0 | 0 | 26303.0312 | 0.005041%
2027 | 283 | 283-71F | Tier-3 | Tier-3---13 | 5--4 | 127 | 12 | 2013.5901 | 87.8% | 12.03% | 0.1689% | 48.4446 | 0 | 0 | 48.4446 | 0 | 44.084 | 1.2776 | 34.5047 | 44.084 | 1.2776 | 34.5047 | 48.9207 | 1.4178 | 34.5047 | 2.406% | 0.19011 | 0.18491 | 10591.4545 | 557.9915 | 1165.201 | 8868.2619 | 10627.8564 | 0 | 0 | 10627.8564 | 0.001598%
2027 | 288 | 288-149R | Tier-2 | Tier-2---12 | 3--5 | 170 | 32 | 481.2843 | 94.31% | 4.95% | 0.7414% | 24.7772 | 0 | 0 | 24.7772 | 0 | 22.5469 | 3.407 | 6.6178 | 22.5469 | 3.407 | 6.6178 | 25.0207 | 3.7808 | 6.6178 | 5.148% | 0.02124 | 0.02008 | 22659.7646 | 1431.5945 | 1401.7291 | 19826.4409 | 22734.2306 | 0 | 0 | 22734.2306 | 0.0008171%
2027 | 288 | 288-2380F | Tier-2 | Tier-2---12 | 4--5 | 43 | 5 | 550.61 | 92.88% | 6.93% | 0.1872% | 17.2455 | 0 | 0 | 17.2455 | 0 | 15.6932 | 0.53234 | 29.4796 | 15.6932 | 0.53234 | 29.4796 | 17.415 | 0.59075 | 29.4796 | 3.132% | 0.030344 | 0.029321 | 18145.5978 | 1033.7393 | 1202.5384 | 15909.3201 | 18190.6697 | 0 | 0 | 18190.6697 | 0.0005687%
2027 | 296 | 296-68F | Tier-2 | Tier-2---21 | 1--2 | 43 | 8 | 3.2301 | 78.97% | 0% | 21.03% | 0.13762 | 0 | 0 | 0.13762 | 0 | 0.12523 | 0.85175 | 0.14703 | 0.12523 | 0.85175 | 0.14703 | 0.13897 | 0.9452 | 0.14703 | 4.261% | 0.0027146 | 0.0025681 | 1189.8836 | 167.1479 | 356.0476 | 666.6881 | 1204.1558 | 0 | 0 | 1204.1558 | 4.538e-06%
2027 | 299 | 299-814AE | Tier-1 | Non-HFTD---4 | 2--4 | 100 | 10 | 92.0555 | 97.82% | 0% | 2.183% | 2.6113 | 0 | 0 | 2.6113 | 0 | 2.3763 | 1.0647 | 2.2319 | 2.3763 | 1.0647 | 2.2319 | 2.637 | 1.1815 | 2.2319 | 2.837% | 0.0089936 | 0.0087328 | 10235.6661 | 1146.6554 | 335.1934 | 8753.8173 | 10242.3393 | 0 | 0 | 10242.3393 | 8.611e-05%
2027 | 300 | 300-483F | Tier-2 | Tier-2---12 | 3--5 | 69 | 1 | 458.7821 | 99.48% | 0% | 0.5194% | 1.9182 | 0 | 0 | 1.9182 | 0 | 1.7455 | 0.10647 | 16.3949 | 1.7455 | 0.10647 | 16.3949 | 1.9371 | 0.11815 | 16.3949 | 0.4181% | 0.018397 | 0.01832 | 24937.8732 | 2129.049 | 117.6547 | 22691.1695 | 24938.4198 | 0 | 0 | 24938.4198 | 6.326e-05%
2027 | 300 | 300-484F | Tier-2 | Tier-2---9 | 4--5 | 250 | 5 | 754.1323 | 92.41% | 6.882% | 0.7076% | 4.042 | 0 | 0 | 4.042 | 0 | 3.6782 | 0.53234 | 6.9094 | 3.6782 | 0.53234 | 6.9094 | 4.0817 | 0.59075 | 6.9094 | 0.536% | 0.039922 | 0.03969 | 18890.1433 | 1189.4361 | 2104.6022 | 15596.105 | 18898.5069 | 0 | 0 | 18898.5069 | 0.0001333%
2027 | 305 | 305-32R | Tier-1 | Non-HFTD---1 | 4--5 | 233 | 6 | 4233.8665 | 96.93% | 2.943% | 0.1312% | 30.6456 | 0 | 0 | 30.6456 | 0 | 27.8871 | 0.63881 | 43.6548 | 27.8871 | 0.63881 | 43.6548 | 30.9468 | 0.7089 | 43.6548 | 0.7238% | 0.080233 | 0.079634 | 52769.5087 | 2921.293 | 1458.8232 | 48389.3925 | 52781.7156 | 0 | 0 | 52781.7156 | 0.001011%
2027 | 305 | 305-35R | Tier-1 | Non-HFTD---1 | 4--5 | 152 | 3 | 2371.786 | 97.71% | 2.108% | 0.1806% | 13.2647 | 0 | 0 | 13.2647 | 0 | 12.0707 | 0.31941 | 37.7911 | 12.0707 | 0.31941 | 37.7911 | 13.395 | 0.35445 | 37.7911 | 0.5593% | 0.074138 | 0.073713 | 31991.6747 | 1849.4141 | 691.0753 | 29451.1853 | 31995.8893 | 0 | 0 | 31995.8893 | 0.0004374%
2027 | 307 | 307-1492R | Tier-2 | Tier-2---9 | 4--4 | 39 | 3 | 744.3133 | 92.56% | 7.329% | 0.1099% | 15.3688 | 0 | 0 | 15.3688 | 0 | 13.9854 | 0.31941 | 43.7856 | 13.9854 | 0.31941 | 43.7856 | 15.5198 | 0.35445 | 43.7856 | 2.065% | 0.057115 | 0.055841 | 13031.835 | 679.2999 | 892.2216 | 11460.3136 | 13053.9543 | 0 | 0 | 13053.9543 | 0.0005068%
2027 | 307 | 307-1538F | Tier-2 | Tier-2---7 | 5--5 | 53 | 11 | 2407.2332 | 91.07% | 8.863% | 0.06623% | 131.9508 | 0 | 0 | 131.9508 | 0 | 120.0734 | 1.1712 | 102.5258 | 120.0734 | 1.1712 | 102.5258 | 133.2476 | 1.2996 | 102.5258 | 5.481% | 0.10098 | 0.0949 | 23839.1374 | 1161.7116 | 1913.71 | 20763.7158 | 23975.4637 | 0 | 0 | 23975.4637 | 0.004351%
2027 | 307 | 307-1684R | Tier-1 | Non-HFTD---1 | 4--5 | 98 | 10 | 2117.8574 | 97.53% | 2.33% | 0.1416% | 61.1225 | 0 | 0 | 61.1225 | 0 | 55.6207 | 1.0647 | 52.2415 | 55.6207 | 1.0647 | 52.2415 | 61.7232 | 1.1815 | 52.2415 | 2.886% | 0.067442 | 0.065447 | 31402.4615 | 1727.7441 | 715.8916 | 28958.8258 | 31426.1261 | 0 | 0 | 31426.1261 | 0.002016%
2027 | 307 | 307-234R | Tier-2 | Tier-2---4 | 5--5 | 109 | 14 | 4762.848 | 95.55% | 4.384% | 0.07015% | 169.5031 | 0 | 0 | 169.5031 | 0 | 154.2455 | 1.4906 | 103.4817 | 154.2455 | 1.4906 | 103.4817 | 171.169 | 1.6541 | 103.4817 | 3.559% | 0.11001 | 0.10591 | 43295.9421 | 2235.6738 | 1794.1526 | 39266.1157 | 43370.5538 | 0 | 0 | 43370.5538 | 0.00559%
2027 | 308 | 308-563AE | Tier-2 | Tier-2---18 | 4--3 | 39 | 1 | 95.5263 | 19.37% | 79.9% | 0.729% | 0.13762 | 0 | 0 | 0.13762 | 0 | 0.12523 | 0.10647 | 1.1762 | 0.12523 | 0.10647 | 1.1762 | 0.13897 | 0.11815 | 1.1762 | 0.1441% | 0.03316 | 0.032913 | 2880.805 | 81.2813 | 2130.9308 | 668.5929 | 2898.2055 | 0 | 0 | 2898.2055 | 4.538e-06%
2027 | 311 | 311-1163F | Tier-2 | Tier-2---18 | 3--3 | 14 | 3 | 46.1951 | 84.69% | 14.76% | 0.5474% | 2.4313 | 0 | 0 | 2.4313 | 0 | 2.2124 | 0.31941 | 6.9267 | 2.2124 | 0.31941 | 6.9267 | 2.4552 | 0.35445 | 6.9267 | 5.263% | 0.018623 | 0.017466 | 2480.5668 | 135.3403 | 1292.4644 | 1052.7621 | 2505.7262 | 0 | 0 | 2505.7262 | 8.017e-05%
2027 | 311 | 311-1199 | Tier-2 | Tier-2---20 | 3--2 | 15 | 1 | 15.6056 | 49.38% | 48.09% | 2.529% | 0.14899 | 0 | 0 | 0.14899 | 0 | 0.13558 | 0.10647 | 1.2734 | 0.13558 | 0.10647 | 1.2734 | 0.15046 | 0.11815 | 1.2734 | 0.9547% | 0.018336 | 0.017981 | 851.1013 | 34.5086 | 499.3326 | 317.2601 | 859.5943 | 0 | 0 | 859.5943 | 4.913e-06%
2027 | 311 | 311-14R | Tier-2 | Tier-2---14 | 3--4 | 14 | 5 | 278.652 | 16.28% | 83.57% | 0.1501% | 4.6984 | 0 | 0 | 4.6984 | 0 | 4.2755 | 0.53234 | 8.0314 | 4.2755 | 0.53234 | 8.0314 | 4.7446 | 0.59075 | 8.0314 | 1.686% | 0.018935 | 0.016974 | 14715.9264 | 172.6193 | 12298.8098 | 2244.4973 | 16139.3771 | 0 | 0 | 16139.3771 | 0.0001549%
2027 | 311 | 311-43 | Tier-2 | Tier-2---15 | 3--4 | 195 | 13 | 159.8581 | 2.339% | 95.81% | 1.853% | 0.072289 | 0 | 0 | 0.072289 | 0 | 0.065782 | 1.3841 | 0.047527 | 0.065782 | 1.3841 | 0.047527 | 0.072999 | 1.5359 | 0.047527 | 0.04522% | 0.027937 | 0.027397 | 5722.0498 | 11.5831 | 5135.5481 | 574.9186 | 5832.2185 | 0 | 0 | 5832.2185 | 2.384e-06%
2027 | 312 | 312-14F | Tier-2 | Tier-2---14 | 3--4 | 53 | 6 | 202.1236 | 0.1514% | 99.59% | 0.26% | 0.010044 | 0 | 0 | 0.010044 | 0 | 0.0091395 | 0.63881 | 0.014307 | 0.0091395 | 0.63881 | 0.014307 | 0.010142 | 0.7089 | 0.014307 | 0.004969% | 0.018868 | 0.018249 | 10712.5091 | 14.4007 | 9656.8656 | 1041.2427 | 11075.5905 | 0 | 0 | 11075.5905 | 3.312e-07%
2027 | 315 | 315-485AE | Tier-2 | Tier-2---14 | 2--5 | 39 | 5 | 209.8559 | 99.5% | 0% | 0.498% | 7.7635 | 0 | 0 | 7.7635 | 0 | 7.0647 | 0.53234 | 13.2709 | 7.0647 | 0.53234 | 13.2709 | 7.8398 | 0.59075 | 13.2709 | 3.699% | 0.00637 | 0.0061332 | 32944.4153 | 9136.3077 | 189.8424 | 23618.2652 | 32950.7505 | 0 | 0 | 32950.7505 | 0.000256%
2027 | 334 | 334-21 | Tier-1 | Non-HFTD---2 | 5--3 | 183 | 3 | 378.2145 | 89.09% | 9.517% | 1.396% | 1.6019 | 0 | 0 | 1.6019 | 0 | 1.4577 | 0.31941 | 4.5637 | 1.4577 | 0.31941 | 4.5637 | 1.6176 | 0.35445 | 4.5637 | 0.4235% | 0.11474 | 0.11419 | 3296.3029 | 279.1844 | 305.5073 | 2711.6112 | 3298.0211 | 0 | 0 | 3298.0211 | 5.282e-05%
2027 | 350 | 350-2182R | Tier-2 | Tier-2---13 | 4--3 | 15 | 2 | 302.428 | 99.27% | 0.6612% | 0.06922% | 11.6085 | 0 | 0 | 11.6085 | 0 | 10.5636 | 0.21294 | 49.6089 | 10.5636 | 0.21294 | 49.6089 | 11.7226 | 0.2363 | 49.6089 | 3.838% | 0.068991 | 0.066323 | 4383.5865 | 235.806 | 28.4753 | 4119.3053 | 4384.8743 | 0 | 0 | 4384.8743 | 0.0003828%
2027 | 350 | 350-2188R | Tier-2 | Tier-2---5 | 5--5 | 565 | 46 | 3602.0119 | 95.48% | 4.084% | 0.4314% | 81.2057 | 0 | 0 | 81.2057 | 0 | 73.896 | 4.8975 | 15.0884 | 73.896 | 4.8975 | 15.0884 | 82.0037 | 5.4349 | 15.0884 | 2.254% | 0.15121 | 0.14764 | 23821.2544 | 1424.0323 | 987.3799 | 21409.8422 | 23847.2641 | 0 | 0 | 23847.2641 | 0.002678%
2027 | 350 | 350-2192R | Tier-2 | Tier-2---2 | 5--5 | 826 | 97 | 13871.6222 | 98.14% | 1.698% | 0.1643% | 463.6082 | 0 | 0 | 463.6082 | 0 | 421.8771 | 10.3274 | 40.8501 | 421.8771 | 10.3274 | 40.8501 | 468.1645 | 11.4605 | 40.8501 | 3.342% | 0.18928 | 0.18283 | 73287.5708 | 4711.7972 | 1323.9814 | 67251.7922 | 73335.6999 | 0 | 0 | 73335.6999 | 0.01529%
2027 | 350 | 350-2196R | Tier-2 | Tier-2---5 | 5--5 | 807 | 61 | 5570.6857 | 96.99% | 2.589% | 0.4237% | 118.4348 | 0 | 0 | 118.4348 | 0 | 107.774 | 6.4946 | 16.5945 | 107.774 | 6.4946 | 16.5945 | 119.5987 | 7.2071 | 16.5945 | 2.126% | 0.19915 | 0.19478 | 27972.7323 | 1828.1512 | 784.4184 | 25360.1626 | 27991.6177 | 0 | 0 | 27991.6177 | 0.003906%
2027 | 350 | 350-2201R | Tier-3 | Tier-3---4 | 5--5 | 361 | 7 | 13521.7454 | 99.28% | 0.6466% | 0.06915% | 75.4922 | 0 | 0 | 75.4922 | 0 | 68.6969 | 0.74528 | 92.1761 | 68.6969 | 0.74528 | 92.1761 | 76.2341 | 0.82705 | 92.1761 | 0.5583% | 0.1241 | 0.12341 | 108955.4795 | 7800.4897 | 724.3656 | 100430.6241 | 108959.8893 | 0 | 0 | 108959.8893 | 0.002489%
2027 | 350 | 350-41R | Tier-2 | Tier-2---3 | 5--5 | 475 | 74 | 11201.3889 | 98.88% | 1.023% | 0.1021% | 500.3751 | 0 | 0 | 500.3751 | 0 | 455.3345 | 7.8787 | 57.7934 | 455.3345 | 7.8787 | 57.7934 | 505.2928 | 8.7431 | 57.7934 | 4.467% | 0.12896 | 0.12314 | 86857.3847 | 6899.4834 | 1125.7731 | 78832.1281 | 86903.6087 | 0 | 0 | 86903.6087 | 0.0165%
2027 | 351 | 351-819R | Tier-2 | Tier-2---1 | 5--5 | 341 | 29 | 23517.4276 | 99.25% | 0.716% | 0.03401% | 575.6545 | 0 | 0 | 575.6545 | 0 | 523.8377 | 3.0876 | 169.6594 | 523.8377 | 3.0876 | 169.6594 | 581.312 | 3.4263 | 169.6594 | 2.448% | 0.14376 | 0.14021 | 163589.7091 | 16623.6975 | 1146.1775 | 145819.834 | 163620.734 | 0 | 0 | 163620.734 | 0.01898%
2027 | 351 | 351-871R | Tier-3 | Tier-3---6 | 5--5 | 110 | 7 | 9144.3124 | 99.73% | 0.2371% | 0.03256% | 168.2991 | 0 | 0 | 168.2991 | 0 | 153.1499 | 0.74528 | 205.4934 | 153.1499 | 0.74528 | 205.4934 | 169.9531 | 0.82705 | 205.4934 | 1.84% | 0.11468 | 0.11256 | 79737.0821 | 3947.9048 | 194.739 | 75594.4383 | 79741.1248 | 0 | 0 | 79741.1248 | 0.00555%
2027 | 352 | 352-27R | Tier-3 | Tier-3---2 | 5--5 | 359 | 40 | 18614.1823 | 99.36% | 0.5928% | 0.04664% | 597.6148 | 0 | 0 | 597.6148 | 0 | 543.8214 | 4.2587 | 127.6955 | 543.8214 | 4.2587 | 127.6955 | 603.4882 | 4.726 | 127.6955 | 3.211% | 0.11814 | 0.11432 | 157566.7738 | 12769.0481 | 931.5035 | 143866.2223 | 157600.4186 | 0 | 0 | 157600.4186 | 0.01971%
2027 | 353 | 353-1429R | Tier-2 | Tier-2---6 | 5--5 | 204 | 2 | 9221.8022 | 97.49% | 2.457% | 0.05523% | 25.5602 | 0 | 0 | 25.5602 | 0 | 23.2594 | 0.21294 | 109.2316 | 23.2594 | 0.21294 | 109.2316 | 25.8114 | 0.2363 | 109.2316 | 0.2772% | 0.12141 | 0.12107 | 75954.4937 | 7030.6458 | 1796.1724 | 67127.6756 | 75959.9342 | 0 | 0 | 75959.9342 | 0.0008429%
2027 | 353 | 353-593F | Tier-2 | Tier-2---7 | 5--5 | 56 | 4 | 2519.0591 | 99.18% | 0.76% | 0.05848% | 51.7534 | 0 | 0 | 51.7534 | 0 | 47.0949 | 0.42587 | 110.5842 | 47.0949 | 0.42587 | 110.5842 | 52.262 | 0.4726 | 110.5842 | 2.054% | 0.10537 | 0.10319 | 23906.1611 | 1223.3222 | 175.0584 | 22507.7804 | 23910.3002 | 0 | 0 | 23910.3002 | 0.001707%
2027 | 353 | 353-594F | Tier-2 | Tier-2---7 | 5--5 | 25 | 2 | 2215.6498 | 99.93% | 0.02983% | 0.0378% | 51.3683 | 0 | 0 | 51.3683 | 0 | 46.7445 | 0.21294 | 219.5227 | 46.7445 | 0.21294 | 219.5227 | 51.8732 | 0.2363 | 219.5227 | 2.318% | 0.10216 | 0.099786 | 21688.8427 | 1103.6586 | 13.4163 | 20571.7678 | 21689.1911 | 0 | 0 | 21689.1911 | 0.001694%
2027 | 353 | 353-900F | Tier-2 | Tier-2---8 | 5--5 | 28 | 1 | 1991.3582 | 88.69% | 11.27% | 0.03442% | 18.293 | 0 | 0 | 18.293 | 0 | 16.6464 | 0.10647 | 156.3504 | 16.6464 | 0.10647 | 156.3504 | 18.4728 | 0.11815 | 156.3504 | 0.9186% | 0.10085 | 0.099808 | 19745.2341 | 886.6093 | 2040.7127 | 16817.9121 | 19768.5968 | 0 | 0 | 19768.5968 | 0.0006032%
2027 | 353 | 353-901F | Tier-2 | Tier-2---4 | 5--5 | 82 | 7 | 4555.6189 | 94.3% | 5.656% | 0.04182% | 106.3534 | 0 | 0 | 106.3534 | 0 | 96.7801 | 0.74528 | 129.8576 | 96.7801 | 0.74528 | 129.8576 | 107.3986 | 0.82705 | 129.8576 | 2.335% | 0.10618 | 0.10355 | 42903.6289 | 2997.2951 | 2229.1196 | 37677.2142 | 42965.683 | 0 | 0 | 42965.683 | 0.003507%
2027 | 353 | 353-902F | Tier-2 | Tier-2---11 | 5--3 | 11 | 3 | 465.1006 | 62.84% | 37.09% | 0.07221% | 23.1157 | 0 | 0 | 23.1157 | 0 | 21.035 | 0.31941 | 65.8568 | 21.035 | 0.31941 | 65.8568 | 23.3429 | 0.35445 | 65.8568 | 4.97% | 0.098854 | 0.091036 | 4704.9245 | 153.014 | 1593.6445 | 2958.266 | 4855.08 | 0 | 0 | 4855.08 | 0.0007623%
2027 | 353 | 353-904R | Tier-2 | Tier-2---3 | 5--5 | 181 | 15 | 13534.4067 | 99.43% | 0.528% | 0.03951% | 323.4286 | 0 | 0 | 323.4286 | 0 | 294.3156 | 1.597 | 184.2898 | 294.3156 | 1.597 | 184.2898 | 326.6072 | 1.7722 | 184.2898 | 2.39% | 0.12577 | 0.12275 | 107611.5054 | 6762.2295 | 951.3386 | 99897.9374 | 107626.5431 | 0 | 0 | 107626.5431 | 0.01067%
2027 | 354 | 354-1706R | Tier-2 | Tier-2---1 | 5--5 | 481 | 40 | 20510.2592 | 99.17% | 0.7728% | 0.06052% | 490.5123 | 0 | 0 | 490.5123 | 0 | 446.3596 | 4.2587 | 104.8103 | 446.3596 | 4.2587 | 104.8103 | 495.3331 | 4.726 | 104.8103 | 2.392% | 0.13939 | 0.13603 | 147143.8192 | 11695.5249 | 1352.7634 | 134095.5309 | 147174.1202 | 0 | 0 | 147174.1202 | 0.01618%
2027 | 354 | 354-24AE | Tier-2 | Tier-2---4 | 4--5 | 89 | 2 | 3653.654 | 88.54% | 11.39% | 0.07412% | 21.0807 | 0 | 0 | 21.0807 | 0 | 19.1831 | 0.21294 | 90.0883 | 19.1831 | 0.21294 | 90.0883 | 21.2878 | 0.2363 | 90.0883 | 0.577% | 0.080555 | 0.08003 | 45356.2427 | 2136.2059 | 4816.4156 | 38403.6212 | 45390.3508 | 0 | 0 | 45390.3508 | 0.0006952%
2027 | 355 | 355-41R | Tier-2 | Tier-2---6 | 4--5 | 226 | 18 | 7500.5861 | 98.5% | 1.439% | 0.05987% | 170.6463 | 0 | 0 | 170.6463 | 0 | 155.2859 | 1.9164 | 81.0287 | 155.2859 | 1.9164 | 81.0287 | 172.3235 | 2.1267 | 81.0287 | 2.275% | 0.092253 | 0.090122 | 81304.346 | 4273.0126 | 1113.8309 | 75917.5024 | 81333.1654 | 0 | 0 | 81333.1654 | 0.005627%
2027 | 355 | 355-6R | Tier-2 | Tier-2---7 | 4--5 | 58 | 3 | 1698.7097 | 79.94% | 19.99% | 0.07228% | 20.369 | 0 | 0 | 20.369 | 0 | 18.5355 | 0.31941 | 58.0313 | 18.5355 | 0.31941 | 58.0313 | 20.5692 | 0.35445 | 58.0313 | 1.199% | 0.074333 | 0.073218 | 22852.699 | 968.4345 | 4228.7096 | 17655.5548 | 22922.5133 | 0 | 0 | 22922.5133 | 0.0006717%
2027 | 356 | 356-16R | Tier-2 | Tier-2---4 | 4--5 | 216 | 7 | 5437.4375 | 98.14% | 1.781% | 0.0775% | 50.152 | 0 | 0 | 50.152 | 0 | 45.6377 | 0.74528 | 61.2357 | 45.6377 | 0.74528 | 61.2357 | 50.6449 | 0.82705 | 61.2357 | 0.9223% | 0.090754 | 0.089901 | 59914.026 | 4577.5093 | 1354.7623 | 53981.7544 | 59924.5911 | 0 | 0 | 59924.5911 | 0.001654%
2027 | 356 | 356-19R | Tier-3 | Tier-3---8 | 5--5 | 736 | 67 | 16012.7864 | 97.76% | 2.145% | 0.09187% | 413.2718 | 0 | 0 | 413.2718 | 0 | 376.0717 | 7.1334 | 52.72 | 376.0717 | 7.1334 | 52.72 | 417.3334 | 7.916 | 52.72 | 2.581% | 0.16775 | 0.16333 | 95453.8626 | 6567.3724 | 2023.3951 | 86863.0951 | 95511.7656 | 0 | 0 | 95511.7656 | 0.01363%
2027 | 356 | 356-30AE | Tier-3 | Tier-3---6 | 5--5 | 730 | 27 | 9294.6751 | 95.41% | 4.438% | 0.1505% | 95.1206 | 0 | 0 | 95.1206 | 0 | 86.5585 | 2.8746 | 30.111 | 86.5585 | 2.8746 | 30.111 | 96.0555 | 3.19 | 30.111 | 1.023% | 0.14106 | 0.13955 | 65892.3901 | 4765.339 | 2823.4514 | 58303.5997 | 65925.1703 | 0 | 0 | 65925.1703 | 0.003137%
2027 | 357 | 357-1147R | Tier-2 | Tier-2---10 | 5--4 | 40 | 1 | 1251.1758 | 99.06% | 0.8754% | 0.0621% | 8.986 | 0 | 0 | 8.986 | 0 | 8.1771 | 0.10647 | 76.8033 | 8.1771 | 0.10647 | 76.8033 | 9.0743 | 0.11815 | 76.8033 | 0.7182% | 0.14287 | 0.14183 | 8757.5771 | 445.3445 | 75.5026 | 8236.73 | 8758.1767 | 0 | 0 | 8758.1767 | 0.0002963%
2027 | 357 | 357-1299R | Tier-3 | Tier-3---9 | 5--5 | 48 | 1 | 5098.7328 | 99.68% | 0.2892% | 0.03002% | 30.7065 | 0 | 0 | 30.7065 | 0 | 27.9425 | 0.10647 | 262.4488 | 27.9425 | 0.10647 | 262.4488 | 31.0083 | 0.11815 | 262.4488 | 0.6022% | 0.2409 | 0.23945 | 21164.9633 | 1447.3151 | 61.817 | 19655.8313 | 21165.374 | 0 | 0 | 21165.374 | 0.001013%
2027 | 357 | 357-2047F | Tier-2 | Tier-2---10 | 5--4 | 17 | 1 | 878.9304 | 95.49% | 4.482% | 0.03213% | 14.3166 | 0 | 0 | 14.3166 | 0 | 13.0279 | 0.10647 | 122.3643 | 13.0279 | 0.10647 | 122.3643 | 14.4573 | 0.11815 | 122.3643 | 1.629% | 0.14128 | 0.13887 | 6221.0361 | 308.2981 | 257.2191 | 5655.5189 | 6225.9103 | 0 | 0 | 6225.9103 | 0.0004721%
2027 | 357 | 357-2049F | Tier-3 | Tier-3---8 | 5--5 | 271 | 17 | 16869.708 | 98.79% | 1.184% | 0.02933% | 303.1674 | 0 | 0 | 303.1674 | 0 | 275.8782 | 1.81 | 152.422 | 275.8782 | 1.81 | 152.422 | 306.1469 | 2.0085 | 152.422 | 1.797% | 0.18286 | 0.17954 | 92253.2607 | 6177.0068 | 1029.1992 | 85047.0547 | 92274.0047 | 0 | 0 | 92274.0047 | 0.009997%
2027 | 357 | 357-45R | Tier-3 | Tier-3---8 | 5--5 | 363 | 28 | 17696.7525 | 97.47% | 2.478% | 0.04808% | 385.8627 | 0 | 0 | 385.8627 | 0 | 351.1298 | 2.9811 | 117.7847 | 351.1298 | 2.9811 | 117.7847 | 389.6549 | 3.3082 | 117.7847 | 2.18% | 0.18538 | 0.18123 | 95462.1405 | 7644.6992 | 2293.6368 | 85523.8045 | 95517.31 | 0 | 0 | 95517.31 | 0.01272%
2027 | 357 | 357-50R | Tier-3 | Tier-3---4 | 5--5 | 383 | 43 | 10432.4887 | 97.04% | 2.884% | 0.07824% | 329.6083 | 0 | 0 | 329.6083 | 0 | 299.9391 | 4.5781 | 65.5155 | 299.9391 | 4.5781 | 65.5155 | 332.8477 | 5.0804 | 65.5155 | 3.159% | 0.14913 | 0.14427 | 69957.1689 | 5112.9004 | 1923.9041 | 62920.3645 | 70026.9018 | 0 | 0 | 70026.9018 | 0.01087%
2027 | 357 | 357-750R | Tier-2 | Tier-2---2 | 5--5 | 272 | 54 | 11757.6254 | 97.81% | 2.143% | 0.05143% | 662.0753 | 0 | 0 | 662.0753 | 0 | 602.4795 | 5.7493 | 104.7919 | 602.4795 | 5.7493 | 104.7919 | 668.5822 | 6.3801 | 104.7919 | 5.631% | 0.171 | 0.16116 | 68756.8371 | 5466.8496 | 1394.351 | 61895.6365 | 68848.9994 | 0 | 0 | 68848.9994 | 0.02183%
2027 | 358 | 358-682F | Tier-3 | Tier-3---3 | 5--5 | 344 | 6 | 37602.1184 | 98.59% | 1.386% | 0.02088% | 187.5207 | 0 | 0 | 187.5207 | 0 | 170.6413 | 0.63881 | 267.1235 | 170.6413 | 0.63881 | 267.1235 | 189.3637 | 0.7089 | 267.1235 | 0.4987% | 0.54241 | 0.53967 | 69323.599 | 4080.8113 | 883.9511 | 64358.8366 | 69328.5577 | 0 | 0 | 69328.5577 | 0.006184%
2027 | 361 | 361-45R | Tier-1 | Non-HFTD---5 | 3--4 | 146 | 1 | 74.9226 | 4.739% | 91.81% | 3.451% | 0.0070519 | 0 | 0 | 0.0070519 | 0 | 0.0064171 | 0.10647 | 0.060273 | 0.0064171 | 0.10647 | 0.060273 | 0.0071212 | 0.11815 | 0.060273 | 0.009412% | 0.01487 | 0.014841 | 5038.4415 | 8.9525 | 4560.3174 | 469.1716 | 5047.9941 | 0 | 0 | 5047.9941 | 2.325e-07%
2027 | 362 | 362-47F | Tier-1 | Non-HFTD---3 | 4--3 | 650 | 41 | 174.2726 | 36.5% | 57.41% | 6.096% | 1.1635 | 0 | 0 | 1.1635 | 0 | 1.0587 | 4.3652 | 0.24254 | 1.0587 | 4.3652 | 0.24254 | 1.1749 | 4.8441 | 0.24254 | 0.6676% | 0.049116 | 0.048217 | 3548.1987 | 203.3248 | 2278.4991 | 1066.3747 | 3590.1831 | 0 | 0 | 3590.1831 | 3.837e-05%
2027 | 393 | 393-14R | Tier-2 | Tier-2---10 | 5--4 | 76 | 2 | 924.8041 | 18.79% | 81.02% | 0.1888% | 1.326 | 0 | 0 | 1.326 | 0 | 1.2066 | 0.21294 | 5.6665 | 1.2066 | 0.21294 | 5.6665 | 1.339 | 0.2363 | 5.6665 | 0.1434% | 0.10079 | 0.10002 | 9175.2809 | 282.2453 | 6855.7873 | 2037.2483 | 9232.5848 | 0 | 0 | 9232.5848 | 4.373e-05%
2027 | 396 | 396-699R | Tier-2 | Tier-2---5 | 5--5 | 748 | 79 | 3136.9517 | 88.18% | 11.4% | 0.4202% | 84.7234 | 0 | 0 | 84.7234 | 0 | 77.0971 | 8.411 | 9.1662 | 77.0971 | 8.411 | 9.1662 | 85.5561 | 9.3338 | 9.1662 | 2.701% | 0.15664 | 0.15184 | 20026.8881 | 1646.7402 | 2215.8438 | 16164.3042 | 20101.679 | 0 | 0 | 20101.679 | 0.002794%
2027 | 401 | 401-684R | Tier-2 | Tier-2---21 | 4--1 | 2 | 1 | 1.5961 | 62.42% | 35.57% | 2.007% | 0.14447 | 0 | 0 | 0.14447 | 0 | 0.13147 | 0.10647 | 1.2348 | 0.13147 | 0.10647 | 1.2348 | 0.14589 | 0.11815 | 1.2348 | 9.051% | 0.030395 | 0.025988 | 52.5129 | 6.6893 | 15.7001 | 30.1235 | 55.8594 | 0 | 0 | 55.8594 | 4.764e-06%
2027 | 411 | 411-1873R | Tier-2 | Tier-2---7 | 4--5 | 342 | 32 | 1857.5393 | 97.83% | 1.797% | 0.3696% | 49.3115 | 0 | 0 | 49.3115 | 0 | 44.8728 | 3.407 | 13.1708 | 44.8728 | 3.407 | 13.1708 | 49.7961 | 3.7808 | 13.1708 | 2.655% | 0.04682 | 0.04555 | 39673.886 | 2968.3717 | 1138.6008 | 35566.9135 | 39697.8581 | 0 | 0 | 39697.8581 | 0.001626%
2027 | 411 | 411-30R | Tier-3 | Tier-3---6 | 5--5 | 856 | 73 | 6370.0414 | 98.47% | 1.262% | 0.272% | 155.1226 | 0 | 0 | 155.1226 | 0 | 141.1595 | 7.7722 | 18.1621 | 141.1595 | 7.7722 | 18.1621 | 156.6472 | 8.6249 | 18.1621 | 2.435% | 0.10309 | 0.10054 | 61789.3921 | 5810.5604 | 997.631 | 54981.2006 | 61813.4298 | 0 | 0 | 61813.4298 | 0.005115%
2027 | 411 | 411-47R | Tier-2 | Tier-2---9 | 4--5 | 459 | 1 | 1350.4062 | 95.97% | 3.342% | 0.6845% | 0.81885 | 0 | 0 | 0.81885 | 0 | 0.74514 | 0.10647 | 6.9987 | 0.74514 | 0.10647 | 6.9987 | 0.8269 | 0.11815 | 6.9987 | 0.06064% | 0.063274 | 0.063234 | 21342.1296 | 2028.2504 | 1280.5502 | 18033.3289 | 21342.6728 | 0 | 0 | 21342.6728 | 2.7e-05%
2027 | 441 | 441-23R | Tier-3 | Tier-3---11 | 5--4 | 84 | 2 | 3518.0204 | 97.45% | 2.468% | 0.07959% | 23.6723 | 0 | 0 | 23.6723 | 0 | 21.5415 | 0.21294 | 101.1638 | 21.5415 | 0.21294 | 101.1638 | 23.905 | 0.2363 | 101.1638 | 0.6729% | 0.54783 | 0.54405 | 6421.7327 | 319.9827 | 139.6282 | 5962.1218 | 6422.87 | 0 | 0 | 6422.87 | 0.0007806%
2027 | 441 | 441-27R | Tier-3 | Tier-3---9 | 5--4 | 133 | 13 | 4750.1268 | 98% | 1.916% | 0.08125% | 131.9569 | 0 | 0 | 131.9569 | 0 | 120.079 | 1.3841 | 86.7567 | 120.079 | 1.3841 | 86.7567 | 133.2538 | 1.5359 | 86.7567 | 2.778% | 0.55752 | 0.54172 | 8520.0828 | 441.9883 | 150.5633 | 7927.5312 | 8525.0476 | 0 | 0 | 8525.0476 | 0.004351%
2027 | 441 | 441-30R | Tier-3 | Tier-3---9 | 5--4 | 101 | 3 | 5348.8774 | 98.57% | 1.364% | 0.06326% | 45.4167 | 0 | 0 | 45.4167 | 0 | 41.3286 | 0.31941 | 129.3924 | 41.3286 | 0.31941 | 129.3924 | 45.8631 | 0.35445 | 129.3924 | 0.8491% | 0.55519 | 0.55041 | 9634.2631 | 496.8631 | 123.5008 | 9013.8993 | 9635.4581 | 0 | 0 | 9635.4581 | 0.001498%
2027 | 442 | 442-16R | Tier-3 | Tier-3---14 | 5--3 | 201 | 1 | 1834.9376 | 96.09% | 3.534% | 0.3793% | 2.5438 | 0 | 0 | 2.5438 | 0 | 2.3148 | 0.10647 | 21.7421 | 2.3148 | 0.10647 | 21.7421 | 2.5688 | 0.11815 | 21.7421 | 0.1386% | 0.45792 | 0.45726 | 4007.1227 | 182.139 | 134.5225 | 3690.4612 | 4007.3493 | 0 | 0 | 4007.3493 | 8.389e-05%
2027 | 442 | 442-509R | Tier-3 | Tier-3---15 | 5--3 | 145 | 5 | 852.9261 | 84.92% | 14.72% | 0.3553% | 7.2434 | 0 | 0 | 7.2434 | 0 | 6.5914 | 0.53234 | 12.382 | 6.5914 | 0.53234 | 12.382 | 7.3146 | 0.59075 | 12.382 | 0.8492% | 0.36954 | 0.36585 | 2308.0588 | 110.4832 | 313.3685 | 1884.2071 | 2311.5735 | 0 | 0 | 2311.5735 | 0.0002389%
2027 | 442 | 442-525 | Tier-3 | Tier-3---18 | 5--2 | 144 | 3 | 526.1263 | 57.95% | 41.57% | 0.4783% | 1.8421 | 0 | 0 | 1.8421 | 0 | 1.6763 | 0.31941 | 5.2482 | 1.6763 | 0.31941 | 5.2482 | 1.8602 | 0.35445 | 5.2482 | 0.3501% | 0.36155 | 0.35937 | 1455.1925 | 55.7076 | 549.0709 | 850.414 | 1458.9117 | 0 | 0 | 1458.9117 | 6.075e-05%
2027 | 442 | 442-728R | Tier-3 | Tier-3---5 | 5--5 | 763 | 22 | 11572.221 | 88.48% | 11.4% | 0.1243% | 85.613 | 0 | 0 | 85.613 | 0 | 77.9067 | 2.3423 | 33.2607 | 77.9067 | 2.3423 | 33.2607 | 86.4544 | 2.5993 | 33.2607 | 0.7398% | 0.35802 | 0.35502 | 32323.0144 | 2289.7277 | 3409.1909 | 26624.0958 | 32354.4229 | 0 | 0 | 32354.4229 | 0.002823%
2027 | 442 | 442-729 | Tier-3 | Tier-3---15 | 5--3 | 54 | 1 | 704.6091 | 96.62% | 3.132% | 0.2514% | 3.656 | 0 | 0 | 3.656 | 0 | 3.3269 | 0.10647 | 31.2476 | 3.3269 | 0.10647 | 31.2476 | 3.6919 | 0.11815 | 31.2476 | 0.5189% | 0.36059 | 0.35866 | 1954.0299 | 88.7883 | 138.1468 | 1727.0948 | 1954.3869 | 0 | 0 | 1954.3869 | 0.0001206%
2027 | 442 | 442-758F | Tier-3 | Tier-3---18 | 5--2 | 25 | 1 | 549.9829 | 98.93% | 0.9134% | 0.161% | 6.3113 | 0 | 0 | 6.3113 | 0 | 5.7432 | 0.10647 | 53.9424 | 5.7432 | 0.10647 | 53.9424 | 6.3733 | 0.11815 | 53.9424 | 1.148% | 0.35119 | 0.34711 | 1566.0749 | 78.3252 | 13.6628 | 1474.0869 | 1566.2724 | 0 | 0 | 1566.2724 | 0.0002081%
2027 | 442 | 442-764R | Tier-3 | Tier-3---18 | 5--2 | 74 | 1 | 474.7376 | 91.31% | 8.325% | 0.3651% | 1.6988 | 0 | 0 | 1.6988 | 0 | 1.5459 | 0.10647 | 14.5195 | 1.5459 | 0.10647 | 14.5195 | 1.7155 | 0.11815 | 14.5195 | 0.3578% | 0.35448 | 0.35309 | 1339.2423 | 54.097 | 105.5502 | 1179.5951 | 1339.7002 | 0 | 0 | 1339.7002 | 5.602e-05%
2027 | 444 | 444-15R | Tier-2 | Tier-2---13 | 5--3 | 122 | 13 | 333.8465 | 96.62% | 2.31% | 1.072% | 9.9674 | 0 | 0 | 9.9674 | 0 | 9.0702 | 1.3841 | 6.5532 | 9.0702 | 1.3841 | 6.5532 | 10.0654 | 1.5359 | 6.5532 | 2.986% | 0.14886 | 0.14426 | 2242.6726 | 149.3607 | 69.2136 | 2024.0983 | 2245.0915 | 0 | 0 | 2245.0915 | 0.0003287%
2027 | 444 | 444-43R | Tier-2 | Tier-2---5 | 5--5 | 403 | 4 | 3413.8137 | 97.67% | 1.995% | 0.3352% | 9.5974 | 0 | 0 | 9.5974 | 0 | 8.7335 | 0.42587 | 20.5073 | 8.7335 | 0.42587 | 20.5073 | 9.6917 | 0.4726 | 20.5073 | 0.2811% | 0.2124 | 0.21179 | 16072.3576 | 890.1063 | 476.3771 | 14705.8742 | 16073.4385 | 0 | 0 | 16073.4385 | 0.0003165%
2027 | 444 | 444-9R | Tier-2 | Tier-2---11 | 5--3 | 465 | 34 | 571.2373 | 70.71% | 27.93% | 1.361% | 8.5647 | 0 | 0 | 8.5647 | 0 | 7.7937 | 3.6199 | 2.153 | 7.7937 | 3.6199 | 2.153 | 8.6488 | 4.0171 | 2.153 | 1.499% | 0.1488 | 0.14564 | 3839.0169 | 197.4513 | 1077.3117 | 2564.2539 | 3863.3781 | 0 | 0 | 3863.3781 | 0.0002824%
2027 | 445 | 445-1311R | Tier-3 | Tier-3---5 | 5--5 | 337 | 30 | 9632.5907 | 94.96% | 4.965% | 0.07823% | 236.135 | 0 | 0 | 236.135 | 0 | 214.8796 | 3.1941 | 67.2749 | 214.8796 | 3.1941 | 67.2749 | 238.4557 | 3.5445 | 67.2749 | 2.451% | 0.53792 | 0.52403 | 17907.0399 | 1026.0345 | 824.7437 | 16056.2617 | 17930.97 | 0 | 0 | 17930.97 | 0.007787%
2027 | 445 | 445-1325F | Tier-2 | Tier-2---2 | 5--4 | 220 | 3 | 7250.7229 | 96.11% | 3.805% | 0.08959% | 27.5566 | 0 | 0 | 27.5566 | 0 | 25.0761 | 0.31941 | 78.5087 | 25.0761 | 0.31941 | 78.5087 | 27.8274 | 0.35445 | 78.5087 | 0.3801% | 0.57356 | 0.57129 | 12641.5766 | 694.1782 | 440.7081 | 11506.6903 | 12643.5313 | 0 | 0 | 12643.5313 | 0.0009087%
2027 | 445 | 445-17R | Tier-2 | Tier-2---8 | 5--3 | 97 | 2 | 1603.5562 | 88.72% | 11.16% | 0.1231% | 8.5068 | 0 | 0 | 8.5068 | 0 | 7.7411 | 0.21294 | 36.3538 | 7.7411 | 0.21294 | 36.3538 | 8.5904 | 0.2363 | 36.3538 | 0.5305% | 0.53426 | 0.53107 | 3001.4248 | 150.999 | 302.1467 | 2548.279 | 3003.4612 | 0 | 0 | 3003.4612 | 0.0002805%
2027 | 445 | 445-18R | Tier-2 | Tier-2---2 | 5--5 | 526 | 17 | 10619.7967 | 95.69% | 4.18% | 0.1317% | 95.2433 | 0 | 0 | 95.2433 | 0 | 86.6701 | 1.81 | 47.885 | 86.6701 | 1.81 | 47.885 | 96.1794 | 2.0085 | 47.885 | 0.8968% | 0.6048 | 0.59913 | 17559.3271 | 969.9837 | 680.7099 | 15908.6335 | 17566.4909 | 0 | 0 | 17566.4909 | 0.003141%
2027 | 445 | 445-19R | Tier-2 | Tier-2---8 | 5--3 | 238 | 2 | 1766.7037 | 84.73% | 14.9% | 0.3714% | 3.6478 | 0 | 0 | 3.6478 | 0 | 3.3195 | 0.21294 | 15.5891 | 3.3195 | 0.21294 | 15.5891 | 3.6837 | 0.2363 | 15.5891 | 0.2065% | 0.56527 | 0.56389 | 3125.4156 | 150.9089 | 429.896 | 2544.6106 | 3126.5817 | 0 | 0 | 3126.5817 | 0.0001203%
2027 | 445 | 445-39R | Tier-2 | Tier-2---5 | 5--4 | 246 | 9 | 3678.5806 | 87.54% | 12.33% | 0.1304% | 34.1662 | 0 | 0 | 34.1662 | 0 | 31.0908 | 0.95822 | 32.4465 | 31.0908 | 0.95822 | 32.4465 | 34.502 | 1.0633 | 32.4465 | 0.9288% | 0.48997 | 0.48477 | 7507.8253 | 391.1864 | 914.4635 | 6202.1754 | 7517.8562 | 0 | 0 | 7517.8562 | 0.001127%
2027 | 445 | 445-894R | Tier-2 | Tier-2---5 | 5--4 | 587 | 6 | 4421.0024 | 88.12% | 11.51% | 0.3702% | 11.5482 | 0 | 0 | 11.5482 | 0 | 10.5087 | 0.63881 | 16.4504 | 10.5087 | 0.63881 | 16.4504 | 11.6617 | 0.7089 | 16.4504 | 0.2612% | 0.63526 | 0.63337 | 6959.394 | 312.553 | 750.3762 | 5896.4648 | 6961.8517 | 0 | 0 | 6961.8517 | 0.0003808%
2027 | 448 | 448-1234R | Tier-3 | Tier-3---15 | 5--3 | 51 | 2 | 1211.6194 | 97.39% | 2.475% | 0.1351% | 13.4195 | 0 | 0 | 13.4195 | 0 | 12.2116 | 0.21294 | 57.3485 | 12.2116 | 0.21294 | 57.3485 | 13.5514 | 0.2363 | 57.3485 | 1.108% | 0.62101 | 0.61394 | 1951.0598 | 101.7927 | 46.8267 | 1802.4404 | 1951.6456 | 0 | 0 | 1951.6456 | 0.0004425%
2027 | 448 | 448-47R | Tier-3 | Tier-3---14 | 5--3 | 184 | 3 | 2612.2711 | 91.91% | 7.885% | 0.2065% | 11.3521 | 0 | 0 | 11.3521 | 0 | 10.3303 | 0.31941 | 32.3422 | 10.3303 | 0.31941 | 32.3422 | 11.4637 | 0.35445 | 32.3422 | 0.4346% | 0.62882 | 0.62585 | 4154.2404 | 216.0426 | 303.0764 | 3635.1215 | 4155.8373 | 0 | 0 | 4155.8373 | 0.0003744%
2027 | 448 | 448-714R | Tier-3 | Tier-3---14 | 5--3 | 314 | 8 | 2119.752 | 55.7% | 43.96% | 0.3458% | 8.7234 | 0 | 0 | 8.7234 | 0 | 7.9381 | 0.85175 | 9.3198 | 7.9381 | 0.85175 | 9.3198 | 8.8091 | 0.9452 | 9.3198 | 0.4115% | 0.46343 | 0.46 | 4574.0639 | 152.3288 | 1823.4456 | 2598.2895 | 4589.1475 | 0 | 0 | 4589.1475 | 0.0002877%
2027 | 448 | 448-724R | Tier-3 | Tier-3---18 | 5--2 | 202 | 4 | 520.639 | 76.18% | 22.78% | 1.038% | 2.2778 | 0 | 0 | 2.2778 | 0 | 2.0727 | 0.42587 | 4.867 | 2.0727 | 0.42587 | 4.867 | 2.3002 | 0.4726 | 4.867 | 0.4375% | 0.55035 | 0.54719 | 946.0153 | 35.8531 | 201.7143 | 708.4479 | 947.3166 | 0 | 0 | 947.3166 | 7.511e-05%
2027 | 448 | 448-735R | Tier-3 | Tier-3---18 | 5--2 | 170 | 1 | 630.7627 | 79.12% | 20.09% | 0.7869% | 0.85136 | 0 | 0 | 0.85136 | 0 | 0.77473 | 0.10647 | 7.2766 | 0.77473 | 0.10647 | 7.2766 | 0.85973 | 0.11815 | 7.2766 | 0.135% | 0.54202 | 0.54109 | 1163.7353 | 53.8869 | 215.9361 | 893.9122 | 1164.1504 | 0 | 0 | 1164.1504 | 2.807e-05%
2027 | 448 | 448-744R | Tier-3 | Tier-3---7 | 5--5 | 717 | 17 | 9104.5616 | 91.68% | 8.126% | 0.1928% | 57.3943 | 0 | 0 | 57.3943 | 0 | 52.228 | 1.81 | 28.8558 | 52.228 | 1.81 | 28.8558 | 57.9583 | 2.0085 | 28.8558 | 0.6304% | 0.49442 | 0.49102 | 18414.705 | 980.4625 | 1393.5793 | 16040.6633 | 18425.3106 | 0 | 0 | 18425.3106 | 0.001893%
2027 | 448 | 448-9R | Tier-3 | Tier-3---9 | 5--4 | 413 | 18 | 5644.8109 | 93.43% | 6.384% | 0.1906% | 66.6553 | 0 | 0 | 66.6553 | 0 | 60.6554 | 1.9164 | 31.6502 | 60.6554 | 1.9164 | 31.6502 | 67.3104 | 2.1267 | 31.6502 | 1.181% | 0.54394 | 0.53706 | 10377.639 | 550.4893 | 645.7623 | 9181.3873 | 10386.373 | 0 | 0 | 10386.373 | 0.002198%
2027 | 449 | 449-13R | Tier-3 | Tier-3---7 | 5--5 | 557 | 45 | 6729.9647 | 90.49% | 9.346% | 0.1629% | 142.6837 | 0 | 0 | 142.6837 | 0 | 129.8403 | 4.7911 | 27.1004 | 129.8403 | 4.7911 | 27.1004 | 144.086 | 5.3167 | 27.1004 | 2.12% | 0.28234 | 0.27573 | 23836.2998 | 1408.7102 | 2080.9099 | 20346.6798 | 23890.6769 | 0 | 0 | 23890.6769 | 0.004705%
2027 | 449 | 449-16R | Tier-3 | Tier-3---15 | 5--4 | 72 | 1 | 1495.5065 | 96.97% | 2.927% | 0.1006% | 5.8412 | 0 | 0 | 5.8412 | 0 | 5.3154 | 0.10647 | 49.9247 | 5.3154 | 0.10647 | 49.9247 | 5.8986 | 0.11815 | 49.9247 | 0.3906% | 0.23738 | 0.23642 | 6300.0313 | 365.3232 | 174.7966 | 5759.9115 | 6300.8027 | 0 | 0 | 6300.8027 | 0.0001926%
2027 | 449 | 449-693R | Tier-3 | Tier-3---9 | 5--5 | 165 | 6 | 5260.7056 | 98.77% | 1.153% | 0.07468% | 54.7957 | 0 | 0 | 54.7957 | 0 | 49.8633 | 0.63881 | 78.0566 | 49.8633 | 0.63881 | 78.0566 | 55.3342 | 0.7089 | 78.0566 | 1.042% | 0.26107 | 0.25832 | 20150.463 | 1117.608 | 224.7441 | 18808.1109 | 20153.0986 | 0 | 0 | 20153.0986 | 0.001807%
2027 | 449 | 449-6R | Tier-3 | Tier-3---14 | 5--4 | 161 | 7 | 2320.0162 | 95.55% | 4.318% | 0.1352% | 27.9498 | 0 | 0 | 27.9498 | 0 | 25.434 | 0.74528 | 34.1268 | 25.434 | 0.74528 | 34.1268 | 28.2245 | 0.82705 | 34.1268 | 1.205% | 0.24779 | 0.24466 | 9362.9076 | 518.3997 | 417.6492 | 8426.8588 | 9368.2315 | 0 | 0 | 9368.2315 | 0.0009217%
2027 | 450 | 450-1850 | Tier-2 | Tier-2---13 | 4--3 | 18 | 4 | 296.7138 | 97.11% | 2.719% | 0.1664% | 18.5698 | 0 | 0 | 18.5698 | 0 | 16.8983 | 0.42587 | 39.6792 | 16.8983 | 0.42587 | 39.6792 | 18.7524 | 0.4726 | 39.6792 | 6.259% | 0.073712 | 0.068962 | 4025.2898 | 218.8856 | 107.0123 | 3699.392 | 4033.29 | 0 | 0 | 4033.29 | 0.0006124%
2027 | 450 | 450-1851F | Tier-2 | Tier-2---3 | 5--5 | 209 | 25 | 8274.1225 | 99.23% | 0.7168% | 0.05235% | 284.8134 | 0 | 0 | 284.8134 | 0 | 259.1763 | 2.6617 | 97.3721 | 259.1763 | 2.6617 | 97.3721 | 287.6125 | 2.9537 | 97.3721 | 3.442% | 0.099477 | 0.096026 | 83176.2362 | 14607.9335 | 584.6634 | 67983.6393 | 83199.2259 | 0 | 0 | 83199.2259 | 0.009392%
2027 | 450 | 450-1853F | Tier-2 | Tier-2---10 | 4--4 | 44 | 3 | 792.2018 | 92.77% | 7.138% | 0.09408% | 14.5312 | 0 | 0 | 14.5312 | 0 | 13.2232 | 0.31941 | 41.3995 | 13.2232 | 0.31941 | 41.3995 | 14.674 | 0.35445 | 41.3995 | 1.834% | 0.075291 | 0.073802 | 10521.8374 | 525.9075 | 700.4641 | 9295.4659 | 10537.1862 | 0 | 0 | 10537.1862 | 0.0004792%
2027 | 450 | 450-1854 | Tier-2 | Tier-2---9 | 4--4 | 70 | 15 | 1132.2887 | 95.25% | 4.625% | 0.1242% | 67.0221 | 0 | 0 | 67.0221 | 0 | 60.9892 | 1.597 | 38.1892 | 60.9892 | 1.597 | 38.1892 | 67.6808 | 1.7722 | 38.1892 | 5.919% | 0.079085 | 0.07417 | 14317.3642 | 967.6824 | 629.1902 | 12720.4915 | 14362.4162 | 0 | 0 | 14362.4162 | 0.00221%
2027 | 452 | 452-1404F | Tier-2 | Tier-2---12 | 1--5 | 20 | 5 | 625.5425 | 99.9% | 0% | 0.09615% | 45.3082 | 0 | 0 | 45.3082 | 0 | 41.2299 | 0.53234 | 77.45 | 41.2299 | 0.53234 | 77.45 | 45.7535 | 0.59075 | 77.45 | 7.243% | 0.0036434 | 0.0033793 | 171691.9584 | 19885.3998 | 159.1121 | 151647.4464 | 171704.8619 | 0 | 0 | 171704.8619 | 0.001494%
2027 | 452 | 452-38AE | Tier-2 | Tier-2---4 | 2--5 | 71 | 3 | 2823.7515 | 99.93% | 0% | 0.06613% | 34.578 | 0 | 0 | 34.578 | 0 | 31.4655 | 0.31941 | 98.5129 | 31.4655 | 0.31941 | 98.5129 | 34.9178 | 0.35445 | 98.5129 | 1.225% | 0.011395 | 0.011256 | 247801.8355 | 21945.5544 | 160.9262 | 225695.355 | 247803.8684 | 0 | 0 | 247803.8684 | 0.00114%
2027 | 463 | 463-1229 | Tier-2 | Tier-2---9 | 5--4 | 231 | 7 | 1378.3182 | 99.02% | 0.574% | 0.4088% | 11.9935 | 0 | 0 | 11.9935 | 0 | 10.9139 | 0.74528 | 14.644 | 10.9139 | 0.74528 | 14.644 | 12.1113 | 0.82705 | 14.644 | 0.8702% | 0.096723 | 0.095873 | 14250.1892 | 1640.085 | 119.2009 | 12490.9033 | 14251.4308 | 0 | 0 | 14251.4308 | 0.0003955%
2027 | 470 | 470-40AE | Tier-2 | Tier-2---4 | 4--5 | 142 | 21 | 5264.9688 | 98.33% | 1.599% | 0.07273% | 222.0263 | 0 | 0 | 222.0263 | 0 | 202.0409 | 2.2358 | 90.3648 | 202.0409 | 2.2358 | 90.3648 | 224.2084 | 2.4811 | 90.3648 | 4.217% | 0.091034 | 0.08713 | 57835.1917 | 3654.8473 | 877.7111 | 53302.6332 | 57878.5076 | 0 | 0 | 57878.5076 | 0.007322%
2027 | 470 | 470-47R | Tier-3 | Tier-3---2 | 5--5 | 534 | 29 | 16740.3911 | 99.37% | 0.5365% | 0.09319% | 261.9853 | 0 | 0 | 261.9853 | 0 | 238.4031 | 3.0876 | 77.2135 | 238.4031 | 3.0876 | 77.2135 | 264.5601 | 3.4263 | 77.2135 | 1.565% | 0.16225 | 0.1597 | 103174.1084 | 6598.1472 | 589.4379 | 95986.5234 | 103184.5041 | 0 | 0 | 103184.5041 | 0.008639%
2027 | 471 | 471-36F | Tier-2 | Tier-2---4 | 4--5 | 128 | 6 | 4253.6671 | 94.96% | 4.983% | 0.06005% | 54.9074 | 0 | 0 | 54.9074 | 0 | 49.965 | 0.63881 | 78.2157 | 49.965 | 0.63881 | 78.2157 | 55.4471 | 0.7089 | 78.2157 | 1.291% | 0.093079 | 0.091814 | 45699.6343 | 2391.7261 | 2109.1945 | 41198.7137 | 45731.3926 | 0 | 0 | 45731.3926 | 0.001811%
2027 | 492 | 492-1090F | Tier-1 | Non-HFTD---8 | 3--2 | 134 | 1 | 34.6286 | 4.526% | 88.49% | 6.986% | 0.003392 | 0 | 0 | 0.003392 | 0 | 0.0030866 | 0.10647 | 0.028991 | 0.0030866 | 0.10647 | 0.028991 | 0.0034253 | 0.11815 | 0.028991 | 0.009795% | 0.023375 | 0.023325 | 1481.4265 | 4.7545 | 1325.9251 | 150.7468 | 1484.4941 | 0 | 0 | 1484.4941 | 1.119e-07%
2027 | 492 | 492-14R | Tier-1 | Non-HFTD---2 | 4--3 | 453 | 17 | 216.5783 | 3.253% | 93.45% | 3.298% | 0.076681 | 0 | 0 | 0.076681 | 0 | 0.069779 | 1.81 | 0.038553 | 0.069779 | 1.81 | 0.038553 | 0.077435 | 2.0085 | 0.038553 | 0.03541% | 0.045206 | 0.044714 | 4790.8774 | 15.4821 | 4336.3917 | 439.0035 | 4841.8753 | 0 | 0 | 4841.8753 | 2.529e-06%
2027 | 492 | 492-343R | Tier-1 | Non-HFTD---1 | 3--4 | 107 | 1 | 272.4272 | 37.19% | 62.03% | 0.7764% | 0.2746 | 0 | 0 | 0.2746 | 0 | 0.24988 | 0.10647 | 2.347 | 0.24988 | 0.10647 | 2.347 | 0.2773 | 0.11815 | 2.347 | 0.1008% | 0.024839 | 0.024772 | 10967.6321 | 305.379 | 8108.5204 | 2553.7327 | 10986.3532 | 0 | 0 | 10986.3532 | 9.055e-06%
2027 | 500 | 500-1531 | Tier-2 | Tier-2---10 | 4--4 | 20 | 4 | 800.5503 | 21.6% | 78.32% | 0.07823% | 10.0299 | 0 | 0 | 10.0299 | 0 | 9.1271 | 0.42587 | 21.4315 | 9.1271 | 0.42587 | 21.4315 | 10.1285 | 0.4726 | 21.4315 | 1.253% | 0.071178 | 0.067049 | 11247.1911 | 167.2855 | 8054.1845 | 3025.7211 | 11790.1034 | 0 | 0 | 11790.1034 | 0.0003307%
2027 | 501 | 501-786 | Tier-2 | Tier-2---14 | 2--5 | 23 | 2 | 204.0835 | 99.63% | 0% | 0.368% | 5.1275 | 0 | 0 | 5.1275 | 0 | 4.666 | 0.21294 | 21.9125 | 4.666 | 0.21294 | 21.9125 | 5.1779 | 0.2363 | 21.9125 | 2.512% | 0.0050324 | 0.0049055 | 40553.9202 | 2762.8 | 144.6555 | 37646.4647 | 40557.7814 | 0 | 0 | 40557.7814 | 0.0001691%
2027 | 504 | 504-2501R | Tier-2 | Tier-2---9 | 3--5 | 154 | 5 | 733.6834 | 99.51% | 0% | 0.4917% | 6.8741 | 0 | 0 | 6.8741 | 0 | 6.2553 | 0.53234 | 11.7506 | 6.2553 | 0.53234 | 11.7506 | 6.9417 | 0.59075 | 11.7506 | 0.9369% | 0.021593 | 0.021389 | 33978.4661 | 2347.3747 | 1024.1887 | 30606.9026 | 33980.0541 | 0 | 0 | 33980.0541 | 0.0002267%
2027 | 520 | 520-1045R | Tier-2 | Tier-2---5 | 5--4 | 180 | 2 | 2978.814 | 97.34% | 2.471% | 0.184% | 9.3435 | 0 | 0 | 9.3435 | 0 | 8.5025 | 0.21294 | 39.9296 | 8.5025 | 0.21294 | 39.9296 | 9.4354 | 0.2363 | 39.9296 | 0.3137% | 0.26824 | 0.26737 | 11105.2066 | 596.3807 | 258.2442 | 10250.5816 | 11106.1598 | 0 | 0 | 11106.1598 | 0.0003081%
2027 | 520 | 520-10R | Tier-2 | Tier-2---7 | 4--5 | 155 | 16 | 1478.7446 | 97.97% | 1.759% | 0.2664% | 43.3702 | 0 | 0 | 43.3702 | 0 | 39.4663 | 1.7035 | 23.1678 | 39.4663 | 1.7035 | 23.1678 | 43.7964 | 1.8904 | 23.1678 | 2.933% | 0.046043 | 0.044665 | 32116.3215 | 3380.3007 | 793.9909 | 27942.0299 | 32136.3991 | 0 | 0 | 32136.3991 | 0.00143%
2027 | 520 | 520-1489R | Tier-2 | Tier-2---8 | 5--5 | 408 | 6 | 2637.9338 | 96.76% | 2.798% | 0.4462% | 10.8851 | 0 | 0 | 10.8851 | 0 | 9.9053 | 0.63881 | 15.5058 | 9.9053 | 0.63881 | 15.5058 | 10.9921 | 0.7089 | 15.5058 | 0.4126% | 0.13822 | 0.13763 | 19085.4238 | 1021.9214 | 566.5154 | 17496.987 | 19088.0753 | 0 | 0 | 19088.0753 | 0.000359%
2027 | 520 | 520-1509R | Tier-2 | Tier-2---5 | 5--4 | 401 | 17 | 3413.9118 | 92.72% | 6.994% | 0.2858% | 38.9162 | 0 | 0 | 38.9162 | 0 | 35.4132 | 1.81 | 19.5657 | 35.4132 | 1.81 | 19.5657 | 39.2986 | 2.0085 | 19.5657 | 1.14% | 0.28561 | 0.2821 | 11953.1797 | 661.7087 | 782.5338 | 10508.9372 | 11964.0107 | 0 | 0 | 11964.0107 | 0.001283%
2027 | 520 | 520-1525R | Tier-2 | Tier-2---8 | 5--5 | 145 | 9 | 1632.8033 | 98.29% | 1.436% | 0.2778% | 28.8868 | 0 | 0 | 28.8868 | 0 | 26.2866 | 0.95822 | 27.4329 | 26.2866 | 0.95822 | 27.4329 | 29.1707 | 1.0633 | 27.4329 | 1.769% | 0.099044 | 0.097261 | 16485.7021 | 1672.9156 | 358.491 | 14454.2955 | 16490.8801 | 0 | 0 | 16490.8801 | 0.0009526%
2027 | 520 | 520-1527R | Tier-3 | Tier-3---7 | 5--5 | 249 | 13 | 6763.0006 | 96.72% | 3.176% | 0.1068% | 99.0347 | 0 | 0 | 99.0347 | 0 | 90.1202 | 1.3841 | 65.1115 | 90.1202 | 1.3841 | 65.1115 | 100.008 | 1.5359 | 65.1115 | 1.464% | 0.27105 | 0.26694 | 24951.4497 | 1805.8111 | 756.6493 | 22388.9893 | 24964.0403 | 0 | 0 | 24964.0403 | 0.003266%
2027 | 520 | 520-1902R | Tier-2 | Tier-2---9 | 4--4 | 408 | 43 | 748.333 | 77.34% | 21.7% | 0.962% | 17.6885 | 0 | 0 | 17.6885 | 0 | 16.0963 | 4.5781 | 3.5159 | 16.0963 | 4.5781 | 3.5159 | 17.8623 | 5.0804 | 3.5159 | 2.364% | 0.058932 | 0.057131 | 12698.2886 | 1100.527 | 2687.8901 | 8909.8715 | 12789.0171 | 0 | 0 | 12789.0171 | 0.0005833%
2027 | 520 | 520-1904 | Tier-3 | Tier-3---13 | 4--5 | 276 | 35 | 2084.5359 | 96.48% | 3.265% | 0.2521% | 73.9632 | 0 | 0 | 73.9632 | 0 | 67.3055 | 3.7264 | 18.0618 | 67.3055 | 3.7264 | 18.0618 | 74.6901 | 4.1352 | 18.0618 | 3.548% | 0.05278 | 0.050839 | 39495.106 | 2613.3418 | 1305.0051 | 35576.7591 | 39548.1431 | 0 | 0 | 39548.1431 | 0.002439%
2027 | 520 | 520-22R | Tier-2 | Tier-2---14 | 4--4 | 113 | 5 | 258.296 | 74.72% | 24.53% | 0.7505% | 2.4766 | 0 | 0 | 2.4766 | 0 | 2.2537 | 0.53234 | 4.2336 | 2.2537 | 0.53234 | 4.2336 | 2.501 | 0.59075 | 4.2336 | 0.9588% | 0.036011 | 0.035549 | 7172.7783 | 807.1844 | 2439.3669 | 3926.227 | 7196.3456 | 0 | 0 | 7196.3456 | 8.167e-05%
2027 | 520 | 520-35R | Tier-3 | Tier-3---9 | 5--5 | 306 | 2 | 4997.7942 | 96.49% | 3.313% | 0.193% | 9.1409 | 0 | 0 | 9.1409 | 0 | 8.3181 | 0.21294 | 39.0635 | 8.3181 | 0.21294 | 39.0635 | 9.2307 | 0.2363 | 39.0635 | 0.1829% | 0.28544 | 0.2849 | 17509.0395 | 1062.3012 | 557.174 | 15889.5643 | 17510.2051 | 0 | 0 | 17510.2051 | 0.0003014%
2027 | 520 | 520-45 | Tier-2 | Tier-2---8 | 5--5 | 219 | 6 | 2044.6463 | 97.57% | 2.13% | 0.298% | 15.8507 | 0 | 0 | 15.8507 | 0 | 14.4239 | 0.63881 | 22.5793 | 14.4239 | 0.63881 | 22.5793 | 16.0065 | 0.7089 | 22.5793 | 0.7752% | 0.10446 | 0.10363 | 19573.1854 | 982.4694 | 415.3687 | 18175.3473 | 19576.9917 | 0 | 0 | 19576.9917 | 0.0005227%
2027 | 521 | 521-14R | Tier-3 | Tier-3---5 | 5--5 | 315 | 18 | 11350.2874 | 96.69% | 3.233% | 0.07621% | 181.8669 | 0 | 0 | 181.8669 | 0 | 165.4964 | 1.9164 | 86.3565 | 165.4964 | 1.9164 | 86.3565 | 183.6542 | 2.1267 | 86.3565 | 1.602% | 0.27097 | 0.26648 | 41888.3276 | 2255.8215 | 1272.0917 | 38360.4144 | 41911.6829 | 0 | 0 | 41911.6829 | 0.005997%
2027 | 521 | 521-1819R | Tier-2 | Tier-2---9 | 4--5 | 199 | 20 | 810.9996 | 89.31% | 10.24% | 0.4457% | 21.1112 | 0 | 0 | 21.1112 | 0 | 19.2109 | 2.1294 | 9.0219 | 19.2109 | 2.1294 | 9.0219 | 21.3187 | 2.363 | 9.0219 | 2.603% | 0.043667 | 0.042394 | 18572.4528 | 2084.26 | 1960.8167 | 14527.3761 | 18632.0356 | 0 | 0 | 18632.0356 | 0.0006962%
2027 | 521 | 521-1856R | Tier-3 | Tier-3---6 | 5--5 | 335 | 22 | 8477.8617 | 97.79% | 2.104% | 0.1048% | 157.8933 | 0 | 0 | 157.8933 | 0 | 143.6808 | 2.3423 | 61.3416 | 143.6808 | 2.3423 | 61.3416 | 159.4451 | 2.5993 | 61.3416 | 1.862% | 0.15411 | 0.15117 | 55012.684 | 3012.448 | 1105.9909 | 50894.245 | 55036.2705 | 0 | 0 | 55036.2705 | 0.005207%
2027 | 521 | 521-18R | Tier-3 | Tier-3---6 | 4--5 | 307 | 22 | 8713.0173 | 99.36% | 0.5424% | 0.09583% | 179.9161 | 0 | 0 | 179.9161 | 0 | 163.7212 | 2.3423 | 69.8975 | 163.7212 | 2.3423 | 69.8975 | 181.6843 | 2.5993 | 69.8975 | 2.065% | 0.071321 | 0.069839 | 122165.8816 | 6890.9356 | 771.7339 | 114503.2122 | 122182.4298 | 0 | 0 | 122182.4298 | 0.005933%
2027 | 521 | 521-27R | Tier-2 | Tier-2---3 | 4--5 | 358 | 22 | 5618.6229 | 98.78% | 1.092% | 0.1294% | 98.9082 | 0 | 0 | 98.9082 | 0 | 90.0051 | 2.3423 | 38.4259 | 90.0051 | 2.3423 | 38.4259 | 99.8802 | 2.5993 | 38.4259 | 1.76% | 0.063668 | 0.062533 | 88249.328 | 6355.7576 | 1136.662 | 80756.9084 | 88268.8792 | 0 | 0 | 88268.8792 | 0.003262%
2027 | 521 | 521-32R | Tier-3 | Tier-3---4 | 5--5 | 232 | 1 | 12241.7135 | 99.38% | 0.5642% | 0.05689% | 15.2071 | 0 | 0 | 15.2071 | 0 | 13.8383 | 0.10647 | 129.9752 | 13.8383 | 0.10647 | 129.9752 | 15.3566 | 0.11815 | 129.9752 | 0.1242% | 0.14844 | 0.14825 | 82470.5462 | 5122.2262 | 464.9548 | 76883.3652 | 82471.1873 | 0 | 0 | 82471.1873 | 0.0005015%
2027 | 521 | 521-700R | Tier-2 | Tier-2---3 | 4--5 | 437 | 35 | 9012.5446 | 99.05% | 0.8425% | 0.1052% | 207.3465 | 0 | 0 | 207.3465 | 0 | 188.6825 | 3.7264 | 50.6341 | 188.6825 | 3.7264 | 50.6341 | 209.3843 | 4.1352 | 50.6341 | 2.301% | 0.074421 | 0.072692 | 121102.821 | 8945.6292 | 1253.8537 | 110903.3381 | 121130.1114 | 0 | 0 | 121130.1114 | 0.006838%
2027 | 522 | 522-34 | Tier-2 | Tier-2---16 | 4--3 | 64 | 9 | 112.7117 | 43.02% | 55.81% | 1.165% | 1.9776 | 0 | 0 | 1.9776 | 0 | 1.7996 | 0.95822 | 1.8781 | 1.7996 | 0.95822 | 1.8781 | 1.9971 | 1.0633 | 1.8781 | 1.755% | 0.030009 | 0.028785 | 3755.9309 | 126.2765 | 2195.8593 | 1433.795 | 3846.9114 | 0 | 0 | 3846.9114 | 6.522e-05%
2027 | 522 | 522-36 | Tier-2 | Tier-2---16 | 4--3 | 93 | 1 | 116.9577 | 22.53% | 76.17% | 1.295% | 0.082181 | 0 | 0 | 0.082181 | 0 | 0.074784 | 0.10647 | 0.7024 | 0.074784 | 0.10647 | 0.7024 | 0.082989 | 0.11815 | 0.7024 | 0.07027% | 0.031092 | 0.030995 | 3761.7134 | 67.8389 | 2679.063 | 1014.8115 | 3770.8287 | 0 | 0 | 3770.8287 | 2.71e-06%
2027 | 522 | 522-38R | Tier-2 | Tier-2---6 | 4--5 | 606 | 78 | 5639.8414 | 96.44% | 3.339% | 0.2198% | 203.0253 | 0 | 0 | 203.0253 | 0 | 184.7503 | 8.3045 | 22.2469 | 184.7503 | 8.3045 | 22.2469 | 205.0206 | 9.2157 | 22.2469 | 3.6% | 0.088602 | 0.085295 | 63653.5146 | 7689.6838 | 2180.134 | 53783.6968 | 63741.3456 | 0 | 0 | 63741.3456 | 0.006695%
2027 | 523 | 523-31AE | Tier-2 | Tier-2---14 | 4--4 | 199 | 17 | 305.199 | 11.7% | 87.21% | 1.095% | 0.88437 | 0 | 0 | 0.88437 | 0 | 0.80476 | 1.81 | 0.44463 | 0.80476 | 1.81 | 0.44463 | 0.89306 | 2.0085 | 0.44463 | 0.2898% | 0.037419 | 0.036492 | 8156.1707 | 129.3833 | 6531.3069 | 1495.4806 | 8339.1293 | 0 | 0 | 8339.1293 | 2.916e-05%
2027 | 524 | 524-1782F | Tier-3 | Tier-3---10 | 4--5 | 231 | 27 | 5468.1345 | 99.78% | 0.1144% | 0.1099% | 184.9327 | 0 | 0 | 184.9327 | 0 | 168.2862 | 2.8746 | 58.5415 | 168.2862 | 2.8746 | 58.5415 | 186.7502 | 3.19 | 58.5415 | 3.382% | 0.040404 | 0.039034 | 135337.1336 | 10621.643 | 457.8891 | 124257.6016 | 135347.7852 | 0 | 0 | 135347.7852 | 0.006098%
2027 | 524 | 524-27R | Tier-3 | Tier-3---4 | 4--5 | 489 | 40 | 11317.6942 | 99.77% | 0.1414% | 0.08951% | 267.857 | 0 | 0 | 267.857 | 0 | 243.7462 | 4.2587 | 57.2344 | 243.7462 | 4.2587 | 57.2344 | 270.4895 | 4.726 | 57.2344 | 2.367% | 0.060207 | 0.058779 | 187979.0829 | 15020.271 | 843.0575 | 172115.7544 | 187989.6308 | 0 | 0 | 187989.6308 | 0.008833%
2027 | 524 | 524-46R | Tier-3 | Tier-3---4 | 5--5 | 283 | 16 | 13710.9533 | 98.99% | 0.9557% | 0.05722% | 222.5245 | 0 | 0 | 222.5245 | 0 | 202.4942 | 1.7035 | 118.8699 | 202.4942 | 1.7035 | 118.8699 | 224.7114 | 1.8904 | 118.8699 | 1.623% | 0.18916 | 0.18605 | 72484.9744 | 5399.6154 | 709.3603 | 66375.9987 | 72497.213 | 0 | 0 | 72497.213 | 0.007338%
2027 | 524 | 524-50R | Tier-3 | Tier-3---7 | 5--5 | 283 | 29 | 8801.877 | 98.2% | 1.718% | 0.0819% | 256.8615 | 0 | 0 | 256.8615 | 0 | 233.7404 | 3.0876 | 75.7033 | 233.7404 | 3.0876 | 75.7033 | 259.3859 | 3.4263 | 75.7033 | 2.918% | 0.18313 | 0.17769 | 48062.3901 | 2911.3323 | 788.4961 | 44362.5616 | 48088.878 | 0 | 0 | 48088.878 | 0.00847%
2027 | 524 | 524-69R | Tier-3 | Tier-3---1 | 5--5 | 842 | 107 | 40375.331 | 99.03% | 0.9107% | 0.05596% | 1473.5574 | 0 | 0 | 1473.5574 | 0 | 1340.9172 | 11.3921 | 117.7057 | 1340.9172 | 11.3921 | 117.7057 | 1488.0394 | 12.642 | 117.7057 | 3.65% | 0.27264 | 0.26259 | 148092.4418 | 8147.506 | 1337.0199 | 138607.9158 | 148147.2189 | 0 | 0 | 148147.2189 | 0.04859%
2027 | 57 | 57-736 | Tier-1 | Non-HFTD---4 | 3--4 | 81 | 4 | 116.8924 | 0.4896% | 98.37% | 1.142% | 0.0081964 | 0 | 0 | 0.0081964 | 0 | 0.0074587 | 0.42587 | 0.017514 | 0.0074587 | 0.42587 | 0.017514 | 0.008277 | 0.4726 | 0.017514 | 0.007012% | 0.015165 | 0.014948 | 7707.8351 | 8.3652 | 7008.3742 | 691.0957 | 7819.2744 | 0 | 0 | 7819.2744 | 2.703e-07%
2027 | 586 | 586-3 | Tier-1 | Non-HFTD---1 | 3--5 | 84 | 11 | 516.8084 | 87.93% | 11.54% | 0.527% | 17.2577 | 0 | 0 | 17.2577 | 0 | 15.7043 | 1.1712 | 13.4092 | 15.7043 | 1.1712 | 13.4092 | 17.4273 | 1.2996 | 13.4092 | 3.339% | 0.028089 | 0.027022 | 18398.9604 | 1409.3132 | 1958.1276 | 15031.5196 | 18486.619 | 0 | 0 | 18486.619 | 0.0005691%
2027 | 59 | 59-465 | Tier-1 | Non-HFTD---6 | 4--3 | 167 | 3 | 77.379 | 64.48% | 28.11% | 7.401% | 0.25995 | 0 | 0 | 0.25995 | 0 | 0.23655 | 0.31941 | 0.74059 | 0.23655 | 0.31941 | 0.74059 | 0.2625 | 0.35445 | 0.74059 | 0.3359% | 0.036127 | 0.035939 | 2141.862 | 208.1203 | 802.4785 | 1131.2631 | 2145.8456 | 0 | 0 | 2145.8456 | 8.572e-06%
2027 | 597 | 597-595 | Tier-2 | Tier-2---1 | 5--5 | 398 | 10 | 18774.394 | 95.55% | 4.388% | 0.06321% | 130.7097 | 0 | 0 | 130.7097 | 0 | 118.944 | 1.0647 | 111.7177 | 118.944 | 1.0647 | 111.7177 | 131.9943 | 1.1815 | 111.7177 | 0.6962% | 0.15307 | 0.15195 | 122655.7075 | 12289.1487 | 5017.0863 | 105349.4725 | 122695.7775 | 0 | 0 | 122695.7775 | 0.00431%
2027 | 599 | 599-19R | Tier-2 | Tier-2---1 | 5--5 | 753 | 34 | 25743.4561 | 99.4% | 0.5253% | 0.0786% | 335.0567 | 0 | 0 | 335.0567 | 0 | 304.8971 | 3.6199 | 84.2274 | 304.8971 | 3.6199 | 84.2274 | 338.3497 | 4.0171 | 84.2274 | 1.302% | 0.15161 | 0.14963 | 169796.7072 | 9028.2208 | 940.8004 | 159827.6859 | 169810.311 | 0 | 0 | 169810.311 | 0.01105%
2027 | 66 | 66-1213R | Tier-1 | Non-HFTD---1 | 4--5 | 477 | 6 | 5312.2676 | 97.77% | 1.999% | 0.2313% | 18.9458 | 0 | 0 | 18.9458 | 0 | 17.2405 | 0.63881 | 26.9884 | 17.2405 | 0.63881 | 26.9884 | 19.132 | 0.7089 | 26.9884 | 0.3566% | 0.075145 | 0.074871 | 70693.7485 | 5354.582 | 1631.6408 | 63707.5258 | 70699.5218 | 0 | 0 | 70699.5218 | 0.0006248%
2027 | 67 | 67-24R | Tier-3 | Tier-3---13 | 5--4 | 344 | 26 | 2610.8 | 93.6% | 6.065% | 0.3401% | 53.56 | 0 | 0 | 53.56 | 0 | 48.7388 | 2.7682 | 17.6068 | 48.7388 | 2.7682 | 17.6068 | 54.0864 | 3.0719 | 17.6068 | 2.051% | 0.2194 | 0.21459 | 11899.5856 | 668.9805 | 692.7946 | 10537.8105 | 11916.6649 | 0 | 0 | 11916.6649 | 0.001766%
2027 | 67 | 67-34R | Tier-3 | Tier-3---11 | 5--5 | 551 | 44 | 4180.1374 | 93.8% | 5.869% | 0.3284% | 90.804 | 0 | 0 | 90.804 | 0 | 82.6304 | 4.6846 | 17.6387 | 82.6304 | 4.6846 | 17.6387 | 91.6965 | 5.1986 | 17.6387 | 2.172% | 0.24743 | 0.2417 | 16893.949 | 1075.9433 | 993.2749 | 14824.7309 | 16918.7692 | 0 | 0 | 16918.7692 | 0.002994%
2027 | 67 | 67-37R | Tier-3 | Tier-3---17 | 5--3 | 190 | 8 | 622.3042 | 87.18% | 11.98% | 0.8373% | 6.6245 | 0 | 0 | 6.6245 | 0 | 6.0282 | 0.85175 | 7.0775 | 6.0282 | 0.85175 | 7.0775 | 6.6896 | 0.9452 | 7.0775 | 1.065% | 0.20095 | 0.1985 | 3096.8174 | 160.5865 | 360.9451 | 2575.2857 | 3101.7251 | 0 | 0 | 3101.7251 | 0.0002185%
2027 | 67 | 67-45R | Tier-3 | Tier-3---15 | 5--4 | 233 | 10 | 1627.9508 | 92.79% | 6.809% | 0.4053% | 18.8003 | 0 | 0 | 18.8003 | 0 | 17.108 | 1.0647 | 16.0686 | 17.108 | 1.0647 | 16.0686 | 18.985 | 1.1815 | 16.0686 | 1.155% | 0.20887 | 0.20627 | 7793.9219 | 491.8665 | 509.4559 | 6792.5995 | 7801.0085 | 0 | 0 | 7801.0085 | 0.00062%
2027 | 702 | 702-25 | Tier-1 | Non-HFTD---4 | 2--4 | 20 | 1 | 105.79 | 16.96% | 82.58% | 0.4592% | 0.26018 | 0 | 0 | 0.26018 | 0 | 0.23676 | 0.10647 | 2.2238 | 0.23676 | 0.10647 | 2.2238 | 0.26274 | 0.11815 | 2.2238 | 0.2459% | 0.0085112 | 0.0083878 | 12429.5062 | 49.5387 | 11313.8299 | 1066.1377 | 12581.3664 | 0 | 0 | 12581.3664 | 8.58e-06%
2027 | 702 | 702-27R | Tier-1 | Non-HFTD---3 | 4--3 | 513 | 3 | 127.2983 | 14.57% | 79% | 6.429% | 0.031459 | 0 | 0 | 0.031459 | 0 | 0.028627 | 0.31941 | 0.089626 | 0.028627 | 0.31941 | 0.089626 | 0.031768 | 0.35445 | 0.089626 | 0.02471% | 0.039338 | 0.039271 | 3236.0467 | 16.1857 | 2930.1831 | 289.678 | 3240.743 | 0 | 0 | 3240.743 | 1.037e-06%
2027 | 702 | 702-30 | Tier-1 | Non-HFTD---3 | 4--3 | 328 | 4 | 100.3702 | 67.48% | 26.99% | 5.53% | 0.23952 | 0 | 0 | 0.23952 | 0 | 0.21796 | 0.42587 | 0.51179 | 0.21796 | 0.42587 | 0.51179 | 0.24187 | 0.4726 | 0.51179 | 0.2386% | 0.033242 | 0.033124 | 3019.3805 | 319.2029 | 1072.2851 | 1627.8926 | 3022.8659 | 0 | 0 | 3022.8659 | 7.898e-06%
2027 | 702 | 702-448F | Tier-1 | Non-HFTD---19 | 1--3 | 2 | 1 | 0.36733 | 90.03% | 0% | 9.967% | 0.047955 | 0 | 0 | 0.047955 | 0 | 0.043638 | 0.10647 | 0.40987 | 0.043638 | 0.10647 | 0.40987 | 0.048426 | 0.11815 | 0.40987 | 13.05% | 0.0001214 | 0.0001038 | 3025.8156 | 1.795 | 2988.5458 | 35.4748 | 3076.9628 | 0 | 0 | 3076.9628 | 1.581e-06%
2027 | 703 | 703-279R | Tier-1 | Non-HFTD---2 | 4--4 | 443 | 4 | 201.9742 | 33.23% | 63.5% | 3.273% | 0.17573 | 0 | 0 | 0.17573 | 0 | 0.15991 | 0.42587 | 0.37548 | 0.15991 | 0.42587 | 0.37548 | 0.17745 | 0.4726 | 0.37548 | 0.087% | 0.030988 | 0.030906 | 6517.9035 | 43.9581 | 6035.5202 | 438.4252 | 6529.3298 | 0 | 0 | 6529.3298 | 5.795e-06%
2027 | 73 | 73-1130R | Tier-3 | Tier-3---9 | 5--5 | 310 | 18 | 6201.607 | 97.29% | 2.601% | 0.1104% | 101.5958 | 0 | 0 | 101.5958 | 0 | 92.4508 | 1.9164 | 48.2411 | 92.4508 | 1.9164 | 48.2411 | 102.5943 | 2.1267 | 48.2411 | 1.638% | 0.2182 | 0.21452 | 28421.9762 | 1612.5005 | 708.1752 | 26101.3005 | 28435.1742 | 0 | 0 | 28435.1742 | 0.00335%
2027 | 73 | 73-1163 | Tier-3 | Tier-3---4 | 5--5 | 326 | 10 | 15337.1849 | 98.56% | 1.393% | 0.04595% | 134.4717 | 0 | 0 | 134.4717 | 0 | 122.3675 | 1.0647 | 114.9331 | 122.3675 | 1.0647 | 114.9331 | 135.7933 | 1.1815 | 114.9331 | 0.8768% | 0.22506 | 0.22306 | 68145.9431 | 3858.2027 | 972.8217 | 63314.9187 | 68154.7449 | 0 | 0 | 68154.7449 | 0.004434%
2027 | 73 | 73-1164 | Tier-3 | Tier-3---13 | 5--4 | 46 | 2 | 2448.8293 | 98.64% | 1.317% | 0.04316% | 30.4565 | 0 | 0 | 30.4565 | 0 | 27.715 | 0.21294 | 130.1559 | 27.715 | 0.21294 | 130.1559 | 30.7558 | 0.2363 | 130.1559 | 1.244% | 0.18614 | 0.1838 | 13155.649 | 640.7749 | 160.5982 | 12354.2759 | 13157.9346 | 0 | 0 | 13157.9346 | 0.001004%
2027 | 73 | 73-678R | Tier-3 | Tier-3---5 | 5--5 | 313 | 7 | 10591.3769 | 98.31% | 1.605% | 0.08417% | 67.5311 | 0 | 0 | 67.5311 | 0 | 61.4523 | 0.74528 | 82.4555 | 61.4523 | 0.74528 | 82.4555 | 68.1947 | 0.82705 | 82.4555 | 0.6376% | 0.23776 | 0.23622 | 44546.6543 | 2704.4094 | 706.232 | 41136.0129 | 44551.5677 | 0 | 0 | 44551.5677 | 0.002227%
2027 | 73 | 73-683R | Tier-3 | Tier-3---7 | 5--5 | 273 | 1 | 9288.0329 | 98.43% | 1.494% | 0.07761% | 9.7113 | 0 | 0 | 9.7113 | 0 | 8.8372 | 0.10647 | 83.0028 | 8.8372 | 0.10647 | 83.0028 | 9.8068 | 0.11815 | 83.0028 | 0.1046% | 0.22716 | 0.22692 | 40887.9849 | 2244.0715 | 610.523 | 38033.3904 | 40888.6684 | 0 | 0 | 40888.6684 | 0.0003202%
2027 | 75 | 75-2259F | Tier-3 | Tier-3---12 | 3--5 | 140 | 13 | 3135.4576 | 99.77% | 0.1421% | 0.08717% | 84.2399 | 0 | 0 | 84.2399 | 0 | 76.6571 | 1.3841 | 55.3845 | 76.6571 | 1.3841 | 55.3845 | 85.0678 | 1.5359 | 55.3845 | 2.687% | 0.020337 | 0.01979 | 154171.9995 | 13070.8578 | 336.227 | 140764.9147 | 154181.7795 | 0 | 0 | 154181.7795 | 0.002778%
2027 | 75 | 75-32R | Tier-3 | Tier-3---13 | 3--5 | 84 | 8 | 1708.3855 | 99.57% | 0.3134% | 0.112% | 46.9833 | 0 | 0 | 46.9833 | 0 | 42.7542 | 0.85175 | 50.1958 | 42.7542 | 0.85175 | 50.1958 | 47.445 | 0.9452 | 50.1958 | 2.75% | 0.014781 | 0.014373 | 115578.2654 | 8310.062 | 472.6259 | 106795.5774 | 115592.2286 | 0 | 0 | 115592.2286 | 0.001549%
2027 | 75 | 75-41 | Tier-3 | Tier-3---13 | 3--5 | 69 | 3 | 1937.5846 | 99.86% | 0.04507% | 0.0969% | 24.3957 | 0 | 0 | 24.3957 | 0 | 22.1998 | 0.31941 | 69.5035 | 22.1998 | 0.31941 | 69.5035 | 24.6355 | 0.35445 | 69.5035 | 1.259% | 0.0163 | 0.016094 | 118871.6769 | 11982.6524 | 277.8358 | 106611.1887 | 118873.8319 | 0 | 0 | 118873.8319 | 0.0008045%
2027 | 75 | 75-996R | Tier-2 | Tier-2---7 | 4--5 | 319 | 44 | 2211.1377 | 99.23% | 0.4312% | 0.3416% | 87.762 | 0 | 0 | 87.762 | 0 | 79.8622 | 4.6846 | 17.0478 | 79.8622 | 4.6846 | 17.0478 | 88.6245 | 5.1986 | 17.0478 | 3.969% | 0.043997 | 0.042237 | 50256.3267 | 5074.1581 | 595.0934 | 44587.0751 | 50272.5094 | 0 | 0 | 50272.5094 | 0.002894%
2027 | 770 | 770-259R | Tier-2 | Tier-2---17 | 2--3 | 24 | 19 | 42.5113 | 97.49% | 0.5175% | 1.991% | 9.5151 | 0 | 0 | 9.5151 | 0 | 8.6586 | 2.0229 | 4.2803 | 8.6586 | 2.0229 | 4.2803 | 9.6086 | 2.2448 | 4.2803 | 22.38% | 0.010605 | 0.0081704 | 4008.538 | 404.386 | 91.8554 | 3512.2966 | 4038.4976 | 0 | 0 | 4038.4976 | 0.0003138%
2027 | 78 | 78-35R | Tier-3 | Tier-3---10 | 2--5 | 29 | 1 | 5696.3358 | 99.98% | 0% | 0.01771% | 56.9533 | 0 | 0 | 56.9533 | 0 | 51.8267 | 0.10647 | 486.7801 | 51.8267 | 0.10647 | 486.7801 | 57.513 | 0.11815 | 486.7801 | 0.9998% | 0.008188 | 0.0081061 | 695693.1861 | 34624.5113 | 144.4142 | 660924.2606 | 695694.4308 | 0 | 0 | 695694.4308 | 0.001878%
2027 | 788 | 788-34R | Tier-2 | Tier-2---6 | 5--5 | 521 | 9 | 9132.2366 | 94.33% | 5.547% | 0.1209% | 43.1561 | 0 | 0 | 43.1561 | 0 | 39.2714 | 0.95822 | 40.9839 | 39.2714 | 0.95822 | 40.9839 | 43.5802 | 1.0633 | 40.9839 | 0.4726% | 0.12404 | 0.12342 | 73621.1831 | 9933.4586 | 4009.9599 | 59677.7646 | 73642.1904 | 0 | 0 | 73642.1904 | 0.001423%
2027 | 791 | 791-419F | Tier-2 | Tier-2---5 | 5--5 | 141 | 5 | 3349.7594 | 92.58% | 7.304% | 0.116% | 31.8919 | 0 | 0 | 31.8919 | 0 | 29.0212 | 0.53234 | 54.5161 | 29.0212 | 0.53234 | 54.5161 | 32.2054 | 0.59075 | 54.5161 | 0.9521% | 0.11325 | 0.11209 | 29577.718 | 1970.6299 | 1994.5012 | 25612.587 | 29600.521 | 0 | 0 | 29600.521 | 0.001052%
2027 | 79 | 79-658R | Tier-3 | Tier-3---5 | 5--5 | 198 | 1 | 12321.0759 | 99.26% | 0.6823% | 0.05367% | 17.9132 | 0 | 0 | 17.9132 | 0 | 16.3008 | 0.10647 | 153.1043 | 16.3008 | 0.10647 | 153.1043 | 18.0892 | 0.11815 | 153.1043 | 0.1454% | 0.46655 | 0.46587 | 26408.7945 | 1544.5762 | 192.1403 | 24672.078 | 26409.0796 | 0 | 0 | 26409.0796 | 0.0005907%
2027 | 79 | 79-660R | Tier-3 | Tier-3---14 | 5--3 | 179 | 4 | 2087.0386 | 97.47% | 2.263% | 0.2704% | 13.1823 | 0 | 0 | 13.1823 | 0 | 11.9957 | 0.42587 | 28.1673 | 11.9957 | 0.42587 | 28.1673 | 13.3119 | 0.4726 | 28.1673 | 0.6316% | 0.45747 | 0.45451 | 4562.1181 | 197.7916 | 116.9677 | 4247.3588 | 4562.872 | 0 | 0 | 4562.872 | 0.0004347%
2027 | 79 | 79-668R | Tier-3 | Tier-3---15 | 5--3 | 309 | 10 | 1606.9068 | 70.93% | 28.63% | 0.4437% | 10.6964 | 0 | 0 | 10.6964 | 0 | 9.7336 | 1.0647 | 9.1422 | 9.7336 | 1.0647 | 9.1422 | 10.8015 | 1.1815 | 9.1422 | 0.6656% | 0.43999 | 0.43586 | 3652.1539 | 150.5315 | 949.6335 | 2551.989 | 3662.2137 | 0 | 0 | 3662.2137 | 0.0003527%
2027 | 79 | 79-676R | Tier-3 | Tier-3---5 | 5--5 | 138 | 1 | 9714.1464 | 98.29% | 1.686% | 0.02874% | 20.0638 | 0 | 0 | 20.0638 | 0 | 18.2578 | 0.10647 | 171.4858 | 18.2578 | 0.10647 | 171.4858 | 20.261 | 0.11815 | 171.4858 | 0.2065% | 0.38409 | 0.38328 | 25291.2629 | 1478.5998 | 416.7742 | 23395.8888 | 25292.1759 | 0 | 0 | 25292.1759 | 0.0006616%
2027 | 79 | 79-679R | Tier-3 | Tier-3---3 | 5--5 | 192 | 2 | 18448.5828 | 98.9% | 1.079% | 0.02427% | 55.1155 | 0 | 0 | 55.1155 | 0 | 50.1544 | 0.21294 | 235.5363 | 50.1544 | 0.21294 | 235.5363 | 55.6572 | 0.2363 | 235.5363 | 0.2988% | 0.3939 | 0.39271 | 46835.416 | 2583.7373 | 473.6256 | 43778.0531 | 46836.981 | 0 | 0 | 46836.981 | 0.001818%
2027 | 79 | 79-685R | Tier-3 | Tier-3---14 | 5--4 | 74 | 3 | 2564.7524 | 99.37% | 0.5359% | 0.0899% | 29.9645 | 0 | 0 | 29.9645 | 0 | 27.2673 | 0.31941 | 85.3689 | 27.2673 | 0.31941 | 85.3689 | 30.259 | 0.35445 | 85.3689 | 1.168% | 0.43155 | 0.42648 | 5943.1342 | 289.2774 | 32.5223 | 5621.3345 | 5943.5767 | 0 | 0 | 5943.5767 | 0.0009881%
2027 | 79 | 79-714R | Tier-3 | Tier-3---9 | 5--4 | 180 | 4 | 5536.6205 | 96.31% | 3.618% | 0.06787% | 34.3653 | 0 | 0 | 34.3653 | 0 | 31.272 | 0.42587 | 73.4302 | 31.272 | 0.42587 | 73.4302 | 34.7031 | 0.4726 | 73.4302 | 0.6207% | 0.37772 | 0.37528 | 14658.165 | 795.0255 | 492.7291 | 13370.4104 | 14661.6694 | 0 | 0 | 14661.6694 | 0.001133%
2027 | 79 | 79-785 | Tier-3 | Tier-3---3 | 5--5 | 427 | 8 | 18780.9285 | 97.14% | 2.812% | 0.0448% | 99.127 | 0 | 0 | 99.127 | 0 | 90.2042 | 0.85175 | 105.9049 | 90.2042 | 0.85175 | 105.9049 | 100.1012 | 0.9452 | 105.9049 | 0.5278% | 0.38023 | 0.37816 | 49393.626 | 3270.0768 | 1298.0167 | 44825.5325 | 49401.3333 | 0 | 0 | 49401.3333 | 0.003269%
2027 | 79 | 79-808R | Tier-3 | Tier-3---3 | 5--5 | 218 | 2 | 19978.3255 | 99.23% | 0.7353% | 0.0338% | 52.7445 | 0 | 0 | 52.7445 | 0 | 47.9968 | 0.21294 | 225.404 | 47.9968 | 0.21294 | 225.404 | 53.2629 | 0.2363 | 225.404 | 0.264% | 0.44563 | 0.44444 | 44831.6641 | 2303.1269 | 312.6633 | 42215.8739 | 44832.5839 | 0 | 0 | 44832.5839 | 0.001739%
2027 | 799 | 799-504R | Tier-2 | Tier-2---15 | 1--5 | 38 | 5 | 127.4062 | 99.28% | 0% | 0.716% | 4.8267 | 0 | 0 | 4.8267 | 0 | 4.3923 | 0.53234 | 8.2508 | 4.3923 | 0.53234 | 8.2508 | 4.8742 | 0.59075 | 8.2508 | 3.788% | 0.0046964 | 0.0045172 | 27128.474 | 4849.4252 | 1319.6494 | 20959.3994 | 27136.1803 | 0 | 0 | 27136.1803 | 0.0001592%
2027 | 835 | 835-10F | Tier-2 | Tier-2---19 | 1--4 | 13 | 3 | 12.4137 | 98.83% | 0% | 1.166% | 0.82108 | 0 | 0 | 0.82108 | 0 | 0.74717 | 0.31941 | 2.3393 | 0.74717 | 0.31941 | 2.3393 | 0.82915 | 0.35445 | 2.3393 | 6.614% | 0.0010446 | 0.00097469 | 11883.6637 | 927.2087 | 137.533 | 10818.9221 | 11893.5987 | 0 | 0 | 11893.5987 | 2.708e-05%
2027 | 859 | 859-42R | Tier-2 | Tier-2---3 | 4--5 | 557 | 20 | 8606.9717 | 99.86% | 0% | 0.1411% | 89.4973 | 0 | 0 | 89.4973 | 0 | 81.4413 | 2.1294 | 38.2467 | 81.4413 | 2.1294 | 38.2467 | 90.3769 | 2.363 | 38.2467 | 1.04% | 0.067132 | 0.066433 | 128210.0534 | 7463.1152 | 271.9776 | 120474.9607 | 128211.9572 | 0 | 0 | 128211.9572 | 0.002951%
2027 | 907 | 907-1562AE | Tier-3 | Tier-3---6 | 4--5 | 162 | 17 | 8439.7692 | 97.62% | 2.35% | 0.03436% | 250.7168 | 0 | 0 | 250.7168 | 0 | 228.1489 | 1.81 | 126.0517 | 228.1489 | 1.81 | 126.0517 | 253.1808 | 2.0085 | 126.0517 | 2.971% | 0.054867 | 0.053197 | 153823.4413 | 9936.3787 | 3323.7899 | 140563.2726 | 153938.544 | 0 | 0 | 153938.544 | 0.008268%
2027 | 907 | 907-1702R | Tier-3 | Tier-3---6 | 4--5 | 148 | 12 | 9100.5583 | 99.73% | 0.2344% | 0.03926% | 213.4005 | 0 | 0 | 213.4005 | 0 | 194.1916 | 1.2776 | 151.9947 | 194.1916 | 1.2776 | 151.9947 | 215.4978 | 1.4178 | 151.9947 | 2.345% | 0.061079 | 0.059642 | 148997.4926 | 9820.8836 | 378.9812 | 138797.6278 | 149007.3109 | 0 | 0 | 149007.3109 | 0.007037%
2027 | 907 | 907-1716R | Tier-3 | Tier-3---2 | 4--5 | 388 | 34 | 27066.4552 | 99.19% | 0.7771% | 0.02941% | 682.2757 | 0 | 0 | 682.2757 | 0 | 620.8616 | 3.6199 | 171.5123 | 620.8616 | 3.6199 | 171.5123 | 688.9811 | 4.0171 | 171.5123 | 2.521% | 0.088049 | 0.085812 | 307401.4892 | 26739.124 | 2399.2259 | 278263.1391 | 307466.1315 | 0 | 0 | 307466.1315 | 0.0225%
2027 | 908 | 908-1172R | Tier-2 | Tier-2---2 | 5--5 | 303 | 26 | 15766.5188 | 98.33% | 1.627% | 0.04735% | 385.7737 | 0 | 0 | 385.7737 | 0 | 351.0488 | 2.7682 | 126.8158 | 351.0488 | 2.7682 | 126.8158 | 389.5651 | 3.0719 | 126.8158 | 2.447% | 0.20692 | 0.20177 | 76195.3215 | 5331.2754 | 1185.4095 | 69678.6366 | 76227.8731 | 0 | 0 | 76227.8731 | 0.01272%
2027 | 908 | 908-1236 | Tier-2 | Tier-2---2 | 5--5 | 166 | 13 | 11763.9311 | 98.8% | 1.165% | 0.03327% | 263.9681 | 0 | 0 | 263.9681 | 0 | 240.2074 | 1.3841 | 173.549 | 240.2074 | 1.3841 | 173.549 | 266.5624 | 1.5359 | 173.549 | 2.244% | 0.1877 | 0.18344 | 62673.98 | 5005.8683 | 685.7702 | 56982.3415 | 62691.4285 | 0 | 0 | 62691.4285 | 0.008705%
2027 | 908 | 908-1368R | Tier-2 | Tier-2---5 | 5--5 | 471 | 39 | 5570.7929 | 96.25% | 3.531% | 0.2207% | 128.7518 | 0 | 0 | 128.7518 | 0 | 117.1624 | 4.1523 | 28.2165 | 117.1624 | 4.1523 | 28.2165 | 130.0171 | 4.6078 | 28.2165 | 2.311% | 0.23644 | 0.23077 | 23560.7485 | 1440.3319 | 798.3866 | 21322.03 | 23582.4944 | 0 | 0 | 23582.4944 | 0.004246%
2027 | 908 | 908-1370R | Tier-2 | Tier-2---8 | 5--4 | 150 | 24 | 1466.2762 | 91.81% | 7.905% | 0.289% | 62.4604 | 0 | 0 | 62.4604 | 0 | 56.8381 | 2.5552 | 22.2437 | 56.8381 | 2.5552 | 22.2437 | 63.0742 | 2.8356 | 22.2437 | 4.26% | 0.1878 | 0.17909 | 7807.4644 | 518.9417 | 584.8681 | 6703.6546 | 7838.593 | 0 | 0 | 7838.593 | 0.00206%
2027 | 908 | 908-1372R | Tier-2 | Tier-2---2 | 5--5 | 123 | 21 | 7960.2903 | 98.35% | 1.621% | 0.03193% | 387.618 | 0 | 0 | 387.618 | 0 | 352.7271 | 2.2358 | 157.7607 | 352.7271 | 2.2358 | 157.7607 | 391.4275 | 2.4811 | 157.7607 | 4.869% | 0.17701 | 0.16824 | 44971.6131 | 3766.5332 | 683.7932 | 40521.2867 | 45010.3276 | 0 | 0 | 45010.3276 | 0.01278%
2027 | 908 | 908-2038R | Tier-2 | Tier-2---1 | 5--5 | 547 | 49 | 41258.5742 | 98.89% | 1.078% | 0.03081% | 1059.93 | 0 | 0 | 1059.93 | 0 | 964.5218 | 5.217 | 184.8823 | 964.5218 | 5.217 | 184.8823 | 1070.3469 | 5.7893 | 184.8823 | 2.569% | 0.23053 | 0.22454 | 178970.5163 | 13265.9985 | 1829.4076 | 163875.1102 | 179023.4584 | 0 | 0 | 179023.4584 | 0.03495%
2027 | 908 | 908-2040 | Tier-2 | Tier-2---5 | 5--5 | 162 | 10 | 3646.8048 | 91.91% | 7.986% | 0.1044% | 60.0009 | 0 | 0 | 60.0009 | 0 | 54.6 | 1.0647 | 51.2828 | 54.6 | 1.0647 | 51.2828 | 60.5906 | 1.1815 | 51.2828 | 1.645% | 0.17929 | 0.17608 | 20339.8492 | 1700.729 | 1512.7829 | 17126.3373 | 20369.8429 | 0 | 0 | 20369.8429 | 0.001979%
2027 | 908 | 908-2055F | Tier-3 | Tier-3---2 | 5--5 | 363 | 16 | 22564.0783 | 99.08% | 0.8792% | 0.03652% | 285.7812 | 0 | 0 | 285.7812 | 0 | 260.057 | 1.7035 | 152.6609 | 260.057 | 1.7035 | 152.6609 | 288.5898 | 1.8904 | 152.6609 | 1.267% | 0.20355 | 0.20095 | 110854.0623 | 7735.6273 | 1009.8579 | 102108.5771 | 110867.2063 | 0 | 0 | 110867.2063 | 0.009424%
2027 | 908 | 908-30 | Tier-2 | Tier-2---10 | 5--4 | 52 | 11 | 847.524 | 96.52% | 3.329% | 0.1488% | 50.184 | 0 | 0 | 50.184 | 0 | 45.6668 | 1.1712 | 38.993 | 45.6668 | 1.1712 | 38.993 | 50.6773 | 1.2996 | 38.993 | 5.921% | 0.16572 | 0.15556 | 5114.069 | 284.5346 | 169.3742 | 4660.1602 | 5125.6936 | 0 | 0 | 5125.6936 | 0.001655%
2027 | 909 | 909-451 | Tier-3 | Tier-3---1 | 5--5 | 506 | 39 | 55252.3747 | 99.27% | 0.7029% | 0.02396% | 1226.0122 | 0 | 0 | 1226.0122 | 0 | 1115.6544 | 4.1523 | 268.6856 | 1115.6544 | 4.1523 | 268.6856 | 1238.0614 | 4.6078 | 268.6856 | 2.219% | 0.31112 | 0.30417 | 177590.703 | 9870.6468 | 1163.318 | 166556.7382 | 177620.215 | 0 | 0 | 177620.215 | 0.04043%
2027 | 909 | 909-453R | Tier-2 | Tier-2---3 | 2--5 | 62 | 3 | 5703.0403 | 99.97% | 0% | 0.03309% | 80.0001 | 0 | 0 | 80.0001 | 0 | 72.799 | 0.31941 | 227.9204 | 72.799 | 0.31941 | 227.9204 | 80.7863 | 0.35445 | 227.9204 | 1.403% | 0.0097928 | 0.0096554 | 582370.7512 | 29002.1932 | 955.718 | 552412.8399 | 582373.4937 | 0 | 0 | 582373.4937 | 0.002638%
2027 | 909 | 909-805R | Tier-2 | Tier-2---1 | 5--5 | 309 | 17 | 32313.161 | 99.26% | 0.708% | 0.02831% | 511.7508 | 0 | 0 | 511.7508 | 0 | 465.6863 | 1.81 | 257.2905 | 465.6863 | 1.81 | 257.2905 | 516.7803 | 2.0085 | 257.2905 | 1.584% | 0.28921 | 0.2846 | 111728.904 | 9787.6674 | 729.9669 | 101211.2697 | 111742.2413 | 0 | 0 | 111742.2413 | 0.01688%
2027 | 909 | 909-812 | Tier-2 | Tier-2---17 | 1--5 | 3 | 1 | 62.9838 | 99.88% | 0% | 0.1185% | 6.0812 | 0 | 0 | 6.0812 | 0 | 5.5338 | 0.10647 | 51.9763 | 5.5338 | 0.10647 | 51.9763 | 6.141 | 0.11815 | 51.9763 | 9.655% | 0.0001786 | 0.00016134 | 352652.9395 | 17483.1364 | 875.05 | 334294.7531 | 352697.6408 | 0 | 0 | 352697.6408 | 0.0002005%
2027 | 91 | 91-7F | Tier-2 | Tier-2---9 | 4--5 | 194 | 11 | 1295.9906 | 95.98% | 3.603% | 0.4176% | 20.4536 | 0 | 0 | 20.4536 | 0 | 18.6125 | 1.1712 | 15.8924 | 18.6125 | 1.1712 | 15.8924 | 20.6546 | 1.2996 | 15.8924 | 1.578% | 0.034038 | 0.033478 | 38075.0405 | 3866.8561 | 1530.8214 | 32677.363 | 38100.6335 | 0 | 0 | 38100.6335 | 0.0006745%
2027 | 920 | 920-1342R | Tier-3 | Tier-3---12 | 4--5 | 131 | 4 | 3406.6458 | 99.34% | 0.5402% | 0.1203% | 29.9665 | 0 | 0 | 29.9665 | 0 | 27.2691 | 0.42587 | 64.031 | 27.2691 | 0.42587 | 64.031 | 30.261 | 0.4726 | 64.031 | 0.8796% | 0.068604 | 0.067997 | 49656.3753 | 4642.3023 | 300.3512 | 44713.7218 | 49659.3053 | 0 | 0 | 49659.3053 | 0.0009882%
2027 | 920 | 920-735AE | Tier-2 | Tier-2---7 | 4--5 | 295 | 4 | 1554.328 | 69.02% | 30.62% | 0.3611% | 4.2185 | 0 | 0 | 4.2185 | 0 | 3.8388 | 0.42587 | 9.014 | 3.8388 | 0.42587 | 9.014 | 4.26 | 0.4726 | 9.014 | 0.2714% | 0.068691 | 0.068421 | 22627.8919 | 1626.4148 | 6446.6356 | 14554.8415 | 22655.5646 | 0 | 0 | 22655.5646 | 0.0001391%
2027 | 921 | 921-800F | Tier-2 | Tier-2---7 | 4--5 | 252 | 1 | 1991.7107 | 76.61% | 23.16% | 0.2301% | 1.7559 | 0 | 0 | 1.7559 | 0 | 1.5978 | 0.10647 | 15.0073 | 1.5978 | 0.10647 | 15.0073 | 1.7731 | 0.11815 | 15.0073 | 0.08816% | 0.065336 | 0.065261 | 30484.0304 | 2594.6331 | 6453.3763 | 21436.021 | 30492.2466 | 0 | 0 | 30492.2466 | 5.79e-05%
2027 | 968 | 968-476F | Tier-2 | Tier-2---17 | 3--3 | 44 | 4 | 62.492 | 96.91% | 0.773% | 2.32% | 1.5966 | 0 | 0 | 1.5966 | 0 | 1.4529 | 0.42587 | 3.4115 | 1.4529 | 0.42587 | 3.4115 | 1.6123 | 0.4726 | 3.4115 | 2.555% | 0.015315 | 0.014911 | 4080.3921 | 657.1077 | 115.1614 | 3308.123 | 4083.8091 | 0 | 0 | 4083.8091 | 5.265e-05%
2027 | 970 | 970-1341R | Tier-3 | Tier-3---4 | 5--5 | 92 | 2 | 12961.6134 | 99.66% | 0.3199% | 0.02218% | 81.435 | 0 | 0 | 81.435 | 0 | 74.1047 | 0.21294 | 348.0127 | 74.1047 | 0.21294 | 348.0127 | 82.2353 | 0.2363 | 348.0127 | 0.6283% | 0.12497 | 0.12418 | 103720.1236 | 10455.2915 | 563.8236 | 92701.0085 | 103722.3747 | 0 | 0 | 103722.3747 | 0.002685%
2027 | 971 | 971-1973R | Tier-3 | Tier-3---4 | 5--5 | 344 | 5 | 15148.7962 | 99.05% | 0.8967% | 0.0506% | 63.2491 | 0 | 0 | 63.2491 | 0 | 57.5558 | 0.53234 | 108.1181 | 57.5558 | 0.53234 | 108.1181 | 63.8707 | 0.59075 | 108.1181 | 0.4175% | 0.14704 | 0.14642 | 103024.8612 | 7594.4752 | 905.6636 | 94524.7224 | 103028.9922 | 0 | 0 | 103028.9922 | 0.002086%
2027 | 971 | 971-2050R | Tier-3 | Tier-3---2 | 5--5 | 597 | 13 | 28484.5838 | 98.91% | 1.035% | 0.05308% | 177.9212 | 0 | 0 | 177.9212 | 0 | 161.9059 | 1.3841 | 116.9765 | 161.9059 | 1.3841 | 116.9765 | 179.6698 | 1.5359 | 116.9765 | 0.6246% | 0.18464 | 0.18348 | 154268.7539 | 10830.6461 | 1582.0513 | 141856.0564 | 154279.4163 | 0 | 0 | 154279.4163 | 0.005867%
2027 | 971 | 971-29R | Tier-3 | Tier-3---6 | 5--5 | 106 | 2 | 8015.4065 | 99.46% | 0.5042% | 0.0309% | 43.6232 | 0 | 0 | 43.6232 | 0 | 39.6965 | 0.21294 | 186.4239 | 39.6965 | 0.21294 | 186.4239 | 44.0519 | 0.2363 | 186.4239 | 0.5442% | 0.12171 | 0.12104 | 65856.8143 | 3610.5313 | 317.5488 | 61928.7341 | 65858.7531 | 0 | 0 | 65858.7531 | 0.001439%
2027 | 971 | 971-371R | Tier-3 | Tier-3---12 | 5--5 | 58 | 1 | 4351.5062 | 99.52% | 0.4473% | 0.03668% | 21.6522 | 0 | 0 | 21.6522 | 0 | 19.7032 | 0.10647 | 185.0618 | 19.7032 | 0.10647 | 185.0618 | 21.865 | 0.11815 | 185.0618 | 0.4976% | 0.11668 | 0.11609 | 37295.5773 | 2011.9233 | 160.8045 | 35122.8495 | 37296.4844 | 0 | 0 | 37296.4844 | 0.000714%
2027 | 971 | 971-381R | Tier-2 | Tier-2---15 | 1--5 | 2 | 1 | 191.8954 | 99.94% | 0% | 0.06293% | 27.8073 | 0 | 0 | 27.8073 | 0 | 25.3043 | 0.10647 | 237.6694 | 25.3043 | 0.10647 | 237.6694 | 28.0806 | 0.11815 | 237.6694 | 14.49% | 0.0003802 | 0.00032507 | 504722.2701 | 25462.7501 | 288.52 | 478971 | 504776.134 | 0 | 0 | 504776.134 | 0.000917%
2027 | 971 | 971-383R | Tier-3 | Tier-3---4 | 5--5 | 281 | 29 | 14770.5962 | 98.43% | 1.528% | 0.03956% | 435.1349 | 0 | 0 | 435.1349 | 0 | 395.9668 | 3.0876 | 128.2449 | 395.9668 | 3.0876 | 128.2449 | 439.4113 | 3.4263 | 128.2449 | 2.946% | 0.13837 | 0.13423 | 106747.8715 | 6177.23 | 1600.3912 | 98970.2503 | 106799.5131 | 0 | 0 | 106799.5131 | 0.01435%
2027 | 971 | 971-388R | Tier-3 | Tier-3---4 | 5--5 | 406 | 3 | 11267.961 | 98.98% | 0.9235% | 0.09902% | 23.8987 | 0 | 0 | 23.8987 | 0 | 21.7475 | 0.31941 | 68.0876 | 21.7475 | 0.31941 | 68.0876 | 24.1336 | 0.35445 | 68.0876 | 0.2121% | 0.17642 | 0.17604 | 63870.0886 | 3872.2432 | 602.7653 | 59395.0801 | 63871.491 | 0 | 0 | 63871.491 | 0.0007881%
2027 | 972 | 972-1590F | Tier-3 | Tier-3---2 | 5--5 | 697 | 46 | 23409.1539 | 98.39% | 1.548% | 0.05965% | 440.8303 | 0 | 0 | 440.8303 | 0 | 401.1496 | 4.8975 | 81.9083 | 401.1496 | 4.8975 | 81.9083 | 445.1628 | 5.4349 | 81.9083 | 1.883% | 0.17603 | 0.17266 | 132982.6796 | 10745.803 | 2028.2393 | 120208.6373 | 133024.3877 | 0 | 0 | 133024.3877 | 0.01454%
2027 | 972 | 972-32R | Tier-2 | Tier-2---1 | 5--5 | 543 | 39 | 22914.3284 | 97.48% | 2.478% | 0.04418% | 465.2407 | 0 | 0 | 465.2407 | 0 | 423.3627 | 4.1523 | 101.9594 | 423.3627 | 4.1523 | 101.9594 | 469.8131 | 4.6078 | 101.9594 | 2.03% | 0.16607 | 0.16261 | 137978.7753 | 7897.3231 | 3156.5486 | 126924.9036 | 138052.7894 | 0 | 0 | 138052.7894 | 0.01534%
2027 | 973 | 973-1226R | Tier-3 | Tier-3---10 | 5--5 | 194 | 6 | 5177.8696 | 97.32% | 2.585% | 0.09195% | 45.1975 | 0 | 0 | 45.1975 | 0 | 41.1291 | 0.63881 | 64.3839 | 41.1291 | 0.63881 | 64.3839 | 45.6417 | 0.7089 | 64.3839 | 0.8729% | 0.13989 | 0.13864 | 37012.5952 | 1958.2894 | 910.1694 | 34144.1364 | 37021.5622 | 0 | 0 | 37021.5622 | 0.00149%
2027 | 974 | 974-23R | Tier-3 | Tier-3---11 | 5--5 | 389 | 8 | 3492.8626 | 93.69% | 6.037% | 0.2698% | 19.5176 | 0 | 0 | 19.5176 | 0 | 17.7608 | 0.85175 | 20.8522 | 17.7608 | 0.85175 | 20.8522 | 19.7094 | 0.9452 | 20.8522 | 0.5588% | 0.16472 | 0.16374 | 21204.8226 | 1225.3577 | 1209.8349 | 18769.63 | 21212.8466 | 0 | 0 | 21212.8466 | 0.0006436%
2027 | 974 | 974-715R | Tier-3 | Tier-3---6 | 5--5 | 134 | 2 | 7107.1697 | 99.55% | 0.3981% | 0.05413% | 30.6233 | 0 | 0 | 30.6233 | 0 | 27.8668 | 0.21294 | 130.8686 | 27.8668 | 0.21294 | 130.8686 | 30.9242 | 0.2363 | 130.8686 | 0.4309% | 0.14069 | 0.14008 | 50517.2415 | 2626.4246 | 327.9593 | 47562.8576 | 50518.2347 | 0 | 0 | 50518.2347 | 0.00101%
2027 | 975 | 975-22R | Tier-3 | Tier-3---7 | 5--5 | 30 | 2 | 6417.0381 | 80.3% | 19.69% | 0.01691% | 99.619 | 0 | 0 | 99.619 | 0 | 90.6519 | 0.21294 | 425.722 | 90.6519 | 0.21294 | 425.722 | 100.598 | 0.2363 | 425.722 | 1.552% | 0.19669 | 0.19289 | 32624.3404 | 2655.4587 | 6062.1421 | 23906.7397 | 32751.063 | 0 | 0 | 32751.063 | 0.003285%
2027 | 991 | 991-1 | Tier-2 | Tier-2---12 | 4--5 | 29 | 7 | 626.8618 | 65.87% | 33.98% | 0.153% | 28.9034 | 0 | 0 | 28.9034 | 0 | 26.3017 | 0.74528 | 35.2911 | 26.3017 | 0.74528 | 35.2911 | 29.1875 | 0.82705 | 35.2911 | 4.611% | 0.034773 | 0.032339 | 18027.4627 | 2318.0951 | 5585.2087 | 10124.1589 | 18490.5916 | 0 | 0 | 18490.5916 | 0.0009531%
2027 | 991 | 991-1206R | Tier-2 | Tier-2---4 | 4--5 | 164 | 26 | 4576.7911 | 99.78% | 0.09876% | 0.1221% | 209.956 | 0 | 0 | 209.956 | 0 | 191.0571 | 2.7682 | 69.0191 | 191.0571 | 2.7682 | 69.0191 | 212.0194 | 3.0719 | 69.0191 | 4.587% | 0.063785 | 0.060853 | 71752.9575 | 8533.7139 | 142.1853 | 63077.0583 | 71760.5952 | 0 | 0 | 71760.5952 | 0.006924%
2027 | 1090 | CB 1090 | Tier-2 | Tier-2---7 | 3--5 | 111 | 7 | 1414.5114 | 99.62% | 0.1678% | 0.2113% | 25.7709 | 0 | 0 | 25.7709 | 0 | 23.4512 | 0.74528 | 31.4663 | 23.4512 | 0.74528 | 31.4663 | 26.0242 | 0.82705 | 31.4663 | 1.822% | 0.025114 | 0.024655 | 56324.0689 | 3193.0563 | 219.125 | 52911.8876 | 56328.0463 | 0 | 0 | 56328.0463 | 0.0008498%
2027 | 1101 | CB 1101 | Tier-2 | Tier-2---9 | 4--4 | 41 | 5 | 1133.279 | 99.72% | 0.1529% | 0.1272% | 39.9671 | 0 | 0 | 39.9671 | 0 | 36.3695 | 0.53234 | 68.3199 | 36.3695 | 0.53234 | 68.3199 | 40.3599 | 0.59075 | 68.3199 | 3.527% | 0.091579 | 0.08834 | 12374.933 | 790.0395 | 488.8435 | 11096.0499 | 12376.2039 | 0 | 0 | 12376.2039 | 0.001318%
2027 | 1106 | CB 1106 | Tier-2 | Tier-2---7 | 4--5 | 24 | 2 | 1646.9837 | 34.54% | 65.41% | 0.04829% | 13.7464 | 0 | 0 | 13.7464 | 0 | 12.509 | 0.21294 | 58.7451 | 12.509 | 0.21294 | 58.7451 | 13.8815 | 0.2363 | 58.7451 | 0.8346% | 0.070774 | 0.069064 | 23270.9618 | 453.178 | 13904.863 | 8912.9208 | 23648.2323 | 0 | 0 | 23648.2323 | 0.0004533%
2027 | 1138 | CB 1138 | Tier-2 | Tier-2---10 | 5--4 | 291 | 6 | 765.4961 | 75% | 24.28% | 0.7274% | 3.4327 | 0 | 0 | 3.4327 | 0 | 3.1237 | 0.63881 | 4.8899 | 3.1237 | 0.63881 | 4.8899 | 3.4664 | 0.7089 | 4.8899 | 0.4484% | 0.11418 | 0.1135 | 6704.4211 | 521.4992 | 1615.7801 | 4567.1418 | 6714.5052 | 0 | 0 | 6714.5052 | 0.0001132%
2027 | 1162 | CB 1162 | Tier-2 | Tier-2---18 | 4--2 | 34 | 2 | 75.2008 | 96.65% | 1.975% | 1.378% | 1.2398 | 0 | 0 | 1.2398 | 0 | 1.1282 | 0.21294 | 5.2984 | 1.1282 | 0.21294 | 5.2984 | 1.252 | 0.2363 | 5.2984 | 1.649% | 0.064214 | 0.063118 | 1171.1044 | 73.0024 | 42.1055 | 1055.9965 | 1171.7859 | 0 | 0 | 1171.7859 | 4.088e-05%
2027 | 1180 | CB 1180 | Tier-1 | Non-HFTD---7 | 1--4 | 39 | 4 | 35.2333 | 97.75% | 0% | 2.252% | 1.0244 | 0 | 0 | 1.0244 | 0 | 0.93216 | 0.42587 | 2.1888 | 0.93216 | 0.42587 | 2.1888 | 1.0344 | 0.4726 | 2.1888 | 2.907% | 0.0039062 | 0.00379 | 9019.8397 | 370.9249 | 7231.1926 | 1417.7222 | 9026.0667 | 0 | 0 | 9026.0667 | 3.378e-05%
2027 | 120 | CB 120 | Tier-1 | Non-HFTD---5 | 2--4 | 18 | 4 | 72.8901 | 46.84% | 52.05% | 1.107% | 2.2004 | 0 | 0 | 2.2004 | 0 | 2.0023 | 0.42587 | 4.7016 | 2.0023 | 0.42587 | 4.7016 | 2.222 | 0.4726 | 4.7016 | 3.019% | 0.010618 | 0.0099339 | 6864.6422 | 345.044 | 3697.6124 | 2821.9858 | 7116.0028 | 0 | 0 | 7116.0028 | 7.256e-05%
2027 | 1234 | CB 1234 | Tier-3 | Tier-3---10 | 5--5 | 240 | 23 | 6311.4919 | 84.29% | 15.54% | 0.1769% | 147.8471 | 0 | 0 | 147.8471 | 0 | 134.5389 | 2.4488 | 54.9413 | 134.5389 | 2.4488 | 54.9413 | 149.3002 | 2.7174 | 54.9413 | 2.343% | 0.11961 | 0.11629 | 52765.4948 | 2759.6634 | 8111.6399 | 41894.1915 | 53002.4868 | 0 | 0 | 53002.4868 | 0.004875%
2027 | 1235 | CB 1235 | Tier-2 | Tier-2---6 | 4--5 | 622 | 31 | 6645.572 | 99.09% | 0.6868% | 0.2213% | 95.1787 | 0 | 0 | 95.1787 | 0 | 86.6113 | 3.3005 | 26.2417 | 86.6113 | 3.3005 | 26.2417 | 96.1141 | 3.6626 | 26.2417 | 1.432% | 0.082825 | 0.081628 | 80236.4987 | 5995.4874 | 833.9481 | 73407.0631 | 80247.1842 | 0 | 0 | 80247.1842 | 0.003139%
2027 | 1243 | CB 1243 | Tier-2 | Tier-2---7 | 3--5 | 116 | 8 | 1438.3629 | 99.75% | 0% | 0.2509% | 28.6951 | 0 | 0 | 28.6951 | 0 | 26.1121 | 0.85175 | 30.6571 | 26.1121 | 0.85175 | 30.6571 | 28.9771 | 0.9452 | 30.6571 | 1.995% | 0.019586 | 0.019194 | 73438.3162 | 4480.0299 | 229.8696 | 68728.4167 | 73442.0768 | 0 | 0 | 73442.0768 | 0.0009463%
2027 | 1299 | CB 1299 | Tier-2 | Tier-2---19 | 3--3 | 76 | 1 | 41.7756 | 94.08% | 0% | 5.924% | 0.14996 | 0 | 0 | 0.14996 | 0 | 0.13647 | 0.10647 | 1.2817 | 0.13647 | 0.10647 | 1.2817 | 0.15144 | 0.11815 | 1.2817 | 0.359% | 0.014997 | 0.01494 | 2785.5246 | 306.2114 | 186.6907 | 2292.6226 | 2786.1566 | 0 | 0 | 2786.1566 | 4.945e-06%
2027 | 1448 | CB 1448 | Tier-1 | Non-HFTD---15 | 1--3 | 16 | 2 | 4.2012 | 88.77% | 0% | 11.23% | 0.1352 | 0 | 0 | 0.1352 | 0 | 0.12303 | 0.21294 | 0.57776 | 0.12303 | 0.21294 | 0.57776 | 0.13653 | 0.2363 | 0.57776 | 3.218% | 0.002261 | 0.002179 | 1858.0978 | 117.1147 | 997.061 | 743.9221 | 1865.943 | 0 | 0 | 1865.943 | 4.458e-06%
2027 | 1525 | CB 1525 | Tier-2 | Tier-2---13 | 4--4 | 184 | 4 | 259.6903 | 35.49% | 63.12% | 1.387% | 0.58108 | 0 | 0 | 0.58108 | 0 | 0.52877 | 0.42587 | 1.2416 | 0.52877 | 0.42587 | 1.2416 | 0.58679 | 0.4726 | 1.2416 | 0.2238% | 0.050512 | 0.050193 | 5141.181 | 222.3399 | 3171.9797 | 1746.8613 | 5162.2217 | 0 | 0 | 5162.2217 | 1.916e-05%
2027 | 200 | CB 200 | Tier-2 | Tier-2---9 | 4--5 | 478 | 17 | 1342.6559 | 29.9% | 69.37% | 0.7369% | 4.14 | 0 | 0 | 4.14 | 0 | 3.7673 | 1.81 | 2.0814 | 3.7673 | 1.81 | 2.0814 | 4.1807 | 2.0085 | 2.0814 | 0.3083% | 0.060261 | 0.059639 | 22280.6766 | 447.1549 | 16796.8177 | 5036.7039 | 22443.4532 | 0 | 0 | 22443.4532 | 0.0001365%
2027 | 202 | CB 202 | Tier-2 | Tier-2---16 | 4--3 | 193 | 18 | 133.9861 | 95.12% | 0% | 4.877% | 3.4471 | 0 | 0 | 3.4471 | 0 | 3.1368 | 1.9164 | 1.6368 | 3.1368 | 1.9164 | 1.6368 | 3.481 | 2.1267 | 1.6368 | 2.573% | 0.040966 | 0.039858 | 3270.6344 | 253.1701 | 166.1074 | 2851.3569 | 3275.0686 | 0 | 0 | 3275.0686 | 0.0001137%
2027 | 203 | CB 203 | Tier-2 | Tier-2---13 | 4--4 | 233 | 9 | 195.752 | 9.583% | 88.23% | 2.187% | 0.21014 | 0 | 0 | 0.21014 | 0 | 0.19122 | 0.95822 | 0.19956 | 0.19122 | 0.95822 | 0.19956 | 0.21221 | 1.0633 | 0.19956 | 0.1074% | 0.03541 | 0.035014 | 5528.1246 | 19.724 | 4996.0335 | 512.3671 | 5584.7489 | 0 | 0 | 5584.7489 | 6.93e-06%
2027 | 204 | CB 204 | Tier-2 | Tier-2---9 | 4--4 | 229 | 33 | 1059.5314 | 80.82% | 18.41% | 0.7661% | 35.7868 | 0 | 0 | 35.7868 | 0 | 32.5655 | 3.5135 | 9.2688 | 32.5655 | 3.5135 | 9.2688 | 36.1385 | 3.8989 | 9.2688 | 3.378% | 0.068524 | 0.06566 | 15462.1941 | 933.3265 | 3218.617 | 11310.2506 | 15591.5185 | 0 | 0 | 15591.5185 | 0.00118%
2027 | 231 | CB 231 | Tier-2 | Tier-2---7 | 4--5 | 260 | 24 | 2499.974 | 99.29% | 0.4807% | 0.2332% | 66.4446 | 0 | 0 | 66.4446 | 0 | 60.4637 | 2.5552 | 23.6626 | 60.4637 | 2.5552 | 23.6626 | 67.0976 | 2.8356 | 23.6626 | 2.658% | 0.037573 | 0.036567 | 66537.1573 | 4869.2313 | 990.775 | 60677.151 | 66550.2227 | 0 | 0 | 66550.2227 | 0.002191%
2027 | 232 | CB 232 | Tier-2 | Tier-2---7 | 4--5 | 259 | 14 | 1642.5971 | 97.37% | 2.323% | 0.3027% | 25.0727 | 0 | 0 | 25.0727 | 0 | 22.8158 | 1.4906 | 15.3069 | 22.8158 | 1.4906 | 15.3069 | 25.3191 | 1.6541 | 15.3069 | 1.526% | 0.029023 | 0.028568 | 56595.6114 | 3442.0938 | 1736.7765 | 51416.7411 | 56619.277 | 0 | 0 | 56619.277 | 0.0008268%
2027 | 233 | CB 233 | Tier-2 | Tier-2---4 | 4--5 | 613 | 45 | 4127.6955 | 98.74% | 0.928% | 0.3343% | 86.7642 | 0 | 0 | 86.7642 | 0 | 78.9542 | 4.7911 | 16.4794 | 78.9542 | 4.7911 | 16.4794 | 87.6169 | 5.3167 | 16.4794 | 2.102% | 0.075451 | 0.073845 | 54706.8242 | 4073.6346 | 1765.0896 | 48868.1 | 54721.846 | 0 | 0 | 54721.846 | 0.002861%
2027 | 234 | CB 234 | Tier-2 | Tier-2---4 | 4--5 | 352 | 38 | 3294.853 | 98.88% | 0.9043% | 0.2189% | 101.9928 | 0 | 0 | 101.9928 | 0 | 92.8121 | 4.0458 | 22.9404 | 92.8121 | 4.0458 | 22.9404 | 102.9952 | 4.4897 | 22.9404 | 3.096% | 0.044658 | 0.04326 | 73779.6805 | 5680.9025 | 1107.6673 | 66991.1107 | 73806.4615 | 0 | 0 | 73806.4615 | 0.003363%
2027 | 236 | CB 236 | Tier-2 | Tier-2---1 | 5--5 | 337 | 18 | 12711.1878 | 97.62% | 2.333% | 0.04724% | 192.2045 | 0 | 0 | 192.2045 | 0 | 174.9034 | 1.9164 | 91.2652 | 174.9034 | 1.9164 | 91.2652 | 194.0934 | 2.1267 | 91.2652 | 1.512% | 0.1419 | 0.1397 | 89580.6366 | 5356.752 | 2115.0834 | 82108.8012 | 89614.1869 | 0 | 0 | 89614.1869 | 0.006338%
2027 | 240 | CB 240 | Tier-2 | Tier-2---9 | 4--5 | 238 | 17 | 1263.0316 | 97.68% | 1.949% | 0.3739% | 25.555 | 0 | 0 | 25.555 | 0 | 23.2547 | 1.81 | 12.8482 | 23.2547 | 1.81 | 12.8482 | 25.8062 | 2.0085 | 12.8482 | 2.023% | 0.048511 | 0.047506 | 26036.1977 | 2576.3946 | 964.8687 | 22494.9343 | 26048.9912 | 0 | 0 | 26048.9912 | 0.0008427%
2027 | 242 | CB 242 | Tier-2 | Tier-2---11 | 5--3 | 87 | 1 | 406.8184 | 64.36% | 35.02% | 0.6193% | 0.8728 | 0 | 0 | 0.8728 | 0 | 0.79424 | 0.10647 | 7.4599 | 0.79424 | 0.10647 | 7.4599 | 0.88138 | 0.11815 | 7.4599 | 0.2145% | 0.1014 | 0.10107 | 4011.826 | 175.5762 | 1861.6873 | 1974.5625 | 4016.6075 | 0 | 0 | 4016.6075 | 2.878e-05%
2027 | 244 | CB 244 | Tier-2 | Tier-2---14 | 4--4 | 197 | 1 | 295.5508 | 37.5% | 61.39% | 1.106% | 0.16317 | 0 | 0 | 0.16317 | 0 | 0.14848 | 0.10647 | 1.3946 | 0.14848 | 0.10647 | 1.3946 | 0.16477 | 0.11815 | 1.3946 | 0.05521% | 0.040668 | 0.040609 | 7267.3331 | 124.9098 | 5850.4758 | 1291.9476 | 7274.0289 | 0 | 0 | 7274.0289 | 5.381e-06%
2027 | 246 | CB 246 | Tier-2 | Tier-2---7 | 4--5 | 303 | 23 | 1438.4419 | 90% | 9.47% | 0.5268% | 28.4992 | 0 | 0 | 28.4992 | 0 | 25.9339 | 2.4488 | 10.5906 | 25.9339 | 2.4488 | 10.5906 | 28.7793 | 2.7174 | 10.5906 | 1.981% | 0.066431 | 0.064969 | 21653.0415 | 2613.8832 | 2643.0483 | 16396.11 | 21701.7642 | 0 | 0 | 21701.7642 | 0.0009398%
2027 | 247 | CB 247 | Tier-2 | Tier-2---12 | 4--4 | 90 | 6 | 379.7423 | 70.28% | 29.01% | 0.71% | 5.1597 | 0 | 0 | 5.1597 | 0 | 4.6953 | 0.63881 | 7.35 | 4.6953 | 0.63881 | 7.35 | 5.2104 | 0.7089 | 7.35 | 1.359% | 0.038566 | 0.037821 | 9846.5066 | 767.6776 | 3381.19 | 5697.6391 | 9904.1995 | 0 | 0 | 9904.1995 | 0.0001701%
2027 | 249 | CB 249 | Tier-3 | Tier-3---16 | 4--4 | 101 | 13 | 826.9208 | 97.04% | 2.672% | 0.2884% | 29.9524 | 0 | 0 | 29.9524 | 0 | 27.2563 | 1.3841 | 19.6926 | 27.2563 | 1.3841 | 19.6926 | 30.2468 | 1.5359 | 19.6926 | 3.622% | 0.05906 | 0.056856 | 14001.3211 | 814.7478 | 543.4884 | 12643.085 | 14017.3938 | 0 | 0 | 14017.3938 | 0.0009877%
2027 | 275 | CB 275 | Tier-1 | Non-HFTD---2 | 3--4 | 66 | 2 | 206.6235 | 45.85% | 53.34% | 0.8107% | 0.83253 | 0 | 0 | 0.83253 | 0 | 0.7576 | 0.21294 | 3.5578 | 0.7576 | 0.21294 | 3.5578 | 0.84072 | 0.2363 | 3.5578 | 0.4029% | 0.025053 | 0.024833 | 8247.3894 | 149.1089 | 6735.5056 | 1362.7748 | 8286.9837 | 0 | 0 | 8286.9837 | 2.745e-05%
2027 | 276 | CB 276 | Tier-1 | Non-HFTD---10 | 3--2 | 28 | 2 | 26.0793 | 53.94% | 42.4% | 3.659% | 0.29141 | 0 | 0 | 0.29141 | 0 | 0.26518 | 0.21294 | 1.2453 | 0.26518 | 0.21294 | 1.2453 | 0.29428 | 0.2363 | 1.2453 | 1.117% | 0.01954 | 0.019135 | 1334.6469 | 11.1399 | 1219.4428 | 104.0642 | 1347.6491 | 0 | 0 | 1347.6491 | 9.61e-06%
2027 | 277 | CB 277 | Tier-1 | Non-HFTD---11 | 1--4 | 11 | 1 | 9.2421 | 96.22% | 0% | 3.783% | 0.23444 | 0 | 0 | 0.23444 | 0 | 0.21333 | 0.10647 | 2.0037 | 0.21333 | 0.10647 | 2.0037 | 0.23674 | 0.11815 | 2.0037 | 2.537% | 0.0016702 | 0.0016262 | 5533.5154 | 15.724 | 5418.7663 | 99.025 | 5539.1841 | 0 | 0 | 5539.1841 | 7.731e-06%
2027 | 292 | CB 292 | Tier-2 | Tier-2---18 | 4--3 | 17 | 1 | 94.6686 | 66.47% | 32.93% | 0.6021% | 1.0735 | 0 | 0 | 1.0735 | 0 | 0.97685 | 0.10647 | 9.1751 | 0.97685 | 0.10647 | 9.1751 | 1.084 | 0.11815 | 9.1751 | 1.134% | 0.048129 | 0.047308 | 1966.9754 | 99.9551 | 607.6602 | 1259.3601 | 1978.4206 | 0 | 0 | 1978.4206 | 3.54e-05%
2027 | 305 | CB 305 | Tier-1 | Non-HFTD---1 | 4--5 | 170 | 6 | 2786.7739 | 97.11% | 2.732% | 0.1605% | 27.6983 | 0 | 0 | 27.6983 | 0 | 25.2051 | 0.63881 | 39.4563 | 25.2051 | 0.63881 | 39.4563 | 27.9705 | 0.7089 | 39.4563 | 0.9939% | 0.073949 | 0.073192 | 37685.1802 | 2117.5221 | 1006.2986 | 34561.3595 | 37696.4541 | 0 | 0 | 37696.4541 | 0.0009134%
2027 | 306 | CB 306 | Tier-1 | Non-HFTD---1 | 4--4 | 46 | 1 | 737.4997 | 97.09% | 2.802% | 0.1119% | 4.514 | 0 | 0 | 4.514 | 0 | 4.1076 | 0.10647 | 38.5809 | 4.1076 | 0.10647 | 38.5809 | 4.5583 | 0.11815 | 38.5809 | 0.6121% | 0.057753 | 0.057389 | 12769.9388 | 709.42 | 332.0025 | 11728.5163 | 12772.2997 | 0 | 0 | 12772.2997 | 0.0001489%
2027 | 307 | CB 307 | Tier-1 | Non-HFTD---1 | 4--4 | 30 | 4 | 601.8674 | 89.73% | 10.15% | 0.1197% | 20.883 | 0 | 0 | 20.883 | 0 | 19.0032 | 0.42587 | 44.6218 | 19.0032 | 0.42587 | 44.6218 | 21.0882 | 0.4726 | 44.6218 | 3.47% | 0.056404 | 0.054223 | 10670.688 | 553.5856 | 1014.91 | 9102.1924 | 10714.751 | 0 | 0 | 10714.751 | 0.0006886%
2027 | 330 | CB 330 | Tier-2 | Tier-2---16 | 4--3 | 156 | 16 | 124.2501 | 33.35% | 64.03% | 2.615% | 1.2326 | 0 | 0 | 1.2326 | 0 | 1.1217 | 1.7035 | 0.65846 | 1.1217 | 1.7035 | 0.65846 | 1.2448 | 1.8904 | 0.65846 | 0.9921% | 0.029702 | 0.028819 | 4183.2246 | 7.517 | 3868.9172 | 306.7905 | 4268.6903 | 0 | 0 | 4268.6903 | 4.065e-05%
2027 | 351 | CB 351 | Tier-2 | Tier-2---3 | 5--5 | 154 | 4 | 14599.7352 | 99.66% | 0.3054% | 0.03279% | 109.6001 | 0 | 0 | 109.6001 | 0 | 99.7346 | 0.42587 | 234.1883 | 99.7346 | 0.42587 | 234.1883 | 110.6773 | 0.4726 | 234.1883 | 0.7507% | 0.12463 | 0.1237 | 117140.1183 | 11493.6944 | 423.4429 | 105222.9811 | 117143.1249 | 0 | 0 | 117143.1249 | 0.003614%
2027 | 355 | CB 355 | Tier-2 | Tier-2---3 | 5--5 | 302 | 38 | 11288.3525 | 98.84% | 1.109% | 0.05403% | 407.1211 | 0 | 0 | 407.1211 | 0 | 370.4746 | 4.0458 | 91.5702 | 370.4746 | 4.0458 | 91.5702 | 411.1223 | 4.4897 | 91.5702 | 3.607% | 0.1048 | 0.10098 | 107709.793 | 9333.0654 | 1277.5324 | 97099.1953 | 107757.2448 | 0 | 0 | 107757.2448 | 0.01343%
2027 | 357 | CB 357 | Tier-3 | Tier-3---10 | 5--5 | 162 | 13 | 6110.8546 | 96.01% | 3.933% | 0.05986% | 136.531 | 0 | 0 | 136.531 | 0 | 124.2413 | 1.3841 | 89.764 | 124.2413 | 1.3841 | 89.764 | 137.8728 | 1.5359 | 89.764 | 2.234% | 0.12773 | 0.12476 | 47841.0693 | 2695.6068 | 1944.7301 | 43200.7325 | 47886.584 | 0 | 0 | 47886.584 | 0.004502%
2027 | 441 | CB 441 | Tier-3 | Tier-3---15 | 5--3 | 94 | 1 | 1133.0808 | 94.08% | 5.666% | 0.2577% | 3.2886 | 0 | 0 | 3.2886 | 0 | 2.9926 | 0.10647 | 28.1076 | 2.9926 | 0.10647 | 28.1076 | 3.3209 | 0.11815 | 28.1076 | 0.2902% | 0.54555 | 0.54386 | 2076.9658 | 75.1989 | 111.2175 | 1890.5493 | 2077.3465 | 0 | 0 | 2077.3465 | 0.0001084%
2027 | 443 | CB 443 | Tier-2 | Tier-2---17 | 2--4 | 36 | 10 | 67.1473 | 98.29% | 0% | 1.71% | 5.3166 | 0 | 0 | 5.3166 | 0 | 4.838 | 1.0647 | 4.5441 | 4.838 | 1.0647 | 4.5441 | 5.3688 | 1.1815 | 4.5441 | 7.918% | 0.007405 | 0.0068085 | 9067.8323 | 1055.0436 | 148.4631 | 7864.3256 | 9081.4208 | 0 | 0 | 9081.4208 | 0.0001753%
2027 | 461 | CB 461 | Tier-2 | Tier-2---15 | 2--4 | 36 | 2 | 101.8709 | 98.65% | 0% | 1.347% | 1.6191 | 0 | 0 | 1.6191 | 0 | 1.4734 | 0.21294 | 6.9194 | 1.4734 | 0.21294 | 6.9194 | 1.6351 | 0.2363 | 6.9194 | 1.589% | 0.0097562 | 0.009599 | 10441.6529 | 1363.4669 | 3633.3303 | 5444.8557 | 10443.956 | 0 | 0 | 10443.956 | 5.339e-05%
2027 | 470 | CB 470 | Tier-2 | Tier-2---6 | 5--5 | 381 | 2 | 6922.0493 | 95.49% | 4.388% | 0.1268% | 10.0618 | 0 | 0 | 10.0618 | 0 | 9.1561 | 0.21294 | 42.9991 | 9.1561 | 0.21294 | 42.9991 | 10.1607 | 0.2363 | 42.9991 | 0.1454% | 0.114 | 0.11382 | 60721.6484 | 6478.0385 | 2705.5326 | 51538.0773 | 60725.8278 | 0 | 0 | 60725.8278 | 0.0003318%
2027 | 474 | CB 474 | Tier-1 | Non-HFTD---1 | 3--5 | 170 | 10 | 794.8798 | 99.6% | 0% | 0.3957% | 13.5061 | 0 | 0 | 13.5061 | 0 | 12.2903 | 1.0647 | 11.5436 | 12.2903 | 1.0647 | 11.5436 | 13.6388 | 1.1815 | 11.5436 | 1.699% | 0.016088 | 0.015813 | 49409.4676 | 3049.4445 | 1008.6765 | 45351.3466 | 49412.8608 | 0 | 0 | 49412.8608 | 0.0004454%
2027 | 492 | CB 492 | Tier-1 | Non-HFTD---4 | 3--4 | 98 | 2 | 147.6974 | 50.2% | 48.6% | 1.193% | 0.43885 | 0 | 0 | 0.43885 | 0 | 0.39934 | 0.21294 | 1.8754 | 0.39934 | 0.21294 | 1.8754 | 0.44316 | 0.2363 | 1.8754 | 0.2971% | 0.022696 | 0.022562 | 6507.5812 | 214.3131 | 5220.6249 | 1072.6432 | 6526.874 | 0 | 0 | 6526.874 | 1.447e-05%
2027 | 493 | CB 493 | Tier-1 | Non-HFTD---17 | 1--2 | 8 | 1 | 1.0505 | 81.53% | 0% | 18.47% | 0.031047 | 0 | 0 | 0.031047 | 0 | 0.028252 | 0.10647 | 0.26536 | 0.028252 | 0.10647 | 0.26536 | 0.031352 | 0.11815 | 0.26536 | 2.955% | 0.0008612 | 0.00082998 | 1219.8489 | 8.5546 | 1147.2694 | 64.0248 | 1228.3254 | 0 | 0 | 1228.3254 | 1.024e-06%
2027 | 511 | CB 511 | Tier-1 | Non-HFTD---4 | 3--4 | 40 | 1 | 163.9412 | 95.95% | 3.193% | 0.8556% | 1.1405 | 0 | 0 | 1.1405 | 0 | 1.0378 | 0.10647 | 9.7475 | 1.0378 | 0.10647 | 9.7475 | 1.1517 | 0.11815 | 9.7475 | 0.6956% | 0.019336 | 0.019196 | 8478.4598 | 403.4204 | 5162.3228 | 2912.7166 | 8480.9664 | 0 | 0 | 8480.9664 | 3.761e-05%
2027 | 521 | CB 521 | Tier-2 | Tier-2---20 | 3--1 | 14 | 1 | 12.2832 | 16.79% | 81.3% | 1.905% | 0.042728 | 0 | 0 | 0.042728 | 0 | 0.038882 | 0.10647 | 0.3652 | 0.038882 | 0.10647 | 0.3652 | 0.043148 | 0.11815 | 0.3652 | 0.3479% | 0.025917 | 0.02538 | 473.952 | 4.2331 | 417.1527 | 52.5662 | 482.2937 | 0 | 0 | 482.2937 | 1.409e-06%
2027 | 522 | CB 522 | Tier-2 | Tier-2---9 | 4--5 | 253 | 38 | 1074.3257 | 89.49% | 10.08% | 0.4258% | 41.8788 | 0 | 0 | 41.8788 | 0 | 38.1091 | 4.0458 | 9.4194 | 38.1091 | 4.0458 | 9.4194 | 42.2904 | 4.4897 | 9.4194 | 3.898% | 0.049006 | 0.046871 | 21922.4202 | 1310.4924 | 2696.6948 | 17915.2331 | 22027.3024 | 0 | 0 | 22027.3024 | 0.001381%
2027 | 523 | CB 523 | Tier-2 | Tier-2---13 | 4--4 | 259 | 26 | 305.5692 | 37.2% | 61.32% | 1.484% | 3.309 | 0 | 0 | 3.309 | 0 | 3.0111 | 2.7682 | 1.0878 | 3.0111 | 2.7682 | 1.0878 | 3.3415 | 3.0719 | 1.0878 | 1.083% | 0.044603 | 0.043305 | 6850.8655 | 393.6973 | 4462.8655 | 1994.3028 | 6979.8758 | 0 | 0 | 6979.8758 | 0.0001091%
2027 | 524 | CB 524 | Tier-3 | Tier-3---17 | 3--5 | 90 | 3 | 481.3309 | 94.25% | 5.298% | 0.4514% | 4.3853 | 0 | 0 | 4.3853 | 0 | 3.9906 | 0.31941 | 12.4939 | 3.9906 | 0.31941 | 12.4939 | 4.4284 | 0.35445 | 12.4939 | 0.9111% | 0.018139 | 0.017963 | 26536.2736 | 2336.3386 | 4292.2973 | 19907.6377 | 26551.1664 | 0 | 0 | 26551.1664 | 0.0001446%
2027 | 589 | CB 589 | Tier-1 | Non-HFTD---4 | 2--5 | 31 | 3 | 115.513 | 99.19% | 0% | 0.8071% | 3.2157 | 0 | 0 | 3.2157 | 0 | 2.9262 | 0.31941 | 9.1614 | 2.9262 | 0.31941 | 9.1614 | 3.2473 | 0.35445 | 9.1614 | 2.784% | 0.0061356 | 0.0059634 | 18826.6917 | 2041.3065 | 4197.7964 | 12587.5888 | 18831.0795 | 0 | 0 | 18831.0795 | 0.000106%
2027 | 59 | CB 59 | Tier-1 | Non-HFTD---5 | 2--4 | 11 | 1 | 54.4254 | 99.08% | 0.2847% | 0.6369% | 1.4216 | 0 | 0 | 1.4216 | 0 | 1.2937 | 0.10647 | 12.1507 | 1.2937 | 0.10647 | 12.1507 | 1.4356 | 0.11815 | 12.1507 | 2.612% | 0.0099342 | 0.0096723 | 5478.5927 | 397.2241 | 2736.5251 | 2344.8435 | 5479.9599 | 0 | 0 | 5479.9599 | 4.688e-05%
2027 | 599 | CB 599 | Tier-2 | Tier-2---4 | 4--5 | 369 | 49 | 4323.2442 | 99.81% | 0% | 0.1903% | 166.1691 | 0 | 0 | 166.1691 | 0 | 151.2116 | 5.217 | 28.9847 | 151.2116 | 5.217 | 28.9847 | 167.8022 | 5.7893 | 28.9847 | 3.844% | 0.043095 | 0.041435 | 100319.859 | 10016.8763 | 926.348 | 89376.6347 | 100327.5056 | 0 | 0 | 100327.5056 | 0.00548%
2027 | 65 | CB 65 | Tier-1 | Non-HFTD---2 | 3--4 | 188 | 6 | 189.2656 | 62.06% | 35.57% | 2.376% | 1.0871 | 0 | 0 | 1.0871 | 0 | 0.98923 | 0.63881 | 1.5485 | 0.98923 | 0.63881 | 1.5485 | 1.0978 | 0.7089 | 1.5485 | 0.5744% | 0.027671 | 0.027415 | 6839.7543 | 325.6517 | 4070.8031 | 2443.2995 | 6863.9975 | 0 | 0 | 6863.9975 | 3.585e-05%
2027 | 702 | CB 702 | Tier-1 | Non-HFTD---5 | 2--4 | 21 | 2 | 63.7539 | 98.86% | 0% | 1.141% | 1.7407 | 0 | 0 | 1.7407 | 0 | 1.584 | 0.21294 | 7.439 | 1.584 | 0.21294 | 7.439 | 1.7578 | 0.2363 | 7.439 | 2.73% | 0.005363 | 0.0052149 | 11887.738 | 339.1616 | 9686.7087 | 1861.8677 | 11891.5911 | 0 | 0 | 11891.5911 | 5.74e-05%
2027 | 788 | CB 788 | Tier-2 | Tier-2---2 | 5--5 | 708 | 3 | 8569.0681 | 95.07% | 4.755% | 0.1724% | 10.0109 | 0 | 0 | 10.0109 | 0 | 9.1098 | 0.31941 | 28.5212 | 9.1098 | 0.31941 | 28.5212 | 10.1093 | 0.35445 | 28.5212 | 0.1168% | 0.14181 | 0.14164 | 60426.1463 | 6360.7221 | 2990.776 | 51074.6482 | 60429.8096 | 0 | 0 | 60429.8096 | 0.0003301%
2027 | 907 | CB 907 | Tier-3 | Tier-3---13 | 3--5 | 51 | 2 | 2742.2838 | 99.83% | 0.1274% | 0.03844% | 31.135 | 0 | 0 | 31.135 | 0 | 28.3325 | 0.21294 | 133.0557 | 28.3325 | 0.21294 | 133.0557 | 31.441 | 0.2363 | 133.0557 | 1.135% | 0.023668 | 0.023399 | 115862.6603 | 8950.1537 | 169.4148 | 106743.0917 | 115864.8705 | 0 | 0 | 115864.8705 | 0.001027%
2027 | 91 | CB 91 | Tier-2 | Tier-2---12 | 3--5 | 68 | 4 | 337.7351 | 93.43% | 6.078% | 0.496% | 5.3826 | 0 | 0 | 5.3826 | 0 | 4.8981 | 0.42587 | 11.5013 | 4.8981 | 0.42587 | 11.5013 | 5.4355 | 0.4726 | 11.5013 | 1.594% | 0.015476 | 0.015212 | 21823.4311 | 1985.3885 | 2725.0024 | 17113.0402 | 21848.3311 | 0 | 0 | 21848.3311 | 0.0001775%
2027 | 971 | CB 971 | Tier-2 | Tier-2---3 | 5--5 | 167 | 3 | 11456.6981 | 99.51% | 0.4569% | 0.03477% | 59.3912 | 0 | 0 | 59.3912 | 0 | 54.0451 | 0.31941 | 169.2056 | 54.0451 | 0.31941 | 169.2056 | 59.9748 | 0.35445 | 169.2056 | 0.5184% | 0.12528 | 0.12462 | 91451.3672 | 5164.7092 | 651.9468 | 85634.7112 | 91453.7218 | 0 | 0 | 91453.7218 | 0.001959%
2027 | 975 | CB 975 | Tier-3 | Tier-3---16 | 5--4 | 11 | 1 | 1304.3742 | 99.51% | 0.4601% | 0.0271% | 34.2205 | 0 | 0 | 34.2205 | 0 | 31.1402 | 0.10647 | 292.4831 | 31.1402 | 0.10647 | 292.4831 | 34.5568 | 0.11815 | 292.4831 | 2.624% | 0.10726 | 0.10443 | 12161.0449 | 615.424 | 92.9298 | 11452.6911 | 12162.649 | 0 | 0 | 12162.649 | 0.001128%
2027 | 980 | CB 980 | Tier-2 | Tier-2---12 | 2--5 | 35 | 1 | 387.8494 | 99.7% | 0% | 0.3041% | 3.2038 | 0 | 0 | 3.2038 | 0 | 2.9154 | 0.10647 | 27.3832 | 2.9154 | 0.10647 | 27.3832 | 3.2353 | 0.11815 | 27.3832 | 0.8261% | 0.0069124 | 0.0068551 | 56109.2292 | 22659.9966 | 1622.27 | 31826.9626 | 56110.6548 | 0 | 0 | 56110.6548 | 0.0001057%
2027 | CTL1 | CB CTL1 | Tier-3 | Tier-3---19 | 5--1 | 6 | 2 | 27.4807 | 90.21% | 9.514% | 0.2799% | 2.3963 | 0 | 0 | 2.3963 | 0 | 2.1806 | 0.21294 | 10.2405 | 2.1806 | 0.21294 | 10.2405 | 2.4198 | 0.2363 | 10.2405 | 8.72% | 0.42111 | 0.38041 | 65.2572 | 3.4648 | 6.2225 | 55.5699 | 65.9412 | 0 | 0 | 65.9412 | 7.902e-05%
2027 | FB1 | CB FB1 | Tier-2 | Tier-2---11 | 4--4 | 371 | 21 | 346.5871 | 36.93% | 61.45% | 1.621% | 2.101 | 0 | 0 | 2.101 | 0 | 1.9118 | 2.2358 | 0.85509 | 1.9118 | 2.2358 | 0.85509 | 2.1216 | 2.4811 | 0.85509 | 0.6062% | 0.04664 | 0.045874 | 7431.1135 | 609.45 | 4232.5548 | 2589.1087 | 7509.3335 | 0 | 0 | 7509.3335 | 6.928e-05%
2027 | FB2 | CB FB2 | Tier-2 | Tier-2---9 | 4--5 | 173 | 22 | 1029.5845 | 94.33% | 5.316% | 0.3556% | 35.8162 | 0 | 0 | 35.8162 | 0 | 32.5923 | 2.3423 | 13.9146 | 32.5923 | 2.3423 | 13.9146 | 36.1682 | 2.5993 | 13.9146 | 3.479% | 0.045688 | 0.044003 | 22535.0189 | 2600.9741 | 1192.7302 | 18741.3145 | 22583.9571 | 0 | 0 | 22583.9571 | 0.001181%
2027 | JU1 | CB JU1 | Tier-3 | Tier-3---15 | 5--4 | 80 | 1 | 1531.7487 | 97.85% | 2.019% | 0.1357% | 5.4329 | 0 | 0 | 5.4329 | 0 | 4.9439 | 0.10647 | 46.4354 | 4.9439 | 0.10647 | 46.4354 | 5.4863 | 0.11815 | 46.4354 | 0.3547% | 0.1808 | 0.18015 | 8471.8458 | 469.0858 | 165.6284 | 7837.1316 | 8472.51 | 0 | 0 | 8472.51 | 0.0001792%
2027 | MOR1 | CB MOR1 | Tier-2 | Tier-2---4 | 5--5 | 116 | 8 | 5119.7141 | 98.56% | 1.393% | 0.05121% | 100.9158 | 0 | 0 | 100.9158 | 0 | 91.832 | 0.85175 | 107.816 | 91.832 | 0.85175 | 107.816 | 101.9076 | 0.9452 | 107.816 | 1.971% | 0.12647 | 0.12394 | 40481.7763 | 2466.5834 | 537.059 | 37478.1339 | 40493.7056 | 0 | 0 | 40493.7056 | 0.003328%
2027 | OK1 | CB OK1 | Tier-3 | Tier-3---7 | 5--5 | 190 | 3 | 6915.6819 | 99% | 0.9206% | 0.07911% | 31.35 | 0 | 0 | 31.35 | 0 | 28.5281 | 0.31941 | 89.3162 | 28.5281 | 0.31941 | 89.3162 | 31.6581 | 0.35445 | 89.3162 | 0.4533% | 0.20255 | 0.20162 | 34143.1528 | 2255.401 | 307.6674 | 31580.0844 | 34144.7228 | 0 | 0 | 34144.7228 | 0.001034%
2027 | PE1 | CB PE1 | Tier-3 | Tier-3---13 | 5--4 | 247 | 7 | 3027.5479 | 94.73% | 5.109% | 0.164% | 23.5702 | 0 | 0 | 23.5702 | 0 | 21.4485 | 0.74528 | 28.7792 | 21.4485 | 0.74528 | 28.7792 | 23.8018 | 0.82705 | 28.7792 | 0.7785% | 0.24168 | 0.23969 | 12527.0623 | 651.1133 | 599.2989 | 11276.6501 | 12532.5363 | 0 | 0 | 12532.5363 | 0.0007773%
2027 | RA1 | CB RA1 | Tier-2 | Tier-2---2 | 5--5 | 353 | 23 | 10517.0624 | 98.31% | 1.619% | 0.07383% | 195.3569 | 0 | 0 | 195.3569 | 0 | 177.7721 | 2.4488 | 72.5964 | 177.7721 | 2.4488 | 72.5964 | 197.2768 | 2.7174 | 72.5964 | 1.858% | 0.14726 | 0.14448 | 71417.5478 | 3677.0651 | 1105.1436 | 66635.3391 | 71440.838 | 0 | 0 | 71440.838 | 0.006442%
2027 | RA2 | CB RA2 | Tier-2 | Tier-2---4 | 5--5 | 118 | 3 | 5229.9021 | 98.11% | 1.831% | 0.05575% | 37.8318 | 0 | 0 | 37.8318 | 0 | 34.4264 | 0.31941 | 107.7829 | 34.4264 | 0.31941 | 107.7829 | 38.2036 | 0.35445 | 107.7829 | 0.7234% | 0.12706 | 0.12612 | 41161.4683 | 4371.7867 | 705.658 | 36084.0236 | 41167.2376 | 0 | 0 | 41167.2376 | 0.001248%
2027 | RA3 | CB RA3 | Tier-2 | Tier-2---10 | 5--4 | 241 | 5 | 916.1972 | 69.5% | 30.07% | 0.4286% | 3.831 | 0 | 0 | 3.831 | 0 | 3.4861 | 0.53234 | 6.5487 | 3.4861 | 0.53234 | 6.5487 | 3.8686 | 0.59075 | 6.5487 | 0.4181% | 0.12911 | 0.12833 | 7096.3625 | 284.8233 | 1917.8301 | 4893.709 | 7109.4645 | 0 | 0 | 7109.4645 | 0.0001263%
2027 | RC1 | CB RC1 | Tier-2 | Tier-2---4 | 4--5 | 94 | 16 | 3739.8748 | 99.14% | 0.8077% | 0.05477% | 183.0145 | 0 | 0 | 183.0145 | 0 | 166.5407 | 1.7035 | 97.7641 | 166.5407 | 1.7035 | 97.7641 | 184.8131 | 1.8904 | 97.7641 | 4.894% | 0.084253 | 0.080095 | 44388.4144 | 3566.8538 | 353.0058 | 40468.5548 | 44408.2925 | 0 | 0 | 44408.2925 | 0.006035%
2027 | SL1 | CB SL1 | Tier-3 | Tier-3---11 | 5--5 | 225 | 27 | 3361.5705 | 93.71% | 6.129% | 0.1568% | 109.6294 | 0 | 0 | 109.6294 | 0 | 99.7613 | 2.8746 | 34.7038 | 99.7613 | 2.8746 | 34.7038 | 110.7068 | 3.19 | 34.7038 | 3.261% | 0.19527 | 0.18848 | 17214.6695 | 1252.9171 | 1001.4319 | 14960.3205 | 17253.6834 | 0 | 0 | 17253.6834 | 0.003615%
2027 | SSC1 | CB SSC1 | Tier-2 | Tier-2---18 | 4--3 | 220 | 9 | 94.186 | 2.003% | 94.63% | 3.363% | 0.022382 | 0 | 0 | 0.022382 | 0 | 0.020367 | 0.95822 | 0.021256 | 0.020367 | 0.95822 | 0.021256 | 0.022602 | 1.0633 | 0.021256 | 0.02376% | 0.031528 | 0.031154 | 2987.3954 | 6.3387 | 2712.6507 | 268.4061 | 3022.5439 | 0 | 0 | 3022.5439 | 7.381e-07%
2027 | CTL1 | CTL1-3R | Tier-3 | Tier-3---14 | 5--4 | 314 | 18 | 2064.0334 | 78.9% | 20.86% | 0.2358% | 27.0729 | 0 | 0 | 27.0729 | 0 | 24.636 | 1.9164 | 12.8551 | 24.636 | 1.9164 | 12.8551 | 27.339 | 2.1267 | 12.8551 | 1.312% | 0.42513 | 0.41806 | 4855.055 | 225.2505 | 929.4415 | 3700.363 | 4872.3729 | 0 | 0 | 4872.3729 | 0.0008928%
2027 | DV1 | DV1-3R | Tier-3 | Tier-3---11 | 5--5 | 235 | 10 | 3719.4004 | 95.17% | 4.691% | 0.1427% | 43.6804 | 0 | 0 | 43.6804 | 0 | 39.7485 | 1.0647 | 37.3337 | 39.7485 | 1.0647 | 37.3337 | 44.1097 | 1.1815 | 37.3337 | 1.174% | 0.19421 | 0.19182 | 19151.2388 | 1060.0216 | 843.3957 | 17247.8214 | 19162.8051 | 0 | 0 | 19162.8051 | 0.00144%
2027 | RB1 | RB1-427R | Tier-3 | Tier-3---7 | 5--5 | 433 | 29 | 6920.124 | 97.57% | 2.306% | 0.1195% | 131.1468 | 0 | 0 | 131.1468 | 0 | 119.3418 | 3.0876 | 38.6522 | 119.3418 | 3.0876 | 38.6522 | 132.4357 | 3.4263 | 38.6522 | 1.895% | 0.15381 | 0.15082 | 44992.7829 | 2694.5507 | 965.1573 | 41333.0749 | 45014.4001 | 0 | 0 | 45014.4001 | 0.004325%
2027 | RB1 | RB1-433R | Tier-3 | Tier-3---10 | 5--5 | 125 | 1 | 5946.5075 | 99.32% | 0.6164% | 0.06772% | 13.7015 | 0 | 0 | 13.7015 | 0 | 12.4682 | 0.10647 | 117.107 | 12.4682 | 0.10647 | 117.107 | 13.8362 | 0.11815 | 117.107 | 0.2304% | 0.15284 | 0.15249 | 38906.0871 | 2307.7478 | 238.1361 | 36360.2032 | 38906.706 | 0 | 0 | 38906.706 | 0.0004518%
2027 | TM1 | TM1-10R | Tier-3 | Tier-3---12 | 5--5 | 103 | 3 | 3782.8568 | 99.48% | 0.4537% | 0.066% | 31.7862 | 0 | 0 | 31.7862 | 0 | 28.925 | 0.31941 | 90.5591 | 28.925 | 0.31941 | 90.5591 | 32.0986 | 0.35445 | 90.5591 | 0.8403% | 0.093421 | 0.092632 | 40492.6609 | 2080.2531 | 189.7576 | 38222.6503 | 40494.4536 | 0 | 0 | 40494.4536 | 0.001048%
2028 | 1001 | 1001-1130R | Tier-2 | Tier-2---5 | 5--5 | 104 | 1 | 2758.283 | 96.49% | 3.415% | 0.0991% | 7.4211 | 0 | 0 | 7.4211 | 0 | 6.442 | 0.10156 | 63.4279 | 6.442 | 0.10156 | 63.4279 | 7.5307 | 0.11873 | 63.4279 | 0.269% | 0.10617 | 0.10587 | 25980.7036 | 1397.1019 | 890.7473 | 23692.8544 | 25983.2567 | 0 | 0 | 25983.2567 | 0.0002447%
2028 | 1001 | 1001-1231F | Tier-2 | Tier-2---15 | 3--3 | 4 | 1 | 117.1572 | 99.03% | 0.8725% | 0.09309% | 8.4119 | 0 | 0 | 8.4119 | 0 | 7.3021 | 0.10156 | 71.8964 | 7.3021 | 0.10156 | 71.8964 | 8.5362 | 0.11873 | 71.8964 | 7.18% | 0.025088 | 0.023269 | 4669.7772 | 254.6756 | 41.5622 | 4373.5394 | 4673.3019 | 0 | 0 | 4673.3019 | 0.0002774%
2028 | 1001 | 1001-1814AE | Tier-2 | Tier-2---11 | 5--3 | 10 | 6 | 409.0622 | 99.15% | 0.7717% | 0.07851% | 70.5717 | 0 | 0 | 70.5717 | 0 | 61.2608 | 0.60938 | 100.5295 | 61.2608 | 0.60938 | 100.5295 | 71.6146 | 0.71237 | 100.5295 | 17.25% | 0.094213 | 0.07782 | 4341.8958 | 236.5203 | 34.0095 | 4071.3661 | 4349.6717 | 0 | 0 | 4349.6717 | 0.002327%
2028 | 1001 | 1001-1820F | Tier-2 | Tier-2---5 | 5--5 | 146 | 26 | 4222.2471 | 91.41% | 8.486% | 0.103% | 199.3237 | 0 | 0 | 199.3237 | 0 | 173.026 | 2.6407 | 65.5239 | 173.026 | 2.6407 | 65.5239 | 202.2693 | 3.087 | 65.5239 | 4.721% | 0.12846 | 0.12183 | 32868.2878 | 1721.3581 | 2595.1533 | 28551.7765 | 33022.0271 | 0 | 0 | 33022.0271 | 0.006573%
2028 | 1021 | 1021-1748F | Tier-3 | Tier-3---2 | 5--5 | 516 | 60 | 35156.1224 | 99.02% | 0.9436% | 0.03662% | 1173.8765 | 0 | 0 | 1173.8765 | 0 | 1019.0013 | 6.0938 | 167.2189 | 1019.0013 | 6.0938 | 167.2189 | 1191.2242 | 7.1237 | 167.2189 | 3.339% | 0.16564 | 0.16005 | 212249.5403 | 13715.9361 | 1963.4816 | 196570.1226 | 212322.1463 | 0 | 0 | 212322.1463 | 0.03871%
2028 | 1021 | 1021-1760R | Tier-3 | Tier-3---6 | 5--5 | 85 | 6 | 7055.7157 | 98.18% | 1.793% | 0.03106% | 141.7996 | 0 | 0 | 141.7996 | 0 | 123.0913 | 0.60938 | 201.9938 | 123.0913 | 0.60938 | 201.9938 | 143.8951 | 0.71237 | 201.9938 | 2.01% | 0.10829 | 0.10607 | 65155.0235 | 4038.9642 | 1087.8449 | 60028.2144 | 65179.8649 | 0 | 0 | 65179.8649 | 0.004676%
2028 | 1021 | 1021-25R | Tier-3 | Tier-3---2 | 5--5 | 168 | 16 | 18825.6899 | 99.7% | 0.2782% | 0.02306% | 518.3813 | 0 | 0 | 518.3813 | 0 | 449.9888 | 1.625 | 276.9131 | 449.9888 | 1.625 | 276.9131 | 526.042 | 1.8997 | 276.9131 | 2.754% | 0.12361 | 0.1202 | 152300.0709 | 9949.5446 | 416.971 | 141933.5553 | 152313.1022 | 0 | 0 | 152313.1022 | 0.01709%
2028 | 1021 | 1021-855 | Tier-3 | Tier-3---10 | 5--5 | 69 | 21 | 5034.3753 | 99.51% | 0.4541% | 0.0405% | 442.1405 | 0 | 0 | 442.1405 | 0 | 383.8068 | 2.1328 | 179.9514 | 383.8068 | 2.1328 | 179.9514 | 448.6745 | 2.4933 | 179.9514 | 8.782% | 0.10909 | 0.099461 | 46149.2476 | 2319.9671 | 207.6388 | 43621.6417 | 46171.3454 | 0 | 0 | 46171.3454 | 0.01458%
2028 | 1022 | 1022-17F | Tier-3 | Tier-3---4 | 5--5 | 139 | 13 | 9800.6792 | 99.62% | 0.3456% | 0.03348% | 264.8093 | 0 | 0 | 264.8093 | 0 | 229.8718 | 1.3203 | 174.1021 | 229.8718 | 1.3203 | 174.1021 | 268.7227 | 1.5435 | 174.1021 | 2.702% | 0.10945 | 0.10648 | 89544.6442 | 5359.6686 | 310.5435 | 83874.4321 | 89554.1074 | 0 | 0 | 89554.1074 | 0.008732%
2028 | 1022 | 1022-26R | Tier-3 | Tier-3---15 | 4--4 | 9 | 2 | 694.7204 | 99.22% | 0.7469% | 0.03547% | 44.4206 | 0 | 0 | 44.4206 | 0 | 38.56 | 0.20313 | 189.8315 | 38.56 | 0.20313 | 189.8315 | 45.077 | 0.23746 | 189.8315 | 6.394% | 0.092662 | 0.08669 | 7497.376 | 376.7223 | 52.0531 | 7068.6006 | 7501.4167 | 0 | 0 | 7501.4167 | 0.001465%
2028 | 1022 | 1022-322R | Tier-3 | Tier-3---10 | 5--5 | 89 | 6 | 5072.1995 | 99.16% | 0.7912% | 0.04875% | 98.3314 | 0 | 0 | 98.3314 | 0 | 85.3581 | 0.60938 | 140.0732 | 85.3581 | 0.60938 | 140.0732 | 99.7845 | 0.71237 | 140.0732 | 1.939% | 0.10587 | 0.1038 | 47911.5964 | 2988.4313 | 366.1059 | 44557.0592 | 47919.6213 | 0 | 0 | 47919.6213 | 0.003243%
2028 | 1023 | 1023-46AE | Tier-2 | Tier-2---2 | 5--5 | 469 | 50 | 9469.9149 | 95.98% | 3.884% | 0.1387% | 281.0034 | 0 | 0 | 281.0034 | 0 | 243.9293 | 5.0782 | 48.0348 | 243.9293 | 5.0782 | 48.0348 | 285.1561 | 5.9365 | 48.0348 | 2.967% | 0.13914 | 0.13483 | 68062.6824 | 3656.971 | 2513.7394 | 61891.9719 | 68150.0233 | 0 | 0 | 68150.0233 | 0.009266%
2028 | 1023 | 1023-48R | Tier-2 | Tier-2---5 | 5--5 | 380 | 49 | 3773.8473 | 97.39% | 2.337% | 0.2725% | 137.4389 | 0 | 0 | 137.4389 | 0 | 119.3059 | 4.9766 | 23.9733 | 119.3059 | 4.9766 | 23.9733 | 139.47 | 5.8177 | 23.9733 | 3.642% | 0.12816 | 0.12337 | 29445.7307 | 1737.6729 | 715.7665 | 26992.2913 | 29475.5851 | 0 | 0 | 29475.5851 | 0.004532%
2028 | 1023 | 1023-89R | Tier-2 | Tier-2---11 | 4--4 | 119 | 4 | 585.5086 | 87.68% | 11.85% | 0.4758% | 5.0042 | 0 | 0 | 5.0042 | 0 | 4.344 | 0.40625 | 10.6927 | 4.344 | 0.40625 | 10.6927 | 5.0782 | 0.47492 | 10.6927 | 0.8547% | 0.083403 | 0.08259 | 7020.201 | 414.9664 | 782.0246 | 5823.21 | 7028.7162 | 0 | 0 | 7028.7162 | 0.000165%
2028 | 1030 | 1030-1728R | Tier-3 | Tier-3---9 | 5--5 | 85 | 4 | 5124.1587 | 98.26% | 1.711% | 0.02883% | 68.7132 | 0 | 0 | 68.7132 | 0 | 59.6476 | 0.40625 | 146.8231 | 59.6476 | 0.40625 | 146.8231 | 69.7287 | 0.47492 | 146.8231 | 1.341% | 0.23544 | 0.23223 | 21764.1991 | 1221.106 | 349.3689 | 20193.7242 | 21769.4373 | 0 | 0 | 21769.4373 | 0.002266%
2028 | 1030 | 1030-1735F | Tier-3 | Not Applicable | Not Applicable | 6 | 1 | 0 | 0% | 0% | 0% | 0 | 0 | 0 | 0 | 0 | 0 | 0.10156 | 0 | 0 | 0.10156 | 0 | 0 | 0.11873 | 0 | 0% | 0 | 0 | 0 | 0 | 0 | 0 | 0 | 0 | 0 | 0 | 0%
2028 | 1030 | 1030-1777 | Tier-3 | Tier-3---5 | 5--5 | 193 | 8 | 11817.5772 | 98.58% | 1.381% | 0.03413% | 140.0455 | 0 | 0 | 140.0455 | 0 | 121.5686 | 0.81251 | 149.6213 | 121.5686 | 0.81251 | 149.6213 | 142.1151 | 0.94983 | 149.6213 | 1.185% | 0.24629 | 0.24333 | 47981.5879 | 2529.7124 | 644.8626 | 44807.0129 | 47989.8496 | 0 | 0 | 47989.8496 | 0.004618%
2028 | 1030 | 1030-1823F | Tier-3 | Tier-3---13 | 5--5 | 20 | 2 | 2150.9739 | 99.45% | 0.5287% | 0.02497% | 62.0329 | 0 | 0 | 62.0329 | 0 | 53.8486 | 0.20313 | 265.0978 | 53.8486 | 0.20313 | 265.0978 | 62.9496 | 0.23746 | 265.0978 | 2.884% | 0.10605 | 0.10298 | 20281.9888 | 1017.5622 | 101.0259 | 19163.4007 | 20285.3425 | 0 | 0 | 20285.3425 | 0.002046%
2028 | 1030 | 1030-20R | Tier-3 | Tier-3---3 | 5--5 | 367 | 5 | 25318.462 | 99.14% | 0.8163% | 0.04139% | 99.1741 | 0 | 0 | 99.1741 | 0 | 86.0896 | 0.50782 | 169.5284 | 86.0896 | 0.50782 | 169.5284 | 100.6397 | 0.59365 | 169.5284 | 0.3917% | 0.28668 | 0.28555 | 88316.4782 | 5506.1055 | 686.3261 | 82124.0466 | 88319.4828 | 0 | 0 | 88319.4828 | 0.00327%
2028 | 1030 | 1030-42R | Tier-3 | Tier-3---3 | 5--5 | 472 | 28 | 28398.7895 | 98.49% | 1.466% | 0.03945% | 481.2004 | 0 | 0 | 481.2004 | 0 | 417.7133 | 2.8438 | 146.8866 | 417.7133 | 2.8438 | 146.8866 | 488.3116 | 3.3244 | 146.8866 | 1.694% | 0.28228 | 0.27742 | 100606.2475 | 6191.924 | 1386.8762 | 93027.4473 | 100632.7597 | 0 | 0 | 100632.7597 | 0.01587%
2028 | 1030 | 1030-989R | Tier-3 | Tier-3---3 | 5--5 | 422 | 19 | 26696.216 | 99.16% | 0.796% | 0.04527% | 345.6366 | 0 | 0 | 345.6366 | 0 | 300.0351 | 1.9297 | 155.482 | 300.0351 | 1.9297 | 155.482 | 350.7444 | 2.2559 | 155.482 | 1.295% | 0.30703 | 0.30302 | 86951.1078 | 4865.0498 | 650.3273 | 81435.7308 | 86960.7855 | 0 | 0 | 86960.7855 | 0.0114%
2028 | 1039 | 1039-13 | Tier-2 | Tier-2---3 | 5--5 | 534 | 37 | 15957.1711 | 97.45% | 2.471% | 0.0752% | 312.4738 | 0 | 0 | 312.4738 | 0 | 271.2476 | 3.7579 | 72.1815 | 271.2476 | 3.7579 | 72.1815 | 317.0915 | 4.393 | 72.1815 | 1.958% | 0.1351 | 0.13239 | 118113.2514 | 10500.2075 | 2816.2541 | 104796.7897 | 118174.9178 | 0 | 0 | 118174.9178 | 0.0103%
2028 | 1090 | 1090-1734 | Tier-3 | Tier-3---16 | 2--5 | 44 | 1 | 730.5479 | 99.24% | 0.5863% | 0.172% | 4.7785 | 0 | 0 | 4.7785 | 0 | 4.148 | 0.10156 | 40.8416 | 4.148 | 0.10156 | 40.8416 | 4.8491 | 0.11873 | 40.8416 | 0.6541% | 0.01345 | 0.013361 | 54317.4438 | 3261.8302 | 456.9875 | 50598.6261 | 54320.1764 | 0 | 0 | 54320.1764 | 0.0001576%
2028 | 1090 | 1090-636R | Tier-3 | Tier-3---15 | 5--3 | 122 | 2 | 919.3728 | 93.93% | 5.62% | 0.4487% | 4.1055 | 0 | 0 | 4.1055 | 0 | 3.5639 | 0.20313 | 17.545 | 3.5639 | 0.20313 | 17.545 | 4.1662 | 0.23746 | 17.545 | 0.4466% | 0.38465 | 0.38282 | 2390.1852 | 120.0827 | 121.765 | 2148.3375 | 2390.8781 | 0 | 0 | 2390.8781 | 0.0001354%
2028 | 1090 | 1090-639R | Tier-3 | Tier-3---18 | 5--2 | 80 | 3 | 509.5021 | 91.97% | 7.519% | 0.512% | 5.0958 | 0 | 0 | 5.0958 | 0 | 4.4235 | 0.30469 | 14.518 | 4.4235 | 0.30469 | 14.518 | 5.1711 | 0.35619 | 14.518 | 1% | 0.37006 | 0.36603 | 1376.8236 | 60.6753 | 89.2071 | 1226.9412 | 1378.0393 | 0 | 0 | 1378.0393 | 0.000168%
2028 | 1090 | 1090-70F | Tier-2 | Tier-2---15 | 2--5 | 29 | 4 | 140.8367 | 88.02% | 11.68% | 0.2956% | 4.9585 | 0 | 0 | 4.9585 | 0 | 4.3043 | 0.40625 | 10.5952 | 4.3043 | 0.40625 | 10.5952 | 5.0318 | 0.47492 | 10.5952 | 3.521% | 0.0083 | 0.007968 | 16968.2749 | 903.4734 | 1917.2026 | 14147.5988 | 17052.9784 | 0 | 0 | 17052.9784 | 0.0001635%
2028 | 1090 | 1090-73F | Tier-3 | Tier-3---10 | 4--5 | 317 | 24 | 5899.0454 | 99.62% | 0.2521% | 0.1275% | 129.0268 | 0 | 0 | 129.0268 | 0 | 112.0037 | 2.4375 | 45.9497 | 112.0037 | 2.4375 | 45.9497 | 130.9335 | 2.8495 | 45.9497 | 2.187% | 0.046754 | 0.045727 | 126173.0725 | 9334.6657 | 462.1696 | 116376.2372 | 126183.8253 | 0 | 0 | 126183.8253 | 0.004255%
2028 | 1090 | 1090-74F | Tier-3 | Tier-3---10 | 4--5 | 321 | 19 | 4990.92 | 99.62% | 0.2191% | 0.1576% | 85.347 | 0 | 0 | 85.347 | 0 | 74.0867 | 1.9297 | 38.3927 | 74.0867 | 1.9297 | 38.3927 | 86.6082 | 2.2559 | 38.3927 | 1.71% | 0.045737 | 0.044952 | 109123.1086 | 8272.9718 | 456.2327 | 100393.904 | 109130.2879 | 0 | 0 | 109130.2879 | 0.002814%
2028 | 1094 | 1094-35F | Tier-2 | Tier-2---7 | 3--5 | 167 | 6 | 2514.2831 | 99.84% | 0% | 0.1648% | 26.1535 | 0 | 0 | 26.1535 | 0 | 22.703 | 0.60938 | 37.2558 | 22.703 | 0.60938 | 37.2558 | 26.54 | 0.71237 | 37.2558 | 1.04% | 0.020398 | 0.020185 | 123263.6714 | 7008.6853 | 282.5097 | 115972.4764 | 123265.8103 | 0 | 0 | 123265.8103 | 0.0008624%
2028 | 1094 | 1094-7 | Tier-2 | Tier-2---17 | 2--4 | 65 | 2 | 95.3301 | 98.77% | 0% | 1.235% | 0.84013 | 0 | 0 | 0.84013 | 0 | 0.72929 | 0.20313 | 3.5903 | 0.72929 | 0.20313 | 3.5903 | 0.85255 | 0.23746 | 3.5903 | 0.8813% | 0.0065074 | 0.0064493 | 14649.4839 | 1080.944 | 371.5011 | 13197.0388 | 14651.1125 | 0 | 0 | 14651.1125 | 2.77e-05%
2028 | 1105 | 1105-1483 | Tier-2 | Tier-2---11 | 4--4 | 12 | 5 | 417.0013 | 94.5% | 5.418% | 0.08666% | 47.6142 | 0 | 0 | 47.6142 | 0 | 41.3322 | 0.50782 | 81.3917 | 41.3322 | 0.50782 | 81.3917 | 48.3178 | 0.59365 | 81.3917 | 11.42% | 0.063819 | 0.056107 | 6534.1451 | 320.1386 | 289.9716 | 5924.0349 | 6583.5771 | 0 | 0 | 6583.5771 | 0.00157%
2028 | 1138 | 1138-6R | Tier-2 | Tier-2---5 | 5--5 | 804 | 73 | 4663.8779 | 91.12% | 8.567% | 0.3106% | 111.9019 | 0 | 0 | 111.9019 | 0 | 97.1381 | 7.4141 | 13.1017 | 97.1381 | 7.4141 | 13.1017 | 113.5555 | 8.6672 | 13.1017 | 2.399% | 0.17153 | 0.16701 | 27190.5644 | 2036.5744 | 2249.3585 | 22904.6315 | 27255.8422 | 0 | 0 | 27255.8422 | 0.00369%
2028 | 1162 | 1162-324R | Tier-2 | Tier-2---13 | 4--3 | 65 | 1 | 240.2897 | 88.19% | 10.99% | 0.8202% | 0.94542 | 0 | 0 | 0.94542 | 0 | 0.82069 | 0.10156 | 8.0806 | 0.82069 | 0.10156 | 8.0806 | 0.9594 | 0.11873 | 8.0806 | 0.3935% | 0.068658 | 0.068352 | 3499.8056 | 195.2386 | 355.9283 | 2948.6387 | 3501.6583 | 0 | 0 | 3501.6583 | 3.118e-05%
2028 | 1162 | 1162-363 | Tier-2 | Tier-2---13 | 4--3 | 37 | 1 | 247.9994 | 97.75% | 1.792% | 0.4608% | 1.9 | 0 | 0 | 1.9 | 0 | 1.6493 | 0.10156 | 16.2392 | 1.6493 | 0.10156 | 16.2392 | 1.9281 | 0.11873 | 16.2392 | 0.7661% | 0.064829 | 0.064321 | 3825.4385 | 214.4022 | 70.5791 | 3540.4572 | 3826.1194 | 0 | 0 | 3826.1194 | 6.265e-05%
2028 | 1166 | 1166-15R | Tier-3 | Tier-3---11 | 5--5 | 123 | 10 | 3965.2217 | 98.26% | 1.658% | 0.07833% | 91.8661 | 0 | 0 | 91.8661 | 0 | 79.7457 | 1.0156 | 78.518 | 79.7457 | 1.0156 | 78.518 | 93.2237 | 1.1873 | 78.518 | 2.317% | 0.19397 | 0.18939 | 20442.8701 | 1122.9007 | 327.2272 | 18992.7422 | 20451.439 | 0 | 0 | 20451.439 | 0.003029%
2028 | 1166 | 1166-18R | Tier-3 | Tier-3---5 | 5--5 | 100 | 9 | 10108.4901 | 99.77% | 0.1963% | 0.03345% | 263.2255 | 0 | 0 | 263.2255 | 0 | 228.4969 | 0.91407 | 249.9768 | 228.4969 | 0.91407 | 249.9768 | 267.1155 | 1.0686 | 249.9768 | 2.604% | 0.21365 | 0.20807 | 47313.4054 | 3052.661 | 107.9125 | 44152.8319 | 47316.3181 | 0 | 0 | 47316.3181 | 0.00868%
2028 | 1166 | 1166-342R | Tier-3 | Tier-3---5 | 5--5 | 216 | 7 | 10322.642 | 99.08% | 0.8619% | 0.05733% | 96.1219 | 0 | 0 | 96.1219 | 0 | 83.4401 | 0.71095 | 117.365 | 83.4401 | 0.71095 | 117.365 | 97.5424 | 0.8311 | 117.365 | 0.9312% | 0.21878 | 0.21672 | 47183.5693 | 2494.6745 | 397.8438 | 44291.0509 | 47187.6843 | 0 | 0 | 47187.6843 | 0.00317%
2028 | 1215 | 1215-12R | Tier-3 | Tier-3---9 | 5--4 | 149 | 2 | 6147.2839 | 97.88% | 2.045% | 0.07292% | 23.4221 | 0 | 0 | 23.4221 | 0 | 20.3319 | 0.20313 | 100.0946 | 20.3319 | 0.20313 | 100.0946 | 23.7683 | 0.23746 | 100.0946 | 0.381% | 0.69907 | 0.69635 | 8793.5219 | 453.8865 | 171.3905 | 8168.2449 | 8794.2499 | 0 | 0 | 8794.2499 | 0.0007724%
2028 | 1215 | 1215-28R | Tier-3 | Tier-3---14 | 5--3 | 58 | 4 | 2215.156 | 94.69% | 5.226% | 0.08401% | 41.9507 | 0 | 0 | 41.9507 | 0 | 36.4159 | 0.40625 | 89.6382 | 36.4159 | 0.40625 | 89.6382 | 42.5706 | 0.47492 | 89.6382 | 1.894% | 0.66756 | 0.65421 | 3318.2974 | 164.8533 | 155.0862 | 2998.3579 | 3321.8933 | 0 | 0 | 3321.8933 | 0.001383%
2028 | 1215 | 1215-32R | Tier-3 | Tier-3---7 | 5--4 | 234 | 3 | 8696.5042 | 96.48% | 3.447% | 0.07747% | 31.1935 | 0 | 0 | 31.1935 | 0 | 27.078 | 0.30469 | 88.8704 | 27.078 | 0.30469 | 88.8704 | 31.6545 | 0.35619 | 88.8704 | 0.3587% | 0.68132 | 0.67879 | 12764.1579 | 635.3889 | 400.2926 | 11728.4764 | 12765.8369 | 0 | 0 | 12765.8369 | 0.001029%
2028 | 1233 | 1233-259R | Tier-3 | Tier-3---16 | 5--4 | 105 | 4 | 1558.5389 | 98.56% | 1.214% | 0.2225% | 16.9708 | 0 | 0 | 16.9708 | 0 | 14.7318 | 0.40625 | 36.2625 | 14.7318 | 0.40625 | 36.2625 | 17.2216 | 0.47492 | 36.2625 | 1.089% | 0.12749 | 0.12608 | 12225.1388 | 744.7481 | 204.4893 | 11275.9014 | 12227.1004 | 0 | 0 | 12227.1004 | 0.0005596%
2028 | 1233 | 1233-585R | Tier-3 | Tier-3---12 | 5--5 | 166 | 15 | 3561.9587 | 98.42% | 1.457% | 0.1235% | 91.865 | 0 | 0 | 91.865 | 0 | 79.7448 | 1.5235 | 52.3447 | 79.7448 | 1.5235 | 52.3447 | 93.2226 | 1.7809 | 52.3447 | 2.579% | 0.12988 | 0.12648 | 27424.4063 | 1597.7111 | 397.7458 | 25428.9493 | 27436.0722 | 0 | 0 | 27436.0722 | 0.003029%
2028 | 1233 | 1233-587R | Tier-3 | Tier-3---13 | 5--5 | 187 | 23 | 2983.7291 | 97.9% | 1.929% | 0.1696% | 104.1921 | 0 | 0 | 104.1921 | 0 | 90.4455 | 2.336 | 38.7187 | 90.4455 | 2.336 | 38.7187 | 105.7319 | 2.7308 | 38.7187 | 3.492% | 0.13489 | 0.13008 | 22120.1137 | 1287.4024 | 436.159 | 20396.5523 | 22137.2797 | 0 | 0 | 22137.2797 | 0.003436%
2028 | 1233 | 1233-589R | Tier-3 | Tier-3---16 | 5--4 | 58 | 1 | 1386.4905 | 98.92% | 0.9396% | 0.1432% | 6.8574 | 0 | 0 | 6.8574 | 0 | 5.9527 | 0.10156 | 58.6101 | 5.9527 | 0.10156 | 58.6101 | 6.9587 | 0.11873 | 58.6101 | 0.4946% | 0.11751 | 0.11692 | 11798.9753 | 654.3239 | 110.4066 | 11034.2448 | 11799.6173 | 0 | 0 | 11799.6173 | 0.0002261%
2028 | 1233 | 1233-591R | Tier-3 | Tier-3---12 | 5--5 | 167 | 36 | 4300.1838 | 98.66% | 1.226% | 0.1146% | 265.2224 | 0 | 0 | 265.2224 | 0 | 230.2303 | 3.6563 | 62.9683 | 230.2303 | 3.6563 | 62.9683 | 269.1418 | 4.2742 | 62.9683 | 6.168% | 0.13142 | 0.1232 | 32721.9695 | 2017.1563 | 396.1628 | 30308.6504 | 32751.2186 | 0 | 0 | 32751.2186 | 0.008746%
2028 | 1242 | 1242-1084 | Tier-2 | Tier-2---12 | 2--5 | 34 | 1 | 456.1931 | 99.77% | 0% | 0.2285% | 3.8822 | 0 | 0 | 3.8822 | 0 | 3.37 | 0.10156 | 33.1809 | 3.37 | 0.10156 | 33.1809 | 3.9395 | 0.11873 | 33.1809 | 0.851% | 0.005996 | 0.0059449 | 76082.9136 | 12562.2691 | 164.6304 | 63356.014 | 76084.4092 | 0 | 0 | 76084.4092 | 0.000128%
2028 | 1243 | 1243-319R | Tier-2 | Tier-2---9 | 4--4 | 64 | 3 | 1178.043 | 99.35% | 0.5195% | 0.1323% | 15.9096 | 0 | 0 | 15.9096 | 0 | 13.8106 | 0.30469 | 45.3266 | 13.8106 | 0.30469 | 45.3266 | 16.1448 | 0.35619 | 45.3266 | 1.351% | 0.081051 | 0.079949 | 14534.5899 | 742.8831 | 82.0978 | 13709.609 | 14535.8954 | 0 | 0 | 14535.8954 | 0.0005246%
2028 | 1243 | 1243-38R | Tier-2 | Tier-2---16 | 4--3 | 7 | 6 | 158.2514 | 99.48% | 0.3681% | 0.155% | 39.131 | 0 | 0 | 39.131 | 0 | 33.9682 | 0.60938 | 55.7421 | 33.9682 | 0.60938 | 55.7421 | 39.7092 | 0.71237 | 55.7421 | 24.73% | 0.072591 | 0.054547 | 2180.0532 | 116.78 | 9.4659 | 2053.8073 | 2183.8262 | 0 | 0 | 2183.8262 | 0.00129%
2028 | 1250 | 1250-27R | Tier-2 | Tier-2---6 | 5--5 | 152 | 4 | 6418.5082 | 93.04% | 6.917% | 0.04745% | 45.572 | 0 | 0 | 45.572 | 0 | 39.5595 | 0.40625 | 97.3762 | 39.5595 | 0.40625 | 97.3762 | 46.2455 | 0.47492 | 97.3762 | 0.71% | 0.097369 | 0.096626 | 65919.1509 | 5630.4753 | 4516.6533 | 55772.0223 | 65954.455 | 0 | 0 | 65954.455 | 0.001503%
2028 | 1250 | 1250-671R | Tier-2 | Tier-2---6 | 4--5 | 48 | 4 | 6815.4278 | 94.54% | 5.441% | 0.023% | 155.7073 | 0 | 0 | 155.7073 | 0 | 135.1641 | 0.40625 | 332.7079 | 135.1641 | 0.40625 | 332.7079 | 158.0084 | 0.47492 | 332.7079 | 2.285% | 0.09205 | 0.089825 | 74040.4971 | 4546.125 | 3808.2018 | 65686.1703 | 74140.6789 | 0 | 0 | 74140.6789 | 0.005135%
2028 | 1250 | 1250-677R | Tier-2 | Tier-2---3 | 5--5 | 267 | 8 | 11748.9088 | 99.26% | 0.6837% | 0.05427% | 101.3345 | 0 | 0 | 101.3345 | 0 | 87.965 | 0.81251 | 108.2634 | 87.965 | 0.81251 | 108.2634 | 102.8321 | 0.94983 | 108.2634 | 0.8625% | 0.11659 | 0.11557 | 100775.3024 | 5654.1223 | 691.5961 | 94429.584 | 100781.8209 | 0 | 0 | 100781.8209 | 0.003342%
2028 | 1250 | 1250-8R | Tier-2 | Tier-2---4 | 4--5 | 146 | 1 | 3684.9802 | 98.15% | 1.772% | 0.07391% | 7.1844 | 0 | 0 | 7.1844 | 0 | 6.2365 | 0.10156 | 61.405 | 6.2365 | 0.10156 | 61.405 | 7.2906 | 0.11873 | 61.405 | 0.195% | 0.092289 | 0.092105 | 39928.877 | 2037.4755 | 694.1813 | 37197.2202 | 39930.3438 | 0 | 0 | 39930.3438 | 0.0002369%
2028 | 139 | 139-245AE | Tier-1 | Non-HFTD---14 | 2--2 | 165 | 1 | 5.6722 | 51.84% | 0% | 48.16% | 0.0051677 | 0 | 0 | 0.0051677 | 0 | 0.0044859 | 0.10156 | 0.044168 | 0.0044859 | 0.10156 | 0.044168 | 0.0052441 | 0.11873 | 0.044168 | 0.09111% | 0.010451 | 0.010433 | 542.7299 | 12.9713 | 449.0051 | 80.7535 | 543.1901 | 0 | 0 | 543.1901 | 1.704e-07%
2028 | 140 | 140-481R | Tier-1 | Non-HFTD---6 | 3--3 | 247 | 7 | 76.5519 | 22.22% | 72.37% | 5.415% | 0.1398 | 0 | 0 | 0.1398 | 0 | 0.12135 | 0.71095 | 0.17069 | 0.12135 | 0.71095 | 0.17069 | 0.14186 | 0.8311 | 0.17069 | 0.1826% | 0.022011 | 0.02183 | 3477.9247 | 36.4133 | 3060.5129 | 380.9986 | 3500.3415 | 0 | 0 | 3500.3415 | 4.61e-06%
2028 | 140 | 140-496 | Tier-1 | Non-HFTD---5 | 3--4 | 98 | 3 | 76.0759 | 10.21% | 86.85% | 2.935% | 0.068965 | 0 | 0 | 0.068965 | 0 | 0.059866 | 0.30469 | 0.19648 | 0.059866 | 0.30469 | 0.19648 | 0.069985 | 0.35619 | 0.19648 | 0.09065% | 0.01454 | 0.014411 | 5232.251 | 24.4481 | 4704.394 | 503.4089 | 5274.3309 | 0 | 0 | 5274.3309 | 2.274e-06%
2028 | 1448 | 1448-368 | Tier-1 | Non-HFTD---11 | 2--3 | 58 | 11 | 14.0801 | 87.11% | 0% | 12.89% | 0.67458 | 0 | 0 | 0.67458 | 0 | 0.58558 | 1.1172 | 0.52415 | 0.58558 | 1.1172 | 0.52415 | 0.68455 | 1.306 | 0.52415 | 4.791% | 0.0077936 | 0.007365 | 1806.6243 | 108.7088 | 1083.8123 | 614.1032 | 1820.1789 | 0 | 0 | 1820.1789 | 2.225e-05%
2028 | 1458 | 1458-1057F | Tier-3 | Tier-3---18 | 5--2 | 3 | 1 | 155.9987 | 0% | 100% | 0% | 0 | 0 | 0 | 0 | 0 | 0 | 0.10156 | 0 | 0 | 0.10156 | 0 | 0 | 0.11873 | 0 | 0% | 0.13292 | 0.12007 | 1173.6392 | 1.8615 | 1072.4058 | 99.3719 | 1299.2315 | 0 | 0 | 1299.2315 | 0%
2028 | 1458 | 1458-1058F | Tier-3 | Tier-3---13 | 5--5 | 36 | 1 | 2365.6896 | 85.54% | 14.42% | 0.04244% | 16.3009 | 0 | 0 | 16.3009 | 0 | 14.1502 | 0.10156 | 139.3238 | 14.1502 | 0.10156 | 139.3238 | 16.5418 | 0.11873 | 139.3238 | 0.6891% | 0.13833 | 0.13722 | 17101.412 | 929.1062 | 2240.5309 | 13931.7749 | 17121.4971 | 0 | 0 | 17121.4971 | 0.0005375%
2028 | 1458 | 1458-1061 | Tier-2 | Tier-2---5 | 5--5 | 80 | 4 | 4370.0987 | 98.67% | 1.293% | 0.03403% | 62.5258 | 0 | 0 | 62.5258 | 0 | 54.2765 | 0.40625 | 133.6021 | 54.2765 | 0.40625 | 133.6021 | 63.4498 | 0.47492 | 133.6021 | 1.431% | 0.14228 | 0.14021 | 30715.3399 | 3071.7122 | 374.3093 | 27269.3184 | 30721.3353 | 0 | 0 | 30721.3353 | 0.002062%
2028 | 1458 | 1458-456F | Tier-2 | Tier-2---16 | 4--3 | 7 | 1 | 167.5686 | 29.81% | 70.17% | 0.01889% | 2.0693 | 0 | 0 | 2.0693 | 0 | 1.7963 | 0.10156 | 17.686 | 1.7963 | 0.10156 | 17.686 | 2.0998 | 0.11873 | 17.686 | 1.235% | 0.091761 | 0.087959 | 1826.1497 | 31.2269 | 1141.9419 | 652.9809 | 1881.5489 | 0 | 0 | 1881.5489 | 6.824e-05%
2028 | 1458 | 1458-565R | Tier-3 | Tier-3---6 | 5--5 | 127 | 12 | 8159.9793 | 99.25% | 0.7112% | 0.04348% | 221.9089 | 0 | 0 | 221.9089 | 0 | 192.6314 | 1.2188 | 158.0548 | 192.6314 | 1.2188 | 158.0548 | 225.1883 | 1.4247 | 158.0548 | 2.719% | 0.15819 | 0.15386 | 51582.9513 | 2671.5244 | 353.2832 | 48558.1438 | 51593.9183 | 0 | 0 | 51593.9183 | 0.007318%
2028 | 1458 | 1458-601R | Tier-3 | Tier-3---2 | 5--5 | 441 | 12 | 37077.302 | 99.36% | 0.615% | 0.02874% | 290.6992 | 0 | 0 | 290.6992 | 0 | 252.3458 | 1.2188 | 207.0507 | 252.3458 | 1.2188 | 207.0507 | 294.9952 | 1.4247 | 207.0507 | 0.784% | 0.20421 | 0.2026 | 181561.9083 | 16225.6288 | 1105.2701 | 164231.0094 | 181571.2054 | 0 | 0 | 181571.2054 | 0.009586%
2028 | 1525 | 1525-23R | Tier-2 | Tier-2---20 | 4--1 | 9 | 1 | 8.268 | 89.5% | 6.947% | 3.548% | 0.23845 | 0 | 0 | 0.23845 | 0 | 0.20699 | 0.10156 | 2.0381 | 0.20699 | 0.10156 | 2.0381 | 0.24198 | 0.11873 | 2.0381 | 2.884% | 0.032823 | 0.031765 | 251.8988 | 16.5613 | 22.0923 | 213.2452 | 252.779 | 0 | 0 | 252.779 | 7.863e-06%
2028 | 157 | 157-165R | Tier-3 | Tier-3---18 | 5--2 | 87 | 4 | 418.5676 | 87.71% | 11.66% | 0.6303% | 4.8948 | 0 | 0 | 4.8948 | 0 | 4.249 | 0.40625 | 10.4589 | 4.249 | 0.40625 | 10.4589 | 4.9671 | 0.47492 | 10.4589 | 1.169% | 0.28262 | 0.27885 | 1481.042 | 67.5847 | 171.9177 | 1241.5396 | 1483.5025 | 0 | 0 | 1483.5025 | 0.0001614%
2028 | 157 | 157-189R | Tier-3 | Tier-3---9 | 5--4 | 669 | 20 | 5507.0239 | 92.46% | 7.234% | 0.3043% | 44.1447 | 0 | 0 | 44.1447 | 0 | 38.3205 | 2.0313 | 18.8653 | 38.3205 | 2.0313 | 18.8653 | 44.7971 | 2.3746 | 18.8653 | 0.8016% | 0.3705 | 0.36728 | 14863.9228 | 754.0463 | 1002.9719 | 13106.9046 | 14873.7226 | 0 | 0 | 14873.7226 | 0.001456%
2028 | 157 | 157-1928R | Tier-3 | Tier-3---11 | 5--4 | 60 | 2 | 3052.6745 | 99.07% | 0.8703% | 0.06204% | 29.2341 | 0 | 0 | 29.2341 | 0 | 25.3771 | 0.20313 | 124.9319 | 25.3771 | 0.20313 | 124.9319 | 29.6661 | 0.23746 | 124.9319 | 0.9577% | 0.2812 | 0.27849 | 10855.7292 | 566.799 | 90.102 | 10198.8282 | 10856.7171 | 0 | 0 | 10856.7171 | 0.000964%
2028 | 157 | 157-204R | Tier-3 | Tier-3---11 | 5--4 | 213 | 2 | 3876.1334 | 98.99% | 0.834% | 0.1804% | 10.4477 | 0 | 0 | 10.4477 | 0 | 9.0693 | 0.20313 | 44.6481 | 9.0693 | 0.20313 | 44.6481 | 10.6021 | 0.23746 | 44.6481 | 0.2695% | 0.32777 | 0.32687 | 11825.9094 | 682.672 | 178.5381 | 10964.6993 | 11826.237 | 0 | 0 | 11826.237 | 0.0003445%
2028 | 157 | 157-232R | Tier-3 | Tier-3---11 | 5--4 | 250 | 21 | 3160.5079 | 95.27% | 4.501% | 0.231% | 73.347 | 0 | 0 | 73.347 | 0 | 63.67 | 2.1328 | 29.8523 | 63.67 | 2.1328 | 29.8523 | 74.431 | 2.4933 | 29.8523 | 2.321% | 0.32167 | 0.31383 | 9825.3054 | 518.5543 | 443.2857 | 8863.4653 | 9836.9132 | 0 | 0 | 9836.9132 | 0.002419%
2028 | 157 | 157-257R | Tier-3 | Tier-3---14 | 5--4 | 554 | 19 | 2061.1876 | 81.54% | 17.79% | 0.6678% | 16.716 | 0 | 0 | 16.716 | 0 | 14.5106 | 1.9297 | 7.5196 | 14.5106 | 1.9297 | 7.5196 | 16.9631 | 2.2559 | 7.5196 | 0.811% | 0.36686 | 0.36321 | 5618.4522 | 263.1979 | 939.0969 | 4416.1574 | 5628.871 | 0 | 0 | 5628.871 | 0.0005512%
2028 | 157 | 157-273R | Tier-3 | Tier-3---14 | 5--4 | 173 | 12 | 1867.403 | 95.01% | 4.712% | 0.2778% | 35.6897 | 0 | 0 | 35.6897 | 0 | 30.981 | 1.2188 | 25.42 | 30.981 | 1.2188 | 25.42 | 36.2171 | 1.4247 | 25.42 | 1.911% | 0.32295 | 0.31645 | 5782.3142 | 331.2593 | 295.5406 | 5155.5144 | 5788.2369 | 0 | 0 | 5788.2369 | 0.001177%
2028 | 157 | 157-81R | Tier-3 | Tier-3---3 | 5--5 | 675 | 93 | 18749.5963 | 97% | 2.901% | 0.09453% | 726.7132 | 0 | 0 | 726.7132 | 0 | 630.8344 | 9.4454 | 66.7874 | 630.8344 | 9.4454 | 66.7874 | 737.4526 | 11.0418 | 66.7874 | 3.876% | 0.38414 | 0.36879 | 48809.8885 | 2680.9552 | 1331.6361 | 44797.2971 | 48870.7294 | 0 | 0 | 48870.7294 | 0.02396%
2028 | 168 | 168-702F | Tier-1 | Non-HFTD---5 | 3--3 | 160 | 2 | 86.0496 | 96.13% | 0% | 3.875% | 0.29984 | 0 | 0 | 0.29984 | 0 | 0.26028 | 0.20313 | 1.2814 | 0.26028 | 0.20313 | 1.2814 | 0.30427 | 0.23746 | 1.2814 | 0.3485% | 0.018904 | 0.018836 | 4551.8785 | 653.5513 | 447.4101 | 3450.917 | 4552.5202 | 0 | 0 | 4552.5202 | 9.888e-06%
2028 | 175 | 175-2024R | Tier-2 | Tier-2---5 | 5--5 | 103 | 3 | 4029.0085 | 99.1% | 0.8147% | 0.08289% | 33.726 | 0 | 0 | 33.726 | 0 | 29.2763 | 0.30469 | 96.0854 | 29.2763 | 0.30469 | 96.0854 | 34.2244 | 0.35619 | 96.0854 | 0.8371% | 0.19114 | 0.18953 | 21078.6803 | 2171.1598 | 170.5146 | 18737.0059 | 21080.292 | 0 | 0 | 21080.292 | 0.001112%
2028 | 175 | 175-64R | Tier-3 | Tier-3---11 | 5--5 | 239 | 30 | 4385.4004 | 97.52% | 2.308% | 0.1684% | 155.6825 | 0 | 0 | 155.6825 | 0 | 135.1425 | 3.0469 | 44.354 | 135.1425 | 3.0469 | 44.354 | 157.9832 | 3.5619 | 44.354 | 3.55% | 0.20232 | 0.19496 | 21675.2228 | 1490.2349 | 476.6065 | 19708.3814 | 21695.5012 | 0 | 0 | 21695.5012 | 0.005134%
2028 | 175 | 175-90R | Tier-3 | Tier-3---9 | 5--5 | 300 | 13 | 5741.4949 | 96.86% | 2.992% | 0.1472% | 69.8866 | 0 | 0 | 69.8866 | 0 | 60.6662 | 1.3203 | 45.9478 | 60.6662 | 1.3203 | 45.9478 | 70.9194 | 1.5435 | 45.9478 | 1.217% | 0.20491 | 0.20234 | 28019.3198 | 1604.6601 | 781.1853 | 25633.4744 | 28030.513 | 0 | 0 | 28030.513 | 0.002305%
2028 | 175 | 175-94R | Tier-2 | Tier-2---10 | 5--4 | 52 | 8 | 836.2457 | 79.76% | 20.09% | 0.1547% | 29.7574 | 0 | 0 | 29.7574 | 0 | 25.8314 | 0.81251 | 31.7921 | 25.8314 | 0.81251 | 31.7921 | 30.1972 | 0.94983 | 31.7921 | 3.558% | 0.16555 | 0.15816 | 5051.3061 | 289.0942 | 923.2368 | 3838.9751 | 5099.054 | 0 | 0 | 5099.054 | 0.0009813%
2028 | 176 | 176-161R | Tier-3 | Tier-3---5 | 5--5 | 236 | 7 | 11523.3049 | 98.77% | 1.172% | 0.05875% | 97.8997 | 0 | 0 | 97.8997 | 0 | 84.9834 | 0.71095 | 119.5357 | 84.9834 | 0.71095 | 119.5357 | 99.3465 | 0.8311 | 119.5357 | 0.8496% | 0.22417 | 0.22224 | 51404.5427 | 2861.3734 | 647.4738 | 47895.6955 | 51410.0332 | 0 | 0 | 51410.0332 | 0.003228%
2028 | 176 | 176-164R | Tier-3 | Tier-3---11 | 5--5 | 131 | 4 | 4184.7467 | 98.1% | 1.799% | 0.1047% | 36.3503 | 0 | 0 | 36.3503 | 0 | 31.5544 | 0.40625 | 77.6716 | 31.5544 | 0.40625 | 77.6716 | 36.8875 | 0.47492 | 77.6716 | 0.8686% | 0.20727 | 0.20544 | 20189.7554 | 1135.7308 | 339.0696 | 18714.955 | 20193.1895 | 0 | 0 | 20193.1895 | 0.001199%
2028 | 176 | 176-1834R | Tier-3 | Tier-3---5 | 5--5 | 312 | 19 | 10068.5168 | 97.13% | 2.784% | 0.0867% | 172.709 | 0 | 0 | 172.709 | 0 | 149.9226 | 1.9297 | 77.6918 | 149.9226 | 1.9297 | 77.6918 | 175.2613 | 2.2559 | 77.6918 | 1.715% | 0.23205 | 0.22795 | 43390.2136 | 3622.3985 | 1240.781 | 38527.0341 | 43412.6031 | 0 | 0 | 43412.6031 | 0.005695%
2028 | 176 | 176-1836R | Tier-2 | Tier-2---11 | 5--3 | 50 | 1 | 404.4817 | 67.64% | 32.12% | 0.2398% | 1.5868 | 0 | 0 | 1.5868 | 0 | 1.3774 | 0.10156 | 13.5623 | 1.3774 | 0.10156 | 13.5623 | 1.6102 | 0.11873 | 13.5623 | 0.3923% | 0.10638 | 0.10576 | 3802.2631 | 239.6225 | 1178.8168 | 2383.8239 | 3809.4416 | 0 | 0 | 3809.4416 | 5.233e-05%
2028 | 176 | 176-1845R | Tier-3 | Tier-3---11 | 5--5 | 172 | 11 | 3401.0234 | 97.74% | 2.113% | 0.1474% | 61.6514 | 0 | 0 | 61.6514 | 0 | 53.5174 | 1.1172 | 47.9032 | 53.5174 | 1.1172 | 47.9032 | 62.5625 | 1.306 | 47.9032 | 1.813% | 0.20978 | 0.20589 | 16212.4883 | 938.665 | 329.6573 | 14944.1661 | 16219.413 | 0 | 0 | 16219.413 | 0.002033%
2028 | 176 | 176-194R | Tier-3 | Tier-3---9 | 5--5 | 214 | 8 | 4934.1603 | 97.7% | 2.178% | 0.1196% | 52.2625 | 0 | 0 | 52.2625 | 0 | 45.3673 | 0.81251 | 55.836 | 45.3673 | 0.81251 | 55.836 | 53.0349 | 0.94983 | 55.836 | 1.059% | 0.21542 | 0.21308 | 22904.8386 | 1316.8845 | 471.0491 | 21116.9051 | 22910.6077 | 0 | 0 | 22910.6077 | 0.001723%
2028 | 176 | 176-197F | Tier-3 | Tier-3---5 | 5--5 | 345 | 15 | 13172.958 | 96.8% | 3.124% | 0.0728% | 160.7841 | 0 | 0 | 160.7841 | 0 | 139.5711 | 1.5235 | 91.6149 | 139.5711 | 1.5235 | 91.6149 | 163.1602 | 1.7809 | 91.6149 | 1.221% | 0.23242 | 0.22949 | 56678.2638 | 5414.7581 | 1674.033 | 49589.4726 | 56701.4012 | 0 | 0 | 56701.4012 | 0.005302%
2028 | 176 | 176-200F | Tier-3 | Tier-3---15 | 5--4 | 30 | 5 | 1635.841 | 89.24% | 10.7% | 0.05535% | 70.5613 | 0 | 0 | 70.5613 | 0 | 61.2518 | 0.50782 | 120.6176 | 61.2518 | 0.50782 | 120.6176 | 71.604 | 0.59365 | 120.6176 | 4.313% | 0.18529 | 0.17634 | 8828.4206 | 442.8683 | 867.091 | 7518.4614 | 8876.6487 | 0 | 0 | 8876.6487 | 0.002327%
2028 | 178 | 178-968AE | Tier-2 | Tier-2---18 | 3--3 | 200 | 1 | 47.6106 | 91.21% | 0% | 8.789% | 0.062968 | 0 | 0 | 0.062968 | 0 | 0.05466 | 0.10156 | 0.53819 | 0.05466 | 0.10156 | 0.53819 | 0.063899 | 0.11873 | 0.53819 | 0.1323% | 0.018466 | 0.018439 | 2578.2566 | 231.3064 | 796.8416 | 1550.1086 | 2578.5856 | 0 | 0 | 2578.5856 | 2.076e-06%
2028 | 182 | 182-2240F | Tier-2 | Tier-2---2 | 5--5 | 291 | 13 | 11917.1989 | 94.29% | 5.651% | 0.05821% | 145.5768 | 0 | 0 | 145.5768 | 0 | 126.3702 | 1.3203 | 95.7113 | 126.3702 | 1.3203 | 95.7113 | 147.7282 | 1.5435 | 95.7113 | 1.222% | 0.1455 | 0.14362 | 81902.6704 | 14617.7682 | 4685.118 | 62599.7842 | 81964.0435 | 0 | 0 | 81964.0435 | 0.004801%
2028 | 182 | 182-2250 | Tier-2 | Tier-2---8 | 5--5 | 26 | 1 | 1939.2132 | 99.74% | 0.2126% | 0.04638% | 21.5737 | 0 | 0 | 21.5737 | 0 | 18.7273 | 0.10156 | 184.3903 | 18.7273 | 0.10156 | 184.3903 | 21.8925 | 0.11873 | 184.3903 | 1.112% | 0.10496 | 0.10379 | 18476.2986 | 952.6245 | 43.2141 | 17480.4599 | 18476.8383 | 0 | 0 | 18476.8383 | 0.0007114%
2028 | 182 | 182-2252R | Tier-2 | Tier-2---5 | 5--5 | 104 | 3 | 4229.9446 | 99.22% | 0.7256% | 0.05893% | 35.1075 | 0 | 0 | 35.1075 | 0 | 30.4756 | 0.30469 | 100.0214 | 30.4756 | 0.30469 | 100.0214 | 35.6263 | 0.35619 | 100.0214 | 0.83% | 0.11307 | 0.11213 | 37409.5665 | 1975.2658 | 266.8712 | 35167.4295 | 37412.0424 | 0 | 0 | 37412.0424 | 0.001158%
2028 | 183 | 183-439 | Tier-2 | Tier-2---14 | 3--5 | 42 | 4 | 316.4778 | 66.23% | 33.5% | 0.2671% | 5.7891 | 0 | 0 | 5.7891 | 0 | 5.0253 | 0.40625 | 12.3698 | 5.0253 | 0.40625 | 12.3698 | 5.8746 | 0.47492 | 12.3698 | 1.829% | 0.018422 | 0.017913 | 17179.1509 | 725.6319 | 5296.9277 | 11156.5913 | 17343.9295 | 0 | 0 | 17343.9295 | 0.0001909%
2028 | 183 | 183-440 | Tier-2 | Tier-2---12 | 3--5 | 114 | 1 | 471.2015 | 74.37% | 25.17% | 0.4626% | 0.89144 | 0 | 0 | 0.89144 | 0 | 0.77383 | 0.10156 | 7.6192 | 0.77383 | 0.10156 | 7.6192 | 0.90462 | 0.11873 | 7.6192 | 0.1892% | 0.025335 | 0.025271 | 18598.5411 | 874.6942 | 4409.0899 | 13314.757 | 18610.6984 | 0 | 0 | 18610.6984 | 2.94e-05%
2028 | 185 | 185-51F | Tier-2 | Tier-2---7 | 4--5 | 260 | 17 | 1723.9707 | 91.93% | 7.724% | 0.3493% | 30.0499 | 0 | 0 | 30.0499 | 0 | 26.0853 | 1.7266 | 15.1081 | 26.0853 | 1.7266 | 15.1081 | 30.494 | 2.0184 | 15.1081 | 1.743% | 0.048222 | 0.047307 | 35751.0066 | 2801.5482 | 2693.3974 | 30256.061 | 35806.7949 | 0 | 0 | 35806.7949 | 0.0009909%
2028 | 198 | 198-37R | Tier-2 | Tier-2---9 | 4--5 | 188 | 2 | 973.0999 | 95.53% | 4.02% | 0.4464% | 2.868 | 0 | 0 | 2.868 | 0 | 2.4896 | 0.20313 | 12.2565 | 2.4896 | 0.20313 | 12.2565 | 2.9104 | 0.23746 | 12.2565 | 0.2947% | 0.030671 | 0.030576 | 31727.0349 | 11360.5744 | 2371.5133 | 17994.9472 | 31731.4202 | 0 | 0 | 31731.4202 | 9.458e-05%
2028 | 204 | 204-32R | Tier-2 | Tier-2---11 | 4--4 | 336 | 18 | 490.4615 | 96.36% | 1.259% | 2.378% | 7.3425 | 0 | 0 | 7.3425 | 0 | 6.3738 | 1.8281 | 3.4865 | 6.3738 | 1.8281 | 3.4865 | 7.451 | 2.1371 | 3.4865 | 1.497% | 0.087106 | 0.085753 | 5630.6279 | 367.679 | 185.9169 | 5077.0321 | 5633.86 | 0 | 0 | 5633.86 | 0.0002421%
2028 | 205 | 205-1550 | Tier-2 | Tier-2---15 | 2--4 | 102 | 1 | 124.0064 | 98.52% | 0% | 1.478% | 0.34736 | 0 | 0 | 0.34736 | 0 | 0.30153 | 0.10156 | 2.9689 | 0.30153 | 0.10156 | 2.9689 | 0.35249 | 0.11873 | 2.9689 | 0.2801% | 0.008789 | 0.008764 | 14109.2738 | 977.469 | 764.0781 | 12367.7267 | 14109.8683 | 0 | 0 | 14109.8683 | 1.145e-05%
2028 | 206 | 206-1105 | Tier-2 | Tier-2---9 | 3--5 | 132 | 1 | 1279.0443 | 99.78% | 0% | 0.2159% | 2.804 | 0 | 0 | 2.804 | 0 | 2.434 | 0.10156 | 23.9654 | 2.434 | 0.10156 | 23.9654 | 2.8454 | 0.11873 | 23.9654 | 0.2192% | 0.014019 | 0.013988 | 91236.4892 | 5528.0185 | 303.6221 | 85404.8486 | 91236.9228 | 0 | 0 | 91236.9228 | 9.246e-05%
2028 | 206 | 206-1817 | Tier-2 | Tier-2---4 | 4--5 | 413 | 11 | 2976.5734 | 99.75% | 0% | 0.2502% | 22.9334 | 0 | 0 | 22.9334 | 0 | 19.9077 | 1.1172 | 17.8193 | 19.9077 | 1.1172 | 17.8193 | 23.2724 | 1.306 | 17.8193 | 0.7705% | 0.038208 | 0.037913 | 77904.8627 | 4581.6453 | 274.9924 | 73048.225 | 77906.3798 | 0 | 0 | 77906.3798 | 0.0007563%
2028 | 209 | 209-1769F | Tier-2 | Tier-2---6 | 5--5 | 1069 | 43 | 8462.8018 | 99.74% | 0% | 0.2593% | 98.4636 | 0 | 0 | 98.4636 | 0 | 85.4728 | 4.3672 | 19.5714 | 85.4728 | 4.3672 | 19.5714 | 99.9187 | 5.1053 | 19.5714 | 1.163% | 0.11169 | 0.11039 | 75768.5529 | 4573.9666 | 302.4119 | 70892.1744 | 75770.8714 | 0 | 0 | 75770.8714 | 0.003247%
2028 | 210 | 210-172R | Tier-2 | Tier-2---11 | 5--2 | 111 | 2 | 498.1496 | 90.1% | 9.186% | 0.7154% | 2.3452 | 0 | 0 | 2.3452 | 0 | 2.0358 | 0.20313 | 10.0223 | 2.0358 | 0.20313 | 10.0223 | 2.3799 | 0.23746 | 10.0223 | 0.4708% | 0.32588 | 0.32417 | 1528.6439 | 54.3411 | 137.5486 | 1336.7541 | 1529.4389 | 0 | 0 | 1529.4389 | 7.734e-05%
2028 | 210 | 210-392R | Tier-2 | Tier-2---10 | 5--3 | 221 | 21 | 1037.8957 | 85.73% | 13.64% | 0.6245% | 24.5202 | 0 | 0 | 24.5202 | 0 | 21.2851 | 2.1328 | 9.9797 | 21.2851 | 2.1328 | 9.9797 | 24.8825 | 2.4933 | 9.9797 | 2.362% | 0.34771 | 0.33812 | 2984.984 | 126.9167 | 388.4133 | 2469.654 | 2997.0526 | 0 | 0 | 2997.0526 | 0.0008086%
2028 | 210 | 210-394R | Tier-2 | Tier-2---16 | 5--2 | 77 | 1 | 170.5929 | 70.47% | 28.1% | 1.432% | 0.45278 | 0 | 0 | 0.45278 | 0 | 0.39304 | 0.10156 | 3.8699 | 0.39304 | 0.10156 | 3.8699 | 0.45947 | 0.11873 | 3.8699 | 0.2654% | 0.31841 | 0.31721 | 535.7584 | 19.2532 | 128.0571 | 388.4481 | 536.3565 | 0 | 0 | 536.3565 | 1.493e-05%
2028 | 210 | 210-9R | Tier-2 | Tier-2---13 | 5--2 | 95 | 3 | 317.7725 | 50.82% | 48.53% | 0.6462% | 1.4791 | 0 | 0 | 1.4791 | 0 | 1.2839 | 0.30469 | 4.2138 | 1.2839 | 0.30469 | 4.2138 | 1.5009 | 0.35619 | 4.2138 | 0.4654% | 0.31397 | 0.31109 | 1012.1143 | 32.0834 | 459.6705 | 520.3604 | 1016.7144 | 0 | 0 | 1016.7144 | 4.877e-05%
2028 | 211 | 211-279R | Tier-2 | Tier-2---10 | 5--3 | 293 | 10 | 1199.6322 | 89.49% | 9.8% | 0.7134% | 10.6252 | 0 | 0 | 10.6252 | 0 | 9.2234 | 1.0156 | 9.0814 | 9.2234 | 1.0156 | 9.0814 | 10.7822 | 1.1873 | 9.0814 | 0.8857% | 0.37314 | 0.36944 | 3215.0069 | 112.0942 | 354.3013 | 2748.6114 | 3218.3858 | 0 | 0 | 3218.3858 | 0.0003504%
2028 | 211 | 211-312R | Tier-2 | Tier-2---8 | 5--3 | 420 | 18 | 1809.5147 | 84.26% | 15.08% | 0.6521% | 18.9509 | 0 | 0 | 18.9509 | 0 | 16.4506 | 1.8281 | 8.9985 | 16.4506 | 1.8281 | 8.9985 | 19.231 | 2.1371 | 8.9985 | 1.047% | 0.39031 | 0.38545 | 4636.1485 | 245.0801 | 661.0984 | 3729.97 | 4645.3292 | 0 | 0 | 4645.3292 | 0.0006249%
2028 | 211 | 211-771R | Tier-3 | Tier-3---14 | 5--4 | 279 | 7 | 1890.633 | 91.06% | 8.49% | 0.4466% | 12.5269 | 0 | 0 | 12.5269 | 0 | 10.8742 | 0.71095 | 15.2954 | 10.8742 | 0.71095 | 15.2954 | 12.712 | 0.8311 | 15.2954 | 0.6626% | 0.3743 | 0.37158 | 5051.0602 | 188.146 | 399.018 | 4463.8962 | 5054.3685 | 0 | 0 | 5054.3685 | 0.0004131%
2028 | 212 | 212-1177R | Tier-2 | Tier-2---8 | 5--4 | 287 | 6 | 1738.9252 | 95.43% | 4.096% | 0.4776% | 10.0605 | 0 | 0 | 10.0605 | 0 | 8.7331 | 0.60938 | 14.3311 | 8.7331 | 0.60938 | 14.3311 | 10.2091 | 0.71237 | 14.3311 | 0.5785% | 0.15054 | 0.14962 | 11551.4959 | 598.6378 | 571.3977 | 10381.4604 | 11554.7183 | 0 | 0 | 11554.7183 | 0.0003318%
2028 | 212 | 212-1204R | Tier-2 | Tier-2---8 | 5--4 | 219 | 13 | 1570.3762 | 94.97% | 4.642% | 0.3849% | 25.6744 | 0 | 0 | 25.6744 | 0 | 22.287 | 1.3203 | 16.8799 | 22.287 | 1.3203 | 16.8799 | 26.0538 | 1.5435 | 16.8799 | 1.635% | 0.19221 | 0.1889 | 8170.2767 | 423.629 | 402.249 | 7344.3988 | 8177.4712 | 0 | 0 | 8177.4712 | 0.0008466%
2028 | 212 | 212-638R | Tier-2 | Tier-2---11 | 5--4 | 79 | 1 | 609.7797 | 99.07% | 0.4924% | 0.4406% | 2.2175 | 0 | 0 | 2.2175 | 0 | 1.925 | 0.10156 | 18.9534 | 1.925 | 0.10156 | 18.9534 | 2.2503 | 0.11873 | 18.9534 | 0.3637% | 0.10708 | 0.10668 | 5694.8842 | 240.5228 | 69.3628 | 5384.9986 | 5695.0799 | 0 | 0 | 5695.0799 | 7.313e-05%
2028 | 212 | 212-725R | Tier-3 | Tier-3---10 | 5--5 | 218 | 10 | 4887.8267 | 99.15% | 0.7265% | 0.1225% | 64.4695 | 0 | 0 | 64.4695 | 0 | 55.9637 | 1.0156 | 55.1022 | 55.9637 | 1.0156 | 55.1022 | 65.4223 | 1.1873 | 55.1022 | 1.319% | 0.13941 | 0.13755 | 35061.0556 | 1697.3046 | 267.0507 | 33096.7003 | 35065.0687 | 0 | 0 | 35065.0687 | 0.002126%
2028 | 212 | 212-734R | Tier-2 | Tier-2---10 | 5--4 | 273 | 7 | 1265.9596 | 97.92% | 1.386% | 0.6959% | 9.2176 | 0 | 0 | 9.2176 | 0 | 8.0015 | 0.71095 | 11.2547 | 8.0015 | 0.71095 | 11.2547 | 9.3538 | 0.8311 | 11.2547 | 0.7281% | 0.17753 | 0.17621 | 7130.7609 | 270.2179 | 291.48 | 6569.0631 | 7131.8729 | 0 | 0 | 7131.8729 | 0.000304%
2028 | 212 | 212-739R | Tier-3 | Tier-3---15 | 5--4 | 201 | 12 | 998.7912 | 96.62% | 2.787% | 0.5903% | 16.7084 | 0 | 0 | 16.7084 | 0 | 14.504 | 1.2188 | 11.9006 | 14.504 | 1.2188 | 11.9006 | 16.9553 | 1.4247 | 11.9006 | 1.673% | 0.13097 | 0.1287 | 7626.107 | 388.5698 | 248.0646 | 6989.4726 | 7630.6453 | 0 | 0 | 7630.6453 | 0.000551%
2028 | 212 | 212-743R | Tier-2 | Tier-2---13 | 5--3 | 71 | 1 | 261.4279 | 97.06% | 2.12% | 0.8249% | 1.0364 | 0 | 0 | 1.0364 | 0 | 0.89963 | 0.10156 | 8.8578 | 0.89963 | 0.10156 | 8.8578 | 1.0517 | 0.11873 | 8.8578 | 0.3964% | 0.11654 | 0.11607 | 2243.1612 | 103.5889 | 60.4407 | 2079.1316 | 2243.4321 | 0 | 0 | 2243.4321 | 3.418e-05%
2028 | 212 | 212-758R | Tier-2 | Tier-2---8 | 5--4 | 201 | 3 | 1482.4618 | 97.27% | 2.316% | 0.4117% | 6.2416 | 0 | 0 | 6.2416 | 0 | 5.4181 | 0.30469 | 17.7824 | 5.4181 | 0.30469 | 17.7824 | 6.3339 | 0.35619 | 17.7824 | 0.421% | 0.1427 | 0.14209 | 10388.4417 | 533.566 | 267.0613 | 9587.8143 | 10389.6734 | 0 | 0 | 10389.6734 | 0.0002058%
2028 | 212 | 212-773R | Tier-2 | Tier-2---5 | 5--4 | 297 | 22 | 2758.5667 | 95.78% | 3.96% | 0.2633% | 56.7555 | 0 | 0 | 56.7555 | 0 | 49.2675 | 2.2344 | 22.0495 | 49.2675 | 2.2344 | 22.0495 | 57.5943 | 2.612 | 22.0495 | 2.057% | 0.19881 | 0.19454 | 13875.2805 | 746.7621 | 538.2266 | 12590.2917 | 13888.1445 | 0 | 0 | 13888.1445 | 0.001872%
2028 | 212 | 212-799R | Tier-2 | Tier-2---10 | 5--4 | 115 | 1 | 1038.8005 | 97.12% | 2.539% | 0.3416% | 2.5441 | 0 | 0 | 2.5441 | 0 | 2.2085 | 0.10156 | 21.7447 | 2.2085 | 0.10156 | 21.7447 | 2.5817 | 0.11873 | 21.7447 | 0.2449% | 0.12493 | 0.12461 | 8315.0604 | 411.6865 | 218.9209 | 7684.453 | 8315.6659 | 0 | 0 | 8315.6659 | 8.39e-05%
2028 | 212 | 212-886R | Tier-2 | Tier-2---8 | 5--4 | 155 | 2 | 2163.5248 | 98.72% | 1.034% | 0.2463% | 7.9921 | 0 | 0 | 7.9921 | 0 | 6.9377 | 0.20313 | 34.1544 | 6.9377 | 0.20313 | 34.1544 | 8.1102 | 0.23746 | 34.1544 | 0.3694% | 0.18767 | 0.18697 | 11528.3958 | 592.0091 | 130.2023 | 10806.1843 | 11528.9502 | 0 | 0 | 11528.9502 | 0.0002636%
2028 | 212 | 212-888R | Tier-2 | Tier-2---8 | 5--4 | 147 | 4 | 1471.0622 | 97.82% | 1.883% | 0.2988% | 11.3552 | 0 | 0 | 11.3552 | 0 | 9.857 | 0.40625 | 24.2631 | 9.857 | 0.40625 | 24.2631 | 11.523 | 0.47492 | 24.2631 | 0.7719% | 0.13116 | 0.13012 | 11216.1087 | 603.389 | 219.1134 | 10393.6063 | 11218.0548 | 0 | 0 | 11218.0548 | 0.0003745%
2028 | 214 | 214-1122R | Tier-3 | Tier-3---3 | 5--5 | 446 | 12 | 26281.1502 | 98.91% | 1.048% | 0.04591% | 202.8201 | 0 | 0 | 202.8201 | 0 | 176.0611 | 1.2188 | 144.4588 | 176.0611 | 1.2188 | 144.4588 | 205.8174 | 1.4247 | 144.4588 | 0.7717% | 0.26918 | 0.26708 | 97635.635 | 5011.5122 | 984.8064 | 91639.3164 | 97644.0355 | 0 | 0 | 97644.0355 | 0.006688%
2028 | 214 | 214-1135R | Tier-3 | Tier-3---6 | 4--5 | 285 | 17 | 6666.9216 | 99.41% | 0.4702% | 0.123% | 114.6419 | 0 | 0 | 114.6419 | 0 | 99.5167 | 1.7266 | 57.638 | 99.5167 | 1.7266 | 57.638 | 116.3361 | 2.0184 | 57.638 | 1.72% | 0.090777 | 0.089207 | 73442.8498 | 4553.5888 | 482.5906 | 68406.6704 | 73450.5185 | 0 | 0 | 73450.5185 | 0.00378%
2028 | 214 | 214-583R | Tier-3 | Tier-3---13 | 4--5 | 174 | 4 | 2208.3134 | 99.09% | 0.6816% | 0.2244% | 14.5887 | 0 | 0 | 14.5887 | 0 | 12.664 | 0.40625 | 31.1725 | 12.664 | 0.40625 | 31.1725 | 14.8043 | 0.47492 | 31.1725 | 0.6606% | 0.070413 | 0.069944 | 31362.296 | 1883.6813 | 422.1722 | 29056.4425 | 31364.203 | 0 | 0 | 31364.203 | 0.0004811%
2028 | 214 | 214-613R | Tier-3 | Tier-3---14 | 5--3 | 196 | 1 | 1721.769 | 85.69% | 14.07% | 0.2459% | 2.1829 | 0 | 0 | 2.1829 | 0 | 1.8949 | 0.10156 | 18.6573 | 1.8949 | 0.10156 | 18.6573 | 2.2152 | 0.11873 | 18.6573 | 0.1268% | 0.43289 | 0.43225 | 3977.4025 | 197.1566 | 516.9968 | 3263.2491 | 3978.246 | 0 | 0 | 3978.246 | 7.198e-05%
2028 | 214 | 214-647R | Tier-3 | Tier-3---8 | 5--5 | 264 | 18 | 22354.3085 | 99.24% | 0.73% | 0.02701% | 438.6595 | 0 | 0 | 438.6595 | 0 | 380.785 | 1.8281 | 208.2904 | 380.785 | 1.8281 | 208.2904 | 445.142 | 2.1371 | 208.2904 | 1.962% | 0.23844 | 0.23372 | 93753.9152 | 4640.4334 | 647.6025 | 88465.8794 | 93768.2321 | 0 | 0 | 93768.2321 | 0.01447%
2028 | 215 | 215-1531R | Tier-2 | Tier-2---2 | 5--5 | 256 | 28 | 12702.4119 | 98.21% | 1.737% | 0.04837% | 395.7096 | 0 | 0 | 395.7096 | 0 | 343.5017 | 2.8438 | 120.7905 | 343.5017 | 2.8438 | 120.7905 | 401.5574 | 3.3244 | 120.7905 | 3.115% | 0.20291 | 0.19647 | 62600.9651 | 3773.3762 | 1033.6342 | 57793.9547 | 62637.5859 | 0 | 0 | 62637.5859 | 0.01305%
2028 | 215 | 215-1534R | Tier-2 | Tier-2---1 | 5--5 | 243 | 16 | 19489.7064 | 99% | 0.9737% | 0.02962% | 368.4154 | 0 | 0 | 368.4154 | 0 | 319.8086 | 1.625 | 196.8031 | 319.8086 | 1.625 | 196.8031 | 373.8599 | 1.8997 | 196.8031 | 1.89% | 0.1982 | 0.19442 | 98331.2515 | 6096.0396 | 907.1497 | 91328.0622 | 98350.4559 | 0 | 0 | 98350.4559 | 0.01215%
2028 | 215 | 215-1544R | Tier-2 | Tier-2---8 | 5--4 | 53 | 4 | 1412.4296 | 98.09% | 1.785% | 0.1216% | 30.324 | 0 | 0 | 30.324 | 0 | 26.3232 | 0.40625 | 64.795 | 26.3232 | 0.40625 | 64.795 | 30.7722 | 0.47492 | 64.795 | 2.147% | 0.10891 | 0.10652 | 12968.9923 | 1067.1746 | 223.4801 | 11678.3376 | 12974.5263 | 0 | 0 | 12974.5263 | 0.001%
2028 | 215 | 215-38R | Tier-3 | Tier-3---10 | 5--5 | 126 | 5 | 5434.8155 | 98.92% | 1.009% | 0.07406% | 61.866 | 0 | 0 | 61.866 | 0 | 53.7037 | 0.50782 | 105.7538 | 53.7037 | 0.50782 | 105.7538 | 62.7802 | 0.59365 | 105.7538 | 1.138% | 0.12528 | 0.12384 | 43381.3494 | 2695.9135 | 518.8073 | 40166.6286 | 43386.8205 | 0 | 0 | 43386.8205 | 0.00204%
2028 | 216 | 216-1859F | Tier-3 | Tier-3---4 | 5--5 | 268 | 10 | 14041.2877 | 99.19% | 0.7753% | 0.03948% | 150.7013 | 0 | 0 | 150.7013 | 0 | 130.8186 | 1.0156 | 128.8045 | 130.8186 | 1.0156 | 128.8045 | 152.9284 | 1.1873 | 128.8045 | 1.073% | 0.15704 | 0.15534 | 89409.7822 | 5511.6035 | 666.6545 | 83231.5241 | 89417.7516 | 0 | 0 | 89417.7516 | 0.00497%
2028 | 217 | 217-41AE | Tier-2 | Tier-2---8 | 5--4 | 456 | 16 | 2013.5966 | 89.22% | 10.31% | 0.4697% | 18.2815 | 0 | 0 | 18.2815 | 0 | 15.8695 | 1.625 | 9.7658 | 15.8695 | 1.625 | 9.7658 | 18.5517 | 1.8997 | 9.7658 | 0.9079% | 0.19664 | 0.19464 | 10240.1297 | 587.5443 | 1012.3349 | 8640.2505 | 10251.4726 | 0 | 0 | 10251.4726 | 0.0006029%
2028 | 217 | 217-48AE | Tier-2 | Tier-2---8 | 5--4 | 344 | 9 | 2727.5845 | 87.85% | 11.78% | 0.3693% | 18.1803 | 0 | 0 | 18.1803 | 0 | 15.7817 | 0.91407 | 17.2652 | 15.7817 | 0.91407 | 17.2652 | 18.449 | 1.0686 | 17.2652 | 0.6665% | 0.20236 | 0.20082 | 13478.9252 | 762.7474 | 1447.8056 | 11268.3722 | 13491.4459 | 0 | 0 | 13491.4459 | 0.0005995%
2028 | 217 | 217-835R | Tier-3 | Tier-3---5 | 5--5 | 319 | 14 | 10686.9326 | 98.68% | 1.222% | 0.09479% | 134.2247 | 0 | 0 | 134.2247 | 0 | 116.5158 | 1.4219 | 81.9443 | 116.5158 | 1.4219 | 81.9443 | 136.2083 | 1.6622 | 81.9443 | 1.256% | 0.28412 | 0.28051 | 37613.7803 | 2195.3355 | 434.0984 | 34984.3464 | 37620.1643 | 0 | 0 | 37620.1643 | 0.004426%
2028 | 217 | 217-837R | Tier-3 | Tier-3---12 | 5--5 | 293 | 3 | 3657.1834 | 94.66% | 5.124% | 0.2164% | 10.2792 | 0 | 0 | 10.2792 | 0 | 8.923 | 0.30469 | 29.2856 | 8.923 | 0.30469 | 29.2856 | 10.4311 | 0.35619 | 29.2856 | 0.2811% | 0.14269 | 0.14227 | 25630.0196 | 1643.4761 | 1395.4824 | 22591.0611 | 25634.0963 | 0 | 0 | 25634.0963 | 0.000339%
2028 | 217 | 217-972R | Tier-2 | Tier-2---8 | 5--4 | 256 | 14 | 1438.6594 | 90.88% | 8.66% | 0.4639% | 20.7346 | 0 | 0 | 20.7346 | 0 | 17.9989 | 1.4219 | 12.6585 | 17.9989 | 1.4219 | 12.6585 | 21.041 | 1.6622 | 12.6585 | 1.441% | 0.18227 | 0.17938 | 7892.9777 | 484.1091 | 632.8848 | 6775.9839 | 7904.5826 | 0 | 0 | 7904.5826 | 0.0006837%
2028 | 220 | 220-288R | Tier-3 | Tier-3---14 | 5--4 | 132 | 3 | 2198.6799 | 96.34% | 3.473% | 0.1901% | 13.9604 | 0 | 0 | 13.9604 | 0 | 12.1186 | 0.30469 | 39.7734 | 12.1186 | 0.30469 | 39.7734 | 14.1668 | 0.35619 | 39.7734 | 0.6349% | 0.37523 | 0.37276 | 5859.515 | 279.6691 | 215.3273 | 5364.5186 | 5860.9391 | 0 | 0 | 5860.9391 | 0.0004604%
2028 | 220 | 220-294R | Tier-3 | Tier-3---14 | 5--3 | 328 | 15 | 1925.8876 | 84.29% | 15.28% | 0.4298% | 21.5291 | 0 | 0 | 21.5291 | 0 | 18.6887 | 1.5235 | 12.2673 | 18.6887 | 1.5235 | 12.2673 | 21.8473 | 1.7809 | 12.2673 | 1.118% | 0.44397 | 0.43809 | 4337.8466 | 198.6888 | 616.3589 | 3522.7989 | 4347.0055 | 0 | 0 | 4347.0055 | 0.00071%
2028 | 220 | 220-298R | Tier-3 | Tier-3---11 | 5--4 | 614 | 22 | 3585.6314 | 89.37% | 10.06% | 0.5685% | 33.2973 | 0 | 0 | 33.2973 | 0 | 28.9042 | 2.2344 | 12.936 | 28.9042 | 2.2344 | 12.936 | 33.7894 | 2.612 | 12.936 | 0.9286% | 0.50177 | 0.49655 | 7145.9975 | 283.7182 | 677.141 | 6185.1383 | 7153.9736 | 0 | 0 | 7153.9736 | 0.001098%
2028 | 221 | 221-1230F | Tier-3 | Tier-3---12 | 4--5 | 97 | 1 | 3690.9623 | 99.91% | 0% | 0.09183% | 11.0247 | 0 | 0 | 11.0247 | 0 | 9.5702 | 0.10156 | 94.2282 | 9.5702 | 0.10156 | 94.2282 | 11.1876 | 0.11873 | 94.2282 | 0.2987% | 0.035843 | 0.035736 | 102975.2443 | 5653.9564 | 85.9024 | 97235.3856 | 102975.5279 | 0 | 0 | 102975.5279 | 0.0003636%
2028 | 221 | 221-23R | Tier-3 | Tier-3---11 | 5--5 | 307 | 4 | 3270.2376 | 92.16% | 7.656% | 0.1816% | 11.3881 | 0 | 0 | 11.3881 | 0 | 9.8857 | 0.40625 | 24.3337 | 9.8857 | 0.40625 | 24.3337 | 11.5564 | 0.47492 | 24.3337 | 0.3482% | 0.19945 | 0.19869 | 16396.4914 | 1101.2475 | 1224.4612 | 14070.7826 | 16401.3654 | 0 | 0 | 16401.3654 | 0.0003755%
2028 | 221 | 221-344R | Tier-3 | Tier-3---13 | 5--4 | 293 | 7 | 2735.9283 | 96.11% | 3.605% | 0.2871% | 18.2177 | 0 | 0 | 18.2177 | 0 | 15.8141 | 0.71095 | 22.2438 | 15.8141 | 0.71095 | 22.2438 | 18.4869 | 0.8311 | 22.2438 | 0.6659% | 0.2115 | 0.21004 | 12935.7823 | 697.0944 | 453.9009 | 11784.787 | 12939.2947 | 0 | 0 | 12939.2947 | 0.0006008%
2028 | 221 | 221-37AE | Tier-3 | Tier-3---11 | 5--5 | 244 | 9 | 3934.7733 | 97.03% | 2.838% | 0.1358% | 40.8374 | 0 | 0 | 40.8374 | 0 | 35.4495 | 0.91407 | 38.782 | 35.4495 | 0.91407 | 38.782 | 41.4409 | 1.0686 | 38.782 | 1.038% | 0.19925 | 0.19712 | 19747.6238 | 1157.9249 | 618.5884 | 17971.1105 | 19753.9741 | 0 | 0 | 19753.9741 | 0.001347%
2028 | 221 | 221-38AE | Tier-3 | Tier-3---17 | 5--3 | 18 | 1 | 318.0967 | 33.4% | 66.33% | 0.2755% | 1.7116 | 0 | 0 | 1.7116 | 0 | 1.4858 | 0.10156 | 14.629 | 1.4858 | 0.10156 | 14.629 | 1.7369 | 0.11873 | 14.629 | 0.5381% | 0.16917 | 0.16645 | 1880.3284 | 41.7922 | 1061.4721 | 777.0641 | 1900.8354 | 0 | 0 | 1900.8354 | 5.644e-05%
2028 | 221 | 221-675R | Tier-2 | Tier-2---8 | 5--4 | 99 | 2 | 2055.424 | 99.51% | 0.3331% | 0.1572% | 11.9828 | 0 | 0 | 11.9828 | 0 | 10.4019 | 0.20313 | 51.2087 | 10.4019 | 0.20313 | 51.2087 | 12.1599 | 0.23746 | 51.2087 | 0.583% | 0.22072 | 0.21943 | 9312.3427 | 464.7372 | 113.1149 | 8734.4905 | 9312.6117 | 0 | 0 | 9312.6117 | 0.0003951%
2028 | 221 | 221-788 | Tier-3 | Tier-3---12 | 5--5 | 67 | 1 | 4481.9143 | 99.45% | 0.5095% | 0.04337% | 19.2921 | 0 | 0 | 19.2921 | 0 | 16.7468 | 0.10156 | 164.8896 | 16.7468 | 0.10156 | 164.8896 | 19.5772 | 0.11873 | 164.8896 | 0.4304% | 0.18975 | 0.18893 | 23620.3007 | 1552.9774 | 202.4159 | 21864.9074 | 23620.8684 | 0 | 0 | 23620.8684 | 0.0006362%
2028 | 221 | 221-824 | Tier-3 | Tier-3---13 | 5--4 | 106 | 1 | 2324.2215 | 96.86% | 3.03% | 0.1069% | 6.1592 | 0 | 0 | 6.1592 | 0 | 5.3466 | 0.10156 | 52.643 | 5.3466 | 0.10156 | 52.643 | 6.2503 | 0.11873 | 52.643 | 0.265% | 0.18396 | 0.18346 | 12634.0691 | 769.9433 | 369.3383 | 11494.7875 | 12635.1564 | 0 | 0 | 12635.1564 | 0.0002031%
2028 | 222 | 222-1433R | Tier-3 | Tier-3---5 | 5--5 | 123 | 1 | 9617.9712 | 99.59% | 0.3681% | 0.03974% | 22.584 | 0 | 0 | 22.584 | 0 | 19.6044 | 0.10156 | 193.0259 | 19.6044 | 0.10156 | 193.0259 | 22.9178 | 0.11873 | 193.0259 | 0.2348% | 0.37266 | 0.37178 | 25809.0958 | 1306.2972 | 94.555 | 24408.2437 | 25809.3446 | 0 | 0 | 25809.3446 | 0.0007447%
2028 | 222 | 222-1503R | Tier-3 | Tier-3---15 | 5--4 | 76 | 3 | 1359.3953 | 95.15% | 4.696% | 0.1502% | 14.8074 | 0 | 0 | 14.8074 | 0 | 12.8538 | 0.30469 | 42.1863 | 12.8538 | 0.30469 | 42.1863 | 15.0262 | 0.35619 | 42.1863 | 1.089% | 0.23465 | 0.23196 | 5793.3484 | 301.9788 | 270.539 | 5220.8305 | 5796.5994 | 0 | 0 | 5796.5994 | 0.0004883%
2028 | 222 | 222-1523R | Tier-3 | Tier-3---7 | 5--5 | 367 | 22 | 7406.689 | 96.62% | 3.25% | 0.1263% | 124.412 | 0 | 0 | 124.412 | 0 | 107.9977 | 2.2344 | 48.3341 | 107.9977 | 2.2344 | 48.3341 | 126.2505 | 2.612 | 48.3341 | 1.68% | 0.26901 | 0.26433 | 27533.3002 | 1432.7814 | 864.0996 | 25236.4192 | 27549.7468 | 0 | 0 | 27549.7468 | 0.004103%
2028 | 222 | 222-1986R | Tier-3 | Tier-3---1 | 5--5 | 451 | 8 | 79194.3488 | 99.25% | 0.7305% | 0.01724% | 404.3393 | 0 | 0 | 404.3393 | 0 | 350.9929 | 0.81251 | 431.9865 | 350.9929 | 0.81251 | 431.9865 | 410.3147 | 0.94983 | 431.9865 | 0.5106% | 0.41507 | 0.41294 | 190797.4815 | 11158.3549 | 1273.0385 | 178366.0881 | 190804.8585 | 0 | 0 | 190804.8585 | 0.01333%
2028 | 222 | 222-1988R | Tier-3 | Tier-3---11 | 5--4 | 18 | 1 | 3619.4356 | 99.27% | 0.7155% | 0.01673% | 57.8862 | 0 | 0 | 57.8862 | 0 | 50.249 | 0.10156 | 494.7534 | 50.249 | 0.10156 | 494.7534 | 58.7416 | 0.11873 | 494.7534 | 1.599% | 0.34461 | 0.33906 | 10502.9479 | 509.7029 | 69.9812 | 9923.2638 | 10504.2072 | 0 | 0 | 10504.2072 | 0.001909%
2028 | 222 | 222-1990R | Tier-3 | Tier-3---1 | 5--5 | 287 | 13 | 45106.6401 | 99.63% | 0.3509% | 0.01982% | 590.3191 | 0 | 0 | 590.3191 | 0 | 512.4355 | 1.3203 | 388.1125 | 512.4355 | 1.3203 | 388.1125 | 599.0429 | 1.5435 | 388.1125 | 1.309% | 0.41211 | 0.4067 | 109452.4885 | 5424.0865 | 426.9036 | 103601.4983 | 109457.8897 | 0 | 0 | 109457.8897 | 0.01947%
2028 | 222 | 222-1992R | Tier-3 | Tier-3---18 | 5--2 | 43 | 1 | 288.7705 | 86.56% | 13.18% | 0.2657% | 1.6857 | 0 | 0 | 1.6857 | 0 | 1.4633 | 0.10156 | 14.4077 | 1.4633 | 0.10156 | 14.4077 | 1.7106 | 0.11873 | 14.4077 | 0.5838% | 0.22115 | 0.21966 | 1305.7642 | 59.3755 | 153.7229 | 1092.6658 | 1306.9561 | 0 | 0 | 1306.9561 | 5.559e-05%
2028 | 222 | 222-2013R | Tier-3 | Tier-3---7 | 5--5 | 407 | 9 | 7426.9759 | 96.05% | 3.813% | 0.1383% | 45.7458 | 0 | 0 | 45.7458 | 0 | 39.7103 | 0.91407 | 43.4433 | 39.7103 | 0.91407 | 43.4433 | 46.4218 | 1.0686 | 43.4433 | 0.6159% | 0.27927 | 0.27748 | 26594.1155 | 1486.8089 | 949.5734 | 24157.7331 | 26600.8971 | 0 | 0 | 26600.8971 | 0.001509%
2028 | 222 | 222-2085 | Tier-3 | Tier-3---3 | 5--5 | 910 | 32 | 16772.3082 | 96.7% | 3.181% | 0.1236% | 165.3886 | 0 | 0 | 165.3886 | 0 | 143.568 | 3.25 | 44.1743 | 143.568 | 3.25 | 44.1743 | 167.8327 | 3.7993 | 44.1743 | 0.9861% | 0.35117 | 0.34759 | 47761.3033 | 2740.017 | 1532.6307 | 43488.6556 | 47777.5643 | 0 | 0 | 47777.5643 | 0.005454%
2028 | 230 | 230-127AE | Tier-2 | Tier-2---7 | 5--5 | 269 | 28 | 2000.4654 | 94.98% | 4.641% | 0.3747% | 57.3568 | 0 | 0 | 57.3568 | 0 | 49.7894 | 2.8438 | 17.5082 | 49.7894 | 2.8438 | 17.5082 | 58.2044 | 3.3244 | 17.5082 | 2.867% | 0.093988 | 0.091151 | 21284.2191 | 1284.0751 | 990.3889 | 19009.7551 | 21317.4496 | 0 | 0 | 21317.4496 | 0.001891%
2028 | 230 | 230-133AE | Tier-2 | Tier-2---6 | 5--5 | 328 | 4 | 6388.6939 | 98.26% | 1.615% | 0.1229% | 22.2016 | 0 | 0 | 22.2016 | 0 | 19.2724 | 0.40625 | 47.4393 | 19.2724 | 0.40625 | 47.4393 | 22.5297 | 0.47492 | 47.4393 | 0.3475% | 0.095565 | 0.095227 | 66852.0974 | 3853.1493 | 1086.4397 | 61912.5084 | 66856.2197 | 0 | 0 | 66856.2197 | 0.0007321%
2028 | 230 | 230-1586R | Tier-2 | Tier-2---7 | 4--5 | 245 | 18 | 2072.8837 | 91.06% | 8.635% | 0.3% | 40.2188 | 0 | 0 | 40.2188 | 0 | 34.9125 | 1.8281 | 19.0973 | 34.9125 | 1.8281 | 19.0973 | 40.8132 | 2.1371 | 19.0973 | 1.94% | 0.084625 | 0.082822 | 24494.9333 | 1384.72 | 2145.1757 | 20965.0376 | 24542.5813 | 0 | 0 | 24542.5813 | 0.001326%
2028 | 230 | 230-1606R | Tier-2 | Tier-2---11 | 4--4 | 71 | 8 | 536.3838 | 78.97% | 20.71% | 0.32% | 13.8407 | 0 | 0 | 13.8407 | 0 | 12.0146 | 0.81251 | 14.787 | 12.0146 | 0.81251 | 14.787 | 14.0452 | 0.94983 | 14.787 | 2.58% | 0.062818 | 0.060765 | 8538.6965 | 437.3678 | 1660.0426 | 6441.2861 | 8599.36 | 0 | 0 | 8599.36 | 0.0004564%
2028 | 230 | 230-2060R | Tier-2 | Tier-2---4 | 4--5 | 236 | 29 | 3473.4554 | 97.68% | 2.135% | 0.1887% | 120.9029 | 0 | 0 | 120.9029 | 0 | 104.9516 | 2.9453 | 35.633 | 104.9516 | 2.9453 | 35.633 | 122.6896 | 3.4431 | 35.633 | 3.481% | 0.088414 | 0.085264 | 39286.0822 | 2320.0349 | 850.2401 | 36115.8071 | 39319.8097 | 0 | 0 | 39319.8097 | 0.003987%
2028 | 230 | 230-2067 | Tier-2 | Tier-2---16 | 4--3 | 6 | 1 | 121.6067 | 92.98% | 6.845% | 0.1786% | 5.4648 | 0 | 0 | 5.4648 | 0 | 4.7438 | 0.10156 | 46.708 | 4.7438 | 0.10156 | 46.708 | 5.5456 | 0.11873 | 46.708 | 4.494% | 0.054619 | 0.051979 | 2226.4545 | 125.1839 | 142.6967 | 1958.574 | 2234.3966 | 0 | 0 | 2234.3966 | 0.0001802%
2028 | 231 | 231-1136R | Tier-2 | Tier-2---7 | 4--5 | 357 | 56 | 2730.9177 | 98.3% | 1.373% | 0.325% | 122.1203 | 0 | 0 | 122.1203 | 0 | 106.0084 | 5.6876 | 18.6386 | 106.0084 | 5.6876 | 18.6386 | 123.925 | 6.6488 | 18.6386 | 4.472% | 0.054655 | 0.052168 | 49966.8413 | 3802.7952 | 1680.0986 | 44483.9475 | 50007.2808 | 0 | 0 | 50007.2808 | 0.004027%
2028 | 231 | 231-1635R | Tier-2 | Tier-2---4 | 5--5 | 862 | 121 | 5142.095 | 98.68% | 0.901% | 0.4182% | 206.5613 | 0 | 0 | 206.5613 | 0 | 179.3087 | 12.2892 | 14.5908 | 179.3087 | 12.2892 | 14.5908 | 209.6139 | 14.3662 | 14.5908 | 4.017% | 0.11648 | 0.11174 | 44146.87 | 3399.863 | 647.3328 | 40099.6742 | 44171.5831 | 0 | 0 | 44171.5831 | 0.006812%
2028 | 232 | 232-40AE | Tier-2 | Tier-2---19 | 2--3 | 5 | 1 | 11.4297 | 0.4523% | 98.58% | 0.9661% | 0.0029987 | 0 | 0 | 0.0029987 | 0 | 0.002603 | 0.10156 | 0.02563 | 0.002603 | 0.10156 | 0.02563 | 0.003043 | 0.11873 | 0.02563 | 0.02624% | 0.0059544 | 0.005609 | 1919.5436 | 3.0821 | 1745.9177 | 170.5438 | 2037.1974 | 0 | 0 | 2037.1974 | 9.889e-08%
2028 | 233 | 233-123R | Tier-2 | Tier-2---4 | 4--5 | 412 | 42 | 3035.8045 | 98.84% | 0.8219% | 0.339% | 88.7059 | 0 | 0 | 88.7059 | 0 | 77.0025 | 4.2657 | 18.0517 | 77.0025 | 4.2657 | 18.0517 | 90.0168 | 4.9866 | 18.0517 | 2.922% | 0.06125 | 0.05944 | 49563.8317 | 3086.7129 | 653.5217 | 45823.5971 | 49581.3599 | 0 | 0 | 49581.3599 | 0.002925%
2028 | 233 | 233-41R | Tier-2 | Tier-2---9 | 4--5 | 273 | 24 | 718.991 | 97.57% | 1.357% | 1.072% | 17.885 | 0 | 0 | 17.885 | 0 | 15.5253 | 2.4375 | 6.3693 | 15.5253 | 2.4375 | 6.3693 | 18.1493 | 2.8495 | 6.3693 | 2.488% | 0.044487 | 0.043353 | 16161.8225 | 1280.6452 | 594.3266 | 14286.8507 | 16172.0954 | 0 | 0 | 16172.0954 | 0.0005898%
2028 | 233 | 233-81F | Tier-2 | Tier-2---12 | 3--5 | 99 | 1 | 447.7794 | 94.96% | 4.349% | 0.694% | 1.2455 | 0 | 0 | 1.2455 | 0 | 1.0812 | 0.10156 | 10.6456 | 1.0812 | 0.10156 | 10.6456 | 1.2639 | 0.11873 | 10.6456 | 0.2782% | 0.02204 | 0.021975 | 20316.8521 | 1331.0486 | 1007.3456 | 17978.4579 | 20319.8621 | 0 | 0 | 20319.8621 | 4.107e-05%
2028 | 233 | 233-86F | Tier-2 | Tier-2---8 | 5--5 | 412 | 8 | 2341.6741 | 85.9% | 13.6% | 0.4998% | 11.3272 | 0 | 0 | 11.3272 | 0 | 9.8328 | 0.81251 | 12.1017 | 9.8328 | 0.81251 | 12.1017 | 11.4946 | 0.94983 | 12.1017 | 0.4837% | 0.1204 | 0.11972 | 19449.7342 | 1103.1383 | 2517.3516 | 15829.2443 | 19465.2616 | 0 | 0 | 19465.2616 | 0.0003735%
2028 | 234 | 234-48R | Tier-2 | Tier-2---4 | 4--5 | 334 | 24 | 4939.3792 | 99.46% | 0.3916% | 0.1518% | 102.3691 | 0 | 0 | 102.3691 | 0 | 88.863 | 2.4375 | 36.4562 | 88.863 | 2.4375 | 36.4562 | 103.8819 | 2.8495 | 36.4562 | 2.073% | 0.047931 | 0.046933 | 103051.0114 | 8933.6439 | 586.3727 | 93530.9949 | 103062.9288 | 0 | 0 | 103062.9288 | 0.003376%
2028 | 235 | 235-897R | Tier-2 | Tier-2---5 | 5--5 | 241 | 8 | 4375.0381 | 88.63% | 11.27% | 0.1058% | 37.3265 | 0 | 0 | 37.3265 | 0 | 32.4018 | 0.81251 | 39.8787 | 32.4018 | 0.81251 | 39.8787 | 37.8781 | 0.94983 | 39.8787 | 0.8532% | 0.1179 | 0.11677 | 37108.0419 | 2052.774 | 3945.6216 | 31109.6464 | 37149.0651 | 0 | 0 | 37149.0651 | 0.001231%
2028 | 235 | 235-899R | Tier-2 | Tier-2---1 | 5--5 | 531 | 62 | 23678.6611 | 98.37% | 1.593% | 0.04039% | 788.6756 | 0 | 0 | 788.6756 | 0 | 684.6218 | 6.2969 | 108.7229 | 684.6218 | 6.2969 | 108.7229 | 800.3307 | 7.3612 | 108.7229 | 3.331% | 0.15496 | 0.14972 | 152800.2562 | 9665.8605 | 2471.9354 | 140662.4603 | 152887.7479 | 0 | 0 | 152887.7479 | 0.02601%
2028 | 236 | 236-1535R | Tier-3 | Tier-3---4 | 5--5 | 252 | 32 | 9719.0421 | 98.73% | 1.209% | 0.05836% | 353.3718 | 0 | 0 | 353.3718 | 0 | 306.7497 | 3.25 | 94.3835 | 306.7497 | 3.25 | 94.3835 | 358.5939 | 3.7993 | 94.3835 | 3.636% | 0.12847 | 0.12374 | 75651.1712 | 5252.2726 | 904.2907 | 69494.6079 | 75687.827 | 0 | 0 | 75687.827 | 0.01165%
2028 | 236 | 236-1561R | Tier-3 | Tier-3---13 | 5--4 | 137 | 8 | 2823.5781 | 97.26% | 2.617% | 0.1213% | 46.5062 | 0 | 0 | 46.5062 | 0 | 40.3704 | 0.81251 | 49.6861 | 40.3704 | 0.81251 | 49.6861 | 47.1935 | 0.94983 | 49.6861 | 1.647% | 0.17766 | 0.17465 | 15893.5317 | 919.2321 | 396.0284 | 14578.2713 | 15901.0276 | 0 | 0 | 15901.0276 | 0.001534%
2028 | 236 | 236-1567R | Tier-3 | Tier-3---10 | 5--5 | 171 | 7 | 5332.0037 | 98.07% | 1.841% | 0.0848% | 62.0792 | 0 | 0 | 62.0792 | 0 | 53.8888 | 0.71095 | 75.7988 | 53.8888 | 0.71095 | 75.7988 | 62.9966 | 0.8311 | 75.7988 | 1.164% | 0.18129 | 0.17914 | 29411.5902 | 2025.1187 | 523.1992 | 26863.2724 | 29418.3941 | 0 | 0 | 29418.3941 | 0.002047%
2028 | 236 | 236-1569R | Tier-3 | Tier-3---8 | 5--5 | 498 | 55 | 21222.9131 | 98.36% | 1.585% | 0.05121% | 668.6087 | 0 | 0 | 668.6087 | 0 | 580.3959 | 5.586 | 103.9019 | 580.3959 | 5.586 | 103.9019 | 678.4894 | 6.5301 | 103.9019 | 3.15% | 0.21435 | 0.20748 | 99012.7753 | 5477.8522 | 1488.5467 | 92046.3763 | 99066.3765 | 0 | 0 | 99066.3765 | 0.02205%
2028 | 236 | 236-1573R | Tier-3 | Tier-3---7 | 5--5 | 192 | 16 | 6927.8558 | 97.84% | 2.089% | 0.06679% | 163.8142 | 0 | 0 | 163.8142 | 0 | 142.2014 | 1.625 | 87.5076 | 142.2014 | 1.625 | 87.5076 | 166.2351 | 1.8997 | 87.5076 | 2.365% | 0.18488 | 0.18041 | 37473.1079 | 2383.2915 | 732.5482 | 34357.2682 | 37493.1123 | 0 | 0 | 37493.1123 | 0.005402%
2028 | 237 | 237-1761R | Tier-3 | Tier-3---12 | 5--5 | 126 | 4 | 3634.1464 | 99.4% | 0.4942% | 0.1098% | 33.2551 | 0 | 0 | 33.2551 | 0 | 28.8676 | 0.40625 | 71.058 | 28.8676 | 0.40625 | 71.058 | 33.7466 | 0.47492 | 71.058 | 0.9151% | 0.14935 | 0.14798 | 24332.6951 | 1370.783 | 132.2733 | 22829.6387 | 24334.0607 | 0 | 0 | 24334.0607 | 0.001097%
2028 | 237 | 237-1765R | Tier-3 | Tier-3---1 | 5--5 | 223 | 7 | 28249.2525 | 99.34% | 0.6358% | 0.01982% | 255.4708 | 0 | 0 | 255.4708 | 0 | 221.7653 | 0.71095 | 311.9302 | 221.7653 | 0.71095 | 311.9302 | 259.2462 | 0.8311 | 311.9302 | 0.9043% | 0.25909 | 0.25673 | 109034.6893 | 8324.9664 | 652.6676 | 100057.0553 | 109041.2567 | 0 | 0 | 109041.2567 | 0.008424%
2028 | 237 | 237-17R | Tier-2 | Tier-2---1 | 5--5 | 536 | 38 | 27080.7376 | 98.89% | 1.071% | 0.0369% | 550.6029 | 0 | 0 | 550.6029 | 0 | 477.9592 | 3.8594 | 123.8423 | 477.9592 | 3.8594 | 123.8423 | 558.7398 | 4.5117 | 123.8423 | 2.033% | 0.15539 | 0.1522 | 174274.8137 | 11399.2241 | 1916.7846 | 160958.805 | 174315.3467 | 0 | 0 | 174315.3467 | 0.01816%
2028 | 237 | 237-26F | Tier-2 | Tier-2---10 | 5--4 | 113 | 4 | 663.2151 | 70.89% | 28.72% | 0.399% | 4.826 | 0 | 0 | 4.826 | 0 | 4.1893 | 0.40625 | 10.312 | 4.1893 | 0.40625 | 10.312 | 4.8973 | 0.47492 | 10.312 | 0.7277% | 0.10897 | 0.10785 | 6086.0279 | 237.5195 | 1591.9327 | 4256.5758 | 6104.4063 | 0 | 0 | 6104.4063 | 0.0001591%
2028 | 237 | 237-28F | Tier-2 | Tier-2---7 | 5--5 | 59 | 6 | 2530.2255 | 98.83% | 1.116% | 0.05734% | 73.7444 | 0 | 0 | 73.7444 | 0 | 64.015 | 0.60938 | 105.0491 | 64.015 | 0.60938 | 105.0491 | 74.8342 | 0.71237 | 105.0491 | 2.915% | 0.10804 | 0.10486 | 23418.4293 | 1209.653 | 279.2604 | 21929.5159 | 23426.7812 | 0 | 0 | 23426.7812 | 0.002432%
2028 | 237 | 237-2R | Tier-3 | Tier-3---2 | 5--5 | 499 | 35 | 30894.1234 | 99.11% | 0.8492% | 0.03898% | 622.8261 | 0 | 0 | 622.8261 | 0 | 540.6537 | 3.5547 | 152.0943 | 540.6537 | 3.5547 | 152.0943 | 632.0303 | 4.1555 | 152.0943 | 2.016% | 0.18156 | 0.17786 | 170161.3668 | 15433.056 | 1414.3274 | 153313.9834 | 170192.7468 | 0 | 0 | 170192.7468 | 0.02054%
2028 | 237 | 237-30R | Tier-3 | Tier-3---1 | 5--5 | 651 | 42 | 65515.492 | 98.93% | 1.038% | 0.03019% | 1212.6801 | 0 | 0 | 1212.6801 | 0 | 1052.6853 | 4.2657 | 246.7806 | 1052.6853 | 4.2657 | 246.7806 | 1230.6012 | 4.9866 | 246.7806 | 1.851% | 0.49249 | 0.48327 | 133030.3773 | 7577.9137 | 1285.1936 | 124167.2701 | 133057.4712 | 0 | 0 | 133057.4712 | 0.03999%
2028 | 239 | 239-2207R | Tier-3 | Tier-3---16 | 4--4 | 127 | 17 | 860.3234 | 98.08% | 1.495% | 0.4234% | 32.756 | 0 | 0 | 32.756 | 0 | 28.4343 | 1.7266 | 16.4686 | 28.4343 | 1.7266 | 16.4686 | 33.24 | 2.0184 | 16.4686 | 3.807% | 0.078224 | 0.075187 | 10998.2588 | 773.4899 | 185.1971 | 10039.5718 | 11006.7819 | 0 | 0 | 11006.7819 | 0.00108%
2028 | 239 | 239-2213R | Tier-3 | Tier-3---15 | 5--4 | 134 | 15 | 1116.4705 | 96.46% | 3.23% | 0.3121% | 34.9597 | 0 | 0 | 34.9597 | 0 | 30.3473 | 1.5235 | 19.9201 | 30.3473 | 1.5235 | 19.9201 | 35.4764 | 1.7809 | 19.9201 | 3.131% | 0.1294 | 0.1252 | 8627.7496 | 501.2225 | 328.5007 | 7798.0264 | 8638.0039 | 0 | 0 | 8638.0039 | 0.001153%
2028 | 239 | 239-2215R | Tier-3 | Tier-3---10 | 5--5 | 305 | 22 | 6268.6569 | 98.24% | 1.63% | 0.1302% | 128.8199 | 0 | 0 | 128.8199 | 0 | 111.8241 | 2.2344 | 50.0466 | 111.8241 | 2.2344 | 50.0466 | 130.7237 | 2.612 | 50.0466 | 2.055% | 0.15408 | 0.15085 | 40685.5389 | 2527.5744 | 695.6728 | 37462.2917 | 40700.8387 | 0 | 0 | 40700.8387 | 0.004248%
2028 | 239 | 239-2217R | Tier-3 | Tier-3---16 | 4--4 | 108 | 7 | 1029.5673 | 69.27% | 30.42% | 0.3032% | 13.4055 | 0 | 0 | 13.4055 | 0 | 11.6369 | 0.71095 | 16.3682 | 11.6369 | 0.71095 | 16.3682 | 13.6037 | 0.8311 | 16.3682 | 1.302% | 0.073205 | 0.071829 | 14064.0898 | 633.3257 | 4082.9978 | 9347.7664 | 14146.8763 | 0 | 0 | 14146.8763 | 0.0004421%
2028 | 240 | 240-1028R | Tier-2 | Tier-2---9 | 4--5 | 165 | 9 | 1181.5361 | 98.38% | 1.316% | 0.2998% | 18.3878 | 0 | 0 | 18.3878 | 0 | 15.9618 | 0.91407 | 17.4623 | 15.9618 | 0.91407 | 17.4623 | 18.6595 | 1.0686 | 17.4623 | 1.556% | 0.045174 | 0.04446 | 26155.1082 | 1950.1252 | 442.6644 | 23762.3186 | 26161.9003 | 0 | 0 | 26161.9003 | 0.0006064%
2028 | 240 | 240-1148 | Tier-3 | Tier-3---17 | 4--4 | 75 | 2 | 376.72 | 96.88% | 2.523% | 0.5996% | 2.8223 | 0 | 0 | 2.8223 | 0 | 2.45 | 0.20313 | 12.0612 | 2.45 | 0.20313 | 12.0612 | 2.864 | 0.23746 | 12.0612 | 0.7492% | 0.037482 | 0.037192 | 10050.6383 | 614.3795 | 265.2745 | 9170.9843 | 10053.0842 | 0 | 0 | 10053.0842 | 9.307e-05%
2028 | 240 | 240-2004R | Tier-3 | Tier-3---12 | 5--5 | 623 | 40 | 4437.6588 | 97.91% | 1.769% | 0.321% | 80.9004 | 0 | 0 | 80.9004 | 0 | 70.2269 | 4.0625 | 17.2864 | 70.2269 | 4.0625 | 17.2864 | 82.096 | 4.7492 | 17.2864 | 1.823% | 0.095775 | 0.093992 | 46334.0144 | 3458.4519 | 909.4055 | 41966.157 | 46352.3873 | 0 | 0 | 46352.3873 | 0.002668%
2028 | 240 | 240-2006R | Tier-3 | Tier-3---12 | 4--5 | 269 | 12 | 3742.5721 | 99.07% | 0.7558% | 0.1785% | 47.9646 | 0 | 0 | 47.9646 | 0 | 41.6364 | 1.2188 | 34.1628 | 41.6364 | 1.2188 | 34.1628 | 48.6734 | 1.4247 | 34.1628 | 1.282% | 0.06999 | 0.069085 | 53472.8025 | 3048.802 | 469.1943 | 49954.8062 | 53479.35 | 0 | 0 | 53479.35 | 0.001582%
2028 | 240 | 240-2032R | Tier-3 | Tier-3---12 | 5--5 | 344 | 11 | 3665.7351 | 96.82% | 2.929% | 0.2538% | 32.9113 | 0 | 0 | 32.9113 | 0 | 28.5691 | 1.1172 | 25.5721 | 28.5691 | 1.1172 | 25.5721 | 33.3977 | 1.306 | 25.5721 | 0.8978% | 0.12278 | 0.12164 | 29856.9037 | 1779.6717 | 868.2863 | 27208.9457 | 29865.799 | 0 | 0 | 29865.799 | 0.001085%
2028 | 242 | 242-1426F | Tier-2 | Tier-2---10 | 5--4 | 117 | 13 | 960.3446 | 65.96% | 33.81% | 0.2324% | 20.4107 | 0 | 0 | 20.4107 | 0 | 17.7178 | 1.3203 | 13.4193 | 17.7178 | 1.3203 | 13.4193 | 20.7123 | 1.5435 | 13.4193 | 2.125% | 0.10724 | 0.10379 | 8954.7461 | 551.4319 | 2822.7975 | 5580.5167 | 9056.2383 | 0 | 0 | 9056.2383 | 0.0006731%
2028 | 242 | 242-1427F | Tier-2 | Tier-2---20 | 5--1 | 5 | 1 | 24.991 | 71.07% | 28.66% | 0.2708% | 1.0302 | 0 | 0 | 1.0302 | 0 | 0.89426 | 0.10156 | 8.8049 | 0.89426 | 0.10156 | 8.8049 | 1.0454 | 0.11873 | 8.8049 | 4.122% | 0.096908 | 0.091287 | 257.8839 | 11.7408 | 62.5798 | 183.5632 | 262.4771 | 0 | 0 | 262.4771 | 3.397e-05%
2028 | 243 | 243-14R | Tier-2 | Tier-2---11 | 4--4 | 470 | 1 | 404.2589 | 29.5% | 68.39% | 2.113% | 0.07358 | 0 | 0 | 0.07358 | 0 | 0.063872 | 0.10156 | 0.62889 | 0.063872 | 0.10156 | 0.62889 | 0.074667 | 0.11873 | 0.62889 | 0.0182% | 0.066445 | 0.066404 | 6084.1314 | 161.5554 | 4142.9 | 1779.6759 | 6086.7797 | 0 | 0 | 6086.7797 | 2.426e-06%
2028 | 246 | 246-34R | Tier-3 | Tier-3---12 | 4--5 | 436 | 42 | 3387.0058 | 94.54% | 5.197% | 0.2577% | 89.457 | 0 | 0 | 89.457 | 0 | 77.6545 | 4.2657 | 18.2045 | 77.6545 | 4.2657 | 18.2045 | 90.779 | 4.9866 | 18.2045 | 2.641% | 0.070488 | 0.068519 | 48050.8143 | 3484.7024 | 2545.4197 | 42020.6922 | 48126.1463 | 0 | 0 | 48126.1463 | 0.00295%
2028 | 247 | 247-46 | Tier-3 | Tier-3---16 | 4--5 | 227 | 27 | 1360.3328 | 92.51% | 7.186% | 0.3009% | 43.4095 | 0 | 0 | 43.4095 | 0 | 37.6823 | 2.7422 | 13.7415 | 37.6823 | 2.7422 | 13.7415 | 44.051 | 3.2057 | 13.7415 | 3.191% | 0.045228 | 0.043668 | 30076.9614 | 1732.65 | 2090.3581 | 26253.9533 | 30157.4079 | 0 | 0 | 30157.4079 | 0.001431%
2028 | 249 | 249-24R | Tier-3 | Tier-3---12 | 5--5 | 464 | 43 | 3753.23 | 95.85% | 3.876% | 0.273% | 96.6831 | 0 | 0 | 96.6831 | 0 | 83.9273 | 4.3672 | 19.2175 | 83.9273 | 4.3672 | 19.2175 | 98.1119 | 5.1053 | 19.2175 | 2.576% | 0.10094 | 0.098224 | 37183.961 | 2746.2949 | 1426.8186 | 33010.8475 | 37226.567 | 0 | 0 | 37226.567 | 0.003188%
2028 | 252 | 252-129 | Tier-2 | Tier-2---18 | 3--3 | 98 | 3 | 49.4853 | 86.66% | 6.71% | 6.626% | 0.38072 | 0 | 0 | 0.38072 | 0 | 0.33049 | 0.30469 | 1.0847 | 0.33049 | 0.30469 | 1.0847 | 0.38635 | 0.35619 | 1.0847 | 0.7694% | 0.02391 | 0.023697 | 2069.6845 | 157.0487 | 250.675 | 1661.9608 | 2072.1567 | 0 | 0 | 2072.1567 | 1.255e-05%
2028 | 276 | 276-228 | Tier-1 | Non-HFTD---2 | 4--3 | 773 | 1 | 290.9914 | 11.65% | 84% | 4.346% | 0.012723 | 0 | 0 | 0.012723 | 0 | 0.011045 | 0.10156 | 0.10875 | 0.011045 | 0.10156 | 0.10875 | 0.012912 | 0.11873 | 0.10875 | 0.004372% | 0.065634 | 0.065609 | 4433.5468 | 25.8684 | 3968.6475 | 439.0308 | 4435.0168 | 0 | 0 | 4435.0168 | 4.196e-07%
2028 | 283 | 283-55R | Tier-3 | Tier-3---9 | 5--5 | 109 | 10 | 5299.6344 | 98.55% | 1.37% | 0.07601% | 138.9611 | 0 | 0 | 138.9611 | 0 | 120.6273 | 1.0156 | 118.7702 | 120.6273 | 1.0156 | 118.7702 | 141.0147 | 1.1873 | 118.7702 | 2.622% | 0.20157 | 0.19621 | 26291.5727 | 1578.5747 | 367.1447 | 24345.8532 | 26301.9611 | 0 | 0 | 26301.9611 | 0.004582%
2028 | 283 | 283-71F | Tier-3 | Tier-3---13 | 5--4 | 127 | 14 | 2013.5901 | 87.8% | 12.03% | 0.1689% | 56.5187 | 0 | 0 | 56.5187 | 0 | 49.062 | 1.4219 | 34.5047 | 49.062 | 1.4219 | 34.5047 | 57.354 | 1.6622 | 34.5047 | 2.807% | 0.19011 | 0.18404 | 10591.4545 | 557.9915 | 1165.201 | 8868.2619 | 10634.1237 | 0 | 0 | 10634.1237 | 0.001864%
2028 | 288 | 288-149R | Tier-2 | Tier-2---12 | 3--5 | 170 | 7 | 481.2843 | 94.31% | 4.95% | 0.7414% | 5.42 | 0 | 0 | 5.42 | 0 | 4.7049 | 0.71095 | 6.6178 | 4.7049 | 0.71095 | 6.6178 | 5.5001 | 0.8311 | 6.6178 | 1.126% | 0.02124 | 0.020986 | 22659.7646 | 1431.5945 | 1401.7291 | 19826.4409 | 22675.3509 | 0 | 0 | 22675.3509 | 0.0001787%
2028 | 288 | 288-2380F | Tier-2 | Tier-2---12 | 4--5 | 43 | 7 | 550.61 | 92.88% | 6.93% | 0.1872% | 24.1438 | 0 | 0 | 24.1438 | 0 | 20.9584 | 0.71095 | 29.4796 | 20.9584 | 0.71095 | 29.4796 | 24.5006 | 0.8311 | 29.4796 | 4.385% | 0.030344 | 0.028911 | 18145.5978 | 1033.7393 | 1202.5384 | 15909.3201 | 18209.5917 | 0 | 0 | 18209.5917 | 0.0007962%
2028 | 299 | 299-814AE | Tier-1 | Non-HFTD---4 | 2--4 | 100 | 8 | 92.0555 | 97.82% | 0% | 2.183% | 2.0891 | 0 | 0 | 2.0891 | 0 | 1.8134 | 0.81251 | 2.2319 | 1.8134 | 0.81251 | 2.2319 | 2.1199 | 0.94983 | 2.2319 | 2.269% | 0.0089936 | 0.0087849 | 10235.6661 | 1146.6554 | 335.1934 | 8753.8173 | 10240.973 | 0 | 0 | 10240.973 | 6.889e-05%
2028 | 300 | 300-483F | Tier-2 | Tier-2---12 | 3--5 | 69 | 1 | 458.7821 | 99.48% | 0% | 0.5194% | 1.9182 | 0 | 0 | 1.9182 | 0 | 1.6651 | 0.10156 | 16.3949 | 1.6651 | 0.10156 | 16.3949 | 1.9465 | 0.11873 | 16.3949 | 0.4181% | 0.018397 | 0.01832 | 24937.8732 | 2129.049 | 117.6547 | 22691.1695 | 24938.4198 | 0 | 0 | 24938.4198 | 6.326e-05%
2028 | 300 | 300-484F | Tier-2 | Tier-2---9 | 4--5 | 250 | 4 | 754.1323 | 92.41% | 6.882% | 0.7076% | 3.2336 | 0 | 0 | 3.2336 | 0 | 2.807 | 0.40625 | 6.9094 | 2.807 | 0.40625 | 6.9094 | 3.2814 | 0.47492 | 6.9094 | 0.4288% | 0.039922 | 0.039737 | 18890.1433 | 1189.4361 | 2104.6022 | 15596.105 | 18896.8264 | 0 | 0 | 18896.8264 | 0.0001066%
2028 | 305 | 305-32R | Tier-1 | Non-HFTD---1 | 4--5 | 233 | 6 | 4233.8665 | 96.93% | 2.943% | 0.1312% | 30.6456 | 0 | 0 | 30.6456 | 0 | 26.6024 | 0.60938 | 43.6548 | 26.6024 | 0.60938 | 43.6548 | 31.0985 | 0.71237 | 43.6548 | 0.7238% | 0.080233 | 0.079634 | 52769.5087 | 2921.293 | 1458.8232 | 48389.3925 | 52781.7156 | 0 | 0 | 52781.7156 | 0.001011%
2028 | 305 | 305-35R | Tier-1 | Non-HFTD---1 | 4--5 | 152 | 2 | 2371.786 | 97.71% | 2.108% | 0.1806% | 8.8431 | 0 | 0 | 8.8431 | 0 | 7.6764 | 0.20313 | 37.7911 | 7.6764 | 0.20313 | 37.7911 | 8.9738 | 0.23746 | 37.7911 | 0.3728% | 0.074138 | 0.073855 | 31991.6747 | 1849.4141 | 691.0753 | 29451.1853 | 31994.479 | 0 | 0 | 31994.479 | 0.0002916%
2028 | 307 | 307-1492R | Tier-2 | Tier-2---9 | 4--4 | 39 | 3 | 744.3133 | 92.56% | 7.329% | 0.1099% | 15.3688 | 0 | 0 | 15.3688 | 0 | 13.3411 | 0.30469 | 43.7856 | 13.3411 | 0.30469 | 43.7856 | 15.5959 | 0.35619 | 43.7856 | 2.065% | 0.057115 | 0.055841 | 13031.835 | 679.2999 | 892.2216 | 11460.3136 | 13053.9543 | 0 | 0 | 13053.9543 | 0.0005068%
2028 | 307 | 307-1538F | Tier-2 | Tier-2---7 | 5--5 | 53 | 5 | 2407.2332 | 91.07% | 8.863% | 0.06623% | 59.9776 | 0 | 0 | 59.9776 | 0 | 52.0645 | 0.50782 | 102.5258 | 52.0645 | 0.50782 | 102.5258 | 60.864 | 0.59365 | 102.5258 | 2.492% | 0.10098 | 0.098216 | 23839.1374 | 1161.7116 | 1913.71 | 20763.7158 | 23899.0123 | 0 | 0 | 23899.0123 | 0.001978%
2028 | 307 | 307-1684R | Tier-1 | Non-HFTD---1 | 4--5 | 98 | 2 | 2117.8574 | 97.53% | 2.33% | 0.1416% | 12.2245 | 0 | 0 | 12.2245 | 0 | 10.6117 | 0.20313 | 52.2415 | 10.6117 | 0.20313 | 52.2415 | 12.4052 | 0.23746 | 52.2415 | 0.5772% | 0.067442 | 0.067043 | 31402.4615 | 1727.7441 | 715.8916 | 28958.8258 | 31407.0817 | 0 | 0 | 31407.0817 | 0.0004031%
2028 | 307 | 307-234R | Tier-2 | Tier-2---4 | 5--5 | 109 | 2 | 4762.848 | 95.55% | 4.384% | 0.07015% | 24.2147 | 0 | 0 | 24.2147 | 0 | 21.02 | 0.20313 | 103.4817 | 21.02 | 0.20313 | 103.4817 | 24.5726 | 0.23746 | 103.4817 | 0.5084% | 0.11001 | 0.10942 | 43295.9421 | 2235.6738 | 1794.1526 | 39266.1157 | 43306.2588 | 0 | 0 | 43306.2588 | 0.0007985%
2028 | 308 | 308-563AE | Tier-2 | Tier-2---18 | 4--3 | 39 | 2 | 95.5263 | 19.37% | 79.9% | 0.729% | 0.27524 | 0 | 0 | 0.27524 | 0 | 0.23893 | 0.20313 | 1.1762 | 0.23893 | 0.20313 | 1.1762 | 0.27931 | 0.23746 | 1.1762 | 0.2881% | 0.03316 | 0.032666 | 2880.805 | 81.2813 | 2130.9308 | 668.5929 | 2915.8687 | 0 | 0 | 2915.8687 | 9.076e-06%
2028 | 311 | 311-1199 | Tier-2 | Tier-2---20 | 3--2 | 15 | 1 | 15.6056 | 49.38% | 48.09% | 2.529% | 0.14899 | 0 | 0 | 0.14899 | 0 | 0.12934 | 0.10156 | 1.2734 | 0.12934 | 0.10156 | 1.2734 | 0.1512 | 0.11873 | 1.2734 | 0.9547% | 0.018336 | 0.017981 | 851.1013 | 34.5086 | 499.3326 | 317.2601 | 859.5943 | 0 | 0 | 859.5943 | 4.913e-06%
2028 | 311 | 311-43 | Tier-2 | Tier-2---15 | 3--4 | 195 | 7 | 159.8581 | 2.339% | 95.81% | 1.853% | 0.038925 | 0 | 0 | 0.038925 | 0 | 0.033789 | 0.71095 | 0.047527 | 0.033789 | 0.71095 | 0.047527 | 0.0395 | 0.8311 | 0.047527 | 0.02435% | 0.027937 | 0.027646 | 5722.0498 | 11.5831 | 5135.5481 | 574.9186 | 5780.8365 | 0 | 0 | 5780.8365 | 1.284e-06%
2028 | 312 | 312-14F | Tier-2 | Tier-2---14 | 3--4 | 53 | 2 | 202.1236 | 0.1514% | 99.59% | 0.26% | 0.0033478 | 0 | 0 | 0.0033478 | 0 | 0.0029061 | 0.20313 | 0.014307 | 0.0029061 | 0.20313 | 0.014307 | 0.0033973 | 0.23746 | 0.014307 | 0.001656% | 0.018868 | 0.018662 | 10712.5091 | 14.4007 | 9656.8656 | 1041.2427 | 10830.858 | 0 | 0 | 10830.858 | 1.104e-07%
2028 | 315 | 315-485AE | Tier-2 | Tier-2---14 | 2--5 | 39 | 4 | 209.8559 | 99.5% | 0% | 0.498% | 6.2108 | 0 | 0 | 6.2108 | 0 | 5.3914 | 0.40625 | 13.2709 | 5.3914 | 0.40625 | 13.2709 | 6.3026 | 0.47492 | 13.2709 | 2.96% | 0.00637 | 0.0061805 | 32944.4153 | 9136.3077 | 189.8424 | 23618.2652 | 32949.4447 | 0 | 0 | 32949.4447 | 0.0002048%
2028 | 334 | 334-21 | Tier-1 | Non-HFTD---2 | 5--3 | 183 | 1 | 378.2145 | 89.09% | 9.517% | 1.396% | 0.53395 | 0 | 0 | 0.53395 | 0 | 0.46351 | 0.10156 | 4.5637 | 0.46351 | 0.10156 | 4.5637 | 0.54184 | 0.11873 | 4.5637 | 0.1412% | 0.11474 | 0.11456 | 3296.3029 | 279.1844 | 305.5073 | 2711.6112 | 3296.8738 | 0 | 0 | 3296.8738 | 1.761e-05%
2028 | 350 | 350-2182R | Tier-2 | Tier-2---13 | 4--3 | 15 | 1 | 302.428 | 99.27% | 0.6612% | 0.06922% | 5.8042 | 0 | 0 | 5.8042 | 0 | 5.0385 | 0.10156 | 49.6089 | 5.0385 | 0.10156 | 49.6089 | 5.89 | 0.11873 | 49.6089 | 1.919% | 0.068991 | 0.067657 | 4383.5865 | 235.806 | 28.4753 | 4119.3053 | 4384.2177 | 0 | 0 | 4384.2177 | 0.0001914%
2028 | 350 | 350-2188R | Tier-2 | Tier-2---5 | 5--5 | 565 | 54 | 3602.0119 | 95.48% | 4.084% | 0.4314% | 95.3284 | 0 | 0 | 95.3284 | 0 | 82.7513 | 5.4844 | 15.0884 | 82.7513 | 5.4844 | 15.0884 | 96.7372 | 6.4114 | 15.0884 | 2.647% | 0.15121 | 0.14702 | 23821.2544 | 1424.0323 | 987.3799 | 21409.8422 | 23851.9165 | 0 | 0 | 23851.9165 | 0.003144%
2028 | 350 | 350-2192R | Tier-2 | Tier-2---2 | 5--5 | 826 | 89 | 13871.6222 | 98.14% | 1.698% | 0.1643% | 425.3725 | 0 | 0 | 425.3725 | 0 | 369.251 | 9.0392 | 40.8501 | 369.251 | 9.0392 | 40.8501 | 431.6587 | 10.5669 | 40.8501 | 3.066% | 0.18928 | 0.18336 | 73287.5708 | 4711.7972 | 1323.9814 | 67251.7922 | 73331.6025 | 0 | 0 | 73331.6025 | 0.01403%
2028 | 350 | 350-2196R | Tier-2 | Tier-2---5 | 5--5 | 807 | 70 | 5570.6857 | 96.99% | 2.589% | 0.4237% | 135.9087 | 0 | 0 | 135.9087 | 0 | 117.9776 | 7.1095 | 16.5945 | 117.9776 | 7.1095 | 16.5945 | 137.9172 | 8.311 | 16.5945 | 2.44% | 0.19915 | 0.19414 | 27972.7323 | 1828.1512 | 784.4184 | 25360.1626 | 27994.476 | 0 | 0 | 27994.476 | 0.004482%
2028 | 350 | 350-2201R | Tier-3 | Tier-3---4 | 5--5 | 361 | 47 | 13521.7454 | 99.28% | 0.6466% | 0.06915% | 506.8762 | 0 | 0 | 506.8762 | 0 | 440.0016 | 4.7735 | 92.1761 | 440.0016 | 4.7735 | 92.1761 | 514.3669 | 5.5803 | 92.1761 | 3.749% | 0.1241 | 0.11942 | 108955.4795 | 7800.4897 | 724.3656 | 100430.6241 | 108986.0774 | 0 | 0 | 108986.0774 | 0.01671%
2028 | 350 | 350-41R | Tier-2 | Tier-2---3 | 5--5 | 475 | 36 | 11201.3889 | 98.88% | 1.023% | 0.1021% | 243.4257 | 0 | 0 | 243.4257 | 0 | 211.3094 | 3.6563 | 57.7934 | 211.3094 | 3.6563 | 57.7934 | 247.0231 | 4.2742 | 57.7934 | 2.173% | 0.12896 | 0.12613 | 86857.3847 | 6899.4834 | 1125.7731 | 78832.1281 | 86879.3386 | 0 | 0 | 86879.3386 | 0.008027%
2028 | 351 | 351-819R | Tier-2 | Tier-2---1 | 5--5 | 341 | 29 | 23517.4276 | 99.25% | 0.716% | 0.03401% | 575.6545 | 0 | 0 | 575.6545 | 0 | 499.7056 | 2.9453 | 169.6594 | 499.7056 | 2.9453 | 169.6594 | 584.1616 | 3.4431 | 169.6594 | 2.448% | 0.14376 | 0.14021 | 163589.7091 | 16623.6975 | 1146.1775 | 145819.834 | 163620.734 | 0 | 0 | 163620.734 | 0.01898%
2028 | 351 | 351-871R | Tier-3 | Tier-3---6 | 5--5 | 110 | 18 | 9144.3124 | 99.73% | 0.2371% | 0.03256% | 432.769 | 0 | 0 | 432.769 | 0 | 375.6717 | 1.8281 | 205.4934 | 375.6717 | 1.8281 | 205.4934 | 439.1645 | 2.1371 | 205.4934 | 4.733% | 0.11468 | 0.10924 | 79737.0821 | 3947.9048 | 194.739 | 75594.4383 | 79747.7941 | 0 | 0 | 79747.7941 | 0.01427%
2028 | 352 | 352-27R | Tier-3 | Tier-3---2 | 5--5 | 359 | 35 | 18614.1823 | 99.36% | 0.5928% | 0.04664% | 522.913 | 0 | 0 | 522.913 | 0 | 453.9226 | 3.5547 | 127.6955 | 453.9226 | 3.5547 | 127.6955 | 530.6406 | 4.1555 | 127.6955 | 2.809% | 0.11814 | 0.1148 | 157566.7738 | 12769.0481 | 931.5035 | 143866.2223 | 157596.0907 | 0 | 0 | 157596.0907 | 0.01724%
2028 | 353 | 353-1429R | Tier-2 | Tier-2---6 | 5--5 | 204 | 38 | 9221.8022 | 97.49% | 2.457% | 0.05523% | 485.6436 | 0 | 0 | 485.6436 | 0 | 421.5703 | 3.8594 | 109.2316 | 421.5703 | 3.8594 | 109.2316 | 492.8205 | 4.5117 | 109.2316 | 5.266% | 0.12141 | 0.11485 | 75954.4937 | 7030.6458 | 1796.1724 | 67127.6756 | 76063.4546 | 0 | 0 | 76063.4546 | 0.01601%
2028 | 353 | 353-593F | Tier-2 | Tier-2---7 | 5--5 | 56 | 1 | 2519.0591 | 99.18% | 0.76% | 0.05848% | 12.9383 | 0 | 0 | 12.9383 | 0 | 11.2313 | 0.10156 | 110.5842 | 11.2313 | 0.10156 | 110.5842 | 13.1296 | 0.11873 | 110.5842 | 0.5136% | 0.10537 | 0.10483 | 23906.1611 | 1223.3222 | 175.0584 | 22507.7804 | 23907.1797 | 0 | 0 | 23907.1797 | 0.0004267%
2028 | 353 | 353-594F | Tier-2 | Tier-2---7 | 5--5 | 25 | 1 | 2215.6498 | 99.93% | 0.02983% | 0.0378% | 25.6842 | 0 | 0 | 25.6842 | 0 | 22.2955 | 0.10156 | 219.5227 | 22.2955 | 0.10156 | 219.5227 | 26.0637 | 0.11873 | 219.5227 | 1.159% | 0.10216 | 0.10097 | 21688.8427 | 1103.6586 | 13.4163 | 20571.7678 | 21689.0148 | 0 | 0 | 21689.0148 | 0.000847%
2028 | 353 | 353-901F | Tier-2 | Tier-2---4 | 5--5 | 82 | 2 | 4555.6189 | 94.3% | 5.656% | 0.04182% | 30.3867 | 0 | 0 | 30.3867 | 0 | 26.3776 | 0.20313 | 129.8576 | 26.3776 | 0.20313 | 129.8576 | 30.8357 | 0.23746 | 129.8576 | 0.667% | 0.10618 | 0.10543 | 42903.6289 | 2997.2951 | 2229.1196 | 37677.2142 | 42921.0429 | 0 | 0 | 42921.0429 | 0.001002%
2028 | 353 | 353-904R | Tier-2 | Tier-2---3 | 5--5 | 181 | 33 | 13534.4067 | 99.43% | 0.528% | 0.03951% | 711.5428 | 0 | 0 | 711.5428 | 0 | 617.6656 | 3.3516 | 184.2898 | 617.6656 | 3.3516 | 184.2898 | 722.0581 | 3.9181 | 184.2898 | 5.257% | 0.12577 | 0.11912 | 107611.5054 | 6762.2295 | 951.3386 | 99897.9374 | 107645.5957 | 0 | 0 | 107645.5957 | 0.02346%
2028 | 354 | 354-1706R | Tier-2 | Tier-2---1 | 5--5 | 481 | 61 | 20510.2592 | 99.17% | 0.7728% | 0.06052% | 748.0313 | 0 | 0 | 748.0313 | 0 | 649.3399 | 6.1954 | 104.8103 | 649.3399 | 6.1954 | 104.8103 | 759.0858 | 7.2425 | 104.8103 | 3.647% | 0.13939 | 0.13426 | 147143.8192 | 11695.5249 | 1352.7634 | 134095.5309 | 147190.6356 | 0 | 0 | 147190.6356 | 0.02467%
2028 | 354 | 354-24AE | Tier-2 | Tier-2---4 | 4--5 | 89 | 4 | 3653.654 | 88.54% | 11.39% | 0.07412% | 42.1613 | 0 | 0 | 42.1613 | 0 | 36.5988 | 0.40625 | 90.0883 | 36.5988 | 0.40625 | 90.0883 | 42.7844 | 0.47492 | 90.0883 | 1.154% | 0.080555 | 0.079505 | 45356.2427 | 2136.2059 | 4816.4156 | 38403.6212 | 45424.9094 | 0 | 0 | 45424.9094 | 0.00139%
2028 | 355 | 355-41R | Tier-2 | Tier-2---6 | 4--5 | 226 | 15 | 7500.5861 | 98.5% | 1.439% | 0.05987% | 142.2053 | 0 | 0 | 142.2053 | 0 | 123.4435 | 1.5235 | 81.0287 | 123.4435 | 1.5235 | 81.0287 | 144.3068 | 1.7809 | 81.0287 | 1.896% | 0.092253 | 0.090478 | 81304.346 | 4273.0126 | 1113.8309 | 75917.5024 | 81328.2679 | 0 | 0 | 81328.2679 | 0.004689%
2028 | 356 | 356-16R | Tier-2 | Tier-2---4 | 4--5 | 216 | 8 | 5437.4375 | 98.14% | 1.781% | 0.0775% | 57.3166 | 0 | 0 | 57.3166 | 0 | 49.7545 | 0.81251 | 61.2357 | 49.7545 | 0.81251 | 61.2357 | 58.1636 | 0.94983 | 61.2357 | 1.054% | 0.090754 | 0.089779 | 59914.026 | 4577.5093 | 1354.7623 | 53981.7544 | 59926.1168 | 0 | 0 | 59926.1168 | 0.00189%
2028 | 356 | 356-19R | Tier-3 | Tier-3---8 | 5--5 | 736 | 44 | 16012.7864 | 97.76% | 2.145% | 0.09187% | 271.4024 | 0 | 0 | 271.4024 | 0 | 235.595 | 4.4688 | 52.72 | 235.595 | 4.4688 | 52.72 | 275.4132 | 5.2241 | 52.72 | 1.695% | 0.16775 | 0.16485 | 95453.8626 | 6567.3724 | 2023.3951 | 86863.0951 | 95491.5377 | 0 | 0 | 95491.5377 | 0.00895%
2028 | 356 | 356-30AE | Tier-3 | Tier-3---6 | 5--5 | 730 | 41 | 9294.6751 | 95.41% | 4.438% | 0.1505% | 144.4424 | 0 | 0 | 144.4424 | 0 | 125.3854 | 4.1641 | 30.111 | 125.3854 | 4.1641 | 30.111 | 146.577 | 4.8679 | 30.111 | 1.554% | 0.14106 | 0.13876 | 65892.3901 | 4765.339 | 2823.4514 | 58303.5997 | 65942.4488 | 0 | 0 | 65942.4488 | 0.004763%
2028 | 357 | 357-1299R | Tier-3 | Tier-3---9 | 5--5 | 48 | 1 | 5098.7328 | 99.68% | 0.2892% | 0.03002% | 30.7065 | 0 | 0 | 30.7065 | 0 | 26.6553 | 0.10156 | 262.4488 | 26.6553 | 0.10156 | 262.4488 | 31.1603 | 0.11873 | 262.4488 | 0.6022% | 0.2409 | 0.23945 | 21164.9633 | 1447.3151 | 61.817 | 19655.8313 | 21165.374 | 0 | 0 | 21165.374 | 0.001013%
2028 | 357 | 357-2047F | Tier-2 | Tier-2---10 | 5--4 | 17 | 4 | 878.9304 | 95.49% | 4.482% | 0.03213% | 57.2665 | 0 | 0 | 57.2665 | 0 | 49.7111 | 0.40625 | 122.3643 | 49.7111 | 0.40625 | 122.3643 | 58.1128 | 0.47492 | 122.3643 | 6.515% | 0.14128 | 0.13164 | 6221.0361 | 308.2981 | 257.2191 | 5655.5189 | 6241.6037 | 0 | 0 | 6241.6037 | 0.001888%
2028 | 357 | 357-2049F | Tier-3 | Tier-3---8 | 5--5 | 271 | 29 | 16869.708 | 98.79% | 1.184% | 0.02933% | 517.168 | 0 | 0 | 517.168 | 0 | 448.9355 | 2.9453 | 152.422 | 448.9355 | 2.9453 | 152.422 | 524.8107 | 3.4431 | 152.422 | 3.066% | 0.18286 | 0.17719 | 92253.2607 | 6177.0068 | 1029.1992 | 85047.0547 | 92289.1165 | 0 | 0 | 92289.1165 | 0.01705%
2028 | 357 | 357-45R | Tier-3 | Tier-3---8 | 5--5 | 363 | 20 | 17696.7525 | 97.47% | 2.478% | 0.04808% | 275.6162 | 0 | 0 | 275.6162 | 0 | 239.2528 | 2.0313 | 117.7847 | 239.2528 | 2.0313 | 117.7847 | 279.6893 | 2.3746 | 117.7847 | 1.557% | 0.18538 | 0.18242 | 95462.1405 | 7644.6992 | 2293.6368 | 85523.8045 | 95501.2913 | 0 | 0 | 95501.2913 | 0.009089%
2028 | 357 | 357-50R | Tier-3 | Tier-3---4 | 5--5 | 383 | 29 | 10432.4887 | 97.04% | 2.884% | 0.07824% | 222.294 | 0 | 0 | 222.294 | 0 | 192.9657 | 2.9453 | 65.5155 | 192.9657 | 2.9453 | 65.5155 | 225.5791 | 3.4431 | 65.5155 | 2.131% | 0.14913 | 0.14585 | 69957.1689 | 5112.9004 | 1923.9041 | 62920.3645 | 70003.6883 | 0 | 0 | 70003.6883 | 0.00733%
2028 | 357 | 357-750R | Tier-2 | Tier-2---2 | 5--5 | 272 | 31 | 11757.6254 | 97.81% | 2.143% | 0.05143% | 380.0803 | 0 | 0 | 380.0803 | 0 | 329.9345 | 3.1485 | 104.7919 | 329.9345 | 3.1485 | 104.7919 | 385.6971 | 3.6806 | 104.7919 | 3.233% | 0.171 | 0.16535 | 68756.8371 | 5466.8496 | 1394.351 | 61895.6365 | 68808.4033 | 0 | 0 | 68808.4033 | 0.01253%
2028 | 358 | 358-682F | Tier-3 | Tier-3---3 | 5--5 | 344 | 15 | 37602.1184 | 98.59% | 1.386% | 0.02088% | 468.8018 | 0 | 0 | 468.8018 | 0 | 406.9505 | 1.5235 | 267.1235 | 406.9505 | 1.5235 | 267.1235 | 475.7298 | 1.7809 | 267.1235 | 1.247% | 0.54241 | 0.53556 | 69323.599 | 4080.8113 | 883.9511 | 64358.8366 | 69336.0909 | 0 | 0 | 69336.0909 | 0.01546%
2028 | 362 | 362-47F | Tier-1 | Non-HFTD---3 | 4--3 | 650 | 34 | 174.2726 | 36.5% | 57.41% | 6.096% | 0.96483 | 0 | 0 | 0.96483 | 0 | 0.83753 | 3.4532 | 0.24254 | 0.83753 | 3.4532 | 0.24254 | 0.97909 | 4.0368 | 0.24254 | 0.5536% | 0.049116 | 0.048371 | 3548.1987 | 203.3248 | 2278.4991 | 1066.3747 | 3582.9046 | 0 | 0 | 3582.9046 | 3.182e-05%
2028 | 393 | 393-14R | Tier-2 | Tier-2---10 | 5--4 | 76 | 2 | 924.8041 | 18.79% | 81.02% | 0.1888% | 1.326 | 0 | 0 | 1.326 | 0 | 1.151 | 0.20313 | 5.6665 | 1.151 | 0.20313 | 5.6665 | 1.3456 | 0.23746 | 5.6665 | 0.1434% | 0.10079 | 0.10002 | 9175.2809 | 282.2453 | 6855.7873 | 2037.2483 | 9232.5848 | 0 | 0 | 9232.5848 | 4.373e-05%
2028 | 396 | 396-699R | Tier-2 | Tier-2---5 | 5--5 | 748 | 84 | 3136.9517 | 88.18% | 11.4% | 0.4202% | 90.0857 | 0 | 0 | 90.0857 | 0 | 78.2002 | 8.5313 | 9.1662 | 78.2002 | 8.5313 | 9.1662 | 91.4169 | 9.9732 | 9.1662 | 2.872% | 0.15664 | 0.15154 | 20026.8881 | 1646.7402 | 2215.8438 | 16164.3042 | 20106.572 | 0 | 0 | 20106.572 | 0.002971%
2028 | 411 | 411-1873R | Tier-2 | Tier-2---7 | 4--5 | 342 | 29 | 1857.5393 | 97.83% | 1.797% | 0.3696% | 44.6885 | 0 | 0 | 44.6885 | 0 | 38.7926 | 2.9453 | 13.1708 | 38.7926 | 2.9453 | 13.1708 | 45.3489 | 3.4431 | 13.1708 | 2.406% | 0.04682 | 0.045669 | 39673.886 | 2968.3717 | 1138.6008 | 35566.9135 | 39695.554 | 0 | 0 | 39695.554 | 0.001474%
2028 | 411 | 411-30R | Tier-3 | Tier-3---6 | 5--5 | 856 | 79 | 6370.0414 | 98.47% | 1.262% | 0.272% | 167.8724 | 0 | 0 | 167.8724 | 0 | 145.7242 | 8.0235 | 18.1621 | 145.7242 | 8.0235 | 18.1621 | 170.3533 | 9.3796 | 18.1621 | 2.635% | 0.10309 | 0.10033 | 61789.3921 | 5810.5604 | 997.631 | 54981.2006 | 61815.4599 | 0 | 0 | 61815.4599 | 0.005536%
2028 | 411 | 411-47R | Tier-2 | Tier-2---9 | 4--5 | 459 | 3 | 1350.4062 | 95.97% | 3.342% | 0.6845% | 2.4565 | 0 | 0 | 2.4565 | 0 | 2.1324 | 0.30469 | 6.9987 | 2.1324 | 0.30469 | 6.9987 | 2.4928 | 0.35619 | 6.9987 | 0.1819% | 0.063274 | 0.063154 | 21342.1296 | 2028.2504 | 1280.5502 | 18033.3289 | 21343.7613 | 0 | 0 | 21343.7613 | 8.101e-05%
2028 | 441 | 441-23R | Tier-3 | Tier-3---11 | 5--4 | 84 | 5 | 3518.0204 | 97.45% | 2.468% | 0.07959% | 59.1808 | 0 | 0 | 59.1808 | 0 | 51.3728 | 0.50782 | 101.1638 | 51.3728 | 0.50782 | 101.1638 | 60.0554 | 0.59365 | 101.1638 | 1.682% | 0.54783 | 0.53837 | 6421.7327 | 319.9827 | 139.6282 | 5962.1218 | 6424.606 | 0 | 0 | 6424.606 | 0.001952%
2028 | 441 | 441-279R | Tier-3 | Tier-3---18 | 5--2 | 48 | 1 | 582.1633 | 91.34% | 8.391% | 0.2732% | 3.2125 | 0 | 0 | 3.2125 | 0 | 2.7886 | 0.10156 | 27.4571 | 2.7886 | 0.10156 | 27.4571 | 3.26 | 0.11873 | 27.4571 | 0.5518% | 0.53527 | 0.53204 | 1087.6056 | 48.7403 | 75.2423 | 963.623 | 1088.1784 | 0 | 0 | 1088.1784 | 0.0001059%
2028 | 441 | 441-27R | Tier-3 | Tier-3---9 | 5--4 | 133 | 4 | 4750.1268 | 98% | 1.916% | 0.08125% | 40.6021 | 0 | 0 | 40.6021 | 0 | 35.2453 | 0.40625 | 86.7567 | 35.2453 | 0.40625 | 86.7567 | 41.2021 | 0.47492 | 86.7567 | 0.8548% | 0.55752 | 0.55266 | 8520.0828 | 441.9883 | 150.5633 | 7927.5312 | 8521.5802 | 0 | 0 | 8521.5802 | 0.001339%
2028 | 441 | 441-30R | Tier-3 | Tier-3---9 | 5--4 | 101 | 16 | 5348.8774 | 98.57% | 1.364% | 0.06326% | 242.2226 | 0 | 0 | 242.2226 | 0 | 210.265 | 1.625 | 129.3924 | 210.265 | 1.625 | 129.3924 | 245.8022 | 1.8997 | 129.3924 | 4.528% | 0.55519 | 0.52969 | 9634.2631 | 496.8631 | 123.5008 | 9013.8993 | 9640.8859 | 0 | 0 | 9640.8859 | 0.007988%
2028 | 442 | 442-16R | Tier-3 | Tier-3---14 | 5--3 | 201 | 10 | 1834.9376 | 96.09% | 3.534% | 0.3793% | 25.4383 | 0 | 0 | 25.4383 | 0 | 22.0821 | 1.0156 | 21.7421 | 22.0821 | 1.0156 | 21.7421 | 25.8142 | 1.1873 | 21.7421 | 1.386% | 0.45792 | 0.45131 | 4007.1227 | 182.139 | 134.5225 | 3690.4612 | 4009.4181 | 0 | 0 | 4009.4181 | 0.0008389%
2028 | 442 | 442-509R | Tier-3 | Tier-3---15 | 5--3 | 145 | 3 | 852.9261 | 84.92% | 14.72% | 0.3553% | 4.3461 | 0 | 0 | 4.3461 | 0 | 3.7727 | 0.30469 | 12.382 | 3.7727 | 0.30469 | 12.382 | 4.4103 | 0.35619 | 12.382 | 0.5095% | 0.36954 | 0.36733 | 2308.0588 | 110.4832 | 313.3685 | 1884.2071 | 2310.1591 | 0 | 0 | 2310.1591 | 0.0001433%
2028 | 442 | 442-525 | Tier-3 | Tier-3---18 | 5--2 | 144 | 4 | 526.1263 | 57.95% | 41.57% | 0.4783% | 2.4562 | 0 | 0 | 2.4562 | 0 | 2.1321 | 0.40625 | 5.2482 | 2.1321 | 0.40625 | 5.2482 | 2.4925 | 0.47492 | 5.2482 | 0.4668% | 0.36155 | 0.35864 | 1455.1925 | 55.7076 | 549.0709 | 850.414 | 1460.1615 | 0 | 0 | 1460.1615 | 8.1e-05%
2028 | 442 | 442-728R | Tier-3 | Tier-3---5 | 5--5 | 763 | 12 | 11572.221 | 88.48% | 11.4% | 0.1243% | 46.698 | 0 | 0 | 46.698 | 0 | 40.5369 | 1.2188 | 33.2607 | 40.5369 | 1.2188 | 33.2607 | 47.3881 | 1.4247 | 33.2607 | 0.4035% | 0.35802 | 0.35639 | 32323.0144 | 2289.7277 | 3409.1909 | 26624.0958 | 32340.0809 | 0 | 0 | 32340.0809 | 0.00154%
2028 | 442 | 442-758F | Tier-3 | Tier-3---18 | 5--2 | 25 | 1 | 549.9829 | 98.93% | 0.9134% | 0.161% | 6.3113 | 0 | 0 | 6.3113 | 0 | 5.4786 | 0.10156 | 53.9424 | 5.4786 | 0.10156 | 53.9424 | 6.4045 | 0.11873 | 53.9424 | 1.148% | 0.35119 | 0.34711 | 1566.0749 | 78.3252 | 13.6628 | 1474.0869 | 1566.2724 | 0 | 0 | 1566.2724 | 0.0002081%
2028 | 442 | 442-764R | Tier-3 | Tier-3---18 | 5--2 | 74 | 1 | 474.7376 | 91.31% | 8.325% | 0.3651% | 1.6988 | 0 | 0 | 1.6988 | 0 | 1.4747 | 0.10156 | 14.5195 | 1.4747 | 0.10156 | 14.5195 | 1.7239 | 0.11873 | 14.5195 | 0.3578% | 0.35448 | 0.35309 | 1339.2423 | 54.097 | 105.5502 | 1179.5951 | 1339.7002 | 0 | 0 | 1339.7002 | 5.602e-05%
2028 | 444 | 444-15R | Tier-2 | Tier-2---13 | 5--3 | 122 | 2 | 333.8465 | 96.62% | 2.31% | 1.072% | 1.5335 | 0 | 0 | 1.5335 | 0 | 1.3311 | 0.20313 | 6.5532 | 1.3311 | 0.20313 | 6.5532 | 1.5561 | 0.23746 | 6.5532 | 0.4593% | 0.14886 | 0.14815 | 2242.6726 | 149.3607 | 69.2136 | 2024.0983 | 2243.035 | 0 | 0 | 2243.035 | 5.057e-05%
2028 | 444 | 444-43R | Tier-2 | Tier-2---5 | 5--5 | 403 | 12 | 3413.8137 | 97.67% | 1.995% | 0.3352% | 28.7922 | 0 | 0 | 28.7922 | 0 | 24.9935 | 1.2188 | 20.5073 | 24.9935 | 1.2188 | 20.5073 | 29.2177 | 1.4247 | 20.5073 | 0.8434% | 0.2124 | 0.21057 | 16072.3576 | 890.1063 | 476.3771 | 14705.8742 | 16075.6194 | 0 | 0 | 16075.6194 | 0.0009495%
2028 | 444 | 444-9R | Tier-2 | Tier-2---11 | 5--3 | 465 | 35 | 571.2373 | 70.71% | 27.93% | 1.361% | 8.8166 | 0 | 0 | 8.8166 | 0 | 7.6533 | 3.5547 | 2.153 | 7.6533 | 3.5547 | 2.153 | 8.9469 | 4.1555 | 2.153 | 1.543% | 0.1488 | 0.14555 | 3839.0169 | 197.4513 | 1077.3117 | 2564.2539 | 3864.1106 | 0 | 0 | 3864.1106 | 0.0002907%
2028 | 445 | 445-1311R | Tier-3 | Tier-3---5 | 5--5 | 337 | 22 | 9632.5907 | 94.96% | 4.965% | 0.07823% | 173.1657 | 0 | 0 | 173.1657 | 0 | 150.3191 | 2.2344 | 67.2749 | 150.3191 | 2.2344 | 67.2749 | 175.7247 | 2.612 | 67.2749 | 1.798% | 0.53792 | 0.52774 | 17907.0399 | 1026.0345 | 824.7437 | 16056.2617 | 17924.4655 | 0 | 0 | 17924.4655 | 0.00571%
2028 | 445 | 445-1325F | Tier-2 | Tier-2---2 | 5--4 | 220 | 23 | 7250.7229 | 96.11% | 3.805% | 0.08959% | 211.267 | 0 | 0 | 211.267 | 0 | 183.3935 | 2.336 | 78.5087 | 183.3935 | 2.336 | 78.5087 | 214.3891 | 2.7308 | 78.5087 | 2.914% | 0.57356 | 0.55617 | 12641.5766 | 694.1782 | 440.7081 | 11506.6903 | 12656.9706 | 0 | 0 | 12656.9706 | 0.006967%
2028 | 445 | 445-17R | Tier-2 | Tier-2---8 | 5--3 | 97 | 16 | 1603.5562 | 88.72% | 11.16% | 0.1231% | 68.0544 | 0 | 0 | 68.0544 | 0 | 59.0756 | 1.625 | 36.3538 | 59.0756 | 1.625 | 36.3538 | 69.0601 | 1.8997 | 36.3538 | 4.244% | 0.53426 | 0.50871 | 3001.4248 | 150.999 | 302.1467 | 2548.279 | 3018.4323 | 0 | 0 | 3018.4323 | 0.002244%
2028 | 445 | 445-18R | Tier-2 | Tier-2---2 | 5--5 | 526 | 117 | 10619.7967 | 95.69% | 4.18% | 0.1317% | 655.498 | 0 | 0 | 655.498 | 0 | 569.015 | 11.8829 | 47.885 | 569.015 | 11.8829 | 47.885 | 665.1851 | 13.8913 | 47.885 | 6.172% | 0.6048 | 0.56578 | 17559.3271 | 969.9837 | 680.7099 | 15908.6335 | 17611.5369 | 0 | 0 | 17611.5369 | 0.02162%
2028 | 445 | 445-19R | Tier-2 | Tier-2---8 | 5--3 | 238 | 5 | 1766.7037 | 84.73% | 14.9% | 0.3714% | 9.1196 | 0 | 0 | 9.1196 | 0 | 7.9164 | 0.50782 | 15.5891 | 7.9164 | 0.50782 | 15.5891 | 9.2544 | 0.59365 | 15.5891 | 0.5162% | 0.56527 | 0.56183 | 3125.4156 | 150.9089 | 429.896 | 2544.6106 | 3128.3416 | 0 | 0 | 3128.3416 | 0.0003007%
2028 | 445 | 445-39R | Tier-2 | Tier-2---5 | 5--4 | 246 | 8 | 3678.5806 | 87.54% | 12.33% | 0.1304% | 30.3699 | 0 | 0 | 30.3699 | 0 | 26.3631 | 0.81251 | 32.4465 | 26.3631 | 0.81251 | 32.4465 | 30.8188 | 0.94983 | 32.4465 | 0.8256% | 0.48997 | 0.48535 | 7507.8253 | 391.1864 | 914.4635 | 6202.1754 | 7516.7311 | 0 | 0 | 7516.7311 | 0.001001%
2028 | 445 | 445-894R | Tier-2 | Tier-2---5 | 5--4 | 587 | 7 | 4421.0024 | 88.12% | 11.51% | 0.3702% | 13.4729 | 0 | 0 | 13.4729 | 0 | 11.6953 | 0.71095 | 16.4504 | 11.6953 | 0.71095 | 16.4504 | 13.672 | 0.8311 | 16.4504 | 0.3047% | 0.63526 | 0.63306 | 6959.394 | 312.553 | 750.3762 | 5896.4648 | 6962.2628 | 0 | 0 | 6962.2628 | 0.0004443%
2028 | 448 | 448-47R | Tier-3 | Tier-3---14 | 5--3 | 184 | 6 | 2612.2711 | 91.91% | 7.885% | 0.2065% | 22.7042 | 0 | 0 | 22.7042 | 0 | 19.7087 | 0.60938 | 32.3422 | 19.7087 | 0.60938 | 32.3422 | 23.0397 | 0.71237 | 32.3422 | 0.8691% | 0.62882 | 0.62287 | 4154.2404 | 216.0426 | 303.0764 | 3635.1215 | 4157.4494 | 0 | 0 | 4157.4494 | 0.0007487%
2028 | 448 | 448-714R | Tier-3 | Tier-3---14 | 5--3 | 314 | 8 | 2119.752 | 55.7% | 43.96% | 0.3458% | 8.7234 | 0 | 0 | 8.7234 | 0 | 7.5724 | 0.81251 | 9.3198 | 7.5724 | 0.81251 | 9.3198 | 8.8523 | 0.94983 | 9.3198 | 0.4115% | 0.46343 | 0.46 | 4574.0639 | 152.3288 | 1823.4456 | 2598.2895 | 4589.1475 | 0 | 0 | 4589.1475 | 0.0002877%
2028 | 448 | 448-724R | Tier-3 | Tier-3---18 | 5--2 | 202 | 10 | 520.639 | 76.18% | 22.78% | 1.038% | 5.6944 | 0 | 0 | 5.6944 | 0 | 4.9431 | 1.0156 | 4.867 | 4.9431 | 1.0156 | 4.867 | 5.7786 | 1.1873 | 4.867 | 1.094% | 0.55035 | 0.54245 | 946.0153 | 35.8531 | 201.7143 | 708.4479 | 949.2969 | 0 | 0 | 949.2969 | 0.0001878%
2028 | 448 | 448-735R | Tier-3 | Tier-3---18 | 5--2 | 170 | 1 | 630.7627 | 79.12% | 20.09% | 0.7869% | 0.85136 | 0 | 0 | 0.85136 | 0 | 0.73904 | 0.10156 | 7.2766 | 0.73904 | 0.10156 | 7.2766 | 0.86394 | 0.11873 | 7.2766 | 0.135% | 0.54202 | 0.54109 | 1163.7353 | 53.8869 | 215.9361 | 893.9122 | 1164.1504 | 0 | 0 | 1164.1504 | 2.807e-05%
2028 | 448 | 448-744R | Tier-3 | Tier-3---7 | 5--5 | 717 | 16 | 9104.5616 | 91.68% | 8.126% | 0.1928% | 54.0181 | 0 | 0 | 54.0181 | 0 | 46.8913 | 1.625 | 28.8558 | 46.8913 | 1.625 | 28.8558 | 54.8164 | 1.8997 | 28.8558 | 0.5933% | 0.49442 | 0.49122 | 18414.705 | 980.4625 | 1393.5793 | 16040.6633 | 18424.6827 | 0 | 0 | 18424.6827 | 0.001781%
2028 | 448 | 448-9R | Tier-3 | Tier-3---9 | 5--4 | 413 | 6 | 5644.8109 | 93.43% | 6.384% | 0.1906% | 22.2184 | 0 | 0 | 22.2184 | 0 | 19.287 | 0.60938 | 31.6502 | 19.287 | 0.60938 | 31.6502 | 22.5468 | 0.71237 | 31.6502 | 0.3936% | 0.54394 | 0.54165 | 10377.639 | 550.4893 | 645.7623 | 9181.3873 | 10380.5257 | 0 | 0 | 10380.5257 | 0.0007327%
2028 | 449 | 449-13R | Tier-3 | Tier-3---7 | 5--5 | 557 | 51 | 6729.9647 | 90.49% | 9.346% | 0.1629% | 161.7082 | 0 | 0 | 161.7082 | 0 | 140.3733 | 5.1797 | 27.1004 | 140.3733 | 5.1797 | 27.1004 | 164.098 | 6.0552 | 27.1004 | 2.403% | 0.28234 | 0.27484 | 23836.2998 | 1408.7102 | 2080.9099 | 20346.6798 | 23898.125 | 0 | 0 | 23898.125 | 0.005333%
2028 | 449 | 449-16R | Tier-3 | Tier-3---15 | 5--4 | 72 | 5 | 1495.5065 | 96.97% | 2.927% | 0.1006% | 29.2059 | 0 | 0 | 29.2059 | 0 | 25.3527 | 0.50782 | 49.9247 | 25.3527 | 0.50782 | 49.9247 | 29.6376 | 0.59365 | 49.9247 | 1.953% | 0.23738 | 0.2326 | 6300.0313 | 365.3232 | 174.7966 | 5759.9115 | 6303.9517 | 0 | 0 | 6303.9517 | 0.0009631%
2028 | 449 | 449-683 | Tier-3 | Tier-3---18 | 5--3 | 26 | 6 | 625.3129 | 96.7% | 3.156% | 0.1473% | 40.4655 | 0 | 0 | 40.4655 | 0 | 35.1267 | 0.60938 | 57.6431 | 35.1267 | 0.60938 | 57.6431 | 41.0635 | 0.71237 | 57.6431 | 6.471% | 0.34581 | 0.32267 | 1808.2683 | 90.977 | 47.6654 | 1669.626 | 1812.5527 | 0 | 0 | 1812.5527 | 0.001334%
2028 | 449 | 449-693R | Tier-3 | Tier-3---9 | 5--5 | 165 | 11 | 5260.7056 | 98.77% | 1.153% | 0.07468% | 100.4588 | 0 | 0 | 100.4588 | 0 | 87.2048 | 1.1172 | 78.0566 | 87.2048 | 1.1172 | 78.0566 | 101.9434 | 1.306 | 78.0566 | 1.91% | 0.26107 | 0.25602 | 20150.463 | 1117.608 | 224.7441 | 18808.1109 | 20155.3382 | 0 | 0 | 20155.3382 | 0.003313%
2028 | 449 | 449-6R | Tier-3 | Tier-3---14 | 5--4 | 161 | 7 | 2320.0162 | 95.55% | 4.318% | 0.1352% | 27.9498 | 0 | 0 | 27.9498 | 0 | 24.2623 | 0.71095 | 34.1268 | 24.2623 | 0.71095 | 34.1268 | 28.3629 | 0.8311 | 34.1268 | 1.205% | 0.24779 | 0.24466 | 9362.9076 | 518.3997 | 417.6492 | 8426.8588 | 9368.2315 | 0 | 0 | 9368.2315 | 0.0009217%
2028 | 450 | 450-1850 | Tier-2 | Tier-2---13 | 4--3 | 18 | 1 | 296.7138 | 97.11% | 2.719% | 0.1664% | 4.6425 | 0 | 0 | 4.6425 | 0 | 4.03 | 0.10156 | 39.6792 | 4.03 | 0.10156 | 39.6792 | 4.7111 | 0.11873 | 39.6792 | 1.565% | 0.073712 | 0.072525 | 4025.2898 | 218.8856 | 107.0123 | 3699.392 | 4027.1916 | 0 | 0 | 4027.1916 | 0.0001531%
2028 | 450 | 450-1851F | Tier-2 | Tier-2---3 | 5--5 | 209 | 23 | 8274.1225 | 99.23% | 0.7168% | 0.05235% | 262.0283 | 0 | 0 | 262.0283 | 0 | 227.4577 | 2.336 | 97.3721 | 227.4577 | 2.336 | 97.3721 | 265.9006 | 2.7308 | 97.3721 | 3.167% | 0.099477 | 0.096302 | 83176.2362 | 14607.9335 | 584.6634 | 67983.6393 | 83197.3261 | 0 | 0 | 83197.3261 | 0.008641%
2028 | 450 | 450-1853F | Tier-2 | Tier-2---10 | 4--4 | 44 | 13 | 792.2018 | 92.77% | 7.138% | 0.09408% | 62.9686 | 0 | 0 | 62.9686 | 0 | 54.6608 | 1.3203 | 41.3995 | 54.6608 | 1.3203 | 41.3995 | 63.8991 | 1.5435 | 41.3995 | 7.949% | 0.075291 | 0.06884 | 10521.8374 | 525.9075 | 700.4641 | 9295.4659 | 10593.1434 | 0 | 0 | 10593.1434 | 0.002076%
2028 | 450 | 450-1854 | Tier-2 | Tier-2---9 | 4--4 | 70 | 12 | 1132.2887 | 95.25% | 4.625% | 0.1242% | 53.6177 | 0 | 0 | 53.6177 | 0 | 46.5437 | 1.2188 | 38.1892 | 46.5437 | 1.2188 | 38.1892 | 54.4101 | 1.4247 | 38.1892 | 4.735% | 0.079085 | 0.075153 | 14317.3642 | 967.6824 | 629.1902 | 12720.4915 | 14352.9344 | 0 | 0 | 14352.9344 | 0.001768%
2028 | 452 | 452-1404F | Tier-2 | Tier-2---12 | 1--5 | 20 | 2 | 625.5425 | 99.9% | 0% | 0.09615% | 18.1233 | 0 | 0 | 18.1233 | 0 | 15.7322 | 0.20313 | 77.45 | 15.7322 | 0.20313 | 77.45 | 18.3911 | 0.23746 | 77.45 | 2.897% | 0.0036434 | 0.0035377 | 171691.9584 | 19885.3998 | 159.1121 | 151647.4464 | 171696.8885 | 0 | 0 | 171696.8885 | 0.0005976%
2028 | 452 | 452-38AE | Tier-2 | Tier-2---4 | 2--5 | 71 | 3 | 2823.7515 | 99.93% | 0% | 0.06613% | 34.578 | 0 | 0 | 34.578 | 0 | 30.016 | 0.30469 | 98.5129 | 30.016 | 0.30469 | 98.5129 | 35.089 | 0.35619 | 98.5129 | 1.225% | 0.011395 | 0.011256 | 247801.8355 | 21945.5544 | 160.9262 | 225695.355 | 247803.8684 | 0 | 0 | 247803.8684 | 0.00114%
2028 | 454 | 454-48F | Tier-2 | Tier-2---4 | 4--5 | 53 | 15 | 3441.1661 | 99.7% | 0.2542% | 0.04705% | 281.5845 | 0 | 0 | 281.5845 | 0 | 244.4337 | 1.5235 | 160.447 | 244.4337 | 1.5235 | 160.447 | 285.7458 | 1.7809 | 160.447 | 8.183% | 0.085487 | 0.07847 | 40253.7717 | 8646.4201 | 106.7946 | 31500.5571 | 40264.6145 | 0 | 0 | 40264.6145 | 0.009286%
2028 | 463 | 463-1229 | Tier-2 | Tier-2---9 | 5--4 | 231 | 7 | 1378.3182 | 99.02% | 0.574% | 0.4088% | 11.9935 | 0 | 0 | 11.9935 | 0 | 10.4111 | 0.71095 | 14.644 | 10.4111 | 0.71095 | 14.644 | 12.1707 | 0.8311 | 14.644 | 0.8702% | 0.096723 | 0.095873 | 14250.1892 | 1640.085 | 119.2009 | 12490.9033 | 14251.4308 | 0 | 0 | 14251.4308 | 0.0003955%
2028 | 470 | 470-40AE | Tier-2 | Tier-2---4 | 4--5 | 142 | 12 | 5264.9688 | 98.33% | 1.599% | 0.07273% | 126.8722 | 0 | 0 | 126.8722 | 0 | 110.1333 | 1.2188 | 90.3648 | 110.1333 | 1.2188 | 90.3648 | 128.7471 | 1.4247 | 90.3648 | 2.41% | 0.091034 | 0.088803 | 57835.1917 | 3654.8473 | 877.7111 | 53302.6332 | 57859.4772 | 0 | 0 | 57859.4772 | 0.004184%
2028 | 470 | 470-47R | Tier-3 | Tier-3---2 | 5--5 | 534 | 17 | 16740.3911 | 99.37% | 0.5365% | 0.09319% | 153.5776 | 0 | 0 | 153.5776 | 0 | 133.3154 | 1.7266 | 77.2135 | 133.3154 | 1.7266 | 77.2135 | 155.8472 | 2.0184 | 77.2135 | 0.9174% | 0.16225 | 0.16076 | 103174.1084 | 6598.1472 | 589.4379 | 95986.5234 | 103180.1624 | 0 | 0 | 103180.1624 | 0.005064%
2028 | 471 | 471-36F | Tier-2 | Tier-2---4 | 4--5 | 128 | 1 | 4253.6671 | 94.96% | 4.983% | 0.06005% | 9.1512 | 0 | 0 | 9.1512 | 0 | 7.9439 | 0.10156 | 78.2157 | 7.9439 | 0.10156 | 78.2157 | 9.2865 | 0.11873 | 78.2157 | 0.2151% | 0.093079 | 0.092868 | 45699.6343 | 2391.7261 | 2109.1945 | 41198.7137 | 45704.8673 | 0 | 0 | 45704.8673 | 0.0003018%
2028 | 492 | 492-1090F | Tier-1 | Non-HFTD---8 | 3--2 | 134 | 2 | 34.6286 | 4.526% | 88.49% | 6.986% | 0.0067839 | 0 | 0 | 0.0067839 | 0 | 0.0058889 | 0.20313 | 0.028991 | 0.0058889 | 0.20313 | 0.028991 | 0.0068842 | 0.23746 | 0.028991 | 0.01959% | 0.023375 | 0.023274 | 1481.4265 | 4.7545 | 1325.9251 | 150.7468 | 1487.575 | 0 | 0 | 1487.575 | 2.237e-07%
2028 | 492 | 492-14R | Tier-1 | Non-HFTD---2 | 4--3 | 453 | 3 | 216.5783 | 3.253% | 93.45% | 3.298% | 0.013532 | 0 | 0 | 0.013532 | 0 | 0.011747 | 0.30469 | 0.038553 | 0.011747 | 0.30469 | 0.038553 | 0.013732 | 0.35619 | 0.038553 | 0.006248% | 0.045206 | 0.04512 | 4790.8774 | 15.4821 | 4336.3917 | 439.0035 | 4799.7962 | 0 | 0 | 4799.7962 | 4.462e-07%
2028 | 501 | 501-786 | Tier-2 | Tier-2---14 | 2--5 | 23 | 1 | 204.0835 | 99.63% | 0% | 0.368% | 2.5638 | 0 | 0 | 2.5638 | 0 | 2.2255 | 0.10156 | 21.9125 | 2.2255 | 0.10156 | 21.9125 | 2.6016 | 0.11873 | 21.9125 | 1.256% | 0.0050324 | 0.0049689 | 40553.9202 | 2762.8 | 144.6555 | 37646.4647 | 40555.8261 | 0 | 0 | 40555.8261 | 8.454e-05%
2028 | 520 | 520-1045R | Tier-2 | Tier-2---5 | 5--4 | 180 | 12 | 2978.814 | 97.34% | 2.471% | 0.184% | 56.0612 | 0 | 0 | 56.0612 | 0 | 48.6648 | 1.2188 | 39.9296 | 48.6648 | 1.2188 | 39.9296 | 56.8897 | 1.4247 | 39.9296 | 1.882% | 0.26824 | 0.26305 | 11105.2066 | 596.3807 | 258.2442 | 10250.5816 | 11111.0199 | 0 | 0 | 11111.0199 | 0.001849%
2028 | 520 | 520-10R | Tier-2 | Tier-2---7 | 4--5 | 155 | 13 | 1478.7446 | 97.97% | 1.759% | 0.2664% | 35.2383 | 0 | 0 | 35.2383 | 0 | 30.5891 | 1.3203 | 23.1678 | 30.5891 | 1.3203 | 23.1678 | 35.759 | 1.5435 | 23.1678 | 2.383% | 0.046043 | 0.044924 | 32116.3215 | 3380.3007 | 793.9909 | 27942.0299 | 32132.5407 | 0 | 0 | 32132.5407 | 0.001162%
2028 | 520 | 520-1489R | Tier-2 | Tier-2---8 | 5--5 | 408 | 19 | 2637.9338 | 96.76% | 2.798% | 0.4462% | 34.4695 | 0 | 0 | 34.4695 | 0 | 29.9218 | 1.9297 | 15.5058 | 29.9218 | 1.9297 | 15.5058 | 34.9789 | 2.2559 | 15.5058 | 1.307% | 0.13822 | 0.13635 | 19085.4238 | 1021.9214 | 566.5154 | 17496.987 | 19093.8987 | 0 | 0 | 19093.8987 | 0.001137%
2028 | 520 | 520-1509R | Tier-2 | Tier-2---5 | 5--4 | 401 | 51 | 3413.9118 | 92.72% | 6.994% | 0.2858% | 116.7485 | 0 | 0 | 116.7485 | 0 | 101.3453 | 5.1797 | 19.5657 | 101.3453 | 5.1797 | 19.5657 | 118.4738 | 6.0552 | 19.5657 | 3.42% | 0.28561 | 0.27507 | 11953.1797 | 661.7087 | 782.5338 | 10508.9372 | 11986.5023 | 0 | 0 | 11986.5023 | 0.00385%
2028 | 520 | 520-1525R | Tier-2 | Tier-2---8 | 5--5 | 145 | 7 | 1632.8033 | 98.29% | 1.436% | 0.2778% | 22.4675 | 0 | 0 | 22.4675 | 0 | 19.5033 | 0.71095 | 27.4329 | 19.5033 | 0.71095 | 27.4329 | 22.7996 | 0.8311 | 27.4329 | 1.376% | 0.099044 | 0.097657 | 16485.7021 | 1672.9156 | 358.491 | 14454.2955 | 16489.7131 | 0 | 0 | 16489.7131 | 0.0007409%
2028 | 520 | 520-1527R | Tier-3 | Tier-3---7 | 5--5 | 249 | 10 | 6763.0006 | 96.72% | 3.176% | 0.1068% | 76.1805 | 0 | 0 | 76.1805 | 0 | 66.1296 | 1.0156 | 65.1115 | 66.1296 | 1.0156 | 65.1115 | 77.3063 | 1.1873 | 65.1115 | 1.126% | 0.27105 | 0.26789 | 24951.4497 | 1805.8111 | 756.6493 | 22388.9893 | 24961.1006 | 0 | 0 | 24961.1006 | 0.002512%
2028 | 520 | 520-1902R | Tier-2 | Tier-2---9 | 4--4 | 408 | 16 | 748.333 | 77.34% | 21.7% | 0.962% | 6.5818 | 0 | 0 | 6.5818 | 0 | 5.7134 | 1.625 | 3.5159 | 5.7134 | 1.625 | 3.5159 | 6.679 | 1.8997 | 3.5159 | 0.8795% | 0.058932 | 0.058262 | 12698.2886 | 1100.527 | 2687.8901 | 8909.8715 | 12731.3927 | 0 | 0 | 12731.3927 | 0.000217%
2028 | 520 | 520-1904 | Tier-3 | Tier-3---13 | 4--5 | 276 | 25 | 2084.5359 | 96.48% | 3.265% | 0.2521% | 52.8309 | 0 | 0 | 52.8309 | 0 | 45.8606 | 2.5391 | 18.0618 | 45.8606 | 2.5391 | 18.0618 | 53.6116 | 2.9682 | 18.0618 | 2.534% | 0.05278 | 0.051393 | 39495.106 | 2613.3418 | 1305.0051 | 35576.7591 | 39532.5809 | 0 | 0 | 39532.5809 | 0.001742%
2028 | 520 | 520-22R | Tier-2 | Tier-2---14 | 4--4 | 113 | 11 | 258.296 | 74.72% | 24.53% | 0.7505% | 5.4486 | 0 | 0 | 5.4486 | 0 | 4.7297 | 1.1172 | 4.2336 | 4.7297 | 1.1172 | 4.2336 | 5.5291 | 1.306 | 4.2336 | 2.109% | 0.036011 | 0.034994 | 7172.7783 | 807.1844 | 2439.3669 | 3926.227 | 7225.4479 | 0 | 0 | 7225.4479 | 0.0001797%
2028 | 520 | 520-35R | Tier-3 | Tier-3---9 | 5--5 | 306 | 2 | 4997.7942 | 96.49% | 3.313% | 0.193% | 9.1409 | 0 | 0 | 9.1409 | 0 | 7.9349 | 0.20313 | 39.0635 | 7.9349 | 0.20313 | 39.0635 | 9.2759 | 0.23746 | 39.0635 | 0.1829% | 0.28544 | 0.2849 | 17509.0395 | 1062.3012 | 557.174 | 15889.5643 | 17510.2051 | 0 | 0 | 17510.2051 | 0.0003014%
2028 | 520 | 520-45 | Tier-2 | Tier-2---8 | 5--5 | 219 | 5 | 2044.6463 | 97.57% | 2.13% | 0.298% | 13.2089 | 0 | 0 | 13.2089 | 0 | 11.4662 | 0.50782 | 22.5793 | 11.4662 | 0.50782 | 22.5793 | 13.4041 | 0.59365 | 22.5793 | 0.646% | 0.10446 | 0.10377 | 19573.1854 | 982.4694 | 415.3687 | 18175.3473 | 19576.3531 | 0 | 0 | 19576.3531 | 0.0004356%
2028 | 521 | 521-14R | Tier-3 | Tier-3---5 | 5--5 | 315 | 23 | 11350.2874 | 96.69% | 3.233% | 0.07621% | 232.3854 | 0 | 0 | 232.3854 | 0 | 201.7257 | 2.336 | 86.3565 | 201.7257 | 2.336 | 86.3565 | 235.8196 | 2.7308 | 86.3565 | 2.047% | 0.27097 | 0.26523 | 41888.3276 | 2255.8215 | 1272.0917 | 38360.4144 | 41918.3108 | 0 | 0 | 41918.3108 | 0.007663%
2028 | 521 | 521-1819R | Tier-2 | Tier-2---9 | 4--5 | 199 | 10 | 810.9996 | 89.31% | 10.24% | 0.4457% | 10.5556 | 0 | 0 | 10.5556 | 0 | 9.163 | 1.0156 | 9.0219 | 9.163 | 1.0156 | 9.0219 | 10.7116 | 1.1873 | 9.0219 | 1.302% | 0.043667 | 0.04303 | 18572.4528 | 2084.26 | 1960.8167 | 14527.3761 | 18601.8036 | 0 | 0 | 18601.8036 | 0.0003481%
2028 | 521 | 521-1856R | Tier-3 | Tier-3---6 | 5--5 | 335 | 15 | 8477.8617 | 97.79% | 2.104% | 0.1048% | 107.6545 | 0 | 0 | 107.6545 | 0 | 93.4512 | 1.5235 | 61.3416 | 93.4512 | 1.5235 | 61.3416 | 109.2455 | 1.7809 | 61.3416 | 1.27% | 0.15411 | 0.15211 | 55012.684 | 3012.448 | 1105.9909 | 50894.245 | 55028.667 | 0 | 0 | 55028.667 | 0.00355%
2028 | 521 | 521-18R | Tier-3 | Tier-3---6 | 4--5 | 307 | 19 | 8713.0173 | 99.36% | 0.5424% | 0.09583% | 155.3821 | 0 | 0 | 155.3821 | 0 | 134.8818 | 1.9297 | 69.8975 | 134.8818 | 1.9297 | 69.8975 | 157.6783 | 2.2559 | 69.8975 | 1.783% | 0.071321 | 0.070041 | 122165.8816 | 6890.9356 | 771.7339 | 114503.2122 | 122180.132 | 0 | 0 | 122180.132 | 0.005124%
2028 | 521 | 521-27R | Tier-2 | Tier-2---3 | 4--5 | 358 | 24 | 5618.6229 | 98.78% | 1.092% | 0.1294% | 107.8998 | 0 | 0 | 107.8998 | 0 | 93.6641 | 2.4375 | 38.4259 | 93.6641 | 2.4375 | 38.4259 | 109.4944 | 2.8495 | 38.4259 | 1.92% | 0.063668 | 0.06243 | 88249.328 | 6355.7576 | 1136.662 | 80756.9084 | 88270.6918 | 0 | 0 | 88270.6918 | 0.003558%
2028 | 521 | 521-32R | Tier-3 | Tier-3---4 | 5--5 | 232 | 31 | 12241.7135 | 99.38% | 0.5642% | 0.05689% | 471.4201 | 0 | 0 | 471.4201 | 0 | 409.2234 | 3.1485 | 129.9752 | 409.2234 | 3.1485 | 129.9752 | 478.3868 | 3.6806 | 129.9752 | 3.851% | 0.14844 | 0.14269 | 82470.5462 | 5122.2262 | 464.9548 | 76883.3652 | 82491.1951 | 0 | 0 | 82491.1951 | 0.01555%
2028 | 521 | 521-700R | Tier-2 | Tier-2---3 | 4--5 | 437 | 34 | 9012.5446 | 99.05% | 0.8425% | 0.1052% | 201.4223 | 0 | 0 | 201.4223 | 0 | 174.8477 | 3.4532 | 50.6341 | 174.8477 | 3.4532 | 50.6341 | 204.3989 | 4.0368 | 50.6341 | 2.235% | 0.074421 | 0.072741 | 121102.821 | 8945.6292 | 1253.8537 | 110903.3381 | 121129.3137 | 0 | 0 | 121129.3137 | 0.006642%
2028 | 522 | 522-34 | Tier-2 | Tier-2---16 | 4--3 | 64 | 6 | 112.7117 | 43.02% | 55.81% | 1.165% | 1.3184 | 0 | 0 | 1.3184 | 0 | 1.1445 | 0.60938 | 1.8781 | 1.1445 | 0.60938 | 1.8781 | 1.3379 | 0.71237 | 1.8781 | 1.17% | 0.030009 | 0.029193 | 3755.9309 | 126.2765 | 2195.8593 | 1433.795 | 3815.737 | 0 | 0 | 3815.737 | 4.348e-05%
2028 | 522 | 522-36 | Tier-2 | Tier-2---16 | 4--3 | 93 | 12 | 116.9577 | 22.53% | 76.17% | 1.295% | 0.98618 | 0 | 0 | 0.98618 | 0 | 0.85607 | 1.2188 | 0.7024 | 0.85607 | 1.2188 | 0.7024 | 1.0007 | 1.4247 | 0.7024 | 0.8432% | 0.031092 | 0.029928 | 3761.7134 | 67.8389 | 2679.063 | 1014.8115 | 3874.9948 | 0 | 0 | 3874.9948 | 3.252e-05%
2028 | 522 | 522-38R | Tier-2 | Tier-2---6 | 4--5 | 606 | 50 | 5639.8414 | 96.44% | 3.339% | 0.2198% | 130.1444 | 0 | 0 | 130.1444 | 0 | 112.9738 | 5.0782 | 22.2469 | 112.9738 | 5.0782 | 22.2469 | 132.0677 | 5.9365 | 22.2469 | 2.308% | 0.088602 | 0.086482 | 63653.5146 | 7689.6838 | 2180.134 | 53783.6968 | 63709.0436 | 0 | 0 | 63709.0436 | 0.004292%
2028 | 523 | 523-31AE | Tier-2 | Tier-2---14 | 4--4 | 199 | 6 | 305.199 | 11.7% | 87.21% | 1.095% | 0.31213 | 0 | 0 | 0.31213 | 0 | 0.27095 | 0.60938 | 0.44463 | 0.27095 | 0.60938 | 0.44463 | 0.31674 | 0.71237 | 0.44463 | 0.1023% | 0.037419 | 0.037092 | 8156.1707 | 129.3833 | 6531.3069 | 1495.4806 | 8219.7001 | 0 | 0 | 8219.7001 | 1.029e-05%
2028 | 524 | 524-1782F | Tier-3 | Tier-3---10 | 4--5 | 231 | 27 | 5468.1345 | 99.78% | 0.1144% | 0.1099% | 184.9327 | 0 | 0 | 184.9327 | 0 | 160.5336 | 2.7422 | 58.5415 | 160.5336 | 2.7422 | 58.5415 | 187.6656 | 3.2057 | 58.5415 | 3.382% | 0.040404 | 0.039034 | 135337.1336 | 10621.643 | 457.8891 | 124257.6016 | 135347.7852 | 0 | 0 | 135347.7852 | 0.006098%
2028 | 524 | 524-27R | Tier-3 | Tier-3---4 | 4--5 | 489 | 39 | 11317.6942 | 99.77% | 0.1414% | 0.08951% | 261.1606 | 0 | 0 | 261.1606 | 0 | 226.7044 | 3.961 | 57.2344 | 226.7044 | 3.961 | 57.2344 | 265.02 | 4.6304 | 57.2344 | 2.308% | 0.060207 | 0.058815 | 187979.0829 | 15020.271 | 843.0575 | 172115.7544 | 187989.3609 | 0 | 0 | 187989.3609 | 0.008612%
2028 | 524 | 524-46R | Tier-3 | Tier-3---4 | 5--5 | 283 | 28 | 13710.9533 | 98.99% | 0.9557% | 0.05722% | 389.4178 | 0 | 0 | 389.4178 | 0 | 338.04 | 2.8438 | 118.8699 | 338.04 | 2.8438 | 118.8699 | 395.1727 | 3.3244 | 118.8699 | 2.84% | 0.18916 | 0.18373 | 72484.9744 | 5399.6154 | 709.3603 | 66375.9987 | 72506.663 | 0 | 0 | 72506.663 | 0.01284%
2028 | 524 | 524-50R | Tier-3 | Tier-3---7 | 5--5 | 283 | 30 | 8801.877 | 98.2% | 1.718% | 0.0819% | 265.7187 | 0 | 0 | 265.7187 | 0 | 230.6612 | 3.0469 | 75.7033 | 230.6612 | 3.0469 | 75.7033 | 269.6456 | 3.5619 | 75.7033 | 3.019% | 0.18313 | 0.1775 | 48062.3901 | 2911.3323 | 788.4961 | 44362.5616 | 48089.8203 | 0 | 0 | 48089.8203 | 0.008762%
2028 | 524 | 524-69R | Tier-3 | Tier-3---1 | 5--5 | 842 | 93 | 40375.331 | 99.03% | 0.9107% | 0.05596% | 1280.7555 | 0 | 0 | 1280.7555 | 0 | 1111.7792 | 9.4454 | 117.7057 | 1111.7792 | 9.4454 | 117.7057 | 1299.6826 | 11.0418 | 117.7057 | 3.172% | 0.27264 | 0.2639 | 148092.4418 | 8147.506 | 1337.0199 | 138607.9158 | 148139.8146 | 0 | 0 | 148139.8146 | 0.04223%
2028 | 57 | 57-736 | Tier-1 | Non-HFTD---4 | 3--4 | 81 | 4 | 116.8924 | 0.4896% | 98.37% | 1.142% | 0.0081964 | 0 | 0 | 0.0081964 | 0 | 0.007115 | 0.40625 | 0.017514 | 0.007115 | 0.40625 | 0.017514 | 0.0083176 | 0.47492 | 0.017514 | 0.007012% | 0.015165 | 0.014948 | 7707.8351 | 8.3652 | 7008.3742 | 691.0957 | 7819.2744 | 0 | 0 | 7819.2744 | 2.703e-07%
2028 | 586 | 586-3 | Tier-1 | Non-HFTD---1 | 3--5 | 84 | 5 | 516.8084 | 87.93% | 11.54% | 0.527% | 7.8444 | 0 | 0 | 7.8444 | 0 | 6.8095 | 0.50782 | 13.4092 | 6.8095 | 0.50782 | 13.4092 | 7.9603 | 0.59365 | 13.4092 | 1.518% | 0.028089 | 0.027604 | 18398.9604 | 1409.3132 | 1958.1276 | 15031.5196 | 18437.9654 | 0 | 0 | 18437.9654 | 0.0002587%
2028 | 591 | 591-1594R | Tier-2 | Tier-2---12 | 4--4 | 92 | 2 | 519.9571 | 96.32% | 3.27% | 0.4047% | 3.1575 | 0 | 0 | 3.1575 | 0 | 2.7409 | 0.20313 | 13.4937 | 2.7409 | 0.20313 | 13.4937 | 3.2042 | 0.23746 | 13.4937 | 0.6073% | 0.047196 | 0.046898 | 11017.0212 | 932.3042 | 368.7122 | 9716.0047 | 11019.5899 | 0 | 0 | 11019.5899 | 0.0001041%
2028 | 594 | 594-1379F | Tier-2 | Tier-2---17 | 1--5 | 9 | 1 | 49.4293 | 99.41% | 0% | 0.5897% | 1.5833 | 0 | 0 | 1.5833 | 0 | 1.3744 | 0.10156 | 13.5327 | 1.3744 | 0.10156 | 13.5327 | 1.6067 | 0.11873 | 13.5327 | 3.203% | 0.0021822 | 0.0021119 | 22651.1445 | 4294.234 | 125.4934 | 18231.417 | 22655.5918 | 0 | 0 | 22655.5918 | 5.221e-05%
2028 | 597 | 597-595 | Tier-2 | Tier-2---1 | 5--5 | 398 | 25 | 18774.394 | 95.55% | 4.388% | 0.06321% | 326.7742 | 0 | 0 | 326.7742 | 0 | 283.6613 | 2.5391 | 111.7177 | 283.6613 | 2.5391 | 111.7177 | 331.6033 | 2.9682 | 111.7177 | 1.741% | 0.15307 | 0.15028 | 122655.7075 | 12289.1487 | 5017.0863 | 105349.4725 | 122756.9976 | 0 | 0 | 122756.9976 | 0.01078%
2028 | 599 | 599-19R | Tier-2 | Tier-2---1 | 5--5 | 753 | 69 | 25743.4561 | 99.4% | 0.5253% | 0.0786% | 679.9681 | 0 | 0 | 679.9681 | 0 | 590.2566 | 7.0079 | 84.2274 | 590.2566 | 7.0079 | 84.2274 | 690.0167 | 8.1923 | 84.2274 | 2.641% | 0.15161 | 0.14758 | 169796.7072 | 9028.2208 | 940.8004 | 159827.6859 | 169824.6973 | 0 | 0 | 169824.6973 | 0.02242%
2028 | 66 | 66-1213R | Tier-1 | Non-HFTD---1 | 4--5 | 477 | 1 | 5312.2676 | 97.77% | 1.999% | 0.2313% | 3.1576 | 0 | 0 | 3.1576 | 0 | 2.741 | 0.10156 | 26.9884 | 2.741 | 0.10156 | 26.9884 | 3.2043 | 0.11873 | 26.9884 | 0.05944% | 0.075145 | 0.075099 | 70693.7485 | 5354.582 | 1631.6408 | 63707.5258 | 70694.7078 | 0 | 0 | 70694.7078 | 0.0001041%
2028 | 67 | 67-24R | Tier-3 | Tier-3---13 | 5--4 | 344 | 41 | 2610.8 | 93.6% | 6.065% | 0.3401% | 84.46 | 0 | 0 | 84.46 | 0 | 73.3168 | 4.1641 | 17.6068 | 73.3168 | 4.1641 | 17.6068 | 85.7081 | 4.8679 | 17.6068 | 3.235% | 0.2194 | 0.21182 | 11899.5856 | 668.9805 | 692.7946 | 10537.8105 | 11926.8711 | 0 | 0 | 11926.8711 | 0.002785%
2028 | 67 | 67-34R | Tier-3 | Tier-3---11 | 5--5 | 551 | 46 | 4180.1374 | 93.8% | 5.869% | 0.3284% | 94.9315 | 0 | 0 | 94.9315 | 0 | 82.4067 | 4.6719 | 17.6387 | 82.4067 | 4.6719 | 17.6387 | 96.3344 | 5.4615 | 17.6387 | 2.271% | 0.24743 | 0.24144 | 16893.949 | 1075.9433 | 993.2749 | 14824.7309 | 16919.9254 | 0 | 0 | 16919.9254 | 0.00313%
2028 | 67 | 67-37R | Tier-3 | Tier-3---17 | 5--3 | 190 | 19 | 622.3042 | 87.18% | 11.98% | 0.8373% | 15.7332 | 0 | 0 | 15.7332 | 0 | 13.6574 | 1.9297 | 7.0775 | 13.6574 | 1.9297 | 7.0775 | 15.9657 | 2.2559 | 7.0775 | 2.528% | 0.20095 | 0.19512 | 3096.8174 | 160.5865 | 360.9451 | 2575.2857 | 3108.6748 | 0 | 0 | 3108.6748 | 0.0005188%
2028 | 67 | 67-45R | Tier-3 | Tier-3---15 | 5--4 | 233 | 20 | 1627.9508 | 92.79% | 6.809% | 0.4053% | 37.6005 | 0 | 0 | 37.6005 | 0 | 32.6397 | 2.0313 | 16.0686 | 32.6397 | 2.0313 | 16.0686 | 38.1562 | 2.3746 | 16.0686 | 2.31% | 0.20887 | 0.20367 | 7793.9219 | 491.8665 | 509.4559 | 6792.5995 | 7808.2761 | 0 | 0 | 7808.2761 | 0.00124%
2028 | 702 | 702-25 | Tier-1 | Non-HFTD---4 | 2--4 | 20 | 3 | 105.79 | 16.96% | 82.58% | 0.4592% | 0.78055 | 0 | 0 | 0.78055 | 0 | 0.67757 | 0.30469 | 2.2238 | 0.67757 | 0.30469 | 2.2238 | 0.79209 | 0.35619 | 2.2238 | 0.7378% | 0.0085112 | 0.008141 | 12429.5062 | 49.5387 | 11313.8299 | 1066.1377 | 12898.8995 | 0 | 0 | 12898.8995 | 2.574e-05%
2028 | 702 | 702-27R | Tier-1 | Non-HFTD---3 | 4--3 | 513 | 4 | 127.2983 | 14.57% | 79% | 6.429% | 0.041945 | 0 | 0 | 0.041945 | 0 | 0.036411 | 0.40625 | 0.089626 | 0.036411 | 0.40625 | 0.089626 | 0.042565 | 0.47492 | 0.089626 | 0.03295% | 0.039338 | 0.039249 | 3236.0467 | 16.1857 | 2930.1831 | 289.678 | 3242.312 | 0 | 0 | 3242.312 | 1.383e-06%
2028 | 702 | 702-30 | Tier-1 | Non-HFTD---3 | 4--3 | 328 | 1 | 100.3702 | 67.48% | 26.99% | 5.53% | 0.059879 | 0 | 0 | 0.059879 | 0 | 0.051979 | 0.10156 | 0.51179 | 0.051979 | 0.10156 | 0.51179 | 0.060764 | 0.11873 | 0.51179 | 0.05966% | 0.033242 | 0.033213 | 3019.3805 | 319.2029 | 1072.2851 | 1627.8926 | 3020.2495 | 0 | 0 | 3020.2495 | 1.975e-06%
2028 | 702 | 702-448F | Tier-1 | Non-HFTD---19 | 1--3 | 2 | 1 | 0.36733 | 90.03% | 0% | 9.967% | 0.047955 | 0 | 0 | 0.047955 | 0 | 0.041628 | 0.10156 | 0.40987 | 0.041628 | 0.10156 | 0.40987 | 0.048663 | 0.11873 | 0.40987 | 13.05% | 0.0001214 | 0.0001038 | 3025.8156 | 1.795 | 2988.5458 | 35.4748 | 3076.9628 | 0 | 0 | 3076.9628 | 1.581e-06%
2028 | 73 | 73-1130R | Tier-3 | Tier-3---9 | 5--5 | 310 | 14 | 6201.607 | 97.29% | 2.601% | 0.1104% | 79.0189 | 0 | 0 | 79.0189 | 0 | 68.5936 | 1.4219 | 48.2411 | 68.5936 | 1.4219 | 48.2411 | 80.1867 | 1.6622 | 48.2411 | 1.274% | 0.2182 | 0.21534 | 28421.9762 | 1612.5005 | 708.1752 | 26101.3005 | 28432.2024 | 0 | 0 | 28432.2024 | 0.002606%
2028 | 73 | 73-1163 | Tier-3 | Tier-3---4 | 5--5 | 326 | 3 | 15337.1849 | 98.56% | 1.393% | 0.04595% | 40.3415 | 0 | 0 | 40.3415 | 0 | 35.0191 | 0.30469 | 114.9331 | 35.0191 | 0.30469 | 114.9331 | 40.9377 | 0.35619 | 114.9331 | 0.263% | 0.22506 | 0.22446 | 68145.9431 | 3858.2027 | 972.8217 | 63314.9187 | 68148.5671 | 0 | 0 | 68148.5671 | 0.00133%
2028 | 73 | 73-23R | Tier-3 | Tier-3---9 | 5--5 | 188 | 5 | 5733.7907 | 98.41% | 1.505% | 0.0877% | 43.5192 | 0 | 0 | 43.5192 | 0 | 37.7775 | 0.50782 | 74.3919 | 37.7775 | 0.50782 | 74.3919 | 44.1624 | 0.59365 | 74.3919 | 0.759% | 0.21349 | 0.21184 | 26857.2697 | 1634.3076 | 394.5626 | 24828.3995 | 26860.5936 | 0 | 0 | 26860.5936 | 0.001435%
2028 | 73 | 73-678R | Tier-3 | Tier-3---5 | 5--5 | 313 | 18 | 10591.3769 | 98.31% | 1.605% | 0.08417% | 173.6513 | 0 | 0 | 173.6513 | 0 | 150.7406 | 1.8281 | 82.4555 | 150.7406 | 1.8281 | 82.4555 | 176.2175 | 2.1371 | 82.4555 | 1.64% | 0.23776 | 0.23379 | 44546.6543 | 2704.4094 | 706.232 | 41136.0129 | 44559.4196 | 0 | 0 | 44559.4196 | 0.005726%
2028 | 73 | 73-683R | Tier-3 | Tier-3---7 | 5--5 | 273 | 7 | 9288.0329 | 98.43% | 1.494% | 0.07761% | 67.9793 | 0 | 0 | 67.9793 | 0 | 59.0105 | 0.71095 | 83.0028 | 59.0105 | 0.71095 | 83.0028 | 68.9839 | 0.8311 | 83.0028 | 0.7319% | 0.22716 | 0.22547 | 40887.9849 | 2244.0715 | 610.523 | 38033.3904 | 40892.7996 | 0 | 0 | 40892.7996 | 0.002242%
2028 | 75 | 75-2259F | Tier-3 | Tier-3---12 | 3--5 | 140 | 8 | 3135.4576 | 99.77% | 0.1421% | 0.08717% | 51.8399 | 0 | 0 | 51.8399 | 0 | 45.0004 | 0.81251 | 55.3845 | 45.0004 | 0.81251 | 55.3845 | 52.606 | 0.94983 | 55.3845 | 1.653% | 0.020337 | 0.02 | 154171.9995 | 13070.8578 | 336.227 | 140764.9147 | 154177.9546 | 0 | 0 | 154177.9546 | 0.001709%
2028 | 75 | 75-32R | Tier-3 | Tier-3---13 | 3--5 | 84 | 13 | 1708.3855 | 99.57% | 0.3134% | 0.112% | 76.3478 | 0 | 0 | 76.3478 | 0 | 66.2749 | 1.3203 | 50.1958 | 66.2749 | 1.3203 | 50.1958 | 77.4761 | 1.5435 | 50.1958 | 4.469% | 0.014781 | 0.014118 | 115578.2654 | 8310.062 | 472.6259 | 106795.5774 | 115601.3657 | 0 | 0 | 115601.3657 | 0.002518%
2028 | 75 | 75-41 | Tier-3 | Tier-3---13 | 3--5 | 69 | 4 | 1937.5846 | 99.86% | 0.04507% | 0.0969% | 32.5276 | 0 | 0 | 32.5276 | 0 | 28.2361 | 0.40625 | 69.5035 | 28.2361 | 0.40625 | 69.5035 | 33.0083 | 0.47492 | 69.5035 | 1.679% | 0.0163 | 0.016026 | 118871.6769 | 11982.6524 | 277.8358 | 106611.1887 | 118874.5625 | 0 | 0 | 118874.5625 | 0.001073%
2028 | 75 | 75-996R | Tier-2 | Tier-2---7 | 4--5 | 319 | 16 | 2211.1377 | 99.23% | 0.4312% | 0.3416% | 31.9135 | 0 | 0 | 31.9135 | 0 | 27.703 | 1.625 | 17.0478 | 27.703 | 1.625 | 17.0478 | 32.3851 | 1.8997 | 17.0478 | 1.443% | 0.043997 | 0.043357 | 50256.3267 | 5074.1581 | 595.0934 | 44587.0751 | 50262.0593 | 0 | 0 | 50262.0593 | 0.001052%
2028 | 78 | 78-26R | Tier-3 | Tier-3---5 | 5--5 | 186 | 5 | 14526.7268 | 98.56% | 1.412% | 0.03052% | 111.6119 | 0 | 0 | 111.6119 | 0 | 96.8864 | 0.50782 | 190.7896 | 96.8864 | 0.50782 | 190.7896 | 113.2613 | 0.59365 | 190.7896 | 0.7683% | 0.34567 | 0.34298 | 42024.2818 | 2090.1766 | 553.5184 | 39380.5868 | 42029.0462 | 0 | 0 | 42029.0462 | 0.003681%
2028 | 78 | 78-35R | Tier-3 | Tier-3---10 | 2--5 | 29 | 1 | 5696.3358 | 99.98% | 0% | 0.01771% | 56.9533 | 0 | 0 | 56.9533 | 0 | 49.4391 | 0.10156 | 486.7801 | 49.4391 | 0.10156 | 486.7801 | 57.7949 | 0.11873 | 486.7801 | 0.9998% | 0.008188 | 0.0081061 | 695693.1861 | 34624.5113 | 144.4142 | 660924.2606 | 695694.4308 | 0 | 0 | 695694.4308 | 0.001878%
2028 | 788 | 788-34R | Tier-2 | Tier-2---6 | 5--5 | 521 | 2 | 9132.2366 | 94.33% | 5.547% | 0.1209% | 9.5902 | 0 | 0 | 9.5902 | 0 | 8.325 | 0.20313 | 40.9839 | 8.325 | 0.20313 | 40.9839 | 9.732 | 0.23746 | 40.9839 | 0.105% | 0.12404 | 0.12391 | 73621.1831 | 9933.4586 | 4009.9599 | 59677.7646 | 73625.8332 | 0 | 0 | 73625.8332 | 0.0003163%
2028 | 791 | 791-419F | Tier-2 | Tier-2---5 | 5--5 | 141 | 4 | 3349.7594 | 92.58% | 7.304% | 0.116% | 25.5136 | 0 | 0 | 25.5136 | 0 | 22.1474 | 0.40625 | 54.5161 | 22.1474 | 0.40625 | 54.5161 | 25.8906 | 0.47492 | 54.5161 | 0.7617% | 0.11325 | 0.11232 | 29577.718 | 1970.6299 | 1994.5012 | 25612.587 | 29595.9225 | 0 | 0 | 29595.9225 | 0.0008413%
2028 | 79 | 79-658R | Tier-3 | Tier-3---5 | 5--5 | 198 | 3 | 12321.0759 | 99.26% | 0.6823% | 0.05367% | 53.7396 | 0 | 0 | 53.7396 | 0 | 46.6495 | 0.30469 | 153.1043 | 46.6495 | 0.30469 | 153.1043 | 54.5338 | 0.35619 | 153.1043 | 0.4362% | 0.46655 | 0.4645 | 26408.7945 | 1544.5762 | 192.1403 | 24672.078 | 26409.6523 | 0 | 0 | 26409.6523 | 0.001772%
2028 | 79 | 79-660R | Tier-3 | Tier-3---14 | 5--3 | 179 | 3 | 2087.0386 | 97.47% | 2.263% | 0.2704% | 9.8867 | 0 | 0 | 9.8867 | 0 | 8.5823 | 0.30469 | 28.1673 | 8.5823 | 0.30469 | 28.1673 | 10.0328 | 0.35619 | 28.1673 | 0.4737% | 0.45747 | 0.45525 | 4562.1181 | 197.7916 | 116.9677 | 4247.3588 | 4562.6826 | 0 | 0 | 4562.6826 | 0.000326%
2028 | 79 | 79-668R | Tier-3 | Tier-3---15 | 5--3 | 309 | 3 | 1606.9068 | 70.93% | 28.63% | 0.4437% | 3.2089 | 0 | 0 | 3.2089 | 0 | 2.7855 | 0.30469 | 9.1422 | 2.7855 | 0.30469 | 9.1422 | 3.2563 | 0.35619 | 9.1422 | 0.1997% | 0.43999 | 0.43875 | 3652.1539 | 150.5315 | 949.6335 | 2551.989 | 3655.152 | 0 | 0 | 3655.152 | 0.0001058%
2028 | 79 | 79-676R | Tier-3 | Tier-3---5 | 5--5 | 138 | 4 | 9714.1464 | 98.29% | 1.686% | 0.02874% | 80.2554 | 0 | 0 | 80.2554 | 0 | 69.6669 | 0.40625 | 171.4858 | 69.6669 | 0.40625 | 171.4858 | 81.4414 | 0.47492 | 171.4858 | 0.8262% | 0.38409 | 0.38086 | 25291.2629 | 1478.5998 | 416.7742 | 23395.8888 | 25294.9381 | 0 | 0 | 25294.9381 | 0.002647%
2028 | 79 | 79-679R | Tier-3 | Tier-3---3 | 5--5 | 192 | 14 | 18448.5828 | 98.9% | 1.079% | 0.02427% | 385.8085 | 0 | 0 | 385.8085 | 0 | 334.9069 | 1.4219 | 235.5363 | 334.9069 | 1.4219 | 235.5363 | 391.51 | 1.6622 | 235.5363 | 2.091% | 0.3939 | 0.38557 | 46835.416 | 2583.7373 | 473.6256 | 43778.0531 | 46846.5738 | 0 | 0 | 46846.5738 | 0.01272%
2028 | 79 | 79-685R | Tier-3 | Tier-3---14 | 5--4 | 74 | 2 | 2564.7524 | 99.37% | 0.5359% | 0.0899% | 19.9763 | 0 | 0 | 19.9763 | 0 | 17.3408 | 0.20313 | 85.3689 | 17.3408 | 0.20313 | 85.3689 | 20.2715 | 0.23746 | 85.3689 | 0.7789% | 0.43155 | 0.42817 | 5943.1342 | 289.2774 | 32.5223 | 5621.3345 | 5943.428 | 0 | 0 | 5943.428 | 0.0006587%
2028 | 79 | 79-714R | Tier-3 | Tier-3---9 | 5--4 | 180 | 2 | 5536.6205 | 96.31% | 3.618% | 0.06787% | 17.1827 | 0 | 0 | 17.1827 | 0 | 14.9157 | 0.20313 | 73.4302 | 14.9157 | 0.20313 | 73.4302 | 17.4366 | 0.23746 | 73.4302 | 0.3103% | 0.37772 | 0.3765 | 14658.165 | 795.0255 | 492.7291 | 13370.4104 | 14659.9115 | 0 | 0 | 14659.9115 | 0.0005666%
2028 | 79 | 79-785 | Tier-3 | Tier-3---3 | 5--5 | 427 | 8 | 18780.9285 | 97.14% | 2.812% | 0.0448% | 99.127 | 0 | 0 | 99.127 | 0 | 86.0487 | 0.81251 | 105.9049 | 86.0487 | 0.81251 | 105.9049 | 100.5919 | 0.94983 | 105.9049 | 0.5278% | 0.38023 | 0.37816 | 49393.626 | 3270.0768 | 1298.0167 | 44825.5325 | 49401.3333 | 0 | 0 | 49401.3333 | 0.003269%
2028 | 79 | 79-808R | Tier-3 | Tier-3---3 | 5--5 | 218 | 26 | 19978.3255 | 99.23% | 0.7353% | 0.0338% | 685.679 | 0 | 0 | 685.679 | 0 | 595.2141 | 2.6407 | 225.404 | 595.2141 | 2.6407 | 225.404 | 695.8121 | 3.087 | 225.404 | 3.432% | 0.44563 | 0.43022 | 44831.6641 | 2303.1269 | 312.6633 | 42215.8739 | 44844.017 | 0 | 0 | 44844.017 | 0.02261%
2028 | 799 | 799-504R | Tier-2 | Tier-2---15 | 1--5 | 38 | 1 | 127.4062 | 99.28% | 0% | 0.716% | 0.96535 | 0 | 0 | 0.96535 | 0 | 0.83799 | 0.10156 | 8.2508 | 0.83799 | 0.10156 | 8.2508 | 0.97961 | 0.11873 | 8.2508 | 0.7577% | 0.0046964 | 0.0046606 | 27128.474 | 4849.4252 | 1319.6494 | 20959.3994 | 27129.9679 | 0 | 0 | 27129.9679 | 3.183e-05%
2028 | 835 | 835-10F | Tier-2 | Tier-2---19 | 1--4 | 13 | 2 | 12.4137 | 98.83% | 0% | 1.166% | 0.54739 | 0 | 0 | 0.54739 | 0 | 0.47517 | 0.20313 | 2.3393 | 0.47517 | 0.20313 | 2.3393 | 0.55547 | 0.23746 | 2.3393 | 4.41% | 0.0010446 | 0.00099799 | 11883.6637 | 927.2087 | 137.533 | 10818.9221 | 11890.1324 | 0 | 0 | 11890.1324 | 1.805e-05%
2028 | 840 | 840-374 | Tier-2 | Tier-2---13 | 4--3 | 40 | 1 | 232.5563 | 96.66% | 2.796% | 0.5416% | 1.6298 | 0 | 0 | 1.6298 | 0 | 1.4147 | 0.10156 | 13.9296 | 1.4147 | 0.10156 | 13.9296 | 1.6539 | 0.11873 | 13.9296 | 0.7008% | 0.064007 | 0.063543 | 3633.3054 | 196.9902 | 98.0177 | 3338.2976 | 3634.1909 | 0 | 0 | 3634.1909 | 5.374e-05%
2028 | 859 | 859-42R | Tier-2 | Tier-2---3 | 4--5 | 557 | 14 | 8606.9717 | 99.86% | 0% | 0.1411% | 62.6481 | 0 | 0 | 62.6481 | 0 | 54.3826 | 1.4219 | 38.2467 | 54.3826 | 1.4219 | 38.2467 | 63.5739 | 1.6622 | 38.2467 | 0.7279% | 0.067132 | 0.066642 | 128210.0534 | 7463.1152 | 271.9776 | 120474.9607 | 128211.3819 | 0 | 0 | 128211.3819 | 0.002066%
2028 | 907 | 907-1475 | Tier-3 | Tier-3---21 | 3--1 | 4 | 1 | 4.2814 | 0% | 100% | 0% | 0 | 0 | 0 | 0 | 0 | 0 | 0.10156 | 0 | 0 | 0.10156 | 0 | 0 | 0.11873 | 0 | 0% | 0.017589 | 0.016314 | 243.4138 | 0.27581 | 199.7806 | 43.3575 | 262.4408 | 0 | 0 | 262.4408 | 0%
2028 | 907 | 907-1562AE | Tier-3 | Tier-3---6 | 4--5 | 162 | 15 | 8439.7692 | 97.62% | 2.35% | 0.03436% | 221.2207 | 0 | 0 | 221.2207 | 0 | 192.034 | 1.5235 | 126.0517 | 192.034 | 1.5235 | 126.0517 | 224.4899 | 1.7809 | 126.0517 | 2.621% | 0.054867 | 0.053393 | 153823.4413 | 9936.3787 | 3323.7899 | 140563.2726 | 153924.6288 | 0 | 0 | 153924.6288 | 0.007295%
2028 | 907 | 907-1702R | Tier-3 | Tier-3---6 | 4--5 | 148 | 15 | 9100.5583 | 99.73% | 0.2344% | 0.03926% | 266.7506 | 0 | 0 | 266.7506 | 0 | 231.5569 | 1.5235 | 151.9947 | 231.5569 | 1.5235 | 151.9947 | 270.6927 | 1.7809 | 151.9947 | 2.931% | 0.061079 | 0.059283 | 148997.4926 | 9820.8836 | 378.9812 | 138797.6278 | 149009.8398 | 0 | 0 | 149009.8398 | 0.008796%
2028 | 907 | 907-1716R | Tier-3 | Tier-3---2 | 4--5 | 388 | 28 | 27066.4552 | 99.19% | 0.7771% | 0.02941% | 561.8741 | 0 | 0 | 561.8741 | 0 | 487.7434 | 2.8438 | 171.5123 | 487.7434 | 2.8438 | 171.5123 | 570.1776 | 3.3244 | 171.5123 | 2.076% | 0.088049 | 0.086207 | 307401.4892 | 26739.124 | 2399.2259 | 278263.1391 | 307454.4802 | 0 | 0 | 307454.4802 | 0.01853%
2028 | 908 | 908-1172R | Tier-2 | Tier-2---2 | 5--5 | 303 | 26 | 15766.5188 | 98.33% | 1.627% | 0.04735% | 385.7737 | 0 | 0 | 385.7737 | 0 | 334.8767 | 2.6407 | 126.8158 | 334.8767 | 2.6407 | 126.8158 | 391.4747 | 3.087 | 126.8158 | 2.447% | 0.20692 | 0.20177 | 76195.3215 | 5331.2754 | 1185.4095 | 69678.6366 | 76227.8731 | 0 | 0 | 76227.8731 | 0.01272%
2028 | 908 | 908-1236 | Tier-2 | Tier-2---2 | 5--5 | 166 | 17 | 11763.9311 | 98.8% | 1.165% | 0.03327% | 345.189 | 0 | 0 | 345.189 | 0 | 299.6466 | 1.7266 | 173.549 | 299.6466 | 1.7266 | 173.549 | 350.2903 | 2.0184 | 173.549 | 2.934% | 0.1877 | 0.18213 | 62673.98 | 5005.8683 | 685.7702 | 56982.3415 | 62696.9615 | 0 | 0 | 62696.9615 | 0.01138%
2028 | 908 | 908-1368R | Tier-2 | Tier-2---5 | 5--5 | 471 | 78 | 5570.7929 | 96.25% | 3.531% | 0.2207% | 257.5035 | 0 | 0 | 257.5035 | 0 | 223.5299 | 7.922 | 28.2165 | 223.5299 | 7.922 | 28.2165 | 261.3089 | 9.2609 | 28.2165 | 4.622% | 0.23644 | 0.22509 | 23560.7485 | 1440.3319 | 798.3866 | 21322.03 | 23605.3374 | 0 | 0 | 23605.3374 | 0.008492%
2028 | 908 | 908-1370R | Tier-2 | Tier-2---8 | 5--4 | 150 | 15 | 1466.2762 | 91.81% | 7.905% | 0.289% | 39.0377 | 0 | 0 | 39.0377 | 0 | 33.8873 | 1.5235 | 22.2437 | 33.8873 | 1.5235 | 22.2437 | 39.6146 | 1.7809 | 22.2437 | 2.662% | 0.1878 | 0.18236 | 7807.4644 | 518.9417 | 584.8681 | 6703.6546 | 7826.5711 | 0 | 0 | 7826.5711 | 0.001287%
2028 | 908 | 908-1372R | Tier-2 | Tier-2---2 | 5--5 | 123 | 9 | 7960.2903 | 98.35% | 1.621% | 0.03193% | 166.122 | 0 | 0 | 166.122 | 0 | 144.2047 | 0.91407 | 157.7607 | 144.2047 | 0.91407 | 157.7607 | 168.577 | 1.0686 | 157.7607 | 2.087% | 0.17701 | 0.17325 | 44971.6131 | 3766.5332 | 683.7932 | 40521.2867 | 44987.7254 | 0 | 0 | 44987.7254 | 0.005478%
2028 | 908 | 908-2038R | Tier-2 | Tier-2---1 | 5--5 | 547 | 24 | 41258.5742 | 98.89% | 1.078% | 0.03081% | 519.1494 | 0 | 0 | 519.1494 | 0 | 450.6555 | 2.4375 | 184.8823 | 450.6555 | 2.4375 | 184.8823 | 526.8214 | 2.8495 | 184.8823 | 1.258% | 0.23053 | 0.2276 | 178970.5163 | 13265.9985 | 1829.4076 | 163875.1102 | 178996.099 | 0 | 0 | 178996.099 | 0.01712%
2028 | 908 | 908-2040 | Tier-2 | Tier-2---5 | 5--5 | 162 | 8 | 3646.8048 | 91.91% | 7.986% | 0.1044% | 48.0007 | 0 | 0 | 48.0007 | 0 | 41.6678 | 0.81251 | 51.2828 | 41.6678 | 0.81251 | 51.2828 | 48.7101 | 0.94983 | 51.2828 | 1.316% | 0.17929 | 0.17673 | 20339.8492 | 1700.729 | 1512.7829 | 17126.3373 | 20363.757 | 0 | 0 | 20363.757 | 0.001583%
2028 | 908 | 908-2055F | Tier-3 | Tier-3---2 | 5--5 | 363 | 31 | 22564.0783 | 99.08% | 0.8792% | 0.03652% | 553.701 | 0 | 0 | 553.701 | 0 | 480.6486 | 3.1485 | 152.6609 | 480.6486 | 3.1485 | 152.6609 | 561.8836 | 3.6806 | 152.6609 | 2.454% | 0.20355 | 0.19851 | 110854.0623 | 7735.6273 | 1009.8579 | 102108.5771 | 110879.8416 | 0 | 0 | 110879.8416 | 0.01826%
2028 | 909 | 909-451 | Tier-3 | Tier-3---1 | 5--5 | 506 | 49 | 55252.3747 | 99.27% | 0.7029% | 0.02396% | 1540.3744 | 0 | 0 | 1540.3744 | 0 | 1337.1453 | 4.9766 | 268.6856 | 1337.1453 | 4.9766 | 268.6856 | 1563.1381 | 5.8177 | 268.6856 | 2.788% | 0.31112 | 0.30238 | 177590.703 | 9870.6468 | 1163.318 | 166556.7382 | 177628.0008 | 0 | 0 | 177628.0008 | 0.0508%
2028 | 909 | 909-453R | Tier-2 | Tier-2---3 | 2--5 | 62 | 1 | 5703.0403 | 99.97% | 0% | 0.03309% | 26.6667 | 0 | 0 | 26.6667 | 0 | 23.1484 | 0.10156 | 227.9204 | 23.1484 | 0.10156 | 227.9204 | 27.0608 | 0.11873 | 227.9204 | 0.4676% | 0.0097928 | 0.009747 | 582370.7512 | 29002.1932 | 955.718 | 552412.8399 | 582371.6567 | 0 | 0 | 582371.6567 | 0.0008794%
2028 | 909 | 909-805R | Tier-2 | Tier-2---1 | 5--5 | 309 | 40 | 32313.161 | 99.26% | 0.708% | 0.02831% | 1204.1195 | 0 | 0 | 1204.1195 | 0 | 1045.2542 | 4.0625 | 257.2905 | 1045.2542 | 4.0625 | 257.2905 | 1221.9141 | 4.7492 | 257.2905 | 3.726% | 0.28921 | 0.27835 | 111728.904 | 9787.6674 | 729.9669 | 101211.2697 | 111760.9898 | 0 | 0 | 111760.9898 | 0.03971%
2028 | 909 | 909-812 | Tier-2 | Tier-2---17 | 1--5 | 3 | 1 | 62.9838 | 99.88% | 0% | 0.1185% | 6.0812 | 0 | 0 | 6.0812 | 0 | 5.2789 | 0.10156 | 51.9763 | 5.2789 | 0.10156 | 51.9763 | 6.1711 | 0.11873 | 51.9763 | 9.655% | 0.0001786 | 0.00016134 | 352652.9395 | 17483.1364 | 875.05 | 334294.7531 | 352697.6408 | 0 | 0 | 352697.6408 | 0.0002005%
2028 | 91 | 91-7F | Tier-2 | Tier-2---9 | 4--5 | 194 | 2 | 1295.9906 | 95.98% | 3.603% | 0.4176% | 3.7188 | 0 | 0 | 3.7188 | 0 | 3.2282 | 0.20313 | 15.8924 | 3.2282 | 0.20313 | 15.8924 | 3.7738 | 0.23746 | 15.8924 | 0.2869% | 0.034038 | 0.033936 | 38075.0405 | 3866.8561 | 1530.8214 | 32677.363 | 38079.631 | 0 | 0 | 38079.631 | 0.0001226%
2028 | 920 | 920-735AE | Tier-2 | Tier-2---7 | 4--5 | 295 | 1 | 1554.328 | 69.02% | 30.62% | 0.3611% | 1.0546 | 0 | 0 | 1.0546 | 0 | 0.91549 | 0.10156 | 9.014 | 0.91549 | 0.10156 | 9.014 | 1.0702 | 0.11873 | 9.014 | 0.06785% | 0.068691 | 0.068623 | 22627.8919 | 1626.4148 | 6446.6356 | 14554.8415 | 22634.7897 | 0 | 0 | 22634.7897 | 3.478e-05%
2028 | 928 | 928-19 | Tier-2 | Tier-2---11 | 4--4 | 36 | 1 | 434.8834 | 99.47% | 0.2691% | 0.2608% | 3.4847 | 0 | 0 | 3.4847 | 0 | 3.0249 | 0.10156 | 29.7835 | 3.0249 | 0.10156 | 29.7835 | 3.5362 | 0.11873 | 29.7835 | 0.8013% | 0.051756 | 0.051339 | 8402.5377 | 840.1371 | 38.3723 | 7524.0283 | 8402.8993 | 0 | 0 | 8402.8993 | 0.0001149%
2028 | 968 | 968-476F | Tier-2 | Tier-2---17 | 3--3 | 44 | 5 | 62.492 | 96.91% | 0.773% | 2.32% | 1.9957 | 0 | 0 | 1.9957 | 0 | 1.7324 | 0.50782 | 3.4115 | 1.7324 | 0.50782 | 3.4115 | 2.0252 | 0.59365 | 3.4115 | 3.194% | 0.015315 | 0.01481 | 4080.3921 | 657.1077 | 115.1614 | 3308.123 | 4084.6925 | 0 | 0 | 4084.6925 | 6.581e-05%
2028 | 970 | 970-1341R | Tier-3 | Tier-3---4 | 5--5 | 92 | 8 | 12961.6134 | 99.66% | 0.3199% | 0.02218% | 325.7399 | 0 | 0 | 325.7399 | 0 | 282.7635 | 0.81251 | 348.0127 | 282.7635 | 0.81251 | 348.0127 | 330.5537 | 0.94983 | 348.0127 | 2.513% | 0.12497 | 0.12182 | 103720.1236 | 10455.2915 | 563.8236 | 92701.0085 | 103729.3028 | 0 | 0 | 103729.3028 | 0.01074%
2028 | 971 | 971-1973R | Tier-3 | Tier-3---4 | 5--5 | 344 | 30 | 15148.7962 | 99.05% | 0.8967% | 0.0506% | 379.4944 | 0 | 0 | 379.4944 | 0 | 329.4259 | 3.0469 | 108.1181 | 329.4259 | 3.0469 | 108.1181 | 385.1026 | 3.5619 | 108.1181 | 2.505% | 0.14704 | 0.14332 | 103024.8612 | 7594.4752 | 905.6636 | 94524.7224 | 103050.1832 | 0 | 0 | 103050.1832 | 0.01251%
2028 | 971 | 971-2050R | Tier-3 | Tier-3---2 | 5--5 | 597 | 33 | 28484.5838 | 98.91% | 1.035% | 0.05308% | 451.6461 | 0 | 0 | 451.6461 | 0 | 392.0583 | 3.3516 | 116.9765 | 392.0583 | 3.3516 | 116.9765 | 458.3206 | 3.9181 | 116.9765 | 1.586% | 0.18464 | 0.18168 | 154268.7539 | 10830.6461 | 1582.0513 | 141856.0564 | 154296.0874 | 0 | 0 | 154296.0874 | 0.01489%
2028 | 971 | 971-29R | Tier-3 | Tier-3---6 | 5--5 | 106 | 14 | 8015.4065 | 99.46% | 0.5042% | 0.0309% | 305.3624 | 0 | 0 | 305.3624 | 0 | 265.0745 | 1.4219 | 186.4239 | 265.0745 | 1.4219 | 186.4239 | 309.8751 | 1.6622 | 186.4239 | 3.81% | 0.12171 | 0.11705 | 65856.8143 | 3610.5313 | 317.5488 | 61928.7341 | 65870.8493 | 0 | 0 | 65870.8493 | 0.01007%
2028 | 971 | 971-371R | Tier-3 | Tier-3---12 | 5--5 | 58 | 1 | 4351.5062 | 99.52% | 0.4473% | 0.03668% | 21.6522 | 0 | 0 | 21.6522 | 0 | 18.7955 | 0.10156 | 185.0618 | 18.7955 | 0.10156 | 185.0618 | 21.9722 | 0.11873 | 185.0618 | 0.4976% | 0.11668 | 0.11609 | 37295.5773 | 2011.9233 | 160.8045 | 35122.8495 | 37296.4844 | 0 | 0 | 37296.4844 | 0.000714%
2028 | 971 | 971-381R | Tier-2 | Tier-2---15 | 1--5 | 2 | 1 | 191.8954 | 99.94% | 0% | 0.06293% | 27.8073 | 0 | 0 | 27.8073 | 0 | 24.1386 | 0.10156 | 237.6694 | 24.1386 | 0.10156 | 237.6694 | 28.2183 | 0.11873 | 237.6694 | 14.49% | 0.0003802 | 0.00032507 | 504722.2701 | 25462.7501 | 288.52 | 478971 | 504776.134 | 0 | 0 | 504776.134 | 0.000917%
2028 | 971 | 971-383R | Tier-3 | Tier-3---4 | 5--5 | 281 | 25 | 14770.5962 | 98.43% | 1.528% | 0.03956% | 375.1163 | 0 | 0 | 375.1163 | 0 | 325.6254 | 2.5391 | 128.2449 | 325.6254 | 2.5391 | 128.2449 | 380.6598 | 2.9682 | 128.2449 | 2.54% | 0.13837 | 0.1348 | 106747.8715 | 6177.23 | 1600.3912 | 98970.2503 | 106792.2014 | 0 | 0 | 106792.2014 | 0.01237%
2028 | 971 | 971-388R | Tier-3 | Tier-3---4 | 5--5 | 406 | 18 | 11267.961 | 98.98% | 0.9235% | 0.09902% | 143.3924 | 0 | 0 | 143.3924 | 0 | 124.474 | 1.8281 | 68.0876 | 124.474 | 1.8281 | 68.0876 | 145.5115 | 2.1371 | 68.0876 | 1.273% | 0.17642 | 0.17415 | 63870.0886 | 3872.2432 | 602.7653 | 59395.0801 | 63878.5946 | 0 | 0 | 63878.5946 | 0.004729%
2028 | 972 | 972-1582R | Tier-3 | Tier-3---6 | 5--5 | 213 | 1 | 8019.1792 | 98.53% | 1.384% | 0.08092% | 10.7581 | 0 | 0 | 10.7581 | 0 | 9.3388 | 0.10156 | 91.95 | 9.3388 | 0.10156 | 91.95 | 10.9171 | 0.11873 | 91.95 | 0.1342% | 0.15062 | 0.15042 | 53239.6467 | 3086.8109 | 714.7235 | 49438.1123 | 53240.7103 | 0 | 0 | 53240.7103 | 0.0003548%
2028 | 972 | 972-1590F | Tier-3 | Tier-3---2 | 5--5 | 697 | 38 | 23409.1539 | 98.39% | 1.548% | 0.05965% | 364.1642 | 0 | 0 | 364.1642 | 0 | 316.1182 | 3.8594 | 81.9083 | 316.1182 | 3.8594 | 81.9083 | 369.5458 | 4.5117 | 81.9083 | 1.556% | 0.17603 | 0.17325 | 132982.6796 | 10745.803 | 2028.2393 | 120208.6373 | 133017.0176 | 0 | 0 | 133017.0176 | 0.01201%
2028 | 972 | 972-1642 | Tier-2 | Tier-2---16 | 5--2 | 9 | 4 | 185.3011 | 0% | 99.96% | 0.04171% | 0 | 0 | 0 | 0 | 0 | 0 | 0.40625 | 0 | 0 | 0.40625 | 0 | 0 | 0.47492 | 0 | 0% | 0.11047 | 0.096234 | 1677.3427 | 1.9611 | 1511.263 | 164.1186 | 1925.5209 | 0 | 0 | 1925.5209 | 0%
2028 | 972 | 972-32R | Tier-2 | Tier-2---1 | 5--5 | 543 | 53 | 22914.3284 | 97.48% | 2.478% | 0.04418% | 632.2502 | 0 | 0 | 632.2502 | 0 | 548.8344 | 5.3829 | 101.9594 | 548.8344 | 5.3829 | 101.9594 | 641.5937 | 6.2926 | 101.9594 | 2.759% | 0.16607 | 0.16137 | 137978.7753 | 7897.3231 | 3156.5486 | 126924.9036 | 138080.1326 | 0 | 0 | 138080.1326 | 0.02085%
2028 | 972 | 972-942R | Tier-3 | Tier-3---6 | 5--5 | 189 | 10 | 9149.6836 | 99.12% | 0.8301% | 0.05344% | 139.1515 | 0 | 0 | 139.1515 | 0 | 120.7926 | 1.0156 | 118.9329 | 120.7926 | 1.0156 | 118.9329 | 141.2079 | 1.1873 | 118.9329 | 1.521% | 0.14195 | 0.13977 | 64459.3584 | 4369.1581 | 517.8641 | 59572.3362 | 64468.2337 | 0 | 0 | 64468.2337 | 0.004589%
2028 | 973 | 973-1226R | Tier-3 | Tier-3---10 | 5--5 | 194 | 9 | 5177.8696 | 97.32% | 2.585% | 0.09195% | 67.7963 | 0 | 0 | 67.7963 | 0 | 58.8516 | 0.91407 | 64.3839 | 58.8516 | 0.91407 | 64.3839 | 68.7982 | 1.0686 | 64.3839 | 1.309% | 0.13989 | 0.13801 | 37012.5952 | 1958.2894 | 910.1694 | 34144.1364 | 37026.1068 | 0 | 0 | 37026.1068 | 0.002236%
2028 | 973 | 973-1245R | Tier-3 | Tier-3---6 | 5--5 | 59 | 11 | 8620.1106 | 99.53% | 0.4446% | 0.0227% | 463.8924 | 0 | 0 | 463.8924 | 0 | 402.6888 | 1.1172 | 360.4447 | 402.6888 | 1.1172 | 360.4447 | 470.7478 | 1.306 | 360.4447 | 5.382% | 0.12039 | 0.11388 | 71603.6913 | 4071.6789 | 428.5861 | 67103.4263 | 71622.8172 | 0 | 0 | 71622.8172 | 0.0153%
2028 | 974 | 974-23R | Tier-3 | Tier-3---11 | 5--5 | 389 | 18 | 3492.8626 | 93.69% | 6.037% | 0.2698% | 43.9147 | 0 | 0 | 43.9147 | 0 | 38.1208 | 1.8281 | 20.8522 | 38.1208 | 1.8281 | 20.8522 | 44.5636 | 2.1371 | 20.8522 | 1.257% | 0.16472 | 0.16251 | 21204.8226 | 1225.3577 | 1209.8349 | 18769.63 | 21223.0131 | 0 | 0 | 21223.0131 | 0.001448%
2028 | 974 | 974-715R | Tier-3 | Tier-3---6 | 5--5 | 134 | 6 | 7107.1697 | 99.55% | 0.3981% | 0.05413% | 91.8698 | 0 | 0 | 91.8698 | 0 | 79.749 | 0.60938 | 130.8686 | 79.749 | 0.60938 | 130.8686 | 93.2274 | 0.71237 | 130.8686 | 1.293% | 0.14069 | 0.13886 | 50517.2415 | 2626.4246 | 327.9593 | 47562.8576 | 50520.247 | 0 | 0 | 50520.247 | 0.00303%
2028 | 975 | 975-22R | Tier-3 | Tier-3---7 | 5--5 | 30 | 2 | 6417.0381 | 80.3% | 19.69% | 0.01691% | 99.619 | 0 | 0 | 99.619 | 0 | 86.4757 | 0.20313 | 425.722 | 86.4757 | 0.20313 | 425.722 | 101.0911 | 0.23746 | 425.722 | 1.552% | 0.19669 | 0.19289 | 32624.3404 | 2655.4587 | 6062.1421 | 23906.7397 | 32751.063 | 0 | 0 | 32751.063 | 0.003285%
2028 | 991 | 991-1 | Tier-2 | Tier-2---12 | 4--5 | 29 | 1 | 626.8618 | 65.87% | 33.98% | 0.153% | 4.1291 | 0 | 0 | 4.1291 | 0 | 3.5843 | 0.10156 | 35.2911 | 3.5843 | 0.10156 | 35.2911 | 4.1901 | 0.11873 | 35.2911 | 0.6587% | 0.034773 | 0.034425 | 18027.4627 | 2318.0951 | 5585.2087 | 10124.1589 | 18089.6142 | 0 | 0 | 18089.6142 | 0.0001362%
2028 | 991 | 991-1206R | Tier-2 | Tier-2---4 | 4--5 | 164 | 18 | 4576.7911 | 99.78% | 0.09876% | 0.1221% | 145.3541 | 0 | 0 | 145.3541 | 0 | 126.1769 | 1.8281 | 69.0191 | 126.1769 | 1.8281 | 69.0191 | 147.5022 | 2.1371 | 69.0191 | 3.176% | 0.063785 | 0.061755 | 71752.9575 | 8533.7139 | 142.1853 | 63077.0583 | 71758.1679 | 0 | 0 | 71758.1679 | 0.004793%
2028 | 1023 | CB 1023 | Tier-2 | Tier-2---4 | 4--5 | 78 | 5 | 3332.7386 | 99.81% | 0.1085% | 0.07978% | 61.8381 | 0 | 0 | 61.8381 | 0 | 53.6795 | 0.50782 | 105.7062 | 53.6795 | 0.50782 | 105.7062 | 62.752 | 0.59365 | 105.7062 | 1.855% | 0.082267 | 0.080737 | 40511.3438 | 2187.4084 | 643.9575 | 37679.9779 | 40512.7884 | 0 | 0 | 40512.7884 | 0.002039%
2028 | 1090 | CB 1090 | Tier-2 | Tier-2---7 | 3--5 | 111 | 9 | 1414.5114 | 99.62% | 0.1678% | 0.2113% | 33.1341 | 0 | 0 | 33.1341 | 0 | 28.7625 | 0.91407 | 31.4663 | 28.7625 | 0.91407 | 31.4663 | 33.6237 | 1.0686 | 31.4663 | 2.342% | 0.025114 | 0.024523 | 56324.0689 | 3193.0563 | 219.125 | 52911.8876 | 56329.2101 | 0 | 0 | 56329.2101 | 0.001093%
2028 | 1101 | CB 1101 | Tier-2 | Tier-2---9 | 4--4 | 41 | 1 | 1133.279 | 99.72% | 0.1529% | 0.1272% | 7.9934 | 0 | 0 | 7.9934 | 0 | 6.9388 | 0.10156 | 68.3199 | 6.9388 | 0.10156 | 68.3199 | 8.1116 | 0.11873 | 68.3199 | 0.7053% | 0.091579 | 0.090931 | 12374.933 | 790.0395 | 488.8435 | 11096.0499 | 12375.18 | 0 | 0 | 12375.18 | 0.0002636%
2028 | 1138 | CB 1138 | Tier-2 | Tier-2---10 | 5--4 | 291 | 7 | 765.4961 | 75% | 24.28% | 0.7274% | 4.0048 | 0 | 0 | 4.0048 | 0 | 3.4764 | 0.71095 | 4.8899 | 3.4764 | 0.71095 | 4.8899 | 4.064 | 0.8311 | 4.8899 | 0.5232% | 0.11418 | 0.11338 | 6704.4211 | 521.4992 | 1615.7801 | 4567.1418 | 6716.1977 | 0 | 0 | 6716.1977 | 0.0001321%
2028 | 1162 | CB 1162 | Tier-2 | Tier-2---18 | 4--2 | 34 | 4 | 75.2008 | 96.65% | 1.975% | 1.378% | 2.4796 | 0 | 0 | 2.4796 | 0 | 2.1525 | 0.40625 | 5.2984 | 2.1525 | 0.40625 | 5.2984 | 2.5163 | 0.47492 | 5.2984 | 3.297% | 0.064214 | 0.062023 | 1171.1044 | 73.0024 | 42.1055 | 1055.9965 | 1172.4915 | 0 | 0 | 1172.4915 | 8.177e-05%
2028 | 120 | CB 120 | Tier-1 | Non-HFTD---5 | 2--4 | 18 | 4 | 72.8901 | 46.84% | 52.05% | 1.107% | 2.2004 | 0 | 0 | 2.2004 | 0 | 1.9101 | 0.40625 | 4.7016 | 1.9101 | 0.40625 | 4.7016 | 2.2329 | 0.47492 | 4.7016 | 3.019% | 0.010618 | 0.0099339 | 6864.6422 | 345.044 | 3697.6124 | 2821.9858 | 7116.0028 | 0 | 0 | 7116.0028 | 7.256e-05%
2028 | 1234 | CB 1234 | Tier-3 | Tier-3---10 | 5--5 | 240 | 21 | 6311.4919 | 84.29% | 15.54% | 0.1769% | 134.9909 | 0 | 0 | 134.9909 | 0 | 117.1809 | 2.1328 | 54.9413 | 117.1809 | 2.1328 | 54.9413 | 136.9858 | 2.4933 | 54.9413 | 2.139% | 0.11961 | 0.11658 | 52765.4948 | 2759.6634 | 8111.6399 | 41894.1915 | 52981.3423 | 0 | 0 | 52981.3423 | 0.004451%
2028 | 1235 | CB 1235 | Tier-2 | Tier-2---6 | 4--5 | 622 | 29 | 6645.572 | 99.09% | 0.6868% | 0.2213% | 89.0382 | 0 | 0 | 89.0382 | 0 | 77.2909 | 2.9453 | 26.2417 | 77.2909 | 2.9453 | 26.2417 | 90.354 | 3.4431 | 26.2417 | 1.34% | 0.082825 | 0.081705 | 80236.4987 | 5995.4874 | 833.9481 | 73407.0631 | 80246.4854 | 0 | 0 | 80246.4854 | 0.002936%
2028 | 1243 | CB 1243 | Tier-2 | Tier-2---7 | 3--5 | 116 | 6 | 1438.3629 | 99.75% | 0% | 0.2509% | 21.5213 | 0 | 0 | 21.5213 | 0 | 18.6819 | 0.60938 | 30.6571 | 18.6819 | 0.60938 | 30.6571 | 21.8393 | 0.71237 | 30.6571 | 1.496% | 0.019586 | 0.019292 | 73438.3162 | 4480.0299 | 229.8696 | 68728.4167 | 73441.1224 | 0 | 0 | 73441.1224 | 0.0007097%
2028 | 1299 | CB 1299 | Tier-2 | Tier-2---19 | 3--3 | 76 | 1 | 41.7756 | 94.08% | 0% | 5.924% | 0.14996 | 0 | 0 | 0.14996 | 0 | 0.13018 | 0.10156 | 1.2817 | 0.13018 | 0.10156 | 1.2817 | 0.15218 | 0.11873 | 1.2817 | 0.359% | 0.014997 | 0.01494 | 2785.5246 | 306.2114 | 186.6907 | 2292.6226 | 2786.1566 | 0 | 0 | 2786.1566 | 4.945e-06%
2028 | 200 | CB 200 | Tier-2 | Tier-2---9 | 4--5 | 478 | 2 | 1342.6559 | 29.9% | 69.37% | 0.7369% | 0.48706 | 0 | 0 | 0.48706 | 0 | 0.4228 | 0.20313 | 2.0814 | 0.4228 | 0.20313 | 2.0814 | 0.49425 | 0.23746 | 2.0814 | 0.03628% | 0.060261 | 0.060188 | 22280.6766 | 447.1549 | 16796.8177 | 5036.7039 | 22299.6523 | 0 | 0 | 22299.6523 | 1.606e-05%
2028 | 203 | CB 203 | Tier-2 | Tier-2---13 | 4--4 | 233 | 6 | 195.752 | 9.583% | 88.23% | 2.187% | 0.14009 | 0 | 0 | 0.14009 | 0 | 0.12161 | 0.60938 | 0.19956 | 0.12161 | 0.60938 | 0.19956 | 0.14216 | 0.71237 | 0.19956 | 0.07157% | 0.03541 | 0.035146 | 5528.1246 | 19.724 | 4996.0335 | 512.3671 | 5565.7321 | 0 | 0 | 5565.7321 | 4.62e-06%
2028 | 204 | CB 204 | Tier-2 | Tier-2---9 | 4--4 | 229 | 11 | 1059.5314 | 80.82% | 18.41% | 0.7661% | 11.9289 | 0 | 0 | 11.9289 | 0 | 10.3551 | 1.1172 | 9.2688 | 10.3551 | 1.1172 | 9.2688 | 12.1052 | 1.306 | 9.2688 | 1.126% | 0.068524 | 0.067569 | 15462.1941 | 933.3265 | 3218.617 | 11310.2506 | 15504.0843 | 0 | 0 | 15504.0843 | 0.0003934%
2028 | 231 | CB 231 | Tier-2 | Tier-2---7 | 4--5 | 260 | 18 | 2499.974 | 99.29% | 0.4807% | 0.2332% | 49.8335 | 0 | 0 | 49.8335 | 0 | 43.2587 | 1.8281 | 23.6626 | 43.2587 | 1.8281 | 23.6626 | 50.5699 | 2.1371 | 23.6626 | 1.993% | 0.037573 | 0.036818 | 66537.1573 | 4869.2313 | 990.775 | 60677.151 | 66546.8894 | 0 | 0 | 66546.8894 | 0.001643%
2028 | 232 | CB 232 | Tier-2 | Tier-2---7 | 4--5 | 259 | 13 | 1642.5971 | 97.37% | 2.323% | 0.3027% | 23.2818 | 0 | 0 | 23.2818 | 0 | 20.2101 | 1.3203 | 15.3069 | 20.2101 | 1.3203 | 15.3069 | 23.6259 | 1.5435 | 15.3069 | 1.417% | 0.029023 | 0.028601 | 56595.6114 | 3442.0938 | 1736.7765 | 51416.7411 | 56617.5616 | 0 | 0 | 56617.5616 | 0.0007677%
2028 | 233 | CB 233 | Tier-2 | Tier-2---4 | 4--5 | 613 | 37 | 4127.6955 | 98.74% | 0.928% | 0.3343% | 71.3394 | 0 | 0 | 71.3394 | 0 | 61.9273 | 3.7579 | 16.4794 | 61.9273 | 3.7579 | 16.4794 | 72.3937 | 4.393 | 16.4794 | 1.728% | 0.075451 | 0.07413 | 54706.8242 | 4073.6346 | 1765.0896 | 48868.1 | 54719.1279 | 0 | 0 | 54719.1279 | 0.002353%
2028 | 234 | CB 234 | Tier-2 | Tier-2---4 | 4--5 | 352 | 32 | 3294.853 | 98.88% | 0.9043% | 0.2189% | 85.8887 | 0 | 0 | 85.8887 | 0 | 74.557 | 3.25 | 22.9404 | 74.557 | 3.25 | 22.9404 | 87.158 | 3.7993 | 22.9404 | 2.607% | 0.044658 | 0.043481 | 73779.6805 | 5680.9025 | 1107.6673 | 66991.1107 | 73802.1185 | 0 | 0 | 73802.1185 | 0.002832%
2028 | 236 | CB 236 | Tier-2 | Tier-2---1 | 5--5 | 337 | 36 | 12711.1878 | 97.62% | 2.333% | 0.04724% | 384.4089 | 0 | 0 | 384.4089 | 0 | 333.692 | 3.6563 | 91.2652 | 333.692 | 3.6563 | 91.2652 | 390.0898 | 4.2742 | 91.2652 | 3.024% | 0.1419 | 0.1375 | 89580.6366 | 5356.752 | 2115.0834 | 82108.8012 | 89648.8098 | 0 | 0 | 89648.8098 | 0.01268%
2028 | 237 | CB 237 | Tier-2 | Tier-2---8 | 5--5 | 41 | 1 | 2111.5746 | 99.54% | 0.4259% | 0.03207% | 14.8671 | 0 | 0 | 14.8671 | 0 | 12.9056 | 0.10156 | 127.0695 | 12.9056 | 0.10156 | 127.0695 | 15.0868 | 0.11873 | 127.0695 | 0.7041% | 0.10923 | 0.10845 | 19331.9134 | 1261.1888 | 123.1877 | 17947.5369 | 19332.5441 | 0 | 0 | 19332.5441 | 0.0004903%
2028 | 240 | CB 240 | Tier-2 | Tier-2---9 | 4--5 | 238 | 11 | 1263.0316 | 97.68% | 1.949% | 0.3739% | 16.5356 | 0 | 0 | 16.5356 | 0 | 14.354 | 1.1172 | 12.8482 | 14.354 | 1.1172 | 12.8482 | 16.78 | 1.306 | 12.8482 | 1.309% | 0.048511 | 0.04786 | 26036.1977 | 2576.3946 | 964.8687 | 22494.9343 | 26044.4145 | 0 | 0 | 26044.4145 | 0.0005453%
2028 | 242 | CB 242 | Tier-2 | Tier-2---11 | 5--3 | 87 | 1 | 406.8184 | 64.36% | 35.02% | 0.6193% | 0.8728 | 0 | 0 | 0.8728 | 0 | 0.75765 | 0.10156 | 7.4599 | 0.75765 | 0.10156 | 7.4599 | 0.8857 | 0.11873 | 7.4599 | 0.2145% | 0.1014 | 0.10107 | 4011.826 | 175.5762 | 1861.6873 | 1974.5625 | 4016.6075 | 0 | 0 | 4016.6075 | 2.878e-05%
2028 | 244 | CB 244 | Tier-2 | Tier-2---14 | 4--4 | 197 | 1 | 295.5508 | 37.5% | 61.39% | 1.106% | 0.16317 | 0 | 0 | 0.16317 | 0 | 0.14164 | 0.10156 | 1.3946 | 0.14164 | 0.10156 | 1.3946 | 0.16558 | 0.11873 | 1.3946 | 0.05521% | 0.040668 | 0.040609 | 7267.3331 | 124.9098 | 5850.4758 | 1291.9476 | 7274.0289 | 0 | 0 | 7274.0289 | 5.381e-06%
2028 | 246 | CB 246 | Tier-2 | Tier-2---7 | 4--5 | 303 | 11 | 1438.4419 | 90% | 9.47% | 0.5268% | 13.6301 | 0 | 0 | 13.6301 | 0 | 11.8318 | 1.1172 | 10.5906 | 11.8318 | 1.1172 | 10.5906 | 13.8315 | 1.306 | 10.5906 | 0.9476% | 0.066431 | 0.065732 | 21653.0415 | 2613.8832 | 2643.0483 | 16396.11 | 21676.0732 | 0 | 0 | 21676.0732 | 0.0004495%
2028 | 249 | CB 249 | Tier-3 | Tier-3---16 | 4--4 | 101 | 6 | 826.9208 | 97.04% | 2.672% | 0.2884% | 13.8242 | 0 | 0 | 13.8242 | 0 | 12.0003 | 0.60938 | 19.6926 | 12.0003 | 0.60938 | 19.6926 | 14.0285 | 0.71237 | 19.6926 | 1.672% | 0.05906 | 0.058043 | 14001.3211 | 814.7478 | 543.4884 | 12643.085 | 14008.5876 | 0 | 0 | 14008.5876 | 0.0004559%
2028 | 276 | CB 276 | Tier-1 | Non-HFTD---10 | 3--2 | 28 | 1 | 26.0793 | 53.94% | 42.4% | 3.659% | 0.14571 | 0 | 0 | 0.14571 | 0 | 0.12648 | 0.10156 | 1.2453 | 0.12648 | 0.10156 | 1.2453 | 0.14786 | 0.11873 | 1.2453 | 0.5587% | 0.01954 | 0.019338 | 1334.6469 | 11.1399 | 1219.4428 | 104.0642 | 1341.08 | 0 | 0 | 1341.08 | 4.805e-06%
2028 | 305 | CB 305 | Tier-1 | Non-HFTD---1 | 4--5 | 170 | 7 | 2786.7739 | 97.11% | 2.732% | 0.1605% | 32.3147 | 0 | 0 | 32.3147 | 0 | 28.0512 | 0.71095 | 39.4563 | 28.0512 | 0.71095 | 39.4563 | 32.7922 | 0.8311 | 39.4563 | 1.16% | 0.073949 | 0.073066 | 37685.1802 | 2117.5221 | 1006.2986 | 34561.3595 | 37698.3558 | 0 | 0 | 37698.3558 | 0.001066%
2028 | 307 | CB 307 | Tier-1 | Non-HFTD---1 | 4--4 | 30 | 4 | 601.8674 | 89.73% | 10.15% | 0.1197% | 20.883 | 0 | 0 | 20.883 | 0 | 18.1278 | 0.40625 | 44.6218 | 18.1278 | 0.40625 | 44.6218 | 21.1916 | 0.47492 | 44.6218 | 3.47% | 0.056404 | 0.054223 | 10670.688 | 553.5856 | 1014.91 | 9102.1924 | 10714.751 | 0 | 0 | 10714.751 | 0.0006886%
2028 | 330 | CB 330 | Tier-2 | Tier-2---16 | 4--3 | 156 | 9 | 124.2501 | 33.35% | 64.03% | 2.615% | 0.69336 | 0 | 0 | 0.69336 | 0 | 0.60188 | 0.91407 | 0.65846 | 0.60188 | 0.91407 | 0.65846 | 0.70361 | 1.0686 | 0.65846 | 0.558% | 0.029702 | 0.029205 | 4183.2246 | 7.517 | 3868.9172 | 306.7905 | 4230.6628 | 0 | 0 | 4230.6628 | 2.286e-05%
2028 | 331 | CB 331 | Tier-2 | Tier-2---14 | 2--5 | 48 | 1 | 261.2105 | 99.38% | 0% | 0.6196% | 1.5684 | 0 | 0 | 1.5684 | 0 | 1.3614 | 0.10156 | 13.4049 | 1.3614 | 0.10156 | 13.4049 | 1.5915 | 0.11873 | 13.4049 | 0.6004% | 0.010352 | 0.010289 | 25232.8512 | 1657.0176 | 8665.3282 | 14910.5054 | 25233.8015 | 0 | 0 | 25233.8015 | 5.172e-05%
2028 | 351 | CB 351 | Tier-2 | Tier-2---3 | 5--5 | 154 | 9 | 14599.7352 | 99.66% | 0.3054% | 0.03279% | 246.6003 | 0 | 0 | 246.6003 | 0 | 214.0651 | 0.91407 | 234.1883 | 214.0651 | 0.91407 | 234.1883 | 250.2446 | 1.0686 | 234.1883 | 1.689% | 0.12463 | 0.12252 | 117140.1183 | 11493.6944 | 423.4429 | 105222.9811 | 117146.9479 | 0 | 0 | 117146.9479 | 0.008132%
2028 | 355 | CB 355 | Tier-2 | Tier-2---3 | 5--5 | 302 | 21 | 11288.3525 | 98.84% | 1.109% | 0.05403% | 224.988 | 0 | 0 | 224.988 | 0 | 195.3042 | 2.1328 | 91.5702 | 195.3042 | 2.1328 | 91.5702 | 228.3129 | 2.4933 | 91.5702 | 1.993% | 0.1048 | 0.10269 | 107709.793 | 9333.0654 | 1277.5324 | 97099.1953 | 107735.5795 | 0 | 0 | 107735.5795 | 0.007419%
2028 | 357 | CB 357 | Tier-3 | Tier-3---10 | 5--5 | 162 | 13 | 6110.8546 | 96.01% | 3.933% | 0.05986% | 136.531 | 0 | 0 | 136.531 | 0 | 118.5178 | 1.3203 | 89.764 | 118.5178 | 1.3203 | 89.764 | 138.5487 | 1.5435 | 89.764 | 2.234% | 0.12773 | 0.12476 | 47841.0693 | 2695.6068 | 1944.7301 | 43200.7325 | 47886.584 | 0 | 0 | 47886.584 | 0.004502%
2028 | 358 | CB 358 | Tier-3 | Tier-3---15 | 5--4 | 21 | 3 | 861.4334 | 18.88% | 81.11% | 0.0161% | 6.737 | 0 | 0 | 6.737 | 0 | 5.8482 | 0.30469 | 19.1938 | 5.8482 | 0.30469 | 19.1938 | 6.8366 | 0.35619 | 19.1938 | 0.7821% | 0.1387 | 0.13296 | 6210.6059 | 69.3964 | 4526.8458 | 1614.3636 | 6428.352 | 0 | 0 | 6428.352 | 0.0002222%
2028 | 443 | CB 443 | Tier-2 | Tier-2---17 | 2--4 | 36 | 2 | 67.1473 | 98.29% | 0% | 1.71% | 1.0633 | 0 | 0 | 1.0633 | 0 | 0.92303 | 0.20313 | 4.5441 | 0.92303 | 0.20313 | 4.5441 | 1.079 | 0.23746 | 4.5441 | 1.584% | 0.007405 | 0.0072857 | 9067.8323 | 1055.0436 | 148.4631 | 7864.3256 | 9070.372 | 0 | 0 | 9070.372 | 3.506e-05%
2028 | 470 | CB 470 | Tier-2 | Tier-2---6 | 5--5 | 381 | 6 | 6922.0493 | 95.49% | 4.388% | 0.1268% | 30.1854 | 0 | 0 | 30.1854 | 0 | 26.2029 | 0.60938 | 42.9991 | 26.2029 | 0.60938 | 42.9991 | 30.6314 | 0.71237 | 42.9991 | 0.4361% | 0.114 | 0.11348 | 60721.6484 | 6478.0385 | 2705.5326 | 51538.0773 | 60734.2251 | 0 | 0 | 60734.2251 | 0.0009954%
2028 | 474 | CB 474 | Tier-1 | Non-HFTD---1 | 3--5 | 170 | 2 | 794.8798 | 99.6% | 0% | 0.3957% | 2.7012 | 0 | 0 | 2.7012 | 0 | 2.3448 | 0.20313 | 11.5436 | 2.3448 | 0.20313 | 11.5436 | 2.7411 | 0.23746 | 11.5436 | 0.3398% | 0.016088 | 0.016033 | 49409.4676 | 3049.4445 | 1008.6765 | 45351.3466 | 49410.1369 | 0 | 0 | 49410.1369 | 8.908e-05%
2028 | 492 | CB 492 | Tier-1 | Non-HFTD---4 | 3--4 | 98 | 4 | 147.6974 | 50.2% | 48.6% | 1.193% | 0.87769 | 0 | 0 | 0.87769 | 0 | 0.76189 | 0.40625 | 1.8754 | 0.76189 | 0.40625 | 1.8754 | 0.89066 | 0.47492 | 1.8754 | 0.5943% | 0.022696 | 0.022428 | 6507.5812 | 214.3131 | 5220.6249 | 1072.6432 | 6546.3979 | 0 | 0 | 6546.3979 | 2.894e-05%
2028 | 521 | CB 521 | Tier-2 | Tier-2---20 | 3--1 | 14 | 2 | 12.2832 | 16.79% | 81.3% | 1.905% | 0.085456 | 0 | 0 | 0.085456 | 0 | 0.074181 | 0.20313 | 0.3652 | 0.074181 | 0.20313 | 0.3652 | 0.086719 | 0.23746 | 0.3652 | 0.6957% | 0.025917 | 0.024843 | 473.952 | 4.2331 | 417.1527 | 52.5662 | 490.9959 | 0 | 0 | 490.9959 | 2.818e-06%
2028 | 522 | CB 522 | Tier-2 | Tier-2---9 | 4--5 | 253 | 20 | 1074.3257 | 89.49% | 10.08% | 0.4258% | 22.0415 | 0 | 0 | 22.0415 | 0 | 19.1334 | 2.0313 | 9.4194 | 19.1334 | 2.0313 | 9.4194 | 22.3672 | 2.3746 | 9.4194 | 2.052% | 0.049006 | 0.047882 | 21922.4202 | 1310.4924 | 2696.6948 | 17915.2331 | 21976.4557 | 0 | 0 | 21976.4557 | 0.0007268%
2028 | 523 | CB 523 | Tier-2 | Tier-2---13 | 4--4 | 259 | 23 | 305.5692 | 37.2% | 61.32% | 1.484% | 2.9272 | 0 | 0 | 2.9272 | 0 | 2.541 | 2.336 | 1.0878 | 2.541 | 2.336 | 1.0878 | 2.9704 | 2.7308 | 1.0878 | 0.9579% | 0.044603 | 0.043454 | 6850.8655 | 393.6973 | 4462.8655 | 1994.3028 | 6964.5965 | 0 | 0 | 6964.5965 | 9.653e-05%
2028 | 524 | CB 524 | Tier-3 | Tier-3---17 | 3--5 | 90 | 1 | 481.3309 | 94.25% | 5.298% | 0.4514% | 1.4618 | 0 | 0 | 1.4618 | 0 | 1.2689 | 0.10156 | 12.4939 | 1.2689 | 0.10156 | 12.4939 | 1.4834 | 0.11873 | 12.4939 | 0.3037% | 0.018139 | 0.01808 | 26536.2736 | 2336.3386 | 4292.2973 | 19907.6377 | 26541.2058 | 0 | 0 | 26541.2058 | 4.82e-05%
2028 | 536 | CB 536 | Tier-2 | Tier-2---18 | 4--2 | 39 | 1 | 54.1099 | 76.19% | 21.99% | 1.82% | 0.30656 | 0 | 0 | 0.30656 | 0 | 0.26612 | 0.10156 | 2.6202 | 0.26612 | 0.10156 | 2.6202 | 0.31109 | 0.11873 | 2.6202 | 0.5666% | 0.063476 | 0.063004 | 852.4497 | 43.8224 | 164.7863 | 643.8409 | 853.9701 | 0 | 0 | 853.9701 | 1.011e-05%
2028 | 589 | CB 589 | Tier-1 | Non-HFTD---4 | 2--5 | 31 | 1 | 115.513 | 99.19% | 0% | 0.8071% | 1.0719 | 0 | 0 | 1.0719 | 0 | 0.93047 | 0.10156 | 9.1614 | 0.93047 | 0.10156 | 9.1614 | 1.0877 | 0.11873 | 9.1614 | 0.9279% | 0.0061356 | 0.0060782 | 18826.6917 | 2041.3065 | 4197.7964 | 12587.5888 | 18828.1267 | 0 | 0 | 18828.1267 | 3.535e-05%
2028 | 599 | CB 599 | Tier-2 | Tier-2---4 | 4--5 | 369 | 13 | 4323.2442 | 99.81% | 0% | 0.1903% | 44.0857 | 0 | 0 | 44.0857 | 0 | 38.2692 | 1.3203 | 28.9847 | 38.2692 | 1.3203 | 28.9847 | 44.7372 | 1.5435 | 28.9847 | 1.02% | 0.043095 | 0.042654 | 100319.859 | 10016.8763 | 926.348 | 89376.6347 | 100321.8297 | 0 | 0 | 100321.8297 | 0.001454%
2028 | 65 | CB 65 | Tier-1 | Non-HFTD---2 | 3--4 | 188 | 2 | 189.2656 | 62.06% | 35.57% | 2.376% | 0.36236 | 0 | 0 | 0.36236 | 0 | 0.31455 | 0.20313 | 1.5485 | 0.31455 | 0.20313 | 1.5485 | 0.36771 | 0.23746 | 1.5485 | 0.1915% | 0.027671 | 0.027586 | 6839.7543 | 325.6517 | 4070.8031 | 2443.2995 | 6847.7853 | 0 | 0 | 6847.7853 | 1.195e-05%
2028 | 788 | CB 788 | Tier-2 | Tier-2---2 | 5--5 | 708 | 1 | 8569.0681 | 95.07% | 4.755% | 0.1724% | 3.337 | 0 | 0 | 3.337 | 0 | 2.8967 | 0.10156 | 28.5212 | 2.8967 | 0.10156 | 28.5212 | 3.3863 | 0.11873 | 28.5212 | 0.03894% | 0.14181 | 0.14175 | 60426.1463 | 6360.7221 | 2990.776 | 51074.6482 | 60427.3664 | 0 | 0 | 60427.3664 | 0.00011%
2028 | 791 | CB 791 | Tier-1 | Non-HFTD---1 | 2--5 | 89 | 1 | 969.8887 | 99.78% | 0% | 0.2167% | 3.1535 | 0 | 0 | 3.1535 | 0 | 2.7374 | 0.10156 | 26.9527 | 2.7374 | 0.10156 | 26.9527 | 3.2001 | 0.11873 | 26.9527 | 0.3251% | 0.010706 | 0.010671 | 90594.693 | 5603.3019 | 963.1506 | 84028.2404 | 90595.3346 | 0 | 0 | 90595.3346 | 0.000104%
2028 | 907 | CB 907 | Tier-3 | Tier-3---13 | 3--5 | 51 | 9 | 2742.2838 | 99.83% | 0.1274% | 0.03844% | 140.1077 | 0 | 0 | 140.1077 | 0 | 121.6226 | 0.91407 | 133.0557 | 121.6226 | 0.91407 | 133.0557 | 142.1782 | 1.0686 | 133.0557 | 5.109% | 0.023668 | 0.022457 | 115862.6603 | 8950.1537 | 169.4148 | 106743.0917 | 115873.0234 | 0 | 0 | 115873.0234 | 0.00462%
2028 | 928 | CB 928 | Tier-2 | Tier-2---7 | 4--5 | 62 | 1 | 1655.0106 | 79.76% | 20.12% | 0.1245% | 6.1741 | 0 | 0 | 6.1741 | 0 | 5.3596 | 0.10156 | 52.7705 | 5.3596 | 0.10156 | 52.7705 | 6.2654 | 0.11873 | 52.7705 | 0.3731% | 0.057199 | 0.056931 | 28934.4603 | 1965.0457 | 5791.8405 | 21177.574 | 28961.9854 | 0 | 0 | 28961.9854 | 0.0002036%
2028 | 971 | CB 971 | Tier-2 | Tier-2---3 | 5--5 | 167 | 6 | 11456.6981 | 99.51% | 0.4569% | 0.03477% | 118.7823 | 0 | 0 | 118.7823 | 0 | 103.1108 | 0.60938 | 169.2056 | 103.1108 | 0.60938 | 169.2056 | 120.5377 | 0.71237 | 169.2056 | 1.037% | 0.12528 | 0.12397 | 91451.3672 | 5164.7092 | 651.9468 | 85634.7112 | 91456.1013 | 0 | 0 | 91456.1013 | 0.003917%
2028 | 975 | CB 975 | Tier-3 | Tier-3---16 | 5--4 | 11 | 1 | 1304.3742 | 99.51% | 0.4601% | 0.0271% | 34.2205 | 0 | 0 | 34.2205 | 0 | 29.7056 | 0.10156 | 292.4831 | 29.7056 | 0.10156 | 292.4831 | 34.7262 | 0.11873 | 292.4831 | 2.624% | 0.10726 | 0.10443 | 12161.0449 | 615.424 | 92.9298 | 11452.6911 | 12162.649 | 0 | 0 | 12162.649 | 0.001128%
2028 | 981 | CB 981 | Tier-2 | Tier-2---15 | 1--5 | 14 | 1 | 132.7571 | 99.65% | 0% | 0.354% | 2.7402 | 0 | 0 | 2.7402 | 0 | 2.3787 | 0.10156 | 23.4208 | 2.3787 | 0.10156 | 23.4208 | 2.7807 | 0.11873 | 23.4208 | 2.064% | 0.0030076 | 0.0029453 | 44140.5414 | 2879.0748 | 9317.9917 | 31943.4749 | 44143.8465 | 0 | 0 | 44143.8465 | 9.036e-05%
2028 | FB1 | CB FB1 | Tier-2 | Tier-2---11 | 4--4 | 371 | 21 | 346.5871 | 36.93% | 61.45% | 1.621% | 2.101 | 0 | 0 | 2.101 | 0 | 1.8238 | 2.1328 | 0.85509 | 1.8238 | 2.1328 | 0.85509 | 2.132 | 2.4933 | 0.85509 | 0.6062% | 0.04664 | 0.045874 | 7431.1135 | 609.45 | 4232.5548 | 2589.1087 | 7509.3335 | 0 | 0 | 7509.3335 | 6.928e-05%
2028 | FB2 | CB FB2 | Tier-2 | Tier-2---9 | 4--5 | 173 | 17 | 1029.5845 | 94.33% | 5.316% | 0.3556% | 27.6762 | 0 | 0 | 27.6762 | 0 | 24.0247 | 1.7266 | 13.9146 | 24.0247 | 1.7266 | 13.9146 | 28.0852 | 2.0184 | 13.9146 | 2.688% | 0.045688 | 0.044386 | 22535.0189 | 2600.9741 | 1192.7302 | 18741.3145 | 22572.5085 | 0 | 0 | 22572.5085 | 0.0009127%
2028 | JU1 | CB JU1 | Tier-3 | Tier-3---15 | 5--4 | 80 | 2 | 1531.7487 | 97.85% | 2.019% | 0.1357% | 10.8659 | 0 | 0 | 10.8659 | 0 | 9.4323 | 0.20313 | 46.4354 | 9.4323 | 0.20313 | 46.4354 | 11.0265 | 0.23746 | 46.4354 | 0.7094% | 0.1808 | 0.17949 | 8471.8458 | 469.0858 | 165.6284 | 7837.1316 | 8473.179 | 0 | 0 | 8473.179 | 0.0003583%
2028 | MOR1 | CB MOR1 | Tier-2 | Tier-2---4 | 5--5 | 116 | 16 | 5119.7141 | 98.56% | 1.393% | 0.05121% | 201.8315 | 0 | 0 | 201.8315 | 0 | 175.2029 | 1.625 | 107.816 | 175.2029 | 1.625 | 107.816 | 204.8142 | 1.8997 | 107.816 | 3.942% | 0.12647 | 0.12141 | 40481.7763 | 2466.5834 | 537.059 | 37478.1339 | 40506.132 | 0 | 0 | 40506.132 | 0.006656%
2028 | NVS1 | CB NVS1 | Tier-2 | Tier-2---12 | 4--5 | 403 | 1 | 638.0788 | 99.02% | 0% | 0.9838% | 0.45465 | 0 | 0 | 0.45465 | 0 | 0.39466 | 0.10156 | 3.8859 | 0.39466 | 0.10156 | 3.8859 | 0.46137 | 0.11873 | 3.8859 | 0.07125% | 0.029239 | 0.029218 | 21822.7187 | 1367.8468 | 283.2108 | 20171.6612 | 21822.8733 | 0 | 0 | 21822.8733 | 1.499e-05%
2028 | OK1 | CB OK1 | Tier-3 | Tier-3---7 | 5--5 | 190 | 4 | 6915.6819 | 99% | 0.9206% | 0.07911% | 41.8 | 0 | 0 | 41.8 | 0 | 36.2851 | 0.40625 | 89.3162 | 36.2851 | 0.40625 | 89.3162 | 42.4177 | 0.47492 | 89.3162 | 0.6044% | 0.20255 | 0.20131 | 34143.1528 | 2255.401 | 307.6674 | 31580.0844 | 34145.2494 | 0 | 0 | 34145.2494 | 0.001378%
2028 | PE1 | CB PE1 | Tier-3 | Tier-3---13 | 5--4 | 247 | 4 | 3027.5479 | 94.73% | 5.109% | 0.164% | 13.4687 | 0 | 0 | 13.4687 | 0 | 11.6917 | 0.40625 | 28.7792 | 11.6917 | 0.40625 | 28.7792 | 13.6677 | 0.47492 | 28.7792 | 0.4449% | 0.24168 | 0.24055 | 12527.0623 | 651.1133 | 599.2989 | 11276.6501 | 12530.1792 | 0 | 0 | 12530.1792 | 0.0004441%
2028 | RA1 | CB RA1 | Tier-2 | Tier-2---2 | 5--5 | 353 | 9 | 10517.0624 | 98.31% | 1.619% | 0.07383% | 76.444 | 0 | 0 | 76.444 | 0 | 66.3584 | 0.91407 | 72.5964 | 66.3584 | 0.91407 | 72.5964 | 77.5737 | 1.0686 | 72.5964 | 0.7269% | 0.14726 | 0.14617 | 71417.5478 | 3677.0651 | 1105.1436 | 66635.3391 | 71426.5557 | 0 | 0 | 71426.5557 | 0.002521%
2028 | RA2 | CB RA2 | Tier-2 | Tier-2---4 | 5--5 | 118 | 6 | 5229.9021 | 98.11% | 1.831% | 0.05575% | 75.6636 | 0 | 0 | 75.6636 | 0 | 65.681 | 0.60938 | 107.7829 | 65.681 | 0.60938 | 107.7829 | 76.7818 | 0.71237 | 107.7829 | 1.447% | 0.12706 | 0.12518 | 41161.4683 | 4371.7867 | 705.658 | 36084.0236 | 41173.0933 | 0 | 0 | 41173.0933 | 0.002495%
2028 | RA3 | CB RA3 | Tier-2 | Tier-2---10 | 5--4 | 241 | 9 | 916.1972 | 69.5% | 30.07% | 0.4286% | 6.8958 | 0 | 0 | 6.8958 | 0 | 5.986 | 0.91407 | 6.5487 | 5.986 | 0.91407 | 6.5487 | 6.9977 | 1.0686 | 6.5487 | 0.7527% | 0.12911 | 0.12771 | 7096.3625 | 284.8233 | 1917.8301 | 4893.709 | 7120.0609 | 0 | 0 | 7120.0609 | 0.0002274%
2028 | RC1 | CB RC1 | Tier-2 | Tier-2---4 | 4--5 | 94 | 4 | 3739.8748 | 99.14% | 0.8077% | 0.05477% | 45.7536 | 0 | 0 | 45.7536 | 0 | 39.7171 | 0.40625 | 97.7641 | 39.7171 | 0.40625 | 97.7641 | 46.4298 | 0.47492 | 97.7641 | 1.223% | 0.084253 | 0.083214 | 44388.4144 | 3566.8538 | 353.0058 | 40468.5548 | 44393.1976 | 0 | 0 | 44393.1976 | 0.001509%
2028 | SL1 | CB SL1 | Tier-3 | Tier-3---11 | 5--5 | 225 | 20 | 3361.5705 | 93.71% | 6.129% | 0.1568% | 81.207 | 0 | 0 | 81.207 | 0 | 70.4929 | 2.0313 | 34.7038 | 70.4929 | 2.0313 | 34.7038 | 82.407 | 2.3746 | 34.7038 | 2.416% | 0.19527 | 0.19024 | 17214.6695 | 1252.9171 | 1001.4319 | 14960.3205 | 17243.301 | 0 | 0 | 17243.301 | 0.002678%
2028 | SSC1 | CB SSC1 | Tier-2 | Tier-2---18 | 4--3 | 220 | 2 | 94.186 | 2.003% | 94.63% | 3.363% | 0.0049738 | 0 | 0 | 0.0049738 | 0 | 0.0043176 | 0.20313 | 0.021256 | 0.0043176 | 0.20313 | 0.021256 | 0.0050473 | 0.23746 | 0.021256 | 0.005281% | 0.031528 | 0.031445 | 2987.3954 | 6.3387 | 2712.6507 | 268.4061 | 2995.1339 | 0 | 0 | 2995.1339 | 1.64e-07%
2028 | CTL1 | CTL1-3R | Tier-3 | Tier-3---14 | 5--4 | 314 | 13 | 2064.0334 | 78.9% | 20.86% | 0.2358% | 19.5527 | 0 | 0 | 19.5527 | 0 | 16.973 | 1.3203 | 12.8551 | 16.973 | 1.3203 | 12.8551 | 19.8416 | 1.5435 | 12.8551 | 0.9473% | 0.42513 | 0.42003 | 4855.055 | 225.2505 | 929.4415 | 3700.363 | 4867.5039 | 0 | 0 | 4867.5039 | 0.0006448%
2028 | DV1 | DV1-3R | Tier-3 | Tier-3---11 | 5--5 | 235 | 32 | 3719.4004 | 95.17% | 4.691% | 0.1427% | 139.7772 | 0 | 0 | 139.7772 | 0 | 121.3357 | 3.25 | 37.3337 | 121.3357 | 3.25 | 37.3337 | 141.8428 | 3.7993 | 37.3337 | 3.758% | 0.19421 | 0.18654 | 19151.2388 | 1060.0216 | 843.3957 | 17247.8214 | 19189.2973 | 0 | 0 | 19189.2973 | 0.004609%
2028 | RA1 | RA1-402R | Tier-3 | Tier-3---4 | 5--5 | 122 | 5 | 9339.3378 | 99.33% | 0.6459% | 0.02826% | 110.252 | 0 | 0 | 110.252 | 0 | 95.706 | 0.50782 | 188.465 | 95.706 | 0.50782 | 188.465 | 111.8814 | 0.59365 | 188.465 | 1.181% | 0.12948 | 0.12794 | 72130.9155 | 4375.0229 | 443.5541 | 67312.3385 | 72136.7642 | 0 | 0 | 72136.7642 | 0.003636%
2028 | RB1 | RB1-427R | Tier-3 | Tier-3---7 | 5--5 | 433 | 14 | 6920.124 | 97.57% | 2.306% | 0.1195% | 63.3122 | 0 | 0 | 63.3122 | 0 | 54.9591 | 1.4219 | 38.6522 | 54.9591 | 1.4219 | 38.6522 | 64.2479 | 1.6622 | 38.6522 | 0.9149% | 0.15381 | 0.15236 | 44992.7829 | 2694.5507 | 965.1573 | 41333.0749 | 45003.1129 | 0 | 0 | 45003.1129 | 0.002088%
2028 | RB1 | RB1-433R | Tier-3 | Tier-3---10 | 5--5 | 125 | 2 | 5946.5075 | 99.32% | 0.6164% | 0.06772% | 27.403 | 0 | 0 | 27.403 | 0 | 23.7876 | 0.20313 | 117.107 | 23.7876 | 0.20313 | 117.107 | 27.808 | 0.23746 | 117.107 | 0.4608% | 0.15284 | 0.15213 | 38906.0871 | 2307.7478 | 238.1361 | 36360.2032 | 38907.3279 | 0 | 0 | 38907.3279 | 0.0009037%
2028 | TM1 | TM1-10R | Tier-3 | Tier-3---12 | 5--5 | 103 | 10 | 3782.8568 | 99.48% | 0.4537% | 0.066% | 105.9541 | 0 | 0 | 105.9541 | 0 | 91.9751 | 1.0156 | 90.5591 | 91.9751 | 1.0156 | 90.5591 | 107.5199 | 1.1873 | 90.5591 | 2.801% | 0.093421 | 0.090791 | 40492.6609 | 2080.2531 | 189.7576 | 38222.6503 | 40498.7575 | 0 | 0 | 40498.7575 | 0.003494%

## WoodPole_Intrusive_Primary
Wood Pole Intrusive - Risk & Cost Benefit | [29 empty] | Summary Table |  | Baseline 2024 | Baseline 2024 | Baseline 2024 | WACC | WACC | WACC | H.D.R | H.D.R | H.D.R | S.D.R | S.D.R | S.D.R
[30 empty] | Year | Total Units (miles) | WF + PSPS + PEDS Risk Baseline (K$) | Baseline Risk Reduction (K$) | Baseline Risk Reduction (%) | PV Risk Reduced (K$) Year 40 | PV Total Cost Capital + O&M (K$) Year 40 | BCR WACC | PV Risk Reduced (K$) Year 40 | PV Total Cost Capital + O&M (K$) Year 40 | BCR HDR | PV Risk Reduced (K$) Year 40 | PV Total Cost Capital + O&M (K$) Year 40 | BCR SDR | Service Territory Risk Reduction (%)
back to index | [29 empty] | 2026 | 1003 | 52450.6146 | 1376.7399 | 2.625% | 1313.3164 | 158.1285 | 8.3054 | 1313.3164 | 158.1285 | 8.3054 | 1383.4887 | 166.5776 | 8.3054 | 0.0454%
[9 empty] | Assumptions | Value | Units | Last Update | Comments |  |  |  | Notes | [12 empty] | 2027 | 4906 | 266043.1681 | 10483.3154 | 3.94% | 9539.6742 | 737.8266 | 12.9294 | 9539.6742 | 737.8266 | 12.9294 | 10586.3449 | 818.7792 | 12.9294 | 0.3457%
[9 empty] | Capital Cost only in Year 0 | 0.16527 | K$/inspection | 2025-05-07 |  |  |  |  | [1] SDG&E does not calculate the risk reduction for the safety and reliability attributes for this program. All risk reduction is considered to fall within the financial attribute. | [12 empty] | 2028 | 11137 | 889727.5255 | 46524.7302 | 5.229% | 40386.4983 | 1597.7632 | 25.2769 | 40386.4983 | 1597.7632 | 25.2769 | 47212.2767 | 1867.8034 | 25.2769 | 1.534%
[9 empty] | Service Drop factor | 0% | % | 2025-05-07 |  |  |  |  | [2] To avoid double counting of foundational cost SDG&E assumes no foundational cost for this program. | [12 empty] | Total 2026-2028 | 17046 | 1208221.3082 | 58384.7855 | 4.832% | 51239.4889 | 2493.7184 | 20.5474 | 51239.4889 | 2493.7184 | 20.5474 | 59182.1103 | 2853.1602 | 20.7427 | 1.925%
[9 empty] | OH to UG conversion factor | 0% | % | 2025-05-07
[9 empty] | Long-term Ongoing costs | 0 | $/unit | 2025-05-07
[9 empty] | Lifetime | 1 | Years | 2025-05-07
[9 empty] | Inflation Assumption to adjust Baseline | 2.5% |  | 2025-05-07
[9 empty] | Mitigation Effectiveness Estimate (%) | 10% | % | 2025-05-07
[9 empty] | Additional Installation Cost (O&M) only in Year 0 | 0 | M$/mile | 2025-05-07
[13 empty] | [1] | [1] |  | [2]
[8 empty] | Baseline 2025 | Baseline 2025 | Baseline 2025 | Baseline 2025 | Baseline 2025 | Baseline 2025 | Baseline 2025 | Baseline 2025 | Baseline 2025 | WACC | WACC | WACC | H.D.R | H.D.R | H.D.R | S.D.R | S.D.R | S.D.R |  |  |  | Pre - Mitigation CoRE |  |  |  | Post - Mitigation CoRE
Year | Feeder | Feeder Segment | HFTD Tier | Tranche ID HTM | Tranche ID Quintile | Total Units | Units (Poles) | WF + PSPS + PEDS Risk Baseline (K$/year) | Baseline Wildfire (%) | Baseline PSPS (%) | Baseline PEDS (%) | Risk Reduction (K$/year) | Safety Risk Reduction (K$/year) | Reliability Risk Reduction (K$/year) | Financial Risk Reduction (K$/year) | Mitigation Annual Cost (K$/year) | PV Risk Reduced (K$) Year 55 | PV Total Cost Capital + O&M (K$) Year 55 | BCR WACC | PV Risk Reduced (K$) Year 55 | PV Total Cost Capital + O&M (K$) Year 55 | BCR HDR | PV Risk Reduced (K$) Year 55 | PV Total Cost Capital + O&M (K$) Year 55 | BCR SDR | Risk Reduction % | Pre-Mitigation LoRE | Post-Mitigation LoRE | Pre-Mitigated CoRE [K$] | Pre-Mitigated CoRE Safety [K$] | Pre-Mitigated CoRE Reliability [K$] | Pre-Mitigated CoRE Financial [K$] | Post-Mitigated CoRE [K$] | Post-Mitigated CoRE Safety [K$] | Post-Mitigated CoRE Reliability [K$] | Post-Mitigated CoRE Financial [K$] | Service Territory Risk Reduction (%)
2026 | 198 | 198-37R | Tier-2 | Tier-2---9 | 4--5 | 188 | 26 | 973.0999 | 95.53% | 4.02% | 0.4464% | 12.8567 | 0 | 0 | 12.8567 | 0 | 12.2644 | 4.099 | 2.992 | 12.2644 | 4.099 | 2.992 | 12.9197 | 4.3181 | 2.992 | 1.321% | 0.030671 | 0.030247 | 31727.0349 | 11360.5744 | 2371.5133 | 17994.9472 | 31746.9075 | 0 | 0 | 31746.9075 | 0.000424%
2026 | 205 | 205-1550 | Tier-2 | Tier-2---15 | 2--4 | 102 | 1 | 124.0064 | 98.52% | 0% | 1.478% | 0.11978 | 0 | 0 | 0.11978 | 0 | 0.11426 | 0.15766 | 0.72475 | 0.11426 | 0.15766 | 0.72475 | 0.12037 | 0.16608 | 0.72475 | 0.09659% | 0.008789 | 0.0087804 | 14109.2738 | 977.469 | 764.0781 | 12367.7267 | 14109.4784 | 0 | 0 | 14109.4784 | 3.95e-06%
2026 | 206 | 206-1105 | Tier-2 | Tier-2---9 | 3--5 | 132 | 14 | 1279.0443 | 99.78% | 0% | 0.2159% | 13.5363 | 0 | 0 | 13.5363 | 0 | 12.9127 | 2.2072 | 5.8503 | 12.9127 | 2.2072 | 5.8503 | 13.6027 | 2.3251 | 5.8503 | 1.058% | 0.014019 | 0.01387 | 91236.4892 | 5528.0185 | 303.6221 | 85404.8486 | 91238.6004 | 0 | 0 | 91238.6004 | 0.0004464%
2026 | 206 | 206-1817 | Tier-2 | Tier-2---4 | 4--5 | 413 | 96 | 2976.5734 | 99.75% | 0% | 0.2502% | 69.016 | 0 | 0 | 69.016 | 0 | 65.8366 | 15.1349 | 4.35 | 65.8366 | 15.1349 | 4.35 | 69.3543 | 15.9436 | 4.35 | 2.319% | 0.038208 | 0.03732 | 77904.8627 | 4581.6453 | 274.9924 | 73048.225 | 77909.5009 | 0 | 0 | 77909.5009 | 0.002276%
2026 | 209 | 209-1769F | Tier-2 | Tier-2---6 | 5--5 | 1069 | 324 | 8462.8018 | 99.74% | 0% | 0.2593% | 255.8315 | 0 | 0 | 255.8315 | 0 | 244.0459 | 51.0804 | 4.7777 | 244.0459 | 51.0804 | 4.7777 | 257.0856 | 53.8097 | 4.7777 | 3.023% | 0.11169 | 0.10831 | 75768.5529 | 4573.9666 | 302.4119 | 70892.1744 | 75774.6927 | 0 | 0 | 75774.6927 | 0.008436%
2026 | 233 | 233-123R | Tier-2 | Tier-2---4 | 4--5 | 412 | 183 | 3035.8045 | 98.84% | 0.8219% | 0.339% | 133.2774 | 0 | 0 | 133.2774 | 0 | 127.1376 | 28.851 | 4.4067 | 127.1376 | 28.851 | 4.4067 | 133.9307 | 30.3925 | 4.4067 | 4.39% | 0.06125 | 0.05853 | 49563.8317 | 3086.7129 | 653.5217 | 45823.5971 | 49590.5765 | 0 | 0 | 49590.5765 | 0.004395%
2026 | 288 | 288-2380F | Tier-2 | Tier-2---12 | 4--5 | 43 | 2 | 550.61 | 92.88% | 6.93% | 0.1872% | 2.3787 | 0 | 0 | 2.3787 | 0 | 2.2691 | 0.31531 | 7.1964 | 2.2691 | 0.31531 | 7.1964 | 2.3904 | 0.33216 | 7.1964 | 0.432% | 0.030344 | 0.030203 | 18145.5978 | 1033.7393 | 1202.5384 | 15909.3201 | 18151.6331 | 0 | 0 | 18151.6331 | 7.844e-05%
2026 | 307 | 307-1538F | Tier-2 | Tier-2---7 | 5--5 | 53 | 47 | 2407.2332 | 91.07% | 8.863% | 0.06623% | 194.4102 | 0 | 0 | 194.4102 | 0 | 185.4541 | 7.4098 | 25.0282 | 185.4541 | 7.4098 | 25.0282 | 195.3632 | 7.8057 | 25.0282 | 8.076% | 0.10098 | 0.092024 | 23839.1374 | 1161.7116 | 1913.71 | 20763.7158 | 24046.2737 | 0 | 0 | 24046.2737 | 0.006411%
2026 | 307 | 307-234R | Tier-2 | Tier-2---4 | 5--5 | 109 | 52 | 4762.848 | 95.55% | 4.384% | 0.07015% | 217.0976 | 0 | 0 | 217.0976 | 0 | 207.0963 | 8.1981 | 25.2615 | 207.0963 | 8.1981 | 25.2615 | 218.1618 | 8.6361 | 25.2615 | 4.558% | 0.11001 | 0.10476 | 43295.9421 | 2235.6738 | 1794.1526 | 39266.1157 | 43392.5534 | 0 | 0 | 43392.5534 | 0.007159%
2026 | 504 | 504-1563 | Tier-1 | Non-HFTD---1 | 3--5 | 351 | 18 | 1424.1907 | 99.61% | 0% | 0.3928% | 7.2749 | 0 | 0 | 7.2749 | 0 | 6.9397 | 2.8378 | 2.4455 | 6.9397 | 2.8378 | 2.4455 | 7.3105 | 2.9894 | 2.4455 | 0.5108% | 0.028304 | 0.028159 | 50317.6471 | 3247.2472 | 706.5475 | 46363.8524 | 50318.6659 | 0 | 0 | 50318.6659 | 0.0002399%
2026 | 599 | CB 599 | Tier-2 | Tier-2---4 | 4--5 | 369 | 25 | 4323.2442 | 99.81% | 0% | 0.1903% | 29.2345 | 0 | 0 | 29.2345 | 0 | 27.8878 | 3.9414 | 7.0756 | 27.8878 | 3.9414 | 7.0756 | 29.3778 | 4.152 | 7.0756 | 0.6762% | 0.043095 | 0.042803 | 100319.859 | 10016.8763 | 926.348 | 89376.6347 | 100321.1613 | 0 | 0 | 100321.1613 | 0.000964%
2026 | 859 | 859-42R | Tier-2 | Tier-2---3 | 4--5 | 557 | 77 | 8606.9717 | 99.86% | 0% | 0.1411% | 118.8154 | 0 | 0 | 118.8154 | 0 | 113.3418 | 12.1395 | 9.3366 | 113.3418 | 12.1395 | 9.3366 | 119.3978 | 12.7881 | 9.3366 | 1.38% | 0.067132 | 0.066204 | 128210.0534 | 7463.1152 | 271.9776 | 120474.9607 | 128212.5896 | 0 | 0 | 128212.5896 | 0.003918%
2026 | 1001 | 1001-1231F | Tier-2 | Tier-2---15 | 3--3 | 4 | 1 | 117.1572 | 99.03% | 0.8725% | 0.09309% | 2.9006 | 0 | 0 | 2.9006 | 0 | 2.767 | 0.15766 | 17.5511 | 2.767 | 0.15766 | 17.5511 | 2.9149 | 0.16608 | 17.5511 | 2.476% | 0.025088 | 0.024461 | 4669.7772 | 254.6756 | 41.5622 | 4373.5394 | 4670.9334 | 0 | 0 | 4670.9334 | 9.565e-05%
2026 | 1001 | 1001-1814AE | Tier-2 | Tier-2---11 | 5--3 | 10 | 7 | 409.0622 | 99.15% | 0.7717% | 0.07851% | 28.3909 | 0 | 0 | 28.3909 | 0 | 27.083 | 1.1036 | 24.5408 | 27.083 | 1.1036 | 24.5408 | 28.5301 | 1.1626 | 24.5408 | 6.94% | 0.094213 | 0.087618 | 4341.8958 | 236.5203 | 34.0095 | 4071.3661 | 4344.6742 | 0 | 0 | 4344.6742 | 0.0009362%
2026 | 1023 | 1023-200R | Tier-2 | Tier-2---5 | 4--5 | 82 | 30 | 2889.9732 | 99.24% | 0.6691% | 0.08946% | 104.9287 | 0 | 0 | 104.9287 | 0 | 100.0948 | 4.7297 | 21.1632 | 100.0948 | 4.7297 | 21.1632 | 105.443 | 4.9824 | 21.1632 | 3.631% | 0.083115 | 0.080074 | 34770.9454 | 1877.1075 | 241.328 | 32652.5099 | 34780.9616 | 0 | 0 | 34780.9616 | 0.00346%
2026 | 1023 | 1023-46AE | Tier-2 | Tier-2---2 | 5--5 | 469 | 96 | 9469.9149 | 95.98% | 3.884% | 0.1387% | 186.0436 | 0 | 0 | 186.0436 | 0 | 177.473 | 15.1349 | 11.726 | 177.473 | 15.1349 | 11.726 | 186.9556 | 15.9436 | 11.726 | 1.965% | 0.13914 | 0.13629 | 68062.6824 | 3656.971 | 2513.7394 | 61891.9719 | 68119.8913 | 0 | 0 | 68119.8913 | 0.006135%
2026 | NVS1 | CB NVS1 | Tier-2 | Tier-2---12 | 4--5 | 403 | 4 | 638.0788 | 99.02% | 0% | 0.9838% | 0.6271 | 0 | 0 | 0.6271 | 0 | 0.59821 | 0.63062 | 0.9486 | 0.59821 | 0.63062 | 0.9486 | 0.63017 | 0.66432 | 0.9486 | 0.09828% | 0.029239 | 0.02921 | 21822.7187 | 1367.8468 | 283.2108 | 20171.6612 | 21822.932 | 0 | 0 | 21822.932 | 2.068e-05%
2027 | 175 | 175-2024R | Tier-2 | Tier-2---5 | 5--5 | 103 | 75 | 4029.0085 | 99.1% | 0.8147% | 0.08289% | 290.741 | 0 | 0 | 290.741 | 0 | 264.5704 | 11.2795 | 23.456 | 264.5704 | 11.2795 | 23.456 | 293.5984 | 12.517 | 23.456 | 7.216% | 0.19114 | 0.17722 | 21078.6803 | 2171.1598 | 170.5146 | 18737.0059 | 21093.5393 | 0 | 0 | 21093.5393 | 0.009588%
2027 | 175 | 175-24R | Tier-2 | Tier-2---8 | 5--4 | 86 | 42 | 2651.4354 | 70.65% | 29.24% | 0.1064% | 91.4843 | 0 | 0 | 91.4843 | 0 | 83.2495 | 6.3165 | 13.1797 | 83.2495 | 6.3165 | 13.1797 | 92.3834 | 7.0095 | 13.1797 | 3.45% | 0.17491 | 0.16637 | 15158.7512 | 1220.081 | 4125.7623 | 9812.9079 | 15387.1853 | 0 | 0 | 15387.1853 | 0.003017%
2027 | 175 | 175-90R | Tier-3 | Tier-3---9 | 5--5 | 300 | 70 | 5741.4949 | 96.86% | 2.992% | 0.1472% | 129.763 | 0 | 0 | 129.763 | 0 | 118.0826 | 10.5275 | 11.2166 | 118.0826 | 10.5275 | 11.2166 | 131.0383 | 11.6825 | 11.2166 | 2.26% | 0.20491 | 0.20013 | 28019.3198 | 1604.6601 | 781.1853 | 25633.4744 | 28040.3321 | 0 | 0 | 28040.3321 | 0.004279%
2027 | 175 | 175-94R | Tier-2 | Tier-2---10 | 5--4 | 52 | 28 | 836.2457 | 79.76% | 20.09% | 0.1547% | 35.9141 | 0 | 0 | 35.9141 | 0 | 32.6814 | 4.211 | 7.761 | 32.6814 | 4.211 | 7.761 | 36.2671 | 4.673 | 7.761 | 4.295% | 0.16555 | 0.15664 | 5051.3061 | 289.0942 | 923.2368 | 3838.9751 | 5109.4951 | 0 | 0 | 5109.4951 | 0.001184%
2027 | 176 | 176-1834R | Tier-3 | Tier-3---5 | 5--5 | 312 | 96 | 10068.5168 | 97.13% | 2.784% | 0.0867% | 300.9085 | 0 | 0 | 300.9085 | 0 | 273.8227 | 14.4377 | 18.9658 | 273.8227 | 14.4377 | 18.9658 | 303.8658 | 16.0218 | 18.9658 | 2.989% | 0.23205 | 0.22491 | 43390.2136 | 3622.3985 | 1240.781 | 38527.0341 | 43429.7501 | 0 | 0 | 43429.7501 | 0.009923%
2027 | 176 | 176-1836R | Tier-2 | Tier-2---11 | 5--3 | 50 | 8 | 404.4817 | 67.64% | 32.12% | 0.2398% | 4.3773 | 0 | 0 | 4.3773 | 0 | 3.9833 | 1.2031 | 3.3108 | 3.9833 | 1.2031 | 3.3108 | 4.4204 | 1.3351 | 3.3108 | 1.082% | 0.10638 | 0.10468 | 3802.2631 | 239.6225 | 1178.8168 | 2383.8239 | 3822.2711 | 0 | 0 | 3822.2711 | 0.0001443%
2027 | 177 | 177-955 | Tier-2 | Tier-2---5 | 5--5 | 176 | 6 | 2963.4059 | 78.23% | 21.66% | 0.1106% | 7.9031 | 0 | 0 | 7.9031 | 0 | 7.1917 | 0.90236 | 7.9699 | 7.1917 | 0.90236 | 7.9699 | 7.9808 | 1.0014 | 7.9699 | 0.2667% | 0.11726 | 0.11686 | 25272.526 | 2362.8504 | 4989.1737 | 17920.5019 | 25291.3472 | 0 | 0 | 25291.3472 | 0.0002606%
2027 | 178 | 178-968AE | Tier-2 | Tier-2---18 | 3--3 | 200 | 6 | 47.6106 | 91.21% | 0% | 8.789% | 0.13028 | 0 | 0 | 0.13028 | 0 | 0.11855 | 0.90236 | 0.13138 | 0.11855 | 0.90236 | 0.13138 | 0.13156 | 1.0014 | 0.13138 | 0.2736% | 0.018466 | 0.018411 | 2578.2566 | 231.3064 | 796.8416 | 1550.1086 | 2578.9384 | 0 | 0 | 2578.9384 | 4.296e-06%
2027 | 178 | 178-982 | Tier-2 | Tier-2---21 | 1--1 | 45 | 7 | 0.95479 | 13.38% | 0% | 86.62% | 0.0019878 | 0 | 0 | 0.0019878 | 0 | 0.0018088 | 1.0527 | 0.0017182 | 0.0018088 | 1.0527 | 0.0017182 | 0.0020073 | 1.1683 | 0.0017182 | 0.2082% | 0.0033454 | 0.0032934 | 285.4035 | 0.62363 | 260.7814 | 23.9985 | 289.3097 | 0 | 0 | 289.3097 | 6.555e-08%
2027 | 182 | 182-2240F | Tier-2 | Tier-2---2 | 5--5 | 291 | 82 | 11917.1989 | 94.29% | 5.651% | 0.05821% | 316.6393 | 0 | 0 | 316.6393 | 0 | 288.1374 | 12.3322 | 23.3646 | 288.1374 | 12.3322 | 23.3646 | 319.7512 | 13.6853 | 23.3646 | 2.657% | 0.1455 | 0.1414 | 81902.6704 | 14617.7682 | 4685.118 | 62599.7842 | 82038.2522 | 0 | 0 | 82038.2522 | 0.01044%
2027 | 182 | 182-2250 | Tier-2 | Tier-2---8 | 5--5 | 26 | 22 | 1939.2132 | 99.74% | 0.2126% | 0.04638% | 163.6623 | 0 | 0 | 163.6623 | 0 | 148.9304 | 3.3086 | 45.0126 | 148.9304 | 3.3086 | 45.0126 | 165.2707 | 3.6717 | 45.0126 | 8.44% | 0.10496 | 0.096076 | 18476.2986 | 952.6245 | 43.2141 | 17480.4599 | 18480.7221 | 0 | 0 | 18480.7221 | 0.005397%
2027 | 182 | 182-2252R | Tier-2 | Tier-2---5 | 5--5 | 104 | 66 | 4229.9446 | 99.22% | 0.7256% | 0.05893% | 266.3327 | 0 | 0 | 266.3327 | 0 | 242.3592 | 9.9259 | 24.4168 | 242.3592 | 9.9259 | 24.4168 | 268.9502 | 11.015 | 24.4168 | 6.296% | 0.11307 | 0.1059 | 37409.5665 | 1975.2658 | 266.8712 | 35167.4295 | 37429.4546 | 0 | 0 | 37429.4546 | 0.008783%
2027 | 182 | 182-2254R | Tier-2 | Tier-2---11 | 5--4 | 19 | 9 | 655.8009 | 99.14% | 0.7615% | 0.1019% | 30.796 | 0 | 0 | 30.796 | 0 | 28.024 | 1.3535 | 20.7043 | 28.024 | 1.3535 | 20.7043 | 31.0987 | 1.502 | 20.7043 | 4.696% | 0.10223 | 0.097385 | 6415.1442 | 353.6469 | 48.0889 | 6013.4084 | 6417.8984 | 0 | 0 | 6417.8984 | 0.001016%
2027 | 183 | 183-439 | Tier-2 | Tier-2---14 | 3--5 | 42 | 21 | 316.4778 | 66.23% | 33.5% | 0.2671% | 10.4802 | 0 | 0 | 10.4802 | 0 | 9.5369 | 3.1582 | 3.0197 | 9.5369 | 3.1582 | 3.0197 | 10.5832 | 3.5048 | 3.0197 | 3.312% | 0.018422 | 0.017501 | 17179.1509 | 725.6319 | 5296.9277 | 11156.5913 | 17484.4847 | 0 | 0 | 17484.4847 | 0.0003456%
2027 | 183 | 183-440 | Tier-2 | Tier-2---12 | 3--5 | 114 | 44 | 471.2015 | 74.37% | 25.17% | 0.4626% | 13.5253 | 0 | 0 | 13.5253 | 0 | 12.3079 | 6.6173 | 1.86 | 12.3079 | 6.6173 | 1.86 | 13.6583 | 7.3433 | 1.86 | 2.87% | 0.025335 | 0.024358 | 18598.5411 | 874.6942 | 4409.0899 | 13314.757 | 18789.914 | 0 | 0 | 18789.914 | 0.000446%
2027 | 185 | 185-51F | Tier-2 | Tier-2---7 | 4--5 | 260 | 129 | 1723.9707 | 91.93% | 7.724% | 0.3493% | 78.6297 | 0 | 0 | 78.6297 | 0 | 71.5519 | 19.4007 | 3.6881 | 71.5519 | 19.4007 | 3.6881 | 79.4025 | 21.5293 | 3.6881 | 4.561% | 0.048222 | 0.045829 | 35751.0066 | 2801.5482 | 2693.3974 | 30256.061 | 35901.6924 | 0 | 0 | 35901.6924 | 0.002593%
2027 | 197 | 197-1150F | Tier-2 | Tier-2---15 | 3--4 | 29 | 28 | 183.5383 | 99.34% | 0.09556% | 0.5689% | 17.6032 | 0 | 0 | 17.6032 | 0 | 16.0187 | 4.211 | 3.804 | 16.0187 | 4.211 | 3.804 | 17.7762 | 4.673 | 3.804 | 9.591% | 0.021777 | 0.019674 | 8428.1597 | 574.797 | 50.0666 | 7803.2962 | 8434.1443 | 0 | 0 | 8434.1443 | 0.0005805%
2027 | 197 | 197-1155F | Tier-2 | Tier-2---21 | 1--4 | 9 | 9 | 6.6189 | 96.38% | 0% | 3.621% | 0.63793 | 0 | 0 | 0.63793 | 0 | 0.58051 | 1.3535 | 0.42888 | 0.58051 | 1.3535 | 0.42888 | 0.6442 | 1.502 | 0.42888 | 9.638% | 0.0010316 | 0.00092844 | 6416.1897 | 579.4256 | 247.7258 | 5589.0383 | 6442.0009 | 0 | 0 | 6442.0009 | 2.104e-05%
2027 | 198 | 198-37R | Tier-2 | Tier-2---9 | 4--5 | 188 | 27 | 973.0999 | 95.53% | 4.02% | 0.4464% | 13.3512 | 0 | 0 | 13.3512 | 0 | 12.1494 | 4.0606 | 2.992 | 12.1494 | 4.0606 | 2.992 | 13.4824 | 4.5061 | 2.992 | 1.372% | 0.030671 | 0.030231 | 31727.0349 | 11360.5744 | 2371.5133 | 17994.9472 | 31747.683 | 0 | 0 | 31747.683 | 0.0004403%
2027 | 200 | CB 200 | Tier-2 | Tier-2---9 | 4--5 | 478 | 114 | 1342.6559 | 29.9% | 69.37% | 0.7369% | 9.5732 | 0 | 0 | 9.5732 | 0 | 8.7115 | 17.1448 | 0.50811 | 8.7115 | 17.1448 | 0.50811 | 9.6673 | 19.0259 | 0.50811 | 0.713% | 0.060261 | 0.058824 | 22280.6766 | 447.1549 | 16796.8177 | 5036.7039 | 22662.2963 | 0 | 0 | 22662.2963 | 0.0003157%
2027 | 202 | CB 202 | Tier-2 | Tier-2---16 | 4--3 | 193 | 116 | 133.9861 | 95.12% | 0% | 4.877% | 7.6603 | 0 | 0 | 7.6603 | 0 | 6.9708 | 17.4456 | 0.39957 | 6.9708 | 17.4456 | 0.39957 | 7.7356 | 19.3596 | 0.39957 | 5.717% | 0.040966 | 0.038504 | 3270.6344 | 253.1701 | 166.1074 | 2851.3569 | 3280.8347 | 0 | 0 | 3280.8347 | 0.0002526%
2027 | 203 | CB 203 | Tier-2 | Tier-2---13 | 4--4 | 233 | 90 | 195.752 | 9.583% | 88.23% | 2.187% | 0.72462 | 0 | 0 | 0.72462 | 0 | 0.6594 | 13.5353 | 0.048717 | 0.6594 | 13.5353 | 0.048717 | 0.73174 | 15.0204 | 0.048717 | 0.3702% | 0.03541 | 0.034042 | 5528.1246 | 19.724 | 4996.0335 | 512.3671 | 5728.9509 | 0 | 0 | 5728.9509 | 2.39e-05%
2027 | 204 | 204-32R | Tier-2 | Tier-2---11 | 4--4 | 336 | 210 | 490.4615 | 96.36% | 1.259% | 2.378% | 29.5388 | 0 | 0 | 29.5388 | 0 | 26.8799 | 31.5825 | 0.8511 | 26.8799 | 31.5825 | 0.8511 | 29.8291 | 35.0476 | 0.8511 | 6.023% | 0.087106 | 0.081662 | 5630.6279 | 367.679 | 185.9169 | 5077.0321 | 5644.2819 | 0 | 0 | 5644.2819 | 0.0009741%
2027 | 204 | CB 204 | Tier-2 | Tier-2---9 | 4--4 | 229 | 156 | 1059.5314 | 80.82% | 18.41% | 0.7661% | 58.3358 | 0 | 0 | 58.3358 | 0 | 53.0848 | 23.4613 | 2.2627 | 53.0848 | 23.4613 | 2.2627 | 58.9091 | 26.0354 | 2.2627 | 5.506% | 0.068524 | 0.063856 | 15462.1941 | 933.3265 | 3218.617 | 11310.2506 | 15678.9618 | 0 | 0 | 15678.9618 | 0.001924%
2027 | 231 | 231-1136R | Tier-2 | Tier-2---7 | 4--5 | 357 | 10 | 2730.9177 | 98.3% | 1.373% | 0.325% | 7.5197 | 0 | 0 | 7.5197 | 0 | 6.8428 | 1.5039 | 4.55 | 6.8428 | 1.5039 | 4.55 | 7.5936 | 1.6689 | 4.55 | 0.2754% | 0.054655 | 0.054502 | 49966.8413 | 3802.7952 | 1680.0986 | 44483.9475 | 49969.2248 | 0 | 0 | 49969.2248 | 0.000248%
2027 | 288 | 288-149R | Tier-2 | Tier-2---12 | 3--5 | 170 | 2 | 481.2843 | 94.31% | 4.95% | 0.7414% | 0.53399 | 0 | 0 | 0.53399 | 0 | 0.48592 | 0.30079 | 1.6155 | 0.48592 | 0.30079 | 1.6155 | 0.53924 | 0.33379 | 1.6155 | 0.111% | 0.02124 | 0.021215 | 22659.7646 | 1431.5945 | 1401.7291 | 19826.4409 | 22661.2836 | 0 | 0 | 22661.2836 | 1.761e-05%
2027 | 288 | 288-2380F | Tier-2 | Tier-2---12 | 4--5 | 43 | 26 | 550.61 | 92.88% | 6.93% | 0.1872% | 30.923 | 0 | 0 | 30.923 | 0 | 28.1395 | 3.9102 | 7.1964 | 28.1395 | 3.9102 | 7.1964 | 31.227 | 4.3392 | 7.1964 | 5.616% | 0.030344 | 0.028509 | 18145.5978 | 1033.7393 | 1202.5384 | 15909.3201 | 18228.7168 | 0 | 0 | 18228.7168 | 0.00102%
2027 | 292 | CB 292 | Tier-2 | Tier-2---18 | 4--3 | 17 | 2 | 94.6686 | 66.47% | 32.93% | 0.6021% | 0.74033 | 0 | 0 | 0.74033 | 0 | 0.67369 | 0.30079 | 2.2398 | 0.67369 | 0.30079 | 2.2398 | 0.74761 | 0.33379 | 2.2398 | 0.782% | 0.048129 | 0.047563 | 1966.9754 | 99.9551 | 607.6602 | 1259.3601 | 1974.8264 | 0 | 0 | 1974.8264 | 2.441e-05%
2027 | 296 | 296-68F | Tier-2 | Tier-2---21 | 1--2 | 43 | 22 | 3.2301 | 78.97% | 0% | 21.03% | 0.1305 | 0 | 0 | 0.1305 | 0 | 0.11875 | 3.3086 | 0.035892 | 0.11875 | 3.3086 | 0.035892 | 0.13178 | 3.6717 | 0.035892 | 4.04% | 0.0027146 | 0.0025757 | 1189.8836 | 167.1479 | 356.0476 | 666.6881 | 1203.3778 | 0 | 0 | 1203.3778 | 4.303e-06%
2027 | 300 | 300-483F | Tier-2 | Tier-2---12 | 3--5 | 69 | 3 | 458.7821 | 99.48% | 0% | 0.5194% | 1.9843 | 0 | 0 | 1.9843 | 0 | 1.8057 | 0.45118 | 4.0022 | 1.8057 | 0.45118 | 4.0022 | 2.0038 | 0.50068 | 4.0022 | 0.4325% | 0.018397 | 0.018317 | 24937.8732 | 2129.049 | 117.6547 | 22691.1695 | 24938.4387 | 0 | 0 | 24938.4387 | 6.544e-05%
2027 | 300 | 300-484F | Tier-2 | Tier-2---9 | 4--5 | 250 | 127 | 754.1323 | 92.41% | 6.882% | 0.7076% | 35.4024 | 0 | 0 | 35.4024 | 0 | 32.2157 | 19.0999 | 1.6867 | 32.2157 | 19.0999 | 1.6867 | 35.7504 | 21.1955 | 1.6867 | 4.694% | 0.039922 | 0.037894 | 18890.1433 | 1189.4361 | 2104.6022 | 15596.105 | 18966.8701 | 0 | 0 | 18966.8701 | 0.001167%
2027 | 307 | 307-234R | Tier-2 | Tier-2---4 | 5--5 | 109 | 3 | 4762.848 | 95.55% | 4.384% | 0.07015% | 12.5249 | 0 | 0 | 12.5249 | 0 | 11.3975 | 0.45118 | 25.2615 | 11.3975 | 0.45118 | 25.2615 | 12.648 | 0.50068 | 25.2615 | 0.263% | 0.11001 | 0.1097 | 43295.9421 | 2235.6738 | 1794.1526 | 39266.1157 | 43301.2646 | 0 | 0 | 43301.2646 | 0.000413%
2027 | 311 | 311-1163F | Tier-2 | Tier-2---18 | 3--3 | 29 | 29 | 46.1951 | 84.69% | 14.76% | 0.5474% | 3.9124 | 0 | 0 | 3.9124 | 0 | 3.5602 | 4.3614 | 0.81631 | 3.5602 | 4.3614 | 0.81631 | 3.9508 | 4.8399 | 0.81631 | 8.469% | 0.018623 | 0.016761 | 2480.5668 | 135.3403 | 1292.4644 | 1052.7621 | 2522.7562 | 0 | 0 | 2522.7562 | 0.000129%
2027 | 311 | 311-43 | Tier-2 | Tier-2---15 | 3--4 | 195 | 79 | 159.8581 | 2.339% | 95.81% | 1.853% | 0.15148 | 0 | 0 | 0.15148 | 0 | 0.13785 | 11.881 | 0.011602 | 0.13785 | 11.881 | 0.011602 | 0.15297 | 13.1846 | 0.011602 | 0.09476% | 0.027937 | 0.026805 | 5722.0498 | 11.5831 | 5135.5481 | 574.9186 | 5958.0032 | 0 | 0 | 5958.0032 | 4.995e-06%
2027 | 312 | 312-14F | Tier-2 | Tier-2---14 | 3--4 | 53 | 14 | 202.1236 | 0.1514% | 99.59% | 0.26% | 0.008081 | 0 | 0 | 0.008081 | 0 | 0.0073536 | 2.1055 | 0.0034926 | 0.0073536 | 2.1055 | 0.0034926 | 0.0081604 | 2.3365 | 0.0034926 | 0.003998% | 0.018868 | 0.01837 | 10712.5091 | 14.4007 | 9656.8656 | 1041.2427 | 11002.7186 | 0 | 0 | 11002.7186 | 2.665e-07%
2027 | 315 | 315-1192F | Tier-2 | Tier-2---19 | 1--4 | 9 | 2 | 14.6681 | 98.1% | 0% | 1.899% | 0.31977 | 0 | 0 | 0.31977 | 0 | 0.29098 | 0.30079 | 0.96741 | 0.29098 | 0.30079 | 0.96741 | 0.32291 | 0.33379 | 0.96741 | 2.18% | 0.0015284 | 0.0014944 | 9597.0285 | 5939.5807 | 177.2043 | 3480.2435 | 9601.1707 | 0 | 0 | 9601.1707 | 1.054e-05%
2027 | 315 | 315-485AE | Tier-2 | Tier-2---14 | 2--5 | 39 | 23 | 209.8559 | 99.5% | 0% | 0.498% | 12.3145 | 0 | 0 | 12.3145 | 0 | 11.206 | 3.459 | 3.2396 | 11.206 | 3.459 | 3.2396 | 12.4355 | 3.8385 | 3.2396 | 5.868% | 0.00637 | 0.0059943 | 32944.4153 | 9136.3077 | 189.8424 | 23618.2652 | 32954.6971 | 0 | 0 | 32954.6971 | 0.0004061%
2027 | 327 | CB 327 | Tier-3 | Tier-3---16 | 4--5 | 22 | 19 | 1456.7095 | 99.79% | 0.1579% | 0.0494% | 125.5459 | 0 | 0 | 125.5459 | 0 | 114.2451 | 2.8575 | 39.9813 | 114.2451 | 2.8575 | 39.9813 | 126.7797 | 3.171 | 39.9813 | 8.618% | 0.076966 | 0.070319 | 18926.5639 | 1203.1103 | 32.523 | 17690.9305 | 18930.2732 | 0 | 0 | 18930.2732 | 0.00414%
2027 | 330 | CB 330 | Tier-2 | Tier-2---16 | 4--3 | 156 | 63 | 124.2501 | 33.35% | 64.03% | 2.615% | 1.6736 | 0 | 0 | 1.6736 | 0 | 1.523 | 9.4747 | 0.16074 | 1.523 | 9.4747 | 0.16074 | 1.6901 | 10.5143 | 0.16074 | 1.347% | 0.029702 | 0.028502 | 4183.2246 | 7.517 | 3868.9172 | 306.7905 | 4300.5532 | 0 | 0 | 4300.5532 | 5.519e-05%
2027 | 331 | CB 331 | Tier-2 | Tier-2---14 | 2--5 | 48 | 10 | 261.2105 | 99.38% | 0% | 0.6196% | 5.4082 | 0 | 0 | 5.4082 | 0 | 4.9214 | 1.5039 | 3.2723 | 4.9214 | 1.5039 | 3.2723 | 5.4613 | 1.6689 | 3.2723 | 2.07% | 0.010352 | 0.010136 | 25232.8512 | 1657.0176 | 8665.3282 | 14910.5054 | 25236.1775 | 0 | 0 | 25236.1775 | 0.0001783%
2027 | 470 | 470-40AE | Tier-2 | Tier-2---4 | 4--5 | 142 | 106 | 5264.9688 | 98.33% | 1.599% | 0.07273% | 386.4497 | 0 | 0 | 386.4497 | 0 | 351.664 | 15.9416 | 22.0595 | 351.664 | 15.9416 | 22.0595 | 390.2478 | 17.6907 | 22.0595 | 7.34% | 0.091034 | 0.084239 | 57835.1917 | 3654.8473 | 877.7111 | 53302.6332 | 57913.1733 | 0 | 0 | 57913.1733 | 0.01274%
2027 | 470 | 470-47R | Tier-3 | Tier-3---2 | 5--5 | 534 | 384 | 16740.3911 | 99.37% | 0.5365% | 0.09319% | 1196.223 | 0 | 0 | 1196.223 | 0 | 1088.5467 | 57.7508 | 18.849 | 1088.5467 | 57.7508 | 18.849 | 1207.9795 | 64.0871 | 18.849 | 7.146% | 0.16225 | 0.15059 | 103174.1084 | 6598.1472 | 589.4379 | 95986.5234 | 103224.4475 | 0 | 0 | 103224.4475 | 0.03945%
2027 | 470 | CB 470 | Tier-2 | Tier-2---6 | 5--5 | 381 | 48 | 6922.0493 | 95.49% | 4.388% | 0.1268% | 83.2699 | 0 | 0 | 83.2699 | 0 | 75.7745 | 7.2188 | 10.4968 | 75.7745 | 7.2188 | 10.4968 | 84.0883 | 8.0109 | 10.4968 | 1.203% | 0.114 | 0.11256 | 60721.6484 | 6478.0385 | 2705.5326 | 51538.0773 | 60756.6249 | 0 | 0 | 60756.6249 | 0.002746%
2027 | 471 | 471-36F | Tier-2 | Tier-2---4 | 4--5 | 128 | 17 | 4253.6671 | 94.96% | 4.983% | 0.06005% | 53.6452 | 0 | 0 | 53.6452 | 0 | 48.8164 | 2.5567 | 19.0937 | 48.8164 | 2.5567 | 19.0937 | 54.1724 | 2.8372 | 19.0937 | 1.261% | 0.093079 | 0.091843 | 45699.6343 | 2391.7261 | 2109.1945 | 41198.7137 | 45730.6527 | 0 | 0 | 45730.6527 | 0.001769%
2027 | 500 | 500-1531 | Tier-2 | Tier-2---10 | 4--4 | 20 | 9 | 800.5503 | 21.6% | 78.32% | 0.07823% | 7.7818 | 0 | 0 | 7.7818 | 0 | 7.0814 | 1.3535 | 5.2318 | 7.0814 | 1.3535 | 5.2318 | 7.8583 | 1.502 | 5.2318 | 0.9721% | 0.071178 | 0.067975 | 11247.1911 | 167.2855 | 8054.1845 | 3025.7211 | 11662.6822 | 0 | 0 | 11662.6822 | 0.0002566%
2027 | 540 | CB 540 | Tier-2 | Tier-2---17 | 1--5 | 16 | 12 | 67.245 | 99.24% | 0% | 0.7576% | 5.0052 | 0 | 0 | 5.0052 | 0 | 4.5546 | 1.8047 | 2.5237 | 4.5546 | 1.8047 | 2.5237 | 5.0544 | 2.0027 | 2.5237 | 7.443% | 0.0036022 | 0.003332 | 18667.7627 | 1335.1505 | 3231.0476 | 14101.5646 | 18679.229 | 0 | 0 | 18679.229 | 0.0001651%
2027 | 542 | CB 542 | Tier-2 | Tier-2---9 | 4--5 | 43 | 15 | 949.4775 | 95.45% | 4.414% | 0.1311% | 31.6158 | 0 | 0 | 31.6158 | 0 | 28.77 | 2.2559 | 12.7533 | 28.77 | 2.2559 | 12.7533 | 31.9265 | 2.5034 | 12.7533 | 3.33% | 0.053515 | 0.051648 | 17742.4015 | 965.8807 | 2773.7516 | 14002.7692 | 17771.5506 | 0 | 0 | 17771.5506 | 0.001043%
2027 | 204 | 204-32R | Tier-2 | Tier-2---11 | 4--4 | 336 | 25 | 490.4615 | 96.36% | 1.259% | 2.378% | 3.5165 | 0 | 0 | 3.5165 | 0 | 3.2 | 3.7598 | 0.8511 | 3.2 | 3.7598 | 0.8511 | 3.5511 | 4.1723 | 0.8511 | 0.717% | 0.087106 | 0.086458 | 5630.6279 | 367.679 | 185.9169 | 5077.0321 | 5632.1632 | 0 | 0 | 5632.1632 | 0.000116%
2027 | 204 | 204-32R | Tier-2 | Tier-2---11 | 4--4 | 336 | 3 | 490.4615 | 96.36% | 1.259% | 2.378% | 0.42198 | 0 | 0 | 0.42198 | 0 | 0.384 | 0.45118 | 0.8511 | 0.384 | 0.45118 | 0.8511 | 0.42613 | 0.50068 | 0.8511 | 0.08604% | 0.087106 | 0.087028 | 5630.6279 | 367.679 | 185.9169 | 5077.0321 | 5630.811 | 0 | 0 | 5630.811 | 1.392e-05%
2027 | 576 | CB 576 | Tier-2 | Tier-2---12 | 4--4 | 19 | 8 | 417.7025 | 78.37% | 21.49% | 0.1463% | 13.7828 | 0 | 0 | 13.7828 | 0 | 12.5421 | 1.2031 | 10.4245 | 12.5421 | 1.2031 | 10.4245 | 13.9182 | 1.3351 | 10.4245 | 3.3% | 0.047237 | 0.045248 | 8842.622 | 398.1663 | 2081.4024 | 6363.0533 | 8926.7067 | 0 | 0 | 8926.7067 | 0.0004545%
2027 | 597 | 597-595 | Tier-2 | Tier-2---1 | 5--5 | 398 | 286 | 18774.394 | 95.55% | 4.388% | 0.06321% | 1289.068 | 0 | 0 | 1289.068 | 0 | 1173.0343 | 43.0123 | 27.2721 | 1173.0343 | 43.0123 | 27.2721 | 1301.7369 | 47.7315 | 27.2721 | 6.866% | 0.15307 | 0.14207 | 122655.7075 | 12289.1487 | 5017.0863 | 105349.4725 | 123078.3735 | 0 | 0 | 123078.3735 | 0.04251%
2027 | 599 | 599-19R | Tier-2 | Tier-2---1 | 5--5 | 753 | 533 | 25743.4561 | 99.4% | 0.5253% | 0.0786% | 1811.2094 | 0 | 0 | 1811.2094 | 0 | 1648.1759 | 80.1593 | 20.5613 | 1648.1759 | 80.1593 | 20.5613 | 1829.0098 | 88.9542 | 20.5613 | 7.036% | 0.15161 | 0.14088 | 169796.7072 | 9028.2208 | 940.8004 | 159827.6859 | 169874.811 | 0 | 0 | 169874.811 | 0.05973%
2027 | 599 | CB 599 | Tier-2 | Tier-2---4 | 4--5 | 369 | 200 | 4323.2442 | 99.81% | 0% | 0.1903% | 233.8762 | 0 | 0 | 233.8762 | 0 | 212.8242 | 30.0785 | 7.0756 | 212.8242 | 30.0785 | 7.0756 | 236.1748 | 33.3787 | 7.0756 | 5.41% | 0.043095 | 0.040759 | 100319.859 | 10016.8763 | 926.348 | 89376.6347 | 100330.7999 | 0 | 0 | 100330.7999 | 0.007712%
2027 | 788 | 788-34R | Tier-2 | Tier-2---6 | 5--5 | 521 | 106 | 9132.2366 | 94.33% | 5.547% | 0.1209% | 175.2698 | 0 | 0 | 175.2698 | 0 | 159.4932 | 15.9416 | 10.0048 | 159.4932 | 15.9416 | 10.0048 | 176.9924 | 17.6907 | 10.0048 | 1.919% | 0.12404 | 0.12152 | 73621.1831 | 9933.4586 | 4009.9599 | 59677.7646 | 73707.8355 | 0 | 0 | 73707.8355 | 0.00578%
2027 | 788 | CB 788 | Tier-2 | Tier-2---2 | 5--5 | 708 | 20 | 8569.0681 | 95.07% | 4.755% | 0.1724% | 23.0136 | 0 | 0 | 23.0136 | 0 | 20.9421 | 3.0079 | 6.9625 | 20.9421 | 3.0079 | 6.9625 | 23.2398 | 3.3379 | 6.9625 | 0.2686% | 0.14181 | 0.14141 | 60426.1463 | 6360.7221 | 2990.776 | 51074.6482 | 60434.5811 | 0 | 0 | 60434.5811 | 0.0007589%
2027 | 791 | 791-419F | Tier-2 | Tier-2---5 | 5--5 | 141 | 44 | 3349.7594 | 92.58% | 7.304% | 0.116% | 96.7755 | 0 | 0 | 96.7755 | 0 | 88.0644 | 6.6173 | 13.3083 | 88.0644 | 6.6173 | 13.3083 | 97.7267 | 7.3433 | 13.3083 | 2.889% | 0.11325 | 0.10972 | 29577.718 | 1970.6299 | 1994.5012 | 25612.587 | 29648.4075 | 0 | 0 | 29648.4075 | 0.003191%
2027 | 799 | 799-504R | Tier-2 | Tier-2---15 | 1--5 | 38 | 11 | 127.4062 | 99.28% | 0% | 0.716% | 3.6617 | 0 | 0 | 3.6617 | 0 | 3.3321 | 1.6543 | 2.0142 | 3.3321 | 1.6543 | 2.0142 | 3.6977 | 1.8358 | 2.0142 | 2.874% | 0.0046964 | 0.0045605 | 27128.474 | 4849.4252 | 1319.6494 | 20959.3994 | 27134.2647 | 0 | 0 | 27134.2647 | 0.0001207%
2027 | 855 | 855-46AE | Tier-2 | Tier-2---15 | 1--5 | 7 | 5 | 188.5529 | 99.88% | 0% | 0.1171% | 13.4523 | 0 | 0 | 13.4523 | 0 | 12.2414 | 0.75196 | 16.2792 | 12.2414 | 0.75196 | 16.2792 | 13.5845 | 0.83447 | 16.2792 | 7.134% | 0.0010888 | 0.001011 | 173174.9569 | 30409.3175 | 190.5248 | 142575.1146 | 173190.559 | 0 | 0 | 173190.559 | 0.0004436%
2027 | 859 | 859-42R | Tier-2 | Tier-2---3 | 4--5 | 557 | 67 | 8606.9717 | 99.86% | 0% | 0.1411% | 103.3848 | 0 | 0 | 103.3848 | 0 | 94.0788 | 10.0763 | 9.3366 | 94.0788 | 10.0763 | 9.3366 | 104.4009 | 11.1819 | 9.3366 | 1.201% | 0.067132 | 0.066324 | 128210.0534 | 7463.1152 | 271.9776 | 120474.9607 | 128212.2562 | 0 | 0 | 128212.2562 | 0.003409%
2027 | 920 | 920-1342R | Tier-3 | Tier-3---12 | 4--5 | 131 | 91 | 3406.6458 | 99.34% | 0.5402% | 0.1203% | 235.082 | 0 | 0 | 235.082 | 0 | 213.9214 | 13.6857 | 15.631 | 213.9214 | 13.6857 | 15.631 | 237.3923 | 15.1873 | 15.631 | 6.901% | 0.068604 | 0.063839 | 49656.3753 | 4642.3023 | 300.3512 | 44713.7218 | 49680.8573 | 0 | 0 | 49680.8573 | 0.007752%
2027 | 920 | 920-735AE | Tier-2 | Tier-2---7 | 4--5 | 295 | 31 | 1554.328 | 69.02% | 30.62% | 0.3611% | 11.2737 | 0 | 0 | 11.2737 | 0 | 10.2589 | 4.6622 | 2.2005 | 10.2589 | 4.6622 | 2.2005 | 11.3845 | 5.1737 | 2.2005 | 0.7253% | 0.068691 | 0.067969 | 22627.8919 | 1626.4148 | 6446.6356 | 14554.8415 | 22702.3364 | 0 | 0 | 22702.3364 | 0.0003718%
2027 | 921 | 921-800F | Tier-2 | Tier-2---7 | 4--5 | 252 | 21 | 1991.7107 | 76.61% | 23.16% | 0.2301% | 12.7148 | 0 | 0 | 12.7148 | 0 | 11.5703 | 3.1582 | 3.6635 | 11.5703 | 3.1582 | 3.6635 | 12.8397 | 3.5048 | 3.6635 | 0.6384% | 0.065336 | 0.064792 | 30484.0304 | 2594.6331 | 6453.3763 | 21436.021 | 30543.9578 | 0 | 0 | 30543.9578 | 0.0004193%
2027 | 928 | CB 928 | Tier-2 | Tier-2---7 | 4--5 | 62 | 6 | 1655.0106 | 79.76% | 20.12% | 0.1245% | 12.7741 | 0 | 0 | 12.7741 | 0 | 11.6243 | 0.90236 | 12.8821 | 11.6243 | 0.90236 | 12.8821 | 12.8996 | 1.0014 | 12.8821 | 0.7718% | 0.057199 | 0.056645 | 28934.4603 | 1965.0457 | 5791.8405 | 21177.574 | 28991.6962 | 0 | 0 | 28991.6962 | 0.0004212%
2027 | 980 | CB 980 | Tier-2 | Tier-2---12 | 2--5 | 35 | 17 | 387.8494 | 99.7% | 0% | 0.3041% | 18.7811 | 0 | 0 | 18.7811 | 0 | 17.0906 | 2.5567 | 6.6847 | 17.0906 | 2.5567 | 6.6847 | 18.9657 | 2.8372 | 6.6847 | 4.842% | 0.0069124 | 0.0065767 | 56109.2292 | 22659.9966 | 1622.27 | 31826.9626 | 56117.9398 | 0 | 0 | 56117.9398 | 0.0006193%
2027 | 981 | CB 981 | Tier-2 | Tier-2---15 | 1--5 | 14 | 9 | 132.7571 | 99.65% | 0% | 0.354% | 8.5042 | 0 | 0 | 8.5042 | 0 | 7.7387 | 1.3535 | 5.7174 | 7.7387 | 1.3535 | 5.7174 | 8.5878 | 1.502 | 5.7174 | 6.406% | 0.0030076 | 0.0028143 | 44140.5414 | 2879.0748 | 9317.9917 | 31943.4749 | 44151.2762 | 0 | 0 | 44151.2762 | 0.0002804%
2027 | 982 | CB 982 | Tier-2 | Not Applicable | Not Applicable | 2 | 2 | 0 | 0% | 0% | 0% | 0 | 0 | 0 | 0 | 0 | 0 | 0.30079 | 0 | 0 | 0.30079 | 0 | 0 | 0.33379 | 0 | 0% | 0 | 0 | 0 | 0 | 0 | 0 | 0 | 0 | 0 | 0 | 0%
2027 | 991 | 991-1 | Tier-2 | Tier-2---12 | 4--5 | 29 | 22 | 626.8618 | 65.87% | 33.98% | 0.153% | 31.3239 | 0 | 0 | 31.3239 | 0 | 28.5043 | 3.3086 | 8.6151 | 28.5043 | 3.3086 | 8.6151 | 31.6318 | 3.6717 | 8.6151 | 4.997% | 0.034773 | 0.032135 | 18027.4627 | 2318.0951 | 5585.2087 | 10124.1589 | 18532.5596 | 0 | 0 | 18532.5596 | 0.001033%
2027 | 991 | 991-1206R | Tier-2 | Tier-2---4 | 4--5 | 164 | 74 | 4576.7911 | 99.78% | 0.09876% | 0.1221% | 206.0576 | 0 | 0 | 206.0576 | 0 | 187.5096 | 11.1291 | 16.8486 | 187.5096 | 11.1291 | 16.8486 | 208.0827 | 12.3501 | 16.8486 | 4.502% | 0.063785 | 0.060907 | 71752.9575 | 8533.7139 | 142.1853 | 63077.0583 | 71760.4467 | 0 | 0 | 71760.4467 | 0.006795%
2027 | 1001 | 1001-1820F | Tier-2 | Tier-2---5 | 5--5 | 146 | 95 | 4222.2471 | 91.41% | 8.486% | 0.103% | 251.1373 | 0 | 0 | 251.1373 | 0 | 228.5315 | 14.2873 | 15.9954 | 228.5315 | 14.2873 | 15.9954 | 253.6054 | 15.8549 | 15.9954 | 5.948% | 0.12846 | 0.1201 | 32868.2878 | 1721.3581 | 2595.1533 | 28551.7765 | 33064.7725 | 0 | 0 | 33064.7725 | 0.008282%
2027 | 1039 | 1039-13 | Tier-2 | Tier-2---3 | 5--5 | 534 | 1 | 15957.1711 | 97.45% | 2.471% | 0.0752% | 2.9122 | 0 | 0 | 2.9122 | 0 | 2.65 | 0.15039 | 17.6207 | 2.65 | 0.15039 | 17.6207 | 2.9408 | 0.16689 | 17.6207 | 0.01825% | 0.1351 | 0.13508 | 118113.2514 | 10500.2075 | 2816.2541 | 104796.7897 | 118113.8147 | 0 | 0 | 118113.8147 | 9.603e-05%
2027 | 1073 | 1073-872F | Tier-2 | Tier-2---20 | 3--2 | 16 | 12 | 17.9659 | 86.84% | 10.72% | 2.434% | 1.1701 | 0 | 0 | 1.1701 | 0 | 1.0648 | 1.8047 | 0.59002 | 1.0648 | 1.8047 | 0.59002 | 1.1816 | 2.0027 | 0.59002 | 6.513% | 0.018584 | 0.017191 | 966.7183 | 76.5664 | 118.0704 | 772.0814 | 977.0317 | 0 | 0 | 977.0317 | 3.859e-05%
2027 | 1073 | 1073-874F | Tier-2 | Tier-2---20 | 3--3 | 40 | 1 | 40.9949 | 23.55% | 73.64% | 2.81% | 0.024132 | 0 | 0 | 0.024132 | 0 | 0.02196 | 0.15039 | 0.14602 | 0.02196 | 0.15039 | 0.14602 | 0.02437 | 0.16689 | 0.14602 | 0.05887% | 0.021565 | 0.021511 | 1901.027 | 40.4675 | 1302.6457 | 557.9138 | 1904.6696 | 0 | 0 | 1904.6696 | 7.958e-07%
2027 | 1073 | 1073-886F | Tier-2 | Tier-2---20 | 3--2 | 4 | 4 | 27.0781 | 12.75% | 86.83% | 0.4178% | 0.3453 | 0 | 0 | 0.3453 | 0 | 0.31422 | 0.60157 | 0.52232 | 0.31422 | 0.60157 | 0.52232 | 0.34869 | 0.66757 | 0.52232 | 1.275% | 0.016776 | 0.015099 | 1614.0782 | 19.1067 | 1282.2131 | 312.7584 | 1770.5507 | 0 | 0 | 1770.5507 | 1.139e-05%
2027 | 1073 | 1073-887F | Tier-2 | Tier-2---21 | 3--1 | 3 | 3 | 6.3934 | 34.35% | 64.55% | 1.103% | 0.21961 | 0 | 0 | 0.21961 | 0 | 0.19984 | 0.45118 | 0.44293 | 0.19984 | 0.45118 | 0.44293 | 0.22176 | 0.50068 | 0.44293 | 3.435% | 0.016639 | 0.014975 | 384.2398 | 11.9549 | 217.4823 | 154.8027 | 412.2684 | 0 | 0 | 412.2684 | 7.242e-06%
2027 | 1094 | 1094-35F | Tier-2 | Tier-2---7 | 3--5 | 167 | 123 | 2514.2831 | 99.84% | 0% | 0.1648% | 184.8785 | 0 | 0 | 184.8785 | 0 | 168.2369 | 18.4983 | 9.0947 | 168.2369 | 18.4983 | 9.0947 | 186.6955 | 20.5279 | 9.0947 | 7.353% | 0.020398 | 0.018895 | 123263.6714 | 7008.6853 | 282.5097 | 115972.4764 | 123279.8237 | 0 | 0 | 123279.8237 | 0.006097%
2027 | 1094 | 1094-7 | Tier-2 | Tier-2---17 | 2--4 | 65 | 33 | 95.3301 | 98.77% | 0% | 1.235% | 4.7801 | 0 | 0 | 4.7801 | 0 | 4.3498 | 4.963 | 0.87645 | 4.3498 | 4.963 | 0.87645 | 4.8271 | 5.5075 | 0.87645 | 5.014% | 0.0065074 | 0.006177 | 14649.4839 | 1080.944 | 371.5011 | 13197.0388 | 14659.1587 | 0 | 0 | 14659.1587 | 0.0001576%
2027 | 1100 | 1100-1168F | Tier-2 | Tier-2---18 | 4--2 | 4 | 3 | 54.719 | 98.75% | 1.065% | 0.1855% | 4.0526 | 0 | 0 | 4.0526 | 0 | 3.6878 | 0.45118 | 8.1737 | 3.6878 | 0.45118 | 8.1737 | 4.0924 | 0.50068 | 8.1737 | 7.406% | 0.070904 | 0.065586 | 771.7308 | 43.3728 | 7.9161 | 720.4418 | 772.5135 | 0 | 0 | 772.5135 | 0.0001336%
2027 | 1100 | 1100-1172R | Tier-2 | Tier-2---7 | 4--5 | 34 | 20 | 2144.9788 | 99.68% | 0.2699% | 0.05437% | 125.7661 | 0 | 0 | 125.7661 | 0 | 114.4454 | 3.0079 | 38.0489 | 114.4454 | 3.0079 | 38.0489 | 127.0021 | 3.3379 | 38.0489 | 5.863% | 0.080798 | 0.076045 | 26547.4908 | 2914.2533 | 70.3485 | 23562.889 | 26552.8707 | 0 | 0 | 26552.8707 | 0.004147%
2027 | 1101 | CB 1101 | Tier-2 | Tier-2---9 | 4--4 | 41 | 14 | 1133.279 | 99.72% | 0.1529% | 0.1272% | 38.5889 | 0 | 0 | 38.5889 | 0 | 35.1154 | 2.1055 | 16.678 | 35.1154 | 2.1055 | 16.678 | 38.9682 | 2.3365 | 16.678 | 3.405% | 0.091579 | 0.088452 | 12374.933 | 790.0395 | 488.8435 | 11096.0499 | 12376.1585 | 0 | 0 | 12376.1585 | 0.001273%
2027 | 1105 | 1105-1479 | Tier-2 | Tier-2---4 | 5--5 | 54 | 6 | 4228.0435 | 99.92% | 0.03248% | 0.04256% | 46.943 | 0 | 0 | 46.943 | 0 | 42.7175 | 0.90236 | 47.34 | 42.7175 | 0.90236 | 47.34 | 47.4044 | 1.0014 | 47.34 | 1.11% | 0.10556 | 0.10439 | 40053.0076 | 3869.6704 | 26.6766 | 36156.6607 | 40053.3453 | 0 | 0 | 40053.3453 | 0.001548%
2027 | 1105 | 1105-1483 | Tier-2 | Tier-2---11 | 4--4 | 12 | 12 | 417.0013 | 94.5% | 5.418% | 0.08666% | 39.4048 | 0 | 0 | 39.4048 | 0 | 35.8578 | 1.8047 | 19.869 | 35.8578 | 1.8047 | 19.869 | 39.7921 | 2.0027 | 19.869 | 9.45% | 0.063819 | 0.057437 | 6534.1451 | 320.1386 | 289.9716 | 5924.0349 | 6574.1074 | 0 | 0 | 6574.1074 | 0.001299%
2027 | 1106 | CB 1106 | Tier-2 | Tier-2---7 | 4--5 | 24 | 22 | 1646.9837 | 34.54% | 65.41% | 0.04829% | 52.1414 | 0 | 0 | 52.1414 | 0 | 47.4479 | 3.3086 | 14.3406 | 47.4479 | 3.3086 | 14.3406 | 52.6538 | 3.6717 | 14.3406 | 3.166% | 0.070774 | 0.064287 | 23270.9618 | 453.178 | 13904.863 | 8912.9208 | 24808.3301 | 0 | 0 | 24808.3301 | 0.001719%
2027 | 1118 | 1118-1718F | Tier-2 | Tier-2---10 | 5--4 | 19 | 14 | 788.3757 | 99.4% | 0.5205% | 0.07536% | 57.7447 | 0 | 0 | 57.7447 | 0 | 52.5469 | 2.1055 | 24.957 | 52.5469 | 2.1055 | 24.957 | 58.3122 | 2.3365 | 24.957 | 7.325% | 0.10781 | 0.099865 | 7312.7208 | 536.3335 | 35.0941 | 6741.2933 | 7316.1872 | 0 | 0 | 7316.1872 | 0.001904%
2027 | 1242 | 1242-1079R | Tier-2 | Tier-2---12 | 2--5 | 44 | 3 | 411.5414 | 99.65% | 0% | 0.3468% | 2.7962 | 0 | 0 | 2.7962 | 0 | 2.5445 | 0.45118 | 5.6398 | 2.5445 | 0.45118 | 5.6398 | 2.8237 | 0.50068 | 5.6398 | 0.6795% | 0.0067316 | 0.0066857 | 61135.7492 | 21194.3813 | 442.4228 | 39498.9452 | 61137.2046 | 0 | 0 | 61137.2046 | 9.221e-05%
2027 | 1242 | 1242-1084 | Tier-2 | Tier-2---12 | 2--5 | 34 | 24 | 456.1931 | 99.77% | 0% | 0.2285% | 32.1283 | 0 | 0 | 32.1283 | 0 | 29.2363 | 3.6094 | 8.1 | 29.2363 | 3.6094 | 8.1 | 32.444 | 4.0054 | 8.1 | 7.043% | 0.005996 | 0.0055728 | 76082.9136 | 12562.2691 | 164.6304 | 63356.014 | 76096.1181 | 0 | 0 | 76096.1181 | 0.001059%
2027 | 1242 | 1242-127AE | Tier-2 | Tier-2---21 | 1--4 | 2 | 2 | 2.4589 | 98.62% | 0% | 1.38% | 0.2425 | 0 | 0 | 0.2425 | 0 | 0.22067 | 0.30079 | 0.73365 | 0.22067 | 0.30079 | 0.73365 | 0.24488 | 0.33379 | 0.73365 | 9.862% | 0.0001786 | 0.00016074 | 13767.9144 | 985.6042 | 172.6527 | 12609.6575 | 13789.0323 | 0 | 0 | 13789.0323 | 7.997e-06%
2027 | 1243 | 1243-319R | Tier-2 | Tier-2---9 | 4--4 | 64 | 49 | 1178.043 | 99.35% | 0.5195% | 0.1323% | 89.606 | 0 | 0 | 89.606 | 0 | 81.5403 | 7.3692 | 11.0649 | 81.5403 | 7.3692 | 11.0649 | 90.4867 | 8.1778 | 11.0649 | 7.606% | 0.081051 | 0.074846 | 14534.5899 | 742.8831 | 82.0978 | 13709.609 | 14542.4444 | 0 | 0 | 14542.4444 | 0.002955%
2027 | 1243 | 1243-38R | Tier-2 | Tier-2---16 | 4--3 | 7 | 7 | 158.2514 | 99.48% | 0.3681% | 0.155% | 15.7423 | 0 | 0 | 15.7423 | 0 | 14.3253 | 1.0527 | 13.6075 | 14.3253 | 1.0527 | 13.6075 | 15.8971 | 1.1683 | 13.6075 | 9.948% | 0.072591 | 0.065332 | 2180.0532 | 116.78 | 9.4659 | 2053.8073 | 2181.3205 | 0 | 0 | 2181.3205 | 0.0005191%
2027 | 1243 | 1243-45R | Tier-2 | Tier-2---7 | 4--5 | 72 | 17 | 1878.3826 | 99.05% | 0.8285% | 0.1244% | 43.9281 | 0 | 0 | 43.9281 | 0 | 39.9739 | 2.5567 | 15.6351 | 39.9739 | 2.5567 | 15.6351 | 44.3598 | 2.8372 | 15.6351 | 2.339% | 0.087615 | 0.085547 | 21438.9544 | 1134.9825 | 174.3683 | 20129.6036 | 21443.8947 | 0 | 0 | 21443.8947 | 0.001449%
2027 | 1243 | CB 1243 | Tier-2 | Tier-2---7 | 3--5 | 116 | 68 | 1438.3629 | 99.75% | 0% | 0.2509% | 84.1063 | 0 | 0 | 84.1063 | 0 | 76.5355 | 10.2267 | 7.4839 | 76.5355 | 10.2267 | 7.4839 | 84.9328 | 11.3488 | 7.4839 | 5.847% | 0.019586 | 0.018438 | 73438.3162 | 4480.0299 | 229.8696 | 68728.4167 | 73449.7909 | 0 | 0 | 73449.7909 | 0.002774%
2027 | 1245 | CB 1245 | Tier-2 | Tier-2---15 | 1--5 | 9 | 6 | 108.0997 | 99.75% | 0% | 0.2497% | 7.1887 | 0 | 0 | 7.1887 | 0 | 6.5416 | 0.90236 | 7.2494 | 6.5416 | 0.90236 | 7.2494 | 7.2593 | 1.0014 | 7.2494 | 6.65% | 0.001637 | 0.0015279 | 66035.2637 | 9567.7722 | 158.6523 | 56308.8392 | 66047.0427 | 0 | 0 | 66047.0427 | 0.0002371%
2027 | 1250 | 1250-27R | Tier-2 | Tier-2---6 | 5--5 | 152 | 7 | 6418.5082 | 93.04% | 6.917% | 0.04745% | 27.5004 | 0 | 0 | 27.5004 | 0 | 25.025 | 1.0527 | 23.7711 | 25.025 | 1.0527 | 23.7711 | 27.7706 | 1.1683 | 23.7711 | 0.4285% | 0.097369 | 0.096921 | 65919.1509 | 5630.4753 | 4516.6533 | 55772.0223 | 65940.3903 | 0 | 0 | 65940.3903 | 0.0009069%
2027 | 1250 | 1250-671R | Tier-2 | Tier-2---6 | 4--5 | 48 | 21 | 6815.4278 | 94.54% | 5.441% | 0.023% | 281.8839 | 0 | 0 | 281.8839 | 0 | 256.5105 | 3.1582 | 81.2193 | 256.5105 | 3.1582 | 81.2193 | 284.6542 | 3.5048 | 81.2193 | 4.136% | 0.09205 | 0.088023 | 74040.4971 | 4546.125 | 3808.2018 | 65686.1703 | 74225.5748 | 0 | 0 | 74225.5748 | 0.009295%
2027 | 1250 | 1250-677R | Tier-2 | Tier-2---3 | 5--5 | 267 | 156 | 11748.9088 | 99.26% | 0.6837% | 0.05427% | 681.3874 | 0 | 0 | 681.3874 | 0 | 620.0533 | 23.4613 | 26.4288 | 620.0533 | 23.4613 | 26.4288 | 688.084 | 26.0354 | 26.4288 | 5.8% | 0.11659 | 0.10977 | 100775.3024 | 5654.1223 | 691.5961 | 94429.584 | 100821.4492 | 0 | 0 | 100821.4492 | 0.02247%
2027 | 1250 | 1250-8R | Tier-2 | Tier-2---4 | 4--5 | 146 | 84 | 3684.9802 | 98.15% | 1.772% | 0.07391% | 208.0993 | 0 | 0 | 208.0993 | 0 | 189.3676 | 12.633 | 14.9899 | 189.3676 | 12.633 | 14.9899 | 210.1445 | 14.019 | 14.9899 | 5.647% | 0.092289 | 0.086979 | 39928.877 | 2037.4755 | 694.1813 | 37197.2202 | 39973.8675 | 0 | 0 | 39973.8675 | 0.006862%
2027 | 1250 | CB 1250 | Tier-2 | Tier-2---4 | 4--5 | 32 | 1 | 4075.2359 | 99.93% | 0.04042% | 0.02515% | 12.7268 | 0 | 0 | 12.7268 | 0 | 11.5812 | 0.15039 | 77.0063 | 11.5812 | 0.15039 | 77.0063 | 12.8518 | 0.16689 | 77.0063 | 0.3123% | 0.088703 | 0.088426 | 45942.5846 | 2409.8097 | 605.4247 | 42927.3502 | 45942.679 | 0 | 0 | 45942.679 | 0.0004197%
2027 | 1299 | CB 1299 | Tier-2 | Tier-2---19 | 3--3 | 76 | 2 | 41.7756 | 94.08% | 0% | 5.924% | 0.10342 | 0 | 0 | 0.10342 | 0 | 0.094114 | 0.30079 | 0.31289 | 0.094114 | 0.30079 | 0.31289 | 0.10444 | 0.33379 | 0.31289 | 0.2476% | 0.014997 | 0.014958 | 2785.5246 | 306.2114 | 186.6907 | 2292.6226 | 2785.96 | 0 | 0 | 2785.96 | 3.411e-06%
2027 | SSC1 | CB SSC1 | Tier-2 | Tier-2---18 | 4--3 | 220 | 29 | 94.186 | 2.003% | 94.63% | 3.363% | 0.024869 | 0 | 0 | 0.024869 | 0 | 0.022631 | 4.3614 | 0.0051888 | 0.022631 | 4.3614 | 0.0051888 | 0.025113 | 4.8399 | 0.0051888 | 0.0264% | 0.031528 | 0.031112 | 2987.3954 | 6.3387 | 2712.6507 | 268.4061 | 3026.5014 | 0 | 0 | 3026.5014 | 8.201e-07%
2028 | 214 | 214-1122R | Tier-3 | Tier-3---3 | 5--5 | 446 | 207 | 26281.1502 | 98.91% | 1.048% | 0.04591% | 1206.4301 | 0 | 0 | 1206.4301 | 0 | 1047.2599 | 29.6971 | 35.2647 | 1047.2599 | 29.6971 | 35.2647 | 1224.2588 | 34.7163 | 35.2647 | 4.59% | 0.26918 | 0.25668 | 97635.635 | 5011.5122 | 984.8064 | 91639.3164 | 97687.6264 | 0 | 0 | 97687.6264 | 0.03978%
2028 | 214 | 214-1135R | Tier-3 | Tier-3---6 | 4--5 | 285 | 139 | 6666.9216 | 99.41% | 0.4702% | 0.123% | 323.2298 | 0 | 0 | 323.2298 | 0 | 280.5846 | 19.9416 | 14.0703 | 280.5846 | 19.9416 | 14.0703 | 328.0066 | 23.3119 | 14.0703 | 4.848% | 0.090777 | 0.08635 | 73442.8498 | 4553.5888 | 482.5906 | 68406.6704 | 73465.1868 | 0 | 0 | 73465.1868 | 0.01066%
2028 | 214 | 214-17AE | Tier-3 | Tier-3---17 | 4--4 | 157 | 105 | 484.0355 | 97.4% | 1.48% | 1.12% | 31.5303 | 0 | 0 | 31.5303 | 0 | 27.3703 | 15.0638 | 1.817 | 27.3703 | 15.0638 | 1.817 | 31.9962 | 17.6097 | 1.817 | 6.514% | 0.071957 | 0.067144 | 6726.7702 | 365.2505 | 154.8548 | 6206.6649 | 6739.3033 | 0 | 0 | 6739.3033 | 0.00104%
2028 | 214 | 214-4R | Tier-3 | Tier-3---17 | 4--4 | 94 | 54 | 400.1895 | 97.86% | 1.359% | 0.7809% | 22.4976 | 0 | 0 | 22.4976 | 0 | 19.5294 | 7.7471 | 2.5209 | 19.5294 | 7.7471 | 2.5209 | 22.8301 | 9.0564 | 2.5209 | 5.622% | 0.059676 | 0.056247 | 6706.0819 | 383.8314 | 129.2907 | 6192.9598 | 6714.8291 | 0 | 0 | 6714.8291 | 0.0007419%
2028 | 214 | 214-536R | Tier-3 | Tier-3---17 | 4--4 | 70 | 18 | 513.3291 | 98.71% | 0.8845% | 0.4005% | 13.0303 | 0 | 0 | 13.0303 | 0 | 11.3111 | 2.5824 | 4.3802 | 11.3111 | 2.5824 | 4.3802 | 13.2228 | 3.0188 | 4.3802 | 2.538% | 0.053744 | 0.052362 | 9551.4463 | 547.5853 | 232.0453 | 8771.8157 | 9554.6857 | 0 | 0 | 9554.6857 | 0.0004297%
2028 | 214 | 214-583R | Tier-3 | Tier-3---13 | 4--5 | 174 | 119 | 2208.3134 | 99.09% | 0.6816% | 0.2244% | 149.66 | 0 | 0 | 149.66 | 0 | 129.9147 | 17.0723 | 7.6097 | 129.9147 | 17.0723 | 7.6097 | 151.8717 | 19.9577 | 7.6097 | 6.777% | 0.070413 | 0.065597 | 31362.296 | 1883.6813 | 422.1722 | 29056.4425 | 31383.1548 | 0 | 0 | 31383.1548 | 0.004935%
2028 | 214 | 214-613R | Tier-3 | Tier-3---14 | 5--3 | 196 | 118 | 1721.769 | 85.69% | 14.07% | 0.2459% | 88.8216 | 0 | 0 | 88.8216 | 0 | 77.1029 | 16.9288 | 4.5545 | 77.1029 | 16.9288 | 4.5545 | 90.1342 | 19.79 | 4.5545 | 5.159% | 0.43289 | 0.40683 | 3977.4025 | 197.1566 | 516.9968 | 3263.2491 | 4013.87 | 0 | 0 | 4013.87 | 0.002929%
2028 | 214 | 214-647R | Tier-3 | Tier-3---8 | 5--5 | 264 | 95 | 22354.3085 | 99.24% | 0.73% | 0.02701% | 798.3267 | 0 | 0 | 798.3267 | 0 | 692.9996 | 13.6291 | 50.847 | 692.9996 | 13.6291 | 50.847 | 810.1244 | 15.9326 | 50.847 | 3.571% | 0.23844 | 0.22986 | 93753.9152 | 4640.4334 | 647.6025 | 88465.8794 | 93780.409 | 0 | 0 | 93780.409 | 0.02633%
2028 | 215 | 215-1531R | Tier-2 | Tier-2---2 | 5--5 | 256 | 137 | 12702.4119 | 98.21% | 1.737% | 0.04837% | 667.6381 | 0 | 0 | 667.6381 | 0 | 579.5534 | 19.6546 | 29.4869 | 579.5534 | 19.6546 | 29.4869 | 677.5045 | 22.9765 | 29.4869 | 5.256% | 0.20291 | 0.19205 | 62600.9651 | 3773.3762 | 1033.6342 | 57793.9547 | 62664.1743 | 0 | 0 | 62664.1743 | 0.02202%
2028 | 215 | 215-1534R | Tier-2 | Tier-2---1 | 5--5 | 243 | 146 | 19489.7064 | 99% | 0.9737% | 0.02962% | 1159.2381 | 0 | 0 | 1159.2381 | 0 | 1006.2942 | 20.9458 | 48.0428 | 1006.2942 | 20.9458 | 48.0428 | 1176.3694 | 24.4859 | 48.0428 | 5.948% | 0.1982 | 0.1863 | 98331.2515 | 6096.0396 | 907.1497 | 91328.0622 | 98394.3143 | 0 | 0 | 98394.3143 | 0.03823%
2028 | 215 | 215-1544R | Tier-2 | Tier-2---8 | 5--4 | 53 | 17 | 1412.4296 | 98.09% | 1.785% | 0.1216% | 44.4404 | 0 | 0 | 44.4404 | 0 | 38.5772 | 2.4389 | 15.8175 | 38.5772 | 2.4389 | 15.8175 | 45.0971 | 2.8511 | 15.8175 | 3.146% | 0.10891 | 0.10541 | 12968.9923 | 1067.1746 | 223.4801 | 11678.3376 | 12977.1879 | 0 | 0 | 12977.1879 | 0.001465%
2028 | 215 | 215-38R | Tier-3 | Tier-3---10 | 5--5 | 126 | 37 | 5434.8155 | 98.92% | 1.009% | 0.07406% | 157.8649 | 0 | 0 | 157.8649 | 0 | 137.037 | 5.3082 | 25.8162 | 137.037 | 5.3082 | 25.8162 | 160.1979 | 6.2053 | 25.8162 | 2.905% | 0.12528 | 0.1216 | 43381.3494 | 2695.9135 | 518.8073 | 40166.6286 | 43395.5669 | 0 | 0 | 43395.5669 | 0.005206%
2028 | 216 | 216-1859F | Tier-3 | Tier-3---4 | 5--5 | 268 | 166 | 14041.2877 | 99.19% | 0.7753% | 0.03948% | 862.635 | 0 | 0 | 862.635 | 0 | 748.8234 | 23.8151 | 31.4432 | 748.8234 | 23.8151 | 31.4432 | 875.3831 | 27.8401 | 31.4432 | 6.144% | 0.15704 | 0.14732 | 89409.7822 | 5511.6035 | 666.6545 | 83231.5241 | 89457.8862 | 0 | 0 | 89457.8862 | 0.02845%
2028 | 216 | 216-220R | Tier-3 | Tier-3---20 | 1--5 | 2 | 1 | 71.2816 | 99.9% | 0% | 0.09987% | 3.5605 | 0 | 0 | 3.5605 | 0 | 3.0908 | 0.14346 | 21.5438 | 3.0908 | 0.14346 | 21.5438 | 3.6131 | 0.16771 | 21.5438 | 4.995% | 0.000285 | 0.00027075 | 250110.7129 | 12944.4862 | 226.9057 | 236939.3211 | 250123.8595 | 0 | 0 | 250123.8595 | 0.0001174%
2028 | 217 | 217-41AE | Tier-2 | Tier-2---8 | 5--4 | 456 | 143 | 2013.5966 | 89.22% | 10.31% | 0.4697% | 56.3417 | 0 | 0 | 56.3417 | 0 | 48.9082 | 20.5154 | 2.384 | 48.9082 | 20.5154 | 2.384 | 57.1743 | 23.9828 | 2.384 | 2.798% | 0.19664 | 0.19047 | 10240.1297 | 587.5443 | 1012.3349 | 8640.2505 | 10275.8518 | 0 | 0 | 10275.8518 | 0.001858%
2028 | 217 | 217-48AE | Tier-2 | Tier-2---8 | 5--4 | 344 | 137 | 2727.5845 | 87.85% | 11.78% | 0.3693% | 95.4292 | 0 | 0 | 95.4292 | 0 | 82.8387 | 19.6546 | 4.2147 | 82.8387 | 19.6546 | 4.2147 | 96.8394 | 22.9765 | 4.2147 | 3.499% | 0.20236 | 0.1943 | 13478.9252 | 762.7474 | 1447.8056 | 11268.3722 | 13546.8534 | 0 | 0 | 13546.8534 | 0.003147%
2028 | 217 | 217-835R | Tier-3 | Tier-3---5 | 5--5 | 319 | 90 | 10686.9326 | 98.68% | 1.222% | 0.09479% | 297.5425 | 0 | 0 | 297.5425 | 0 | 258.2863 | 12.9118 | 20.0039 | 258.2863 | 12.9118 | 20.0039 | 301.9396 | 15.094 | 20.0039 | 2.784% | 0.28412 | 0.27611 | 37613.7803 | 2195.3355 | 434.0984 | 34984.3464 | 37628.1576 | 0 | 0 | 37628.1576 | 0.009812%
2028 | 217 | 217-837R | Tier-3 | Tier-3---12 | 5--5 | 293 | 102 | 3657.1834 | 94.66% | 5.124% | 0.2164% | 120.5152 | 0 | 0 | 120.5152 | 0 | 104.6151 | 14.6334 | 7.1491 | 104.6151 | 14.6334 | 7.1491 | 122.2962 | 17.1066 | 7.1491 | 3.295% | 0.14269 | 0.13772 | 25630.0196 | 1643.4761 | 1395.4824 | 22591.0611 | 25679.3917 | 0 | 0 | 25679.3917 | 0.003974%
2028 | 217 | 217-972R | Tier-2 | Tier-2---8 | 5--4 | 256 | 158 | 1438.6594 | 90.88% | 8.66% | 0.4639% | 80.6911 | 0 | 0 | 80.6911 | 0 | 70.0451 | 22.6674 | 3.0901 | 70.0451 | 22.6674 | 3.0901 | 81.8836 | 26.4984 | 3.0901 | 5.609% | 0.18227 | 0.17102 | 7892.9777 | 484.1091 | 632.8848 | 6775.9839 | 7940.347 | 0 | 0 | 7940.347 | 0.002661%
2028 | 217 | 217-983R | Tier-3 | Tier-3---5 | 5--5 | 116 | 102 | 10116.9629 | 99.05% | 0.91% | 0.0405% | 881.1396 | 0 | 0 | 881.1396 | 0 | 764.8866 | 14.6334 | 52.27 | 764.8866 | 14.6334 | 52.27 | 894.1612 | 17.1066 | 52.27 | 8.71% | 0.2438 | 0.22236 | 41497.7937 | 2121.8511 | 363.6616 | 39012.281 | 41535.8196 | 0 | 0 | 41535.8196 | 0.02906%
2028 | 239 | 239-2207R | Tier-3 | Tier-3---16 | 4--4 | 127 | 96 | 860.3234 | 98.08% | 1.495% | 0.4234% | 63.7845 | 0 | 0 | 63.7845 | 0 | 55.3691 | 13.7726 | 4.0202 | 55.3691 | 13.7726 | 4.0202 | 64.7271 | 16.1003 | 4.0202 | 7.414% | 0.078224 | 0.072311 | 10998.2588 | 773.4899 | 185.1971 | 10039.5718 | 11015.5158 | 0 | 0 | 11015.5158 | 0.002103%
2028 | 239 | 239-2211R | Tier-3 | Tier-3---16 | 5--4 | 55 | 41 | 1585.1718 | 98.67% | 1.22% | 0.1095% | 116.5961 | 0 | 0 | 116.5961 | 0 | 101.213 | 5.882 | 17.2071 | 101.213 | 5.882 | 17.2071 | 118.3192 | 6.8762 | 17.2071 | 7.355% | 0.11902 | 0.11015 | 13318.69 | 748.7589 | 155.3385 | 12414.5926 | 13332.955 | 0 | 0 | 13332.955 | 0.003845%
2028 | 239 | 239-2213R | Tier-3 | Tier-3---15 | 5--4 | 134 | 79 | 1116.4705 | 96.46% | 3.23% | 0.3121% | 63.4901 | 0 | 0 | 63.4901 | 0 | 55.1136 | 11.3337 | 4.8628 | 55.1136 | 11.3337 | 4.8628 | 64.4284 | 13.2492 | 4.8628 | 5.687% | 0.1294 | 0.12178 | 8627.7496 | 501.2225 | 328.5007 | 7798.0264 | 8646.8967 | 0 | 0 | 8646.8967 | 0.002094%
2028 | 239 | 239-2215R | Tier-3 | Tier-3---10 | 5--5 | 305 | 154 | 6268.6569 | 98.24% | 1.63% | 0.1302% | 310.9447 | 0 | 0 | 310.9447 | 0 | 269.9203 | 22.0935 | 12.2172 | 269.9203 | 22.0935 | 12.2172 | 315.5399 | 25.8276 | 12.2172 | 4.96% | 0.15408 | 0.1463 | 40685.5389 | 2527.5744 | 695.6728 | 37462.2917 | 40723.6197 | 0 | 0 | 40723.6197 | 0.01025%
2028 | 239 | 239-2217R | Tier-3 | Tier-3---16 | 4--4 | 108 | 76 | 1029.5673 | 69.27% | 30.42% | 0.3032% | 50.1882 | 0 | 0 | 50.1882 | 0 | 43.5667 | 10.9033 | 3.9957 | 43.5667 | 10.9033 | 3.9957 | 50.9299 | 12.7461 | 3.9957 | 4.875% | 0.073205 | 0.068054 | 14064.0898 | 633.3257 | 4082.9978 | 9347.7664 | 14391.2244 | 0 | 0 | 14391.2244 | 0.001655%
2028 | 239 | 239-89R | Tier-3 | Tier-3---17 | 4--4 | 52 | 16 | 376.4251 | 98.76% | 0.8388% | 0.4045% | 11.4383 | 0 | 0 | 11.4383 | 0 | 9.9292 | 2.2954 | 4.3256 | 9.9292 | 2.2954 | 4.3256 | 11.6073 | 2.6834 | 4.3256 | 3.039% | 0.064786 | 0.062792 | 5810.3033 | 364.0144 | 679.2912 | 4766.9976 | 5812.5966 | 0 | 0 | 5812.5966 | 0.0003772%
2028 | 249 | 249-24R | Tier-3 | Tier-3---12 | 5--5 | 464 | 238 | 3753.23 | 95.85% | 3.876% | 0.273% | 184.5275 | 0 | 0 | 184.5275 | 0 | 160.1819 | 34.1445 | 4.6913 | 160.1819 | 34.1445 | 4.6913 | 187.2545 | 39.9153 | 4.6913 | 4.916% | 0.10094 | 0.095759 | 37183.961 | 2746.2949 | 1426.8186 | 33010.8475 | 37267.3709 | 0 | 0 | 37267.3709 | 0.006085%
2028 | 249 | CB 249 | Tier-3 | Tier-3---16 | 4--4 | 101 | 42 | 826.9208 | 97.04% | 2.672% | 0.2884% | 33.3688 | 0 | 0 | 33.3688 | 0 | 28.9663 | 6.0255 | 4.8073 | 28.9663 | 6.0255 | 4.8073 | 33.8619 | 7.0439 | 4.8073 | 4.035% | 0.05906 | 0.056604 | 14001.3211 | 814.7478 | 543.4884 | 12643.085 | 14019.3065 | 0 | 0 | 14019.3065 | 0.0011%
2028 | 350 | 350-2182R | Tier-2 | Tier-2---13 | 4--3 | 15 | 1 | 302.428 | 99.27% | 0.6612% | 0.06922% | 2.0015 | 0 | 0 | 2.0015 | 0 | 1.7374 | 0.14346 | 12.1103 | 1.7374 | 0.14346 | 12.1103 | 2.031 | 0.16771 | 12.1103 | 0.6618% | 0.068991 | 0.068531 | 4383.5865 | 235.806 | 28.4753 | 4119.3053 | 4383.8014 | 0 | 0 | 4383.8014 | 6.6e-05%
2028 | 350 | 350-2188R | Tier-2 | Tier-2---5 | 5--5 | 565 | 208 | 3602.0119 | 95.48% | 4.084% | 0.4314% | 126.6175 | 0 | 0 | 126.6175 | 0 | 109.9123 | 29.8406 | 3.6833 | 109.9123 | 29.8406 | 3.6833 | 128.4887 | 34.884 | 3.6833 | 3.515% | 0.15121 | 0.14564 | 23821.2544 | 1424.0323 | 987.3799 | 21409.8422 | 23862.3652 | 0 | 0 | 23862.3652 | 0.004175%
2028 | 350 | 350-2192R | Tier-2 | Tier-2---2 | 5--5 | 826 | 549 | 13871.6222 | 98.14% | 1.698% | 0.1643% | 904.8024 | 0 | 0 | 904.8024 | 0 | 785.4274 | 78.762 | 9.9722 | 785.4274 | 78.762 | 9.9722 | 918.1736 | 92.0736 | 9.9722 | 6.523% | 0.18928 | 0.1767 | 73287.5708 | 4711.7972 | 1323.9814 | 67251.7922 | 73384.763 | 0 | 0 | 73384.763 | 0.02984%
2028 | 350 | 350-2196R | Tier-2 | Tier-2---5 | 5--5 | 807 | 341 | 5570.6857 | 96.99% | 2.589% | 0.4237% | 228.2999 | 0 | 0 | 228.2999 | 0 | 198.1792 | 48.9214 | 4.051 | 198.1792 | 48.9214 | 4.051 | 231.6737 | 57.1896 | 4.051 | 4.098% | 0.19915 | 0.19073 | 27972.7323 | 1828.1512 | 784.4184 | 25360.1626 | 28009.9095 | 0 | 0 | 28009.9095 | 0.007528%
2028 | 350 | 350-2201R | Tier-3 | Tier-3---4 | 5--5 | 361 | 138 | 13521.7454 | 99.28% | 0.6466% | 0.06915% | 513.1982 | 0 | 0 | 513.1982 | 0 | 445.4895 | 19.7981 | 22.5016 | 445.4895 | 19.7981 | 22.5016 | 520.7823 | 23.1442 | 22.5016 | 3.795% | 0.1241 | 0.11936 | 108955.4795 | 7800.4897 | 724.3656 | 100430.6241 | 108986.4742 | 0 | 0 | 108986.4742 | 0.01692%
2028 | 350 | 350-41R | Tier-2 | Tier-2---3 | 5--5 | 475 | 315 | 11201.3889 | 98.88% | 1.023% | 0.1021% | 734.4742 | 0 | 0 | 734.4742 | 0 | 637.5714 | 45.1913 | 14.1083 | 637.5714 | 45.1913 | 14.1083 | 745.3283 | 52.8291 | 14.1083 | 6.557% | 0.12896 | 0.12041 | 86857.3847 | 6899.4834 | 1125.7731 | 78832.1281 | 86926.7704 | 0 | 0 | 86926.7704 | 0.02422%
2028 | 351 | 351-819R | Tier-2 | Tier-2---1 | 5--5 | 341 | 162 | 23517.4276 | 99.25% | 0.716% | 0.03401% | 1108.8707 | 0 | 0 | 1108.8707 | 0 | 962.5721 | 23.2412 | 41.4166 | 962.5721 | 23.2412 | 41.4166 | 1125.2577 | 27.1693 | 41.4166 | 4.715% | 0.14376 | 0.13693 | 163589.7091 | 16623.6975 | 1146.1775 | 145819.834 | 163650.905 | 0 | 0 | 163650.905 | 0.03657%
2028 | 351 | 351-871R | Tier-3 | Tier-3---6 | 5--5 | 110 | 61 | 9144.3124 | 99.73% | 0.2371% | 0.03256% | 505.7262 | 0 | 0 | 505.7262 | 0 | 439.0033 | 8.7513 | 50.1642 | 439.0033 | 8.7513 | 50.1642 | 513.1999 | 10.2304 | 50.1642 | 5.531% | 0.11468 | 0.10832 | 79737.0821 | 3947.9048 | 194.739 | 75594.4383 | 79749.706 | 0 | 0 | 79749.706 | 0.01668%
2028 | 351 | CB 351 | Tier-2 | Tier-2---3 | 5--5 | 154 | 69 | 14599.7352 | 99.66% | 0.3054% | 0.03279% | 651.9318 | 0 | 0 | 651.9318 | 0 | 565.9193 | 9.899 | 57.1691 | 565.9193 | 9.899 | 57.1691 | 661.5661 | 11.5721 | 57.1691 | 4.465% | 0.12463 | 0.11905 | 117140.1183 | 11493.6944 | 423.4429 | 105222.9811 | 117158.7002 | 0 | 0 | 117158.7002 | 0.0215%
2028 | 352 | 352-27R | Tier-3 | Tier-3---2 | 5--5 | 359 | 201 | 18614.1823 | 99.36% | 0.5928% | 0.04664% | 1035.5223 | 0 | 0 | 1035.5223 | 0 | 898.9008 | 28.8363 | 31.1725 | 898.9008 | 28.8363 | 31.1725 | 1050.8253 | 33.71 | 31.1725 | 5.563% | 0.11814 | 0.11152 | 157566.7738 | 12769.0481 | 931.5035 | 143866.2223 | 157626.5344 | 0 | 0 | 157626.5344 | 0.03415%
2028 | 352 | CB 352 | Tier-2 | Tier-2---18 | 4--2 | 5 | 2 | 87.8741 | 99.22% | 0.6237% | 0.1541% | 3.4876 | 0 | 0 | 3.4876 | 0 | 3.0275 | 0.28693 | 10.5514 | 3.0275 | 0.28693 | 10.5514 | 3.5392 | 0.33542 | 10.5514 | 3.969% | 0.066856 | 0.064182 | 1314.3831 | 68.0986 | 10.3432 | 1235.9414 | 1314.809 | 0 | 0 | 1314.809 | 0.000115%
2028 | 353 | 353-1429R | Tier-2 | Tier-2---6 | 5--5 | 204 | 130 | 9221.8022 | 97.49% | 2.457% | 0.05523% | 572.9008 | 0 | 0 | 572.9008 | 0 | 497.3152 | 18.6504 | 26.6652 | 497.3152 | 18.6504 | 26.6652 | 581.3672 | 21.8025 | 26.6652 | 6.212% | 0.12141 | 0.11368 | 75954.4937 | 7030.6458 | 1796.1724 | 67127.6756 | 76084.3644 | 0 | 0 | 76084.3644 | 0.01889%
2028 | 353 | 353-593F | Tier-2 | Tier-2---7 | 5--5 | 56 | 32 | 2519.0591 | 99.18% | 0.76% | 0.05848% | 142.768 | 0 | 0 | 142.768 | 0 | 123.9319 | 4.5909 | 26.9954 | 123.9319 | 4.5909 | 26.9954 | 144.8778 | 5.3668 | 26.9954 | 5.668% | 0.10537 | 0.099351 | 23906.1611 | 1223.3222 | 175.0584 | 22507.7804 | 23918.0204 | 0 | 0 | 23918.0204 | 0.004708%
2028 | 353 | 353-594F | Tier-2 | Tier-2---7 | 5--5 | 25 | 21 | 2215.6498 | 99.93% | 0.02983% | 0.0378% | 185.9887 | 0 | 0 | 185.9887 | 0 | 161.4503 | 3.0128 | 53.589 | 161.4503 | 3.0128 | 53.589 | 188.7373 | 3.5219 | 53.589 | 8.394% | 0.10216 | 0.093575 | 21688.8427 | 1103.6586 | 13.4163 | 20571.7678 | 21690.1877 | 0 | 0 | 21690.1877 | 0.006133%
2028 | 353 | 353-900F | Tier-2 | Tier-2---8 | 5--5 | 28 | 24 | 1991.3582 | 88.69% | 11.27% | 0.03442% | 151.3903 | 0 | 0 | 151.3903 | 0 | 131.4166 | 3.4431 | 38.1676 | 131.4166 | 3.4431 | 38.1676 | 153.6275 | 4.0251 | 38.1676 | 7.602% | 0.10085 | 0.092208 | 19745.2341 | 886.6093 | 2040.7127 | 16817.9121 | 19954.5168 | 0 | 0 | 19954.5168 | 0.004992%
2028 | 353 | 353-901F | Tier-2 | Tier-2---4 | 5--5 | 82 | 49 | 4555.6189 | 94.3% | 5.656% | 0.04182% | 256.7151 | 0 | 0 | 256.7151 | 0 | 222.8454 | 7.0298 | 31.7003 | 222.8454 | 7.0298 | 31.7003 | 260.5089 | 8.2179 | 31.7003 | 5.635% | 0.10618 | 0.099838 | 42903.6289 | 2997.2951 | 2229.1196 | 37677.2142 | 43058.9903 | 0 | 0 | 43058.9903 | 0.008466%
2028 | 353 | 353-902F | Tier-2 | Tier-2---11 | 5--3 | 11 | 7 | 465.1006 | 62.84% | 37.09% | 0.07221% | 18.5989 | 0 | 0 | 18.5989 | 0 | 16.145 | 1.0043 | 16.0767 | 16.145 | 1.0043 | 16.0767 | 18.8737 | 1.174 | 16.0767 | 3.999% | 0.098854 | 0.092563 | 4704.9245 | 153.014 | 1593.6445 | 2958.266 | 4823.7452 | 0 | 0 | 4823.7452 | 0.0006133%
2028 | 353 | 353-904R | Tier-2 | Tier-2---3 | 5--5 | 181 | 106 | 13534.4067 | 99.43% | 0.528% | 0.03951% | 788.1248 | 0 | 0 | 788.1248 | 0 | 684.1437 | 15.2072 | 44.9881 | 684.1437 | 15.2072 | 44.9881 | 799.7718 | 17.7774 | 44.9881 | 5.823% | 0.12577 | 0.11841 | 107611.5054 | 6762.2295 | 951.3386 | 99897.9374 | 107649.493 | 0 | 0 | 107649.493 | 0.02599%
2028 | 354 | 354-1706R | Tier-2 | Tier-2---1 | 5--5 | 481 | 245 | 20510.2592 | 99.17% | 0.7728% | 0.06052% | 1035.9959 | 0 | 0 | 1035.9959 | 0 | 899.312 | 35.1488 | 25.5859 | 899.312 | 35.1488 | 25.5859 | 1051.3059 | 41.0893 | 25.5859 | 5.051% | 0.13939 | 0.13229 | 147143.8192 | 11695.5249 | 1352.7634 | 134095.5309 | 147209.6254 | 0 | 0 | 147209.6254 | 0.03416%
2028 | 354 | 354-24AE | Tier-2 | Tier-2---4 | 4--5 | 89 | 42 | 3653.654 | 88.54% | 11.39% | 0.07412% | 152.6531 | 0 | 0 | 152.6531 | 0 | 132.5128 | 6.0255 | 21.992 | 132.5128 | 6.0255 | 21.992 | 154.909 | 7.0439 | 21.992 | 4.178% | 0.080555 | 0.076753 | 45356.2427 | 2136.2059 | 4816.4156 | 38403.6212 | 45613.7764 | 0 | 0 | 45613.7764 | 0.005034%
2028 | 450 | 450-1850 | Tier-2 | Tier-2---13 | 4--3 | 18 | 14 | 296.7138 | 97.11% | 2.719% | 0.1664% | 22.4119 | 0 | 0 | 22.4119 | 0 | 19.455 | 2.0085 | 9.6863 | 19.455 | 2.0085 | 9.6863 | 22.7431 | 2.348 | 9.6863 | 7.553% | 0.073712 | 0.067979 | 4025.2898 | 218.8856 | 107.0123 | 3699.392 | 4035.0848 | 0 | 0 | 4035.0848 | 0.0007391%
2028 | 450 | 450-1851F | Tier-2 | Tier-2---3 | 5--5 | 209 | 110 | 8274.1225 | 99.23% | 0.7168% | 0.05235% | 432.1306 | 0 | 0 | 432.1306 | 0 | 375.1176 | 15.7811 | 23.7701 | 375.1176 | 15.7811 | 23.7701 | 438.5167 | 18.4483 | 23.7701 | 5.223% | 0.099477 | 0.094241 | 83176.2362 | 14607.9335 | 584.6634 | 67983.6393 | 83211.7778 | 0 | 0 | 83211.7778 | 0.01425%
2028 | 450 | 450-1853F | Tier-2 | Tier-2---10 | 4--4 | 44 | 16 | 792.2018 | 92.77% | 7.138% | 0.09408% | 26.7241 | 0 | 0 | 26.7241 | 0 | 23.1982 | 2.2954 | 10.1063 | 23.1982 | 2.2954 | 10.1063 | 27.119 | 2.6834 | 10.1063 | 3.373% | 0.075291 | 0.072553 | 10521.8374 | 525.9075 | 700.4641 | 9295.4659 | 10550.5511 | 0 | 0 | 10550.5511 | 0.0008813%
2028 | 450 | 450-1854 | Tier-2 | Tier-2---9 | 4--4 | 70 | 39 | 1132.2887 | 95.25% | 4.625% | 0.1242% | 60.0888 | 0 | 0 | 60.0888 | 0 | 52.161 | 5.5951 | 9.3226 | 52.161 | 5.5951 | 9.3226 | 60.9768 | 6.5408 | 9.3226 | 5.307% | 0.079085 | 0.074679 | 14317.3642 | 967.6824 | 629.1902 | 12720.4915 | 14357.4806 | 0 | 0 | 14357.4806 | 0.001982%
2028 | 450 | 450-50R | Tier-2 | Tier-2---11 | 4--4 | 18 | 5 | 537.0702 | 32.53% | 67.41% | 0.0594% | 4.8529 | 0 | 0 | 4.8529 | 0 | 4.2127 | 0.71732 | 5.8728 | 4.2127 | 0.71732 | 5.8728 | 4.9247 | 0.83856 | 5.8728 | 0.9036% | 0.071801 | 0.069806 | 7480.0024 | 150.8342 | 4623.5659 | 2705.6023 | 7624.1968 | 0 | 0 | 7624.1968 | 0.00016%
2028 | 452 | 452-1403 | Tier-2 | Tier-2---15 | 1--5 | 5 | 4 | 137.227 | 99.9% | 0% | 0.1049% | 10.9666 | 0 | 0 | 10.9666 | 0 | 9.5198 | 0.57386 | 16.5891 | 9.5198 | 0.57386 | 16.5891 | 11.1287 | 0.67085 | 16.5891 | 7.992% | 0.0007938 | 0.0007303 | 172873.5238 | 9697.409 | 167.2651 | 163008.8497 | 172889.2883 | 0 | 0 | 172889.2883 | 0.0003616%
2028 | 452 | 452-1404F | Tier-2 | Tier-2---12 | 1--5 | 20 | 15 | 625.5425 | 99.9% | 0% | 0.09615% | 46.8706 | 0 | 0 | 46.8706 | 0 | 40.6867 | 2.152 | 18.9068 | 40.6867 | 2.152 | 18.9068 | 47.5632 | 2.5157 | 18.9068 | 7.493% | 0.0036434 | 0.0033701 | 171691.9584 | 19885.3998 | 159.1121 | 151647.4464 | 171705.3429 | 0 | 0 | 171705.3429 | 0.001546%
2028 | 452 | 452-1405 | Tier-2 | Tier-2---15 | 1--5 | 12 | 8 | 181.2174 | 99.84% | 0% | 0.161% | 12.0617 | 0 | 0 | 12.0617 | 0 | 10.4704 | 1.1477 | 9.1228 | 10.4704 | 1.1477 | 9.1228 | 12.24 | 1.3417 | 9.1228 | 6.656% | 0.001513 | 0.0014121 | 119773.5584 | 9128.5645 | 179.9048 | 110465.0891 | 119787.3287 | 0 | 0 | 119787.3287 | 0.0003978%
2028 | 452 | 452-38AE | Tier-2 | Tier-2---4 | 2--5 | 71 | 40 | 2823.7515 | 99.93% | 0% | 0.06613% | 158.9794 | 0 | 0 | 158.9794 | 0 | 138.0045 | 5.7386 | 24.0486 | 138.0045 | 5.7386 | 24.0486 | 161.3288 | 6.7085 | 24.0486 | 5.63% | 0.011395 | 0.010753 | 247801.8355 | 21945.5544 | 160.9262 | 225695.355 | 247811.6187 | 0 | 0 | 247811.6187 | 0.005243%
2028 | 454 | 454-1814 | Tier-2 | Tier-2---20 | 4--2 | 2 | 2 | 39.0262 | 97.23% | 2.586% | 0.1833% | 3.7945 | 0 | 0 | 3.7945 | 0 | 3.2939 | 0.28693 | 11.4799 | 3.2939 | 0.28693 | 11.4799 | 3.8506 | 0.33542 | 11.4799 | 9.723% | 0.072066 | 0.064859 | 541.534 | 33.0087 | 13.8021 | 494.7232 | 543.2003 | 0 | 0 | 543.2003 | 0.0001251%
2028 | 454 | 454-48F | Tier-2 | Tier-2---4 | 4--5 | 53 | 29 | 3441.1661 | 99.7% | 0.2542% | 0.04705% | 187.723 | 0 | 0 | 187.723 | 0 | 162.9558 | 4.1605 | 39.1677 | 162.9558 | 4.1605 | 39.1677 | 190.4972 | 4.8636 | 39.1677 | 5.455% | 0.085487 | 0.080809 | 40253.7717 | 8646.4201 | 106.7946 | 31500.5571 | 40260.791 | 0 | 0 | 40260.791 | 0.00619%
2028 | 454 | 454-49F | Tier-2 | Tier-2---13 | 4--3 | 52 | 1 | 292.9743 | 76.06% | 23.59% | 0.3558% | 0.42851 | 0 | 0 | 0.42851 | 0 | 0.37198 | 0.14346 | 2.5928 | 0.37198 | 0.14346 | 2.5928 | 0.43484 | 0.16771 | 2.5928 | 0.1463% | 0.077203 | 0.077055 | 3794.8464 | 537.2797 | 830.7555 | 2426.8113 | 3796.5972 | 0 | 0 | 3796.5972 | 1.413e-05%
2028 | 521 | 521-18R | Tier-3 | Tier-3---6 | 4--5 | 307 | 179 | 8713.0173 | 99.36% | 0.5424% | 0.09583% | 504.7803 | 0 | 0 | 504.7803 | 0 | 438.1822 | 25.6801 | 17.0631 | 438.1822 | 25.6801 | 17.0631 | 512.24 | 30.0204 | 17.0631 | 5.793% | 0.071321 | 0.067163 | 122165.8816 | 6890.9356 | 771.7339 | 114503.2122 | 122214.16 | 0 | 0 | 122214.16 | 0.01665%
2028 | 907 | 907-1475 | Tier-3 | Tier-3---21 | 3--1 | 4 | 4 | 4.2814 | 0% | 100% | 0% | 0 | 0 | 0 | 0 | 0 | 0 | 0.57386 | 0 | 0 | 0.57386 | 0 | 0 | 0.67085 | 0 | 0% | 0.017589 | 0.01583 | 243.4138 | 0.27581 | 199.7806 | 43.3575 | 270.4598 | 0 | 0 | 270.4598 | 0%
2028 | 907 | 907-1562AE | Tier-3 | Tier-3---6 | 4--5 | 162 | 90 | 8439.7692 | 97.62% | 2.35% | 0.03436% | 457.698 | 0 | 0 | 457.698 | 0 | 397.3117 | 12.9118 | 30.7712 | 397.3117 | 12.9118 | 30.7712 | 464.4619 | 15.094 | 30.7712 | 5.423% | 0.054867 | 0.051818 | 153823.4413 | 9936.3787 | 3323.7899 | 140563.2726 | 154039.1575 | 0 | 0 | 154039.1575 | 0.01509%
2028 | 907 | 907-1602 | Tier-3 | Tier-3---17 | 3--4 | 5 | 5 | 257.2419 | 98.67% | 1.294% | 0.04048% | 25.3809 | 0 | 0 | 25.3809 | 0 | 22.0323 | 0.71732 | 30.7146 | 22.0323 | 0.71732 | 30.7146 | 25.756 | 0.83856 | 30.7146 | 9.867% | 0.018131 | 0.016318 | 14188.117 | 688.9653 | 150.8545 | 13348.2972 | 14209.1546 | 0 | 0 | 14209.1546 | 0.000837%
2028 | 907 | 907-1604 | Tier-3 | Tier-3---19 | 3--2 | 4 | 4 | 17.8439 | 83.33% | 16.48% | 0.1969% | 1.4869 | 0 | 0 | 1.4869 | 0 | 1.2907 | 0.57386 | 2.2492 | 1.2907 | 0.57386 | 2.2492 | 1.5089 | 0.67085 | 2.2492 | 8.333% | 0.017739 | 0.015965 | 1005.9134 | 44.2681 | 139.8546 | 821.7907 | 1024.5483 | 0 | 0 | 1024.5483 | 4.903e-05%
2028 | 907 | 907-1702R | Tier-3 | Tier-3---6 | 4--5 | 148 | 78 | 9100.5583 | 99.73% | 0.2344% | 0.03926% | 478.3115 | 0 | 0 | 478.3115 | 0 | 415.2056 | 11.1902 | 37.1043 | 415.2056 | 11.1902 | 37.1043 | 485.38 | 13.0815 | 37.1043 | 5.256% | 0.061079 | 0.05786 | 148997.4926 | 9820.8836 | 378.9812 | 138797.6278 | 149020.1772 | 0 | 0 | 149020.1772 | 0.01577%
2028 | 907 | 907-1716R | Tier-3 | Tier-3---2 | 4--5 | 388 | 214 | 27066.4552 | 99.19% | 0.7771% | 0.02941% | 1480.8013 | 0 | 0 | 1480.8013 | 0 | 1285.4321 | 30.7014 | 41.8689 | 1285.4321 | 30.7014 | 41.8689 | 1502.6847 | 35.8903 | 41.8689 | 5.471% | 0.088049 | 0.083193 | 307401.4892 | 26739.124 | 2399.2259 | 278263.1391 | 307546.2042 | 0 | 0 | 307546.2042 | 0.04883%
2028 | 907 | 907-2820R | Tier-3 | Tier-3---10 | 4--5 | 33 | 4 | 6348.4755 | 99.98% | 0.008026% | 0.01607% | 76.9327 | 0 | 0 | 76.9327 | 0 | 66.7826 | 0.57386 | 116.3748 | 66.7826 | 0.57386 | 116.3748 | 78.0696 | 0.67085 | 116.3748 | 1.212% | 0.082479 | 0.081479 | 76970.9977 | 6095.6287 | 17.0995 | 70858.2695 | 76971.2253 | 0 | 0 | 76971.2253 | 0.002537%
2028 | 907 | CB 907 | Tier-3 | Tier-3---13 | 3--5 | 51 | 35 | 2742.2838 | 99.83% | 0.1274% | 0.03844% | 187.8839 | 0 | 0 | 187.8839 | 0 | 163.0954 | 5.0213 | 32.481 | 163.0954 | 5.0213 | 32.481 | 190.6604 | 5.8699 | 32.481 | 6.851% | 0.023668 | 0.022044 | 115862.6603 | 8950.1537 | 169.4148 | 106743.0917 | 115876.8176 | 0 | 0 | 115876.8176 | 0.006196%
2028 | 908 | 908-1172R | Tier-2 | Tier-2---2 | 5--5 | 303 | 151 | 15766.5188 | 98.33% | 1.627% | 0.04735% | 772.5707 | 0 | 0 | 772.5707 | 0 | 670.6417 | 21.6631 | 30.9578 | 670.6417 | 21.6631 | 30.9578 | 783.9878 | 25.3244 | 30.9578 | 4.9% | 0.20692 | 0.19661 | 76195.3215 | 5331.2754 | 1185.4095 | 69678.6366 | 76262.2228 | 0 | 0 | 76262.2228 | 0.02548%
2028 | 908 | 908-1236 | Tier-2 | Tier-2---2 | 5--5 | 166 | 112 | 11763.9311 | 98.8% | 1.165% | 0.03327% | 784.2023 | 0 | 0 | 784.2023 | 0 | 680.7387 | 16.068 | 42.3661 | 680.7387 | 16.068 | 42.3661 | 795.7913 | 18.7837 | 42.3661 | 6.666% | 0.1877 | 0.17504 | 62673.98 | 5005.8683 | 685.7702 | 56982.3415 | 62728.3043 | 0 | 0 | 62728.3043 | 0.02586%
2028 | 908 | 908-1236 | Tier-2 | Tier-2---2 | 5--5 | 292 | 292 | 11763.9311 | 98.8% | 1.165% | 0.03327% | 1162.2998 | 0 | 0 | 1162.2998 | 0 | 1008.952 | 41.8916 | 24.0848 | 1008.952 | 41.8916 | 24.0848 | 1179.4764 | 48.9718 | 24.0848 | 9.88% | 0.1877 | 0.16893 | 62673.98 | 5005.8683 | 685.7702 | 56982.3415 | 62757.4066 | 0 | 0 | 62757.4066 | 0.03833%
2028 | 908 | 908-1370R | Tier-2 | Tier-2---8 | 5--4 | 150 | 110 | 1466.2762 | 91.81% | 7.905% | 0.289% | 98.7161 | 0 | 0 | 98.7161 | 0 | 85.692 | 15.7811 | 5.43 | 85.692 | 15.7811 | 5.43 | 100.175 | 18.4483 | 5.43 | 6.732% | 0.1878 | 0.17403 | 7807.4644 | 518.9417 | 584.8681 | 6703.6546 | 7858.0918 | 0 | 0 | 7858.0918 | 0.003255%
2028 | 908 | 908-1372R | Tier-2 | Tier-2---2 | 5--5 | 123 | 73 | 7960.2903 | 98.35% | 1.621% | 0.03193% | 464.6324 | 0 | 0 | 464.6324 | 0 | 403.3312 | 10.4729 | 38.5119 | 403.3312 | 10.4729 | 38.5119 | 471.4988 | 12.2429 | 38.5119 | 5.837% | 0.17701 | 0.1665 | 44971.6131 | 3766.5332 | 683.7932 | 40521.2867 | 45018.5049 | 0 | 0 | 45018.5049 | 0.01532%
2028 | 908 | 908-2038R | Tier-2 | Tier-2---1 | 5--5 | 547 | 222 | 41258.5742 | 98.89% | 1.078% | 0.03081% | 1655.9075 | 0 | 0 | 1655.9075 | 0 | 1437.4356 | 31.8491 | 45.1327 | 1437.4356 | 31.8491 | 45.1327 | 1680.3786 | 37.232 | 45.1327 | 4.013% | 0.23053 | 0.22118 | 178970.5163 | 13265.9985 | 1829.4076 | 163875.1102 | 179054.4859 | 0 | 0 | 179054.4859 | 0.05461%
2028 | 908 | 908-2040 | Tier-2 | Tier-2---5 | 5--5 | 162 | 98 | 3646.8048 | 91.91% | 7.986% | 0.1044% | 202.7617 | 0 | 0 | 202.7617 | 0 | 176.0103 | 14.0595 | 12.5189 | 176.0103 | 14.0595 | 12.5189 | 205.7581 | 16.4357 | 12.5189 | 5.56% | 0.17929 | 0.16845 | 20339.8492 | 1700.729 | 1512.7829 | 17126.3373 | 20445.8023 | 0 | 0 | 20445.8023 | 0.006686%
2028 | 908 | 908-2055F | Tier-3 | Tier-3---2 | 5--5 | 363 | 213 | 22564.0783 | 99.08% | 0.8792% | 0.03652% | 1311.8833 | 0 | 0 | 1311.8833 | 0 | 1138.8003 | 30.5579 | 37.2669 | 1138.8003 | 30.5579 | 37.2669 | 1331.2705 | 35.7226 | 37.2669 | 5.814% | 0.20355 | 0.1916 | 110854.0623 | 7735.6273 | 1009.8579 | 102108.5771 | 110917.3416 | 0 | 0 | 110917.3416 | 0.04326%
2028 | 908 | 908-2062F | Tier-2 | Tier-2---16 | 5--2 | 7 | 1 | 153.3115 | 98.58% | 1.358% | 0.06577% | 2.159 | 0 | 0 | 2.159 | 0 | 1.8741 | 0.14346 | 13.0635 | 1.8741 | 0.14346 | 13.0635 | 2.1909 | 0.16771 | 13.0635 | 1.408% | 0.16054 | 0.15825 | 954.9499 | 48.869 | 14.7016 | 891.3793 | 955.1469 | 0 | 0 | 955.1469 | 7.12e-05%
2028 | 908 | 908-30 | Tier-2 | Tier-2---10 | 5--4 | 52 | 32 | 847.524 | 96.52% | 3.329% | 0.1488% | 50.3414 | 0 | 0 | 50.3414 | 0 | 43.6996 | 4.5909 | 9.5188 | 43.6996 | 4.5909 | 9.5188 | 51.0853 | 5.3668 | 9.5188 | 5.94% | 0.16572 | 0.15553 | 5114.069 | 284.5346 | 169.3742 | 4660.1602 | 5125.7324 | 0 | 0 | 5125.7324 | 0.00166%
2028 | 909 | 909-451 | Tier-3 | Tier-3---1 | 5--5 | 506 | 329 | 55252.3747 | 99.27% | 0.7029% | 0.02396% | 3566.384 | 0 | 0 | 3566.384 | 0 | 3095.8537 | 47.1998 | 65.5904 | 3095.8537 | 47.1998 | 65.5904 | 3619.0883 | 55.1771 | 65.5904 | 6.455% | 0.31112 | 0.29089 | 177590.703 | 9870.6468 | 1163.318 | 166556.7382 | 177680.4691 | 0 | 0 | 177680.4691 | 0.1176%
2028 | 909 | 909-453R | Tier-2 | Tier-2---3 | 2--5 | 62 | 17 | 5703.0403 | 99.97% | 0% | 0.03309% | 156.3219 | 0 | 0 | 156.3219 | 0 | 135.6976 | 2.4389 | 55.639 | 135.6976 | 2.4389 | 55.639 | 158.6321 | 2.8511 | 55.639 | 2.741% | 0.0097928 | 0.0095243 | 582370.7512 | 29002.1932 | 955.718 | 552412.8399 | 582376.1838 | 0 | 0 | 582376.1838 | 0.005155%
2028 | 909 | 909-805R | Tier-2 | Tier-2---1 | 5--5 | 309 | 219 | 32313.161 | 99.26% | 0.708% | 0.02831% | 2273.2946 | 0 | 0 | 2273.2946 | 0 | 1973.3679 | 31.4187 | 62.8087 | 1973.3679 | 31.4187 | 62.8087 | 2306.8896 | 36.7288 | 62.8087 | 7.035% | 0.28921 | 0.26871 | 111728.904 | 9787.6674 | 729.9669 | 101211.2697 | 111791.653 | 0 | 0 | 111791.653 | 0.07496%
2028 | 1021 | 1021-1748F | Tier-3 | Tier-3---2 | 5--5 | 516 | 343 | 35156.1224 | 99.02% | 0.9436% | 0.03662% | 2314.021 | 0 | 0 | 2314.021 | 0 | 2008.721 | 49.2083 | 40.8208 | 2008.721 | 49.2083 | 40.8208 | 2348.2178 | 57.5251 | 40.8208 | 6.582% | 0.16564 | 0.15463 | 212249.5403 | 13715.9361 | 1963.4816 | 196570.1226 | 212397.6873 | 0 | 0 | 212397.6873 | 0.07631%
2028 | 1021 | 1021-1760R | Tier-3 | Tier-3---6 | 5--5 | 85 | 53 | 7055.7157 | 98.18% | 1.793% | 0.03106% | 431.9184 | 0 | 0 | 431.9184 | 0 | 374.9333 | 7.6036 | 49.3099 | 374.9333 | 7.6036 | 49.3099 | 438.3013 | 8.8887 | 49.3099 | 6.122% | 0.10829 | 0.10154 | 65155.0235 | 4038.9642 | 1087.8449 | 60028.2144 | 65234.0696 | 0 | 0 | 65234.0696 | 0.01424%
2028 | 1021 | 1021-25R | Tier-3 | Tier-3---2 | 5--5 | 168 | 99 | 18825.6899 | 99.7% | 0.2782% | 0.02306% | 1106.0291 | 0 | 0 | 1106.0291 | 0 | 960.1054 | 14.203 | 67.5989 | 960.1054 | 14.203 | 67.5989 | 1122.3741 | 16.6034 | 67.5989 | 5.875% | 0.12361 | 0.11633 | 152300.0709 | 9949.5446 | 416.971 | 141933.5553 | 152328.7999 | 0 | 0 | 152328.7999 | 0.03647%
2028 | 1021 | 1021-855 | Tier-3 | Tier-3---10 | 5--5 | 69 | 47 | 5034.3753 | 99.51% | 0.4541% | 0.0405% | 341.225 | 0 | 0 | 341.225 | 0 | 296.2055 | 6.7428 | 43.929 | 296.2055 | 6.7428 | 43.929 | 346.2677 | 7.8824 | 43.929 | 6.778% | 0.10909 | 0.10166 | 46149.2476 | 2319.9671 | 207.6388 | 43621.6417 | 46165.9331 | 0 | 0 | 46165.9331 | 0.01125%
2028 | 1021 | 1021-883R | Tier-3 | Tier-3---16 | 5--4 | 16 | 14 | 1386.6299 | 99.58% | 0.3809% | 0.03987% | 120.8196 | 0 | 0 | 120.8196 | 0 | 104.8793 | 2.0085 | 52.2177 | 104.8793 | 2.0085 | 52.2177 | 122.605 | 2.348 | 52.2177 | 8.713% | 0.10042 | 0.091632 | 13808.4689 | 696.2558 | 53.5765 | 13058.6366 | 13814.0406 | 0 | 0 | 13814.0406 | 0.003984%
2028 | 1021 | 1021-92 | Tier-3 | Tier-3---15 | 5--4 | 12 | 6 | 794.3626 | 99.6% | 0.3592% | 0.04176% | 39.5589 | 0 | 0 | 39.5589 | 0 | 34.3397 | 0.86079 | 39.8934 | 34.3397 | 0.86079 | 39.8934 | 40.1435 | 1.0063 | 39.8934 | 4.98% | 0.099013 | 0.094063 | 8022.7784 | 405.0442 | 27.6394 | 7590.0948 | 8024.4714 | 0 | 0 | 8024.4714 | 0.001305%
2028 | 1022 | 1022-17F | Tier-3 | Tier-3---4 | 5--5 | 139 | 75 | 9800.6792 | 99.62% | 0.3456% | 0.03348% | 526.809 | 0 | 0 | 526.809 | 0 | 457.3046 | 10.7598 | 42.5011 | 457.3046 | 10.7598 | 42.5011 | 534.5942 | 12.5784 | 42.5011 | 5.375% | 0.10945 | 0.10354 | 89544.6442 | 5359.6686 | 310.5435 | 83874.4321 | 89564.0042 | 0 | 0 | 89564.0042 | 0.01737%
2028 | 1022 | 1022-26R | Tier-3 | Tier-3---15 | 4--4 | 9 | 6 | 694.7204 | 99.22% | 0.7469% | 0.03547% | 45.9523 | 0 | 0 | 45.9523 | 0 | 39.8896 | 0.86079 | 46.3409 | 39.8896 | 0.86079 | 46.3409 | 46.6314 | 1.0063 | 46.3409 | 6.615% | 0.092662 | 0.086484 | 7497.376 | 376.7223 | 52.0531 | 7068.6006 | 7501.566 | 0 | 0 | 7501.566 | 0.001515%
2028 | 1022 | 1022-322R | Tier-3 | Tier-3---10 | 5--5 | 89 | 66 | 5072.1995 | 99.16% | 0.7912% | 0.04875% | 372.9812 | 0 | 0 | 372.9812 | 0 | 323.772 | 9.4687 | 34.1941 | 323.772 | 9.4687 | 34.1941 | 378.4931 | 11.069 | 34.1941 | 7.353% | 0.10587 | 0.098015 | 47911.5964 | 2988.4313 | 366.1059 | 44557.0592 | 47943.831 | 0 | 0 | 47943.831 | 0.0123%
2028 | 1023 | 1023-46AE | Tier-2 | Tier-2---2 | 5--5 | 469 | 37 | 9469.9149 | 95.98% | 3.884% | 0.1387% | 71.7043 | 0 | 0 | 71.7043 | 0 | 62.244 | 5.3082 | 11.726 | 62.244 | 5.3082 | 11.726 | 72.764 | 6.2053 | 11.726 | 0.7572% | 0.13914 | 0.13804 | 68062.6824 | 3656.971 | 2513.7394 | 61891.9719 | 68084.4521 | 0 | 0 | 68084.4521 | 0.002365%
2028 | 1023 | 1023-48R | Tier-2 | Tier-2---5 | 5--5 | 380 | 81 | 3773.8473 | 97.39% | 2.337% | 0.2725% | 78.3431 | 0 | 0 | 78.3431 | 0 | 68.0069 | 11.6206 | 5.8523 | 68.0069 | 11.6206 | 5.8523 | 79.5008 | 13.5846 | 5.8523 | 2.076% | 0.12816 | 0.12543 | 29445.7307 | 1737.6729 | 715.7665 | 26992.2913 | 29462.4688 | 0 | 0 | 29462.4688 | 0.002583%
2028 | 1023 | CB 1023 | Tier-2 | Tier-2---4 | 4--5 | 78 | 17 | 3332.7386 | 99.81% | 0.1085% | 0.07978% | 72.4999 | 0 | 0 | 72.4999 | 0 | 62.9346 | 2.4389 | 25.8046 | 62.9346 | 2.4389 | 25.8046 | 73.5713 | 2.8511 | 25.8046 | 2.175% | 0.082267 | 0.080474 | 40511.3438 | 2187.4084 | 643.9575 | 37679.9779 | 40513.043 | 0 | 0 | 40513.043 | 0.002391%
2028 | 1030 | 1030-1728R | Tier-3 | Tier-3---9 | 5--5 | 85 | 48 | 5124.1587 | 98.26% | 1.711% | 0.02883% | 284.3306 | 0 | 0 | 284.3306 | 0 | 246.8175 | 6.8863 | 35.8419 | 246.8175 | 6.8863 | 35.8419 | 288.5324 | 8.0502 | 35.8419 | 5.549% | 0.23544 | 0.22214 | 21764.1991 | 1221.106 | 349.3689 | 20193.7242 | 21786.8585 | 0 | 0 | 21786.8585 | 0.009376%
2028 | 1030 | 1030-1735F | Tier-3 | Not Applicable | Not Applicable | 6 | 3 | 0 | 0% | 0% | 0% | 0 | 0 | 0 | 0 | 0 | 0 | 0.43039 | 0 | 0 | 0.43039 | 0 | 0 | 0.50313 | 0 | 0% | 0 | 0 | 0 | 0 | 0 | 0 | 0 | 0 | 0 | 0 | 0%
2028 | 1030 | 1030-1777 | Tier-3 | Tier-3---5 | 5--5 | 193 | 90 | 11817.5772 | 98.58% | 1.381% | 0.03413% | 543.28 | 0 | 0 | 543.28 | 0 | 471.6024 | 12.9118 | 36.5249 | 471.6024 | 12.9118 | 36.5249 | 551.3086 | 15.094 | 36.5249 | 4.597% | 0.24629 | 0.23481 | 47981.5879 | 2529.7124 | 644.8626 | 44807.0129 | 48014.8011 | 0 | 0 | 48014.8011 | 0.01792%
2028 | 1030 | 1030-1823F | Tier-3 | Tier-3---13 | 5--5 | 20 | 10 | 2150.9739 | 99.45% | 0.5287% | 0.02497% | 106.9533 | 0 | 0 | 106.9533 | 0 | 92.8424 | 1.4346 | 64.7146 | 92.8424 | 1.4346 | 64.7146 | 108.5338 | 1.6771 | 64.7146 | 4.972% | 0.10605 | 0.10075 | 20281.9888 | 1017.5622 | 101.0259 | 19163.4007 | 20287.8989 | 0 | 0 | 20287.8989 | 0.003527%
2028 | 1030 | 1030-18R | Tier-3 | Tier-3---7 | 5--5 | 98 | 32 | 6620.9098 | 98.66% | 1.309% | 0.03186% | 213.2936 | 0 | 0 | 213.2936 | 0 | 185.1527 | 4.5909 | 40.3307 | 185.1527 | 4.5909 | 40.3307 | 216.4456 | 5.3668 | 40.3307 | 3.222% | 0.23843 | 0.23064 | 27769.0579 | 1524.2005 | 340.5168 | 25904.3406 | 27781.6289 | 0 | 0 | 27781.6289 | 0.007034%
2028 | 1030 | 1030-20R | Tier-3 | Tier-3---3 | 5--5 | 367 | 85 | 25318.462 | 99.14% | 0.8163% | 0.04139% | 581.3655 | 0 | 0 | 581.3655 | 0 | 504.6632 | 12.1945 | 41.3846 | 504.6632 | 12.1945 | 41.3846 | 589.957 | 14.2555 | 41.3846 | 2.296% | 0.28668 | 0.28004 | 88316.4782 | 5506.1055 | 686.3261 | 82124.0466 | 88334.4378 | 0 | 0 | 88334.4378 | 0.01917%
2028 | 1030 | 1030-42R | Tier-3 | Tier-3---3 | 5--5 | 472 | 208 | 28398.7895 | 98.49% | 1.466% | 0.03945% | 1232.6316 | 0 | 0 | 1232.6316 | 0 | 1070.0046 | 29.8406 | 35.8573 | 1070.0046 | 29.8406 | 35.8573 | 1250.8476 | 34.884 | 35.8573 | 4.34% | 0.28228 | 0.26984 | 100606.2475 | 6191.924 | 1386.8762 | 93027.4473 | 100676.0691 | 0 | 0 | 100676.0691 | 0.04065%
2028 | 1030 | 1030-989R | Tier-3 | Tier-3---3 | 5--5 | 422 | 201 | 26696.216 | 99.16% | 0.796% | 0.04527% | 1260.8521 | 0 | 0 | 1260.8521 | 0 | 1094.5018 | 28.8363 | 37.9556 | 1094.5018 | 28.8363 | 37.9556 | 1279.4851 | 33.71 | 37.9556 | 4.723% | 0.30703 | 0.2924 | 86951.1078 | 4865.0498 | 650.3273 | 81435.7308 | 86987.6927 | 0 | 0 | 86987.6927 | 0.04158%
2028 | 1039 | 1039-13 | Tier-2 | Tier-2---3 | 5--5 | 534 | 293 | 15957.1711 | 97.45% | 2.471% | 0.0752% | 853.2602 | 0 | 0 | 853.2602 | 0 | 740.6854 | 42.0351 | 17.6207 | 740.6854 | 42.0351 | 17.6207 | 865.8697 | 49.1395 | 17.6207 | 5.347% | 0.1351 | 0.12769 | 118113.2514 | 10500.2075 | 2816.2541 | 104796.7897 | 118287.8372 | 0 | 0 | 118287.8372 | 0.02814%
2028 | 1233 | 1233-259R | Tier-3 | Tier-3---16 | 5--4 | 105 | 75 | 1558.5389 | 98.56% | 1.214% | 0.2225% | 109.7252 | 0 | 0 | 109.7252 | 0 | 95.2486 | 10.7598 | 8.8522 | 95.2486 | 10.7598 | 8.8522 | 111.3467 | 12.5784 | 8.8522 | 7.04% | 0.12749 | 0.11838 | 12225.1388 | 744.7481 | 204.4893 | 11275.9014 | 12238.6464 | 0 | 0 | 12238.6464 | 0.003618%
2028 | 1233 | 1233-585R | Tier-3 | Tier-3---12 | 5--5 | 166 | 105 | 3561.9587 | 98.42% | 1.457% | 0.1235% | 221.7431 | 0 | 0 | 221.7431 | 0 | 192.4875 | 15.0638 | 12.7782 | 192.4875 | 15.0638 | 12.7782 | 225.02 | 17.6097 | 12.7782 | 6.225% | 0.12988 | 0.12167 | 27424.4063 | 1597.7111 | 397.7458 | 25428.9493 | 27453.679 | 0 | 0 | 27453.679 | 0.007312%
2028 | 1233 | 1233-587R | Tier-3 | Tier-3---13 | 5--5 | 187 | 132 | 2983.7291 | 97.9% | 1.929% | 0.1696% | 206.1973 | 0 | 0 | 206.1973 | 0 | 178.9927 | 18.9373 | 9.4519 | 178.9927 | 18.9373 | 9.4519 | 209.2445 | 22.1379 | 9.4519 | 6.911% | 0.13489 | 0.12537 | 22120.1137 | 1287.4024 | 436.159 | 20396.5523 | 22155.3617 | 0 | 0 | 22155.3617 | 0.0068%
2028 | 1233 | 1233-589R | Tier-3 | Tier-3---16 | 5--4 | 58 | 42 | 1386.4905 | 98.92% | 0.9396% | 0.1432% | 99.3139 | 0 | 0 | 99.3139 | 0 | 86.2109 | 6.0255 | 14.3077 | 86.2109 | 6.0255 | 14.3077 | 100.7815 | 7.0439 | 14.3077 | 7.163% | 0.11751 | 0.109 | 11798.9753 | 654.3239 | 110.4066 | 11034.2448 | 11808.9494 | 0 | 0 | 11808.9494 | 0.003275%
2028 | 1233 | 1233-591R | Tier-3 | Tier-3---12 | 5--5 | 167 | 126 | 4300.1838 | 98.66% | 1.226% | 0.1146% | 320.0959 | 0 | 0 | 320.0959 | 0 | 277.8641 | 18.0765 | 15.3716 | 277.8641 | 18.0765 | 15.3716 | 324.8264 | 21.1317 | 15.3716 | 7.444% | 0.13142 | 0.1215 | 32721.9695 | 2017.1563 | 396.1628 | 30308.6504 | 32757.764 | 0 | 0 | 32757.764 | 0.01056%
2028 | 1234 | CB 1234 | Tier-3 | Tier-3---10 | 5--5 | 240 | 66 | 6311.4919 | 84.29% | 15.54% | 0.1769% | 146.2955 | 0 | 0 | 146.2955 | 0 | 126.994 | 9.4687 | 13.4121 | 126.994 | 9.4687 | 13.4121 | 148.4575 | 11.069 | 13.4121 | 2.318% | 0.11961 | 0.11632 | 52765.4948 | 2759.6634 | 8111.6399 | 41894.1915 | 52999.9293 | 0 | 0 | 52999.9293 | 0.004824%
2028 | CTL1 | CB CTL1 | Tier-3 | Tier-3---19 | 5--1 | 6 | 1 | 27.4807 | 90.21% | 9.514% | 0.2799% | 0.41315 | 0 | 0 | 0.41315 | 0 | 0.35864 | 0.14346 | 2.4999 | 0.35864 | 0.14346 | 2.4999 | 0.41926 | 0.16771 | 2.4999 | 1.503% | 0.42111 | 0.41409 | 65.2572 | 3.4648 | 6.2225 | 55.5699 | 65.3656 | 0 | 0 | 65.3656 | 1.362e-05%
2028 | RC1 | CB RC1 | Tier-2 | Tier-2---4 | 4--5 | 94 | 51 | 3739.8748 | 99.14% | 0.8077% | 0.05477% | 201.1581 | 0 | 0 | 201.1581 | 0 | 174.6184 | 7.3167 | 23.8658 | 174.6184 | 7.3167 | 23.8658 | 204.1309 | 8.5533 | 23.8658 | 5.379% | 0.084253 | 0.079682 | 44388.4144 | 3566.8538 | 353.0058 | 40468.5548 | 44410.3762 | 0 | 0 | 44410.3762 | 0.006633%
2028 | CTL1 | CTL1-3R | Tier-3 | Tier-3---14 | 5--4 | 314 | 82 | 2064.0334 | 78.9% | 20.86% | 0.2358% | 42.5284 | 0 | 0 | 42.5284 | 0 | 36.9174 | 11.7641 | 3.1381 | 36.9174 | 11.7641 | 3.1381 | 43.1568 | 13.7523 | 3.1381 | 2.06% | 0.42513 | 0.41403 | 4855.055 | 225.2505 | 929.4415 | 3700.363 | 4882.5244 | 0 | 0 | 4882.5244 | 0.001402%
2028 | RB1 | RB1-427R | Tier-3 | Tier-3---7 | 5--5 | 433 | 212 | 6920.124 | 97.57% | 2.306% | 0.1195% | 330.5959 | 0 | 0 | 330.5959 | 0 | 286.9788 | 30.4145 | 9.4356 | 286.9788 | 30.4145 | 9.4356 | 335.4814 | 35.5548 | 9.4356 | 4.777% | 0.15381 | 0.14627 | 44992.7829 | 2694.5507 | 965.1573 | 41333.0749 | 45048.9684 | 0 | 0 | 45048.9684 | 0.0109%
2028 | RB1 | RB1-433R | Tier-3 | Tier-3---10 | 5--5 | 125 | 72 | 5946.5075 | 99.32% | 0.6164% | 0.06772% | 340.1755 | 0 | 0 | 340.1755 | 0 | 295.2945 | 10.3294 | 28.5877 | 295.2945 | 10.3294 | 28.5877 | 345.2026 | 12.0752 | 28.5877 | 5.721% | 0.15284 | 0.14404 | 38906.0871 | 2307.7478 | 238.1361 | 36360.2032 | 38922.3558 | 0 | 0 | 38922.3558 | 0.01122%
2028 | TM1 | TM1-10R | Tier-3 | Tier-3---12 | 5--5 | 103 | 58 | 3782.8568 | 99.48% | 0.4537% | 0.066% | 211.9082 | 0 | 0 | 211.9082 | 0 | 183.9501 | 8.3209 | 22.1069 | 183.9501 | 8.3209 | 22.1069 | 215.0398 | 9.7273 | 22.1069 | 5.602% | 0.093421 | 0.08816 | 40492.6609 | 2080.2531 | 189.7576 | 38222.6503 | 40505.2179 | 0 | 0 | 40505.2179 | 0.006988%

## OH_Detail_Inspection
OH Detail - Risk & Cost Benefit | [29 empty] | Summary Table |  | Baseline 2024 | Baseline 2024 | Baseline 2024 | WACC | WACC | WACC | H.D.R | H.D.R | H.D.R | S.D.R | S.D.R | S.D.R
[30 empty] | Year | Total Units (Poles) | WF + PSPS + PEDS Risk Baseline (K$) | Baseline Risk Reduction (K$) | Baseline Risk Reduction (%) | PV Risk Reduced (K$) Year 40 | PV Total Cost Capital + O&M (K$) Year 40 | BCR WACC | PV Risk Reduced (K$) Year 40 | PV Total Cost Capital + O&M (K$) Year 40 | BCR HDR | PV Risk Reduced (K$) Year 40 | PV Total Cost Capital + O&M (K$) Year 40 | BCR SDR | Service Territory Risk Reduction (%)
back to index | [29 empty] | 2026 | 19638 | 2432751.9045 | 197133.102 | 8.103% | 188051.5863 | 2593.4669 | 72.5097 | 188051.5863 | 2593.4669 | 72.5097 | 198099.4407 | 2732.0394 | 72.5097 | 6.501%
[9 empty] | Assumptions | Value | Units | Last Update | Comments |  |  |  | Notes | [12 empty] | 2027 | 15365 | 1114433.6972 | 78280.3388 | 7.024% | 71234.042 | 1935.6795 | 36.8005 | 71234.042 | 1935.6795 | 36.8005 | 79049.6741 | 2148.0578 | 36.8005 | 2.581%
[9 empty] | Capital Cost only in Year 0 | 0.13844 | K$/inspection | 2025-05-07 |  |  |  |  | [1] SDG&E does not calculate the risk reduction for the safety and reliability attributes for this program. All risk reduction is considered to fall within the financial attribute. | [12 empty] | 2028 | 10276 | 664609.6054 | 51400.698 | 7.734% | 44619.1562 | 1234.9303 | 36.1309 | 44619.1562 | 1234.9303 | 36.1309 | 52160.302 | 1443.6475 | 36.1309 | 1.695%
[9 empty] | Service Drop factor | 0% | % | 2025-05-07 |  |  |  |  | [2] To avoid double counting of foundational cost SDG&E assumes no foundational cost for this program. | [12 empty] | Total 2026-2028 | 45279 | 4211795.2071 | 326814.1388 | 7.759% | 303904.7845 | 5764.0767 | 52.7239 | 303904.7845 | 5764.0767 | 52.7239 | 329309.4168 | 6323.7447 | 52.0751 | 10.78%
[9 empty] | OH to UG conversion factor | 0% | % | 2025-05-07
[9 empty] | Long-term Ongoing costs | 0 | $/unit | 2025-05-07
[9 empty] | Lifetime | 1 | Years | 2025-05-07
[9 empty] | Inflation Assumption to adjust Baseline | 2.5% |  | 2025-05-07
[9 empty] | Mitigation Effectiveness Estimate (%) | 29% | % | 2025-05-07
[9 empty] | Additional Installation Cost (O&M) only in Year 0 | 0 | M$/mile | 2025-05-07
[13 empty] | [1] | [1] |  | [2]
[8 empty] | Baseline 2025 | Baseline 2025 | Baseline 2025 | Baseline 2025 | Baseline 2025 | Baseline 2025 | Baseline 2025 | Baseline 2025 | Baseline 2025 | WACC | WACC | WACC | H.D.R | H.D.R | H.D.R | S.D.R | S.D.R | S.D.R |  |  |  | Pre - Mitigation CoRE |  |  |  | Post - Mitigation CoRE
Year | Feeder | Feeder Segment | HFTD Tier | Tranche ID HTM | Tranche ID Quintile | Total Units | Units in Scope (Poles) | WF + PSPS + PEDS Risk Baseline (K$/year) | Baseline Wildfire (%) | Baseline PSPS (%) | Baseline PEDS (%) | Risk Reduction (K$/year) | Safety Risk Reduction (K$/year) | Reliability Risk Reduction (K$/year) | Financial Risk Reduction (K$/year) | Mitigation Annual Cost (K$/year) | PV Risk Reduced (K$) Year 55 | PV Total Cost Capital + O&M (K$) Year 55 | BCR WACC | PV Risk Reduced (K$) Year 55 | PV Total Cost Capital + O&M (K$) Year 55 | BCR HDR | PV Risk Reduced (K$) Year 55 | PV Total Cost Capital + O&M (K$) Year 55 | BCR SDR | Risk Reduction % | Pre-Mitigation LoRE | Post-Mitigation LoRE | Pre-Mitigated CoRE [K$] | Pre-Mitigated CoRE Safety [K$] | Pre-Mitigated CoRE Reliability [K$] | Pre-Mitigated CoRE Financial [K$] | Post-Mitigated CoRE [K$] | Post-Mitigated CoRE Safety [K$] | Post-Mitigated CoRE Reliability [K$] | Post-Mitigated CoRE Financial [K$] | Service Territory Risk Reduction (%)
2026 | 73 | 73-1130R | Tier-3 | Tier-3---9 | 5--5 | 310 | 151 | 6201.607 | 97.29% | 2.601% | 0.1104% | 852.2757 | 0 | 0 | 852.2757 | 0 | 813.0131 | 19.9416 | 40.7697 | 813.0131 | 19.9416 | 40.7697 | 856.4535 | 21.0071 | 40.7697 | 13.74% | 0.2182 | 0.18738 | 28421.9762 | 1612.5005 | 708.1752 | 26101.3005 | 28548.734 | 0 | 0 | 28548.734 | 0.0281%
2026 | 73 | 73-23R | Tier-3 | Tier-3---9 | 5--5 | 188 | 1 | 5733.7907 | 98.41% | 1.505% | 0.0877% | 8.7038 | 0 | 0 | 8.7038 | 0 | 8.3029 | 0.13206 | 62.8703 | 8.3029 | 0.13206 | 62.8703 | 8.7465 | 0.13912 | 62.8703 | 0.1518% | 0.21349 | 0.21316 | 26857.2697 | 1634.3076 | 394.5626 | 24828.3995 | 26857.9304 | 0 | 0 | 26857.9304 | 0.000287%
2026 | 73 | 73-23R | Tier-3 | Tier-3---9 | 5--5 | 188 | 77 | 5733.7907 | 98.41% | 1.505% | 0.0877% | 670.1964 | 0 | 0 | 670.1964 | 0 | 639.3218 | 10.1689 | 62.8703 | 639.3218 | 10.1689 | 62.8703 | 673.4817 | 10.7122 | 62.8703 | 11.69% | 0.21349 | 0.18813 | 26857.2697 | 1634.3076 | 394.5626 | 24828.3995 | 26914.9083 | 0 | 0 | 26914.9083 | 0.0221%
2026 | 75 | 75-2257F | Tier-3 | Tier-3---20 | 1--5 | 4 | 4 | 17.7969 | 99.34% | 0% | 0.6614% | 5.127 | 0 | 0 | 5.127 | 0 | 4.8908 | 0.52825 | 9.2584 | 4.8908 | 0.52825 | 9.2584 | 5.1521 | 0.55648 | 9.2584 | 28.81% | 0.0002804 | 0.00019908 | 63469.7957 | 3655.2315 | 381.3513 | 59433.2129 | 63641.2642 | 0 | 0 | 63641.2642 | 0.0001691%
2026 | 75 | 75-2258F | Tier-3 | Tier-3---21 | 2--2 | 4 | 1 | 4.4231 | 0% | 100% | 0% | 0 | 0 | 0 | 0 | 0 | 0 | 0.13206 | 0 | 0 | 0.13206 | 0 | 0 | 0.13912 | 0 | 0% | 0.0051944 | 0.0048178 | 851.5125 | 1.4212 | 766.2233 | 83.868 | 918.0728 | 0 | 0 | 918.0728 | 0%
2026 | 75 | 75-2258F | Tier-3 | Tier-3---21 | 2--2 | 4 | 2 | 4.4231 | 0% | 100% | 0% | 0 | 0 | 0 | 0 | 0 | 0 | 0.26413 | 0 | 0 | 0.26413 | 0 | 0 | 0.27824 | 0 | 0% | 0.0051944 | 0.0044412 | 851.5125 | 1.4212 | 766.2233 | 83.868 | 995.921 | 0 | 0 | 995.921 | 0%
2026 | 75 | 75-2259F | Tier-3 | Tier-3---12 | 3--5 | 140 | 102 | 3135.4576 | 99.77% | 0.1421% | 0.08717% | 660.9588 | 0 | 0 | 660.9588 | 0 | 630.5098 | 13.4705 | 46.8067 | 630.5098 | 13.4705 | 46.8067 | 664.1988 | 14.1902 | 46.8067 | 21.08% | 0.020337 | 0.01604 | 154171.9995 | 13070.8578 | 336.227 | 140764.9147 | 154266.6716 | 0 | 0 | 154266.6716 | 0.0218%
2026 | 75 | 75-2260F | Tier-3 | Not Applicable | Not Applicable | 2 | 1 | 0 | 0% | 0% | 0% | 0 | 0 | 0 | 0 | 0 | 0 | 0.13206 | 0 | 0 | 0.13206 | 0 | 0 | 0.13912 | 0 | 0% | 0 | 0 | 0 | 0 | 0 | 0 | 0 | 0 | 0 | 0 | 0%
2026 | 75 | 75-32R | Tier-3 | Tier-3---13 | 3--5 | 84 | 1 | 1708.3855 | 99.57% | 0.3134% | 0.112% | 5.8729 | 0 | 0 | 5.8729 | 0 | 5.6024 | 0.13206 | 42.4216 | 5.6024 | 0.13206 | 42.4216 | 5.9017 | 0.13912 | 42.4216 | 0.3438% | 0.014781 | 0.01473 | 115578.2654 | 8310.062 | 472.6259 | 106795.5774 | 115579.9684 | 0 | 0 | 115579.9684 | 0.0001937%
2026 | 75 | 75-32R | Tier-3 | Tier-3---13 | 3--5 | 84 | 64 | 1708.3855 | 99.57% | 0.3134% | 0.112% | 375.8663 | 0 | 0 | 375.8663 | 0 | 358.5509 | 8.4521 | 42.4216 | 358.5509 | 8.4521 | 42.4216 | 377.7088 | 8.9037 | 42.4216 | 22% | 0.014781 | 0.011515 | 115578.2654 | 8310.062 | 472.6259 | 106795.5774 | 115717.693 | 0 | 0 | 115717.693 | 0.01239%
2026 | 75 | 75-41 | Tier-3 | Tier-3---13 | 3--5 | 69 | 45 | 1937.5846 | 99.86% | 0.04507% | 0.0969% | 365.936 | 0 | 0 | 365.936 | 0 | 349.0781 | 5.9429 | 58.739 | 349.0781 | 5.9429 | 58.739 | 367.7298 | 6.2604 | 58.739 | 18.89% | 0.0163 | 0.013217 | 118871.6769 | 11982.6524 | 277.8358 | 106611.1887 | 118911.0385 | 0 | 0 | 118911.0385 | 0.01207%
2026 | 75 | 75-996R | Tier-2 | Tier-2---7 | 4--5 | 319 | 5 | 2211.1377 | 99.23% | 0.4312% | 0.3416% | 9.973 | 0 | 0 | 9.973 | 0 | 9.5135 | 0.66032 | 14.4075 | 9.5135 | 0.66032 | 14.4075 | 10.0218 | 0.6956 | 14.4075 | 0.451% | 0.043997 | 0.043797 | 50256.3267 | 5074.1581 | 595.0934 | 44587.0751 | 50258.1001 | 0 | 0 | 50258.1001 | 0.0003289%
2026 | 75 | 75-996R | Tier-2 | Tier-2---7 | 4--5 | 319 | 115 | 2211.1377 | 99.23% | 0.4312% | 0.3416% | 229.3779 | 0 | 0 | 229.3779 | 0 | 218.811 | 15.1873 | 14.4075 | 218.811 | 15.1873 | 14.4075 | 230.5023 | 15.9988 | 14.4075 | 10.37% | 0.043997 | 0.039397 | 50256.3267 | 5074.1581 | 595.0934 | 44587.0751 | 50301.671 | 0 | 0 | 50301.671 | 0.007564%
2026 | 91 | CB 91 | Tier-2 | Tier-2---12 | 3--5 | 68 | 4 | 337.7351 | 93.43% | 6.078% | 0.496% | 5.3826 | 0 | 0 | 5.3826 | 0 | 5.1346 | 0.52825 | 9.72 | 5.1346 | 0.52825 | 9.72 | 5.409 | 0.55648 | 9.72 | 1.594% | 0.015476 | 0.015212 | 21823.4311 | 1985.3885 | 2725.0024 | 17113.0402 | 21848.3311 | 0 | 0 | 21848.3311 | 0.0001775%
2026 | 79 | 79-799R | Tier-3 | Tier-3---14 | 5--3 | 116 | 79 | 3034.8235 | 97.12% | 2.752% | 0.1275% | 582.1179 | 0 | 0 | 582.1179 | 0 | 555.3009 | 10.433 | 53.2253 | 555.3009 | 10.433 | 53.2253 | 584.9714 | 10.9905 | 53.2253 | 19.18% | 0.77068 | 0.61847 | 3937.8445 | 167.5066 | 101.5953 | 3668.7425 | 3965.7515 | 0 | 0 | 3965.7515 | 0.0192%
2026 | 91 | 91-7F | Tier-2 | Tier-2---9 | 4--5 | 194 | 10 | 1295.9906 | 95.98% | 3.603% | 0.4176% | 18.5941 | 0 | 0 | 18.5941 | 0 | 17.7375 | 1.3206 | 13.4311 | 17.7375 | 1.3206 | 13.4311 | 18.6853 | 1.3912 | 13.4311 | 1.435% | 0.034038 | 0.033529 | 38075.0405 | 3866.8561 | 1530.8214 | 32677.363 | 38098.2715 | 0 | 0 | 38098.2715 | 0.0006132%
2026 | 524 | CB 524 | Tier-3 | Tier-3---17 | 3--5 | 90 | 6 | 481.3309 | 94.25% | 5.298% | 0.4514% | 8.7707 | 0 | 0 | 8.7707 | 0 | 8.3666 | 0.79238 | 10.5588 | 8.3666 | 0.79238 | 10.5588 | 8.8137 | 0.83472 | 10.5588 | 1.822% | 0.018139 | 0.017788 | 26536.2736 | 2336.3386 | 4292.2973 | 19907.6377 | 26566.3528 | 0 | 0 | 26566.3528 | 0.0002892%
2026 | 91 | CB 91 | Tier-2 | Tier-2---12 | 3--5 | 68 | 6 | 337.7351 | 93.43% | 6.078% | 0.496% | 8.0739 | 0 | 0 | 8.0739 | 0 | 7.7019 | 0.79238 | 9.72 | 7.7019 | 0.79238 | 9.72 | 8.1135 | 0.83472 | 9.72 | 2.391% | 0.015476 | 0.01508 | 21823.4311 | 1985.3885 | 2725.0024 | 17113.0402 | 21861.108 | 0 | 0 | 21861.108 | 0.0002662%
2026 | 91 | CB 91 | Tier-2 | Tier-2---12 | 3--5 | 68 | 20 | 337.7351 | 93.43% | 6.078% | 0.496% | 26.9129 | 0 | 0 | 26.9129 | 0 | 25.6731 | 2.6413 | 9.72 | 25.6731 | 2.6413 | 9.72 | 27.0449 | 2.7824 | 9.72 | 7.969% | 0.015476 | 0.014156 | 21823.4311 | 1985.3885 | 2725.0024 | 17113.0402 | 21957.2185 | 0 | 0 | 21957.2185 | 0.0008875%
2026 | 157 | 157-165R | Tier-3 | Tier-3---18 | 5--2 | 87 | 11 | 418.5676 | 87.71% | 11.66% | 0.6303% | 13.4606 | 0 | 0 | 13.4606 | 0 | 12.8405 | 1.4527 | 8.8391 | 12.8405 | 1.4527 | 8.8391 | 13.5266 | 1.5303 | 8.8391 | 3.216% | 0.28262 | 0.27225 | 1481.042 | 67.5847 | 171.9177 | 1241.5396 | 1487.9724 | 0 | 0 | 1487.9724 | 0.0004439%
2026 | 157 | 157-1928R | Tier-3 | Tier-3---11 | 5--4 | 60 | 55 | 3052.6745 | 99.07% | 0.8703% | 0.06204% | 803.9365 | 0 | 0 | 803.9365 | 0 | 766.9008 | 7.2635 | 105.5828 | 766.9008 | 7.2635 | 105.5828 | 807.8774 | 7.6516 | 105.5828 | 26.34% | 0.2812 | 0.20645 | 10855.7292 | 566.799 | 90.102 | 10198.8282 | 10892.3777 | 0 | 0 | 10892.3777 | 0.02651%
2026 | 157 | 157-257R | Tier-3 | Tier-3---14 | 5--4 | 554 | 329 | 2061.1876 | 81.54% | 17.79% | 0.6678% | 289.4512 | 0 | 0 | 289.4512 | 0 | 276.1167 | 43.449 | 6.355 | 276.1167 | 43.449 | 6.355 | 290.87 | 45.7705 | 6.355 | 14.04% | 0.36686 | 0.30368 | 5618.4522 | 263.1979 | 939.0969 | 4416.1574 | 5834.229 | 0 | 0 | 5834.229 | 0.009545%
2026 | 157 | 157-81R | Tier-3 | Tier-3---3 | 5--5 | 675 | 562 | 18749.5963 | 97% | 2.901% | 0.09453% | 4391.5357 | 0 | 0 | 4391.5357 | 0 | 4189.2267 | 74.2198 | 56.4435 | 4189.2267 | 74.2198 | 56.4435 | 4413.0629 | 78.1855 | 56.4435 | 23.42% | 0.38414 | 0.29139 | 48809.8885 | 2680.9552 | 1331.6361 | 44797.2971 | 49275.2144 | 0 | 0 | 49275.2144 | 0.1448%
2026 | 175 | 175-64R | Tier-3 | Tier-3---11 | 5--5 | 239 | 25 | 4385.4004 | 97.52% | 2.308% | 0.1684% | 129.7354 | 0 | 0 | 129.7354 | 0 | 123.7587 | 3.3016 | 37.4846 | 123.7587 | 3.3016 | 37.4846 | 130.3713 | 3.478 | 37.4846 | 2.958% | 0.20232 | 0.19619 | 21675.2228 | 1490.2349 | 476.6065 | 19708.3814 | 21692.0157 | 0 | 0 | 21692.0157 | 0.004278%
2026 | 176 | 176-164R | Tier-3 | Tier-3---11 | 5--5 | 131 | 126 | 4184.7467 | 98.1% | 1.799% | 0.1047% | 1145.034 | 0 | 0 | 1145.034 | 0 | 1092.2847 | 16.64 | 65.642 | 1092.2847 | 16.64 | 65.642 | 1150.6469 | 17.5291 | 65.642 | 27.36% | 0.20727 | 0.14946 | 20189.7554 | 1135.7308 | 339.0696 | 18714.955 | 20338.4462 | 0 | 0 | 20338.4462 | 0.03776%
2026 | 176 | 176-1845R | Tier-3 | Tier-3---11 | 5--5 | 172 | 1 | 3401.0234 | 97.74% | 2.113% | 0.1474% | 5.6047 | 0 | 0 | 5.6047 | 0 | 5.3465 | 0.13206 | 40.4841 | 5.3465 | 0.13206 | 40.4841 | 5.6321 | 0.13912 | 40.4841 | 0.1648% | 0.20978 | 0.20942 | 16212.4883 | 938.665 | 329.6573 | 14944.1661 | 16213.1072 | 0 | 0 | 16213.1072 | 0.0001848%
2026 | 176 | 176-1845R | Tier-3 | Tier-3---11 | 5--5 | 172 | 104 | 3401.0234 | 97.74% | 2.113% | 0.1474% | 582.8861 | 0 | 0 | 582.8861 | 0 | 556.0337 | 13.7346 | 40.4841 | 556.0337 | 13.7346 | 40.4841 | 585.7434 | 14.4685 | 40.4841 | 17.14% | 0.20978 | 0.17299 | 16212.4883 | 938.665 | 329.6573 | 14944.1661 | 16290.4068 | 0 | 0 | 16290.4068 | 0.01922%
2026 | 176 | 176-197F | Tier-3 | Tier-3---5 | 5--5 | 345 | 260 | 13172.958 | 96.8% | 3.124% | 0.0728% | 2786.9244 | 0 | 0 | 2786.9244 | 0 | 2658.5366 | 34.3366 | 77.4258 | 2658.5366 | 34.3366 | 77.4258 | 2800.5858 | 36.1712 | 77.4258 | 21.16% | 0.23242 | 0.18162 | 56678.2638 | 5414.7581 | 1674.033 | 49589.4726 | 57185.0047 | 0 | 0 | 57185.0047 | 0.0919%
2026 | 971 | 971-1973R | Tier-3 | Tier-3---4 | 5--5 | 344 | 1 | 15148.7962 | 99.05% | 0.8967% | 0.0506% | 12.6498 | 0 | 0 | 12.6498 | 0 | 12.0671 | 0.13206 | 91.3731 | 12.0671 | 0.13206 | 91.3731 | 12.7118 | 0.13912 | 91.3731 | 0.0835% | 0.14704 | 0.14692 | 103024.8612 | 7594.4752 | 905.6636 | 94524.7224 | 103025.6846 | 0 | 0 | 103025.6846 | 0.0004171%
2026 | 176 | 176-200F | Tier-3 | Tier-3---15 | 5--4 | 30 | 27 | 1635.841 | 89.24% | 10.7% | 0.05535% | 381.0308 | 0 | 0 | 381.0308 | 0 | 363.4775 | 3.5657 | 101.9367 | 363.4775 | 3.5657 | 101.9367 | 382.8986 | 3.7562 | 101.9367 | 23.29% | 0.18529 | 0.13693 | 8828.4206 | 442.8683 | 867.091 | 7518.4614 | 9163.7981 | 0 | 0 | 9163.7981 | 0.01256%
2026 | 198 | 198-37R | Tier-2 | Tier-2---9 | 4--5 | 188 | 41 | 973.0999 | 95.53% | 4.02% | 0.4464% | 58.7946 | 0 | 0 | 58.7946 | 0 | 56.086 | 5.4146 | 10.3583 | 56.086 | 5.4146 | 10.3583 | 59.0828 | 5.7039 | 10.3583 | 6.042% | 0.030671 | 0.028731 | 31727.0349 | 11360.5744 | 2371.5133 | 17994.9472 | 31822.7078 | 0 | 0 | 31822.7078 | 0.001939%
2026 | 205 | 205-1550 | Tier-2 | Tier-2---15 | 2--4 | 102 | 1 | 124.0064 | 98.52% | 0% | 1.478% | 0.34736 | 0 | 0 | 0.34736 | 0 | 0.33135 | 0.13206 | 2.5091 | 0.33135 | 0.13206 | 2.5091 | 0.34906 | 0.13912 | 2.5091 | 0.2801% | 0.008789 | 0.008764 | 14109.2738 | 977.469 | 764.0781 | 12367.7267 | 14109.8683 | 0 | 0 | 14109.8683 | 1.145e-05%
2026 | 206 | 206-1817 | Tier-2 | Tier-2---4 | 4--5 | 413 | 39 | 2976.5734 | 99.75% | 0% | 0.2502% | 81.3095 | 0 | 0 | 81.3095 | 0 | 77.5637 | 5.1505 | 15.0595 | 77.5637 | 5.1505 | 15.0595 | 81.7081 | 5.4257 | 15.0595 | 2.732% | 0.038208 | 0.037161 | 77904.8627 | 4581.6453 | 274.9924 | 73048.225 | 77910.3503 | 0 | 0 | 77910.3503 | 0.002681%
2026 | 214 | 214-1122R | Tier-3 | Tier-3---3 | 5--5 | 446 | 137 | 26281.1502 | 98.91% | 1.048% | 0.04591% | 2315.5298 | 0 | 0 | 2315.5298 | 0 | 2208.8581 | 18.0927 | 122.0854 | 2208.8581 | 18.0927 | 122.0854 | 2326.8805 | 19.0594 | 122.0854 | 8.811% | 0.26918 | 0.2452 | 97635.635 | 5011.5122 | 984.8064 | 91639.3164 | 97740.0974 | 0 | 0 | 97740.0974 | 0.07636%
2026 | 214 | 214-1135R | Tier-3 | Tier-3---6 | 4--5 | 285 | 24 | 6666.9216 | 99.41% | 0.4702% | 0.123% | 161.8475 | 0 | 0 | 161.8475 | 0 | 154.3915 | 3.1695 | 48.7112 | 154.3915 | 3.1695 | 48.7112 | 162.6408 | 3.3389 | 48.7112 | 2.428% | 0.090777 | 0.08856 | 73442.8498 | 4553.5888 | 482.5906 | 68406.6704 | 73453.7552 | 0 | 0 | 73453.7552 | 0.005337%
2026 | 214 | 214-583R | Tier-3 | Tier-3---13 | 4--5 | 174 | 32 | 2208.3134 | 99.09% | 0.6816% | 0.2244% | 116.7097 | 0 | 0 | 116.7097 | 0 | 111.3331 | 4.226 | 26.3446 | 111.3331 | 4.226 | 26.3446 | 117.2818 | 4.4518 | 26.3446 | 5.285% | 0.070413 | 0.066658 | 31362.296 | 1883.6813 | 422.1722 | 29056.4425 | 31378.3036 | 0 | 0 | 31378.3036 | 0.003849%
2026 | 214 | CB 214 | Tier-3 | Tier-3---20 | 1--5 | 3 | 2 | 59.1996 | 99.88% | 0% | 0.1188% | 11.4317 | 0 | 0 | 11.4317 | 0 | 10.905 | 0.26413 | 41.287 | 10.905 | 0.26413 | 41.287 | 11.4877 | 0.27824 | 41.287 | 19.31% | 0.0002016 | 0.00016262 | 293649.0501 | 15289.7093 | 1565.2023 | 276794.1385 | 293732.6886 | 0 | 0 | 293732.6886 | 0.000377%
2026 | 215 | 215-1531R | Tier-2 | Tier-2---2 | 5--5 | 256 | 5 | 12702.4119 | 98.21% | 1.737% | 0.04837% | 70.6624 | 0 | 0 | 70.6624 | 0 | 67.4072 | 0.66032 | 102.0828 | 67.4072 | 0.66032 | 102.0828 | 71.0088 | 0.6956 | 102.0828 | 0.5563% | 0.20291 | 0.20176 | 62600.9651 | 3773.3762 | 1033.6342 | 57793.9547 | 62607.3332 | 0 | 0 | 62607.3332 | 0.00233%
2026 | 215 | 215-1534R | Tier-2 | Tier-2---1 | 5--5 | 243 | 1 | 19489.7064 | 99% | 0.9737% | 0.02962% | 23.026 | 0 | 0 | 23.026 | 0 | 21.9652 | 0.13206 | 166.3228 | 21.9652 | 0.13206 | 166.3228 | 23.1388 | 0.13912 | 166.3228 | 0.1181% | 0.1982 | 0.19797 | 98331.2515 | 6096.0396 | 907.1497 | 91328.0622 | 98332.4303 | 0 | 0 | 98332.4303 | 0.0007593%
2026 | 215 | 215-1534R | Tier-2 | Tier-2---1 | 5--5 | 243 | 149 | 19489.7064 | 99% | 0.9737% | 0.02962% | 3430.8684 | 0 | 0 | 3430.8684 | 0 | 3272.8154 | 19.6775 | 166.3228 | 3272.8154 | 19.6775 | 166.3228 | 3447.6864 | 20.7289 | 166.3228 | 17.6% | 0.1982 | 0.16296 | 98331.2515 | 6096.0396 | 907.1497 | 91328.0622 | 98544.6185 | 0 | 0 | 98544.6185 | 0.1131%
2026 | 215 | 215-38R | Tier-3 | Tier-3---10 | 5--5 | 126 | 32 | 5434.8155 | 98.92% | 1.009% | 0.07406% | 395.9423 | 0 | 0 | 395.9423 | 0 | 377.702 | 4.226 | 89.375 | 377.702 | 4.226 | 89.375 | 397.8832 | 4.4518 | 89.375 | 7.285% | 0.12528 | 0.11605 | 43381.3494 | 2695.9135 | 518.8073 | 40166.6286 | 43418.7132 | 0 | 0 | 43418.7132 | 0.01306%
2026 | 216 | 216-220R | Tier-3 | Tier-3---20 | 1--5 | 2 | 1 | 71.2816 | 99.9% | 0% | 0.09987% | 10.3255 | 0 | 0 | 10.3255 | 0 | 9.8498 | 0.13206 | 74.5839 | 9.8498 | 0.13206 | 74.5839 | 10.3761 | 0.13912 | 74.5839 | 14.49% | 0.000285 | 0.00024368 | 250110.7129 | 12944.4862 | 226.9057 | 236939.3211 | 250153.074 | 0 | 0 | 250153.074 | 0.0003405%
2026 | 215 | CB 215 | Tier-3 | Tier-3---20 | 1--5 | 5 | 3 | 133.9133 | 99.89% | 0% | 0.1056% | 23.2763 | 0 | 0 | 23.2763 | 0 | 22.204 | 0.39619 | 56.0437 | 22.204 | 0.39619 | 56.0437 | 23.3904 | 0.41736 | 56.0437 | 17.38% | 0.0005546 | 0.0004581 | 241459.2274 | 12829.2932 | 1199.7792 | 227430.1551 | 241512.9265 | 0 | 0 | 241512.9265 | 0.0007676%
2026 | 216 | 216-1859F | Tier-3 | Tier-3---4 | 5--5 | 268 | 1 | 14041.2877 | 99.19% | 0.7753% | 0.03948% | 15.0701 | 0 | 0 | 15.0701 | 0 | 14.3759 | 0.13206 | 108.8557 | 14.3759 | 0.13206 | 108.8557 | 15.144 | 0.13912 | 108.8557 | 0.1073% | 0.15704 | 0.15687 | 89409.7822 | 5511.6035 | 666.6545 | 83231.5241 | 89410.5713 | 0 | 0 | 89410.5713 | 0.000497%
2026 | 216 | 216-1859F | Tier-3 | Tier-3---4 | 5--5 | 268 | 190 | 14041.2877 | 99.19% | 0.7753% | 0.03948% | 2863.3247 | 0 | 0 | 2863.3247 | 0 | 2731.4172 | 25.0921 | 108.8557 | 2731.4172 | 25.0921 | 108.8557 | 2877.3606 | 26.4328 | 108.8557 | 20.39% | 0.15704 | 0.12476 | 89409.7822 | 5511.6035 | 666.6545 | 83231.5241 | 89598.3269 | 0 | 0 | 89598.3269 | 0.09442%
2026 | 216 | 216-220R | Tier-3 | Tier-3---20 | 1--5 | 2 | 1 | 71.2816 | 99.9% | 0% | 0.09987% | 10.3255 | 0 | 0 | 10.3255 | 0 | 9.8498 | 0.13206 | 74.5839 | 9.8498 | 0.13206 | 74.5839 | 10.3761 | 0.13912 | 74.5839 | 14.49% | 0.000285 | 0.00024368 | 250110.7129 | 12944.4862 | 226.9057 | 236939.3211 | 250153.074 | 0 | 0 | 250153.074 | 0.0003405%
2026 | 217 | 217-41AE | Tier-2 | Tier-2---8 | 5--4 | 456 | 272 | 2013.5966 | 89.22% | 10.31% | 0.4697% | 310.7853 | 0 | 0 | 310.7853 | 0 | 296.4681 | 35.9213 | 8.2533 | 296.4681 | 35.9213 | 8.2533 | 312.3087 | 37.8407 | 8.2533 | 15.43% | 0.19664 | 0.16262 | 10240.1297 | 587.5443 | 1012.3349 | 8640.2505 | 10470.9188 | 0 | 0 | 10470.9188 | 0.01025%
2026 | 217 | 217-48AE | Tier-2 | Tier-2---8 | 5--4 | 344 | 45 | 2727.5845 | 87.85% | 11.78% | 0.3693% | 90.9015 | 0 | 0 | 90.9015 | 0 | 86.7139 | 5.9429 | 14.5913 | 86.7139 | 5.9429 | 14.5913 | 91.3471 | 6.2604 | 14.5913 | 3.333% | 0.20236 | 0.19468 | 13478.9252 | 762.7474 | 1447.8056 | 11268.3722 | 13543.5034 | 0 | 0 | 13543.5034 | 0.002998%
2026 | 217 | 217-835R | Tier-3 | Tier-3---5 | 5--5 | 319 | 13 | 10686.9326 | 98.68% | 1.222% | 0.09479% | 124.6373 | 0 | 0 | 124.6373 | 0 | 118.8955 | 1.7168 | 69.253 | 118.8955 | 1.7168 | 69.253 | 125.2482 | 1.8086 | 69.253 | 1.166% | 0.28412 | 0.28076 | 37613.7803 | 2195.3355 | 434.0984 | 34984.3464 | 37619.7029 | 0 | 0 | 37619.7029 | 0.00411%
2026 | 217 | 217-837R | Tier-3 | Tier-3---12 | 5--5 | 293 | 113 | 3657.1834 | 94.66% | 5.124% | 0.2164% | 387.1846 | 0 | 0 | 387.1846 | 0 | 369.3478 | 14.9232 | 24.7499 | 369.3478 | 14.9232 | 24.7499 | 389.0826 | 15.7206 | 24.7499 | 10.59% | 0.14269 | 0.12673 | 25630.0196 | 1643.4761 | 1395.4824 | 22591.0611 | 25802.3966 | 0 | 0 | 25802.3966 | 0.01277%
2026 | 217 | 217-972R | Tier-2 | Tier-2---8 | 5--4 | 256 | 104 | 1438.6594 | 90.88% | 8.66% | 0.4639% | 154.0281 | 0 | 0 | 154.0281 | 0 | 146.9323 | 13.7346 | 10.698 | 146.9323 | 13.7346 | 10.698 | 154.7831 | 14.4685 | 10.698 | 10.71% | 0.18227 | 0.1608 | 7892.9777 | 484.1091 | 632.8848 | 6775.9839 | 7989.1484 | 0 | 0 | 7989.1484 | 0.005079%
2026 | 217 | CB 217 | Tier-3 | Tier-3---20 | 1--5 | 3 | 2 | 26.6678 | 99.71% | 0% | 0.2895% | 5.1409 | 0 | 0 | 5.1409 | 0 | 4.904 | 0.26413 | 18.5669 | 4.904 | 0.26413 | 18.5669 | 5.1661 | 0.27824 | 18.5669 | 19.28% | 0.000134 | 0.00010809 | 199013.7941 | 10054.6733 | 1446.448 | 187512.6728 | 199151.8974 | 0 | 0 | 199151.8974 | 0.0001695%
2026 | 231 | 231-1136R | Tier-2 | Tier-2---7 | 4--5 | 357 | 14 | 2730.9177 | 98.3% | 1.373% | 0.325% | 30.5301 | 0 | 0 | 30.5301 | 0 | 29.1236 | 1.8489 | 15.7519 | 29.1236 | 1.8489 | 15.7519 | 30.6797 | 1.9477 | 15.7519 | 1.118% | 0.054655 | 0.054033 | 49966.8413 | 3802.7952 | 1680.0986 | 44483.9475 | 49976.6023 | 0 | 0 | 49976.6023 | 0.001007%
2026 | 300 | 300-484F | Tier-2 | Tier-2---9 | 4--5 | 250 | 1 | 754.1323 | 92.41% | 6.882% | 0.7076% | 0.8084 | 0 | 0 | 0.8084 | 0 | 0.77116 | 0.13206 | 5.8393 | 0.77116 | 0.13206 | 5.8393 | 0.81236 | 0.13912 | 5.8393 | 0.1072% | 0.039922 | 0.039876 | 18890.1433 | 1189.4361 | 2104.6022 | 15596.105 | 18891.8083 | 0 | 0 | 18891.8083 | 2.666e-05%
2026 | 233 | 233-123R | Tier-2 | Tier-2---4 | 4--5 | 412 | 19 | 3035.8045 | 98.84% | 0.8219% | 0.339% | 40.1289 | 0 | 0 | 40.1289 | 0 | 38.2802 | 2.5092 | 15.2559 | 38.2802 | 2.5092 | 15.2559 | 40.3256 | 2.6433 | 15.2559 | 1.322% | 0.06125 | 0.060431 | 49563.8317 | 3086.7129 | 653.5217 | 45823.5971 | 49571.631 | 0 | 0 | 49571.631 | 0.001323%
2026 | 233 | 233-41R | Tier-2 | Tier-2---9 | 4--5 | 273 | 28 | 718.991 | 97.57% | 1.357% | 1.072% | 20.8658 | 0 | 0 | 20.8658 | 0 | 19.9045 | 3.6978 | 5.3828 | 19.9045 | 3.6978 | 5.3828 | 20.9681 | 3.8954 | 5.3828 | 2.902% | 0.044487 | 0.043164 | 16161.8225 | 1280.6452 | 594.3266 | 14286.8507 | 16173.8601 | 0 | 0 | 16173.8601 | 0.0006881%
2026 | 1023 | 1023-89R | Tier-2 | Tier-2---11 | 4--4 | 119 | 1 | 585.5086 | 87.68% | 11.85% | 0.4758% | 1.2511 | 0 | 0 | 1.2511 | 0 | 1.1934 | 0.13206 | 9.0367 | 1.1934 | 0.13206 | 9.0367 | 1.2572 | 0.13912 | 9.0367 | 0.2137% | 0.083403 | 0.0832 | 7020.201 | 414.9664 | 782.0246 | 5823.21 | 7022.3142 | 0 | 0 | 7022.3142 | 4.126e-05%
2026 | 233 | 233-81F | Tier-2 | Tier-2---12 | 3--5 | 99 | 21 | 447.7794 | 94.96% | 4.349% | 0.694% | 26.1562 | 0 | 0 | 26.1562 | 0 | 24.9512 | 2.7733 | 8.9968 | 24.9512 | 2.7733 | 8.9968 | 26.2844 | 2.9215 | 8.9968 | 5.841% | 0.02204 | 0.020684 | 20316.8521 | 1331.0486 | 1007.3456 | 17978.4579 | 20384.0065 | 0 | 0 | 20384.0065 | 0.0008625%
2026 | 233 | 233-81F | Tier-2 | Tier-2---12 | 3--5 | 99 | 1 | 447.7794 | 94.96% | 4.349% | 0.694% | 1.2455 | 0 | 0 | 1.2455 | 0 | 1.1882 | 0.13206 | 8.9968 | 1.1882 | 0.13206 | 8.9968 | 1.2516 | 0.13912 | 8.9968 | 0.2782% | 0.02204 | 0.021975 | 20316.8521 | 1331.0486 | 1007.3456 | 17978.4579 | 20319.8621 | 0 | 0 | 20319.8621 | 4.107e-05%
2026 | 233 | 233-86F | Tier-2 | Tier-2---8 | 5--5 | 412 | 72 | 2341.6741 | 85.9% | 13.6% | 0.4998% | 101.9449 | 0 | 0 | 101.9449 | 0 | 97.2485 | 9.5086 | 10.2274 | 97.2485 | 9.5086 | 10.2274 | 102.4446 | 10.0166 | 10.2274 | 4.354% | 0.1204 | 0.11429 | 19449.7342 | 1103.1383 | 2517.3516 | 15829.2443 | 19596.1124 | 0 | 0 | 19596.1124 | 0.003362%
2026 | 350 | 350-2188R | Tier-2 | Tier-2---5 | 5--5 | 565 | 1 | 3602.0119 | 95.48% | 4.084% | 0.4314% | 1.7653 | 0 | 0 | 1.7653 | 0 | 1.684 | 0.13206 | 12.7515 | 1.684 | 0.13206 | 12.7515 | 1.774 | 0.13912 | 12.7515 | 0.04901% | 0.15121 | 0.15113 | 23821.2544 | 1424.0323 | 987.3799 | 21409.8422 | 23821.8067 | 0 | 0 | 23821.8067 | 5.821e-05%
2026 | 235 | 235-897R | Tier-2 | Tier-2---5 | 5--5 | 241 | 1 | 4375.0381 | 88.63% | 11.27% | 0.1058% | 4.6658 | 0 | 0 | 4.6658 | 0 | 4.4509 | 0.13206 | 33.7024 | 4.4509 | 0.13206 | 33.7024 | 4.6887 | 0.13912 | 33.7024 | 0.1066% | 0.1179 | 0.11776 | 37108.0419 | 2052.774 | 3945.6216 | 31109.6464 | 37113.1266 | 0 | 0 | 37113.1266 | 0.0001539%
2026 | 235 | 235-897R | Tier-2 | Tier-2---5 | 5--5 | 241 | 129 | 4375.0381 | 88.63% | 11.27% | 0.1058% | 601.8895 | 0 | 0 | 601.8895 | 0 | 574.1617 | 17.0362 | 33.7024 | 574.1617 | 17.0362 | 33.7024 | 604.8399 | 17.9465 | 33.7024 | 13.76% | 0.1179 | 0.099599 | 37108.0419 | 2052.774 | 3945.6216 | 31109.6464 | 37883.5536 | 0 | 0 | 37883.5536 | 0.01985%
2026 | 972 | 972-1590F | Tier-3 | Tier-3---2 | 5--5 | 697 | 1 | 23409.1539 | 98.39% | 1.548% | 0.05965% | 9.5833 | 0 | 0 | 9.5833 | 0 | 9.1418 | 0.13206 | 69.2226 | 9.1418 | 0.13206 | 69.2226 | 9.6302 | 0.13912 | 69.2226 | 0.04094% | 0.17603 | 0.17596 | 132982.6796 | 10745.803 | 2028.2393 | 120208.6373 | 132983.5693 | 0 | 0 | 132983.5693 | 0.000316%
2026 | 236 | CB 236 | Tier-2 | Tier-2---1 | 5--5 | 337 | 1 | 12711.1878 | 97.62% | 2.333% | 0.04724% | 10.678 | 0 | 0 | 10.678 | 0 | 10.1861 | 0.13206 | 77.1303 | 10.1861 | 0.13206 | 77.1303 | 10.7304 | 0.13912 | 77.1303 | 0.084% | 0.1419 | 0.14177 | 89580.6366 | 5356.752 | 2115.0834 | 82108.8012 | 89582.4732 | 0 | 0 | 89582.4732 | 0.0003521%
2026 | 235 | 235-899R | Tier-2 | Tier-2---1 | 5--5 | 531 | 1 | 23678.6611 | 98.37% | 1.593% | 0.04039% | 12.7206 | 0 | 0 | 12.7206 | 0 | 12.1346 | 0.13206 | 91.8842 | 12.1346 | 0.13206 | 91.8842 | 12.7829 | 0.13912 | 91.8842 | 0.05372% | 0.15496 | 0.15488 | 152800.2562 | 9665.8605 | 2471.9354 | 140662.4603 | 152801.6203 | 0 | 0 | 152801.6203 | 0.0004195%
2026 | 235 | 235-899R | Tier-2 | Tier-2---1 | 5--5 | 531 | 9 | 23678.6611 | 98.37% | 1.593% | 0.04039% | 114.4852 | 0 | 0 | 114.4852 | 0 | 109.2111 | 1.1886 | 91.8842 | 109.2111 | 1.1886 | 91.8842 | 115.0464 | 1.2521 | 91.8842 | 0.4835% | 0.15496 | 0.1542 | 152800.2562 | 9665.8605 | 2471.9354 | 140662.4603 | 152812.5872 | 0 | 0 | 152812.5872 | 0.003775%
2026 | 235 | 235-899R | Tier-2 | Tier-2---1 | 5--5 | 531 | 260 | 23678.6611 | 98.37% | 1.593% | 0.04039% | 3307.3492 | 0 | 0 | 3307.3492 | 0 | 3154.9865 | 34.3366 | 91.8842 | 3154.9865 | 34.3366 | 91.8842 | 3323.5617 | 36.1712 | 91.8842 | 13.97% | 0.15496 | 0.13296 | 152800.2562 | 9665.8605 | 2471.9354 | 140662.4603 | 153213.3978 | 0 | 0 | 153213.3978 | 0.1091%
2026 | 971 | CB 971 | Tier-2 | Tier-2---3 | 5--5 | 167 | 2 | 11456.6981 | 99.51% | 0.4569% | 0.03477% | 39.5941 | 0 | 0 | 39.5941 | 0 | 37.7701 | 0.26413 | 142.9995 | 37.7701 | 0.26413 | 142.9995 | 39.7882 | 0.27824 | 142.9995 | 0.3456% | 0.12528 | 0.12484 | 91451.3672 | 5164.7092 | 651.9468 | 85634.7112 | 91452.9342 | 0 | 0 | 91452.9342 | 0.001306%
2026 | 236 | 236-1535R | Tier-3 | Tier-3---4 | 5--5 | 252 | 162 | 9719.0421 | 98.73% | 1.209% | 0.05836% | 1788.9445 | 0 | 0 | 1788.9445 | 0 | 1706.5315 | 21.3943 | 79.7656 | 1706.5315 | 21.3943 | 79.7656 | 1797.7139 | 22.5374 | 79.7656 | 18.41% | 0.12847 | 0.10452 | 75651.1712 | 5252.2726 | 904.2907 | 69494.6079 | 75870.865 | 0 | 0 | 75870.865 | 0.05899%
2026 | 236 | 236-1561R | Tier-3 | Tier-3---13 | 5--4 | 137 | 91 | 2823.5781 | 97.26% | 2.617% | 0.1213% | 529.008 | 0 | 0 | 529.008 | 0 | 504.6377 | 12.0178 | 41.9909 | 504.6377 | 12.0178 | 41.9909 | 531.6012 | 12.6599 | 41.9909 | 18.74% | 0.17766 | 0.14343 | 15893.5317 | 919.2321 | 396.0284 | 14578.2713 | 15997.3521 | 0 | 0 | 15997.3521 | 0.01744%
2026 | 236 | 236-1563R | Tier-3 | Tier-3---13 | 5--4 | 81 | 69 | 2260.6624 | 98.61% | 1.288% | 0.1052% | 550.6889 | 0 | 0 | 550.6889 | 0 | 525.3198 | 9.1124 | 57.6489 | 525.3198 | 9.1124 | 57.6489 | 553.3884 | 9.5993 | 57.6489 | 24.36% | 0.17215 | 0.12962 | 13131.72 | 763.8797 | 149.4721 | 12218.3681 | 13191.727 | 0 | 0 | 13191.727 | 0.01816%
2026 | 236 | 236-1567R | Tier-3 | Tier-3---10 | 5--5 | 171 | 44 | 5332.0037 | 98.07% | 1.841% | 0.0848% | 390.2123 | 0 | 0 | 390.2123 | 0 | 372.236 | 5.8108 | 64.0593 | 372.236 | 5.8108 | 64.0593 | 392.1251 | 6.1213 | 64.0593 | 7.318% | 0.18129 | 0.16776 | 29411.5902 | 2025.1187 | 523.1992 | 26863.2724 | 29457.2575 | 0 | 0 | 29457.2575 | 0.01287%
2026 | 236 | 236-1569R | Tier-3 | Tier-3---8 | 5--5 | 498 | 127 | 21222.9131 | 98.36% | 1.585% | 0.05121% | 1543.8782 | 0 | 0 | 1543.8782 | 0 | 1472.7549 | 16.7721 | 87.8099 | 1472.7549 | 16.7721 | 87.8099 | 1551.4462 | 17.6682 | 87.8099 | 7.275% | 0.21435 | 0.19849 | 99012.7753 | 5477.8522 | 1488.5467 | 92046.3763 | 99142.1492 | 0 | 0 | 99142.1492 | 0.05091%
2026 | 236 | CB 236 | Tier-2 | Tier-2---1 | 5--5 | 337 | 1 | 12711.1878 | 97.62% | 2.333% | 0.04724% | 10.678 | 0 | 0 | 10.678 | 0 | 10.1861 | 0.13206 | 77.1303 | 10.1861 | 0.13206 | 77.1303 | 10.7304 | 0.13912 | 77.1303 | 0.084% | 0.1419 | 0.14177 | 89580.6366 | 5356.752 | 2115.0834 | 82108.8012 | 89582.4732 | 0 | 0 | 89582.4732 | 0.0003521%
2026 | 236 | CB 236 | Tier-2 | Tier-2---1 | 5--5 | 337 | 150 | 12711.1878 | 97.62% | 2.333% | 0.04724% | 1601.7038 | 0 | 0 | 1601.7038 | 0 | 1527.9166 | 19.8096 | 77.1303 | 1527.9166 | 19.8096 | 77.1303 | 1609.5553 | 20.868 | 77.1303 | 12.6% | 0.1419 | 0.12358 | 89580.6366 | 5356.752 | 2115.0834 | 82108.8012 | 89896.6878 | 0 | 0 | 89896.6878 | 0.05282%
2026 | 237 | CB 237 | Tier-2 | Tier-2---8 | 5--5 | 41 | 5 | 2111.5746 | 99.54% | 0.4259% | 0.03207% | 74.3356 | 0 | 0 | 74.3356 | 0 | 70.9111 | 0.66032 | 107.3893 | 70.9111 | 0.66032 | 107.3893 | 74.7 | 0.6956 | 107.3893 | 3.52% | 0.10923 | 0.10536 | 19331.9134 | 1261.1888 | 123.1877 | 17947.5369 | 19335.1593 | 0 | 0 | 19335.1593 | 0.002451%
2026 | 970 | CB 970 | Tier-2 | Tier-2---14 | 1--5 | 4 | 2 | 251.0066 | 99.97% | 0% | 0.03372% | 36.3837 | 0 | 0 | 36.3837 | 0 | 34.7076 | 0.26413 | 131.4046 | 34.7076 | 0.26413 | 131.4046 | 36.562 | 0.27824 | 131.4046 | 14.5% | 0.00034 | 0.0002907 | 738254.59 | 37452.9301 | 3187.3418 | 697614.3182 | 738296.8106 | 0 | 0 | 738296.8106 | 0.0012%
2026 | 237 | 237-1765R | Tier-3 | Tier-3---1 | 5--5 | 223 | 75 | 28249.2525 | 99.34% | 0.6358% | 0.01982% | 2737.1877 | 0 | 0 | 2737.1877 | 0 | 2611.0911 | 9.9048 | 263.6194 | 2611.0911 | 9.9048 | 263.6194 | 2750.6053 | 10.434 | 263.6194 | 9.689% | 0.25909 | 0.23382 | 109034.6893 | 8324.9664 | 652.6676 | 100057.0553 | 109111.949 | 0 | 0 | 109111.949 | 0.09026%
2026 | 237 | 237-17R | Tier-2 | Tier-2---1 | 5--5 | 536 | 3 | 27080.7376 | 98.89% | 1.071% | 0.0369% | 43.4687 | 0 | 0 | 43.4687 | 0 | 41.4661 | 0.39619 | 104.662 | 41.4661 | 0.39619 | 104.662 | 43.6817 | 0.41736 | 104.662 | 0.1605% | 0.15539 | 0.15514 | 174274.8137 | 11399.2241 | 1916.7846 | 160958.805 | 174277.9529 | 0 | 0 | 174277.9529 | 0.001433%
2026 | 237 | 237-17R | Tier-2 | Tier-2---1 | 5--5 | 536 | 2 | 27080.7376 | 98.89% | 1.071% | 0.0369% | 28.9791 | 0 | 0 | 28.9791 | 0 | 27.6441 | 0.26413 | 104.662 | 27.6441 | 0.26413 | 104.662 | 29.1212 | 0.27824 | 104.662 | 0.107% | 0.15539 | 0.15522 | 174274.8137 | 11399.2241 | 1916.7846 | 160958.805 | 174276.9054 | 0 | 0 | 174276.9054 | 0.0009556%
2026 | 237 | 237-17R | Tier-2 | Tier-2---1 | 5--5 | 536 | 154 | 27080.7376 | 98.89% | 1.071% | 0.0369% | 2231.3907 | 0 | 0 | 2231.3907 | 0 | 2128.5951 | 20.3378 | 104.662 | 2128.5951 | 20.3378 | 104.662 | 2242.3289 | 21.4245 | 104.662 | 8.24% | 0.15539 | 0.14244 | 174274.8137 | 11399.2241 | 1916.7846 | 160958.805 | 174450.3258 | 0 | 0 | 174450.3258 | 0.07358%
2026 | 236 | CB 236 | Tier-2 | Tier-2---1 | 5--5 | 337 | 4 | 12711.1878 | 97.62% | 2.333% | 0.04724% | 42.7121 | 0 | 0 | 42.7121 | 0 | 40.7444 | 0.52825 | 77.1303 | 40.7444 | 0.52825 | 77.1303 | 42.9215 | 0.55648 | 77.1303 | 0.336% | 0.1419 | 0.14141 | 89580.6366 | 5356.752 | 2115.0834 | 82108.8012 | 89588.0021 | 0 | 0 | 89588.0021 | 0.001408%
2026 | RA1 | CB RA1 | Tier-2 | Tier-2---2 | 5--5 | 353 | 1 | 10517.0624 | 98.31% | 1.619% | 0.07383% | 8.4938 | 0 | 0 | 8.4938 | 0 | 8.1025 | 0.13206 | 61.3529 | 8.1025 | 0.13206 | 61.3529 | 8.5354 | 0.13912 | 61.3529 | 0.08076% | 0.14726 | 0.14714 | 71417.5478 | 3677.0651 | 1105.1436 | 66635.3391 | 71418.5421 | 0 | 0 | 71418.5421 | 0.0002801%
2026 | 237 | 237-26F | Tier-2 | Tier-2---10 | 5--4 | 113 | 1 | 663.2151 | 70.89% | 28.72% | 0.399% | 1.2065 | 0 | 0 | 1.2065 | 0 | 1.1509 | 0.13206 | 8.7149 | 1.1509 | 0.13206 | 8.7149 | 1.2124 | 0.13912 | 8.7149 | 0.1819% | 0.10897 | 0.10869 | 6086.0279 | 237.5195 | 1591.9327 | 4256.5758 | 6090.587 | 0 | 0 | 6090.587 | 3.979e-05%
2026 | 237 | 237-26F | Tier-2 | Tier-2---10 | 5--4 | 113 | 7 | 663.2151 | 70.89% | 28.72% | 0.399% | 8.4455 | 0 | 0 | 8.4455 | 0 | 8.0565 | 0.92445 | 8.7149 | 8.0565 | 0.92445 | 8.7149 | 8.4869 | 0.97384 | 8.7149 | 1.273% | 0.10897 | 0.10702 | 6086.0279 | 237.5195 | 1591.9327 | 4256.5758 | 6118.4423 | 0 | 0 | 6118.4423 | 0.0002785%
2026 | RA2 | CB RA2 | Tier-2 | Tier-2---4 | 5--5 | 118 | 2 | 5229.9021 | 98.11% | 1.831% | 0.05575% | 25.2212 | 0 | 0 | 25.2212 | 0 | 24.0593 | 0.26413 | 91.0898 | 24.0593 | 0.26413 | 91.0898 | 25.3448 | 0.27824 | 91.0898 | 0.4823% | 0.12706 | 0.12643 | 41161.4683 | 4371.7867 | 705.658 | 36084.0236 | 41165.305 | 0 | 0 | 41165.305 | 0.0008317%
2026 | 237 | 237-30R | Tier-3 | Tier-3---1 | 5--5 | 651 | 33 | 65515.492 | 98.93% | 1.038% | 0.03019% | 952.8201 | 0 | 0 | 952.8201 | 0 | 908.9256 | 4.3581 | 208.56 | 908.9256 | 4.3581 | 208.56 | 957.4907 | 4.591 | 208.56 | 1.454% | 0.49249 | 0.48525 | 133030.3773 | 7577.9137 | 1285.1936 | 124167.2701 | 133051.5787 | 0 | 0 | 133051.5787 | 0.03142%
2026 | 239 | 239-2207R | Tier-3 | Tier-3---16 | 4--4 | 127 | 52 | 860.3234 | 98.08% | 1.495% | 0.4234% | 100.1948 | 0 | 0 | 100.1948 | 0 | 95.579 | 6.8673 | 13.918 | 95.579 | 6.8673 | 13.918 | 100.6859 | 7.2342 | 13.918 | 11.65% | 0.078224 | 0.068935 | 10998.2588 | 773.4899 | 185.1971 | 10039.5718 | 11026.6939 | 0 | 0 | 11026.6939 | 0.003304%
2026 | 239 | 239-2213R | Tier-3 | Tier-3---15 | 5--4 | 134 | 17 | 1116.4705 | 96.46% | 3.23% | 0.3121% | 39.621 | 0 | 0 | 39.621 | 0 | 37.7958 | 2.2451 | 16.8349 | 37.7958 | 2.2451 | 16.8349 | 39.8153 | 2.365 | 16.8349 | 3.549% | 0.1294 | 0.12464 | 8627.7496 | 501.2225 | 328.5007 | 7798.0264 | 8639.4234 | 0 | 0 | 8639.4234 | 0.001307%
2026 | 239 | 239-2215R | Tier-3 | Tier-3---10 | 5--5 | 305 | 11 | 6268.6569 | 98.24% | 1.63% | 0.1302% | 64.41 | 0 | 0 | 64.41 | 0 | 61.4427 | 1.4527 | 42.2955 | 61.4427 | 1.4527 | 42.2955 | 64.7257 | 1.5303 | 42.2955 | 1.027% | 0.15408 | 0.15246 | 40685.5389 | 2527.5744 | 695.6728 | 37462.2917 | 40693.1079 | 0 | 0 | 40693.1079 | 0.002124%
2026 | 246 | 246-34R | Tier-3 | Tier-3---12 | 4--5 | 436 | 29 | 3387.0058 | 94.54% | 5.197% | 0.2577% | 61.7679 | 0 | 0 | 61.7679 | 0 | 58.9224 | 3.8298 | 15.3851 | 58.9224 | 3.8298 | 15.3851 | 62.0707 | 4.0345 | 15.3851 | 1.824% | 0.070488 | 0.069128 | 48050.8143 | 3484.7024 | 2545.4197 | 42020.6922 | 48102.3706 | 0 | 0 | 48102.3706 | 0.002037%
2026 | 247 | 247-46 | Tier-3 | Tier-3---16 | 4--5 | 227 | 1 | 1360.3328 | 92.51% | 7.186% | 0.3009% | 1.6078 | 0 | 0 | 1.6078 | 0 | 1.5337 | 0.13206 | 11.6133 | 1.5337 | 0.13206 | 11.6133 | 1.6156 | 0.13912 | 11.6133 | 0.1182% | 0.045228 | 0.045171 | 30076.9614 | 1732.65 | 2090.3581 | 26253.9533 | 30079.8418 | 0 | 0 | 30079.8418 | 5.302e-05%
2026 | 247 | 247-46 | Tier-3 | Tier-3---16 | 4--5 | 227 | 21 | 1360.3328 | 92.51% | 7.186% | 0.3009% | 33.763 | 0 | 0 | 33.763 | 0 | 32.2076 | 2.7733 | 11.6133 | 32.2076 | 2.7733 | 11.6133 | 33.9285 | 2.9215 | 11.6133 | 2.482% | 0.045228 | 0.044015 | 30076.9614 | 1732.65 | 2090.3581 | 26253.9533 | 30139.0381 | 0 | 0 | 30139.0381 | 0.001113%
2026 | 247 | 247-48 | Tier-2 | Tier-2---16 | 3--3 | 9 | 9 | 105.2026 | 98.18% | 1.532% | 0.2854% | 29.9544 | 0 | 0 | 29.9544 | 0 | 28.5744 | 1.1886 | 24.0409 | 28.5744 | 1.1886 | 24.0409 | 30.1012 | 1.2521 | 24.0409 | 28.47% | 0.026216 | 0.018613 | 4012.9756 | 252.6865 | 61.3538 | 3698.9353 | 4042.7602 | 0 | 0 | 4042.7602 | 0.0009878%
2026 | 283 | 283-55R | Tier-3 | Tier-3---9 | 5--5 | 109 | 68 | 5299.6344 | 98.55% | 1.37% | 0.07601% | 944.9358 | 0 | 0 | 944.9358 | 0 | 901.4046 | 8.9803 | 100.3754 | 901.4046 | 8.9803 | 100.3754 | 949.5678 | 9.4602 | 100.3754 | 17.83% | 0.20157 | 0.1651 | 26291.5727 | 1578.5747 | 367.1447 | 24345.8532 | 26375.5224 | 0 | 0 | 26375.5224 | 0.03116%
2026 | 283 | 283-71F | Tier-3 | Tier-3---13 | 5--4 | 127 | 1 | 2013.5901 | 87.8% | 12.03% | 0.1689% | 4.0371 | 0 | 0 | 4.0371 | 0 | 3.8511 | 0.13206 | 29.1607 | 3.8511 | 0.13206 | 29.1607 | 4.0568 | 0.13912 | 29.1607 | 0.2005% | 0.19011 | 0.18968 | 10591.4545 | 557.9915 | 1165.201 | 8868.2619 | 10594.4116 | 0 | 0 | 10594.4116 | 0.0001331%
2026 | 283 | 283-71F | Tier-3 | Tier-3---13 | 5--4 | 127 | 97 | 2013.5901 | 87.8% | 12.03% | 0.1689% | 391.5941 | 0 | 0 | 391.5941 | 0 | 373.5542 | 12.8102 | 29.1607 | 373.5542 | 12.8102 | 29.1607 | 393.5137 | 13.4946 | 29.1607 | 19.45% | 0.19011 | 0.148 | 10591.4545 | 557.9915 | 1165.201 | 8868.2619 | 10959.0647 | 0 | 0 | 10959.0647 | 0.01291%
2026 | 387 | 387-15 | Tier-3 | Tier-3---16 | 4--5 | 140 | 1 | 1455.0528 | 89.01% | 10.72% | 0.2619% | 2.6829 | 0 | 0 | 2.6829 | 0 | 2.5593 | 0.13206 | 19.3796 | 2.5593 | 0.13206 | 19.3796 | 2.6961 | 0.13912 | 19.3796 | 0.1844% | 0.072601 | 0.072451 | 20041.7181 | 1414.1085 | 2071.8969 | 16555.7127 | 20046.2882 | 0 | 0 | 20046.2882 | 8.847e-05%
2026 | 283 | 283-80F | Tier-3 | Tier-3---19 | 5--1 | 2 | 2 | 22.6843 | 50.28% | 49.56% | 0.1579% | 3.3078 | 0 | 0 | 3.3078 | 0 | 3.1554 | 0.26413 | 11.9466 | 3.1554 | 0.26413 | 11.9466 | 3.324 | 0.27824 | 11.9466 | 14.58% | 0.17072 | 0.12121 | 132.8742 | 4.5589 | 53.5167 | 74.7987 | 159.8572 | 0 | 0 | 159.8572 | 0.0001091%
2026 | 300 | 300-484F | Tier-2 | Tier-2---9 | 4--5 | 250 | 4 | 754.1323 | 92.41% | 6.882% | 0.7076% | 3.2336 | 0 | 0 | 3.2336 | 0 | 3.0846 | 0.52825 | 5.8393 | 3.0846 | 0.52825 | 5.8393 | 3.2495 | 0.55648 | 5.8393 | 0.4288% | 0.039922 | 0.039737 | 18890.1433 | 1189.4361 | 2104.6022 | 15596.105 | 18896.8264 | 0 | 0 | 18896.8264 | 0.0001066%
2026 | 307 | 307-234R | Tier-2 | Tier-2---4 | 5--5 | 109 | 46 | 4762.848 | 95.55% | 4.384% | 0.07015% | 556.9387 | 0 | 0 | 556.9387 | 0 | 531.2817 | 6.0749 | 87.4548 | 531.2817 | 6.0749 | 87.4548 | 559.6688 | 6.3995 | 87.4548 | 11.69% | 0.11001 | 0.096544 | 43295.9421 | 2235.6738 | 1794.1526 | 39266.1157 | 43564.8772 | 0 | 0 | 43564.8772 | 0.01837%
2026 | 350 | 350-2188R | Tier-2 | Tier-2---5 | 5--5 | 565 | 200 | 3602.0119 | 95.48% | 4.084% | 0.4314% | 353.0681 | 0 | 0 | 353.0681 | 0 | 336.803 | 26.4127 | 12.7515 | 336.803 | 26.4127 | 12.7515 | 354.7988 | 27.824 | 12.7515 | 9.802% | 0.15121 | 0.13569 | 23821.2544 | 1424.0323 | 987.3799 | 21409.8422 | 23944.3015 | 0 | 0 | 23944.3015 | 0.01164%
2026 | 350 | 350-2192R | Tier-2 | Tier-2---2 | 5--5 | 826 | 641 | 13871.6222 | 98.14% | 1.698% | 0.1643% | 3063.6377 | 0 | 0 | 3063.6377 | 0 | 2922.5022 | 84.6528 | 34.5234 | 2922.5022 | 84.6528 | 34.5234 | 3078.6555 | 89.1759 | 34.5234 | 22.09% | 0.18928 | 0.14668 | 73287.5708 | 4711.7972 | 1323.9814 | 67251.7922 | 73684.0051 | 0 | 0 | 73684.0051 | 0.101%
2026 | 350 | 350-2196R | Tier-2 | Tier-2---5 | 5--5 | 807 | 314 | 5570.6857 | 96.99% | 2.589% | 0.4237% | 609.6478 | 0 | 0 | 609.6478 | 0 | 581.5626 | 41.468 | 14.0244 | 581.5626 | 41.468 | 14.0244 | 612.6363 | 43.6837 | 14.0244 | 10.94% | 0.19915 | 0.17668 | 27972.7323 | 1828.1512 | 784.4184 | 25360.1626 | 28079.9083 | 0 | 0 | 28079.9083 | 0.0201%
2026 | 350 | 350-2201R | Tier-3 | Tier-3---4 | 5--5 | 361 | 120 | 13521.7454 | 99.28% | 0.6466% | 0.06915% | 1294.1521 | 0 | 0 | 1294.1521 | 0 | 1234.5332 | 15.8476 | 77.9001 | 1234.5332 | 15.8476 | 77.9001 | 1300.496 | 16.6944 | 77.9001 | 9.571% | 0.1241 | 0.11214 | 108955.4795 | 7800.4897 | 724.3656 | 100430.6241 | 109038.6719 | 0 | 0 | 109038.6719 | 0.04268%
2026 | 350 | 350-41R | Tier-2 | Tier-2---3 | 5--5 | 475 | 1 | 11201.3889 | 98.88% | 1.023% | 0.1021% | 6.7618 | 0 | 0 | 6.7618 | 0 | 6.4503 | 0.13206 | 48.8425 | 6.4503 | 0.13206 | 48.8425 | 6.795 | 0.13912 | 48.8425 | 0.06037% | 0.12896 | 0.12888 | 86857.3847 | 6899.4834 | 1125.7731 | 78832.1281 | 86857.9815 | 0 | 0 | 86857.9815 | 0.000223%
2026 | 350 | 350-41R | Tier-2 | Tier-2---3 | 5--5 | 475 | 355 | 11201.3889 | 98.88% | 1.023% | 0.1021% | 2400.4481 | 0 | 0 | 2400.4481 | 0 | 2289.8644 | 46.8826 | 48.8425 | 2289.8644 | 46.8826 | 48.8425 | 2412.215 | 49.3876 | 48.8425 | 21.43% | 0.12896 | 0.10101 | 86857.3847 | 6899.4834 | 1125.7731 | 78832.1281 | 87127.7048 | 0 | 0 | 87127.7048 | 0.07916%
2026 | 351 | 351-819R | Tier-2 | Tier-2---1 | 5--5 | 341 | 1 | 23517.4276 | 99.25% | 0.716% | 0.03401% | 19.8502 | 0 | 0 | 19.8502 | 0 | 18.9357 | 0.13206 | 143.3831 | 18.9357 | 0.13206 | 143.3831 | 19.9475 | 0.13912 | 143.3831 | 0.08441% | 0.14376 | 0.14364 | 163589.7091 | 16623.6975 | 1146.1775 | 145819.834 | 163590.7534 | 0 | 0 | 163590.7534 | 0.0006546%
2026 | 351 | 351-819R | Tier-2 | Tier-2---1 | 5--5 | 341 | 38 | 23517.4276 | 99.25% | 0.716% | 0.03401% | 754.3059 | 0 | 0 | 754.3059 | 0 | 719.5566 | 5.0184 | 143.3831 | 719.5566 | 5.0184 | 143.3831 | 758.0035 | 5.2866 | 143.3831 | 3.207% | 0.14376 | 0.13911 | 163589.7091 | 16623.6975 | 1146.1775 | 145819.834 | 163630.684 | 0 | 0 | 163630.684 | 0.02487%
2026 | 351 | 351-871R | Tier-3 | Tier-3---6 | 5--5 | 110 | 1 | 9144.3124 | 99.73% | 0.2371% | 0.03256% | 24.0427 | 0 | 0 | 24.0427 | 0 | 22.9351 | 0.13206 | 173.6671 | 22.9351 | 0.13206 | 173.6671 | 24.1606 | 0.13912 | 173.6671 | 0.2629% | 0.11468 | 0.11438 | 79737.0821 | 3947.9048 | 194.739 | 75594.4383 | 79737.6504 | 0 | 0 | 79737.6504 | 0.0007928%
2026 | 351 | 351-871R | Tier-3 | Tier-3---6 | 5--5 | 110 | 59 | 9144.3124 | 99.73% | 0.2371% | 0.03256% | 1418.5207 | 0 | 0 | 1418.5207 | 0 | 1353.1723 | 7.7918 | 173.6671 | 1353.1723 | 7.7918 | 173.6671 | 1425.4742 | 8.2081 | 173.6671 | 15.51% | 0.11468 | 0.096843 | 79737.0821 | 3947.9048 | 194.739 | 75594.4383 | 79776.6882 | 0 | 0 | 79776.6882 | 0.04678%
2026 | 351 | CB 351 | Tier-2 | Tier-2---3 | 5--5 | 154 | 1 | 14599.7352 | 99.66% | 0.3054% | 0.03279% | 27.4 | 0 | 0 | 27.4 | 0 | 26.1378 | 0.13206 | 197.9179 | 26.1378 | 0.13206 | 197.9179 | 27.5343 | 0.13912 | 197.9179 | 0.1877% | 0.12463 | 0.1244 | 117140.1183 | 11493.6944 | 423.4429 | 105222.9811 | 117140.8657 | 0 | 0 | 117140.8657 | 0.0009036%
2026 | 351 | CB 351 | Tier-2 | Tier-2---3 | 5--5 | 154 | 84 | 14599.7352 | 99.66% | 0.3054% | 0.03279% | 2301.6027 | 0 | 0 | 2301.6027 | 0 | 2195.5726 | 11.0934 | 197.9179 | 2195.5726 | 11.0934 | 197.9179 | 2312.8851 | 11.6861 | 197.9179 | 15.76% | 0.12463 | 0.10492 | 117140.1183 | 11493.6944 | 423.4429 | 105222.9811 | 117214.5557 | 0 | 0 | 117214.5557 | 0.0759%
2026 | 352 | 352-27R | Tier-3 | Tier-3---2 | 5--5 | 359 | 159 | 18614.1823 | 99.36% | 0.5928% | 0.04664% | 2375.519 | 0 | 0 | 2375.519 | 0 | 2266.0837 | 20.9981 | 107.9184 | 2266.0837 | 20.9981 | 107.9184 | 2387.1637 | 22.1201 | 107.9184 | 12.76% | 0.11814 | 0.10296 | 157566.7738 | 12769.0481 | 931.5035 | 143866.2223 | 157715.2625 | 0 | 0 | 157715.2625 | 0.07834%
2026 | 353 | 353-1429R | Tier-2 | Tier-2---6 | 5--5 | 204 | 120 | 9221.8022 | 97.49% | 2.457% | 0.05523% | 1533.6114 | 0 | 0 | 1533.6114 | 0 | 1462.961 | 15.8476 | 92.3141 | 1462.961 | 15.8476 | 92.3141 | 1541.1291 | 16.6944 | 92.3141 | 16.63% | 0.12141 | 0.1007 | 75954.4937 | 7030.6458 | 1796.1724 | 67127.6756 | 76346.9399 | 0 | 0 | 76346.9399 | 0.05057%
2026 | 353 | 353-900F | Tier-2 | Tier-2---8 | 5--5 | 28 | 25 | 1991.3582 | 88.69% | 11.27% | 0.03442% | 457.3248 | 0 | 0 | 457.3248 | 0 | 436.2568 | 3.3016 | 132.1353 | 436.2568 | 3.3016 | 132.1353 | 459.5666 | 3.478 | 132.1353 | 22.97% | 0.10085 | 0.074739 | 19745.2341 | 886.6093 | 2040.7127 | 16817.9121 | 20525.2115 | 0 | 0 | 20525.2115 | 0.01508%
2026 | 353 | 353-901F | Tier-2 | Tier-2---4 | 5--5 | 82 | 26 | 4555.6189 | 94.3% | 5.656% | 0.04182% | 395.0269 | 0 | 0 | 395.0269 | 0 | 376.8288 | 3.4337 | 109.7457 | 376.8288 | 3.4337 | 109.7457 | 396.9633 | 3.6171 | 109.7457 | 8.671% | 0.10618 | 0.096419 | 42903.6289 | 2997.2951 | 2229.1196 | 37677.2142 | 43151.1714 | 0 | 0 | 43151.1714 | 0.01303%
2026 | 353 | 353-902F | Tier-2 | Tier-2---11 | 5--3 | 11 | 11 | 465.1006 | 62.84% | 37.09% | 0.07221% | 84.7577 | 0 | 0 | 84.7577 | 0 | 80.8531 | 1.4527 | 55.6571 | 80.8531 | 1.4527 | 55.6571 | 85.1732 | 1.5303 | 55.6571 | 18.22% | 0.098854 | 0.070186 | 4704.9245 | 153.014 | 1593.6445 | 2958.266 | 5419.0441 | 0 | 0 | 5419.0441 | 0.002795%
2026 | 353 | 353-904R | Tier-2 | Tier-2---3 | 5--5 | 181 | 2 | 13534.4067 | 99.43% | 0.528% | 0.03951% | 43.1238 | 0 | 0 | 43.1238 | 0 | 41.1372 | 0.26413 | 155.7475 | 41.1372 | 0.26413 | 155.7475 | 43.3352 | 0.27824 | 155.7475 | 0.3186% | 0.12577 | 0.12537 | 107611.5054 | 6762.2295 | 951.3386 | 99897.9374 | 107613.4686 | 0 | 0 | 107613.4686 | 0.001422%
2026 | 353 | 353-904R | Tier-2 | Tier-2---3 | 5--5 | 181 | 72 | 13534.4067 | 99.43% | 0.528% | 0.03951% | 1552.4571 | 0 | 0 | 1552.4571 | 0 | 1480.9386 | 9.5086 | 155.7475 | 1480.9386 | 9.5086 | 155.7475 | 1560.0672 | 10.0166 | 155.7475 | 11.47% | 0.12577 | 0.11126 | 107611.5054 | 6762.2295 | 951.3386 | 99897.9374 | 107691.1379 | 0 | 0 | 107691.1379 | 0.05119%
2026 | 354 | 354-1706R | Tier-2 | Tier-2---1 | 5--5 | 481 | 13 | 20510.2592 | 99.17% | 0.7728% | 0.06052% | 159.4165 | 0 | 0 | 159.4165 | 0 | 152.0725 | 1.7168 | 88.5776 | 152.0725 | 1.7168 | 88.5776 | 160.198 | 1.8086 | 88.5776 | 0.7773% | 0.13939 | 0.1383 | 147143.8192 | 11695.5249 | 1352.7634 | 134095.5309 | 147153.5055 | 0 | 0 | 147153.5055 | 0.005257%
2026 | 354 | 354-24AE | Tier-2 | Tier-2---4 | 4--5 | 89 | 10 | 3653.654 | 88.54% | 11.39% | 0.07412% | 105.4033 | 0 | 0 | 105.4033 | 0 | 100.5476 | 1.3206 | 76.1357 | 100.5476 | 1.3206 | 76.1357 | 105.92 | 1.3912 | 76.1357 | 2.885% | 0.080555 | 0.07793 | 45356.2427 | 2136.2059 | 4816.4156 | 38403.6212 | 45531.3787 | 0 | 0 | 45531.3787 | 0.003476%
2026 | 355 | 355-41R | Tier-2 | Tier-2---6 | 4--5 | 226 | 118 | 7500.5861 | 98.5% | 1.439% | 0.05987% | 1118.6816 | 0 | 0 | 1118.6816 | 0 | 1067.1463 | 15.5835 | 68.4792 | 1067.1463 | 15.5835 | 68.4792 | 1124.1654 | 16.4162 | 68.4792 | 14.91% | 0.092253 | 0.078285 | 81304.346 | 4273.0126 | 1113.8309 | 75917.5024 | 81521.842 | 0 | 0 | 81521.842 | 0.03689%
2026 | 357 | CB 357 | Tier-3 | Tier-3---10 | 5--5 | 162 | 1 | 6110.8546 | 96.01% | 3.933% | 0.05986% | 10.5024 | 0 | 0 | 10.5024 | 0 | 10.0186 | 0.13206 | 75.8616 | 10.0186 | 0.13206 | 75.8616 | 10.5539 | 0.13912 | 75.8616 | 0.1719% | 0.12773 | 0.1275 | 47841.0693 | 2695.6068 | 1944.7301 | 43200.7325 | 47844.4951 | 0 | 0 | 47844.4951 | 0.0003463%
2026 | 355 | 355-65R | Tier-2 | Tier-2---21 | 1--2 | 1 | 1 | 0.06699 | 46.11% | 0% | 53.89% | 0.008957 | 0 | 0 | 0.008957 | 0 | 0.0085444 | 0.13206 | 0.064699 | 0.0085444 | 0.13206 | 0.064699 | 0.0090009 | 0.13912 | 0.064699 | 13.37% | 7.02e-05 | 4.9842e-05 | 954.2713 | 48.1782 | 467.1903 | 438.9028 | 1164.336 | 0 | 0 | 1164.336 | 2.954e-07%
2026 | 355 | 355-6R | Tier-2 | Tier-2---7 | 4--5 | 58 | 35 | 1698.7097 | 79.94% | 19.99% | 0.07228% | 237.6381 | 0 | 0 | 237.6381 | 0 | 226.6906 | 4.6222 | 49.0436 | 226.6906 | 4.6222 | 49.0436 | 238.803 | 4.8692 | 49.0436 | 13.99% | 0.074333 | 0.061325 | 22852.699 | 968.4345 | 4228.7096 | 17655.5548 | 23825.1633 | 0 | 0 | 23825.1633 | 0.007836%
2026 | 355 | CB 355 | Tier-2 | Tier-2---3 | 5--5 | 302 | 148 | 11288.3525 | 98.84% | 1.109% | 0.05403% | 1585.6295 | 0 | 0 | 1585.6295 | 0 | 1512.5828 | 19.5454 | 77.3881 | 1512.5828 | 19.5454 | 77.3881 | 1593.4022 | 20.5898 | 77.3881 | 14.05% | 0.1048 | 0.089909 | 107709.793 | 9333.0654 | 1277.5324 | 97099.1953 | 107917.3608 | 0 | 0 | 107917.3608 | 0.05229%
2026 | 356 | 356-16R | Tier-2 | Tier-2---4 | 4--5 | 216 | 94 | 5437.4375 | 98.14% | 1.781% | 0.0775% | 673.4701 | 0 | 0 | 673.4701 | 0 | 642.4447 | 12.414 | 51.7517 | 642.4447 | 12.414 | 51.7517 | 676.7714 | 13.0773 | 51.7517 | 12.39% | 0.090754 | 0.079301 | 59914.026 | 4577.5093 | 1354.7623 | 53981.7544 | 60074.8659 | 0 | 0 | 60074.8659 | 0.02221%
2026 | 356 | 356-19R | Tier-3 | Tier-3---8 | 5--5 | 736 | 1 | 16012.7864 | 97.76% | 2.145% | 0.09187% | 6.1682 | 0 | 0 | 6.1682 | 0 | 5.8841 | 0.13206 | 44.5548 | 5.8841 | 0.13206 | 44.5548 | 6.1985 | 0.13912 | 44.5548 | 0.03852% | 0.16775 | 0.16769 | 95453.8626 | 6567.3724 | 2023.3951 | 86863.0951 | 95454.7043 | 0 | 0 | 95454.7043 | 0.0002034%
2026 | 356 | 356-19R | Tier-3 | Tier-3---8 | 5--5 | 736 | 1 | 16012.7864 | 97.76% | 2.145% | 0.09187% | 6.1682 | 0 | 0 | 6.1682 | 0 | 5.8841 | 0.13206 | 44.5548 | 5.8841 | 0.13206 | 44.5548 | 6.1985 | 0.13912 | 44.5548 | 0.03852% | 0.16775 | 0.16769 | 95453.8626 | 6567.3724 | 2023.3951 | 86863.0951 | 95454.7043 | 0 | 0 | 95454.7043 | 0.0002034%
2026 | 356 | 356-19R | Tier-3 | Tier-3---8 | 5--5 | 736 | 71 | 16012.7864 | 97.76% | 2.145% | 0.09187% | 437.9448 | 0 | 0 | 437.9448 | 0 | 417.7695 | 9.3765 | 44.5548 | 417.7695 | 9.3765 | 44.5548 | 440.0915 | 9.8775 | 44.5548 | 2.735% | 0.16775 | 0.16306 | 95453.8626 | 6567.3724 | 2023.3951 | 86863.0951 | 95515.322 | 0 | 0 | 95515.322 | 0.01444%
2026 | 356 | 356-30AE | Tier-3 | Tier-3---6 | 5--5 | 730 | 400 | 9294.6751 | 95.41% | 4.438% | 0.1505% | 1409.1944 | 0 | 0 | 1409.1944 | 0 | 1344.2757 | 52.8255 | 25.4475 | 1344.2757 | 52.8255 | 25.4475 | 1416.1022 | 55.648 | 25.4475 | 15.16% | 0.14106 | 0.11864 | 65892.3901 | 4765.339 | 2823.4514 | 58303.5997 | 66463.5772 | 0 | 0 | 66463.5772 | 0.04647%
2026 | 357 | 357-1147R | Tier-2 | Tier-2---10 | 5--4 | 40 | 22 | 1251.1758 | 99.06% | 0.8754% | 0.0621% | 197.6916 | 0 | 0 | 197.6916 | 0 | 188.5843 | 2.9054 | 64.9082 | 188.5843 | 2.9054 | 64.9082 | 198.6606 | 3.0606 | 64.9082 | 15.8% | 0.14287 | 0.12008 | 8757.5771 | 445.3445 | 75.5026 | 8236.73 | 8773.158 | 0 | 0 | 8773.158 | 0.006519%
2026 | 357 | 357-2047F | Tier-2 | Tier-2---10 | 5--4 | 17 | 9 | 878.9304 | 95.49% | 4.482% | 0.03213% | 128.8496 | 0 | 0 | 128.8496 | 0 | 122.9138 | 1.1886 | 103.4129 | 122.9138 | 1.1886 | 103.4129 | 129.4812 | 1.2521 | 103.4129 | 14.66% | 0.14128 | 0.11959 | 6221.0361 | 308.2981 | 257.2191 | 5655.5189 | 6271.9762 | 0 | 0 | 6271.9762 | 0.004249%
2026 | 357 | 357-2049F | Tier-3 | Tier-3---8 | 5--5 | 271 | 138 | 16869.708 | 98.79% | 1.184% | 0.02933% | 2461.0062 | 0 | 0 | 2461.0062 | 0 | 2347.6327 | 18.2248 | 128.8154 | 2347.6327 | 18.2248 | 128.8154 | 2473.07 | 19.1986 | 128.8154 | 14.59% | 0.18286 | 0.15586 | 92253.2607 | 6177.0068 | 1029.1992 | 85047.0547 | 92447.2351 | 0 | 0 | 92447.2351 | 0.08115%
2026 | 357 | 357-45R | Tier-3 | Tier-3---8 | 5--5 | 363 | 173 | 17696.7525 | 97.47% | 2.478% | 0.04808% | 2384.0803 | 0 | 0 | 2384.0803 | 0 | 2274.2506 | 22.847 | 99.5426 | 2274.2506 | 22.847 | 99.5426 | 2395.7669 | 24.0678 | 99.5426 | 13.47% | 0.18538 | 0.15976 | 95462.1405 | 7644.6992 | 2293.6368 | 85523.8045 | 95848.8283 | 0 | 0 | 95848.8283 | 0.07862%
2026 | 357 | 357-50R | Tier-3 | Tier-3---4 | 5--5 | 383 | 127 | 10432.4887 | 97.04% | 2.884% | 0.07824% | 973.4943 | 0 | 0 | 973.4943 | 0 | 928.6474 | 16.7721 | 55.3686 | 928.6474 | 16.7721 | 55.3686 | 978.2663 | 17.6682 | 55.3686 | 9.331% | 0.14913 | 0.13479 | 69957.1689 | 5112.9004 | 1923.9041 | 62920.3645 | 70177.6172 | 0 | 0 | 70177.6172 | 0.0321%
2026 | 357 | 357-750R | Tier-2 | Tier-2---2 | 5--5 | 272 | 170 | 11757.6254 | 97.81% | 2.143% | 0.05143% | 2084.3112 | 0 | 0 | 2084.3112 | 0 | 1988.2913 | 22.4508 | 88.562 | 1988.2913 | 22.4508 | 88.562 | 2094.5284 | 23.6504 | 88.562 | 17.73% | 0.171 | 0.14001 | 68756.8371 | 5466.8496 | 1394.351 | 61895.6365 | 69090.8047 | 0 | 0 | 69090.8047 | 0.06873%
2026 | 357 | CB 357 | Tier-3 | Tier-3---10 | 5--5 | 162 | 78 | 6110.8546 | 96.01% | 3.933% | 0.05986% | 819.1859 | 0 | 0 | 819.1859 | 0 | 781.4477 | 10.301 | 75.8616 | 781.4477 | 10.301 | 75.8616 | 823.2015 | 10.8514 | 75.8616 | 13.41% | 0.12773 | 0.1099 | 47841.0693 | 2695.6068 | 1944.7301 | 43200.7325 | 48151.0903 | 0 | 0 | 48151.0903 | 0.02701%
2026 | 358 | 358-1175F | Tier-2 | Tier-2---11 | 5--3 | 21 | 5 | 599.5834 | 97.21% | 2.746% | 0.04768% | 40.2431 | 0 | 0 | 40.2431 | 0 | 38.3892 | 0.66032 | 58.1374 | 38.3892 | 0.66032 | 58.1374 | 40.4404 | 0.6956 | 58.1374 | 6.712% | 0.14195 | 0.13215 | 4224.0008 | 213.9489 | 108.6198 | 3901.4321 | 4232.7537 | 0 | 0 | 4232.7537 | 0.001327%
2026 | 358 | CB 358 | Tier-3 | Tier-3---15 | 5--4 | 21 | 4 | 861.4334 | 18.88% | 81.11% | 0.0161% | 8.9827 | 0 | 0 | 8.9827 | 0 | 8.5689 | 0.52825 | 16.2211 | 8.5689 | 0.52825 | 16.2211 | 9.0267 | 0.55648 | 16.2211 | 1.043% | 0.1387 | 0.13104 | 6210.6059 | 69.3964 | 4526.8458 | 1614.3636 | 6505.1778 | 0 | 0 | 6505.1778 | 0.0002962%
2026 | 387 | 387-15 | Tier-3 | Tier-3---16 | 4--5 | 140 | 9 | 1455.0528 | 89.01% | 10.72% | 0.2619% | 24.1464 | 0 | 0 | 24.1464 | 0 | 23.034 | 1.1886 | 19.3796 | 23.034 | 1.1886 | 19.3796 | 24.2648 | 1.2521 | 19.3796 | 1.659% | 0.072601 | 0.071248 | 20041.7181 | 1414.1085 | 2071.8969 | 16555.7127 | 20083.5433 | 0 | 0 | 20083.5433 | 0.0007963%
2026 | 396 | 396-699R | Tier-2 | Tier-2---5 | 5--5 | 748 | 2 | 3136.9517 | 88.18% | 11.4% | 0.4202% | 2.1449 | 0 | 0 | 2.1449 | 0 | 2.0461 | 0.26413 | 7.7466 | 2.0461 | 0.26413 | 7.7466 | 2.1554 | 0.27824 | 7.7466 | 0.06838% | 0.15664 | 0.15652 | 20026.8881 | 1646.7402 | 2215.8438 | 16164.3042 | 20028.725 | 0 | 0 | 20028.725 | 7.073e-05%
2026 | 401 | 401-684R | Tier-2 | Tier-2---21 | 4--1 | 2 | 1 | 1.5961 | 62.42% | 35.57% | 2.007% | 0.14447 | 0 | 0 | 0.14447 | 0 | 0.13782 | 0.13206 | 1.0436 | 0.13782 | 0.13206 | 1.0436 | 0.14518 | 0.13912 | 1.0436 | 9.051% | 0.030395 | 0.025988 | 52.5129 | 6.6893 | 15.7001 | 30.1235 | 55.8594 | 0 | 0 | 55.8594 | 4.764e-06%
2026 | 411 | 411-30R | Tier-3 | Tier-3---6 | 5--5 | 856 | 1 | 6370.0414 | 98.47% | 1.262% | 0.272% | 2.125 | 0 | 0 | 2.125 | 0 | 2.0271 | 0.13206 | 15.3492 | 2.0271 | 0.13206 | 15.3492 | 2.1354 | 0.13912 | 15.3492 | 0.03336% | 0.10309 | 0.10306 | 61789.3921 | 5810.5604 | 997.631 | 54981.2006 | 61789.7133 | 0 | 0 | 61789.7133 | 7.007e-05%
2026 | 411 | 411-30R | Tier-3 | Tier-3---6 | 5--5 | 856 | 15 | 6370.0414 | 98.47% | 1.262% | 0.272% | 31.8745 | 0 | 0 | 31.8745 | 0 | 30.4061 | 1.981 | 15.3492 | 30.4061 | 1.981 | 15.3492 | 32.0308 | 2.0868 | 15.3492 | 0.5004% | 0.10309 | 0.10257 | 61789.3921 | 5810.5604 | 997.631 | 54981.2006 | 61794.2338 | 0 | 0 | 61794.2338 | 0.001051%
2026 | 442 | 442-16R | Tier-3 | Tier-3---14 | 5--3 | 201 | 196 | 1834.9376 | 96.09% | 3.534% | 0.3793% | 498.5904 | 0 | 0 | 498.5904 | 0 | 475.6214 | 25.8845 | 18.3748 | 475.6214 | 25.8845 | 18.3748 | 501.0345 | 27.2675 | 18.3748 | 27.17% | 0.45792 | 0.32843 | 4007.1227 | 182.139 | 134.5225 | 3690.4612 | 4068.946 | 0 | 0 | 4068.946 | 0.01644%
2026 | 442 | 442-509R | Tier-3 | Tier-3---15 | 5--3 | 145 | 40 | 852.9261 | 84.92% | 14.72% | 0.3553% | 57.9475 | 0 | 0 | 57.9475 | 0 | 55.278 | 5.2825 | 10.4643 | 55.278 | 5.2825 | 10.4643 | 58.2316 | 5.5648 | 10.4643 | 6.794% | 0.36954 | 0.33998 | 2308.0588 | 110.4832 | 313.3685 | 1884.2071 | 2338.3153 | 0 | 0 | 2338.3153 | 0.001911%
2026 | 442 | 442-728R | Tier-3 | Tier-3---5 | 5--5 | 763 | 68 | 11572.221 | 88.48% | 11.4% | 0.1243% | 264.622 | 0 | 0 | 264.622 | 0 | 252.4314 | 8.9803 | 28.1094 | 252.4314 | 8.9803 | 28.1094 | 265.9192 | 9.4602 | 28.1094 | 2.287% | 0.35802 | 0.34876 | 32323.0144 | 2289.7277 | 3409.1909 | 26624.0958 | 32421.8376 | 0 | 0 | 32421.8376 | 0.008726%
2026 | 444 | 444-15R | Tier-2 | Tier-2---13 | 5--3 | 122 | 84 | 333.8465 | 96.62% | 2.31% | 1.072% | 64.405 | 0 | 0 | 64.405 | 0 | 61.438 | 11.0934 | 5.5383 | 61.438 | 11.0934 | 5.5383 | 64.7207 | 11.6861 | 5.5383 | 19.29% | 0.14886 | 0.11914 | 2242.6726 | 149.3607 | 69.2136 | 2024.0983 | 2261.5987 | 0 | 0 | 2261.5987 | 0.002124%
2026 | 444 | 444-43R | Tier-2 | Tier-2---5 | 5--5 | 403 | 344 | 3413.8137 | 97.67% | 1.995% | 0.3352% | 825.3778 | 0 | 0 | 825.3778 | 0 | 787.3544 | 45.4299 | 17.3312 | 787.3544 | 45.4299 | 17.3312 | 829.4238 | 47.8573 | 17.3312 | 24.18% | 0.2124 | 0.15982 | 16072.3576 | 890.1063 | 476.3771 | 14705.8742 | 16195.5514 | 0 | 0 | 16195.5514 | 0.02722%
2026 | 444 | 444-9R | Tier-2 | Tier-2---11 | 5--3 | 465 | 363 | 571.2373 | 70.71% | 27.93% | 1.361% | 91.4403 | 0 | 0 | 91.4403 | 0 | 87.2278 | 47.9391 | 1.8196 | 87.2278 | 47.9391 | 1.8196 | 91.8885 | 50.5006 | 1.8196 | 16.01% | 0.1488 | 0.11511 | 3839.0169 | 197.4513 | 1077.3117 | 2564.2539 | 4168.0918 | 0 | 0 | 4168.0918 | 0.003015%
2026 | 444 | CB 444 | Tier-2 | Tier-2---16 | 4--2 | 17 | 3 | 117.4434 | 97.68% | 1.947% | 0.3705% | 5.871 | 0 | 0 | 5.871 | 0 | 5.6006 | 0.39619 | 14.136 | 5.6006 | 0.39619 | 14.136 | 5.8998 | 0.41736 | 14.136 | 4.999% | 0.081621 | 0.077444 | 1438.8937 | 81.4155 | 42.4476 | 1315.0306 | 1440.6926 | 0 | 0 | 1440.6926 | 0.0001936%