## Instructions
Version | 2.2 | Format Guide
Published On | 2021-12-06 | Description |  | Format
Tabs contained within this workbook |  | Input cell (Manual) - user input required (Data used by Model or Description mandated to have) |  | Font
This workbook is a companion input to the Risk Model Input file. For more information on that file, see the Risk Model User Guide. |  | Input cell (Manual) - user input required (Not used by Model / For information only - Optional) |  | Font
Below are the workbook tab names along with a description and instructions. |  | Input cell - Not applicable / Not be used by the model for specific scenarios
|  | Calculated cell - formula that should not be touched |  | Font
Tab | Description + Instructions | Error checking cell - formula that should not be touched / Not be used by the model |  | OK/True | Error/False
Summary of Programs | Using one row per program, include a program description, Mitigation or Control specification, high-level justification/explanation for program characterization.
1-Program Exposure | This includes the scope of each program - how much of the risk exposure (in term of exposure unit or % of tranche exposure) or work units are covered.
2-Program Cost | This includes 2 tables. 1) TableProgSpend - The total costs (CapEX and OoEx) oer each program distributing across time. PPVR multipliers are applicable when CapEX exists. 2) TableTrancheSpend - The total cost allocation across tranches accross time. Need to specify the allocation method (i.e., prorate by Program Exposure or % of Total Cost)
3-Eff - Freq Programs | Combined with the tranche exposure and spend specified in tabs 1 and 2, this constitutes all information needed to compute an RSE for a Program affecting event Frequency. Detailed instructions are in the section below. This table can accommodate quantitative effectiveness, or, facilitates use of the qualitative effectiveness methodology. For each program based on quantitative information, add the supporting worksheet. For each control program using the qualitative methodology, add a Maturity Factor - XX worksheet.
4-Eff - Conseq Programs | Combined with the tranche exposure and spend specified in tabs 1 and 2, this constitutes all information needed to compute an RSE for a Program affecting Consequence. Detailed instructions are in the section below. This table can accommodate quantitative effectiveness, or, facilitates use of the qualitative effectiveness methodology. For each program based on quantitative information, add the supporting worksheet. For each control program using the qualitative methodology, add a Maturity Factor - XX worksheet.
RSE Lite | Tool to compute the RSE for a single program specified within this workbook. 1. Within the worksheet, specify the location and filename for the RSE Lite datafile (a workbook output from the Enterprise Risk Model using a Risk Model Input File with RSE Lite Run = TRUE in the 0-Global Parameters tab). 2. Select the Program. 3. Press Run to call an executable file which will return Risk Reduction and RSE information over time.
RSE Results | Tool to compute the batch RSE run for all listed programs specified within this workbook.
Maturity Factor - XX | Maturity factor calculation for <Control XX>, which is qualitatively evaluated
Match esc definition | For advanced users: Specify custom effectiveness escalation ('match'-type escalation). See the User Guide for additional information about parameter escalation, including the 'match' method.
Data Dictionary | Do not edit. Input Table column information (Input Cell Type, Formula, Validation Formula, Conditional Formatting)
Data & Validation | Do not edit. Data supporting the Control Maturity Factor calculations and Lists for drop down menus
TablePVRR | Do not edit. Reference lookup table for generic PVRR multipliers
BowTie | Do not edit. Reference lookup tables for tranches, drivers, subdrivers, outcomes
Instructions on how to complete the Effectiveness by Model Element tables on tabs 3 and 4:
Column | Instructions
ID | Do not modify. This looks up the Program ID from the Summary of Programs tab. Future enhancement will link this to the Master Control and Mitigation Cost File.
Type | Do not modify. This looks up the Program Type from the Summary of Programs tab, and determines whether a Maturity Factor is necessary (if Control and Qualitative). Future enhancement will link this to the Master Control and Mitigation Cost File.
Program | Each program should be listed at least once in this table. Repeat the program name as many times as is necessary. | Quantitative Measure
Tranche | Include the names of the tranches over which the effectiveness and/or benefit length will differ. | Effectiveness - Quantitative | Either link via cell reference to the quantitatively-derived effectiveness value or copy+paste from an external effectiveness workpaper. List the reference to the external workpaper in the row.
Outcome | Include the names of the outcomes over which the effectiveness and/or benefit length will differ. | Effectiveness | The effectiveness of the program per unit of program exposure in the first year of deployment. The existing formula will compute the effectiveness so do not overwrite this column.
Driver / Subdriver / Attribute | Include the names of the driver/subdriver/attribute over which the effectiveness and/or benefit length will differ.
Does this use qualitative measure? | Specify TRUE or FALSE. If TRUE, fill out columns 'Category?' and 'Risk driver primarily due to…' | Qualitative Measure
… | … | Category? | Select the appropriate category for the program.
Benefit Length (yrs) | List the number of years the program provides benefit for. This may or may not be the same over all Program rows in this table. | Risk driver primarily due to… / Consequence develops… | Select the appropriate driver type for frequency mitigation OR select the appropriate consequence type for consequence mitigation. If previously specified that the effectiveness does not vary by Driver/Subdriver, consider revisiting that specification.
Effectiveness Degradation Rate | If the benefits provided by the program degrade with time, specify the rate (%) at which the effectiveness of the program degrades. A blank value is treats as 0% reduction over time. | Explanation of Categorization | Include the rationale behind the selection of program category as well as driver or consequence type.
Effectiveness Degradation Method | Specify the method by which the degradation rate should be applied. The default is 'esc'; see the User Guide for additional information about parameter escalation, including the 'match' method. | Effectiveness Cap | The value which matches the category and driver/outcome type selected.
Explanation of Benefit Length | If the benefit length, effectiveness degradation rate, and/or degradation method vary within the program, include the rationale behind the specified information. Otherwise, include the program-level explanation only in the Summary of Programs tab. | Maturity Factor | This is necessary for control programs using the qualitative methodology. Duplicate the 'Maturity Factor - XX' worksheet as many times as is necessary, updating responses after duplication. Update 'XX' in the tab name with the Program ID. Each control should have one corresponding worksheet. The existing formula will look up the discount factor so do not overwrite this column.
|  | Effectiveness | The effectiveness of the program per unit of program exposure in the first year of deployment. The existing formula will compute the effectiveness so do not overwrite this column.
See 'Qualitative Program Effectiveness Guidance' documentation for more details on qualitative methodology.
TRUE
FALSE
Necessary cells are highlighted in green

## Prog Info
| Program ID | 7.3.3.6
| Program | #N/A
| Mitigation or Control? | #N/A
| Program Description | #N/A
| TableExposure | 0
# | Program ID | Tranche | Tranche Exposure | Tranche Exposure Unit | Program Exposure 2020 | Program Exposure 2021 | Program Exposure 2022 | Program Exposure 2023 | Program Exposure 2024 | Program Exposure 2025 | Program Exposure 2026 | Unit for Program Exposure | Work Units 2020 | Work Units 2021 | Work Units 2022 | Work Units 2023
|  |  |  | Total Units | 0 | 0 | 0 | 0 | 0 | 0 | 0 |  | 0 | 0 | 0 | 0 | 0 | 0 | 0
| TableProgSpend | 0
# | Program ID |  | PVRR Multiplier |  | CapEx USD 2020 | CapEx USD 2021 | CapEx USD 2022 | CapEx USD 2023 | CapEx USD 2024 | CapEx USD 2025 | CapEx USD 2026 | OpEx USD 2020 | OpEx USD 2021 | OpEx USD 2022 | OpEx USD 2023 | OpEx USD 2024 | OpEx USD 2025 | OpEx USD 2026
|  |  |  | Unit Cost | na | na | na | na | na | na | na | na | na | na | na | na | na | na
| TableFreqPrograms | 0 | [9 empty] | TableConseqPrograms | 0
# | ID | Tranche | Driver |  | Subdriver |  | Outcome | Effectiveness (Ec * Mf) | Benefit Length (yrs) |  | # | ID | Tranche | Outcome |  | Attribute |  | Effectiveness (Ec * Mf) | Benefit Length (yrs)

## Data Dictionary
RSE Lite Template Data Dictionary
formula | formula |  | formula | input | formula | formula | formula | input | input | input | input | input | formula
# | Col# | Sheet Name | Table Name | Type | Column Name | Col | Formula | Data Validation | Conditional Formatting Criteria | Conditional Formatting Application | Sheet Name | Table Name | Columns
1 | 1 | Summary of Programs | TableSummary | Input | #VALUE! | #VALUE! |  |  |  |  | Summary of Programs | TableSummary | 14
1 | 2 | Summary of Programs | TableSummary | Input | #VALUE! | #VALUE! |  |  |  |  | 1-Program Exposure | TableExposure | 27
1 | 3 | Summary of Programs | TableSummary | Input | #VALUE! | #VALUE! |  | =INDIRECT("TableProgTypeDropdown[Program Type Options]") |  |  | 2-Program Cost | TableProgSpend | 28
1 | 4 | Summary of Programs | TableSummary | Input | #VALUE! | #VALUE! |  |  |  |  | 2-Program Cost | TableTranchSpend | 13
1 | 5 | Summary of Programs | TableSummary | Input | #VALUE! | #VALUE! |  |  |  |  | 3-Eff - Freq Programs | TableFreqPrograms | 22
1 | 6 | Summary of Programs | TableSummary | Input | #VALUE! | #VALUE! |  | =INDIRECT("TableBowtieDropdown[Bow Tie Element]") |  |  | 4-Eff - Conseq Programs | TableConseqPrograms | 21
1 | 7 | Summary of Programs | TableSummary | Input | #VALUE! | #VALUE! |  |  |  |  | Total Input Table Columns |  | 125
1 | 8 | Summary of Programs | TableSummary | Input | #VALUE! | #VALUE! |  |  |  |  | RSE Lite | TableRSESummary | 18
1 | 9 | Summary of Programs | TableSummary | Input | #VALUE! | #VALUE! |  |  |  |  | RSE Lite | TableRSE | 35
1 | 10 | Summary of Programs | TableSummary | Input | #VALUE! | #VALUE! |  |  |  |  | RSE Lite | TableProgramRR | 44
1 | 11 | Summary of Programs | TableSummary | Input | #VALUE! | #VALUE! |  |  |  |  | RSE Lite | Table_LoRECalc | 29
1 | 12 | Summary of Programs | TableSummary | Optional Input | #VALUE! | #VALUE! |  |  |  |  | RSE Lite | Table_CoRECalc | 28
1 | 13 | Summary of Programs | TableSummary | Formula | #VALUE! | #VALUE! | #VALUE! |  |  |  | RSE Result | TableAllRSEs | 21
1 | 14 | Summary of Programs | TableSummary | Formula | #VALUE! | #VALUE! | #VALUE! |  |  |  | RSE Result | TableRSEbatch | #REF!
2 | 1 | 1-Program Exposure | TableExposure | Formula | #VALUE! | #VALUE! | #VALUE! |  |  |  | RSE Result | TableProgramRRbatch | #REF!
2 | 2 | 1-Program Exposure | TableExposure | Formula | #VALUE! | #VALUE! | #VALUE!
2 | 3 | 1-Program Exposure | TableExposure | Input | #VALUE! | #VALUE! |  | =INDIRECT("TableSummary[Program]")
2 | 4 | 1-Program Exposure | TableExposure | Input | #VALUE! | #VALUE! |  | =INDIRECT("Table_RiskNameLookup[Risk/Cross Cutting Factor Name]")
2 | 5 | 1-Program Exposure | TableExposure | Input | #VALUE! | #VALUE! |  | =INDIRECT("TableTranche[Tranche]")
2 | 6 | 1-Program Exposure | TableExposure | Formula | #VALUE! | #VALUE! | #VALUE!
2 | 7 | 1-Program Exposure | TableExposure | Formula | #VALUE! | #VALUE! | #VALUE!
2 | 8 | 1-Program Exposure | TableExposure | Input | #VALUE! | #VALUE!
2 | 9 | 1-Program Exposure | TableExposure | Input | #VALUE! | #VALUE!
2 | 10 | 1-Program Exposure | TableExposure | Input | #VALUE! | #VALUE!
2 | 11 | 1-Program Exposure | TableExposure | Input | #VALUE! | #VALUE!
2 | 12 | 1-Program Exposure | TableExposure | Input | #VALUE! | #VALUE!
2 | 13 | 1-Program Exposure | TableExposure | Input | #VALUE! | #VALUE!
2 | 14 | 1-Program Exposure | TableExposure | Input | #VALUE! | #VALUE!
2 | 15 | 1-Program Exposure | TableExposure | Input | #VALUE! | #VALUE! |  | =INDIRECT("TableProgExpDropdown[Program Exposure Options]")
2 | 16 | 1-Program Exposure | TableExposure | Optional Input | #VALUE! | #VALUE!
2 | 17 | 1-Program Exposure | TableExposure | Optional Input | #VALUE! | #VALUE!
2 | 18 | 1-Program Exposure | TableExposure | Optional Input | #VALUE! | #VALUE!
2 | 19 | 1-Program Exposure | TableExposure | Optional Input | #VALUE! | #VALUE!
2 | 20 | 1-Program Exposure | TableExposure | Optional Input | #VALUE! | #VALUE!
2 | 21 | 1-Program Exposure | TableExposure | Optional Input | #VALUE! | #VALUE!
2 | 22 | 1-Program Exposure | TableExposure | Optional Input | #VALUE! | #VALUE!
2 | 23 | 1-Program Exposure | TableExposure | Optional Input | #VALUE! | #VALUE!
2 | 24 | 1-Program Exposure | TableExposure | Optional Input | #VALUE! | #VALUE!
2 | 25 | 1-Program Exposure | TableExposure | Optional Input | #VALUE! | #VALUE!
2 | 26 | 1-Program Exposure | TableExposure | Error Check | #VALUE! | #VALUE! | #VALUE! |  | No Blank | Red font if there is Error
2 | 27 | 1-Program Exposure | TableExposure | Formula | #VALUE! | #VALUE! | #VALUE!
3 | 1 | 2-Program Cost | TableProgSpend | Formula | #VALUE! | #VALUE! | #VALUE!
3 | 2 | 2-Program Cost | TableProgSpend | Formula | #VALUE! | #VALUE! | #VALUE!
3 | 3 | 2-Program Cost | TableProgSpend | Input | #VALUE! | #VALUE! |  | =INDIRECT("TableSummary[Program]")
3 | 4 | 2-Program Cost | TableProgSpend | Input | #VALUE! | #VALUE!
3 | 5 | 2-Program Cost | TableProgSpend | Input | #VALUE! | #VALUE!
3 | 6 | 2-Program Cost | TableProgSpend | Input | #VALUE! | #VALUE!
3 | 7 | 2-Program Cost | TableProgSpend | Input | #VALUE! | #VALUE!
3 | 8 | 2-Program Cost | TableProgSpend | Input | #VALUE! | #VALUE!
3 | 9 | 2-Program Cost | TableProgSpend | Input | #VALUE! | #VALUE!
3 | 10 | 2-Program Cost | TableProgSpend | Input | #VALUE! | #VALUE!
3 | 11 | 2-Program Cost | TableProgSpend | Input | #VALUE! | #VALUE!
3 | 12 | 2-Program Cost | TableProgSpend | Input | #VALUE! | #VALUE!
3 | 13 | 2-Program Cost | TableProgSpend | Input | #VALUE! | #VALUE!
3 | 14 | 2-Program Cost | TableProgSpend | Input | #VALUE! | #VALUE!
3 | 15 | 2-Program Cost | TableProgSpend | Input | #VALUE! | #VALUE!
3 | 16 | 2-Program Cost | TableProgSpend | Input | #VALUE! | #VALUE!
3 | 17 | 2-Program Cost | TableProgSpend | Input | #VALUE! | #VALUE!
3 | 18 | 2-Program Cost | TableProgSpend | Input | #VALUE! | #VALUE!
3 | 19 | 2-Program Cost | TableProgSpend | Input | #VALUE! | #VALUE!
3 | 20 | 2-Program Cost | TableProgSpend | Formula | #VALUE! | #VALUE! | #VALUE! |  | =SUM($F9:$L9)=0 | Condition on if there is CapEX. If CapEX exists, then PVRR Multipliers are applicable. Otherwise, not applicable.
3 | 21 | 2-Program Cost | TableProgSpend | Input | #VALUE! | #VALUE! |  |  | =SUM($F9:$L9)=0 =$T9<>"Custom" | Condition on if there is CapEX and if the Asset Type is "Custom". If so, then PVRR Multipliers are applicable. Otherwise, not applicable.
3 | 22 | 2-Program Cost | TableProgSpend | Formula | #VALUE! | #VALUE! | #VALUE! |  | =SUM($F9:$L9)=0 | Condition on if there is CapEX. If CapEX exists, then PVRR Multipliers are applicable. Otherwise, not applicable.
3 | 23 | 2-Program Cost | TableProgSpend | Input | #VALUE! | #VALUE! |  |  | =SUM($F9:$L9)=0
3 | 24 | 2-Program Cost | TableProgSpend | Formula | #VALUE! | #VALUE! | #VALUE! |  | =SUM($F9:$L9)=0
3 | 25 | 2-Program Cost | TableProgSpend | Formula | #VALUE! | #VALUE! | #VALUE! |  | =SUM($F9:$L9)=0
3 | 26 | 2-Program Cost | TableProgSpend | Error Check | #VALUE! | #VALUE! | #VALUE! |  | FALSE | Red font if FALSE
3 | 27 | 2-Program Cost | TableProgSpend | Error Check | #VALUE! | #VALUE! | #VALUE! |  | FALSE | Red font if FALSE
3 | 28 | 2-Program Cost | TableProgSpend | Error Check | #VALUE! | #VALUE! | #VALUE! |  | FALSE | Red font if FALSE
4 | 1 | 2-Program Cost | TableTranchSpend | Formula | #VALUE! | #VALUE! | #VALUE!
4 | 2 | 2-Program Cost | TableTranchSpend | Formula | #VALUE! | #VALUE! | #VALUE!
4 | 3 | 2-Program Cost | TableTranchSpend | Input | #VALUE! | #VALUE! |  | =INDIRECT("TableSummary[Program]")
4 | 4 | 2-Program Cost | TableTranchSpend | Input | #VALUE! | #VALUE!
4 | 5 | 2-Program Cost | TableTranchSpend | Input | #VALUE! | #VALUE! |  | =INDIRECT("TableProgCostDropdown[Program Cost Options]")
4 | 6 | 2-Program Cost | TableTranchSpend | Input | #VALUE! | #VALUE! |  | =INDIRECT("TableTranche[Tranche]") | =$F52="% of Total Cost (specify to the right)" | Condition on if Allocation method is set as "% of Total Cost". If it is, need to input the Tranche and allocation % across the years.
4 | 7 | 2-Program Cost | TableTranchSpend | Input | #VALUE! | #VALUE! |  |  | =$F52="% of Total Cost (specify to the right)"
4 | 8 | 2-Program Cost | TableTranchSpend | Input | #VALUE! | #VALUE! |  |  | =$F52="% of Total Cost (specify to the right)"
4 | 9 | 2-Program Cost | TableTranchSpend | Input | #VALUE! | #VALUE! |  |  | =$F52="% of Total Cost (specify to the right)"
4 | 10 | 2-Program Cost | TableTranchSpend | Input | #VALUE! | #VALUE! |  |  | =$F52="% of Total Cost (specify to the right)"
4 | 11 | 2-Program Cost | TableTranchSpend | Input | #VALUE! | #VALUE! |  |  | =$F52="% of Total Cost (specify to the right)"
4 | 12 | 2-Program Cost | TableTranchSpend | Input | #VALUE! | #VALUE! |  |  | =$F52="% of Total Cost (specify to the right)"
4 | 13 | 2-Program Cost | TableTranchSpend | Input | #VALUE! | #VALUE! |  |  | =$F52="% of Total Cost (specify to the right)"
5 | 1 | 3-Eff - Freq Programs | TableFreqPrograms | Formula | #VALUE! | #VALUE! | #VALUE!
5 | 2 | 3-Eff - Freq Programs | TableFreqPrograms | Formula | #VALUE! | #VALUE! | #VALUE!
5 | 3 | 3-Eff - Freq Programs | TableFreqPrograms | Input | #VALUE! | #VALUE! |  | =INDIRECT("TableSummary[Program]")
5 | 4 | 3-Eff - Freq Programs | TableFreqPrograms | Input | #VALUE! | #VALUE! |  | =INDIRECT("Table_RiskNameLookup[Risk/Cross Cutting Factor Name]")
5 | 5 | 3-Eff - Freq Programs | TableFreqPrograms | Input | #VALUE! | #VALUE! |  | =INDIRECT("TableTranche[Tranche]")
5 | 6 | 3-Eff - Freq Programs | TableFreqPrograms | Input | #VALUE! | #VALUE! |  | =INDIRECT("TableDriverSubdriver[Driver]")
5 | 7 | 3-Eff - Freq Programs | TableFreqPrograms | Input | #VALUE! | #VALUE! |  | =INDIRECT("TableDriverSubdriver[Subdriver]")
5 | 8 | 3-Eff - Freq Programs | TableFreqPrograms | Input | #VALUE! | #VALUE! |  | =INDIRECT("TableOutcome[Outcome]")
5 | 9 | 3-Eff - Freq Programs | TableFreqPrograms | Input | #VALUE! | #VALUE!
5 | 10 | 3-Eff - Freq Programs | TableFreqPrograms | Input | #VALUE! | #VALUE! |  |  | =NOT($J8) | If not use qualitative measure, need to input effective rate.
5 | 11 | 3-Eff - Freq Programs | TableFreqPrograms | Input | #VALUE! | #VALUE! |  | =INDIRECT("TableQualFreqEff[Program Category]") | =$J8 | If use qualitative measure, need to input Category and Risk driver primarily due to …
5 | 12 | 3-Eff - Freq Programs | TableFreqPrograms | Input | #VALUE! | #VALUE! |  | =$Z$7:$AC$7 | =$J8
5 | 13 | 3-Eff - Freq Programs | TableFreqPrograms | Input | #VALUE! | #VALUE! |  |  | =$J8
5 | 14 | 3-Eff - Freq Programs | TableFreqPrograms | Formula | #VALUE! | #VALUE! | #VALUE! |  | =$J8
5 | 15 | 3-Eff - Freq Programs | TableFreqPrograms | Formula | #VALUE! | #VALUE! | #VALUE! |  | =$J8
5 | 16 | 3-Eff - Freq Programs | TableFreqPrograms | Formula | #VALUE! | #VALUE! | #VALUE!
5 | 17 | 3-Eff - Freq Programs | TableFreqPrograms | Input | #VALUE! | #VALUE!
5 | 18 | 3-Eff - Freq Programs | TableFreqPrograms | Input | #VALUE! | #VALUE!
5 | 19 | 3-Eff - Freq Programs | TableFreqPrograms | Input | #VALUE! | #VALUE!
5 | 20 | 3-Eff - Freq Programs | TableFreqPrograms | Input | #VALUE! | #VALUE!
5 | 21 | 3-Eff - Freq Programs | TableFreqPrograms | Formula | #VALUE! | #VALUE! | #VALUE!
5 | 22 | 3-Eff - Freq Programs | TableFreqPrograms | Formula | #VALUE! | #VALUE! | #VALUE!
6 | 1 | 4-Eff - Conseq Programs | TableConseqPrograms | Formula | #VALUE! | #VALUE! | #VALUE!
6 | 2 | 4-Eff - Conseq Programs | TableConseqPrograms | Formula | #VALUE! | #VALUE! | #VALUE!
6 | 3 | 4-Eff - Conseq Programs | TableConseqPrograms | Input | #VALUE! | #VALUE! |  | =INDIRECT("TableSummary[Program]")
6 | 4 | 4-Eff - Conseq Programs | TableConseqPrograms | Input | #VALUE! | #VALUE! |  | =INDIRECT("Table_RiskNameLookup[Risk/Cross Cutting Factor Name]")
6 | 5 | 4-Eff - Conseq Programs | TableConseqPrograms | Input | #VALUE! | #VALUE! |  | =INDIRECT("TableTranche[Tranche]")
6 | 6 | 4-Eff - Conseq Programs | TableConseqPrograms | Input | #VALUE! | #VALUE! |  | =INDIRECT("TableOutcome[Outcome]")
6 | 7 | 4-Eff - Conseq Programs | TableConseqPrograms | Input | #VALUE! | #VALUE!
6 | 8 | 4-Eff - Conseq Programs | TableConseqPrograms | Input | #VALUE! | #VALUE!
6 | 9 | 4-Eff - Conseq Programs | TableConseqPrograms | Input | #VALUE! | #VALUE! |  |  | =NOT($I8) | If not use qualitative measure, need to input effective rate.
6 | 10 | 4-Eff - Conseq Programs | TableConseqPrograms | Input | #VALUE! | #VALUE! |  | =INDIRECT("TableQualConseqEff[Control Program Category]") | =$I8 | If use qualitative measure, need to input Category and Consequence develops …
6 | 11 | 4-Eff - Conseq Programs | TableConseqPrograms | Input | #VALUE! | #VALUE! |  | =$AA$7:$AB$7 | =$I8
6 | 12 | 4-Eff - Conseq Programs | TableConseqPrograms | Input | #VALUE! | #VALUE! |  |  | =$I8
6 | 13 | 4-Eff - Conseq Programs | TableConseqPrograms | Formula | #VALUE! | #VALUE! | #VALUE! |  | =$I8
6 | 14 | 4-Eff - Conseq Programs | TableConseqPrograms | Formula | #VALUE! | #VALUE! | #VALUE! |  | =$I8
6 | 15 | 4-Eff - Conseq Programs | TableConseqPrograms | Formula | #VALUE! | #VALUE! | #VALUE!
6 | 16 | 4-Eff - Conseq Programs | TableConseqPrograms | Input | #VALUE! | #VALUE!
6 | 17 | 4-Eff - Conseq Programs | TableConseqPrograms | Input | #VALUE! | #VALUE!
6 | 18 | 4-Eff - Conseq Programs | TableConseqPrograms | Input | #VALUE! | #VALUE!
6 | 19 | 4-Eff - Conseq Programs | TableConseqPrograms | Input | #VALUE! | #VALUE!
6 | 20 | 4-Eff - Conseq Programs | TableConseqPrograms | Formula | #VALUE! | #VALUE! | #VALUE!
6 | 21 | 4-Eff - Conseq Programs | TableConseqPrograms | Formula | #VALUE! | #VALUE! | #VALUE!

## Summary of Programs
Pacific Gas and Electric Company
2022 WMP
Control and Mitigation Program Workpaper
| RISK Name: | Wildfire
| RISK ID: | WLDFR
| Total mitigations: | 4
| Total controls: | 2
* When reference is made to "PSPS_RSE Input File_v2.2_EO_WLDFR_Template.xlsx", refer to attachment 2022-02-25_PGE_2022_WMP-Update_R0_Section 7.3.a_Atch09
Program ID | Program | Mitigation or Control? | MAT or MWC | Program Description* | Modifying Likelihood of Failure (LOF) or Consequence of Failure (COF) | Risk Drivers and/or Consequences being addressed by Program | Year(s) of Implementation | Justification for Effectiveness % | Benefit Length | Justification for Benefit Length | Assumptions / Comments | Mitigation Program Count | Control Program Count
7.3.6.1 | 7.3.6.1 Automatic recloser operations | Control |  | Designing and executing protocols to deactivate automatic reclosers based on local conditions for ignition probability and wildfire consequence | COF | Risk reduction not quantified. Initiative does not currently capture data determined to be usable for RSE calculation. | Risk reduction not quantified. Initiative does not currently capture data determined to be usable for RSE calculation. | Risk reduction not quantified. Initiative does not currently capture data determined to be usable for RSE calculation. | Risk reduction not quantified. Initiative does not currently capture data determined to be usable for RSE calculation. | Risk reduction not quantified. Initiative does not currently capture data determined to be usable for RSE calculation. |  | 0 | 1
7.3.6.2 | 7.3.6.2 Crew-accompanying ignition prevention and suppression resources and services | Mitigation |  | Those firefighting staff and equipment (such as fire suppression engines and trailers, firefighting hose, valves, and water) that are deployed with construction crews and other electric workers to provide site-specific fire prevention and ignition mitigation during on-site work | COF | Consequence - Financial | Ongoing | Refer tab "7.3.6.2_Effectiveness" | 1 year | SIPT crews treat poles before a wildfire to prevent them from being damaged during the wildfire. The benefit length is when the wildfire occurs. |  | 1 | 1
7.3.6.3 | 7.3.6.3 Personnel work procedures and training in conditions of elevated fire risk | Control |  | Work activity guidelines that designate what type of work can be performed during operating conditions of different levels of wildfire risk. Training for personnel on these guidelines and the procedures they prescribe, from normal operating procedures to increased mitigation measures to constraints on work performed |  | Risk reduction not quantified. Foundational Initiative, for which distinct financial and quantification data not currently available. | Risk reduction not quantified. Foundational Initiative, for which distinct financial and quantification data not currently available. | Risk reduction not quantified. Foundational Initiative, for which distinct financial and quantification data not currently available. | Risk reduction not quantified. Foundational Initiative, for which distinct financial and quantification data not currently available. | Risk reduction not quantified. Foundational Initiative, for which distinct financial and quantification data not currently available. |  | 1 | 2
7.3.6.4-D | 7.3.6.4-D Protocols for PSPS re-energization, Distribution | Mitigation |  | Refer to "PSPS_RSE Input File_v2.2_EO_WLDFR_Template.xlsx" | Refer to "PSPS_RSE Input File_v2.2_EO_WLDFR_Template.xlsx" | Refer to "PSPS_RSE Input File_v2.2_EO_WLDFR_Template.xlsx" | Refer to "PSPS_RSE Input File_v2.2_EO_WLDFR_Template.xlsx" | Refer to "PSPS_RSE Input File_v2.2_EO_WLDFR_Template.xlsx" | Refer to "PSPS_RSE Input File_v2.2_EO_WLDFR_Template.xlsx" | Refer to "PSPS_RSE Input File_v2.2_EO_WLDFR_Template.xlsx" |  | 1 | 0
7.3.6.4-T | 7.3.6.4-T Protocols for PSPS re-energization, Transmission | Mitigation |  | Refer to "PSPS_RSE Input File_v2.2_EO_WLDFR_Template.xlsx" | Refer to "PSPS_RSE Input File_v2.2_EO_WLDFR_Template.xlsx" | Refer to "PSPS_RSE Input File_v2.2_EO_WLDFR_Template.xlsx" | Refer to "PSPS_RSE Input File_v2.2_EO_WLDFR_Template.xlsx" | Refer to "PSPS_RSE Input File_v2.2_EO_WLDFR_Template.xlsx" | Refer to "PSPS_RSE Input File_v2.2_EO_WLDFR_Template.xlsx" | Refer to "PSPS_RSE Input File_v2.2_EO_WLDFR_Template.xlsx" |  | 2 | 0
7.3.6.5-D | 7.3.6.5-D PSPS events and mitigation of PSPS impacts , Distribution | Mitigation |  | Designing, executing, and improving upon protocols to conduct PSPS events, including development of advanced methodologies to determine when to use PSPS, and to mitigate the impact of PSPS events on affected customers and local residents. |  | Risk reduction not quantified. Initiative does not currently capture data determined to be usable for RSE calculation. | Risk reduction not quantified. Initiative does not currently capture data determined to be usable for RSE calculation. | Risk reduction not quantified. Initiative does not currently capture data determined to be usable for RSE calculation. | Risk reduction not quantified. Initiative does not currently capture data determined to be usable for RSE calculation. | Risk reduction not quantified. Initiative does not currently capture data determined to be usable for RSE calculation. |  | 3 | 0
7.3.6.5-T | 7.3.6.5-T PSPS events and mitigation of PSPS impacts , Transmission | Mitigation |  | Designing, executing, and improving upon protocols to conduct PSPS events, including development of advanced methodologies to determine when to use PSPS, and to mitigate the impact of PSPS events on affected customers and local residents. |  | Risk reduction not quantified. Initiative does not currently capture data determined to be usable for RSE calculation. | Risk reduction not quantified. Initiative does not currently capture data determined to be usable for RSE calculation. | Risk reduction not quantified. Initiative does not currently capture data determined to be usable for RSE calculation. | Risk reduction not quantified. Initiative does not currently capture data determined to be usable for RSE calculation. | Risk reduction not quantified. Initiative does not currently capture data determined to be usable for RSE calculation. |  | 3 | 0
7.3.6.6 | 7.3.6.6 Stationed and on-call ignition prevention and suppression resources and services | Mitigation |  | Firefighting staff and equipment (such as fire suppression engines and trailers, firefighting hose, valves, firefighting foam, chemical extinguishing agent, and water) stationed at utility facilities and/or standing by to respond to calls for fire suppression assistance. PG&E’s Safety and Infrastructure Protection Team (SIPT) performs this activity | COF | Consequence - Financial | Ongoing | Refer tab "7.3.6.6_Effectiveness" | 1 year | SIPT crews treat poles before a wildfire to prevent them from being damaged during the wildfire. The benefit length is when the wildfire occurs. |  | 4 | 0
7.3.6.7 | 7.3.6.7 Aviation Support | Mitigation |  | Refer to "PSPS_RSE Input File_v2.2_EO_WLDFR_Template.xlsx" | Refer to "PSPS_RSE Input File_v2.2_EO_WLDFR_Template.xlsx" | Refer to "PSPS_RSE Input File_v2.2_EO_WLDFR_Template.xlsx" | Refer to "PSPS_RSE Input File_v2.2_EO_WLDFR_Template.xlsx" | Refer to "PSPS_RSE Input File_v2.2_EO_WLDFR_Template.xlsx" | Refer to "PSPS_RSE Input File_v2.2_EO_WLDFR_Template.xlsx" | Refer to "PSPS_RSE Input File_v2.2_EO_WLDFR_Template.xlsx" |  | 3 | 0
7.3.6.8 | 7.3.6.8 Protective equipment and device settings | Mitigation |  | The utility’s procedures for adjusting the sensitivity of grid elements to reduce wildfire risk, other than automatic reclosers (such as circuit breakers, switches, etc.). For example, PG&E’s Fast Trip Settings |  | All | Ongoing |  | 1 Year |  |  | 4 | 0

## 1-Program Exposure
Program Exposure | [7 empty] | 55300 | 68.52% | 90%
For each program, specify either the units of exposure (as defined in the Risk Model Input file), or the fraction of the total tranche exposure, to which the program applies | [7 empty] | 171.2 | 31.48% |  |  |  | 1000
If the exposure number applies all tranches, leave the 'Tranche' column blank and include only one line in the table below |  |  |  |  | 0.6738% |  |  | 6928.8
The tranche names in this table must match identically to the tranche names in the Risk Model Input File |  |  | 203564781.34
| Exposure Table |  |  |  | 7181*85%
| Program ID | Type | Program | Risk (for Cross Cutter only) | Tranche | Tranche Exposure | Tranche Exposure Unit | Program Exposure 2020 | Program Exposure 2021 | Program Exposure 2022 | Program Exposure 2023 | Program Exposure 2024 | Program Exposure 2025 | Program Exposure 2026 | Unit for Program Exposure | Work Units 2020 | Work Units 2021 | Work Units 2022 | Work Units 2023 | Work Units 2024 | Work Units 2025 | Work Units 2026 | Unit for work units | Explanation of relationship between different units | Other Note | Flag for modeler | Risk ID
| 7.3.6.2 | Mitigation | 7.3.6.2 Crew-accompanying ignition prevention and suppression resources and services |  | HFTD - All | 31327.1594 | Miles | 10% | 10% | 10% | 10% |  |  |  | % of tranche exposure | [9 empty] | SIPT coverage during fire season is 10% of HFTD |  | WLDFR
| 7.3.6.6 | Mitigation | 7.3.6.6 Stationed and on-call ignition prevention and suppression resources and services |  | HFTD - All | 31327.1594 | Miles | 10% | 10% | 10% | 10% |  |  |  | % of tranche exposure | [9 empty] | SIPT coverage during fire season is 10% of HFTD |  | WLDFR
| 7.3.6.8 | Mitigation | 7.3.6.8 Protective equipment and device settings |  | HFTD - Distribution - Tier 2 - 1QU CoRE ¦ 1QU LoRE | 163.6441 | Miles |  |  | 163.6441 | 163.6441 |  |  |  | Exposure unit | [11 empty] | WLDFR
| 7.3.6.8 | Mitigation | 7.3.6.8 Protective equipment and device settings |  | HFTD - Distribution - Tier 2 - 1QU CoRE ¦ 2QU LoRE | 353.5334 | Miles |  |  | 353.5334 | 353.5334 |  |  |  | Exposure unit | [11 empty] | WLDFR
| 7.3.6.8 | Mitigation | 7.3.6.8 Protective equipment and device settings |  | HFTD - Distribution - Tier 2 - 1QU CoRE ¦ 3QU LoRE | 1013.9529 | Miles |  |  | 1013.9529 | 1013.9529 |  |  |  | Exposure unit | [11 empty] | WLDFR
| 7.3.6.8 | Mitigation | 7.3.6.8 Protective equipment and device settings |  | HFTD - Distribution - Tier 2 - 1QU CoRE ¦ 4QU LoRE | 1483.0022 | Miles |  |  | 1483.0022 | 1483.0022 |  |  |  | Exposure unit | [11 empty] | WLDFR
| 7.3.6.8 | Mitigation | 7.3.6.8 Protective equipment and device settings |  | HFTD - Distribution - Tier 2 - 1QU CoRE ¦ 5QU LoRE | 1601.5759 | Miles |  |  | 1601.5759 | 1601.5759 |  |  |  | Exposure unit | [11 empty] | WLDFR
| 7.3.6.8 | Mitigation | 7.3.6.8 Protective equipment and device settings |  | HFTD - Distribution - Tier 2 - 2QU CoRE ¦ 1QU LoRE | 193.7699 | Miles |  |  | 193.7699 | 193.7699 |  |  |  | Exposure unit | [11 empty] | WLDFR
| 7.3.6.8 | Mitigation | 7.3.6.8 Protective equipment and device settings |  | HFTD - Distribution - Tier 2 - 2QU CoRE ¦ 2QU LoRE | 543.1039 | Miles |  |  | 543.1039 | 543.1039 |  |  |  | Exposure unit | [11 empty] | WLDFR
| 7.3.6.8 | Mitigation | 7.3.6.8 Protective equipment and device settings |  | HFTD - Distribution - Tier 2 - 2QU CoRE ¦ 3QU LoRE | 946.5765 | Miles |  |  | 946.5765 | 946.5765 |  |  |  | Exposure unit | [11 empty] | WLDFR
| 7.3.6.8 | Mitigation | 7.3.6.8 Protective equipment and device settings |  | HFTD - Distribution - Tier 2 - 2QU CoRE ¦ 4QU LoRE | 1078.9824 | Miles |  |  | 1078.9824 | 1078.9824 |  |  |  | Exposure unit | [11 empty] | WLDFR
| 7.3.6.8 | Mitigation | 7.3.6.8 Protective equipment and device settings |  | HFTD - Distribution - Tier 2 - 2QU CoRE ¦ 5QU LoRE | 1464.9153 | Miles |  |  | 1464.9153 | 1464.9153 |  |  |  | Exposure unit | [11 empty] | WLDFR
| 7.3.6.8 | Mitigation | 7.3.6.8 Protective equipment and device settings |  | HFTD - Distribution - Tier 2 - 3QU CoRE ¦ 1QU LoRE | 489.6273 | Miles |  |  | 489.6273 | 489.6273 |  |  |  | Exposure unit | [11 empty] | WLDFR
| 7.3.6.8 | Mitigation | 7.3.6.8 Protective equipment and device settings |  | HFTD - Distribution - Tier 2 - 3QU CoRE ¦ 2QU LoRE | 791.1377 | Miles |  |  | 791.1377 | 791.1377 |  |  |  | Exposure unit | [11 empty] | WLDFR
| 7.3.6.8 | Mitigation | 7.3.6.8 Protective equipment and device settings |  | HFTD - Distribution - Tier 2 - 3QU CoRE ¦ 3QU LoRE | 791.1875 | Miles |  |  | 791.1875 | 791.1875 |  |  |  | Exposure unit | [11 empty] | WLDFR
| 7.3.6.8 | Mitigation | 7.3.6.8 Protective equipment and device settings |  | HFTD - Distribution - Tier 2 - 3QU CoRE ¦ 4QU LoRE | 741.5879 | Miles |  |  | 741.5879 | 741.5879 |  |  |  | Exposure unit | [11 empty] | WLDFR
| 7.3.6.8 | Mitigation | 7.3.6.8 Protective equipment and device settings |  | HFTD - Distribution - Tier 2 - 3QU CoRE ¦ 5QU LoRE | 715.8465 | Miles |  |  | 715.8465 | 715.8465 |  |  |  | Exposure unit | [11 empty] | WLDFR
| 7.3.6.8 | Mitigation | 7.3.6.8 Protective equipment and device settings |  | HFTD - Distribution - Tier 2 - 4QU CoRE ¦ 1QU LoRE | 772.1066 | Miles |  |  | 772.1066 | 772.1066 |  |  |  | Exposure unit | [11 empty] | WLDFR
| 7.3.6.8 | Mitigation | 7.3.6.8 Protective equipment and device settings |  | HFTD - Distribution - Tier 2 - 4QU CoRE ¦ 2QU LoRE | 522.2177 | Miles |  |  | 522.2177 | 522.2177 |  |  |  | Exposure unit | [11 empty] | WLDFR
| 7.3.6.8 | Mitigation | 7.3.6.8 Protective equipment and device settings |  | HFTD - Distribution - Tier 2 - 4QU CoRE ¦ 3QU LoRE | 750.2287 | Miles |  |  | 750.2287 | 750.2287 |  |  |  | Exposure unit | [11 empty] | WLDFR
| 7.3.6.8 | Mitigation | 7.3.6.8 Protective equipment and device settings |  | HFTD - Distribution - Tier 2 - 4QU CoRE ¦ 4QU LoRE | 696.1473 | Miles |  |  | 696.1473 | 696.1473 |  |  |  | Exposure unit | [11 empty] | WLDFR
| 7.3.6.8 | Mitigation | 7.3.6.8 Protective equipment and device settings |  | HFTD - Distribution - Tier 2 - 4QU CoRE ¦ 5QU LoRE | 470.836 | Miles |  |  | 470.836 | 470.836 |  |  |  | Exposure unit | [11 empty] | WLDFR
| 7.3.6.8 | Mitigation | 7.3.6.8 Protective equipment and device settings |  | HFTD - Distribution - Tier 2 - 5QU CoRE ¦ 1QU LoRE | 752.6401 | Miles |  |  | 752.6401 | 752.6401 |  |  |  | Exposure unit | [11 empty] | WLDFR
| 7.3.6.8 | Mitigation | 7.3.6.8 Protective equipment and device settings |  | HFTD - Distribution - Tier 2 - 5QU CoRE ¦ 2QU LoRE | 768.4668 | Miles |  |  | 768.4668 | 768.4668 |  |  |  | Exposure unit | [11 empty] | WLDFR
| 7.3.6.8 | Mitigation | 7.3.6.8 Protective equipment and device settings |  | HFTD - Distribution - Tier 2 - 5QU CoRE ¦ 3QU LoRE | 467.0501 | Miles |  |  | 467.0501 | 467.0501 |  |  |  | Exposure unit | [11 empty] | WLDFR
| 7.3.6.8 | Mitigation | 7.3.6.8 Protective equipment and device settings |  | HFTD - Distribution - Tier 2 - 5QU CoRE ¦ 4QU LoRE | 347.2658 | Miles |  |  | 347.2658 | 347.2658 |  |  |  | Exposure unit | [11 empty] | WLDFR
| 7.3.6.8 | Mitigation | 7.3.6.8 Protective equipment and device settings |  | HFTD - Distribution - Tier 2 - 5QU CoRE ¦ 5QU LoRE | 406.8993 | Miles |  |  | 406.8993 | 406.8993 |  |  |  | Exposure unit | [11 empty] | WLDFR
| 7.3.6.8 | Mitigation | 7.3.6.8 Protective equipment and device settings |  | HFTD - Distribution - Tier 3 - 1QU CoRE ¦ 1QU LoRE | 58.7222 | Miles |  |  | 58.7222 | 58.7222 |  |  |  | Exposure unit | [11 empty] | WLDFR
| 7.3.6.8 | Mitigation | 7.3.6.8 Protective equipment and device settings |  | HFTD - Distribution - Tier 3 - 1QU CoRE ¦ 2QU LoRE | 156.5661 | Miles |  |  | 156.5661 | 156.5661 |  |  |  | Exposure unit | [11 empty] | WLDFR
| 7.3.6.8 | Mitigation | 7.3.6.8 Protective equipment and device settings |  | HFTD - Distribution - Tier 3 - 1QU CoRE ¦ 3QU LoRE | 56.2394 | Miles |  |  | 56.2394 | 56.2394 |  |  |  | Exposure unit | [11 empty] | WLDFR
| 7.3.6.8 | Mitigation | 7.3.6.8 Protective equipment and device settings |  | HFTD - Distribution - Tier 3 - 1QU CoRE ¦ 4QU LoRE | 111.286 | Miles |  |  | 111.286 | 111.286 |  |  |  | Exposure unit | [11 empty] | WLDFR
| 7.3.6.8 | Mitigation | 7.3.6.8 Protective equipment and device settings |  | HFTD - Distribution - Tier 3 - 1QU CoRE ¦ 5QU LoRE | 65.8407 | Miles |  |  | 65.8407 | 65.8407 |  |  |  | Exposure unit | [11 empty] | WLDFR
| 7.3.6.8 | Mitigation | 7.3.6.8 Protective equipment and device settings |  | HFTD - Distribution - Tier 3 - 2QU CoRE ¦ 1QU LoRE | 184.1265 | Miles |  |  | 184.1265 | 184.1265 |  |  |  | Exposure unit | [11 empty] | WLDFR
| 7.3.6.8 | Mitigation | 7.3.6.8 Protective equipment and device settings |  | HFTD - Distribution - Tier 3 - 2QU CoRE ¦ 2QU LoRE | 264.4574 | Miles |  |  | 264.4574 | 264.4574 |  |  |  | Exposure unit | [11 empty] | WLDFR
| 7.3.6.8 | Mitigation | 7.3.6.8 Protective equipment and device settings |  | HFTD - Distribution - Tier 3 - 2QU CoRE ¦ 3QU LoRE | 279.2931 | Miles |  |  | 279.2931 | 279.2931 |  |  |  | Exposure unit | [11 empty] | WLDFR
| 7.3.6.8 | Mitigation | 7.3.6.8 Protective equipment and device settings |  | HFTD - Distribution - Tier 3 - 2QU CoRE ¦ 4QU LoRE | 108.7427 | Miles |  |  | 108.7427 | 108.7427 |  |  |  | Exposure unit | [11 empty] | WLDFR
| 7.3.6.8 | Mitigation | 7.3.6.8 Protective equipment and device settings |  | HFTD - Distribution - Tier 3 - 2QU CoRE ¦ 5QU LoRE | 22.7224 | Miles |  |  | 22.7224 | 22.7224 |  |  |  | Exposure unit | [11 empty] | WLDFR
| 7.3.6.8 | Mitigation | 7.3.6.8 Protective equipment and device settings |  | HFTD - Distribution - Tier 3 - 3QU CoRE ¦ 1QU LoRE | 423.2024 | Miles |  |  | 423.2024 | 423.2024 |  |  |  | Exposure unit | [11 empty] | WLDFR
| 7.3.6.8 | Mitigation | 7.3.6.8 Protective equipment and device settings |  | HFTD - Distribution - Tier 3 - 3QU CoRE ¦ 2QU LoRE | 595.3479 | Miles |  |  | 595.3479 | 595.3479 |  |  |  | Exposure unit | [11 empty] | WLDFR
| 7.3.6.8 | Mitigation | 7.3.6.8 Protective equipment and device settings |  | HFTD - Distribution - Tier 3 - 3QU CoRE ¦ 3QU LoRE | 215.5262 | Miles |  |  | 215.5262 | 215.5262 |  |  |  | Exposure unit | [11 empty] | WLDFR
| 7.3.6.8 | Mitigation | 7.3.6.8 Protective equipment and device settings |  | HFTD - Distribution - Tier 3 - 3QU CoRE ¦ 4QU LoRE | 223.3454 | Miles |  |  | 223.3454 | 223.3454 |  |  |  | Exposure unit | [11 empty] | WLDFR
| 7.3.6.8 | Mitigation | 7.3.6.8 Protective equipment and device settings |  | HFTD - Distribution - Tier 3 - 3QU CoRE ¦ 5QU LoRE | 134.3564 | Miles |  |  | 134.3564 | 134.3564 |  |  |  | Exposure unit | [11 empty] | WLDFR
| 7.3.6.8 | Mitigation | 7.3.6.8 Protective equipment and device settings |  | HFTD - Distribution - Tier 3 - 4QU CoRE ¦ 1QU LoRE | 607.6134 | Miles |  |  | 607.6134 | 607.6134 |  |  |  | Exposure unit | [11 empty] | WLDFR
| 7.3.6.8 | Mitigation | 7.3.6.8 Protective equipment and device settings |  | HFTD - Distribution - Tier 3 - 4QU CoRE ¦ 2QU LoRE | 572.0063 | Miles |  |  | 572.0063 | 572.0063 |  |  |  | Exposure unit | [11 empty] | WLDFR
| 7.3.6.8 | Mitigation | 7.3.6.8 Protective equipment and device settings |  | HFTD - Distribution - Tier 3 - 4QU CoRE ¦ 3QU LoRE | 384.7705 | Miles |  |  | 384.7705 | 384.7705 |  |  |  | Exposure unit | [11 empty] | WLDFR
| 7.3.6.8 | Mitigation | 7.3.6.8 Protective equipment and device settings |  | HFTD - Distribution - Tier 3 - 4QU CoRE ¦ 4QU LoRE | 202.884 | Miles |  |  | 202.884 | 202.884 |  |  |  | Exposure unit | [11 empty] | WLDFR
| 7.3.6.8 | Mitigation | 7.3.6.8 Protective equipment and device settings |  | HFTD - Distribution - Tier 3 - 4QU CoRE ¦ 5QU LoRE | 117.3278 | Miles |  |  | 117.3278 | 117.3278 |  |  |  | Exposure unit | [11 empty] | WLDFR
| 7.3.6.8 | Mitigation | 7.3.6.8 Protective equipment and device settings |  | HFTD - Distribution - Tier 3 - 5QU CoRE ¦ 1QU LoRE | 1430.0123 | Miles |  |  | 1430.0123 | 1430.0123 |  |  |  | Exposure unit | [11 empty] | WLDFR
| 7.3.6.8 | Mitigation | 7.3.6.8 Protective equipment and device settings |  | HFTD - Distribution - Tier 3 - 5QU CoRE ¦ 2QU LoRE | 527.1275 | Miles |  |  | 527.1275 | 527.1275 |  |  |  | Exposure unit | [11 empty] | WLDFR
| 7.3.6.8 | Mitigation | 7.3.6.8 Protective equipment and device settings |  | HFTD - Distribution - Tier 3 - 5QU CoRE ¦ 3QU LoRE | 190.7177 | Miles |  |  | 190.7177 | 190.7177 |  |  |  | Exposure unit | [11 empty] | WLDFR
| 7.3.6.8 | Mitigation | 7.3.6.8 Protective equipment and device settings |  | HFTD - Distribution - Tier 3 - 5QU CoRE ¦ 4QU LoRE | 95.1547 | Miles |  |  | 95.1547 | 95.1547 |  |  |  | Exposure unit | [11 empty] | WLDFR
| 7.3.6.8 | Mitigation | 7.3.6.8 Protective equipment and device settings |  | HFTD - Distribution - Tier 3 - 5QU CoRE ¦ 5QU LoRE | 97.3625 | Miles |  |  | 97.3625 | 97.3625 |  |  |  | Exposure unit | [11 empty] | WLDFR
| 7.3.6.8 | Mitigation | 7.3.6.8 Protective equipment and device settings |  | HFTD - Distribution - Zone 1 - 1QU CoRE ¦ 5QU LoRE | 0.18783 | Miles |  |  | 0.18783 | 0.18783 |  |  |  | Exposure unit | [11 empty] | WLDFR
| 7.3.6.8 | Mitigation | 7.3.6.8 Protective equipment and device settings |  | HFTD - Distribution - Zone 1 - 4QU CoRE ¦ 1QU LoRE | 0.13442 | Miles |  |  | 0.13442 | 0.13442 |  |  |  | Exposure unit | [11 empty] | WLDFR
| 7.3.6.8 | Mitigation | 7.3.6.8 Protective equipment and device settings |  | HFTD - Distribution - Zone 1 - 5QU CoRE ¦ 1QU LoRE | 10.0154 | Miles |  |  | 10.0154 | 10.0154 |  |  |  | Exposure unit | [11 empty] | WLDFR
| 7.3.6.8 | Mitigation | 7.3.6.8 Protective equipment and device settings |  | HFTD - Distribution - Zone 1 - 5QU CoRE ¦ 4QU LoRE | 0.27822 | Miles |  |  | 0.27822 | 0.27822 |  |  |  | Exposure unit | [11 empty] | WLDFR

## 2-Program Cost
Program Spend from Control File
Program ID | Type | Program | MAT (optional) | CapEx USD 2020 | CapEx USD 2021 | CapEx USD 2022 | CapEx USD 2023 | CapEx USD 2024 | CapEx USD 2025 | CapEx USD 2026 | OpEx USD 2020 | OpEx USD 2021 | OpEx USD 2022 | OpEx USD 2023 | OpEx USD 2024 | OpEx USD 2025 | OpEx USD 2026 | Asset Type | Generic Capital PVRR Multiplier | Custom Capital PVRR Multiplier | Generic Lifetime Incremental O&M PVRR Multiplier | Custom Lifetime Incremental O&M PVRR Multiplier (optional; specify if 0) | Lifetime Incremental O&M PVRR Multiplier | PVRR Multiplier | In Exposure tab? | In Allocation table | In Eff Table
7.3.6.2 | Mitigation | 7.3.6.2 Crew-accompanying ignition prevention and suppression resources and services |  | 752355.126 | 35123.298 | 690037.68 | 143499.4747 |  |  |  | 9205141.584 | 10267207.626 | 14524014.9396 | 15083277.912 |  |  |  |  | #N/A |  | #N/A |  | #N/A | 0 | 1 | 1 | 1
7.3.6.6 | Mitigation | 7.3.6.6 Stationed and on-call ignition prevention and suppression resources and services |  | 250785.042 | 11707.766 | 230012.56 | 47833.1582 |  |  |  | 3068380.528 | 3422402.542 | 4841338.3132 | 5027759.304 |  |  |  |  | #N/A |  | #N/A |  | #N/A | 0 | 1 | 1 | 1
7.3.6.8 | Mitigation | 7.3.6.8 Protective equipment and device settings | [10 empty] | 148921000 | 151128764.6 |  |  |  | Electric distribution (<69kV) - Overhead | [5 empty] | 0 | 1 | 1 | 1
Program Spend Allocation to Tranches
Program ID | Type | Program | MAT (optional) | Allocation method | Tranche | Spend USD 2020 | Spend USD 2021 | Spend USD 2022 | Spend USD 2023 | Spend USD 2024 | Spend USD 2025 | Spend USD 2026
7.3.6.2 | Mitigation | 7.3.6.2 Crew-accompanying ignition prevention and suppression resources and services |  | prorate by Program Exposure
7.3.6.6 | Mitigation | 7.3.6.6 Stationed and on-call ignition prevention and suppression resources and services |  | prorate by Program Exposure
7.3.6.8 | Mitigation | 7.3.6.8 Protective equipment and device settings |  | prorate by Program Exposure
Update Cost Data

## 3-Eff - Freq Programs
Effectiveness for Programs that Modify Frequency | [21 empty] | Qualitative Program Effectiveness Cap for different types of programs affecting event frequency
Dimensions over which effectiveness differs
Please see Instructions for detailed guidance on each column. See 'Control Effectiveness Guidance' documentation for more details on qualitative methodology.
Effectiveness by Model Element | [22 empty] | Risk Driver is Primarily Due to… |  |  |  | Effectiveness Mapping Table
ID | Type | Program | Risk (for Cross Cutter only) | Tranche | Driver | Subdriver | Outcome | Does this use qualitative measure? | Effectiveness - Quantitative | Category | Risk driver primarily due to… | Explanation of Program Category and Risk Driver type | Effectiveness Cap (Ec) | Maturity Factor (Mf) | Effectiveness (Ec * Mf) | Benefit Length (yrs) | Effectiveness Degradation Rate | Effectiveness Degradation Method | Explanation of Benefit Length | Same benefit set across program? | Risk ID | Program Category | Human Error | Functional Failure | Malicious Action | Natural/Outside Force | Program | Tranche | Driver | Subdriver | Outcome
7.3.6.8 | Mitigation | 7.3.6.8 Protective equipment and device settings | [5 empty] | FALSE | 67.82% | [5 empty] | 67.82% | 1 |  |  | 0 | 1 | WLDFR | Elimination | 90% | 90% | 90% | 90%
No match in Program Cost tab | No match in Summary of Programs tab | [13 empty] | 0% |  |  |  | #NAME? | 1 | WLDFR | Engineered barrier | 90% | 75% | 50% | 50%
[22 empty] | Substitution | 75% | 50% | 50% | 0%
[22 empty] | Administrative barrier | 30% | 0% | 0% | 0%
[22 empty] | Distance gap | 20% | 0% | 0% | 15%
[22 empty] | Detect/Notify/Respond | 10% | 10% | 25% | 10%
[22 empty] | Minor or preventative main. | 0% | 25% | 5% | 5%

## 4-Eff - Conseq Programs
Effectiveness Mapping - Programs that Modify Consequence | [20 empty] | Qualitative Program Effectiveness Cap for different types of programs affecting event frequency
Dimensions over which effectiveness differs
Please see Instructions for detailed guidance on each column. See 'Control Effectiveness Guidance' documentation for more details on qualitative methodology.
Effectiveness by Model Element | [21 empty] | Consequence development happens… |  | Effectiveness Mapping Table
ID | Type | Program | Risk (for Cross Cutter only) | Tranche | Outcome | Attribute | Does this use qualitative measure? | Effectiveness - Quantitative | Category | Consequence develops… | Explanation of Program Category and Consequence type | Effectiveness Cap (Ec) | Maturity Factor (Mf) | Effectiveness (Ec * Mf) | Benefit Length (yrs) | Effectiveness Degradation Rate | Effectiveness Degradation Method | Explanation of Benefit Length, Degradation Rate | Same benefit set across program? | Risk ID | Control Program Category | Rapidly | Gradually | Program | Tranche | Attribute | Outcome
7.3.6.2 | Mitigation | 7.3.6.2 Crew-accompanying ignition prevention and suppression resources and services |  |  | Non-Red Flag Warning - Catastrophic Fires |  | FALSE | 0.455% | [5 empty] | 0.455% | 1 |  |  | SIPT crews treat poles before a wildfire to prevent them from being damaged during the wildfire. The benefit length is when the wildfire occurs. | 1 | WLDFR | Replacement | 90% | 100%
7.3.6.2 | Mitigation | 7.3.6.2 Crew-accompanying ignition prevention and suppression resources and services |  |  | Non-Red Flag Warning - Destructive Fires |  | FALSE | 0.455% | [5 empty] | 0.455% | 1 |  |  | SIPT crews treat poles before a wildfire to prevent them from being damaged during the wildfire. The benefit length is when the wildfire occurs. | 1 | WLDFR | Engineered barrier | 50% | 75%
7.3.6.2 | Mitigation | 7.3.6.2 Crew-accompanying ignition prevention and suppression resources and services |  |  | Red Flag Warning - Catastrophic Fires |  | FALSE | 0.455% | [5 empty] | 0.455% | 1 |  |  | SIPT crews treat poles before a wildfire to prevent them from being damaged during the wildfire. The benefit length is when the wildfire occurs. | 1 | WLDFR | Automated response | 25% | 50%
7.3.6.2 | Mitigation | 7.3.6.2 Crew-accompanying ignition prevention and suppression resources and services |  |  | Red Flag Warning - Destructive Fires |  | FALSE | 0.455% | [5 empty] | 0.455% | 1 |  |  | SIPT crews treat poles before a wildfire to prevent them from being damaged during the wildfire. The benefit length is when the wildfire occurs. | 1 | WLDFR | Manual response | 10% | 25%
7.3.6.2 | Mitigation | 7.3.6.2 Crew-accompanying ignition prevention and suppression resources and services |  |  | Seismic - Non-Red Flag Warning - Catastrophic Fires |  | FALSE | 0.455% | [5 empty] | 0.455% | 1 |  |  | SIPT crews treat poles before a wildfire to prevent them from being damaged during the wildfire. The benefit length is when the wildfire occurs. | 1 | WLDFR
7.3.6.2 | Mitigation | 7.3.6.2 Crew-accompanying ignition prevention and suppression resources and services |  |  | Seismic - Red Flag Warning - Catastrophic Fires |  | FALSE | 0.455% | [5 empty] | 0.455% | 1 |  |  | SIPT crews treat poles before a wildfire to prevent them from being damaged during the wildfire. The benefit length is when the wildfire occurs. | 1 | WLDFR
7.3.6.2 | Mitigation | 7.3.6.2 Crew-accompanying ignition prevention and suppression resources and services |  |  | Non-Red Flag Warning - Large Fires |  | FALSE | 5.968% | [5 empty] | 5.968% | 1 |  |  | SIPT crews treat poles before a wildfire to prevent them from being damaged during the wildfire. The benefit length is when the wildfire occurs. | 1 | WLDFR
7.3.6.2 | Mitigation | 7.3.6.2 Crew-accompanying ignition prevention and suppression resources and services |  |  | Non-Red Flag Warning - Small Fires |  | FALSE | 5.968% | [5 empty] | 5.968% | 1 |  |  | SIPT crews treat poles before a wildfire to prevent them from being damaged during the wildfire. The benefit length is when the wildfire occurs. | 1 | WLDFR
7.3.6.2 | Mitigation | 7.3.6.2 Crew-accompanying ignition prevention and suppression resources and services |  |  | Red Flag Warning - Large Fires |  | FALSE | 5.968% | [5 empty] | 5.968% | 1 |  |  | SIPT crews treat poles before a wildfire to prevent them from being damaged during the wildfire. The benefit length is when the wildfire occurs. | 1 | WLDFR
7.3.6.2 | Mitigation | 7.3.6.2 Crew-accompanying ignition prevention and suppression resources and services |  |  | Red Flag Warning - Small Fires |  | FALSE | 5.968% | [5 empty] | 5.968% | 1 |  |  | SIPT crews treat poles before a wildfire to prevent them from being damaged during the wildfire. The benefit length is when the wildfire occurs. | 1 | WLDFR
7.3.6.6 | Mitigation | 7.3.6.6 Stationed and on-call ignition prevention and suppression resources and services |  |  | Non-Red Flag Warning - Catastrophic Fires |  | FALSE | 0.1517% | [5 empty] | 0.1517% | 1 |  |  | SIPT crews treat poles before a wildfire to prevent them from being damaged during the wildfire. The benefit length is when the wildfire occurs. | 1 | WLDFR
7.3.6.6 | Mitigation | 7.3.6.6 Stationed and on-call ignition prevention and suppression resources and services |  |  | Non-Red Flag Warning - Destructive Fires |  | FALSE | 0.1517% | [5 empty] | 0.1517% | 1 |  |  | SIPT crews treat poles before a wildfire to prevent them from being damaged during the wildfire. The benefit length is when the wildfire occurs. | 1 | WLDFR
7.3.6.6 | Mitigation | 7.3.6.6 Stationed and on-call ignition prevention and suppression resources and services |  |  | Red Flag Warning - Catastrophic Fires |  | FALSE | 0.1517% | [5 empty] | 0.1517% | 1 |  |  | SIPT crews treat poles before a wildfire to prevent them from being damaged during the wildfire. The benefit length is when the wildfire occurs. | 1 | WLDFR
7.3.6.6 | Mitigation | 7.3.6.6 Stationed and on-call ignition prevention and suppression resources and services |  |  | Red Flag Warning - Destructive Fires |  | FALSE | 0.1517% | [5 empty] | 0.1517% | 1 |  |  | SIPT crews treat poles before a wildfire to prevent them from being damaged during the wildfire. The benefit length is when the wildfire occurs. | 1 | WLDFR
7.3.6.6 | Mitigation | 7.3.6.6 Stationed and on-call ignition prevention and suppression resources and services |  |  | Seismic - Non-Red Flag Warning - Catastrophic Fires |  | FALSE | 0.1517% | [5 empty] | 0.1517% | 1 |  |  | SIPT crews treat poles before a wildfire to prevent them from being damaged during the wildfire. The benefit length is when the wildfire occurs. | 1 | WLDFR
7.3.6.6 | Mitigation | 7.3.6.6 Stationed and on-call ignition prevention and suppression resources and services |  |  | Seismic - Red Flag Warning - Catastrophic Fires |  | FALSE | 0.1517% | [5 empty] | 0.1517% | 1 |  |  | SIPT crews treat poles before a wildfire to prevent them from being damaged during the wildfire. The benefit length is when the wildfire occurs. | 1 | WLDFR
7.3.6.6 | Mitigation | 7.3.6.6 Stationed and on-call ignition prevention and suppression resources and services |  |  | Non-Red Flag Warning - Large Fires |  | FALSE | 1.989% | [5 empty] | 1.989% | 1 |  |  | SIPT crews treat poles before a wildfire to prevent them from being damaged during the wildfire. The benefit length is when the wildfire occurs. | 1 | WLDFR
7.3.6.6 | Mitigation | 7.3.6.6 Stationed and on-call ignition prevention and suppression resources and services |  |  | Non-Red Flag Warning - Small Fires |  | FALSE | 1.989% | [5 empty] | 1.989% | 1 |  |  | SIPT crews treat poles before a wildfire to prevent them from being damaged during the wildfire. The benefit length is when the wildfire occurs. | 1 | WLDFR
7.3.6.6 | Mitigation | 7.3.6.6 Stationed and on-call ignition prevention and suppression resources and services |  |  | Red Flag Warning - Large Fires |  | FALSE | 1.989% | [5 empty] | 1.989% | 1 |  |  | SIPT crews treat poles before a wildfire to prevent them from being damaged during the wildfire. The benefit length is when the wildfire occurs. | 1 | WLDFR
7.3.6.6 | Mitigation | 7.3.6.6 Stationed and on-call ignition prevention and suppression resources and services |  |  | Red Flag Warning - Small Fires |  | FALSE | 1.989% | [5 empty] | 1.989% | 1 |  |  | SIPT crews treat poles before a wildfire to prevent them from being damaged during the wildfire. The benefit length is when the wildfire occurs. | 1 | WLDFR

## RSE Lite
Risk Data File Folder | P:\EAS\WMP 2022\Test Run | [8 empty] | For PSPS
Risk Data File Name | EO_WLDFR_20220209_SplitByTier_192656_194748_Baseline_rselite_(add 2020).xlsx | [8 empty] | EO_WPSPS_20211011_20211015091238_Baseline_rselite_(add_2020).xlsx
Risk Data File Path | P:\EAS\WMP 2022\Test Run\EO_WLDFR_20220209_SplitByTier_192656_194748_Baseline_rselite_(add 2020).xlsx
RSE Lite exe path | P:\EAS\WMP 2022\Test Run\RSE_lite.exe
NPV Year | 2021
discount rate | 7%
Aggregation years | 2022 | 2022 | 2022-2022
Summary Results
Program Select a Program to Run RSE Lite | 2020 Program Risk Reduction NPV | 2021 Program Risk Reduction NPV | 2022 Program Risk Reduction NPV | 2023 Program Risk Reduction NPV | 2024 Program Risk Reduction NPV | 2025 Program Risk Reduction NPV | 2026 Program Risk Reduction NPV | 2021-2023 Program Risk Reduction NPV | 2020 Program RSE | 2021 Program RSE | 2022 Program RSE | 2023 Program RSE | 2024 Program RSE | 2025 Program RSE | 2026 Program RSE | 2021-2023 Program RSE | 2021-2023 Capital Cost NPV with PVRR ($M) | 2021-2023 Expense Cost NPV ($M) | 2021-2023 Total Cost NPV ($M) | 2021-2023 Program Freq Reduction NPV
7.3.6.8 Protective equipment and device settings |  | 2294.0461 | 2093.5747 | 3041.7809 | 2842.7859 | 2656.8092 | 2482.9993 | 7429.4017 |  | 589.5565 | 574.8612 | 752.1542 | 776.8513 | 770.0372 | 746.0141 | 641.732 | 0 | 11.5771 | 11.5771 | 60.591
[35 empty] | Program Risk Reduction | [43 empty] | Risk Reduction per Unit Program Exposure | [40 empty] | LoRE Reduction per unit of work each year, by Tranche, Outcome, Driver, Subdriver and Year. | [28 empty] | CoRE Reduction per unit of work each year, by Tranche, Outcome, Driver and Attribute.
Summary Results by Tranche | [78 empty] | Freq Risk Reduction = LoRE Reduction x CoRE, Conseq Risk Reduction = LoRE x CoRE Reduction, Risk Reduction = Freq Risk Reduction + Conseq Risk Reduction +- LoRE Reduction x CoRE Reduction | [40 empty] | Purely based on effectiveness, regardless of program exposure. | [28 empty] | Purely based on effectiveness, regardless of program exposure.
Program | index | 2020 Program Risk Reduction NPV | 2021 Program Risk Reduction NPV | 2022 Program Risk Reduction NPV | 2023 Program Risk Reduction NPV | 2022-2022 Program Freq Reduction NPV | 2022-2022 Program Freq Risk Reduction NPV | 2022-2022 Program Conseq Risk Reduction NPV | 2022-2022 Program Risk Reduction NPV | 2020 Program RSE | 2021 Program RSE | 2022 Program RSE | 2023 Program RSE | 2022-2022 Program RSE | CapEx USD 2020 | CapEx USD 2021 | CapEx USD 2022 | CapEx USD 2023 | PVRR Multiplier | 2022-2022 Capital Cost NPV with PVRR | OpEx USD 2020 | OpEx USD 2021 | OpEx USD 2022 | OpEx USD 2023 | 2022-2022 Expense Cost NPV | Column27 | Column28 | Column29 | Column30 | Column31 | Column32 | Column33 | Column34 | Column35 | Program | Risk ID | Tranche | Year | Discount Factor | 2020 Program Freq Reduction | 2020 Program Freq Risk Reduction | 2020 Program Conseq Risk Reduction | 2020 Program Risk Reduction | 2021 Program Freq Reduction | 2021 Program Freq Risk Reduction | 2021 Program Conseq Risk Reduction | 2021 Program Risk Reduction | 2022 Program Freq Reduction | 2022 Program Freq Risk Reduction | 2022 Program Conseq Risk Reduction | 2022 Program Risk Reduction | 2023 Program Freq Reduction | 2023 Program Freq Risk Reduction | 2023 Program Conseq Risk Reduction | 2023 Program Risk Reduction | 2020 Program Risk Reduction NPV | 2021 Program Risk Reduction NPV | 2022 Program Risk Reduction NPV | 2023 Program Risk Reduction NPV | 2022-2022 Program Freq Reduction | 2022-2022 Program Freq Reduction NPV | 2022-2022 Program Freq Risk Reduction | 2022-2022 Program Freq Risk Reduction NPV | 2022-2022 Program Conseq Risk Reduction | 2022-2022 Program Conseq Risk Reduction NPV | 2022-2022 Program Risk Reduction | 2022-2022 Program Risk Reduction NPV | Column34 | Column35 | Column36 | Column37 | Column38 | Column39 | Column40 | Column41 | Column42 | Column43 | Column44 | Risk ID | Tranche | Outcome | Year | LoRE Reduction per Unit Tranche Exposure 2021 | LoRE Reduction per Unit Tranche Exposure 2022 | LoRE Reduction per Unit Tranche Exposure 2023 | LoRE Reduction per Unit Tranche Exposure 2024 | LoRE Reduction per Unit Tranche Exposure 2025 | LoRE Reduction per Unit Tranche Exposure 2026 | CoRE | Electric Reliability CoRE | Financial CoRE | Safety CoRE | CoRE Reduction per Unit Tranche Exposure 2021 | CoRE Reduction per Unit Tranche Exposure 2022 | CoRE Reduction per Unit Tranche Exposure 2023 | CoRE Reduction per Unit Tranche Exposure 2024 | CoRE Reduction per Unit Tranche Exposure 2025 | CoRE Reduction per Unit Tranche Exposure 2026 | LoRE | Freq Risk Reduction per Unit Tranche Exposure 2021 | Conseq Risk Reduction per Unit Tranche Exposure 2021 | Risk Reduction per Unit Tranche Exposure 2021 | Freq Risk Reduction per Unit Tranche Exposure 2022 | Conseq Risk Reduction per Unit Tranche Exposure 2022 | Risk Reduction per Unit Tranche Exposure 2022 | Freq Risk Reduction per Unit Tranche Exposure 2023 | Conseq Risk Reduction per Unit Tranche Exposure 2023 | Risk Reduction per Unit Tranche Exposure 2023 | Freq Risk Reduction per Unit Tranche Exposure 2024 | Conseq Risk Reduction per Unit Tranche Exposure 2024 | Risk Reduction per Unit Tranche Exposure 2024 | Freq Risk Reduction per Unit Tranche Exposure 2025 | Conseq Risk Reduction per Unit Tranche Exposure 2025 | Risk Reduction per Unit Tranche Exposure 2025 | Freq Risk Reduction per Unit Tranche Exposure 2026 | Conseq Risk Reduction per Unit Tranche Exposure 2026 | Risk Reduction per Unit Tranche Exposure 2026 | Column40 | Column41 | Index | Risk ID | Tranche | Outcome | Driver | Subdriver | Year | LoRE | Tranche Exposure | Freq | Yr | Type | Adjusted Effectiveness | Effectiveness Life | Effectiveness Degradation Rate | Effectiveness Degradation Method | 2021 Tranche Average Effectiveness | LoRE Reduction per Unit Tranche Exposure 2021 | 2022 Tranche Average Effectiveness | LoRE Reduction per Unit Tranche Exposure 2022 | 2023 Tranche Average Effectiveness | LoRE Reduction per Unit Tranche Exposure 2023 | 2024 Tranche Average Effectiveness | LoRE Reduction per Unit Tranche Exposure 2024 | 2025 Tranche Average Effectiveness | LoRE Reduction per Unit Tranche Exposure 2025 | 2026 Tranche Average Effectiveness | LoRE Reduction per Unit Tranche Exposure 2026 | Column29 | Index | Risk ID | Tranche | Outcome | Year | Attribute | CoRE | Tranche Exposure | Yr | Type | Adjusted Effectiveness | Effectiveness Life | Effectiveness Degradation Rate | Effectiveness Degradation Method | 2021 Tranche Average Effectiveness | CoRE Reduction per Unit Tranche Exposure 2021 | 2022 Tranche Average Effectiveness | CoRE Reduction per Unit Tranche Exposure 2022 | 2023 Tranche Average Effectiveness | CoRE Reduction per Unit Tranche Exposure 2023 | 2024 Tranche Average Effectiveness | CoRE Reduction per Unit Tranche Exposure 2024 | 2025 Tranche Average Effectiveness | CoRE Reduction per Unit Tranche Exposure 2025 | 2026 Tranche Average Effectiveness | CoRE Reduction per Unit Tranche Exposure 2026 | Column27 | Column28
7.3.6.2 Crew-accompanying ignition prevention and suppression resources and services | HFTD - Distribution - Tier 2 - 1QU CoRE ¦ 1QU LoRE | 0.53423 | 0.53423 | 0.47218 | 0.45747 | 0 | 0 | 0.47218 | 0.47218 | 9.1223 | 8.8169 | 6.3575 | 6.585 | 6.3575 | 4424.8768 | 206.573 | 3604.4447 | 749.5763 | 1 | 3368.6399 | 54138.8178 | 60385.2182 | 75866.8836 | 78788.2203 | 70903.6295 | [9 empty] | 7.3.6.2 Crew-accompanying ignition prevention and suppression resources and services | WLDFR | HFTD - Distribution - Tier 2 - 1QU CoRE ¦ 1QU LoRE | 2020 | 1 | 0 | 0 | 0.53423 | 0.53423 | 0 | 0 | 0 | 0 | 0 | 0 | 0 | 0 | 0 | 0 | 0 | 0 | 0.53423 | 0 | 0 | 0 | 0 | 0 | 0 | 0 | 0 | 0 | 0 | 0 | [11 empty] | WLDFR | HFTD - Distribution - 1QU CoRE ¦ 1QU LoRE | Non-Red Flag Warning - Catastrophic Fires | 2021 | 4.462e-08 | 0 | 0 | 0 | 0 | 0 | 13887.861 | 212.4034 | 8426.443 | 5249.0147 | 0 | 0 | 0 | 0 | 0 | 0 | 5.0231e-05 | 0.00061968 | 0 | 0.00061968 | 0 | 0 | 0 | 0 | 0 | 0 | 0 | 0 | 0 | 0 | 0 | 0 | 0 | 0 | 0 |  |  | Patrols - Distribution OverheadWLDFREquipment / facility failureAggregated | WLDFR | HFTD - Distribution - 1QU CoRE ¦ 1QU LoRE | Non-Red Flag Warning - Catastrophic Fires | Equipment / facility failure | Aggregated | 2021 | 1.0695e-06 | 308.3477 | 0.00032978 | 2021 | Control | 0.046366 | 1 | 0 | esc | 9.2945e-06 | 4.462e-08 | 0 | 0 | 0 | 0 | 0 | 0 | 0 | 0 | 0 | 0
7.3.6.2 Crew-accompanying ignition prevention and suppression resources and services | HFTD - Distribution - Tier 2 - 1QU CoRE ¦ 2QU LoRE | 0.64917 | 0.64917 | 0.55866 | 0.54126 | 0 | 0 | 0.55866 | 0.55866 | 5.9694 | 5.7696 | 3.4817 | 3.6063 | 3.4817 | 8216.7358 | 383.5939 | 7786.9671 | 1619.3691 | 1 | 7277.5394 | 100532.5994 | 112131.7974 | 163901.2335 | 170212.4286 | 153178.7229 | [9 empty] | 7.3.6.2 Crew-accompanying ignition prevention and suppression resources and services | WLDFR | HFTD - Distribution - Tier 2 - 1QU CoRE ¦ 1QU LoRE | 2021 | 1 | 0 | 0 | 0 | 0 | 0 | 0 | 0.53423 | 0.53423 | 0 | 0 | 0 | 0 | 0 | 0 | 0 | 0 | 0 | 0.53423 | 0 | 0 | 0 | 0 | 0 | 0 | 0 | 0 | 0 | 0 | [11 empty] | WLDFR | HFTD - Distribution - 1QU CoRE ¦ 1QU LoRE | Non-Red Flag Warning - Catastrophic Fires | 2022 | 0 | 4.4314e-08 | 0 | 0 | 0 | 0 | 13650.1655 | 202.8477 | 8286.6934 | 5160.6244 | 0 | 0 | 0 | 0 | 0 | 0 | 4.7891e-05 | 0 | 0 | 0 | 0.0006049 | 0 | 0.0006049 | 0 | 0 | 0 | 0 | 0 | 0 | 0 | 0 | 0 | 0 | 0 | 0 |  |  | Patrols - Distribution OverheadWLDFREquipment / facility failureAggregated | WLDFR | HFTD - Distribution - 1QU CoRE ¦ 1QU LoRE | Non-Red Flag Warning - Catastrophic Fires | Equipment / facility failure | Aggregated | 2022 | 1.0125e-06 | 308.3477 | 0.0003122 | 2022 | Control | 0.046366 | 1 | 0 | esc | 0 | 0 | 9.2309e-06 | 4.4314e-08 | 0 | 0 | 0 | 0 | 0 | 0 | 0 | 0
7.3.6.2 Crew-accompanying ignition prevention and suppression resources and services | HFTD - Distribution - Tier 2 - 1QU CoRE ¦ 3QU LoRE | 1.4553 | 1.4553 | 1.2883 | 1.2482 | 0 | 0 | 1.2883 | 1.2883 | 4.3782 | 4.2316 | 2.7996 | 2.8998 | 2.7996 | 25115.1439 | 1172.4871 | 22333.4441 | 4644.4384 | 1 | 20872.3776 | 307286.3432 | 342740.2673 | 470077.627 | 488178.4766 | 439324.885 | [9 empty] | 7.3.6.2 Crew-accompanying ignition prevention and suppression resources and services | WLDFR | HFTD - Distribution - Tier 2 - 1QU CoRE ¦ 1QU LoRE | 2022 | 0.93458 | 0 | 0 | 0 | 0 | 0 | 0 | 0 | 0 | 0 | 0 | 0.50524 | 0.50524 | 0 | 0 | 0 | 0 | 0 | 0 | 0.47218 | 0 | 0 | 0 | 0 | 0 | 0.50524 | 0.47218 | 0.50524 | 0.47218 | [11 empty] | WLDFR | HFTD - Distribution - 1QU CoRE ¦ 1QU LoRE | Non-Red Flag Warning - Catastrophic Fires | 2023 | 0 | 0 | 6.6662e-08 | 0 | 0 | 0 | 13668.067 | 202.8477 | 8304.5949 | 5160.6244 | 0 | 0 | 0 | 0 | 0 | 0 | 4.7848e-05 | 0 | 0 | 0 | 0 | 0 | 0 | 0.00091114 | 0 | 0.00091114 | 0 | 0 | 0 | 0 | 0 | 0 | 0 | 0 | 0 |  |  | Patrols - Distribution OverheadWLDFREquipment / facility failureAggregated | WLDFR | HFTD - Distribution - 1QU CoRE ¦ 1QU LoRE | Non-Red Flag Warning - Catastrophic Fires | Equipment / facility failure | Aggregated | 2023 | 1.0114e-06 | 308.3477 | 0.00031185 | 2023 | Control | 0.046366 | 1 | 0 | esc | 0 | 0 | 0 | 0 | 9.1736e-06 | 6.6662e-08 | 0 | 0 | 0 | 0 | 0 | 0
7.3.6.2 Crew-accompanying ignition prevention and suppression resources and services | HFTD - Distribution - Tier 2 - 1QU CoRE ¦ 4QU LoRE | 1.8462 | 1.8462 | 1.6674 | 1.6154 | 0 | 0 | 1.6674 | 1.6674 | 4.0401 | 3.9049 | 2.4772 | 2.5659 | 2.4772 | 34526.3971 | 1611.8464 | 32664.7787 | 6792.9313 | 1 | 30527.8306 | 422433.984 | 471173.3527 | 687533.0837 | 714007.2919 | 642554.2838 | [9 empty] | 7.3.6.2 Crew-accompanying ignition prevention and suppression resources and services | WLDFR | HFTD - Distribution - Tier 2 - 1QU CoRE ¦ 1QU LoRE | 2023 | 0.87344 | 0 | 0 | 0 | 0 | 0 | 0 | 0 | 0 | 0 | 0 | 0 | 0 | 0 | 0 | 0.52376 | 0.52376 | 0 | 0 | 0 | 0.45747 | 0 | 0 | 0 | 0 | 0 | 0 | 0 | 0 | [11 empty] | WLDFR | HFTD - Distribution - 1QU CoRE ¦ 1QU LoRE | Non-Red Flag Warning - Catastrophic Fires | 2024 | 0 | 0 | 0 | 6.6662e-08 | 0 | 0 | 13668.067 | 202.8477 | 8304.5949 | 5160.6244 | 0 | 0 | 0 | 0 | 0 | 0 | 4.7848e-05 | 0 | 0 | 0 | 0 | 0 | 0 | 0 | 0 | 0 | 0.00091114 | 0 | 0.00091114 | 0 | 0 | 0 | 0 | 0 | 0 |  |  | Patrols - Distribution OverheadWLDFREquipment / facility failureAggregated | WLDFR | HFTD - Distribution - 1QU CoRE ¦ 1QU LoRE | Non-Red Flag Warning - Catastrophic Fires | Equipment / facility failure | Aggregated | 2024 | 1.0114e-06 | 308.3477 | 0.00031185 | 2024 | Control | 0.046366 | 1 | 0 | esc | 0 | 0 | 0 | 0 | 0 | 0 | 9.1736e-06 | 6.6662e-08 | 0 | 0 | 0 | 0
7.3.6.2 Crew-accompanying ignition prevention and suppression resources and services | HFTD - Distribution - Tier 2 - 1QU CoRE ¦ 5QU LoRE | 1.4186 | 1.4186 | 1.3121 | 1.2712 | 0 | 0 | 1.3121 | 1.3121 | 2.7629 | 2.6704 | 1.8051 | 1.8697 | 1.8051 | 38793.6088 | 1811.0589 | 35276.497 | 7336.0614 | 1 | 32968.6888 | 474643.7547 | 529406.9552 | 742504.9155 | 771095.8738 | 693929.8275 | [9 empty] | 7.3.6.2 Crew-accompanying ignition prevention and suppression resources and services | WLDFR | HFTD - Distribution - Tier 2 - 1QU CoRE ¦ 2QU LoRE | 2020 | 1 | 0 | 0 | 0.64917 | 0.64917 | 0 | 0 | 0 | 0 | 0 | 0 | 0 | 0 | 0 | 0 | 0 | 0 | 0.64917 | 0 | 0 | 0 | 0 | 0 | 0 | 0 | 0 | 0 | 0 | 0 | [11 empty] | WLDFR | HFTD - Distribution - 1QU CoRE ¦ 1QU LoRE | Non-Red Flag Warning - Catastrophic Fires | 2025 | 0 | 0 | 0 | 0 | 6.6662e-08 | 0 | 13668.067 | 202.8477 | 8304.5949 | 5160.6244 | 0 | 0 | 0 | 0 | 0 | 0 | 4.7848e-05 | 0 | 0 | 0 | 0 | 0 | 0 | 0 | 0 | 0 | 0 | 0 | 0 | 0.00091114 | 0 | 0.00091114 | 0 | 0 | 0 |  |  | Patrols - Distribution OverheadWLDFREquipment / facility failureAggregated | WLDFR | HFTD - Distribution - 1QU CoRE ¦ 1QU LoRE | Non-Red Flag Warning - Catastrophic Fires | Equipment / facility failure | Aggregated | 2025 | 1.0114e-06 | 308.3477 | 0.00031185 | 2025 | Control | 0.046366 | 1 | 0 | esc | 0 | 0 | 0 | 0 | 0 | 0 | 0 | 0 | 9.1736e-06 | 6.6662e-08 | 0 | 0
7.3.6.2 Crew-accompanying ignition prevention and suppression resources and services | HFTD - Distribution - Tier 2 - 2QU CoRE ¦ 1QU LoRE | 0.19686 | 0.19686 | 0.19054 | 0.18461 | 0 | 0 | 0.19054 | 0.19054 | 3.4464 | 3.3311 | 2.1666 | 2.2442 | 2.1666 | 4315.8357 | 201.4825 | 4267.9974 | 887.568 | 1 | 3988.7826 | 52804.6891 | 58897.161 | 89833.4383 | 93292.5724 | 83956.4843 | [9 empty] | 7.3.6.2 Crew-accompanying ignition prevention and suppression resources and services | WLDFR | HFTD - Distribution - Tier 2 - 1QU CoRE ¦ 2QU LoRE | 2021 | 1 | 0 | 0 | 0 | 0 | 0 | 0 | 0.64917 | 0.64917 | 0 | 0 | 0 | 0 | 0 | 0 | 0 | 0 | 0 | 0.64917 | 0 | 0 | 0 | 0 | 0 | 0 | 0 | 0 | 0 | 0 | [11 empty] | WLDFR | HFTD - Distribution - 1QU CoRE ¦ 1QU LoRE | Non-Red Flag Warning - Catastrophic Fires | 2026 | 0 | 0 | 0 | 0 | 0 | 6.6662e-08 | 13668.067 | 202.8477 | 8304.5949 | 5160.6244 | 0 | 0 | 0 | 0 | 0 | 0 | 4.7848e-05 | 0 | 0 | 0 | 0 | 0 | 0 | 0 | 0 | 0 | 0 | 0 | 0 | 0 | 0 | 0 | 0.00091114 | 0 | 0.00091114 |  |  | Patrols - Distribution OverheadWLDFREquipment / facility failureAggregated | WLDFR | HFTD - Distribution - 1QU CoRE ¦ 1QU LoRE | Non-Red Flag Warning - Catastrophic Fires | Equipment / facility failure | Aggregated | 2026 | 1.0114e-06 | 308.3477 | 0.00031185 | 2026 | Control | 0.046366 | 1 | 0 | esc | 0 | 0 | 0 | 0 | 0 | 0 | 0 | 0 | 0 | 0 | 9.1736e-06 | 6.6662e-08
7.3.6.2 Crew-accompanying ignition prevention and suppression resources and services | HFTD - Distribution - Tier 2 - 2QU CoRE ¦ 2QU LoRE | 0.3276 | 0.3276 | 0.30893 | 0.2993 | 0 | 0 | 0.30893 | 0.30893 | 2.0227 | 1.955 | 1.2533 | 1.2981 | 1.2533 | 12237.3815 | 571.2956 | 11962.4694 | 2487.7019 | 1 | 11179.8779 | 149725.6093 | 167000.5728 | 251787.8216 | 261483.1852 | 235315.7211 | [9 empty] | 7.3.6.2 Crew-accompanying ignition prevention and suppression resources and services | WLDFR | HFTD - Distribution - Tier 2 - 1QU CoRE ¦ 2QU LoRE | 2022 | 0.93458 | 0 | 0 | 0 | 0 | 0 | 0 | 0 | 0 | 0 | 0 | 0.59777 | 0.59777 | 0 | 0 | 0 | 0 | 0 | 0 | 0.55866 | 0 | 0 | 0 | 0 | 0 | 0.59777 | 0.55866 | 0.59777 | 0.55866 | [11 empty] | WLDFR | HFTD - Distribution - 1QU CoRE ¦ 1QU LoRE | Non-Red Flag Warning - Destructive Fires | 2021 | 1.7113e-07 | 0 | 0 | 0 | 0 | 0 | 8638.8464 | 212.4034 | 8426.443 | 0 | 0 | 0 | 0 | 0 | 0 | 0 | 4.0158e-05 | 0.0014783 | 0 | 0.0014783 | 0 | 0 | 0 | 0 | 0 | 0 | 0 | 0 | 0 | 0 | 0 | 0 | 0 | 0 | 0 |  |  | Patrols - Distribution OverheadWLDFREquipment / facility failureAggregated | WLDFR | HFTD - Distribution - 1QU CoRE ¦ 1QU LoRE | Non-Red Flag Warning - Destructive Fires | Equipment / facility failure | Aggregated | 2021 | 4.1017e-06 | 308.3477 | 0.0012648 | 2021 | Control | 0.046366 | 1 | 0 | esc | 3.5646e-05 | 1.7113e-07 | 0 | 0 | 0 | 0 | 0 | 0 | 0 | 0 | 0 | 0
7.3.6.2 Crew-accompanying ignition prevention and suppression resources and services | HFTD - Distribution - Tier 2 - 2QU CoRE ¦ 3QU LoRE | 0.49175 | 0.49175 | 0.45404 | 0.4399 | 0 | 0 | 0.45404 | 0.45404 | 1.6271 | 1.5727 | 1.0569 | 1.0947 | 1.0569 | 22834.4087 | 1066.0122 | 20849.4045 | 4335.8191 | 1 | 19485.4247 | 279381.3153 | 311615.6275 | 438841.3423 | 455739.4049 | 410132.0956 | [9 empty] | 7.3.6.2 Crew-accompanying ignition prevention and suppression resources and services | WLDFR | HFTD - Distribution - Tier 2 - 1QU CoRE ¦ 2QU LoRE | 2023 | 0.87344 | 0 | 0 | 0 | 0 | 0 | 0 | 0 | 0 | 0 | 0 | 0 | 0 | 0 | 0 | 0.61968 | 0.61968 | 0 | 0 | 0 | 0.54126 | 0 | 0 | 0 | 0 | 0 | 0 | 0 | 0 | [11 empty] | WLDFR | HFTD - Distribution - 1QU CoRE ¦ 1QU LoRE | Non-Red Flag Warning - Destructive Fires | 2022 | 0 | 1.6992e-07 | 0 | 0 | 0 | 0 | 8489.5411 | 202.8477 | 8286.6934 | 0 | 0 | 0 | 0 | 0 | 0 | 0 | 3.8297e-05 | 0 | 0 | 0 | 0.0014426 | 0 | 0.0014426 | 0 | 0 | 0 | 0 | 0 | 0 | 0 | 0 | 0 | 0 | 0 | 0 |  |  | Patrols - Distribution OverheadWLDFREquipment / facility failureAggregated | WLDFR | HFTD - Distribution - 1QU CoRE ¦ 1QU LoRE | Non-Red Flag Warning - Destructive Fires | Equipment / facility failure | Aggregated | 2022 | 3.8824e-06 | 308.3477 | 0.0011971 | 2022 | Control | 0.046366 | 1 | 0 | esc | 0 | 0 | 3.5396e-05 | 1.6992e-07 | 0 | 0 | 0 | 0 | 0 | 0 | 0 | 0
7.3.6.2 Crew-accompanying ignition prevention and suppression resources and services | HFTD - Distribution - Tier 2 - 2QU CoRE ¦ 4QU LoRE | 0.47224 | 0.47224 | 0.39719 | 0.38481 | 0 | 0 | 0.39719 | 0.39719 | 1.3095 | 1.2656 | 0.81106 | 0.8401 | 0.81106 | 27247.9881 | 1272.0578 | 23765.7929 | 4942.3081 | 1 | 22211.0214 | 333381.9089 | 371846.6736 | 500225.9164 | 519487.6587 | 467500.8565 | [9 empty] | 7.3.6.2 Crew-accompanying ignition prevention and suppression resources and services | WLDFR | HFTD - Distribution - Tier 2 - 1QU CoRE ¦ 3QU LoRE | 2020 | 1 | 0 | 0 | 1.4553 | 1.4553 | 0 | 0 | 0 | 0 | 0 | 0 | 0 | 0 | 0 | 0 | 0 | 0 | 1.4553 | 0 | 0 | 0 | 0 | 0 | 0 | 0 | 0 | 0 | 0 | 0 | [11 empty] | WLDFR | HFTD - Distribution - 1QU CoRE ¦ 1QU LoRE | Non-Red Flag Warning - Destructive Fires | 2023 | 0 | 0 | 2.5562e-07 | 0 | 0 | 0 | 8507.4426 | 202.8477 | 8304.5949 | 0 | 0 | 0 | 0 | 0 | 0 | 0 | 3.8281e-05 | 0 | 0 | 0 | 0 | 0 | 0 | 0.0021746 | 0 | 0.0021746 | 0 | 0 | 0 | 0 | 0 | 0 | 0 | 0 | 0 |  |  | Patrols - Distribution OverheadWLDFREquipment / facility failureAggregated | WLDFR | HFTD - Distribution - 1QU CoRE ¦ 1QU LoRE | Non-Red Flag Warning - Destructive Fires | Equipment / facility failure | Aggregated | 2023 | 3.8781e-06 | 308.3477 | 0.0011958 | 2023 | Control | 0.046366 | 1 | 0 | esc | 0 | 0 | 0 | 0 | 3.5176e-05 | 2.5562e-07 | 0 | 0 | 0 | 0 | 0 | 0
7.3.6.2 Crew-accompanying ignition prevention and suppression resources and services | HFTD - Distribution - Tier 2 - 2QU CoRE ¦ 5QU LoRE | 0.45778 | 0.45778 | 0.41842 | 0.40539 | 0 | 0 | 0.41842 | 0.41842 | 0.9842 | 0.95125 | 0.62932 | 0.65185 | 0.62932 | 35143.5019 | 1640.6557 | 32266.3948 | 6710.0839 | 1 | 30155.5092 | 429984.3246 | 479594.8325 | 679147.8406 | 705299.1659 | 634717.608 | [9 empty] | 7.3.6.2 Crew-accompanying ignition prevention and suppression resources and services | WLDFR | HFTD - Distribution - Tier 2 - 1QU CoRE ¦ 3QU LoRE | 2021 | 1 | 0 | 0 | 0 | 0 | 0 | 0 | 1.4553 | 1.4553 | 0 | 0 | 0 | 0 | 0 | 0 | 0 | 0 | 0 | 1.4553 | 0 | 0 | 0 | 0 | 0 | 0 | 0 | 0 | 0 | 0 | [11 empty] | WLDFR | HFTD - Distribution - 1QU CoRE ¦ 1QU LoRE | Non-Red Flag Warning - Destructive Fires | 2024 | 0 | 0 | 0 | 2.5562e-07 | 0 | 0 | 8507.4426 | 202.8477 | 8304.5949 | 0 | 0 | 0 | 0 | 0 | 0 | 0 | 3.8281e-05 | 0 | 0 | 0 | 0 | 0 | 0 | 0 | 0 | 0 | 0.0021746 | 0 | 0.0021746 | 0 | 0 | 0 | 0 | 0 | 0 |  |  | Patrols - Distribution OverheadWLDFREquipment / facility failureAggregated | WLDFR | HFTD - Distribution - 1QU CoRE ¦ 1QU LoRE | Non-Red Flag Warning - Destructive Fires | Equipment / facility failure | Aggregated | 2024 | 3.8781e-06 | 308.3477 | 0.0011958 | 2024 | Control | 0.046366 | 1 | 0 | esc | 0 | 0 | 0 | 0 | 0 | 0 | 3.5176e-05 | 2.5562e-07 | 0 | 0 | 0 | 0
7.3.6.2 Crew-accompanying ignition prevention and suppression resources and services | HFTD - Distribution - Tier 2 - 3QU CoRE ¦ 1QU LoRE | 0.22438 | 0.22438 | 0.2051 | 0.19871 | 0 | 0 | 0.2051 | 0.2051 | 1.4275 | 1.3797 | 0.92295 | 0.95597 | 0.92295 | 11876.3892 | 554.4429 | 10784.5873 | 2242.7509 | 1 | 10079.0536 | 145308.831 | 162074.1978 | 226995.5854 | 235736.297 | 212145.4069 | [9 empty] | 7.3.6.2 Crew-accompanying ignition prevention and suppression resources and services | WLDFR | HFTD - Distribution - Tier 2 - 1QU CoRE ¦ 3QU LoRE | 2022 | 0.93458 | 0 | 0 | 0 | 0 | 0 | 0 | 0 | 0 | 0 | 0 | 1.3785 | 1.3785 | 0 | 0 | 0 | 0 | 0 | 0 | 1.2883 | 0 | 0 | 0 | 0 | 0 | 1.3785 | 1.2883 | 1.3785 | 1.2883 | [11 empty] | WLDFR | HFTD - Distribution - 1QU CoRE ¦ 1QU LoRE | Non-Red Flag Warning - Destructive Fires | 2025 | 0 | 0 | 0 | 0 | 2.5562e-07 | 0 | 8507.4426 | 202.8477 | 8304.5949 | 0 | 0 | 0 | 0 | 0 | 0 | 0 | 3.8281e-05 | 0 | 0 | 0 | 0 | 0 | 0 | 0 | 0 | 0 | 0 | 0 | 0 | 0.0021746 | 0 | 0.0021746 | 0 | 0 | 0 |  |  | Patrols - Distribution OverheadWLDFREquipment / facility failureAggregated | WLDFR | HFTD - Distribution - 1QU CoRE ¦ 1QU LoRE | Non-Red Flag Warning - Destructive Fires | Equipment / facility failure | Aggregated | 2025 | 3.8781e-06 | 308.3477 | 0.0011958 | 2025 | Control | 0.046366 | 1 | 0 | esc | 0 | 0 | 0 | 0 | 0 | 0 | 0 | 0 | 3.5176e-05 | 2.5562e-07 | 0 | 0
7.3.6.2 Crew-accompanying ignition prevention and suppression resources and services | HFTD - Distribution - Tier 2 - 3QU CoRE ¦ 2QU LoRE | 0.21611 | 0.21611 | 0.2142 | 0.20753 | 0 | 0 | 0.2142 | 0.2142 | 0.92001 | 0.88922 | 0.59655 | 0.6179 | 0.59655 | 17748.1323 | 828.5621 | 17425.6907 | 3623.8274 | 1 | 16285.6922 | 217150.2061 | 242204.4497 | 366778.5097 | 380901.7146 | 342783.6539 | [9 empty] | 7.3.6.2 Crew-accompanying ignition prevention and suppression resources and services | WLDFR | HFTD - Distribution - Tier 2 - 1QU CoRE ¦ 3QU LoRE | 2023 | 0.87344 | 0 | 0 | 0 | 0 | 0 | 0 | 0 | 0 | 0 | 0 | 0 | 0 | 0 | 0 | 1.4291 | 1.4291 | 0 | 0 | 0 | 1.2482 | 0 | 0 | 0 | 0 | 0 | 0 | 0 | 0 | [11 empty] | WLDFR | HFTD - Distribution - 1QU CoRE ¦ 1QU LoRE | Non-Red Flag Warning - Destructive Fires | 2026 | 0 | 0 | 0 | 0 | 0 | 2.5562e-07 | 8507.4426 | 202.8477 | 8304.5949 | 0 | 0 | 0 | 0 | 0 | 0 | 0 | 3.8281e-05 | 0 | 0 | 0 | 0 | 0 | 0 | 0 | 0 | 0 | 0 | 0 | 0 | 0 | 0 | 0 | 0.0021746 | 0 | 0.0021746 |  |  | Patrols - Distribution OverheadWLDFREquipment / facility failureAggregated | WLDFR | HFTD - Distribution - 1QU CoRE ¦ 1QU LoRE | Non-Red Flag Warning - Destructive Fires | Equipment / facility failure | Aggregated | 2026 | 3.8781e-06 | 308.3477 | 0.0011958 | 2026 | Control | 0.046366 | 1 | 0 | esc | 0 | 0 | 0 | 0 | 0 | 0 | 0 | 0 | 0 | 0 | 3.5176e-05 | 2.5562e-07
7.3.6.2 Crew-accompanying ignition prevention and suppression resources and services | HFTD - Distribution - Tier 2 - 3QU CoRE ¦ 3QU LoRE | 0.18263 | 0.18263 | 0.16892 | 0.16366 | 0 | 0 | 0.16892 | 0.16892 | 0.72163 | 0.69748 | 0.47042 | 0.48726 | 0.47042 | 19121.5687 | 892.6802 | 17426.789 | 3624.0558 | 1 | 16286.7187 | 233954.3405 | 260947.4028 | 366801.6262 | 380925.7212 | 342805.2581 | [9 empty] | 7.3.6.2 Crew-accompanying ignition prevention and suppression resources and services | WLDFR | HFTD - Distribution - Tier 2 - 1QU CoRE ¦ 4QU LoRE | 2020 | 1 | 0 | 0 | 1.8462 | 1.8462 | 0 | 0 | 0 | 0 | 0 | 0 | 0 | 0 | 0 | 0 | 0 | 0 | 1.8462 | 0 | 0 | 0 | 0 | 0 | 0 | 0 | 0 | 0 | 0 | 0 | [11 empty] | WLDFR | HFTD - Distribution - 1QU CoRE ¦ 1QU LoRE | Non-Red Flag Warning - Large Fires | 2021 | 1.1719e-06 | 0 | 0 | 0 | 0 | 0 | 5.1078 | 0.69027 | 2.8264 | 1.5911 | 0 | 0 | 0 | 0 | 0 | 0 | 0.00018561 | 5.9857e-06 | 0 | 5.9857e-06 | 0 | 0 | 0 | 0 | 0 | 0 | 0 | 0 | 0 | 0 | 0 | 0 | 0 | 0 | 0 |  |  | Patrols - Distribution OverheadWLDFREquipment / facility failureAggregated | WLDFR | HFTD - Distribution - 1QU CoRE ¦ 1QU LoRE | Non-Red Flag Warning - Large Fires | Equipment / facility failure | Aggregated | 2021 | 2.8089e-05 | 308.3477 | 0.0086611 | 2021 | Control | 0.046366 | 1 | 0 | esc | 0.00024411 | 1.1719e-06 | 0 | 0 | 0 | 0 | 0 | 0 | 0 | 0 | 0 | 0
7.3.6.2 Crew-accompanying ignition prevention and suppression resources and services | HFTD - Distribution - Tier 2 - 3QU CoRE ¦ 4QU LoRE | 0.13202 | 0.13202 | 0.11727 | 0.11362 | 0 | 0 | 0.11727 | 0.11727 | 0.54821 | 0.52986 | 0.34843 | 0.36091 | 0.34843 | 18195.1593 | 849.4313 | 16334.3007 | 3396.8632 | 1 | 15265.7016 | 222619.6267 | 248304.9183 | 343806.7731 | 357045.4264 | 321314.7412 | [9 empty] | 7.3.6.2 Crew-accompanying ignition prevention and suppression resources and services | WLDFR | HFTD - Distribution - Tier 2 - 1QU CoRE ¦ 4QU LoRE | 2021 | 1 | 0 | 0 | 0 | 0 | 0 | 0 | 1.8462 | 1.8462 | 0 | 0 | 0 | 0 | 0 | 0 | 0 | 0 | 0 | 1.8462 | 0 | 0 | 0 | 0 | 0 | 0 | 0 | 0 | 0 | 0 | [11 empty] | WLDFR | HFTD - Distribution - 1QU CoRE ¦ 1QU LoRE | Non-Red Flag Warning - Large Fires | 2022 | 0 | 1.1643e-06 | 0 | 0 | 0 | 0 | 5.0739 | 0.68415 | 2.8096 | 1.5801 | 0 | 0 | 0 | 0 | 0 | 0 | 0.00017665 | 0 | 0 | 0 | 5.9076e-06 | 0 | 5.9076e-06 | 0 | 0 | 0 | 0 | 0 | 0 | 0 | 0 | 0 | 0 | 0 | 0 |  |  | Patrols - Distribution OverheadWLDFREquipment / facility failureAggregated | WLDFR | HFTD - Distribution - 1QU CoRE ¦ 1QU LoRE | Non-Red Flag Warning - Large Fires | Equipment / facility failure | Aggregated | 2022 | 2.6602e-05 | 308.3477 | 0.0082028 | 2022 | Control | 0.046366 | 1 | 0 | esc | 0 | 0 | 0.00024253 | 1.1643e-06 | 0 | 0 | 0 | 0 | 0 | 0 | 0 | 0
7.3.6.2 Crew-accompanying ignition prevention and suppression resources and services | HFTD - Distribution - Tier 2 - 3QU CoRE ¦ 5QU LoRE | 0.08768 | 0.08768 | 0.079844 | 0.077357 | 0 | 0 | 0.079844 | 0.079844 | 0.38232 | 0.36953 | 0.24575 | 0.25455 | 0.24575 | 17327.7183 | 808.9353 | 15767.3184 | 3278.9541 | 1 | 14735.8116 | 212006.3984 | 236467.1624 | 331872.8456 | 344651.97 | 310161.5379 | [9 empty] | 7.3.6.2 Crew-accompanying ignition prevention and suppression resources and services | WLDFR | HFTD - Distribution - Tier 2 - 1QU CoRE ¦ 4QU LoRE | 2022 | 0.93458 | 0 | 0 | 0 | 0 | 0 | 0 | 0 | 0 | 0 | 0 | 1.7841 | 1.7841 | 0 | 0 | 0 | 0 | 0 | 0 | 1.6674 | 0 | 0 | 0 | 0 | 0 | 1.7841 | 1.6674 | 1.7841 | 1.6674 | [11 empty] | WLDFR | HFTD - Distribution - 1QU CoRE ¦ 1QU LoRE | Non-Red Flag Warning - Large Fires | 2023 | 0 | 0 | 1.7515e-06 | 0 | 0 | 0 | 5.1712 | 0.68415 | 2.907 | 1.5801 | 0 | 0 | 0 | 0 | 0 | 0 | 0.00017663 | 0 | 0 | 0 | 0 | 0 | 0 | 9.0573e-06 | 0 | 9.0573e-06 | 0 | 0 | 0 | 0 | 0 | 0 | 0 | 0 | 0 |  |  | Patrols - Distribution OverheadWLDFREquipment / facility failureAggregated | WLDFR | HFTD - Distribution - 1QU CoRE ¦ 1QU LoRE | Non-Red Flag Warning - Large Fires | Equipment / facility failure | Aggregated | 2023 | 2.6573e-05 | 308.3477 | 0.0081936 | 2023 | Control | 0.046366 | 1 | 0 | esc | 0 | 0 | 0 | 0 | 0.00024103 | 1.7515e-06 | 0 | 0 | 0 | 0 | 0 | 0
7.3.6.2 Crew-accompanying ignition prevention and suppression resources and services | HFTD - Distribution - Tier 2 - 4QU CoRE ¦ 1QU LoRE | 0.13608 | 0.13608 | 0.12857 | 0.12456 | 0 | 0 | 0.12857 | 0.12857 | 0.58323 | 0.56371 | 0.36689 | 0.38001 | 0.36689 | 17628.4629 | 822.9754 | 17006.5107 | 3536.6552 | 1 | 15893.9352 | 215686.0392 | 240571.351 | 357955.5465 | 371739.0137 | 334537.894 | [9 empty] | 7.3.6.2 Crew-accompanying ignition prevention and suppression resources and services | WLDFR | HFTD - Distribution - Tier 2 - 1QU CoRE ¦ 4QU LoRE | 2023 | 0.87344 | 0 | 0 | 0 | 0 | 0 | 0 | 0 | 0 | 0 | 0 | 0 | 0 | 0 | 0 | 1.8495 | 1.8495 | 0 | 0 | 0 | 1.6154 | 0 | 0 | 0 | 0 | 0 | 0 | 0 | 0 | [11 empty] | WLDFR | HFTD - Distribution - 1QU CoRE ¦ 1QU LoRE | Non-Red Flag Warning - Large Fires | 2024 | 0 | 0 | 0 | 1.7515e-06 | 0 | 0 | 5.1712 | 0.68415 | 2.907 | 1.5801 | 0 | 0 | 0 | 0 | 0 | 0 | 0.00017663 | 0 | 0 | 0 | 0 | 0 | 0 | 0 | 0 | 0 | 9.0573e-06 | 0 | 9.0573e-06 | 0 | 0 | 0 | 0 | 0 | 0 |  |  | Patrols - Distribution OverheadWLDFREquipment / facility failureAggregated | WLDFR | HFTD - Distribution - 1QU CoRE ¦ 1QU LoRE | Non-Red Flag Warning - Large Fires | Equipment / facility failure | Aggregated | 2024 | 2.6573e-05 | 308.3477 | 0.0081936 | 2024 | Control | 0.046366 | 1 | 0 | esc | 0 | 0 | 0 | 0 | 0 | 0 | 0.00024103 | 1.7515e-06 | 0 | 0 | 0 | 0
7.3.6.2 Crew-accompanying ignition prevention and suppression resources and services | HFTD - Distribution - Tier 2 - 4QU CoRE ¦ 2QU LoRE | 0.058503 | 0.058503 | 0.050587 | 0.049009 | 0 | 0 | 0.050587 | 0.050587 | 0.33523 | 0.32401 | 0.21343 | 0.22106 | 0.21343 | 13186.0261 | 615.5826 | 11502.4288 | 2392.0324 | 1 | 10749.9334 | 161332.372 | 179946.4946 | 242104.8188 | 251427.3279 | 226266.1858 | [9 empty] | 7.3.6.2 Crew-accompanying ignition prevention and suppression resources and services | WLDFR | HFTD - Distribution - Tier 2 - 1QU CoRE ¦ 5QU LoRE | 2020 | 1 | 0 | 0 | 1.4186 | 1.4186 | 0 | 0 | 0 | 0 | 0 | 0 | 0 | 0 | 0 | 0 | 0 | 0 | 1.4186 | 0 | 0 | 0 | 0 | 0 | 0 | 0 | 0 | 0 | 0 | 0 | [11 empty] | WLDFR | HFTD - Distribution - 1QU CoRE ¦ 1QU LoRE | Non-Red Flag Warning - Large Fires | 2025 | 0 | 0 | 0 | 0 | 1.7515e-06 | 0 | 5.1712 | 0.68415 | 2.907 | 1.5801 | 0 | 0 | 0 | 0 | 0 | 0 | 0.00017663 | 0 | 0 | 0 | 0 | 0 | 0 | 0 | 0 | 0 | 0 | 0 | 0 | 9.0573e-06 | 0 | 9.0573e-06 | 0 | 0 | 0 |  |  | Patrols - Distribution OverheadWLDFREquipment / facility failureAggregated | WLDFR | HFTD - Distribution - 1QU CoRE ¦ 1QU LoRE | Non-Red Flag Warning - Large Fires | Equipment / facility failure | Aggregated | 2025 | 2.6573e-05 | 308.3477 | 0.0081936 | 2025 | Control | 0.046366 | 1 | 0 | esc | 0 | 0 | 0 | 0 | 0 | 0 | 0 | 0 | 0.00024103 | 1.7515e-06 | 0 | 0
7.3.6.2 Crew-accompanying ignition prevention and suppression resources and services | HFTD - Distribution - Tier 2 - 4QU CoRE ¦ 3QU LoRE | 0.062347 | 0.062347 | 0.056665 | 0.054897 | 0 | 0 | 0.056665 | 0.056665 | 0.25878 | 0.25011 | 0.16641 | 0.17237 | 0.16641 | 18203.9253 | 849.8405 | 16524.6238 | 3436.4425 | 1 | 15443.5737 | 222726.8798 | 248424.546 | 347812.7211 | 361205.6278 | 325058.6179 | [9 empty] | 7.3.6.2 Crew-accompanying ignition prevention and suppression resources and services | WLDFR | HFTD - Distribution - Tier 2 - 1QU CoRE ¦ 5QU LoRE | 2021 | 1 | 0 | 0 | 0 | 0 | 0 | 0 | 1.4186 | 1.4186 | 0 | 0 | 0 | 0 | 0 | 0 | 0 | 0 | 0 | 1.4186 | 0 | 0 | 0 | 0 | 0 | 0 | 0 | 0 | 0 | 0 | [11 empty] | WLDFR | HFTD - Distribution - 1QU CoRE ¦ 1QU LoRE | Non-Red Flag Warning - Large Fires | 2026 | 0 | 0 | 0 | 0 | 0 | 1.7515e-06 | 5.1712 | 0.68415 | 2.907 | 1.5801 | 0 | 0 | 0 | 0 | 0 | 0 | 0.00017663 | 0 | 0 | 0 | 0 | 0 | 0 | 0 | 0 | 0 | 0 | 0 | 0 | 0 | 0 | 0 | 9.0573e-06 | 0 | 9.0573e-06 |  |  | Patrols - Distribution OverheadWLDFREquipment / facility failureAggregated | WLDFR | HFTD - Distribution - 1QU CoRE ¦ 1QU LoRE | Non-Red Flag Warning - Large Fires | Equipment / facility failure | Aggregated | 2026 | 2.6573e-05 | 308.3477 | 0.0081936 | 2026 | Control | 0.046366 | 1 | 0 | esc | 0 | 0 | 0 | 0 | 0 | 0 | 0 | 0 | 0 | 0 | 0.00024103 | 1.7515e-06
7.3.6.2 Crew-accompanying ignition prevention and suppression resources and services | HFTD - Distribution - Tier 2 - 4QU CoRE ¦ 4QU LoRE | 0.04138 | 0.04138 | 0.038963 | 0.037749 | 0 | 0 | 0.038963 | 0.038963 | 0.19085 | 0.18446 | 0.12332 | 0.12773 | 0.12332 | 16382.3085 | 764.7993 | 15333.4217 | 3188.7215 | 1 | 14330.3006 | 200439.2131 | 223565.3844 | 322740.123 | 335167.582 | 301626.2832 | [9 empty] | 7.3.6.2 Crew-accompanying ignition prevention and suppression resources and services | WLDFR | HFTD - Distribution - Tier 2 - 1QU CoRE ¦ 5QU LoRE | 2022 | 0.93458 | 0 | 0 | 0 | 0 | 0 | 0 | 0 | 0 | 0 | 0 | 1.404 | 1.404 | 0 | 0 | 0 | 0 | 0 | 0 | 1.3121 | 0 | 0 | 0 | 0 | 0 | 1.404 | 1.3121 | 1.404 | 1.3121 | [11 empty] | WLDFR | HFTD - Distribution - 1QU CoRE ¦ 1QU LoRE | Non-Red Flag Warning - Small Fires | 2021 | 0.00017263 | 0 | 0 | 0 | 0 | 0 | 0.077861 | 0.036425 | 0.0015416 | 0.039895 | 0 | 0 | 0 | 0 | 0 | 0 | 0.012242 | 1.3441e-05 | 0 | 1.3441e-05 | 0 | 0 | 0 | 0 | 0 | 0 | 0 | 0 | 0 | 0 | 0 | 0 | 0 | 0 | 0 |  |  | Patrols - Distribution OverheadWLDFREquipment / facility failureAggregated | WLDFR | HFTD - Distribution - 1QU CoRE ¦ 1QU LoRE | Non-Red Flag Warning - Small Fires | Equipment / facility failure | Aggregated | 2021 | 0.0041378 | 308.3477 | 1.2759 | 2021 | Control | 0.046366 | 1 | 0 | esc | 0.035959 | 0.00017263 | 0 | 0 | 0 | 0 | 0 | 0 | 0 | 0 | 0 | 0
7.3.6.2 Crew-accompanying ignition prevention and suppression resources and services | HFTD - Distribution - Tier 2 - 4QU CoRE ¦ 5QU LoRE | 0.021895 | 0.021895 | 0.019423 | 0.018818 | 0 | 0 | 0.019423 | 0.019423 | 0.14134 | 0.13661 | 0.090892 | 0.094148 | 0.090892 | 11704.7588 | 546.4304 | 10370.6882 | 2156.6769 | 1 | 9692.232 | 143208.9164 | 159732.0003 | 218283.7766 | 226689.0306 | 204003.5296 | [9 empty] | 7.3.6.2 Crew-accompanying ignition prevention and suppression resources and services | WLDFR | HFTD - Distribution - Tier 2 - 1QU CoRE ¦ 5QU LoRE | 2023 | 0.87344 | 0 | 0 | 0 | 0 | 0 | 0 | 0 | 0 | 0 | 0 | 0 | 0 | 0 | 0 | 1.4554 | 1.4554 | 0 | 0 | 0 | 1.2712 | 0 | 0 | 0 | 0 | 0 | 0 | 0 | 0 | [11 empty] | WLDFR | HFTD - Distribution - 1QU CoRE ¦ 1QU LoRE | Non-Red Flag Warning - Small Fires | 2022 | 0 | 0.00017284 | 0 | 0 | 0 | 0 | 0.077861 | 0.036425 | 0.0015416 | 0.039895 | 0 | 0 | 0 | 0 | 0 | 0 | 0.011734 | 0 | 0 | 0 | 1.3457e-05 | 0 | 1.3457e-05 | 0 | 0 | 0 | 0 | 0 | 0 | 0 | 0 | 0 | 0 | 0 | 0 |  |  | Patrols - Distribution OverheadWLDFREquipment / facility failureAggregated | WLDFR | HFTD - Distribution - 1QU CoRE ¦ 1QU LoRE | Non-Red Flag Warning - Small Fires | Equipment / facility failure | Aggregated | 2022 | 0.003949 | 308.3477 | 1.2177 | 2022 | Control | 0.046366 | 1 | 0 | esc | 0 | 0 | 0.036003 | 0.00017284 | 0 | 0 | 0 | 0 | 0 | 0 | 0 | 0
7.3.6.2 Crew-accompanying ignition prevention and suppression resources and services | HFTD - Distribution - Tier 2 - 5QU CoRE ¦ 1QU LoRE | 0.021281 | 0.021281 | 0.020524 | 0.01988 | 0 | 0 | 0.020524 | 0.020524 | 0.09369 | 0.090554 | 0.060083 | 0.062219 | 0.060083 | 17162.2666 | 801.2113 | 16577.7383 | 3447.4882 | 1 | 15493.2134 | 209982.08 | 234209.2833 | 348930.6826 | 362366.6376 | 326103.4417 | [9 empty] | 7.3.6.2 Crew-accompanying ignition prevention and suppression resources and services | WLDFR | HFTD - Distribution - Tier 2 - 2QU CoRE ¦ 1QU LoRE | 2020 | 1 | 0 | 0 | 0.19686 | 0.19686 | 0 | 0 | 0 | 0 | 0 | 0 | 0 | 0 | 0 | 0 | 0 | 0 | 0.19686 | 0 | 0 | 0 | 0 | 0 | 0 | 0 | 0 | 0 | 0 | 0 | [11 empty] | WLDFR | HFTD - Distribution - 1QU CoRE ¦ 1QU LoRE | Non-Red Flag Warning - Small Fires | 2023 | 0 | 0 | 0.00025962 | 0 | 0 | 0 | 0.077901 | 0.036425 | 0.0015809 | 0.039895 | 0 | 0 | 0 | 0 | 0 | 0 | 0.011717 | 0 | 0 | 0 | 0 | 0 | 0 | 2.0225e-05 | 0 | 2.0225e-05 | 0 | 0 | 0 | 0 | 0 | 0 | 0 | 0 | 0 |  |  | Patrols - Distribution OverheadWLDFREquipment / facility failureAggregated | WLDFR | HFTD - Distribution - 1QU CoRE ¦ 1QU LoRE | Non-Red Flag Warning - Small Fires | Equipment / facility failure | Aggregated | 2023 | 0.0039389 | 308.3477 | 1.2145 | 2023 | Control | 0.046366 | 1 | 0 | esc | 0 | 0 | 0 | 0 | 0.035728 | 0.00025962 | 0 | 0 | 0 | 0 | 0 | 0
7.3.6.2 Crew-accompanying ignition prevention and suppression resources and services | HFTD - Distribution - Tier 2 - 5QU CoRE ¦ 2QU LoRE | 0.016984 | 0.016984 | 0.014899 | 0.014432 | 0 | 0 | 0.014899 | 0.014899 | 0.067241 | 0.06499 | 0.042719 | 0.04424 | 0.042719 | 19084.2816 | 890.9395 | 16926.3392 | 3519.9828 | 1 | 15819.0086 | 233498.1294 | 260438.5552 | 356268.086 | 369986.5757 | 332960.828 | [9 empty] | 7.3.6.2 Crew-accompanying ignition prevention and suppression resources and services | WLDFR | HFTD - Distribution - Tier 2 - 2QU CoRE ¦ 1QU LoRE | 2021 | 1 | 0 | 0 | 0 | 0 | 0 | 0 | 0.19686 | 0.19686 | 0 | 0 | 0 | 0 | 0 | 0 | 0 | 0 | 0 | 0.19686 | 0 | 0 | 0 | 0 | 0 | 0 | 0 | 0 | 0 | 0 | [11 empty] | WLDFR | HFTD - Distribution - 1QU CoRE ¦ 1QU LoRE | Non-Red Flag Warning - Small Fires | 2024 | 0 | 0 | 0 | 0.00025962 | 0 | 0 | 0.077901 | 0.036425 | 0.0015809 | 0.039895 | 0 | 0 | 0 | 0 | 0 | 0 | 0.011717 | 0 | 0 | 0 | 0 | 0 | 0 | 0 | 0 | 0 | 2.0225e-05 | 0 | 2.0225e-05 | 0 | 0 | 0 | 0 | 0 | 0 |  |  | Patrols - Distribution OverheadWLDFREquipment / facility failureAggregated | WLDFR | HFTD - Distribution - 1QU CoRE ¦ 1QU LoRE | Non-Red Flag Warning - Small Fires | Equipment / facility failure | Aggregated | 2024 | 0.0039389 | 308.3477 | 1.2145 | 2024 | Control | 0.046366 | 1 | 0 | esc | 0 | 0 | 0 | 0 | 0 | 0 | 0.035728 | 0.00025962 | 0 | 0 | 0 | 0
7.3.6.2 Crew-accompanying ignition prevention and suppression resources and services | HFTD - Distribution - Tier 2 - 5QU CoRE ¦ 3QU LoRE | 0.006065 | 0.006065 | 0.0061858 | 0.0059918 | 0 | 0 | 0.0061858 | 0.0061858 | 0.043436 | 0.041982 | 0.029181 | 0.03022 | 0.029181 | 10550.0684 | 492.5243 | 10287.2999 | 2139.3355 | 1 | 9614.299 | 129081.1619 | 143974.2211 | 216528.6069 | 224866.2761 | 202363.184 | [9 empty] | 7.3.6.2 Crew-accompanying ignition prevention and suppression resources and services | WLDFR | HFTD - Distribution - Tier 2 - 2QU CoRE ¦ 1QU LoRE | 2022 | 0.93458 | 0 | 0 | 0 | 0 | 0 | 0 | 0 | 0 | 0 | 0 | 0.20388 | 0.20388 | 0 | 0 | 0 | 0 | 0 | 0 | 0.19054 | 0 | 0 | 0 | 0 | 0 | 0.20388 | 0.19054 | 0.20388 | 0.19054 | [11 empty] | WLDFR | HFTD - Distribution - 1QU CoRE ¦ 1QU LoRE | Non-Red Flag Warning - Small Fires | 2025 | 0 | 0 | 0 | 0 | 0.00025962 | 0 | 0.077901 | 0.036425 | 0.0015809 | 0.039895 | 0 | 0 | 0 | 0 | 0 | 0 | 0.011717 | 0 | 0 | 0 | 0 | 0 | 0 | 0 | 0 | 0 | 0 | 0 | 0 | 2.0225e-05 | 0 | 2.0225e-05 | 0 | 0 | 0 |  |  | Patrols - Distribution OverheadWLDFREquipment / facility failureAggregated | WLDFR | HFTD - Distribution - 1QU CoRE ¦ 1QU LoRE | Non-Red Flag Warning - Small Fires | Equipment / facility failure | Aggregated | 2025 | 0.0039389 | 308.3477 | 1.2145 | 2025 | Control | 0.046366 | 1 | 0 | esc | 0 | 0 | 0 | 0 | 0 | 0 | 0 | 0 | 0.035728 | 0.00025962 | 0 | 0
7.3.6.2 Crew-accompanying ignition prevention and suppression resources and services | HFTD - Distribution - Tier 2 - 5QU CoRE ¦ 4QU LoRE | 0.0051111 | 0.0051111 | 0.0041855 | 0.0040545 | 0 | 0 | 0.0041855 | 0.0041855 | 0.042008 | 0.040602 | 0.026556 | 0.027503 | 0.026556 | 9192.827 | 429.1622 | 7648.9175 | 1590.6604 | 1 | 7148.521 | 112475.1741 | 125452.2763 | 160995.5436 | 167194.8519 | 150463.1248 | [9 empty] | 7.3.6.2 Crew-accompanying ignition prevention and suppression resources and services | WLDFR | HFTD - Distribution - Tier 2 - 2QU CoRE ¦ 1QU LoRE | 2023 | 0.87344 | 0 | 0 | 0 | 0 | 0 | 0 | 0 | 0 | 0 | 0 | 0 | 0 | 0 | 0 | 0.21136 | 0.21136 | 0 | 0 | 0 | 0.18461 | 0 | 0 | 0 | 0 | 0 | 0 | 0 | 0 | [11 empty] | WLDFR | HFTD - Distribution - 1QU CoRE ¦ 1QU LoRE | Non-Red Flag Warning - Small Fires | 2026 | 0 | 0 | 0 | 0 | 0 | 0.00025962 | 0.077901 | 0.036425 | 0.0015809 | 0.039895 | 0 | 0 | 0 | 0 | 0 | 0 | 0.011717 | 0 | 0 | 0 | 0 | 0 | 0 | 0 | 0 | 0 | 0 | 0 | 0 | 0 | 0 | 0 | 2.0225e-05 | 0 | 2.0225e-05 |  |  | Patrols - Distribution OverheadWLDFREquipment / facility failureAggregated | WLDFR | HFTD - Distribution - 1QU CoRE ¦ 1QU LoRE | Non-Red Flag Warning - Small Fires | Equipment / facility failure | Aggregated | 2026 | 0.0039389 | 308.3477 | 1.2145 | 2026 | Control | 0.046366 | 1 | 0 | esc | 0 | 0 | 0 | 0 | 0 | 0 | 0 | 0 | 0 | 0 | 0.035728 | 0.00025962
7.3.6.2 Crew-accompanying ignition prevention and suppression resources and services | HFTD - Distribution - Tier 2 - 5QU CoRE ¦ 5QU LoRE | 0.0029837 | 0.0029837 | 0.0026725 | 0.0025886 | 0 | 0 | 0.0026725 | 0.0026725 | 0.022791 | 0.022028 | 0.014471 | 0.014986 | 0.014471 | 9891.8545 | 461.796 | 8962.4108 | 1863.8131 | 1 | 8376.0848 | 121027.8472 | 134991.7353 | 188642.145 | 195906.0157 | 176301.0701 | [9 empty] | 7.3.6.2 Crew-accompanying ignition prevention and suppression resources and services | WLDFR | HFTD - Distribution - Tier 2 - 2QU CoRE ¦ 2QU LoRE | 2020 | 1 | 0 | 0 | 0.3276 | 0.3276 | 0 | 0 | 0 | 0 | 0 | 0 | 0 | 0 | 0 | 0 | 0 | 0 | 0.3276 | 0 | 0 | 0 | 0 | 0 | 0 | 0 | 0 | 0 | 0 | 0 | [11 empty] | WLDFR | HFTD - Distribution - 1QU CoRE ¦ 1QU LoRE | Red Flag Warning - Catastrophic Fires | 2021 | 1.331e-05 | 0 | 0 | 0 | 0 | 0 | 13887.861 | 212.4034 | 8426.443 | 5249.0147 | 0 | 0 | 0 | 0 | 0 | 0 | 0.00044815 | 0.18485 | 0 | 0.18485 | 0 | 0 | 0 | 0 | 0 | 0 | 0 | 0 | 0 | 0 | 0 | 0 | 0 | 0 | 0 |  |  | Patrols - Distribution OverheadWLDFREquipment / facility failureAggregated | WLDFR | HFTD - Distribution - 1QU CoRE ¦ 1QU LoRE | Red Flag Warning - Catastrophic Fires | Equipment / facility failure | Aggregated | 2021 | 0.00031903 | 308.3477 | 0.098371 | 2021 | Control | 0.046366 | 1 | 0 | esc | 0.0027725 | 1.331e-05 | 0 | 0 | 0 | 0 | 0 | 0 | 0 | 0 | 0 | 0
7.3.6.2 Crew-accompanying ignition prevention and suppression resources and services | HFTD - Distribution - Tier 3 - 1QU CoRE ¦ 1QU LoRE | 0.16153 | 0.16153 | 0.13169 | 0.12759 | 0 | 0 | 0.13169 | 0.13169 | 7.4363 | 7.1874 | 4.9411 | 5.118 | 4.9411 | 1641.1926 | 76.6182 | 1293.4218 | 268.9786 | 1 | 1208.8054 | 20080.1588 | 22396.9569 | 27224.1326 | 28272.4274 | 25443.1146 | [9 empty] | 7.3.6.2 Crew-accompanying ignition prevention and suppression resources and services | WLDFR | HFTD - Distribution - Tier 2 - 2QU CoRE ¦ 2QU LoRE | 2021 | 1 | 0 | 0 | 0 | 0 | 0 | 0 | 0.3276 | 0.3276 | 0 | 0 | 0 | 0 | 0 | 0 | 0 | 0 | 0 | 0.3276 | 0 | 0 | 0 | 0 | 0 | 0 | 0 | 0 | 0 | 0 | [11 empty] | WLDFR | HFTD - Distribution - 1QU CoRE ¦ 1QU LoRE | Red Flag Warning - Catastrophic Fires | 2022 | 0 | 1.3203e-05 | 0 | 0 | 0 | 0 | 13650.1655 | 202.8477 | 8286.6934 | 5160.6244 | 0 | 0 | 0 | 0 | 0 | 0 | 0.00042332 | 0 | 0 | 0 | 0.18022 | 0 | 0.18022 | 0 | 0 | 0 | 0 | 0 | 0 | 0 | 0 | 0 | 0 | 0 | 0 |  |  | Patrols - Distribution OverheadWLDFREquipment / facility failureAggregated | WLDFR | HFTD - Distribution - 1QU CoRE ¦ 1QU LoRE | Red Flag Warning - Catastrophic Fires | Equipment / facility failure | Aggregated | 2022 | 0.00030166 | 308.3477 | 0.093017 | 2022 | Control | 0.046366 | 1 | 0 | esc | 0 | 0 | 0.0027502 | 1.3203e-05 | 0 | 0 | 0 | 0 | 0 | 0 | 0 | 0
7.3.6.2 Crew-accompanying ignition prevention and suppression resources and services | HFTD - Distribution - Tier 3 - 1QU CoRE ¦ 2QU LoRE | 0.22227 | 0.22227 | 0.20057 | 0.19432 | 0 | 0 | 0.20057 | 0.20057 | 4.2686 | 4.1258 | 2.8225 | 2.9236 | 2.8225 | 3934.1887 | 183.6655 | 3448.5431 | 717.1552 | 1 | 3222.9374 | 48135.1994 | 53688.9174 | 72585.4432 | 75380.4246 | 67836.8628 | [9 empty] | 7.3.6.2 Crew-accompanying ignition prevention and suppression resources and services | WLDFR | HFTD - Distribution - Tier 2 - 2QU CoRE ¦ 2QU LoRE | 2022 | 0.93458 | 0 | 0 | 0 | 0 | 0 | 0 | 0 | 0 | 0 | 0 | 0.33055 | 0.33055 | 0 | 0 | 0 | 0 | 0 | 0 | 0.30893 | 0 | 0 | 0 | 0 | 0 | 0.33055 | 0.30893 | 0.33055 | 0.30893 | [11 empty] | WLDFR | HFTD - Distribution - 1QU CoRE ¦ 1QU LoRE | Red Flag Warning - Catastrophic Fires | 2023 | 0 | 0 | 2.0549e-05 | 0 | 0 | 0 | 13668.067 | 202.8477 | 8304.5949 | 5160.6244 | 0 | 0 | 0 | 0 | 0 | 0 | 0.0004383 | 0 | 0 | 0 | 0 | 0 | 0 | 0.28087 | 0 | 0.28087 | 0 | 0 | 0 | 0 | 0 | 0 | 0 | 0 | 0 |  |  | Patrols - Distribution OverheadWLDFREquipment / facility failureAggregated | WLDFR | HFTD - Distribution - 1QU CoRE ¦ 1QU LoRE | Red Flag Warning - Catastrophic Fires | Equipment / facility failure | Aggregated | 2023 | 0.00031176 | 308.3477 | 0.096132 | 2023 | Control | 0.046366 | 1 | 0 | esc | 0 | 0 | 0 | 0 | 0.0028278 | 2.0549e-05 | 0 | 0 | 0 | 0 | 0 | 0
7.3.6.2 Crew-accompanying ignition prevention and suppression resources and services | HFTD - Distribution - Tier 3 - 1QU CoRE ¦ 3QU LoRE | 0.036566 | 0.036566 | 0.04733 | 0.045856 | 0 | 0 | 0.04733 | 0.04733 | 2.9473 | 2.8487 | 1.8543 | 1.9207 | 1.8543 | 937.3852 | 43.7613 | 1238.7348 | 257.6059 | 1 | 1157.6961 | 11469.0036 | 12792.2683 | 26073.0727 | 27077.0447 | 24367.3577 | [9 empty] | 7.3.6.2 Crew-accompanying ignition prevention and suppression resources and services | WLDFR | HFTD - Distribution - Tier 2 - 2QU CoRE ¦ 2QU LoRE | 2023 | 0.87344 | 0 | 0 | 0 | 0 | 0 | 0 | 0 | 0 | 0 | 0 | 0 | 0 | 0 | 0 | 0.34267 | 0.34267 | 0 | 0 | 0 | 0.2993 | 0 | 0 | 0 | 0 | 0 | 0 | 0 | 0 | [11 empty] | WLDFR | HFTD - Distribution - 1QU CoRE ¦ 1QU LoRE | Red Flag Warning - Catastrophic Fires | 2024 | 0 | 0 | 0 | 2.0549e-05 | 0 | 0 | 13668.067 | 202.8477 | 8304.5949 | 5160.6244 | 0 | 0 | 0 | 0 | 0 | 0 | 0.0004383 | 0 | 0 | 0 | 0 | 0 | 0 | 0 | 0 | 0 | 0.28087 | 0 | 0.28087 | 0 | 0 | 0 | 0 | 0 | 0 |  |  | Patrols - Distribution OverheadWLDFREquipment / facility failureAggregated | WLDFR | HFTD - Distribution - 1QU CoRE ¦ 1QU LoRE | Red Flag Warning - Catastrophic Fires | Equipment / facility failure | Aggregated | 2024 | 0.00031176 | 308.3477 | 0.096132 | 2024 | Control | 0.046366 | 1 | 0 | esc | 0 | 0 | 0 | 0 | 0 | 0 | 0.0028278 | 2.0549e-05 | 0 | 0 | 0 | 0
7.3.6.2 Crew-accompanying ignition prevention and suppression resources and services | HFTD - Distribution - Tier 3 - 1QU CoRE ¦ 4QU LoRE | 0.088328 | 0.088328 | 0.074856 | 0.072524 | 0 | 0 | 0.074856 | 0.074856 | 2.3176 | 2.24 | 1.482 | 1.5351 | 1.482 | 2879.6495 | 134.4349 | 2451.199 | 509.7486 | 1 | 2290.8402 | 35232.8043 | 39297.8765 | 51593.1977 | 53579.8498 | 48217.9418 | [9 empty] | 7.3.6.2 Crew-accompanying ignition prevention and suppression resources and services | WLDFR | HFTD - Distribution - Tier 2 - 2QU CoRE ¦ 3QU LoRE | 2020 | 1 | 0 | 0 | 0.49175 | 0.49175 | 0 | 0 | 0 | 0 | 0 | 0 | 0 | 0 | 0 | 0 | 0 | 0 | 0.49175 | 0 | 0 | 0 | 0 | 0 | 0 | 0 | 0 | 0 | 0 | 0 | [11 empty] | WLDFR | HFTD - Distribution - 1QU CoRE ¦ 1QU LoRE | Red Flag Warning - Catastrophic Fires | 2025 | 0 | 0 | 0 | 0 | 2.0549e-05 | 0 | 13668.067 | 202.8477 | 8304.5949 | 5160.6244 | 0 | 0 | 0 | 0 | 0 | 0 | 0.0004383 | 0 | 0 | 0 | 0 | 0 | 0 | 0 | 0 | 0 | 0 | 0 | 0 | 0.28087 | 0 | 0.28087 | 0 | 0 | 0 |  |  | Patrols - Distribution OverheadWLDFREquipment / facility failureAggregated | WLDFR | HFTD - Distribution - 1QU CoRE ¦ 1QU LoRE | Red Flag Warning - Catastrophic Fires | Equipment / facility failure | Aggregated | 2025 | 0.00031176 | 308.3477 | 0.096132 | 2025 | Control | 0.046366 | 1 | 0 | esc | 0 | 0 | 0 | 0 | 0 | 0 | 0 | 0 | 0.0028278 | 2.0549e-05 | 0 | 0
7.3.6.2 Crew-accompanying ignition prevention and suppression resources and services | HFTD - Distribution - Tier 3 - 1QU CoRE ¦ 5QU LoRE | 0.04112 | 0.04112 | 0.040841 | 0.039568 | 0 | 0 | 0.040841 | 0.040841 | 2.2688 | 2.1929 | 1.3667 | 1.4156 | 1.3667 | 1369.3815 | 63.9288 | 1450.2159 | 301.5853 | 1 | 1355.342 | 16754.5215 | 18687.616 | 30524.3593 | 31699.7329 | 28527.4386 | [9 empty] | 7.3.6.2 Crew-accompanying ignition prevention and suppression resources and services | WLDFR | HFTD - Distribution - Tier 2 - 2QU CoRE ¦ 3QU LoRE | 2021 | 1 | 0 | 0 | 0 | 0 | 0 | 0 | 0.49175 | 0.49175 | 0 | 0 | 0 | 0 | 0 | 0 | 0 | 0 | 0 | 0.49175 | 0 | 0 | 0 | 0 | 0 | 0 | 0 | 0 | 0 | 0 | [11 empty] | WLDFR | HFTD - Distribution - 1QU CoRE ¦ 1QU LoRE | Red Flag Warning - Catastrophic Fires | 2026 | 0 | 0 | 0 | 0 | 0 | 2.0549e-05 | 13668.067 | 202.8477 | 8304.5949 | 5160.6244 | 0 | 0 | 0 | 0 | 0 | 0 | 0.0004383 | 0 | 0 | 0 | 0 | 0 | 0 | 0 | 0 | 0 | 0 | 0 | 0 | 0 | 0 | 0 | 0.28087 | 0 | 0.28087 |  |  | Patrols - Distribution OverheadWLDFREquipment / facility failureAggregated | WLDFR | HFTD - Distribution - 1QU CoRE ¦ 1QU LoRE | Red Flag Warning - Catastrophic Fires | Equipment / facility failure | Aggregated | 2026 | 0.00031176 | 308.3477 | 0.096132 | 2026 | Control | 0.046366 | 1 | 0 | esc | 0 | 0 | 0 | 0 | 0 | 0 | 0 | 0 | 0 | 0 | 0.0028278 | 2.0549e-05
7.3.6.2 Crew-accompanying ignition prevention and suppression resources and services | HFTD - Distribution - Tier 3 - 2QU CoRE ¦ 1QU LoRE | 0.20264 | 0.20264 | 0.15782 | 0.1529 | 0 | 0 | 0.15782 | 0.15782 | 2.815 | 2.7208 | 1.8885 | 1.9561 | 1.8885 | 5438.8622 | 253.9104 | 4055.5917 | 843.3964 | 1 | 3790.2726 | 66545.0325 | 74222.8307 | 85362.6917 | 88649.6748 | 79778.2165 | [9 empty] | 7.3.6.2 Crew-accompanying ignition prevention and suppression resources and services | WLDFR | HFTD - Distribution - Tier 2 - 2QU CoRE ¦ 3QU LoRE | 2022 | 0.93458 | 0 | 0 | 0 | 0 | 0 | 0 | 0 | 0 | 0 | 0 | 0.48583 | 0.48583 | 0 | 0 | 0 | 0 | 0 | 0 | 0.45404 | 0 | 0 | 0 | 0 | 0 | 0.48583 | 0.45404 | 0.48583 | 0.45404 | [11 empty] | WLDFR | HFTD - Distribution - 1QU CoRE ¦ 1QU LoRE | Red Flag Warning - Destructive Fires | 2021 | 2.7022e-06 | 0 | 0 | 0 | 0 | 0 | 8638.8464 | 212.4034 | 8426.443 | 0 | 0 | 0 | 0 | 0 | 0 | 0 | 8.0487e-05 | 0.023343 | 0 | 0.023343 | 0 | 0 | 0 | 0 | 0 | 0 | 0 | 0 | 0 | 0 | 0 | 0 | 0 | 0 | 0 |  |  | Patrols - Distribution OverheadWLDFREquipment / facility failureAggregated | WLDFR | HFTD - Distribution - 1QU CoRE ¦ 1QU LoRE | Red Flag Warning - Destructive Fires | Equipment / facility failure | Aggregated | 2021 | 6.4768e-05 | 308.3477 | 0.019971 | 2021 | Control | 0.046366 | 1 | 0 | esc | 0.00056287 | 2.7022e-06 | 0 | 0 | 0 | 0 | 0 | 0 | 0 | 0 | 0 | 0
7.3.6.2 Crew-accompanying ignition prevention and suppression resources and services | HFTD - Distribution - Tier 3 - 2QU CoRE ¦ 2QU LoRE | 0.19411 | 0.19411 | 0.15616 | 0.15129 | 0 | 0 | 0.15616 | 0.15616 | 1.9576 | 1.8921 | 1.301 | 1.3476 | 1.301 | 7491.7784 | 349.7497 | 5824.9691 | 1211.3541 | 1 | 5443.8963 | 91662.6714 | 102238.4795 | 122604.8091 | 127325.8404 | 114583.9337 | [9 empty] | 7.3.6.2 Crew-accompanying ignition prevention and suppression resources and services | WLDFR | HFTD - Distribution - Tier 2 - 2QU CoRE ¦ 3QU LoRE | 2023 | 0.87344 | 0 | 0 | 0 | 0 | 0 | 0 | 0 | 0 | 0 | 0 | 0 | 0 | 0 | 0 | 0.50364 | 0.50364 | 0 | 0 | 0 | 0.4399 | 0 | 0 | 0 | 0 | 0 | 0 | 0 | 0 | [11 empty] | WLDFR | HFTD - Distribution - 1QU CoRE ¦ 1QU LoRE | Red Flag Warning - Destructive Fires | 2022 | 0 | 2.6799e-06 | 0 | 0 | 0 | 0 | 8489.5411 | 202.8477 | 8286.6934 | 0 | 0 | 0 | 0 | 0 | 0 | 0 | 7.604e-05 | 0 | 0 | 0 | 0.022751 | 0 | 0.022751 | 0 | 0 | 0 | 0 | 0 | 0 | 0 | 0 | 0 | 0 | 0 | 0 |  |  | Patrols - Distribution OverheadWLDFREquipment / facility failureAggregated | WLDFR | HFTD - Distribution - 1QU CoRE ¦ 1QU LoRE | Red Flag Warning - Destructive Fires | Equipment / facility failure | Aggregated | 2022 | 6.123e-05 | 308.3477 | 0.01888 | 2022 | Control | 0.046366 | 1 | 0 | esc | 0 | 0 | 0.00055823 | 2.6799e-06 | 0 | 0 | 0 | 0 | 0 | 0 | 0 | 0
7.3.6.2 Crew-accompanying ignition prevention and suppression resources and services | HFTD - Distribution - Tier 3 - 2QU CoRE ¦ 3QU LoRE | 0.11698 | 0.11698 | 0.13158 | 0.12748 | 0 | 0 | 0.13158 | 0.13158 | 1.6413 | 1.5863 | 1.038 | 1.0752 | 1.038 | 5385.4494 | 251.4168 | 6151.7426 | 1279.3096 | 1 | 5749.2922 | 65891.5219 | 73493.9196 | 129482.7871 | 134468.6625 | 121011.9506 | [9 empty] | 7.3.6.2 Crew-accompanying ignition prevention and suppression resources and services | WLDFR | HFTD - Distribution - Tier 2 - 2QU CoRE ¦ 4QU LoRE | 2020 | 1 | 0 | 0 | 0.47224 | 0.47224 | 0 | 0 | 0 | 0 | 0 | 0 | 0 | 0 | 0 | 0 | 0 | 0 | 0.47224 | 0 | 0 | 0 | 0 | 0 | 0 | 0 | 0 | 0 | 0 | 0 | [11 empty] | WLDFR | HFTD - Distribution - 1QU CoRE ¦ 1QU LoRE | Red Flag Warning - Destructive Fires | 2023 | 0 | 0 | 4.171e-06 | 0 | 0 | 0 | 8507.4426 | 202.8477 | 8304.5949 | 0 | 0 | 0 | 0 | 0 | 0 | 0 | 7.8685e-05 | 0 | 0 | 0 | 0 | 0 | 0 | 0.035484 | 0 | 0.035484 | 0 | 0 | 0 | 0 | 0 | 0 | 0 | 0 | 0 |  |  | Patrols - Distribution OverheadWLDFREquipment / facility failureAggregated | WLDFR | HFTD - Distribution - 1QU CoRE ¦ 1QU LoRE | Red Flag Warning - Destructive Fires | Equipment / facility failure | Aggregated | 2023 | 6.328e-05 | 308.3477 | 0.019512 | 2023 | Control | 0.046366 | 1 | 0 | esc | 0 | 0 | 0 | 0 | 0.00057398 | 4.171e-06 | 0 | 0 | 0 | 0 | 0 | 0
7.3.6.2 Crew-accompanying ignition prevention and suppression resources and services | HFTD - Distribution - Tier 3 - 2QU CoRE ¦ 4QU LoRE | 0.031748 | 0.031748 | 0.042018 | 0.040708 | 0 | 0 | 0.042018 | 0.042018 | 1.4463 | 1.3978 | 0.85134 | 0.88181 | 0.85134 | 1658.6264 | 77.4321 | 2395.1797 | 498.0989 | 1 | 2238.4857 | 20293.4629 | 22634.8716 | 50414.0969 | 52355.3464 | 47115.9784 | [9 empty] | 7.3.6.2 Crew-accompanying ignition prevention and suppression resources and services | WLDFR | HFTD - Distribution - Tier 2 - 2QU CoRE ¦ 4QU LoRE | 2021 | 1 | 0 | 0 | 0 | 0 | 0 | 0 | 0.47224 | 0.47224 | 0 | 0 | 0 | 0 | 0 | 0 | 0 | 0 | 0 | 0.47224 | 0 | 0 | 0 | 0 | 0 | 0 | 0 | 0 | 0 | 0 | [11 empty] | WLDFR | HFTD - Distribution - 1QU CoRE ¦ 1QU LoRE | Red Flag Warning - Destructive Fires | 2024 | 0 | 0 | 0 | 4.171e-06 | 0 | 0 | 8507.4426 | 202.8477 | 8304.5949 | 0 | 0 | 0 | 0 | 0 | 0 | 0 | 7.8685e-05 | 0 | 0 | 0 | 0 | 0 | 0 | 0 | 0 | 0 | 0.035484 | 0 | 0.035484 | 0 | 0 | 0 | 0 | 0 | 0 |  |  | Patrols - Distribution OverheadWLDFREquipment / facility failureAggregated | WLDFR | HFTD - Distribution - 1QU CoRE ¦ 1QU LoRE | Red Flag Warning - Destructive Fires | Equipment / facility failure | Aggregated | 2024 | 6.328e-05 | 308.3477 | 0.019512 | 2024 | Control | 0.046366 | 1 | 0 | esc | 0 | 0 | 0 | 0 | 0 | 0 | 0.00057398 | 4.171e-06 | 0 | 0 | 0 | 0
7.3.6.2 Crew-accompanying ignition prevention and suppression resources and services | HFTD - Distribution - Tier 3 - 2QU CoRE ¦ 5QU LoRE | 0.011617 | 0.011617 | 0.0062645 | 0.0060693 | 0 | 0 | 0.0062645 | 0.0062645 | 1.0903 | 1.0538 | 0.60744 | 0.62918 | 0.60744 | 805.0278 | 37.5823 | 500.486 | 104.0805 | 1 | 467.7439 | 9849.5974 | 10986.0192 | 10534.3037 | 10939.9386 | 9845.1437 | [9 empty] | 7.3.6.2 Crew-accompanying ignition prevention and suppression resources and services | WLDFR | HFTD - Distribution - Tier 2 - 2QU CoRE ¦ 4QU LoRE | 2022 | 0.93458 | 0 | 0 | 0 | 0 | 0 | 0 | 0 | 0 | 0 | 0 | 0.42499 | 0.42499 | 0 | 0 | 0 | 0 | 0 | 0 | 0.39719 | 0 | 0 | 0 | 0 | 0 | 0.42499 | 0.39719 | 0.42499 | 0.39719 | [11 empty] | WLDFR | HFTD - Distribution - 1QU CoRE ¦ 1QU LoRE | Red Flag Warning - Destructive Fires | 2025 | 0 | 0 | 0 | 0 | 4.171e-06 | 0 | 8507.4426 | 202.8477 | 8304.5949 | 0 | 0 | 0 | 0 | 0 | 0 | 0 | 7.8685e-05 | 0 | 0 | 0 | 0 | 0 | 0 | 0 | 0 | 0 | 0 | 0 | 0 | 0.035484 | 0 | 0.035484 | 0 | 0 | 0 |  |  | Patrols - Distribution OverheadWLDFREquipment / facility failureAggregated | WLDFR | HFTD - Distribution - 1QU CoRE ¦ 1QU LoRE | Red Flag Warning - Destructive Fires | Equipment / facility failure | Aggregated | 2025 | 6.328e-05 | 308.3477 | 0.019512 | 2025 | Control | 0.046366 | 1 | 0 | esc | 0 | 0 | 0 | 0 | 0 | 0 | 0 | 0 | 0.00057398 | 4.171e-06 | 0 | 0
7.3.6.2 Crew-accompanying ignition prevention and suppression resources and services | HFTD - Distribution - Tier 3 - 3QU CoRE ¦ 1QU LoRE | 0.18346 | 0.18346 | 0.15521 | 0.15037 | 0 | 0 | 0.15521 | 0.15521 | 1.2842 | 1.2412 | 0.80805 | 0.83696 | 0.80805 | 10794.1491 | 503.9191 | 9321.5062 | 1938.4901 | 1 | 8711.688 | 132067.514 | 147305.131 | 196200.4386 | 203755.3496 | 183364.8959 | [9 empty] | 7.3.6.2 Crew-accompanying ignition prevention and suppression resources and services | WLDFR | HFTD - Distribution - Tier 2 - 2QU CoRE ¦ 4QU LoRE | 2023 | 0.87344 | 0 | 0 | 0 | 0 | 0 | 0 | 0 | 0 | 0 | 0 | 0 | 0 | 0 | 0 | 0.44057 | 0.44057 | 0 | 0 | 0 | 0.38481 | 0 | 0 | 0 | 0 | 0 | 0 | 0 | 0 | [11 empty] | WLDFR | HFTD - Distribution - 1QU CoRE ¦ 1QU LoRE | Red Flag Warning - Destructive Fires | 2026 | 0 | 0 | 0 | 0 | 0 | 4.171e-06 | 8507.4426 | 202.8477 | 8304.5949 | 0 | 0 | 0 | 0 | 0 | 0 | 0 | 7.8685e-05 | 0 | 0 | 0 | 0 | 0 | 0 | 0 | 0 | 0 | 0 | 0 | 0 | 0 | 0 | 0 | 0.035484 | 0 | 0.035484 |  |  | Patrols - Distribution OverheadWLDFREquipment / facility failureAggregated | WLDFR | HFTD - Distribution - 1QU CoRE ¦ 1QU LoRE | Red Flag Warning - Destructive Fires | Equipment / facility failure | Aggregated | 2026 | 6.328e-05 | 308.3477 | 0.019512 | 2026 | Control | 0.046366 | 1 | 0 | esc | 0 | 0 | 0 | 0 | 0 | 0 | 0 | 0 | 0 | 0 | 0.00057398 | 4.171e-06
7.3.6.2 Crew-accompanying ignition prevention and suppression resources and services | HFTD - Distribution - Tier 3 - 3QU CoRE ¦ 2QU LoRE | 0.16897 | 0.16897 | 0.16497 | 0.15983 | 0 | 0 | 0.16497 | 0.16497 | 0.92546 | 0.89448 | 0.61053 | 0.63237 | 0.61053 | 13795.1222 | 644.0179 | 13113.2021 | 2727.007 | 1 | 12255.329 | 168784.7251 | 188258.6814 | 276008.6124 | 286636.6239 | 257951.9743 | [9 empty] | 7.3.6.2 Crew-accompanying ignition prevention and suppression resources and services | WLDFR | HFTD - Distribution - Tier 2 - 2QU CoRE ¦ 5QU LoRE | 2020 | 1 | 0 | 0 | 0.45778 | 0.45778 | 0 | 0 | 0 | 0 | 0 | 0 | 0 | 0 | 0 | 0 | 0 | 0 | 0.45778 | 0 | 0 | 0 | 0 | 0 | 0 | 0 | 0 | 0 | 0 | 0 | [11 empty] | WLDFR | HFTD - Distribution - 1QU CoRE ¦ 1QU LoRE | Red Flag Warning - Large Fires | 2021 | 9.8652e-06 | 0 | 0 | 0 | 0 | 0 | 5.1078 | 0.69027 | 2.8264 | 1.5911 | 0 | 0 | 0 | 0 | 0 | 0 | 0.00029245 | 5.0389e-05 | 0 | 5.0389e-05 | 0 | 0 | 0 | 0 | 0 | 0 | 0 | 0 | 0 | 0 | 0 | 0 | 0 | 0 | 0 |  |  | Patrols - Distribution OverheadWLDFREquipment / facility failureAggregated | WLDFR | HFTD - Distribution - 1QU CoRE ¦ 1QU LoRE | Red Flag Warning - Large Fires | Equipment / facility failure | Aggregated | 2021 | 0.00023646 | 308.3477 | 0.072912 | 2021 | Control | 0.046366 | 1 | 0 | esc | 0.002055 | 9.8652e-06 | 0 | 0 | 0 | 0 | 0 | 0 | 0 | 0 | 0 | 0
7.3.6.2 Crew-accompanying ignition prevention and suppression resources and services | HFTD - Distribution - Tier 3 - 3QU CoRE ¦ 3QU LoRE | 0.054013 | 0.054013 | 0.042746 | 0.041414 | 0 | 0 | 0.042746 | 0.042746 | 0.68591 | 0.66296 | 0.43698 | 0.45263 | 0.43698 | 5949.7999 | 277.7632 | 4747.2052 | 987.2236 | 1 | 4436.6404 | 72796.4072 | 81195.4732 | 99919.8767 | 103767.4001 | 93383.0624 | [9 empty] | 7.3.6.2 Crew-accompanying ignition prevention and suppression resources and services | WLDFR | HFTD - Distribution - Tier 2 - 2QU CoRE ¦ 5QU LoRE | 2021 | 1 | 0 | 0 | 0 | 0 | 0 | 0 | 0.45778 | 0.45778 | 0 | 0 | 0 | 0 | 0 | 0 | 0 | 0 | 0 | 0.45778 | 0 | 0 | 0 | 0 | 0 | 0 | 0 | 0 | 0 | 0 | [11 empty] | WLDFR | HFTD - Distribution - 1QU CoRE ¦ 1QU LoRE | Red Flag Warning - Large Fires | 2022 | 0 | 9.7853e-06 | 0 | 0 | 0 | 0 | 5.0739 | 0.68415 | 2.8096 | 1.5801 | 0 | 0 | 0 | 0 | 0 | 0 | 0.00027635 | 0 | 0 | 0 | 4.965e-05 | 0 | 4.965e-05 | 0 | 0 | 0 | 0 | 0 | 0 | 0 | 0 | 0 | 0 | 0 | 0 |  |  | Patrols - Distribution OverheadWLDFREquipment / facility failureAggregated | WLDFR | HFTD - Distribution - 1QU CoRE ¦ 1QU LoRE | Red Flag Warning - Large Fires | Equipment / facility failure | Aggregated | 2022 | 0.00022358 | 308.3477 | 0.068939 | 2022 | Control | 0.046366 | 1 | 0 | esc | 0 | 0 | 0.0020383 | 9.7853e-06 | 0 | 0 | 0 | 0 | 0 | 0 | 0 | 0
7.3.6.2 Crew-accompanying ignition prevention and suppression resources and services | HFTD - Distribution - Tier 3 - 3QU CoRE ¦ 4QU LoRE | 0.03908 | 0.03908 | 0.037132 | 0.035974 | 0 | 0 | 0.037132 | 0.037132 | 0.5751 | 0.55585 | 0.3663 | 0.37941 | 0.3663 | 5134.3325 | 239.6936 | 4919.4314 | 1023.0395 | 1 | 4597.5994 | 62819.0814 | 70066.9888 | 103544.9176 | 107532.0271 | 96770.951 | [9 empty] | 7.3.6.2 Crew-accompanying ignition prevention and suppression resources and services | WLDFR | HFTD - Distribution - Tier 2 - 2QU CoRE ¦ 5QU LoRE | 2022 | 0.93458 | 0 | 0 | 0 | 0 | 0 | 0 | 0 | 0 | 0 | 0 | 0.44771 | 0.44771 | 0 | 0 | 0 | 0 | 0 | 0 | 0.41842 | 0 | 0 | 0 | 0 | 0 | 0.44771 | 0.41842 | 0.44771 | 0.41842 | [11 empty] | WLDFR | HFTD - Distribution - 1QU CoRE ¦ 1QU LoRE | Red Flag Warning - Large Fires | 2023 | 0 | 0 | 1.523e-05 | 0 | 0 | 0 | 5.1712 | 0.68415 | 2.907 | 1.5801 | 0 | 0 | 0 | 0 | 0 | 0 | 0.00028596 | 0 | 0 | 0 | 0 | 0 | 0 | 7.8758e-05 | 0 | 7.8758e-05 | 0 | 0 | 0 | 0 | 0 | 0 | 0 | 0 | 0 |  |  | Patrols - Distribution OverheadWLDFREquipment / facility failureAggregated | WLDFR | HFTD - Distribution - 1QU CoRE ¦ 1QU LoRE | Red Flag Warning - Large Fires | Equipment / facility failure | Aggregated | 2023 | 0.00023106 | 308.3477 | 0.071248 | 2023 | Control | 0.046366 | 1 | 0 | esc | 0 | 0 | 0 | 0 | 0.0020958 | 1.523e-05 | 0 | 0 | 0 | 0 | 0 | 0
7.3.6.2 Crew-accompanying ignition prevention and suppression resources and services | HFTD - Distribution - Tier 3 - 3QU CoRE ¦ 5QU LoRE | 0.01293 | 0.01293 | 0.013604 | 0.01318 | 0 | 0 | 0.013604 | 0.013604 | 0.38545 | 0.37254 | 0.22309 | 0.23107 | 0.22309 | 2534.6216 | 118.3275 | 2959.35 | 615.4232 | 1 | 2765.7477 | 31011.354 | 34589.3658 | 62288.8364 | 64687.3357 | 58213.8658 | [9 empty] | 7.3.6.2 Crew-accompanying ignition prevention and suppression resources and services | WLDFR | HFTD - Distribution - Tier 2 - 2QU CoRE ¦ 5QU LoRE | 2023 | 0.87344 | 0 | 0 | 0 | 0 | 0 | 0 | 0 | 0 | 0 | 0 | 0 | 0 | 0 | 0 | 0.46413 | 0.46413 | 0 | 0 | 0 | 0.40539 | 0 | 0 | 0 | 0 | 0 | 0 | 0 | 0 | [11 empty] | WLDFR | HFTD - Distribution - 1QU CoRE ¦ 1QU LoRE | Red Flag Warning - Large Fires | 2024 | 0 | 0 | 0 | 1.523e-05 | 0 | 0 | 5.1712 | 0.68415 | 2.907 | 1.5801 | 0 | 0 | 0 | 0 | 0 | 0 | 0.00028596 | 0 | 0 | 0 | 0 | 0 | 0 | 0 | 0 | 0 | 7.8758e-05 | 0 | 7.8758e-05 | 0 | 0 | 0 | 0 | 0 | 0 |  |  | Patrols - Distribution OverheadWLDFREquipment / facility failureAggregated | WLDFR | HFTD - Distribution - 1QU CoRE ¦ 1QU LoRE | Red Flag Warning - Large Fires | Equipment / facility failure | Aggregated | 2024 | 0.00023106 | 308.3477 | 0.071248 | 2024 | Control | 0.046366 | 1 | 0 | esc | 0 | 0 | 0 | 0 | 0 | 0 | 0.0020958 | 1.523e-05 | 0 | 0 | 0 | 0
7.3.6.2 Crew-accompanying ignition prevention and suppression resources and services | HFTD - Distribution - Tier 3 - 4QU CoRE ¦ 1QU LoRE | 0.087887 | 0.087887 | 0.081072 | 0.078543 | 0 | 0 | 0.081072 | 0.081072 | 0.45424 | 0.43904 | 0.29398 | 0.30449 | 0.29398 | 14618.8556 | 682.4735 | 13383.3645 | 2783.1897 | 1 | 12507.8173 | 178863.1867 | 199499.9705 | 281695.0312 | 292542.0043 | 263266.3843 | [9 empty] | 7.3.6.2 Crew-accompanying ignition prevention and suppression resources and services | WLDFR | HFTD - Distribution - Tier 2 - 3QU CoRE ¦ 1QU LoRE | 2020 | 1 | 0 | 0 | 0.22438 | 0.22438 | 0 | 0 | 0 | 0 | 0 | 0 | 0 | 0 | 0 | 0 | 0 | 0 | 0.22438 | 0 | 0 | 0 | 0 | 0 | 0 | 0 | 0 | 0 | 0 | 0 | [11 empty] | WLDFR | HFTD - Distribution - 1QU CoRE ¦ 1QU LoRE | Red Flag Warning - Large Fires | 2025 | 0 | 0 | 0 | 0 | 1.523e-05 | 0 | 5.1712 | 0.68415 | 2.907 | 1.5801 | 0 | 0 | 0 | 0 | 0 | 0 | 0.00028596 | 0 | 0 | 0 | 0 | 0 | 0 | 0 | 0 | 0 | 0 | 0 | 0 | 7.8758e-05 | 0 | 7.8758e-05 | 0 | 0 | 0 |  |  | Patrols - Distribution OverheadWLDFREquipment / facility failureAggregated | WLDFR | HFTD - Distribution - 1QU CoRE ¦ 1QU LoRE | Red Flag Warning - Large Fires | Equipment / facility failure | Aggregated | 2025 | 0.00023106 | 308.3477 | 0.071248 | 2025 | Control | 0.046366 | 1 | 0 | esc | 0 | 0 | 0 | 0 | 0 | 0 | 0 | 0 | 0.0020958 | 1.523e-05 | 0 | 0
7.3.6.2 Crew-accompanying ignition prevention and suppression resources and services | HFTD - Distribution - Tier 3 - 4QU CoRE ¦ 2QU LoRE | 0.048711 | 0.048711 | 0.045809 | 0.044379 | 0 | 0 | 0.045809 | 0.045809 | 0.27764 | 0.26835 | 0.17645 | 0.18276 | 0.17645 | 13255.9546 | 618.8472 | 12599.0774 | 2620.0902 | 1 | 11774.8387 | 162187.9545 | 180900.792 | 265187.2416 | 275398.5644 | 247838.5435 | [9 empty] | 7.3.6.2 Crew-accompanying ignition prevention and suppression resources and services | WLDFR | HFTD - Distribution - Tier 2 - 3QU CoRE ¦ 1QU LoRE | 2021 | 1 | 0 | 0 | 0 | 0 | 0 | 0 | 0.22438 | 0.22438 | 0 | 0 | 0 | 0 | 0 | 0 | 0 | 0 | 0 | 0.22438 | 0 | 0 | 0 | 0 | 0 | 0 | 0 | 0 | 0 | 0 | [11 empty] | WLDFR | HFTD - Distribution - 1QU CoRE ¦ 1QU LoRE | Red Flag Warning - Large Fires | 2026 | 0 | 0 | 0 | 0 | 0 | 1.523e-05 | 5.1712 | 0.68415 | 2.907 | 1.5801 | 0 | 0 | 0 | 0 | 0 | 0 | 0.00028596 | 0 | 0 | 0 | 0 | 0 | 0 | 0 | 0 | 0 | 0 | 0 | 0 | 0 | 0 | 0 | 7.8758e-05 | 0 | 7.8758e-05 |  |  | Patrols - Distribution OverheadWLDFREquipment / facility failureAggregated | WLDFR | HFTD - Distribution - 1QU CoRE ¦ 1QU LoRE | Red Flag Warning - Large Fires | Equipment / facility failure | Aggregated | 2026 | 0.00023106 | 308.3477 | 0.071248 | 2026 | Control | 0.046366 | 1 | 0 | esc | 0 | 0 | 0 | 0 | 0 | 0 | 0 | 0 | 0 | 0 | 0.0020958 | 1.523e-05
7.3.6.2 Crew-accompanying ignition prevention and suppression resources and services | HFTD - Distribution - Tier 3 - 4QU CoRE ¦ 3QU LoRE | 0.026486 | 0.026486 | 0.023762 | 0.02302 | 0 | 0 | 0.023762 | 0.023762 | 0.20801 | 0.20105 | 0.13607 | 0.14093 | 0.13607 | 9620.5803 | 449.1317 | 8474.9989 | 1762.4514 | 1 | 7920.5597 | 117708.7794 | 131289.7218 | 178383.027 | 185251.8592 | 166713.1093 | [9 empty] | 7.3.6.2 Crew-accompanying ignition prevention and suppression resources and services | WLDFR | HFTD - Distribution - Tier 2 - 3QU CoRE ¦ 1QU LoRE | 2022 | 0.93458 | 0 | 0 | 0 | 0 | 0 | 0 | 0 | 0 | 0 | 0 | 0.21946 | 0.21946 | 0 | 0 | 0 | 0 | 0 | 0 | 0.2051 | 0 | 0 | 0 | 0 | 0 | 0.21946 | 0.2051 | 0.21946 | 0.2051 | [11 empty] | WLDFR | HFTD - Distribution - 1QU CoRE ¦ 1QU LoRE | Red Flag Warning - Small Fires | 2021 | 2.2694e-05 | 0 | 0 | 0 | 0 | 0 | 0.077861 | 0.036425 | 0.0015416 | 0.039895 | 0 | 0 | 0 | 0 | 0 | 0 | 0.0011468 | 1.767e-06 | 0 | 1.767e-06 | 0 | 0 | 0 | 0 | 0 | 0 | 0 | 0 | 0 | 0 | 0 | 0 | 0 | 0 | 0 |  |  | Patrols - Distribution OverheadWLDFREquipment / facility failureAggregated | WLDFR | HFTD - Distribution - 1QU CoRE ¦ 1QU LoRE | Red Flag Warning - Small Fires | Equipment / facility failure | Aggregated | 2021 | 0.00054396 | 308.3477 | 0.16773 | 2021 | Control | 0.046366 | 1 | 0 | esc | 0.0047273 | 2.2694e-05 | 0 | 0 | 0 | 0 | 0 | 0 | 0 | 0 | 0 | 0
7.3.6.2 Crew-accompanying ignition prevention and suppression resources and services | HFTD - Distribution - Tier 3 - 4QU CoRE ¦ 4QU LoRE | 0.013696 | 0.013696 | 0.012349 | 0.011963 | 0 | 0 | 0.012349 | 0.012349 | 0.20216 | 0.19539 | 0.1341 | 0.1389 | 0.1341 | 5119.1293 | 238.9838 | 4468.7463 | 929.3155 | 1 | 4176.3984 | 62633.0679 | 69859.5134 | 94058.8314 | 97680.6689 | 87905.4499 | [9 empty] | 7.3.6.2 Crew-accompanying ignition prevention and suppression resources and services | WLDFR | HFTD - Distribution - Tier 2 - 3QU CoRE ¦ 1QU LoRE | 2023 | 0.87344 | 0 | 0 | 0 | 0 | 0 | 0 | 0 | 0 | 0 | 0 | 0 | 0 | 0 | 0 | 0.2275 | 0.2275 | 0 | 0 | 0 | 0.19871 | 0 | 0 | 0 | 0 | 0 | 0 | 0 | 0 | [11 empty] | WLDFR | HFTD - Distribution - 1QU CoRE ¦ 1QU LoRE | Red Flag Warning - Small Fires | 2022 | 0 | 2.2703e-05 | 0 | 0 | 0 | 0 | 0.077861 | 0.036425 | 0.0015416 | 0.039895 | 0 | 0 | 0 | 0 | 0 | 0 | 0.0010938 | 0 | 0 | 0 | 1.7677e-06 | 0 | 1.7677e-06 | 0 | 0 | 0 | 0 | 0 | 0 | 0 | 0 | 0 | 0 | 0 | 0 |  |  | Patrols - Distribution OverheadWLDFREquipment / facility failureAggregated | WLDFR | HFTD - Distribution - 1QU CoRE ¦ 1QU LoRE | Red Flag Warning - Small Fires | Equipment / facility failure | Aggregated | 2022 | 0.00051873 | 308.3477 | 0.15995 | 2022 | Control | 0.046366 | 1 | 0 | esc | 0 | 0 | 0.0047292 | 2.2703e-05 | 0 | 0 | 0 | 0 | 0 | 0 | 0 | 0
7.3.6.2 Crew-accompanying ignition prevention and suppression resources and services | HFTD - Distribution - Tier 3 - 4QU CoRE ¦ 5QU LoRE | 0.0049083 | 0.0049083 | 0.0045828 | 0.0044399 | 0 | 0 | 0.0045828 | 0.0045828 | 0.14634 | 0.14145 | 0.086061 | 0.089138 | 0.086061 | 2534.1573 | 118.3058 | 2584.2765 | 537.4233 | 1 | 2415.2117 | 31005.6725 | 34583.0288 | 54394.233 | 56488.742 | 50835.7318 | [9 empty] | 7.3.6.2 Crew-accompanying ignition prevention and suppression resources and services | WLDFR | HFTD - Distribution - Tier 2 - 3QU CoRE ¦ 2QU LoRE | 2020 | 1 | 0 | 0 | 0.21611 | 0.21611 | 0 | 0 | 0 | 0 | 0 | 0 | 0 | 0 | 0 | 0 | 0 | 0 | 0.21611 | 0 | 0 | 0 | 0 | 0 | 0 | 0 | 0 | 0 | 0 | 0 | [11 empty] | WLDFR | HFTD - Distribution - 1QU CoRE ¦ 1QU LoRE | Red Flag Warning - Small Fires | 2023 | 0 | 0 | 3.5284e-05 | 0 | 0 | 0 | 0.077901 | 0.036425 | 0.0015809 | 0.039895 | 0 | 0 | 0 | 0 | 0 | 0 | 0.0011312 | 0 | 0 | 0 | 0 | 0 | 0 | 2.7487e-06 | 0 | 2.7487e-06 | 0 | 0 | 0 | 0 | 0 | 0 | 0 | 0 | 0 |  |  | Patrols - Distribution OverheadWLDFREquipment / facility failureAggregated | WLDFR | HFTD - Distribution - 1QU CoRE ¦ 1QU LoRE | Red Flag Warning - Small Fires | Equipment / facility failure | Aggregated | 2023 | 0.00053532 | 308.3477 | 0.16506 | 2023 | Control | 0.046366 | 1 | 0 | esc | 0 | 0 | 0 | 0 | 0.0048556 | 3.5284e-05 | 0 | 0 | 0 | 0 | 0 | 0
7.3.6.2 Crew-accompanying ignition prevention and suppression resources and services | HFTD - Distribution - Tier 3 - 5QU CoRE ¦ 1QU LoRE | 0.036689 | 0.036689 | 0.034286 | 0.033209 | 0 | 0 | 0.034286 | 0.034286 | 0.081697 | 0.078962 | 0.052826 | 0.054703 | 0.052826 | 33931.7606 | 1584.0862 | 31497.6181 | 6550.2099 | 1 | 29437.0262 | 415158.5466 | 463058.4936 | 662966.5142 | 688494.76 | 619594.8731 | [9 empty] | 7.3.6.2 Crew-accompanying ignition prevention and suppression resources and services | WLDFR | HFTD - Distribution - Tier 2 - 3QU CoRE ¦ 2QU LoRE | 2021 | 1 | 0 | 0 | 0 | 0 | 0 | 0 | 0.21611 | 0.21611 | 0 | 0 | 0 | 0 | 0 | 0 | 0 | 0 | 0 | 0.21611 | 0 | 0 | 0 | 0 | 0 | 0 | 0 | 0 | 0 | 0 | [11 empty] | WLDFR | HFTD - Distribution - 1QU CoRE ¦ 1QU LoRE | Red Flag Warning - Small Fires | 2024 | 0 | 0 | 0 | 3.5284e-05 | 0 | 0 | 0.077901 | 0.036425 | 0.0015809 | 0.039895 | 0 | 0 | 0 | 0 | 0 | 0 | 0.0011312 | 0 | 0 | 0 | 0 | 0 | 0 | 0 | 0 | 0 | 2.7487e-06 | 0 | 2.7487e-06 | 0 | 0 | 0 | 0 | 0 | 0 |  |  | Patrols - Distribution OverheadWLDFREquipment / facility failureAggregated | WLDFR | HFTD - Distribution - 1QU CoRE ¦ 1QU LoRE | Red Flag Warning - Small Fires | Equipment / facility failure | Aggregated | 2024 | 0.00053532 | 308.3477 | 0.16506 | 2024 | Control | 0.046366 | 1 | 0 | esc | 0 | 0 | 0 | 0 | 0 | 0 | 0.0048556 | 3.5284e-05 | 0 | 0 | 0 | 0
7.3.6.2 Crew-accompanying ignition prevention and suppression resources and services | HFTD - Distribution - Tier 3 - 5QU CoRE ¦ 2QU LoRE | 0.010051 | 0.010051 | 0.0087973 | 0.0085216 | 0 | 0 | 0.0087973 | 0.0087973 | 0.056551 | 0.054658 | 0.036771 | 0.03808 | 0.036771 | 13428.7772 | 626.9153 | 11610.5714 | 2414.5216 | 1 | 10851.0013 | 164302.4572 | 183259.2607 | 244381.0201 | 253791.1767 | 228393.4767 | [9 empty] | 7.3.6.2 Crew-accompanying ignition prevention and suppression resources and services | WLDFR | HFTD - Distribution - Tier 2 - 3QU CoRE ¦ 2QU LoRE | 2022 | 0.93458 | 0 | 0 | 0 | 0 | 0 | 0 | 0 | 0 | 0 | 0 | 0.2292 | 0.2292 | 0 | 0 | 0 | 0 | 0 | 0 | 0.2142 | 0 | 0 | 0 | 0 | 0 | 0.2292 | 0.2142 | 0.2292 | 0.2142 | [11 empty] | WLDFR | HFTD - Distribution - 1QU CoRE ¦ 1QU LoRE | Red Flag Warning - Small Fires | 2025 | 0 | 0 | 0 | 0 | 3.5284e-05 | 0 | 0.077901 | 0.036425 | 0.0015809 | 0.039895 | 0 | 0 | 0 | 0 | 0 | 0 | 0.0011312 | 0 | 0 | 0 | 0 | 0 | 0 | 0 | 0 | 0 | 0 | 0 | 0 | 2.7487e-06 | 0 | 2.7487e-06 | 0 | 0 | 0 |  |  | Patrols - Distribution OverheadWLDFREquipment / facility failureAggregated | WLDFR | HFTD - Distribution - 1QU CoRE ¦ 1QU LoRE | Red Flag Warning - Small Fires | Equipment / facility failure | Aggregated | 2025 | 0.00053532 | 308.3477 | 0.16506 | 2025 | Control | 0.046366 | 1 | 0 | esc | 0 | 0 | 0 | 0 | 0 | 0 | 0 | 0 | 0.0048556 | 3.5284e-05 | 0 | 0
7.3.6.2 Crew-accompanying ignition prevention and suppression resources and services | HFTD - Distribution - Tier 3 - 5QU CoRE ¦ 3QU LoRE | 0.0037296 | 0.0037296 | 0.003242 | 0.0031405 | 0 | 0 | 0.003242 | 0.003242 | 0.061991 | 0.059916 | 0.037453 | 0.038788 | 0.037453 | 4545.8066 | 212.2186 | 4200.7709 | 873.5877 | 1 | 3925.9541 | 55618.4072 | 62035.5189 | 88418.4458 | 91823.0941 | 82634.0615 | [9 empty] | 7.3.6.2 Crew-accompanying ignition prevention and suppression resources and services | WLDFR | HFTD - Distribution - Tier 2 - 3QU CoRE ¦ 2QU LoRE | 2023 | 0.87344 | 0 | 0 | 0 | 0 | 0 | 0 | 0 | 0 | 0 | 0 | 0 | 0 | 0 | 0 | 0.2376 | 0.2376 | 0 | 0 | 0 | 0.20753 | 0 | 0 | 0 | 0 | 0 | 0 | 0 | 0 | [11 empty] | WLDFR | HFTD - Distribution - 1QU CoRE ¦ 1QU LoRE | Red Flag Warning - Small Fires | 2026 | 0 | 0 | 0 | 0 | 0 | 3.5284e-05 | 0.077901 | 0.036425 | 0.0015809 | 0.039895 | 0 | 0 | 0 | 0 | 0 | 0 | 0.0011312 | 0 | 0 | 0 | 0 | 0 | 0 | 0 | 0 | 0 | 0 | 0 | 0 | 0 | 0 | 0 | 2.7487e-06 | 0 | 2.7487e-06 |  |  | Patrols - Distribution OverheadWLDFREquipment / facility failureAggregated | WLDFR | HFTD - Distribution - 1QU CoRE ¦ 1QU LoRE | Red Flag Warning - Small Fires | Equipment / facility failure | Aggregated | 2026 | 0.00053532 | 308.3477 | 0.16506 | 2026 | Control | 0.046366 | 1 | 0 | esc | 0 | 0 | 0 | 0 | 0 | 0 | 0 | 0 | 0 | 0 | 0.0048556 | 3.5284e-05
7.3.6.2 Crew-accompanying ignition prevention and suppression resources and services | HFTD - Distribution - Tier 3 - 5QU CoRE ¦ 4QU LoRE | 0.0010965 | 0.0010965 | 0.0011754 | 0.0011385 | 0 | 0 | 0.0011754 | 0.0011754 | 0.040051 | 0.03871 | 0.027215 | 0.028184 | 0.027215 | 2068.5706 | 96.5701 | 2095.8878 | 435.8585 | 1 | 1958.7736 | 25309.1721 | 28229.2806 | 44114.5558 | 45813.2347 | 41228.5568 | [9 empty] | 7.3.6.2 Crew-accompanying ignition prevention and suppression resources and services | WLDFR | HFTD - Distribution - Tier 2 - 3QU CoRE ¦ 3QU LoRE | 2020 | 1 | 0 | 0 | 0.18263 | 0.18263 | 0 | 0 | 0 | 0 | 0 | 0 | 0 | 0 | 0 | 0 | 0 | 0 | 0.18263 | 0 | 0 | 0 | 0 | 0 | 0 | 0 | 0 | 0 | 0 | 0 | [11 empty] | WLDFR | HFTD - Distribution - 1QU CoRE ¦ 2QU LoRE | Non-Red Flag Warning - Catastrophic Fires | 2021 | 4.4035e-08 | 0 | 0 | 0 | 0 | 0 | 13887.861 | 212.4034 | 8426.443 | 5249.0147 | 0 | 0 | 0 | 0 | 0 | 0 | 1.1672e-05 | 0.00061155 | 0 | 0.00061155 | 0 | 0 | 0 | 0 | 0 | 0 | 0 | 0 | 0 | 0 | 0 | 0 | 0 | 0 | 0 |  |  | Patrols - Distribution OverheadWLDFREquipment / facility failureAggregated | WLDFR | HFTD - Distribution - 1QU CoRE ¦ 2QU LoRE | Non-Red Flag Warning - Catastrophic Fires | Equipment / facility failure | Aggregated | 2021 | 1.7997e-07 | 594.8999 | 0.00010707 | 2021 | Control | 0.046366 | 1 | 0 | esc | 9.1727e-06 | 4.4035e-08 | 0 | 0 | 0 | 0 | 0 | 0 | 0 | 0 | 0 | 0
7.3.6.2 Crew-accompanying ignition prevention and suppression resources and services | HFTD - Distribution - Tier 3 - 5QU CoRE ¦ 5QU LoRE | 0.00074259 | 0.00074259 | 0.00072364 | 0.00070098 | 0 | 0 | 0.00072364 | 0.00072364 | 0.025162 | 0.024319 | 0.016376 | 0.016959 | 0.016376 | 2229.8843 | 104.101 | 2144.5173 | 445.9715 | 1 | 2004.2218 | 27282.861 | 30430.6888 | 45138.1177 | 46876.2099 | 42185.1567 | [9 empty] | 7.3.6.2 Crew-accompanying ignition prevention and suppression resources and services | WLDFR | HFTD - Distribution - Tier 2 - 3QU CoRE ¦ 3QU LoRE | 2021 | 1 | 0 | 0 | 0 | 0 | 0 | 0 | 0.18263 | 0.18263 | 0 | 0 | 0 | 0 | 0 | 0 | 0 | 0 | 0 | 0.18263 | 0 | 0 | 0 | 0 | 0 | 0 | 0 | 0 | 0 | 0 | [11 empty] | WLDFR | HFTD - Distribution - 1QU CoRE ¦ 2QU LoRE | Non-Red Flag Warning - Catastrophic Fires | 2022 | 0 | 4.3757e-08 | 0 | 0 | 0 | 0 | 13650.1655 | 202.8477 | 8286.6934 | 5160.6244 | 0 | 0 | 0 | 0 | 0 | 0 | 1.1203e-05 | 0 | 0 | 0 | 0.00059729 | 0 | 0.00059729 | 0 | 0 | 0 | 0 | 0 | 0 | 0 | 0 | 0 | 0 | 0 | 0 |  |  | Patrols - Distribution OverheadWLDFREquipment / facility failureAggregated | WLDFR | HFTD - Distribution - 1QU CoRE ¦ 2QU LoRE | Non-Red Flag Warning - Catastrophic Fires | Equipment / facility failure | Aggregated | 2022 | 1.7023e-07 | 594.8999 | 0.00010127 | 2022 | Control | 0.046366 | 1 | 0 | esc | 0 | 0 | 9.1148e-06 | 4.3757e-08 | 0 | 0 | 0 | 0 | 0 | 0 | 0 | 0
7.3.6.2 Crew-accompanying ignition prevention and suppression resources and services | HFTD - Distribution - Zone 1 - 1QU CoRE ¦ 5QU LoRE | 1.9713e-07 | 1.9713e-07 | 1.8334e-07 | 1.7746e-07 | 0 | 0 | 1.8334e-07 | 1.8334e-07 | 0.0033019 | 0.0031914 | 0.0021506 | 0.0022255 | 0.0021506 | 4.5108 | 0.21059 | 4.1372 | 0.86037 | 1 | 3.8666 | 55.1906 | 61.5584 | 87.0806 | 90.4337 | 81.3837 | [9 empty] | 7.3.6.2 Crew-accompanying ignition prevention and suppression resources and services | WLDFR | HFTD - Distribution - Tier 2 - 3QU CoRE ¦ 3QU LoRE | 2022 | 0.93458 | 0 | 0 | 0 | 0 | 0 | 0 | 0 | 0 | 0 | 0 | 0.18075 | 0.18075 | 0 | 0 | 0 | 0 | 0 | 0 | 0.16892 | 0 | 0 | 0 | 0 | 0 | 0.18075 | 0.16892 | 0.18075 | 0.16892 | [11 empty] | WLDFR | HFTD - Distribution - 1QU CoRE ¦ 2QU LoRE | Non-Red Flag Warning - Catastrophic Fires | 2023 | 0 | 0 | 6.5707e-08 | 0 | 0 | 0 | 13668.067 | 202.8477 | 8304.5949 | 5160.6244 | 0 | 0 | 0 | 0 | 0 | 0 | 1.1202e-05 | 0 | 0 | 0 | 0 | 0 | 0 | 0.00089809 | 0 | 0.00089809 | 0 | 0 | 0 | 0 | 0 | 0 | 0 | 0 | 0 |  |  | Patrols - Distribution OverheadWLDFREquipment / facility failureAggregated | WLDFR | HFTD - Distribution - 1QU CoRE ¦ 2QU LoRE | Non-Red Flag Warning - Catastrophic Fires | Equipment / facility failure | Aggregated | 2023 | 1.7004e-07 | 594.8999 | 0.00010116 | 2023 | Control | 0.046366 | 1 | 0 | esc | 0 | 0 | 0 | 0 | 9.0421e-06 | 6.5707e-08 | 0 | 0 | 0 | 0 | 0 | 0
7.3.6.2 Crew-accompanying ignition prevention and suppression resources and services | HFTD - Distribution - Zone 1 - 4QU CoRE ¦ 1QU LoRE | 4.4322e-05 | 4.4322e-05 | 4.1157e-05 | 3.987e-05 | 0 | 0 | 4.1157e-05 | 4.1157e-05 | 1.0374 | 1.0027 | 0.67462 | 0.6987 | 0.67462 | 3.2281 | 0.1507 | 2.9607 | 0.6157 | 1 | 2.767 | 39.4957 | 44.0526 | 62.3169 | 64.7165 | 58.2401 | [9 empty] | 7.3.6.2 Crew-accompanying ignition prevention and suppression resources and services | WLDFR | HFTD - Distribution - Tier 2 - 3QU CoRE ¦ 3QU LoRE | 2023 | 0.87344 | 0 | 0 | 0 | 0 | 0 | 0 | 0 | 0 | 0 | 0 | 0 | 0 | 0 | 0 | 0.18737 | 0.18737 | 0 | 0 | 0 | 0.16366 | 0 | 0 | 0 | 0 | 0 | 0 | 0 | 0 | [11 empty] | WLDFR | HFTD - Distribution - 1QU CoRE ¦ 2QU LoRE | Non-Red Flag Warning - Catastrophic Fires | 2024 | 0 | 0 | 0 | 6.5707e-08 | 0 | 0 | 13668.067 | 202.8477 | 8304.5949 | 5160.6244 | 0 | 0 | 0 | 0 | 0 | 0 | 1.1202e-05 | 0 | 0 | 0 | 0 | 0 | 0 | 0 | 0 | 0 | 0.00089809 | 0 | 0.00089809 | 0 | 0 | 0 | 0 | 0 | 0 |  |  | Patrols - Distribution OverheadWLDFREquipment / facility failureAggregated | WLDFR | HFTD - Distribution - 1QU CoRE ¦ 2QU LoRE | Non-Red Flag Warning - Catastrophic Fires | Equipment / facility failure | Aggregated | 2024 | 1.7004e-07 | 594.8999 | 0.00010116 | 2024 | Control | 0.046366 | 1 | 0 | esc | 0 | 0 | 0 | 0 | 0 | 0 | 9.0421e-06 | 6.5707e-08 | 0 | 0 | 0 | 0
7.3.6.2 Crew-accompanying ignition prevention and suppression resources and services | HFTD - Distribution - Zone 1 - 5QU CoRE ¦ 1QU LoRE | 0.00020966 | 0.00020966 | 0.00019511 | 0.00018903 | 0 | 0 | 0.00019511 | 0.00019511 | 0.065862 | 0.063658 | 0.042923 | 0.044458 | 0.042923 | 240.5227 | 11.2287 | 220.6002 | 45.8758 | 1 | 206.1684 | 2942.8193 | 3282.3543 | 4643.2258 | 4822.0182 | 4339.4634 | [9 empty] | 7.3.6.2 Crew-accompanying ignition prevention and suppression resources and services | WLDFR | HFTD - Distribution - Tier 2 - 3QU CoRE ¦ 4QU LoRE | 2020 | 1 | 0 | 0 | 0.13202 | 0.13202 | 0 | 0 | 0 | 0 | 0 | 0 | 0 | 0 | 0 | 0 | 0 | 0 | 0.13202 | 0 | 0 | 0 | 0 | 0 | 0 | 0 | 0 | 0 | 0 | 0 | [11 empty] | WLDFR | HFTD - Distribution - 1QU CoRE ¦ 2QU LoRE | Non-Red Flag Warning - Catastrophic Fires | 2025 | 0 | 0 | 0 | 0 | 6.5707e-08 | 0 | 13668.067 | 202.8477 | 8304.5949 | 5160.6244 | 0 | 0 | 0 | 0 | 0 | 0 | 1.1202e-05 | 0 | 0 | 0 | 0 | 0 | 0 | 0 | 0 | 0 | 0 | 0 | 0 | 0.00089809 | 0 | 0.00089809 | 0 | 0 | 0 |  |  | Patrols - Distribution OverheadWLDFREquipment / facility failureAggregated | WLDFR | HFTD - Distribution - 1QU CoRE ¦ 2QU LoRE | Non-Red Flag Warning - Catastrophic Fires | Equipment / facility failure | Aggregated | 2025 | 1.7004e-07 | 594.8999 | 0.00010116 | 2025 | Control | 0.046366 | 1 | 0 | esc | 0 | 0 | 0 | 0 | 0 | 0 | 0 | 0 | 9.0421e-06 | 6.5707e-08 | 0 | 0
7.3.6.2 Crew-accompanying ignition prevention and suppression resources and services | HFTD - Distribution - Zone 1 - 5QU CoRE ¦ 4QU LoRE | 7.628e-07 | 7.628e-07 | 7.1177e-07 | 6.884e-07 | 0 | 0 | 7.1177e-07 | 7.1177e-07 | 0.008626 | 0.0083372 | 0.0056368 | 0.0058284 | 0.0056368 | 6.6815 | 0.31192 | 6.1281 | 1.2744 | 1 | 5.7272 | 81.7487 | 91.1807 | 128.9844 | 133.951 | 120.5461 | [9 empty] | 7.3.6.2 Crew-accompanying ignition prevention and suppression resources and services | WLDFR | HFTD - Distribution - Tier 2 - 3QU CoRE ¦ 4QU LoRE | 2021 | 1 | 0 | 0 | 0 | 0 | 0 | 0 | 0.13202 | 0.13202 | 0 | 0 | 0 | 0 | 0 | 0 | 0 | 0 | 0 | 0.13202 | 0 | 0 | 0 | 0 | 0 | 0 | 0 | 0 | 0 | 0 | [11 empty] | WLDFR | HFTD - Distribution - 1QU CoRE ¦ 2QU LoRE | Non-Red Flag Warning - Catastrophic Fires | 2026 | 0 | 0 | 0 | 0 | 0 | 6.5707e-08 | 13668.067 | 202.8477 | 8304.5949 | 5160.6244 | 0 | 0 | 0 | 0 | 0 | 0 | 1.1202e-05 | 0 | 0 | 0 | 0 | 0 | 0 | 0 | 0 | 0 | 0 | 0 | 0 | 0 | 0 | 0 | 0.00089809 | 0 | 0.00089809 |  |  | Patrols - Distribution OverheadWLDFREquipment / facility failureAggregated | WLDFR | HFTD - Distribution - 1QU CoRE ¦ 2QU LoRE | Non-Red Flag Warning - Catastrophic Fires | Equipment / facility failure | Aggregated | 2026 | 1.7004e-07 | 594.8999 | 0.00010116 | 2026 | Control | 0.046366 | 1 | 0 | esc | 0 | 0 | 0 | 0 | 0 | 0 | 0 | 0 | 0 | 0 | 9.0421e-06 | 6.5707e-08
7.3.6.2 Crew-accompanying ignition prevention and suppression resources and services | HFTD - Substation | 0.006555 | 0.006555 | 0.0061262 | 0.0059352 | 0 | 0 | 0.0061262 | 0.0061262 | 20.6232 | 19.9329 | 13.4978 | 13.9807 | 13.4978 | 24.0153 | 1.1211 | 22.0261 | 4.5805 | 1 | 20.5852 | 293.8296 | 327.731 | 463.6089 | 481.4607 | 433.2794 | [9 empty] | 7.3.6.2 Crew-accompanying ignition prevention and suppression resources and services | WLDFR | HFTD - Distribution - Tier 2 - 3QU CoRE ¦ 4QU LoRE | 2022 | 0.93458 | 0 | 0 | 0 | 0 | 0 | 0 | 0 | 0 | 0 | 0 | 0.12548 | 0.12548 | 0 | 0 | 0 | 0 | 0 | 0 | 0.11727 | 0 | 0 | 0 | 0 | 0 | 0.12548 | 0.11727 | 0.12548 | 0.11727 | [11 empty] | WLDFR | HFTD - Distribution - 1QU CoRE ¦ 2QU LoRE | Non-Red Flag Warning - Destructive Fires | 2021 | 1.8072e-07 | 0 | 0 | 0 | 0 | 0 | 8638.8464 | 212.4034 | 8426.443 | 0 | 0 | 0 | 0 | 0 | 0 | 0 | 1.2668e-05 | 0.0015612 | 0 | 0.0015612 | 0 | 0 | 0 | 0 | 0 | 0 | 0 | 0 | 0 | 0 | 0 | 0 | 0 | 0 | 0 |  |  | Patrols - Distribution OverheadWLDFREquipment / facility failureAggregated | WLDFR | HFTD - Distribution - 1QU CoRE ¦ 2QU LoRE | Non-Red Flag Warning - Destructive Fires | Equipment / facility failure | Aggregated | 2021 | 7.3861e-07 | 594.8999 | 0.0004394 | 2021 | Control | 0.046366 | 1 | 0 | esc | 3.7645e-05 | 1.8072e-07 | 0 | 0 | 0 | 0 | 0 | 0 | 0 | 0 | 0 | 0
7.3.6.2 Crew-accompanying ignition prevention and suppression resources and services | HFTD - Transmission - Tier 2 - 115 kV or Lower | 0.098538 | 0.098538 | 0.092091 | 0.08922 | 0 | 0 | 0.092091 | 0.092091 | 0.2386 | 0.23062 | 0.15616 | 0.16175 | 0.15616 | 31203.0785 | 1456.6991 | 28618.5329 | 5951.4785 | 1 | 26746.2924 | 381772.8429 | 425820.8316 | 602367.1036 | 625561.9033 | 562959.9099 | [9 empty] | 7.3.6.2 Crew-accompanying ignition prevention and suppression resources and services | WLDFR | HFTD - Distribution - Tier 2 - 3QU CoRE ¦ 4QU LoRE | 2023 | 0.87344 | 0 | 0 | 0 | 0 | 0 | 0 | 0 | 0 | 0 | 0 | 0 | 0 | 0 | 0 | 0.13009 | 0.13009 | 0 | 0 | 0 | 0.11362 | 0 | 0 | 0 | 0 | 0 | 0 | 0 | 0 | [11 empty] | WLDFR | HFTD - Distribution - 1QU CoRE ¦ 2QU LoRE | Non-Red Flag Warning - Destructive Fires | 2022 | 0 | 1.796e-07 | 0 | 0 | 0 | 0 | 8489.5411 | 202.8477 | 8286.6934 | 0 | 0 | 0 | 0 | 0 | 0 | 0 | 1.2115e-05 | 0 | 0 | 0 | 0.0015247 | 0 | 0.0015247 | 0 | 0 | 0 | 0 | 0 | 0 | 0 | 0 | 0 | 0 | 0 | 0 |  |  | Patrols - Distribution OverheadWLDFREquipment / facility failureAggregated | WLDFR | HFTD - Distribution - 1QU CoRE ¦ 2QU LoRE | Non-Red Flag Warning - Destructive Fires | Equipment / facility failure | Aggregated | 2022 | 6.987e-07 | 594.8999 | 0.00041566 | 2022 | Control | 0.046366 | 1 | 0 | esc | 0 | 0 | 3.7412e-05 | 1.796e-07 | 0 | 0 | 0 | 0 | 0 | 0 | 0 | 0
7.3.6.2 Crew-accompanying ignition prevention and suppression resources and services | HFTD - Transmission - Tier 2 - 230 kV or Higher | 0.029636 | 0.029636 | 0.027697 | 0.026834 | 0 | 0 | 0.027697 | 0.027697 | 0.052992 | 0.051218 | 0.034683 | 0.035924 | 0.034683 | 42255.6397 | 1972.682 | 38755.6123 | 8059.5744 | 1 | 36220.1984 | 517002.0552 | 576652.4496 | 815733.8488 | 847144.5668 | 762368.083 | [9 empty] | 7.3.6.2 Crew-accompanying ignition prevention and suppression resources and services | WLDFR | HFTD - Distribution - Tier 2 - 3QU CoRE ¦ 5QU LoRE | 2020 | 1 | 0 | 0 | 0.08768 | 0.08768 | 0 | 0 | 0 | 0 | 0 | 0 | 0 | 0 | 0 | 0 | 0 | 0 | 0.08768 | 0 | 0 | 0 | 0 | 0 | 0 | 0 | 0 | 0 | 0 | 0 | [11 empty] | WLDFR | HFTD - Distribution - 1QU CoRE ¦ 2QU LoRE | Non-Red Flag Warning - Destructive Fires | 2023 | 0 | 0 | 2.6969e-07 | 0 | 0 | 0 | 8507.4426 | 202.8477 | 8304.5949 | 0 | 0 | 0 | 0 | 0 | 0 | 0 | 1.2127e-05 | 0 | 0 | 0 | 0 | 0 | 0 | 0.0022944 | 0 | 0.0022944 | 0 | 0 | 0 | 0 | 0 | 0 | 0 | 0 | 0 |  |  | Patrols - Distribution OverheadWLDFREquipment / facility failureAggregated | WLDFR | HFTD - Distribution - 1QU CoRE ¦ 2QU LoRE | Non-Red Flag Warning - Destructive Fires | Equipment / facility failure | Aggregated | 2023 | 6.9793e-07 | 594.8999 | 0.0004152 | 2023 | Control | 0.046366 | 1 | 0 | esc | 0 | 0 | 0 | 0 | 3.7113e-05 | 2.6969e-07 | 0 | 0 | 0 | 0 | 0 | 0
7.3.6.2 Crew-accompanying ignition prevention and suppression resources and services | HFTD - Transmission - Tier 2 - 60/70 kV | 0.13625 | 0.13625 | 0.12734 | 0.12337 | 0 | 0 | 0.12734 | 0.12734 | 0.30199 | 0.29188 | 0.19765 | 0.20472 | 0.19765 | 34089.9576 | 1591.4715 | 31266.2923 | 6502.1037 | 1 | 29220.8339 | 417094.1032 | 465217.3699 | 658097.535 | 683438.2955 | 615044.4252 | [9 empty] | 7.3.6.2 Crew-accompanying ignition prevention and suppression resources and services | WLDFR | HFTD - Distribution - Tier 2 - 3QU CoRE ¦ 5QU LoRE | 2021 | 1 | 0 | 0 | 0 | 0 | 0 | 0 | 0.08768 | 0.08768 | 0 | 0 | 0 | 0 | 0 | 0 | 0 | 0 | 0 | 0.08768 | 0 | 0 | 0 | 0 | 0 | 0 | 0 | 0 | 0 | 0 | [11 empty] | WLDFR | HFTD - Distribution - 1QU CoRE ¦ 2QU LoRE | Non-Red Flag Warning - Destructive Fires | 2024 | 0 | 0 | 0 | 2.6969e-07 | 0 | 0 | 8507.4426 | 202.8477 | 8304.5949 | 0 | 0 | 0 | 0 | 0 | 0 | 0 | 1.2127e-05 | 0 | 0 | 0 | 0 | 0 | 0 | 0 | 0 | 0 | 0.0022944 | 0 | 0.0022944 | 0 | 0 | 0 | 0 | 0 | 0 |  |  | Patrols - Distribution OverheadWLDFREquipment / facility failureAggregated | WLDFR | HFTD - Distribution - 1QU CoRE ¦ 2QU LoRE | Non-Red Flag Warning - Destructive Fires | Equipment / facility failure | Aggregated | 2024 | 6.9793e-07 | 594.8999 | 0.0004152 | 2024 | Control | 0.046366 | 1 | 0 | esc | 0 | 0 | 0 | 0 | 0 | 0 | 3.7113e-05 | 2.6969e-07 | 0 | 0 | 0 | 0
7.3.6.2 Crew-accompanying ignition prevention and suppression resources and services | HFTD - Transmission - Tier 3 - 115 kV or Lower | 0.039103 | 0.039103 | 0.036545 | 0.035406 | 0 | 0 | 0.036545 | 0.036545 | 0.27526 | 0.26604 | 0.18015 | 0.1866 | 0.18015 | 10733.6381 | 501.0942 | 9844.5727 | 2047.2665 | 1 | 9200.5352 | 131327.1547 | 146479.3509 | 207210.0184 | 215188.8653 | 193654.2228 | [9 empty] | 7.3.6.2 Crew-accompanying ignition prevention and suppression resources and services | WLDFR | HFTD - Distribution - Tier 2 - 3QU CoRE ¦ 5QU LoRE | 2022 | 0.93458 | 0 | 0 | 0 | 0 | 0 | 0 | 0 | 0 | 0 | 0 | 0.085433 | 0.085433 | 0 | 0 | 0 | 0 | 0 | 0 | 0.079844 | 0 | 0 | 0 | 0 | 0 | 0.085433 | 0.079844 | 0.085433 | 0.079844 | [11 empty] | WLDFR | HFTD - Distribution - 1QU CoRE ¦ 2QU LoRE | Non-Red Flag Warning - Destructive Fires | 2025 | 0 | 0 | 0 | 0 | 2.6969e-07 | 0 | 8507.4426 | 202.8477 | 8304.5949 | 0 | 0 | 0 | 0 | 0 | 0 | 0 | 1.2127e-05 | 0 | 0 | 0 | 0 | 0 | 0 | 0 | 0 | 0 | 0 | 0 | 0 | 0.0022944 | 0 | 0.0022944 | 0 | 0 | 0 |  |  | Patrols - Distribution OverheadWLDFREquipment / facility failureAggregated | WLDFR | HFTD - Distribution - 1QU CoRE ¦ 2QU LoRE | Non-Red Flag Warning - Destructive Fires | Equipment / facility failure | Aggregated | 2025 | 6.9793e-07 | 594.8999 | 0.0004152 | 2025 | Control | 0.046366 | 1 | 0 | esc | 0 | 0 | 0 | 0 | 0 | 0 | 0 | 0 | 3.7113e-05 | 2.6969e-07 | 0 | 0
7.3.6.2 Crew-accompanying ignition prevention and suppression resources and services | HFTD - Transmission - Tier 3 - 230 kV or Higher | 0.010762 | 0.010762 | 0.010058 | 0.0097441 | 0 | 0 | 0.010058 | 0.010058 | 0.060721 | 0.058689 | 0.039741 | 0.041163 | 0.039741 | 13390.9309 | 625.1485 | 12281.7624 | 2554.1018 | 1 | 11478.2826 | 163839.4037 | 182742.7813 | 258508.3483 | 268462.4931 | 241596.5872 | [9 empty] | 7.3.6.2 Crew-accompanying ignition prevention and suppression resources and services | WLDFR | HFTD - Distribution - Tier 2 - 3QU CoRE ¦ 5QU LoRE | 2023 | 0.87344 | 0 | 0 | 0 | 0 | 0 | 0 | 0 | 0 | 0 | 0 | 0 | 0 | 0 | 0 | 0.088566 | 0.088566 | 0 | 0 | 0 | 0.077357 | 0 | 0 | 0 | 0 | 0 | 0 | 0 | 0 | [11 empty] | WLDFR | HFTD - Distribution - 1QU CoRE ¦ 2QU LoRE | Non-Red Flag Warning - Destructive Fires | 2026 | 0 | 0 | 0 | 0 | 0 | 2.6969e-07 | 8507.4426 | 202.8477 | 8304.5949 | 0 | 0 | 0 | 0 | 0 | 0 | 0 | 1.2127e-05 | 0 | 0 | 0 | 0 | 0 | 0 | 0 | 0 | 0 | 0 | 0 | 0 | 0 | 0 | 0 | 0.0022944 | 0 | 0.0022944 |  |  | Patrols - Distribution OverheadWLDFREquipment / facility failureAggregated | WLDFR | HFTD - Distribution - 1QU CoRE ¦ 2QU LoRE | Non-Red Flag Warning - Destructive Fires | Equipment / facility failure | Aggregated | 2026 | 6.9793e-07 | 594.8999 | 0.0004152 | 2026 | Control | 0.046366 | 1 | 0 | esc | 0 | 0 | 0 | 0 | 0 | 0 | 0 | 0 | 0 | 0 | 3.7113e-05 | 2.6969e-07
7.3.6.2 Crew-accompanying ignition prevention and suppression resources and services | HFTD - Transmission - Tier 3 - 60/70 kV | 0.041247 | 0.041247 | 0.038548 | 0.037347 | 0 | 0 | 0.038548 | 0.038548 | 0.34474 | 0.3332 | 0.22563 | 0.2337 | 0.22563 | 9040.0791 | 422.0313 | 8291.2909 | 1724.2477 | 1 | 7748.87 | 110606.289 | 123367.7639 | 174516.3156 | 181236.2559 | 163099.3603 | [9 empty] | 7.3.6.2 Crew-accompanying ignition prevention and suppression resources and services | WLDFR | HFTD - Distribution - Tier 2 - 4QU CoRE ¦ 1QU LoRE | 2020 | 1 | 0 | 0 | 0.13608 | 0.13608 | 0 | 0 | 0 | 0 | 0 | 0 | 0 | 0 | 0 | 0 | 0 | 0 | 0.13608 | 0 | 0 | 0 | 0 | 0 | 0 | 0 | 0 | 0 | 0 | 0 | [11 empty] | WLDFR | HFTD - Distribution - 1QU CoRE ¦ 2QU LoRE | Non-Red Flag Warning - Large Fires | 2021 | 1.0875e-06 | 0 | 0 | 0 | 0 | 0 | 5.1078 | 0.69027 | 2.8264 | 1.5911 | 0 | 0 | 0 | 0 | 0 | 0 | 6.3783e-05 | 5.5547e-06 | 0 | 5.5547e-06 | 0 | 0 | 0 | 0 | 0 | 0 | 0 | 0 | 0 | 0 | 0 | 0 | 0 | 0 | 0 |  |  | Patrols - Distribution OverheadWLDFREquipment / facility failureAggregated | WLDFR | HFTD - Distribution - 1QU CoRE ¦ 2QU LoRE | Non-Red Flag Warning - Large Fires | Equipment / facility failure | Aggregated | 2021 | 4.4447e-06 | 594.8999 | 0.0026441 | 2021 | Control | 0.046366 | 1 | 0 | esc | 0.00022653 | 1.0875e-06 | 0 | 0 | 0 | 0 | 0 | 0 | 0 | 0 | 0 | 0
7.3.6.2 Crew-accompanying ignition prevention and suppression resources and services | HFTD - Transmission - Zone 1 - 115 kV or Lower | 8.6357e-05 | 8.6357e-05 | 8.0707e-05 | 7.8191e-05 | 0 | 0 | 8.0707e-05 | 8.0707e-05 | 0.21393 | 0.20677 | 0.14002 | 0.14503 | 0.14002 | 30.4994 | 1.4238 | 27.9732 | 5.8173 | 1 | 26.1431 | 373.1636 | 416.2183 | 588.7834 | 611.4551 | 550.2648 | [9 empty] | 7.3.6.2 Crew-accompanying ignition prevention and suppression resources and services | WLDFR | HFTD - Distribution - Tier 2 - 4QU CoRE ¦ 1QU LoRE | 2021 | 1 | 0 | 0 | 0 | 0 | 0 | 0 | 0.13608 | 0.13608 | 0 | 0 | 0 | 0 | 0 | 0 | 0 | 0 | 0 | 0.13608 | 0 | 0 | 0 | 0 | 0 | 0 | 0 | 0 | 0 | 0 | [11 empty] | WLDFR | HFTD - Distribution - 1QU CoRE ¦ 2QU LoRE | Non-Red Flag Warning - Large Fires | 2022 | 0 | 1.0805e-06 | 0 | 0 | 0 | 0 | 5.0739 | 0.68415 | 2.8096 | 1.5801 | 0 | 0 | 0 | 0 | 0 | 0 | 6.0767e-05 | 0 | 0 | 0 | 5.4822e-06 | 0 | 5.4822e-06 | 0 | 0 | 0 | 0 | 0 | 0 | 0 | 0 | 0 | 0 | 0 | 0 |  |  | Patrols - Distribution OverheadWLDFREquipment / facility failureAggregated | WLDFR | HFTD - Distribution - 1QU CoRE ¦ 2QU LoRE | Non-Red Flag Warning - Large Fires | Equipment / facility failure | Aggregated | 2022 | 4.2034e-06 | 594.8999 | 0.0025006 | 2022 | Control | 0.046366 | 1 | 0 | esc | 0 | 0 | 0.00022507 | 1.0805e-06 | 0 | 0 | 0 | 0 | 0 | 0 | 0 | 0
7.3.6.2 Crew-accompanying ignition prevention and suppression resources and services | HFTD - Transmission - Zone 1 - 230 kV or Higher | 4.7087e-05 | 4.7087e-05 | 4.4007e-05 | 4.2635e-05 | 0 | 0 | 4.4007e-05 | 4.4007e-05 | 0.047789 | 0.046189 | 0.031278 | 0.032396 | 0.031278 | 74.4474 | 3.4755 | 68.281 | 14.1996 | 1 | 63.814 | 910.8719 | 1015.966 | 1437.1877 | 1492.5282 | 1343.1661 | [9 empty] | 7.3.6.2 Crew-accompanying ignition prevention and suppression resources and services | WLDFR | HFTD - Distribution - Tier 2 - 4QU CoRE ¦ 1QU LoRE | 2022 | 0.93458 | 0 | 0 | 0 | 0 | 0 | 0 | 0 | 0 | 0 | 0 | 0.13757 | 0.13757 | 0 | 0 | 0 | 0 | 0 | 0 | 0.12857 | 0 | 0 | 0 | 0 | 0 | 0.13757 | 0.12857 | 0.13757 | 0.12857 | [11 empty] | WLDFR | HFTD - Distribution - 1QU CoRE ¦ 2QU LoRE | Non-Red Flag Warning - Large Fires | 2023 | 0 | 0 | 1.6225e-06 | 0 | 0 | 0 | 5.1712 | 0.68415 | 2.907 | 1.5801 | 0 | 0 | 0 | 0 | 0 | 0 | 6.0899e-05 | 0 | 0 | 0 | 0 | 0 | 0 | 8.3901e-06 | 0 | 8.3901e-06 | 0 | 0 | 0 | 0 | 0 | 0 | 0 | 0 | 0 |  |  | Patrols - Distribution OverheadWLDFREquipment / facility failureAggregated | WLDFR | HFTD - Distribution - 1QU CoRE ¦ 2QU LoRE | Non-Red Flag Warning - Large Fires | Equipment / facility failure | Aggregated | 2023 | 4.1987e-06 | 594.8999 | 0.0024978 | 2023 | Control | 0.046366 | 1 | 0 | esc | 0 | 0 | 0 | 0 | 0.00022327 | 1.6225e-06 | 0 | 0 | 0 | 0 | 0 | 0
7.3.6.2 Crew-accompanying ignition prevention and suppression resources and services | HFTD - Transmission - Zone 1 - 60/70 kV | 0.00015631 | 0.00015631 | 0.00014608 | 0.00014153 | 0 | 0 | 0.00014608 | 0.00014608 | 0.27321 | 0.26406 | 0.17881 | 0.18521 | 0.17881 | 43.2275 | 2.0181 | 39.647 | 8.2449 | 1 | 37.0533 | 528.8933 | 589.9157 | 834.4961 | 866.6293 | 779.9029 | [9 empty] | 7.3.6.2 Crew-accompanying ignition prevention and suppression resources and services | WLDFR | HFTD - Distribution - Tier 2 - 4QU CoRE ¦ 1QU LoRE | 2023 | 0.87344 | 0 | 0 | 0 | 0 | 0 | 0 | 0 | 0 | 0 | 0 | 0 | 0 | 0 | 0 | 0.14261 | 0.14261 | 0 | 0 | 0 | 0.12456 | 0 | 0 | 0 | 0 | 0 | 0 | 0 | 0 | [11 empty] | WLDFR | HFTD - Distribution - 1QU CoRE ¦ 2QU LoRE | Non-Red Flag Warning - Large Fires | 2024 | 0 | 0 | 0 | 1.6225e-06 | 0 | 0 | 5.1712 | 0.68415 | 2.907 | 1.5801 | 0 | 0 | 0 | 0 | 0 | 0 | 6.0899e-05 | 0 | 0 | 0 | 0 | 0 | 0 | 0 | 0 | 0 | 8.3901e-06 | 0 | 8.3901e-06 | 0 | 0 | 0 | 0 | 0 | 0 |  |  | Patrols - Distribution OverheadWLDFREquipment / facility failureAggregated | WLDFR | HFTD - Distribution - 1QU CoRE ¦ 2QU LoRE | Non-Red Flag Warning - Large Fires | Equipment / facility failure | Aggregated | 2024 | 4.1987e-06 | 594.8999 | 0.0024978 | 2024 | Control | 0.046366 | 1 | 0 | esc | 0 | 0 | 0 | 0 | 0 | 0 | 0.00022327 | 1.6225e-06 | 0 | 0 | 0 | 0
7.3.6.6 Stationed and on-call ignition prevention and suppression resources and services | HFTD - Distribution - Tier 2 - 1QU CoRE ¦ 1QU LoRE | 0.17808 | 0.17808 | 0.15739 | 0.15249 | 0 | 0 | 0.15739 | 0.15739 | 9.1223 | 8.8169 | 6.3575 | 6.585 | 6.3575 | 1474.9589 | 68.8577 | 1201.4816 | 249.8588 | 1 | 1122.88 | 18046.2726 | 20128.4061 | 25288.9612 | 26262.7401 | 23634.5432 | [9 empty] | 7.3.6.2 Crew-accompanying ignition prevention and suppression resources and services | WLDFR | HFTD - Distribution - Tier 2 - 4QU CoRE ¦ 2QU LoRE | 2020 | 1 | 0 | 0 | 0.058503 | 0.058503 | 0 | 0 | 0 | 0 | 0 | 0 | 0 | 0 | 0 | 0 | 0 | 0 | 0.058503 | 0 | 0 | 0 | 0 | 0 | 0 | 0 | 0 | 0 | 0 | 0 | [11 empty] | WLDFR | HFTD - Distribution - 1QU CoRE ¦ 2QU LoRE | Non-Red Flag Warning - Large Fires | 2025 | 0 | 0 | 0 | 0 | 1.6225e-06 | 0 | 5.1712 | 0.68415 | 2.907 | 1.5801 | 0 | 0 | 0 | 0 | 0 | 0 | 6.0899e-05 | 0 | 0 | 0 | 0 | 0 | 0 | 0 | 0 | 0 | 0 | 0 | 0 | 8.3901e-06 | 0 | 8.3901e-06 | 0 | 0 | 0 |  |  | Patrols - Distribution OverheadWLDFREquipment / facility failureAggregated | WLDFR | HFTD - Distribution - 1QU CoRE ¦ 2QU LoRE | Non-Red Flag Warning - Large Fires | Equipment / facility failure | Aggregated | 2025 | 4.1987e-06 | 594.8999 | 0.0024978 | 2025 | Control | 0.046366 | 1 | 0 | esc | 0 | 0 | 0 | 0 | 0 | 0 | 0 | 0 | 0.00022327 | 1.6225e-06 | 0 | 0
7.3.6.6 Stationed and on-call ignition prevention and suppression resources and services | HFTD - Distribution - Tier 2 - 1QU CoRE ¦ 2QU LoRE | 0.21639 | 0.21639 | 0.18622 | 0.18042 | 0 | 0 | 0.18622 | 0.18622 | 5.9694 | 5.7696 | 3.4817 | 3.6063 | 3.4817 | 2738.9119 | 127.8646 | 2595.6557 | 539.7897 | 1 | 2425.8465 | 33510.8665 | 37377.2658 | 54633.7445 | 56737.4762 | 51059.5743 | [9 empty] | 7.3.6.2 Crew-accompanying ignition prevention and suppression resources and services | WLDFR | HFTD - Distribution - Tier 2 - 4QU CoRE ¦ 2QU LoRE | 2021 | 1 | 0 | 0 | 0 | 0 | 0 | 0 | 0.058503 | 0.058503 | 0 | 0 | 0 | 0 | 0 | 0 | 0 | 0 | 0 | 0.058503 | 0 | 0 | 0 | 0 | 0 | 0 | 0 | 0 | 0 | 0 | [11 empty] | WLDFR | HFTD - Distribution - 1QU CoRE ¦ 2QU LoRE | Non-Red Flag Warning - Large Fires | 2026 | 0 | 0 | 0 | 0 | 0 | 1.6225e-06 | 5.1712 | 0.68415 | 2.907 | 1.5801 | 0 | 0 | 0 | 0 | 0 | 0 | 6.0899e-05 | 0 | 0 | 0 | 0 | 0 | 0 | 0 | 0 | 0 | 0 | 0 | 0 | 0 | 0 | 0 | 8.3901e-06 | 0 | 8.3901e-06 |  |  | Patrols - Distribution OverheadWLDFREquipment / facility failureAggregated | WLDFR | HFTD - Distribution - 1QU CoRE ¦ 2QU LoRE | Non-Red Flag Warning - Large Fires | Equipment / facility failure | Aggregated | 2026 | 4.1987e-06 | 594.8999 | 0.0024978 | 2026 | Control | 0.046366 | 1 | 0 | esc | 0 | 0 | 0 | 0 | 0 | 0 | 0 | 0 | 0 | 0 | 0.00022327 | 1.6225e-06
7.3.6.6 Stationed and on-call ignition prevention and suppression resources and services | HFTD - Distribution - Tier 2 - 1QU CoRE ¦ 3QU LoRE | 0.4851 | 0.4851 | 0.42945 | 0.41607 | 0 | 0 | 0.42945 | 0.42945 | 4.3782 | 4.2316 | 2.7996 | 2.8998 | 2.7996 | 8371.7146 | 390.829 | 7444.4814 | 1548.1461 | 1 | 6957.4592 | 102428.7811 | 114246.7558 | 156692.5423 | 162726.1589 | 146441.6283 | [9 empty] | 7.3.6.2 Crew-accompanying ignition prevention and suppression resources and services | WLDFR | HFTD - Distribution - Tier 2 - 4QU CoRE ¦ 2QU LoRE | 2022 | 0.93458 | 0 | 0 | 0 | 0 | 0 | 0 | 0 | 0 | 0 | 0 | 0.054128 | 0.054128 | 0 | 0 | 0 | 0 | 0 | 0 | 0.050587 | 0 | 0 | 0 | 0 | 0 | 0.054128 | 0.050587 | 0.054128 | 0.050587 | [11 empty] | WLDFR | HFTD - Distribution - 1QU CoRE ¦ 2QU LoRE | Non-Red Flag Warning - Small Fires | 2021 | 0.00016144 | 0 | 0 | 0 | 0 | 0 | 0.077861 | 0.036425 | 0.0015416 | 0.039895 | 0 | 0 | 0 | 0 | 0 | 0 | 0.0041428 | 1.257e-05 | 0 | 1.257e-05 | 0 | 0 | 0 | 0 | 0 | 0 | 0 | 0 | 0 | 0 | 0 | 0 | 0 | 0 | 0 |  |  | Patrols - Distribution OverheadWLDFREquipment / facility failureAggregated | WLDFR | HFTD - Distribution - 1QU CoRE ¦ 2QU LoRE | Non-Red Flag Warning - Small Fires | Equipment / facility failure | Aggregated | 2021 | 0.00065982 | 594.8999 | 0.39253 | 2021 | Control | 0.046366 | 1 | 0 | esc | 0.033629 | 0.00016144 | 0 | 0 | 0 | 0 | 0 | 0 | 0 | 0 | 0 | 0
7.3.6.6 Stationed and on-call ignition prevention and suppression resources and services | HFTD - Distribution - Tier 2 - 1QU CoRE ¦ 4QU LoRE | 0.61539 | 0.61539 | 0.55579 | 0.53848 | 0 | 0 | 0.55579 | 0.55579 | 4.0401 | 3.9049 | 2.4772 | 2.5659 | 2.4772 | 11508.799 | 537.2821 | 10888.2596 | 2264.3104 | 1 | 10175.9435 | 140811.328 | 157057.7842 | 229177.6946 | 238002.4306 | 214184.7613 | [9 empty] | 7.3.6.2 Crew-accompanying ignition prevention and suppression resources and services | WLDFR | HFTD - Distribution - Tier 2 - 4QU CoRE ¦ 2QU LoRE | 2023 | 0.87344 | 0 | 0 | 0 | 0 | 0 | 0 | 0 | 0 | 0 | 0 | 0 | 0 | 0 | 0 | 0.05611 | 0.05611 | 0 | 0 | 0 | 0.049009 | 0 | 0 | 0 | 0 | 0 | 0 | 0 | 0 | [11 empty] | WLDFR | HFTD - Distribution - 1QU CoRE ¦ 2QU LoRE | Non-Red Flag Warning - Small Fires | 2022 | 0 | 0.00016164 | 0 | 0 | 0 | 0 | 0.077861 | 0.036425 | 0.0015416 | 0.039895 | 0 | 0 | 0 | 0 | 0 | 0 | 0.0039659 | 0 | 0 | 0 | 1.2585e-05 | 0 | 1.2585e-05 | 0 | 0 | 0 | 0 | 0 | 0 | 0 | 0 | 0 | 0 | 0 | 0 |  |  | Patrols - Distribution OverheadWLDFREquipment / facility failureAggregated | WLDFR | HFTD - Distribution - 1QU CoRE ¦ 2QU LoRE | Non-Red Flag Warning - Small Fires | Equipment / facility failure | Aggregated | 2022 | 0.00062882 | 594.8999 | 0.37408 | 2022 | Control | 0.046366 | 1 | 0 | esc | 0 | 0 | 0.033669 | 0.00016164 | 0 | 0 | 0 | 0 | 0 | 0 | 0 | 0
7.3.6.6 Stationed and on-call ignition prevention and suppression resources and services | HFTD - Distribution - Tier 2 - 1QU CoRE ¦ 5QU LoRE | 0.47286 | 0.47286 | 0.43738 | 0.42375 | 0 | 0 | 0.43738 | 0.43738 | 2.7629 | 2.6704 | 1.8051 | 1.8697 | 1.8051 | 12931.2029 | 603.6863 | 11758.8323 | 2445.3538 | 1 | 10989.5629 | 158214.5849 | 176468.9851 | 247501.6385 | 257031.9579 | 231309.9425 | [9 empty] | 7.3.6.2 Crew-accompanying ignition prevention and suppression resources and services | WLDFR | HFTD - Distribution - Tier 2 - 4QU CoRE ¦ 3QU LoRE | 2020 | 1 | 0 | 0 | 0.062347 | 0.062347 | 0 | 0 | 0 | 0 | 0 | 0 | 0 | 0 | 0 | 0 | 0 | 0 | 0.062347 | 0 | 0 | 0 | 0 | 0 | 0 | 0 | 0 | 0 | 0 | 0 | [11 empty] | WLDFR | HFTD - Distribution - 1QU CoRE ¦ 2QU LoRE | Non-Red Flag Warning - Small Fires | 2023 | 0 | 0 | 0.00024236 | 0 | 0 | 0 | 0.077901 | 0.036425 | 0.0015809 | 0.039895 | 0 | 0 | 0 | 0 | 0 | 0 | 0.0039699 | 0 | 0 | 0 | 0 | 0 | 0 | 1.888e-05 | 0 | 1.888e-05 | 0 | 0 | 0 | 0 | 0 | 0 | 0 | 0 | 0 |  |  | Patrols - Distribution OverheadWLDFREquipment / facility failureAggregated | WLDFR | HFTD - Distribution - 1QU CoRE ¦ 2QU LoRE | Non-Red Flag Warning - Small Fires | Equipment / facility failure | Aggregated | 2023 | 0.0006272 | 594.8999 | 0.37312 | 2023 | Control | 0.046366 | 1 | 0 | esc | 0 | 0 | 0 | 0 | 0.033352 | 0.00024236 | 0 | 0 | 0 | 0 | 0 | 0
7.3.6.6 Stationed and on-call ignition prevention and suppression resources and services | HFTD - Distribution - Tier 2 - 2QU CoRE ¦ 1QU LoRE | 0.06562 | 0.06562 | 0.063514 | 0.061535 | 0 | 0 | 0.063514 | 0.063514 | 3.4464 | 3.3311 | 2.1666 | 2.2442 | 2.1666 | 1438.6119 | 67.1608 | 1422.6658 | 295.856 | 1 | 1329.5942 | 17601.563 | 19632.387 | 29944.4794 | 31097.5241 | 27985.4948 | [9 empty] | 7.3.6.2 Crew-accompanying ignition prevention and suppression resources and services | WLDFR | HFTD - Distribution - Tier 2 - 4QU CoRE ¦ 3QU LoRE | 2021 | 1 | 0 | 0 | 0 | 0 | 0 | 0 | 0.062347 | 0.062347 | 0 | 0 | 0 | 0 | 0 | 0 | 0 | 0 | 0 | 0.062347 | 0 | 0 | 0 | 0 | 0 | 0 | 0 | 0 | 0 | 0 | [11 empty] | WLDFR | HFTD - Distribution - 1QU CoRE ¦ 2QU LoRE | Non-Red Flag Warning - Small Fires | 2024 | 0 | 0 | 0 | 0.00024236 | 0 | 0 | 0.077901 | 0.036425 | 0.0015809 | 0.039895 | 0 | 0 | 0 | 0 | 0 | 0 | 0.0039699 | 0 | 0 | 0 | 0 | 0 | 0 | 0 | 0 | 0 | 1.888e-05 | 0 | 1.888e-05 | 0 | 0 | 0 | 0 | 0 | 0 |  |  | Patrols - Distribution OverheadWLDFREquipment / facility failureAggregated | WLDFR | HFTD - Distribution - 1QU CoRE ¦ 2QU LoRE | Non-Red Flag Warning - Small Fires | Equipment / facility failure | Aggregated | 2024 | 0.0006272 | 594.8999 | 0.37312 | 2024 | Control | 0.046366 | 1 | 0 | esc | 0 | 0 | 0 | 0 | 0 | 0 | 0.033352 | 0.00024236 | 0 | 0 | 0 | 0
7.3.6.6 Stationed and on-call ignition prevention and suppression resources and services | HFTD - Distribution - Tier 2 - 2QU CoRE ¦ 2QU LoRE | 0.1092 | 0.1092 | 0.10298 | 0.099767 | 0 | 0 | 0.10298 | 0.10298 | 2.0227 | 1.955 | 1.2533 | 1.2981 | 1.2533 | 4079.1272 | 190.4319 | 3987.4898 | 829.234 | 1 | 3726.626 | 49908.5364 | 55666.8576 | 83929.2739 | 87161.0617 | 78438.5737 | [9 empty] | 7.3.6.2 Crew-accompanying ignition prevention and suppression resources and services | WLDFR | HFTD - Distribution - Tier 2 - 4QU CoRE ¦ 3QU LoRE | 2022 | 0.93458 | 0 | 0 | 0 | 0 | 0 | 0 | 0 | 0 | 0 | 0 | 0.060631 | 0.060631 | 0 | 0 | 0 | 0 | 0 | 0 | 0.056665 | 0 | 0 | 0 | 0 | 0 | 0.060631 | 0.056665 | 0.060631 | 0.056665 | [11 empty] | WLDFR | HFTD - Distribution - 1QU CoRE ¦ 2QU LoRE | Non-Red Flag Warning - Small Fires | 2025 | 0 | 0 | 0 | 0 | 0.00024236 | 0 | 0.077901 | 0.036425 | 0.0015809 | 0.039895 | 0 | 0 | 0 | 0 | 0 | 0 | 0.0039699 | 0 | 0 | 0 | 0 | 0 | 0 | 0 | 0 | 0 | 0 | 0 | 0 | 1.888e-05 | 0 | 1.888e-05 | 0 | 0 | 0 |  |  | Patrols - Distribution OverheadWLDFREquipment / facility failureAggregated | WLDFR | HFTD - Distribution - 1QU CoRE ¦ 2QU LoRE | Non-Red Flag Warning - Small Fires | Equipment / facility failure | Aggregated | 2025 | 0.0006272 | 594.8999 | 0.37312 | 2025 | Control | 0.046366 | 1 | 0 | esc | 0 | 0 | 0 | 0 | 0 | 0 | 0 | 0 | 0.033352 | 0.00024236 | 0 | 0
7.3.6.6 Stationed and on-call ignition prevention and suppression resources and services | HFTD - Distribution - Tier 2 - 2QU CoRE ¦ 3QU LoRE | 0.16392 | 0.16392 | 0.15135 | 0.14663 | 0 | 0 | 0.15135 | 0.15135 | 1.6271 | 1.5727 | 1.0569 | 1.0947 | 1.0569 | 7611.4696 | 355.3374 | 6949.8015 | 1445.273 | 1 | 6495.1416 | 93127.1051 | 103871.8758 | 146280.4474 | 151913.135 | 136710.6985 | [9 empty] | 7.3.6.2 Crew-accompanying ignition prevention and suppression resources and services | WLDFR | HFTD - Distribution - Tier 2 - 4QU CoRE ¦ 3QU LoRE | 2023 | 0.87344 | 0 | 0 | 0 | 0 | 0 | 0 | 0 | 0 | 0 | 0 | 0 | 0 | 0 | 0 | 0.062852 | 0.062852 | 0 | 0 | 0 | 0.054897 | 0 | 0 | 0 | 0 | 0 | 0 | 0 | 0 | [11 empty] | WLDFR | HFTD - Distribution - 1QU CoRE ¦ 2QU LoRE | Non-Red Flag Warning - Small Fires | 2026 | 0 | 0 | 0 | 0 | 0 | 0.00024236 | 0.077901 | 0.036425 | 0.0015809 | 0.039895 | 0 | 0 | 0 | 0 | 0 | 0 | 0.0039699 | 0 | 0 | 0 | 0 | 0 | 0 | 0 | 0 | 0 | 0 | 0 | 0 | 0 | 0 | 0 | 1.888e-05 | 0 | 1.888e-05 |  |  | Patrols - Distribution OverheadWLDFREquipment / facility failureAggregated | WLDFR | HFTD - Distribution - 1QU CoRE ¦ 2QU LoRE | Non-Red Flag Warning - Small Fires | Equipment / facility failure | Aggregated | 2026 | 0.0006272 | 594.8999 | 0.37312 | 2026 | Control | 0.046366 | 1 | 0 | esc | 0 | 0 | 0 | 0 | 0 | 0 | 0 | 0 | 0 | 0 | 0.033352 | 0.00024236
7.3.6.6 Stationed and on-call ignition prevention and suppression resources and services | HFTD - Distribution - Tier 2 - 2QU CoRE ¦ 4QU LoRE | 0.15741 | 0.15741 | 0.1324 | 0.12827 | 0 | 0 | 0.1324 | 0.1324 | 1.3095 | 1.2656 | 0.81106 | 0.8401 | 0.81106 | 9082.6627 | 424.0193 | 7921.931 | 1647.436 | 1 | 7403.6738 | 111127.303 | 123948.8912 | 166741.9721 | 173162.5529 | 155833.6188 | [9 empty] | 7.3.6.2 Crew-accompanying ignition prevention and suppression resources and services | WLDFR | HFTD - Distribution - Tier 2 - 4QU CoRE ¦ 4QU LoRE | 2020 | 1 | 0 | 0 | 0.04138 | 0.04138 | 0 | 0 | 0 | 0 | 0 | 0 | 0 | 0 | 0 | 0 | 0 | 0 | 0.04138 | 0 | 0 | 0 | 0 | 0 | 0 | 0 | 0 | 0 | 0 | 0 | [11 empty] | WLDFR | HFTD - Distribution - 1QU CoRE ¦ 2QU LoRE | Red Flag Warning - Catastrophic Fires | 2021 | 1.7173e-05 | 0 | 0 | 0 | 0 | 0 | 13887.861 | 212.4034 | 8426.443 | 5249.0147 | 0 | 0 | 0 | 0 | 0 | 0 | 0.00020572 | 0.2385 | 0 | 0.2385 | 0 | 0 | 0 | 0 | 0 | 0 | 0 | 0 | 0 | 0 | 0 | 0 | 0 | 0 | 0 |  |  | Patrols - Distribution OverheadWLDFREquipment / facility failureAggregated | WLDFR | HFTD - Distribution - 1QU CoRE ¦ 2QU LoRE | Red Flag Warning - Catastrophic Fires | Equipment / facility failure | Aggregated | 2021 | 7.0189e-05 | 594.8999 | 0.041755 | 2021 | Control | 0.046366 | 1 | 0 | esc | 0.0035773 | 1.7173e-05 | 0 | 0 | 0 | 0 | 0 | 0 | 0 | 0 | 0 | 0
7.3.6.6 Stationed and on-call ignition prevention and suppression resources and services | HFTD - Distribution - Tier 2 - 2QU CoRE ¦ 5QU LoRE | 0.15259 | 0.15259 | 0.13947 | 0.13513 | 0 | 0 | 0.13947 | 0.13947 | 0.9842 | 0.95125 | 0.62932 | 0.65185 | 0.62932 | 11714.5006 | 546.8852 | 10755.4649 | 2236.6946 | 1 | 10051.8364 | 143328.1082 | 159864.9442 | 226382.6135 | 235099.722 | 211572.536 | [9 empty] | 7.3.6.2 Crew-accompanying ignition prevention and suppression resources and services | WLDFR | HFTD - Distribution - Tier 2 - 4QU CoRE ¦ 4QU LoRE | 2021 | 1 | 0 | 0 | 0 | 0 | 0 | 0 | 0.04138 | 0.04138 | 0 | 0 | 0 | 0 | 0 | 0 | 0 | 0 | 0 | 0.04138 | 0 | 0 | 0 | 0 | 0 | 0 | 0 | 0 | 0 | 0 | [11 empty] | WLDFR | HFTD - Distribution - 1QU CoRE ¦ 2QU LoRE | Red Flag Warning - Catastrophic Fires | 2022 | 0 | 1.7064e-05 | 0 | 0 | 0 | 0 | 13650.1655 | 202.8477 | 8286.6934 | 5160.6244 | 0 | 0 | 0 | 0 | 0 | 0 | 0.00019378 | 0 | 0 | 0 | 0.23293 | 0 | 0.23293 | 0 | 0 | 0 | 0 | 0 | 0 | 0 | 0 | 0 | 0 | 0 | 0 |  |  | Patrols - Distribution OverheadWLDFREquipment / facility failureAggregated | WLDFR | HFTD - Distribution - 1QU CoRE ¦ 2QU LoRE | Red Flag Warning - Catastrophic Fires | Equipment / facility failure | Aggregated | 2022 | 6.6386e-05 | 594.8999 | 0.039493 | 2022 | Control | 0.046366 | 1 | 0 | esc | 0 | 0 | 0.0035546 | 1.7064e-05 | 0 | 0 | 0 | 0 | 0 | 0 | 0 | 0
7.3.6.6 Stationed and on-call ignition prevention and suppression resources and services | HFTD - Distribution - Tier 2 - 3QU CoRE ¦ 1QU LoRE | 0.074792 | 0.074792 | 0.068367 | 0.066236 | 0 | 0 | 0.068367 | 0.068367 | 1.4275 | 1.3797 | 0.92295 | 0.95597 | 0.92295 | 3958.7964 | 184.8143 | 3594.8624 | 747.5836 | 1 | 3359.6845 | 48436.277 | 54024.7326 | 75665.1951 | 78578.7657 | 70715.1356 | [9 empty] | 7.3.6.2 Crew-accompanying ignition prevention and suppression resources and services | WLDFR | HFTD - Distribution - Tier 2 - 4QU CoRE ¦ 4QU LoRE | 2022 | 0.93458 | 0 | 0 | 0 | 0 | 0 | 0 | 0 | 0 | 0 | 0 | 0.04169 | 0.04169 | 0 | 0 | 0 | 0 | 0 | 0 | 0.038963 | 0 | 0 | 0 | 0 | 0 | 0.04169 | 0.038963 | 0.04169 | 0.038963 | [11 empty] | WLDFR | HFTD - Distribution - 1QU CoRE ¦ 2QU LoRE | Red Flag Warning - Catastrophic Fires | 2023 | 0 | 0 | 2.6512e-05 | 0 | 0 | 0 | 13668.067 | 202.8477 | 8304.5949 | 5160.6244 | 0 | 0 | 0 | 0 | 0 | 0 | 0.0002011 | 0 | 0 | 0 | 0 | 0 | 0 | 0.36237 | 0 | 0.36237 | 0 | 0 | 0 | 0 | 0 | 0 | 0 | 0 | 0 |  |  | Patrols - Distribution OverheadWLDFREquipment / facility failureAggregated | WLDFR | HFTD - Distribution - 1QU CoRE ¦ 2QU LoRE | Red Flag Warning - Catastrophic Fires | Equipment / facility failure | Aggregated | 2023 | 6.8609e-05 | 594.8999 | 0.040816 | 2023 | Control | 0.046366 | 1 | 0 | esc | 0 | 0 | 0 | 0 | 0.0036484 | 2.6512e-05 | 0 | 0 | 0 | 0 | 0 | 0
7.3.6.6 Stationed and on-call ignition prevention and suppression resources and services | HFTD - Distribution - Tier 2 - 3QU CoRE ¦ 2QU LoRE | 0.072036 | 0.072036 | 0.071401 | 0.069176 | 0 | 0 | 0.071401 | 0.071401 | 0.92001 | 0.88922 | 0.59655 | 0.6179 | 0.59655 | 5916.0441 | 276.1874 | 5808.5636 | 1207.9425 | 1 | 5428.5641 | 72383.402 | 80734.8166 | 122259.5032 | 126967.2382 | 114261.218 | [9 empty] | 7.3.6.2 Crew-accompanying ignition prevention and suppression resources and services | WLDFR | HFTD - Distribution - Tier 2 - 4QU CoRE ¦ 4QU LoRE | 2023 | 0.87344 | 0 | 0 | 0 | 0 | 0 | 0 | 0 | 0 | 0 | 0 | 0 | 0 | 0 | 0 | 0.043219 | 0.043219 | 0 | 0 | 0 | 0.037749 | 0 | 0 | 0 | 0 | 0 | 0 | 0 | 0 | [11 empty] | WLDFR | HFTD - Distribution - 1QU CoRE ¦ 2QU LoRE | Red Flag Warning - Catastrophic Fires | 2024 | 0 | 0 | 0 | 2.6512e-05 | 0 | 0 | 13668.067 | 202.8477 | 8304.5949 | 5160.6244 | 0 | 0 | 0 | 0 | 0 | 0 | 0.0002011 | 0 | 0 | 0 | 0 | 0 | 0 | 0 | 0 | 0 | 0.36237 | 0 | 0.36237 | 0 | 0 | 0 | 0 | 0 | 0 |  |  | Patrols - Distribution OverheadWLDFREquipment / facility failureAggregated | WLDFR | HFTD - Distribution - 1QU CoRE ¦ 2QU LoRE | Red Flag Warning - Catastrophic Fires | Equipment / facility failure | Aggregated | 2024 | 6.8609e-05 | 594.8999 | 0.040816 | 2024 | Control | 0.046366 | 1 | 0 | esc | 0 | 0 | 0 | 0 | 0 | 0 | 0.0036484 | 2.6512e-05 | 0 | 0 | 0 | 0
7.3.6.6 Stationed and on-call ignition prevention and suppression resources and services | HFTD - Distribution - Tier 2 - 3QU CoRE ¦ 3QU LoRE | 0.060876 | 0.060876 | 0.056308 | 0.054553 | 0 | 0 | 0.056308 | 0.056308 | 0.72163 | 0.69748 | 0.47042 | 0.48726 | 0.47042 | 6373.8562 | 297.5601 | 5808.9297 | 1208.0186 | 1 | 5428.9062 | 77984.7802 | 86982.4676 | 122267.2087 | 126975.2404 | 114268.4194 | [9 empty] | 7.3.6.2 Crew-accompanying ignition prevention and suppression resources and services | WLDFR | HFTD - Distribution - Tier 2 - 4QU CoRE ¦ 5QU LoRE | 2020 | 1 | 0 | 0 | 0.021895 | 0.021895 | 0 | 0 | 0 | 0 | 0 | 0 | 0 | 0 | 0 | 0 | 0 | 0 | 0.021895 | 0 | 0 | 0 | 0 | 0 | 0 | 0 | 0 | 0 | 0 | 0 | [11 empty] | WLDFR | HFTD - Distribution - 1QU CoRE ¦ 2QU LoRE | Red Flag Warning - Catastrophic Fires | 2025 | 0 | 0 | 0 | 0 | 2.6512e-05 | 0 | 13668.067 | 202.8477 | 8304.5949 | 5160.6244 | 0 | 0 | 0 | 0 | 0 | 0 | 0.0002011 | 0 | 0 | 0 | 0 | 0 | 0 | 0 | 0 | 0 | 0 | 0 | 0 | 0.36237 | 0 | 0.36237 | 0 | 0 | 0 |  |  | Patrols - Distribution OverheadWLDFREquipment / facility failureAggregated | WLDFR | HFTD - Distribution - 1QU CoRE ¦ 2QU LoRE | Red Flag Warning - Catastrophic Fires | Equipment / facility failure | Aggregated | 2025 | 6.8609e-05 | 594.8999 | 0.040816 | 2025 | Control | 0.046366 | 1 | 0 | esc | 0 | 0 | 0 | 0 | 0 | 0 | 0 | 0 | 0.0036484 | 2.6512e-05 | 0 | 0
7.3.6.6 Stationed and on-call ignition prevention and suppression resources and services | HFTD - Distribution - Tier 2 - 3QU CoRE ¦ 4QU LoRE | 0.044006 | 0.044006 | 0.039091 | 0.037874 | 0 | 0 | 0.039091 | 0.039091 | 0.54821 | 0.52986 | 0.34843 | 0.36091 | 0.34843 | 6065.0531 | 283.1438 | 5444.7669 | 1132.2877 | 1 | 5088.5672 | 74206.5422 | 82768.3061 | 114602.2577 | 119015.1421 | 107104.9137 | [9 empty] | 7.3.6.2 Crew-accompanying ignition prevention and suppression resources and services | WLDFR | HFTD - Distribution - Tier 2 - 4QU CoRE ¦ 5QU LoRE | 2021 | 1 | 0 | 0 | 0 | 0 | 0 | 0 | 0.021895 | 0.021895 | 0 | 0 | 0 | 0 | 0 | 0 | 0 | 0 | 0 | 0.021895 | 0 | 0 | 0 | 0 | 0 | 0 | 0 | 0 | 0 | 0 | [11 empty] | WLDFR | HFTD - Distribution - 1QU CoRE ¦ 2QU LoRE | Red Flag Warning - Catastrophic Fires | 2026 | 0 | 0 | 0 | 0 | 0 | 2.6512e-05 | 13668.067 | 202.8477 | 8304.5949 | 5160.6244 | 0 | 0 | 0 | 0 | 0 | 0 | 0.0002011 | 0 | 0 | 0 | 0 | 0 | 0 | 0 | 0 | 0 | 0 | 0 | 0 | 0 | 0 | 0 | 0.36237 | 0 | 0.36237 |  |  | Patrols - Distribution OverheadWLDFREquipment / facility failureAggregated | WLDFR | HFTD - Distribution - 1QU CoRE ¦ 2QU LoRE | Red Flag Warning - Catastrophic Fires | Equipment / facility failure | Aggregated | 2026 | 6.8609e-05 | 594.8999 | 0.040816 | 2026 | Control | 0.046366 | 1 | 0 | esc | 0 | 0 | 0 | 0 | 0 | 0 | 0 | 0 | 0 | 0 | 0.0036484 | 2.6512e-05
7.3.6.6 Stationed and on-call ignition prevention and suppression resources and services | HFTD - Distribution - Tier 2 - 3QU CoRE ¦ 5QU LoRE | 0.029227 | 0.029227 | 0.026615 | 0.025786 | 0 | 0 | 0.026615 | 0.026615 | 0.38232 | 0.36953 | 0.24575 | 0.25455 | 0.24575 | 5775.9061 | 269.6451 | 5255.7728 | 1092.9847 | 1 | 4911.9372 | 70668.7995 | 78822.3875 | 110624.2819 | 114883.99 | 103387.1793 | [9 empty] | 7.3.6.2 Crew-accompanying ignition prevention and suppression resources and services | WLDFR | HFTD - Distribution - Tier 2 - 4QU CoRE ¦ 5QU LoRE | 2022 | 0.93458 | 0 | 0 | 0 | 0 | 0 | 0 | 0 | 0 | 0 | 0 | 0.020783 | 0.020783 | 0 | 0 | 0 | 0 | 0 | 0 | 0.019423 | 0 | 0 | 0 | 0 | 0 | 0.020783 | 0.019423 | 0.020783 | 0.019423 | [11 empty] | WLDFR | HFTD - Distribution - 1QU CoRE ¦ 2QU LoRE | Red Flag Warning - Destructive Fires | 2021 | 3.5674e-06 | 0 | 0 | 0 | 0 | 0 | 8638.8464 | 212.4034 | 8426.443 | 0 | 0 | 0 | 0 | 0 | 0 | 0 | 3.0755e-05 | 0.030818 | 0 | 0.030818 | 0 | 0 | 0 | 0 | 0 | 0 | 0 | 0 | 0 | 0 | 0 | 0 | 0 | 0 | 0 |  |  | Patrols - Distribution OverheadWLDFREquipment / facility failureAggregated | WLDFR | HFTD - Distribution - 1QU CoRE ¦ 2QU LoRE | Red Flag Warning - Destructive Fires | Equipment / facility failure | Aggregated | 2021 | 1.458e-05 | 594.8999 | 0.0086736 | 2021 | Control | 0.046366 | 1 | 0 | esc | 0.0007431 | 3.5674e-06 | 0 | 0 | 0 | 0 | 0 | 0 | 0 | 0 | 0 | 0
7.3.6.6 Stationed and on-call ignition prevention and suppression resources and services | HFTD - Distribution - Tier 2 - 4QU CoRE ¦ 1QU LoRE | 0.045359 | 0.045359 | 0.042857 | 0.04152 | 0 | 0 | 0.042857 | 0.042857 | 0.58323 | 0.56371 | 0.36689 | 0.38001 | 0.36689 | 5876.1543 | 274.3251 | 5668.8369 | 1178.8851 | 1 | 5297.9784 | 71895.3464 | 80190.4503 | 119318.5155 | 123913.0046 | 111512.6313 | [9 empty] | 7.3.6.2 Crew-accompanying ignition prevention and suppression resources and services | WLDFR | HFTD - Distribution - Tier 2 - 4QU CoRE ¦ 5QU LoRE | 2023 | 0.87344 | 0 | 0 | 0 | 0 | 0 | 0 | 0 | 0 | 0 | 0 | 0 | 0 | 0 | 0 | 0.021545 | 0.021545 | 0 | 0 | 0 | 0.018818 | 0 | 0 | 0 | 0 | 0 | 0 | 0 | 0 | [11 empty] | WLDFR | HFTD - Distribution - 1QU CoRE ¦ 2QU LoRE | Red Flag Warning - Destructive Fires | 2022 | 0 | 3.5458e-06 | 0 | 0 | 0 | 0 | 8489.5411 | 202.8477 | 8286.6934 | 0 | 0 | 0 | 0 | 0 | 0 | 0 | 2.8998e-05 | 0 | 0 | 0 | 0.030102 | 0 | 0.030102 | 0 | 0 | 0 | 0 | 0 | 0 | 0 | 0 | 0 | 0 | 0 | 0 |  |  | Patrols - Distribution OverheadWLDFREquipment / facility failureAggregated | WLDFR | HFTD - Distribution - 1QU CoRE ¦ 2QU LoRE | Red Flag Warning - Destructive Fires | Equipment / facility failure | Aggregated | 2022 | 1.3794e-05 | 594.8999 | 0.0082062 | 2022 | Control | 0.046366 | 1 | 0 | esc | 0 | 0 | 0.0007386 | 3.5458e-06 | 0 | 0 | 0 | 0 | 0 | 0 | 0 | 0
7.3.6.6 Stationed and on-call ignition prevention and suppression resources and services | HFTD - Distribution - Tier 2 - 4QU CoRE ¦ 2QU LoRE | 0.019501 | 0.019501 | 0.016862 | 0.016336 | 0 | 0 | 0.016862 | 0.016862 | 0.33523 | 0.32401 | 0.21343 | 0.22106 | 0.21343 | 4395.342 | 205.1942 | 3834.1429 | 797.3441 | 1 | 3583.3111 | 53777.4573 | 59982.1649 | 80701.6063 | 83809.1093 | 75422.0619 | [9 empty] | 7.3.6.2 Crew-accompanying ignition prevention and suppression resources and services | WLDFR | HFTD - Distribution - Tier 2 - 5QU CoRE ¦ 1QU LoRE | 2020 | 1 | 0 | 0 | 0.021281 | 0.021281 | 0 | 0 | 0 | 0 | 0 | 0 | 0 | 0 | 0 | 0 | 0 | 0 | 0.021281 | 0 | 0 | 0 | 0 | 0 | 0 | 0 | 0 | 0 | 0 | 0 | [11 empty] | WLDFR | HFTD - Distribution - 1QU CoRE ¦ 2QU LoRE | Red Flag Warning - Destructive Fires | 2023 | 0 | 0 | 5.5089e-06 | 0 | 0 | 0 | 8507.4426 | 202.8477 | 8304.5949 | 0 | 0 | 0 | 0 | 0 | 0 | 0 | 3.0068e-05 | 0 | 0 | 0 | 0 | 0 | 0 | 0.046866 | 0 | 0.046866 | 0 | 0 | 0 | 0 | 0 | 0 | 0 | 0 | 0 |  |  | Patrols - Distribution OverheadWLDFREquipment / facility failureAggregated | WLDFR | HFTD - Distribution - 1QU CoRE ¦ 2QU LoRE | Red Flag Warning - Destructive Fires | Equipment / facility failure | Aggregated | 2023 | 1.4256e-05 | 594.8999 | 0.008481 | 2023 | Control | 0.046366 | 1 | 0 | esc | 0 | 0 | 0 | 0 | 0.00075809 | 5.5089e-06 | 0 | 0 | 0 | 0 | 0 | 0
7.3.6.6 Stationed and on-call ignition prevention and suppression resources and services | HFTD - Distribution - Tier 2 - 4QU CoRE ¦ 3QU LoRE | 0.020782 | 0.020782 | 0.018888 | 0.018299 | 0 | 0 | 0.018888 | 0.018888 | 0.25878 | 0.25011 | 0.16641 | 0.17237 | 0.16641 | 6067.9751 | 283.2802 | 5508.2079 | 1145.4808 | 1 | 5147.8579 | 74242.2933 | 82808.182 | 115937.5737 | 120401.8759 | 108352.8726 | [9 empty] | 7.3.6.2 Crew-accompanying ignition prevention and suppression resources and services | WLDFR | HFTD - Distribution - Tier 2 - 5QU CoRE ¦ 1QU LoRE | 2021 | 1 | 0 | 0 | 0 | 0 | 0 | 0 | 0.021281 | 0.021281 | 0 | 0 | 0 | 0 | 0 | 0 | 0 | 0 | 0 | 0.021281 | 0 | 0 | 0 | 0 | 0 | 0 | 0 | 0 | 0 | 0 | [11 empty] | WLDFR | HFTD - Distribution - 1QU CoRE ¦ 2QU LoRE | Red Flag Warning - Destructive Fires | 2024 | 0 | 0 | 0 | 5.5089e-06 | 0 | 0 | 8507.4426 | 202.8477 | 8304.5949 | 0 | 0 | 0 | 0 | 0 | 0 | 0 | 3.0068e-05 | 0 | 0 | 0 | 0 | 0 | 0 | 0 | 0 | 0 | 0.046866 | 0 | 0.046866 | 0 | 0 | 0 | 0 | 0 | 0 |  |  | Patrols - Distribution OverheadWLDFREquipment / facility failureAggregated | WLDFR | HFTD - Distribution - 1QU CoRE ¦ 2QU LoRE | Red Flag Warning - Destructive Fires | Equipment / facility failure | Aggregated | 2024 | 1.4256e-05 | 594.8999 | 0.008481 | 2024 | Control | 0.046366 | 1 | 0 | esc | 0 | 0 | 0 | 0 | 0 | 0 | 0.00075809 | 5.5089e-06 | 0 | 0 | 0 | 0
7.3.6.6 Stationed and on-call ignition prevention and suppression resources and services | HFTD - Distribution - Tier 2 - 4QU CoRE ¦ 4QU LoRE | 0.013793 | 0.013793 | 0.012988 | 0.012583 | 0 | 0 | 0.012988 | 0.012988 | 0.19085 | 0.18446 | 0.12332 | 0.12773 | 0.12332 | 5460.7695 | 254.9331 | 5111.1406 | 1062.9072 | 1 | 4776.7669 | 66813.071 | 74521.7948 | 107580.041 | 111722.5273 | 100542.0944 | [9 empty] | 7.3.6.2 Crew-accompanying ignition prevention and suppression resources and services | WLDFR | HFTD - Distribution - Tier 2 - 5QU CoRE ¦ 1QU LoRE | 2022 | 0.93458 | 0 | 0 | 0 | 0 | 0 | 0 | 0 | 0 | 0 | 0 | 0.021961 | 0.021961 | 0 | 0 | 0 | 0 | 0 | 0 | 0.020524 | 0 | 0 | 0 | 0 | 0 | 0.021961 | 0.020524 | 0.021961 | 0.020524 | [11 empty] | WLDFR | HFTD - Distribution - 1QU CoRE ¦ 2QU LoRE | Red Flag Warning - Destructive Fires | 2025 | 0 | 0 | 0 | 0 | 5.5089e-06 | 0 | 8507.4426 | 202.8477 | 8304.5949 | 0 | 0 | 0 | 0 | 0 | 0 | 0 | 3.0068e-05 | 0 | 0 | 0 | 0 | 0 | 0 | 0 | 0 | 0 | 0 | 0 | 0 | 0.046866 | 0 | 0.046866 | 0 | 0 | 0 |  |  | Patrols - Distribution OverheadWLDFREquipment / facility failureAggregated | WLDFR | HFTD - Distribution - 1QU CoRE ¦ 2QU LoRE | Red Flag Warning - Destructive Fires | Equipment / facility failure | Aggregated | 2025 | 1.4256e-05 | 594.8999 | 0.008481 | 2025 | Control | 0.046366 | 1 | 0 | esc | 0 | 0 | 0 | 0 | 0 | 0 | 0 | 0 | 0.00075809 | 5.5089e-06 | 0 | 0
7.3.6.6 Stationed and on-call ignition prevention and suppression resources and services | HFTD - Distribution - Tier 2 - 4QU CoRE ¦ 5QU LoRE | 0.0072985 | 0.0072985 | 0.0064744 | 0.0062728 | 0 | 0 | 0.0064744 | 0.0064744 | 0.14134 | 0.13661 | 0.090892 | 0.094148 | 0.090892 | 3901.5863 | 182.1435 | 3456.8961 | 718.8923 | 1 | 3230.744 | 47736.3055 | 53244.0001 | 72761.2589 | 75563.0102 | 68001.1765 | [9 empty] | 7.3.6.2 Crew-accompanying ignition prevention and suppression resources and services | WLDFR | HFTD - Distribution - Tier 2 - 5QU CoRE ¦ 1QU LoRE | 2023 | 0.87344 | 0 | 0 | 0 | 0 | 0 | 0 | 0 | 0 | 0 | 0 | 0 | 0 | 0 | 0 | 0.022761 | 0.022761 | 0 | 0 | 0 | 0.01988 | 0 | 0 | 0 | 0 | 0 | 0 | 0 | 0 | [11 empty] | WLDFR | HFTD - Distribution - 1QU CoRE ¦ 2QU LoRE | Red Flag Warning - Destructive Fires | 2026 | 0 | 0 | 0 | 0 | 0 | 5.5089e-06 | 8507.4426 | 202.8477 | 8304.5949 | 0 | 0 | 0 | 0 | 0 | 0 | 0 | 3.0068e-05 | 0 | 0 | 0 | 0 | 0 | 0 | 0 | 0 | 0 | 0 | 0 | 0 | 0 | 0 | 0 | 0.046866 | 0 | 0.046866 |  |  | Patrols - Distribution OverheadWLDFREquipment / facility failureAggregated | WLDFR | HFTD - Distribution - 1QU CoRE ¦ 2QU LoRE | Red Flag Warning - Destructive Fires | Equipment / facility failure | Aggregated | 2026 | 1.4256e-05 | 594.8999 | 0.008481 | 2026 | Control | 0.046366 | 1 | 0 | esc | 0 | 0 | 0 | 0 | 0 | 0 | 0 | 0 | 0 | 0 | 0.00075809 | 5.5089e-06
7.3.6.6 Stationed and on-call ignition prevention and suppression resources and services | HFTD - Distribution - Tier 2 - 5QU CoRE ¦ 1QU LoRE | 0.0070937 | 0.0070937 | 0.0068414 | 0.0066267 | 0 | 0 | 0.0068414 | 0.0068414 | 0.09369 | 0.090554 | 0.060083 | 0.062219 | 0.060083 | 5720.7555 | 267.0704 | 5525.9128 | 1149.1627 | 1 | 5164.4045 | 69994.0267 | 78069.7611 | 116310.2275 | 120788.8792 | 108701.1472 | [9 empty] | 7.3.6.2 Crew-accompanying ignition prevention and suppression resources and services | WLDFR | HFTD - Distribution - Tier 2 - 5QU CoRE ¦ 2QU LoRE | 2020 | 1 | 0 | 0 | 0.016984 | 0.016984 | 0 | 0 | 0 | 0 | 0 | 0 | 0 | 0 | 0 | 0 | 0 | 0 | 0.016984 | 0 | 0 | 0 | 0 | 0 | 0 | 0 | 0 | 0 | 0 | 0 | [11 empty] | WLDFR | HFTD - Distribution - 1QU CoRE ¦ 2QU LoRE | Red Flag Warning - Large Fires | 2021 | 1.176e-05 | 0 | 0 | 0 | 0 | 0 | 5.1078 | 0.69027 | 2.8264 | 1.5911 | 0 | 0 | 0 | 0 | 0 | 0 | 0.00011436 | 6.0065e-05 | 0 | 6.0065e-05 | 0 | 0 | 0 | 0 | 0 | 0 | 0 | 0 | 0 | 0 | 0 | 0 | 0 | 0 | 0 |  |  | Patrols - Distribution OverheadWLDFREquipment / facility failureAggregated | WLDFR | HFTD - Distribution - 1QU CoRE ¦ 2QU LoRE | Red Flag Warning - Large Fires | Equipment / facility failure | Aggregated | 2021 | 4.8062e-05 | 594.8999 | 0.028592 | 2021 | Control | 0.046366 | 1 | 0 | esc | 0.0024496 | 1.176e-05 | 0 | 0 | 0 | 0 | 0 | 0 | 0 | 0 | 0 | 0
7.3.6.6 Stationed and on-call ignition prevention and suppression resources and services | HFTD - Distribution - Tier 2 - 5QU CoRE ¦ 2QU LoRE | 0.0056613 | 0.0056613 | 0.0049665 | 0.0048108 | 0 | 0 | 0.0049665 | 0.0049665 | 0.067241 | 0.06499 | 0.042719 | 0.04424 | 0.042719 | 6361.4272 | 296.9798 | 5642.1131 | 1173.3276 | 1 | 5273.0029 | 77832.7098 | 86812.8517 | 118756.0287 | 123328.8586 | 110986.9427 | [9 empty] | 7.3.6.2 Crew-accompanying ignition prevention and suppression resources and services | WLDFR | HFTD - Distribution - Tier 2 - 5QU CoRE ¦ 2QU LoRE | 2021 | 1 | 0 | 0 | 0 | 0 | 0 | 0 | 0.016984 | 0.016984 | 0 | 0 | 0 | 0 | 0 | 0 | 0 | 0 | 0 | 0.016984 | 0 | 0 | 0 | 0 | 0 | 0 | 0 | 0 | 0 | 0 | [11 empty] | WLDFR | HFTD - Distribution - 1QU CoRE ¦ 2QU LoRE | Red Flag Warning - Large Fires | 2022 | 0 | 1.1683e-05 | 0 | 0 | 0 | 0 | 5.0739 | 0.68415 | 2.8096 | 1.5801 | 0 | 0 | 0 | 0 | 0 | 0 | 0.00010777 | 0 | 0 | 0 | 5.9276e-05 | 0 | 5.9276e-05 | 0 | 0 | 0 | 0 | 0 | 0 | 0 | 0 | 0 | 0 | 0 | 0 |  |  | Patrols - Distribution OverheadWLDFREquipment / facility failureAggregated | WLDFR | HFTD - Distribution - 1QU CoRE ¦ 2QU LoRE | Red Flag Warning - Large Fires | Equipment / facility failure | Aggregated | 2022 | 4.5449e-05 | 594.8999 | 0.027038 | 2022 | Control | 0.046366 | 1 | 0 | esc | 0 | 0 | 0.0024335 | 1.1683e-05 | 0 | 0 | 0 | 0 | 0 | 0 | 0 | 0
7.3.6.6 Stationed and on-call ignition prevention and suppression resources and services | HFTD - Distribution - Tier 2 - 5QU CoRE ¦ 3QU LoRE | 0.0020217 | 0.0020217 | 0.0020619 | 0.0019973 | 0 | 0 | 0.0020619 | 0.0020619 | 0.043436 | 0.041982 | 0.029181 | 0.03022 | 0.029181 | 3516.6895 | 164.1748 | 3429.1 | 713.1118 | 1 | 3204.7663 | 43027.054 | 47991.407 | 72176.2023 | 74955.4254 | 67454.3947 | [9 empty] | 7.3.6.2 Crew-accompanying ignition prevention and suppression resources and services | WLDFR | HFTD - Distribution - Tier 2 - 5QU CoRE ¦ 2QU LoRE | 2022 | 0.93458 | 0 | 0 | 0 | 0 | 0 | 0 | 0 | 0 | 0 | 0 | 0.015942 | 0.015942 | 0 | 0 | 0 | 0 | 0 | 0 | 0.014899 | 0 | 0 | 0 | 0 | 0 | 0.015942 | 0.014899 | 0.015942 | 0.014899 | [11 empty] | WLDFR | HFTD - Distribution - 1QU CoRE ¦ 2QU LoRE | Red Flag Warning - Large Fires | 2023 | 0 | 0 | 1.8151e-05 | 0 | 0 | 0 | 5.1712 | 0.68415 | 2.907 | 1.5801 | 0 | 0 | 0 | 0 | 0 | 0 | 0.00011179 | 0 | 0 | 0 | 0 | 0 | 0 | 9.3861e-05 | 0 | 9.3861e-05 | 0 | 0 | 0 | 0 | 0 | 0 | 0 | 0 | 0 |  |  | Patrols - Distribution OverheadWLDFREquipment / facility failureAggregated | WLDFR | HFTD - Distribution - 1QU CoRE ¦ 2QU LoRE | Red Flag Warning - Large Fires | Equipment / facility failure | Aggregated | 2023 | 4.6971e-05 | 594.8999 | 0.027943 | 2023 | Control | 0.046366 | 1 | 0 | esc | 0 | 0 | 0 | 0 | 0.0024978 | 1.8151e-05 | 0 | 0 | 0 | 0 | 0 | 0
7.3.6.6 Stationed and on-call ignition prevention and suppression resources and services | HFTD - Distribution - Tier 2 - 5QU CoRE ¦ 4QU LoRE | 0.0017037 | 0.0017037 | 0.0013952 | 0.0013515 | 0 | 0 | 0.0013952 | 0.0013952 | 0.042008 | 0.040602 | 0.026556 | 0.027503 | 0.026556 | 3064.2757 | 143.0541 | 2549.6392 | 530.2201 | 1 | 2382.8403 | 37491.7247 | 41817.4254 | 53665.1812 | 55731.6173 | 50154.3749 | [9 empty] | 7.3.6.2 Crew-accompanying ignition prevention and suppression resources and services | WLDFR | HFTD - Distribution - Tier 2 - 5QU CoRE ¦ 2QU LoRE | 2023 | 0.87344 | 0 | 0 | 0 | 0 | 0 | 0 | 0 | 0 | 0 | 0 | 0 | 0 | 0 | 0 | 0.016524 | 0.016524 | 0 | 0 | 0 | 0.014432 | 0 | 0 | 0 | 0 | 0 | 0 | 0 | 0 | [11 empty] | WLDFR | HFTD - Distribution - 1QU CoRE ¦ 2QU LoRE | Red Flag Warning - Large Fires | 2024 | 0 | 0 | 0 | 1.8151e-05 | 0 | 0 | 5.1712 | 0.68415 | 2.907 | 1.5801 | 0 | 0 | 0 | 0 | 0 | 0 | 0.00011179 | 0 | 0 | 0 | 0 | 0 | 0 | 0 | 0 | 0 | 9.3861e-05 | 0 | 9.3861e-05 | 0 | 0 | 0 | 0 | 0 | 0 |  |  | Patrols - Distribution OverheadWLDFREquipment / facility failureAggregated | WLDFR | HFTD - Distribution - 1QU CoRE ¦ 2QU LoRE | Red Flag Warning - Large Fires | Equipment / facility failure | Aggregated | 2024 | 4.6971e-05 | 594.8999 | 0.027943 | 2024 | Control | 0.046366 | 1 | 0 | esc | 0 | 0 | 0 | 0 | 0 | 0 | 0.0024978 | 1.8151e-05 | 0 | 0 | 0 | 0
7.3.6.6 Stationed and on-call ignition prevention and suppression resources and services | HFTD - Distribution - Tier 2 - 5QU CoRE ¦ 5QU LoRE | 0.00099458 | 0.00099458 | 0.00089083 | 0.00086288 | 0 | 0 | 0.00089083 | 0.00089083 | 0.022791 | 0.022028 | 0.014471 | 0.014986 | 0.014471 | 3297.2848 | 153.932 | 2987.4703 | 621.271 | 1 | 2792.0283 | 40342.6157 | 44997.2451 | 62880.715 | 65302.0052 | 58767.0234 | [9 empty] | 7.3.6.2 Crew-accompanying ignition prevention and suppression resources and services | WLDFR | HFTD - Distribution - Tier 2 - 5QU CoRE ¦ 3QU LoRE | 2020 | 1 | 0 | 0 | 0.006065 | 0.006065 | 0 | 0 | 0 | 0 | 0 | 0 | 0 | 0 | 0 | 0 | 0 | 0 | 0.006065 | 0 | 0 | 0 | 0 | 0 | 0 | 0 | 0 | 0 | 0 | 0 | [11 empty] | WLDFR | HFTD - Distribution - 1QU CoRE ¦ 2QU LoRE | Red Flag Warning - Large Fires | 2025 | 0 | 0 | 0 | 0 | 1.8151e-05 | 0 | 5.1712 | 0.68415 | 2.907 | 1.5801 | 0 | 0 | 0 | 0 | 0 | 0 | 0.00011179 | 0 | 0 | 0 | 0 | 0 | 0 | 0 | 0 | 0 | 0 | 0 | 0 | 9.3861e-05 | 0 | 9.3861e-05 | 0 | 0 | 0 |  |  | Patrols - Distribution OverheadWLDFREquipment / facility failureAggregated | WLDFR | HFTD - Distribution - 1QU CoRE ¦ 2QU LoRE | Red Flag Warning - Large Fires | Equipment / facility failure | Aggregated | 2025 | 4.6971e-05 | 594.8999 | 0.027943 | 2025 | Control | 0.046366 | 1 | 0 | esc | 0 | 0 | 0 | 0 | 0 | 0 | 0 | 0 | 0.0024978 | 1.8151e-05 | 0 | 0
7.3.6.6 Stationed and on-call ignition prevention and suppression resources and services | HFTD - Distribution - Tier 3 - 1QU CoRE ¦ 1QU LoRE | 0.053842 | 0.053842 | 0.043897 | 0.042529 | 0 | 0 | 0.043897 | 0.043897 | 7.4363 | 7.1874 | 4.9411 | 5.118 | 4.9411 | 547.0642 | 25.5394 | 431.1406 | 89.6595 | 1 | 402.9351 | 6693.3863 | 7465.6523 | 9074.7109 | 9424.1425 | 8481.0382 | [9 empty] | 7.3.6.2 Crew-accompanying ignition prevention and suppression resources and services | WLDFR | HFTD - Distribution - Tier 2 - 5QU CoRE ¦ 3QU LoRE | 2021 | 1 | 0 | 0 | 0 | 0 | 0 | 0 | 0.006065 | 0.006065 | 0 | 0 | 0 | 0 | 0 | 0 | 0 | 0 | 0 | 0.006065 | 0 | 0 | 0 | 0 | 0 | 0 | 0 | 0 | 0 | 0 | [11 empty] | WLDFR | HFTD - Distribution - 1QU CoRE ¦ 2QU LoRE | Red Flag Warning - Large Fires | 2026 | 0 | 0 | 0 | 0 | 0 | 1.8151e-05 | 5.1712 | 0.68415 | 2.907 | 1.5801 | 0 | 0 | 0 | 0 | 0 | 0 | 0.00011179 | 0 | 0 | 0 | 0 | 0 | 0 | 0 | 0 | 0 | 0 | 0 | 0 | 0 | 0 | 0 | 9.3861e-05 | 0 | 9.3861e-05 |  |  | Patrols - Distribution OverheadWLDFREquipment / facility failureAggregated | WLDFR | HFTD - Distribution - 1QU CoRE ¦ 2QU LoRE | Red Flag Warning - Large Fires | Equipment / facility failure | Aggregated | 2026 | 4.6971e-05 | 594.8999 | 0.027943 | 2026 | Control | 0.046366 | 1 | 0 | esc | 0 | 0 | 0 | 0 | 0 | 0 | 0 | 0 | 0 | 0 | 0.0024978 | 1.8151e-05
7.3.6.6 Stationed and on-call ignition prevention and suppression resources and services | HFTD - Distribution - Tier 3 - 1QU CoRE ¦ 2QU LoRE | 0.074088 | 0.074088 | 0.066856 | 0.064773 | 0 | 0 | 0.066856 | 0.066856 | 4.2686 | 4.1258 | 2.8225 | 2.9236 | 2.8225 | 1311.3962 | 61.2218 | 1149.5144 | 239.0517 | 1 | 1074.3125 | 16045.0665 | 17896.3058 | 24195.1477 | 25126.8082 | 22612.2876 | [9 empty] | 7.3.6.2 Crew-accompanying ignition prevention and suppression resources and services | WLDFR | HFTD - Distribution - Tier 2 - 5QU CoRE ¦ 3QU LoRE | 2022 | 0.93458 | 0 | 0 | 0 | 0 | 0 | 0 | 0 | 0 | 0 | 0 | 0.0066188 | 0.0066188 | 0 | 0 | 0 | 0 | 0 | 0 | 0.0061858 | 0 | 0 | 0 | 0 | 0 | 0.0066188 | 0.0061858 | 0.0066188 | 0.0061858 | [11 empty] | WLDFR | HFTD - Distribution - 1QU CoRE ¦ 2QU LoRE | Red Flag Warning - Small Fires | 2021 | 2.7333e-05 | 0 | 0 | 0 | 0 | 0 | 0.077861 | 0.036425 | 0.0015416 | 0.039895 | 0 | 0 | 0 | 0 | 0 | 0 | 0.0005747 | 2.1282e-06 | 0 | 2.1282e-06 | 0 | 0 | 0 | 0 | 0 | 0 | 0 | 0 | 0 | 0 | 0 | 0 | 0 | 0 | 0 |  |  | Patrols - Distribution OverheadWLDFREquipment / facility failureAggregated | WLDFR | HFTD - Distribution - 1QU CoRE ¦ 2QU LoRE | Red Flag Warning - Small Fires | Equipment / facility failure | Aggregated | 2021 | 0.00011171 | 594.8999 | 0.066458 | 2021 | Control | 0.046366 | 1 | 0 | esc | 0.0056937 | 2.7333e-05 | 0 | 0 | 0 | 0 | 0 | 0 | 0 | 0 | 0 | 0
7.3.6.6 Stationed and on-call ignition prevention and suppression resources and services | HFTD - Distribution - Tier 3 - 1QU CoRE ¦ 3QU LoRE | 0.012189 | 0.012189 | 0.015777 | 0.015285 | 0 | 0 | 0.015777 | 0.015777 | 2.9473 | 2.8487 | 1.8543 | 1.9207 | 1.8543 | 312.4617 | 14.5871 | 412.9116 | 85.8686 | 1 | 385.8987 | 3823.0012 | 4264.0894 | 8691.0242 | 9025.6816 | 8122.4526 | [9 empty] | 7.3.6.2 Crew-accompanying ignition prevention and suppression resources and services | WLDFR | HFTD - Distribution - Tier 2 - 5QU CoRE ¦ 3QU LoRE | 2023 | 0.87344 | 0 | 0 | 0 | 0 | 0 | 0 | 0 | 0 | 0 | 0 | 0 | 0 | 0 | 0 | 0.00686 | 0.00686 | 0 | 0 | 0 | 0.0059918 | 0 | 0 | 0 | 0 | 0 | 0 | 0 | 0 | [11 empty] | WLDFR | HFTD - Distribution - 1QU CoRE ¦ 2QU LoRE | Red Flag Warning - Small Fires | 2022 | 0 | 2.7356e-05 | 0 | 0 | 0 | 0 | 0.077861 | 0.036425 | 0.0015416 | 0.039895 | 0 | 0 | 0 | 0 | 0 | 0 | 0.00054603 | 0 | 0 | 0 | 2.13e-06 | 0 | 2.13e-06 | 0 | 0 | 0 | 0 | 0 | 0 | 0 | 0 | 0 | 0 | 0 | 0 |  |  | Patrols - Distribution OverheadWLDFREquipment / facility failureAggregated | WLDFR | HFTD - Distribution - 1QU CoRE ¦ 2QU LoRE | Red Flag Warning - Small Fires | Equipment / facility failure | Aggregated | 2022 | 0.00010642 | 594.8999 | 0.063312 | 2022 | Control | 0.046366 | 1 | 0 | esc | 0 | 0 | 0.0056984 | 2.7356e-05 | 0 | 0 | 0 | 0 | 0 | 0 | 0 | 0
7.3.6.6 Stationed and on-call ignition prevention and suppression resources and services | HFTD - Distribution - Tier 3 - 1QU CoRE ¦ 4QU LoRE | 0.029443 | 0.029443 | 0.024952 | 0.024175 | 0 | 0 | 0.024952 | 0.024952 | 2.3176 | 2.24 | 1.482 | 1.5351 | 1.482 | 959.8832 | 44.8116 | 817.0663 | 169.9162 | 1 | 763.6134 | 11744.2681 | 13099.2922 | 17197.7326 | 17859.9499 | 16072.6473 | [9 empty] | 7.3.6.2 Crew-accompanying ignition prevention and suppression resources and services | WLDFR | HFTD - Distribution - Tier 2 - 5QU CoRE ¦ 4QU LoRE | 2020 | 1 | 0 | 0 | 0.0051111 | 0.0051111 | 0 | 0 | 0 | 0 | 0 | 0 | 0 | 0 | 0 | 0 | 0 | 0 | 0.0051111 | 0 | 0 | 0 | 0 | 0 | 0 | 0 | 0 | 0 | 0 | 0 | [11 empty] | WLDFR | HFTD - Distribution - 1QU CoRE ¦ 2QU LoRE | Red Flag Warning - Small Fires | 2023 | 0 | 0 | 4.244e-05 | 0 | 0 | 0 | 0.077901 | 0.036425 | 0.0015809 | 0.039895 | 0 | 0 | 0 | 0 | 0 | 0 | 0.00056609 | 0 | 0 | 0 | 0 | 0 | 0 | 3.3061e-06 | 0 | 3.3061e-06 | 0 | 0 | 0 | 0 | 0 | 0 | 0 | 0 | 0 |  |  | Patrols - Distribution OverheadWLDFREquipment / facility failureAggregated | WLDFR | HFTD - Distribution - 1QU CoRE ¦ 2QU LoRE | Red Flag Warning - Small Fires | Equipment / facility failure | Aggregated | 2023 | 0.00010983 | 594.8999 | 0.065337 | 2023 | Control | 0.046366 | 1 | 0 | esc | 0 | 0 | 0 | 0 | 0.0058403 | 4.244e-05 | 0 | 0 | 0 | 0 | 0 | 0
7.3.6.6 Stationed and on-call ignition prevention and suppression resources and services | HFTD - Distribution - Tier 3 - 1QU CoRE ¦ 5QU LoRE | 0.013707 | 0.013707 | 0.013614 | 0.013189 | 0 | 0 | 0.013614 | 0.013614 | 2.2688 | 2.1929 | 1.3667 | 1.4156 | 1.3667 | 456.4605 | 21.3096 | 483.4053 | 100.5284 | 1 | 451.7807 | 5584.8405 | 6229.2053 | 10174.7864 | 10566.5776 | 9509.1462 | [9 empty] | 7.3.6.2 Crew-accompanying ignition prevention and suppression resources and services | WLDFR | HFTD - Distribution - Tier 2 - 5QU CoRE ¦ 4QU LoRE | 2021 | 1 | 0 | 0 | 0 | 0 | 0 | 0 | 0.0051111 | 0.0051111 | 0 | 0 | 0 | 0 | 0 | 0 | 0 | 0 | 0 | 0.0051111 | 0 | 0 | 0 | 0 | 0 | 0 | 0 | 0 | 0 | 0 | [11 empty] | WLDFR | HFTD - Distribution - 1QU CoRE ¦ 2QU LoRE | Red Flag Warning - Small Fires | 2024 | 0 | 0 | 0 | 4.244e-05 | 0 | 0 | 0.077901 | 0.036425 | 0.0015809 | 0.039895 | 0 | 0 | 0 | 0 | 0 | 0 | 0.00056609 | 0 | 0 | 0 | 0 | 0 | 0 | 0 | 0 | 0 | 3.3061e-06 | 0 | 3.3061e-06 | 0 | 0 | 0 | 0 | 0 | 0 |  |  | Patrols - Distribution OverheadWLDFREquipment / facility failureAggregated | WLDFR | HFTD - Distribution - 1QU CoRE ¦ 2QU LoRE | Red Flag Warning - Small Fires | Equipment / facility failure | Aggregated | 2024 | 0.00010983 | 594.8999 | 0.065337 | 2024 | Control | 0.046366 | 1 | 0 | esc | 0 | 0 | 0 | 0 | 0 | 0 | 0.0058403 | 4.244e-05 | 0 | 0 | 0 | 0
7.3.6.6 Stationed and on-call ignition prevention and suppression resources and services | HFTD - Distribution - Tier 3 - 2QU CoRE ¦ 1QU LoRE | 0.067545 | 0.067545 | 0.052606 | 0.050967 | 0 | 0 | 0.052606 | 0.052606 | 2.815 | 2.7208 | 1.8885 | 1.9561 | 1.8885 | 1812.9541 | 84.6368 | 1351.8639 | 281.1321 | 1 | 1263.4242 | 22181.6775 | 24740.9436 | 28454.2306 | 29549.8916 | 26592.7388 | [9 empty] | 7.3.6.2 Crew-accompanying ignition prevention and suppression resources and services | WLDFR | HFTD - Distribution - Tier 2 - 5QU CoRE ¦ 4QU LoRE | 2022 | 0.93458 | 0 | 0 | 0 | 0 | 0 | 0 | 0 | 0 | 0 | 0 | 0.0044785 | 0.0044785 | 0 | 0 | 0 | 0 | 0 | 0 | 0.0041855 | 0 | 0 | 0 | 0 | 0 | 0.0044785 | 0.0041855 | 0.0044785 | 0.0041855 | [11 empty] | WLDFR | HFTD - Distribution - 1QU CoRE ¦ 2QU LoRE | Red Flag Warning - Small Fires | 2025 | 0 | 0 | 0 | 0 | 4.244e-05 | 0 | 0.077901 | 0.036425 | 0.0015809 | 0.039895 | 0 | 0 | 0 | 0 | 0 | 0 | 0.00056609 | 0 | 0 | 0 | 0 | 0 | 0 | 0 | 0 | 0 | 0 | 0 | 0 | 3.3061e-06 | 0 | 3.3061e-06 | 0 | 0 | 0 |  |  | Patrols - Distribution OverheadWLDFREquipment / facility failureAggregated | WLDFR | HFTD - Distribution - 1QU CoRE ¦ 2QU LoRE | Red Flag Warning - Small Fires | Equipment / facility failure | Aggregated | 2025 | 0.00010983 | 594.8999 | 0.065337 | 2025 | Control | 0.046366 | 1 | 0 | esc | 0 | 0 | 0 | 0 | 0 | 0 | 0 | 0 | 0.0058403 | 4.244e-05 | 0 | 0
7.3.6.6 Stationed and on-call ignition prevention and suppression resources and services | HFTD - Distribution - Tier 3 - 2QU CoRE ¦ 2QU LoRE | 0.064702 | 0.064702 | 0.052053 | 0.050431 | 0 | 0 | 0.052053 | 0.052053 | 1.9576 | 1.8921 | 1.301 | 1.3476 | 1.301 | 2497.2595 | 116.5832 | 1941.6564 | 403.7847 | 1 | 1814.6321 | 30554.2238 | 34079.4932 | 40868.2697 | 42441.9468 | 38194.6446 | [9 empty] | 7.3.6.2 Crew-accompanying ignition prevention and suppression resources and services | WLDFR | HFTD - Distribution - Tier 2 - 5QU CoRE ¦ 4QU LoRE | 2023 | 0.87344 | 0 | 0 | 0 | 0 | 0 | 0 | 0 | 0 | 0 | 0 | 0 | 0 | 0 | 0 | 0.004642 | 0.004642 | 0 | 0 | 0 | 0.0040545 | 0 | 0 | 0 | 0 | 0 | 0 | 0 | 0 | [11 empty] | WLDFR | HFTD - Distribution - 1QU CoRE ¦ 2QU LoRE | Red Flag Warning - Small Fires | 2026 | 0 | 0 | 0 | 0 | 0 | 4.244e-05 | 0.077901 | 0.036425 | 0.0015809 | 0.039895 | 0 | 0 | 0 | 0 | 0 | 0 | 0.00056609 | 0 | 0 | 0 | 0 | 0 | 0 | 0 | 0 | 0 | 0 | 0 | 0 | 0 | 0 | 0 | 3.3061e-06 | 0 | 3.3061e-06 |  |  | Patrols - Distribution OverheadWLDFREquipment / facility failureAggregated | WLDFR | HFTD - Distribution - 1QU CoRE ¦ 2QU LoRE | Red Flag Warning - Small Fires | Equipment / facility failure | Aggregated | 2026 | 0.00010983 | 594.8999 | 0.065337 | 2026 | Control | 0.046366 | 1 | 0 | esc | 0 | 0 | 0 | 0 | 0 | 0 | 0 | 0 | 0 | 0 | 0.0058403 | 4.244e-05
7.3.6.6 Stationed and on-call ignition prevention and suppression resources and services | HFTD - Distribution - Tier 3 - 2QU CoRE ¦ 3QU LoRE | 0.038995 | 0.038995 | 0.043861 | 0.042495 | 0 | 0 | 0.043861 | 0.043861 | 1.6413 | 1.5863 | 1.038 | 1.0752 | 1.038 | 1795.1498 | 83.8056 | 2050.5809 | 426.4365 | 1 | 1916.4307 | 21963.8406 | 24497.9732 | 43160.929 | 44822.8875 | 40337.3169 | [9 empty] | 7.3.6.2 Crew-accompanying ignition prevention and suppression resources and services | WLDFR | HFTD - Distribution - Tier 2 - 5QU CoRE ¦ 5QU LoRE | 2020 | 1 | 0 | 0 | 0.0029837 | 0.0029837 | 0 | 0 | 0 | 0 | 0 | 0 | 0 | 0 | 0 | 0 | 0 | 0 | 0.0029837 | 0 | 0 | 0 | 0 | 0 | 0 | 0 | 0 | 0 | 0 | 0 | [11 empty] | WLDFR | HFTD - Distribution - 1QU CoRE ¦ 3QU LoRE | Non-Red Flag Warning - Catastrophic Fires | 2021 | 4.7207e-08 | 0 | 0 | 0 | 0 | 0 | 13887.861 | 212.4034 | 8426.443 | 5249.0147 | 0 | 0 | 0 | 0 | 0 | 0 | 6.5455e-06 | 0.00065561 | 0 | 0.00065561 | 0 | 0 | 0 | 0 | 0 | 0 | 0 | 0 | 0 | 0 | 0 | 0 | 0 | 0 | 0 |  |  | Patrols - Distribution OverheadWLDFREquipment / facility failureAggregated | WLDFR | HFTD - Distribution - 1QU CoRE ¦ 3QU LoRE | Non-Red Flag Warning - Catastrophic Fires | Equipment / facility failure | Aggregated | 2021 | 6.6141e-08 | 1038.5927 | 6.8693e-05 | 2021 | Control | 0.046366 | 1 | 0 | esc | 9.8334e-06 | 4.7207e-08 | 0 | 0 | 0 | 0 | 0 | 0 | 0 | 0 | 0 | 0
7.3.6.6 Stationed and on-call ignition prevention and suppression resources and services | HFTD - Distribution - Tier 3 - 2QU CoRE ¦ 4QU LoRE | 0.010583 | 0.010583 | 0.014006 | 0.013569 | 0 | 0 | 0.014006 | 0.014006 | 1.4463 | 1.3978 | 0.85134 | 0.88181 | 0.85134 | 552.8755 | 25.8107 | 798.3932 | 166.033 | 1 | 746.1619 | 6764.4876 | 7544.9572 | 16804.699 | 17451.7821 | 15705.3261 | [9 empty] | 7.3.6.2 Crew-accompanying ignition prevention and suppression resources and services | WLDFR | HFTD - Distribution - Tier 2 - 5QU CoRE ¦ 5QU LoRE | 2021 | 1 | 0 | 0 | 0 | 0 | 0 | 0 | 0.0029837 | 0.0029837 | 0 | 0 | 0 | 0 | 0 | 0 | 0 | 0 | 0 | 0.0029837 | 0 | 0 | 0 | 0 | 0 | 0 | 0 | 0 | 0 | 0 | [11 empty] | WLDFR | HFTD - Distribution - 1QU CoRE ¦ 3QU LoRE | Non-Red Flag Warning - Catastrophic Fires | 2022 | 0 | 4.6886e-08 | 0 | 0 | 0 | 0 | 13650.1655 | 202.8477 | 8286.6934 | 5160.6244 | 0 | 0 | 0 | 0 | 0 | 0 | 6.302e-06 | 0 | 0 | 0 | 0.00064001 | 0 | 0.00064001 | 0 | 0 | 0 | 0 | 0 | 0 | 0 | 0 | 0 | 0 | 0 | 0 |  |  | Patrols - Distribution OverheadWLDFREquipment / facility failureAggregated | WLDFR | HFTD - Distribution - 1QU CoRE ¦ 3QU LoRE | Non-Red Flag Warning - Catastrophic Fires | Equipment / facility failure | Aggregated | 2022 | 6.2747e-08 | 1038.5927 | 6.5169e-05 | 2022 | Control | 0.046366 | 1 | 0 | esc | 0 | 0 | 9.7667e-06 | 4.6886e-08 | 0 | 0 | 0 | 0 | 0 | 0 | 0 | 0
7.3.6.6 Stationed and on-call ignition prevention and suppression resources and services | HFTD - Distribution - Tier 3 - 2QU CoRE ¦ 5QU LoRE | 0.0038724 | 0.0038724 | 0.0020882 | 0.0020231 | 0 | 0 | 0.0020882 | 0.0020882 | 1.0903 | 1.0538 | 0.60744 | 0.62918 | 0.60744 | 268.3426 | 12.5274 | 166.8287 | 34.6935 | 1 | 155.9146 | 3283.1991 | 3662.0064 | 3511.4346 | 3646.6462 | 3281.7146 | [9 empty] | 7.3.6.2 Crew-accompanying ignition prevention and suppression resources and services | WLDFR | HFTD - Distribution - Tier 2 - 5QU CoRE ¦ 5QU LoRE | 2022 | 0.93458 | 0 | 0 | 0 | 0 | 0 | 0 | 0 | 0 | 0 | 0 | 0.0028596 | 0.0028596 | 0 | 0 | 0 | 0 | 0 | 0 | 0.0026725 | 0 | 0 | 0 | 0 | 0 | 0.0028596 | 0.0026725 | 0.0028596 | 0.0026725 | [11 empty] | WLDFR | HFTD - Distribution - 1QU CoRE ¦ 3QU LoRE | Non-Red Flag Warning - Catastrophic Fires | 2023 | 0 | 0 | 7.0409e-08 | 0 | 0 | 0 | 13668.067 | 202.8477 | 8304.5949 | 5160.6244 | 0 | 0 | 0 | 0 | 0 | 0 | 6.3059e-06 | 0 | 0 | 0 | 0 | 0 | 0 | 0.00096235 | 0 | 0.00096235 | 0 | 0 | 0 | 0 | 0 | 0 | 0 | 0 | 0 |  |  | Patrols - Distribution OverheadWLDFREquipment / facility failureAggregated | WLDFR | HFTD - Distribution - 1QU CoRE ¦ 3QU LoRE | Non-Red Flag Warning - Catastrophic Fires | Equipment / facility failure | Aggregated | 2023 | 6.2678e-08 | 1038.5927 | 6.5096e-05 | 2023 | Control | 0.046366 | 1 | 0 | esc | 0 | 0 | 0 | 0 | 9.6892e-06 | 7.0409e-08 | 0 | 0 | 0 | 0 | 0 | 0
7.3.6.6 Stationed and on-call ignition prevention and suppression resources and services | HFTD - Distribution - Tier 3 - 3QU CoRE ¦ 1QU LoRE | 0.061153 | 0.061153 | 0.051736 | 0.050123 | 0 | 0 | 0.051736 | 0.051736 | 1.2842 | 1.2412 | 0.80805 | 0.83696 | 0.80805 | 3598.0497 | 167.973 | 3107.1687 | 646.1634 | 1 | 2903.896 | 44022.5047 | 49101.7103 | 65400.1462 | 67918.4499 | 61121.632 | [9 empty] | 7.3.6.2 Crew-accompanying ignition prevention and suppression resources and services | WLDFR | HFTD - Distribution - Tier 2 - 5QU CoRE ¦ 5QU LoRE | 2023 | 0.87344 | 0 | 0 | 0 | 0 | 0 | 0 | 0 | 0 | 0 | 0 | 0 | 0 | 0 | 0 | 0.0029637 | 0.0029637 | 0 | 0 | 0 | 0.0025886 | 0 | 0 | 0 | 0 | 0 | 0 | 0 | 0 | [11 empty] | WLDFR | HFTD - Distribution - 1QU CoRE ¦ 3QU LoRE | Non-Red Flag Warning - Catastrophic Fires | 2024 | 0 | 0 | 0 | 7.0409e-08 | 0 | 0 | 13668.067 | 202.8477 | 8304.5949 | 5160.6244 | 0 | 0 | 0 | 0 | 0 | 0 | 6.3059e-06 | 0 | 0 | 0 | 0 | 0 | 0 | 0 | 0 | 0 | 0.00096235 | 0 | 0.00096235 | 0 | 0 | 0 | 0 | 0 | 0 |  |  | Patrols - Distribution OverheadWLDFREquipment / facility failureAggregated | WLDFR | HFTD - Distribution - 1QU CoRE ¦ 3QU LoRE | Non-Red Flag Warning - Catastrophic Fires | Equipment / facility failure | Aggregated | 2024 | 6.2678e-08 | 1038.5927 | 6.5096e-05 | 2024 | Control | 0.046366 | 1 | 0 | esc | 0 | 0 | 0 | 0 | 0 | 0 | 9.6892e-06 | 7.0409e-08 | 0 | 0 | 0 | 0
7.3.6.6 Stationed and on-call ignition prevention and suppression resources and services | HFTD - Distribution - Tier 3 - 3QU CoRE ¦ 2QU LoRE | 0.056323 | 0.056323 | 0.054989 | 0.053275 | 0 | 0 | 0.054989 | 0.054989 | 0.92546 | 0.89448 | 0.61053 | 0.63237 | 0.61053 | 4598.3741 | 214.6726 | 4371.0674 | 909.0023 | 1 | 4085.1097 | 56261.575 | 62752.8938 | 92002.8708 | 95545.5413 | 85983.9914 | [9 empty] | 7.3.6.2 Crew-accompanying ignition prevention and suppression resources and services | WLDFR | HFTD - Distribution - Tier 3 - 1QU CoRE ¦ 1QU LoRE | 2020 | 1 | 0 | 0 | 0.16153 | 0.16153 | 0 | 0 | 0 | 0 | 0 | 0 | 0 | 0 | 0 | 0 | 0 | 0 | 0.16153 | 0 | 0 | 0 | 0 | 0 | 0 | 0 | 0 | 0 | 0 | 0 | [11 empty] | WLDFR | HFTD - Distribution - 1QU CoRE ¦ 3QU LoRE | Non-Red Flag Warning - Catastrophic Fires | 2025 | 0 | 0 | 0 | 0 | 7.0409e-08 | 0 | 13668.067 | 202.8477 | 8304.5949 | 5160.6244 | 0 | 0 | 0 | 0 | 0 | 0 | 6.3059e-06 | 0 | 0 | 0 | 0 | 0 | 0 | 0 | 0 | 0 | 0 | 0 | 0 | 0.00096235 | 0 | 0.00096235 | 0 | 0 | 0 |  |  | Patrols - Distribution OverheadWLDFREquipment / facility failureAggregated | WLDFR | HFTD - Distribution - 1QU CoRE ¦ 3QU LoRE | Non-Red Flag Warning - Catastrophic Fires | Equipment / facility failure | Aggregated | 2025 | 6.2678e-08 | 1038.5927 | 6.5096e-05 | 2025 | Control | 0.046366 | 1 | 0 | esc | 0 | 0 | 0 | 0 | 0 | 0 | 0 | 0 | 9.6892e-06 | 7.0409e-08 | 0 | 0
7.3.6.6 Stationed and on-call ignition prevention and suppression resources and services | HFTD - Distribution - Tier 3 - 3QU CoRE ¦ 3QU LoRE | 0.018004 | 0.018004 | 0.014249 | 0.013805 | 0 | 0 | 0.014249 | 0.014249 | 0.68591 | 0.66296 | 0.43698 | 0.45263 | 0.43698 | 1983.2666 | 92.5877 | 1582.4017 | 329.0745 | 1 | 1478.8801 | 24265.4691 | 27065.1577 | 33306.6256 | 34589.1334 | 31127.6875 | [9 empty] | 7.3.6.2 Crew-accompanying ignition prevention and suppression resources and services | WLDFR | HFTD - Distribution - Tier 3 - 1QU CoRE ¦ 1QU LoRE | 2021 | 1 | 0 | 0 | 0 | 0 | 0 | 0 | 0.16153 | 0.16153 | 0 | 0 | 0 | 0 | 0 | 0 | 0 | 0 | 0 | 0.16153 | 0 | 0 | 0 | 0 | 0 | 0 | 0 | 0 | 0 | 0 | [11 empty] | WLDFR | HFTD - Distribution - 1QU CoRE ¦ 3QU LoRE | Non-Red Flag Warning - Catastrophic Fires | 2026 | 0 | 0 | 0 | 0 | 0 | 7.0409e-08 | 13668.067 | 202.8477 | 8304.5949 | 5160.6244 | 0 | 0 | 0 | 0 | 0 | 0 | 6.3059e-06 | 0 | 0 | 0 | 0 | 0 | 0 | 0 | 0 | 0 | 0 | 0 | 0 | 0 | 0 | 0 | 0.00096235 | 0 | 0.00096235 |  |  | Patrols - Distribution OverheadWLDFREquipment / facility failureAggregated | WLDFR | HFTD - Distribution - 1QU CoRE ¦ 3QU LoRE | Non-Red Flag Warning - Catastrophic Fires | Equipment / facility failure | Aggregated | 2026 | 6.2678e-08 | 1038.5927 | 6.5096e-05 | 2026 | Control | 0.046366 | 1 | 0 | esc | 0 | 0 | 0 | 0 | 0 | 0 | 0 | 0 | 0 | 0 | 9.6892e-06 | 7.0409e-08
7.3.6.6 Stationed and on-call ignition prevention and suppression resources and services | HFTD - Distribution - Tier 3 - 3QU CoRE ¦ 4QU LoRE | 0.013027 | 0.013027 | 0.012377 | 0.011991 | 0 | 0 | 0.012377 | 0.012377 | 0.5751 | 0.55585 | 0.3663 | 0.37941 | 0.3663 | 1711.4442 | 79.8979 | 1639.8105 | 341.0132 | 1 | 1532.5331 | 20939.6938 | 23355.6629 | 34514.9725 | 35844.009 | 32256.9837 | [9 empty] | 7.3.6.2 Crew-accompanying ignition prevention and suppression resources and services | WLDFR | HFTD - Distribution - Tier 3 - 1QU CoRE ¦ 1QU LoRE | 2022 | 0.93458 | 0 | 0 | 0 | 0 | 0 | 0 | 0 | 0 | 0 | 0 | 0.14091 | 0.14091 | 0 | 0 | 0 | 0 | 0 | 0 | 0.13169 | 0 | 0 | 0 | 0 | 0 | 0.14091 | 0.13169 | 0.14091 | 0.13169 | [11 empty] | WLDFR | HFTD - Distribution - 1QU CoRE ¦ 3QU LoRE | Non-Red Flag Warning - Destructive Fires | 2021 | 1.922e-07 | 0 | 0 | 0 | 0 | 0 | 8638.8464 | 212.4034 | 8426.443 | 0 | 0 | 0 | 0 | 0 | 0 | 0 | 7.6496e-06 | 0.0016604 | 0 | 0.0016604 | 0 | 0 | 0 | 0 | 0 | 0 | 0 | 0 | 0 | 0 | 0 | 0 | 0 | 0 | 0 |  |  | Patrols - Distribution OverheadWLDFREquipment / facility failureAggregated | WLDFR | HFTD - Distribution - 1QU CoRE ¦ 3QU LoRE | Non-Red Flag Warning - Destructive Fires | Equipment / facility failure | Aggregated | 2021 | 2.6929e-07 | 1038.5927 | 0.00027968 | 2021 | Control | 0.046366 | 1 | 0 | esc | 4.0036e-05 | 1.922e-07 | 0 | 0 | 0 | 0 | 0 | 0 | 0 | 0 | 0 | 0
7.3.6.6 Stationed and on-call ignition prevention and suppression resources and services | HFTD - Distribution - Tier 3 - 3QU CoRE ¦ 5QU LoRE | 0.00431 | 0.00431 | 0.0045347 | 0.0043933 | 0 | 0 | 0.0045347 | 0.0045347 | 0.38545 | 0.37254 | 0.22309 | 0.23107 | 0.22309 | 844.8739 | 39.4425 | 986.45 | 205.1411 | 1 | 921.9159 | 10337.118 | 11529.7886 | 20762.9455 | 21562.4452 | 19404.6219 | [9 empty] | 7.3.6.2 Crew-accompanying ignition prevention and suppression resources and services | WLDFR | HFTD - Distribution - Tier 3 - 1QU CoRE ¦ 1QU LoRE | 2023 | 0.87344 | 0 | 0 | 0 | 0 | 0 | 0 | 0 | 0 | 0 | 0 | 0 | 0 | 0 | 0 | 0.14607 | 0.14607 | 0 | 0 | 0 | 0.12759 | 0 | 0 | 0 | 0 | 0 | 0 | 0 | 0 | [11 empty] | WLDFR | HFTD - Distribution - 1QU CoRE ¦ 3QU LoRE | Non-Red Flag Warning - Destructive Fires | 2022 | 0 | 1.9089e-07 | 0 | 0 | 0 | 0 | 8489.5411 | 202.8477 | 8286.6934 | 0 | 0 | 0 | 0 | 0 | 0 | 0 | 7.3208e-06 | 0 | 0 | 0 | 0.0016206 | 0 | 0.0016206 | 0 | 0 | 0 | 0 | 0 | 0 | 0 | 0 | 0 | 0 | 0 | 0 |  |  | Patrols - Distribution OverheadWLDFREquipment / facility failureAggregated | WLDFR | HFTD - Distribution - 1QU CoRE ¦ 3QU LoRE | Non-Red Flag Warning - Destructive Fires | Equipment / facility failure | Aggregated | 2022 | 2.5547e-07 | 1038.5927 | 0.00026533 | 2022 | Control | 0.046366 | 1 | 0 | esc | 0 | 0 | 3.9764e-05 | 1.9089e-07 | 0 | 0 | 0 | 0 | 0 | 0 | 0 | 0
7.3.6.6 Stationed and on-call ignition prevention and suppression resources and services | HFTD - Distribution - Tier 3 - 4QU CoRE ¦ 1QU LoRE | 0.029296 | 0.029296 | 0.027024 | 0.026181 | 0 | 0 | 0.027024 | 0.027024 | 0.45424 | 0.43904 | 0.29398 | 0.30449 | 0.29398 | 4872.9519 | 227.4912 | 4461.1215 | 927.7299 | 1 | 4169.2724 | 59621.0622 | 66499.9902 | 93898.3437 | 97514.0014 | 87755.4614 | [9 empty] | 7.3.6.2 Crew-accompanying ignition prevention and suppression resources and services | WLDFR | HFTD - Distribution - Tier 3 - 1QU CoRE ¦ 2QU LoRE | 2020 | 1 | 0 | 0 | 0.22227 | 0.22227 | 0 | 0 | 0 | 0 | 0 | 0 | 0 | 0 | 0 | 0 | 0 | 0 | 0.22227 | 0 | 0 | 0 | 0 | 0 | 0 | 0 | 0 | 0 | 0 | 0 | [11 empty] | WLDFR | HFTD - Distribution - 1QU CoRE ¦ 3QU LoRE | Non-Red Flag Warning - Destructive Fires | 2023 | 0 | 0 | 2.8666e-07 | 0 | 0 | 0 | 8507.4426 | 202.8477 | 8304.5949 | 0 | 0 | 0 | 0 | 0 | 0 | 0 | 7.3377e-06 | 0 | 0 | 0 | 0 | 0 | 0 | 0.0024388 | 0 | 0.0024388 | 0 | 0 | 0 | 0 | 0 | 0 | 0 | 0 | 0 |  |  | Patrols - Distribution OverheadWLDFREquipment / facility failureAggregated | WLDFR | HFTD - Distribution - 1QU CoRE ¦ 3QU LoRE | Non-Red Flag Warning - Destructive Fires | Equipment / facility failure | Aggregated | 2023 | 2.5519e-07 | 1038.5927 | 0.00026504 | 2023 | Control | 0.046366 | 1 | 0 | esc | 0 | 0 | 0 | 0 | 3.9449e-05 | 2.8666e-07 | 0 | 0 | 0 | 0 | 0 | 0
7.3.6.6 Stationed and on-call ignition prevention and suppression resources and services | HFTD - Distribution - Tier 3 - 4QU CoRE ¦ 2QU LoRE | 0.016237 | 0.016237 | 0.01527 | 0.014793 | 0 | 0 | 0.01527 | 0.01527 | 0.27764 | 0.26835 | 0.17645 | 0.18276 | 0.17645 | 4418.6515 | 206.2824 | 4199.6925 | 873.3634 | 1 | 3924.9462 | 54062.6515 | 60300.264 | 88395.7472 | 91799.5215 | 82612.8478 | [9 empty] | 7.3.6.2 Crew-accompanying ignition prevention and suppression resources and services | WLDFR | HFTD - Distribution - Tier 3 - 1QU CoRE ¦ 2QU LoRE | 2021 | 1 | 0 | 0 | 0 | 0 | 0 | 0 | 0.22227 | 0.22227 | 0 | 0 | 0 | 0 | 0 | 0 | 0 | 0 | 0 | 0.22227 | 0 | 0 | 0 | 0 | 0 | 0 | 0 | 0 | 0 | 0 | [11 empty] | WLDFR | HFTD - Distribution - 1QU CoRE ¦ 3QU LoRE | Non-Red Flag Warning - Destructive Fires | 2024 | 0 | 0 | 0 | 2.8666e-07 | 0 | 0 | 8507.4426 | 202.8477 | 8304.5949 | 0 | 0 | 0 | 0 | 0 | 0 | 0 | 7.3377e-06 | 0 | 0 | 0 | 0 | 0 | 0 | 0 | 0 | 0 | 0.0024388 | 0 | 0.0024388 | 0 | 0 | 0 | 0 | 0 | 0 |  |  | Patrols - Distribution OverheadWLDFREquipment / facility failureAggregated | WLDFR | HFTD - Distribution - 1QU CoRE ¦ 3QU LoRE | Non-Red Flag Warning - Destructive Fires | Equipment / facility failure | Aggregated | 2024 | 2.5519e-07 | 1038.5927 | 0.00026504 | 2024 | Control | 0.046366 | 1 | 0 | esc | 0 | 0 | 0 | 0 | 0 | 0 | 3.9449e-05 | 2.8666e-07 | 0 | 0 | 0 | 0
7.3.6.6 Stationed and on-call ignition prevention and suppression resources and services | HFTD - Distribution - Tier 3 - 4QU CoRE ¦ 3QU LoRE | 0.0088286 | 0.0088286 | 0.0079206 | 0.0076734 | 0 | 0 | 0.0079206 | 0.0079206 | 0.20801 | 0.20105 | 0.13607 | 0.14093 | 0.13607 | 3206.8601 | 149.7106 | 2824.9996 | 587.4838 | 1 | 2640.1866 | 39236.2598 | 43763.2406 | 59461.009 | 61750.6197 | 55571.0364 | [9 empty] | 7.3.6.2 Crew-accompanying ignition prevention and suppression resources and services | WLDFR | HFTD - Distribution - Tier 3 - 1QU CoRE ¦ 2QU LoRE | 2022 | 0.93458 | 0 | 0 | 0 | 0 | 0 | 0 | 0 | 0 | 0 | 0 | 0.21461 | 0.21461 | 0 | 0 | 0 | 0 | 0 | 0 | 0.20057 | 0 | 0 | 0 | 0 | 0 | 0.21461 | 0.20057 | 0.21461 | 0.20057 | [11 empty] | WLDFR | HFTD - Distribution - 1QU CoRE ¦ 3QU LoRE | Non-Red Flag Warning - Destructive Fires | 2025 | 0 | 0 | 0 | 0 | 2.8666e-07 | 0 | 8507.4426 | 202.8477 | 8304.5949 | 0 | 0 | 0 | 0 | 0 | 0 | 0 | 7.3377e-06 | 0 | 0 | 0 | 0 | 0 | 0 | 0 | 0 | 0 | 0 | 0 | 0 | 0.0024388 | 0 | 0.0024388 | 0 | 0 | 0 |  |  | Patrols - Distribution OverheadWLDFREquipment / facility failureAggregated | WLDFR | HFTD - Distribution - 1QU CoRE ¦ 3QU LoRE | Non-Red Flag Warning - Destructive Fires | Equipment / facility failure | Aggregated | 2025 | 2.5519e-07 | 1038.5927 | 0.00026504 | 2025 | Control | 0.046366 | 1 | 0 | esc | 0 | 0 | 0 | 0 | 0 | 0 | 0 | 0 | 3.9449e-05 | 2.8666e-07 | 0 | 0
7.3.6.6 Stationed and on-call ignition prevention and suppression resources and services | HFTD - Distribution - Tier 3 - 4QU CoRE ¦ 4QU LoRE | 0.0045655 | 0.0045655 | 0.0041162 | 0.0039878 | 0 | 0 | 0.0041162 | 0.0041162 | 0.20216 | 0.19539 | 0.1341 | 0.1389 | 0.1341 | 1706.3764 | 79.6613 | 1489.5821 | 309.7718 | 1 | 1392.1328 | 20877.6893 | 23286.5045 | 31352.9438 | 32560.223 | 29301.8166 | [9 empty] | 7.3.6.2 Crew-accompanying ignition prevention and suppression resources and services | WLDFR | HFTD - Distribution - Tier 3 - 1QU CoRE ¦ 2QU LoRE | 2023 | 0.87344 | 0 | 0 | 0 | 0 | 0 | 0 | 0 | 0 | 0 | 0 | 0 | 0 | 0 | 0 | 0.22248 | 0.22248 | 0 | 0 | 0 | 0.19432 | 0 | 0 | 0 | 0 | 0 | 0 | 0 | 0 | [11 empty] | WLDFR | HFTD - Distribution - 1QU CoRE ¦ 3QU LoRE | Non-Red Flag Warning - Destructive Fires | 2026 | 0 | 0 | 0 | 0 | 0 | 2.8666e-07 | 8507.4426 | 202.8477 | 8304.5949 | 0 | 0 | 0 | 0 | 0 | 0 | 0 | 7.3377e-06 | 0 | 0 | 0 | 0 | 0 | 0 | 0 | 0 | 0 | 0 | 0 | 0 | 0 | 0 | 0 | 0.0024388 | 0 | 0.0024388 |  |  | Patrols - Distribution OverheadWLDFREquipment / facility failureAggregated | WLDFR | HFTD - Distribution - 1QU CoRE ¦ 3QU LoRE | Non-Red Flag Warning - Destructive Fires | Equipment / facility failure | Aggregated | 2026 | 2.5519e-07 | 1038.5927 | 0.00026504 | 2026 | Control | 0.046366 | 1 | 0 | esc | 0 | 0 | 0 | 0 | 0 | 0 | 0 | 0 | 0 | 0 | 3.9449e-05 | 2.8666e-07
7.3.6.6 Stationed and on-call ignition prevention and suppression resources and services | HFTD - Distribution - Tier 3 - 4QU CoRE ¦ 5QU LoRE | 0.0016361 | 0.0016361 | 0.0015276 | 0.00148 | 0 | 0 | 0.0015276 | 0.0015276 | 0.14634 | 0.14145 | 0.086061 | 0.089138 | 0.086061 | 844.7191 | 39.4353 | 861.4255 | 179.1411 | 1 | 805.0706 | 10335.2242 | 11527.6763 | 18131.411 | 18829.5807 | 16945.2439 | [9 empty] | 7.3.6.2 Crew-accompanying ignition prevention and suppression resources and services | WLDFR | HFTD - Distribution - Tier 3 - 1QU CoRE ¦ 3QU LoRE | 2020 | 1 | 0 | 0 | 0.036566 | 0.036566 | 0 | 0 | 0 | 0 | 0 | 0 | 0 | 0 | 0 | 0 | 0 | 0 | 0.036566 | 0 | 0 | 0 | 0 | 0 | 0 | 0 | 0 | 0 | 0 | 0 | [11 empty] | WLDFR | HFTD - Distribution - 1QU CoRE ¦ 3QU LoRE | Non-Red Flag Warning - Large Fires | 2021 | 1.2063e-06 | 0 | 0 | 0 | 0 | 0 | 5.1078 | 0.69027 | 2.8264 | 1.5911 | 0 | 0 | 0 | 0 | 0 | 0 | 4.7912e-05 | 6.1613e-06 | 0 | 6.1613e-06 | 0 | 0 | 0 | 0 | 0 | 0 | 0 | 0 | 0 | 0 | 0 | 0 | 0 | 0 | 0 |  |  | Patrols - Distribution OverheadWLDFREquipment / facility failureAggregated | WLDFR | HFTD - Distribution - 1QU CoRE ¦ 3QU LoRE | Non-Red Flag Warning - Large Fires | Equipment / facility failure | Aggregated | 2021 | 1.6901e-06 | 1038.5927 | 0.0017553 | 2021 | Control | 0.046366 | 1 | 0 | esc | 0.00025127 | 1.2063e-06 | 0 | 0 | 0 | 0 | 0 | 0 | 0 | 0 | 0 | 0
7.3.6.6 Stationed and on-call ignition prevention and suppression resources and services | HFTD - Distribution - Tier 3 - 5QU CoRE ¦ 1QU LoRE | 0.01223 | 0.01223 | 0.011429 | 0.01107 | 0 | 0 | 0.011429 | 0.011429 | 0.081697 | 0.078962 | 0.052826 | 0.054703 | 0.052826 | 11310.5869 | 528.0287 | 10499.206 | 2183.4033 | 1 | 9812.3421 | 138386.1822 | 154352.8312 | 220988.8381 | 229498.2533 | 206531.6244 | [9 empty] | 7.3.6.2 Crew-accompanying ignition prevention and suppression resources and services | WLDFR | HFTD - Distribution - Tier 3 - 1QU CoRE ¦ 3QU LoRE | 2021 | 1 | 0 | 0 | 0 | 0 | 0 | 0 | 0.036566 | 0.036566 | 0 | 0 | 0 | 0 | 0 | 0 | 0 | 0 | 0 | 0.036566 | 0 | 0 | 0 | 0 | 0 | 0 | 0 | 0 | 0 | 0 | [11 empty] | WLDFR | HFTD - Distribution - 1QU CoRE ¦ 3QU LoRE | Non-Red Flag Warning - Large Fires | 2022 | 0 | 1.1982e-06 | 0 | 0 | 0 | 0 | 5.0739 | 0.68415 | 2.8096 | 1.5801 | 0 | 0 | 0 | 0 | 0 | 0 | 4.5748e-05 | 0 | 0 | 0 | 6.0793e-06 | 0 | 6.0793e-06 | 0 | 0 | 0 | 0 | 0 | 0 | 0 | 0 | 0 | 0 | 0 | 0 |  |  | Patrols - Distribution OverheadWLDFREquipment / facility failureAggregated | WLDFR | HFTD - Distribution - 1QU CoRE ¦ 3QU LoRE | Non-Red Flag Warning - Large Fires | Equipment / facility failure | Aggregated | 2022 | 1.6035e-06 | 1038.5927 | 0.0016653 | 2022 | Control | 0.046366 | 1 | 0 | esc | 0 | 0 | 0.00024958 | 1.1982e-06 | 0 | 0 | 0 | 0 | 0 | 0 | 0 | 0
7.3.6.6 Stationed and on-call ignition prevention and suppression resources and services | HFTD - Distribution - Tier 3 - 5QU CoRE ¦ 2QU LoRE | 0.0033503 | 0.0033503 | 0.0029324 | 0.0028405 | 0 | 0 | 0.0029324 | 0.0029324 | 0.056551 | 0.054658 | 0.036771 | 0.03808 | 0.036771 | 4476.2591 | 208.9718 | 3870.1905 | 804.8405 | 1 | 3617.0004 | 54767.4857 | 61086.4202 | 81460.34 | 84597.0589 | 76131.1589 | [9 empty] | 7.3.6.2 Crew-accompanying ignition prevention and suppression resources and services | WLDFR | HFTD - Distribution - Tier 3 - 1QU CoRE ¦ 3QU LoRE | 2022 | 0.93458 | 0 | 0 | 0 | 0 | 0 | 0 | 0 | 0 | 0 | 0 | 0.050644 | 0.050644 | 0 | 0 | 0 | 0 | 0 | 0 | 0.04733 | 0 | 0 | 0 | 0 | 0 | 0.050644 | 0.04733 | 0.050644 | 0.04733 | [11 empty] | WLDFR | HFTD - Distribution - 1QU CoRE ¦ 3QU LoRE | Non-Red Flag Warning - Large Fires | 2023 | 0 | 0 | 1.7992e-06 | 0 | 0 | 0 | 5.1712 | 0.68415 | 2.907 | 1.5801 | 0 | 0 | 0 | 0 | 0 | 0 | 4.5888e-05 | 0 | 0 | 0 | 0 | 0 | 0 | 9.3043e-06 | 0 | 9.3043e-06 | 0 | 0 | 0 | 0 | 0 | 0 | 0 | 0 | 0 |  |  | Patrols - Distribution OverheadWLDFREquipment / facility failureAggregated | WLDFR | HFTD - Distribution - 1QU CoRE ¦ 3QU LoRE | Non-Red Flag Warning - Large Fires | Equipment / facility failure | Aggregated | 2023 | 1.6017e-06 | 1038.5927 | 0.0016635 | 2023 | Control | 0.046366 | 1 | 0 | esc | 0 | 0 | 0 | 0 | 0.0002476 | 1.7992e-06 | 0 | 0 | 0 | 0 | 0 | 0
7.3.6.6 Stationed and on-call ignition prevention and suppression resources and services | HFTD - Distribution - Tier 3 - 5QU CoRE ¦ 3QU LoRE | 0.0012432 | 0.0012432 | 0.0010807 | 0.0010468 | 0 | 0 | 0.0010807 | 0.0010807 | 0.061991 | 0.059916 | 0.037453 | 0.038788 | 0.037453 | 1515.2689 | 70.7395 | 1400.257 | 291.1959 | 1 | 1308.6514 | 18539.4691 | 20678.5063 | 29472.8153 | 30607.698 | 27544.6872 | [9 empty] | 7.3.6.2 Crew-accompanying ignition prevention and suppression resources and services | WLDFR | HFTD - Distribution - Tier 3 - 1QU CoRE ¦ 3QU LoRE | 2023 | 0.87344 | 0 | 0 | 0 | 0 | 0 | 0 | 0 | 0 | 0 | 0 | 0 | 0 | 0 | 0 | 0.052501 | 0.052501 | 0 | 0 | 0 | 0.045856 | 0 | 0 | 0 | 0 | 0 | 0 | 0 | 0 | [11 empty] | WLDFR | HFTD - Distribution - 1QU CoRE ¦ 3QU LoRE | Non-Red Flag Warning - Large Fires | 2024 | 0 | 0 | 0 | 1.7992e-06 | 0 | 0 | 5.1712 | 0.68415 | 2.907 | 1.5801 | 0 | 0 | 0 | 0 | 0 | 0 | 4.5888e-05 | 0 | 0 | 0 | 0 | 0 | 0 | 0 | 0 | 0 | 9.3043e-06 | 0 | 9.3043e-06 | 0 | 0 | 0 | 0 | 0 | 0 |  |  | Patrols - Distribution OverheadWLDFREquipment / facility failureAggregated | WLDFR | HFTD - Distribution - 1QU CoRE ¦ 3QU LoRE | Non-Red Flag Warning - Large Fires | Equipment / facility failure | Aggregated | 2024 | 1.6017e-06 | 1038.5927 | 0.0016635 | 2024 | Control | 0.046366 | 1 | 0 | esc | 0 | 0 | 0 | 0 | 0 | 0 | 0.0002476 | 1.7992e-06 | 0 | 0 | 0 | 0
7.3.6.6 Stationed and on-call ignition prevention and suppression resources and services | HFTD - Distribution - Tier 3 - 5QU CoRE ¦ 4QU LoRE | 0.0003655 | 0.0003655 | 0.00039179 | 0.0003795 | 0 | 0 | 0.00039179 | 0.00039179 | 0.040051 | 0.03871 | 0.027215 | 0.028184 | 0.027215 | 689.5235 | 32.19 | 698.6293 | 145.2862 | 1 | 652.9245 | 8436.3907 | 9409.7602 | 14704.8519 | 15271.0782 | 13742.8523 | [9 empty] | 7.3.6.2 Crew-accompanying ignition prevention and suppression resources and services | WLDFR | HFTD - Distribution - Tier 3 - 1QU CoRE ¦ 4QU LoRE | 2020 | 1 | 0 | 0 | 0.088328 | 0.088328 | 0 | 0 | 0 | 0 | 0 | 0 | 0 | 0 | 0 | 0 | 0 | 0 | 0.088328 | 0 | 0 | 0 | 0 | 0 | 0 | 0 | 0 | 0 | 0 | 0 | [11 empty] | WLDFR | HFTD - Distribution - 1QU CoRE ¦ 3QU LoRE | Non-Red Flag Warning - Large Fires | 2025 | 0 | 0 | 0 | 0 | 1.7992e-06 | 0 | 5.1712 | 0.68415 | 2.907 | 1.5801 | 0 | 0 | 0 | 0 | 0 | 0 | 4.5888e-05 | 0 | 0 | 0 | 0 | 0 | 0 | 0 | 0 | 0 | 0 | 0 | 0 | 9.3043e-06 | 0 | 9.3043e-06 | 0 | 0 | 0 |  |  | Patrols - Distribution OverheadWLDFREquipment / facility failureAggregated | WLDFR | HFTD - Distribution - 1QU CoRE ¦ 3QU LoRE | Non-Red Flag Warning - Large Fires | Equipment / facility failure | Aggregated | 2025 | 1.6017e-06 | 1038.5927 | 0.0016635 | 2025 | Control | 0.046366 | 1 | 0 | esc | 0 | 0 | 0 | 0 | 0 | 0 | 0 | 0 | 0.0002476 | 1.7992e-06 | 0 | 0
7.3.6.6 Stationed and on-call ignition prevention and suppression resources and services | HFTD - Distribution - Tier 3 - 5QU CoRE ¦ 5QU LoRE | 0.00024753 | 0.00024753 | 0.00024121 | 0.00023366 | 0 | 0 | 0.00024121 | 0.00024121 | 0.025162 | 0.024319 | 0.016376 | 0.016959 | 0.016376 | 743.2948 | 34.7003 | 714.8391 | 148.6572 | 1 | 668.0739 | 9094.287 | 10143.5629 | 15046.0392 | 15625.4033 | 14061.7189 | [9 empty] | 7.3.6.2 Crew-accompanying ignition prevention and suppression resources and services | WLDFR | HFTD - Distribution - Tier 3 - 1QU CoRE ¦ 4QU LoRE | 2021 | 1 | 0 | 0 | 0 | 0 | 0 | 0 | 0.088328 | 0.088328 | 0 | 0 | 0 | 0 | 0 | 0 | 0 | 0 | 0 | 0.088328 | 0 | 0 | 0 | 0 | 0 | 0 | 0 | 0 | 0 | 0 | [11 empty] | WLDFR | HFTD - Distribution - 1QU CoRE ¦ 3QU LoRE | Non-Red Flag Warning - Large Fires | 2026 | 0 | 0 | 0 | 0 | 0 | 1.7992e-06 | 5.1712 | 0.68415 | 2.907 | 1.5801 | 0 | 0 | 0 | 0 | 0 | 0 | 4.5888e-05 | 0 | 0 | 0 | 0 | 0 | 0 | 0 | 0 | 0 | 0 | 0 | 0 | 0 | 0 | 0 | 9.3043e-06 | 0 | 9.3043e-06 |  |  | Patrols - Distribution OverheadWLDFREquipment / facility failureAggregated | WLDFR | HFTD - Distribution - 1QU CoRE ¦ 3QU LoRE | Non-Red Flag Warning - Large Fires | Equipment / facility failure | Aggregated | 2026 | 1.6017e-06 | 1038.5927 | 0.0016635 | 2026 | Control | 0.046366 | 1 | 0 | esc | 0 | 0 | 0 | 0 | 0 | 0 | 0 | 0 | 0 | 0 | 0.0002476 | 1.7992e-06
7.3.6.6 Stationed and on-call ignition prevention and suppression resources and services | HFTD - Distribution - Zone 1 - 1QU CoRE ¦ 5QU LoRE | 6.571e-08 | 6.571e-08 | 6.1114e-08 | 5.9153e-08 | 0 | 0 | 6.1114e-08 | 6.1114e-08 | 0.0033019 | 0.0031914 | 0.0021506 | 0.0022255 | 0.0021506 | 1.5036 | 0.070195 | 1.3791 | 0.28679 | 1 | 1.2889 | 18.3969 | 20.5195 | 29.0269 | 30.1446 | 27.1279 | [9 empty] | 7.3.6.2 Crew-accompanying ignition prevention and suppression resources and services | WLDFR | HFTD - Distribution - Tier 3 - 1QU CoRE ¦ 4QU LoRE | 2022 | 0.93458 | 0 | 0 | 0 | 0 | 0 | 0 | 0 | 0 | 0 | 0 | 0.080096 | 0.080096 | 0 | 0 | 0 | 0 | 0 | 0 | 0.074856 | 0 | 0 | 0 | 0 | 0 | 0.080096 | 0.074856 | 0.080096 | 0.074856 | [11 empty] | WLDFR | HFTD - Distribution - 1QU CoRE ¦ 3QU LoRE | Non-Red Flag Warning - Small Fires | 2021 | 0.00016164 | 0 | 0 | 0 | 0 | 0 | 0.077861 | 0.036425 | 0.0015416 | 0.039895 | 0 | 0 | 0 | 0 | 0 | 0 | 0.0029241 | 1.2586e-05 | 0 | 1.2586e-05 | 0 | 0 | 0 | 0 | 0 | 0 | 0 | 0 | 0 | 0 | 0 | 0 | 0 | 0 | 0 |  |  | Patrols - Distribution OverheadWLDFREquipment / facility failureAggregated | WLDFR | HFTD - Distribution - 1QU CoRE ¦ 3QU LoRE | Non-Red Flag Warning - Small Fires | Equipment / facility failure | Aggregated | 2021 | 0.00022647 | 1038.5927 | 0.23522 | 2021 | Control | 0.046366 | 1 | 0 | esc | 0.033671 | 0.00016164 | 0 | 0 | 0 | 0 | 0 | 0 | 0 | 0 | 0 | 0
7.3.6.6 Stationed and on-call ignition prevention and suppression resources and services | HFTD - Distribution - Zone 1 - 4QU CoRE ¦ 1QU LoRE | 1.4774e-05 | 1.4774e-05 | 1.3719e-05 | 1.329e-05 | 0 | 0 | 1.3719e-05 | 1.3719e-05 | 1.0374 | 1.0027 | 0.67462 | 0.6987 | 0.67462 | 1.076 | 0.050233 | 0.98689 | 0.20523 | 1 | 0.92233 | 13.1652 | 14.6842 | 20.7723 | 21.5722 | 19.4134 | [9 empty] | 7.3.6.2 Crew-accompanying ignition prevention and suppression resources and services | WLDFR | HFTD - Distribution - Tier 3 - 1QU CoRE ¦ 4QU LoRE | 2023 | 0.87344 | 0 | 0 | 0 | 0 | 0 | 0 | 0 | 0 | 0 | 0 | 0 | 0 | 0 | 0 | 0.083032 | 0.083032 | 0 | 0 | 0 | 0.072524 | 0 | 0 | 0 | 0 | 0 | 0 | 0 | 0 | [11 empty] | WLDFR | HFTD - Distribution - 1QU CoRE ¦ 3QU LoRE | Non-Red Flag Warning - Small Fires | 2022 | 0 | 0.00016181 | 0 | 0 | 0 | 0 | 0.077861 | 0.036425 | 0.0015416 | 0.039895 | 0 | 0 | 0 | 0 | 0 | 0 | 0.0028079 | 0 | 0 | 0 | 1.2599e-05 | 0 | 1.2599e-05 | 0 | 0 | 0 | 0 | 0 | 0 | 0 | 0 | 0 | 0 | 0 | 0 |  |  | Patrols - Distribution OverheadWLDFREquipment / facility failureAggregated | WLDFR | HFTD - Distribution - 1QU CoRE ¦ 3QU LoRE | Non-Red Flag Warning - Small Fires | Equipment / facility failure | Aggregated | 2022 | 0.00021655 | 1038.5927 | 0.22491 | 2022 | Control | 0.046366 | 1 | 0 | esc | 0 | 0 | 0.033707 | 0.00016181 | 0 | 0 | 0 | 0 | 0 | 0 | 0 | 0
7.3.6.6 Stationed and on-call ignition prevention and suppression resources and services | HFTD - Distribution - Zone 1 - 5QU CoRE ¦ 1QU LoRE | 6.9887e-05 | 6.9887e-05 | 6.5037e-05 | 6.3009e-05 | 0 | 0 | 6.5037e-05 | 6.5037e-05 | 0.065862 | 0.063658 | 0.042923 | 0.044458 | 0.042923 | 80.1742 | 3.7429 | 73.5334 | 15.2919 | 1 | 68.7228 | 980.9398 | 1094.1181 | 1547.7419 | 1607.3394 | 1446.4878 | [9 empty] | 7.3.6.2 Crew-accompanying ignition prevention and suppression resources and services | WLDFR | HFTD - Distribution - Tier 3 - 1QU CoRE ¦ 5QU LoRE | 2020 | 1 | 0 | 0 | 0.04112 | 0.04112 | 0 | 0 | 0 | 0 | 0 | 0 | 0 | 0 | 0 | 0 | 0 | 0 | 0.04112 | 0 | 0 | 0 | 0 | 0 | 0 | 0 | 0 | 0 | 0 | 0 | [11 empty] | WLDFR | HFTD - Distribution - 1QU CoRE ¦ 3QU LoRE | Non-Red Flag Warning - Small Fires | 2023 | 0 | 0 | 0.00024264 | 0 | 0 | 0 | 0.077901 | 0.036425 | 0.0015809 | 0.039895 | 0 | 0 | 0 | 0 | 0 | 0 | 0.0028136 | 0 | 0 | 0 | 0 | 0 | 0 | 1.8902e-05 | 0 | 1.8902e-05 | 0 | 0 | 0 | 0 | 0 | 0 | 0 | 0 | 0 |  |  | Patrols - Distribution OverheadWLDFREquipment / facility failureAggregated | WLDFR | HFTD - Distribution - 1QU CoRE ¦ 3QU LoRE | Non-Red Flag Warning - Small Fires | Equipment / facility failure | Aggregated | 2023 | 0.000216 | 1038.5927 | 0.22433 | 2023 | Control | 0.046366 | 1 | 0 | esc | 0 | 0 | 0 | 0 | 0.03339 | 0.00024264 | 0 | 0 | 0 | 0 | 0 | 0
7.3.6.6 Stationed and on-call ignition prevention and suppression resources and services | HFTD - Distribution - Zone 1 - 5QU CoRE ¦ 4QU LoRE | 2.5427e-07 | 2.5427e-07 | 2.3726e-07 | 2.2947e-07 | 0 | 0 | 2.3726e-07 | 2.3726e-07 | 0.008626 | 0.0083372 | 0.0056368 | 0.0058284 | 0.0056368 | 2.2272 | 0.10397 | 2.0427 | 0.4248 | 1 | 1.9091 | 27.2496 | 30.3936 | 42.9948 | 44.6503 | 40.182 | [9 empty] | 7.3.6.2 Crew-accompanying ignition prevention and suppression resources and services | WLDFR | HFTD - Distribution - Tier 3 - 1QU CoRE ¦ 5QU LoRE | 2021 | 1 | 0 | 0 | 0 | 0 | 0 | 0 | 0.04112 | 0.04112 | 0 | 0 | 0 | 0 | 0 | 0 | 0 | 0 | 0 | 0.04112 | 0 | 0 | 0 | 0 | 0 | 0 | 0 | 0 | 0 | 0 | [11 empty] | WLDFR | HFTD - Distribution - 1QU CoRE ¦ 3QU LoRE | Non-Red Flag Warning - Small Fires | 2024 | 0 | 0 | 0 | 0.00024264 | 0 | 0 | 0.077901 | 0.036425 | 0.0015809 | 0.039895 | 0 | 0 | 0 | 0 | 0 | 0 | 0.0028136 | 0 | 0 | 0 | 0 | 0 | 0 | 0 | 0 | 0 | 1.8902e-05 | 0 | 1.8902e-05 | 0 | 0 | 0 | 0 | 0 | 0 |  |  | Patrols - Distribution OverheadWLDFREquipment / facility failureAggregated | WLDFR | HFTD - Distribution - 1QU CoRE ¦ 3QU LoRE | Non-Red Flag Warning - Small Fires | Equipment / facility failure | Aggregated | 2024 | 0.000216 | 1038.5927 | 0.22433 | 2024 | Control | 0.046366 | 1 | 0 | esc | 0 | 0 | 0 | 0 | 0 | 0 | 0.03339 | 0.00024264 | 0 | 0 | 0 | 0
7.3.6.6 Stationed and on-call ignition prevention and suppression resources and services | HFTD - Substation | 0.002185 | 0.002185 | 0.0020421 | 0.0019784 | 0 | 0 | 0.0020421 | 0.0020421 | 20.6232 | 19.9329 | 13.4978 | 13.9807 | 13.4978 | 8.0051 | 0.37371 | 7.342 | 1.5268 | 1 | 6.8617 | 97.9432 | 109.2437 | 154.5363 | 160.4869 | 144.4265 | [9 empty] | 7.3.6.2 Crew-accompanying ignition prevention and suppression resources and services | WLDFR | HFTD - Distribution - Tier 3 - 1QU CoRE ¦ 5QU LoRE | 2022 | 0.93458 | 0 | 0 | 0 | 0 | 0 | 0 | 0 | 0 | 0 | 0 | 0.043699 | 0.043699 | 0 | 0 | 0 | 0 | 0 | 0 | 0.040841 | 0 | 0 | 0 | 0 | 0 | 0.043699 | 0.040841 | 0.043699 | 0.040841 | [11 empty] | WLDFR | HFTD - Distribution - 1QU CoRE ¦ 3QU LoRE | Non-Red Flag Warning - Small Fires | 2025 | 0 | 0 | 0 | 0 | 0.00024264 | 0 | 0.077901 | 0.036425 | 0.0015809 | 0.039895 | 0 | 0 | 0 | 0 | 0 | 0 | 0.0028136 | 0 | 0 | 0 | 0 | 0 | 0 | 0 | 0 | 0 | 0 | 0 | 0 | 1.8902e-05 | 0 | 1.8902e-05 | 0 | 0 | 0 |  |  | Patrols - Distribution OverheadWLDFREquipment / facility failureAggregated | WLDFR | HFTD - Distribution - 1QU CoRE ¦ 3QU LoRE | Non-Red Flag Warning - Small Fires | Equipment / facility failure | Aggregated | 2025 | 0.000216 | 1038.5927 | 0.22433 | 2025 | Control | 0.046366 | 1 | 0 | esc | 0 | 0 | 0 | 0 | 0 | 0 | 0 | 0 | 0.03339 | 0.00024264 | 0 | 0
7.3.6.6 Stationed and on-call ignition prevention and suppression resources and services | HFTD - Transmission - Tier 2 - 115 kV or Lower | 0.032846 | 0.032846 | 0.030697 | 0.02974 | 0 | 0 | 0.030697 | 0.030697 | 0.2386 | 0.23062 | 0.15616 | 0.16175 | 0.15616 | 10401.0262 | 485.5664 | 9539.511 | 1983.8262 | 1 | 8915.4308 | 127257.6143 | 141940.2772 | 200789.0345 | 208520.6344 | 187653.3033 | [9 empty] | 7.3.6.2 Crew-accompanying ignition prevention and suppression resources and services | WLDFR | HFTD - Distribution - Tier 3 - 1QU CoRE ¦ 5QU LoRE | 2023 | 0.87344 | 0 | 0 | 0 | 0 | 0 | 0 | 0 | 0 | 0 | 0 | 0 | 0 | 0 | 0 | 0.045301 | 0.045301 | 0 | 0 | 0 | 0.039568 | 0 | 0 | 0 | 0 | 0 | 0 | 0 | 0 | [11 empty] | WLDFR | HFTD - Distribution - 1QU CoRE ¦ 3QU LoRE | Non-Red Flag Warning - Small Fires | 2026 | 0 | 0 | 0 | 0 | 0 | 0.00024264 | 0.077901 | 0.036425 | 0.0015809 | 0.039895 | 0 | 0 | 0 | 0 | 0 | 0 | 0.0028136 | 0 | 0 | 0 | 0 | 0 | 0 | 0 | 0 | 0 | 0 | 0 | 0 | 0 | 0 | 0 | 1.8902e-05 | 0 | 1.8902e-05 |  |  | Patrols - Distribution OverheadWLDFREquipment / facility failureAggregated | WLDFR | HFTD - Distribution - 1QU CoRE ¦ 3QU LoRE | Non-Red Flag Warning - Small Fires | Equipment / facility failure | Aggregated | 2026 | 0.000216 | 1038.5927 | 0.22433 | 2026 | Control | 0.046366 | 1 | 0 | esc | 0 | 0 | 0 | 0 | 0 | 0 | 0 | 0 | 0 | 0 | 0.03339 | 0.00024264
7.3.6.6 Stationed and on-call ignition prevention and suppression resources and services | HFTD - Transmission - Tier 2 - 230 kV or Higher | 0.0098787 | 0.0098787 | 0.0092324 | 0.0089446 | 0 | 0 | 0.0092324 | 0.0092324 | 0.052992 | 0.051218 | 0.034683 | 0.035924 | 0.034683 | 14085.2132 | 657.5607 | 12918.5374 | 2686.5248 | 1 | 12073.3995 | 172334.0184 | 192217.4832 | 271911.2829 | 282381.5223 | 254122.6943 | [9 empty] | 7.3.6.2 Crew-accompanying ignition prevention and suppression resources and services | WLDFR | HFTD - Distribution - Tier 3 - 2QU CoRE ¦ 1QU LoRE | 2020 | 1 | 0 | 0 | 0.20264 | 0.20264 | 0 | 0 | 0 | 0 | 0 | 0 | 0 | 0 | 0 | 0 | 0 | 0 | 0.20264 | 0 | 0 | 0 | 0 | 0 | 0 | 0 | 0 | 0 | 0 | 0 | [11 empty] | WLDFR | HFTD - Distribution - 1QU CoRE ¦ 3QU LoRE | Red Flag Warning - Catastrophic Fires | 2021 | 1.7504e-05 | 0 | 0 | 0 | 0 | 0 | 13887.861 | 212.4034 | 8426.443 | 5249.0147 | 0 | 0 | 0 | 0 | 0 | 0 | 0.00015616 | 0.24309 | 0 | 0.24309 | 0 | 0 | 0 | 0 | 0 | 0 | 0 | 0 | 0 | 0 | 0 | 0 | 0 | 0 | 0 |  |  | Patrols - Distribution OverheadWLDFREquipment / facility failureAggregated | WLDFR | HFTD - Distribution - 1QU CoRE ¦ 3QU LoRE | Red Flag Warning - Catastrophic Fires | Equipment / facility failure | Aggregated | 2021 | 2.4524e-05 | 1038.5927 | 0.025471 | 2021 | Control | 0.046366 | 1 | 0 | esc | 0.0036461 | 1.7504e-05 | 0 | 0 | 0 | 0 | 0 | 0 | 0 | 0 | 0 | 0
7.3.6.6 Stationed and on-call ignition prevention and suppression resources and services | HFTD - Transmission - Tier 2 - 60/70 kV | 0.045417 | 0.045417 | 0.042446 | 0.041123 | 0 | 0 | 0.042446 | 0.042446 | 0.30199 | 0.29188 | 0.19765 | 0.20472 | 0.19765 | 11363.3192 | 530.4905 | 10422.0974 | 2167.3679 | 1 | 9740.278 | 139031.3677 | 155072.4566 | 219365.845 | 227812.7652 | 205014.8084 | [9 empty] | 7.3.6.2 Crew-accompanying ignition prevention and suppression resources and services | WLDFR | HFTD - Distribution - Tier 3 - 2QU CoRE ¦ 1QU LoRE | 2021 | 1 | 0 | 0 | 0 | 0 | 0 | 0 | 0.20264 | 0.20264 | 0 | 0 | 0 | 0 | 0 | 0 | 0 | 0 | 0 | 0.20264 | 0 | 0 | 0 | 0 | 0 | 0 | 0 | 0 | 0 | 0 | [11 empty] | WLDFR | HFTD - Distribution - 1QU CoRE ¦ 3QU LoRE | Red Flag Warning - Catastrophic Fires | 2022 | 0 | 1.7396e-05 | 0 | 0 | 0 | 0 | 13650.1655 | 202.8477 | 8286.6934 | 5160.6244 | 0 | 0 | 0 | 0 | 0 | 0 | 0.0001474 | 0 | 0 | 0 | 0.23746 | 0 | 0.23746 | 0 | 0 | 0 | 0 | 0 | 0 | 0 | 0 | 0 | 0 | 0 | 0 |  |  | Patrols - Distribution OverheadWLDFREquipment / facility failureAggregated | WLDFR | HFTD - Distribution - 1QU CoRE ¦ 3QU LoRE | Red Flag Warning - Catastrophic Fires | Equipment / facility failure | Aggregated | 2022 | 2.3281e-05 | 1038.5927 | 0.024179 | 2022 | Control | 0.046366 | 1 | 0 | esc | 0 | 0 | 0.0036236 | 1.7396e-05 | 0 | 0 | 0 | 0 | 0 | 0 | 0 | 0
7.3.6.6 Stationed and on-call ignition prevention and suppression resources and services | HFTD - Transmission - Tier 3 - 115 kV or Lower | 0.013034 | 0.013034 | 0.012182 | 0.011802 | 0 | 0 | 0.012182 | 0.012182 | 0.27526 | 0.26604 | 0.18015 | 0.1866 | 0.18015 | 3577.8794 | 167.0314 | 3281.5242 | 682.4222 | 1 | 3066.8451 | 43775.7182 | 48826.4503 | 69070.0061 | 71729.6218 | 64551.4076 | [9 empty] | 7.3.6.2 Crew-accompanying ignition prevention and suppression resources and services | WLDFR | HFTD - Distribution - Tier 3 - 2QU CoRE ¦ 1QU LoRE | 2022 | 0.93458 | 0 | 0 | 0 | 0 | 0 | 0 | 0 | 0 | 0 | 0 | 0.16887 | 0.16887 | 0 | 0 | 0 | 0 | 0 | 0 | 0.15782 | 0 | 0 | 0 | 0 | 0 | 0.16887 | 0.15782 | 0.16887 | 0.15782 | [11 empty] | WLDFR | HFTD - Distribution - 1QU CoRE ¦ 3QU LoRE | Red Flag Warning - Catastrophic Fires | 2023 | 0 | 0 | 2.7028e-05 | 0 | 0 | 0 | 13668.067 | 202.8477 | 8304.5949 | 5160.6244 | 0 | 0 | 0 | 0 | 0 | 0 | 0.00015314 | 0 | 0 | 0 | 0 | 0 | 0 | 0.36942 | 0 | 0.36942 | 0 | 0 | 0 | 0 | 0 | 0 | 0 | 0 | 0 |  |  | Patrols - Distribution OverheadWLDFREquipment / facility failureAggregated | WLDFR | HFTD - Distribution - 1QU CoRE ¦ 3QU LoRE | Red Flag Warning - Catastrophic Fires | Equipment / facility failure | Aggregated | 2023 | 2.406e-05 | 1038.5927 | 0.024989 | 2023 | Control | 0.046366 | 1 | 0 | esc | 0 | 0 | 0 | 0 | 0.0037194 | 2.7028e-05 | 0 | 0 | 0 | 0 | 0 | 0
7.3.6.6 Stationed and on-call ignition prevention and suppression resources and services | HFTD - Transmission - Tier 3 - 230 kV or Higher | 0.0035872 | 0.0035872 | 0.0033525 | 0.003248 | 0 | 0 | 0.0033525 | 0.0033525 | 0.060721 | 0.058689 | 0.039741 | 0.041163 | 0.039741 | 4463.6436 | 208.3828 | 4093.9208 | 851.3673 | 1 | 3826.0942 | 54613.1346 | 60914.2604 | 86169.4494 | 89487.4977 | 80532.1957 | [9 empty] | 7.3.6.2 Crew-accompanying ignition prevention and suppression resources and services | WLDFR | HFTD - Distribution - Tier 3 - 2QU CoRE ¦ 1QU LoRE | 2023 | 0.87344 | 0 | 0 | 0 | 0 | 0 | 0 | 0 | 0 | 0 | 0 | 0 | 0 | 0 | 0 | 0.17506 | 0.17506 | 0 | 0 | 0 | 0.1529 | 0 | 0 | 0 | 0 | 0 | 0 | 0 | 0 | [11 empty] | WLDFR | HFTD - Distribution - 1QU CoRE ¦ 3QU LoRE | Red Flag Warning - Catastrophic Fires | 2024 | 0 | 0 | 0 | 2.7028e-05 | 0 | 0 | 13668.067 | 202.8477 | 8304.5949 | 5160.6244 | 0 | 0 | 0 | 0 | 0 | 0 | 0.00015314 | 0 | 0 | 0 | 0 | 0 | 0 | 0 | 0 | 0 | 0.36942 | 0 | 0.36942 | 0 | 0 | 0 | 0 | 0 | 0 |  |  | Patrols - Distribution OverheadWLDFREquipment / facility failureAggregated | WLDFR | HFTD - Distribution - 1QU CoRE ¦ 3QU LoRE | Red Flag Warning - Catastrophic Fires | Equipment / facility failure | Aggregated | 2024 | 2.406e-05 | 1038.5927 | 0.024989 | 2024 | Control | 0.046366 | 1 | 0 | esc | 0 | 0 | 0 | 0 | 0 | 0 | 0.0037194 | 2.7028e-05 | 0 | 0 | 0 | 0
7.3.6.6 Stationed and on-call ignition prevention and suppression resources and services | HFTD - Transmission - Tier 3 - 60/70 kV | 0.013749 | 0.013749 | 0.012849 | 0.012449 | 0 | 0 | 0.012849 | 0.012849 | 0.34474 | 0.3332 | 0.22563 | 0.2337 | 0.22563 | 3013.3597 | 140.6771 | 2763.7636 | 574.7492 | 1 | 2582.9567 | 36868.763 | 41122.588 | 58172.1052 | 60412.0853 | 54366.4534 | [9 empty] | 7.3.6.2 Crew-accompanying ignition prevention and suppression resources and services | WLDFR | HFTD - Distribution - Tier 3 - 2QU CoRE ¦ 2QU LoRE | 2020 | 1 | 0 | 0 | 0.19411 | 0.19411 | 0 | 0 | 0 | 0 | 0 | 0 | 0 | 0 | 0 | 0 | 0 | 0 | 0.19411 | 0 | 0 | 0 | 0 | 0 | 0 | 0 | 0 | 0 | 0 | 0 | [11 empty] | WLDFR | HFTD - Distribution - 1QU CoRE ¦ 3QU LoRE | Red Flag Warning - Catastrophic Fires | 2025 | 0 | 0 | 0 | 0 | 2.7028e-05 | 0 | 13668.067 | 202.8477 | 8304.5949 | 5160.6244 | 0 | 0 | 0 | 0 | 0 | 0 | 0.00015314 | 0 | 0 | 0 | 0 | 0 | 0 | 0 | 0 | 0 | 0 | 0 | 0 | 0.36942 | 0 | 0.36942 | 0 | 0 | 0 |  |  | Patrols - Distribution OverheadWLDFREquipment / facility failureAggregated | WLDFR | HFTD - Distribution - 1QU CoRE ¦ 3QU LoRE | Red Flag Warning - Catastrophic Fires | Equipment / facility failure | Aggregated | 2025 | 2.406e-05 | 1038.5927 | 0.024989 | 2025 | Control | 0.046366 | 1 | 0 | esc | 0 | 0 | 0 | 0 | 0 | 0 | 0 | 0 | 0.0037194 | 2.7028e-05 | 0 | 0
7.3.6.6 Stationed and on-call ignition prevention and suppression resources and services | HFTD - Transmission - Zone 1 - 115 kV or Lower | 2.8786e-05 | 2.8786e-05 | 2.6902e-05 | 2.6064e-05 | 0 | 0 | 2.6902e-05 | 2.6902e-05 | 0.21393 | 0.20677 | 0.14002 | 0.14503 | 0.14002 | 10.1665 | 0.47462 | 9.3244 | 1.9391 | 1 | 8.7144 | 124.3879 | 138.7394 | 196.2611 | 203.8184 | 183.4216 | [9 empty] | 7.3.6.2 Crew-accompanying ignition prevention and suppression resources and services | WLDFR | HFTD - Distribution - Tier 3 - 2QU CoRE ¦ 2QU LoRE | 2021 | 1 | 0 | 0 | 0 | 0 | 0 | 0 | 0.19411 | 0.19411 | 0 | 0 | 0 | 0 | 0 | 0 | 0 | 0 | 0 | 0.19411 | 0 | 0 | 0 | 0 | 0 | 0 | 0 | 0 | 0 | 0 | [11 empty] | WLDFR | HFTD - Distribution - 1QU CoRE ¦ 3QU LoRE | Red Flag Warning - Catastrophic Fires | 2026 | 0 | 0 | 0 | 0 | 0 | 2.7028e-05 | 13668.067 | 202.8477 | 8304.5949 | 5160.6244 | 0 | 0 | 0 | 0 | 0 | 0 | 0.00015314 | 0 | 0 | 0 | 0 | 0 | 0 | 0 | 0 | 0 | 0 | 0 | 0 | 0 | 0 | 0 | 0.36942 | 0 | 0.36942 |  |  | Patrols - Distribution OverheadWLDFREquipment / facility failureAggregated | WLDFR | HFTD - Distribution - 1QU CoRE ¦ 3QU LoRE | Red Flag Warning - Catastrophic Fires | Equipment / facility failure | Aggregated | 2026 | 2.406e-05 | 1038.5927 | 0.024989 | 2026 | Control | 0.046366 | 1 | 0 | esc | 0 | 0 | 0 | 0 | 0 | 0 | 0 | 0 | 0 | 0 | 0.0037194 | 2.7028e-05
7.3.6.6 Stationed and on-call ignition prevention and suppression resources and services | HFTD - Transmission - Zone 1 - 230 kV or Higher | 1.5696e-05 | 1.5696e-05 | 1.4669e-05 | 1.4212e-05 | 0 | 0 | 1.4669e-05 | 1.4669e-05 | 0.047789 | 0.046189 | 0.031278 | 0.032396 | 0.031278 | 24.8158 | 1.1585 | 22.7603 | 4.7332 | 1 | 21.2713 | 303.624 | 338.6553 | 479.0626 | 497.5094 | 447.722 | [9 empty] | 7.3.6.2 Crew-accompanying ignition prevention and suppression resources and services | WLDFR | HFTD - Distribution - Tier 3 - 2QU CoRE ¦ 2QU LoRE | 2022 | 0.93458 | 0 | 0 | 0 | 0 | 0 | 0 | 0 | 0 | 0 | 0 | 0.16709 | 0.16709 | 0 | 0 | 0 | 0 | 0 | 0 | 0.15616 | 0 | 0 | 0 | 0 | 0 | 0.16709 | 0.15616 | 0.16709 | 0.15616 | [11 empty] | WLDFR | HFTD - Distribution - 1QU CoRE ¦ 3QU LoRE | Red Flag Warning - Destructive Fires | 2021 | 3.6061e-06 | 0 | 0 | 0 | 0 | 0 | 8638.8464 | 212.4034 | 8426.443 | 0 | 0 | 0 | 0 | 0 | 0 | 0 | 2.0419e-05 | 0.031153 | 0 | 0.031153 | 0 | 0 | 0 | 0 | 0 | 0 | 0 | 0 | 0 | 0 | 0 | 0 | 0 | 0 | 0 |  |  | Patrols - Distribution OverheadWLDFREquipment / facility failureAggregated | WLDFR | HFTD - Distribution - 1QU CoRE ¦ 3QU LoRE | Red Flag Warning - Destructive Fires | Equipment / facility failure | Aggregated | 2021 | 5.0525e-06 | 1038.5927 | 0.0052475 | 2021 | Control | 0.046366 | 1 | 0 | esc | 0.00075117 | 3.6061e-06 | 0 | 0 | 0 | 0 | 0 | 0 | 0 | 0 | 0 | 0
7.3.6.6 Stationed and on-call ignition prevention and suppression resources and services | HFTD - Transmission - Zone 1 - 60/70 kV | 5.2103e-05 | 5.2103e-05 | 4.8694e-05 | 4.7176e-05 | 0 | 0 | 4.8694e-05 | 4.8694e-05 | 0.27321 | 0.26406 | 0.17881 | 0.18521 | 0.17881 | 14.4092 | 0.67268 | 13.2157 | 2.7483 | 1 | 12.3511 | 176.2978 | 196.6386 | 278.1654 | 288.8764 | 259.9676 | [9 empty] | 7.3.6.2 Crew-accompanying ignition prevention and suppression resources and services | WLDFR | HFTD - Distribution - Tier 3 - 2QU CoRE ¦ 2QU LoRE | 2023 | 0.87344 | 0 | 0 | 0 | 0 | 0 | 0 | 0 | 0 | 0 | 0 | 0 | 0 | 0 | 0 | 0.17321 | 0.17321 | 0 | 0 | 0 | 0.15129 | 0 | 0 | 0 | 0 | 0 | 0 | 0 | 0 | [11 empty] | WLDFR | HFTD - Distribution - 1QU CoRE ¦ 3QU LoRE | Red Flag Warning - Destructive Fires | 2022 | 0 | 3.5838e-06 | 0 | 0 | 0 | 0 | 8489.5411 | 202.8477 | 8286.6934 | 0 | 0 | 0 | 0 | 0 | 0 | 0 | 1.9285e-05 | 0 | 0 | 0 | 0.030425 | 0 | 0.030425 | 0 | 0 | 0 | 0 | 0 | 0 | 0 | 0 | 0 | 0 | 0 | 0 |  |  | Patrols - Distribution OverheadWLDFREquipment / facility failureAggregated | WLDFR | HFTD - Distribution - 1QU CoRE ¦ 3QU LoRE | Red Flag Warning - Destructive Fires | Equipment / facility failure | Aggregated | 2022 | 4.7962e-06 | 1038.5927 | 0.0049813 | 2022 | Control | 0.046366 | 1 | 0 | esc | 0 | 0 | 0.00074653 | 3.5838e-06 | 0 | 0 | 0 | 0 | 0 | 0 | 0 | 0
7.3.6.8 Protective equipment and device settings | HFTD - Distribution - Tier 2 - 1QU CoRE ¦ 1QU LoRE |  |  | 700.4028 | 678.5648 | 1.2442 | 700.4028 | 0 | 700.4028 |  |  | 783.0007 | 799.8309 | 783.0007 |  |  | 0 | 0 | 0 | 0 |  |  | 957126.8656 | 971316.3406 | 894511.0893 | [9 empty] | 7.3.6.2 Crew-accompanying ignition prevention and suppression resources and services | WLDFR | HFTD - Distribution - Tier 3 - 2QU CoRE ¦ 3QU LoRE | 2020 | 1 | 0 | 0 | 0.11698 | 0.11698 | 0 | 0 | 0 | 0 | 0 | 0 | 0 | 0 | 0 | 0 | 0 | 0 | 0.11698 | 0 | 0 | 0 | 0 | 0 | 0 | 0 | 0 | 0 | 0 | 0 | [11 empty] | WLDFR | HFTD - Distribution - 1QU CoRE ¦ 3QU LoRE | Red Flag Warning - Destructive Fires | 2023 | 0 | 0 | 5.5682e-06 | 0 | 0 | 0 | 8507.4426 | 202.8477 | 8304.5949 | 0 | 0 | 0 | 0 | 0 | 0 | 0 | 2.0025e-05 | 0 | 0 | 0 | 0 | 0 | 0 | 0.047371 | 0 | 0.047371 | 0 | 0 | 0 | 0 | 0 | 0 | 0 | 0 | 0 |  |  | Patrols - Distribution OverheadWLDFREquipment / facility failureAggregated | WLDFR | HFTD - Distribution - 1QU CoRE ¦ 3QU LoRE | Red Flag Warning - Destructive Fires | Equipment / facility failure | Aggregated | 2023 | 4.9568e-06 | 1038.5927 | 0.0051481 | 2023 | Control | 0.046366 | 1 | 0 | esc | 0 | 0 | 0 | 0 | 0.00076626 | 5.5682e-06 | 0 | 0 | 0 | 0 | 0 | 0
7.3.6.8 Protective equipment and device settings | HFTD - Distribution - Tier 2 - 1QU CoRE ¦ 2QU LoRE |  |  | 828.6046 | 802.7719 | 1.3655 | 828.6046 | 0 | 828.6046 |  |  | 428.7772 | 437.9949 | 428.7772 |  |  | 0 | 0 | 0 | 0 |  |  | 2067756.9255 | 2098411.5716 | 1932483.108 | [9 empty] | 7.3.6.2 Crew-accompanying ignition prevention and suppression resources and services | WLDFR | HFTD - Distribution - Tier 3 - 2QU CoRE ¦ 3QU LoRE | 2021 | 1 | 0 | 0 | 0 | 0 | 0 | 0 | 0.11698 | 0.11698 | 0 | 0 | 0 | 0 | 0 | 0 | 0 | 0 | 0 | 0.11698 | 0 | 0 | 0 | 0 | 0 | 0 | 0 | 0 | 0 | 0 | [11 empty] | WLDFR | HFTD - Distribution - 1QU CoRE ¦ 3QU LoRE | Red Flag Warning - Destructive Fires | 2024 | 0 | 0 | 0 | 5.5682e-06 | 0 | 0 | 8507.4426 | 202.8477 | 8304.5949 | 0 | 0 | 0 | 0 | 0 | 0 | 0 | 2.0025e-05 | 0 | 0 | 0 | 0 | 0 | 0 | 0 | 0 | 0 | 0.047371 | 0 | 0.047371 | 0 | 0 | 0 | 0 | 0 | 0 |  |  | Patrols - Distribution OverheadWLDFREquipment / facility failureAggregated | WLDFR | HFTD - Distribution - 1QU CoRE ¦ 3QU LoRE | Red Flag Warning - Destructive Fires | Equipment / facility failure | Aggregated | 2024 | 4.9568e-06 | 1038.5927 | 0.0051481 | 2024 | Control | 0.046366 | 1 | 0 | esc | 0 | 0 | 0 | 0 | 0 | 0 | 0.00076626 | 5.5682e-06 | 0 | 0 | 0 | 0
7.3.6.8 Protective equipment and device settings | HFTD - Distribution - Tier 2 - 1QU CoRE ¦ 3QU LoRE |  |  | 1910.4316 | 1850.8743 | 3.1075 | 1910.4316 | 0 | 1910.4316 |  |  | 344.6898 | 352.1003 | 344.6898 |  |  | 0 | 0 | 0 | 0 |  |  | 5930439.0078 | 6018358.1952 | 5542466.3624 | [9 empty] | 7.3.6.2 Crew-accompanying ignition prevention and suppression resources and services | WLDFR | HFTD - Distribution - Tier 3 - 2QU CoRE ¦ 3QU LoRE | 2022 | 0.93458 | 0 | 0 | 0 | 0 | 0 | 0 | 0 | 0 | 0 | 0 | 0.14079 | 0.14079 | 0 | 0 | 0 | 0 | 0 | 0 | 0.13158 | 0 | 0 | 0 | 0 | 0 | 0.14079 | 0.13158 | 0.14079 | 0.13158 | [11 empty] | WLDFR | HFTD - Distribution - 1QU CoRE ¦ 3QU LoRE | Red Flag Warning - Destructive Fires | 2025 | 0 | 0 | 0 | 0 | 5.5682e-06 | 0 | 8507.4426 | 202.8477 | 8304.5949 | 0 | 0 | 0 | 0 | 0 | 0 | 0 | 2.0025e-05 | 0 | 0 | 0 | 0 | 0 | 0 | 0 | 0 | 0 | 0 | 0 | 0 | 0.047371 | 0 | 0.047371 | 0 | 0 | 0 |  |  | Patrols - Distribution OverheadWLDFREquipment / facility failureAggregated | WLDFR | HFTD - Distribution - 1QU CoRE ¦ 3QU LoRE | Red Flag Warning - Destructive Fires | Equipment / facility failure | Aggregated | 2025 | 4.9568e-06 | 1038.5927 | 0.0051481 | 2025 | Control | 0.046366 | 1 | 0 | esc | 0 | 0 | 0 | 0 | 0 | 0 | 0 | 0 | 0.00076626 | 5.5682e-06 | 0 | 0
7.3.6.8 Protective equipment and device settings | HFTD - Distribution - Tier 2 - 1QU CoRE ¦ 4QU LoRE |  |  | 2473.2112 | 2396.111 | 3.584 | 2473.2112 | 0 | 2473.2112 |  |  | 305.0943 | 311.6538 | 305.0943 |  |  | 0 | 0 | 0 | 0 |  |  | 8673829.1395 | 8802419.2841 | 8106382.3734 | [9 empty] | 7.3.6.2 Crew-accompanying ignition prevention and suppression resources and services | WLDFR | HFTD - Distribution - Tier 3 - 2QU CoRE ¦ 3QU LoRE | 2023 | 0.87344 | 0 | 0 | 0 | 0 | 0 | 0 | 0 | 0 | 0 | 0 | 0 | 0 | 0 | 0 | 0.14596 | 0.14596 | 0 | 0 | 0 | 0.12748 | 0 | 0 | 0 | 0 | 0 | 0 | 0 | 0 | [11 empty] | WLDFR | HFTD - Distribution - 1QU CoRE ¦ 3QU LoRE | Red Flag Warning - Destructive Fires | 2026 | 0 | 0 | 0 | 0 | 0 | 5.5682e-06 | 8507.4426 | 202.8477 | 8304.5949 | 0 | 0 | 0 | 0 | 0 | 0 | 0 | 2.0025e-05 | 0 | 0 | 0 | 0 | 0 | 0 | 0 | 0 | 0 | 0 | 0 | 0 | 0 | 0 | 0 | 0.047371 | 0 | 0.047371 |  |  | Patrols - Distribution OverheadWLDFREquipment / facility failureAggregated | WLDFR | HFTD - Distribution - 1QU CoRE ¦ 3QU LoRE | Red Flag Warning - Destructive Fires | Equipment / facility failure | Aggregated | 2026 | 4.9568e-06 | 1038.5927 | 0.0051481 | 2026 | Control | 0.046366 | 1 | 0 | esc | 0 | 0 | 0 | 0 | 0 | 0 | 0 | 0 | 0 | 0 | 0.00076626 | 5.5682e-06
7.3.6.8 Protective equipment and device settings | HFTD - Distribution - Tier 2 - 1QU CoRE ¦ 5QU LoRE |  |  | 1947.5373 | 1886.8242 | 2.5099 | 1947.5373 | 0 | 1947.5373 |  |  | 222.4605 | 227.2434 | 222.4605 |  |  | 0 | 0 | 0 | 0 |  |  | 9367346.7139 | 9506218.3067 | 8754529.6391 | [9 empty] | 7.3.6.2 Crew-accompanying ignition prevention and suppression resources and services | WLDFR | HFTD - Distribution - Tier 3 - 2QU CoRE ¦ 4QU LoRE | 2020 | 1 | 0 | 0 | 0.031748 | 0.031748 | 0 | 0 | 0 | 0 | 0 | 0 | 0 | 0 | 0 | 0 | 0 | 0 | 0.031748 | 0 | 0 | 0 | 0 | 0 | 0 | 0 | 0 | 0 | 0 | 0 | [11 empty] | WLDFR | HFTD - Distribution - 1QU CoRE ¦ 3QU LoRE | Red Flag Warning - Large Fires | 2021 | 1.235e-05 | 0 | 0 | 0 | 0 | 0 | 5.1078 | 0.69027 | 2.8264 | 1.5911 | 0 | 0 | 0 | 0 | 0 | 0 | 8.0671e-05 | 6.308e-05 | 0 | 6.308e-05 | 0 | 0 | 0 | 0 | 0 | 0 | 0 | 0 | 0 | 0 | 0 | 0 | 0 | 0 | 0 |  |  | Patrols - Distribution OverheadWLDFREquipment / facility failureAggregated | WLDFR | HFTD - Distribution - 1QU CoRE ¦ 3QU LoRE | Red Flag Warning - Large Fires | Equipment / facility failure | Aggregated | 2021 | 1.7303e-05 | 1038.5927 | 0.017971 | 2021 | Control | 0.046366 | 1 | 0 | esc | 0.0025725 | 1.235e-05 | 0 | 0 | 0 | 0 | 0 | 0 | 0 | 0 | 0 | 0
7.3.6.8 Protective equipment and device settings | HFTD - Distribution - Tier 2 - 2QU CoRE ¦ 1QU LoRE |  |  | 281.3967 | 272.6232 | 1.2995 | 281.3967 | 0 | 281.3967 |  |  | 265.6731 | 271.3838 | 265.6731 |  |  | 0 | 0 | 0 | 0 |  |  | 1133327.127 | 1150128.7836 | 1059184.2308 | [9 empty] | 7.3.6.2 Crew-accompanying ignition prevention and suppression resources and services | WLDFR | HFTD - Distribution - Tier 3 - 2QU CoRE ¦ 4QU LoRE | 2021 | 1 | 0 | 0 | 0 | 0 | 0 | 0 | 0.031748 | 0.031748 | 0 | 0 | 0 | 0 | 0 | 0 | 0 | 0 | 0 | 0.031748 | 0 | 0 | 0 | 0 | 0 | 0 | 0 | 0 | 0 | 0 | [11 empty] | WLDFR | HFTD - Distribution - 1QU CoRE ¦ 3QU LoRE | Red Flag Warning - Large Fires | 2022 | 0 | 1.2275e-05 | 0 | 0 | 0 | 0 | 5.0739 | 0.68415 | 2.8096 | 1.5801 | 0 | 0 | 0 | 0 | 0 | 0 | 7.6163e-05 | 0 | 0 | 0 | 6.228e-05 | 0 | 6.228e-05 | 0 | 0 | 0 | 0 | 0 | 0 | 0 | 0 | 0 | 0 | 0 | 0 |  |  | Patrols - Distribution OverheadWLDFREquipment / facility failureAggregated | WLDFR | HFTD - Distribution - 1QU CoRE ¦ 3QU LoRE | Red Flag Warning - Large Fires | Equipment / facility failure | Aggregated | 2022 | 1.6427e-05 | 1038.5927 | 0.017061 | 2022 | Control | 0.046366 | 1 | 0 | esc | 0 | 0 | 0.0025568 | 1.2275e-05 | 0 | 0 | 0 | 0 | 0 | 0 | 0 | 0
7.3.6.8 Protective equipment and device settings | HFTD - Distribution - Tier 2 - 2QU CoRE ¦ 2QU LoRE |  |  | 456.3304 | 442.1039 | 2.1099 | 456.3304 | 0 | 456.3304 |  |  | 153.7132 | 157.0178 | 153.7132 |  |  | 0 | 0 | 0 | 0 |  |  | 3176522.8402 | 3223615.0212 | 2968712.9348 | [9 empty] | 7.3.6.2 Crew-accompanying ignition prevention and suppression resources and services | WLDFR | HFTD - Distribution - Tier 3 - 2QU CoRE ¦ 4QU LoRE | 2022 | 0.93458 | 0 | 0 | 0 | 0 | 0 | 0 | 0 | 0 | 0 | 0 | 0.044959 | 0.044959 | 0 | 0 | 0 | 0 | 0 | 0 | 0.042018 | 0 | 0 | 0 | 0 | 0 | 0.044959 | 0.042018 | 0.044959 | 0.042018 | [11 empty] | WLDFR | HFTD - Distribution - 1QU CoRE ¦ 3QU LoRE | Red Flag Warning - Large Fires | 2023 | 0 | 0 | 1.9071e-05 | 0 | 0 | 0 | 5.1712 | 0.68415 | 2.907 | 1.5801 | 0 | 0 | 0 | 0 | 0 | 0 | 7.9102e-05 | 0 | 0 | 0 | 0 | 0 | 0 | 9.8621e-05 | 0 | 9.8621e-05 | 0 | 0 | 0 | 0 | 0 | 0 | 0 | 0 | 0 |  |  | Patrols - Distribution OverheadWLDFREquipment / facility failureAggregated | WLDFR | HFTD - Distribution - 1QU CoRE ¦ 3QU LoRE | Red Flag Warning - Large Fires | Equipment / facility failure | Aggregated | 2023 | 1.6977e-05 | 1038.5927 | 0.017632 | 2023 | Control | 0.046366 | 1 | 0 | esc | 0 | 0 | 0 | 0 | 0.0026244 | 1.9071e-05 | 0 | 0 | 0 | 0 | 0 | 0
7.3.6.8 Protective equipment and device settings | HFTD - Distribution - Tier 2 - 2QU CoRE ¦ 3QU LoRE |  |  | 670.6703 | 649.7623 | 2.889 | 670.6703 | 0 | 670.6703 |  |  | 129.6188 | 132.4055 | 129.6188 |  |  | 0 | 0 | 0 | 0 |  |  | 5536366.0499 | 5618443.0772 | 5174173.8784 | [9 empty] | 7.3.6.2 Crew-accompanying ignition prevention and suppression resources and services | WLDFR | HFTD - Distribution - Tier 3 - 2QU CoRE ¦ 4QU LoRE | 2023 | 0.87344 | 0 | 0 | 0 | 0 | 0 | 0 | 0 | 0 | 0 | 0 | 0 | 0 | 0 | 0 | 0.046607 | 0.046607 | 0 | 0 | 0 | 0.040708 | 0 | 0 | 0 | 0 | 0 | 0 | 0 | 0 | [11 empty] | WLDFR | HFTD - Distribution - 1QU CoRE ¦ 3QU LoRE | Red Flag Warning - Large Fires | 2024 | 0 | 0 | 0 | 1.9071e-05 | 0 | 0 | 5.1712 | 0.68415 | 2.907 | 1.5801 | 0 | 0 | 0 | 0 | 0 | 0 | 7.9102e-05 | 0 | 0 | 0 | 0 | 0 | 0 | 0 | 0 | 0 | 9.8621e-05 | 0 | 9.8621e-05 | 0 | 0 | 0 | 0 | 0 | 0 |  |  | Patrols - Distribution OverheadWLDFREquipment / facility failureAggregated | WLDFR | HFTD - Distribution - 1QU CoRE ¦ 3QU LoRE | Red Flag Warning - Large Fires | Equipment / facility failure | Aggregated | 2024 | 1.6977e-05 | 1038.5927 | 0.017632 | 2024 | Control | 0.046366 | 1 | 0 | esc | 0 | 0 | 0 | 0 | 0 | 0 | 0.0026244 | 1.9071e-05 | 0 | 0 | 0 | 0
7.3.6.8 Protective equipment and device settings | HFTD - Distribution - Tier 2 - 2QU CoRE ¦ 4QU LoRE |  |  | 586.4371 | 568.155 | 2.6212 | 586.4371 | 0 | 586.4371 |  |  | 99.431 | 101.5687 | 99.431 |  |  | 0 | 0 | 0 | 0 |  |  | 6310785.9584 | 6404343.8168 | 5897930.8022 | [9 empty] | 7.3.6.2 Crew-accompanying ignition prevention and suppression resources and services | WLDFR | HFTD - Distribution - Tier 3 - 2QU CoRE ¦ 5QU LoRE | 2020 | 1 | 0 | 0 | 0.011617 | 0.011617 | 0 | 0 | 0 | 0 | 0 | 0 | 0 | 0 | 0 | 0 | 0 | 0 | 0.011617 | 0 | 0 | 0 | 0 | 0 | 0 | 0 | 0 | 0 | 0 | 0 | [11 empty] | WLDFR | HFTD - Distribution - 1QU CoRE ¦ 3QU LoRE | Red Flag Warning - Large Fires | 2025 | 0 | 0 | 0 | 0 | 1.9071e-05 | 0 | 5.1712 | 0.68415 | 2.907 | 1.5801 | 0 | 0 | 0 | 0 | 0 | 0 | 7.9102e-05 | 0 | 0 | 0 | 0 | 0 | 0 | 0 | 0 | 0 | 0 | 0 | 0 | 9.8621e-05 | 0 | 9.8621e-05 | 0 | 0 | 0 |  |  | Patrols - Distribution OverheadWLDFREquipment / facility failureAggregated | WLDFR | HFTD - Distribution - 1QU CoRE ¦ 3QU LoRE | Red Flag Warning - Large Fires | Equipment / facility failure | Aggregated | 2025 | 1.6977e-05 | 1038.5927 | 0.017632 | 2025 | Control | 0.046366 | 1 | 0 | esc | 0 | 0 | 0 | 0 | 0 | 0 | 0 | 0 | 0.0026244 | 1.9071e-05 | 0 | 0
7.3.6.8 Protective equipment and device settings | HFTD - Distribution - Tier 2 - 2QU CoRE ¦ 5QU LoRE |  |  | 618.0578 | 598.7903 | 2.4744 | 618.0578 | 0 | 618.0578 |  |  | 77.1847 | 78.8442 | 77.1847 |  |  | 0 | 0 | 0 | 0 |  |  | 8568041.989 | 8695063.8314 | 8007515.8776 | [9 empty] | 7.3.6.2 Crew-accompanying ignition prevention and suppression resources and services | WLDFR | HFTD - Distribution - Tier 3 - 2QU CoRE ¦ 5QU LoRE | 2021 | 1 | 0 | 0 | 0 | 0 | 0 | 0 | 0.011617 | 0.011617 | 0 | 0 | 0 | 0 | 0 | 0 | 0 | 0 | 0 | 0.011617 | 0 | 0 | 0 | 0 | 0 | 0 | 0 | 0 | 0 | 0 | [11 empty] | WLDFR | HFTD - Distribution - 1QU CoRE ¦ 3QU LoRE | Red Flag Warning - Large Fires | 2026 | 0 | 0 | 0 | 0 | 0 | 1.9071e-05 | 5.1712 | 0.68415 | 2.907 | 1.5801 | 0 | 0 | 0 | 0 | 0 | 0 | 7.9102e-05 | 0 | 0 | 0 | 0 | 0 | 0 | 0 | 0 | 0 | 0 | 0 | 0 | 0 | 0 | 0 | 9.8621e-05 | 0 | 9.8621e-05 |  |  | Patrols - Distribution OverheadWLDFREquipment / facility failureAggregated | WLDFR | HFTD - Distribution - 1QU CoRE ¦ 3QU LoRE | Red Flag Warning - Large Fires | Equipment / facility failure | Aggregated | 2026 | 1.6977e-05 | 1038.5927 | 0.017632 | 2026 | Control | 0.046366 | 1 | 0 | esc | 0 | 0 | 0 | 0 | 0 | 0 | 0 | 0 | 0 | 0 | 0.0026244 | 1.9071e-05
7.3.6.8 Protective equipment and device settings | HFTD - Distribution - Tier 2 - 3QU CoRE ¦ 1QU LoRE |  |  | 300.4725 | 291.104 | 3.4941 | 300.4725 | 0 | 300.4725 |  |  | 112.2675 | 114.6806 | 112.2675 |  |  | 0 | 0 | 0 | 0 |  |  | 2863747.1705 | 2906202.4295 | 2676399.2248 | [9 empty] | 7.3.6.2 Crew-accompanying ignition prevention and suppression resources and services | WLDFR | HFTD - Distribution - Tier 3 - 2QU CoRE ¦ 5QU LoRE | 2022 | 0.93458 | 0 | 0 | 0 | 0 | 0 | 0 | 0 | 0 | 0 | 0 | 0.006703 | 0.006703 | 0 | 0 | 0 | 0 | 0 | 0 | 0.0062645 | 0 | 0 | 0 | 0 | 0 | 0.006703 | 0.0062645 | 0.006703 | 0.0062645 | [11 empty] | WLDFR | HFTD - Distribution - 1QU CoRE ¦ 3QU LoRE | Red Flag Warning - Small Fires | 2021 | 2.604e-05 | 0 | 0 | 0 | 0 | 0 | 0.077861 | 0.036425 | 0.0015416 | 0.039895 | 0 | 0 | 0 | 0 | 0 | 0 | 0.00043907 | 2.0275e-06 | 0 | 2.0275e-06 | 0 | 0 | 0 | 0 | 0 | 0 | 0 | 0 | 0 | 0 | 0 | 0 | 0 | 0 | 0 |  |  | Patrols - Distribution OverheadWLDFREquipment / facility failureAggregated | WLDFR | HFTD - Distribution - 1QU CoRE ¦ 3QU LoRE | Red Flag Warning - Small Fires | Equipment / facility failure | Aggregated | 2021 | 3.6484e-05 | 1038.5927 | 0.037892 | 2021 | Control | 0.046366 | 1 | 0 | esc | 0.0054242 | 2.604e-05 | 0 | 0 | 0 | 0 | 0 | 0 | 0 | 0 | 0 | 0
7.3.6.8 Protective equipment and device settings | HFTD - Distribution - Tier 2 - 3QU CoRE ¦ 2QU LoRE |  |  | 314.3286 | 304.529 | 3.088 | 314.3286 | 0 | 314.3286 |  |  | 72.6853 | 74.2479 | 72.6853 |  |  | 0 | 0 | 0 | 0 |  |  | 4627230.6029 | 4695829.6313 | 4324514.5821 | [9 empty] | 7.3.6.2 Crew-accompanying ignition prevention and suppression resources and services | WLDFR | HFTD - Distribution - Tier 3 - 2QU CoRE ¦ 5QU LoRE | 2023 | 0.87344 | 0 | 0 | 0 | 0 | 0 | 0 | 0 | 0 | 0 | 0 | 0 | 0 | 0 | 0 | 0.0069487 | 0.0069487 | 0 | 0 | 0 | 0.0060693 | 0 | 0 | 0 | 0 | 0 | 0 | 0 | 0 | [11 empty] | WLDFR | HFTD - Distribution - 1QU CoRE ¦ 3QU LoRE | Red Flag Warning - Small Fires | 2022 | 0 | 2.6084e-05 | 0 | 0 | 0 | 0 | 0.077861 | 0.036425 | 0.0015416 | 0.039895 | 0 | 0 | 0 | 0 | 0 | 0 | 0.00041817 | 0 | 0 | 0 | 2.0309e-06 | 0 | 2.0309e-06 | 0 | 0 | 0 | 0 | 0 | 0 | 0 | 0 | 0 | 0 | 0 | 0 |  |  | Patrols - Distribution OverheadWLDFREquipment / facility failureAggregated | WLDFR | HFTD - Distribution - 1QU CoRE ¦ 3QU LoRE | Red Flag Warning - Small Fires | Equipment / facility failure | Aggregated | 2022 | 3.4908e-05 | 1038.5927 | 0.036255 | 2022 | Control | 0.046366 | 1 | 0 | esc | 0 | 0 | 0.0054334 | 2.6084e-05 | 0 | 0 | 0 | 0 | 0 | 0 | 0 | 0
7.3.6.8 Protective equipment and device settings | HFTD - Distribution - Tier 2 - 3QU CoRE ¦ 3QU LoRE |  |  | 247.5224 | 239.8058 | 2.4715 | 247.5224 | 0 | 247.5224 |  |  | 57.2334 | 58.4639 | 57.2334 |  |  | 0 | 0 | 0 | 0 |  |  | 4627522.2373 | 4696125.5893 | 4324787.1376 | [9 empty] | 7.3.6.2 Crew-accompanying ignition prevention and suppression resources and services | WLDFR | HFTD - Distribution - Tier 3 - 3QU CoRE ¦ 1QU LoRE | 2020 | 1 | 0 | 0 | 0.18346 | 0.18346 | 0 | 0 | 0 | 0 | 0 | 0 | 0 | 0 | 0 | 0 | 0 | 0 | 0.18346 | 0 | 0 | 0 | 0 | 0 | 0 | 0 | 0 | 0 | 0 | 0 | [11 empty] | WLDFR | HFTD - Distribution - 1QU CoRE ¦ 3QU LoRE | Red Flag Warning - Small Fires | 2023 | 0 | 0 | 4.0468e-05 | 0 | 0 | 0 | 0.077901 | 0.036425 | 0.0015809 | 0.039895 | 0 | 0 | 0 | 0 | 0 | 0 | 0.0004339 | 0 | 0 | 0 | 0 | 0 | 0 | 3.1525e-06 | 0 | 3.1525e-06 | 0 | 0 | 0 | 0 | 0 | 0 | 0 | 0 | 0 |  |  | Patrols - Distribution OverheadWLDFREquipment / facility failureAggregated | WLDFR | HFTD - Distribution - 1QU CoRE ¦ 3QU LoRE | Red Flag Warning - Small Fires | Equipment / facility failure | Aggregated | 2023 | 3.6024e-05 | 1038.5927 | 0.037414 | 2023 | Control | 0.046366 | 1 | 0 | esc | 0 | 0 | 0 | 0 | 0.0055689 | 4.0468e-05 | 0 | 0 | 0 | 0 | 0 | 0
7.3.6.8 Protective equipment and device settings | HFTD - Distribution - Tier 2 - 3QU CoRE ¦ 4QU LoRE |  |  | 171.496 | 166.1496 | 1.7427 | 171.496 | 0 | 171.496 |  |  | 42.3064 | 43.2159 | 42.3064 |  |  | 0 | 0 | 0 | 0 |  |  | 4337422.1225 | 4401724.7193 | 4053665.5351 | [9 empty] | 7.3.6.2 Crew-accompanying ignition prevention and suppression resources and services | WLDFR | HFTD - Distribution - Tier 3 - 3QU CoRE ¦ 1QU LoRE | 2021 | 1 | 0 | 0 | 0 | 0 | 0 | 0 | 0.18346 | 0.18346 | 0 | 0 | 0 | 0 | 0 | 0 | 0 | 0 | 0 | 0.18346 | 0 | 0 | 0 | 0 | 0 | 0 | 0 | 0 | 0 | 0 | [11 empty] | WLDFR | HFTD - Distribution - 1QU CoRE ¦ 3QU LoRE | Red Flag Warning - Small Fires | 2024 | 0 | 0 | 0 | 4.0468e-05 | 0 | 0 | 0.077901 | 0.036425 | 0.0015809 | 0.039895 | 0 | 0 | 0 | 0 | 0 | 0 | 0.0004339 | 0 | 0 | 0 | 0 | 0 | 0 | 0 | 0 | 0 | 3.1525e-06 | 0 | 3.1525e-06 | 0 | 0 | 0 | 0 | 0 | 0 |  |  | Patrols - Distribution OverheadWLDFREquipment / facility failureAggregated | WLDFR | HFTD - Distribution - 1QU CoRE ¦ 3QU LoRE | Red Flag Warning - Small Fires | Equipment / facility failure | Aggregated | 2024 | 3.6024e-05 | 1038.5927 | 0.037414 | 2024 | Control | 0.046366 | 1 | 0 | esc | 0 | 0 | 0 | 0 | 0 | 0 | 0.0055689 | 4.0468e-05 | 0 | 0 | 0 | 0
7.3.6.8 Protective equipment and device settings | HFTD - Distribution - Tier 2 - 3QU CoRE ¦ 5QU LoRE |  |  | 116.7929 | 113.1518 | 1.1433 | 116.7929 | 0 | 116.7929 |  |  | 29.8477 | 30.4894 | 29.8477 |  |  | 0 | 0 | 0 | 0 |  |  | 4186865.2241 | 4248935.804 | 3912958.1534 | [9 empty] | 7.3.6.2 Crew-accompanying ignition prevention and suppression resources and services | WLDFR | HFTD - Distribution - Tier 3 - 3QU CoRE ¦ 1QU LoRE | 2022 | 0.93458 | 0 | 0 | 0 | 0 | 0 | 0 | 0 | 0 | 0 | 0 | 0.16607 | 0.16607 | 0 | 0 | 0 | 0 | 0 | 0 | 0.15521 | 0 | 0 | 0 | 0 | 0 | 0.16607 | 0.15521 | 0.16607 | 0.15521 | [11 empty] | WLDFR | HFTD - Distribution - 1QU CoRE ¦ 3QU LoRE | Red Flag Warning - Small Fires | 2025 | 0 | 0 | 0 | 0 | 4.0468e-05 | 0 | 0.077901 | 0.036425 | 0.0015809 | 0.039895 | 0 | 0 | 0 | 0 | 0 | 0 | 0.0004339 | 0 | 0 | 0 | 0 | 0 | 0 | 0 | 0 | 0 | 0 | 0 | 0 | 3.1525e-06 | 0 | 3.1525e-06 | 0 | 0 | 0 |  |  | Patrols - Distribution OverheadWLDFREquipment / facility failureAggregated | WLDFR | HFTD - Distribution - 1QU CoRE ¦ 3QU LoRE | Red Flag Warning - Small Fires | Equipment / facility failure | Aggregated | 2025 | 3.6024e-05 | 1038.5927 | 0.037414 | 2025 | Control | 0.046366 | 1 | 0 | esc | 0 | 0 | 0 | 0 | 0 | 0 | 0 | 0 | 0.0055689 | 4.0468e-05 | 0 | 0
7.3.6.8 Protective equipment and device settings | HFTD - Distribution - Tier 2 - 4QU CoRE ¦ 1QU LoRE |  |  | 183.8989 | 178.1647 | 5.643 | 183.8989 | 0 | 183.8989 |  |  | 43.5729 | 44.5094 | 43.5729 |  |  | 0 | 0 | 0 | 0 |  |  | 4515921.2318 | 4582870.0908 | 4220487.1325 | [9 empty] | 7.3.6.2 Crew-accompanying ignition prevention and suppression resources and services | WLDFR | HFTD - Distribution - Tier 3 - 3QU CoRE ¦ 1QU LoRE | 2023 | 0.87344 | 0 | 0 | 0 | 0 | 0 | 0 | 0 | 0 | 0 | 0 | 0 | 0 | 0 | 0 | 0.17216 | 0.17216 | 0 | 0 | 0 | 0.15037 | 0 | 0 | 0 | 0 | 0 | 0 | 0 | 0 | [11 empty] | WLDFR | HFTD - Distribution - 1QU CoRE ¦ 3QU LoRE | Red Flag Warning - Small Fires | 2026 | 0 | 0 | 0 | 0 | 0 | 4.0468e-05 | 0.077901 | 0.036425 | 0.0015809 | 0.039895 | 0 | 0 | 0 | 0 | 0 | 0 | 0.0004339 | 0 | 0 | 0 | 0 | 0 | 0 | 0 | 0 | 0 | 0 | 0 | 0 | 0 | 0 | 0 | 3.1525e-06 | 0 | 3.1525e-06 |  |  | Patrols - Distribution OverheadWLDFREquipment / facility failureAggregated | WLDFR | HFTD - Distribution - 1QU CoRE ¦ 3QU LoRE | Red Flag Warning - Small Fires | Equipment / facility failure | Aggregated | 2026 | 3.6024e-05 | 1038.5927 | 0.037414 | 2026 | Control | 0.046366 | 1 | 0 | esc | 0 | 0 | 0 | 0 | 0 | 0 | 0 | 0 | 0 | 0 | 0.0055689 | 4.0468e-05
7.3.6.8 Protective equipment and device settings | HFTD - Distribution - Tier 2 - 4QU CoRE ¦ 2QU LoRE |  |  | 72.5606 | 70.2981 | 2.0682 | 72.5606 | 0 | 72.5606 |  |  | 25.4193 | 25.9657 | 25.4193 |  |  | 0 | 0 | 0 | 0 |  |  | 3054363.3204 | 3099644.4777 | 2854545.1593 | [9 empty] | 7.3.6.2 Crew-accompanying ignition prevention and suppression resources and services | WLDFR | HFTD - Distribution - Tier 3 - 3QU CoRE ¦ 2QU LoRE | 2020 | 1 | 0 | 0 | 0.16897 | 0.16897 | 0 | 0 | 0 | 0 | 0 | 0 | 0 | 0 | 0 | 0 | 0 | 0 | 0.16897 | 0 | 0 | 0 | 0 | 0 | 0 | 0 | 0 | 0 | 0 | 0 | [11 empty] | WLDFR | HFTD - Distribution - 1QU CoRE ¦ 4QU LoRE | Non-Red Flag Warning - Catastrophic Fires | 2021 | 5.3045e-08 | 0 | 0 | 0 | 0 | 0 | 13887.861 | 212.4034 | 8426.443 | 5249.0147 | 0 | 0 | 0 | 0 | 0 | 0 | 5.2699e-06 | 0.00073668 | 0 | 0.00073668 | 0 | 0 | 0 | 0 | 0 | 0 | 0 | 0 | 0 | 0 | 0 | 0 | 0 | 0 | 0 |  |  | Patrols - Distribution OverheadWLDFREquipment / facility failureAggregated | WLDFR | HFTD - Distribution - 1QU CoRE ¦ 4QU LoRE | Non-Red Flag Warning - Catastrophic Fires | Equipment / facility failure | Aggregated | 2021 | 5.7883e-08 | 1413.2822 | 8.1805e-05 | 2021 | Control | 0.046366 | 1 | 0 | esc | 1.1049e-05 | 5.3045e-08 | 0 | 0 | 0 | 0 | 0 | 0 | 0 | 0 | 0 | 0
7.3.6.8 Protective equipment and device settings | HFTD - Distribution - Tier 2 - 4QU CoRE ¦ 3QU LoRE |  |  | 81.081 | 78.5529 | 2.3827 | 81.081 | 0 | 81.081 |  |  | 19.7715 | 20.1965 | 19.7715 |  |  | 0 | 0 | 0 | 0 |  |  | 4387960.6485 | 4453012.4826 | 4100897.8023 | [9 empty] | 7.3.6.2 Crew-accompanying ignition prevention and suppression resources and services | WLDFR | HFTD - Distribution - Tier 3 - 3QU CoRE ¦ 2QU LoRE | 2021 | 1 | 0 | 0 | 0 | 0 | 0 | 0 | 0.16897 | 0.16897 | 0 | 0 | 0 | 0 | 0 | 0 | 0 | 0 | 0 | 0.16897 | 0 | 0 | 0 | 0 | 0 | 0 | 0 | 0 | 0 | 0 | [11 empty] | WLDFR | HFTD - Distribution - 1QU CoRE ¦ 4QU LoRE | Non-Red Flag Warning - Catastrophic Fires | 2022 | 0 | 5.2667e-08 | 0 | 0 | 0 | 0 | 13650.1655 | 202.8477 | 8286.6934 | 5160.6244 | 0 | 0 | 0 | 0 | 0 | 0 | 5.0647e-06 | 0 | 0 | 0 | 0.00071891 | 0 | 0.00071891 | 0 | 0 | 0 | 0 | 0 | 0 | 0 | 0 | 0 | 0 | 0 | 0 |  |  | Patrols - Distribution OverheadWLDFREquipment / facility failureAggregated | WLDFR | HFTD - Distribution - 1QU CoRE ¦ 4QU LoRE | Non-Red Flag Warning - Catastrophic Fires | Equipment / facility failure | Aggregated | 2022 | 5.4735e-08 | 1413.2822 | 7.7356e-05 | 2022 | Control | 0.046366 | 1 | 0 | esc | 0 | 0 | 1.0971e-05 | 5.2667e-08 | 0 | 0 | 0 | 0 | 0 | 0 | 0 | 0
7.3.6.8 Protective equipment and device settings | HFTD - Distribution - Tier 2 - 4QU CoRE ¦ 4QU LoRE |  |  | 55.3987 | 53.6715 | 1.6837 | 55.3987 | 0 | 55.3987 |  |  | 14.5584 | 14.8713 | 14.5584 |  |  | 0 | 0 | 0 | 0 |  |  | 4071647.9684 | 4132010.4441 | 3805278.4751 | [9 empty] | 7.3.6.2 Crew-accompanying ignition prevention and suppression resources and services | WLDFR | HFTD - Distribution - Tier 3 - 3QU CoRE ¦ 2QU LoRE | 2022 | 0.93458 | 0 | 0 | 0 | 0 | 0 | 0 | 0 | 0 | 0 | 0 | 0.17652 | 0.17652 | 0 | 0 | 0 | 0 | 0 | 0 | 0.16497 | 0 | 0 | 0 | 0 | 0 | 0.17652 | 0.16497 | 0.17652 | 0.16497 | [11 empty] | WLDFR | HFTD - Distribution - 1QU CoRE ¦ 4QU LoRE | Non-Red Flag Warning - Catastrophic Fires | 2023 | 0 | 0 | 7.9062e-08 | 0 | 0 | 0 | 13668.067 | 202.8477 | 8304.5949 | 5160.6244 | 0 | 0 | 0 | 0 | 0 | 0 | 5.0686e-06 | 0 | 0 | 0 | 0 | 0 | 0 | 0.0010806 | 0 | 0.0010806 | 0 | 0 | 0 | 0 | 0 | 0 | 0 | 0 | 0 |  |  | Patrols - Distribution OverheadWLDFREquipment / facility failureAggregated | WLDFR | HFTD - Distribution - 1QU CoRE ¦ 4QU LoRE | Non-Red Flag Warning - Catastrophic Fires | Equipment / facility failure | Aggregated | 2023 | 5.4674e-08 | 1413.2822 | 7.727e-05 | 2023 | Control | 0.046366 | 1 | 0 | esc | 0 | 0 | 0 | 0 | 1.088e-05 | 7.9062e-08 | 0 | 0 | 0 | 0 | 0 | 0
7.3.6.8 Protective equipment and device settings | HFTD - Distribution - Tier 2 - 4QU CoRE ¦ 5QU LoRE |  |  | 27.7235 | 26.8591 | 0.74205 | 27.7235 | 0 | 27.7235 |  |  | 10.7719 | 11.0035 | 10.7719 |  |  | 0 | 0 | 0 | 0 |  |  | 2753840.1093 | 2794665.9882 | 2573682.3452 | [9 empty] | 7.3.6.2 Crew-accompanying ignition prevention and suppression resources and services | WLDFR | HFTD - Distribution - Tier 3 - 3QU CoRE ¦ 2QU LoRE | 2023 | 0.87344 | 0 | 0 | 0 | 0 | 0 | 0 | 0 | 0 | 0 | 0 | 0 | 0 | 0 | 0 | 0.18298 | 0.18298 | 0 | 0 | 0 | 0.15983 | 0 | 0 | 0 | 0 | 0 | 0 | 0 | 0 | [11 empty] | WLDFR | HFTD - Distribution - 1QU CoRE ¦ 4QU LoRE | Non-Red Flag Warning - Catastrophic Fires | 2024 | 0 | 0 | 0 | 7.9062e-08 | 0 | 0 | 13668.067 | 202.8477 | 8304.5949 | 5160.6244 | 0 | 0 | 0 | 0 | 0 | 0 | 5.0686e-06 | 0 | 0 | 0 | 0 | 0 | 0 | 0 | 0 | 0 | 0.0010806 | 0 | 0.0010806 | 0 | 0 | 0 | 0 | 0 | 0 |  |  | Patrols - Distribution OverheadWLDFREquipment / facility failureAggregated | WLDFR | HFTD - Distribution - 1QU CoRE ¦ 4QU LoRE | Non-Red Flag Warning - Catastrophic Fires | Equipment / facility failure | Aggregated | 2024 | 5.4674e-08 | 1413.2822 | 7.727e-05 | 2024 | Control | 0.046366 | 1 | 0 | esc | 0 | 0 | 0 | 0 | 0 | 0 | 1.088e-05 | 7.9062e-08 | 0 | 0 | 0 | 0
7.3.6.8 Protective equipment and device settings | HFTD - Distribution - Tier 2 - 5QU CoRE ¦ 1QU LoRE |  |  | 23.5856 | 22.8491 | 5.3157 | 23.5856 | 0 | 23.5856 |  |  | 5.7329 | 5.8558 | 5.7329 |  |  | 0 | 0 | 0 | 0 |  |  | 4402064.7066 | 4467325.6344 | 4114079.165 | [9 empty] | 7.3.6.2 Crew-accompanying ignition prevention and suppression resources and services | WLDFR | HFTD - Distribution - Tier 3 - 3QU CoRE ¦ 3QU LoRE | 2020 | 1 | 0 | 0 | 0.054013 | 0.054013 | 0 | 0 | 0 | 0 | 0 | 0 | 0 | 0 | 0 | 0 | 0 | 0 | 0.054013 | 0 | 0 | 0 | 0 | 0 | 0 | 0 | 0 | 0 | 0 | 0 | [11 empty] | WLDFR | HFTD - Distribution - 1QU CoRE ¦ 4QU LoRE | Non-Red Flag Warning - Catastrophic Fires | 2025 | 0 | 0 | 0 | 0 | 7.9062e-08 | 0 | 13668.067 | 202.8477 | 8304.5949 | 5160.6244 | 0 | 0 | 0 | 0 | 0 | 0 | 5.0686e-06 | 0 | 0 | 0 | 0 | 0 | 0 | 0 | 0 | 0 | 0 | 0 | 0 | 0.0010806 | 0 | 0.0010806 | 0 | 0 | 0 |  |  | Patrols - Distribution OverheadWLDFREquipment / facility failureAggregated | WLDFR | HFTD - Distribution - 1QU CoRE ¦ 4QU LoRE | Non-Red Flag Warning - Catastrophic Fires | Equipment / facility failure | Aggregated | 2025 | 5.4674e-08 | 1413.2822 | 7.727e-05 | 2025 | Control | 0.046366 | 1 | 0 | esc | 0 | 0 | 0 | 0 | 0 | 0 | 0 | 0 | 1.088e-05 | 7.9062e-08 | 0 | 0
7.3.6.8 Protective equipment and device settings | HFTD - Distribution - Tier 2 - 5QU CoRE ¦ 2QU LoRE |  |  | 18.171 | 17.6039 | 3.0506 | 18.171 | 0 | 18.171 |  |  | 4.3258 | 4.4187 | 4.3258 |  |  | 0 | 0 | 0 | 0 |  |  | 4494632.4463 | 4561265.6976 | 4200591.0713 | [9 empty] | 7.3.6.2 Crew-accompanying ignition prevention and suppression resources and services | WLDFR | HFTD - Distribution - Tier 3 - 3QU CoRE ¦ 3QU LoRE | 2021 | 1 | 0 | 0 | 0 | 0 | 0 | 0 | 0.054013 | 0.054013 | 0 | 0 | 0 | 0 | 0 | 0 | 0 | 0 | 0 | 0.054013 | 0 | 0 | 0 | 0 | 0 | 0 | 0 | 0 | 0 | 0 | [11 empty] | WLDFR | HFTD - Distribution - 1QU CoRE ¦ 4QU LoRE | Non-Red Flag Warning - Catastrophic Fires | 2026 | 0 | 0 | 0 | 0 | 0 | 7.9062e-08 | 13668.067 | 202.8477 | 8304.5949 | 5160.6244 | 0 | 0 | 0 | 0 | 0 | 0 | 5.0686e-06 | 0 | 0 | 0 | 0 | 0 | 0 | 0 | 0 | 0 | 0 | 0 | 0 | 0 | 0 | 0 | 0.0010806 | 0 | 0.0010806 |  |  | Patrols - Distribution OverheadWLDFREquipment / facility failureAggregated | WLDFR | HFTD - Distribution - 1QU CoRE ¦ 4QU LoRE | Non-Red Flag Warning - Catastrophic Fires | Equipment / facility failure | Aggregated | 2026 | 5.4674e-08 | 1413.2822 | 7.727e-05 | 2026 | Control | 0.046366 | 1 | 0 | esc | 0 | 0 | 0 | 0 | 0 | 0 | 0 | 0 | 0 | 0 | 1.088e-05 | 7.9062e-08
7.3.6.8 Protective equipment and device settings | HFTD - Distribution - Tier 2 - 5QU CoRE ¦ 3QU LoRE |  |  | 7.2616 | 7.0348 | 1.4633 | 7.2616 | 0 | 7.2616 |  |  | 2.8443 | 2.9053 | 2.8443 |  |  | 0 | 0 | 0 | 0 |  |  | 2731697.1138 | 2772194.7212 | 2552987.9568 | [9 empty] | 7.3.6.2 Crew-accompanying ignition prevention and suppression resources and services | WLDFR | HFTD - Distribution - Tier 3 - 3QU CoRE ¦ 3QU LoRE | 2022 | 0.93458 | 0 | 0 | 0 | 0 | 0 | 0 | 0 | 0 | 0 | 0 | 0.045738 | 0.045738 | 0 | 0 | 0 | 0 | 0 | 0 | 0.042746 | 0 | 0 | 0 | 0 | 0 | 0.045738 | 0.042746 | 0.045738 | 0.042746 | [11 empty] | WLDFR | HFTD - Distribution - 1QU CoRE ¦ 4QU LoRE | Non-Red Flag Warning - Destructive Fires | 2021 | 1.9379e-07 | 0 | 0 | 0 | 0 | 0 | 8638.8464 | 212.4034 | 8426.443 | 0 | 0 | 0 | 0 | 0 | 0 | 0 | 5.9019e-06 | 0.0016741 | 0 | 0.0016741 | 0 | 0 | 0 | 0 | 0 | 0 | 0 | 0 | 0 | 0 | 0 | 0 | 0 | 0 | 0 |  |  | Patrols - Distribution OverheadWLDFREquipment / facility failureAggregated | WLDFR | HFTD - Distribution - 1QU CoRE ¦ 4QU LoRE | Non-Red Flag Warning - Destructive Fires | Equipment / facility failure | Aggregated | 2021 | 2.1146e-07 | 1413.2822 | 0.00029886 | 2021 | Control | 0.046366 | 1 | 0 | esc | 4.0367e-05 | 1.9379e-07 | 0 | 0 | 0 | 0 | 0 | 0 | 0 | 0 | 0 | 0
7.3.6.8 Protective equipment and device settings | HFTD - Distribution - Tier 2 - 5QU CoRE ¦ 4QU LoRE |  |  | 5.0866 | 4.9277 | 0.83922 | 5.0866 | 0 | 5.0866 |  |  | 2.6797 | 2.7371 | 2.6797 |  |  | 0 | 0 | 0 | 0 |  |  | 2031099.1143 | 2061210.3056 | 1898223.4713 | [9 empty] | 7.3.6.2 Crew-accompanying ignition prevention and suppression resources and services | WLDFR | HFTD - Distribution - Tier 3 - 3QU CoRE ¦ 3QU LoRE | 2023 | 0.87344 | 0 | 0 | 0 | 0 | 0 | 0 | 0 | 0 | 0 | 0 | 0 | 0 | 0 | 0 | 0.047415 | 0.047415 | 0 | 0 | 0 | 0.041414 | 0 | 0 | 0 | 0 | 0 | 0 | 0 | 0 | [11 empty] | WLDFR | HFTD - Distribution - 1QU CoRE ¦ 4QU LoRE | Non-Red Flag Warning - Destructive Fires | 2022 | 0 | 1.924e-07 | 0 | 0 | 0 | 0 | 8489.5411 | 202.8477 | 8286.6934 | 0 | 0 | 0 | 0 | 0 | 0 | 0 | 5.6355e-06 | 0 | 0 | 0 | 0.0016334 | 0 | 0.0016334 | 0 | 0 | 0 | 0 | 0 | 0 | 0 | 0 | 0 | 0 | 0 | 0 |  |  | Patrols - Distribution OverheadWLDFREquipment / facility failureAggregated | WLDFR | HFTD - Distribution - 1QU CoRE ¦ 4QU LoRE | Non-Red Flag Warning - Destructive Fires | Equipment / facility failure | Aggregated | 2022 | 1.9996e-07 | 1413.2822 | 0.0002826 | 2022 | Control | 0.046366 | 1 | 0 | esc | 0 | 0 | 4.0078e-05 | 1.924e-07 | 0 | 0 | 0 | 0 | 0 | 0 | 0 | 0
7.3.6.8 Protective equipment and device settings | HFTD - Distribution - Tier 2 - 5QU CoRE ¦ 5QU LoRE |  |  | 3.1756 | 3.0762 | 0.59462 | 3.1756 | 0 | 3.1756 |  |  | 1.4278 | 1.4583 | 1.4278 |  |  | 0 | 0 | 0 | 0 |  |  | 2379885.0887 | 2415167.0574 | 2224191.6717 | [9 empty] | 7.3.6.2 Crew-accompanying ignition prevention and suppression resources and services | WLDFR | HFTD - Distribution - Tier 3 - 3QU CoRE ¦ 4QU LoRE | 2020 | 1 | 0 | 0 | 0.03908 | 0.03908 | 0 | 0 | 0 | 0 | 0 | 0 | 0 | 0 | 0 | 0 | 0 | 0 | 0.03908 | 0 | 0 | 0 | 0 | 0 | 0 | 0 | 0 | 0 | 0 | 0 | [11 empty] | WLDFR | HFTD - Distribution - 1QU CoRE ¦ 4QU LoRE | Non-Red Flag Warning - Destructive Fires | 2023 | 0 | 0 | 2.8883e-07 | 0 | 0 | 0 | 8507.4426 | 202.8477 | 8304.5949 | 0 | 0 | 0 | 0 | 0 | 0 | 0 | 5.6508e-06 | 0 | 0 | 0 | 0 | 0 | 0 | 0.0024572 | 0 | 0.0024572 | 0 | 0 | 0 | 0 | 0 | 0 | 0 | 0 | 0 |  |  | Patrols - Distribution OverheadWLDFREquipment / facility failureAggregated | WLDFR | HFTD - Distribution - 1QU CoRE ¦ 4QU LoRE | Non-Red Flag Warning - Destructive Fires | Equipment / facility failure | Aggregated | 2023 | 1.9974e-07 | 1413.2822 | 0.00028228 | 2023 | Control | 0.046366 | 1 | 0 | esc | 0 | 0 | 0 | 0 | 3.9746e-05 | 2.8883e-07 | 0 | 0 | 0 | 0 | 0 | 0
7.3.6.8 Protective equipment and device settings | HFTD - Distribution - Tier 3 - 1QU CoRE ¦ 1QU LoRE |  |  | 195.4077 | 189.3157 | 0.34628 | 195.4077 | 0 | 195.4077 |  |  | 608.7712 | 621.8586 | 608.7712 |  |  | 0 | 0 | 0 | 0 |  |  | 343456.1629 | 348547.9254 | 320987.0681 | [9 empty] | 7.3.6.2 Crew-accompanying ignition prevention and suppression resources and services | WLDFR | HFTD - Distribution - Tier 3 - 3QU CoRE ¦ 4QU LoRE | 2021 | 1 | 0 | 0 | 0 | 0 | 0 | 0 | 0.03908 | 0.03908 | 0 | 0 | 0 | 0 | 0 | 0 | 0 | 0 | 0 | 0.03908 | 0 | 0 | 0 | 0 | 0 | 0 | 0 | 0 | 0 | 0 | [11 empty] | WLDFR | HFTD - Distribution - 1QU CoRE ¦ 4QU LoRE | Non-Red Flag Warning - Destructive Fires | 2024 | 0 | 0 | 0 | 2.8883e-07 | 0 | 0 | 8507.4426 | 202.8477 | 8304.5949 | 0 | 0 | 0 | 0 | 0 | 0 | 0 | 5.6508e-06 | 0 | 0 | 0 | 0 | 0 | 0 | 0 | 0 | 0 | 0.0024572 | 0 | 0.0024572 | 0 | 0 | 0 | 0 | 0 | 0 |  |  | Patrols - Distribution OverheadWLDFREquipment / facility failureAggregated | WLDFR | HFTD - Distribution - 1QU CoRE ¦ 4QU LoRE | Non-Red Flag Warning - Destructive Fires | Equipment / facility failure | Aggregated | 2024 | 1.9974e-07 | 1413.2822 | 0.00028228 | 2024 | Control | 0.046366 | 1 | 0 | esc | 0 | 0 | 0 | 0 | 0 | 0 | 3.9746e-05 | 2.8883e-07 | 0 | 0 | 0 | 0
7.3.6.8 Protective equipment and device settings | HFTD - Distribution - Tier 3 - 1QU CoRE ¦ 2QU LoRE |  |  | 297.334 | 288.065 | 0.65091 | 297.334 | 0 | 297.334 |  |  | 347.4254 | 354.8951 | 347.4254 |  |  | 0 | 0 | 0 | 0 |  |  | 915728.6354 | 929304.3786 | 855821.1545 | [9 empty] | 7.3.6.2 Crew-accompanying ignition prevention and suppression resources and services | WLDFR | HFTD - Distribution - Tier 3 - 3QU CoRE ¦ 4QU LoRE | 2022 | 0.93458 | 0 | 0 | 0 | 0 | 0 | 0 | 0 | 0 | 0 | 0 | 0.039731 | 0.039731 | 0 | 0 | 0 | 0 | 0 | 0 | 0.037132 | 0 | 0 | 0 | 0 | 0 | 0.039731 | 0.037132 | 0.039731 | 0.037132 | [11 empty] | WLDFR | HFTD - Distribution - 1QU CoRE ¦ 4QU LoRE | Non-Red Flag Warning - Destructive Fires | 2025 | 0 | 0 | 0 | 0 | 2.8883e-07 | 0 | 8507.4426 | 202.8477 | 8304.5949 | 0 | 0 | 0 | 0 | 0 | 0 | 0 | 5.6508e-06 | 0 | 0 | 0 | 0 | 0 | 0 | 0 | 0 | 0 | 0 | 0 | 0 | 0.0024572 | 0 | 0.0024572 | 0 | 0 | 0 |  |  | Patrols - Distribution OverheadWLDFREquipment / facility failureAggregated | WLDFR | HFTD - Distribution - 1QU CoRE ¦ 4QU LoRE | Non-Red Flag Warning - Destructive Fires | Equipment / facility failure | Aggregated | 2025 | 1.9974e-07 | 1413.2822 | 0.00028228 | 2025 | Control | 0.046366 | 1 | 0 | esc | 0 | 0 | 0 | 0 | 0 | 0 | 0 | 0 | 3.9746e-05 | 2.8883e-07 | 0 | 0
7.3.6.8 Protective equipment and device settings | HFTD - Distribution - Tier 3 - 1QU CoRE ¦ 3QU LoRE |  |  | 70.0754 | 67.891 | 0.1745 | 70.0754 | 0 | 70.0754 |  |  | 227.9502 | 232.8514 | 227.9502 |  |  | 0 | 0 | 0 | 0 |  |  | 328934.5392 | 333811.0175 | 307415.4572 | [9 empty] | 7.3.6.2 Crew-accompanying ignition prevention and suppression resources and services | WLDFR | HFTD - Distribution - Tier 3 - 3QU CoRE ¦ 4QU LoRE | 2023 | 0.87344 | 0 | 0 | 0 | 0 | 0 | 0 | 0 | 0 | 0 | 0 | 0 | 0 | 0 | 0 | 0.041187 | 0.041187 | 0 | 0 | 0 | 0.035974 | 0 | 0 | 0 | 0 | 0 | 0 | 0 | 0 | [11 empty] | WLDFR | HFTD - Distribution - 1QU CoRE ¦ 4QU LoRE | Non-Red Flag Warning - Destructive Fires | 2026 | 0 | 0 | 0 | 0 | 0 | 2.8883e-07 | 8507.4426 | 202.8477 | 8304.5949 | 0 | 0 | 0 | 0 | 0 | 0 | 0 | 5.6508e-06 | 0 | 0 | 0 | 0 | 0 | 0 | 0 | 0 | 0 | 0 | 0 | 0 | 0 | 0 | 0 | 0.0024572 | 0 | 0.0024572 |  |  | Patrols - Distribution OverheadWLDFREquipment / facility failureAggregated | WLDFR | HFTD - Distribution - 1QU CoRE ¦ 4QU LoRE | Non-Red Flag Warning - Destructive Fires | Equipment / facility failure | Aggregated | 2026 | 1.9974e-07 | 1413.2822 | 0.00028228 | 2026 | Control | 0.046366 | 1 | 0 | esc | 0 | 0 | 0 | 0 | 0 | 0 | 0 | 0 | 0 | 0 | 3.9746e-05 | 2.8883e-07
7.3.6.8 Protective equipment and device settings | HFTD - Distribution - Tier 3 - 1QU CoRE ¦ 4QU LoRE |  |  | 111.0103 | 107.5496 | 0.25169 | 111.0103 | 0 | 111.0103 |  |  | 182.4892 | 186.4127 | 182.4892 |  |  | 0 | 0 | 0 | 0 |  |  | 650893.1601 | 660542.6983 | 608311.3646 | [9 empty] | 7.3.6.2 Crew-accompanying ignition prevention and suppression resources and services | WLDFR | HFTD - Distribution - Tier 3 - 3QU CoRE ¦ 5QU LoRE | 2020 | 1 | 0 | 0 | 0.01293 | 0.01293 | 0 | 0 | 0 | 0 | 0 | 0 | 0 | 0 | 0 | 0 | 0 | 0 | 0.01293 | 0 | 0 | 0 | 0 | 0 | 0 | 0 | 0 | 0 | 0 | 0 | [11 empty] | WLDFR | HFTD - Distribution - 1QU CoRE ¦ 4QU LoRE | Non-Red Flag Warning - Large Fires | 2021 | 1.2227e-06 | 0 | 0 | 0 | 0 | 0 | 5.1078 | 0.69027 | 2.8264 | 1.5911 | 0 | 0 | 0 | 0 | 0 | 0 | 3.5212e-05 | 6.2451e-06 | 0 | 6.2451e-06 | 0 | 0 | 0 | 0 | 0 | 0 | 0 | 0 | 0 | 0 | 0 | 0 | 0 | 0 | 0 |  |  | Patrols - Distribution OverheadWLDFREquipment / facility failureAggregated | WLDFR | HFTD - Distribution - 1QU CoRE ¦ 4QU LoRE | Non-Red Flag Warning - Large Fires | Equipment / facility failure | Aggregated | 2021 | 1.3342e-06 | 1413.2822 | 0.0018856 | 2021 | Control | 0.046366 | 1 | 0 | esc | 0.00025469 | 1.2227e-06 | 0 | 0 | 0 | 0 | 0 | 0 | 0 | 0 | 0 | 0
7.3.6.8 Protective equipment and device settings | HFTD - Distribution - Tier 3 - 1QU CoRE ¦ 5QU LoRE |  |  | 60.6145 | 58.7249 | 0.11716 | 60.6145 | 0 | 60.6145 |  |  | 168.421 | 172.0421 | 168.421 |  |  | 0 | 0 | 0 | 0 |  |  | 385091.3995 | 390800.4073 | 359898.5042 | [9 empty] | 7.3.6.2 Crew-accompanying ignition prevention and suppression resources and services | WLDFR | HFTD - Distribution - Tier 3 - 3QU CoRE ¦ 5QU LoRE | 2021 | 1 | 0 | 0 | 0 | 0 | 0 | 0 | 0.01293 | 0.01293 | 0 | 0 | 0 | 0 | 0 | 0 | 0 | 0 | 0 | 0.01293 | 0 | 0 | 0 | 0 | 0 | 0 | 0 | 0 | 0 | 0 | [11 empty] | WLDFR | HFTD - Distribution - 1QU CoRE ¦ 4QU LoRE | Non-Red Flag Warning - Large Fires | 2022 | 0 | 1.2148e-06 | 0 | 0 | 0 | 0 | 5.0739 | 0.68415 | 2.8096 | 1.5801 | 0 | 0 | 0 | 0 | 0 | 0 | 3.3564e-05 | 0 | 0 | 0 | 6.1636e-06 | 0 | 6.1636e-06 | 0 | 0 | 0 | 0 | 0 | 0 | 0 | 0 | 0 | 0 | 0 | 0 |  |  | Patrols - Distribution OverheadWLDFREquipment / facility failureAggregated | WLDFR | HFTD - Distribution - 1QU CoRE ¦ 4QU LoRE | Non-Red Flag Warning - Large Fires | Equipment / facility failure | Aggregated | 2022 | 1.2625e-06 | 1413.2822 | 0.0017842 | 2022 | Control | 0.046366 | 1 | 0 | esc | 0 | 0 | 0.00025304 | 1.2148e-06 | 0 | 0 | 0 | 0 | 0 | 0 | 0 | 0
7.3.6.8 Protective equipment and device settings | HFTD - Distribution - Tier 3 - 2QU CoRE ¦ 1QU LoRE |  |  | 233.3445 | 226.07 | 1.0259 | 233.3445 | 0 | 233.3445 |  |  | 231.8441 | 236.8285 | 231.8441 |  |  | 0 | 0 | 0 | 0 |  |  | 1076924.762 | 1092890.2495 | 1006471.7402 | [9 empty] | 7.3.6.2 Crew-accompanying ignition prevention and suppression resources and services | WLDFR | HFTD - Distribution - Tier 3 - 3QU CoRE ¦ 5QU LoRE | 2022 | 0.93458 | 0 | 0 | 0 | 0 | 0 | 0 | 0 | 0 | 0 | 0 | 0.014556 | 0.014556 | 0 | 0 | 0 | 0 | 0 | 0 | 0.013604 | 0 | 0 | 0 | 0 | 0 | 0.014556 | 0.013604 | 0.014556 | 0.013604 | [11 empty] | WLDFR | HFTD - Distribution - 1QU CoRE ¦ 4QU LoRE | Non-Red Flag Warning - Large Fires | 2023 | 0 | 0 | 1.8235e-06 | 0 | 0 | 0 | 5.1712 | 0.68415 | 2.907 | 1.5801 | 0 | 0 | 0 | 0 | 0 | 0 | 3.3671e-05 | 0 | 0 | 0 | 0 | 0 | 0 | 9.43e-06 | 0 | 9.43e-06 | 0 | 0 | 0 | 0 | 0 | 0 | 0 | 0 | 0 |  |  | Patrols - Distribution OverheadWLDFREquipment / facility failureAggregated | WLDFR | HFTD - Distribution - 1QU CoRE ¦ 4QU LoRE | Non-Red Flag Warning - Large Fires | Equipment / facility failure | Aggregated | 2023 | 1.2611e-06 | 1413.2822 | 0.0017822 | 2023 | Control | 0.046366 | 1 | 0 | esc | 0 | 0 | 0 | 0 | 0.00025094 | 1.8235e-06 | 0 | 0 | 0 | 0 | 0 | 0
7.3.6.8 Protective equipment and device settings | HFTD - Distribution - Tier 3 - 2QU CoRE ¦ 2QU LoRE |  |  | 230.8973 | 223.6992 | 1.042 | 230.8973 | 0 | 230.8973 |  |  | 159.7268 | 163.1609 | 159.7268 |  |  | 0 | 0 | 0 | 0 |  |  | 1546766.535 | 1569697.4608 | 1445576.201 | [9 empty] | 7.3.6.2 Crew-accompanying ignition prevention and suppression resources and services | WLDFR | HFTD - Distribution - Tier 3 - 3QU CoRE ¦ 5QU LoRE | 2023 | 0.87344 | 0 | 0 | 0 | 0 | 0 | 0 | 0 | 0 | 0 | 0 | 0 | 0 | 0 | 0 | 0.01509 | 0.01509 | 0 | 0 | 0 | 0.01318 | 0 | 0 | 0 | 0 | 0 | 0 | 0 | 0 | [11 empty] | WLDFR | HFTD - Distribution - 1QU CoRE ¦ 4QU LoRE | Non-Red Flag Warning - Large Fires | 2024 | 0 | 0 | 0 | 1.8235e-06 | 0 | 0 | 5.1712 | 0.68415 | 2.907 | 1.5801 | 0 | 0 | 0 | 0 | 0 | 0 | 3.3671e-05 | 0 | 0 | 0 | 0 | 0 | 0 | 0 | 0 | 0 | 9.43e-06 | 0 | 9.43e-06 | 0 | 0 | 0 | 0 | 0 | 0 |  |  | Patrols - Distribution OverheadWLDFREquipment / facility failureAggregated | WLDFR | HFTD - Distribution - 1QU CoRE ¦ 4QU LoRE | Non-Red Flag Warning - Large Fires | Equipment / facility failure | Aggregated | 2024 | 1.2611e-06 | 1413.2822 | 0.0017822 | 2024 | Control | 0.046366 | 1 | 0 | esc | 0 | 0 | 0 | 0 | 0 | 0 | 0.00025094 | 1.8235e-06 | 0 | 0 | 0 | 0
7.3.6.8 Protective equipment and device settings | HFTD - Distribution - Tier 3 - 2QU CoRE ¦ 3QU LoRE |  |  | 194.3416 | 188.2831 | 0.8941 | 194.3416 | 0 | 194.3416 |  |  | 127.2976 | 130.0344 | 127.2976 |  |  | 0 | 0 | 0 | 0 |  |  | 1633538.2237 | 1657755.546 | 1526671.2371 | [9 empty] | 7.3.6.2 Crew-accompanying ignition prevention and suppression resources and services | WLDFR | HFTD - Distribution - Tier 3 - 4QU CoRE ¦ 1QU LoRE | 2020 | 1 | 0 | 0 | 0.087887 | 0.087887 | 0 | 0 | 0 | 0 | 0 | 0 | 0 | 0 | 0 | 0 | 0 | 0 | 0.087887 | 0 | 0 | 0 | 0 | 0 | 0 | 0 | 0 | 0 | 0 | 0 | [11 empty] | WLDFR | HFTD - Distribution - 1QU CoRE ¦ 4QU LoRE | Non-Red Flag Warning - Large Fires | 2025 | 0 | 0 | 0 | 0 | 1.8235e-06 | 0 | 5.1712 | 0.68415 | 2.907 | 1.5801 | 0 | 0 | 0 | 0 | 0 | 0 | 3.3671e-05 | 0 | 0 | 0 | 0 | 0 | 0 | 0 | 0 | 0 | 0 | 0 | 0 | 9.43e-06 | 0 | 9.43e-06 | 0 | 0 | 0 |  |  | Patrols - Distribution OverheadWLDFREquipment / facility failureAggregated | WLDFR | HFTD - Distribution - 1QU CoRE ¦ 4QU LoRE | Non-Red Flag Warning - Large Fires | Equipment / facility failure | Aggregated | 2025 | 1.2611e-06 | 1413.2822 | 0.0017822 | 2025 | Control | 0.046366 | 1 | 0 | esc | 0 | 0 | 0 | 0 | 0 | 0 | 0 | 0 | 0.00025094 | 1.8235e-06 | 0 | 0
7.3.6.8 Protective equipment and device settings | HFTD - Distribution - Tier 3 - 2QU CoRE ¦ 4QU LoRE |  |  | 62.1158 | 60.1793 | 0.27685 | 62.1158 | 0 | 62.1158 |  |  | 104.5 | 106.7467 | 104.5 |  |  | 0 | 0 | 0 | 0 |  |  | 636017.7757 | 645446.7852 | 594409.1361 | [9 empty] | 7.3.6.2 Crew-accompanying ignition prevention and suppression resources and services | WLDFR | HFTD - Distribution - Tier 3 - 4QU CoRE ¦ 1QU LoRE | 2021 | 1 | 0 | 0 | 0 | 0 | 0 | 0 | 0.087887 | 0.087887 | 0 | 0 | 0 | 0 | 0 | 0 | 0 | 0 | 0 | 0.087887 | 0 | 0 | 0 | 0 | 0 | 0 | 0 | 0 | 0 | 0 | [11 empty] | WLDFR | HFTD - Distribution - 1QU CoRE ¦ 4QU LoRE | Non-Red Flag Warning - Large Fires | 2026 | 0 | 0 | 0 | 0 | 0 | 1.8235e-06 | 5.1712 | 0.68415 | 2.907 | 1.5801 | 0 | 0 | 0 | 0 | 0 | 0 | 3.3671e-05 | 0 | 0 | 0 | 0 | 0 | 0 | 0 | 0 | 0 | 0 | 0 | 0 | 0 | 0 | 0 | 9.43e-06 | 0 | 9.43e-06 |  |  | Patrols - Distribution OverheadWLDFREquipment / facility failureAggregated | WLDFR | HFTD - Distribution - 1QU CoRE ¦ 4QU LoRE | Non-Red Flag Warning - Large Fires | Equipment / facility failure | Aggregated | 2026 | 1.2611e-06 | 1413.2822 | 0.0017822 | 2026 | Control | 0.046366 | 1 | 0 | esc | 0 | 0 | 0 | 0 | 0 | 0 | 0 | 0 | 0 | 0 | 0.00025094 | 1.8235e-06
7.3.6.8 Protective equipment and device settings | HFTD - Distribution - Tier 3 - 2QU CoRE ¦ 5QU LoRE |  |  | 9.2643 | 8.9755 | 0.036375 | 9.2643 | 0 | 9.2643 |  |  | 74.5887 | 76.1924 | 74.5887 |  |  | 0 | 0 | 0 | 0 |  |  | 132899.424 | 134869.6675 | 124205.0691 | [9 empty] | 7.3.6.2 Crew-accompanying ignition prevention and suppression resources and services | WLDFR | HFTD - Distribution - Tier 3 - 4QU CoRE ¦ 1QU LoRE | 2022 | 0.93458 | 0 | 0 | 0 | 0 | 0 | 0 | 0 | 0 | 0 | 0 | 0.086747 | 0.086747 | 0 | 0 | 0 | 0 | 0 | 0 | 0.081072 | 0 | 0 | 0 | 0 | 0 | 0.086747 | 0.081072 | 0.086747 | 0.081072 | [11 empty] | WLDFR | HFTD - Distribution - 1QU CoRE ¦ 4QU LoRE | Non-Red Flag Warning - Small Fires | 2021 | 0.00015946 | 0 | 0 | 0 | 0 | 0 | 0.077861 | 0.036425 | 0.0015416 | 0.039895 | 0 | 0 | 0 | 0 | 0 | 0 | 0.0021829 | 1.2416e-05 | 0 | 1.2416e-05 | 0 | 0 | 0 | 0 | 0 | 0 | 0 | 0 | 0 | 0 | 0 | 0 | 0 | 0 | 0 |  |  | Patrols - Distribution OverheadWLDFREquipment / facility failureAggregated | WLDFR | HFTD - Distribution - 1QU CoRE ¦ 4QU LoRE | Non-Red Flag Warning - Small Fires | Equipment / facility failure | Aggregated | 2021 | 0.00017401 | 1413.2822 | 0.24592 | 2021 | Control | 0.046366 | 1 | 0 | esc | 0.033216 | 0.00015946 | 0 | 0 | 0 | 0 | 0 | 0 | 0 | 0 | 0 | 0
7.3.6.8 Protective equipment and device settings | HFTD - Distribution - Tier 3 - 3QU CoRE ¦ 1QU LoRE |  |  | 227.9628 | 220.8559 | 2.3016 | 227.9628 | 0 | 227.9628 |  |  | 98.5441 | 100.6626 | 98.5441 |  |  | 0 | 0 | 0 | 0 |  |  | 2475239.5508 | 2511935.1562 | 2313307.9914 | [9 empty] | 7.3.6.2 Crew-accompanying ignition prevention and suppression resources and services | WLDFR | HFTD - Distribution - Tier 3 - 4QU CoRE ¦ 1QU LoRE | 2023 | 0.87344 | 0 | 0 | 0 | 0 | 0 | 0 | 0 | 0 | 0 | 0 | 0 | 0 | 0 | 0 | 0.089924 | 0.089924 | 0 | 0 | 0 | 0.078543 | 0 | 0 | 0 | 0 | 0 | 0 | 0 | 0 | [11 empty] | WLDFR | HFTD - Distribution - 1QU CoRE ¦ 4QU LoRE | Non-Red Flag Warning - Small Fires | 2022 | 0 | 0.00015964 | 0 | 0 | 0 | 0 | 0.077861 | 0.036425 | 0.0015416 | 0.039895 | 0 | 0 | 0 | 0 | 0 | 0 | 0.0020919 | 0 | 0 | 0 | 1.243e-05 | 0 | 1.243e-05 | 0 | 0 | 0 | 0 | 0 | 0 | 0 | 0 | 0 | 0 | 0 | 0 |  |  | Patrols - Distribution OverheadWLDFREquipment / facility failureAggregated | WLDFR | HFTD - Distribution - 1QU CoRE ¦ 4QU LoRE | Non-Red Flag Warning - Small Fires | Equipment / facility failure | Aggregated | 2022 | 0.00016591 | 1413.2822 | 0.23447 | 2022 | Control | 0.046366 | 1 | 0 | esc | 0 | 0 | 0.033253 | 0.00015964 | 0 | 0 | 0 | 0 | 0 | 0 | 0 | 0
7.3.6.8 Protective equipment and device settings | HFTD - Distribution - Tier 3 - 3QU CoRE ¦ 2QU LoRE |  |  | 242.2955 | 234.7419 | 2.4191 | 242.2955 | 0 | 242.2955 |  |  | 74.4542 | 76.0549 | 74.4542 |  |  | 0 | 0 | 0 | 0 |  |  | 3482089.2292 | 3533711.454 | 3254288.9993 | [9 empty] | 7.3.6.2 Crew-accompanying ignition prevention and suppression resources and services | WLDFR | HFTD - Distribution - Tier 3 - 4QU CoRE ¦ 2QU LoRE | 2020 | 1 | 0 | 0 | 0.048711 | 0.048711 | 0 | 0 | 0 | 0 | 0 | 0 | 0 | 0 | 0 | 0 | 0 | 0 | 0.048711 | 0 | 0 | 0 | 0 | 0 | 0 | 0 | 0 | 0 | 0 | 0 | [11 empty] | WLDFR | HFTD - Distribution - 1QU CoRE ¦ 4QU LoRE | Non-Red Flag Warning - Small Fires | 2023 | 0 | 0 | 0.00023929 | 0 | 0 | 0 | 0.077901 | 0.036425 | 0.0015809 | 0.039895 | 0 | 0 | 0 | 0 | 0 | 0 | 0.0020965 | 0 | 0 | 0 | 0 | 0 | 0 | 1.8641e-05 | 0 | 1.8641e-05 | 0 | 0 | 0 | 0 | 0 | 0 | 0 | 0 | 0 |  |  | Patrols - Distribution OverheadWLDFREquipment / facility failureAggregated | WLDFR | HFTD - Distribution - 1QU CoRE ¦ 4QU LoRE | Non-Red Flag Warning - Small Fires | Equipment / facility failure | Aggregated | 2023 | 0.00016548 | 1413.2822 | 0.23387 | 2023 | Control | 0.046366 | 1 | 0 | esc | 0 | 0 | 0 | 0 | 0.03293 | 0.00023929 | 0 | 0 | 0 | 0 | 0 | 0
7.3.6.8 Protective equipment and device settings | HFTD - Distribution - Tier 3 - 3QU CoRE ¦ 3QU LoRE |  |  | 62.5645 | 60.6141 | 0.67189 | 62.5645 | 0 | 62.5645 |  |  | 53.1059 | 54.2476 | 53.1059 |  |  | 0 | 0 | 0 | 0 |  |  | 1260576.3404 | 1279264.4759 | 1178108.7293 | [9 empty] | 7.3.6.2 Crew-accompanying ignition prevention and suppression resources and services | WLDFR | HFTD - Distribution - Tier 3 - 4QU CoRE ¦ 2QU LoRE | 2021 | 1 | 0 | 0 | 0 | 0 | 0 | 0 | 0.048711 | 0.048711 | 0 | 0 | 0 | 0 | 0 | 0 | 0 | 0 | 0 | 0.048711 | 0 | 0 | 0 | 0 | 0 | 0 | 0 | 0 | 0 | 0 | [11 empty] | WLDFR | HFTD - Distribution - 1QU CoRE ¦ 4QU LoRE | Non-Red Flag Warning - Small Fires | 2024 | 0 | 0 | 0 | 0.00023929 | 0 | 0 | 0.077901 | 0.036425 | 0.0015809 | 0.039895 | 0 | 0 | 0 | 0 | 0 | 0 | 0.0020965 | 0 | 0 | 0 | 0 | 0 | 0 | 0 | 0 | 0 | 1.8641e-05 | 0 | 1.8641e-05 | 0 | 0 | 0 | 0 | 0 | 0 |  |  | Patrols - Distribution OverheadWLDFREquipment / facility failureAggregated | WLDFR | HFTD - Distribution - 1QU CoRE ¦ 4QU LoRE | Non-Red Flag Warning - Small Fires | Equipment / facility failure | Aggregated | 2024 | 0.00016548 | 1413.2822 | 0.23387 | 2024 | Control | 0.046366 | 1 | 0 | esc | 0 | 0 | 0 | 0 | 0 | 0 | 0.03293 | 0.00023929 | 0 | 0 | 0 | 0
7.3.6.8 Protective equipment and device settings | HFTD - Distribution - Tier 3 - 3QU CoRE ¦ 4QU LoRE |  |  | 54.5269 | 52.827 | 0.53366 | 54.5269 | 0 | 54.5269 |  |  | 44.6631 | 45.6233 | 44.6631 |  |  | 0 | 0 | 0 | 0 |  |  | 1306309.3908 | 1325675.522 | 1220849.8979 | [9 empty] | 7.3.6.2 Crew-accompanying ignition prevention and suppression resources and services | WLDFR | HFTD - Distribution - Tier 3 - 4QU CoRE ¦ 2QU LoRE | 2022 | 0.93458 | 0 | 0 | 0 | 0 | 0 | 0 | 0 | 0 | 0 | 0 | 0.049016 | 0.049016 | 0 | 0 | 0 | 0 | 0 | 0 | 0.045809 | 0 | 0 | 0 | 0 | 0 | 0.049016 | 0.045809 | 0.049016 | 0.045809 | [11 empty] | WLDFR | HFTD - Distribution - 1QU CoRE ¦ 4QU LoRE | Non-Red Flag Warning - Small Fires | 2025 | 0 | 0 | 0 | 0 | 0.00023929 | 0 | 0.077901 | 0.036425 | 0.0015809 | 0.039895 | 0 | 0 | 0 | 0 | 0 | 0 | 0.0020965 | 0 | 0 | 0 | 0 | 0 | 0 | 0 | 0 | 0 | 0 | 0 | 0 | 1.8641e-05 | 0 | 1.8641e-05 | 0 | 0 | 0 |  |  | Patrols - Distribution OverheadWLDFREquipment / facility failureAggregated | WLDFR | HFTD - Distribution - 1QU CoRE ¦ 4QU LoRE | Non-Red Flag Warning - Small Fires | Equipment / facility failure | Aggregated | 2025 | 0.00016548 | 1413.2822 | 0.23387 | 2025 | Control | 0.046366 | 1 | 0 | esc | 0 | 0 | 0 | 0 | 0 | 0 | 0 | 0 | 0.03293 | 0.00023929 | 0 | 0
7.3.6.8 Protective equipment and device settings | HFTD - Distribution - Tier 3 - 3QU CoRE ¦ 5QU LoRE |  |  | 19.9481 | 19.3262 | 0.2187 | 19.9481 | 0 | 19.9481 |  |  | 27.1618 | 27.7457 | 27.1618 |  |  | 0 | 0 | 0 | 0 |  |  | 785827.9655 | 797477.922 | 734418.6594 | [9 empty] | 7.3.6.2 Crew-accompanying ignition prevention and suppression resources and services | WLDFR | HFTD - Distribution - Tier 3 - 4QU CoRE ¦ 2QU LoRE | 2023 | 0.87344 | 0 | 0 | 0 | 0 | 0 | 0 | 0 | 0 | 0 | 0 | 0 | 0 | 0 | 0 | 0.05081 | 0.05081 | 0 | 0 | 0 | 0.044379 | 0 | 0 | 0 | 0 | 0 | 0 | 0 | 0 | [11 empty] | WLDFR | HFTD - Distribution - 1QU CoRE ¦ 4QU LoRE | Non-Red Flag Warning - Small Fires | 2026 | 0 | 0 | 0 | 0 | 0 | 0.00023929 | 0.077901 | 0.036425 | 0.0015809 | 0.039895 | 0 | 0 | 0 | 0 | 0 | 0 | 0.0020965 | 0 | 0 | 0 | 0 | 0 | 0 | 0 | 0 | 0 | 0 | 0 | 0 | 0 | 0 | 0 | 1.8641e-05 | 0 | 1.8641e-05 |  |  | Patrols - Distribution OverheadWLDFREquipment / facility failureAggregated | WLDFR | HFTD - Distribution - 1QU CoRE ¦ 4QU LoRE | Non-Red Flag Warning - Small Fires | Equipment / facility failure | Aggregated | 2026 | 0.00016548 | 1413.2822 | 0.23387 | 2026 | Control | 0.046366 | 1 | 0 | esc | 0 | 0 | 0 | 0 | 0 | 0 | 0 | 0 | 0 | 0 | 0.03293 | 0.00023929
7.3.6.8 Protective equipment and device settings | HFTD - Distribution - Tier 3 - 4QU CoRE ¦ 1QU LoRE |  |  | 116.212 | 112.5884 | 3.4 | 116.212 | 0 | 116.212 |  |  | 34.9895 | 35.7416 | 34.9895 |  |  | 0 | 0 | 0 | 0 |  |  | 3553828.3578 | 3606514.1203 | 3321334.9138 | [9 empty] | 7.3.6.2 Crew-accompanying ignition prevention and suppression resources and services | WLDFR | HFTD - Distribution - Tier 3 - 4QU CoRE ¦ 3QU LoRE | 2020 | 1 | 0 | 0 | 0.026486 | 0.026486 | 0 | 0 | 0 | 0 | 0 | 0 | 0 | 0 | 0 | 0 | 0 | 0 | 0.026486 | 0 | 0 | 0 | 0 | 0 | 0 | 0 | 0 | 0 | 0 | 0 | [11 empty] | WLDFR | HFTD - Distribution - 1QU CoRE ¦ 4QU LoRE | Red Flag Warning - Catastrophic Fires | 2021 | 1.9461e-05 | 0 | 0 | 0 | 0 | 0 | 13887.861 | 212.4034 | 8426.443 | 5249.0147 | 0 | 0 | 0 | 0 | 0 | 0 | 0.00013217 | 0.27027 | 0 | 0.27027 | 0 | 0 | 0 | 0 | 0 | 0 | 0 | 0 | 0 | 0 | 0 | 0 | 0 | 0 | 0 |  |  | Patrols - Distribution OverheadWLDFREquipment / facility failureAggregated | WLDFR | HFTD - Distribution - 1QU CoRE ¦ 4QU LoRE | Red Flag Warning - Catastrophic Fires | Equipment / facility failure | Aggregated | 2021 | 2.1236e-05 | 1413.2822 | 0.030013 | 2021 | Control | 0.046366 | 1 | 0 | esc | 0.0040539 | 1.9461e-05 | 0 | 0 | 0 | 0 | 0 | 0 | 0 | 0 | 0 | 0
7.3.6.8 Protective equipment and device settings | HFTD - Distribution - Tier 3 - 4QU CoRE ¦ 2QU LoRE |  |  | 65.3039 | 63.2676 | 2.2349 | 65.3039 | 0 | 65.3039 |  |  | 20.8859 | 21.3348 | 20.8859 |  |  | 0 | 0 | 0 | 0 |  |  | 3345568.2033 | 3395166.494 | 3126699.2554 | [9 empty] | 7.3.6.2 Crew-accompanying ignition prevention and suppression resources and services | WLDFR | HFTD - Distribution - Tier 3 - 4QU CoRE ¦ 3QU LoRE | 2021 | 1 | 0 | 0 | 0 | 0 | 0 | 0 | 0.026486 | 0.026486 | 0 | 0 | 0 | 0 | 0 | 0 | 0 | 0 | 0 | 0.026486 | 0 | 0 | 0 | 0 | 0 | 0 | 0 | 0 | 0 | 0 | [11 empty] | WLDFR | HFTD - Distribution - 1QU CoRE ¦ 4QU LoRE | Red Flag Warning - Catastrophic Fires | 2022 | 0 | 1.9343e-05 | 0 | 0 | 0 | 0 | 13650.1655 | 202.8477 | 8286.6934 | 5160.6244 | 0 | 0 | 0 | 0 | 0 | 0 | 0.00012468 | 0 | 0 | 0 | 0.26403 | 0 | 0.26403 | 0 | 0 | 0 | 0 | 0 | 0 | 0 | 0 | 0 | 0 | 0 | 0 |  |  | Patrols - Distribution OverheadWLDFREquipment / facility failureAggregated | WLDFR | HFTD - Distribution - 1QU CoRE ¦ 4QU LoRE | Red Flag Warning - Catastrophic Fires | Equipment / facility failure | Aggregated | 2022 | 2.0102e-05 | 1413.2822 | 0.02841 | 2022 | Control | 0.046366 | 1 | 0 | esc | 0 | 0 | 0.0040292 | 1.9343e-05 | 0 | 0 | 0 | 0 | 0 | 0 | 0 | 0
7.3.6.8 Protective equipment and device settings | HFTD - Distribution - Tier 3 - 4QU CoRE ¦ 3QU LoRE |  |  | 33.8177 | 32.7633 | 1.1805 | 33.8177 | 0 | 33.8177 |  |  | 16.0789 | 16.4245 | 16.0789 |  |  | 0 | 0 | 0 | 0 |  |  | 2250457.3729 | 2283820.5663 | 2103231.1897 | [9 empty] | 7.3.6.2 Crew-accompanying ignition prevention and suppression resources and services | WLDFR | HFTD - Distribution - Tier 3 - 4QU CoRE ¦ 3QU LoRE | 2022 | 0.93458 | 0 | 0 | 0 | 0 | 0 | 0 | 0 | 0 | 0 | 0 | 0.025425 | 0.025425 | 0 | 0 | 0 | 0 | 0 | 0 | 0.023762 | 0 | 0 | 0 | 0 | 0 | 0.025425 | 0.023762 | 0.025425 | 0.023762 | [11 empty] | WLDFR | HFTD - Distribution - 1QU CoRE ¦ 4QU LoRE | Red Flag Warning - Catastrophic Fires | 2023 | 0 | 0 | 3.0042e-05 | 0 | 0 | 0 | 13668.067 | 202.8477 | 8304.5949 | 5160.6244 | 0 | 0 | 0 | 0 | 0 | 0 | 0.00012955 | 0 | 0 | 0 | 0 | 0 | 0 | 0.41062 | 0 | 0.41062 | 0 | 0 | 0 | 0 | 0 | 0 | 0 | 0 | 0 |  |  | Patrols - Distribution OverheadWLDFREquipment / facility failureAggregated | WLDFR | HFTD - Distribution - 1QU CoRE ¦ 4QU LoRE | Red Flag Warning - Catastrophic Fires | Equipment / facility failure | Aggregated | 2023 | 2.0776e-05 | 1413.2822 | 0.029362 | 2023 | Control | 0.046366 | 1 | 0 | esc | 0 | 0 | 0 | 0 | 0.0041342 | 3.0042e-05 | 0 | 0 | 0 | 0 | 0 | 0
7.3.6.8 Protective equipment and device settings | HFTD - Distribution - Tier 3 - 4QU CoRE ¦ 4QU LoRE |  |  | 17.7161 | 17.1637 | 0.50356 | 17.7161 | 0 | 17.7161 |  |  | 15.9748 | 16.3181 | 15.9748 |  |  | 0 | 0 | 0 | 0 |  |  | 1186634.1444 | 1204226.0814 | 1109003.8732 | [9 empty] | 7.3.6.2 Crew-accompanying ignition prevention and suppression resources and services | WLDFR | HFTD - Distribution - Tier 3 - 4QU CoRE ¦ 3QU LoRE | 2023 | 0.87344 | 0 | 0 | 0 | 0 | 0 | 0 | 0 | 0 | 0 | 0 | 0 | 0 | 0 | 0 | 0.026356 | 0.026356 | 0 | 0 | 0 | 0.02302 | 0 | 0 | 0 | 0 | 0 | 0 | 0 | 0 | [11 empty] | WLDFR | HFTD - Distribution - 1QU CoRE ¦ 4QU LoRE | Red Flag Warning - Catastrophic Fires | 2024 | 0 | 0 | 0 | 3.0042e-05 | 0 | 0 | 13668.067 | 202.8477 | 8304.5949 | 5160.6244 | 0 | 0 | 0 | 0 | 0 | 0 | 0.00012955 | 0 | 0 | 0 | 0 | 0 | 0 | 0 | 0 | 0 | 0.41062 | 0 | 0.41062 | 0 | 0 | 0 | 0 | 0 | 0 |  |  | Patrols - Distribution OverheadWLDFREquipment / facility failureAggregated | WLDFR | HFTD - Distribution - 1QU CoRE ¦ 4QU LoRE | Red Flag Warning - Catastrophic Fires | Equipment / facility failure | Aggregated | 2024 | 2.0776e-05 | 1413.2822 | 0.029362 | 2024 | Control | 0.046366 | 1 | 0 | esc | 0 | 0 | 0 | 0 | 0 | 0 | 0.0041342 | 3.0042e-05 | 0 | 0 | 0 | 0
7.3.6.8 Protective equipment and device settings | HFTD - Distribution - Tier 3 - 4QU CoRE ¦ 5QU LoRE |  |  | 6.5565 | 6.352 | 0.1966 | 6.5565 | 0 | 6.5565 |  |  | 10.2231 | 10.4428 | 10.2231 |  |  | 0 | 0 | 0 | 0 |  |  | 686230.6621 | 696404.0813 | 641337.0674 | [9 empty] | 7.3.6.2 Crew-accompanying ignition prevention and suppression resources and services | WLDFR | HFTD - Distribution - Tier 3 - 4QU CoRE ¦ 4QU LoRE | 2020 | 1 | 0 | 0 | 0.013696 | 0.013696 | 0 | 0 | 0 | 0 | 0 | 0 | 0 | 0 | 0 | 0 | 0 | 0 | 0.013696 | 0 | 0 | 0 | 0 | 0 | 0 | 0 | 0 | 0 | 0 | 0 | [11 empty] | WLDFR | HFTD - Distribution - 1QU CoRE ¦ 4QU LoRE | Red Flag Warning - Catastrophic Fires | 2025 | 0 | 0 | 0 | 0 | 3.0042e-05 | 0 | 13668.067 | 202.8477 | 8304.5949 | 5160.6244 | 0 | 0 | 0 | 0 | 0 | 0 | 0.00012955 | 0 | 0 | 0 | 0 | 0 | 0 | 0 | 0 | 0 | 0 | 0 | 0 | 0.41062 | 0 | 0.41062 | 0 | 0 | 0 |  |  | Patrols - Distribution OverheadWLDFREquipment / facility failureAggregated | WLDFR | HFTD - Distribution - 1QU CoRE ¦ 4QU LoRE | Red Flag Warning - Catastrophic Fires | Equipment / facility failure | Aggregated | 2025 | 2.0776e-05 | 1413.2822 | 0.029362 | 2025 | Control | 0.046366 | 1 | 0 | esc | 0 | 0 | 0 | 0 | 0 | 0 | 0 | 0 | 0.0041342 | 3.0042e-05 | 0 | 0
7.3.6.8 Protective equipment and device settings | HFTD - Distribution - Tier 3 - 5QU CoRE ¦ 1QU LoRE |  |  | 38.0814 | 36.8928 | 9.8614 | 38.0814 | 0 | 38.0814 |  |  | 4.8718 | 4.9763 | 4.8718 |  |  | 0 | 0 | 0 | 0 |  |  | 8363900.4526 | 8487895.882 | 7816729.395 | [9 empty] | 7.3.6.2 Crew-accompanying ignition prevention and suppression resources and services | WLDFR | HFTD - Distribution - Tier 3 - 4QU CoRE ¦ 4QU LoRE | 2021 | 1 | 0 | 0 | 0 | 0 | 0 | 0 | 0.013696 | 0.013696 | 0 | 0 | 0 | 0 | 0 | 0 | 0 | 0 | 0 | 0.013696 | 0 | 0 | 0 | 0 | 0 | 0 | 0 | 0 | 0 | 0 | [11 empty] | WLDFR | HFTD - Distribution - 1QU CoRE ¦ 4QU LoRE | Red Flag Warning - Catastrophic Fires | 2026 | 0 | 0 | 0 | 0 | 0 | 3.0042e-05 | 13668.067 | 202.8477 | 8304.5949 | 5160.6244 | 0 | 0 | 0 | 0 | 0 | 0 | 0.00012955 | 0 | 0 | 0 | 0 | 0 | 0 | 0 | 0 | 0 | 0 | 0 | 0 | 0 | 0 | 0 | 0.41062 | 0 | 0.41062 |  |  | Patrols - Distribution OverheadWLDFREquipment / facility failureAggregated | WLDFR | HFTD - Distribution - 1QU CoRE ¦ 4QU LoRE | Red Flag Warning - Catastrophic Fires | Equipment / facility failure | Aggregated | 2026 | 2.0776e-05 | 1413.2822 | 0.029362 | 2026 | Control | 0.046366 | 1 | 0 | esc | 0 | 0 | 0 | 0 | 0 | 0 | 0 | 0 | 0 | 0 | 0.0041342 | 3.0042e-05
7.3.6.8 Protective equipment and device settings | HFTD - Distribution - Tier 3 - 5QU CoRE ¦ 2QU LoRE |  |  | 10.2854 | 9.9644 | 2.1089 | 10.2854 | 0 | 10.2854 |  |  | 3.5696 | 3.6462 | 3.5696 |  |  | 0 | 0 | 0 | 0 |  |  | 3083079.5832 | 3128786.461 | 2881382.788 | [9 empty] | 7.3.6.2 Crew-accompanying ignition prevention and suppression resources and services | WLDFR | HFTD - Distribution - Tier 3 - 4QU CoRE ¦ 4QU LoRE | 2022 | 0.93458 | 0 | 0 | 0 | 0 | 0 | 0 | 0 | 0 | 0 | 0 | 0.013213 | 0.013213 | 0 | 0 | 0 | 0 | 0 | 0 | 0.012349 | 0 | 0 | 0 | 0 | 0 | 0.013213 | 0.012349 | 0.013213 | 0.012349 | [11 empty] | WLDFR | HFTD - Distribution - 1QU CoRE ¦ 4QU LoRE | Red Flag Warning - Destructive Fires | 2021 | 3.6056e-06 | 0 | 0 | 0 | 0 | 0 | 8638.8464 | 212.4034 | 8426.443 | 0 | 0 | 0 | 0 | 0 | 0 | 0 | 1.6801e-05 | 0.031149 | 0 | 0.031149 | 0 | 0 | 0 | 0 | 0 | 0 | 0 | 0 | 0 | 0 | 0 | 0 | 0 | 0 | 0 |  |  | Patrols - Distribution OverheadWLDFREquipment / facility failureAggregated | WLDFR | HFTD - Distribution - 1QU CoRE ¦ 4QU LoRE | Red Flag Warning - Destructive Fires | Equipment / facility failure | Aggregated | 2021 | 3.9345e-06 | 1413.2822 | 0.0055606 | 2021 | Control | 0.046366 | 1 | 0 | esc | 0.00075107 | 3.6056e-06 | 0 | 0 | 0 | 0 | 0 | 0 | 0 | 0 | 0 | 0
7.3.6.8 Protective equipment and device settings | HFTD - Distribution - Tier 3 - 5QU CoRE ¦ 3QU LoRE |  |  | 4.0386 | 3.9125 | 0.59251 | 4.0386 | 0 | 4.0386 |  |  | 3.8739 | 3.9571 | 3.8739 |  |  | 0 | 0 | 0 | 0 |  |  | 1115475.7638 | 1132012.7727 | 1042500.7138 | [9 empty] | 7.3.6.2 Crew-accompanying ignition prevention and suppression resources and services | WLDFR | HFTD - Distribution - Tier 3 - 4QU CoRE ¦ 4QU LoRE | 2023 | 0.87344 | 0 | 0 | 0 | 0 | 0 | 0 | 0 | 0 | 0 | 0 | 0 | 0 | 0 | 0 | 0.013697 | 0.013697 | 0 | 0 | 0 | 0.011963 | 0 | 0 | 0 | 0 | 0 | 0 | 0 | 0 | [11 empty] | WLDFR | HFTD - Distribution - 1QU CoRE ¦ 4QU LoRE | Red Flag Warning - Destructive Fires | 2022 | 0 | 3.5837e-06 | 0 | 0 | 0 | 0 | 8489.5411 | 202.8477 | 8286.6934 | 0 | 0 | 0 | 0 | 0 | 0 | 0 | 1.5853e-05 | 0 | 0 | 0 | 0.030424 | 0 | 0.030424 | 0 | 0 | 0 | 0 | 0 | 0 | 0 | 0 | 0 | 0 | 0 | 0 |  |  | Patrols - Distribution OverheadWLDFREquipment / facility failureAggregated | WLDFR | HFTD - Distribution - 1QU CoRE ¦ 4QU LoRE | Red Flag Warning - Destructive Fires | Equipment / facility failure | Aggregated | 2022 | 3.7244e-06 | 1413.2822 | 0.0052637 | 2022 | Control | 0.046366 | 1 | 0 | esc | 0 | 0 | 0.0007465 | 3.5837e-06 | 0 | 0 | 0 | 0 | 0 | 0 | 0 | 0
7.3.6.8 Protective equipment and device settings | HFTD - Distribution - Tier 3 - 5QU CoRE ¦ 4QU LoRE |  |  | 1.4453 | 1.4002 | 0.23362 | 1.4453 | 0 | 1.4453 |  |  | 2.7787 | 2.8383 | 2.7787 |  |  | 0 | 0 | 0 | 0 |  |  | 556543.574 | 564794.3727 | 520134.1813 | [9 empty] | 7.3.6.2 Crew-accompanying ignition prevention and suppression resources and services | WLDFR | HFTD - Distribution - Tier 3 - 4QU CoRE ¦ 5QU LoRE | 2020 | 1 | 0 | 0 | 0.0049083 | 0.0049083 | 0 | 0 | 0 | 0 | 0 | 0 | 0 | 0 | 0 | 0 | 0 | 0 | 0.0049083 | 0 | 0 | 0 | 0 | 0 | 0 | 0 | 0 | 0 | 0 | 0 | [11 empty] | WLDFR | HFTD - Distribution - 1QU CoRE ¦ 4QU LoRE | Red Flag Warning - Destructive Fires | 2023 | 0 | 0 | 5.5661e-06 | 0 | 0 | 0 | 8507.4426 | 202.8477 | 8304.5949 | 0 | 0 | 0 | 0 | 0 | 0 | 0 | 1.6465e-05 | 0 | 0 | 0 | 0 | 0 | 0 | 0.047353 | 0 | 0.047353 | 0 | 0 | 0 | 0 | 0 | 0 | 0 | 0 | 0 |  |  | Patrols - Distribution OverheadWLDFREquipment / facility failureAggregated | WLDFR | HFTD - Distribution - 1QU CoRE ¦ 4QU LoRE | Red Flag Warning - Destructive Fires | Equipment / facility failure | Aggregated | 2023 | 3.8492e-06 | 1413.2822 | 0.00544 | 2023 | Control | 0.046366 | 1 | 0 | esc | 0 | 0 | 0 | 0 | 0.00076597 | 5.5661e-06 | 0 | 0 | 0 | 0 | 0 | 0
7.3.6.8 Protective equipment and device settings | HFTD - Distribution - Tier 3 - 5QU CoRE ¦ 5QU LoRE |  |  | 0.86572 | 0.83869 | 0.15669 | 0.86572 | 0 | 0.86572 |  |  | 1.6267 | 1.6616 | 1.6267 |  |  | 0 | 0 | 0 | 0 |  |  | 569456.699 | 577898.9358 | 532202.5225 | [9 empty] | 7.3.6.2 Crew-accompanying ignition prevention and suppression resources and services | WLDFR | HFTD - Distribution - Tier 3 - 4QU CoRE ¦ 5QU LoRE | 2021 | 1 | 0 | 0 | 0 | 0 | 0 | 0 | 0.0049083 | 0.0049083 | 0 | 0 | 0 | 0 | 0 | 0 | 0 | 0 | 0 | 0.0049083 | 0 | 0 | 0 | 0 | 0 | 0 | 0 | 0 | 0 | 0 | [11 empty] | WLDFR | HFTD - Distribution - 1QU CoRE ¦ 4QU LoRE | Red Flag Warning - Destructive Fires | 2024 | 0 | 0 | 0 | 5.5661e-06 | 0 | 0 | 8507.4426 | 202.8477 | 8304.5949 | 0 | 0 | 0 | 0 | 0 | 0 | 0 | 1.6465e-05 | 0 | 0 | 0 | 0 | 0 | 0 | 0 | 0 | 0 | 0.047353 | 0 | 0.047353 | 0 | 0 | 0 | 0 | 0 | 0 |  |  | Patrols - Distribution OverheadWLDFREquipment / facility failureAggregated | WLDFR | HFTD - Distribution - 1QU CoRE ¦ 4QU LoRE | Red Flag Warning - Destructive Fires | Equipment / facility failure | Aggregated | 2024 | 3.8492e-06 | 1413.2822 | 0.00544 | 2024 | Control | 0.046366 | 1 | 0 | esc | 0 | 0 | 0 | 0 | 0 | 0 | 0.00076597 | 5.5661e-06 | 0 | 0 | 0 | 0
7.3.6.8 Protective equipment and device settings | HFTD - Distribution - Zone 1 - 1QU CoRE ¦ 5QU LoRE |  |  | 0.00027324 | 0.00026447 | 1.296e-08 | 0.00027324 | 0 | 0.00027324 |  |  | 0.26613 | 0.27159 | 0.26613 |  |  | 0 | 0 | 0 | 0 |  |  | 1098.5976 | 1114.8844 | 1026.7267 | [9 empty] | 7.3.6.2 Crew-accompanying ignition prevention and suppression resources and services | WLDFR | HFTD - Distribution - Tier 3 - 4QU CoRE ¦ 5QU LoRE | 2022 | 0.93458 | 0 | 0 | 0 | 0 | 0 | 0 | 0 | 0 | 0 | 0 | 0.0049036 | 0.0049036 | 0 | 0 | 0 | 0 | 0 | 0 | 0.0045828 | 0 | 0 | 0 | 0 | 0 | 0.0049036 | 0.0045828 | 0.0049036 | 0.0045828 | [11 empty] | WLDFR | HFTD - Distribution - 1QU CoRE ¦ 4QU LoRE | Red Flag Warning - Destructive Fires | 2025 | 0 | 0 | 0 | 0 | 5.5661e-06 | 0 | 8507.4426 | 202.8477 | 8304.5949 | 0 | 0 | 0 | 0 | 0 | 0 | 0 | 1.6465e-05 | 0 | 0 | 0 | 0 | 0 | 0 | 0 | 0 | 0 | 0 | 0 | 0 | 0.047353 | 0 | 0.047353 | 0 | 0 | 0 |  |  | Patrols - Distribution OverheadWLDFREquipment / facility failureAggregated | WLDFR | HFTD - Distribution - 1QU CoRE ¦ 4QU LoRE | Red Flag Warning - Destructive Fires | Equipment / facility failure | Aggregated | 2025 | 3.8492e-06 | 1413.2822 | 0.00544 | 2025 | Control | 0.046366 | 1 | 0 | esc | 0 | 0 | 0 | 0 | 0 | 0 | 0 | 0 | 0.00076597 | 5.5661e-06 | 0 | 0
7.3.6.8 Protective equipment and device settings | HFTD - Distribution - Zone 1 - 4QU CoRE ¦ 1QU LoRE |  |  | 0.057851 | 0.056046 | 0.0027338 | 0.057851 | 0 | 0.057851 |  |  | 78.7353 | 80.4256 | 78.7353 |  |  | 0 | 0 | 0 | 0 |  |  | 786.1823 | 797.8375 | 734.7498 | [9 empty] | 7.3.6.2 Crew-accompanying ignition prevention and suppression resources and services | WLDFR | HFTD - Distribution - Tier 3 - 4QU CoRE ¦ 5QU LoRE | 2023 | 0.87344 | 0 | 0 | 0 | 0 | 0 | 0 | 0 | 0 | 0 | 0 | 0 | 0 | 0 | 0 | 0.0050832 | 0.0050832 | 0 | 0 | 0 | 0.0044399 | 0 | 0 | 0 | 0 | 0 | 0 | 0 | 0 | [11 empty] | WLDFR | HFTD - Distribution - 1QU CoRE ¦ 4QU LoRE | Red Flag Warning - Destructive Fires | 2026 | 0 | 0 | 0 | 0 | 0 | 5.5661e-06 | 8507.4426 | 202.8477 | 8304.5949 | 0 | 0 | 0 | 0 | 0 | 0 | 0 | 1.6465e-05 | 0 | 0 | 0 | 0 | 0 | 0 | 0 | 0 | 0 | 0 | 0 | 0 | 0 | 0 | 0 | 0.047353 | 0 | 0.047353 |  |  | Patrols - Distribution OverheadWLDFREquipment / facility failureAggregated | WLDFR | HFTD - Distribution - 1QU CoRE ¦ 4QU LoRE | Red Flag Warning - Destructive Fires | Equipment / facility failure | Aggregated | 2026 | 3.8492e-06 | 1413.2822 | 0.00544 | 2026 | Control | 0.046366 | 1 | 0 | esc | 0 | 0 | 0 | 0 | 0 | 0 | 0 | 0 | 0 | 0 | 0.00076597 | 5.5661e-06
7.3.6.8 Protective equipment and device settings | HFTD - Distribution - Zone 1 - 5QU CoRE ¦ 1QU LoRE |  |  | 0.075526 | 0.07317 | 0.14845 | 0.075526 | 0 | 0.075526 |  |  | 1.3796 | 1.4092 | 1.3796 |  |  | 0 | 0 | 0 | 0 |  |  | 58578.3407 | 59446.7688 | 54746.1128 | [9 empty] | 7.3.6.2 Crew-accompanying ignition prevention and suppression resources and services | WLDFR | HFTD - Distribution - Tier 3 - 5QU CoRE ¦ 1QU LoRE | 2020 | 1 | 0 | 0 | 0.036689 | 0.036689 | 0 | 0 | 0 | 0 | 0 | 0 | 0 | 0 | 0 | 0 | 0 | 0 | 0.036689 | 0 | 0 | 0 | 0 | 0 | 0 | 0 | 0 | 0 | 0 | 0 | [11 empty] | WLDFR | HFTD - Distribution - 1QU CoRE ¦ 4QU LoRE | Red Flag Warning - Large Fires | 2021 | 1.2771e-05 | 0 | 0 | 0 | 0 | 0 | 5.1078 | 0.69027 | 2.8264 | 1.5911 | 0 | 0 | 0 | 0 | 0 | 0 | 6.0713e-05 | 6.5229e-05 | 0 | 6.5229e-05 | 0 | 0 | 0 | 0 | 0 | 0 | 0 | 0 | 0 | 0 | 0 | 0 | 0 | 0 | 0 |  |  | Patrols - Distribution OverheadWLDFREquipment / facility failureAggregated | WLDFR | HFTD - Distribution - 1QU CoRE ¦ 4QU LoRE | Red Flag Warning - Large Fires | Equipment / facility failure | Aggregated | 2021 | 1.3935e-05 | 1413.2822 | 0.019695 | 2021 | Control | 0.046366 | 1 | 0 | esc | 0.0026602 | 1.2771e-05 | 0 | 0 | 0 | 0 | 0 | 0 | 0 | 0 | 0 | 0
7.3.6.8 Protective equipment and device settings | HFTD - Distribution - Zone 1 - 5QU CoRE ¦ 4QU LoRE |  |  | 0.00015952 | 0.00015434 | 0.0007597 | 0.00015952 | 0 | 0.00015952 |  |  | 0.10489 | 0.107 | 0.10489 |  |  | 0 | 0 | 0 | 0 |  |  | 1627.2501 | 1651.3742 | 1520.7944 | [9 empty] | 7.3.6.2 Crew-accompanying ignition prevention and suppression resources and services | WLDFR | HFTD - Distribution - Tier 3 - 5QU CoRE ¦ 1QU LoRE | 2021 | 1 | 0 | 0 | 0 | 0 | 0 | 0 | 0.036689 | 0.036689 | 0 | 0 | 0 | 0 | 0 | 0 | 0 | 0 | 0 | 0.036689 | 0 | 0 | 0 | 0 | 0 | 0 | 0 | 0 | 0 | 0 | [11 empty] | WLDFR | HFTD - Distribution - 1QU CoRE ¦ 4QU LoRE | Red Flag Warning - Large Fires | 2022 | 0 | 1.2698e-05 | 0 | 0 | 0 | 0 | 5.0739 | 0.68415 | 2.8096 | 1.5801 | 0 | 0 | 0 | 0 | 0 | 0 | 5.7279e-05 | 0 | 0 | 0 | 6.4428e-05 | 0 | 6.4428e-05 | 0 | 0 | 0 | 0 | 0 | 0 | 0 | 0 | 0 | 0 | 0 | 0 |  |  | Patrols - Distribution OverheadWLDFREquipment / facility failureAggregated | WLDFR | HFTD - Distribution - 1QU CoRE ¦ 4QU LoRE | Red Flag Warning - Large Fires | Equipment / facility failure | Aggregated | 2022 | 1.3196e-05 | 1413.2822 | 0.01865 | 2022 | Control | 0.046366 | 1 | 0 | esc | 0 | 0 | 0.002645 | 1.2698e-05 | 0 | 0 | 0 | 0 | 0 | 0 | 0 | 0
|  |  |  | 13.4978 | [30 empty] | 7.3.6.2 Crew-accompanying ignition prevention and suppression resources and services | WLDFR | HFTD - Distribution - Tier 3 - 5QU CoRE ¦ 1QU LoRE | 2022 | 0.93458 | 0 | 0 | 0 | 0 | 0 | 0 | 0 | 0 | 0 | 0 | 0.036686 | 0.036686 | 0 | 0 | 0 | 0 | 0 | 0 | 0.034286 | 0 | 0 | 0 | 0 | 0 | 0.036686 | 0.034286 | 0.036686 | 0.034286 | [11 empty] | WLDFR | HFTD - Distribution - 1QU CoRE ¦ 4QU LoRE | Red Flag Warning - Large Fires | 2023 | 0 | 0 | 1.9722e-05 | 0 | 0 | 0 | 5.1712 | 0.68415 | 2.907 | 1.5801 | 0 | 0 | 0 | 0 | 0 | 0 | 5.9492e-05 | 0 | 0 | 0 | 0 | 0 | 0 | 0.00010199 | 0 | 0.00010199 | 0 | 0 | 0 | 0 | 0 | 0 | 0 | 0 | 0 |  |  | Patrols - Distribution OverheadWLDFREquipment / facility failureAggregated | WLDFR | HFTD - Distribution - 1QU CoRE ¦ 4QU LoRE | Red Flag Warning - Large Fires | Equipment / facility failure | Aggregated | 2023 | 1.3638e-05 | 1413.2822 | 0.019275 | 2023 | Control | 0.046366 | 1 | 0 | esc | 0 | 0 | 0 | 0 | 0.002714 | 1.9722e-05 | 0 | 0 | 0 | 0 | 0 | 0
[35 empty] | 7.3.6.2 Crew-accompanying ignition prevention and suppression resources and services | WLDFR | HFTD - Distribution - Tier 3 - 5QU CoRE ¦ 1QU LoRE | 2023 | 0.87344 | 0 | 0 | 0 | 0 | 0 | 0 | 0 | 0 | 0 | 0 | 0 | 0 | 0 | 0 | 0.038021 | 0.038021 | 0 | 0 | 0 | 0.033209 | 0 | 0 | 0 | 0 | 0 | 0 | 0 | 0 | [11 empty] | WLDFR | HFTD - Distribution - 1QU CoRE ¦ 4QU LoRE | Red Flag Warning - Large Fires | 2024 | 0 | 0 | 0 | 1.9722e-05 | 0 | 0 | 5.1712 | 0.68415 | 2.907 | 1.5801 | 0 | 0 | 0 | 0 | 0 | 0 | 5.9492e-05 | 0 | 0 | 0 | 0 | 0 | 0 | 0 | 0 | 0 | 0.00010199 | 0 | 0.00010199 | 0 | 0 | 0 | 0 | 0 | 0 |  |  | Patrols - Distribution OverheadWLDFREquipment / facility failureAggregated | WLDFR | HFTD - Distribution - 1QU CoRE ¦ 4QU LoRE | Red Flag Warning - Large Fires | Equipment / facility failure | Aggregated | 2024 | 1.3638e-05 | 1413.2822 | 0.019275 | 2024 | Control | 0.046366 | 1 | 0 | esc | 0 | 0 | 0 | 0 | 0 | 0 | 0.002714 | 1.9722e-05 | 0 | 0 | 0 | 0
[35 empty] | 7.3.6.2 Crew-accompanying ignition prevention and suppression resources and services | WLDFR | HFTD - Distribution - Tier 3 - 5QU CoRE ¦ 2QU LoRE | 2020 | 1 | 0 | 0 | 0.010051 | 0.010051 | 0 | 0 | 0 | 0 | 0 | 0 | 0 | 0 | 0 | 0 | 0 | 0 | 0.010051 | 0 | 0 | 0 | 0 | 0 | 0 | 0 | 0 | 0 | 0 | 0 | [11 empty] | WLDFR | HFTD - Distribution - 1QU CoRE ¦ 4QU LoRE | Red Flag Warning - Large Fires | 2025 | 0 | 0 | 0 | 0 | 1.9722e-05 | 0 | 5.1712 | 0.68415 | 2.907 | 1.5801 | 0 | 0 | 0 | 0 | 0 | 0 | 5.9492e-05 | 0 | 0 | 0 | 0 | 0 | 0 | 0 | 0 | 0 | 0 | 0 | 0 | 0.00010199 | 0 | 0.00010199 | 0 | 0 | 0 |  |  | Patrols - Distribution OverheadWLDFREquipment / facility failureAggregated | WLDFR | HFTD - Distribution - 1QU CoRE ¦ 4QU LoRE | Red Flag Warning - Large Fires | Equipment / facility failure | Aggregated | 2025 | 1.3638e-05 | 1413.2822 | 0.019275 | 2025 | Control | 0.046366 | 1 | 0 | esc | 0 | 0 | 0 | 0 | 0 | 0 | 0 | 0 | 0.002714 | 1.9722e-05 | 0 | 0
[35 empty] | 7.3.6.2 Crew-accompanying ignition prevention and suppression resources and services | WLDFR | HFTD - Distribution - Tier 3 - 5QU CoRE ¦ 2QU LoRE | 2021 | 1 | 0 | 0 | 0 | 0 | 0 | 0 | 0.010051 | 0.010051 | 0 | 0 | 0 | 0 | 0 | 0 | 0 | 0 | 0 | 0.010051 | 0 | 0 | 0 | 0 | 0 | 0 | 0 | 0 | 0 | 0 | [11 empty] | WLDFR | HFTD - Distribution - 1QU CoRE ¦ 4QU LoRE | Red Flag Warning - Large Fires | 2026 | 0 | 0 | 0 | 0 | 0 | 1.9722e-05 | 5.1712 | 0.68415 | 2.907 | 1.5801 | 0 | 0 | 0 | 0 | 0 | 0 | 5.9492e-05 | 0 | 0 | 0 | 0 | 0 | 0 | 0 | 0 | 0 | 0 | 0 | 0 | 0 | 0 | 0 | 0.00010199 | 0 | 0.00010199 |  |  | Patrols - Distribution OverheadWLDFREquipment / facility failureAggregated | WLDFR | HFTD - Distribution - 1QU CoRE ¦ 4QU LoRE | Red Flag Warning - Large Fires | Equipment / facility failure | Aggregated | 2026 | 1.3638e-05 | 1413.2822 | 0.019275 | 2026 | Control | 0.046366 | 1 | 0 | esc | 0 | 0 | 0 | 0 | 0 | 0 | 0 | 0 | 0 | 0 | 0.002714 | 1.9722e-05
[35 empty] | 7.3.6.2 Crew-accompanying ignition prevention and suppression resources and services | WLDFR | HFTD - Distribution - Tier 3 - 5QU CoRE ¦ 2QU LoRE | 2022 | 0.93458 | 0 | 0 | 0 | 0 | 0 | 0 | 0 | 0 | 0 | 0 | 0.0094131 | 0.0094131 | 0 | 0 | 0 | 0 | 0 | 0 | 0.0087973 | 0 | 0 | 0 | 0 | 0 | 0.0094131 | 0.0087973 | 0.0094131 | 0.0087973 | [11 empty] | WLDFR | HFTD - Distribution - 1QU CoRE ¦ 4QU LoRE | Red Flag Warning - Small Fires | 2021 | 2.582e-05 | 0 | 0 | 0 | 0 | 0 | 0.077861 | 0.036425 | 0.0015416 | 0.039895 | 0 | 0 | 0 | 0 | 0 | 0 | 0.00033464 | 2.0104e-06 | 0 | 2.0104e-06 | 0 | 0 | 0 | 0 | 0 | 0 | 0 | 0 | 0 | 0 | 0 | 0 | 0 | 0 | 0 |  |  | Patrols - Distribution OverheadWLDFREquipment / facility failureAggregated | WLDFR | HFTD - Distribution - 1QU CoRE ¦ 4QU LoRE | Red Flag Warning - Small Fires | Equipment / facility failure | Aggregated | 2021 | 2.8176e-05 | 1413.2822 | 0.03982 | 2021 | Control | 0.046366 | 1 | 0 | esc | 0.0053785 | 2.582e-05 | 0 | 0 | 0 | 0 | 0 | 0 | 0 | 0 | 0 | 0
[35 empty] | 7.3.6.2 Crew-accompanying ignition prevention and suppression resources and services | WLDFR | HFTD - Distribution - Tier 3 - 5QU CoRE ¦ 2QU LoRE | 2023 | 0.87344 | 0 | 0 | 0 | 0 | 0 | 0 | 0 | 0 | 0 | 0 | 0 | 0 | 0 | 0 | 0.0097564 | 0.0097564 | 0 | 0 | 0 | 0.0085216 | 0 | 0 | 0 | 0 | 0 | 0 | 0 | 0 | [11 empty] | WLDFR | HFTD - Distribution - 1QU CoRE ¦ 4QU LoRE | Red Flag Warning - Small Fires | 2022 | 0 | 2.5866e-05 | 0 | 0 | 0 | 0 | 0.077861 | 0.036425 | 0.0015416 | 0.039895 | 0 | 0 | 0 | 0 | 0 | 0 | 0.00031835 | 0 | 0 | 0 | 2.014e-06 | 0 | 2.014e-06 | 0 | 0 | 0 | 0 | 0 | 0 | 0 | 0 | 0 | 0 | 0 | 0 |  |  | Patrols - Distribution OverheadWLDFREquipment / facility failureAggregated | WLDFR | HFTD - Distribution - 1QU CoRE ¦ 4QU LoRE | Red Flag Warning - Small Fires | Equipment / facility failure | Aggregated | 2022 | 2.6882e-05 | 1413.2822 | 0.037992 | 2022 | Control | 0.046366 | 1 | 0 | esc | 0 | 0 | 0.005388 | 2.5866e-05 | 0 | 0 | 0 | 0 | 0 | 0 | 0 | 0
[35 empty] | 7.3.6.2 Crew-accompanying ignition prevention and suppression resources and services | WLDFR | HFTD - Distribution - Tier 3 - 5QU CoRE ¦ 3QU LoRE | 2020 | 1 | 0 | 0 | 0.0037296 | 0.0037296 | 0 | 0 | 0 | 0 | 0 | 0 | 0 | 0 | 0 | 0 | 0 | 0 | 0.0037296 | 0 | 0 | 0 | 0 | 0 | 0 | 0 | 0 | 0 | 0 | 0 | [11 empty] | WLDFR | HFTD - Distribution - 1QU CoRE ¦ 4QU LoRE | Red Flag Warning - Small Fires | 2023 | 0 | 0 | 4.0116e-05 | 0 | 0 | 0 | 0.077901 | 0.036425 | 0.0015809 | 0.039895 | 0 | 0 | 0 | 0 | 0 | 0 | 0.00033038 | 0 | 0 | 0 | 0 | 0 | 0 | 3.125e-06 | 0 | 3.125e-06 | 0 | 0 | 0 | 0 | 0 | 0 | 0 | 0 | 0 |  |  | Patrols - Distribution OverheadWLDFREquipment / facility failureAggregated | WLDFR | HFTD - Distribution - 1QU CoRE ¦ 4QU LoRE | Red Flag Warning - Small Fires | Equipment / facility failure | Aggregated | 2023 | 2.7742e-05 | 1413.2822 | 0.039207 | 2023 | Control | 0.046366 | 1 | 0 | esc | 0 | 0 | 0 | 0 | 0.0055204 | 4.0116e-05 | 0 | 0 | 0 | 0 | 0 | 0
[35 empty] | 7.3.6.2 Crew-accompanying ignition prevention and suppression resources and services | WLDFR | HFTD - Distribution - Tier 3 - 5QU CoRE ¦ 3QU LoRE | 2021 | 1 | 0 | 0 | 0 | 0 | 0 | 0 | 0.0037296 | 0.0037296 | 0 | 0 | 0 | 0 | 0 | 0 | 0 | 0 | 0 | 0.0037296 | 0 | 0 | 0 | 0 | 0 | 0 | 0 | 0 | 0 | 0 | [11 empty] | WLDFR | HFTD - Distribution - 1QU CoRE ¦ 4QU LoRE | Red Flag Warning - Small Fires | 2024 | 0 | 0 | 0 | 4.0116e-05 | 0 | 0 | 0.077901 | 0.036425 | 0.0015809 | 0.039895 | 0 | 0 | 0 | 0 | 0 | 0 | 0.00033038 | 0 | 0 | 0 | 0 | 0 | 0 | 0 | 0 | 0 | 3.125e-06 | 0 | 3.125e-06 | 0 | 0 | 0 | 0 | 0 | 0 |  |  | Patrols - Distribution OverheadWLDFREquipment / facility failureAggregated | WLDFR | HFTD - Distribution - 1QU CoRE ¦ 4QU LoRE | Red Flag Warning - Small Fires | Equipment / facility failure | Aggregated | 2024 | 2.7742e-05 | 1413.2822 | 0.039207 | 2024 | Control | 0.046366 | 1 | 0 | esc | 0 | 0 | 0 | 0 | 0 | 0 | 0.0055204 | 4.0116e-05 | 0 | 0 | 0 | 0
[35 empty] | 7.3.6.2 Crew-accompanying ignition prevention and suppression resources and services | WLDFR | HFTD - Distribution - Tier 3 - 5QU CoRE ¦ 3QU LoRE | 2022 | 0.93458 | 0 | 0 | 0 | 0 | 0 | 0 | 0 | 0 | 0 | 0 | 0.0034689 | 0.0034689 | 0 | 0 | 0 | 0 | 0 | 0 | 0.003242 | 0 | 0 | 0 | 0 | 0 | 0.0034689 | 0.003242 | 0.0034689 | 0.003242 | [11 empty] | WLDFR | HFTD - Distribution - 1QU CoRE ¦ 4QU LoRE | Red Flag Warning - Small Fires | 2025 | 0 | 0 | 0 | 0 | 4.0116e-05 | 0 | 0.077901 | 0.036425 | 0.0015809 | 0.039895 | 0 | 0 | 0 | 0 | 0 | 0 | 0.00033038 | 0 | 0 | 0 | 0 | 0 | 0 | 0 | 0 | 0 | 0 | 0 | 0 | 3.125e-06 | 0 | 3.125e-06 | 0 | 0 | 0 |  |  | Patrols - Distribution OverheadWLDFREquipment / facility failureAggregated | WLDFR | HFTD - Distribution - 1QU CoRE ¦ 4QU LoRE | Red Flag Warning - Small Fires | Equipment / facility failure | Aggregated | 2025 | 2.7742e-05 | 1413.2822 | 0.039207 | 2025 | Control | 0.046366 | 1 | 0 | esc | 0 | 0 | 0 | 0 | 0 | 0 | 0 | 0 | 0.0055204 | 4.0116e-05 | 0 | 0
[35 empty] | 7.3.6.2 Crew-accompanying ignition prevention and suppression resources and services | WLDFR | HFTD - Distribution - Tier 3 - 5QU CoRE ¦ 3QU LoRE | 2023 | 0.87344 | 0 | 0 | 0 | 0 | 0 | 0 | 0 | 0 | 0 | 0 | 0 | 0 | 0 | 0 | 0.0035955 | 0.0035955 | 0 | 0 | 0 | 0.0031405 | 0 | 0 | 0 | 0 | 0 | 0 | 0 | 0 | [11 empty] | WLDFR | HFTD - Distribution - 1QU CoRE ¦ 4QU LoRE | Red Flag Warning - Small Fires | 2026 | 0 | 0 | 0 | 0 | 0 | 4.0116e-05 | 0.077901 | 0.036425 | 0.0015809 | 0.039895 | 0 | 0 | 0 | 0 | 0 | 0 | 0.00033038 | 0 | 0 | 0 | 0 | 0 | 0 | 0 | 0 | 0 | 0 | 0 | 0 | 0 | 0 | 0 | 3.125e-06 | 0 | 3.125e-06 |  |  | Patrols - Distribution OverheadWLDFREquipment / facility failureAggregated | WLDFR | HFTD - Distribution - 1QU CoRE ¦ 4QU LoRE | Red Flag Warning - Small Fires | Equipment / facility failure | Aggregated | 2026 | 2.7742e-05 | 1413.2822 | 0.039207 | 2026 | Control | 0.046366 | 1 | 0 | esc | 0 | 0 | 0 | 0 | 0 | 0 | 0 | 0 | 0 | 0 | 0.0055204 | 4.0116e-05
[35 empty] | 7.3.6.2 Crew-accompanying ignition prevention and suppression resources and services | WLDFR | HFTD - Distribution - Tier 3 - 5QU CoRE ¦ 4QU LoRE | 2020 | 1 | 0 | 0 | 0.0010965 | 0.0010965 | 0 | 0 | 0 | 0 | 0 | 0 | 0 | 0 | 0 | 0 | 0 | 0 | 0.0010965 | 0 | 0 | 0 | 0 | 0 | 0 | 0 | 0 | 0 | 0 | 0 | [11 empty] | WLDFR | HFTD - Distribution - 1QU CoRE ¦ 5QU LoRE | Non-Red Flag Warning - Catastrophic Fires | 2021 | 4.8056e-08 | 0 | 0 | 0 | 0 | 0 | 13887.861 | 212.4034 | 8426.443 | 5249.0147 | 0 | 0 | 0 | 0 | 0 | 0 | 3.1336e-06 | 0.00066739 | 0 | 0.00066739 | 0 | 0 | 0 | 0 | 0 | 0 | 0 | 0 | 0 | 0 | 0 | 0 | 0 | 0 | 0 |  |  | Patrols - Distribution OverheadWLDFREquipment / facility failureAggregated | WLDFR | HFTD - Distribution - 1QU CoRE ¦ 5QU LoRE | Non-Red Flag Warning - Catastrophic Fires | Equipment / facility failure | Aggregated | 2021 | 2.5697e-08 | 1706.7713 | 4.3858e-05 | 2021 | Control | 0.046366 | 1 | 0 | esc | 1.001e-05 | 4.8056e-08 | 0 | 0 | 0 | 0 | 0 | 0 | 0 | 0 | 0 | 0
[35 empty] | 7.3.6.2 Crew-accompanying ignition prevention and suppression resources and services | WLDFR | HFTD - Distribution - Tier 3 - 5QU CoRE ¦ 4QU LoRE | 2021 | 1 | 0 | 0 | 0 | 0 | 0 | 0 | 0.0010965 | 0.0010965 | 0 | 0 | 0 | 0 | 0 | 0 | 0 | 0 | 0 | 0.0010965 | 0 | 0 | 0 | 0 | 0 | 0 | 0 | 0 | 0 | 0 | [11 empty] | WLDFR | HFTD - Distribution - 1QU CoRE ¦ 5QU LoRE | Non-Red Flag Warning - Catastrophic Fires | 2022 | 0 | 4.7733e-08 | 0 | 0 | 0 | 0 | 13650.1655 | 202.8477 | 8286.6934 | 5160.6244 | 0 | 0 | 0 | 0 | 0 | 0 | 3.0145e-06 | 0 | 0 | 0 | 0.00065157 | 0 | 0.00065157 | 0 | 0 | 0 | 0 | 0 | 0 | 0 | 0 | 0 | 0 | 0 | 0 |  |  | Patrols - Distribution OverheadWLDFREquipment / facility failureAggregated | WLDFR | HFTD - Distribution - 1QU CoRE ¦ 5QU LoRE | Non-Red Flag Warning - Catastrophic Fires | Equipment / facility failure | Aggregated | 2022 | 2.4379e-08 | 1706.7713 | 4.161e-05 | 2022 | Control | 0.046366 | 1 | 0 | esc | 0 | 0 | 9.9431e-06 | 4.7733e-08 | 0 | 0 | 0 | 0 | 0 | 0 | 0 | 0
[35 empty] | 7.3.6.2 Crew-accompanying ignition prevention and suppression resources and services | WLDFR | HFTD - Distribution - Tier 3 - 5QU CoRE ¦ 4QU LoRE | 2022 | 0.93458 | 0 | 0 | 0 | 0 | 0 | 0 | 0 | 0 | 0 | 0 | 0.0012576 | 0.0012576 | 0 | 0 | 0 | 0 | 0 | 0 | 0.0011754 | 0 | 0 | 0 | 0 | 0 | 0.0012576 | 0.0011754 | 0.0012576 | 0.0011754 | [11 empty] | WLDFR | HFTD - Distribution - 1QU CoRE ¦ 5QU LoRE | Non-Red Flag Warning - Catastrophic Fires | 2023 | 0 | 0 | 7.1681e-08 | 0 | 0 | 0 | 13668.067 | 202.8477 | 8304.5949 | 5160.6244 | 0 | 0 | 0 | 0 | 0 | 0 | 3.0176e-06 | 0 | 0 | 0 | 0 | 0 | 0 | 0.00097973 | 0 | 0.00097973 | 0 | 0 | 0 | 0 | 0 | 0 | 0 | 0 | 0 |  |  | Patrols - Distribution OverheadWLDFREquipment / facility failureAggregated | WLDFR | HFTD - Distribution - 1QU CoRE ¦ 5QU LoRE | Non-Red Flag Warning - Catastrophic Fires | Equipment / facility failure | Aggregated | 2023 | 2.4352e-08 | 1706.7713 | 4.1564e-05 | 2023 | Control | 0.046366 | 1 | 0 | esc | 0 | 0 | 0 | 0 | 9.8642e-06 | 7.1681e-08 | 0 | 0 | 0 | 0 | 0 | 0
[35 empty] | 7.3.6.2 Crew-accompanying ignition prevention and suppression resources and services | WLDFR | HFTD - Distribution - Tier 3 - 5QU CoRE ¦ 4QU LoRE | 2023 | 0.87344 | 0 | 0 | 0 | 0 | 0 | 0 | 0 | 0 | 0 | 0 | 0 | 0 | 0 | 0 | 0.0013035 | 0.0013035 | 0 | 0 | 0 | 0.0011385 | 0 | 0 | 0 | 0 | 0 | 0 | 0 | 0 | [11 empty] | WLDFR | HFTD - Distribution - 1QU CoRE ¦ 5QU LoRE | Non-Red Flag Warning - Catastrophic Fires | 2024 | 0 | 0 | 0 | 7.1681e-08 | 0 | 0 | 13668.067 | 202.8477 | 8304.5949 | 5160.6244 | 0 | 0 | 0 | 0 | 0 | 0 | 3.0176e-06 | 0 | 0 | 0 | 0 | 0 | 0 | 0 | 0 | 0 | 0.00097973 | 0 | 0.00097973 | 0 | 0 | 0 | 0 | 0 | 0 |  |  | Patrols - Distribution OverheadWLDFREquipment / facility failureAggregated | WLDFR | HFTD - Distribution - 1QU CoRE ¦ 5QU LoRE | Non-Red Flag Warning - Catastrophic Fires | Equipment / facility failure | Aggregated | 2024 | 2.4352e-08 | 1706.7713 | 4.1564e-05 | 2024 | Control | 0.046366 | 1 | 0 | esc | 0 | 0 | 0 | 0 | 0 | 0 | 9.8642e-06 | 7.1681e-08 | 0 | 0 | 0 | 0
[35 empty] | 7.3.6.2 Crew-accompanying ignition prevention and suppression resources and services | WLDFR | HFTD - Distribution - Tier 3 - 5QU CoRE ¦ 5QU LoRE | 2020 | 1 | 0 | 0 | 0.00074259 | 0.00074259 | 0 | 0 | 0 | 0 | 0 | 0 | 0 | 0 | 0 | 0 | 0 | 0 | 0.00074259 | 0 | 0 | 0 | 0 | 0 | 0 | 0 | 0 | 0 | 0 | 0 | [11 empty] | WLDFR | HFTD - Distribution - 1QU CoRE ¦ 5QU LoRE | Non-Red Flag Warning - Catastrophic Fires | 2025 | 0 | 0 | 0 | 0 | 7.1681e-08 | 0 | 13668.067 | 202.8477 | 8304.5949 | 5160.6244 | 0 | 0 | 0 | 0 | 0 | 0 | 3.0176e-06 | 0 | 0 | 0 | 0 | 0 | 0 | 0 | 0 | 0 | 0 | 0 | 0 | 0.00097973 | 0 | 0.00097973 | 0 | 0 | 0 |  |  | Patrols - Distribution OverheadWLDFREquipment / facility failureAggregated | WLDFR | HFTD - Distribution - 1QU CoRE ¦ 5QU LoRE | Non-Red Flag Warning - Catastrophic Fires | Equipment / facility failure | Aggregated | 2025 | 2.4352e-08 | 1706.7713 | 4.1564e-05 | 2025 | Control | 0.046366 | 1 | 0 | esc | 0 | 0 | 0 | 0 | 0 | 0 | 0 | 0 | 9.8642e-06 | 7.1681e-08 | 0 | 0
[35 empty] | 7.3.6.2 Crew-accompanying ignition prevention and suppression resources and services | WLDFR | HFTD - Distribution - Tier 3 - 5QU CoRE ¦ 5QU LoRE | 2021 | 1 | 0 | 0 | 0 | 0 | 0 | 0 | 0.00074259 | 0.00074259 | 0 | 0 | 0 | 0 | 0 | 0 | 0 | 0 | 0 | 0.00074259 | 0 | 0 | 0 | 0 | 0 | 0 | 0 | 0 | 0 | 0 | [11 empty] | WLDFR | HFTD - Distribution - 1QU CoRE ¦ 5QU LoRE | Non-Red Flag Warning - Catastrophic Fires | 2026 | 0 | 0 | 0 | 0 | 0 | 7.1681e-08 | 13668.067 | 202.8477 | 8304.5949 | 5160.6244 | 0 | 0 | 0 | 0 | 0 | 0 | 3.0176e-06 | 0 | 0 | 0 | 0 | 0 | 0 | 0 | 0 | 0 | 0 | 0 | 0 | 0 | 0 | 0 | 0.00097973 | 0 | 0.00097973 |  |  | Patrols - Distribution OverheadWLDFREquipment / facility failureAggregated | WLDFR | HFTD - Distribution - 1QU CoRE ¦ 5QU LoRE | Non-Red Flag Warning - Catastrophic Fires | Equipment / facility failure | Aggregated | 2026 | 2.4352e-08 | 1706.7713 | 4.1564e-05 | 2026 | Control | 0.046366 | 1 | 0 | esc | 0 | 0 | 0 | 0 | 0 | 0 | 0 | 0 | 0 | 0 | 9.8642e-06 | 7.1681e-08
[35 empty] | 7.3.6.2 Crew-accompanying ignition prevention and suppression resources and services | WLDFR | HFTD - Distribution - Tier 3 - 5QU CoRE ¦ 5QU LoRE | 2022 | 0.93458 | 0 | 0 | 0 | 0 | 0 | 0 | 0 | 0 | 0 | 0 | 0.00077429 | 0.00077429 | 0 | 0 | 0 | 0 | 0 | 0 | 0.00072364 | 0 | 0 | 0 | 0 | 0 | 0.00077429 | 0.00072364 | 0.00077429 | 0.00072364 | [11 empty] | WLDFR | HFTD - Distribution - 1QU CoRE ¦ 5QU LoRE | Non-Red Flag Warning - Destructive Fires | 2021 | 1.6168e-07 | 0 | 0 | 0 | 0 | 0 | 8638.8464 | 212.4034 | 8426.443 | 0 | 0 | 0 | 0 | 0 | 0 | 0 | 3.5899e-06 | 0.0013967 | 0 | 0.0013967 | 0 | 0 | 0 | 0 | 0 | 0 | 0 | 0 | 0 | 0 | 0 | 0 | 0 | 0 | 0 |  |  | Patrols - Distribution OverheadWLDFREquipment / facility failureAggregated | WLDFR | HFTD - Distribution - 1QU CoRE ¦ 5QU LoRE | Non-Red Flag Warning - Destructive Fires | Equipment / facility failure | Aggregated | 2021 | 8.6455e-08 | 1706.7713 | 0.00014756 | 2021 | Control | 0.046366 | 1 | 0 | esc | 3.3679e-05 | 1.6168e-07 | 0 | 0 | 0 | 0 | 0 | 0 | 0 | 0 | 0 | 0
[35 empty] | 7.3.6.2 Crew-accompanying ignition prevention and suppression resources and services | WLDFR | HFTD - Distribution - Tier 3 - 5QU CoRE ¦ 5QU LoRE | 2023 | 0.87344 | 0 | 0 | 0 | 0 | 0 | 0 | 0 | 0 | 0 | 0 | 0 | 0 | 0 | 0 | 0.00080255 | 0.00080255 | 0 | 0 | 0 | 0.00070098 | 0 | 0 | 0 | 0 | 0 | 0 | 0 | 0 | [11 empty] | WLDFR | HFTD - Distribution - 1QU CoRE ¦ 5QU LoRE | Non-Red Flag Warning - Destructive Fires | 2022 | 0 | 1.6059e-07 | 0 | 0 | 0 | 0 | 8489.5411 | 202.8477 | 8286.6934 | 0 | 0 | 0 | 0 | 0 | 0 | 0 | 3.4313e-06 | 0 | 0 | 0 | 0.0013633 | 0 | 0.0013633 | 0 | 0 | 0 | 0 | 0 | 0 | 0 | 0 | 0 | 0 | 0 | 0 |  |  | Patrols - Distribution OverheadWLDFREquipment / facility failureAggregated | WLDFR | HFTD - Distribution - 1QU CoRE ¦ 5QU LoRE | Non-Red Flag Warning - Destructive Fires | Equipment / facility failure | Aggregated | 2022 | 8.2018e-08 | 1706.7713 | 0.00013999 | 2022 | Control | 0.046366 | 1 | 0 | esc | 0 | 0 | 3.3451e-05 | 1.6059e-07 | 0 | 0 | 0 | 0 | 0 | 0 | 0 | 0
[35 empty] | 7.3.6.2 Crew-accompanying ignition prevention and suppression resources and services | WLDFR | HFTD - Distribution - Zone 1 - 1QU CoRE ¦ 5QU LoRE | 2020 | 1 | 0 | 0 | 1.9713e-07 | 1.9713e-07 | 0 | 0 | 0 | 0 | 0 | 0 | 0 | 0 | 0 | 0 | 0 | 0 | 1.9713e-07 | 0 | 0 | 0 | 0 | 0 | 0 | 0 | 0 | 0 | 0 | 0 | [11 empty] | WLDFR | HFTD - Distribution - 1QU CoRE ¦ 5QU LoRE | Non-Red Flag Warning - Destructive Fires | 2023 | 0 | 0 | 2.4115e-07 | 0 | 0 | 0 | 8507.4426 | 202.8477 | 8304.5949 | 0 | 0 | 0 | 0 | 0 | 0 | 0 | 3.4422e-06 | 0 | 0 | 0 | 0 | 0 | 0 | 0.0020516 | 0 | 0.0020516 | 0 | 0 | 0 | 0 | 0 | 0 | 0 | 0 | 0 |  |  | Patrols - Distribution OverheadWLDFREquipment / facility failureAggregated | WLDFR | HFTD - Distribution - 1QU CoRE ¦ 5QU LoRE | Non-Red Flag Warning - Destructive Fires | Equipment / facility failure | Aggregated | 2023 | 8.1927e-08 | 1706.7713 | 0.00013983 | 2023 | Control | 0.046366 | 1 | 0 | esc | 0 | 0 | 0 | 0 | 3.3186e-05 | 2.4115e-07 | 0 | 0 | 0 | 0 | 0 | 0
[35 empty] | 7.3.6.2 Crew-accompanying ignition prevention and suppression resources and services | WLDFR | HFTD - Distribution - Zone 1 - 1QU CoRE ¦ 5QU LoRE | 2021 | 1 | 0 | 0 | 0 | 0 | 0 | 0 | 1.9713e-07 | 1.9713e-07 | 0 | 0 | 0 | 0 | 0 | 0 | 0 | 0 | 0 | 1.9713e-07 | 0 | 0 | 0 | 0 | 0 | 0 | 0 | 0 | 0 | 0 | [11 empty] | WLDFR | HFTD - Distribution - 1QU CoRE ¦ 5QU LoRE | Non-Red Flag Warning - Destructive Fires | 2024 | 0 | 0 | 0 | 2.4115e-07 | 0 | 0 | 8507.4426 | 202.8477 | 8304.5949 | 0 | 0 | 0 | 0 | 0 | 0 | 0 | 3.4422e-06 | 0 | 0 | 0 | 0 | 0 | 0 | 0 | 0 | 0 | 0.0020516 | 0 | 0.0020516 | 0 | 0 | 0 | 0 | 0 | 0 |  |  | Patrols - Distribution OverheadWLDFREquipment / facility failureAggregated | WLDFR | HFTD - Distribution - 1QU CoRE ¦ 5QU LoRE | Non-Red Flag Warning - Destructive Fires | Equipment / facility failure | Aggregated | 2024 | 8.1927e-08 | 1706.7713 | 0.00013983 | 2024 | Control | 0.046366 | 1 | 0 | esc | 0 | 0 | 0 | 0 | 0 | 0 | 3.3186e-05 | 2.4115e-07 | 0 | 0 | 0 | 0
[35 empty] | 7.3.6.2 Crew-accompanying ignition prevention and suppression resources and services | WLDFR | HFTD - Distribution - Zone 1 - 1QU CoRE ¦ 5QU LoRE | 2022 | 0.93458 | 0 | 0 | 0 | 0 | 0 | 0 | 0 | 0 | 0 | 0 | 1.9617e-07 | 1.9617e-07 | 0 | 0 | 0 | 0 | 0 | 0 | 1.8334e-07 | 0 | 0 | 0 | 0 | 0 | 1.9617e-07 | 1.8334e-07 | 1.9617e-07 | 1.8334e-07 | [11 empty] | WLDFR | HFTD - Distribution - 1QU CoRE ¦ 5QU LoRE | Non-Red Flag Warning - Destructive Fires | 2025 | 0 | 0 | 0 | 0 | 2.4115e-07 | 0 | 8507.4426 | 202.8477 | 8304.5949 | 0 | 0 | 0 | 0 | 0 | 0 | 0 | 3.4422e-06 | 0 | 0 | 0 | 0 | 0 | 0 | 0 | 0 | 0 | 0 | 0 | 0 | 0.0020516 | 0 | 0.0020516 | 0 | 0 | 0 |  |  | Patrols - Distribution OverheadWLDFREquipment / facility failureAggregated | WLDFR | HFTD - Distribution - 1QU CoRE ¦ 5QU LoRE | Non-Red Flag Warning - Destructive Fires | Equipment / facility failure | Aggregated | 2025 | 8.1927e-08 | 1706.7713 | 0.00013983 | 2025 | Control | 0.046366 | 1 | 0 | esc | 0 | 0 | 0 | 0 | 0 | 0 | 0 | 0 | 3.3186e-05 | 2.4115e-07 | 0 | 0
[35 empty] | 7.3.6.2 Crew-accompanying ignition prevention and suppression resources and services | WLDFR | HFTD - Distribution - Zone 1 - 1QU CoRE ¦ 5QU LoRE | 2023 | 0.87344 | 0 | 0 | 0 | 0 | 0 | 0 | 0 | 0 | 0 | 0 | 0 | 0 | 0 | 0 | 2.0317e-07 | 2.0317e-07 | 0 | 0 | 0 | 1.7746e-07 | 0 | 0 | 0 | 0 | 0 | 0 | 0 | 0 | [11 empty] | WLDFR | HFTD - Distribution - 1QU CoRE ¦ 5QU LoRE | Non-Red Flag Warning - Destructive Fires | 2026 | 0 | 0 | 0 | 0 | 0 | 2.4115e-07 | 8507.4426 | 202.8477 | 8304.5949 | 0 | 0 | 0 | 0 | 0 | 0 | 0 | 3.4422e-06 | 0 | 0 | 0 | 0 | 0 | 0 | 0 | 0 | 0 | 0 | 0 | 0 | 0 | 0 | 0 | 0.0020516 | 0 | 0.0020516 |  |  | Patrols - Distribution OverheadWLDFREquipment / facility failureAggregated | WLDFR | HFTD - Distribution - 1QU CoRE ¦ 5QU LoRE | Non-Red Flag Warning - Destructive Fires | Equipment / facility failure | Aggregated | 2026 | 8.1927e-08 | 1706.7713 | 0.00013983 | 2026 | Control | 0.046366 | 1 | 0 | esc | 0 | 0 | 0 | 0 | 0 | 0 | 0 | 0 | 0 | 0 | 3.3186e-05 | 2.4115e-07
[35 empty] | 7.3.6.2 Crew-accompanying ignition prevention and suppression resources and services | WLDFR | HFTD - Distribution - Zone 1 - 4QU CoRE ¦ 1QU LoRE | 2020 | 1 | 0 | 0 | 4.4322e-05 | 4.4322e-05 | 0 | 0 | 0 | 0 | 0 | 0 | 0 | 0 | 0 | 0 | 0 | 0 | 4.4322e-05 | 0 | 0 | 0 | 0 | 0 | 0 | 0 | 0 | 0 | 0 | 0 | [11 empty] | WLDFR | HFTD - Distribution - 1QU CoRE ¦ 5QU LoRE | Non-Red Flag Warning - Large Fires | 2021 | 1.1648e-06 | 0 | 0 | 0 | 0 | 0 | 5.1078 | 0.69027 | 2.8264 | 1.5911 | 0 | 0 | 0 | 0 | 0 | 0 | 2.4004e-05 | 5.9494e-06 | 0 | 5.9494e-06 | 0 | 0 | 0 | 0 | 0 | 0 | 0 | 0 | 0 | 0 | 0 | 0 | 0 | 0 | 0 |  |  | Patrols - Distribution OverheadWLDFREquipment / facility failureAggregated | WLDFR | HFTD - Distribution - 1QU CoRE ¦ 5QU LoRE | Non-Red Flag Warning - Large Fires | Equipment / facility failure | Aggregated | 2021 | 6.2284e-07 | 1706.7713 | 0.001063 | 2021 | Control | 0.046366 | 1 | 0 | esc | 0.00024263 | 1.1648e-06 | 0 | 0 | 0 | 0 | 0 | 0 | 0 | 0 | 0 | 0
[35 empty] | 7.3.6.2 Crew-accompanying ignition prevention and suppression resources and services | WLDFR | HFTD - Distribution - Zone 1 - 4QU CoRE ¦ 1QU LoRE | 2021 | 1 | 0 | 0 | 0 | 0 | 0 | 0 | 4.4322e-05 | 4.4322e-05 | 0 | 0 | 0 | 0 | 0 | 0 | 0 | 0 | 0 | 4.4322e-05 | 0 | 0 | 0 | 0 | 0 | 0 | 0 | 0 | 0 | 0 | [11 empty] | WLDFR | HFTD - Distribution - 1QU CoRE ¦ 5QU LoRE | Non-Red Flag Warning - Large Fires | 2022 | 0 | 1.1571e-06 | 0 | 0 | 0 | 0 | 5.0739 | 0.68415 | 2.8096 | 1.5801 | 0 | 0 | 0 | 0 | 0 | 0 | 2.2924e-05 | 0 | 0 | 0 | 5.8709e-06 | 0 | 5.8709e-06 | 0 | 0 | 0 | 0 | 0 | 0 | 0 | 0 | 0 | 0 | 0 | 0 |  |  | Patrols - Distribution OverheadWLDFREquipment / facility failureAggregated | WLDFR | HFTD - Distribution - 1QU CoRE ¦ 5QU LoRE | Non-Red Flag Warning - Large Fires | Equipment / facility failure | Aggregated | 2022 | 5.9096e-07 | 1706.7713 | 0.0010086 | 2022 | Control | 0.046366 | 1 | 0 | esc | 0 | 0 | 0.00024102 | 1.1571e-06 | 0 | 0 | 0 | 0 | 0 | 0 | 0 | 0
[35 empty] | 7.3.6.2 Crew-accompanying ignition prevention and suppression resources and services | WLDFR | HFTD - Distribution - Zone 1 - 4QU CoRE ¦ 1QU LoRE | 2022 | 0.93458 | 0 | 0 | 0 | 0 | 0 | 0 | 0 | 0 | 0 | 0 | 4.4038e-05 | 4.4038e-05 | 0 | 0 | 0 | 0 | 0 | 0 | 4.1157e-05 | 0 | 0 | 0 | 0 | 0 | 4.4038e-05 | 4.1157e-05 | 4.4038e-05 | 4.1157e-05 | [11 empty] | WLDFR | HFTD - Distribution - 1QU CoRE ¦ 5QU LoRE | Non-Red Flag Warning - Large Fires | 2023 | 0 | 0 | 1.7376e-06 | 0 | 0 | 0 | 5.1712 | 0.68415 | 2.907 | 1.5801 | 0 | 0 | 0 | 0 | 0 | 0 | 2.3005e-05 | 0 | 0 | 0 | 0 | 0 | 0 | 8.9854e-06 | 0 | 8.9854e-06 | 0 | 0 | 0 | 0 | 0 | 0 | 0 | 0 | 0 |  |  | Patrols - Distribution OverheadWLDFREquipment / facility failureAggregated | WLDFR | HFTD - Distribution - 1QU CoRE ¦ 5QU LoRE | Non-Red Flag Warning - Large Fires | Equipment / facility failure | Aggregated | 2023 | 5.9031e-07 | 1706.7713 | 0.0010075 | 2023 | Control | 0.046366 | 1 | 0 | esc | 0 | 0 | 0 | 0 | 0.00023911 | 1.7376e-06 | 0 | 0 | 0 | 0 | 0 | 0
[35 empty] | 7.3.6.2 Crew-accompanying ignition prevention and suppression resources and services | WLDFR | HFTD - Distribution - Zone 1 - 4QU CoRE ¦ 1QU LoRE | 2023 | 0.87344 | 0 | 0 | 0 | 0 | 0 | 0 | 0 | 0 | 0 | 0 | 0 | 0 | 0 | 0 | 4.5647e-05 | 4.5647e-05 | 0 | 0 | 0 | 3.987e-05 | 0 | 0 | 0 | 0 | 0 | 0 | 0 | 0 | [11 empty] | WLDFR | HFTD - Distribution - 1QU CoRE ¦ 5QU LoRE | Non-Red Flag Warning - Large Fires | 2024 | 0 | 0 | 0 | 1.7376e-06 | 0 | 0 | 5.1712 | 0.68415 | 2.907 | 1.5801 | 0 | 0 | 0 | 0 | 0 | 0 | 2.3005e-05 | 0 | 0 | 0 | 0 | 0 | 0 | 0 | 0 | 0 | 8.9854e-06 | 0 | 8.9854e-06 | 0 | 0 | 0 | 0 | 0 | 0 |  |  | Patrols - Distribution OverheadWLDFREquipment / facility failureAggregated | WLDFR | HFTD - Distribution - 1QU CoRE ¦ 5QU LoRE | Non-Red Flag Warning - Large Fires | Equipment / facility failure | Aggregated | 2024 | 5.9031e-07 | 1706.7713 | 0.0010075 | 2024 | Control | 0.046366 | 1 | 0 | esc | 0 | 0 | 0 | 0 | 0 | 0 | 0.00023911 | 1.7376e-06 | 0 | 0 | 0 | 0
[35 empty] | 7.3.6.2 Crew-accompanying ignition prevention and suppression resources and services | WLDFR | HFTD - Distribution - Zone 1 - 5QU CoRE ¦ 1QU LoRE | 2020 | 1 | 0 | 0 | 0.00020966 | 0.00020966 | 0 | 0 | 0 | 0 | 0 | 0 | 0 | 0 | 0 | 0 | 0 | 0 | 0.00020966 | 0 | 0 | 0 | 0 | 0 | 0 | 0 | 0 | 0 | 0 | 0 | [11 empty] | WLDFR | HFTD - Distribution - 1QU CoRE ¦ 5QU LoRE | Non-Red Flag Warning - Large Fires | 2025 | 0 | 0 | 0 | 0 | 1.7376e-06 | 0 | 5.1712 | 0.68415 | 2.907 | 1.5801 | 0 | 0 | 0 | 0 | 0 | 0 | 2.3005e-05 | 0 | 0 | 0 | 0 | 0 | 0 | 0 | 0 | 0 | 0 | 0 | 0 | 8.9854e-06 | 0 | 8.9854e-06 | 0 | 0 | 0 |  |  | Patrols - Distribution OverheadWLDFREquipment / facility failureAggregated | WLDFR | HFTD - Distribution - 1QU CoRE ¦ 5QU LoRE | Non-Red Flag Warning - Large Fires | Equipment / facility failure | Aggregated | 2025 | 5.9031e-07 | 1706.7713 | 0.0010075 | 2025 | Control | 0.046366 | 1 | 0 | esc | 0 | 0 | 0 | 0 | 0 | 0 | 0 | 0 | 0.00023911 | 1.7376e-06 | 0 | 0
[35 empty] | 7.3.6.2 Crew-accompanying ignition prevention and suppression resources and services | WLDFR | HFTD - Distribution - Zone 1 - 5QU CoRE ¦ 1QU LoRE | 2021 | 1 | 0 | 0 | 0 | 0 | 0 | 0 | 0.00020966 | 0.00020966 | 0 | 0 | 0 | 0 | 0 | 0 | 0 | 0 | 0 | 0.00020966 | 0 | 0 | 0 | 0 | 0 | 0 | 0 | 0 | 0 | 0 | [11 empty] | WLDFR | HFTD - Distribution - 1QU CoRE ¦ 5QU LoRE | Non-Red Flag Warning - Large Fires | 2026 | 0 | 0 | 0 | 0 | 0 | 1.7376e-06 | 5.1712 | 0.68415 | 2.907 | 1.5801 | 0 | 0 | 0 | 0 | 0 | 0 | 2.3005e-05 | 0 | 0 | 0 | 0 | 0 | 0 | 0 | 0 | 0 | 0 | 0 | 0 | 0 | 0 | 0 | 8.9854e-06 | 0 | 8.9854e-06 |  |  | Patrols - Distribution OverheadWLDFREquipment / facility failureAggregated | WLDFR | HFTD - Distribution - 1QU CoRE ¦ 5QU LoRE | Non-Red Flag Warning - Large Fires | Equipment / facility failure | Aggregated | 2026 | 5.9031e-07 | 1706.7713 | 0.0010075 | 2026 | Control | 0.046366 | 1 | 0 | esc | 0 | 0 | 0 | 0 | 0 | 0 | 0 | 0 | 0 | 0 | 0.00023911 | 1.7376e-06
[35 empty] | 7.3.6.2 Crew-accompanying ignition prevention and suppression resources and services | WLDFR | HFTD - Distribution - Zone 1 - 5QU CoRE ¦ 1QU LoRE | 2022 | 0.93458 | 0 | 0 | 0 | 0 | 0 | 0 | 0 | 0 | 0 | 0 | 0.00020877 | 0.00020877 | 0 | 0 | 0 | 0 | 0 | 0 | 0.00019511 | 0 | 0 | 0 | 0 | 0 | 0.00020877 | 0.00019511 | 0.00020877 | 0.00019511 | [11 empty] | WLDFR | HFTD - Distribution - 1QU CoRE ¦ 5QU LoRE | Non-Red Flag Warning - Small Fires | 2021 | 0.00016172 | 0 | 0 | 0 | 0 | 0 | 0.077861 | 0.036425 | 0.0015416 | 0.039895 | 0 | 0 | 0 | 0 | 0 | 0 | 0.001314 | 1.2592e-05 | 0 | 1.2592e-05 | 0 | 0 | 0 | 0 | 0 | 0 | 0 | 0 | 0 | 0 | 0 | 0 | 0 | 0 | 0 |  |  | Patrols - Distribution OverheadWLDFREquipment / facility failureAggregated | WLDFR | HFTD - Distribution - 1QU CoRE ¦ 5QU LoRE | Non-Red Flag Warning - Small Fires | Equipment / facility failure | Aggregated | 2021 | 8.6476e-05 | 1706.7713 | 0.1476 | 2021 | Control | 0.046366 | 1 | 0 | esc | 0.033687 | 0.00016172 | 0 | 0 | 0 | 0 | 0 | 0 | 0 | 0 | 0 | 0
[35 empty] | 7.3.6.2 Crew-accompanying ignition prevention and suppression resources and services | WLDFR | HFTD - Distribution - Zone 1 - 5QU CoRE ¦ 1QU LoRE | 2023 | 0.87344 | 0 | 0 | 0 | 0 | 0 | 0 | 0 | 0 | 0 | 0 | 0 | 0 | 0 | 0 | 0.00021642 | 0.00021642 | 0 | 0 | 0 | 0.00018903 | 0 | 0 | 0 | 0 | 0 | 0 | 0 | 0 | [11 empty] | WLDFR | HFTD - Distribution - 1QU CoRE ¦ 5QU LoRE | Non-Red Flag Warning - Small Fires | 2022 | 0 | 0.00016188 | 0 | 0 | 0 | 0 | 0.077861 | 0.036425 | 0.0015416 | 0.039895 | 0 | 0 | 0 | 0 | 0 | 0 | 0.0012625 | 0 | 0 | 0 | 1.2604e-05 | 0 | 1.2604e-05 | 0 | 0 | 0 | 0 | 0 | 0 | 0 | 0 | 0 | 0 | 0 | 0 |  |  | Patrols - Distribution OverheadWLDFREquipment / facility failureAggregated | WLDFR | HFTD - Distribution - 1QU CoRE ¦ 5QU LoRE | Non-Red Flag Warning - Small Fires | Equipment / facility failure | Aggregated | 2022 | 8.2679e-05 | 1706.7713 | 0.14111 | 2022 | Control | 0.046366 | 1 | 0 | esc | 0 | 0 | 0.033721 | 0.00016188 | 0 | 0 | 0 | 0 | 0 | 0 | 0 | 0
[35 empty] | 7.3.6.2 Crew-accompanying ignition prevention and suppression resources and services | WLDFR | HFTD - Distribution - Zone 1 - 5QU CoRE ¦ 4QU LoRE | 2020 | 1 | 0 | 0 | 7.628e-07 | 7.628e-07 | 0 | 0 | 0 | 0 | 0 | 0 | 0 | 0 | 0 | 0 | 0 | 0 | 7.628e-07 | 0 | 0 | 0 | 0 | 0 | 0 | 0 | 0 | 0 | 0 | 0 | [11 empty] | WLDFR | HFTD - Distribution - 1QU CoRE ¦ 5QU LoRE | Non-Red Flag Warning - Small Fires | 2023 | 0 | 0 | 0.00024274 | 0 | 0 | 0 | 0.077901 | 0.036425 | 0.0015809 | 0.039895 | 0 | 0 | 0 | 0 | 0 | 0 | 0.0012655 | 0 | 0 | 0 | 0 | 0 | 0 | 1.891e-05 | 0 | 1.891e-05 | 0 | 0 | 0 | 0 | 0 | 0 | 0 | 0 | 0 |  |  | Patrols - Distribution OverheadWLDFREquipment / facility failureAggregated | WLDFR | HFTD - Distribution - 1QU CoRE ¦ 5QU LoRE | Non-Red Flag Warning - Small Fires | Equipment / facility failure | Aggregated | 2023 | 8.2467e-05 | 1706.7713 | 0.14075 | 2023 | Control | 0.046366 | 1 | 0 | esc | 0 | 0 | 0 | 0 | 0.033404 | 0.00024274 | 0 | 0 | 0 | 0 | 0 | 0
[35 empty] | 7.3.6.2 Crew-accompanying ignition prevention and suppression resources and services | WLDFR | HFTD - Distribution - Zone 1 - 5QU CoRE ¦ 4QU LoRE | 2021 | 1 | 0 | 0 | 0 | 0 | 0 | 0 | 7.628e-07 | 7.628e-07 | 0 | 0 | 0 | 0 | 0 | 0 | 0 | 0 | 0 | 7.628e-07 | 0 | 0 | 0 | 0 | 0 | 0 | 0 | 0 | 0 | 0 | [11 empty] | WLDFR | HFTD - Distribution - 1QU CoRE ¦ 5QU LoRE | Non-Red Flag Warning - Small Fires | 2024 | 0 | 0 | 0 | 0.00024274 | 0 | 0 | 0.077901 | 0.036425 | 0.0015809 | 0.039895 | 0 | 0 | 0 | 0 | 0 | 0 | 0.0012655 | 0 | 0 | 0 | 0 | 0 | 0 | 0 | 0 | 0 | 1.891e-05 | 0 | 1.891e-05 | 0 | 0 | 0 | 0 | 0 | 0 |  |  | Patrols - Distribution OverheadWLDFREquipment / facility failureAggregated | WLDFR | HFTD - Distribution - 1QU CoRE ¦ 5QU LoRE | Non-Red Flag Warning - Small Fires | Equipment / facility failure | Aggregated | 2024 | 8.2467e-05 | 1706.7713 | 0.14075 | 2024 | Control | 0.046366 | 1 | 0 | esc | 0 | 0 | 0 | 0 | 0 | 0 | 0.033404 | 0.00024274 | 0 | 0 | 0 | 0
[35 empty] | 7.3.6.2 Crew-accompanying ignition prevention and suppression resources and services | WLDFR | HFTD - Distribution - Zone 1 - 5QU CoRE ¦ 4QU LoRE | 2022 | 0.93458 | 0 | 0 | 0 | 0 | 0 | 0 | 0 | 0 | 0 | 0 | 7.616e-07 | 7.616e-07 | 0 | 0 | 0 | 0 | 0 | 0 | 7.1177e-07 | 0 | 0 | 0 | 0 | 0 | 7.616e-07 | 7.1177e-07 | 7.616e-07 | 7.1177e-07 | [11 empty] | WLDFR | HFTD - Distribution - 1QU CoRE ¦ 5QU LoRE | Non-Red Flag Warning - Small Fires | 2025 | 0 | 0 | 0 | 0 | 0.00024274 | 0 | 0.077901 | 0.036425 | 0.0015809 | 0.039895 | 0 | 0 | 0 | 0 | 0 | 0 | 0.0012655 | 0 | 0 | 0 | 0 | 0 | 0 | 0 | 0 | 0 | 0 | 0 | 0 | 1.891e-05 | 0 | 1.891e-05 | 0 | 0 | 0 |  |  | Patrols - Distribution OverheadWLDFREquipment / facility failureAggregated | WLDFR | HFTD - Distribution - 1QU CoRE ¦ 5QU LoRE | Non-Red Flag Warning - Small Fires | Equipment / facility failure | Aggregated | 2025 | 8.2467e-05 | 1706.7713 | 0.14075 | 2025 | Control | 0.046366 | 1 | 0 | esc | 0 | 0 | 0 | 0 | 0 | 0 | 0 | 0 | 0.033404 | 0.00024274 | 0 | 0
[35 empty] | 7.3.6.2 Crew-accompanying ignition prevention and suppression resources and services | WLDFR | HFTD - Distribution - Zone 1 - 5QU CoRE ¦ 4QU LoRE | 2023 | 0.87344 | 0 | 0 | 0 | 0 | 0 | 0 | 0 | 0 | 0 | 0 | 0 | 0 | 0 | 0 | 7.8815e-07 | 7.8815e-07 | 0 | 0 | 0 | 6.884e-07 | 0 | 0 | 0 | 0 | 0 | 0 | 0 | 0 | [11 empty] | WLDFR | HFTD - Distribution - 1QU CoRE ¦ 5QU LoRE | Non-Red Flag Warning - Small Fires | 2026 | 0 | 0 | 0 | 0 | 0 | 0.00024274 | 0.077901 | 0.036425 | 0.0015809 | 0.039895 | 0 | 0 | 0 | 0 | 0 | 0 | 0.0012655 | 0 | 0 | 0 | 0 | 0 | 0 | 0 | 0 | 0 | 0 | 0 | 0 | 0 | 0 | 0 | 1.891e-05 | 0 | 1.891e-05 |  |  | Patrols - Distribution OverheadWLDFREquipment / facility failureAggregated | WLDFR | HFTD - Distribution - 1QU CoRE ¦ 5QU LoRE | Non-Red Flag Warning - Small Fires | Equipment / facility failure | Aggregated | 2026 | 8.2467e-05 | 1706.7713 | 0.14075 | 2026 | Control | 0.046366 | 1 | 0 | esc | 0 | 0 | 0 | 0 | 0 | 0 | 0 | 0 | 0 | 0 | 0.033404 | 0.00024274
[35 empty] | 7.3.6.2 Crew-accompanying ignition prevention and suppression resources and services | WLDFR | HFTD - Substation | 2020 | 1 | 0 | 0 | 0.006555 | 0.006555 | 0 | 0 | 0 | 0 | 0 | 0 | 0 | 0 | 0 | 0 | 0 | 0 | 0.006555 | 0 | 0 | 0 | 0 | 0 | 0 | 0 | 0 | 0 | 0 | 0 | [11 empty] | WLDFR | HFTD - Distribution - 1QU CoRE ¦ 5QU LoRE | Red Flag Warning - Catastrophic Fires | 2021 | 1.8221e-05 | 0 | 0 | 0 | 0 | 0 | 13887.861 | 212.4034 | 8426.443 | 5249.0147 | 0 | 0 | 0 | 0 | 0 | 0 | 8.5802e-05 | 0.25304 | 0 | 0.25304 | 0 | 0 | 0 | 0 | 0 | 0 | 0 | 0 | 0 | 0 | 0 | 0 | 0 | 0 | 0 |  |  | Patrols - Distribution OverheadWLDFREquipment / facility failureAggregated | WLDFR | HFTD - Distribution - 1QU CoRE ¦ 5QU LoRE | Red Flag Warning - Catastrophic Fires | Equipment / facility failure | Aggregated | 2021 | 9.743e-06 | 1706.7713 | 0.016629 | 2021 | Control | 0.046366 | 1 | 0 | esc | 0.0037954 | 1.8221e-05 | 0 | 0 | 0 | 0 | 0 | 0 | 0 | 0 | 0 | 0
[35 empty] | 7.3.6.2 Crew-accompanying ignition prevention and suppression resources and services | WLDFR | HFTD - Substation | 2021 | 1 | 0 | 0 | 0 | 0 | 0 | 0 | 0.006555 | 0.006555 | 0 | 0 | 0 | 0 | 0 | 0 | 0 | 0 | 0 | 0.006555 | 0 | 0 | 0 | 0 | 0 | 0 | 0 | 0 | 0 | 0 | [11 empty] | WLDFR | HFTD - Distribution - 1QU CoRE ¦ 5QU LoRE | Red Flag Warning - Catastrophic Fires | 2022 | 0 | 1.8112e-05 | 0 | 0 | 0 | 0 | 13650.1655 | 202.8477 | 8286.6934 | 5160.6244 | 0 | 0 | 0 | 0 | 0 | 0 | 8.1121e-05 | 0 | 0 | 0 | 0.24723 | 0 | 0.24723 | 0 | 0 | 0 | 0 | 0 | 0 | 0 | 0 | 0 | 0 | 0 | 0 |  |  | Patrols - Distribution OverheadWLDFREquipment / facility failureAggregated | WLDFR | HFTD - Distribution - 1QU CoRE ¦ 5QU LoRE | Red Flag Warning - Catastrophic Fires | Equipment / facility failure | Aggregated | 2022 | 9.2505e-06 | 1706.7713 | 0.015788 | 2022 | Control | 0.046366 | 1 | 0 | esc | 0 | 0 | 0.0037728 | 1.8112e-05 | 0 | 0 | 0 | 0 | 0 | 0 | 0 | 0
[35 empty] | 7.3.6.2 Crew-accompanying ignition prevention and suppression resources and services | WLDFR | HFTD - Substation | 2022 | 0.93458 | 0 | 0 | 0 | 0 | 0 | 0 | 0 | 0 | 0 | 0 | 0.006555 | 0.006555 | 0 | 0 | 0 | 0 | 0 | 0 | 0.0061262 | 0 | 0 | 0 | 0 | 0 | 0.006555 | 0.0061262 | 0.006555 | 0.0061262 | [11 empty] | WLDFR | HFTD - Distribution - 1QU CoRE ¦ 5QU LoRE | Red Flag Warning - Catastrophic Fires | 2023 | 0 | 0 | 2.8141e-05 | 0 | 0 | 0 | 13668.067 | 202.8477 | 8304.5949 | 5160.6244 | 0 | 0 | 0 | 0 | 0 | 0 | 8.4321e-05 | 0 | 0 | 0 | 0 | 0 | 0 | 0.38463 | 0 | 0.38463 | 0 | 0 | 0 | 0 | 0 | 0 | 0 | 0 | 0 |  |  | Patrols - Distribution OverheadWLDFREquipment / facility failureAggregated | WLDFR | HFTD - Distribution - 1QU CoRE ¦ 5QU LoRE | Red Flag Warning - Catastrophic Fires | Equipment / facility failure | Aggregated | 2023 | 9.5603e-06 | 1706.7713 | 0.016317 | 2023 | Control | 0.046366 | 1 | 0 | esc | 0 | 0 | 0 | 0 | 0.0038725 | 2.8141e-05 | 0 | 0 | 0 | 0 | 0 | 0
[35 empty] | 7.3.6.2 Crew-accompanying ignition prevention and suppression resources and services | WLDFR | HFTD - Substation | 2023 | 0.87344 | 0 | 0 | 0 | 0 | 0 | 0 | 0 | 0 | 0 | 0 | 0 | 0 | 0 | 0 | 0.0067952 | 0.0067952 | 0 | 0 | 0 | 0.0059352 | 0 | 0 | 0 | 0 | 0 | 0 | 0 | 0 | [11 empty] | WLDFR | HFTD - Distribution - 1QU CoRE ¦ 5QU LoRE | Red Flag Warning - Catastrophic Fires | 2024 | 0 | 0 | 0 | 2.8141e-05 | 0 | 0 | 13668.067 | 202.8477 | 8304.5949 | 5160.6244 | 0 | 0 | 0 | 0 | 0 | 0 | 8.4321e-05 | 0 | 0 | 0 | 0 | 0 | 0 | 0 | 0 | 0 | 0.38463 | 0 | 0.38463 | 0 | 0 | 0 | 0 | 0 | 0 |  |  | Patrols - Distribution OverheadWLDFREquipment / facility failureAggregated | WLDFR | HFTD - Distribution - 1QU CoRE ¦ 5QU LoRE | Red Flag Warning - Catastrophic Fires | Equipment / facility failure | Aggregated | 2024 | 9.5603e-06 | 1706.7713 | 0.016317 | 2024 | Control | 0.046366 | 1 | 0 | esc | 0 | 0 | 0 | 0 | 0 | 0 | 0.0038725 | 2.8141e-05 | 0 | 0 | 0 | 0
[35 empty] | 7.3.6.2 Crew-accompanying ignition prevention and suppression resources and services | WLDFR | HFTD - Transmission - Tier 2 - 115 kV or Lower | 2020 | 1 | 0 | 0 | 0.098538 | 0.098538 | 0 | 0 | 0 | 0 | 0 | 0 | 0 | 0 | 0 | 0 | 0 | 0 | 0.098538 | 0 | 0 | 0 | 0 | 0 | 0 | 0 | 0 | 0 | 0 | 0 | [11 empty] | WLDFR | HFTD - Distribution - 1QU CoRE ¦ 5QU LoRE | Red Flag Warning - Catastrophic Fires | 2025 | 0 | 0 | 0 | 0 | 2.8141e-05 | 0 | 13668.067 | 202.8477 | 8304.5949 | 5160.6244 | 0 | 0 | 0 | 0 | 0 | 0 | 8.4321e-05 | 0 | 0 | 0 | 0 | 0 | 0 | 0 | 0 | 0 | 0 | 0 | 0 | 0.38463 | 0 | 0.38463 | 0 | 0 | 0 |  |  | Patrols - Distribution OverheadWLDFREquipment / facility failureAggregated | WLDFR | HFTD - Distribution - 1QU CoRE ¦ 5QU LoRE | Red Flag Warning - Catastrophic Fires | Equipment / facility failure | Aggregated | 2025 | 9.5603e-06 | 1706.7713 | 0.016317 | 2025 | Control | 0.046366 | 1 | 0 | esc | 0 | 0 | 0 | 0 | 0 | 0 | 0 | 0 | 0.0038725 | 2.8141e-05 | 0 | 0
[35 empty] | 7.3.6.2 Crew-accompanying ignition prevention and suppression resources and services | WLDFR | HFTD - Transmission - Tier 2 - 115 kV or Lower | 2021 | 1 | 0 | 0 | 0 | 0 | 0 | 0 | 0.098538 | 0.098538 | 0 | 0 | 0 | 0 | 0 | 0 | 0 | 0 | 0 | 0.098538 | 0 | 0 | 0 | 0 | 0 | 0 | 0 | 0 | 0 | 0 | [11 empty] | WLDFR | HFTD - Distribution - 1QU CoRE ¦ 5QU LoRE | Red Flag Warning - Catastrophic Fires | 2026 | 0 | 0 | 0 | 0 | 0 | 2.8141e-05 | 13668.067 | 202.8477 | 8304.5949 | 5160.6244 | 0 | 0 | 0 | 0 | 0 | 0 | 8.4321e-05 | 0 | 0 | 0 | 0 | 0 | 0 | 0 | 0 | 0 | 0 | 0 | 0 | 0 | 0 | 0 | 0.38463 | 0 | 0.38463 |  |  | Patrols - Distribution OverheadWLDFREquipment / facility failureAggregated | WLDFR | HFTD - Distribution - 1QU CoRE ¦ 5QU LoRE | Red Flag Warning - Catastrophic Fires | Equipment / facility failure | Aggregated | 2026 | 9.5603e-06 | 1706.7713 | 0.016317 | 2026 | Control | 0.046366 | 1 | 0 | esc | 0 | 0 | 0 | 0 | 0 | 0 | 0 | 0 | 0 | 0 | 0.0038725 | 2.8141e-05
[35 empty] | 7.3.6.2 Crew-accompanying ignition prevention and suppression resources and services | WLDFR | HFTD - Transmission - Tier 2 - 115 kV or Lower | 2022 | 0.93458 | 0 | 0 | 0 | 0 | 0 | 0 | 0 | 0 | 0 | 0 | 0.098538 | 0.098538 | 0 | 0 | 0 | 0 | 0 | 0 | 0.092091 | 0 | 0 | 0 | 0 | 0 | 0.098538 | 0.092091 | 0.098538 | 0.092091 | [11 empty] | WLDFR | HFTD - Distribution - 1QU CoRE ¦ 5QU LoRE | Red Flag Warning - Destructive Fires | 2021 | 3.101e-06 | 0 | 0 | 0 | 0 | 0 | 8638.8464 | 212.4034 | 8426.443 | 0 | 0 | 0 | 0 | 0 | 0 | 0 | 1.0378e-05 | 0.026789 | 0 | 0.026789 | 0 | 0 | 0 | 0 | 0 | 0 | 0 | 0 | 0 | 0 | 0 | 0 | 0 | 0 | 0 |  |  | Patrols - Distribution OverheadWLDFREquipment / facility failureAggregated | WLDFR | HFTD - Distribution - 1QU CoRE ¦ 5QU LoRE | Red Flag Warning - Destructive Fires | Equipment / facility failure | Aggregated | 2021 | 1.6582e-06 | 1706.7713 | 0.0028302 | 2021 | Control | 0.046366 | 1 | 0 | esc | 0.00064595 | 3.101e-06 | 0 | 0 | 0 | 0 | 0 | 0 | 0 | 0 | 0 | 0
[35 empty] | 7.3.6.2 Crew-accompanying ignition prevention and suppression resources and services | WLDFR | HFTD - Transmission - Tier 2 - 115 kV or Lower | 2023 | 0.87344 | 0 | 0 | 0 | 0 | 0 | 0 | 0 | 0 | 0 | 0 | 0 | 0 | 0 | 0 | 0.10215 | 0.10215 | 0 | 0 | 0 | 0.08922 | 0 | 0 | 0 | 0 | 0 | 0 | 0 | 0 | [11 empty] | WLDFR | HFTD - Distribution - 1QU CoRE ¦ 5QU LoRE | Red Flag Warning - Destructive Fires | 2022 | 0 | 3.0823e-06 | 0 | 0 | 0 | 0 | 8489.5411 | 202.8477 | 8286.6934 | 0 | 0 | 0 | 0 | 0 | 0 | 0 | 9.8137e-06 | 0 | 0 | 0 | 0.026167 | 0 | 0.026167 | 0 | 0 | 0 | 0 | 0 | 0 | 0 | 0 | 0 | 0 | 0 | 0 |  |  | Patrols - Distribution OverheadWLDFREquipment / facility failureAggregated | WLDFR | HFTD - Distribution - 1QU CoRE ¦ 5QU LoRE | Red Flag Warning - Destructive Fires | Equipment / facility failure | Aggregated | 2022 | 1.5743e-06 | 1706.7713 | 0.0026869 | 2022 | Control | 0.046366 | 1 | 0 | esc | 0 | 0 | 0.00064206 | 3.0823e-06 | 0 | 0 | 0 | 0 | 0 | 0 | 0 | 0
[35 empty] | 7.3.6.2 Crew-accompanying ignition prevention and suppression resources and services | WLDFR | HFTD - Transmission - Tier 2 - 230 kV or Higher | 2020 | 1 | 0 | 0 | 0.029636 | 0.029636 | 0 | 0 | 0 | 0 | 0 | 0 | 0 | 0 | 0 | 0 | 0 | 0 | 0.029636 | 0 | 0 | 0 | 0 | 0 | 0 | 0 | 0 | 0 | 0 | 0 | [11 empty] | WLDFR | HFTD - Distribution - 1QU CoRE ¦ 5QU LoRE | Red Flag Warning - Destructive Fires | 2023 | 0 | 0 | 4.789e-06 | 0 | 0 | 0 | 8507.4426 | 202.8477 | 8304.5949 | 0 | 0 | 0 | 0 | 0 | 0 | 0 | 1.0198e-05 | 0 | 0 | 0 | 0 | 0 | 0 | 0.040742 | 0 | 0.040742 | 0 | 0 | 0 | 0 | 0 | 0 | 0 | 0 | 0 |  |  | Patrols - Distribution OverheadWLDFREquipment / facility failureAggregated | WLDFR | HFTD - Distribution - 1QU CoRE ¦ 5QU LoRE | Red Flag Warning - Destructive Fires | Equipment / facility failure | Aggregated | 2023 | 1.627e-06 | 1706.7713 | 0.0027769 | 2023 | Control | 0.046366 | 1 | 0 | esc | 0 | 0 | 0 | 0 | 0.00065903 | 4.789e-06 | 0 | 0 | 0 | 0 | 0 | 0
[35 empty] | 7.3.6.2 Crew-accompanying ignition prevention and suppression resources and services | WLDFR | HFTD - Transmission - Tier 2 - 230 kV or Higher | 2021 | 1 | 0 | 0 | 0 | 0 | 0 | 0 | 0.029636 | 0.029636 | 0 | 0 | 0 | 0 | 0 | 0 | 0 | 0 | 0 | 0.029636 | 0 | 0 | 0 | 0 | 0 | 0 | 0 | 0 | 0 | 0 | [11 empty] | WLDFR | HFTD - Distribution - 1QU CoRE ¦ 5QU LoRE | Red Flag Warning - Destructive Fires | 2024 | 0 | 0 | 0 | 4.789e-06 | 0 | 0 | 8507.4426 | 202.8477 | 8304.5949 | 0 | 0 | 0 | 0 | 0 | 0 | 0 | 1.0198e-05 | 0 | 0 | 0 | 0 | 0 | 0 | 0 | 0 | 0 | 0.040742 | 0 | 0.040742 | 0 | 0 | 0 | 0 | 0 | 0 |  |  | Patrols - Distribution OverheadWLDFREquipment / facility failureAggregated | WLDFR | HFTD - Distribution - 1QU CoRE ¦ 5QU LoRE | Red Flag Warning - Destructive Fires | Equipment / facility failure | Aggregated | 2024 | 1.627e-06 | 1706.7713 | 0.0027769 | 2024 | Control | 0.046366 | 1 | 0 | esc | 0 | 0 | 0 | 0 | 0 | 0 | 0.00065903 | 4.789e-06 | 0 | 0 | 0 | 0
[35 empty] | 7.3.6.2 Crew-accompanying ignition prevention and suppression resources and services | WLDFR | HFTD - Transmission - Tier 2 - 230 kV or Higher | 2022 | 0.93458 | 0 | 0 | 0 | 0 | 0 | 0 | 0 | 0 | 0 | 0 | 0.029636 | 0.029636 | 0 | 0 | 0 | 0 | 0 | 0 | 0.027697 | 0 | 0 | 0 | 0 | 0 | 0.029636 | 0.027697 | 0.029636 | 0.027697 | [11 empty] | WLDFR | HFTD - Distribution - 1QU CoRE ¦ 5QU LoRE | Red Flag Warning - Destructive Fires | 2025 | 0 | 0 | 0 | 0 | 4.789e-06 | 0 | 8507.4426 | 202.8477 | 8304.5949 | 0 | 0 | 0 | 0 | 0 | 0 | 0 | 1.0198e-05 | 0 | 0 | 0 | 0 | 0 | 0 | 0 | 0 | 0 | 0 | 0 | 0 | 0.040742 | 0 | 0.040742 | 0 | 0 | 0 |  |  | Patrols - Distribution OverheadWLDFREquipment / facility failureAggregated | WLDFR | HFTD - Distribution - 1QU CoRE ¦ 5QU LoRE | Red Flag Warning - Destructive Fires | Equipment / facility failure | Aggregated | 2025 | 1.627e-06 | 1706.7713 | 0.0027769 | 2025 | Control | 0.046366 | 1 | 0 | esc | 0 | 0 | 0 | 0 | 0 | 0 | 0 | 0 | 0.00065903 | 4.789e-06 | 0 | 0
[35 empty] | 7.3.6.2 Crew-accompanying ignition prevention and suppression resources and services | WLDFR | HFTD - Transmission - Tier 2 - 230 kV or Higher | 2023 | 0.87344 | 0 | 0 | 0 | 0 | 0 | 0 | 0 | 0 | 0 | 0 | 0 | 0 | 0 | 0 | 0.030722 | 0.030722 | 0 | 0 | 0 | 0.026834 | 0 | 0 | 0 | 0 | 0 | 0 | 0 | 0 | [11 empty] | WLDFR | HFTD - Distribution - 1QU CoRE ¦ 5QU LoRE | Red Flag Warning - Destructive Fires | 2026 | 0 | 0 | 0 | 0 | 0 | 4.789e-06 | 8507.4426 | 202.8477 | 8304.5949 | 0 | 0 | 0 | 0 | 0 | 0 | 0 | 1.0198e-05 | 0 | 0 | 0 | 0 | 0 | 0 | 0 | 0 | 0 | 0 | 0 | 0 | 0 | 0 | 0 | 0.040742 | 0 | 0.040742 |  |  | Patrols - Distribution OverheadWLDFREquipment / facility failureAggregated | WLDFR | HFTD - Distribution - 1QU CoRE ¦ 5QU LoRE | Red Flag Warning - Destructive Fires | Equipment / facility failure | Aggregated | 2026 | 1.627e-06 | 1706.7713 | 0.0027769 | 2026 | Control | 0.046366 | 1 | 0 | esc | 0 | 0 | 0 | 0 | 0 | 0 | 0 | 0 | 0 | 0 | 0.00065903 | 4.789e-06
[35 empty] | 7.3.6.2 Crew-accompanying ignition prevention and suppression resources and services | WLDFR | HFTD - Transmission - Tier 2 - 60/70 kV | 2020 | 1 | 0 | 0 | 0.13625 | 0.13625 | 0 | 0 | 0 | 0 | 0 | 0 | 0 | 0 | 0 | 0 | 0 | 0 | 0.13625 | 0 | 0 | 0 | 0 | 0 | 0 | 0 | 0 | 0 | 0 | 0 | [11 empty] | WLDFR | HFTD - Distribution - 1QU CoRE ¦ 5QU LoRE | Red Flag Warning - Large Fires | 2021 | 1.207e-05 | 0 | 0 | 0 | 0 | 0 | 5.1078 | 0.69027 | 2.8264 | 1.5911 | 0 | 0 | 0 | 0 | 0 | 0 | 4.0409e-05 | 6.1648e-05 | 0 | 6.1648e-05 | 0 | 0 | 0 | 0 | 0 | 0 | 0 | 0 | 0 | 0 | 0 | 0 | 0 | 0 | 0 |  |  | Patrols - Distribution OverheadWLDFREquipment / facility failureAggregated | WLDFR | HFTD - Distribution - 1QU CoRE ¦ 5QU LoRE | Red Flag Warning - Large Fires | Equipment / facility failure | Aggregated | 2021 | 6.4539e-06 | 1706.7713 | 0.011015 | 2021 | Control | 0.046366 | 1 | 0 | esc | 0.0025141 | 1.207e-05 | 0 | 0 | 0 | 0 | 0 | 0 | 0 | 0 | 0 | 0
[35 empty] | 7.3.6.2 Crew-accompanying ignition prevention and suppression resources and services | WLDFR | HFTD - Transmission - Tier 2 - 60/70 kV | 2021 | 1 | 0 | 0 | 0 | 0 | 0 | 0 | 0.13625 | 0.13625 | 0 | 0 | 0 | 0 | 0 | 0 | 0 | 0 | 0 | 0.13625 | 0 | 0 | 0 | 0 | 0 | 0 | 0 | 0 | 0 | 0 | [11 empty] | WLDFR | HFTD - Distribution - 1QU CoRE ¦ 5QU LoRE | Red Flag Warning - Large Fires | 2022 | 0 | 1.1998e-05 | 0 | 0 | 0 | 0 | 5.0739 | 0.68415 | 2.8096 | 1.5801 | 0 | 0 | 0 | 0 | 0 | 0 | 3.8233e-05 | 0 | 0 | 0 | 6.0878e-05 | 0 | 6.0878e-05 | 0 | 0 | 0 | 0 | 0 | 0 | 0 | 0 | 0 | 0 | 0 | 0 |  |  | Patrols - Distribution OverheadWLDFREquipment / facility failureAggregated | WLDFR | HFTD - Distribution - 1QU CoRE ¦ 5QU LoRE | Red Flag Warning - Large Fires | Equipment / facility failure | Aggregated | 2022 | 6.128e-06 | 1706.7713 | 0.010459 | 2022 | Control | 0.046366 | 1 | 0 | esc | 0 | 0 | 0.0024993 | 1.1998e-05 | 0 | 0 | 0 | 0 | 0 | 0 | 0 | 0
[35 empty] | 7.3.6.2 Crew-accompanying ignition prevention and suppression resources and services | WLDFR | HFTD - Transmission - Tier 2 - 60/70 kV | 2022 | 0.93458 | 0 | 0 | 0 | 0 | 0 | 0 | 0 | 0 | 0 | 0 | 0.13625 | 0.13625 | 0 | 0 | 0 | 0 | 0 | 0 | 0.12734 | 0 | 0 | 0 | 0 | 0 | 0.13625 | 0.12734 | 0.13625 | 0.12734 | [11 empty] | WLDFR | HFTD - Distribution - 1QU CoRE ¦ 5QU LoRE | Red Flag Warning - Large Fires | 2023 | 0 | 0 | 1.8642e-05 | 0 | 0 | 0 | 5.1712 | 0.68415 | 2.907 | 1.5801 | 0 | 0 | 0 | 0 | 0 | 0 | 3.9731e-05 | 0 | 0 | 0 | 0 | 0 | 0 | 9.6402e-05 | 0 | 9.6402e-05 | 0 | 0 | 0 | 0 | 0 | 0 | 0 | 0 | 0 |  |  | Patrols - Distribution OverheadWLDFREquipment / facility failureAggregated | WLDFR | HFTD - Distribution - 1QU CoRE ¦ 5QU LoRE | Red Flag Warning - Large Fires | Equipment / facility failure | Aggregated | 2023 | 6.3332e-06 | 1706.7713 | 0.010809 | 2023 | Control | 0.046366 | 1 | 0 | esc | 0 | 0 | 0 | 0 | 0.0025654 | 1.8642e-05 | 0 | 0 | 0 | 0 | 0 | 0
[35 empty] | 7.3.6.2 Crew-accompanying ignition prevention and suppression resources and services | WLDFR | HFTD - Transmission - Tier 2 - 60/70 kV | 2023 | 0.87344 | 0 | 0 | 0 | 0 | 0 | 0 | 0 | 0 | 0 | 0 | 0 | 0 | 0 | 0 | 0.14124 | 0.14124 | 0 | 0 | 0 | 0.12337 | 0 | 0 | 0 | 0 | 0 | 0 | 0 | 0 | [11 empty] | WLDFR | HFTD - Distribution - 1QU CoRE ¦ 5QU LoRE | Red Flag Warning - Large Fires | 2024 | 0 | 0 | 0 | 1.8642e-05 | 0 | 0 | 5.1712 | 0.68415 | 2.907 | 1.5801 | 0 | 0 | 0 | 0 | 0 | 0 | 3.9731e-05 | 0 | 0 | 0 | 0 | 0 | 0 | 0 | 0 | 0 | 9.6402e-05 | 0 | 9.6402e-05 | 0 | 0 | 0 | 0 | 0 | 0 |  |  | Patrols - Distribution OverheadWLDFREquipment / facility failureAggregated | WLDFR | HFTD - Distribution - 1QU CoRE ¦ 5QU LoRE | Red Flag Warning - Large Fires | Equipment / facility failure | Aggregated | 2024 | 6.3332e-06 | 1706.7713 | 0.010809 | 2024 | Control | 0.046366 | 1 | 0 | esc | 0 | 0 | 0 | 0 | 0 | 0 | 0.0025654 | 1.8642e-05 | 0 | 0 | 0 | 0
[35 empty] | 7.3.6.2 Crew-accompanying ignition prevention and suppression resources and services | WLDFR | HFTD - Transmission - Tier 3 - 115 kV or Lower | 2020 | 1 | 0 | 0 | 0.039103 | 0.039103 | 0 | 0 | 0 | 0 | 0 | 0 | 0 | 0 | 0 | 0 | 0 | 0 | 0.039103 | 0 | 0 | 0 | 0 | 0 | 0 | 0 | 0 | 0 | 0 | 0 | [11 empty] | WLDFR | HFTD - Distribution - 1QU CoRE ¦ 5QU LoRE | Red Flag Warning - Large Fires | 2025 | 0 | 0 | 0 | 0 | 1.8642e-05 | 0 | 5.1712 | 0.68415 | 2.907 | 1.5801 | 0 | 0 | 0 | 0 | 0 | 0 | 3.9731e-05 | 0 | 0 | 0 | 0 | 0 | 0 | 0 | 0 | 0 | 0 | 0 | 0 | 9.6402e-05 | 0 | 9.6402e-05 | 0 | 0 | 0 |  |  | Patrols - Distribution OverheadWLDFREquipment / facility failureAggregated | WLDFR | HFTD - Distribution - 1QU CoRE ¦ 5QU LoRE | Red Flag Warning - Large Fires | Equipment / facility failure | Aggregated | 2025 | 6.3332e-06 | 1706.7713 | 0.010809 | 2025 | Control | 0.046366 | 1 | 0 | esc | 0 | 0 | 0 | 0 | 0 | 0 | 0 | 0 | 0.0025654 | 1.8642e-05 | 0 | 0
[35 empty] | 7.3.6.2 Crew-accompanying ignition prevention and suppression resources and services | WLDFR | HFTD - Transmission - Tier 3 - 115 kV or Lower | 2021 | 1 | 0 | 0 | 0 | 0 | 0 | 0 | 0.039103 | 0.039103 | 0 | 0 | 0 | 0 | 0 | 0 | 0 | 0 | 0 | 0.039103 | 0 | 0 | 0 | 0 | 0 | 0 | 0 | 0 | 0 | 0 | [11 empty] | WLDFR | HFTD - Distribution - 1QU CoRE ¦ 5QU LoRE | Red Flag Warning - Large Fires | 2026 | 0 | 0 | 0 | 0 | 0 | 1.8642e-05 | 5.1712 | 0.68415 | 2.907 | 1.5801 | 0 | 0 | 0 | 0 | 0 | 0 | 3.9731e-05 | 0 | 0 | 0 | 0 | 0 | 0 | 0 | 0 | 0 | 0 | 0 | 0 | 0 | 0 | 0 | 9.6402e-05 | 0 | 9.6402e-05 |  |  | Patrols - Distribution OverheadWLDFREquipment / facility failureAggregated | WLDFR | HFTD - Distribution - 1QU CoRE ¦ 5QU LoRE | Red Flag Warning - Large Fires | Equipment / facility failure | Aggregated | 2026 | 6.3332e-06 | 1706.7713 | 0.010809 | 2026 | Control | 0.046366 | 1 | 0 | esc | 0 | 0 | 0 | 0 | 0 | 0 | 0 | 0 | 0 | 0 | 0.0025654 | 1.8642e-05
[35 empty] | 7.3.6.2 Crew-accompanying ignition prevention and suppression resources and services | WLDFR | HFTD - Transmission - Tier 3 - 115 kV or Lower | 2022 | 0.93458 | 0 | 0 | 0 | 0 | 0 | 0 | 0 | 0 | 0 | 0 | 0.039103 | 0.039103 | 0 | 0 | 0 | 0 | 0 | 0 | 0.036545 | 0 | 0 | 0 | 0 | 0 | 0.039103 | 0.036545 | 0.039103 | 0.036545 | [11 empty] | WLDFR | HFTD - Distribution - 1QU CoRE ¦ 5QU LoRE | Red Flag Warning - Small Fires | 2021 | 2.6103e-05 | 0 | 0 | 0 | 0 | 0 | 0.077861 | 0.036425 | 0.0015416 | 0.039895 | 0 | 0 | 0 | 0 | 0 | 0 | 0.00020041 | 2.0324e-06 | 0 | 2.0324e-06 | 0 | 0 | 0 | 0 | 0 | 0 | 0 | 0 | 0 | 0 | 0 | 0 | 0 | 0 | 0 |  |  | Patrols - Distribution OverheadWLDFREquipment / facility failureAggregated | WLDFR | HFTD - Distribution - 1QU CoRE ¦ 5QU LoRE | Red Flag Warning - Small Fires | Equipment / facility failure | Aggregated | 2021 | 1.3958e-05 | 1706.7713 | 0.023823 | 2021 | Control | 0.046366 | 1 | 0 | esc | 0.0054373 | 2.6103e-05 | 0 | 0 | 0 | 0 | 0 | 0 | 0 | 0 | 0 | 0
[35 empty] | 7.3.6.2 Crew-accompanying ignition prevention and suppression resources and services | WLDFR | HFTD - Transmission - Tier 3 - 115 kV or Lower | 2023 | 0.87344 | 0 | 0 | 0 | 0 | 0 | 0 | 0 | 0 | 0 | 0 | 0 | 0 | 0 | 0 | 0.040536 | 0.040536 | 0 | 0 | 0 | 0.035406 | 0 | 0 | 0 | 0 | 0 | 0 | 0 | 0 | [11 empty] | WLDFR | HFTD - Distribution - 1QU CoRE ¦ 5QU LoRE | Red Flag Warning - Small Fires | 2022 | 0 | 2.6149e-05 | 0 | 0 | 0 | 0 | 0.077861 | 0.036425 | 0.0015416 | 0.039895 | 0 | 0 | 0 | 0 | 0 | 0 | 0.00019123 | 0 | 0 | 0 | 2.036e-06 | 0 | 2.036e-06 | 0 | 0 | 0 | 0 | 0 | 0 | 0 | 0 | 0 | 0 | 0 | 0 |  |  | Patrols - Distribution OverheadWLDFREquipment / facility failureAggregated | WLDFR | HFTD - Distribution - 1QU CoRE ¦ 5QU LoRE | Red Flag Warning - Small Fires | Equipment / facility failure | Aggregated | 2022 | 1.3355e-05 | 1706.7713 | 0.022795 | 2022 | Control | 0.046366 | 1 | 0 | esc | 0 | 0 | 0.005447 | 2.6149e-05 | 0 | 0 | 0 | 0 | 0 | 0 | 0 | 0
[35 empty] | 7.3.6.2 Crew-accompanying ignition prevention and suppression resources and services | WLDFR | HFTD - Transmission - Tier 3 - 230 kV or Higher | 2020 | 1 | 0 | 0 | 0.010762 | 0.010762 | 0 | 0 | 0 | 0 | 0 | 0 | 0 | 0 | 0 | 0 | 0 | 0 | 0.010762 | 0 | 0 | 0 | 0 | 0 | 0 | 0 | 0 | 0 | 0 | 0 | [11 empty] | WLDFR | HFTD - Distribution - 1QU CoRE ¦ 5QU LoRE | Red Flag Warning - Small Fires | 2023 | 0 | 0 | 4.0569e-05 | 0 | 0 | 0 | 0.077901 | 0.036425 | 0.0015809 | 0.039895 | 0 | 0 | 0 | 0 | 0 | 0 | 0.00019849 | 0 | 0 | 0 | 0 | 0 | 0 | 3.1604e-06 | 0 | 3.1604e-06 | 0 | 0 | 0 | 0 | 0 | 0 | 0 | 0 | 0 |  |  | Patrols - Distribution OverheadWLDFREquipment / facility failureAggregated | WLDFR | HFTD - Distribution - 1QU CoRE ¦ 5QU LoRE | Red Flag Warning - Small Fires | Equipment / facility failure | Aggregated | 2023 | 1.3783e-05 | 1706.7713 | 0.023524 | 2023 | Control | 0.046366 | 1 | 0 | esc | 0 | 0 | 0 | 0 | 0.0055828 | 4.0569e-05 | 0 | 0 | 0 | 0 | 0 | 0
[35 empty] | 7.3.6.2 Crew-accompanying ignition prevention and suppression resources and services | WLDFR | HFTD - Transmission - Tier 3 - 230 kV or Higher | 2021 | 1 | 0 | 0 | 0 | 0 | 0 | 0 | 0.010762 | 0.010762 | 0 | 0 | 0 | 0 | 0 | 0 | 0 | 0 | 0 | 0.010762 | 0 | 0 | 0 | 0 | 0 | 0 | 0 | 0 | 0 | 0 | [11 empty] | WLDFR | HFTD - Distribution - 1QU CoRE ¦ 5QU LoRE | Red Flag Warning - Small Fires | 2024 | 0 | 0 | 0 | 4.0569e-05 | 0 | 0 | 0.077901 | 0.036425 | 0.0015809 | 0.039895 | 0 | 0 | 0 | 0 | 0 | 0 | 0.00019849 | 0 | 0 | 0 | 0 | 0 | 0 | 0 | 0 | 0 | 3.1604e-06 | 0 | 3.1604e-06 | 0 | 0 | 0 | 0 | 0 | 0 |  |  | Patrols - Distribution OverheadWLDFREquipment / facility failureAggregated | WLDFR | HFTD - Distribution - 1QU CoRE ¦ 5QU LoRE | Red Flag Warning - Small Fires | Equipment / facility failure | Aggregated | 2024 | 1.3783e-05 | 1706.7713 | 0.023524 | 2024 | Control | 0.046366 | 1 | 0 | esc | 0 | 0 | 0 | 0 | 0 | 0 | 0.0055828 | 4.0569e-05 | 0 | 0 | 0 | 0
[35 empty] | 7.3.6.2 Crew-accompanying ignition prevention and suppression resources and services | WLDFR | HFTD - Transmission - Tier 3 - 230 kV or Higher | 2022 | 0.93458 | 0 | 0 | 0 | 0 | 0 | 0 | 0 | 0 | 0 | 0 | 0.010762 | 0.010762 | 0 | 0 | 0 | 0 | 0 | 0 | 0.010058 | 0 | 0 | 0 | 0 | 0 | 0.010762 | 0.010058 | 0.010762 | 0.010058 | [11 empty] | WLDFR | HFTD - Distribution - 1QU CoRE ¦ 5QU LoRE | Red Flag Warning - Small Fires | 2025 | 0 | 0 | 0 | 0 | 4.0569e-05 | 0 | 0.077901 | 0.036425 | 0.0015809 | 0.039895 | 0 | 0 | 0 | 0 | 0 | 0 | 0.00019849 | 0 | 0 | 0 | 0 | 0 | 0 | 0 | 0 | 0 | 0 | 0 | 0 | 3.1604e-06 | 0 | 3.1604e-06 | 0 | 0 | 0 |  |  | Patrols - Distribution OverheadWLDFREquipment / facility failureAggregated | WLDFR | HFTD - Distribution - 1QU CoRE ¦ 5QU LoRE | Red Flag Warning - Small Fires | Equipment / facility failure | Aggregated | 2025 | 1.3783e-05 | 1706.7713 | 0.023524 | 2025 | Control | 0.046366 | 1 | 0 | esc | 0 | 0 | 0 | 0 | 0 | 0 | 0 | 0 | 0.0055828 | 4.0569e-05 | 0 | 0
[35 empty] | 7.3.6.2 Crew-accompanying ignition prevention and suppression resources and services | WLDFR | HFTD - Transmission - Tier 3 - 230 kV or Higher | 2023 | 0.87344 | 0 | 0 | 0 | 0 | 0 | 0 | 0 | 0 | 0 | 0 | 0 | 0 | 0 | 0 | 0.011156 | 0.011156 | 0 | 0 | 0 | 0.0097441 | 0 | 0 | 0 | 0 | 0 | 0 | 0 | 0 | [11 empty] | WLDFR | HFTD - Distribution - 1QU CoRE ¦ 5QU LoRE | Red Flag Warning - Small Fires | 2026 | 0 | 0 | 0 | 0 | 0 | 4.0569e-05 | 0.077901 | 0.036425 | 0.0015809 | 0.039895 | 0 | 0 | 0 | 0 | 0 | 0 | 0.00019849 | 0 | 0 | 0 | 0 | 0 | 0 | 0 | 0 | 0 | 0 | 0 | 0 | 0 | 0 | 0 | 3.1604e-06 | 0 | 3.1604e-06 |  |  | Patrols - Distribution OverheadWLDFREquipment / facility failureAggregated | WLDFR | HFTD - Distribution - 1QU CoRE ¦ 5QU LoRE | Red Flag Warning - Small Fires | Equipment / facility failure | Aggregated | 2026 | 1.3783e-05 | 1706.7713 | 0.023524 | 2026 | Control | 0.046366 | 1 | 0 | esc | 0 | 0 | 0 | 0 | 0 | 0 | 0 | 0 | 0 | 0 | 0.0055828 | 4.0569e-05
[35 empty] | 7.3.6.2 Crew-accompanying ignition prevention and suppression resources and services | WLDFR | HFTD - Transmission - Tier 3 - 60/70 kV | 2020 | 1 | 0 | 0 | 0.041247 | 0.041247 | 0 | 0 | 0 | 0 | 0 | 0 | 0 | 0 | 0 | 0 | 0 | 0 | 0.041247 | 0 | 0 | 0 | 0 | 0 | 0 | 0 | 0 | 0 | 0 | 0 | [11 empty] | WLDFR | HFTD - Distribution - 2QU CoRE ¦ 1QU LoRE | Non-Red Flag Warning - Catastrophic Fires | 2021 | 2.2091e-08 | 0 | 0 | 0 | 0 | 0 | 13887.861 | 212.4034 | 8426.443 | 5249.0147 | 0 | 0 | 0 | 0 | 0 | 0 | 1.6987e-05 | 0.00030679 | 0 | 0.00030679 | 0 | 0 | 0 | 0 | 0 | 0 | 0 | 0 | 0 | 0 | 0 | 0 | 0 | 0 | 0 |  |  | Patrols - Distribution OverheadWLDFREquipment / facility failureAggregated | WLDFR | HFTD - Distribution - 2QU CoRE ¦ 1QU LoRE | Non-Red Flag Warning - Catastrophic Fires | Equipment / facility failure | Aggregated | 2021 | 4.8513e-07 | 731.3441 | 0.0003548 | 2021 | Control | 0.046366 | 1 | 0 | esc | 4.6016e-06 | 2.2091e-08 | 0 | 0 | 0 | 0 | 0 | 0 | 0 | 0 | 0 | 0
[35 empty] | 7.3.6.2 Crew-accompanying ignition prevention and suppression resources and services | WLDFR | HFTD - Transmission - Tier 3 - 60/70 kV | 2021 | 1 | 0 | 0 | 0 | 0 | 0 | 0 | 0.041247 | 0.041247 | 0 | 0 | 0 | 0 | 0 | 0 | 0 | 0 | 0 | 0.041247 | 0 | 0 | 0 | 0 | 0 | 0 | 0 | 0 | 0 | 0 | [11 empty] | WLDFR | HFTD - Distribution - 2QU CoRE ¦ 1QU LoRE | Non-Red Flag Warning - Catastrophic Fires | 2022 | 0 | 2.1938e-08 | 0 | 0 | 0 | 0 | 13650.1655 | 202.8477 | 8286.6934 | 5160.6244 | 0 | 0 | 0 | 0 | 0 | 0 | 1.6316e-05 | 0 | 0 | 0 | 0.00029946 | 0 | 0.00029946 | 0 | 0 | 0 | 0 | 0 | 0 | 0 | 0 | 0 | 0 | 0 | 0 |  |  | Patrols - Distribution OverheadWLDFREquipment / facility failureAggregated | WLDFR | HFTD - Distribution - 2QU CoRE ¦ 1QU LoRE | Non-Red Flag Warning - Catastrophic Fires | Equipment / facility failure | Aggregated | 2022 | 4.643e-07 | 731.3441 | 0.00033956 | 2022 | Control | 0.046366 | 1 | 0 | esc | 0 | 0 | 4.5698e-06 | 2.1938e-08 | 0 | 0 | 0 | 0 | 0 | 0 | 0 | 0
[35 empty] | 7.3.6.2 Crew-accompanying ignition prevention and suppression resources and services | WLDFR | HFTD - Transmission - Tier 3 - 60/70 kV | 2022 | 0.93458 | 0 | 0 | 0 | 0 | 0 | 0 | 0 | 0 | 0 | 0 | 0.041247 | 0.041247 | 0 | 0 | 0 | 0 | 0 | 0 | 0.038548 | 0 | 0 | 0 | 0 | 0 | 0.041247 | 0.038548 | 0.041247 | 0.038548 | [11 empty] | WLDFR | HFTD - Distribution - 2QU CoRE ¦ 1QU LoRE | Non-Red Flag Warning - Catastrophic Fires | 2023 | 0 | 0 | 3.3085e-08 | 0 | 0 | 0 | 13668.067 | 202.8477 | 8304.5949 | 5160.6244 | 0 | 0 | 0 | 0 | 0 | 0 | 1.6303e-05 | 0 | 0 | 0 | 0 | 0 | 0 | 0.00045221 | 0 | 0.00045221 | 0 | 0 | 0 | 0 | 0 | 0 | 0 | 0 | 0 |  |  | Patrols - Distribution OverheadWLDFREquipment / facility failureAggregated | WLDFR | HFTD - Distribution - 2QU CoRE ¦ 1QU LoRE | Non-Red Flag Warning - Catastrophic Fires | Equipment / facility failure | Aggregated | 2023 | 4.6378e-07 | 731.3441 | 0.00033918 | 2023 | Control | 0.046366 | 1 | 0 | esc | 0 | 0 | 0 | 0 | 4.553e-06 | 3.3085e-08 | 0 | 0 | 0 | 0 | 0 | 0
[35 empty] | 7.3.6.2 Crew-accompanying ignition prevention and suppression resources and services | WLDFR | HFTD - Transmission - Tier 3 - 60/70 kV | 2023 | 0.87344 | 0 | 0 | 0 | 0 | 0 | 0 | 0 | 0 | 0 | 0 | 0 | 0 | 0 | 0 | 0.042758 | 0.042758 | 0 | 0 | 0 | 0.037347 | 0 | 0 | 0 | 0 | 0 | 0 | 0 | 0 | [11 empty] | WLDFR | HFTD - Distribution - 2QU CoRE ¦ 1QU LoRE | Non-Red Flag Warning - Catastrophic Fires | 2024 | 0 | 0 | 0 | 3.3085e-08 | 0 | 0 | 13668.067 | 202.8477 | 8304.5949 | 5160.6244 | 0 | 0 | 0 | 0 | 0 | 0 | 1.6303e-05 | 0 | 0 | 0 | 0 | 0 | 0 | 0 | 0 | 0 | 0.00045221 | 0 | 0.00045221 | 0 | 0 | 0 | 0 | 0 | 0 |  |  | Patrols - Distribution OverheadWLDFREquipment / facility failureAggregated | WLDFR | HFTD - Distribution - 2QU CoRE ¦ 1QU LoRE | Non-Red Flag Warning - Catastrophic Fires | Equipment / facility failure | Aggregated | 2024 | 4.6378e-07 | 731.3441 | 0.00033918 | 2024 | Control | 0.046366 | 1 | 0 | esc | 0 | 0 | 0 | 0 | 0 | 0 | 4.553e-06 | 3.3085e-08 | 0 | 0 | 0 | 0
[35 empty] | 7.3.6.2 Crew-accompanying ignition prevention and suppression resources and services | WLDFR | HFTD - Transmission - Zone 1 - 115 kV or Lower | 2020 | 1 | 0 | 0 | 8.6357e-05 | 8.6357e-05 | 0 | 0 | 0 | 0 | 0 | 0 | 0 | 0 | 0 | 0 | 0 | 0 | 8.6357e-05 | 0 | 0 | 0 | 0 | 0 | 0 | 0 | 0 | 0 | 0 | 0 | [11 empty] | WLDFR | HFTD - Distribution - 2QU CoRE ¦ 1QU LoRE | Non-Red Flag Warning - Catastrophic Fires | 2025 | 0 | 0 | 0 | 0 | 3.3085e-08 | 0 | 13668.067 | 202.8477 | 8304.5949 | 5160.6244 | 0 | 0 | 0 | 0 | 0 | 0 | 1.6303e-05 | 0 | 0 | 0 | 0 | 0 | 0 | 0 | 0 | 0 | 0 | 0 | 0 | 0.00045221 | 0 | 0.00045221 | 0 | 0 | 0 |  |  | Patrols - Distribution OverheadWLDFREquipment / facility failureAggregated | WLDFR | HFTD - Distribution - 2QU CoRE ¦ 1QU LoRE | Non-Red Flag Warning - Catastrophic Fires | Equipment / facility failure | Aggregated | 2025 | 4.6378e-07 | 731.3441 | 0.00033918 | 2025 | Control | 0.046366 | 1 | 0 | esc | 0 | 0 | 0 | 0 | 0 | 0 | 0 | 0 | 4.553e-06 | 3.3085e-08 | 0 | 0
[35 empty] | 7.3.6.2 Crew-accompanying ignition prevention and suppression resources and services | WLDFR | HFTD - Transmission - Zone 1 - 115 kV or Lower | 2021 | 1 | 0 | 0 | 0 | 0 | 0 | 0 | 8.6357e-05 | 8.6357e-05 | 0 | 0 | 0 | 0 | 0 | 0 | 0 | 0 | 0 | 8.6357e-05 | 0 | 0 | 0 | 0 | 0 | 0 | 0 | 0 | 0 | 0 | [11 empty] | WLDFR | HFTD - Distribution - 2QU CoRE ¦ 1QU LoRE | Non-Red Flag Warning - Catastrophic Fires | 2026 | 0 | 0 | 0 | 0 | 0 | 3.3085e-08 | 13668.067 | 202.8477 | 8304.5949 | 5160.6244 | 0 | 0 | 0 | 0 | 0 | 0 | 1.6303e-05 | 0 | 0 | 0 | 0 | 0 | 0 | 0 | 0 | 0 | 0 | 0 | 0 | 0 | 0 | 0 | 0.00045221 | 0 | 0.00045221 |  |  | Patrols - Distribution OverheadWLDFREquipment / facility failureAggregated | WLDFR | HFTD - Distribution - 2QU CoRE ¦ 1QU LoRE | Non-Red Flag Warning - Catastrophic Fires | Equipment / facility failure | Aggregated | 2026 | 4.6378e-07 | 731.3441 | 0.00033918 | 2026 | Control | 0.046366 | 1 | 0 | esc | 0 | 0 | 0 | 0 | 0 | 0 | 0 | 0 | 0 | 0 | 4.553e-06 | 3.3085e-08
[35 empty] | 7.3.6.2 Crew-accompanying ignition prevention and suppression resources and services | WLDFR | HFTD - Transmission - Zone 1 - 115 kV or Lower | 2022 | 0.93458 | 0 | 0 | 0 | 0 | 0 | 0 | 0 | 0 | 0 | 0 | 8.6357e-05 | 8.6357e-05 | 0 | 0 | 0 | 0 | 0 | 0 | 8.0707e-05 | 0 | 0 | 0 | 0 | 0 | 8.6357e-05 | 8.0707e-05 | 8.6357e-05 | 8.0707e-05 | [11 empty] | WLDFR | HFTD - Distribution - 2QU CoRE ¦ 1QU LoRE | Non-Red Flag Warning - Destructive Fires | 2021 | 7.5838e-08 | 0 | 0 | 0 | 0 | 0 | 8638.8464 | 212.4034 | 8426.443 | 0 | 0 | 0 | 0 | 0 | 0 | 0 | 1.4001e-05 | 0.00065515 | 0 | 0.00065515 | 0 | 0 | 0 | 0 | 0 | 0 | 0 | 0 | 0 | 0 | 0 | 0 | 0 | 0 | 0 |  |  | Patrols - Distribution OverheadWLDFREquipment / facility failureAggregated | WLDFR | HFTD - Distribution - 2QU CoRE ¦ 1QU LoRE | Non-Red Flag Warning - Destructive Fires | Equipment / facility failure | Aggregated | 2021 | 1.6655e-06 | 731.3441 | 0.001218 | 2021 | Control | 0.046366 | 1 | 0 | esc | 1.5797e-05 | 7.5838e-08 | 0 | 0 | 0 | 0 | 0 | 0 | 0 | 0 | 0 | 0
[35 empty] | 7.3.6.2 Crew-accompanying ignition prevention and suppression resources and services | WLDFR | HFTD - Transmission - Zone 1 - 115 kV or Lower | 2023 | 0.87344 | 0 | 0 | 0 | 0 | 0 | 0 | 0 | 0 | 0 | 0 | 0 | 0 | 0 | 0 | 8.9521e-05 | 8.9521e-05 | 0 | 0 | 0 | 7.8191e-05 | 0 | 0 | 0 | 0 | 0 | 0 | 0 | 0 | [11 empty] | WLDFR | HFTD - Distribution - 2QU CoRE ¦ 1QU LoRE | Non-Red Flag Warning - Destructive Fires | 2022 | 0 | 7.5306e-08 | 0 | 0 | 0 | 0 | 8489.5411 | 202.8477 | 8286.6934 | 0 | 0 | 0 | 0 | 0 | 0 | 0 | 1.3444e-05 | 0 | 0 | 0 | 0.00063931 | 0 | 0.00063931 | 0 | 0 | 0 | 0 | 0 | 0 | 0 | 0 | 0 | 0 | 0 | 0 |  |  | Patrols - Distribution OverheadWLDFREquipment / facility failureAggregated | WLDFR | HFTD - Distribution - 2QU CoRE ¦ 1QU LoRE | Non-Red Flag Warning - Destructive Fires | Equipment / facility failure | Aggregated | 2022 | 1.5938e-06 | 731.3441 | 0.0011656 | 2022 | Control | 0.046366 | 1 | 0 | esc | 0 | 0 | 1.5687e-05 | 7.5306e-08 | 0 | 0 | 0 | 0 | 0 | 0 | 0 | 0
[35 empty] | 7.3.6.2 Crew-accompanying ignition prevention and suppression resources and services | WLDFR | HFTD - Transmission - Zone 1 - 230 kV or Higher | 2020 | 1 | 0 | 0 | 4.7087e-05 | 4.7087e-05 | 0 | 0 | 0 | 0 | 0 | 0 | 0 | 0 | 0 | 0 | 0 | 0 | 4.7087e-05 | 0 | 0 | 0 | 0 | 0 | 0 | 0 | 0 | 0 | 0 | 0 | [11 empty] | WLDFR | HFTD - Distribution - 2QU CoRE ¦ 1QU LoRE | Non-Red Flag Warning - Destructive Fires | 2023 | 0 | 0 | 1.1357e-07 | 0 | 0 | 0 | 8507.4426 | 202.8477 | 8304.5949 | 0 | 0 | 0 | 0 | 0 | 0 | 0 | 1.3443e-05 | 0 | 0 | 0 | 0 | 0 | 0 | 0.00096619 | 0 | 0.00096619 | 0 | 0 | 0 | 0 | 0 | 0 | 0 | 0 | 0 |  |  | Patrols - Distribution OverheadWLDFREquipment / facility failureAggregated | WLDFR | HFTD - Distribution - 2QU CoRE ¦ 1QU LoRE | Non-Red Flag Warning - Destructive Fires | Equipment / facility failure | Aggregated | 2023 | 1.592e-06 | 731.3441 | 0.0011643 | 2023 | Control | 0.046366 | 1 | 0 | esc | 0 | 0 | 0 | 0 | 1.5629e-05 | 1.1357e-07 | 0 | 0 | 0 | 0 | 0 | 0
[35 empty] | 7.3.6.2 Crew-accompanying ignition prevention and suppression resources and services | WLDFR | HFTD - Transmission - Zone 1 - 230 kV or Higher | 2021 | 1 | 0 | 0 | 0 | 0 | 0 | 0 | 4.7087e-05 | 4.7087e-05 | 0 | 0 | 0 | 0 | 0 | 0 | 0 | 0 | 0 | 4.7087e-05 | 0 | 0 | 0 | 0 | 0 | 0 | 0 | 0 | 0 | 0 | [11 empty] | WLDFR | HFTD - Distribution - 2QU CoRE ¦ 1QU LoRE | Non-Red Flag Warning - Destructive Fires | 2024 | 0 | 0 | 0 | 1.1357e-07 | 0 | 0 | 8507.4426 | 202.8477 | 8304.5949 | 0 | 0 | 0 | 0 | 0 | 0 | 0 | 1.3443e-05 | 0 | 0 | 0 | 0 | 0 | 0 | 0 | 0 | 0 | 0.00096619 | 0 | 0.00096619 | 0 | 0 | 0 | 0 | 0 | 0 |  |  | Patrols - Distribution OverheadWLDFREquipment / facility failureAggregated | WLDFR | HFTD - Distribution - 2QU CoRE ¦ 1QU LoRE | Non-Red Flag Warning - Destructive Fires | Equipment / facility failure | Aggregated | 2024 | 1.592e-06 | 731.3441 | 0.0011643 | 2024 | Control | 0.046366 | 1 | 0 | esc | 0 | 0 | 0 | 0 | 0 | 0 | 1.5629e-05 | 1.1357e-07 | 0 | 0 | 0 | 0
[35 empty] | 7.3.6.2 Crew-accompanying ignition prevention and suppression resources and services | WLDFR | HFTD - Transmission - Zone 1 - 230 kV or Higher | 2022 | 0.93458 | 0 | 0 | 0 | 0 | 0 | 0 | 0 | 0 | 0 | 0 | 4.7087e-05 | 4.7087e-05 | 0 | 0 | 0 | 0 | 0 | 0 | 4.4007e-05 | 0 | 0 | 0 | 0 | 0 | 4.7087e-05 | 4.4007e-05 | 4.7087e-05 | 4.4007e-05 | [11 empty] | WLDFR | HFTD - Distribution - 2QU CoRE ¦ 1QU LoRE | Non-Red Flag Warning - Destructive Fires | 2025 | 0 | 0 | 0 | 0 | 1.1357e-07 | 0 | 8507.4426 | 202.8477 | 8304.5949 | 0 | 0 | 0 | 0 | 0 | 0 | 0 | 1.3443e-05 | 0 | 0 | 0 | 0 | 0 | 0 | 0 | 0 | 0 | 0 | 0 | 0 | 0.00096619 | 0 | 0.00096619 | 0 | 0 | 0 |  |  | Patrols - Distribution OverheadWLDFREquipment / facility failureAggregated | WLDFR | HFTD - Distribution - 2QU CoRE ¦ 1QU LoRE | Non-Red Flag Warning - Destructive Fires | Equipment / facility failure | Aggregated | 2025 | 1.592e-06 | 731.3441 | 0.0011643 | 2025 | Control | 0.046366 | 1 | 0 | esc | 0 | 0 | 0 | 0 | 0 | 0 | 0 | 0 | 1.5629e-05 | 1.1357e-07 | 0 | 0
[35 empty] | 7.3.6.2 Crew-accompanying ignition prevention and suppression resources and services | WLDFR | HFTD - Transmission - Zone 1 - 230 kV or Higher | 2023 | 0.87344 | 0 | 0 | 0 | 0 | 0 | 0 | 0 | 0 | 0 | 0 | 0 | 0 | 0 | 0 | 4.8813e-05 | 4.8813e-05 | 0 | 0 | 0 | 4.2635e-05 | 0 | 0 | 0 | 0 | 0 | 0 | 0 | 0 | [11 empty] | WLDFR | HFTD - Distribution - 2QU CoRE ¦ 1QU LoRE | Non-Red Flag Warning - Destructive Fires | 2026 | 0 | 0 | 0 | 0 | 0 | 1.1357e-07 | 8507.4426 | 202.8477 | 8304.5949 | 0 | 0 | 0 | 0 | 0 | 0 | 0 | 1.3443e-05 | 0 | 0 | 0 | 0 | 0 | 0 | 0 | 0 | 0 | 0 | 0 | 0 | 0 | 0 | 0 | 0.00096619 | 0 | 0.00096619 |  |  | Patrols - Distribution OverheadWLDFREquipment / facility failureAggregated | WLDFR | HFTD - Distribution - 2QU CoRE ¦ 1QU LoRE | Non-Red Flag Warning - Destructive Fires | Equipment / facility failure | Aggregated | 2026 | 1.592e-06 | 731.3441 | 0.0011643 | 2026 | Control | 0.046366 | 1 | 0 | esc | 0 | 0 | 0 | 0 | 0 | 0 | 0 | 0 | 0 | 0 | 1.5629e-05 | 1.1357e-07
[35 empty] | 7.3.6.2 Crew-accompanying ignition prevention and suppression resources and services | WLDFR | HFTD - Transmission - Zone 1 - 60/70 kV | 2020 | 1 | 0 | 0 | 0.00015631 | 0.00015631 | 0 | 0 | 0 | 0 | 0 | 0 | 0 | 0 | 0 | 0 | 0 | 0 | 0.00015631 | 0 | 0 | 0 | 0 | 0 | 0 | 0 | 0 | 0 | 0 | 0 | [11 empty] | WLDFR | HFTD - Distribution - 2QU CoRE ¦ 1QU LoRE | Non-Red Flag Warning - Large Fires | 2021 | 7.2189e-07 | 0 | 0 | 0 | 0 | 0 | 5.1078 | 0.69027 | 2.8264 | 1.5911 | 0 | 0 | 0 | 0 | 0 | 0 | 0.0001032 | 3.6873e-06 | 0 | 3.6873e-06 | 0 | 0 | 0 | 0 | 0 | 0 | 0 | 0 | 0 | 0 | 0 | 0 | 0 | 0 | 0 |  |  | Patrols - Distribution OverheadWLDFREquipment / facility failureAggregated | WLDFR | HFTD - Distribution - 2QU CoRE ¦ 1QU LoRE | Non-Red Flag Warning - Large Fires | Equipment / facility failure | Aggregated | 2021 | 1.5853e-05 | 731.3441 | 0.011594 | 2021 | Control | 0.046366 | 1 | 0 | esc | 0.00015037 | 7.2189e-07 | 0 | 0 | 0 | 0 | 0 | 0 | 0 | 0 | 0 | 0
[35 empty] | 7.3.6.2 Crew-accompanying ignition prevention and suppression resources and services | WLDFR | HFTD - Transmission - Zone 1 - 60/70 kV | 2021 | 1 | 0 | 0 | 0 | 0 | 0 | 0 | 0.00015631 | 0.00015631 | 0 | 0 | 0 | 0 | 0 | 0 | 0 | 0 | 0 | 0.00015631 | 0 | 0 | 0 | 0 | 0 | 0 | 0 | 0 | 0 | 0 | [11 empty] | WLDFR | HFTD - Distribution - 2QU CoRE ¦ 1QU LoRE | Non-Red Flag Warning - Large Fires | 2022 | 0 | 7.1666e-07 | 0 | 0 | 0 | 0 | 5.0739 | 0.68415 | 2.8096 | 1.5801 | 0 | 0 | 0 | 0 | 0 | 0 | 9.8981e-05 | 0 | 0 | 0 | 3.6363e-06 | 0 | 3.6363e-06 | 0 | 0 | 0 | 0 | 0 | 0 | 0 | 0 | 0 | 0 | 0 | 0 |  |  | Patrols - Distribution OverheadWLDFREquipment / facility failureAggregated | WLDFR | HFTD - Distribution - 2QU CoRE ¦ 1QU LoRE | Non-Red Flag Warning - Large Fires | Equipment / facility failure | Aggregated | 2022 | 1.5167e-05 | 731.3441 | 0.011093 | 2022 | Control | 0.046366 | 1 | 0 | esc | 0 | 0 | 0.00014928 | 7.1666e-07 | 0 | 0 | 0 | 0 | 0 | 0 | 0 | 0
[35 empty] | 7.3.6.2 Crew-accompanying ignition prevention and suppression resources and services | WLDFR | HFTD - Transmission - Zone 1 - 60/70 kV | 2022 | 0.93458 | 0 | 0 | 0 | 0 | 0 | 0 | 0 | 0 | 0 | 0 | 0.00015631 | 0.00015631 | 0 | 0 | 0 | 0 | 0 | 0 | 0.00014608 | 0 | 0 | 0 | 0 | 0 | 0.00015631 | 0.00014608 | 0.00015631 | 0.00014608 | [11 empty] | WLDFR | HFTD - Distribution - 2QU CoRE ¦ 1QU LoRE | Non-Red Flag Warning - Large Fires | 2023 | 0 | 0 | 1.0808e-06 | 0 | 0 | 0 | 5.1712 | 0.68415 | 2.907 | 1.5801 | 0 | 0 | 0 | 0 | 0 | 0 | 9.8996e-05 | 0 | 0 | 0 | 0 | 0 | 0 | 5.5891e-06 | 0 | 5.5891e-06 | 0 | 0 | 0 | 0 | 0 | 0 | 0 | 0 | 0 |  |  | Patrols - Distribution OverheadWLDFREquipment / facility failureAggregated | WLDFR | HFTD - Distribution - 2QU CoRE ¦ 1QU LoRE | Non-Red Flag Warning - Large Fires | Equipment / facility failure | Aggregated | 2023 | 1.5151e-05 | 731.3441 | 0.01108 | 2023 | Control | 0.046366 | 1 | 0 | esc | 0 | 0 | 0 | 0 | 0.00014873 | 1.0808e-06 | 0 | 0 | 0 | 0 | 0 | 0
[35 empty] | 7.3.6.2 Crew-accompanying ignition prevention and suppression resources and services | WLDFR | HFTD - Transmission - Zone 1 - 60/70 kV | 2023 | 0.87344 | 0 | 0 | 0 | 0 | 0 | 0 | 0 | 0 | 0 | 0 | 0 | 0 | 0 | 0 | 0.00016203 | 0.00016203 | 0 | 0 | 0 | 0.00014153 | 0 | 0 | 0 | 0 | 0 | 0 | 0 | 0 | [11 empty] | WLDFR | HFTD - Distribution - 2QU CoRE ¦ 1QU LoRE | Non-Red Flag Warning - Large Fires | 2024 | 0 | 0 | 0 | 1.0808e-06 | 0 | 0 | 5.1712 | 0.68415 | 2.907 | 1.5801 | 0 | 0 | 0 | 0 | 0 | 0 | 9.8996e-05 | 0 | 0 | 0 | 0 | 0 | 0 | 0 | 0 | 0 | 5.5891e-06 | 0 | 5.5891e-06 | 0 | 0 | 0 | 0 | 0 | 0 |  |  | Patrols - Distribution OverheadWLDFREquipment / facility failureAggregated | WLDFR | HFTD - Distribution - 2QU CoRE ¦ 1QU LoRE | Non-Red Flag Warning - Large Fires | Equipment / facility failure | Aggregated | 2024 | 1.5151e-05 | 731.3441 | 0.01108 | 2024 | Control | 0.046366 | 1 | 0 | esc | 0 | 0 | 0 | 0 | 0 | 0 | 0.00014873 | 1.0808e-06 | 0 | 0 | 0 | 0
[35 empty] | 7.3.6.6 Stationed and on-call ignition prevention and suppression resources and services | WLDFR | HFTD - Distribution - Tier 2 - 1QU CoRE ¦ 1QU LoRE | 2020 | 1 | 0 | 0 | 0.17808 | 0.17808 | 0 | 0 | 0 | 0 | 0 | 0 | 0 | 0 | 0 | 0 | 0 | 0 | 0.17808 | 0 | 0 | 0 | 0 | 0 | 0 | 0 | 0 | 0 | 0 | 0 | [11 empty] | WLDFR | HFTD - Distribution - 2QU CoRE ¦ 1QU LoRE | Non-Red Flag Warning - Large Fires | 2025 | 0 | 0 | 0 | 0 | 1.0808e-06 | 0 | 5.1712 | 0.68415 | 2.907 | 1.5801 | 0 | 0 | 0 | 0 | 0 | 0 | 9.8996e-05 | 0 | 0 | 0 | 0 | 0 | 0 | 0 | 0 | 0 | 0 | 0 | 0 | 5.5891e-06 | 0 | 5.5891e-06 | 0 | 0 | 0 |  |  | Patrols - Distribution OverheadWLDFREquipment / facility failureAggregated | WLDFR | HFTD - Distribution - 2QU CoRE ¦ 1QU LoRE | Non-Red Flag Warning - Large Fires | Equipment / facility failure | Aggregated | 2025 | 1.5151e-05 | 731.3441 | 0.01108 | 2025 | Control | 0.046366 | 1 | 0 | esc | 0 | 0 | 0 | 0 | 0 | 0 | 0 | 0 | 0.00014873 | 1.0808e-06 | 0 | 0
[35 empty] | 7.3.6.6 Stationed and on-call ignition prevention and suppression resources and services | WLDFR | HFTD - Distribution - Tier 2 - 1QU CoRE ¦ 1QU LoRE | 2021 | 1 | 0 | 0 | 0 | 0 | 0 | 0 | 0.17808 | 0.17808 | 0 | 0 | 0 | 0 | 0 | 0 | 0 | 0 | 0 | 0.17808 | 0 | 0 | 0 | 0 | 0 | 0 | 0 | 0 | 0 | 0 | [11 empty] | WLDFR | HFTD - Distribution - 2QU CoRE ¦ 1QU LoRE | Non-Red Flag Warning - Large Fires | 2026 | 0 | 0 | 0 | 0 | 0 | 1.0808e-06 | 5.1712 | 0.68415 | 2.907 | 1.5801 | 0 | 0 | 0 | 0 | 0 | 0 | 9.8996e-05 | 0 | 0 | 0 | 0 | 0 | 0 | 0 | 0 | 0 | 0 | 0 | 0 | 0 | 0 | 0 | 5.5891e-06 | 0 | 5.5891e-06 |  |  | Patrols - Distribution OverheadWLDFREquipment / facility failureAggregated | WLDFR | HFTD - Distribution - 2QU CoRE ¦ 1QU LoRE | Non-Red Flag Warning - Large Fires | Equipment / facility failure | Aggregated | 2026 | 1.5151e-05 | 731.3441 | 0.01108 | 2026 | Control | 0.046366 | 1 | 0 | esc | 0 | 0 | 0 | 0 | 0 | 0 | 0 | 0 | 0 | 0 | 0.00014873 | 1.0808e-06
[35 empty] | 7.3.6.6 Stationed and on-call ignition prevention and suppression resources and services | WLDFR | HFTD - Distribution - Tier 2 - 1QU CoRE ¦ 1QU LoRE | 2022 | 0.93458 | 0 | 0 | 0 | 0 | 0 | 0 | 0 | 0 | 0 | 0 | 0.16841 | 0.16841 | 0 | 0 | 0 | 0 | 0 | 0 | 0.15739 | 0 | 0 | 0 | 0 | 0 | 0.16841 | 0.15739 | 0.16841 | 0.15739 | [11 empty] | WLDFR | HFTD - Distribution - 2QU CoRE ¦ 1QU LoRE | Non-Red Flag Warning - Small Fires | 2021 | 0.00018901 | 0 | 0 | 0 | 0 | 0 | 0.077861 | 0.036425 | 0.0015416 | 0.039895 | 0 | 0 | 0 | 0 | 0 | 0 | 0.011732 | 1.4717e-05 | 0 | 1.4717e-05 | 0 | 0 | 0 | 0 | 0 | 0 | 0 | 0 | 0 | 0 | 0 | 0 | 0 | 0 | 0 |  |  | Patrols - Distribution OverheadWLDFREquipment / facility failureAggregated | WLDFR | HFTD - Distribution - 2QU CoRE ¦ 1QU LoRE | Non-Red Flag Warning - Small Fires | Equipment / facility failure | Aggregated | 2021 | 0.0041508 | 731.3441 | 3.0357 | 2021 | Control | 0.046366 | 1 | 0 | esc | 0.039372 | 0.00018901 | 0 | 0 | 0 | 0 | 0 | 0 | 0 | 0 | 0 | 0
[35 empty] | 7.3.6.6 Stationed and on-call ignition prevention and suppression resources and services | WLDFR | HFTD - Distribution - Tier 2 - 1QU CoRE ¦ 1QU LoRE | 2023 | 0.87344 | 0 | 0 | 0 | 0 | 0 | 0 | 0 | 0 | 0 | 0 | 0 | 0 | 0 | 0 | 0.17459 | 0.17459 | 0 | 0 | 0 | 0.15249 | 0 | 0 | 0 | 0 | 0 | 0 | 0 | 0 | [11 empty] | WLDFR | HFTD - Distribution - 2QU CoRE ¦ 1QU LoRE | Non-Red Flag Warning - Small Fires | 2022 | 0 | 0.00018913 | 0 | 0 | 0 | 0 | 0.077861 | 0.036425 | 0.0015416 | 0.039895 | 0 | 0 | 0 | 0 | 0 | 0 | 0.011325 | 0 | 0 | 0 | 1.4726e-05 | 0 | 1.4726e-05 | 0 | 0 | 0 | 0 | 0 | 0 | 0 | 0 | 0 | 0 | 0 | 0 |  |  | Patrols - Distribution OverheadWLDFREquipment / facility failureAggregated | WLDFR | HFTD - Distribution - 2QU CoRE ¦ 1QU LoRE | Non-Red Flag Warning - Small Fires | Equipment / facility failure | Aggregated | 2022 | 0.0040027 | 731.3441 | 2.9274 | 2022 | Control | 0.046366 | 1 | 0 | esc | 0 | 0 | 0.039396 | 0.00018913 | 0 | 0 | 0 | 0 | 0 | 0 | 0 | 0
[35 empty] | 7.3.6.6 Stationed and on-call ignition prevention and suppression resources and services | WLDFR | HFTD - Distribution - Tier 2 - 1QU CoRE ¦ 2QU LoRE | 2020 | 1 | 0 | 0 | 0.21639 | 0.21639 | 0 | 0 | 0 | 0 | 0 | 0 | 0 | 0 | 0 | 0 | 0 | 0 | 0.21639 | 0 | 0 | 0 | 0 | 0 | 0 | 0 | 0 | 0 | 0 | 0 | [11 empty] | WLDFR | HFTD - Distribution - 2QU CoRE ¦ 1QU LoRE | Non-Red Flag Warning - Small Fires | 2023 | 0 | 0 | 0.00028481 | 0 | 0 | 0 | 0.077901 | 0.036425 | 0.0015809 | 0.039895 | 0 | 0 | 0 | 0 | 0 | 0 | 0.011314 | 0 | 0 | 0 | 0 | 0 | 0 | 2.2187e-05 | 0 | 2.2187e-05 | 0 | 0 | 0 | 0 | 0 | 0 | 0 | 0 | 0 |  |  | Patrols - Distribution OverheadWLDFREquipment / facility failureAggregated | WLDFR | HFTD - Distribution - 2QU CoRE ¦ 1QU LoRE | Non-Red Flag Warning - Small Fires | Equipment / facility failure | Aggregated | 2023 | 0.0039924 | 731.3441 | 2.9198 | 2023 | Control | 0.046366 | 1 | 0 | esc | 0 | 0 | 0 | 0 | 0.039194 | 0.00028481 | 0 | 0 | 0 | 0 | 0 | 0
[35 empty] | 7.3.6.6 Stationed and on-call ignition prevention and suppression resources and services | WLDFR | HFTD - Distribution - Tier 2 - 1QU CoRE ¦ 2QU LoRE | 2021 | 1 | 0 | 0 | 0 | 0 | 0 | 0 | 0.21639 | 0.21639 | 0 | 0 | 0 | 0 | 0 | 0 | 0 | 0 | 0 | 0.21639 | 0 | 0 | 0 | 0 | 0 | 0 | 0 | 0 | 0 | 0 | [11 empty] | WLDFR | HFTD - Distribution - 2QU CoRE ¦ 1QU LoRE | Non-Red Flag Warning - Small Fires | 2024 | 0 | 0 | 0 | 0.00028481 | 0 | 0 | 0.077901 | 0.036425 | 0.0015809 | 0.039895 | 0 | 0 | 0 | 0 | 0 | 0 | 0.011314 | 0 | 0 | 0 | 0 | 0 | 0 | 0 | 0 | 0 | 2.2187e-05 | 0 | 2.2187e-05 | 0 | 0 | 0 | 0 | 0 | 0 |  |  | Patrols - Distribution OverheadWLDFREquipment / facility failureAggregated | WLDFR | HFTD - Distribution - 2QU CoRE ¦ 1QU LoRE | Non-Red Flag Warning - Small Fires | Equipment / facility failure | Aggregated | 2024 | 0.0039924 | 731.3441 | 2.9198 | 2024 | Control | 0.046366 | 1 | 0 | esc | 0 | 0 | 0 | 0 | 0 | 0 | 0.039194 | 0.00028481 | 0 | 0 | 0 | 0
[35 empty] | 7.3.6.6 Stationed and on-call ignition prevention and suppression resources and services | WLDFR | HFTD - Distribution - Tier 2 - 1QU CoRE ¦ 2QU LoRE | 2022 | 0.93458 | 0 | 0 | 0 | 0 | 0 | 0 | 0 | 0 | 0 | 0 | 0.19926 | 0.19926 | 0 | 0 | 0 | 0 | 0 | 0 | 0.18622 | 0 | 0 | 0 | 0 | 0 | 0.19926 | 0.18622 | 0.19926 | 0.18622 | [11 empty] | WLDFR | HFTD - Distribution - 2QU CoRE ¦ 1QU LoRE | Non-Red Flag Warning - Small Fires | 2025 | 0 | 0 | 0 | 0 | 0.00028481 | 0 | 0.077901 | 0.036425 | 0.0015809 | 0.039895 | 0 | 0 | 0 | 0 | 0 | 0 | 0.011314 | 0 | 0 | 0 | 0 | 0 | 0 | 0 | 0 | 0 | 0 | 0 | 0 | 2.2187e-05 | 0 | 2.2187e-05 | 0 | 0 | 0 |  |  | Patrols - Distribution OverheadWLDFREquipment / facility failureAggregated | WLDFR | HFTD - Distribution - 2QU CoRE ¦ 1QU LoRE | Non-Red Flag Warning - Small Fires | Equipment / facility failure | Aggregated | 2025 | 0.0039924 | 731.3441 | 2.9198 | 2025 | Control | 0.046366 | 1 | 0 | esc | 0 | 0 | 0 | 0 | 0 | 0 | 0 | 0 | 0.039194 | 0.00028481 | 0 | 0
[35 empty] | 7.3.6.6 Stationed and on-call ignition prevention and suppression resources and services | WLDFR | HFTD - Distribution - Tier 2 - 1QU CoRE ¦ 2QU LoRE | 2023 | 0.87344 | 0 | 0 | 0 | 0 | 0 | 0 | 0 | 0 | 0 | 0 | 0 | 0 | 0 | 0 | 0.20656 | 0.20656 | 0 | 0 | 0 | 0.18042 | 0 | 0 | 0 | 0 | 0 | 0 | 0 | 0 | [11 empty] | WLDFR | HFTD - Distribution - 2QU CoRE ¦ 1QU LoRE | Non-Red Flag Warning - Small Fires | 2026 | 0 | 0 | 0 | 0 | 0 | 0.00028481 | 0.077901 | 0.036425 | 0.0015809 | 0.039895 | 0 | 0 | 0 | 0 | 0 | 0 | 0.011314 | 0 | 0 | 0 | 0 | 0 | 0 | 0 | 0 | 0 | 0 | 0 | 0 | 0 | 0 | 0 | 2.2187e-05 | 0 | 2.2187e-05 |  |  | Patrols - Distribution OverheadWLDFREquipment / facility failureAggregated | WLDFR | HFTD - Distribution - 2QU CoRE ¦ 1QU LoRE | Non-Red Flag Warning - Small Fires | Equipment / facility failure | Aggregated | 2026 | 0.0039924 | 731.3441 | 2.9198 | 2026 | Control | 0.046366 | 1 | 0 | esc | 0 | 0 | 0 | 0 | 0 | 0 | 0 | 0 | 0 | 0 | 0.039194 | 0.00028481
[35 empty] | 7.3.6.6 Stationed and on-call ignition prevention and suppression resources and services | WLDFR | HFTD - Distribution - Tier 2 - 1QU CoRE ¦ 3QU LoRE | 2020 | 1 | 0 | 0 | 0.4851 | 0.4851 | 0 | 0 | 0 | 0 | 0 | 0 | 0 | 0 | 0 | 0 | 0 | 0 | 0.4851 | 0 | 0 | 0 | 0 | 0 | 0 | 0 | 0 | 0 | 0 | 0 | [11 empty] | WLDFR | HFTD - Distribution - 2QU CoRE ¦ 1QU LoRE | Red Flag Warning - Catastrophic Fires | 2021 | 5.4948e-06 | 0 | 0 | 0 | 0 | 0 | 13887.861 | 212.4034 | 8426.443 | 5249.0147 | 0 | 0 | 0 | 0 | 0 | 0 | 0.00018629 | 0.076311 | 0 | 0.076311 | 0 | 0 | 0 | 0 | 0 | 0 | 0 | 0 | 0 | 0 | 0 | 0 | 0 | 0 | 0 |  |  | Patrols - Distribution OverheadWLDFREquipment / facility failureAggregated | WLDFR | HFTD - Distribution - 2QU CoRE ¦ 1QU LoRE | Red Flag Warning - Catastrophic Fires | Equipment / facility failure | Aggregated | 2021 | 0.00012067 | 731.3441 | 0.088252 | 2021 | Control | 0.046366 | 1 | 0 | esc | 0.0011446 | 5.4948e-06 | 0 | 0 | 0 | 0 | 0 | 0 | 0 | 0 | 0 | 0
[35 empty] | 7.3.6.6 Stationed and on-call ignition prevention and suppression resources and services | WLDFR | HFTD - Distribution - Tier 2 - 1QU CoRE ¦ 3QU LoRE | 2021 | 1 | 0 | 0 | 0 | 0 | 0 | 0 | 0.4851 | 0.4851 | 0 | 0 | 0 | 0 | 0 | 0 | 0 | 0 | 0 | 0.4851 | 0 | 0 | 0 | 0 | 0 | 0 | 0 | 0 | 0 | 0 | [11 empty] | WLDFR | HFTD - Distribution - 2QU CoRE ¦ 1QU LoRE | Red Flag Warning - Catastrophic Fires | 2022 | 0 | 5.449e-06 | 0 | 0 | 0 | 0 | 13650.1655 | 202.8477 | 8286.6934 | 5160.6244 | 0 | 0 | 0 | 0 | 0 | 0 | 0.00017761 | 0 | 0 | 0 | 0.074379 | 0 | 0.074379 | 0 | 0 | 0 | 0 | 0 | 0 | 0 | 0 | 0 | 0 | 0 | 0 |  |  | Patrols - Distribution OverheadWLDFREquipment / facility failureAggregated | WLDFR | HFTD - Distribution - 2QU CoRE ¦ 1QU LoRE | Red Flag Warning - Catastrophic Fires | Equipment / facility failure | Aggregated | 2022 | 0.00011532 | 731.3441 | 0.08434 | 2022 | Control | 0.046366 | 1 | 0 | esc | 0 | 0 | 0.001135 | 5.449e-06 | 0 | 0 | 0 | 0 | 0 | 0 | 0 | 0
[35 empty] | 7.3.6.6 Stationed and on-call ignition prevention and suppression resources and services | WLDFR | HFTD - Distribution - Tier 2 - 1QU CoRE ¦ 3QU LoRE | 2022 | 0.93458 | 0 | 0 | 0 | 0 | 0 | 0 | 0 | 0 | 0 | 0 | 0.45951 | 0.45951 | 0 | 0 | 0 | 0 | 0 | 0 | 0.42945 | 0 | 0 | 0 | 0 | 0 | 0.45951 | 0.42945 | 0.45951 | 0.42945 | [11 empty] | WLDFR | HFTD - Distribution - 2QU CoRE ¦ 1QU LoRE | Red Flag Warning - Catastrophic Fires | 2023 | 0 | 0 | 8.5023e-06 | 0 | 0 | 0 | 13668.067 | 202.8477 | 8304.5949 | 5160.6244 | 0 | 0 | 0 | 0 | 0 | 0 | 0.00018397 | 0 | 0 | 0 | 0 | 0 | 0 | 0.11621 | 0 | 0.11621 | 0 | 0 | 0 | 0 | 0 | 0 | 0 | 0 | 0 |  |  | Patrols - Distribution OverheadWLDFREquipment / facility failureAggregated | WLDFR | HFTD - Distribution - 2QU CoRE ¦ 1QU LoRE | Red Flag Warning - Catastrophic Fires | Equipment / facility failure | Aggregated | 2023 | 0.00011918 | 731.3441 | 0.087165 | 2023 | Control | 0.046366 | 1 | 0 | esc | 0 | 0 | 0 | 0 | 0.00117 | 8.5023e-06 | 0 | 0 | 0 | 0 | 0 | 0
[35 empty] | 7.3.6.6 Stationed and on-call ignition prevention and suppression resources and services | WLDFR | HFTD - Distribution - Tier 2 - 1QU CoRE ¦ 3QU LoRE | 2023 | 0.87344 | 0 | 0 | 0 | 0 | 0 | 0 | 0 | 0 | 0 | 0 | 0 | 0 | 0 | 0 | 0.47636 | 0.47636 | 0 | 0 | 0 | 0.41607 | 0 | 0 | 0 | 0 | 0 | 0 | 0 | 0 | [11 empty] | WLDFR | HFTD - Distribution - 2QU CoRE ¦ 1QU LoRE | Red Flag Warning - Catastrophic Fires | 2024 | 0 | 0 | 0 | 8.5023e-06 | 0 | 0 | 13668.067 | 202.8477 | 8304.5949 | 5160.6244 | 0 | 0 | 0 | 0 | 0 | 0 | 0.00018397 | 0 | 0 | 0 | 0 | 0 | 0 | 0 | 0 | 0 | 0.11621 | 0 | 0.11621 | 0 | 0 | 0 | 0 | 0 | 0 |  |  | Patrols - Distribution OverheadWLDFREquipment / facility failureAggregated | WLDFR | HFTD - Distribution - 2QU CoRE ¦ 1QU LoRE | Red Flag Warning - Catastrophic Fires | Equipment / facility failure | Aggregated | 2024 | 0.00011918 | 731.3441 | 0.087165 | 2024 | Control | 0.046366 | 1 | 0 | esc | 0 | 0 | 0 | 0 | 0 | 0 | 0.00117 | 8.5023e-06 | 0 | 0 | 0 | 0
[35 empty] | 7.3.6.6 Stationed and on-call ignition prevention and suppression resources and services | WLDFR | HFTD - Distribution - Tier 2 - 1QU CoRE ¦ 4QU LoRE | 2020 | 1 | 0 | 0 | 0.61539 | 0.61539 | 0 | 0 | 0 | 0 | 0 | 0 | 0 | 0 | 0 | 0 | 0 | 0 | 0.61539 | 0 | 0 | 0 | 0 | 0 | 0 | 0 | 0 | 0 | 0 | 0 | [11 empty] | WLDFR | HFTD - Distribution - 2QU CoRE ¦ 1QU LoRE | Red Flag Warning - Catastrophic Fires | 2025 | 0 | 0 | 0 | 0 | 8.5023e-06 | 0 | 13668.067 | 202.8477 | 8304.5949 | 5160.6244 | 0 | 0 | 0 | 0 | 0 | 0 | 0.00018397 | 0 | 0 | 0 | 0 | 0 | 0 | 0 | 0 | 0 | 0 | 0 | 0 | 0.11621 | 0 | 0.11621 | 0 | 0 | 0 |  |  | Patrols - Distribution OverheadWLDFREquipment / facility failureAggregated | WLDFR | HFTD - Distribution - 2QU CoRE ¦ 1QU LoRE | Red Flag Warning - Catastrophic Fires | Equipment / facility failure | Aggregated | 2025 | 0.00011918 | 731.3441 | 0.087165 | 2025 | Control | 0.046366 | 1 | 0 | esc | 0 | 0 | 0 | 0 | 0 | 0 | 0 | 0 | 0.00117 | 8.5023e-06 | 0 | 0
[35 empty] | 7.3.6.6 Stationed and on-call ignition prevention and suppression resources and services | WLDFR | HFTD - Distribution - Tier 2 - 1QU CoRE ¦ 4QU LoRE | 2021 | 1 | 0 | 0 | 0 | 0 | 0 | 0 | 0.61539 | 0.61539 | 0 | 0 | 0 | 0 | 0 | 0 | 0 | 0 | 0 | 0.61539 | 0 | 0 | 0 | 0 | 0 | 0 | 0 | 0 | 0 | 0 | [11 empty] | WLDFR | HFTD - Distribution - 2QU CoRE ¦ 1QU LoRE | Red Flag Warning - Catastrophic Fires | 2026 | 0 | 0 | 0 | 0 | 0 | 8.5023e-06 | 13668.067 | 202.8477 | 8304.5949 | 5160.6244 | 0 | 0 | 0 | 0 | 0 | 0 | 0.00018397 | 0 | 0 | 0 | 0 | 0 | 0 | 0 | 0 | 0 | 0 | 0 | 0 | 0 | 0 | 0 | 0.11621 | 0 | 0.11621 |  |  | Patrols - Distribution OverheadWLDFREquipment / facility failureAggregated | WLDFR | HFTD - Distribution - 2QU CoRE ¦ 1QU LoRE | Red Flag Warning - Catastrophic Fires | Equipment / facility failure | Aggregated | 2026 | 0.00011918 | 731.3441 | 0.087165 | 2026 | Control | 0.046366 | 1 | 0 | esc | 0 | 0 | 0 | 0 | 0 | 0 | 0 | 0 | 0 | 0 | 0.00117 | 8.5023e-06
[35 empty] | 7.3.6.6 Stationed and on-call ignition prevention and suppression resources and services | WLDFR | HFTD - Distribution - Tier 2 - 1QU CoRE ¦ 4QU LoRE | 2022 | 0.93458 | 0 | 0 | 0 | 0 | 0 | 0 | 0 | 0 | 0 | 0 | 0.5947 | 0.5947 | 0 | 0 | 0 | 0 | 0 | 0 | 0.55579 | 0 | 0 | 0 | 0 | 0 | 0.5947 | 0.55579 | 0.5947 | 0.55579 | [11 empty] | WLDFR | HFTD - Distribution - 2QU CoRE ¦ 1QU LoRE | Red Flag Warning - Destructive Fires | 2021 | 9.857e-07 | 0 | 0 | 0 | 0 | 0 | 8638.8464 | 212.4034 | 8426.443 | 0 | 0 | 0 | 0 | 0 | 0 | 0 | 2.984e-05 | 0.0085153 | 0 | 0.0085153 | 0 | 0 | 0 | 0 | 0 | 0 | 0 | 0 | 0 | 0 | 0 | 0 | 0 | 0 | 0 |  |  | Patrols - Distribution OverheadWLDFREquipment / facility failureAggregated | WLDFR | HFTD - Distribution - 2QU CoRE ¦ 1QU LoRE | Red Flag Warning - Destructive Fires | Equipment / facility failure | Aggregated | 2021 | 2.1647e-05 | 731.3441 | 0.015831 | 2021 | Control | 0.046366 | 1 | 0 | esc | 0.00020533 | 9.857e-07 | 0 | 0 | 0 | 0 | 0 | 0 | 0 | 0 | 0 | 0
[35 empty] | 7.3.6.6 Stationed and on-call ignition prevention and suppression resources and services | WLDFR | HFTD - Distribution - Tier 2 - 1QU CoRE ¦ 4QU LoRE | 2023 | 0.87344 | 0 | 0 | 0 | 0 | 0 | 0 | 0 | 0 | 0 | 0 | 0 | 0 | 0 | 0 | 0.6165 | 0.6165 | 0 | 0 | 0 | 0.53848 | 0 | 0 | 0 | 0 | 0 | 0 | 0 | 0 | [11 empty] | WLDFR | HFTD - Distribution - 2QU CoRE ¦ 1QU LoRE | Red Flag Warning - Destructive Fires | 2022 | 0 | 9.775e-07 | 0 | 0 | 0 | 0 | 8489.5411 | 202.8477 | 8286.6934 | 0 | 0 | 0 | 0 | 0 | 0 | 0 | 2.8466e-05 | 0 | 0 | 0 | 0.0082985 | 0 | 0.0082985 | 0 | 0 | 0 | 0 | 0 | 0 | 0 | 0 | 0 | 0 | 0 | 0 |  |  | Patrols - Distribution OverheadWLDFREquipment / facility failureAggregated | WLDFR | HFTD - Distribution - 2QU CoRE ¦ 1QU LoRE | Red Flag Warning - Destructive Fires | Equipment / facility failure | Aggregated | 2022 | 2.0688e-05 | 731.3441 | 0.01513 | 2022 | Control | 0.046366 | 1 | 0 | esc | 0 | 0 | 0.00020362 | 9.775e-07 | 0 | 0 | 0 | 0 | 0 | 0 | 0 | 0
[35 empty] | 7.3.6.6 Stationed and on-call ignition prevention and suppression resources and services | WLDFR | HFTD - Distribution - Tier 2 - 1QU CoRE ¦ 5QU LoRE | 2020 | 1 | 0 | 0 | 0.47286 | 0.47286 | 0 | 0 | 0 | 0 | 0 | 0 | 0 | 0 | 0 | 0 | 0 | 0 | 0.47286 | 0 | 0 | 0 | 0 | 0 | 0 | 0 | 0 | 0 | 0 | 0 | [11 empty] | WLDFR | HFTD - Distribution - 2QU CoRE ¦ 1QU LoRE | Red Flag Warning - Destructive Fires | 2023 | 0 | 0 | 1.5252e-06 | 0 | 0 | 0 | 8507.4426 | 202.8477 | 8304.5949 | 0 | 0 | 0 | 0 | 0 | 0 | 0 | 2.9471e-05 | 0 | 0 | 0 | 0 | 0 | 0 | 0.012976 | 0 | 0.012976 | 0 | 0 | 0 | 0 | 0 | 0 | 0 | 0 | 0 |  |  | Patrols - Distribution OverheadWLDFREquipment / facility failureAggregated | WLDFR | HFTD - Distribution - 2QU CoRE ¦ 1QU LoRE | Red Flag Warning - Destructive Fires | Equipment / facility failure | Aggregated | 2023 | 2.1381e-05 | 731.3441 | 0.015637 | 2023 | Control | 0.046366 | 1 | 0 | esc | 0 | 0 | 0 | 0 | 0.00020989 | 1.5252e-06 | 0 | 0 | 0 | 0 | 0 | 0
[35 empty] | 7.3.6.6 Stationed and on-call ignition prevention and suppression resources and services | WLDFR | HFTD - Distribution - Tier 2 - 1QU CoRE ¦ 5QU LoRE | 2021 | 1 | 0 | 0 | 0 | 0 | 0 | 0 | 0.47286 | 0.47286 | 0 | 0 | 0 | 0 | 0 | 0 | 0 | 0 | 0 | 0.47286 | 0 | 0 | 0 | 0 | 0 | 0 | 0 | 0 | 0 | 0 | [11 empty] | WLDFR | HFTD - Distribution - 2QU CoRE ¦ 1QU LoRE | Red Flag Warning - Destructive Fires | 2024 | 0 | 0 | 0 | 1.5252e-06 | 0 | 0 | 8507.4426 | 202.8477 | 8304.5949 | 0 | 0 | 0 | 0 | 0 | 0 | 0 | 2.9471e-05 | 0 | 0 | 0 | 0 | 0 | 0 | 0 | 0 | 0 | 0.012976 | 0 | 0.012976 | 0 | 0 | 0 | 0 | 0 | 0 |  |  | Patrols - Distribution OverheadWLDFREquipment / facility failureAggregated | WLDFR | HFTD - Distribution - 2QU CoRE ¦ 1QU LoRE | Red Flag Warning - Destructive Fires | Equipment / facility failure | Aggregated | 2024 | 2.1381e-05 | 731.3441 | 0.015637 | 2024 | Control | 0.046366 | 1 | 0 | esc | 0 | 0 | 0 | 0 | 0 | 0 | 0.00020989 | 1.5252e-06 | 0 | 0 | 0 | 0
[35 empty] | 7.3.6.6 Stationed and on-call ignition prevention and suppression resources and services | WLDFR | HFTD - Distribution - Tier 2 - 1QU CoRE ¦ 5QU LoRE | 2022 | 0.93458 | 0 | 0 | 0 | 0 | 0 | 0 | 0 | 0 | 0 | 0 | 0.46799 | 0.46799 | 0 | 0 | 0 | 0 | 0 | 0 | 0.43738 | 0 | 0 | 0 | 0 | 0 | 0.46799 | 0.43738 | 0.46799 | 0.43738 | [11 empty] | WLDFR | HFTD - Distribution - 2QU CoRE ¦ 1QU LoRE | Red Flag Warning - Destructive Fires | 2025 | 0 | 0 | 0 | 0 | 1.5252e-06 | 0 | 8507.4426 | 202.8477 | 8304.5949 | 0 | 0 | 0 | 0 | 0 | 0 | 0 | 2.9471e-05 | 0 | 0 | 0 | 0 | 0 | 0 | 0 | 0 | 0 | 0 | 0 | 0 | 0.012976 | 0 | 0.012976 | 0 | 0 | 0 |  |  | Patrols - Distribution OverheadWLDFREquipment / facility failureAggregated | WLDFR | HFTD - Distribution - 2QU CoRE ¦ 1QU LoRE | Red Flag Warning - Destructive Fires | Equipment / facility failure | Aggregated | 2025 | 2.1381e-05 | 731.3441 | 0.015637 | 2025 | Control | 0.046366 | 1 | 0 | esc | 0 | 0 | 0 | 0 | 0 | 0 | 0 | 0 | 0.00020989 | 1.5252e-06 | 0 | 0
[35 empty] | 7.3.6.6 Stationed and on-call ignition prevention and suppression resources and services | WLDFR | HFTD - Distribution - Tier 2 - 1QU CoRE ¦ 5QU LoRE | 2023 | 0.87344 | 0 | 0 | 0 | 0 | 0 | 0 | 0 | 0 | 0 | 0 | 0 | 0 | 0 | 0 | 0.48515 | 0.48515 | 0 | 0 | 0 | 0.42375 | 0 | 0 | 0 | 0 | 0 | 0 | 0 | 0 | [11 empty] | WLDFR | HFTD - Distribution - 2QU CoRE ¦ 1QU LoRE | Red Flag Warning - Destructive Fires | 2026 | 0 | 0 | 0 | 0 | 0 | 1.5252e-06 | 8507.4426 | 202.8477 | 8304.5949 | 0 | 0 | 0 | 0 | 0 | 0 | 0 | 2.9471e-05 | 0 | 0 | 0 | 0 | 0 | 0 | 0 | 0 | 0 | 0 | 0 | 0 | 0 | 0 | 0 | 0.012976 | 0 | 0.012976 |  |  | Patrols - Distribution OverheadWLDFREquipment / facility failureAggregated | WLDFR | HFTD - Distribution - 2QU CoRE ¦ 1QU LoRE | Red Flag Warning - Destructive Fires | Equipment / facility failure | Aggregated | 2026 | 2.1381e-05 | 731.3441 | 0.015637 | 2026 | Control | 0.046366 | 1 | 0 | esc | 0 | 0 | 0 | 0 | 0 | 0 | 0 | 0 | 0 | 0 | 0.00020989 | 1.5252e-06
[35 empty] | 7.3.6.6 Stationed and on-call ignition prevention and suppression resources and services | WLDFR | HFTD - Distribution - Tier 2 - 2QU CoRE ¦ 1QU LoRE | 2020 | 1 | 0 | 0 | 0.06562 | 0.06562 | 0 | 0 | 0 | 0 | 0 | 0 | 0 | 0 | 0 | 0 | 0 | 0 | 0.06562 | 0 | 0 | 0 | 0 | 0 | 0 | 0 | 0 | 0 | 0 | 0 | [11 empty] | WLDFR | HFTD - Distribution - 2QU CoRE ¦ 1QU LoRE | Red Flag Warning - Large Fires | 2021 | 4.8159e-06 | 0 | 0 | 0 | 0 | 0 | 5.1078 | 0.69027 | 2.8264 | 1.5911 | 0 | 0 | 0 | 0 | 0 | 0 | 0.00014605 | 2.4599e-05 | 0 | 2.4599e-05 | 0 | 0 | 0 | 0 | 0 | 0 | 0 | 0 | 0 | 0 | 0 | 0 | 0 | 0 | 0 |  |  | Patrols - Distribution OverheadWLDFREquipment / facility failureAggregated | WLDFR | HFTD - Distribution - 2QU CoRE ¦ 1QU LoRE | Red Flag Warning - Large Fires | Equipment / facility failure | Aggregated | 2021 | 0.00010576 | 731.3441 | 0.077348 | 2021 | Control | 0.046366 | 1 | 0 | esc | 0.0010032 | 4.8159e-06 | 0 | 0 | 0 | 0 | 0 | 0 | 0 | 0 | 0 | 0
[35 empty] | 7.3.6.6 Stationed and on-call ignition prevention and suppression resources and services | WLDFR | HFTD - Distribution - Tier 2 - 2QU CoRE ¦ 1QU LoRE | 2021 | 1 | 0 | 0 | 0 | 0 | 0 | 0 | 0.06562 | 0.06562 | 0 | 0 | 0 | 0 | 0 | 0 | 0 | 0 | 0 | 0.06562 | 0 | 0 | 0 | 0 | 0 | 0 | 0 | 0 | 0 | 0 | [11 empty] | WLDFR | HFTD - Distribution - 2QU CoRE ¦ 1QU LoRE | Red Flag Warning - Large Fires | 2022 | 0 | 4.7755e-06 | 0 | 0 | 0 | 0 | 5.0739 | 0.68415 | 2.8096 | 1.5801 | 0 | 0 | 0 | 0 | 0 | 0 | 0.00013933 | 0 | 0 | 0 | 2.423e-05 | 0 | 2.423e-05 | 0 | 0 | 0 | 0 | 0 | 0 | 0 | 0 | 0 | 0 | 0 | 0 |  |  | Patrols - Distribution OverheadWLDFREquipment / facility failureAggregated | WLDFR | HFTD - Distribution - 2QU CoRE ¦ 1QU LoRE | Red Flag Warning - Large Fires | Equipment / facility failure | Aggregated | 2022 | 0.00010107 | 731.3441 | 0.073916 | 2022 | Control | 0.046366 | 1 | 0 | esc | 0 | 0 | 0.00099475 | 4.7755e-06 | 0 | 0 | 0 | 0 | 0 | 0 | 0 | 0
[35 empty] | 7.3.6.6 Stationed and on-call ignition prevention and suppression resources and services | WLDFR | HFTD - Distribution - Tier 2 - 2QU CoRE ¦ 1QU LoRE | 2022 | 0.93458 | 0 | 0 | 0 | 0 | 0 | 0 | 0 | 0 | 0 | 0 | 0.06796 | 0.06796 | 0 | 0 | 0 | 0 | 0 | 0 | 0.063514 | 0 | 0 | 0 | 0 | 0 | 0.06796 | 0.063514 | 0.06796 | 0.063514 | [11 empty] | WLDFR | HFTD - Distribution - 2QU CoRE ¦ 1QU LoRE | Red Flag Warning - Large Fires | 2023 | 0 | 0 | 7.4515e-06 | 0 | 0 | 0 | 5.1712 | 0.68415 | 2.907 | 1.5801 | 0 | 0 | 0 | 0 | 0 | 0 | 0.00014425 | 0 | 0 | 0 | 0 | 0 | 0 | 3.8533e-05 | 0 | 3.8533e-05 | 0 | 0 | 0 | 0 | 0 | 0 | 0 | 0 | 0 |  |  | Patrols - Distribution OverheadWLDFREquipment / facility failureAggregated | WLDFR | HFTD - Distribution - 2QU CoRE ¦ 1QU LoRE | Red Flag Warning - Large Fires | Equipment / facility failure | Aggregated | 2023 | 0.00010445 | 731.3441 | 0.076391 | 2023 | Control | 0.046366 | 1 | 0 | esc | 0 | 0 | 0 | 0 | 0.0010254 | 7.4515e-06 | 0 | 0 | 0 | 0 | 0 | 0
[35 empty] | 7.3.6.6 Stationed and on-call ignition prevention and suppression resources and services | WLDFR | HFTD - Distribution - Tier 2 - 2QU CoRE ¦ 1QU LoRE | 2023 | 0.87344 | 0 | 0 | 0 | 0 | 0 | 0 | 0 | 0 | 0 | 0 | 0 | 0 | 0 | 0 | 0.070452 | 0.070452 | 0 | 0 | 0 | 0.061535 | 0 | 0 | 0 | 0 | 0 | 0 | 0 | 0 | [11 empty] | WLDFR | HFTD - Distribution - 2QU CoRE ¦ 1QU LoRE | Red Flag Warning - Large Fires | 2024 | 0 | 0 | 0 | 7.4515e-06 | 0 | 0 | 5.1712 | 0.68415 | 2.907 | 1.5801 | 0 | 0 | 0 | 0 | 0 | 0 | 0.00014425 | 0 | 0 | 0 | 0 | 0 | 0 | 0 | 0 | 0 | 3.8533e-05 | 0 | 3.8533e-05 | 0 | 0 | 0 | 0 | 0 | 0 |  |  | Patrols - Distribution OverheadWLDFREquipment / facility failureAggregated | WLDFR | HFTD - Distribution - 2QU CoRE ¦ 1QU LoRE | Red Flag Warning - Large Fires | Equipment / facility failure | Aggregated | 2024 | 0.00010445 | 731.3441 | 0.076391 | 2024 | Control | 0.046366 | 1 | 0 | esc | 0 | 0 | 0 | 0 | 0 | 0 | 0.0010254 | 7.4515e-06 | 0 | 0 | 0 | 0
[35 empty] | 7.3.6.6 Stationed and on-call ignition prevention and suppression resources and services | WLDFR | HFTD - Distribution - Tier 2 - 2QU CoRE ¦ 2QU LoRE | 2020 | 1 | 0 | 0 | 0.1092 | 0.1092 | 0 | 0 | 0 | 0 | 0 | 0 | 0 | 0 | 0 | 0 | 0 | 0 | 0.1092 | 0 | 0 | 0 | 0 | 0 | 0 | 0 | 0 | 0 | 0 | 0 | [11 empty] | WLDFR | HFTD - Distribution - 2QU CoRE ¦ 1QU LoRE | Red Flag Warning - Large Fires | 2025 | 0 | 0 | 0 | 0 | 7.4515e-06 | 0 | 5.1712 | 0.68415 | 2.907 | 1.5801 | 0 | 0 | 0 | 0 | 0 | 0 | 0.00014425 | 0 | 0 | 0 | 0 | 0 | 0 | 0 | 0 | 0 | 0 | 0 | 0 | 3.8533e-05 | 0 | 3.8533e-05 | 0 | 0 | 0 |  |  | Patrols - Distribution OverheadWLDFREquipment / facility failureAggregated | WLDFR | HFTD - Distribution - 2QU CoRE ¦ 1QU LoRE | Red Flag Warning - Large Fires | Equipment / facility failure | Aggregated | 2025 | 0.00010445 | 731.3441 | 0.076391 | 2025 | Control | 0.046366 | 1 | 0 | esc | 0 | 0 | 0 | 0 | 0 | 0 | 0 | 0 | 0.0010254 | 7.4515e-06 | 0 | 0
[35 empty] | 7.3.6.6 Stationed and on-call ignition prevention and suppression resources and services | WLDFR | HFTD - Distribution - Tier 2 - 2QU CoRE ¦ 2QU LoRE | 2021 | 1 | 0 | 0 | 0 | 0 | 0 | 0 | 0.1092 | 0.1092 | 0 | 0 | 0 | 0 | 0 | 0 | 0 | 0 | 0 | 0.1092 | 0 | 0 | 0 | 0 | 0 | 0 | 0 | 0 | 0 | 0 | [11 empty] | WLDFR | HFTD - Distribution - 2QU CoRE ¦ 1QU LoRE | Red Flag Warning - Large Fires | 2026 | 0 | 0 | 0 | 0 | 0 | 7.4515e-06 | 5.1712 | 0.68415 | 2.907 | 1.5801 | 0 | 0 | 0 | 0 | 0 | 0 | 0.00014425 | 0 | 0 | 0 | 0 | 0 | 0 | 0 | 0 | 0 | 0 | 0 | 0 | 0 | 0 | 0 | 3.8533e-05 | 0 | 3.8533e-05 |  |  | Patrols - Distribution OverheadWLDFREquipment / facility failureAggregated | WLDFR | HFTD - Distribution - 2QU CoRE ¦ 1QU LoRE | Red Flag Warning - Large Fires | Equipment / facility failure | Aggregated | 2026 | 0.00010445 | 731.3441 | 0.076391 | 2026 | Control | 0.046366 | 1 | 0 | esc | 0 | 0 | 0 | 0 | 0 | 0 | 0 | 0 | 0 | 0 | 0.0010254 | 7.4515e-06
[35 empty] | 7.3.6.6 Stationed and on-call ignition prevention and suppression resources and services | WLDFR | HFTD - Distribution - Tier 2 - 2QU CoRE ¦ 2QU LoRE | 2022 | 0.93458 | 0 | 0 | 0 | 0 | 0 | 0 | 0 | 0 | 0 | 0 | 0.11018 | 0.11018 | 0 | 0 | 0 | 0 | 0 | 0 | 0.10298 | 0 | 0 | 0 | 0 | 0 | 0.11018 | 0.10298 | 0.11018 | 0.10298 | [11 empty] | WLDFR | HFTD - Distribution - 2QU CoRE ¦ 1QU LoRE | Red Flag Warning - Small Fires | 2021 | 2.1461e-05 | 0 | 0 | 0 | 0 | 0 | 0.077861 | 0.036425 | 0.0015416 | 0.039895 | 0 | 0 | 0 | 0 | 0 | 0 | 0.0011524 | 1.671e-06 | 0 | 1.671e-06 | 0 | 0 | 0 | 0 | 0 | 0 | 0 | 0 | 0 | 0 | 0 | 0 | 0 | 0 | 0 |  |  | Patrols - Distribution OverheadWLDFREquipment / facility failureAggregated | WLDFR | HFTD - Distribution - 2QU CoRE ¦ 1QU LoRE | Red Flag Warning - Small Fires | Equipment / facility failure | Aggregated | 2021 | 0.00047131 | 731.3441 | 0.34469 | 2021 | Control | 0.046366 | 1 | 0 | esc | 0.0044705 | 2.1461e-05 | 0 | 0 | 0 | 0 | 0 | 0 | 0 | 0 | 0 | 0
[35 empty] | 7.3.6.6 Stationed and on-call ignition prevention and suppression resources and services | WLDFR | HFTD - Distribution - Tier 2 - 2QU CoRE ¦ 2QU LoRE | 2023 | 0.87344 | 0 | 0 | 0 | 0 | 0 | 0 | 0 | 0 | 0 | 0 | 0 | 0 | 0 | 0 | 0.11422 | 0.11422 | 0 | 0 | 0 | 0.099767 | 0 | 0 | 0 | 0 | 0 | 0 | 0 | 0 | [11 empty] | WLDFR | HFTD - Distribution - 2QU CoRE ¦ 1QU LoRE | Red Flag Warning - Small Fires | 2022 | 0 | 2.1445e-05 | 0 | 0 | 0 | 0 | 0.077861 | 0.036425 | 0.0015416 | 0.039895 | 0 | 0 | 0 | 0 | 0 | 0 | 0.0011072 | 0 | 0 | 0 | 1.6698e-06 | 0 | 1.6698e-06 | 0 | 0 | 0 | 0 | 0 | 0 | 0 | 0 | 0 | 0 | 0 | 0 |  |  | Patrols - Distribution OverheadWLDFREquipment / facility failureAggregated | WLDFR | HFTD - Distribution - 2QU CoRE ¦ 1QU LoRE | Red Flag Warning - Small Fires | Equipment / facility failure | Aggregated | 2022 | 0.00045387 | 731.3441 | 0.33194 | 2022 | Control | 0.046366 | 1 | 0 | esc | 0 | 0 | 0.0044672 | 2.1445e-05 | 0 | 0 | 0 | 0 | 0 | 0 | 0 | 0
[35 empty] | 7.3.6.6 Stationed and on-call ignition prevention and suppression resources and services | WLDFR | HFTD - Distribution - Tier 2 - 2QU CoRE ¦ 3QU LoRE | 2020 | 1 | 0 | 0 | 0.16392 | 0.16392 | 0 | 0 | 0 | 0 | 0 | 0 | 0 | 0 | 0 | 0 | 0 | 0 | 0.16392 | 0 | 0 | 0 | 0 | 0 | 0 | 0 | 0 | 0 | 0 | 0 | [11 empty] | WLDFR | HFTD - Distribution - 2QU CoRE ¦ 1QU LoRE | Red Flag Warning - Small Fires | 2023 | 0 | 0 | 3.3414e-05 | 0 | 0 | 0 | 0.077901 | 0.036425 | 0.0015809 | 0.039895 | 0 | 0 | 0 | 0 | 0 | 0 | 0.0011459 | 0 | 0 | 0 | 0 | 0 | 0 | 2.6029e-06 | 0 | 2.6029e-06 | 0 | 0 | 0 | 0 | 0 | 0 | 0 | 0 | 0 |  |  | Patrols - Distribution OverheadWLDFREquipment / facility failureAggregated | WLDFR | HFTD - Distribution - 2QU CoRE ¦ 1QU LoRE | Red Flag Warning - Small Fires | Equipment / facility failure | Aggregated | 2023 | 0.00046839 | 731.3441 | 0.34255 | 2023 | Control | 0.046366 | 1 | 0 | esc | 0 | 0 | 0 | 0 | 0.0045982 | 3.3414e-05 | 0 | 0 | 0 | 0 | 0 | 0
[35 empty] | 7.3.6.6 Stationed and on-call ignition prevention and suppression resources and services | WLDFR | HFTD - Distribution - Tier 2 - 2QU CoRE ¦ 3QU LoRE | 2021 | 1 | 0 | 0 | 0 | 0 | 0 | 0 | 0.16392 | 0.16392 | 0 | 0 | 0 | 0 | 0 | 0 | 0 | 0 | 0 | 0.16392 | 0 | 0 | 0 | 0 | 0 | 0 | 0 | 0 | 0 | 0 | [11 empty] | WLDFR | HFTD - Distribution - 2QU CoRE ¦ 1QU LoRE | Red Flag Warning - Small Fires | 2024 | 0 | 0 | 0 | 3.3414e-05 | 0 | 0 | 0.077901 | 0.036425 | 0.0015809 | 0.039895 | 0 | 0 | 0 | 0 | 0 | 0 | 0.0011459 | 0 | 0 | 0 | 0 | 0 | 0 | 0 | 0 | 0 | 2.6029e-06 | 0 | 2.6029e-06 | 0 | 0 | 0 | 0 | 0 | 0 |  |  | Patrols - Distribution OverheadWLDFREquipment / facility failureAggregated | WLDFR | HFTD - Distribution - 2QU CoRE ¦ 1QU LoRE | Red Flag Warning - Small Fires | Equipment / facility failure | Aggregated | 2024 | 0.00046839 | 731.3441 | 0.34255 | 2024 | Control | 0.046366 | 1 | 0 | esc | 0 | 0 | 0 | 0 | 0 | 0 | 0.0045982 | 3.3414e-05 | 0 | 0 | 0 | 0
[35 empty] | 7.3.6.6 Stationed and on-call ignition prevention and suppression resources and services | WLDFR | HFTD - Distribution - Tier 2 - 2QU CoRE ¦ 3QU LoRE | 2022 | 0.93458 | 0 | 0 | 0 | 0 | 0 | 0 | 0 | 0 | 0 | 0 | 0.16194 | 0.16194 | 0 | 0 | 0 | 0 | 0 | 0 | 0.15135 | 0 | 0 | 0 | 0 | 0 | 0.16194 | 0.15135 | 0.16194 | 0.15135 | [11 empty] | WLDFR | HFTD - Distribution - 2QU CoRE ¦ 1QU LoRE | Red Flag Warning - Small Fires | 2025 | 0 | 0 | 0 | 0 | 3.3414e-05 | 0 | 0.077901 | 0.036425 | 0.0015809 | 0.039895 | 0 | 0 | 0 | 0 | 0 | 0 | 0.0011459 | 0 | 0 | 0 | 0 | 0 | 0 | 0 | 0 | 0 | 0 | 0 | 0 | 2.6029e-06 | 0 | 2.6029e-06 | 0 | 0 | 0 |  |  | Patrols - Distribution OverheadWLDFREquipment / facility failureAggregated | WLDFR | HFTD - Distribution - 2QU CoRE ¦ 1QU LoRE | Red Flag Warning - Small Fires | Equipment / facility failure | Aggregated | 2025 | 0.00046839 | 731.3441 | 0.34255 | 2025 | Control | 0.046366 | 1 | 0 | esc | 0 | 0 | 0 | 0 | 0 | 0 | 0 | 0 | 0.0045982 | 3.3414e-05 | 0 | 0
[35 empty] | 7.3.6.6 Stationed and on-call ignition prevention and suppression resources and services | WLDFR | HFTD - Distribution - Tier 2 - 2QU CoRE ¦ 3QU LoRE | 2023 | 0.87344 | 0 | 0 | 0 | 0 | 0 | 0 | 0 | 0 | 0 | 0 | 0 | 0 | 0 | 0 | 0.16788 | 0.16788 | 0 | 0 | 0 | 0.14663 | 0 | 0 | 0 | 0 | 0 | 0 | 0 | 0 | [11 empty] | WLDFR | HFTD - Distribution - 2QU CoRE ¦ 1QU LoRE | Red Flag Warning - Small Fires | 2026 | 0 | 0 | 0 | 0 | 0 | 3.3414e-05 | 0.077901 | 0.036425 | 0.0015809 | 0.039895 | 0 | 0 | 0 | 0 | 0 | 0 | 0.0011459 | 0 | 0 | 0 | 0 | 0 | 0 | 0 | 0 | 0 | 0 | 0 | 0 | 0 | 0 | 0 | 2.6029e-06 | 0 | 2.6029e-06 |  |  | Patrols - Distribution OverheadWLDFREquipment / facility failureAggregated | WLDFR | HFTD - Distribution - 2QU CoRE ¦ 1QU LoRE | Red Flag Warning - Small Fires | Equipment / facility failure | Aggregated | 2026 | 0.00046839 | 731.3441 | 0.34255 | 2026 | Control | 0.046366 | 1 | 0 | esc | 0 | 0 | 0 | 0 | 0 | 0 | 0 | 0 | 0 | 0 | 0.0045982 | 3.3414e-05
[35 empty] | 7.3.6.6 Stationed and on-call ignition prevention and suppression resources and services | WLDFR | HFTD - Distribution - Tier 2 - 2QU CoRE ¦ 4QU LoRE | 2020 | 1 | 0 | 0 | 0.15741 | 0.15741 | 0 | 0 | 0 | 0 | 0 | 0 | 0 | 0 | 0 | 0 | 0 | 0 | 0.15741 | 0 | 0 | 0 | 0 | 0 | 0 | 0 | 0 | 0 | 0 | 0 | [11 empty] | WLDFR | HFTD - Distribution - 2QU CoRE ¦ 2QU LoRE | Non-Red Flag Warning - Catastrophic Fires | 2021 | 1.7656e-08 | 0 | 0 | 0 | 0 | 0 | 13887.861 | 212.4034 | 8426.443 | 5249.0147 | 0 | 0 | 0 | 0 | 0 | 0 | 2.9893e-06 | 0.0002452 | 0 | 0.0002452 | 0 | 0 | 0 | 0 | 0 | 0 | 0 | 0 | 0 | 0 | 0 | 0 | 0 | 0 | 0 |  |  | Patrols - Distribution OverheadWLDFREquipment / facility failureAggregated | WLDFR | HFTD - Distribution - 2QU CoRE ¦ 2QU LoRE | Non-Red Flag Warning - Catastrophic Fires | Equipment / facility failure | Aggregated | 2021 | 3.2197e-08 | 841.2046 | 2.7085e-05 | 2021 | Control | 0.046366 | 1 | 0 | esc | 3.6778e-06 | 1.7656e-08 | 0 | 0 | 0 | 0 | 0 | 0 | 0 | 0 | 0 | 0
[35 empty] | 7.3.6.6 Stationed and on-call ignition prevention and suppression resources and services | WLDFR | HFTD - Distribution - Tier 2 - 2QU CoRE ¦ 4QU LoRE | 2021 | 1 | 0 | 0 | 0 | 0 | 0 | 0 | 0.15741 | 0.15741 | 0 | 0 | 0 | 0 | 0 | 0 | 0 | 0 | 0 | 0.15741 | 0 | 0 | 0 | 0 | 0 | 0 | 0 | 0 | 0 | 0 | [11 empty] | WLDFR | HFTD - Distribution - 2QU CoRE ¦ 2QU LoRE | Non-Red Flag Warning - Catastrophic Fires | 2022 | 0 | 1.7528e-08 | 0 | 0 | 0 | 0 | 13650.1655 | 202.8477 | 8286.6934 | 5160.6244 | 0 | 0 | 0 | 0 | 0 | 0 | 2.8989e-06 | 0 | 0 | 0 | 0.00023926 | 0 | 0.00023926 | 0 | 0 | 0 | 0 | 0 | 0 | 0 | 0 | 0 | 0 | 0 | 0 |  |  | Patrols - Distribution OverheadWLDFREquipment / facility failureAggregated | WLDFR | HFTD - Distribution - 2QU CoRE ¦ 2QU LoRE | Non-Red Flag Warning - Catastrophic Fires | Equipment / facility failure | Aggregated | 2022 | 3.0879e-08 | 841.2046 | 2.5976e-05 | 2022 | Control | 0.046366 | 1 | 0 | esc | 0 | 0 | 3.6511e-06 | 1.7528e-08 | 0 | 0 | 0 | 0 | 0 | 0 | 0 | 0
[35 empty] | 7.3.6.6 Stationed and on-call ignition prevention and suppression resources and services | WLDFR | HFTD - Distribution - Tier 2 - 2QU CoRE ¦ 4QU LoRE | 2022 | 0.93458 | 0 | 0 | 0 | 0 | 0 | 0 | 0 | 0 | 0 | 0 | 0.14166 | 0.14166 | 0 | 0 | 0 | 0 | 0 | 0 | 0.1324 | 0 | 0 | 0 | 0 | 0 | 0.14166 | 0.1324 | 0.14166 | 0.1324 | [11 empty] | WLDFR | HFTD - Distribution - 2QU CoRE ¦ 2QU LoRE | Non-Red Flag Warning - Catastrophic Fires | 2023 | 0 | 0 | 2.6398e-08 | 0 | 0 | 0 | 13668.067 | 202.8477 | 8304.5949 | 5160.6244 | 0 | 0 | 0 | 0 | 0 | 0 | 2.9019e-06 | 0 | 0 | 0 | 0 | 0 | 0 | 0.00036081 | 0 | 0.00036081 | 0 | 0 | 0 | 0 | 0 | 0 | 0 | 0 | 0 |  |  | Patrols - Distribution OverheadWLDFREquipment / facility failureAggregated | WLDFR | HFTD - Distribution - 2QU CoRE ¦ 2QU LoRE | Non-Red Flag Warning - Catastrophic Fires | Equipment / facility failure | Aggregated | 2023 | 3.0845e-08 | 841.2046 | 2.5947e-05 | 2023 | Control | 0.046366 | 1 | 0 | esc | 0 | 0 | 0 | 0 | 3.6327e-06 | 2.6398e-08 | 0 | 0 | 0 | 0 | 0 | 0
[35 empty] | 7.3.6.6 Stationed and on-call ignition prevention and suppression resources and services | WLDFR | HFTD - Distribution - Tier 2 - 2QU CoRE ¦ 4QU LoRE | 2023 | 0.87344 | 0 | 0 | 0 | 0 | 0 | 0 | 0 | 0 | 0 | 0 | 0 | 0 | 0 | 0 | 0.14686 | 0.14686 | 0 | 0 | 0 | 0.12827 | 0 | 0 | 0 | 0 | 0 | 0 | 0 | 0 | [11 empty] | WLDFR | HFTD - Distribution - 2QU CoRE ¦ 2QU LoRE | Non-Red Flag Warning - Catastrophic Fires | 2024 | 0 | 0 | 0 | 2.6398e-08 | 0 | 0 | 13668.067 | 202.8477 | 8304.5949 | 5160.6244 | 0 | 0 | 0 | 0 | 0 | 0 | 2.9019e-06 | 0 | 0 | 0 | 0 | 0 | 0 | 0 | 0 | 0 | 0.00036081 | 0 | 0.00036081 | 0 | 0 | 0 | 0 | 0 | 0 |  |  | Patrols - Distribution OverheadWLDFREquipment / facility failureAggregated | WLDFR | HFTD - Distribution - 2QU CoRE ¦ 2QU LoRE | Non-Red Flag Warning - Catastrophic Fires | Equipment / facility failure | Aggregated | 2024 | 3.0845e-08 | 841.2046 | 2.5947e-05 | 2024 | Control | 0.046366 | 1 | 0 | esc | 0 | 0 | 0 | 0 | 0 | 0 | 3.6327e-06 | 2.6398e-08 | 0 | 0 | 0 | 0
[35 empty] | 7.3.6.6 Stationed and on-call ignition prevention and suppression resources and services | WLDFR | HFTD - Distribution - Tier 2 - 2QU CoRE ¦ 5QU LoRE | 2020 | 1 | 0 | 0 | 0.15259 | 0.15259 | 0 | 0 | 0 | 0 | 0 | 0 | 0 | 0 | 0 | 0 | 0 | 0 | 0.15259 | 0 | 0 | 0 | 0 | 0 | 0 | 0 | 0 | 0 | 0 | 0 | [11 empty] | WLDFR | HFTD - Distribution - 2QU CoRE ¦ 2QU LoRE | Non-Red Flag Warning - Catastrophic Fires | 2025 | 0 | 0 | 0 | 0 | 2.6398e-08 | 0 | 13668.067 | 202.8477 | 8304.5949 | 5160.6244 | 0 | 0 | 0 | 0 | 0 | 0 | 2.9019e-06 | 0 | 0 | 0 | 0 | 0 | 0 | 0 | 0 | 0 | 0 | 0 | 0 | 0.00036081 | 0 | 0.00036081 | 0 | 0 | 0 |  |  | Patrols - Distribution OverheadWLDFREquipment / facility failureAggregated | WLDFR | HFTD - Distribution - 2QU CoRE ¦ 2QU LoRE | Non-Red Flag Warning - Catastrophic Fires | Equipment / facility failure | Aggregated | 2025 | 3.0845e-08 | 841.2046 | 2.5947e-05 | 2025 | Control | 0.046366 | 1 | 0 | esc | 0 | 0 | 0 | 0 | 0 | 0 | 0 | 0 | 3.6327e-06 | 2.6398e-08 | 0 | 0
[35 empty] | 7.3.6.6 Stationed and on-call ignition prevention and suppression resources and services | WLDFR | HFTD - Distribution - Tier 2 - 2QU CoRE ¦ 5QU LoRE | 2021 | 1 | 0 | 0 | 0 | 0 | 0 | 0 | 0.15259 | 0.15259 | 0 | 0 | 0 | 0 | 0 | 0 | 0 | 0 | 0 | 0.15259 | 0 | 0 | 0 | 0 | 0 | 0 | 0 | 0 | 0 | 0 | [11 empty] | WLDFR | HFTD - Distribution - 2QU CoRE ¦ 2QU LoRE | Non-Red Flag Warning - Catastrophic Fires | 2026 | 0 | 0 | 0 | 0 | 0 | 2.6398e-08 | 13668.067 | 202.8477 | 8304.5949 | 5160.6244 | 0 | 0 | 0 | 0 | 0 | 0 | 2.9019e-06 | 0 | 0 | 0 | 0 | 0 | 0 | 0 | 0 | 0 | 0 | 0 | 0 | 0 | 0 | 0 | 0.00036081 | 0 | 0.00036081 |  |  | Patrols - Distribution OverheadWLDFREquipment / facility failureAggregated | WLDFR | HFTD - Distribution - 2QU CoRE ¦ 2QU LoRE | Non-Red Flag Warning - Catastrophic Fires | Equipment / facility failure | Aggregated | 2026 | 3.0845e-08 | 841.2046 | 2.5947e-05 | 2026 | Control | 0.046366 | 1 | 0 | esc | 0 | 0 | 0 | 0 | 0 | 0 | 0 | 0 | 0 | 0 | 3.6327e-06 | 2.6398e-08
[35 empty] | 7.3.6.6 Stationed and on-call ignition prevention and suppression resources and services | WLDFR | HFTD - Distribution - Tier 2 - 2QU CoRE ¦ 5QU LoRE | 2022 | 0.93458 | 0 | 0 | 0 | 0 | 0 | 0 | 0 | 0 | 0 | 0 | 0.14924 | 0.14924 | 0 | 0 | 0 | 0 | 0 | 0 | 0.13947 | 0 | 0 | 0 | 0 | 0 | 0.14924 | 0.13947 | 0.14924 | 0.13947 | [11 empty] | WLDFR | HFTD - Distribution - 2QU CoRE ¦ 2QU LoRE | Non-Red Flag Warning - Destructive Fires | 2021 | 6.8516e-08 | 0 | 0 | 0 | 0 | 0 | 8638.8464 | 212.4034 | 8426.443 | 0 | 0 | 0 | 0 | 0 | 0 | 0 | 3.9006e-06 | 0.0005919 | 0 | 0.0005919 | 0 | 0 | 0 | 0 | 0 | 0 | 0 | 0 | 0 | 0 | 0 | 0 | 0 | 0 | 0 |  |  | Patrols - Distribution OverheadWLDFREquipment / facility failureAggregated | WLDFR | HFTD - Distribution - 2QU CoRE ¦ 2QU LoRE | Non-Red Flag Warning - Destructive Fires | Equipment / facility failure | Aggregated | 2021 | 1.2495e-07 | 841.2046 | 0.00010511 | 2021 | Control | 0.046366 | 1 | 0 | esc | 1.4272e-05 | 6.8516e-08 | 0 | 0 | 0 | 0 | 0 | 0 | 0 | 0 | 0 | 0
[35 empty] | 7.3.6.6 Stationed and on-call ignition prevention and suppression resources and services | WLDFR | HFTD - Distribution - Tier 2 - 2QU CoRE ¦ 5QU LoRE | 2023 | 0.87344 | 0 | 0 | 0 | 0 | 0 | 0 | 0 | 0 | 0 | 0 | 0 | 0 | 0 | 0 | 0.15471 | 0.15471 | 0 | 0 | 0 | 0.13513 | 0 | 0 | 0 | 0 | 0 | 0 | 0 | 0 | [11 empty] | WLDFR | HFTD - Distribution - 2QU CoRE ¦ 2QU LoRE | Non-Red Flag Warning - Destructive Fires | 2022 | 0 | 6.8017e-08 | 0 | 0 | 0 | 0 | 8489.5411 | 202.8477 | 8286.6934 | 0 | 0 | 0 | 0 | 0 | 0 | 0 | 3.7645e-06 | 0 | 0 | 0 | 0.00057743 | 0 | 0.00057743 | 0 | 0 | 0 | 0 | 0 | 0 | 0 | 0 | 0 | 0 | 0 | 0 |  |  | Patrols - Distribution OverheadWLDFREquipment / facility failureAggregated | WLDFR | HFTD - Distribution - 2QU CoRE ¦ 2QU LoRE | Non-Red Flag Warning - Destructive Fires | Equipment / facility failure | Aggregated | 2022 | 1.1983e-07 | 841.2046 | 0.0001008 | 2022 | Control | 0.046366 | 1 | 0 | esc | 0 | 0 | 1.4168e-05 | 6.8017e-08 | 0 | 0 | 0 | 0 | 0 | 0 | 0 | 0
[35 empty] | 7.3.6.6 Stationed and on-call ignition prevention and suppression resources and services | WLDFR | HFTD - Distribution - Tier 2 - 3QU CoRE ¦ 1QU LoRE | 2020 | 1 | 0 | 0 | 0.074792 | 0.074792 | 0 | 0 | 0 | 0 | 0 | 0 | 0 | 0 | 0 | 0 | 0 | 0 | 0.074792 | 0 | 0 | 0 | 0 | 0 | 0 | 0 | 0 | 0 | 0 | 0 | [11 empty] | WLDFR | HFTD - Distribution - 2QU CoRE ¦ 2QU LoRE | Non-Red Flag Warning - Destructive Fires | 2023 | 0 | 0 | 1.0244e-07 | 0 | 0 | 0 | 8507.4426 | 202.8477 | 8304.5949 | 0 | 0 | 0 | 0 | 0 | 0 | 0 | 3.775e-06 | 0 | 0 | 0 | 0 | 0 | 0 | 0.00087147 | 0 | 0.00087147 | 0 | 0 | 0 | 0 | 0 | 0 | 0 | 0 | 0 |  |  | Patrols - Distribution OverheadWLDFREquipment / facility failureAggregated | WLDFR | HFTD - Distribution - 2QU CoRE ¦ 2QU LoRE | Non-Red Flag Warning - Destructive Fires | Equipment / facility failure | Aggregated | 2023 | 1.1969e-07 | 841.2046 | 0.00010069 | 2023 | Control | 0.046366 | 1 | 0 | esc | 0 | 0 | 0 | 0 | 1.4097e-05 | 1.0244e-07 | 0 | 0 | 0 | 0 | 0 | 0
[35 empty] | 7.3.6.6 Stationed and on-call ignition prevention and suppression resources and services | WLDFR | HFTD - Distribution - Tier 2 - 3QU CoRE ¦ 1QU LoRE | 2021 | 1 | 0 | 0 | 0 | 0 | 0 | 0 | 0.074792 | 0.074792 | 0 | 0 | 0 | 0 | 0 | 0 | 0 | 0 | 0 | 0.074792 | 0 | 0 | 0 | 0 | 0 | 0 | 0 | 0 | 0 | 0 | [11 empty] | WLDFR | HFTD - Distribution - 2QU CoRE ¦ 2QU LoRE | Non-Red Flag Warning - Destructive Fires | 2024 | 0 | 0 | 0 | 1.0244e-07 | 0 | 0 | 8507.4426 | 202.8477 | 8304.5949 | 0 | 0 | 0 | 0 | 0 | 0 | 0 | 3.775e-06 | 0 | 0 | 0 | 0 | 0 | 0 | 0 | 0 | 0 | 0.00087147 | 0 | 0.00087147 | 0 | 0 | 0 | 0 | 0 | 0 |  |  | Patrols - Distribution OverheadWLDFREquipment / facility failureAggregated | WLDFR | HFTD - Distribution - 2QU CoRE ¦ 2QU LoRE | Non-Red Flag Warning - Destructive Fires | Equipment / facility failure | Aggregated | 2024 | 1.1969e-07 | 841.2046 | 0.00010069 | 2024 | Control | 0.046366 | 1 | 0 | esc | 0 | 0 | 0 | 0 | 0 | 0 | 1.4097e-05 | 1.0244e-07 | 0 | 0 | 0 | 0
[35 empty] | 7.3.6.6 Stationed and on-call ignition prevention and suppression resources and services | WLDFR | HFTD - Distribution - Tier 2 - 3QU CoRE ¦ 1QU LoRE | 2022 | 0.93458 | 0 | 0 | 0 | 0 | 0 | 0 | 0 | 0 | 0 | 0 | 0.073153 | 0.073153 | 0 | 0 | 0 | 0 | 0 | 0 | 0.068367 | 0 | 0 | 0 | 0 | 0 | 0.073153 | 0.068367 | 0.073153 | 0.068367 | [11 empty] | WLDFR | HFTD - Distribution - 2QU CoRE ¦ 2QU LoRE | Non-Red Flag Warning - Destructive Fires | 2025 | 0 | 0 | 0 | 0 | 1.0244e-07 | 0 | 8507.4426 | 202.8477 | 8304.5949 | 0 | 0 | 0 | 0 | 0 | 0 | 0 | 3.775e-06 | 0 | 0 | 0 | 0 | 0 | 0 | 0 | 0 | 0 | 0 | 0 | 0 | 0.00087147 | 0 | 0.00087147 | 0 | 0 | 0 |  |  | Patrols - Distribution OverheadWLDFREquipment / facility failureAggregated | WLDFR | HFTD - Distribution - 2QU CoRE ¦ 2QU LoRE | Non-Red Flag Warning - Destructive Fires | Equipment / facility failure | Aggregated | 2025 | 1.1969e-07 | 841.2046 | 0.00010069 | 2025 | Control | 0.046366 | 1 | 0 | esc | 0 | 0 | 0 | 0 | 0 | 0 | 0 | 0 | 1.4097e-05 | 1.0244e-07 | 0 | 0
[35 empty] | 7.3.6.6 Stationed and on-call ignition prevention and suppression resources and services | WLDFR | HFTD - Distribution - Tier 2 - 3QU CoRE ¦ 1QU LoRE | 2023 | 0.87344 | 0 | 0 | 0 | 0 | 0 | 0 | 0 | 0 | 0 | 0 | 0 | 0 | 0 | 0 | 0.075834 | 0.075834 | 0 | 0 | 0 | 0.066236 | 0 | 0 | 0 | 0 | 0 | 0 | 0 | 0 | [11 empty] | WLDFR | HFTD - Distribution - 2QU CoRE ¦ 2QU LoRE | Non-Red Flag Warning - Destructive Fires | 2026 | 0 | 0 | 0 | 0 | 0 | 1.0244e-07 | 8507.4426 | 202.8477 | 8304.5949 | 0 | 0 | 0 | 0 | 0 | 0 | 0 | 3.775e-06 | 0 | 0 | 0 | 0 | 0 | 0 | 0 | 0 | 0 | 0 | 0 | 0 | 0 | 0 | 0 | 0.00087147 | 0 | 0.00087147 |  |  | Patrols - Distribution OverheadWLDFREquipment / facility failureAggregated | WLDFR | HFTD - Distribution - 2QU CoRE ¦ 2QU LoRE | Non-Red Flag Warning - Destructive Fires | Equipment / facility failure | Aggregated | 2026 | 1.1969e-07 | 841.2046 | 0.00010069 | 2026 | Control | 0.046366 | 1 | 0 | esc | 0 | 0 | 0 | 0 | 0 | 0 | 0 | 0 | 0 | 0 | 1.4097e-05 | 1.0244e-07
[35 empty] | 7.3.6.6 Stationed and on-call ignition prevention and suppression resources and services | WLDFR | HFTD - Distribution - Tier 2 - 3QU CoRE ¦ 2QU LoRE | 2020 | 1 | 0 | 0 | 0.072036 | 0.072036 | 0 | 0 | 0 | 0 | 0 | 0 | 0 | 0 | 0 | 0 | 0 | 0 | 0.072036 | 0 | 0 | 0 | 0 | 0 | 0 | 0 | 0 | 0 | 0 | 0 | [11 empty] | WLDFR | HFTD - Distribution - 2QU CoRE ¦ 2QU LoRE | Non-Red Flag Warning - Large Fires | 2021 | 6.4148e-07 | 0 | 0 | 0 | 0 | 0 | 5.1078 | 0.69027 | 2.8264 | 1.5911 | 0 | 0 | 0 | 0 | 0 | 0 | 3.1438e-05 | 3.2765e-06 | 0 | 3.2765e-06 | 0 | 0 | 0 | 0 | 0 | 0 | 0 | 0 | 0 | 0 | 0 | 0 | 0 | 0 | 0 |  |  | Patrols - Distribution OverheadWLDFREquipment / facility failureAggregated | WLDFR | HFTD - Distribution - 2QU CoRE ¦ 2QU LoRE | Non-Red Flag Warning - Large Fires | Equipment / facility failure | Aggregated | 2021 | 1.1698e-06 | 841.2046 | 0.00098405 | 2021 | Control | 0.046366 | 1 | 0 | esc | 0.00013362 | 6.4148e-07 | 0 | 0 | 0 | 0 | 0 | 0 | 0 | 0 | 0 | 0
[35 empty] | 7.3.6.6 Stationed and on-call ignition prevention and suppression resources and services | WLDFR | HFTD - Distribution - Tier 2 - 3QU CoRE ¦ 2QU LoRE | 2021 | 1 | 0 | 0 | 0 | 0 | 0 | 0 | 0.072036 | 0.072036 | 0 | 0 | 0 | 0 | 0 | 0 | 0 | 0 | 0 | 0.072036 | 0 | 0 | 0 | 0 | 0 | 0 | 0 | 0 | 0 | 0 | [11 empty] | WLDFR | HFTD - Distribution - 2QU CoRE ¦ 2QU LoRE | Non-Red Flag Warning - Large Fires | 2022 | 0 | 6.3691e-07 | 0 | 0 | 0 | 0 | 5.0739 | 0.68415 | 2.8096 | 1.5801 | 0 | 0 | 0 | 0 | 0 | 0 | 3.0283e-05 | 0 | 0 | 0 | 3.2316e-06 | 0 | 3.2316e-06 | 0 | 0 | 0 | 0 | 0 | 0 | 0 | 0 | 0 | 0 | 0 | 0 |  |  | Patrols - Distribution OverheadWLDFREquipment / facility failureAggregated | WLDFR | HFTD - Distribution - 2QU CoRE ¦ 2QU LoRE | Non-Red Flag Warning - Large Fires | Equipment / facility failure | Aggregated | 2022 | 1.122e-06 | 841.2046 | 0.00094387 | 2022 | Control | 0.046366 | 1 | 0 | esc | 0 | 0 | 0.00013267 | 6.3691e-07 | 0 | 0 | 0 | 0 | 0 | 0 | 0 | 0
[35 empty] | 7.3.6.6 Stationed and on-call ignition prevention and suppression resources and services | WLDFR | HFTD - Distribution - Tier 2 - 3QU CoRE ¦ 2QU LoRE | 2022 | 0.93458 | 0 | 0 | 0 | 0 | 0 | 0 | 0 | 0 | 0 | 0 | 0.076399 | 0.076399 | 0 | 0 | 0 | 0 | 0 | 0 | 0.071401 | 0 | 0 | 0 | 0 | 0 | 0.076399 | 0.071401 | 0.076399 | 0.071401 | [11 empty] | WLDFR | HFTD - Distribution - 2QU CoRE ¦ 2QU LoRE | Non-Red Flag Warning - Large Fires | 2023 | 0 | 0 | 9.5922e-07 | 0 | 0 | 0 | 5.1712 | 0.68415 | 2.907 | 1.5801 | 0 | 0 | 0 | 0 | 0 | 0 | 3.0385e-05 | 0 | 0 | 0 | 0 | 0 | 0 | 4.9603e-06 | 0 | 4.9603e-06 | 0 | 0 | 0 | 0 | 0 | 0 | 0 | 0 | 0 |  |  | Patrols - Distribution OverheadWLDFREquipment / facility failureAggregated | WLDFR | HFTD - Distribution - 2QU CoRE ¦ 2QU LoRE | Non-Red Flag Warning - Large Fires | Equipment / facility failure | Aggregated | 2023 | 1.1208e-06 | 841.2046 | 0.00094282 | 2023 | Control | 0.046366 | 1 | 0 | esc | 0 | 0 | 0 | 0 | 0.000132 | 9.5922e-07 | 0 | 0 | 0 | 0 | 0 | 0
[35 empty] | 7.3.6.6 Stationed and on-call ignition prevention and suppression resources and services | WLDFR | HFTD - Distribution - Tier 2 - 3QU CoRE ¦ 2QU LoRE | 2023 | 0.87344 | 0 | 0 | 0 | 0 | 0 | 0 | 0 | 0 | 0 | 0 | 0 | 0 | 0 | 0 | 0.079199 | 0.079199 | 0 | 0 | 0 | 0.069176 | 0 | 0 | 0 | 0 | 0 | 0 | 0 | 0 | [11 empty] | WLDFR | HFTD - Distribution - 2QU CoRE ¦ 2QU LoRE | Non-Red Flag Warning - Large Fires | 2024 | 0 | 0 | 0 | 9.5922e-07 | 0 | 0 | 5.1712 | 0.68415 | 2.907 | 1.5801 | 0 | 0 | 0 | 0 | 0 | 0 | 3.0385e-05 | 0 | 0 | 0 | 0 | 0 | 0 | 0 | 0 | 0 | 4.9603e-06 | 0 | 4.9603e-06 | 0 | 0 | 0 | 0 | 0 | 0 |  |  | Patrols - Distribution OverheadWLDFREquipment / facility failureAggregated | WLDFR | HFTD - Distribution - 2QU CoRE ¦ 2QU LoRE | Non-Red Flag Warning - Large Fires | Equipment / facility failure | Aggregated | 2024 | 1.1208e-06 | 841.2046 | 0.00094282 | 2024 | Control | 0.046366 | 1 | 0 | esc | 0 | 0 | 0 | 0 | 0 | 0 | 0.000132 | 9.5922e-07 | 0 | 0 | 0 | 0
[35 empty] | 7.3.6.6 Stationed and on-call ignition prevention and suppression resources and services | WLDFR | HFTD - Distribution - Tier 2 - 3QU CoRE ¦ 3QU LoRE | 2020 | 1 | 0 | 0 | 0.060876 | 0.060876 | 0 | 0 | 0 | 0 | 0 | 0 | 0 | 0 | 0 | 0 | 0 | 0 | 0.060876 | 0 | 0 | 0 | 0 | 0 | 0 | 0 | 0 | 0 | 0 | 0 | [11 empty] | WLDFR | HFTD - Distribution - 2QU CoRE ¦ 2QU LoRE | Non-Red Flag Warning - Large Fires | 2025 | 0 | 0 | 0 | 0 | 9.5922e-07 | 0 | 5.1712 | 0.68415 | 2.907 | 1.5801 | 0 | 0 | 0 | 0 | 0 | 0 | 3.0385e-05 | 0 | 0 | 0 | 0 | 0 | 0 | 0 | 0 | 0 | 0 | 0 | 0 | 4.9603e-06 | 0 | 4.9603e-06 | 0 | 0 | 0 |  |  | Patrols - Distribution OverheadWLDFREquipment / facility failureAggregated | WLDFR | HFTD - Distribution - 2QU CoRE ¦ 2QU LoRE | Non-Red Flag Warning - Large Fires | Equipment / facility failure | Aggregated | 2025 | 1.1208e-06 | 841.2046 | 0.00094282 | 2025 | Control | 0.046366 | 1 | 0 | esc | 0 | 0 | 0 | 0 | 0 | 0 | 0 | 0 | 0.000132 | 9.5922e-07 | 0 | 0
[35 empty] | 7.3.6.6 Stationed and on-call ignition prevention and suppression resources and services | WLDFR | HFTD - Distribution - Tier 2 - 3QU CoRE ¦ 3QU LoRE | 2021 | 1 | 0 | 0 | 0 | 0 | 0 | 0 | 0.060876 | 0.060876 | 0 | 0 | 0 | 0 | 0 | 0 | 0 | 0 | 0 | 0.060876 | 0 | 0 | 0 | 0 | 0 | 0 | 0 | 0 | 0 | 0 | [11 empty] | WLDFR | HFTD - Distribution - 2QU CoRE ¦ 2QU LoRE | Non-Red Flag Warning - Large Fires | 2026 | 0 | 0 | 0 | 0 | 0 | 9.5922e-07 | 5.1712 | 0.68415 | 2.907 | 1.5801 | 0 | 0 | 0 | 0 | 0 | 0 | 3.0385e-05 | 0 | 0 | 0 | 0 | 0 | 0 | 0 | 0 | 0 | 0 | 0 | 0 | 0 | 0 | 0 | 4.9603e-06 | 0 | 4.9603e-06 |  |  | Patrols - Distribution OverheadWLDFREquipment / facility failureAggregated | WLDFR | HFTD - Distribution - 2QU CoRE ¦ 2QU LoRE | Non-Red Flag Warning - Large Fires | Equipment / facility failure | Aggregated | 2026 | 1.1208e-06 | 841.2046 | 0.00094282 | 2026 | Control | 0.046366 | 1 | 0 | esc | 0 | 0 | 0 | 0 | 0 | 0 | 0 | 0 | 0 | 0 | 0.000132 | 9.5922e-07
[35 empty] | 7.3.6.6 Stationed and on-call ignition prevention and suppression resources and services | WLDFR | HFTD - Distribution - Tier 2 - 3QU CoRE ¦ 3QU LoRE | 2022 | 0.93458 | 0 | 0 | 0 | 0 | 0 | 0 | 0 | 0 | 0 | 0 | 0.060249 | 0.060249 | 0 | 0 | 0 | 0 | 0 | 0 | 0.056308 | 0 | 0 | 0 | 0 | 0 | 0.060249 | 0.056308 | 0.060249 | 0.056308 | [11 empty] | WLDFR | HFTD - Distribution - 2QU CoRE ¦ 2QU LoRE | Non-Red Flag Warning - Small Fires | 2021 | 0.00018038 | 0 | 0 | 0 | 0 | 0 | 0.077861 | 0.036425 | 0.0015416 | 0.039895 | 0 | 0 | 0 | 0 | 0 | 0 | 0.0042551 | 1.4044e-05 | 0 | 1.4044e-05 | 0 | 0 | 0 | 0 | 0 | 0 | 0 | 0 | 0 | 0 | 0 | 0 | 0 | 0 | 0 |  |  | Patrols - Distribution OverheadWLDFREquipment / facility failureAggregated | WLDFR | HFTD - Distribution - 2QU CoRE ¦ 2QU LoRE | Non-Red Flag Warning - Small Fires | Equipment / facility failure | Aggregated | 2021 | 0.00032893 | 841.2046 | 0.2767 | 2021 | Control | 0.046366 | 1 | 0 | esc | 0.037573 | 0.00018038 | 0 | 0 | 0 | 0 | 0 | 0 | 0 | 0 | 0 | 0
[35 empty] | 7.3.6.6 Stationed and on-call ignition prevention and suppression resources and services | WLDFR | HFTD - Distribution - Tier 2 - 3QU CoRE ¦ 3QU LoRE | 2023 | 0.87344 | 0 | 0 | 0 | 0 | 0 | 0 | 0 | 0 | 0 | 0 | 0 | 0 | 0 | 0 | 0.062458 | 0.062458 | 0 | 0 | 0 | 0.054553 | 0 | 0 | 0 | 0 | 0 | 0 | 0 | 0 | [11 empty] | WLDFR | HFTD - Distribution - 2QU CoRE ¦ 2QU LoRE | Non-Red Flag Warning - Small Fires | 2022 | 0 | 0.00018045 | 0 | 0 | 0 | 0 | 0.077861 | 0.036425 | 0.0015416 | 0.039895 | 0 | 0 | 0 | 0 | 0 | 0 | 0.0041197 | 0 | 0 | 0 | 1.405e-05 | 0 | 1.405e-05 | 0 | 0 | 0 | 0 | 0 | 0 | 0 | 0 | 0 | 0 | 0 | 0 |  |  | Patrols - Distribution OverheadWLDFREquipment / facility failureAggregated | WLDFR | HFTD - Distribution - 2QU CoRE ¦ 2QU LoRE | Non-Red Flag Warning - Small Fires | Equipment / facility failure | Aggregated | 2022 | 0.00031789 | 841.2046 | 0.26741 | 2022 | Control | 0.046366 | 1 | 0 | esc | 0 | 0 | 0.037588 | 0.00018045 | 0 | 0 | 0 | 0 | 0 | 0 | 0 | 0
[35 empty] | 7.3.6.6 Stationed and on-call ignition prevention and suppression resources and services | WLDFR | HFTD - Distribution - Tier 2 - 3QU CoRE ¦ 4QU LoRE | 2020 | 1 | 0 | 0 | 0.044006 | 0.044006 | 0 | 0 | 0 | 0 | 0 | 0 | 0 | 0 | 0 | 0 | 0 | 0 | 0.044006 | 0 | 0 | 0 | 0 | 0 | 0 | 0 | 0 | 0 | 0 | 0 | [11 empty] | WLDFR | HFTD - Distribution - 2QU CoRE ¦ 2QU LoRE | Non-Red Flag Warning - Small Fires | 2023 | 0 | 0 | 0.00027137 | 0 | 0 | 0 | 0.077901 | 0.036425 | 0.0015809 | 0.039895 | 0 | 0 | 0 | 0 | 0 | 0 | 0.0041306 | 0 | 0 | 0 | 0 | 0 | 0 | 2.114e-05 | 0 | 2.114e-05 | 0 | 0 | 0 | 0 | 0 | 0 | 0 | 0 | 0 |  |  | Patrols - Distribution OverheadWLDFREquipment / facility failureAggregated | WLDFR | HFTD - Distribution - 2QU CoRE ¦ 2QU LoRE | Non-Red Flag Warning - Small Fires | Equipment / facility failure | Aggregated | 2023 | 0.00031708 | 841.2046 | 0.26673 | 2023 | Control | 0.046366 | 1 | 0 | esc | 0 | 0 | 0 | 0 | 0.037344 | 0.00027137 | 0 | 0 | 0 | 0 | 0 | 0
[35 empty] | 7.3.6.6 Stationed and on-call ignition prevention and suppression resources and services | WLDFR | HFTD - Distribution - Tier 2 - 3QU CoRE ¦ 4QU LoRE | 2021 | 1 | 0 | 0 | 0 | 0 | 0 | 0 | 0.044006 | 0.044006 | 0 | 0 | 0 | 0 | 0 | 0 | 0 | 0 | 0 | 0.044006 | 0 | 0 | 0 | 0 | 0 | 0 | 0 | 0 | 0 | 0 | [11 empty] | WLDFR | HFTD - Distribution - 2QU CoRE ¦ 2QU LoRE | Non-Red Flag Warning - Small Fires | 2024 | 0 | 0 | 0 | 0.00027137 | 0 | 0 | 0.077901 | 0.036425 | 0.0015809 | 0.039895 | 0 | 0 | 0 | 0 | 0 | 0 | 0.0041306 | 0 | 0 | 0 | 0 | 0 | 0 | 0 | 0 | 0 | 2.114e-05 | 0 | 2.114e-05 | 0 | 0 | 0 | 0 | 0 | 0 |  |  | Patrols - Distribution OverheadWLDFREquipment / facility failureAggregated | WLDFR | HFTD - Distribution - 2QU CoRE ¦ 2QU LoRE | Non-Red Flag Warning - Small Fires | Equipment / facility failure | Aggregated | 2024 | 0.00031708 | 841.2046 | 0.26673 | 2024 | Control | 0.046366 | 1 | 0 | esc | 0 | 0 | 0 | 0 | 0 | 0 | 0.037344 | 0.00027137 | 0 | 0 | 0 | 0
[35 empty] | 7.3.6.6 Stationed and on-call ignition prevention and suppression resources and services | WLDFR | HFTD - Distribution - Tier 2 - 3QU CoRE ¦ 4QU LoRE | 2022 | 0.93458 | 0 | 0 | 0 | 0 | 0 | 0 | 0 | 0 | 0 | 0 | 0.041828 | 0.041828 | 0 | 0 | 0 | 0 | 0 | 0 | 0.039091 | 0 | 0 | 0 | 0 | 0 | 0.041828 | 0.039091 | 0.041828 | 0.039091 | [11 empty] | WLDFR | HFTD - Distribution - 2QU CoRE ¦ 2QU LoRE | Non-Red Flag Warning - Small Fires | 2025 | 0 | 0 | 0 | 0 | 0.00027137 | 0 | 0.077901 | 0.036425 | 0.0015809 | 0.039895 | 0 | 0 | 0 | 0 | 0 | 0 | 0.0041306 | 0 | 0 | 0 | 0 | 0 | 0 | 0 | 0 | 0 | 0 | 0 | 0 | 2.114e-05 | 0 | 2.114e-05 | 0 | 0 | 0 |  |  | Patrols - Distribution OverheadWLDFREquipment / facility failureAggregated | WLDFR | HFTD - Distribution - 2QU CoRE ¦ 2QU LoRE | Non-Red Flag Warning - Small Fires | Equipment / facility failure | Aggregated | 2025 | 0.00031708 | 841.2046 | 0.26673 | 2025 | Control | 0.046366 | 1 | 0 | esc | 0 | 0 | 0 | 0 | 0 | 0 | 0 | 0 | 0.037344 | 0.00027137 | 0 | 0
[35 empty] | 7.3.6.6 Stationed and on-call ignition prevention and suppression resources and services | WLDFR | HFTD - Distribution - Tier 2 - 3QU CoRE ¦ 4QU LoRE | 2023 | 0.87344 | 0 | 0 | 0 | 0 | 0 | 0 | 0 | 0 | 0 | 0 | 0 | 0 | 0 | 0 | 0.043362 | 0.043362 | 0 | 0 | 0 | 0.037874 | 0 | 0 | 0 | 0 | 0 | 0 | 0 | 0 | [11 empty] | WLDFR | HFTD - Distribution - 2QU CoRE ¦ 2QU LoRE | Non-Red Flag Warning - Small Fires | 2026 | 0 | 0 | 0 | 0 | 0 | 0.00027137 | 0.077901 | 0.036425 | 0.0015809 | 0.039895 | 0 | 0 | 0 | 0 | 0 | 0 | 0.0041306 | 0 | 0 | 0 | 0 | 0 | 0 | 0 | 0 | 0 | 0 | 0 | 0 | 0 | 0 | 0 | 2.114e-05 | 0 | 2.114e-05 |  |  | Patrols - Distribution OverheadWLDFREquipment / facility failureAggregated | WLDFR | HFTD - Distribution - 2QU CoRE ¦ 2QU LoRE | Non-Red Flag Warning - Small Fires | Equipment / facility failure | Aggregated | 2026 | 0.00031708 | 841.2046 | 0.26673 | 2026 | Control | 0.046366 | 1 | 0 | esc | 0 | 0 | 0 | 0 | 0 | 0 | 0 | 0 | 0 | 0 | 0.037344 | 0.00027137
[35 empty] | 7.3.6.6 Stationed and on-call ignition prevention and suppression resources and services | WLDFR | HFTD - Distribution - Tier 2 - 3QU CoRE ¦ 5QU LoRE | 2020 | 1 | 0 | 0 | 0.029227 | 0.029227 | 0 | 0 | 0 | 0 | 0 | 0 | 0 | 0 | 0 | 0 | 0 | 0 | 0.029227 | 0 | 0 | 0 | 0 | 0 | 0 | 0 | 0 | 0 | 0 | 0 | [11 empty] | WLDFR | HFTD - Distribution - 2QU CoRE ¦ 2QU LoRE | Red Flag Warning - Catastrophic Fires | 2021 | 6.2487e-06 | 0 | 0 | 0 | 0 | 0 | 13887.861 | 212.4034 | 8426.443 | 5249.0147 | 0 | 0 | 0 | 0 | 0 | 0 | 8.3986e-05 | 0.086781 | 0 | 0.086781 | 0 | 0 | 0 | 0 | 0 | 0 | 0 | 0 | 0 | 0 | 0 | 0 | 0 | 0 | 0 |  |  | Patrols - Distribution OverheadWLDFREquipment / facility failureAggregated | WLDFR | HFTD - Distribution - 2QU CoRE ¦ 2QU LoRE | Red Flag Warning - Catastrophic Fires | Equipment / facility failure | Aggregated | 2021 | 1.1395e-05 | 841.2046 | 0.0095857 | 2021 | Control | 0.046366 | 1 | 0 | esc | 0.0013016 | 6.2487e-06 | 0 | 0 | 0 | 0 | 0 | 0 | 0 | 0 | 0 | 0
[35 empty] | 7.3.6.6 Stationed and on-call ignition prevention and suppression resources and services | WLDFR | HFTD - Distribution - Tier 2 - 3QU CoRE ¦ 5QU LoRE | 2021 | 1 | 0 | 0 | 0 | 0 | 0 | 0 | 0.029227 | 0.029227 | 0 | 0 | 0 | 0 | 0 | 0 | 0 | 0 | 0 | 0.029227 | 0 | 0 | 0 | 0 | 0 | 0 | 0 | 0 | 0 | 0 | [11 empty] | WLDFR | HFTD - Distribution - 2QU CoRE ¦ 2QU LoRE | Red Flag Warning - Catastrophic Fires | 2022 | 0 | 6.2066e-06 | 0 | 0 | 0 | 0 | 13650.1655 | 202.8477 | 8286.6934 | 5160.6244 | 0 | 0 | 0 | 0 | 0 | 0 | 8.0175e-05 | 0 | 0 | 0 | 0.084722 | 0 | 0.084722 | 0 | 0 | 0 | 0 | 0 | 0 | 0 | 0 | 0 | 0 | 0 | 0 |  |  | Patrols - Distribution OverheadWLDFREquipment / facility failureAggregated | WLDFR | HFTD - Distribution - 2QU CoRE ¦ 2QU LoRE | Red Flag Warning - Catastrophic Fires | Equipment / facility failure | Aggregated | 2022 | 1.0934e-05 | 841.2046 | 0.009198 | 2022 | Control | 0.046366 | 1 | 0 | esc | 0 | 0 | 0.0012929 | 6.2066e-06 | 0 | 0 | 0 | 0 | 0 | 0 | 0 | 0
[35 empty] | 7.3.6.6 Stationed and on-call ignition prevention and suppression resources and services | WLDFR | HFTD - Distribution - Tier 2 - 3QU CoRE ¦ 5QU LoRE | 2022 | 0.93458 | 0 | 0 | 0 | 0 | 0 | 0 | 0 | 0 | 0 | 0 | 0.028478 | 0.028478 | 0 | 0 | 0 | 0 | 0 | 0 | 0.026615 | 0 | 0 | 0 | 0 | 0 | 0.028478 | 0.026615 | 0.028478 | 0.026615 | [11 empty] | WLDFR | HFTD - Distribution - 2QU CoRE ¦ 2QU LoRE | Red Flag Warning - Catastrophic Fires | 2023 | 0 | 0 | 9.6713e-06 | 0 | 0 | 0 | 13668.067 | 202.8477 | 8304.5949 | 5160.6244 | 0 | 0 | 0 | 0 | 0 | 0 | 8.332e-05 | 0 | 0 | 0 | 0 | 0 | 0 | 0.13219 | 0 | 0.13219 | 0 | 0 | 0 | 0 | 0 | 0 | 0 | 0 | 0 |  |  | Patrols - Distribution OverheadWLDFREquipment / facility failureAggregated | WLDFR | HFTD - Distribution - 2QU CoRE ¦ 2QU LoRE | Red Flag Warning - Catastrophic Fires | Equipment / facility failure | Aggregated | 2023 | 1.13e-05 | 841.2046 | 0.009506 | 2023 | Control | 0.046366 | 1 | 0 | esc | 0 | 0 | 0 | 0 | 0.0013309 | 9.6713e-06 | 0 | 0 | 0 | 0 | 0 | 0
[35 empty] | 7.3.6.6 Stationed and on-call ignition prevention and suppression resources and services | WLDFR | HFTD - Distribution - Tier 2 - 3QU CoRE ¦ 5QU LoRE | 2023 | 0.87344 | 0 | 0 | 0 | 0 | 0 | 0 | 0 | 0 | 0 | 0 | 0 | 0 | 0 | 0 | 0.029522 | 0.029522 | 0 | 0 | 0 | 0.025786 | 0 | 0 | 0 | 0 | 0 | 0 | 0 | 0 | [11 empty] | WLDFR | HFTD - Distribution - 2QU CoRE ¦ 2QU LoRE | Red Flag Warning - Catastrophic Fires | 2024 | 0 | 0 | 0 | 9.6713e-06 | 0 | 0 | 13668.067 | 202.8477 | 8304.5949 | 5160.6244 | 0 | 0 | 0 | 0 | 0 | 0 | 8.332e-05 | 0 | 0 | 0 | 0 | 0 | 0 | 0 | 0 | 0 | 0.13219 | 0 | 0.13219 | 0 | 0 | 0 | 0 | 0 | 0 |  |  | Patrols - Distribution OverheadWLDFREquipment / facility failureAggregated | WLDFR | HFTD - Distribution - 2QU CoRE ¦ 2QU LoRE | Red Flag Warning - Catastrophic Fires | Equipment / facility failure | Aggregated | 2024 | 1.13e-05 | 841.2046 | 0.009506 | 2024 | Control | 0.046366 | 1 | 0 | esc | 0 | 0 | 0 | 0 | 0 | 0 | 0.0013309 | 9.6713e-06 | 0 | 0 | 0 | 0
[35 empty] | 7.3.6.6 Stationed and on-call ignition prevention and suppression resources and services | WLDFR | HFTD - Distribution - Tier 2 - 4QU CoRE ¦ 1QU LoRE | 2020 | 1 | 0 | 0 | 0.045359 | 0.045359 | 0 | 0 | 0 | 0 | 0 | 0 | 0 | 0 | 0 | 0 | 0 | 0 | 0.045359 | 0 | 0 | 0 | 0 | 0 | 0 | 0 | 0 | 0 | 0 | 0 | [11 empty] | WLDFR | HFTD - Distribution - 2QU CoRE ¦ 2QU LoRE | Red Flag Warning - Catastrophic Fires | 2025 | 0 | 0 | 0 | 0 | 9.6713e-06 | 0 | 13668.067 | 202.8477 | 8304.5949 | 5160.6244 | 0 | 0 | 0 | 0 | 0 | 0 | 8.332e-05 | 0 | 0 | 0 | 0 | 0 | 0 | 0 | 0 | 0 | 0 | 0 | 0 | 0.13219 | 0 | 0.13219 | 0 | 0 | 0 |  |  | Patrols - Distribution OverheadWLDFREquipment / facility failureAggregated | WLDFR | HFTD - Distribution - 2QU CoRE ¦ 2QU LoRE | Red Flag Warning - Catastrophic Fires | Equipment / facility failure | Aggregated | 2025 | 1.13e-05 | 841.2046 | 0.009506 | 2025 | Control | 0.046366 | 1 | 0 | esc | 0 | 0 | 0 | 0 | 0 | 0 | 0 | 0 | 0.0013309 | 9.6713e-06 | 0 | 0
[35 empty] | 7.3.6.6 Stationed and on-call ignition prevention and suppression resources and services | WLDFR | HFTD - Distribution - Tier 2 - 4QU CoRE ¦ 1QU LoRE | 2021 | 1 | 0 | 0 | 0 | 0 | 0 | 0 | 0.045359 | 0.045359 | 0 | 0 | 0 | 0 | 0 | 0 | 0 | 0 | 0 | 0.045359 | 0 | 0 | 0 | 0 | 0 | 0 | 0 | 0 | 0 | 0 | [11 empty] | WLDFR | HFTD - Distribution - 2QU CoRE ¦ 2QU LoRE | Red Flag Warning - Catastrophic Fires | 2026 | 0 | 0 | 0 | 0 | 0 | 9.6713e-06 | 13668.067 | 202.8477 | 8304.5949 | 5160.6244 | 0 | 0 | 0 | 0 | 0 | 0 | 8.332e-05 | 0 | 0 | 0 | 0 | 0 | 0 | 0 | 0 | 0 | 0 | 0 | 0 | 0 | 0 | 0 | 0.13219 | 0 | 0.13219 |  |  | Patrols - Distribution OverheadWLDFREquipment / facility failureAggregated | WLDFR | HFTD - Distribution - 2QU CoRE ¦ 2QU LoRE | Red Flag Warning - Catastrophic Fires | Equipment / facility failure | Aggregated | 2026 | 1.13e-05 | 841.2046 | 0.009506 | 2026 | Control | 0.046366 | 1 | 0 | esc | 0 | 0 | 0 | 0 | 0 | 0 | 0 | 0 | 0 | 0 | 0.0013309 | 9.6713e-06
[35 empty] | 7.3.6.6 Stationed and on-call ignition prevention and suppression resources and services | WLDFR | HFTD - Distribution - Tier 2 - 4QU CoRE ¦ 1QU LoRE | 2022 | 0.93458 | 0 | 0 | 0 | 0 | 0 | 0 | 0 | 0 | 0 | 0 | 0.045857 | 0.045857 | 0 | 0 | 0 | 0 | 0 | 0 | 0.042857 | 0 | 0 | 0 | 0 | 0 | 0.045857 | 0.042857 | 0.045857 | 0.042857 | [11 empty] | WLDFR | HFTD - Distribution - 2QU CoRE ¦ 2QU LoRE | Red Flag Warning - Destructive Fires | 2021 | 1.2252e-06 | 0 | 0 | 0 | 0 | 0 | 8638.8464 | 212.4034 | 8426.443 | 0 | 0 | 0 | 0 | 0 | 0 | 0 | 1.0982e-05 | 0.010584 | 0 | 0.010584 | 0 | 0 | 0 | 0 | 0 | 0 | 0 | 0 | 0 | 0 | 0 | 0 | 0 | 0 | 0 |  |  | Patrols - Distribution OverheadWLDFREquipment / facility failureAggregated | WLDFR | HFTD - Distribution - 2QU CoRE ¦ 2QU LoRE | Red Flag Warning - Destructive Fires | Equipment / facility failure | Aggregated | 2021 | 2.2342e-06 | 841.2046 | 0.0018795 | 2021 | Control | 0.046366 | 1 | 0 | esc | 0.00025521 | 1.2252e-06 | 0 | 0 | 0 | 0 | 0 | 0 | 0 | 0 | 0 | 0
[35 empty] | 7.3.6.6 Stationed and on-call ignition prevention and suppression resources and services | WLDFR | HFTD - Distribution - Tier 2 - 4QU CoRE ¦ 1QU LoRE | 2023 | 0.87344 | 0 | 0 | 0 | 0 | 0 | 0 | 0 | 0 | 0 | 0 | 0 | 0 | 0 | 0 | 0.047536 | 0.047536 | 0 | 0 | 0 | 0.04152 | 0 | 0 | 0 | 0 | 0 | 0 | 0 | 0 | [11 empty] | WLDFR | HFTD - Distribution - 2QU CoRE ¦ 2QU LoRE | Red Flag Warning - Destructive Fires | 2022 | 0 | 1.2168e-06 | 0 | 0 | 0 | 0 | 8489.5411 | 202.8477 | 8286.6934 | 0 | 0 | 0 | 0 | 0 | 0 | 0 | 1.0488e-05 | 0 | 0 | 0 | 0.01033 | 0 | 0.01033 | 0 | 0 | 0 | 0 | 0 | 0 | 0 | 0 | 0 | 0 | 0 | 0 |  |  | Patrols - Distribution OverheadWLDFREquipment / facility failureAggregated | WLDFR | HFTD - Distribution - 2QU CoRE ¦ 2QU LoRE | Red Flag Warning - Destructive Fires | Equipment / facility failure | Aggregated | 2022 | 2.1437e-06 | 841.2046 | 0.0018033 | 2022 | Control | 0.046366 | 1 | 0 | esc | 0 | 0 | 0.00025347 | 1.2168e-06 | 0 | 0 | 0 | 0 | 0 | 0 | 0 | 0
[35 empty] | 7.3.6.6 Stationed and on-call ignition prevention and suppression resources and services | WLDFR | HFTD - Distribution - Tier 2 - 4QU CoRE ¦ 2QU LoRE | 2020 | 1 | 0 | 0 | 0.019501 | 0.019501 | 0 | 0 | 0 | 0 | 0 | 0 | 0 | 0 | 0 | 0 | 0 | 0 | 0.019501 | 0 | 0 | 0 | 0 | 0 | 0 | 0 | 0 | 0 | 0 | 0 | [11 empty] | WLDFR | HFTD - Distribution - 2QU CoRE ¦ 2QU LoRE | Red Flag Warning - Destructive Fires | 2023 | 0 | 0 | 1.8961e-06 | 0 | 0 | 0 | 8507.4426 | 202.8477 | 8304.5949 | 0 | 0 | 0 | 0 | 0 | 0 | 0 | 1.0894e-05 | 0 | 0 | 0 | 0 | 0 | 0 | 0.016131 | 0 | 0.016131 | 0 | 0 | 0 | 0 | 0 | 0 | 0 | 0 | 0 |  |  | Patrols - Distribution OverheadWLDFREquipment / facility failureAggregated | WLDFR | HFTD - Distribution - 2QU CoRE ¦ 2QU LoRE | Red Flag Warning - Destructive Fires | Equipment / facility failure | Aggregated | 2023 | 2.2155e-06 | 841.2046 | 0.0018637 | 2023 | Control | 0.046366 | 1 | 0 | esc | 0 | 0 | 0 | 0 | 0.00026093 | 1.8961e-06 | 0 | 0 | 0 | 0 | 0 | 0
[35 empty] | 7.3.6.6 Stationed and on-call ignition prevention and suppression resources and services | WLDFR | HFTD - Distribution - Tier 2 - 4QU CoRE ¦ 2QU LoRE | 2021 | 1 | 0 | 0 | 0 | 0 | 0 | 0 | 0.019501 | 0.019501 | 0 | 0 | 0 | 0 | 0 | 0 | 0 | 0 | 0 | 0.019501 | 0 | 0 | 0 | 0 | 0 | 0 | 0 | 0 | 0 | 0 | [11 empty] | WLDFR | HFTD - Distribution - 2QU CoRE ¦ 2QU LoRE | Red Flag Warning - Destructive Fires | 2024 | 0 | 0 | 0 | 1.8961e-06 | 0 | 0 | 8507.4426 | 202.8477 | 8304.5949 | 0 | 0 | 0 | 0 | 0 | 0 | 0 | 1.0894e-05 | 0 | 0 | 0 | 0 | 0 | 0 | 0 | 0 | 0 | 0.016131 | 0 | 0.016131 | 0 | 0 | 0 | 0 | 0 | 0 |  |  | Patrols - Distribution OverheadWLDFREquipment / facility failureAggregated | WLDFR | HFTD - Distribution - 2QU CoRE ¦ 2QU LoRE | Red Flag Warning - Destructive Fires | Equipment / facility failure | Aggregated | 2024 | 2.2155e-06 | 841.2046 | 0.0018637 | 2024 | Control | 0.046366 | 1 | 0 | esc | 0 | 0 | 0 | 0 | 0 | 0 | 0.00026093 | 1.8961e-06 | 0 | 0 | 0 | 0
[35 empty] | 7.3.6.6 Stationed and on-call ignition prevention and suppression resources and services | WLDFR | HFTD - Distribution - Tier 2 - 4QU CoRE ¦ 2QU LoRE | 2022 | 0.93458 | 0 | 0 | 0 | 0 | 0 | 0 | 0 | 0 | 0 | 0 | 0.018043 | 0.018043 | 0 | 0 | 0 | 0 | 0 | 0 | 0.016862 | 0 | 0 | 0 | 0 | 0 | 0.018043 | 0.016862 | 0.018043 | 0.016862 | [11 empty] | WLDFR | HFTD - Distribution - 2QU CoRE ¦ 2QU LoRE | Red Flag Warning - Destructive Fires | 2025 | 0 | 0 | 0 | 0 | 1.8961e-06 | 0 | 8507.4426 | 202.8477 | 8304.5949 | 0 | 0 | 0 | 0 | 0 | 0 | 0 | 1.0894e-05 | 0 | 0 | 0 | 0 | 0 | 0 | 0 | 0 | 0 | 0 | 0 | 0 | 0.016131 | 0 | 0.016131 | 0 | 0 | 0 |  |  | Patrols - Distribution OverheadWLDFREquipment / facility failureAggregated | WLDFR | HFTD - Distribution - 2QU CoRE ¦ 2QU LoRE | Red Flag Warning - Destructive Fires | Equipment / facility failure | Aggregated | 2025 | 2.2155e-06 | 841.2046 | 0.0018637 | 2025 | Control | 0.046366 | 1 | 0 | esc | 0 | 0 | 0 | 0 | 0 | 0 | 0 | 0 | 0.00026093 | 1.8961e-06 | 0 | 0
[35 empty] | 7.3.6.6 Stationed and on-call ignition prevention and suppression resources and services | WLDFR | HFTD - Distribution - Tier 2 - 4QU CoRE ¦ 2QU LoRE | 2023 | 0.87344 | 0 | 0 | 0 | 0 | 0 | 0 | 0 | 0 | 0 | 0 | 0 | 0 | 0 | 0 | 0.018703 | 0.018703 | 0 | 0 | 0 | 0.016336 | 0 | 0 | 0 | 0 | 0 | 0 | 0 | 0 | [11 empty] | WLDFR | HFTD - Distribution - 2QU CoRE ¦ 2QU LoRE | Red Flag Warning - Destructive Fires | 2026 | 0 | 0 | 0 | 0 | 0 | 1.8961e-06 | 8507.4426 | 202.8477 | 8304.5949 | 0 | 0 | 0 | 0 | 0 | 0 | 0 | 1.0894e-05 | 0 | 0 | 0 | 0 | 0 | 0 | 0 | 0 | 0 | 0 | 0 | 0 | 0 | 0 | 0 | 0.016131 | 0 | 0.016131 |  |  | Patrols - Distribution OverheadWLDFREquipment / facility failureAggregated | WLDFR | HFTD - Distribution - 2QU CoRE ¦ 2QU LoRE | Red Flag Warning - Destructive Fires | Equipment / facility failure | Aggregated | 2026 | 2.2155e-06 | 841.2046 | 0.0018637 | 2026 | Control | 0.046366 | 1 | 0 | esc | 0 | 0 | 0 | 0 | 0 | 0 | 0 | 0 | 0 | 0 | 0.00026093 | 1.8961e-06
[35 empty] | 7.3.6.6 Stationed and on-call ignition prevention and suppression resources and services | WLDFR | HFTD - Distribution - Tier 2 - 4QU CoRE ¦ 3QU LoRE | 2020 | 1 | 0 | 0 | 0.020782 | 0.020782 | 0 | 0 | 0 | 0 | 0 | 0 | 0 | 0 | 0 | 0 | 0 | 0 | 0.020782 | 0 | 0 | 0 | 0 | 0 | 0 | 0 | 0 | 0 | 0 | 0 | [11 empty] | WLDFR | HFTD - Distribution - 2QU CoRE ¦ 2QU LoRE | Red Flag Warning - Large Fires | 2021 | 6.3832e-06 | 0 | 0 | 0 | 0 | 0 | 5.1078 | 0.69027 | 2.8264 | 1.5911 | 0 | 0 | 0 | 0 | 0 | 0 | 5.5164e-05 | 3.2604e-05 | 0 | 3.2604e-05 | 0 | 0 | 0 | 0 | 0 | 0 | 0 | 0 | 0 | 0 | 0 | 0 | 0 | 0 | 0 |  |  | Patrols - Distribution OverheadWLDFREquipment / facility failureAggregated | WLDFR | HFTD - Distribution - 2QU CoRE ¦ 2QU LoRE | Red Flag Warning - Large Fires | Equipment / facility failure | Aggregated | 2021 | 1.164e-05 | 841.2046 | 0.009792 | 2021 | Control | 0.046366 | 1 | 0 | esc | 0.0013296 | 6.3832e-06 | 0 | 0 | 0 | 0 | 0 | 0 | 0 | 0 | 0 | 0
[35 empty] | 7.3.6.6 Stationed and on-call ignition prevention and suppression resources and services | WLDFR | HFTD - Distribution - Tier 2 - 4QU CoRE ¦ 3QU LoRE | 2021 | 1 | 0 | 0 | 0 | 0 | 0 | 0 | 0.020782 | 0.020782 | 0 | 0 | 0 | 0 | 0 | 0 | 0 | 0 | 0 | 0.020782 | 0 | 0 | 0 | 0 | 0 | 0 | 0 | 0 | 0 | 0 | [11 empty] | WLDFR | HFTD - Distribution - 2QU CoRE ¦ 2QU LoRE | Red Flag Warning - Large Fires | 2022 | 0 | 6.3414e-06 | 0 | 0 | 0 | 0 | 5.0739 | 0.68415 | 2.8096 | 1.5801 | 0 | 0 | 0 | 0 | 0 | 0 | 5.2682e-05 | 0 | 0 | 0 | 3.2176e-05 | 0 | 3.2176e-05 | 0 | 0 | 0 | 0 | 0 | 0 | 0 | 0 | 0 | 0 | 0 | 0 |  |  | Patrols - Distribution OverheadWLDFREquipment / facility failureAggregated | WLDFR | HFTD - Distribution - 2QU CoRE ¦ 2QU LoRE | Red Flag Warning - Large Fires | Equipment / facility failure | Aggregated | 2022 | 1.1172e-05 | 841.2046 | 0.0093976 | 2022 | Control | 0.046366 | 1 | 0 | esc | 0 | 0 | 0.0013209 | 6.3414e-06 | 0 | 0 | 0 | 0 | 0 | 0 | 0 | 0
[35 empty] | 7.3.6.6 Stationed and on-call ignition prevention and suppression resources and services | WLDFR | HFTD - Distribution - Tier 2 - 4QU CoRE ¦ 3QU LoRE | 2022 | 0.93458 | 0 | 0 | 0 | 0 | 0 | 0 | 0 | 0 | 0 | 0 | 0.02021 | 0.02021 | 0 | 0 | 0 | 0 | 0 | 0 | 0.018888 | 0 | 0 | 0 | 0 | 0 | 0.02021 | 0.018888 | 0.02021 | 0.018888 | [11 empty] | WLDFR | HFTD - Distribution - 2QU CoRE ¦ 2QU LoRE | Red Flag Warning - Large Fires | 2023 | 0 | 0 | 9.8813e-06 | 0 | 0 | 0 | 5.1712 | 0.68415 | 2.907 | 1.5801 | 0 | 0 | 0 | 0 | 0 | 0 | 5.4722e-05 | 0 | 0 | 0 | 0 | 0 | 0 | 5.1098e-05 | 0 | 5.1098e-05 | 0 | 0 | 0 | 0 | 0 | 0 | 0 | 0 | 0 |  |  | Patrols - Distribution OverheadWLDFREquipment / facility failureAggregated | WLDFR | HFTD - Distribution - 2QU CoRE ¦ 2QU LoRE | Red Flag Warning - Large Fires | Equipment / facility failure | Aggregated | 2023 | 1.1546e-05 | 841.2046 | 0.0097123 | 2023 | Control | 0.046366 | 1 | 0 | esc | 0 | 0 | 0 | 0 | 0.0013598 | 9.8813e-06 | 0 | 0 | 0 | 0 | 0 | 0
[35 empty] | 7.3.6.6 Stationed and on-call ignition prevention and suppression resources and services | WLDFR | HFTD - Distribution - Tier 2 - 4QU CoRE ¦ 3QU LoRE | 2023 | 0.87344 | 0 | 0 | 0 | 0 | 0 | 0 | 0 | 0 | 0 | 0 | 0 | 0 | 0 | 0 | 0.020951 | 0.020951 | 0 | 0 | 0 | 0.018299 | 0 | 0 | 0 | 0 | 0 | 0 | 0 | 0 | [11 empty] | WLDFR | HFTD - Distribution - 2QU CoRE ¦ 2QU LoRE | Red Flag Warning - Large Fires | 2024 | 0 | 0 | 0 | 9.8813e-06 | 0 | 0 | 5.1712 | 0.68415 | 2.907 | 1.5801 | 0 | 0 | 0 | 0 | 0 | 0 | 5.4722e-05 | 0 | 0 | 0 | 0 | 0 | 0 | 0 | 0 | 0 | 5.1098e-05 | 0 | 5.1098e-05 | 0 | 0 | 0 | 0 | 0 | 0 |  |  | Patrols - Distribution OverheadWLDFREquipment / facility failureAggregated | WLDFR | HFTD - Distribution - 2QU CoRE ¦ 2QU LoRE | Red Flag Warning - Large Fires | Equipment / facility failure | Aggregated | 2024 | 1.1546e-05 | 841.2046 | 0.0097123 | 2024 | Control | 0.046366 | 1 | 0 | esc | 0 | 0 | 0 | 0 | 0 | 0 | 0.0013598 | 9.8813e-06 | 0 | 0 | 0 | 0
[35 empty] | 7.3.6.6 Stationed and on-call ignition prevention and suppression resources and services | WLDFR | HFTD - Distribution - Tier 2 - 4QU CoRE ¦ 4QU LoRE | 2020 | 1 | 0 | 0 | 0.013793 | 0.013793 | 0 | 0 | 0 | 0 | 0 | 0 | 0 | 0 | 0 | 0 | 0 | 0 | 0.013793 | 0 | 0 | 0 | 0 | 0 | 0 | 0 | 0 | 0 | 0 | 0 | [11 empty] | WLDFR | HFTD - Distribution - 2QU CoRE ¦ 2QU LoRE | Red Flag Warning - Large Fires | 2025 | 0 | 0 | 0 | 0 | 9.8813e-06 | 0 | 5.1712 | 0.68415 | 2.907 | 1.5801 | 0 | 0 | 0 | 0 | 0 | 0 | 5.4722e-05 | 0 | 0 | 0 | 0 | 0 | 0 | 0 | 0 | 0 | 0 | 0 | 0 | 5.1098e-05 | 0 | 5.1098e-05 | 0 | 0 | 0 |  |  | Patrols - Distribution OverheadWLDFREquipment / facility failureAggregated | WLDFR | HFTD - Distribution - 2QU CoRE ¦ 2QU LoRE | Red Flag Warning - Large Fires | Equipment / facility failure | Aggregated | 2025 | 1.1546e-05 | 841.2046 | 0.0097123 | 2025 | Control | 0.046366 | 1 | 0 | esc | 0 | 0 | 0 | 0 | 0 | 0 | 0 | 0 | 0.0013598 | 9.8813e-06 | 0 | 0
[35 empty] | 7.3.6.6 Stationed and on-call ignition prevention and suppression resources and services | WLDFR | HFTD - Distribution - Tier 2 - 4QU CoRE ¦ 4QU LoRE | 2021 | 1 | 0 | 0 | 0 | 0 | 0 | 0 | 0.013793 | 0.013793 | 0 | 0 | 0 | 0 | 0 | 0 | 0 | 0 | 0 | 0.013793 | 0 | 0 | 0 | 0 | 0 | 0 | 0 | 0 | 0 | 0 | [11 empty] | WLDFR | HFTD - Distribution - 2QU CoRE ¦ 2QU LoRE | Red Flag Warning - Large Fires | 2026 | 0 | 0 | 0 | 0 | 0 | 9.8813e-06 | 5.1712 | 0.68415 | 2.907 | 1.5801 | 0 | 0 | 0 | 0 | 0 | 0 | 5.4722e-05 | 0 | 0 | 0 | 0 | 0 | 0 | 0 | 0 | 0 | 0 | 0 | 0 | 0 | 0 | 0 | 5.1098e-05 | 0 | 5.1098e-05 |  |  | Patrols - Distribution OverheadWLDFREquipment / facility failureAggregated | WLDFR | HFTD - Distribution - 2QU CoRE ¦ 2QU LoRE | Red Flag Warning - Large Fires | Equipment / facility failure | Aggregated | 2026 | 1.1546e-05 | 841.2046 | 0.0097123 | 2026 | Control | 0.046366 | 1 | 0 | esc | 0 | 0 | 0 | 0 | 0 | 0 | 0 | 0 | 0 | 0 | 0.0013598 | 9.8813e-06
[35 empty] | 7.3.6.6 Stationed and on-call ignition prevention and suppression resources and services | WLDFR | HFTD - Distribution - Tier 2 - 4QU CoRE ¦ 4QU LoRE | 2022 | 0.93458 | 0 | 0 | 0 | 0 | 0 | 0 | 0 | 0 | 0 | 0 | 0.013897 | 0.013897 | 0 | 0 | 0 | 0 | 0 | 0 | 0.012988 | 0 | 0 | 0 | 0 | 0 | 0.013897 | 0.012988 | 0.013897 | 0.012988 | [11 empty] | WLDFR | HFTD - Distribution - 2QU CoRE ¦ 2QU LoRE | Red Flag Warning - Small Fires | 2021 | 2.7627e-05 | 0 | 0 | 0 | 0 | 0 | 0.077861 | 0.036425 | 0.0015416 | 0.039895 | 0 | 0 | 0 | 0 | 0 | 0 | 0.0006911 | 2.1511e-06 | 0 | 2.1511e-06 | 0 | 0 | 0 | 0 | 0 | 0 | 0 | 0 | 0 | 0 | 0 | 0 | 0 | 0 | 0 |  |  | Patrols - Distribution OverheadWLDFREquipment / facility failureAggregated | WLDFR | HFTD - Distribution - 2QU CoRE ¦ 2QU LoRE | Red Flag Warning - Small Fires | Equipment / facility failure | Aggregated | 2021 | 5.0381e-05 | 841.2046 | 0.042381 | 2021 | Control | 0.046366 | 1 | 0 | esc | 0.0057549 | 2.7627e-05 | 0 | 0 | 0 | 0 | 0 | 0 | 0 | 0 | 0 | 0
[35 empty] | 7.3.6.6 Stationed and on-call ignition prevention and suppression resources and services | WLDFR | HFTD - Distribution - Tier 2 - 4QU CoRE ¦ 4QU LoRE | 2023 | 0.87344 | 0 | 0 | 0 | 0 | 0 | 0 | 0 | 0 | 0 | 0 | 0 | 0 | 0 | 0 | 0.014406 | 0.014406 | 0 | 0 | 0 | 0.012583 | 0 | 0 | 0 | 0 | 0 | 0 | 0 | 0 | [11 empty] | WLDFR | HFTD - Distribution - 2QU CoRE ¦ 2QU LoRE | Red Flag Warning - Small Fires | 2022 | 0 | 2.7654e-05 | 0 | 0 | 0 | 0 | 0.077861 | 0.036425 | 0.0015416 | 0.039895 | 0 | 0 | 0 | 0 | 0 | 0 | 0.00066497 | 0 | 0 | 0 | 2.1532e-06 | 0 | 2.1532e-06 | 0 | 0 | 0 | 0 | 0 | 0 | 0 | 0 | 0 | 0 | 0 | 0 |  |  | Patrols - Distribution OverheadWLDFREquipment / facility failureAggregated | WLDFR | HFTD - Distribution - 2QU CoRE ¦ 2QU LoRE | Red Flag Warning - Small Fires | Equipment / facility failure | Aggregated | 2022 | 4.8718e-05 | 841.2046 | 0.040982 | 2022 | Control | 0.046366 | 1 | 0 | esc | 0 | 0 | 0.0057604 | 2.7654e-05 | 0 | 0 | 0 | 0 | 0 | 0 | 0 | 0
[35 empty] | 7.3.6.6 Stationed and on-call ignition prevention and suppression resources and services | WLDFR | HFTD - Distribution - Tier 2 - 4QU CoRE ¦ 5QU LoRE | 2020 | 1 | 0 | 0 | 0.0072985 | 0.0072985 | 0 | 0 | 0 | 0 | 0 | 0 | 0 | 0 | 0 | 0 | 0 | 0 | 0.0072985 | 0 | 0 | 0 | 0 | 0 | 0 | 0 | 0 | 0 | 0 | 0 | [11 empty] | WLDFR | HFTD - Distribution - 2QU CoRE ¦ 2QU LoRE | Red Flag Warning - Small Fires | 2023 | 0 | 0 | 4.3028e-05 | 0 | 0 | 0 | 0.077901 | 0.036425 | 0.0015809 | 0.039895 | 0 | 0 | 0 | 0 | 0 | 0 | 0.00069016 | 0 | 0 | 0 | 0 | 0 | 0 | 3.3519e-06 | 0 | 3.3519e-06 | 0 | 0 | 0 | 0 | 0 | 0 | 0 | 0 | 0 |  |  | Patrols - Distribution OverheadWLDFREquipment / facility failureAggregated | WLDFR | HFTD - Distribution - 2QU CoRE ¦ 2QU LoRE | Red Flag Warning - Small Fires | Equipment / facility failure | Aggregated | 2023 | 5.0276e-05 | 841.2046 | 0.042293 | 2023 | Control | 0.046366 | 1 | 0 | esc | 0 | 0 | 0 | 0 | 0.0059212 | 4.3028e-05 | 0 | 0 | 0 | 0 | 0 | 0
[35 empty] | 7.3.6.6 Stationed and on-call ignition prevention and suppression resources and services | WLDFR | HFTD - Distribution - Tier 2 - 4QU CoRE ¦ 5QU LoRE | 2021 | 1 | 0 | 0 | 0 | 0 | 0 | 0 | 0.0072985 | 0.0072985 | 0 | 0 | 0 | 0 | 0 | 0 | 0 | 0 | 0 | 0.0072985 | 0 | 0 | 0 | 0 | 0 | 0 | 0 | 0 | 0 | 0 | [11 empty] | WLDFR | HFTD - Distribution - 2QU CoRE ¦ 2QU LoRE | Red Flag Warning - Small Fires | 2024 | 0 | 0 | 0 | 4.3028e-05 | 0 | 0 | 0.077901 | 0.036425 | 0.0015809 | 0.039895 | 0 | 0 | 0 | 0 | 0 | 0 | 0.00069016 | 0 | 0 | 0 | 0 | 0 | 0 | 0 | 0 | 0 | 3.3519e-06 | 0 | 3.3519e-06 | 0 | 0 | 0 | 0 | 0 | 0 |  |  | Patrols - Distribution OverheadWLDFREquipment / facility failureAggregated | WLDFR | HFTD - Distribution - 2QU CoRE ¦ 2QU LoRE | Red Flag Warning - Small Fires | Equipment / facility failure | Aggregated | 2024 | 5.0276e-05 | 841.2046 | 0.042293 | 2024 | Control | 0.046366 | 1 | 0 | esc | 0 | 0 | 0 | 0 | 0 | 0 | 0.0059212 | 4.3028e-05 | 0 | 0 | 0 | 0
[35 empty] | 7.3.6.6 Stationed and on-call ignition prevention and suppression resources and services | WLDFR | HFTD - Distribution - Tier 2 - 4QU CoRE ¦ 5QU LoRE | 2022 | 0.93458 | 0 | 0 | 0 | 0 | 0 | 0 | 0 | 0 | 0 | 0 | 0.0069276 | 0.0069276 | 0 | 0 | 0 | 0 | 0 | 0 | 0.0064744 | 0 | 0 | 0 | 0 | 0 | 0.0069276 | 0.0064744 | 0.0069276 | 0.0064744 | [11 empty] | WLDFR | HFTD - Distribution - 2QU CoRE ¦ 2QU LoRE | Red Flag Warning - Small Fires | 2025 | 0 | 0 | 0 | 0 | 4.3028e-05 | 0 | 0.077901 | 0.036425 | 0.0015809 | 0.039895 | 0 | 0 | 0 | 0 | 0 | 0 | 0.00069016 | 0 | 0 | 0 | 0 | 0 | 0 | 0 | 0 | 0 | 0 | 0 | 0 | 3.3519e-06 | 0 | 3.3519e-06 | 0 | 0 | 0 |  |  | Patrols - Distribution OverheadWLDFREquipment / facility failureAggregated | WLDFR | HFTD - Distribution - 2QU CoRE ¦ 2QU LoRE | Red Flag Warning - Small Fires | Equipment / facility failure | Aggregated | 2025 | 5.0276e-05 | 841.2046 | 0.042293 | 2025 | Control | 0.046366 | 1 | 0 | esc | 0 | 0 | 0 | 0 | 0 | 0 | 0 | 0 | 0.0059212 | 4.3028e-05 | 0 | 0
[35 empty] | 7.3.6.6 Stationed and on-call ignition prevention and suppression resources and services | WLDFR | HFTD - Distribution - Tier 2 - 4QU CoRE ¦ 5QU LoRE | 2023 | 0.87344 | 0 | 0 | 0 | 0 | 0 | 0 | 0 | 0 | 0 | 0 | 0 | 0 | 0 | 0 | 0.0071818 | 0.0071818 | 0 | 0 | 0 | 0.0062728 | 0 | 0 | 0 | 0 | 0 | 0 | 0 | 0 | [11 empty] | WLDFR | HFTD - Distribution - 2QU CoRE ¦ 2QU LoRE | Red Flag Warning - Small Fires | 2026 | 0 | 0 | 0 | 0 | 0 | 4.3028e-05 | 0.077901 | 0.036425 | 0.0015809 | 0.039895 | 0 | 0 | 0 | 0 | 0 | 0 | 0.00069016 | 0 | 0 | 0 | 0 | 0 | 0 | 0 | 0 | 0 | 0 | 0 | 0 | 0 | 0 | 0 | 3.3519e-06 | 0 | 3.3519e-06 |  |  | Patrols - Distribution OverheadWLDFREquipment / facility failureAggregated | WLDFR | HFTD - Distribution - 2QU CoRE ¦ 2QU LoRE | Red Flag Warning - Small Fires | Equipment / facility failure | Aggregated | 2026 | 5.0276e-05 | 841.2046 | 0.042293 | 2026 | Control | 0.046366 | 1 | 0 | esc | 0 | 0 | 0 | 0 | 0 | 0 | 0 | 0 | 0 | 0 | 0.0059212 | 4.3028e-05
[35 empty] | 7.3.6.6 Stationed and on-call ignition prevention and suppression resources and services | WLDFR | HFTD - Distribution - Tier 2 - 5QU CoRE ¦ 1QU LoRE | 2020 | 1 | 0 | 0 | 0.0070937 | 0.0070937 | 0 | 0 | 0 | 0 | 0 | 0 | 0 | 0 | 0 | 0 | 0 | 0 | 0.0070937 | 0 | 0 | 0 | 0 | 0 | 0 | 0 | 0 | 0 | 0 | 0 | [11 empty] | WLDFR | HFTD - Distribution - 2QU CoRE ¦ 3QU LoRE | Non-Red Flag Warning - Catastrophic Fires | 2021 | 1.9046e-08 | 0 | 0 | 0 | 0 | 0 | 13887.861 | 212.4034 | 8426.443 | 5249.0147 | 0 | 0 | 0 | 0 | 0 | 0 | 2.6891e-06 | 0.00026451 | 0 | 0.00026451 | 0 | 0 | 0 | 0 | 0 | 0 | 0 | 0 | 0 | 0 | 0 | 0 | 0 | 0 | 0 |  |  | Patrols - Distribution OverheadWLDFREquipment / facility failureAggregated | WLDFR | HFTD - Distribution - 2QU CoRE ¦ 3QU LoRE | Non-Red Flag Warning - Catastrophic Fires | Equipment / facility failure | Aggregated | 2021 | 1.8858e-08 | 1093.1673 | 2.0615e-05 | 2021 | Control | 0.046366 | 1 | 0 | esc | 3.9673e-06 | 1.9046e-08 | 0 | 0 | 0 | 0 | 0 | 0 | 0 | 0 | 0 | 0
[35 empty] | 7.3.6.6 Stationed and on-call ignition prevention and suppression resources and services | WLDFR | HFTD - Distribution - Tier 2 - 5QU CoRE ¦ 1QU LoRE | 2021 | 1 | 0 | 0 | 0 | 0 | 0 | 0 | 0.0070937 | 0.0070937 | 0 | 0 | 0 | 0 | 0 | 0 | 0 | 0 | 0 | 0.0070937 | 0 | 0 | 0 | 0 | 0 | 0 | 0 | 0 | 0 | 0 | [11 empty] | WLDFR | HFTD - Distribution - 2QU CoRE ¦ 3QU LoRE | Non-Red Flag Warning - Catastrophic Fires | 2022 | 0 | 1.8909e-08 | 0 | 0 | 0 | 0 | 13650.1655 | 202.8477 | 8286.6934 | 5160.6244 | 0 | 0 | 0 | 0 | 0 | 0 | 2.6014e-06 | 0 | 0 | 0 | 0.00025811 | 0 | 0.00025811 | 0 | 0 | 0 | 0 | 0 | 0 | 0 | 0 | 0 | 0 | 0 | 0 |  |  | Patrols - Distribution OverheadWLDFREquipment / facility failureAggregated | WLDFR | HFTD - Distribution - 2QU CoRE ¦ 3QU LoRE | Non-Red Flag Warning - Catastrophic Fires | Equipment / facility failure | Aggregated | 2022 | 1.8016e-08 | 1093.1673 | 1.9694e-05 | 2022 | Control | 0.046366 | 1 | 0 | esc | 0 | 0 | 3.9388e-06 | 1.8909e-08 | 0 | 0 | 0 | 0 | 0 | 0 | 0 | 0
[35 empty] | 7.3.6.6 Stationed and on-call ignition prevention and suppression resources and services | WLDFR | HFTD - Distribution - Tier 2 - 5QU CoRE ¦ 1QU LoRE | 2022 | 0.93458 | 0 | 0 | 0 | 0 | 0 | 0 | 0 | 0 | 0 | 0 | 0.0073203 | 0.0073203 | 0 | 0 | 0 | 0 | 0 | 0 | 0.0068414 | 0 | 0 | 0 | 0 | 0 | 0.0073203 | 0.0068414 | 0.0073203 | 0.0068414 | [11 empty] | WLDFR | HFTD - Distribution - 2QU CoRE ¦ 3QU LoRE | Non-Red Flag Warning - Catastrophic Fires | 2023 | 0 | 0 | 2.845e-08 | 0 | 0 | 0 | 13668.067 | 202.8477 | 8304.5949 | 5160.6244 | 0 | 0 | 0 | 0 | 0 | 0 | 2.6026e-06 | 0 | 0 | 0 | 0 | 0 | 0 | 0.00038886 | 0 | 0.00038886 | 0 | 0 | 0 | 0 | 0 | 0 | 0 | 0 | 0 |  |  | Patrols - Distribution OverheadWLDFREquipment / facility failureAggregated | WLDFR | HFTD - Distribution - 2QU CoRE ¦ 3QU LoRE | Non-Red Flag Warning - Catastrophic Fires | Equipment / facility failure | Aggregated | 2023 | 1.7996e-08 | 1093.1673 | 1.9672e-05 | 2023 | Control | 0.046366 | 1 | 0 | esc | 0 | 0 | 0 | 0 | 3.9151e-06 | 2.845e-08 | 0 | 0 | 0 | 0 | 0 | 0
[35 empty] | 7.3.6.6 Stationed and on-call ignition prevention and suppression resources and services | WLDFR | HFTD - Distribution - Tier 2 - 5QU CoRE ¦ 1QU LoRE | 2023 | 0.87344 | 0 | 0 | 0 | 0 | 0 | 0 | 0 | 0 | 0 | 0 | 0 | 0 | 0 | 0 | 0.0075869 | 0.0075869 | 0 | 0 | 0 | 0.0066267 | 0 | 0 | 0 | 0 | 0 | 0 | 0 | 0 | [11 empty] | WLDFR | HFTD - Distribution - 2QU CoRE ¦ 3QU LoRE | Non-Red Flag Warning - Catastrophic Fires | 2024 | 0 | 0 | 0 | 2.845e-08 | 0 | 0 | 13668.067 | 202.8477 | 8304.5949 | 5160.6244 | 0 | 0 | 0 | 0 | 0 | 0 | 2.6026e-06 | 0 | 0 | 0 | 0 | 0 | 0 | 0 | 0 | 0 | 0.00038886 | 0 | 0.00038886 | 0 | 0 | 0 | 0 | 0 | 0 |  |  | Patrols - Distribution OverheadWLDFREquipment / facility failureAggregated | WLDFR | HFTD - Distribution - 2QU CoRE ¦ 3QU LoRE | Non-Red Flag Warning - Catastrophic Fires | Equipment / facility failure | Aggregated | 2024 | 1.7996e-08 | 1093.1673 | 1.9672e-05 | 2024 | Control | 0.046366 | 1 | 0 | esc | 0 | 0 | 0 | 0 | 0 | 0 | 3.9151e-06 | 2.845e-08 | 0 | 0 | 0 | 0
[35 empty] | 7.3.6.6 Stationed and on-call ignition prevention and suppression resources and services | WLDFR | HFTD - Distribution - Tier 2 - 5QU CoRE ¦ 2QU LoRE | 2020 | 1 | 0 | 0 | 0.0056613 | 0.0056613 | 0 | 0 | 0 | 0 | 0 | 0 | 0 | 0 | 0 | 0 | 0 | 0 | 0.0056613 | 0 | 0 | 0 | 0 | 0 | 0 | 0 | 0 | 0 | 0 | 0 | [11 empty] | WLDFR | HFTD - Distribution - 2QU CoRE ¦ 3QU LoRE | Non-Red Flag Warning - Catastrophic Fires | 2025 | 0 | 0 | 0 | 0 | 2.845e-08 | 0 | 13668.067 | 202.8477 | 8304.5949 | 5160.6244 | 0 | 0 | 0 | 0 | 0 | 0 | 2.6026e-06 | 0 | 0 | 0 | 0 | 0 | 0 | 0 | 0 | 0 | 0 | 0 | 0 | 0.00038886 | 0 | 0.00038886 | 0 | 0 | 0 |  |  | Patrols - Distribution OverheadWLDFREquipment / facility failureAggregated | WLDFR | HFTD - Distribution - 2QU CoRE ¦ 3QU LoRE | Non-Red Flag Warning - Catastrophic Fires | Equipment / facility failure | Aggregated | 2025 | 1.7996e-08 | 1093.1673 | 1.9672e-05 | 2025 | Control | 0.046366 | 1 | 0 | esc | 0 | 0 | 0 | 0 | 0 | 0 | 0 | 0 | 3.9151e-06 | 2.845e-08 | 0 | 0
[35 empty] | 7.3.6.6 Stationed and on-call ignition prevention and suppression resources and services | WLDFR | HFTD - Distribution - Tier 2 - 5QU CoRE ¦ 2QU LoRE | 2021 | 1 | 0 | 0 | 0 | 0 | 0 | 0 | 0.0056613 | 0.0056613 | 0 | 0 | 0 | 0 | 0 | 0 | 0 | 0 | 0 | 0.0056613 | 0 | 0 | 0 | 0 | 0 | 0 | 0 | 0 | 0 | 0 | [11 empty] | WLDFR | HFTD - Distribution - 2QU CoRE ¦ 3QU LoRE | Non-Red Flag Warning - Catastrophic Fires | 2026 | 0 | 0 | 0 | 0 | 0 | 2.845e-08 | 13668.067 | 202.8477 | 8304.5949 | 5160.6244 | 0 | 0 | 0 | 0 | 0 | 0 | 2.6026e-06 | 0 | 0 | 0 | 0 | 0 | 0 | 0 | 0 | 0 | 0 | 0 | 0 | 0 | 0 | 0 | 0.00038886 | 0 | 0.00038886 |  |  | Patrols - Distribution OverheadWLDFREquipment / facility failureAggregated | WLDFR | HFTD - Distribution - 2QU CoRE ¦ 3QU LoRE | Non-Red Flag Warning - Catastrophic Fires | Equipment / facility failure | Aggregated | 2026 | 1.7996e-08 | 1093.1673 | 1.9672e-05 | 2026 | Control | 0.046366 | 1 | 0 | esc | 0 | 0 | 0 | 0 | 0 | 0 | 0 | 0 | 0 | 0 | 3.9151e-06 | 2.845e-08
[35 empty] | 7.3.6.6 Stationed and on-call ignition prevention and suppression resources and services | WLDFR | HFTD - Distribution - Tier 2 - 5QU CoRE ¦ 2QU LoRE | 2022 | 0.93458 | 0 | 0 | 0 | 0 | 0 | 0 | 0 | 0 | 0 | 0 | 0.0053141 | 0.0053141 | 0 | 0 | 0 | 0 | 0 | 0 | 0.0049665 | 0 | 0 | 0 | 0 | 0 | 0.0053141 | 0.0049665 | 0.0053141 | 0.0049665 | [11 empty] | WLDFR | HFTD - Distribution - 2QU CoRE ¦ 3QU LoRE | Non-Red Flag Warning - Destructive Fires | 2021 | 7.7503e-08 | 0 | 0 | 0 | 0 | 0 | 8638.8464 | 212.4034 | 8426.443 | 0 | 0 | 0 | 0 | 0 | 0 | 0 | 2.9886e-06 | 0.00066953 | 0 | 0.00066953 | 0 | 0 | 0 | 0 | 0 | 0 | 0 | 0 | 0 | 0 | 0 | 0 | 0 | 0 | 0 |  |  | Patrols - Distribution OverheadWLDFREquipment / facility failureAggregated | WLDFR | HFTD - Distribution - 2QU CoRE ¦ 3QU LoRE | Non-Red Flag Warning - Destructive Fires | Equipment / facility failure | Aggregated | 2021 | 7.674e-08 | 1093.1673 | 8.3889e-05 | 2021 | Control | 0.046366 | 1 | 0 | esc | 1.6144e-05 | 7.7503e-08 | 0 | 0 | 0 | 0 | 0 | 0 | 0 | 0 | 0 | 0
[35 empty] | 7.3.6.6 Stationed and on-call ignition prevention and suppression resources and services | WLDFR | HFTD - Distribution - Tier 2 - 5QU CoRE ¦ 2QU LoRE | 2023 | 0.87344 | 0 | 0 | 0 | 0 | 0 | 0 | 0 | 0 | 0 | 0 | 0 | 0 | 0 | 0 | 0.0055079 | 0.0055079 | 0 | 0 | 0 | 0.0048108 | 0 | 0 | 0 | 0 | 0 | 0 | 0 | 0 | [11 empty] | WLDFR | HFTD - Distribution - 2QU CoRE ¦ 3QU LoRE | Non-Red Flag Warning - Destructive Fires | 2022 | 0 | 7.695e-08 | 0 | 0 | 0 | 0 | 8489.5411 | 202.8477 | 8286.6934 | 0 | 0 | 0 | 0 | 0 | 0 | 0 | 2.8762e-06 | 0 | 0 | 0 | 0.00065327 | 0 | 0.00065327 | 0 | 0 | 0 | 0 | 0 | 0 | 0 | 0 | 0 | 0 | 0 | 0 |  |  | Patrols - Distribution OverheadWLDFREquipment / facility failureAggregated | WLDFR | HFTD - Distribution - 2QU CoRE ¦ 3QU LoRE | Non-Red Flag Warning - Destructive Fires | Equipment / facility failure | Aggregated | 2022 | 7.3315e-08 | 1093.1673 | 8.0145e-05 | 2022 | Control | 0.046366 | 1 | 0 | esc | 0 | 0 | 1.6029e-05 | 7.695e-08 | 0 | 0 | 0 | 0 | 0 | 0 | 0 | 0
[35 empty] | 7.3.6.6 Stationed and on-call ignition prevention and suppression resources and services | WLDFR | HFTD - Distribution - Tier 2 - 5QU CoRE ¦ 3QU LoRE | 2020 | 1 | 0 | 0 | 0.0020217 | 0.0020217 | 0 | 0 | 0 | 0 | 0 | 0 | 0 | 0 | 0 | 0 | 0 | 0 | 0.0020217 | 0 | 0 | 0 | 0 | 0 | 0 | 0 | 0 | 0 | 0 | 0 | [11 empty] | WLDFR | HFTD - Distribution - 2QU CoRE ¦ 3QU LoRE | Non-Red Flag Warning - Destructive Fires | 2023 | 0 | 0 | 1.1578e-07 | 0 | 0 | 0 | 8507.4426 | 202.8477 | 8304.5949 | 0 | 0 | 0 | 0 | 0 | 0 | 0 | 2.8829e-06 | 0 | 0 | 0 | 0 | 0 | 0 | 0.00098497 | 0 | 0.00098497 | 0 | 0 | 0 | 0 | 0 | 0 | 0 | 0 | 0 |  |  | Patrols - Distribution OverheadWLDFREquipment / facility failureAggregated | WLDFR | HFTD - Distribution - 2QU CoRE ¦ 3QU LoRE | Non-Red Flag Warning - Destructive Fires | Equipment / facility failure | Aggregated | 2023 | 7.3233e-08 | 1093.1673 | 8.0056e-05 | 2023 | Control | 0.046366 | 1 | 0 | esc | 0 | 0 | 0 | 0 | 1.5933e-05 | 1.1578e-07 | 0 | 0 | 0 | 0 | 0 | 0
[35 empty] | 7.3.6.6 Stationed and on-call ignition prevention and suppression resources and services | WLDFR | HFTD - Distribution - Tier 2 - 5QU CoRE ¦ 3QU LoRE | 2021 | 1 | 0 | 0 | 0 | 0 | 0 | 0 | 0.0020217 | 0.0020217 | 0 | 0 | 0 | 0 | 0 | 0 | 0 | 0 | 0 | 0.0020217 | 0 | 0 | 0 | 0 | 0 | 0 | 0 | 0 | 0 | 0 | [11 empty] | WLDFR | HFTD - Distribution - 2QU CoRE ¦ 3QU LoRE | Non-Red Flag Warning - Destructive Fires | 2024 | 0 | 0 | 0 | 1.1578e-07 | 0 | 0 | 8507.4426 | 202.8477 | 8304.5949 | 0 | 0 | 0 | 0 | 0 | 0 | 0 | 2.8829e-06 | 0 | 0 | 0 | 0 | 0 | 0 | 0 | 0 | 0 | 0.00098497 | 0 | 0.00098497 | 0 | 0 | 0 | 0 | 0 | 0 |  |  | Patrols - Distribution OverheadWLDFREquipment / facility failureAggregated | WLDFR | HFTD - Distribution - 2QU CoRE ¦ 3QU LoRE | Non-Red Flag Warning - Destructive Fires | Equipment / facility failure | Aggregated | 2024 | 7.3233e-08 | 1093.1673 | 8.0056e-05 | 2024 | Control | 0.046366 | 1 | 0 | esc | 0 | 0 | 0 | 0 | 0 | 0 | 1.5933e-05 | 1.1578e-07 | 0 | 0 | 0 | 0
[35 empty] | 7.3.6.6 Stationed and on-call ignition prevention and suppression resources and services | WLDFR | HFTD - Distribution - Tier 2 - 5QU CoRE ¦ 3QU LoRE | 2022 | 0.93458 | 0 | 0 | 0 | 0 | 0 | 0 | 0 | 0 | 0 | 0 | 0.0022063 | 0.0022063 | 0 | 0 | 0 | 0 | 0 | 0 | 0.0020619 | 0 | 0 | 0 | 0 | 0 | 0.0022063 | 0.0020619 | 0.0022063 | 0.0020619 | [11 empty] | WLDFR | HFTD - Distribution - 2QU CoRE ¦ 3QU LoRE | Non-Red Flag Warning - Destructive Fires | 2025 | 0 | 0 | 0 | 0 | 1.1578e-07 | 0 | 8507.4426 | 202.8477 | 8304.5949 | 0 | 0 | 0 | 0 | 0 | 0 | 0 | 2.8829e-06 | 0 | 0 | 0 | 0 | 0 | 0 | 0 | 0 | 0 | 0 | 0 | 0 | 0.00098497 | 0 | 0.00098497 | 0 | 0 | 0 |  |  | Patrols - Distribution OverheadWLDFREquipment / facility failureAggregated | WLDFR | HFTD - Distribution - 2QU CoRE ¦ 3QU LoRE | Non-Red Flag Warning - Destructive Fires | Equipment / facility failure | Aggregated | 2025 | 7.3233e-08 | 1093.1673 | 8.0056e-05 | 2025 | Control | 0.046366 | 1 | 0 | esc | 0 | 0 | 0 | 0 | 0 | 0 | 0 | 0 | 1.5933e-05 | 1.1578e-07 | 0 | 0
[35 empty] | 7.3.6.6 Stationed and on-call ignition prevention and suppression resources and services | WLDFR | HFTD - Distribution - Tier 2 - 5QU CoRE ¦ 3QU LoRE | 2023 | 0.87344 | 0 | 0 | 0 | 0 | 0 | 0 | 0 | 0 | 0 | 0 | 0 | 0 | 0 | 0 | 0.0022867 | 0.0022867 | 0 | 0 | 0 | 0.0019973 | 0 | 0 | 0 | 0 | 0 | 0 | 0 | 0 | [11 empty] | WLDFR | HFTD - Distribution - 2QU CoRE ¦ 3QU LoRE | Non-Red Flag Warning - Destructive Fires | 2026 | 0 | 0 | 0 | 0 | 0 | 1.1578e-07 | 8507.4426 | 202.8477 | 8304.5949 | 0 | 0 | 0 | 0 | 0 | 0 | 0 | 2.8829e-06 | 0 | 0 | 0 | 0 | 0 | 0 | 0 | 0 | 0 | 0 | 0 | 0 | 0 | 0 | 0 | 0.00098497 | 0 | 0.00098497 |  |  | Patrols - Distribution OverheadWLDFREquipment / facility failureAggregated | WLDFR | HFTD - Distribution - 2QU CoRE ¦ 3QU LoRE | Non-Red Flag Warning - Destructive Fires | Equipment / facility failure | Aggregated | 2026 | 7.3233e-08 | 1093.1673 | 8.0056e-05 | 2026 | Control | 0.046366 | 1 | 0 | esc | 0 | 0 | 0 | 0 | 0 | 0 | 0 | 0 | 0 | 0 | 1.5933e-05 | 1.1578e-07
[35 empty] | 7.3.6.6 Stationed and on-call ignition prevention and suppression resources and services | WLDFR | HFTD - Distribution - Tier 2 - 5QU CoRE ¦ 4QU LoRE | 2020 | 1 | 0 | 0 | 0.0017037 | 0.0017037 | 0 | 0 | 0 | 0 | 0 | 0 | 0 | 0 | 0 | 0 | 0 | 0 | 0.0017037 | 0 | 0 | 0 | 0 | 0 | 0 | 0 | 0 | 0 | 0 | 0 | [11 empty] | WLDFR | HFTD - Distribution - 2QU CoRE ¦ 3QU LoRE | Non-Red Flag Warning - Large Fires | 2021 | 8.7037e-07 | 0 | 0 | 0 | 0 | 0 | 5.1078 | 0.69027 | 2.8264 | 1.5911 | 0 | 0 | 0 | 0 | 0 | 0 | 2.7634e-05 | 4.4456e-06 | 0 | 4.4456e-06 | 0 | 0 | 0 | 0 | 0 | 0 | 0 | 0 | 0 | 0 | 0 | 0 | 0 | 0 | 0 |  |  | Patrols - Distribution OverheadWLDFREquipment / facility failureAggregated | WLDFR | HFTD - Distribution - 2QU CoRE ¦ 3QU LoRE | Non-Red Flag Warning - Large Fires | Equipment / facility failure | Aggregated | 2021 | 8.618e-07 | 1093.1673 | 0.00094209 | 2021 | Control | 0.046366 | 1 | 0 | esc | 0.0001813 | 8.7037e-07 | 0 | 0 | 0 | 0 | 0 | 0 | 0 | 0 | 0 | 0
[35 empty] | 7.3.6.6 Stationed and on-call ignition prevention and suppression resources and services | WLDFR | HFTD - Distribution - Tier 2 - 5QU CoRE ¦ 4QU LoRE | 2021 | 1 | 0 | 0 | 0 | 0 | 0 | 0 | 0.0017037 | 0.0017037 | 0 | 0 | 0 | 0 | 0 | 0 | 0 | 0 | 0 | 0.0017037 | 0 | 0 | 0 | 0 | 0 | 0 | 0 | 0 | 0 | 0 | [11 empty] | WLDFR | HFTD - Distribution - 2QU CoRE ¦ 3QU LoRE | Non-Red Flag Warning - Large Fires | 2022 | 0 | 8.6422e-07 | 0 | 0 | 0 | 0 | 5.0739 | 0.68415 | 2.8096 | 1.5801 | 0 | 0 | 0 | 0 | 0 | 0 | 2.6572e-05 | 0 | 0 | 0 | 4.385e-06 | 0 | 4.385e-06 | 0 | 0 | 0 | 0 | 0 | 0 | 0 | 0 | 0 | 0 | 0 | 0 |  |  | Patrols - Distribution OverheadWLDFREquipment / facility failureAggregated | WLDFR | HFTD - Distribution - 2QU CoRE ¦ 3QU LoRE | Non-Red Flag Warning - Large Fires | Equipment / facility failure | Aggregated | 2022 | 8.234e-07 | 1093.1673 | 0.00090011 | 2022 | Control | 0.046366 | 1 | 0 | esc | 0 | 0 | 0.00018002 | 8.6422e-07 | 0 | 0 | 0 | 0 | 0 | 0 | 0 | 0
[35 empty] | 7.3.6.6 Stationed and on-call ignition prevention and suppression resources and services | WLDFR | HFTD - Distribution - Tier 2 - 5QU CoRE ¦ 4QU LoRE | 2022 | 0.93458 | 0 | 0 | 0 | 0 | 0 | 0 | 0 | 0 | 0 | 0 | 0.0014928 | 0.0014928 | 0 | 0 | 0 | 0 | 0 | 0 | 0.0013952 | 0 | 0 | 0 | 0 | 0 | 0.0014928 | 0.0013952 | 0.0014928 | 0.0013952 | [11 empty] | WLDFR | HFTD - Distribution - 2QU CoRE ¦ 3QU LoRE | Non-Red Flag Warning - Large Fires | 2023 | 0 | 0 | 1.3003e-06 | 0 | 0 | 0 | 5.1712 | 0.68415 | 2.907 | 1.5801 | 0 | 0 | 0 | 0 | 0 | 0 | 2.6643e-05 | 0 | 0 | 0 | 0 | 0 | 0 | 6.7241e-06 | 0 | 6.7241e-06 | 0 | 0 | 0 | 0 | 0 | 0 | 0 | 0 | 0 |  |  | Patrols - Distribution OverheadWLDFREquipment / facility failureAggregated | WLDFR | HFTD - Distribution - 2QU CoRE ¦ 3QU LoRE | Non-Red Flag Warning - Large Fires | Equipment / facility failure | Aggregated | 2023 | 8.2248e-07 | 1093.1673 | 0.00089911 | 2023 | Control | 0.046366 | 1 | 0 | esc | 0 | 0 | 0 | 0 | 0.00017894 | 1.3003e-06 | 0 | 0 | 0 | 0 | 0 | 0
[35 empty] | 7.3.6.6 Stationed and on-call ignition prevention and suppression resources and services | WLDFR | HFTD - Distribution - Tier 2 - 5QU CoRE ¦ 4QU LoRE | 2023 | 0.87344 | 0 | 0 | 0 | 0 | 0 | 0 | 0 | 0 | 0 | 0 | 0 | 0 | 0 | 0 | 0.0015473 | 0.0015473 | 0 | 0 | 0 | 0.0013515 | 0 | 0 | 0 | 0 | 0 | 0 | 0 | 0 | [11 empty] | WLDFR | HFTD - Distribution - 2QU CoRE ¦ 3QU LoRE | Non-Red Flag Warning - Large Fires | 2024 | 0 | 0 | 0 | 1.3003e-06 | 0 | 0 | 5.1712 | 0.68415 | 2.907 | 1.5801 | 0 | 0 | 0 | 0 | 0 | 0 | 2.6643e-05 | 0 | 0 | 0 | 0 | 0 | 0 | 0 | 0 | 0 | 6.7241e-06 | 0 | 6.7241e-06 | 0 | 0 | 0 | 0 | 0 | 0 |  |  | Patrols - Distribution OverheadWLDFREquipment / facility failureAggregated | WLDFR | HFTD - Distribution - 2QU CoRE ¦ 3QU LoRE | Non-Red Flag Warning - Large Fires | Equipment / facility failure | Aggregated | 2024 | 8.2248e-07 | 1093.1673 | 0.00089911 | 2024 | Control | 0.046366 | 1 | 0 | esc | 0 | 0 | 0 | 0 | 0 | 0 | 0.00017894 | 1.3003e-06 | 0 | 0 | 0 | 0
[35 empty] | 7.3.6.6 Stationed and on-call ignition prevention and suppression resources and services | WLDFR | HFTD - Distribution - Tier 2 - 5QU CoRE ¦ 5QU LoRE | 2020 | 1 | 0 | 0 | 0.00099458 | 0.00099458 | 0 | 0 | 0 | 0 | 0 | 0 | 0 | 0 | 0 | 0 | 0 | 0 | 0.00099458 | 0 | 0 | 0 | 0 | 0 | 0 | 0 | 0 | 0 | 0 | 0 | [11 empty] | WLDFR | HFTD - Distribution - 2QU CoRE ¦ 3QU LoRE | Non-Red Flag Warning - Large Fires | 2025 | 0 | 0 | 0 | 0 | 1.3003e-06 | 0 | 5.1712 | 0.68415 | 2.907 | 1.5801 | 0 | 0 | 0 | 0 | 0 | 0 | 2.6643e-05 | 0 | 0 | 0 | 0 | 0 | 0 | 0 | 0 | 0 | 0 | 0 | 0 | 6.7241e-06 | 0 | 6.7241e-06 | 0 | 0 | 0 |  |  | Patrols - Distribution OverheadWLDFREquipment / facility failureAggregated | WLDFR | HFTD - Distribution - 2QU CoRE ¦ 3QU LoRE | Non-Red Flag Warning - Large Fires | Equipment / facility failure | Aggregated | 2025 | 8.2248e-07 | 1093.1673 | 0.00089911 | 2025 | Control | 0.046366 | 1 | 0 | esc | 0 | 0 | 0 | 0 | 0 | 0 | 0 | 0 | 0.00017894 | 1.3003e-06 | 0 | 0
[35 empty] | 7.3.6.6 Stationed and on-call ignition prevention and suppression resources and services | WLDFR | HFTD - Distribution - Tier 2 - 5QU CoRE ¦ 5QU LoRE | 2021 | 1 | 0 | 0 | 0 | 0 | 0 | 0 | 0.00099458 | 0.00099458 | 0 | 0 | 0 | 0 | 0 | 0 | 0 | 0 | 0 | 0.00099458 | 0 | 0 | 0 | 0 | 0 | 0 | 0 | 0 | 0 | 0 | [11 empty] | WLDFR | HFTD - Distribution - 2QU CoRE ¦ 3QU LoRE | Non-Red Flag Warning - Large Fires | 2026 | 0 | 0 | 0 | 0 | 0 | 1.3003e-06 | 5.1712 | 0.68415 | 2.907 | 1.5801 | 0 | 0 | 0 | 0 | 0 | 0 | 2.6643e-05 | 0 | 0 | 0 | 0 | 0 | 0 | 0 | 0 | 0 | 0 | 0 | 0 | 0 | 0 | 0 | 6.7241e-06 | 0 | 6.7241e-06 |  |  | Patrols - Distribution OverheadWLDFREquipment / facility failureAggregated | WLDFR | HFTD - Distribution - 2QU CoRE ¦ 3QU LoRE | Non-Red Flag Warning - Large Fires | Equipment / facility failure | Aggregated | 2026 | 8.2248e-07 | 1093.1673 | 0.00089911 | 2026 | Control | 0.046366 | 1 | 0 | esc | 0 | 0 | 0 | 0 | 0 | 0 | 0 | 0 | 0 | 0 | 0.00017894 | 1.3003e-06
[35 empty] | 7.3.6.6 Stationed and on-call ignition prevention and suppression resources and services | WLDFR | HFTD - Distribution - Tier 2 - 5QU CoRE ¦ 5QU LoRE | 2022 | 0.93458 | 0 | 0 | 0 | 0 | 0 | 0 | 0 | 0 | 0 | 0 | 0.00095319 | 0.00095319 | 0 | 0 | 0 | 0 | 0 | 0 | 0.00089083 | 0 | 0 | 0 | 0 | 0 | 0.00095319 | 0.00089083 | 0.00095319 | 0.00089083 | [11 empty] | WLDFR | HFTD - Distribution - 2QU CoRE ¦ 3QU LoRE | Non-Red Flag Warning - Small Fires | 2021 | 0.00017403 | 0 | 0 | 0 | 0 | 0 | 0.077861 | 0.036425 | 0.0015416 | 0.039895 | 0 | 0 | 0 | 0 | 0 | 0 | 0.0031134 | 1.355e-05 | 0 | 1.355e-05 | 0 | 0 | 0 | 0 | 0 | 0 | 0 | 0 | 0 | 0 | 0 | 0 | 0 | 0 | 0 |  |  | Patrols - Distribution OverheadWLDFREquipment / facility failureAggregated | WLDFR | HFTD - Distribution - 2QU CoRE ¦ 3QU LoRE | Non-Red Flag Warning - Small Fires | Equipment / facility failure | Aggregated | 2021 | 0.00017232 | 1093.1673 | 0.18837 | 2021 | Control | 0.046366 | 1 | 0 | esc | 0.036252 | 0.00017403 | 0 | 0 | 0 | 0 | 0 | 0 | 0 | 0 | 0 | 0
[35 empty] | 7.3.6.6 Stationed and on-call ignition prevention and suppression resources and services | WLDFR | HFTD - Distribution - Tier 2 - 5QU CoRE ¦ 5QU LoRE | 2023 | 0.87344 | 0 | 0 | 0 | 0 | 0 | 0 | 0 | 0 | 0 | 0 | 0 | 0 | 0 | 0 | 0.00098791 | 0.00098791 | 0 | 0 | 0 | 0.00086288 | 0 | 0 | 0 | 0 | 0 | 0 | 0 | 0 | [11 empty] | WLDFR | HFTD - Distribution - 2QU CoRE ¦ 3QU LoRE | Non-Red Flag Warning - Small Fires | 2022 | 0 | 0.00017413 | 0 | 0 | 0 | 0 | 0.077861 | 0.036425 | 0.0015416 | 0.039895 | 0 | 0 | 0 | 0 | 0 | 0 | 0.0030063 | 0 | 0 | 0 | 1.3558e-05 | 0 | 1.3558e-05 | 0 | 0 | 0 | 0 | 0 | 0 | 0 | 0 | 0 | 0 | 0 | 0 |  |  | Patrols - Distribution OverheadWLDFREquipment / facility failureAggregated | WLDFR | HFTD - Distribution - 2QU CoRE ¦ 3QU LoRE | Non-Red Flag Warning - Small Fires | Equipment / facility failure | Aggregated | 2022 | 0.00016591 | 1093.1673 | 0.18136 | 2022 | Control | 0.046366 | 1 | 0 | esc | 0 | 0 | 0.036272 | 0.00017413 | 0 | 0 | 0 | 0 | 0 | 0 | 0 | 0
[35 empty] | 7.3.6.6 Stationed and on-call ignition prevention and suppression resources and services | WLDFR | HFTD - Distribution - Tier 3 - 1QU CoRE ¦ 1QU LoRE | 2020 | 1 | 0 | 0 | 0.053842 | 0.053842 | 0 | 0 | 0 | 0 | 0 | 0 | 0 | 0 | 0 | 0 | 0 | 0 | 0.053842 | 0 | 0 | 0 | 0 | 0 | 0 | 0 | 0 | 0 | 0 | 0 | [11 empty] | WLDFR | HFTD - Distribution - 2QU CoRE ¦ 3QU LoRE | Non-Red Flag Warning - Small Fires | 2023 | 0 | 0 | 0.00026161 | 0 | 0 | 0 | 0.077901 | 0.036425 | 0.0015809 | 0.039895 | 0 | 0 | 0 | 0 | 0 | 0 | 0.0030132 | 0 | 0 | 0 | 0 | 0 | 0 | 2.038e-05 | 0 | 2.038e-05 | 0 | 0 | 0 | 0 | 0 | 0 | 0 | 0 | 0 |  |  | Patrols - Distribution OverheadWLDFREquipment / facility failureAggregated | WLDFR | HFTD - Distribution - 2QU CoRE ¦ 3QU LoRE | Non-Red Flag Warning - Small Fires | Equipment / facility failure | Aggregated | 2023 | 0.00016548 | 1093.1673 | 0.1809 | 2023 | Control | 0.046366 | 1 | 0 | esc | 0 | 0 | 0 | 0 | 0.036002 | 0.00026161 | 0 | 0 | 0 | 0 | 0 | 0
[35 empty] | 7.3.6.6 Stationed and on-call ignition prevention and suppression resources and services | WLDFR | HFTD - Distribution - Tier 3 - 1QU CoRE ¦ 1QU LoRE | 2021 | 1 | 0 | 0 | 0 | 0 | 0 | 0 | 0.053842 | 0.053842 | 0 | 0 | 0 | 0 | 0 | 0 | 0 | 0 | 0 | 0.053842 | 0 | 0 | 0 | 0 | 0 | 0 | 0 | 0 | 0 | 0 | [11 empty] | WLDFR | HFTD - Distribution - 2QU CoRE ¦ 3QU LoRE | Non-Red Flag Warning - Small Fires | 2024 | 0 | 0 | 0 | 0.00026161 | 0 | 0 | 0.077901 | 0.036425 | 0.0015809 | 0.039895 | 0 | 0 | 0 | 0 | 0 | 0 | 0.0030132 | 0 | 0 | 0 | 0 | 0 | 0 | 0 | 0 | 0 | 2.038e-05 | 0 | 2.038e-05 | 0 | 0 | 0 | 0 | 0 | 0 |  |  | Patrols - Distribution OverheadWLDFREquipment / facility failureAggregated | WLDFR | HFTD - Distribution - 2QU CoRE ¦ 3QU LoRE | Non-Red Flag Warning - Small Fires | Equipment / facility failure | Aggregated | 2024 | 0.00016548 | 1093.1673 | 0.1809 | 2024 | Control | 0.046366 | 1 | 0 | esc | 0 | 0 | 0 | 0 | 0 | 0 | 0.036002 | 0.00026161 | 0 | 0 | 0 | 0
[35 empty] | 7.3.6.6 Stationed and on-call ignition prevention and suppression resources and services | WLDFR | HFTD - Distribution - Tier 3 - 1QU CoRE ¦ 1QU LoRE | 2022 | 0.93458 | 0 | 0 | 0 | 0 | 0 | 0 | 0 | 0 | 0 | 0 | 0.04697 | 0.04697 | 0 | 0 | 0 | 0 | 0 | 0 | 0.043897 | 0 | 0 | 0 | 0 | 0 | 0.04697 | 0.043897 | 0.04697 | 0.043897 | [11 empty] | WLDFR | HFTD - Distribution - 2QU CoRE ¦ 3QU LoRE | Non-Red Flag Warning - Small Fires | 2025 | 0 | 0 | 0 | 0 | 0.00026161 | 0 | 0.077901 | 0.036425 | 0.0015809 | 0.039895 | 0 | 0 | 0 | 0 | 0 | 0 | 0.0030132 | 0 | 0 | 0 | 0 | 0 | 0 | 0 | 0 | 0 | 0 | 0 | 0 | 2.038e-05 | 0 | 2.038e-05 | 0 | 0 | 0 |  |  | Patrols - Distribution OverheadWLDFREquipment / facility failureAggregated | WLDFR | HFTD - Distribution - 2QU CoRE ¦ 3QU LoRE | Non-Red Flag Warning - Small Fires | Equipment / facility failure | Aggregated | 2025 | 0.00016548 | 1093.1673 | 0.1809 | 2025 | Control | 0.046366 | 1 | 0 | esc | 0 | 0 | 0 | 0 | 0 | 0 | 0 | 0 | 0.036002 | 0.00026161 | 0 | 0
[35 empty] | 7.3.6.6 Stationed and on-call ignition prevention and suppression resources and services | WLDFR | HFTD - Distribution - Tier 3 - 1QU CoRE ¦ 1QU LoRE | 2023 | 0.87344 | 0 | 0 | 0 | 0 | 0 | 0 | 0 | 0 | 0 | 0 | 0 | 0 | 0 | 0 | 0.048692 | 0.048692 | 0 | 0 | 0 | 0.042529 | 0 | 0 | 0 | 0 | 0 | 0 | 0 | 0 | [11 empty] | WLDFR | HFTD - Distribution - 2QU CoRE ¦ 3QU LoRE | Non-Red Flag Warning - Small Fires | 2026 | 0 | 0 | 0 | 0 | 0 | 0.00026161 | 0.077901 | 0.036425 | 0.0015809 | 0.039895 | 0 | 0 | 0 | 0 | 0 | 0 | 0.0030132 | 0 | 0 | 0 | 0 | 0 | 0 | 0 | 0 | 0 | 0 | 0 | 0 | 0 | 0 | 0 | 2.038e-05 | 0 | 2.038e-05 |  |  | Patrols - Distribution OverheadWLDFREquipment / facility failureAggregated | WLDFR | HFTD - Distribution - 2QU CoRE ¦ 3QU LoRE | Non-Red Flag Warning - Small Fires | Equipment / facility failure | Aggregated | 2026 | 0.00016548 | 1093.1673 | 0.1809 | 2026 | Control | 0.046366 | 1 | 0 | esc | 0 | 0 | 0 | 0 | 0 | 0 | 0 | 0 | 0 | 0 | 0.036002 | 0.00026161
[35 empty] | 7.3.6.6 Stationed and on-call ignition prevention and suppression resources and services | WLDFR | HFTD - Distribution - Tier 3 - 1QU CoRE ¦ 2QU LoRE | 2020 | 1 | 0 | 0 | 0.074088 | 0.074088 | 0 | 0 | 0 | 0 | 0 | 0 | 0 | 0 | 0 | 0 | 0 | 0 | 0.074088 | 0 | 0 | 0 | 0 | 0 | 0 | 0 | 0 | 0 | 0 | 0 | [11 empty] | WLDFR | HFTD - Distribution - 2QU CoRE ¦ 3QU LoRE | Red Flag Warning - Catastrophic Fires | 2021 | 7.4103e-06 | 0 | 0 | 0 | 0 | 0 | 13887.861 | 212.4034 | 8426.443 | 5249.0147 | 0 | 0 | 0 | 0 | 0 | 0 | 5.6144e-05 | 0.10291 | 0 | 0.10291 | 0 | 0 | 0 | 0 | 0 | 0 | 0 | 0 | 0 | 0 | 0 | 0 | 0 | 0 | 0 |  |  | Patrols - Distribution OverheadWLDFREquipment / facility failureAggregated | WLDFR | HFTD - Distribution - 2QU CoRE ¦ 3QU LoRE | Red Flag Warning - Catastrophic Fires | Equipment / facility failure | Aggregated | 2021 | 7.3373e-06 | 1093.1673 | 0.0080209 | 2021 | Control | 0.046366 | 1 | 0 | esc | 0.0015436 | 7.4103e-06 | 0 | 0 | 0 | 0 | 0 | 0 | 0 | 0 | 0 | 0
[35 empty] | 7.3.6.6 Stationed and on-call ignition prevention and suppression resources and services | WLDFR | HFTD - Distribution - Tier 3 - 1QU CoRE ¦ 2QU LoRE | 2021 | 1 | 0 | 0 | 0 | 0 | 0 | 0 | 0.074088 | 0.074088 | 0 | 0 | 0 | 0 | 0 | 0 | 0 | 0 | 0 | 0.074088 | 0 | 0 | 0 | 0 | 0 | 0 | 0 | 0 | 0 | 0 | [11 empty] | WLDFR | HFTD - Distribution - 2QU CoRE ¦ 3QU LoRE | Red Flag Warning - Catastrophic Fires | 2022 | 0 | 7.3606e-06 | 0 | 0 | 0 | 0 | 13650.1655 | 202.8477 | 8286.6934 | 5160.6244 | 0 | 0 | 0 | 0 | 0 | 0 | 5.3362e-05 | 0 | 0 | 0 | 0.10047 | 0 | 0.10047 | 0 | 0 | 0 | 0 | 0 | 0 | 0 | 0 | 0 | 0 | 0 | 0 |  |  | Patrols - Distribution OverheadWLDFREquipment / facility failureAggregated | WLDFR | HFTD - Distribution - 2QU CoRE ¦ 3QU LoRE | Red Flag Warning - Catastrophic Fires | Equipment / facility failure | Aggregated | 2022 | 7.0129e-06 | 1093.1673 | 0.0076663 | 2022 | Control | 0.046366 | 1 | 0 | esc | 0 | 0 | 0.0015332 | 7.3606e-06 | 0 | 0 | 0 | 0 | 0 | 0 | 0 | 0
[35 empty] | 7.3.6.6 Stationed and on-call ignition prevention and suppression resources and services | WLDFR | HFTD - Distribution - Tier 3 - 1QU CoRE ¦ 2QU LoRE | 2022 | 0.93458 | 0 | 0 | 0 | 0 | 0 | 0 | 0 | 0 | 0 | 0 | 0.071536 | 0.071536 | 0 | 0 | 0 | 0 | 0 | 0 | 0.066856 | 0 | 0 | 0 | 0 | 0 | 0.071536 | 0.066856 | 0.071536 | 0.066856 | [11 empty] | WLDFR | HFTD - Distribution - 2QU CoRE ¦ 3QU LoRE | Red Flag Warning - Catastrophic Fires | 2023 | 0 | 0 | 1.1458e-05 | 0 | 0 | 0 | 13668.067 | 202.8477 | 8304.5949 | 5160.6244 | 0 | 0 | 0 | 0 | 0 | 0 | 5.5456e-05 | 0 | 0 | 0 | 0 | 0 | 0 | 0.15661 | 0 | 0.15661 | 0 | 0 | 0 | 0 | 0 | 0 | 0 | 0 | 0 |  |  | Patrols - Distribution OverheadWLDFREquipment / facility failureAggregated | WLDFR | HFTD - Distribution - 2QU CoRE ¦ 3QU LoRE | Red Flag Warning - Catastrophic Fires | Equipment / facility failure | Aggregated | 2023 | 7.2477e-06 | 1093.1673 | 0.007923 | 2023 | Control | 0.046366 | 1 | 0 | esc | 0 | 0 | 0 | 0 | 0.0015768 | 1.1458e-05 | 0 | 0 | 0 | 0 | 0 | 0
[35 empty] | 7.3.6.6 Stationed and on-call ignition prevention and suppression resources and services | WLDFR | HFTD - Distribution - Tier 3 - 1QU CoRE ¦ 2QU LoRE | 2023 | 0.87344 | 0 | 0 | 0 | 0 | 0 | 0 | 0 | 0 | 0 | 0 | 0 | 0 | 0 | 0 | 0.074159 | 0.074159 | 0 | 0 | 0 | 0.064773 | 0 | 0 | 0 | 0 | 0 | 0 | 0 | 0 | [11 empty] | WLDFR | HFTD - Distribution - 2QU CoRE ¦ 3QU LoRE | Red Flag Warning - Catastrophic Fires | 2024 | 0 | 0 | 0 | 1.1458e-05 | 0 | 0 | 13668.067 | 202.8477 | 8304.5949 | 5160.6244 | 0 | 0 | 0 | 0 | 0 | 0 | 5.5456e-05 | 0 | 0 | 0 | 0 | 0 | 0 | 0 | 0 | 0 | 0.15661 | 0 | 0.15661 | 0 | 0 | 0 | 0 | 0 | 0 |  |  | Patrols - Distribution OverheadWLDFREquipment / facility failureAggregated | WLDFR | HFTD - Distribution - 2QU CoRE ¦ 3QU LoRE | Red Flag Warning - Catastrophic Fires | Equipment / facility failure | Aggregated | 2024 | 7.2477e-06 | 1093.1673 | 0.007923 | 2024 | Control | 0.046366 | 1 | 0 | esc | 0 | 0 | 0 | 0 | 0 | 0 | 0.0015768 | 1.1458e-05 | 0 | 0 | 0 | 0
[35 empty] | 7.3.6.6 Stationed and on-call ignition prevention and suppression resources and services | WLDFR | HFTD - Distribution - Tier 3 - 1QU CoRE ¦ 3QU LoRE | 2020 | 1 | 0 | 0 | 0.012189 | 0.012189 | 0 | 0 | 0 | 0 | 0 | 0 | 0 | 0 | 0 | 0 | 0 | 0 | 0.012189 | 0 | 0 | 0 | 0 | 0 | 0 | 0 | 0 | 0 | 0 | 0 | [11 empty] | WLDFR | HFTD - Distribution - 2QU CoRE ¦ 3QU LoRE | Red Flag Warning - Catastrophic Fires | 2025 | 0 | 0 | 0 | 0 | 1.1458e-05 | 0 | 13668.067 | 202.8477 | 8304.5949 | 5160.6244 | 0 | 0 | 0 | 0 | 0 | 0 | 5.5456e-05 | 0 | 0 | 0 | 0 | 0 | 0 | 0 | 0 | 0 | 0 | 0 | 0 | 0.15661 | 0 | 0.15661 | 0 | 0 | 0 |  |  | Patrols - Distribution OverheadWLDFREquipment / facility failureAggregated | WLDFR | HFTD - Distribution - 2QU CoRE ¦ 3QU LoRE | Red Flag Warning - Catastrophic Fires | Equipment / facility failure | Aggregated | 2025 | 7.2477e-06 | 1093.1673 | 0.007923 | 2025 | Control | 0.046366 | 1 | 0 | esc | 0 | 0 | 0 | 0 | 0 | 0 | 0 | 0 | 0.0015768 | 1.1458e-05 | 0 | 0
[35 empty] | 7.3.6.6 Stationed and on-call ignition prevention and suppression resources and services | WLDFR | HFTD - Distribution - Tier 3 - 1QU CoRE ¦ 3QU LoRE | 2021 | 1 | 0 | 0 | 0 | 0 | 0 | 0 | 0.012189 | 0.012189 | 0 | 0 | 0 | 0 | 0 | 0 | 0 | 0 | 0 | 0.012189 | 0 | 0 | 0 | 0 | 0 | 0 | 0 | 0 | 0 | 0 | [11 empty] | WLDFR | HFTD - Distribution - 2QU CoRE ¦ 3QU LoRE | Red Flag Warning - Catastrophic Fires | 2026 | 0 | 0 | 0 | 0 | 0 | 1.1458e-05 | 13668.067 | 202.8477 | 8304.5949 | 5160.6244 | 0 | 0 | 0 | 0 | 0 | 0 | 5.5456e-05 | 0 | 0 | 0 | 0 | 0 | 0 | 0 | 0 | 0 | 0 | 0 | 0 | 0 | 0 | 0 | 0.15661 | 0 | 0.15661 |  |  | Patrols - Distribution OverheadWLDFREquipment / facility failureAggregated | WLDFR | HFTD - Distribution - 2QU CoRE ¦ 3QU LoRE | Red Flag Warning - Catastrophic Fires | Equipment / facility failure | Aggregated | 2026 | 7.2477e-06 | 1093.1673 | 0.007923 | 2026 | Control | 0.046366 | 1 | 0 | esc | 0 | 0 | 0 | 0 | 0 | 0 | 0 | 0 | 0 | 0 | 0.0015768 | 1.1458e-05
[35 empty] | 7.3.6.6 Stationed and on-call ignition prevention and suppression resources and services | WLDFR | HFTD - Distribution - Tier 3 - 1QU CoRE ¦ 3QU LoRE | 2022 | 0.93458 | 0 | 0 | 0 | 0 | 0 | 0 | 0 | 0 | 0 | 0 | 0.016881 | 0.016881 | 0 | 0 | 0 | 0 | 0 | 0 | 0.015777 | 0 | 0 | 0 | 0 | 0 | 0.016881 | 0.015777 | 0.016881 | 0.015777 | [11 empty] | WLDFR | HFTD - Distribution - 2QU CoRE ¦ 3QU LoRE | Red Flag Warning - Destructive Fires | 2021 | 1.5403e-06 | 0 | 0 | 0 | 0 | 0 | 8638.8464 | 212.4034 | 8426.443 | 0 | 0 | 0 | 0 | 0 | 0 | 0 | 7.435e-06 | 0.013307 | 0 | 0.013307 | 0 | 0 | 0 | 0 | 0 | 0 | 0 | 0 | 0 | 0 | 0 | 0 | 0 | 0 | 0 |  |  | Patrols - Distribution OverheadWLDFREquipment / facility failureAggregated | WLDFR | HFTD - Distribution - 2QU CoRE ¦ 3QU LoRE | Red Flag Warning - Destructive Fires | Equipment / facility failure | Aggregated | 2021 | 1.5252e-06 | 1093.1673 | 0.0016673 | 2021 | Control | 0.046366 | 1 | 0 | esc | 0.00032086 | 1.5403e-06 | 0 | 0 | 0 | 0 | 0 | 0 | 0 | 0 | 0 | 0
[35 empty] | 7.3.6.6 Stationed and on-call ignition prevention and suppression resources and services | WLDFR | HFTD - Distribution - Tier 3 - 1QU CoRE ¦ 3QU LoRE | 2023 | 0.87344 | 0 | 0 | 0 | 0 | 0 | 0 | 0 | 0 | 0 | 0 | 0 | 0 | 0 | 0 | 0.0175 | 0.0175 | 0 | 0 | 0 | 0.015285 | 0 | 0 | 0 | 0 | 0 | 0 | 0 | 0 | [11 empty] | WLDFR | HFTD - Distribution - 2QU CoRE ¦ 3QU LoRE | Red Flag Warning - Destructive Fires | 2022 | 0 | 1.5301e-06 | 0 | 0 | 0 | 0 | 8489.5411 | 202.8477 | 8286.6934 | 0 | 0 | 0 | 0 | 0 | 0 | 0 | 7.0701e-06 | 0 | 0 | 0 | 0.01299 | 0 | 0.01299 | 0 | 0 | 0 | 0 | 0 | 0 | 0 | 0 | 0 | 0 | 0 | 0 |  |  | Patrols - Distribution OverheadWLDFREquipment / facility failureAggregated | WLDFR | HFTD - Distribution - 2QU CoRE ¦ 3QU LoRE | Red Flag Warning - Destructive Fires | Equipment / facility failure | Aggregated | 2022 | 1.4579e-06 | 1093.1673 | 0.0015937 | 2022 | Control | 0.046366 | 1 | 0 | esc | 0 | 0 | 0.00031873 | 1.5301e-06 | 0 | 0 | 0 | 0 | 0 | 0 | 0 | 0
[35 empty] | 7.3.6.6 Stationed and on-call ignition prevention and suppression resources and services | WLDFR | HFTD - Distribution - Tier 3 - 1QU CoRE ¦ 4QU LoRE | 2020 | 1 | 0 | 0 | 0.029443 | 0.029443 | 0 | 0 | 0 | 0 | 0 | 0 | 0 | 0 | 0 | 0 | 0 | 0 | 0.029443 | 0 | 0 | 0 | 0 | 0 | 0 | 0 | 0 | 0 | 0 | 0 | [11 empty] | WLDFR | HFTD - Distribution - 2QU CoRE ¦ 3QU LoRE | Red Flag Warning - Destructive Fires | 2023 | 0 | 0 | 2.382e-06 | 0 | 0 | 0 | 8507.4426 | 202.8477 | 8304.5949 | 0 | 0 | 0 | 0 | 0 | 0 | 0 | 7.344e-06 | 0 | 0 | 0 | 0 | 0 | 0 | 0.020265 | 0 | 0.020265 | 0 | 0 | 0 | 0 | 0 | 0 | 0 | 0 | 0 |  |  | Patrols - Distribution OverheadWLDFREquipment / facility failureAggregated | WLDFR | HFTD - Distribution - 2QU CoRE ¦ 3QU LoRE | Red Flag Warning - Destructive Fires | Equipment / facility failure | Aggregated | 2023 | 1.5067e-06 | 1093.1673 | 0.001647 | 2023 | Control | 0.046366 | 1 | 0 | esc | 0 | 0 | 0 | 0 | 0.00032779 | 2.382e-06 | 0 | 0 | 0 | 0 | 0 | 0
[35 empty] | 7.3.6.6 Stationed and on-call ignition prevention and suppression resources and services | WLDFR | HFTD - Distribution - Tier 3 - 1QU CoRE ¦ 4QU LoRE | 2021 | 1 | 0 | 0 | 0 | 0 | 0 | 0 | 0.029443 | 0.029443 | 0 | 0 | 0 | 0 | 0 | 0 | 0 | 0 | 0 | 0.029443 | 0 | 0 | 0 | 0 | 0 | 0 | 0 | 0 | 0 | 0 | [11 empty] | WLDFR | HFTD - Distribution - 2QU CoRE ¦ 3QU LoRE | Red Flag Warning - Destructive Fires | 2024 | 0 | 0 | 0 | 2.382e-06 | 0 | 0 | 8507.4426 | 202.8477 | 8304.5949 | 0 | 0 | 0 | 0 | 0 | 0 | 0 | 7.344e-06 | 0 | 0 | 0 | 0 | 0 | 0 | 0 | 0 | 0 | 0.020265 | 0 | 0.020265 | 0 | 0 | 0 | 0 | 0 | 0 |  |  | Patrols - Distribution OverheadWLDFREquipment / facility failureAggregated | WLDFR | HFTD - Distribution - 2QU CoRE ¦ 3QU LoRE | Red Flag Warning - Destructive Fires | Equipment / facility failure | Aggregated | 2024 | 1.5067e-06 | 1093.1673 | 0.001647 | 2024 | Control | 0.046366 | 1 | 0 | esc | 0 | 0 | 0 | 0 | 0 | 0 | 0.00032779 | 2.382e-06 | 0 | 0 | 0 | 0
[35 empty] | 7.3.6.6 Stationed and on-call ignition prevention and suppression resources and services | WLDFR | HFTD - Distribution - Tier 3 - 1QU CoRE ¦ 4QU LoRE | 2022 | 0.93458 | 0 | 0 | 0 | 0 | 0 | 0 | 0 | 0 | 0 | 0 | 0.026699 | 0.026699 | 0 | 0 | 0 | 0 | 0 | 0 | 0.024952 | 0 | 0 | 0 | 0 | 0 | 0.026699 | 0.024952 | 0.026699 | 0.024952 | [11 empty] | WLDFR | HFTD - Distribution - 2QU CoRE ¦ 3QU LoRE | Red Flag Warning - Destructive Fires | 2025 | 0 | 0 | 0 | 0 | 2.382e-06 | 0 | 8507.4426 | 202.8477 | 8304.5949 | 0 | 0 | 0 | 0 | 0 | 0 | 0 | 7.344e-06 | 0 | 0 | 0 | 0 | 0 | 0 | 0 | 0 | 0 | 0 | 0 | 0 | 0.020265 | 0 | 0.020265 | 0 | 0 | 0 |  |  | Patrols - Distribution OverheadWLDFREquipment / facility failureAggregated | WLDFR | HFTD - Distribution - 2QU CoRE ¦ 3QU LoRE | Red Flag Warning - Destructive Fires | Equipment / facility failure | Aggregated | 2025 | 1.5067e-06 | 1093.1673 | 0.001647 | 2025 | Control | 0.046366 | 1 | 0 | esc | 0 | 0 | 0 | 0 | 0 | 0 | 0 | 0 | 0.00032779 | 2.382e-06 | 0 | 0
[35 empty] | 7.3.6.6 Stationed and on-call ignition prevention and suppression resources and services | WLDFR | HFTD - Distribution - Tier 3 - 1QU CoRE ¦ 4QU LoRE | 2023 | 0.87344 | 0 | 0 | 0 | 0 | 0 | 0 | 0 | 0 | 0 | 0 | 0 | 0 | 0 | 0 | 0.027677 | 0.027677 | 0 | 0 | 0 | 0.024175 | 0 | 0 | 0 | 0 | 0 | 0 | 0 | 0 | [11 empty] | WLDFR | HFTD - Distribution - 2QU CoRE ¦ 3QU LoRE | Red Flag Warning - Destructive Fires | 2026 | 0 | 0 | 0 | 0 | 0 | 2.382e-06 | 8507.4426 | 202.8477 | 8304.5949 | 0 | 0 | 0 | 0 | 0 | 0 | 0 | 7.344e-06 | 0 | 0 | 0 | 0 | 0 | 0 | 0 | 0 | 0 | 0 | 0 | 0 | 0 | 0 | 0 | 0.020265 | 0 | 0.020265 |  |  | Patrols - Distribution OverheadWLDFREquipment / facility failureAggregated | WLDFR | HFTD - Distribution - 2QU CoRE ¦ 3QU LoRE | Red Flag Warning - Destructive Fires | Equipment / facility failure | Aggregated | 2026 | 1.5067e-06 | 1093.1673 | 0.001647 | 2026 | Control | 0.046366 | 1 | 0 | esc | 0 | 0 | 0 | 0 | 0 | 0 | 0 | 0 | 0 | 0 | 0.00032779 | 2.382e-06
[35 empty] | 7.3.6.6 Stationed and on-call ignition prevention and suppression resources and services | WLDFR | HFTD - Distribution - Tier 3 - 1QU CoRE ¦ 5QU LoRE | 2020 | 1 | 0 | 0 | 0.013707 | 0.013707 | 0 | 0 | 0 | 0 | 0 | 0 | 0 | 0 | 0 | 0 | 0 | 0 | 0.013707 | 0 | 0 | 0 | 0 | 0 | 0 | 0 | 0 | 0 | 0 | 0 | [11 empty] | WLDFR | HFTD - Distribution - 2QU CoRE ¦ 3QU LoRE | Red Flag Warning - Large Fires | 2021 | 9.4826e-06 | 0 | 0 | 0 | 0 | 0 | 5.1078 | 0.69027 | 2.8264 | 1.5911 | 0 | 0 | 0 | 0 | 0 | 0 | 4.2084e-05 | 4.8435e-05 | 0 | 4.8435e-05 | 0 | 0 | 0 | 0 | 0 | 0 | 0 | 0 | 0 | 0 | 0 | 0 | 0 | 0 | 0 |  |  | Patrols - Distribution OverheadWLDFREquipment / facility failureAggregated | WLDFR | HFTD - Distribution - 2QU CoRE ¦ 3QU LoRE | Red Flag Warning - Large Fires | Equipment / facility failure | Aggregated | 2021 | 9.3893e-06 | 1093.1673 | 0.010264 | 2021 | Control | 0.046366 | 1 | 0 | esc | 0.0019753 | 9.4826e-06 | 0 | 0 | 0 | 0 | 0 | 0 | 0 | 0 | 0 | 0
[35 empty] | 7.3.6.6 Stationed and on-call ignition prevention and suppression resources and services | WLDFR | HFTD - Distribution - Tier 3 - 1QU CoRE ¦ 5QU LoRE | 2021 | 1 | 0 | 0 | 0 | 0 | 0 | 0 | 0.013707 | 0.013707 | 0 | 0 | 0 | 0 | 0 | 0 | 0 | 0 | 0 | 0.013707 | 0 | 0 | 0 | 0 | 0 | 0 | 0 | 0 | 0 | 0 | [11 empty] | WLDFR | HFTD - Distribution - 2QU CoRE ¦ 3QU LoRE | Red Flag Warning - Large Fires | 2022 | 0 | 9.4199e-06 | 0 | 0 | 0 | 0 | 5.0739 | 0.68415 | 2.8096 | 1.5801 | 0 | 0 | 0 | 0 | 0 | 0 | 4.003e-05 | 0 | 0 | 0 | 4.7795e-05 | 0 | 4.7795e-05 | 0 | 0 | 0 | 0 | 0 | 0 | 0 | 0 | 0 | 0 | 0 | 0 |  |  | Patrols - Distribution OverheadWLDFREquipment / facility failureAggregated | WLDFR | HFTD - Distribution - 2QU CoRE ¦ 3QU LoRE | Red Flag Warning - Large Fires | Equipment / facility failure | Aggregated | 2022 | 8.9749e-06 | 1093.1673 | 0.009811 | 2022 | Control | 0.046366 | 1 | 0 | esc | 0 | 0 | 0.0019622 | 9.4199e-06 | 0 | 0 | 0 | 0 | 0 | 0 | 0 | 0
[35 empty] | 7.3.6.6 Stationed and on-call ignition prevention and suppression resources and services | WLDFR | HFTD - Distribution - Tier 3 - 1QU CoRE ¦ 5QU LoRE | 2022 | 0.93458 | 0 | 0 | 0 | 0 | 0 | 0 | 0 | 0 | 0 | 0 | 0.014566 | 0.014566 | 0 | 0 | 0 | 0 | 0 | 0 | 0.013614 | 0 | 0 | 0 | 0 | 0 | 0.014566 | 0.013614 | 0.014566 | 0.013614 | [11 empty] | WLDFR | HFTD - Distribution - 2QU CoRE ¦ 3QU LoRE | Red Flag Warning - Large Fires | 2023 | 0 | 0 | 1.4664e-05 | 0 | 0 | 0 | 5.1712 | 0.68415 | 2.907 | 1.5801 | 0 | 0 | 0 | 0 | 0 | 0 | 4.1576e-05 | 0 | 0 | 0 | 0 | 0 | 0 | 7.5831e-05 | 0 | 7.5831e-05 | 0 | 0 | 0 | 0 | 0 | 0 | 0 | 0 | 0 |  |  | Patrols - Distribution OverheadWLDFREquipment / facility failureAggregated | WLDFR | HFTD - Distribution - 2QU CoRE ¦ 3QU LoRE | Red Flag Warning - Large Fires | Equipment / facility failure | Aggregated | 2023 | 9.2754e-06 | 1093.1673 | 0.01014 | 2023 | Control | 0.046366 | 1 | 0 | esc | 0 | 0 | 0 | 0 | 0.002018 | 1.4664e-05 | 0 | 0 | 0 | 0 | 0 | 0
[35 empty] | 7.3.6.6 Stationed and on-call ignition prevention and suppression resources and services | WLDFR | HFTD - Distribution - Tier 3 - 1QU CoRE ¦ 5QU LoRE | 2023 | 0.87344 | 0 | 0 | 0 | 0 | 0 | 0 | 0 | 0 | 0 | 0 | 0 | 0 | 0 | 0 | 0.0151 | 0.0151 | 0 | 0 | 0 | 0.013189 | 0 | 0 | 0 | 0 | 0 | 0 | 0 | 0 | [11 empty] | WLDFR | HFTD - Distribution - 2QU CoRE ¦ 3QU LoRE | Red Flag Warning - Large Fires | 2024 | 0 | 0 | 0 | 1.4664e-05 | 0 | 0 | 5.1712 | 0.68415 | 2.907 | 1.5801 | 0 | 0 | 0 | 0 | 0 | 0 | 4.1576e-05 | 0 | 0 | 0 | 0 | 0 | 0 | 0 | 0 | 0 | 7.5831e-05 | 0 | 7.5831e-05 | 0 | 0 | 0 | 0 | 0 | 0 |  |  | Patrols - Distribution OverheadWLDFREquipment / facility failureAggregated | WLDFR | HFTD - Distribution - 2QU CoRE ¦ 3QU LoRE | Red Flag Warning - Large Fires | Equipment / facility failure | Aggregated | 2024 | 9.2754e-06 | 1093.1673 | 0.01014 | 2024 | Control | 0.046366 | 1 | 0 | esc | 0 | 0 | 0 | 0 | 0 | 0 | 0.002018 | 1.4664e-05 | 0 | 0 | 0 | 0
[35 empty] | 7.3.6.6 Stationed and on-call ignition prevention and suppression resources and services | WLDFR | HFTD - Distribution - Tier 3 - 2QU CoRE ¦ 1QU LoRE | 2020 | 1 | 0 | 0 | 0.067545 | 0.067545 | 0 | 0 | 0 | 0 | 0 | 0 | 0 | 0 | 0 | 0 | 0 | 0 | 0.067545 | 0 | 0 | 0 | 0 | 0 | 0 | 0 | 0 | 0 | 0 | 0 | [11 empty] | WLDFR | HFTD - Distribution - 2QU CoRE ¦ 3QU LoRE | Red Flag Warning - Large Fires | 2025 | 0 | 0 | 0 | 0 | 1.4664e-05 | 0 | 5.1712 | 0.68415 | 2.907 | 1.5801 | 0 | 0 | 0 | 0 | 0 | 0 | 4.1576e-05 | 0 | 0 | 0 | 0 | 0 | 0 | 0 | 0 | 0 | 0 | 0 | 0 | 7.5831e-05 | 0 | 7.5831e-05 | 0 | 0 | 0 |  |  | Patrols - Distribution OverheadWLDFREquipment / facility failureAggregated | WLDFR | HFTD - Distribution - 2QU CoRE ¦ 3QU LoRE | Red Flag Warning - Large Fires | Equipment / facility failure | Aggregated | 2025 | 9.2754e-06 | 1093.1673 | 0.01014 | 2025 | Control | 0.046366 | 1 | 0 | esc | 0 | 0 | 0 | 0 | 0 | 0 | 0 | 0 | 0.002018 | 1.4664e-05 | 0 | 0
[35 empty] | 7.3.6.6 Stationed and on-call ignition prevention and suppression resources and services | WLDFR | HFTD - Distribution - Tier 3 - 2QU CoRE ¦ 1QU LoRE | 2021 | 1 | 0 | 0 | 0 | 0 | 0 | 0 | 0.067545 | 0.067545 | 0 | 0 | 0 | 0 | 0 | 0 | 0 | 0 | 0 | 0.067545 | 0 | 0 | 0 | 0 | 0 | 0 | 0 | 0 | 0 | 0 | [11 empty] | WLDFR | HFTD - Distribution - 2QU CoRE ¦ 3QU LoRE | Red Flag Warning - Large Fires | 2026 | 0 | 0 | 0 | 0 | 0 | 1.4664e-05 | 5.1712 | 0.68415 | 2.907 | 1.5801 | 0 | 0 | 0 | 0 | 0 | 0 | 4.1576e-05 | 0 | 0 | 0 | 0 | 0 | 0 | 0 | 0 | 0 | 0 | 0 | 0 | 0 | 0 | 0 | 7.5831e-05 | 0 | 7.5831e-05 |  |  | Patrols - Distribution OverheadWLDFREquipment / facility failureAggregated | WLDFR | HFTD - Distribution - 2QU CoRE ¦ 3QU LoRE | Red Flag Warning - Large Fires | Equipment / facility failure | Aggregated | 2026 | 9.2754e-06 | 1093.1673 | 0.01014 | 2026 | Control | 0.046366 | 1 | 0 | esc | 0 | 0 | 0 | 0 | 0 | 0 | 0 | 0 | 0 | 0 | 0.002018 | 1.4664e-05
[35 empty] | 7.3.6.6 Stationed and on-call ignition prevention and suppression resources and services | WLDFR | HFTD - Distribution - Tier 3 - 2QU CoRE ¦ 1QU LoRE | 2022 | 0.93458 | 0 | 0 | 0 | 0 | 0 | 0 | 0 | 0 | 0 | 0 | 0.056289 | 0.056289 | 0 | 0 | 0 | 0 | 0 | 0 | 0.052606 | 0 | 0 | 0 | 0 | 0 | 0.056289 | 0.052606 | 0.056289 | 0.052606 | [11 empty] | WLDFR | HFTD - Distribution - 2QU CoRE ¦ 3QU LoRE | Red Flag Warning - Small Fires | 2021 | 2.9155e-05 | 0 | 0 | 0 | 0 | 0 | 0.077861 | 0.036425 | 0.0015416 | 0.039895 | 0 | 0 | 0 | 0 | 0 | 0 | 0.00047746 | 2.27e-06 | 0 | 2.27e-06 | 0 | 0 | 0 | 0 | 0 | 0 | 0 | 0 | 0 | 0 | 0 | 0 | 0 | 0 | 0 |  |  | Patrols - Distribution OverheadWLDFREquipment / facility failureAggregated | WLDFR | HFTD - Distribution - 2QU CoRE ¦ 3QU LoRE | Red Flag Warning - Small Fires | Equipment / facility failure | Aggregated | 2021 | 2.8868e-05 | 1093.1673 | 0.031557 | 2021 | Control | 0.046366 | 1 | 0 | esc | 0.0060731 | 2.9155e-05 | 0 | 0 | 0 | 0 | 0 | 0 | 0 | 0 | 0 | 0
[35 empty] | 7.3.6.6 Stationed and on-call ignition prevention and suppression resources and services | WLDFR | HFTD - Distribution - Tier 3 - 2QU CoRE ¦ 1QU LoRE | 2023 | 0.87344 | 0 | 0 | 0 | 0 | 0 | 0 | 0 | 0 | 0 | 0 | 0 | 0 | 0 | 0 | 0.058352 | 0.058352 | 0 | 0 | 0 | 0.050967 | 0 | 0 | 0 | 0 | 0 | 0 | 0 | 0 | [11 empty] | WLDFR | HFTD - Distribution - 2QU CoRE ¦ 3QU LoRE | Red Flag Warning - Small Fires | 2022 | 0 | 2.9186e-05 | 0 | 0 | 0 | 0 | 0.077861 | 0.036425 | 0.0015416 | 0.039895 | 0 | 0 | 0 | 0 | 0 | 0 | 0.00045767 | 0 | 0 | 0 | 2.2725e-06 | 0 | 2.2725e-06 | 0 | 0 | 0 | 0 | 0 | 0 | 0 | 0 | 0 | 0 | 0 | 0 |  |  | Patrols - Distribution OverheadWLDFREquipment / facility failureAggregated | WLDFR | HFTD - Distribution - 2QU CoRE ¦ 3QU LoRE | Red Flag Warning - Small Fires | Equipment / facility failure | Aggregated | 2022 | 2.7807e-05 | 1093.1673 | 0.030398 | 2022 | Control | 0.046366 | 1 | 0 | esc | 0 | 0 | 0.0060796 | 2.9186e-05 | 0 | 0 | 0 | 0 | 0 | 0 | 0 | 0
[35 empty] | 7.3.6.6 Stationed and on-call ignition prevention and suppression resources and services | WLDFR | HFTD - Distribution - Tier 3 - 2QU CoRE ¦ 2QU LoRE | 2020 | 1 | 0 | 0 | 0.064702 | 0.064702 | 0 | 0 | 0 | 0 | 0 | 0 | 0 | 0 | 0 | 0 | 0 | 0 | 0.064702 | 0 | 0 | 0 | 0 | 0 | 0 | 0 | 0 | 0 | 0 | 0 | [11 empty] | WLDFR | HFTD - Distribution - 2QU CoRE ¦ 3QU LoRE | Red Flag Warning - Small Fires | 2023 | 0 | 0 | 4.5368e-05 | 0 | 0 | 0 | 0.077901 | 0.036425 | 0.0015809 | 0.039895 | 0 | 0 | 0 | 0 | 0 | 0 | 0.00047498 | 0 | 0 | 0 | 0 | 0 | 0 | 3.5342e-06 | 0 | 3.5342e-06 | 0 | 0 | 0 | 0 | 0 | 0 | 0 | 0 | 0 |  |  | Patrols - Distribution OverheadWLDFREquipment / facility failureAggregated | WLDFR | HFTD - Distribution - 2QU CoRE ¦ 3QU LoRE | Red Flag Warning - Small Fires | Equipment / facility failure | Aggregated | 2023 | 2.8697e-05 | 1093.1673 | 0.03137 | 2023 | Control | 0.046366 | 1 | 0 | esc | 0 | 0 | 0 | 0 | 0.0062432 | 4.5368e-05 | 0 | 0 | 0 | 0 | 0 | 0
[35 empty] | 7.3.6.6 Stationed and on-call ignition prevention and suppression resources and services | WLDFR | HFTD - Distribution - Tier 3 - 2QU CoRE ¦ 2QU LoRE | 2021 | 1 | 0 | 0 | 0 | 0 | 0 | 0 | 0.064702 | 0.064702 | 0 | 0 | 0 | 0 | 0 | 0 | 0 | 0 | 0 | 0.064702 | 0 | 0 | 0 | 0 | 0 | 0 | 0 | 0 | 0 | 0 | [11 empty] | WLDFR | HFTD - Distribution - 2QU CoRE ¦ 3QU LoRE | Red Flag Warning - Small Fires | 2024 | 0 | 0 | 0 | 4.5368e-05 | 0 | 0 | 0.077901 | 0.036425 | 0.0015809 | 0.039895 | 0 | 0 | 0 | 0 | 0 | 0 | 0.00047498 | 0 | 0 | 0 | 0 | 0 | 0 | 0 | 0 | 0 | 3.5342e-06 | 0 | 3.5342e-06 | 0 | 0 | 0 | 0 | 0 | 0 |  |  | Patrols - Distribution OverheadWLDFREquipment / facility failureAggregated | WLDFR | HFTD - Distribution - 2QU CoRE ¦ 3QU LoRE | Red Flag Warning - Small Fires | Equipment / facility failure | Aggregated | 2024 | 2.8697e-05 | 1093.1673 | 0.03137 | 2024 | Control | 0.046366 | 1 | 0 | esc | 0 | 0 | 0 | 0 | 0 | 0 | 0.0062432 | 4.5368e-05 | 0 | 0 | 0 | 0
[35 empty] | 7.3.6.6 Stationed and on-call ignition prevention and suppression resources and services | WLDFR | HFTD - Distribution - Tier 3 - 2QU CoRE ¦ 2QU LoRE | 2022 | 0.93458 | 0 | 0 | 0 | 0 | 0 | 0 | 0 | 0 | 0 | 0 | 0.055696 | 0.055696 | 0 | 0 | 0 | 0 | 0 | 0 | 0.052053 | 0 | 0 | 0 | 0 | 0 | 0.055696 | 0.052053 | 0.055696 | 0.052053 | [11 empty] | WLDFR | HFTD - Distribution - 2QU CoRE ¦ 3QU LoRE | Red Flag Warning - Small Fires | 2025 | 0 | 0 | 0 | 0 | 4.5368e-05 | 0 | 0.077901 | 0.036425 | 0.0015809 | 0.039895 | 0 | 0 | 0 | 0 | 0 | 0 | 0.00047498 | 0 | 0 | 0 | 0 | 0 | 0 | 0 | 0 | 0 | 0 | 0 | 0 | 3.5342e-06 | 0 | 3.5342e-06 | 0 | 0 | 0 |  |  | Patrols - Distribution OverheadWLDFREquipment / facility failureAggregated | WLDFR | HFTD - Distribution - 2QU CoRE ¦ 3QU LoRE | Red Flag Warning - Small Fires | Equipment / facility failure | Aggregated | 2025 | 2.8697e-05 | 1093.1673 | 0.03137 | 2025 | Control | 0.046366 | 1 | 0 | esc | 0 | 0 | 0 | 0 | 0 | 0 | 0 | 0 | 0.0062432 | 4.5368e-05 | 0 | 0
[35 empty] | 7.3.6.6 Stationed and on-call ignition prevention and suppression resources and services | WLDFR | HFTD - Distribution - Tier 3 - 2QU CoRE ¦ 2QU LoRE | 2023 | 0.87344 | 0 | 0 | 0 | 0 | 0 | 0 | 0 | 0 | 0 | 0 | 0 | 0 | 0 | 0 | 0.057738 | 0.057738 | 0 | 0 | 0 | 0.050431 | 0 | 0 | 0 | 0 | 0 | 0 | 0 | 0 | [11 empty] | WLDFR | HFTD - Distribution - 2QU CoRE ¦ 3QU LoRE | Red Flag Warning - Small Fires | 2026 | 0 | 0 | 0 | 0 | 0 | 4.5368e-05 | 0.077901 | 0.036425 | 0.0015809 | 0.039895 | 0 | 0 | 0 | 0 | 0 | 0 | 0.00047498 | 0 | 0 | 0 | 0 | 0 | 0 | 0 | 0 | 0 | 0 | 0 | 0 | 0 | 0 | 0 | 3.5342e-06 | 0 | 3.5342e-06 |  |  | Patrols - Distribution OverheadWLDFREquipment / facility failureAggregated | WLDFR | HFTD - Distribution - 2QU CoRE ¦ 3QU LoRE | Red Flag Warning - Small Fires | Equipment / facility failure | Aggregated | 2026 | 2.8697e-05 | 1093.1673 | 0.03137 | 2026 | Control | 0.046366 | 1 | 0 | esc | 0 | 0 | 0 | 0 | 0 | 0 | 0 | 0 | 0 | 0 | 0.0062432 | 4.5368e-05
[35 empty] | 7.3.6.6 Stationed and on-call ignition prevention and suppression resources and services | WLDFR | HFTD - Distribution - Tier 3 - 2QU CoRE ¦ 3QU LoRE | 2020 | 1 | 0 | 0 | 0.038995 | 0.038995 | 0 | 0 | 0 | 0 | 0 | 0 | 0 | 0 | 0 | 0 | 0 | 0 | 0.038995 | 0 | 0 | 0 | 0 | 0 | 0 | 0 | 0 | 0 | 0 | 0 | [11 empty] | WLDFR | HFTD - Distribution - 2QU CoRE ¦ 4QU LoRE | Non-Red Flag Warning - Catastrophic Fires | 2021 | 1.7771e-08 | 0 | 0 | 0 | 0 | 0 | 13887.861 | 212.4034 | 8426.443 | 5249.0147 | 0 | 0 | 0 | 0 | 0 | 0 | 1.9936e-06 | 0.0002468 | 0 | 0.0002468 | 0 | 0 | 0 | 0 | 0 | 0 | 0 | 0 | 0 | 0 | 0 | 0 | 0 | 0 | 0 |  |  | Patrols - Distribution OverheadWLDFREquipment / facility failureAggregated | WLDFR | HFTD - Distribution - 2QU CoRE ¦ 4QU LoRE | Non-Red Flag Warning - Catastrophic Fires | Equipment / facility failure | Aggregated | 2021 | 1.7088e-08 | 1267.3833 | 2.1657e-05 | 2021 | Control | 0.046366 | 1 | 0 | esc | 3.7017e-06 | 1.7771e-08 | 0 | 0 | 0 | 0 | 0 | 0 | 0 | 0 | 0 | 0
[35 empty] | 7.3.6.6 Stationed and on-call ignition prevention and suppression resources and services | WLDFR | HFTD - Distribution - Tier 3 - 2QU CoRE ¦ 3QU LoRE | 2021 | 1 | 0 | 0 | 0 | 0 | 0 | 0 | 0.038995 | 0.038995 | 0 | 0 | 0 | 0 | 0 | 0 | 0 | 0 | 0 | 0.038995 | 0 | 0 | 0 | 0 | 0 | 0 | 0 | 0 | 0 | 0 | [11 empty] | WLDFR | HFTD - Distribution - 2QU CoRE ¦ 4QU LoRE | Non-Red Flag Warning - Catastrophic Fires | 2022 | 0 | 1.7641e-08 | 0 | 0 | 0 | 0 | 13650.1655 | 202.8477 | 8286.6934 | 5160.6244 | 0 | 0 | 0 | 0 | 0 | 0 | 1.9324e-06 | 0 | 0 | 0 | 0.0002408 | 0 | 0.0002408 | 0 | 0 | 0 | 0 | 0 | 0 | 0 | 0 | 0 | 0 | 0 | 0 |  |  | Patrols - Distribution OverheadWLDFREquipment / facility failureAggregated | WLDFR | HFTD - Distribution - 2QU CoRE ¦ 4QU LoRE | Non-Red Flag Warning - Catastrophic Fires | Equipment / facility failure | Aggregated | 2022 | 1.6342e-08 | 1267.3833 | 2.0711e-05 | 2022 | Control | 0.046366 | 1 | 0 | esc | 0 | 0 | 3.6747e-06 | 1.7641e-08 | 0 | 0 | 0 | 0 | 0 | 0 | 0 | 0
[35 empty] | 7.3.6.6 Stationed and on-call ignition prevention and suppression resources and services | WLDFR | HFTD - Distribution - Tier 3 - 2QU CoRE ¦ 3QU LoRE | 2022 | 0.93458 | 0 | 0 | 0 | 0 | 0 | 0 | 0 | 0 | 0 | 0 | 0.046932 | 0.046932 | 0 | 0 | 0 | 0 | 0 | 0 | 0.043861 | 0 | 0 | 0 | 0 | 0 | 0.046932 | 0.043861 | 0.046932 | 0.043861 | [11 empty] | WLDFR | HFTD - Distribution - 2QU CoRE ¦ 4QU LoRE | Non-Red Flag Warning - Catastrophic Fires | 2023 | 0 | 0 | 2.6551e-08 | 0 | 0 | 0 | 13668.067 | 202.8477 | 8304.5949 | 5160.6244 | 0 | 0 | 0 | 0 | 0 | 0 | 1.9335e-06 | 0 | 0 | 0 | 0 | 0 | 0 | 0.0003629 | 0 | 0.0003629 | 0 | 0 | 0 | 0 | 0 | 0 | 0 | 0 | 0 |  |  | Patrols - Distribution OverheadWLDFREquipment / facility failureAggregated | WLDFR | HFTD - Distribution - 2QU CoRE ¦ 4QU LoRE | Non-Red Flag Warning - Catastrophic Fires | Equipment / facility failure | Aggregated | 2023 | 1.6324e-08 | 1267.3833 | 2.0688e-05 | 2023 | Control | 0.046366 | 1 | 0 | esc | 0 | 0 | 0 | 0 | 3.6538e-06 | 2.6551e-08 | 0 | 0 | 0 | 0 | 0 | 0
[35 empty] | 7.3.6.6 Stationed and on-call ignition prevention and suppression resources and services | WLDFR | HFTD - Distribution - Tier 3 - 2QU CoRE ¦ 3QU LoRE | 2023 | 0.87344 | 0 | 0 | 0 | 0 | 0 | 0 | 0 | 0 | 0 | 0 | 0 | 0 | 0 | 0 | 0.048652 | 0.048652 | 0 | 0 | 0 | 0.042495 | 0 | 0 | 0 | 0 | 0 | 0 | 0 | 0 | [11 empty] | WLDFR | HFTD - Distribution - 2QU CoRE ¦ 4QU LoRE | Non-Red Flag Warning - Catastrophic Fires | 2024 | 0 | 0 | 0 | 2.6551e-08 | 0 | 0 | 13668.067 | 202.8477 | 8304.5949 | 5160.6244 | 0 | 0 | 0 | 0 | 0 | 0 | 1.9335e-06 | 0 | 0 | 0 | 0 | 0 | 0 | 0 | 0 | 0 | 0.0003629 | 0 | 0.0003629 | 0 | 0 | 0 | 0 | 0 | 0 |  |  | Patrols - Distribution OverheadWLDFREquipment / facility failureAggregated | WLDFR | HFTD - Distribution - 2QU CoRE ¦ 4QU LoRE | Non-Red Flag Warning - Catastrophic Fires | Equipment / facility failure | Aggregated | 2024 | 1.6324e-08 | 1267.3833 | 2.0688e-05 | 2024 | Control | 0.046366 | 1 | 0 | esc | 0 | 0 | 0 | 0 | 0 | 0 | 3.6538e-06 | 2.6551e-08 | 0 | 0 | 0 | 0
[35 empty] | 7.3.6.6 Stationed and on-call ignition prevention and suppression resources and services | WLDFR | HFTD - Distribution - Tier 3 - 2QU CoRE ¦ 4QU LoRE | 2020 | 1 | 0 | 0 | 0.010583 | 0.010583 | 0 | 0 | 0 | 0 | 0 | 0 | 0 | 0 | 0 | 0 | 0 | 0 | 0.010583 | 0 | 0 | 0 | 0 | 0 | 0 | 0 | 0 | 0 | 0 | 0 | [11 empty] | WLDFR | HFTD - Distribution - 2QU CoRE ¦ 4QU LoRE | Non-Red Flag Warning - Catastrophic Fires | 2025 | 0 | 0 | 0 | 0 | 2.6551e-08 | 0 | 13668.067 | 202.8477 | 8304.5949 | 5160.6244 | 0 | 0 | 0 | 0 | 0 | 0 | 1.9335e-06 | 0 | 0 | 0 | 0 | 0 | 0 | 0 | 0 | 0 | 0 | 0 | 0 | 0.0003629 | 0 | 0.0003629 | 0 | 0 | 0 |  |  | Patrols - Distribution OverheadWLDFREquipment / facility failureAggregated | WLDFR | HFTD - Distribution - 2QU CoRE ¦ 4QU LoRE | Non-Red Flag Warning - Catastrophic Fires | Equipment / facility failure | Aggregated | 2025 | 1.6324e-08 | 1267.3833 | 2.0688e-05 | 2025 | Control | 0.046366 | 1 | 0 | esc | 0 | 0 | 0 | 0 | 0 | 0 | 0 | 0 | 3.6538e-06 | 2.6551e-08 | 0 | 0
[35 empty] | 7.3.6.6 Stationed and on-call ignition prevention and suppression resources and services | WLDFR | HFTD - Distribution - Tier 3 - 2QU CoRE ¦ 4QU LoRE | 2021 | 1 | 0 | 0 | 0 | 0 | 0 | 0 | 0.010583 | 0.010583 | 0 | 0 | 0 | 0 | 0 | 0 | 0 | 0 | 0 | 0.010583 | 0 | 0 | 0 | 0 | 0 | 0 | 0 | 0 | 0 | 0 | [11 empty] | WLDFR | HFTD - Distribution - 2QU CoRE ¦ 4QU LoRE | Non-Red Flag Warning - Catastrophic Fires | 2026 | 0 | 0 | 0 | 0 | 0 | 2.6551e-08 | 13668.067 | 202.8477 | 8304.5949 | 5160.6244 | 0 | 0 | 0 | 0 | 0 | 0 | 1.9335e-06 | 0 | 0 | 0 | 0 | 0 | 0 | 0 | 0 | 0 | 0 | 0 | 0 | 0 | 0 | 0 | 0.0003629 | 0 | 0.0003629 |  |  | Patrols - Distribution OverheadWLDFREquipment / facility failureAggregated | WLDFR | HFTD - Distribution - 2QU CoRE ¦ 4QU LoRE | Non-Red Flag Warning - Catastrophic Fires | Equipment / facility failure | Aggregated | 2026 | 1.6324e-08 | 1267.3833 | 2.0688e-05 | 2026 | Control | 0.046366 | 1 | 0 | esc | 0 | 0 | 0 | 0 | 0 | 0 | 0 | 0 | 0 | 0 | 3.6538e-06 | 2.6551e-08
[35 empty] | 7.3.6.6 Stationed and on-call ignition prevention and suppression resources and services | WLDFR | HFTD - Distribution - Tier 3 - 2QU CoRE ¦ 4QU LoRE | 2022 | 0.93458 | 0 | 0 | 0 | 0 | 0 | 0 | 0 | 0 | 0 | 0 | 0.014986 | 0.014986 | 0 | 0 | 0 | 0 | 0 | 0 | 0.014006 | 0 | 0 | 0 | 0 | 0 | 0.014986 | 0.014006 | 0.014986 | 0.014006 | [11 empty] | WLDFR | HFTD - Distribution - 2QU CoRE ¦ 4QU LoRE | Non-Red Flag Warning - Destructive Fires | 2021 | 7.0102e-08 | 0 | 0 | 0 | 0 | 0 | 8638.8464 | 212.4034 | 8426.443 | 0 | 0 | 0 | 0 | 0 | 0 | 0 | 2.1925e-06 | 0.0006056 | 0 | 0.0006056 | 0 | 0 | 0 | 0 | 0 | 0 | 0 | 0 | 0 | 0 | 0 | 0 | 0 | 0 | 0 |  |  | Patrols - Distribution OverheadWLDFREquipment / facility failureAggregated | WLDFR | HFTD - Distribution - 2QU CoRE ¦ 4QU LoRE | Non-Red Flag Warning - Destructive Fires | Equipment / facility failure | Aggregated | 2021 | 6.7408e-08 | 1267.3833 | 8.5432e-05 | 2021 | Control | 0.046366 | 1 | 0 | esc | 1.4603e-05 | 7.0102e-08 | 0 | 0 | 0 | 0 | 0 | 0 | 0 | 0 | 0 | 0
[35 empty] | 7.3.6.6 Stationed and on-call ignition prevention and suppression resources and services | WLDFR | HFTD - Distribution - Tier 3 - 2QU CoRE ¦ 4QU LoRE | 2023 | 0.87344 | 0 | 0 | 0 | 0 | 0 | 0 | 0 | 0 | 0 | 0 | 0 | 0 | 0 | 0 | 0.015536 | 0.015536 | 0 | 0 | 0 | 0.013569 | 0 | 0 | 0 | 0 | 0 | 0 | 0 | 0 | [11 empty] | WLDFR | HFTD - Distribution - 2QU CoRE ¦ 4QU LoRE | Non-Red Flag Warning - Destructive Fires | 2022 | 0 | 6.9592e-08 | 0 | 0 | 0 | 0 | 8489.5411 | 202.8477 | 8286.6934 | 0 | 0 | 0 | 0 | 0 | 0 | 0 | 2.1142e-06 | 0 | 0 | 0 | 0.0005908 | 0 | 0.0005908 | 0 | 0 | 0 | 0 | 0 | 0 | 0 | 0 | 0 | 0 | 0 | 0 |  |  | Patrols - Distribution OverheadWLDFREquipment / facility failureAggregated | WLDFR | HFTD - Distribution - 2QU CoRE ¦ 4QU LoRE | Non-Red Flag Warning - Destructive Fires | Equipment / facility failure | Aggregated | 2022 | 6.4466e-08 | 1267.3833 | 8.1703e-05 | 2022 | Control | 0.046366 | 1 | 0 | esc | 0 | 0 | 1.4496e-05 | 6.9592e-08 | 0 | 0 | 0 | 0 | 0 | 0 | 0 | 0
[35 empty] | 7.3.6.6 Stationed and on-call ignition prevention and suppression resources and services | WLDFR | HFTD - Distribution - Tier 3 - 2QU CoRE ¦ 5QU LoRE | 2020 | 1 | 0 | 0 | 0.0038724 | 0.0038724 | 0 | 0 | 0 | 0 | 0 | 0 | 0 | 0 | 0 | 0 | 0 | 0 | 0.0038724 | 0 | 0 | 0 | 0 | 0 | 0 | 0 | 0 | 0 | 0 | 0 | [11 empty] | WLDFR | HFTD - Distribution - 2QU CoRE ¦ 4QU LoRE | Non-Red Flag Warning - Destructive Fires | 2023 | 0 | 0 | 1.0474e-07 | 0 | 0 | 0 | 8507.4426 | 202.8477 | 8304.5949 | 0 | 0 | 0 | 0 | 0 | 0 | 0 | 2.1195e-06 | 0 | 0 | 0 | 0 | 0 | 0 | 0.00089108 | 0 | 0.00089108 | 0 | 0 | 0 | 0 | 0 | 0 | 0 | 0 | 0 |  |  | Patrols - Distribution OverheadWLDFREquipment / facility failureAggregated | WLDFR | HFTD - Distribution - 2QU CoRE ¦ 4QU LoRE | Non-Red Flag Warning - Destructive Fires | Equipment / facility failure | Aggregated | 2023 | 6.4394e-08 | 1267.3833 | 8.1612e-05 | 2023 | Control | 0.046366 | 1 | 0 | esc | 0 | 0 | 0 | 0 | 1.4414e-05 | 1.0474e-07 | 0 | 0 | 0 | 0 | 0 | 0
[35 empty] | 7.3.6.6 Stationed and on-call ignition prevention and suppression resources and services | WLDFR | HFTD - Distribution - Tier 3 - 2QU CoRE ¦ 5QU LoRE | 2021 | 1 | 0 | 0 | 0 | 0 | 0 | 0 | 0.0038724 | 0.0038724 | 0 | 0 | 0 | 0 | 0 | 0 | 0 | 0 | 0 | 0.0038724 | 0 | 0 | 0 | 0 | 0 | 0 | 0 | 0 | 0 | 0 | [11 empty] | WLDFR | HFTD - Distribution - 2QU CoRE ¦ 4QU LoRE | Non-Red Flag Warning - Destructive Fires | 2024 | 0 | 0 | 0 | 1.0474e-07 | 0 | 0 | 8507.4426 | 202.8477 | 8304.5949 | 0 | 0 | 0 | 0 | 0 | 0 | 0 | 2.1195e-06 | 0 | 0 | 0 | 0 | 0 | 0 | 0 | 0 | 0 | 0.00089108 | 0 | 0.00089108 | 0 | 0 | 0 | 0 | 0 | 0 |  |  | Patrols - Distribution OverheadWLDFREquipment / facility failureAggregated | WLDFR | HFTD - Distribution - 2QU CoRE ¦ 4QU LoRE | Non-Red Flag Warning - Destructive Fires | Equipment / facility failure | Aggregated | 2024 | 6.4394e-08 | 1267.3833 | 8.1612e-05 | 2024 | Control | 0.046366 | 1 | 0 | esc | 0 | 0 | 0 | 0 | 0 | 0 | 1.4414e-05 | 1.0474e-07 | 0 | 0 | 0 | 0
[35 empty] | 7.3.6.6 Stationed and on-call ignition prevention and suppression resources and services | WLDFR | HFTD - Distribution - Tier 3 - 2QU CoRE ¦ 5QU LoRE | 2022 | 0.93458 | 0 | 0 | 0 | 0 | 0 | 0 | 0 | 0 | 0 | 0 | 0.0022343 | 0.0022343 | 0 | 0 | 0 | 0 | 0 | 0 | 0.0020882 | 0 | 0 | 0 | 0 | 0 | 0.0022343 | 0.0020882 | 0.0022343 | 0.0020882 | [11 empty] | WLDFR | HFTD - Distribution - 2QU CoRE ¦ 4QU LoRE | Non-Red Flag Warning - Destructive Fires | 2025 | 0 | 0 | 0 | 0 | 1.0474e-07 | 0 | 8507.4426 | 202.8477 | 8304.5949 | 0 | 0 | 0 | 0 | 0 | 0 | 0 | 2.1195e-06 | 0 | 0 | 0 | 0 | 0 | 0 | 0 | 0 | 0 | 0 | 0 | 0 | 0.00089108 | 0 | 0.00089108 | 0 | 0 | 0 |  |  | Patrols - Distribution OverheadWLDFREquipment / facility failureAggregated | WLDFR | HFTD - Distribution - 2QU CoRE ¦ 4QU LoRE | Non-Red Flag Warning - Destructive Fires | Equipment / facility failure | Aggregated | 2025 | 6.4394e-08 | 1267.3833 | 8.1612e-05 | 2025 | Control | 0.046366 | 1 | 0 | esc | 0 | 0 | 0 | 0 | 0 | 0 | 0 | 0 | 1.4414e-05 | 1.0474e-07 | 0 | 0
[35 empty] | 7.3.6.6 Stationed and on-call ignition prevention and suppression resources and services | WLDFR | HFTD - Distribution - Tier 3 - 2QU CoRE ¦ 5QU LoRE | 2023 | 0.87344 | 0 | 0 | 0 | 0 | 0 | 0 | 0 | 0 | 0 | 0 | 0 | 0 | 0 | 0 | 0.0023162 | 0.0023162 | 0 | 0 | 0 | 0.0020231 | 0 | 0 | 0 | 0 | 0 | 0 | 0 | 0 | [11 empty] | WLDFR | HFTD - Distribution - 2QU CoRE ¦ 4QU LoRE | Non-Red Flag Warning - Destructive Fires | 2026 | 0 | 0 | 0 | 0 | 0 | 1.0474e-07 | 8507.4426 | 202.8477 | 8304.5949 | 0 | 0 | 0 | 0 | 0 | 0 | 0 | 2.1195e-06 | 0 | 0 | 0 | 0 | 0 | 0 | 0 | 0 | 0 | 0 | 0 | 0 | 0 | 0 | 0 | 0.00089108 | 0 | 0.00089108 |  |  | Patrols - Distribution OverheadWLDFREquipment / facility failureAggregated | WLDFR | HFTD - Distribution - 2QU CoRE ¦ 4QU LoRE | Non-Red Flag Warning - Destructive Fires | Equipment / facility failure | Aggregated | 2026 | 6.4394e-08 | 1267.3833 | 8.1612e-05 | 2026 | Control | 0.046366 | 1 | 0 | esc | 0 | 0 | 0 | 0 | 0 | 0 | 0 | 0 | 0 | 0 | 1.4414e-05 | 1.0474e-07
[35 empty] | 7.3.6.6 Stationed and on-call ignition prevention and suppression resources and services | WLDFR | HFTD - Distribution - Tier 3 - 3QU CoRE ¦ 1QU LoRE | 2020 | 1 | 0 | 0 | 0.061153 | 0.061153 | 0 | 0 | 0 | 0 | 0 | 0 | 0 | 0 | 0 | 0 | 0 | 0 | 0.061153 | 0 | 0 | 0 | 0 | 0 | 0 | 0 | 0 | 0 | 0 | 0 | [11 empty] | WLDFR | HFTD - Distribution - 2QU CoRE ¦ 4QU LoRE | Non-Red Flag Warning - Large Fires | 2021 | 8.4413e-07 | 0 | 0 | 0 | 0 | 0 | 5.1078 | 0.69027 | 2.8264 | 1.5911 | 0 | 0 | 0 | 0 | 0 | 0 | 2.2439e-05 | 4.3116e-06 | 0 | 4.3116e-06 | 0 | 0 | 0 | 0 | 0 | 0 | 0 | 0 | 0 | 0 | 0 | 0 | 0 | 0 | 0 |  |  | Patrols - Distribution OverheadWLDFREquipment / facility failureAggregated | WLDFR | HFTD - Distribution - 2QU CoRE ¦ 4QU LoRE | Non-Red Flag Warning - Large Fires | Equipment / facility failure | Aggregated | 2021 | 8.117e-07 | 1267.3833 | 0.0010287 | 2021 | Control | 0.046366 | 1 | 0 | esc | 0.00017584 | 8.4413e-07 | 0 | 0 | 0 | 0 | 0 | 0 | 0 | 0 | 0 | 0
[35 empty] | 7.3.6.6 Stationed and on-call ignition prevention and suppression resources and services | WLDFR | HFTD - Distribution - Tier 3 - 3QU CoRE ¦ 1QU LoRE | 2021 | 1 | 0 | 0 | 0 | 0 | 0 | 0 | 0.061153 | 0.061153 | 0 | 0 | 0 | 0 | 0 | 0 | 0 | 0 | 0 | 0.061153 | 0 | 0 | 0 | 0 | 0 | 0 | 0 | 0 | 0 | 0 | [11 empty] | WLDFR | HFTD - Distribution - 2QU CoRE ¦ 4QU LoRE | Non-Red Flag Warning - Large Fires | 2022 | 0 | 8.3813e-07 | 0 | 0 | 0 | 0 | 5.0739 | 0.68415 | 2.8096 | 1.5801 | 0 | 0 | 0 | 0 | 0 | 0 | 2.1623e-05 | 0 | 0 | 0 | 4.2526e-06 | 0 | 4.2526e-06 | 0 | 0 | 0 | 0 | 0 | 0 | 0 | 0 | 0 | 0 | 0 | 0 |  |  | Patrols - Distribution OverheadWLDFREquipment / facility failureAggregated | WLDFR | HFTD - Distribution - 2QU CoRE ¦ 4QU LoRE | Non-Red Flag Warning - Large Fires | Equipment / facility failure | Aggregated | 2022 | 7.764e-07 | 1267.3833 | 0.00098399 | 2022 | Control | 0.046366 | 1 | 0 | esc | 0 | 0 | 0.00017459 | 8.3813e-07 | 0 | 0 | 0 | 0 | 0 | 0 | 0 | 0
[35 empty] | 7.3.6.6 Stationed and on-call ignition prevention and suppression resources and services | WLDFR | HFTD - Distribution - Tier 3 - 3QU CoRE ¦ 1QU LoRE | 2022 | 0.93458 | 0 | 0 | 0 | 0 | 0 | 0 | 0 | 0 | 0 | 0 | 0.055357 | 0.055357 | 0 | 0 | 0 | 0 | 0 | 0 | 0.051736 | 0 | 0 | 0 | 0 | 0 | 0.055357 | 0.051736 | 0.055357 | 0.051736 | [11 empty] | WLDFR | HFTD - Distribution - 2QU CoRE ¦ 4QU LoRE | Non-Red Flag Warning - Large Fires | 2023 | 0 | 0 | 1.2615e-06 | 0 | 0 | 0 | 5.1712 | 0.68415 | 2.907 | 1.5801 | 0 | 0 | 0 | 0 | 0 | 0 | 2.1685e-05 | 0 | 0 | 0 | 0 | 0 | 0 | 6.5233e-06 | 0 | 6.5233e-06 | 0 | 0 | 0 | 0 | 0 | 0 | 0 | 0 | 0 |  |  | Patrols - Distribution OverheadWLDFREquipment / facility failureAggregated | WLDFR | HFTD - Distribution - 2QU CoRE ¦ 4QU LoRE | Non-Red Flag Warning - Large Fires | Equipment / facility failure | Aggregated | 2023 | 7.7553e-07 | 1267.3833 | 0.0009829 | 2023 | Control | 0.046366 | 1 | 0 | esc | 0 | 0 | 0 | 0 | 0.00017359 | 1.2615e-06 | 0 | 0 | 0 | 0 | 0 | 0
[35 empty] | 7.3.6.6 Stationed and on-call ignition prevention and suppression resources and services | WLDFR | HFTD - Distribution - Tier 3 - 3QU CoRE ¦ 1QU LoRE | 2023 | 0.87344 | 0 | 0 | 0 | 0 | 0 | 0 | 0 | 0 | 0 | 0 | 0 | 0 | 0 | 0 | 0.057386 | 0.057386 | 0 | 0 | 0 | 0.050123 | 0 | 0 | 0 | 0 | 0 | 0 | 0 | 0 | [11 empty] | WLDFR | HFTD - Distribution - 2QU CoRE ¦ 4QU LoRE | Non-Red Flag Warning - Large Fires | 2024 | 0 | 0 | 0 | 1.2615e-06 | 0 | 0 | 5.1712 | 0.68415 | 2.907 | 1.5801 | 0 | 0 | 0 | 0 | 0 | 0 | 2.1685e-05 | 0 | 0 | 0 | 0 | 0 | 0 | 0 | 0 | 0 | 6.5233e-06 | 0 | 6.5233e-06 | 0 | 0 | 0 | 0 | 0 | 0 |  |  | Patrols - Distribution OverheadWLDFREquipment / facility failureAggregated | WLDFR | HFTD - Distribution - 2QU CoRE ¦ 4QU LoRE | Non-Red Flag Warning - Large Fires | Equipment / facility failure | Aggregated | 2024 | 7.7553e-07 | 1267.3833 | 0.0009829 | 2024 | Control | 0.046366 | 1 | 0 | esc | 0 | 0 | 0 | 0 | 0 | 0 | 0.00017359 | 1.2615e-06 | 0 | 0 | 0 | 0
[35 empty] | 7.3.6.6 Stationed and on-call ignition prevention and suppression resources and services | WLDFR | HFTD - Distribution - Tier 3 - 3QU CoRE ¦ 2QU LoRE | 2020 | 1 | 0 | 0 | 0.056323 | 0.056323 | 0 | 0 | 0 | 0 | 0 | 0 | 0 | 0 | 0 | 0 | 0 | 0 | 0.056323 | 0 | 0 | 0 | 0 | 0 | 0 | 0 | 0 | 0 | 0 | 0 | [11 empty] | WLDFR | HFTD - Distribution - 2QU CoRE ¦ 4QU LoRE | Non-Red Flag Warning - Large Fires | 2025 | 0 | 0 | 0 | 0 | 1.2615e-06 | 0 | 5.1712 | 0.68415 | 2.907 | 1.5801 | 0 | 0 | 0 | 0 | 0 | 0 | 2.1685e-05 | 0 | 0 | 0 | 0 | 0 | 0 | 0 | 0 | 0 | 0 | 0 | 0 | 6.5233e-06 | 0 | 6.5233e-06 | 0 | 0 | 0 |  |  | Patrols - Distribution OverheadWLDFREquipment / facility failureAggregated | WLDFR | HFTD - Distribution - 2QU CoRE ¦ 4QU LoRE | Non-Red Flag Warning - Large Fires | Equipment / facility failure | Aggregated | 2025 | 7.7553e-07 | 1267.3833 | 0.0009829 | 2025 | Control | 0.046366 | 1 | 0 | esc | 0 | 0 | 0 | 0 | 0 | 0 | 0 | 0 | 0.00017359 | 1.2615e-06 | 0 | 0
[35 empty] | 7.3.6.6 Stationed and on-call ignition prevention and suppression resources and services | WLDFR | HFTD - Distribution - Tier 3 - 3QU CoRE ¦ 2QU LoRE | 2021 | 1 | 0 | 0 | 0 | 0 | 0 | 0 | 0.056323 | 0.056323 | 0 | 0 | 0 | 0 | 0 | 0 | 0 | 0 | 0 | 0.056323 | 0 | 0 | 0 | 0 | 0 | 0 | 0 | 0 | 0 | 0 | [11 empty] | WLDFR | HFTD - Distribution - 2QU CoRE ¦ 4QU LoRE | Non-Red Flag Warning - Large Fires | 2026 | 0 | 0 | 0 | 0 | 0 | 1.2615e-06 | 5.1712 | 0.68415 | 2.907 | 1.5801 | 0 | 0 | 0 | 0 | 0 | 0 | 2.1685e-05 | 0 | 0 | 0 | 0 | 0 | 0 | 0 | 0 | 0 | 0 | 0 | 0 | 0 | 0 | 0 | 6.5233e-06 | 0 | 6.5233e-06 |  |  | Patrols - Distribution OverheadWLDFREquipment / facility failureAggregated | WLDFR | HFTD - Distribution - 2QU CoRE ¦ 4QU LoRE | Non-Red Flag Warning - Large Fires | Equipment / facility failure | Aggregated | 2026 | 7.7553e-07 | 1267.3833 | 0.0009829 | 2026 | Control | 0.046366 | 1 | 0 | esc | 0 | 0 | 0 | 0 | 0 | 0 | 0 | 0 | 0 | 0 | 0.00017359 | 1.2615e-06
[35 empty] | 7.3.6.6 Stationed and on-call ignition prevention and suppression resources and services | WLDFR | HFTD - Distribution - Tier 3 - 3QU CoRE ¦ 2QU LoRE | 2022 | 0.93458 | 0 | 0 | 0 | 0 | 0 | 0 | 0 | 0 | 0 | 0 | 0.058839 | 0.058839 | 0 | 0 | 0 | 0 | 0 | 0 | 0.054989 | 0 | 0 | 0 | 0 | 0 | 0.058839 | 0.054989 | 0.058839 | 0.054989 | [11 empty] | WLDFR | HFTD - Distribution - 2QU CoRE ¦ 4QU LoRE | Non-Red Flag Warning - Small Fires | 2021 | 0.00017612 | 0 | 0 | 0 | 0 | 0 | 0.077861 | 0.036425 | 0.0015416 | 0.039895 | 0 | 0 | 0 | 0 | 0 | 0 | 0.0023026 | 1.3713e-05 | 0 | 1.3713e-05 | 0 | 0 | 0 | 0 | 0 | 0 | 0 | 0 | 0 | 0 | 0 | 0 | 0 | 0 | 0 |  |  | Patrols - Distribution OverheadWLDFREquipment / facility failureAggregated | WLDFR | HFTD - Distribution - 2QU CoRE ¦ 4QU LoRE | Non-Red Flag Warning - Small Fires | Equipment / facility failure | Aggregated | 2021 | 0.00016936 | 1267.3833 | 0.21464 | 2021 | Control | 0.046366 | 1 | 0 | esc | 0.036687 | 0.00017612 | 0 | 0 | 0 | 0 | 0 | 0 | 0 | 0 | 0 | 0
[35 empty] | 7.3.6.6 Stationed and on-call ignition prevention and suppression resources and services | WLDFR | HFTD - Distribution - Tier 3 - 3QU CoRE ¦ 2QU LoRE | 2023 | 0.87344 | 0 | 0 | 0 | 0 | 0 | 0 | 0 | 0 | 0 | 0 | 0 | 0 | 0 | 0 | 0.060995 | 0.060995 | 0 | 0 | 0 | 0.053275 | 0 | 0 | 0 | 0 | 0 | 0 | 0 | 0 | [11 empty] | WLDFR | HFTD - Distribution - 2QU CoRE ¦ 4QU LoRE | Non-Red Flag Warning - Small Fires | 2022 | 0 | 0.00017621 | 0 | 0 | 0 | 0 | 0.077861 | 0.036425 | 0.0015416 | 0.039895 | 0 | 0 | 0 | 0 | 0 | 0 | 0.0022297 | 0 | 0 | 0 | 1.372e-05 | 0 | 1.372e-05 | 0 | 0 | 0 | 0 | 0 | 0 | 0 | 0 | 0 | 0 | 0 | 0 |  |  | Patrols - Distribution OverheadWLDFREquipment / facility failureAggregated | WLDFR | HFTD - Distribution - 2QU CoRE ¦ 4QU LoRE | Non-Red Flag Warning - Small Fires | Equipment / facility failure | Aggregated | 2022 | 0.00016323 | 1267.3833 | 0.20688 | 2022 | Control | 0.046366 | 1 | 0 | esc | 0 | 0 | 0.036705 | 0.00017621 | 0 | 0 | 0 | 0 | 0 | 0 | 0 | 0
[35 empty] | 7.3.6.6 Stationed and on-call ignition prevention and suppression resources and services | WLDFR | HFTD - Distribution - Tier 3 - 3QU CoRE ¦ 3QU LoRE | 2020 | 1 | 0 | 0 | 0.018004 | 0.018004 | 0 | 0 | 0 | 0 | 0 | 0 | 0 | 0 | 0 | 0 | 0 | 0 | 0.018004 | 0 | 0 | 0 | 0 | 0 | 0 | 0 | 0 | 0 | 0 | 0 | [11 empty] | WLDFR | HFTD - Distribution - 2QU CoRE ¦ 4QU LoRE | Non-Red Flag Warning - Small Fires | 2023 | 0 | 0 | 0.00026482 | 0 | 0 | 0 | 0.077901 | 0.036425 | 0.0015809 | 0.039895 | 0 | 0 | 0 | 0 | 0 | 0 | 0.0022346 | 0 | 0 | 0 | 0 | 0 | 0 | 2.063e-05 | 0 | 2.063e-05 | 0 | 0 | 0 | 0 | 0 | 0 | 0 | 0 | 0 |  |  | Patrols - Distribution OverheadWLDFREquipment / facility failureAggregated | WLDFR | HFTD - Distribution - 2QU CoRE ¦ 4QU LoRE | Non-Red Flag Warning - Small Fires | Equipment / facility failure | Aggregated | 2023 | 0.00016281 | 1267.3833 | 0.20634 | 2023 | Control | 0.046366 | 1 | 0 | esc | 0 | 0 | 0 | 0 | 0.036443 | 0.00026482 | 0 | 0 | 0 | 0 | 0 | 0
[35 empty] | 7.3.6.6 Stationed and on-call ignition prevention and suppression resources and services | WLDFR | HFTD - Distribution - Tier 3 - 3QU CoRE ¦ 3QU LoRE | 2021 | 1 | 0 | 0 | 0 | 0 | 0 | 0 | 0.018004 | 0.018004 | 0 | 0 | 0 | 0 | 0 | 0 | 0 | 0 | 0 | 0.018004 | 0 | 0 | 0 | 0 | 0 | 0 | 0 | 0 | 0 | 0 | [11 empty] | WLDFR | HFTD - Distribution - 2QU CoRE ¦ 4QU LoRE | Non-Red Flag Warning - Small Fires | 2024 | 0 | 0 | 0 | 0.00026482 | 0 | 0 | 0.077901 | 0.036425 | 0.0015809 | 0.039895 | 0 | 0 | 0 | 0 | 0 | 0 | 0.0022346 | 0 | 0 | 0 | 0 | 0 | 0 | 0 | 0 | 0 | 2.063e-05 | 0 | 2.063e-05 | 0 | 0 | 0 | 0 | 0 | 0 |  |  | Patrols - Distribution OverheadWLDFREquipment / facility failureAggregated | WLDFR | HFTD - Distribution - 2QU CoRE ¦ 4QU LoRE | Non-Red Flag Warning - Small Fires | Equipment / facility failure | Aggregated | 2024 | 0.00016281 | 1267.3833 | 0.20634 | 2024 | Control | 0.046366 | 1 | 0 | esc | 0 | 0 | 0 | 0 | 0 | 0 | 0.036443 | 0.00026482 | 0 | 0 | 0 | 0
[35 empty] | 7.3.6.6 Stationed and on-call ignition prevention and suppression resources and services | WLDFR | HFTD - Distribution - Tier 3 - 3QU CoRE ¦ 3QU LoRE | 2022 | 0.93458 | 0 | 0 | 0 | 0 | 0 | 0 | 0 | 0 | 0 | 0 | 0.015246 | 0.015246 | 0 | 0 | 0 | 0 | 0 | 0 | 0.014249 | 0 | 0 | 0 | 0 | 0 | 0.015246 | 0.014249 | 0.015246 | 0.014249 | [11 empty] | WLDFR | HFTD - Distribution - 2QU CoRE ¦ 4QU LoRE | Non-Red Flag Warning - Small Fires | 2025 | 0 | 0 | 0 | 0 | 0.00026482 | 0 | 0.077901 | 0.036425 | 0.0015809 | 0.039895 | 0 | 0 | 0 | 0 | 0 | 0 | 0.0022346 | 0 | 0 | 0 | 0 | 0 | 0 | 0 | 0 | 0 | 0 | 0 | 0 | 2.063e-05 | 0 | 2.063e-05 | 0 | 0 | 0 |  |  | Patrols - Distribution OverheadWLDFREquipment / facility failureAggregated | WLDFR | HFTD - Distribution - 2QU CoRE ¦ 4QU LoRE | Non-Red Flag Warning - Small Fires | Equipment / facility failure | Aggregated | 2025 | 0.00016281 | 1267.3833 | 0.20634 | 2025 | Control | 0.046366 | 1 | 0 | esc | 0 | 0 | 0 | 0 | 0 | 0 | 0 | 0 | 0.036443 | 0.00026482 | 0 | 0
[35 empty] | 7.3.6.6 Stationed and on-call ignition prevention and suppression resources and services | WLDFR | HFTD - Distribution - Tier 3 - 3QU CoRE ¦ 3QU LoRE | 2023 | 0.87344 | 0 | 0 | 0 | 0 | 0 | 0 | 0 | 0 | 0 | 0 | 0 | 0 | 0 | 0 | 0.015805 | 0.015805 | 0 | 0 | 0 | 0.013805 | 0 | 0 | 0 | 0 | 0 | 0 | 0 | 0 | [11 empty] | WLDFR | HFTD - Distribution - 2QU CoRE ¦ 4QU LoRE | Non-Red Flag Warning - Small Fires | 2026 | 0 | 0 | 0 | 0 | 0 | 0.00026482 | 0.077901 | 0.036425 | 0.0015809 | 0.039895 | 0 | 0 | 0 | 0 | 0 | 0 | 0.0022346 | 0 | 0 | 0 | 0 | 0 | 0 | 0 | 0 | 0 | 0 | 0 | 0 | 0 | 0 | 0 | 2.063e-05 | 0 | 2.063e-05 |  |  | Patrols - Distribution OverheadWLDFREquipment / facility failureAggregated | WLDFR | HFTD - Distribution - 2QU CoRE ¦ 4QU LoRE | Non-Red Flag Warning - Small Fires | Equipment / facility failure | Aggregated | 2026 | 0.00016281 | 1267.3833 | 0.20634 | 2026 | Control | 0.046366 | 1 | 0 | esc | 0 | 0 | 0 | 0 | 0 | 0 | 0 | 0 | 0 | 0 | 0.036443 | 0.00026482
[35 empty] | 7.3.6.6 Stationed and on-call ignition prevention and suppression resources and services | WLDFR | HFTD - Distribution - Tier 3 - 3QU CoRE ¦ 4QU LoRE | 2020 | 1 | 0 | 0 | 0.013027 | 0.013027 | 0 | 0 | 0 | 0 | 0 | 0 | 0 | 0 | 0 | 0 | 0 | 0 | 0.013027 | 0 | 0 | 0 | 0 | 0 | 0 | 0 | 0 | 0 | 0 | 0 | [11 empty] | WLDFR | HFTD - Distribution - 2QU CoRE ¦ 4QU LoRE | Red Flag Warning - Catastrophic Fires | 2021 | 6.6801e-06 | 0 | 0 | 0 | 0 | 0 | 13887.861 | 212.4034 | 8426.443 | 5249.0147 | 0 | 0 | 0 | 0 | 0 | 0 | 4.3186e-05 | 0.092772 | 0 | 0.092772 | 0 | 0 | 0 | 0 | 0 | 0 | 0 | 0 | 0 | 0 | 0 | 0 | 0 | 0 | 0 |  |  | Patrols - Distribution OverheadWLDFREquipment / facility failureAggregated | WLDFR | HFTD - Distribution - 2QU CoRE ¦ 4QU LoRE | Red Flag Warning - Catastrophic Fires | Equipment / facility failure | Aggregated | 2021 | 6.4234e-06 | 1267.3833 | 0.0081409 | 2021 | Control | 0.046366 | 1 | 0 | esc | 0.0013915 | 6.6801e-06 | 0 | 0 | 0 | 0 | 0 | 0 | 0 | 0 | 0 | 0
[35 empty] | 7.3.6.6 Stationed and on-call ignition prevention and suppression resources and services | WLDFR | HFTD - Distribution - Tier 3 - 3QU CoRE ¦ 4QU LoRE | 2021 | 1 | 0 | 0 | 0 | 0 | 0 | 0 | 0.013027 | 0.013027 | 0 | 0 | 0 | 0 | 0 | 0 | 0 | 0 | 0 | 0.013027 | 0 | 0 | 0 | 0 | 0 | 0 | 0 | 0 | 0 | 0 | [11 empty] | WLDFR | HFTD - Distribution - 2QU CoRE ¦ 4QU LoRE | Red Flag Warning - Catastrophic Fires | 2022 | 0 | 6.6355e-06 | 0 | 0 | 0 | 0 | 13650.1655 | 202.8477 | 8286.6934 | 5160.6244 | 0 | 0 | 0 | 0 | 0 | 0 | 4.1178e-05 | 0 | 0 | 0 | 0.090576 | 0 | 0.090576 | 0 | 0 | 0 | 0 | 0 | 0 | 0 | 0 | 0 | 0 | 0 | 0 |  |  | Patrols - Distribution OverheadWLDFREquipment / facility failureAggregated | WLDFR | HFTD - Distribution - 2QU CoRE ¦ 4QU LoRE | Red Flag Warning - Catastrophic Fires | Equipment / facility failure | Aggregated | 2022 | 6.1468e-06 | 1267.3833 | 0.0077903 | 2022 | Control | 0.046366 | 1 | 0 | esc | 0 | 0 | 0.0013822 | 6.6355e-06 | 0 | 0 | 0 | 0 | 0 | 0 | 0 | 0
[35 empty] | 7.3.6.6 Stationed and on-call ignition prevention and suppression resources and services | WLDFR | HFTD - Distribution - Tier 3 - 3QU CoRE ¦ 4QU LoRE | 2022 | 0.93458 | 0 | 0 | 0 | 0 | 0 | 0 | 0 | 0 | 0 | 0 | 0.013244 | 0.013244 | 0 | 0 | 0 | 0 | 0 | 0 | 0.012377 | 0 | 0 | 0 | 0 | 0 | 0.013244 | 0.012377 | 0.013244 | 0.012377 | [11 empty] | WLDFR | HFTD - Distribution - 2QU CoRE ¦ 4QU LoRE | Red Flag Warning - Catastrophic Fires | 2023 | 0 | 0 | 1.0333e-05 | 0 | 0 | 0 | 13668.067 | 202.8477 | 8304.5949 | 5160.6244 | 0 | 0 | 0 | 0 | 0 | 0 | 4.2795e-05 | 0 | 0 | 0 | 0 | 0 | 0 | 0.14123 | 0 | 0.14123 | 0 | 0 | 0 | 0 | 0 | 0 | 0 | 0 | 0 |  |  | Patrols - Distribution OverheadWLDFREquipment / facility failureAggregated | WLDFR | HFTD - Distribution - 2QU CoRE ¦ 4QU LoRE | Red Flag Warning - Catastrophic Fires | Equipment / facility failure | Aggregated | 2023 | 6.3526e-06 | 1267.3833 | 0.0080512 | 2023 | Control | 0.046366 | 1 | 0 | esc | 0 | 0 | 0 | 0 | 0.001422 | 1.0333e-05 | 0 | 0 | 0 | 0 | 0 | 0
[35 empty] | 7.3.6.6 Stationed and on-call ignition prevention and suppression resources and services | WLDFR | HFTD - Distribution - Tier 3 - 3QU CoRE ¦ 4QU LoRE | 2023 | 0.87344 | 0 | 0 | 0 | 0 | 0 | 0 | 0 | 0 | 0 | 0 | 0 | 0 | 0 | 0 | 0.013729 | 0.013729 | 0 | 0 | 0 | 0.011991 | 0 | 0 | 0 | 0 | 0 | 0 | 0 | 0 | [11 empty] | WLDFR | HFTD - Distribution - 2QU CoRE ¦ 4QU LoRE | Red Flag Warning - Catastrophic Fires | 2024 | 0 | 0 | 0 | 1.0333e-05 | 0 | 0 | 13668.067 | 202.8477 | 8304.5949 | 5160.6244 | 0 | 0 | 0 | 0 | 0 | 0 | 4.2795e-05 | 0 | 0 | 0 | 0 | 0 | 0 | 0 | 0 | 0 | 0.14123 | 0 | 0.14123 | 0 | 0 | 0 | 0 | 0 | 0 |  |  | Patrols - Distribution OverheadWLDFREquipment / facility failureAggregated | WLDFR | HFTD - Distribution - 2QU CoRE ¦ 4QU LoRE | Red Flag Warning - Catastrophic Fires | Equipment / facility failure | Aggregated | 2024 | 6.3526e-06 | 1267.3833 | 0.0080512 | 2024 | Control | 0.046366 | 1 | 0 | esc | 0 | 0 | 0 | 0 | 0 | 0 | 0.001422 | 1.0333e-05 | 0 | 0 | 0 | 0
[35 empty] | 7.3.6.6 Stationed and on-call ignition prevention and suppression resources and services | WLDFR | HFTD - Distribution - Tier 3 - 3QU CoRE ¦ 5QU LoRE | 2020 | 1 | 0 | 0 | 0.00431 | 0.00431 | 0 | 0 | 0 | 0 | 0 | 0 | 0 | 0 | 0 | 0 | 0 | 0 | 0.00431 | 0 | 0 | 0 | 0 | 0 | 0 | 0 | 0 | 0 | 0 | 0 | [11 empty] | WLDFR | HFTD - Distribution - 2QU CoRE ¦ 4QU LoRE | Red Flag Warning - Catastrophic Fires | 2025 | 0 | 0 | 0 | 0 | 1.0333e-05 | 0 | 13668.067 | 202.8477 | 8304.5949 | 5160.6244 | 0 | 0 | 0 | 0 | 0 | 0 | 4.2795e-05 | 0 | 0 | 0 | 0 | 0 | 0 | 0 | 0 | 0 | 0 | 0 | 0 | 0.14123 | 0 | 0.14123 | 0 | 0 | 0 |  |  | Patrols - Distribution OverheadWLDFREquipment / facility failureAggregated | WLDFR | HFTD - Distribution - 2QU CoRE ¦ 4QU LoRE | Red Flag Warning - Catastrophic Fires | Equipment / facility failure | Aggregated | 2025 | 6.3526e-06 | 1267.3833 | 0.0080512 | 2025 | Control | 0.046366 | 1 | 0 | esc | 0 | 0 | 0 | 0 | 0 | 0 | 0 | 0 | 0.001422 | 1.0333e-05 | 0 | 0
[35 empty] | 7.3.6.6 Stationed and on-call ignition prevention and suppression resources and services | WLDFR | HFTD - Distribution - Tier 3 - 3QU CoRE ¦ 5QU LoRE | 2021 | 1 | 0 | 0 | 0 | 0 | 0 | 0 | 0.00431 | 0.00431 | 0 | 0 | 0 | 0 | 0 | 0 | 0 | 0 | 0 | 0.00431 | 0 | 0 | 0 | 0 | 0 | 0 | 0 | 0 | 0 | 0 | [11 empty] | WLDFR | HFTD - Distribution - 2QU CoRE ¦ 4QU LoRE | Red Flag Warning - Catastrophic Fires | 2026 | 0 | 0 | 0 | 0 | 0 | 1.0333e-05 | 13668.067 | 202.8477 | 8304.5949 | 5160.6244 | 0 | 0 | 0 | 0 | 0 | 0 | 4.2795e-05 | 0 | 0 | 0 | 0 | 0 | 0 | 0 | 0 | 0 | 0 | 0 | 0 | 0 | 0 | 0 | 0.14123 | 0 | 0.14123 |  |  | Patrols - Distribution OverheadWLDFREquipment / facility failureAggregated | WLDFR | HFTD - Distribution - 2QU CoRE ¦ 4QU LoRE | Red Flag Warning - Catastrophic Fires | Equipment / facility failure | Aggregated | 2026 | 6.3526e-06 | 1267.3833 | 0.0080512 | 2026 | Control | 0.046366 | 1 | 0 | esc | 0 | 0 | 0 | 0 | 0 | 0 | 0 | 0 | 0 | 0 | 0.001422 | 1.0333e-05
[35 empty] | 7.3.6.6 Stationed and on-call ignition prevention and suppression resources and services | WLDFR | HFTD - Distribution - Tier 3 - 3QU CoRE ¦ 5QU LoRE | 2022 | 0.93458 | 0 | 0 | 0 | 0 | 0 | 0 | 0 | 0 | 0 | 0 | 0.0048521 | 0.0048521 | 0 | 0 | 0 | 0 | 0 | 0 | 0.0045347 | 0 | 0 | 0 | 0 | 0 | 0.0048521 | 0.0045347 | 0.0048521 | 0.0045347 | [11 empty] | WLDFR | HFTD - Distribution - 2QU CoRE ¦ 4QU LoRE | Red Flag Warning - Destructive Fires | 2021 | 1.3422e-06 | 0 | 0 | 0 | 0 | 0 | 8638.8464 | 212.4034 | 8426.443 | 0 | 0 | 0 | 0 | 0 | 0 | 0 | 5.7369e-06 | 0.011595 | 0 | 0.011595 | 0 | 0 | 0 | 0 | 0 | 0 | 0 | 0 | 0 | 0 | 0 | 0 | 0 | 0 | 0 |  |  | Patrols - Distribution OverheadWLDFREquipment / facility failureAggregated | WLDFR | HFTD - Distribution - 2QU CoRE ¦ 4QU LoRE | Red Flag Warning - Destructive Fires | Equipment / facility failure | Aggregated | 2021 | 1.2907e-06 | 1267.3833 | 0.0016358 | 2021 | Control | 0.046366 | 1 | 0 | esc | 0.00027959 | 1.3422e-06 | 0 | 0 | 0 | 0 | 0 | 0 | 0 | 0 | 0 | 0
[35 empty] | 7.3.6.6 Stationed and on-call ignition prevention and suppression resources and services | WLDFR | HFTD - Distribution - Tier 3 - 3QU CoRE ¦ 5QU LoRE | 2023 | 0.87344 | 0 | 0 | 0 | 0 | 0 | 0 | 0 | 0 | 0 | 0 | 0 | 0 | 0 | 0 | 0.0050299 | 0.0050299 | 0 | 0 | 0 | 0.0043933 | 0 | 0 | 0 | 0 | 0 | 0 | 0 | 0 | [11 empty] | WLDFR | HFTD - Distribution - 2QU CoRE ¦ 4QU LoRE | Red Flag Warning - Destructive Fires | 2022 | 0 | 1.3333e-06 | 0 | 0 | 0 | 0 | 8489.5411 | 202.8477 | 8286.6934 | 0 | 0 | 0 | 0 | 0 | 0 | 0 | 5.4719e-06 | 0 | 0 | 0 | 0.011319 | 0 | 0.011319 | 0 | 0 | 0 | 0 | 0 | 0 | 0 | 0 | 0 | 0 | 0 | 0 |  |  | Patrols - Distribution OverheadWLDFREquipment / facility failureAggregated | WLDFR | HFTD - Distribution - 2QU CoRE ¦ 4QU LoRE | Red Flag Warning - Destructive Fires | Equipment / facility failure | Aggregated | 2022 | 1.2351e-06 | 1267.3833 | 0.0015653 | 2022 | Control | 0.046366 | 1 | 0 | esc | 0 | 0 | 0.00027773 | 1.3333e-06 | 0 | 0 | 0 | 0 | 0 | 0 | 0 | 0
[35 empty] | 7.3.6.6 Stationed and on-call ignition prevention and suppression resources and services | WLDFR | HFTD - Distribution - Tier 3 - 4QU CoRE ¦ 1QU LoRE | 2020 | 1 | 0 | 0 | 0.029296 | 0.029296 | 0 | 0 | 0 | 0 | 0 | 0 | 0 | 0 | 0 | 0 | 0 | 0 | 0.029296 | 0 | 0 | 0 | 0 | 0 | 0 | 0 | 0 | 0 | 0 | 0 | [11 empty] | WLDFR | HFTD - Distribution - 2QU CoRE ¦ 4QU LoRE | Red Flag Warning - Destructive Fires | 2023 | 0 | 0 | 2.0762e-06 | 0 | 0 | 0 | 8507.4426 | 202.8477 | 8304.5949 | 0 | 0 | 0 | 0 | 0 | 0 | 0 | 5.6839e-06 | 0 | 0 | 0 | 0 | 0 | 0 | 0.017663 | 0 | 0.017663 | 0 | 0 | 0 | 0 | 0 | 0 | 0 | 0 | 0 |  |  | Patrols - Distribution OverheadWLDFREquipment / facility failureAggregated | WLDFR | HFTD - Distribution - 2QU CoRE ¦ 4QU LoRE | Red Flag Warning - Destructive Fires | Equipment / facility failure | Aggregated | 2023 | 1.2765e-06 | 1267.3833 | 0.0016178 | 2023 | Control | 0.046366 | 1 | 0 | esc | 0 | 0 | 0 | 0 | 0.00028572 | 2.0762e-06 | 0 | 0 | 0 | 0 | 0 | 0
[35 empty] | 7.3.6.6 Stationed and on-call ignition prevention and suppression resources and services | WLDFR | HFTD - Distribution - Tier 3 - 4QU CoRE ¦ 1QU LoRE | 2021 | 1 | 0 | 0 | 0 | 0 | 0 | 0 | 0.029296 | 0.029296 | 0 | 0 | 0 | 0 | 0 | 0 | 0 | 0 | 0 | 0.029296 | 0 | 0 | 0 | 0 | 0 | 0 | 0 | 0 | 0 | 0 | [11 empty] | WLDFR | HFTD - Distribution - 2QU CoRE ¦ 4QU LoRE | Red Flag Warning - Destructive Fires | 2024 | 0 | 0 | 0 | 2.0762e-06 | 0 | 0 | 8507.4426 | 202.8477 | 8304.5949 | 0 | 0 | 0 | 0 | 0 | 0 | 0 | 5.6839e-06 | 0 | 0 | 0 | 0 | 0 | 0 | 0 | 0 | 0 | 0.017663 | 0 | 0.017663 | 0 | 0 | 0 | 0 | 0 | 0 |  |  | Patrols - Distribution OverheadWLDFREquipment / facility failureAggregated | WLDFR | HFTD - Distribution - 2QU CoRE ¦ 4QU LoRE | Red Flag Warning - Destructive Fires | Equipment / facility failure | Aggregated | 2024 | 1.2765e-06 | 1267.3833 | 0.0016178 | 2024 | Control | 0.046366 | 1 | 0 | esc | 0 | 0 | 0 | 0 | 0 | 0 | 0.00028572 | 2.0762e-06 | 0 | 0 | 0 | 0
[35 empty] | 7.3.6.6 Stationed and on-call ignition prevention and suppression resources and services | WLDFR | HFTD - Distribution - Tier 3 - 4QU CoRE ¦ 1QU LoRE | 2022 | 0.93458 | 0 | 0 | 0 | 0 | 0 | 0 | 0 | 0 | 0 | 0 | 0.028916 | 0.028916 | 0 | 0 | 0 | 0 | 0 | 0 | 0.027024 | 0 | 0 | 0 | 0 | 0 | 0.028916 | 0.027024 | 0.028916 | 0.027024 | [11 empty] | WLDFR | HFTD - Distribution - 2QU CoRE ¦ 4QU LoRE | Red Flag Warning - Destructive Fires | 2025 | 0 | 0 | 0 | 0 | 2.0762e-06 | 0 | 8507.4426 | 202.8477 | 8304.5949 | 0 | 0 | 0 | 0 | 0 | 0 | 0 | 5.6839e-06 | 0 | 0 | 0 | 0 | 0 | 0 | 0 | 0 | 0 | 0 | 0 | 0 | 0.017663 | 0 | 0.017663 | 0 | 0 | 0 |  |  | Patrols - Distribution OverheadWLDFREquipment / facility failureAggregated | WLDFR | HFTD - Distribution - 2QU CoRE ¦ 4QU LoRE | Red Flag Warning - Destructive Fires | Equipment / facility failure | Aggregated | 2025 | 1.2765e-06 | 1267.3833 | 0.0016178 | 2025 | Control | 0.046366 | 1 | 0 | esc | 0 | 0 | 0 | 0 | 0 | 0 | 0 | 0 | 0.00028572 | 2.0762e-06 | 0 | 0
[35 empty] | 7.3.6.6 Stationed and on-call ignition prevention and suppression resources and services | WLDFR | HFTD - Distribution - Tier 3 - 4QU CoRE ¦ 1QU LoRE | 2023 | 0.87344 | 0 | 0 | 0 | 0 | 0 | 0 | 0 | 0 | 0 | 0 | 0 | 0 | 0 | 0 | 0.029975 | 0.029975 | 0 | 0 | 0 | 0.026181 | 0 | 0 | 0 | 0 | 0 | 0 | 0 | 0 | [11 empty] | WLDFR | HFTD - Distribution - 2QU CoRE ¦ 4QU LoRE | Red Flag Warning - Destructive Fires | 2026 | 0 | 0 | 0 | 0 | 0 | 2.0762e-06 | 8507.4426 | 202.8477 | 8304.5949 | 0 | 0 | 0 | 0 | 0 | 0 | 0 | 5.6839e-06 | 0 | 0 | 0 | 0 | 0 | 0 | 0 | 0 | 0 | 0 | 0 | 0 | 0 | 0 | 0 | 0.017663 | 0 | 0.017663 |  |  | Patrols - Distribution OverheadWLDFREquipment / facility failureAggregated | WLDFR | HFTD - Distribution - 2QU CoRE ¦ 4QU LoRE | Red Flag Warning - Destructive Fires | Equipment / facility failure | Aggregated | 2026 | 1.2765e-06 | 1267.3833 | 0.0016178 | 2026 | Control | 0.046366 | 1 | 0 | esc | 0 | 0 | 0 | 0 | 0 | 0 | 0 | 0 | 0 | 0 | 0.00028572 | 2.0762e-06
[35 empty] | 7.3.6.6 Stationed and on-call ignition prevention and suppression resources and services | WLDFR | HFTD - Distribution - Tier 3 - 4QU CoRE ¦ 2QU LoRE | 2020 | 1 | 0 | 0 | 0.016237 | 0.016237 | 0 | 0 | 0 | 0 | 0 | 0 | 0 | 0 | 0 | 0 | 0 | 0 | 0.016237 | 0 | 0 | 0 | 0 | 0 | 0 | 0 | 0 | 0 | 0 | 0 | [11 empty] | WLDFR | HFTD - Distribution - 2QU CoRE ¦ 4QU LoRE | Red Flag Warning - Large Fires | 2021 | 8.8922e-06 | 0 | 0 | 0 | 0 | 0 | 5.1078 | 0.69027 | 2.8264 | 1.5911 | 0 | 0 | 0 | 0 | 0 | 0 | 3.5502e-05 | 4.5419e-05 | 0 | 4.5419e-05 | 0 | 0 | 0 | 0 | 0 | 0 | 0 | 0 | 0 | 0 | 0 | 0 | 0 | 0 | 0 |  |  | Patrols - Distribution OverheadWLDFREquipment / facility failureAggregated | WLDFR | HFTD - Distribution - 2QU CoRE ¦ 4QU LoRE | Red Flag Warning - Large Fires | Equipment / facility failure | Aggregated | 2021 | 8.5505e-06 | 1267.3833 | 0.010837 | 2021 | Control | 0.046366 | 1 | 0 | esc | 0.0018523 | 8.8922e-06 | 0 | 0 | 0 | 0 | 0 | 0 | 0 | 0 | 0 | 0
[35 empty] | 7.3.6.6 Stationed and on-call ignition prevention and suppression resources and services | WLDFR | HFTD - Distribution - Tier 3 - 4QU CoRE ¦ 2QU LoRE | 2021 | 1 | 0 | 0 | 0 | 0 | 0 | 0 | 0.016237 | 0.016237 | 0 | 0 | 0 | 0 | 0 | 0 | 0 | 0 | 0 | 0.016237 | 0 | 0 | 0 | 0 | 0 | 0 | 0 | 0 | 0 | 0 | [11 empty] | WLDFR | HFTD - Distribution - 2QU CoRE ¦ 4QU LoRE | Red Flag Warning - Large Fires | 2022 | 0 | 8.8345e-06 | 0 | 0 | 0 | 0 | 5.0739 | 0.68415 | 2.8096 | 1.5801 | 0 | 0 | 0 | 0 | 0 | 0 | 3.3878e-05 | 0 | 0 | 0 | 4.4825e-05 | 0 | 4.4825e-05 | 0 | 0 | 0 | 0 | 0 | 0 | 0 | 0 | 0 | 0 | 0 | 0 |  |  | Patrols - Distribution OverheadWLDFREquipment / facility failureAggregated | WLDFR | HFTD - Distribution - 2QU CoRE ¦ 4QU LoRE | Red Flag Warning - Large Fires | Equipment / facility failure | Aggregated | 2022 | 8.1838e-06 | 1267.3833 | 0.010372 | 2022 | Control | 0.046366 | 1 | 0 | esc | 0 | 0 | 0.0018403 | 8.8345e-06 | 0 | 0 | 0 | 0 | 0 | 0 | 0 | 0
[35 empty] | 7.3.6.6 Stationed and on-call ignition prevention and suppression resources and services | WLDFR | HFTD - Distribution - Tier 3 - 4QU CoRE ¦ 2QU LoRE | 2022 | 0.93458 | 0 | 0 | 0 | 0 | 0 | 0 | 0 | 0 | 0 | 0 | 0.016339 | 0.016339 | 0 | 0 | 0 | 0 | 0 | 0 | 0.01527 | 0 | 0 | 0 | 0 | 0 | 0.016339 | 0.01527 | 0.016339 | 0.01527 | [11 empty] | WLDFR | HFTD - Distribution - 2QU CoRE ¦ 4QU LoRE | Red Flag Warning - Large Fires | 2023 | 0 | 0 | 1.3757e-05 | 0 | 0 | 0 | 5.1712 | 0.68415 | 2.907 | 1.5801 | 0 | 0 | 0 | 0 | 0 | 0 | 3.5188e-05 | 0 | 0 | 0 | 0 | 0 | 0 | 7.1142e-05 | 0 | 7.1142e-05 | 0 | 0 | 0 | 0 | 0 | 0 | 0 | 0 | 0 |  |  | Patrols - Distribution OverheadWLDFREquipment / facility failureAggregated | WLDFR | HFTD - Distribution - 2QU CoRE ¦ 4QU LoRE | Red Flag Warning - Large Fires | Equipment / facility failure | Aggregated | 2023 | 8.4578e-06 | 1267.3833 | 0.010719 | 2023 | Control | 0.046366 | 1 | 0 | esc | 0 | 0 | 0 | 0 | 0.0018932 | 1.3757e-05 | 0 | 0 | 0 | 0 | 0 | 0
[35 empty] | 7.3.6.6 Stationed and on-call ignition prevention and suppression resources and services | WLDFR | HFTD - Distribution - Tier 3 - 4QU CoRE ¦ 2QU LoRE | 2023 | 0.87344 | 0 | 0 | 0 | 0 | 0 | 0 | 0 | 0 | 0 | 0 | 0 | 0 | 0 | 0 | 0.016937 | 0.016937 | 0 | 0 | 0 | 0.014793 | 0 | 0 | 0 | 0 | 0 | 0 | 0 | 0 | [11 empty] | WLDFR | HFTD - Distribution - 2QU CoRE ¦ 4QU LoRE | Red Flag Warning - Large Fires | 2024 | 0 | 0 | 0 | 1.3757e-05 | 0 | 0 | 5.1712 | 0.68415 | 2.907 | 1.5801 | 0 | 0 | 0 | 0 | 0 | 0 | 3.5188e-05 | 0 | 0 | 0 | 0 | 0 | 0 | 0 | 0 | 0 | 7.1142e-05 | 0 | 7.1142e-05 | 0 | 0 | 0 | 0 | 0 | 0 |  |  | Patrols - Distribution OverheadWLDFREquipment / facility failureAggregated | WLDFR | HFTD - Distribution - 2QU CoRE ¦ 4QU LoRE | Red Flag Warning - Large Fires | Equipment / facility failure | Aggregated | 2024 | 8.4578e-06 | 1267.3833 | 0.010719 | 2024 | Control | 0.046366 | 1 | 0 | esc | 0 | 0 | 0 | 0 | 0 | 0 | 0.0018932 | 1.3757e-05 | 0 | 0 | 0 | 0
[35 empty] | 7.3.6.6 Stationed and on-call ignition prevention and suppression resources and services | WLDFR | HFTD - Distribution - Tier 3 - 4QU CoRE ¦ 3QU LoRE | 2020 | 1 | 0 | 0 | 0.0088286 | 0.0088286 | 0 | 0 | 0 | 0 | 0 | 0 | 0 | 0 | 0 | 0 | 0 | 0 | 0.0088286 | 0 | 0 | 0 | 0 | 0 | 0 | 0 | 0 | 0 | 0 | 0 | [11 empty] | WLDFR | HFTD - Distribution - 2QU CoRE ¦ 4QU LoRE | Red Flag Warning - Large Fires | 2025 | 0 | 0 | 0 | 0 | 1.3757e-05 | 0 | 5.1712 | 0.68415 | 2.907 | 1.5801 | 0 | 0 | 0 | 0 | 0 | 0 | 3.5188e-05 | 0 | 0 | 0 | 0 | 0 | 0 | 0 | 0 | 0 | 0 | 0 | 0 | 7.1142e-05 | 0 | 7.1142e-05 | 0 | 0 | 0 |  |  | Patrols - Distribution OverheadWLDFREquipment / facility failureAggregated | WLDFR | HFTD - Distribution - 2QU CoRE ¦ 4QU LoRE | Red Flag Warning - Large Fires | Equipment / facility failure | Aggregated | 2025 | 8.4578e-06 | 1267.3833 | 0.010719 | 2025 | Control | 0.046366 | 1 | 0 | esc | 0 | 0 | 0 | 0 | 0 | 0 | 0 | 0 | 0.0018932 | 1.3757e-05 | 0 | 0
[35 empty] | 7.3.6.6 Stationed and on-call ignition prevention and suppression resources and services | WLDFR | HFTD - Distribution - Tier 3 - 4QU CoRE ¦ 3QU LoRE | 2021 | 1 | 0 | 0 | 0 | 0 | 0 | 0 | 0.0088286 | 0.0088286 | 0 | 0 | 0 | 0 | 0 | 0 | 0 | 0 | 0 | 0.0088286 | 0 | 0 | 0 | 0 | 0 | 0 | 0 | 0 | 0 | 0 | [11 empty] | WLDFR | HFTD - Distribution - 2QU CoRE ¦ 4QU LoRE | Red Flag Warning - Large Fires | 2026 | 0 | 0 | 0 | 0 | 0 | 1.3757e-05 | 5.1712 | 0.68415 | 2.907 | 1.5801 | 0 | 0 | 0 | 0 | 0 | 0 | 3.5188e-05 | 0 | 0 | 0 | 0 | 0 | 0 | 0 | 0 | 0 | 0 | 0 | 0 | 0 | 0 | 0 | 7.1142e-05 | 0 | 7.1142e-05 |  |  | Patrols - Distribution OverheadWLDFREquipment / facility failureAggregated | WLDFR | HFTD - Distribution - 2QU CoRE ¦ 4QU LoRE | Red Flag Warning - Large Fires | Equipment / facility failure | Aggregated | 2026 | 8.4578e-06 | 1267.3833 | 0.010719 | 2026 | Control | 0.046366 | 1 | 0 | esc | 0 | 0 | 0 | 0 | 0 | 0 | 0 | 0 | 0 | 0 | 0.0018932 | 1.3757e-05
[35 empty] | 7.3.6.6 Stationed and on-call ignition prevention and suppression resources and services | WLDFR | HFTD - Distribution - Tier 3 - 4QU CoRE ¦ 3QU LoRE | 2022 | 0.93458 | 0 | 0 | 0 | 0 | 0 | 0 | 0 | 0 | 0 | 0 | 0.008475 | 0.008475 | 0 | 0 | 0 | 0 | 0 | 0 | 0.0079206 | 0 | 0 | 0 | 0 | 0 | 0.008475 | 0.0079206 | 0.008475 | 0.0079206 | [11 empty] | WLDFR | HFTD - Distribution - 2QU CoRE ¦ 4QU LoRE | Red Flag Warning - Small Fires | 2021 | 2.8618e-05 | 0 | 0 | 0 | 0 | 0 | 0.077861 | 0.036425 | 0.0015416 | 0.039895 | 0 | 0 | 0 | 0 | 0 | 0 | 0.00034303 | 2.2282e-06 | 0 | 2.2282e-06 | 0 | 0 | 0 | 0 | 0 | 0 | 0 | 0 | 0 | 0 | 0 | 0 | 0 | 0 | 0 |  |  | Patrols - Distribution OverheadWLDFREquipment / facility failureAggregated | WLDFR | HFTD - Distribution - 2QU CoRE ¦ 4QU LoRE | Red Flag Warning - Small Fires | Equipment / facility failure | Aggregated | 2021 | 2.7518e-05 | 1267.3833 | 0.034876 | 2021 | Control | 0.046366 | 1 | 0 | esc | 0.0059613 | 2.8618e-05 | 0 | 0 | 0 | 0 | 0 | 0 | 0 | 0 | 0 | 0
[35 empty] | 7.3.6.6 Stationed and on-call ignition prevention and suppression resources and services | WLDFR | HFTD - Distribution - Tier 3 - 4QU CoRE ¦ 3QU LoRE | 2023 | 0.87344 | 0 | 0 | 0 | 0 | 0 | 0 | 0 | 0 | 0 | 0 | 0 | 0 | 0 | 0 | 0.0087853 | 0.0087853 | 0 | 0 | 0 | 0.0076734 | 0 | 0 | 0 | 0 | 0 | 0 | 0 | 0 | [11 empty] | WLDFR | HFTD - Distribution - 2QU CoRE ¦ 4QU LoRE | Red Flag Warning - Small Fires | 2022 | 0 | 2.865e-05 | 0 | 0 | 0 | 0 | 0.077861 | 0.036425 | 0.0015416 | 0.039895 | 0 | 0 | 0 | 0 | 0 | 0 | 0.00032998 | 0 | 0 | 0 | 2.2307e-06 | 0 | 2.2307e-06 | 0 | 0 | 0 | 0 | 0 | 0 | 0 | 0 | 0 | 0 | 0 | 0 |  |  | Patrols - Distribution OverheadWLDFREquipment / facility failureAggregated | WLDFR | HFTD - Distribution - 2QU CoRE ¦ 4QU LoRE | Red Flag Warning - Small Fires | Equipment / facility failure | Aggregated | 2022 | 2.654e-05 | 1267.3833 | 0.033636 | 2022 | Control | 0.046366 | 1 | 0 | esc | 0 | 0 | 0.0059679 | 2.865e-05 | 0 | 0 | 0 | 0 | 0 | 0 | 0 | 0
[35 empty] | 7.3.6.6 Stationed and on-call ignition prevention and suppression resources and services | WLDFR | HFTD - Distribution - Tier 3 - 4QU CoRE ¦ 4QU LoRE | 2020 | 1 | 0 | 0 | 0.0045655 | 0.0045655 | 0 | 0 | 0 | 0 | 0 | 0 | 0 | 0 | 0 | 0 | 0 | 0 | 0.0045655 | 0 | 0 | 0 | 0 | 0 | 0 | 0 | 0 | 0 | 0 | 0 | [11 empty] | WLDFR | HFTD - Distribution - 2QU CoRE ¦ 4QU LoRE | Red Flag Warning - Small Fires | 2023 | 0 | 0 | 4.4549e-05 | 0 | 0 | 0 | 0.077901 | 0.036425 | 0.0015809 | 0.039895 | 0 | 0 | 0 | 0 | 0 | 0 | 0.00034247 | 0 | 0 | 0 | 0 | 0 | 0 | 3.4704e-06 | 0 | 3.4704e-06 | 0 | 0 | 0 | 0 | 0 | 0 | 0 | 0 | 0 |  |  | Patrols - Distribution OverheadWLDFREquipment / facility failureAggregated | WLDFR | HFTD - Distribution - 2QU CoRE ¦ 4QU LoRE | Red Flag Warning - Small Fires | Equipment / facility failure | Aggregated | 2023 | 2.7389e-05 | 1267.3833 | 0.034712 | 2023 | Control | 0.046366 | 1 | 0 | esc | 0 | 0 | 0 | 0 | 0.0061306 | 4.4549e-05 | 0 | 0 | 0 | 0 | 0 | 0
[35 empty] | 7.3.6.6 Stationed and on-call ignition prevention and suppression resources and services | WLDFR | HFTD - Distribution - Tier 3 - 4QU CoRE ¦ 4QU LoRE | 2021 | 1 | 0 | 0 | 0 | 0 | 0 | 0 | 0.0045655 | 0.0045655 | 0 | 0 | 0 | 0 | 0 | 0 | 0 | 0 | 0 | 0.0045655 | 0 | 0 | 0 | 0 | 0 | 0 | 0 | 0 | 0 | 0 | [11 empty] | WLDFR | HFTD - Distribution - 2QU CoRE ¦ 4QU LoRE | Red Flag Warning - Small Fires | 2024 | 0 | 0 | 0 | 4.4549e-05 | 0 | 0 | 0.077901 | 0.036425 | 0.0015809 | 0.039895 | 0 | 0 | 0 | 0 | 0 | 0 | 0.00034247 | 0 | 0 | 0 | 0 | 0 | 0 | 0 | 0 | 0 | 3.4704e-06 | 0 | 3.4704e-06 | 0 | 0 | 0 | 0 | 0 | 0 |  |  | Patrols - Distribution OverheadWLDFREquipment / facility failureAggregated | WLDFR | HFTD - Distribution - 2QU CoRE ¦ 4QU LoRE | Red Flag Warning - Small Fires | Equipment / facility failure | Aggregated | 2024 | 2.7389e-05 | 1267.3833 | 0.034712 | 2024 | Control | 0.046366 | 1 | 0 | esc | 0 | 0 | 0 | 0 | 0 | 0 | 0.0061306 | 4.4549e-05 | 0 | 0 | 0 | 0
[35 empty] | 7.3.6.6 Stationed and on-call ignition prevention and suppression resources and services | WLDFR | HFTD - Distribution - Tier 3 - 4QU CoRE ¦ 4QU LoRE | 2022 | 0.93458 | 0 | 0 | 0 | 0 | 0 | 0 | 0 | 0 | 0 | 0 | 0.0044043 | 0.0044043 | 0 | 0 | 0 | 0 | 0 | 0 | 0.0041162 | 0 | 0 | 0 | 0 | 0 | 0.0044043 | 0.0041162 | 0.0044043 | 0.0041162 | [11 empty] | WLDFR | HFTD - Distribution - 2QU CoRE ¦ 4QU LoRE | Red Flag Warning - Small Fires | 2025 | 0 | 0 | 0 | 0 | 4.4549e-05 | 0 | 0.077901 | 0.036425 | 0.0015809 | 0.039895 | 0 | 0 | 0 | 0 | 0 | 0 | 0.00034247 | 0 | 0 | 0 | 0 | 0 | 0 | 0 | 0 | 0 | 0 | 0 | 0 | 3.4704e-06 | 0 | 3.4704e-06 | 0 | 0 | 0 |  |  | Patrols - Distribution OverheadWLDFREquipment / facility failureAggregated | WLDFR | HFTD - Distribution - 2QU CoRE ¦ 4QU LoRE | Red Flag Warning - Small Fires | Equipment / facility failure | Aggregated | 2025 | 2.7389e-05 | 1267.3833 | 0.034712 | 2025 | Control | 0.046366 | 1 | 0 | esc | 0 | 0 | 0 | 0 | 0 | 0 | 0 | 0 | 0.0061306 | 4.4549e-05 | 0 | 0
[35 empty] | 7.3.6.6 Stationed and on-call ignition prevention and suppression resources and services | WLDFR | HFTD - Distribution - Tier 3 - 4QU CoRE ¦ 4QU LoRE | 2023 | 0.87344 | 0 | 0 | 0 | 0 | 0 | 0 | 0 | 0 | 0 | 0 | 0 | 0 | 0 | 0 | 0.0045656 | 0.0045656 | 0 | 0 | 0 | 0.0039878 | 0 | 0 | 0 | 0 | 0 | 0 | 0 | 0 | [11 empty] | WLDFR | HFTD - Distribution - 2QU CoRE ¦ 4QU LoRE | Red Flag Warning - Small Fires | 2026 | 0 | 0 | 0 | 0 | 0 | 4.4549e-05 | 0.077901 | 0.036425 | 0.0015809 | 0.039895 | 0 | 0 | 0 | 0 | 0 | 0 | 0.00034247 | 0 | 0 | 0 | 0 | 0 | 0 | 0 | 0 | 0 | 0 | 0 | 0 | 0 | 0 | 0 | 3.4704e-06 | 0 | 3.4704e-06 |  |  | Patrols - Distribution OverheadWLDFREquipment / facility failureAggregated | WLDFR | HFTD - Distribution - 2QU CoRE ¦ 4QU LoRE | Red Flag Warning - Small Fires | Equipment / facility failure | Aggregated | 2026 | 2.7389e-05 | 1267.3833 | 0.034712 | 2026 | Control | 0.046366 | 1 | 0 | esc | 0 | 0 | 0 | 0 | 0 | 0 | 0 | 0 | 0 | 0 | 0.0061306 | 4.4549e-05
[35 empty] | 7.3.6.6 Stationed and on-call ignition prevention and suppression resources and services | WLDFR | HFTD - Distribution - Tier 3 - 4QU CoRE ¦ 5QU LoRE | 2020 | 1 | 0 | 0 | 0.0016361 | 0.0016361 | 0 | 0 | 0 | 0 | 0 | 0 | 0 | 0 | 0 | 0 | 0 | 0 | 0.0016361 | 0 | 0 | 0 | 0 | 0 | 0 | 0 | 0 | 0 | 0 | 0 | [11 empty] | WLDFR | HFTD - Distribution - 2QU CoRE ¦ 5QU LoRE | Non-Red Flag Warning - Catastrophic Fires | 2021 | 1.9604e-08 | 0 | 0 | 0 | 0 | 0 | 13887.861 | 212.4034 | 8426.443 | 5249.0147 | 0 | 0 | 0 | 0 | 0 | 0 | 1.5603e-06 | 0.00027226 | 0 | 0.00027226 | 0 | 0 | 0 | 0 | 0 | 0 | 0 | 0 | 0 | 0 | 0 | 0 | 0 | 0 | 0 |  |  | Patrols - Distribution OverheadWLDFREquipment / facility failureAggregated | WLDFR | HFTD - Distribution - 2QU CoRE ¦ 5QU LoRE | Non-Red Flag Warning - Catastrophic Fires | Equipment / facility failure | Aggregated | 2021 | 1.8003e-08 | 1189.4558 | 2.1414e-05 | 2021 | Control | 0.046366 | 1 | 0 | esc | 4.0836e-06 | 1.9604e-08 | 0 | 0 | 0 | 0 | 0 | 0 | 0 | 0 | 0 | 0
[35 empty] | 7.3.6.6 Stationed and on-call ignition prevention and suppression resources and services | WLDFR | HFTD - Distribution - Tier 3 - 4QU CoRE ¦ 5QU LoRE | 2021 | 1 | 0 | 0 | 0 | 0 | 0 | 0 | 0.0016361 | 0.0016361 | 0 | 0 | 0 | 0 | 0 | 0 | 0 | 0 | 0 | 0.0016361 | 0 | 0 | 0 | 0 | 0 | 0 | 0 | 0 | 0 | 0 | [11 empty] | WLDFR | HFTD - Distribution - 2QU CoRE ¦ 5QU LoRE | Non-Red Flag Warning - Catastrophic Fires | 2022 | 0 | 1.9462e-08 | 0 | 0 | 0 | 0 | 13650.1655 | 202.8477 | 8286.6934 | 5160.6244 | 0 | 0 | 0 | 0 | 0 | 0 | 1.5133e-06 | 0 | 0 | 0 | 0.00026566 | 0 | 0.00026566 | 0 | 0 | 0 | 0 | 0 | 0 | 0 | 0 | 0 | 0 | 0 | 0 |  |  | Patrols - Distribution OverheadWLDFREquipment / facility failureAggregated | WLDFR | HFTD - Distribution - 2QU CoRE ¦ 5QU LoRE | Non-Red Flag Warning - Catastrophic Fires | Equipment / facility failure | Aggregated | 2022 | 1.7207e-08 | 1189.4558 | 2.0467e-05 | 2022 | Control | 0.046366 | 1 | 0 | esc | 0 | 0 | 4.0541e-06 | 1.9462e-08 | 0 | 0 | 0 | 0 | 0 | 0 | 0 | 0
[35 empty] | 7.3.6.6 Stationed and on-call ignition prevention and suppression resources and services | WLDFR | HFTD - Distribution - Tier 3 - 4QU CoRE ¦ 5QU LoRE | 2022 | 0.93458 | 0 | 0 | 0 | 0 | 0 | 0 | 0 | 0 | 0 | 0 | 0.0016345 | 0.0016345 | 0 | 0 | 0 | 0 | 0 | 0 | 0.0015276 | 0 | 0 | 0 | 0 | 0 | 0.0016345 | 0.0015276 | 0.0016345 | 0.0015276 | [11 empty] | WLDFR | HFTD - Distribution - 2QU CoRE ¦ 5QU LoRE | Non-Red Flag Warning - Catastrophic Fires | 2023 | 0 | 0 | 2.9289e-08 | 0 | 0 | 0 | 13668.067 | 202.8477 | 8304.5949 | 5160.6244 | 0 | 0 | 0 | 0 | 0 | 0 | 1.5135e-06 | 0 | 0 | 0 | 0 | 0 | 0 | 0.00040032 | 0 | 0.00040032 | 0 | 0 | 0 | 0 | 0 | 0 | 0 | 0 | 0 |  |  | Patrols - Distribution OverheadWLDFREquipment / facility failureAggregated | WLDFR | HFTD - Distribution - 2QU CoRE ¦ 5QU LoRE | Non-Red Flag Warning - Catastrophic Fires | Equipment / facility failure | Aggregated | 2023 | 1.7188e-08 | 1189.4558 | 2.0444e-05 | 2023 | Control | 0.046366 | 1 | 0 | esc | 0 | 0 | 0 | 0 | 4.0305e-06 | 2.9289e-08 | 0 | 0 | 0 | 0 | 0 | 0
[35 empty] | 7.3.6.6 Stationed and on-call ignition prevention and suppression resources and services | WLDFR | HFTD - Distribution - Tier 3 - 4QU CoRE ¦ 5QU LoRE | 2023 | 0.87344 | 0 | 0 | 0 | 0 | 0 | 0 | 0 | 0 | 0 | 0 | 0 | 0 | 0 | 0 | 0.0016944 | 0.0016944 | 0 | 0 | 0 | 0.00148 | 0 | 0 | 0 | 0 | 0 | 0 | 0 | 0 | [11 empty] | WLDFR | HFTD - Distribution - 2QU CoRE ¦ 5QU LoRE | Non-Red Flag Warning - Catastrophic Fires | 2024 | 0 | 0 | 0 | 2.9289e-08 | 0 | 0 | 13668.067 | 202.8477 | 8304.5949 | 5160.6244 | 0 | 0 | 0 | 0 | 0 | 0 | 1.5135e-06 | 0 | 0 | 0 | 0 | 0 | 0 | 0 | 0 | 0 | 0.00040032 | 0 | 0.00040032 | 0 | 0 | 0 | 0 | 0 | 0 |  |  | Patrols - Distribution OverheadWLDFREquipment / facility failureAggregated | WLDFR | HFTD - Distribution - 2QU CoRE ¦ 5QU LoRE | Non-Red Flag Warning - Catastrophic Fires | Equipment / facility failure | Aggregated | 2024 | 1.7188e-08 | 1189.4558 | 2.0444e-05 | 2024 | Control | 0.046366 | 1 | 0 | esc | 0 | 0 | 0 | 0 | 0 | 0 | 4.0305e-06 | 2.9289e-08 | 0 | 0 | 0 | 0
[35 empty] | 7.3.6.6 Stationed and on-call ignition prevention and suppression resources and services | WLDFR | HFTD - Distribution - Tier 3 - 5QU CoRE ¦ 1QU LoRE | 2020 | 1 | 0 | 0 | 0.01223 | 0.01223 | 0 | 0 | 0 | 0 | 0 | 0 | 0 | 0 | 0 | 0 | 0 | 0 | 0.01223 | 0 | 0 | 0 | 0 | 0 | 0 | 0 | 0 | 0 | 0 | 0 | [11 empty] | WLDFR | HFTD - Distribution - 2QU CoRE ¦ 5QU LoRE | Non-Red Flag Warning - Catastrophic Fires | 2025 | 0 | 0 | 0 | 0 | 2.9289e-08 | 0 | 13668.067 | 202.8477 | 8304.5949 | 5160.6244 | 0 | 0 | 0 | 0 | 0 | 0 | 1.5135e-06 | 0 | 0 | 0 | 0 | 0 | 0 | 0 | 0 | 0 | 0 | 0 | 0 | 0.00040032 | 0 | 0.00040032 | 0 | 0 | 0 |  |  | Patrols - Distribution OverheadWLDFREquipment / facility failureAggregated | WLDFR | HFTD - Distribution - 2QU CoRE ¦ 5QU LoRE | Non-Red Flag Warning - Catastrophic Fires | Equipment / facility failure | Aggregated | 2025 | 1.7188e-08 | 1189.4558 | 2.0444e-05 | 2025 | Control | 0.046366 | 1 | 0 | esc | 0 | 0 | 0 | 0 | 0 | 0 | 0 | 0 | 4.0305e-06 | 2.9289e-08 | 0 | 0
[35 empty] | 7.3.6.6 Stationed and on-call ignition prevention and suppression resources and services | WLDFR | HFTD - Distribution - Tier 3 - 5QU CoRE ¦ 1QU LoRE | 2021 | 1 | 0 | 0 | 0 | 0 | 0 | 0 | 0.01223 | 0.01223 | 0 | 0 | 0 | 0 | 0 | 0 | 0 | 0 | 0 | 0.01223 | 0 | 0 | 0 | 0 | 0 | 0 | 0 | 0 | 0 | 0 | [11 empty] | WLDFR | HFTD - Distribution - 2QU CoRE ¦ 5QU LoRE | Non-Red Flag Warning - Catastrophic Fires | 2026 | 0 | 0 | 0 | 0 | 0 | 2.9289e-08 | 13668.067 | 202.8477 | 8304.5949 | 5160.6244 | 0 | 0 | 0 | 0 | 0 | 0 | 1.5135e-06 | 0 | 0 | 0 | 0 | 0 | 0 | 0 | 0 | 0 | 0 | 0 | 0 | 0 | 0 | 0 | 0.00040032 | 0 | 0.00040032 |  |  | Patrols - Distribution OverheadWLDFREquipment / facility failureAggregated | WLDFR | HFTD - Distribution - 2QU CoRE ¦ 5QU LoRE | Non-Red Flag Warning - Catastrophic Fires | Equipment / facility failure | Aggregated | 2026 | 1.7188e-08 | 1189.4558 | 2.0444e-05 | 2026 | Control | 0.046366 | 1 | 0 | esc | 0 | 0 | 0 | 0 | 0 | 0 | 0 | 0 | 0 | 0 | 4.0305e-06 | 2.9289e-08
[35 empty] | 7.3.6.6 Stationed and on-call ignition prevention and suppression resources and services | WLDFR | HFTD - Distribution - Tier 3 - 5QU CoRE ¦ 1QU LoRE | 2022 | 0.93458 | 0 | 0 | 0 | 0 | 0 | 0 | 0 | 0 | 0 | 0 | 0.012229 | 0.012229 | 0 | 0 | 0 | 0 | 0 | 0 | 0.011429 | 0 | 0 | 0 | 0 | 0 | 0.012229 | 0.011429 | 0.012229 | 0.011429 | [11 empty] | WLDFR | HFTD - Distribution - 2QU CoRE ¦ 5QU LoRE | Non-Red Flag Warning - Destructive Fires | 2021 | 7.473e-08 | 0 | 0 | 0 | 0 | 0 | 8638.8464 | 212.4034 | 8426.443 | 0 | 0 | 0 | 0 | 0 | 0 | 0 | 1.5692e-06 | 0.00064558 | 0 | 0.00064558 | 0 | 0 | 0 | 0 | 0 | 0 | 0 | 0 | 0 | 0 | 0 | 0 | 0 | 0 | 0 |  |  | Patrols - Distribution OverheadWLDFREquipment / facility failureAggregated | WLDFR | HFTD - Distribution - 2QU CoRE ¦ 5QU LoRE | Non-Red Flag Warning - Destructive Fires | Equipment / facility failure | Aggregated | 2021 | 6.8627e-08 | 1189.4558 | 8.1629e-05 | 2021 | Control | 0.046366 | 1 | 0 | esc | 1.5567e-05 | 7.473e-08 | 0 | 0 | 0 | 0 | 0 | 0 | 0 | 0 | 0 | 0
[35 empty] | 7.3.6.6 Stationed and on-call ignition prevention and suppression resources and services | WLDFR | HFTD - Distribution - Tier 3 - 5QU CoRE ¦ 1QU LoRE | 2023 | 0.87344 | 0 | 0 | 0 | 0 | 0 | 0 | 0 | 0 | 0 | 0 | 0 | 0 | 0 | 0 | 0.012674 | 0.012674 | 0 | 0 | 0 | 0.01107 | 0 | 0 | 0 | 0 | 0 | 0 | 0 | 0 | [11 empty] | WLDFR | HFTD - Distribution - 2QU CoRE ¦ 5QU LoRE | Non-Red Flag Warning - Destructive Fires | 2022 | 0 | 7.4186e-08 | 0 | 0 | 0 | 0 | 8489.5411 | 202.8477 | 8286.6934 | 0 | 0 | 0 | 0 | 0 | 0 | 0 | 1.5143e-06 | 0 | 0 | 0 | 0.0006298 | 0 | 0.0006298 | 0 | 0 | 0 | 0 | 0 | 0 | 0 | 0 | 0 | 0 | 0 | 0 |  |  | Patrols - Distribution OverheadWLDFREquipment / facility failureAggregated | WLDFR | HFTD - Distribution - 2QU CoRE ¦ 5QU LoRE | Non-Red Flag Warning - Destructive Fires | Equipment / facility failure | Aggregated | 2022 | 6.559e-08 | 1189.4558 | 7.8016e-05 | 2022 | Control | 0.046366 | 1 | 0 | esc | 0 | 0 | 1.5453e-05 | 7.4186e-08 | 0 | 0 | 0 | 0 | 0 | 0 | 0 | 0
[35 empty] | 7.3.6.6 Stationed and on-call ignition prevention and suppression resources and services | WLDFR | HFTD - Distribution - Tier 3 - 5QU CoRE ¦ 2QU LoRE | 2020 | 1 | 0 | 0 | 0.0033503 | 0.0033503 | 0 | 0 | 0 | 0 | 0 | 0 | 0 | 0 | 0 | 0 | 0 | 0 | 0.0033503 | 0 | 0 | 0 | 0 | 0 | 0 | 0 | 0 | 0 | 0 | 0 | [11 empty] | WLDFR | HFTD - Distribution - 2QU CoRE ¦ 5QU LoRE | Non-Red Flag Warning - Destructive Fires | 2023 | 0 | 0 | 1.1164e-07 | 0 | 0 | 0 | 8507.4426 | 202.8477 | 8304.5949 | 0 | 0 | 0 | 0 | 0 | 0 | 0 | 1.5171e-06 | 0 | 0 | 0 | 0 | 0 | 0 | 0.00094978 | 0 | 0.00094978 | 0 | 0 | 0 | 0 | 0 | 0 | 0 | 0 | 0 |  |  | Patrols - Distribution OverheadWLDFREquipment / facility failureAggregated | WLDFR | HFTD - Distribution - 2QU CoRE ¦ 5QU LoRE | Non-Red Flag Warning - Destructive Fires | Equipment / facility failure | Aggregated | 2023 | 6.5517e-08 | 1189.4558 | 7.793e-05 | 2023 | Control | 0.046366 | 1 | 0 | esc | 0 | 0 | 0 | 0 | 1.5363e-05 | 1.1164e-07 | 0 | 0 | 0 | 0 | 0 | 0
[35 empty] | 7.3.6.6 Stationed and on-call ignition prevention and suppression resources and services | WLDFR | HFTD - Distribution - Tier 3 - 5QU CoRE ¦ 2QU LoRE | 2021 | 1 | 0 | 0 | 0 | 0 | 0 | 0 | 0.0033503 | 0.0033503 | 0 | 0 | 0 | 0 | 0 | 0 | 0 | 0 | 0 | 0.0033503 | 0 | 0 | 0 | 0 | 0 | 0 | 0 | 0 | 0 | 0 | [11 empty] | WLDFR | HFTD - Distribution - 2QU CoRE ¦ 5QU LoRE | Non-Red Flag Warning - Destructive Fires | 2024 | 0 | 0 | 0 | 1.1164e-07 | 0 | 0 | 8507.4426 | 202.8477 | 8304.5949 | 0 | 0 | 0 | 0 | 0 | 0 | 0 | 1.5171e-06 | 0 | 0 | 0 | 0 | 0 | 0 | 0 | 0 | 0 | 0.00094978 | 0 | 0.00094978 | 0 | 0 | 0 | 0 | 0 | 0 |  |  | Patrols - Distribution OverheadWLDFREquipment / facility failureAggregated | WLDFR | HFTD - Distribution - 2QU CoRE ¦ 5QU LoRE | Non-Red Flag Warning - Destructive Fires | Equipment / facility failure | Aggregated | 2024 | 6.5517e-08 | 1189.4558 | 7.793e-05 | 2024 | Control | 0.046366 | 1 | 0 | esc | 0 | 0 | 0 | 0 | 0 | 0 | 1.5363e-05 | 1.1164e-07 | 0 | 0 | 0 | 0
[35 empty] | 7.3.6.6 Stationed and on-call ignition prevention and suppression resources and services | WLDFR | HFTD - Distribution - Tier 3 - 5QU CoRE ¦ 2QU LoRE | 2022 | 0.93458 | 0 | 0 | 0 | 0 | 0 | 0 | 0 | 0 | 0 | 0 | 0.0031377 | 0.0031377 | 0 | 0 | 0 | 0 | 0 | 0 | 0.0029324 | 0 | 0 | 0 | 0 | 0 | 0.0031377 | 0.0029324 | 0.0031377 | 0.0029324 | [11 empty] | WLDFR | HFTD - Distribution - 2QU CoRE ¦ 5QU LoRE | Non-Red Flag Warning - Destructive Fires | 2025 | 0 | 0 | 0 | 0 | 1.1164e-07 | 0 | 8507.4426 | 202.8477 | 8304.5949 | 0 | 0 | 0 | 0 | 0 | 0 | 0 | 1.5171e-06 | 0 | 0 | 0 | 0 | 0 | 0 | 0 | 0 | 0 | 0 | 0 | 0 | 0.00094978 | 0 | 0.00094978 | 0 | 0 | 0 |  |  | Patrols - Distribution OverheadWLDFREquipment / facility failureAggregated | WLDFR | HFTD - Distribution - 2QU CoRE ¦ 5QU LoRE | Non-Red Flag Warning - Destructive Fires | Equipment / facility failure | Aggregated | 2025 | 6.5517e-08 | 1189.4558 | 7.793e-05 | 2025 | Control | 0.046366 | 1 | 0 | esc | 0 | 0 | 0 | 0 | 0 | 0 | 0 | 0 | 1.5363e-05 | 1.1164e-07 | 0 | 0
[35 empty] | 7.3.6.6 Stationed and on-call ignition prevention and suppression resources and services | WLDFR | HFTD - Distribution - Tier 3 - 5QU CoRE ¦ 2QU LoRE | 2023 | 0.87344 | 0 | 0 | 0 | 0 | 0 | 0 | 0 | 0 | 0 | 0 | 0 | 0 | 0 | 0 | 0.0032521 | 0.0032521 | 0 | 0 | 0 | 0.0028405 | 0 | 0 | 0 | 0 | 0 | 0 | 0 | 0 | [11 empty] | WLDFR | HFTD - Distribution - 2QU CoRE ¦ 5QU LoRE | Non-Red Flag Warning - Destructive Fires | 2026 | 0 | 0 | 0 | 0 | 0 | 1.1164e-07 | 8507.4426 | 202.8477 | 8304.5949 | 0 | 0 | 0 | 0 | 0 | 0 | 0 | 1.5171e-06 | 0 | 0 | 0 | 0 | 0 | 0 | 0 | 0 | 0 | 0 | 0 | 0 | 0 | 0 | 0 | 0.00094978 | 0 | 0.00094978 |  |  | Patrols - Distribution OverheadWLDFREquipment / facility failureAggregated | WLDFR | HFTD - Distribution - 2QU CoRE ¦ 5QU LoRE | Non-Red Flag Warning - Destructive Fires | Equipment / facility failure | Aggregated | 2026 | 6.5517e-08 | 1189.4558 | 7.793e-05 | 2026 | Control | 0.046366 | 1 | 0 | esc | 0 | 0 | 0 | 0 | 0 | 0 | 0 | 0 | 0 | 0 | 1.5363e-05 | 1.1164e-07
[35 empty] | 7.3.6.6 Stationed and on-call ignition prevention and suppression resources and services | WLDFR | HFTD - Distribution - Tier 3 - 5QU CoRE ¦ 3QU LoRE | 2020 | 1 | 0 | 0 | 0.0012432 | 0.0012432 | 0 | 0 | 0 | 0 | 0 | 0 | 0 | 0 | 0 | 0 | 0 | 0 | 0.0012432 | 0 | 0 | 0 | 0 | 0 | 0 | 0 | 0 | 0 | 0 | 0 | [11 empty] | WLDFR | HFTD - Distribution - 2QU CoRE ¦ 5QU LoRE | Non-Red Flag Warning - Large Fires | 2021 | 9.5282e-07 | 0 | 0 | 0 | 0 | 0 | 5.1078 | 0.69027 | 2.8264 | 1.5911 | 0 | 0 | 0 | 0 | 0 | 0 | 1.5979e-05 | 4.8668e-06 | 0 | 4.8668e-06 | 0 | 0 | 0 | 0 | 0 | 0 | 0 | 0 | 0 | 0 | 0 | 0 | 0 | 0 | 0 |  |  | Patrols - Distribution OverheadWLDFREquipment / facility failureAggregated | WLDFR | HFTD - Distribution - 2QU CoRE ¦ 5QU LoRE | Non-Red Flag Warning - Large Fires | Equipment / facility failure | Aggregated | 2021 | 8.7501e-07 | 1189.4558 | 0.0010408 | 2021 | Control | 0.046366 | 1 | 0 | esc | 0.00019848 | 9.5282e-07 | 0 | 0 | 0 | 0 | 0 | 0 | 0 | 0 | 0 | 0
[35 empty] | 7.3.6.6 Stationed and on-call ignition prevention and suppression resources and services | WLDFR | HFTD - Distribution - Tier 3 - 5QU CoRE ¦ 3QU LoRE | 2021 | 1 | 0 | 0 | 0 | 0 | 0 | 0 | 0.0012432 | 0.0012432 | 0 | 0 | 0 | 0 | 0 | 0 | 0 | 0 | 0 | 0.0012432 | 0 | 0 | 0 | 0 | 0 | 0 | 0 | 0 | 0 | 0 | [11 empty] | WLDFR | HFTD - Distribution - 2QU CoRE ¦ 5QU LoRE | Non-Red Flag Warning - Large Fires | 2022 | 0 | 9.4559e-07 | 0 | 0 | 0 | 0 | 5.0739 | 0.68415 | 2.8096 | 1.5801 | 0 | 0 | 0 | 0 | 0 | 0 | 1.5401e-05 | 0 | 0 | 0 | 4.7978e-06 | 0 | 4.7978e-06 | 0 | 0 | 0 | 0 | 0 | 0 | 0 | 0 | 0 | 0 | 0 | 0 |  |  | Patrols - Distribution OverheadWLDFREquipment / facility failureAggregated | WLDFR | HFTD - Distribution - 2QU CoRE ¦ 5QU LoRE | Non-Red Flag Warning - Large Fires | Equipment / facility failure | Aggregated | 2022 | 8.3603e-07 | 1189.4558 | 0.00099442 | 2022 | Control | 0.046366 | 1 | 0 | esc | 0 | 0 | 0.00019697 | 9.4559e-07 | 0 | 0 | 0 | 0 | 0 | 0 | 0 | 0
[35 empty] | 7.3.6.6 Stationed and on-call ignition prevention and suppression resources and services | WLDFR | HFTD - Distribution - Tier 3 - 5QU CoRE ¦ 3QU LoRE | 2022 | 0.93458 | 0 | 0 | 0 | 0 | 0 | 0 | 0 | 0 | 0 | 0 | 0.0011563 | 0.0011563 | 0 | 0 | 0 | 0 | 0 | 0 | 0.0010807 | 0 | 0 | 0 | 0 | 0 | 0.0011563 | 0.0010807 | 0.0011563 | 0.0010807 | [11 empty] | WLDFR | HFTD - Distribution - 2QU CoRE ¦ 5QU LoRE | Non-Red Flag Warning - Large Fires | 2023 | 0 | 0 | 1.423e-06 | 0 | 0 | 0 | 5.1712 | 0.68415 | 2.907 | 1.5801 | 0 | 0 | 0 | 0 | 0 | 0 | 1.5435e-05 | 0 | 0 | 0 | 0 | 0 | 0 | 7.3587e-06 | 0 | 7.3587e-06 | 0 | 0 | 0 | 0 | 0 | 0 | 0 | 0 | 0 |  |  | Patrols - Distribution OverheadWLDFREquipment / facility failureAggregated | WLDFR | HFTD - Distribution - 2QU CoRE ¦ 5QU LoRE | Non-Red Flag Warning - Large Fires | Equipment / facility failure | Aggregated | 2023 | 8.351e-07 | 1189.4558 | 0.00099331 | 2023 | Control | 0.046366 | 1 | 0 | esc | 0 | 0 | 0 | 0 | 0.00019582 | 1.423e-06 | 0 | 0 | 0 | 0 | 0 | 0
[35 empty] | 7.3.6.6 Stationed and on-call ignition prevention and suppression resources and services | WLDFR | HFTD - Distribution - Tier 3 - 5QU CoRE ¦ 3QU LoRE | 2023 | 0.87344 | 0 | 0 | 0 | 0 | 0 | 0 | 0 | 0 | 0 | 0 | 0 | 0 | 0 | 0 | 0.0011985 | 0.0011985 | 0 | 0 | 0 | 0.0010468 | 0 | 0 | 0 | 0 | 0 | 0 | 0 | 0 | [11 empty] | WLDFR | HFTD - Distribution - 2QU CoRE ¦ 5QU LoRE | Non-Red Flag Warning - Large Fires | 2024 | 0 | 0 | 0 | 1.423e-06 | 0 | 0 | 5.1712 | 0.68415 | 2.907 | 1.5801 | 0 | 0 | 0 | 0 | 0 | 0 | 1.5435e-05 | 0 | 0 | 0 | 0 | 0 | 0 | 0 | 0 | 0 | 7.3587e-06 | 0 | 7.3587e-06 | 0 | 0 | 0 | 0 | 0 | 0 |  |  | Patrols - Distribution OverheadWLDFREquipment / facility failureAggregated | WLDFR | HFTD - Distribution - 2QU CoRE ¦ 5QU LoRE | Non-Red Flag Warning - Large Fires | Equipment / facility failure | Aggregated | 2024 | 8.351e-07 | 1189.4558 | 0.00099331 | 2024 | Control | 0.046366 | 1 | 0 | esc | 0 | 0 | 0 | 0 | 0 | 0 | 0.00019582 | 1.423e-06 | 0 | 0 | 0 | 0
[35 empty] | 7.3.6.6 Stationed and on-call ignition prevention and suppression resources and services | WLDFR | HFTD - Distribution - Tier 3 - 5QU CoRE ¦ 4QU LoRE | 2020 | 1 | 0 | 0 | 0.0003655 | 0.0003655 | 0 | 0 | 0 | 0 | 0 | 0 | 0 | 0 | 0 | 0 | 0 | 0 | 0.0003655 | 0 | 0 | 0 | 0 | 0 | 0 | 0 | 0 | 0 | 0 | 0 | [11 empty] | WLDFR | HFTD - Distribution - 2QU CoRE ¦ 5QU LoRE | Non-Red Flag Warning - Large Fires | 2025 | 0 | 0 | 0 | 0 | 1.423e-06 | 0 | 5.1712 | 0.68415 | 2.907 | 1.5801 | 0 | 0 | 0 | 0 | 0 | 0 | 1.5435e-05 | 0 | 0 | 0 | 0 | 0 | 0 | 0 | 0 | 0 | 0 | 0 | 0 | 7.3587e-06 | 0 | 7.3587e-06 | 0 | 0 | 0 |  |  | Patrols - Distribution OverheadWLDFREquipment / facility failureAggregated | WLDFR | HFTD - Distribution - 2QU CoRE ¦ 5QU LoRE | Non-Red Flag Warning - Large Fires | Equipment / facility failure | Aggregated | 2025 | 8.351e-07 | 1189.4558 | 0.00099331 | 2025 | Control | 0.046366 | 1 | 0 | esc | 0 | 0 | 0 | 0 | 0 | 0 | 0 | 0 | 0.00019582 | 1.423e-06 | 0 | 0
[35 empty] | 7.3.6.6 Stationed and on-call ignition prevention and suppression resources and services | WLDFR | HFTD - Distribution - Tier 3 - 5QU CoRE ¦ 4QU LoRE | 2021 | 1 | 0 | 0 | 0 | 0 | 0 | 0 | 0.0003655 | 0.0003655 | 0 | 0 | 0 | 0 | 0 | 0 | 0 | 0 | 0 | 0.0003655 | 0 | 0 | 0 | 0 | 0 | 0 | 0 | 0 | 0 | 0 | [11 empty] | WLDFR | HFTD - Distribution - 2QU CoRE ¦ 5QU LoRE | Non-Red Flag Warning - Large Fires | 2026 | 0 | 0 | 0 | 0 | 0 | 1.423e-06 | 5.1712 | 0.68415 | 2.907 | 1.5801 | 0 | 0 | 0 | 0 | 0 | 0 | 1.5435e-05 | 0 | 0 | 0 | 0 | 0 | 0 | 0 | 0 | 0 | 0 | 0 | 0 | 0 | 0 | 0 | 7.3587e-06 | 0 | 7.3587e-06 |  |  | Patrols - Distribution OverheadWLDFREquipment / facility failureAggregated | WLDFR | HFTD - Distribution - 2QU CoRE ¦ 5QU LoRE | Non-Red Flag Warning - Large Fires | Equipment / facility failure | Aggregated | 2026 | 8.351e-07 | 1189.4558 | 0.00099331 | 2026 | Control | 0.046366 | 1 | 0 | esc | 0 | 0 | 0 | 0 | 0 | 0 | 0 | 0 | 0 | 0 | 0.00019582 | 1.423e-06
[35 empty] | 7.3.6.6 Stationed and on-call ignition prevention and suppression resources and services | WLDFR | HFTD - Distribution - Tier 3 - 5QU CoRE ¦ 4QU LoRE | 2022 | 0.93458 | 0 | 0 | 0 | 0 | 0 | 0 | 0 | 0 | 0 | 0 | 0.00041921 | 0.00041921 | 0 | 0 | 0 | 0 | 0 | 0 | 0.00039179 | 0 | 0 | 0 | 0 | 0 | 0.00041921 | 0.00039179 | 0.00041921 | 0.00039179 | [11 empty] | WLDFR | HFTD - Distribution - 2QU CoRE ¦ 5QU LoRE | Non-Red Flag Warning - Small Fires | 2021 | 0.00017526 | 0 | 0 | 0 | 0 | 0 | 0.077861 | 0.036425 | 0.0015416 | 0.039895 | 0 | 0 | 0 | 0 | 0 | 0 | 0.0014933 | 1.3646e-05 | 0 | 1.3646e-05 | 0 | 0 | 0 | 0 | 0 | 0 | 0 | 0 | 0 | 0 | 0 | 0 | 0 | 0 | 0 |  |  | Patrols - Distribution OverheadWLDFREquipment / facility failureAggregated | WLDFR | HFTD - Distribution - 2QU CoRE ¦ 5QU LoRE | Non-Red Flag Warning - Small Fires | Equipment / facility failure | Aggregated | 2021 | 0.00016095 | 1189.4558 | 0.19144 | 2021 | Control | 0.046366 | 1 | 0 | esc | 0.036507 | 0.00017526 | 0 | 0 | 0 | 0 | 0 | 0 | 0 | 0 | 0 | 0
[35 empty] | 7.3.6.6 Stationed and on-call ignition prevention and suppression resources and services | WLDFR | HFTD - Distribution - Tier 3 - 5QU CoRE ¦ 4QU LoRE | 2023 | 0.87344 | 0 | 0 | 0 | 0 | 0 | 0 | 0 | 0 | 0 | 0 | 0 | 0 | 0 | 0 | 0.00043449 | 0.00043449 | 0 | 0 | 0 | 0.0003795 | 0 | 0 | 0 | 0 | 0 | 0 | 0 | 0 | [11 empty] | WLDFR | HFTD - Distribution - 2QU CoRE ¦ 5QU LoRE | Non-Red Flag Warning - Small Fires | 2022 | 0 | 0.00017537 | 0 | 0 | 0 | 0 | 0.077861 | 0.036425 | 0.0015416 | 0.039895 | 0 | 0 | 0 | 0 | 0 | 0 | 0.0014458 | 0 | 0 | 0 | 1.3654e-05 | 0 | 1.3654e-05 | 0 | 0 | 0 | 0 | 0 | 0 | 0 | 0 | 0 | 0 | 0 | 0 |  |  | Patrols - Distribution OverheadWLDFREquipment / facility failureAggregated | WLDFR | HFTD - Distribution - 2QU CoRE ¦ 5QU LoRE | Non-Red Flag Warning - Small Fires | Equipment / facility failure | Aggregated | 2022 | 0.00015505 | 1189.4558 | 0.18442 | 2022 | Control | 0.046366 | 1 | 0 | esc | 0 | 0 | 0.03653 | 0.00017537 | 0 | 0 | 0 | 0 | 0 | 0 | 0 | 0
[35 empty] | 7.3.6.6 Stationed and on-call ignition prevention and suppression resources and services | WLDFR | HFTD - Distribution - Tier 3 - 5QU CoRE ¦ 5QU LoRE | 2020 | 1 | 0 | 0 | 0.00024753 | 0.00024753 | 0 | 0 | 0 | 0 | 0 | 0 | 0 | 0 | 0 | 0 | 0 | 0 | 0.00024753 | 0 | 0 | 0 | 0 | 0 | 0 | 0 | 0 | 0 | 0 | 0 | [11 empty] | WLDFR | HFTD - Distribution - 2QU CoRE ¦ 5QU LoRE | Non-Red Flag Warning - Small Fires | 2023 | 0 | 0 | 0.00026352 | 0 | 0 | 0 | 0.077901 | 0.036425 | 0.0015809 | 0.039895 | 0 | 0 | 0 | 0 | 0 | 0 | 0.0014481 | 0 | 0 | 0 | 0 | 0 | 0 | 2.0529e-05 | 0 | 2.0529e-05 | 0 | 0 | 0 | 0 | 0 | 0 | 0 | 0 | 0 |  |  | Patrols - Distribution OverheadWLDFREquipment / facility failureAggregated | WLDFR | HFTD - Distribution - 2QU CoRE ¦ 5QU LoRE | Non-Red Flag Warning - Small Fires | Equipment / facility failure | Aggregated | 2023 | 0.00015465 | 1189.4558 | 0.18395 | 2023 | Control | 0.046366 | 1 | 0 | esc | 0 | 0 | 0 | 0 | 0.036264 | 0.00026352 | 0 | 0 | 0 | 0 | 0 | 0
[35 empty] | 7.3.6.6 Stationed and on-call ignition prevention and suppression resources and services | WLDFR | HFTD - Distribution - Tier 3 - 5QU CoRE ¦ 5QU LoRE | 2021 | 1 | 0 | 0 | 0 | 0 | 0 | 0 | 0.00024753 | 0.00024753 | 0 | 0 | 0 | 0 | 0 | 0 | 0 | 0 | 0 | 0.00024753 | 0 | 0 | 0 | 0 | 0 | 0 | 0 | 0 | 0 | 0 | [11 empty] | WLDFR | HFTD - Distribution - 2QU CoRE ¦ 5QU LoRE | Non-Red Flag Warning - Small Fires | 2024 | 0 | 0 | 0 | 0.00026352 | 0 | 0 | 0.077901 | 0.036425 | 0.0015809 | 0.039895 | 0 | 0 | 0 | 0 | 0 | 0 | 0.0014481 | 0 | 0 | 0 | 0 | 0 | 0 | 0 | 0 | 0 | 2.0529e-05 | 0 | 2.0529e-05 | 0 | 0 | 0 | 0 | 0 | 0 |  |  | Patrols - Distribution OverheadWLDFREquipment / facility failureAggregated | WLDFR | HFTD - Distribution - 2QU CoRE ¦ 5QU LoRE | Non-Red Flag Warning - Small Fires | Equipment / facility failure | Aggregated | 2024 | 0.00015465 | 1189.4558 | 0.18395 | 2024 | Control | 0.046366 | 1 | 0 | esc | 0 | 0 | 0 | 0 | 0 | 0 | 0.036264 | 0.00026352 | 0 | 0 | 0 | 0
[35 empty] | 7.3.6.6 Stationed and on-call ignition prevention and suppression resources and services | WLDFR | HFTD - Distribution - Tier 3 - 5QU CoRE ¦ 5QU LoRE | 2022 | 0.93458 | 0 | 0 | 0 | 0 | 0 | 0 | 0 | 0 | 0 | 0 | 0.0002581 | 0.0002581 | 0 | 0 | 0 | 0 | 0 | 0 | 0.00024121 | 0 | 0 | 0 | 0 | 0 | 0.0002581 | 0.00024121 | 0.0002581 | 0.00024121 | [11 empty] | WLDFR | HFTD - Distribution - 2QU CoRE ¦ 5QU LoRE | Non-Red Flag Warning - Small Fires | 2025 | 0 | 0 | 0 | 0 | 0.00026352 | 0 | 0.077901 | 0.036425 | 0.0015809 | 0.039895 | 0 | 0 | 0 | 0 | 0 | 0 | 0.0014481 | 0 | 0 | 0 | 0 | 0 | 0 | 0 | 0 | 0 | 0 | 0 | 0 | 2.0529e-05 | 0 | 2.0529e-05 | 0 | 0 | 0 |  |  | Patrols - Distribution OverheadWLDFREquipment / facility failureAggregated | WLDFR | HFTD - Distribution - 2QU CoRE ¦ 5QU LoRE | Non-Red Flag Warning - Small Fires | Equipment / facility failure | Aggregated | 2025 | 0.00015465 | 1189.4558 | 0.18395 | 2025 | Control | 0.046366 | 1 | 0 | esc | 0 | 0 | 0 | 0 | 0 | 0 | 0 | 0 | 0.036264 | 0.00026352 | 0 | 0
[35 empty] | 7.3.6.6 Stationed and on-call ignition prevention and suppression resources and services | WLDFR | HFTD - Distribution - Tier 3 - 5QU CoRE ¦ 5QU LoRE | 2023 | 0.87344 | 0 | 0 | 0 | 0 | 0 | 0 | 0 | 0 | 0 | 0 | 0 | 0 | 0 | 0 | 0.00026752 | 0.00026752 | 0 | 0 | 0 | 0.00023366 | 0 | 0 | 0 | 0 | 0 | 0 | 0 | 0 | [11 empty] | WLDFR | HFTD - Distribution - 2QU CoRE ¦ 5QU LoRE | Non-Red Flag Warning - Small Fires | 2026 | 0 | 0 | 0 | 0 | 0 | 0.00026352 | 0.077901 | 0.036425 | 0.0015809 | 0.039895 | 0 | 0 | 0 | 0 | 0 | 0 | 0.0014481 | 0 | 0 | 0 | 0 | 0 | 0 | 0 | 0 | 0 | 0 | 0 | 0 | 0 | 0 | 0 | 2.0529e-05 | 0 | 2.0529e-05 |  |  | Patrols - Distribution OverheadWLDFREquipment / facility failureAggregated | WLDFR | HFTD - Distribution - 2QU CoRE ¦ 5QU LoRE | Non-Red Flag Warning - Small Fires | Equipment / facility failure | Aggregated | 2026 | 0.00015465 | 1189.4558 | 0.18395 | 2026 | Control | 0.046366 | 1 | 0 | esc | 0 | 0 | 0 | 0 | 0 | 0 | 0 | 0 | 0 | 0 | 0.036264 | 0.00026352
[35 empty] | 7.3.6.6 Stationed and on-call ignition prevention and suppression resources and services | WLDFR | HFTD - Distribution - Zone 1 - 1QU CoRE ¦ 5QU LoRE | 2020 | 1 | 0 | 0 | 6.571e-08 | 6.571e-08 | 0 | 0 | 0 | 0 | 0 | 0 | 0 | 0 | 0 | 0 | 0 | 0 | 6.571e-08 | 0 | 0 | 0 | 0 | 0 | 0 | 0 | 0 | 0 | 0 | 0 | [11 empty] | WLDFR | HFTD - Distribution - 2QU CoRE ¦ 5QU LoRE | Red Flag Warning - Catastrophic Fires | 2021 | 7.2521e-06 | 0 | 0 | 0 | 0 | 0 | 13887.861 | 212.4034 | 8426.443 | 5249.0147 | 0 | 0 | 0 | 0 | 0 | 0 | 2.8538e-05 | 0.10072 | 0 | 0.10072 | 0 | 0 | 0 | 0 | 0 | 0 | 0 | 0 | 0 | 0 | 0 | 0 | 0 | 0 | 0 |  |  | Patrols - Distribution OverheadWLDFREquipment / facility failureAggregated | WLDFR | HFTD - Distribution - 2QU CoRE ¦ 5QU LoRE | Red Flag Warning - Catastrophic Fires | Equipment / facility failure | Aggregated | 2021 | 6.6599e-06 | 1189.4558 | 0.0079217 | 2021 | Control | 0.046366 | 1 | 0 | esc | 0.0015106 | 7.2521e-06 | 0 | 0 | 0 | 0 | 0 | 0 | 0 | 0 | 0 | 0
[35 empty] | 7.3.6.6 Stationed and on-call ignition prevention and suppression resources and services | WLDFR | HFTD - Distribution - Zone 1 - 1QU CoRE ¦ 5QU LoRE | 2021 | 1 | 0 | 0 | 0 | 0 | 0 | 0 | 6.571e-08 | 6.571e-08 | 0 | 0 | 0 | 0 | 0 | 0 | 0 | 0 | 0 | 6.571e-08 | 0 | 0 | 0 | 0 | 0 | 0 | 0 | 0 | 0 | 0 | [11 empty] | WLDFR | HFTD - Distribution - 2QU CoRE ¦ 5QU LoRE | Red Flag Warning - Catastrophic Fires | 2022 | 0 | 7.203e-06 | 0 | 0 | 0 | 0 | 13650.1655 | 202.8477 | 8286.6934 | 5160.6244 | 0 | 0 | 0 | 0 | 0 | 0 | 2.7195e-05 | 0 | 0 | 0 | 0.098322 | 0 | 0.098322 | 0 | 0 | 0 | 0 | 0 | 0 | 0 | 0 | 0 | 0 | 0 | 0 |  |  | Patrols - Distribution OverheadWLDFREquipment / facility failureAggregated | WLDFR | HFTD - Distribution - 2QU CoRE ¦ 5QU LoRE | Red Flag Warning - Catastrophic Fires | Equipment / facility failure | Aggregated | 2022 | 6.3684e-06 | 1189.4558 | 0.0075749 | 2022 | Control | 0.046366 | 1 | 0 | esc | 0 | 0 | 0.0015004 | 7.203e-06 | 0 | 0 | 0 | 0 | 0 | 0 | 0 | 0
[35 empty] | 7.3.6.6 Stationed and on-call ignition prevention and suppression resources and services | WLDFR | HFTD - Distribution - Zone 1 - 1QU CoRE ¦ 5QU LoRE | 2022 | 0.93458 | 0 | 0 | 0 | 0 | 0 | 0 | 0 | 0 | 0 | 0 | 6.5391e-08 | 6.5391e-08 | 0 | 0 | 0 | 0 | 0 | 0 | 6.1114e-08 | 0 | 0 | 0 | 0 | 0 | 6.5391e-08 | 6.1114e-08 | 6.5391e-08 | 6.1114e-08 | [11 empty] | WLDFR | HFTD - Distribution - 2QU CoRE ¦ 5QU LoRE | Red Flag Warning - Catastrophic Fires | 2023 | 0 | 0 | 1.1215e-05 | 0 | 0 | 0 | 13668.067 | 202.8477 | 8304.5949 | 5160.6244 | 0 | 0 | 0 | 0 | 0 | 0 | 2.8247e-05 | 0 | 0 | 0 | 0 | 0 | 0 | 0.15329 | 0 | 0.15329 | 0 | 0 | 0 | 0 | 0 | 0 | 0 | 0 | 0 |  |  | Patrols - Distribution OverheadWLDFREquipment / facility failureAggregated | WLDFR | HFTD - Distribution - 2QU CoRE ¦ 5QU LoRE | Red Flag Warning - Catastrophic Fires | Equipment / facility failure | Aggregated | 2023 | 6.5817e-06 | 1189.4558 | 0.0078286 | 2023 | Control | 0.046366 | 1 | 0 | esc | 0 | 0 | 0 | 0 | 0.0015434 | 1.1215e-05 | 0 | 0 | 0 | 0 | 0 | 0
[35 empty] | 7.3.6.6 Stationed and on-call ignition prevention and suppression resources and services | WLDFR | HFTD - Distribution - Zone 1 - 1QU CoRE ¦ 5QU LoRE | 2023 | 0.87344 | 0 | 0 | 0 | 0 | 0 | 0 | 0 | 0 | 0 | 0 | 0 | 0 | 0 | 0 | 6.7724e-08 | 6.7724e-08 | 0 | 0 | 0 | 5.9153e-08 | 0 | 0 | 0 | 0 | 0 | 0 | 0 | 0 | [11 empty] | WLDFR | HFTD - Distribution - 2QU CoRE ¦ 5QU LoRE | Red Flag Warning - Catastrophic Fires | 2024 | 0 | 0 | 0 | 1.1215e-05 | 0 | 0 | 13668.067 | 202.8477 | 8304.5949 | 5160.6244 | 0 | 0 | 0 | 0 | 0 | 0 | 2.8247e-05 | 0 | 0 | 0 | 0 | 0 | 0 | 0 | 0 | 0 | 0.15329 | 0 | 0.15329 | 0 | 0 | 0 | 0 | 0 | 0 |  |  | Patrols - Distribution OverheadWLDFREquipment / facility failureAggregated | WLDFR | HFTD - Distribution - 2QU CoRE ¦ 5QU LoRE | Red Flag Warning - Catastrophic Fires | Equipment / facility failure | Aggregated | 2024 | 6.5817e-06 | 1189.4558 | 0.0078286 | 2024 | Control | 0.046366 | 1 | 0 | esc | 0 | 0 | 0 | 0 | 0 | 0 | 0.0015434 | 1.1215e-05 | 0 | 0 | 0 | 0
[35 empty] | 7.3.6.6 Stationed and on-call ignition prevention and suppression resources and services | WLDFR | HFTD - Distribution - Zone 1 - 4QU CoRE ¦ 1QU LoRE | 2020 | 1 | 0 | 0 | 1.4774e-05 | 1.4774e-05 | 0 | 0 | 0 | 0 | 0 | 0 | 0 | 0 | 0 | 0 | 0 | 0 | 1.4774e-05 | 0 | 0 | 0 | 0 | 0 | 0 | 0 | 0 | 0 | 0 | 0 | [11 empty] | WLDFR | HFTD - Distribution - 2QU CoRE ¦ 5QU LoRE | Red Flag Warning - Catastrophic Fires | 2025 | 0 | 0 | 0 | 0 | 1.1215e-05 | 0 | 13668.067 | 202.8477 | 8304.5949 | 5160.6244 | 0 | 0 | 0 | 0 | 0 | 0 | 2.8247e-05 | 0 | 0 | 0 | 0 | 0 | 0 | 0 | 0 | 0 | 0 | 0 | 0 | 0.15329 | 0 | 0.15329 | 0 | 0 | 0 |  |  | Patrols - Distribution OverheadWLDFREquipment / facility failureAggregated | WLDFR | HFTD - Distribution - 2QU CoRE ¦ 5QU LoRE | Red Flag Warning - Catastrophic Fires | Equipment / facility failure | Aggregated | 2025 | 6.5817e-06 | 1189.4558 | 0.0078286 | 2025 | Control | 0.046366 | 1 | 0 | esc | 0 | 0 | 0 | 0 | 0 | 0 | 0 | 0 | 0.0015434 | 1.1215e-05 | 0 | 0
[35 empty] | 7.3.6.6 Stationed and on-call ignition prevention and suppression resources and services | WLDFR | HFTD - Distribution - Zone 1 - 4QU CoRE ¦ 1QU LoRE | 2021 | 1 | 0 | 0 | 0 | 0 | 0 | 0 | 1.4774e-05 | 1.4774e-05 | 0 | 0 | 0 | 0 | 0 | 0 | 0 | 0 | 0 | 1.4774e-05 | 0 | 0 | 0 | 0 | 0 | 0 | 0 | 0 | 0 | 0 | [11 empty] | WLDFR | HFTD - Distribution - 2QU CoRE ¦ 5QU LoRE | Red Flag Warning - Catastrophic Fires | 2026 | 0 | 0 | 0 | 0 | 0 | 1.1215e-05 | 13668.067 | 202.8477 | 8304.5949 | 5160.6244 | 0 | 0 | 0 | 0 | 0 | 0 | 2.8247e-05 | 0 | 0 | 0 | 0 | 0 | 0 | 0 | 0 | 0 | 0 | 0 | 0 | 0 | 0 | 0 | 0.15329 | 0 | 0.15329 |  |  | Patrols - Distribution OverheadWLDFREquipment / facility failureAggregated | WLDFR | HFTD - Distribution - 2QU CoRE ¦ 5QU LoRE | Red Flag Warning - Catastrophic Fires | Equipment / facility failure | Aggregated | 2026 | 6.5817e-06 | 1189.4558 | 0.0078286 | 2026 | Control | 0.046366 | 1 | 0 | esc | 0 | 0 | 0 | 0 | 0 | 0 | 0 | 0 | 0 | 0 | 0.0015434 | 1.1215e-05
[35 empty] | 7.3.6.6 Stationed and on-call ignition prevention and suppression resources and services | WLDFR | HFTD - Distribution - Zone 1 - 4QU CoRE ¦ 1QU LoRE | 2022 | 0.93458 | 0 | 0 | 0 | 0 | 0 | 0 | 0 | 0 | 0 | 0 | 1.4679e-05 | 1.4679e-05 | 0 | 0 | 0 | 0 | 0 | 0 | 1.3719e-05 | 0 | 0 | 0 | 0 | 0 | 1.4679e-05 | 1.3719e-05 | 1.4679e-05 | 1.3719e-05 | [11 empty] | WLDFR | HFTD - Distribution - 2QU CoRE ¦ 5QU LoRE | Red Flag Warning - Destructive Fires | 2021 | 1.4008e-06 | 0 | 0 | 0 | 0 | 0 | 8638.8464 | 212.4034 | 8426.443 | 0 | 0 | 0 | 0 | 0 | 0 | 0 | 3.9242e-06 | 0.012101 | 0 | 0.012101 | 0 | 0 | 0 | 0 | 0 | 0 | 0 | 0 | 0 | 0 | 0 | 0 | 0 | 0 | 0 |  |  | Patrols - Distribution OverheadWLDFREquipment / facility failureAggregated | WLDFR | HFTD - Distribution - 2QU CoRE ¦ 5QU LoRE | Red Flag Warning - Destructive Fires | Equipment / facility failure | Aggregated | 2021 | 1.2864e-06 | 1189.4558 | 0.0015301 | 2021 | Control | 0.046366 | 1 | 0 | esc | 0.00029179 | 1.4008e-06 | 0 | 0 | 0 | 0 | 0 | 0 | 0 | 0 | 0 | 0
[35 empty] | 7.3.6.6 Stationed and on-call ignition prevention and suppression resources and services | WLDFR | HFTD - Distribution - Zone 1 - 4QU CoRE ¦ 1QU LoRE | 2023 | 0.87344 | 0 | 0 | 0 | 0 | 0 | 0 | 0 | 0 | 0 | 0 | 0 | 0 | 0 | 0 | 1.5216e-05 | 1.5216e-05 | 0 | 0 | 0 | 1.329e-05 | 0 | 0 | 0 | 0 | 0 | 0 | 0 | 0 | [11 empty] | WLDFR | HFTD - Distribution - 2QU CoRE ¦ 5QU LoRE | Red Flag Warning - Destructive Fires | 2022 | 0 | 1.3912e-06 | 0 | 0 | 0 | 0 | 8489.5411 | 202.8477 | 8286.6934 | 0 | 0 | 0 | 0 | 0 | 0 | 0 | 3.741e-06 | 0 | 0 | 0 | 0.011811 | 0 | 0.011811 | 0 | 0 | 0 | 0 | 0 | 0 | 0 | 0 | 0 | 0 | 0 | 0 |  |  | Patrols - Distribution OverheadWLDFREquipment / facility failureAggregated | WLDFR | HFTD - Distribution - 2QU CoRE ¦ 5QU LoRE | Red Flag Warning - Destructive Fires | Equipment / facility failure | Aggregated | 2022 | 1.23e-06 | 1189.4558 | 0.001463 | 2022 | Control | 0.046366 | 1 | 0 | esc | 0 | 0 | 0.00028979 | 1.3912e-06 | 0 | 0 | 0 | 0 | 0 | 0 | 0 | 0
[35 empty] | 7.3.6.6 Stationed and on-call ignition prevention and suppression resources and services | WLDFR | HFTD - Distribution - Zone 1 - 5QU CoRE ¦ 1QU LoRE | 2020 | 1 | 0 | 0 | 6.9887e-05 | 6.9887e-05 | 0 | 0 | 0 | 0 | 0 | 0 | 0 | 0 | 0 | 0 | 0 | 0 | 6.9887e-05 | 0 | 0 | 0 | 0 | 0 | 0 | 0 | 0 | 0 | 0 | 0 | [11 empty] | WLDFR | HFTD - Distribution - 2QU CoRE ¦ 5QU LoRE | Red Flag Warning - Destructive Fires | 2023 | 0 | 0 | 2.1661e-06 | 0 | 0 | 0 | 8507.4426 | 202.8477 | 8304.5949 | 0 | 0 | 0 | 0 | 0 | 0 | 0 | 3.8833e-06 | 0 | 0 | 0 | 0 | 0 | 0 | 0.018428 | 0 | 0.018428 | 0 | 0 | 0 | 0 | 0 | 0 | 0 | 0 | 0 |  |  | Patrols - Distribution OverheadWLDFREquipment / facility failureAggregated | WLDFR | HFTD - Distribution - 2QU CoRE ¦ 5QU LoRE | Red Flag Warning - Destructive Fires | Equipment / facility failure | Aggregated | 2023 | 1.2712e-06 | 1189.4558 | 0.001512 | 2023 | Control | 0.046366 | 1 | 0 | esc | 0 | 0 | 0 | 0 | 0.00029809 | 2.1661e-06 | 0 | 0 | 0 | 0 | 0 | 0
[35 empty] | 7.3.6.6 Stationed and on-call ignition prevention and suppression resources and services | WLDFR | HFTD - Distribution - Zone 1 - 5QU CoRE ¦ 1QU LoRE | 2021 | 1 | 0 | 0 | 0 | 0 | 0 | 0 | 6.9887e-05 | 6.9887e-05 | 0 | 0 | 0 | 0 | 0 | 0 | 0 | 0 | 0 | 6.9887e-05 | 0 | 0 | 0 | 0 | 0 | 0 | 0 | 0 | 0 | 0 | [11 empty] | WLDFR | HFTD - Distribution - 2QU CoRE ¦ 5QU LoRE | Red Flag Warning - Destructive Fires | 2024 | 0 | 0 | 0 | 2.1661e-06 | 0 | 0 | 8507.4426 | 202.8477 | 8304.5949 | 0 | 0 | 0 | 0 | 0 | 0 | 0 | 3.8833e-06 | 0 | 0 | 0 | 0 | 0 | 0 | 0 | 0 | 0 | 0.018428 | 0 | 0.018428 | 0 | 0 | 0 | 0 | 0 | 0 |  |  | Patrols - Distribution OverheadWLDFREquipment / facility failureAggregated | WLDFR | HFTD - Distribution - 2QU CoRE ¦ 5QU LoRE | Red Flag Warning - Destructive Fires | Equipment / facility failure | Aggregated | 2024 | 1.2712e-06 | 1189.4558 | 0.001512 | 2024 | Control | 0.046366 | 1 | 0 | esc | 0 | 0 | 0 | 0 | 0 | 0 | 0.00029809 | 2.1661e-06 | 0 | 0 | 0 | 0
[35 empty] | 7.3.6.6 Stationed and on-call ignition prevention and suppression resources and services | WLDFR | HFTD - Distribution - Zone 1 - 5QU CoRE ¦ 1QU LoRE | 2022 | 0.93458 | 0 | 0 | 0 | 0 | 0 | 0 | 0 | 0 | 0 | 0 | 6.9589e-05 | 6.9589e-05 | 0 | 0 | 0 | 0 | 0 | 0 | 6.5037e-05 | 0 | 0 | 0 | 0 | 0 | 6.9589e-05 | 6.5037e-05 | 6.9589e-05 | 6.5037e-05 | [11 empty] | WLDFR | HFTD - Distribution - 2QU CoRE ¦ 5QU LoRE | Red Flag Warning - Destructive Fires | 2025 | 0 | 0 | 0 | 0 | 2.1661e-06 | 0 | 8507.4426 | 202.8477 | 8304.5949 | 0 | 0 | 0 | 0 | 0 | 0 | 0 | 3.8833e-06 | 0 | 0 | 0 | 0 | 0 | 0 | 0 | 0 | 0 | 0 | 0 | 0 | 0.018428 | 0 | 0.018428 | 0 | 0 | 0 |  |  | Patrols - Distribution OverheadWLDFREquipment / facility failureAggregated | WLDFR | HFTD - Distribution - 2QU CoRE ¦ 5QU LoRE | Red Flag Warning - Destructive Fires | Equipment / facility failure | Aggregated | 2025 | 1.2712e-06 | 1189.4558 | 0.001512 | 2025 | Control | 0.046366 | 1 | 0 | esc | 0 | 0 | 0 | 0 | 0 | 0 | 0 | 0 | 0.00029809 | 2.1661e-06 | 0 | 0
[35 empty] | 7.3.6.6 Stationed and on-call ignition prevention and suppression resources and services | WLDFR | HFTD - Distribution - Zone 1 - 5QU CoRE ¦ 1QU LoRE | 2023 | 0.87344 | 0 | 0 | 0 | 0 | 0 | 0 | 0 | 0 | 0 | 0 | 0 | 0 | 0 | 0 | 7.2139e-05 | 7.2139e-05 | 0 | 0 | 0 | 6.3009e-05 | 0 | 0 | 0 | 0 | 0 | 0 | 0 | 0 | [11 empty] | WLDFR | HFTD - Distribution - 2QU CoRE ¦ 5QU LoRE | Red Flag Warning - Destructive Fires | 2026 | 0 | 0 | 0 | 0 | 0 | 2.1661e-06 | 8507.4426 | 202.8477 | 8304.5949 | 0 | 0 | 0 | 0 | 0 | 0 | 0 | 3.8833e-06 | 0 | 0 | 0 | 0 | 0 | 0 | 0 | 0 | 0 | 0 | 0 | 0 | 0 | 0 | 0 | 0.018428 | 0 | 0.018428 |  |  | Patrols - Distribution OverheadWLDFREquipment / facility failureAggregated | WLDFR | HFTD - Distribution - 2QU CoRE ¦ 5QU LoRE | Red Flag Warning - Destructive Fires | Equipment / facility failure | Aggregated | 2026 | 1.2712e-06 | 1189.4558 | 0.001512 | 2026 | Control | 0.046366 | 1 | 0 | esc | 0 | 0 | 0 | 0 | 0 | 0 | 0 | 0 | 0 | 0 | 0.00029809 | 2.1661e-06
[35 empty] | 7.3.6.6 Stationed and on-call ignition prevention and suppression resources and services | WLDFR | HFTD - Distribution - Zone 1 - 5QU CoRE ¦ 4QU LoRE | 2020 | 1 | 0 | 0 | 2.5427e-07 | 2.5427e-07 | 0 | 0 | 0 | 0 | 0 | 0 | 0 | 0 | 0 | 0 | 0 | 0 | 2.5427e-07 | 0 | 0 | 0 | 0 | 0 | 0 | 0 | 0 | 0 | 0 | 0 | [11 empty] | WLDFR | HFTD - Distribution - 2QU CoRE ¦ 5QU LoRE | Red Flag Warning - Large Fires | 2021 | 9.7371e-06 | 0 | 0 | 0 | 0 | 0 | 5.1078 | 0.69027 | 2.8264 | 1.5911 | 0 | 0 | 0 | 0 | 0 | 0 | 2.5131e-05 | 4.9735e-05 | 0 | 4.9735e-05 | 0 | 0 | 0 | 0 | 0 | 0 | 0 | 0 | 0 | 0 | 0 | 0 | 0 | 0 | 0 |  |  | Patrols - Distribution OverheadWLDFREquipment / facility failureAggregated | WLDFR | HFTD - Distribution - 2QU CoRE ¦ 5QU LoRE | Red Flag Warning - Large Fires | Equipment / facility failure | Aggregated | 2021 | 8.9419e-06 | 1189.4558 | 0.010636 | 2021 | Control | 0.046366 | 1 | 0 | esc | 0.0020283 | 9.7371e-06 | 0 | 0 | 0 | 0 | 0 | 0 | 0 | 0 | 0 | 0
[35 empty] | 7.3.6.6 Stationed and on-call ignition prevention and suppression resources and services | WLDFR | HFTD - Distribution - Zone 1 - 5QU CoRE ¦ 4QU LoRE | 2021 | 1 | 0 | 0 | 0 | 0 | 0 | 0 | 2.5427e-07 | 2.5427e-07 | 0 | 0 | 0 | 0 | 0 | 0 | 0 | 0 | 0 | 2.5427e-07 | 0 | 0 | 0 | 0 | 0 | 0 | 0 | 0 | 0 | 0 | [11 empty] | WLDFR | HFTD - Distribution - 2QU CoRE ¦ 5QU LoRE | Red Flag Warning - Large Fires | 2022 | 0 | 9.6681e-06 | 0 | 0 | 0 | 0 | 5.0739 | 0.68415 | 2.8096 | 1.5801 | 0 | 0 | 0 | 0 | 0 | 0 | 2.3945e-05 | 0 | 0 | 0 | 4.9055e-05 | 0 | 4.9055e-05 | 0 | 0 | 0 | 0 | 0 | 0 | 0 | 0 | 0 | 0 | 0 | 0 |  |  | Patrols - Distribution OverheadWLDFREquipment / facility failureAggregated | WLDFR | HFTD - Distribution - 2QU CoRE ¦ 5QU LoRE | Red Flag Warning - Large Fires | Equipment / facility failure | Aggregated | 2022 | 8.5479e-06 | 1189.4558 | 0.010167 | 2022 | Control | 0.046366 | 1 | 0 | esc | 0 | 0 | 0.0020139 | 9.6681e-06 | 0 | 0 | 0 | 0 | 0 | 0 | 0 | 0
[35 empty] | 7.3.6.6 Stationed and on-call ignition prevention and suppression resources and services | WLDFR | HFTD - Distribution - Zone 1 - 5QU CoRE ¦ 4QU LoRE | 2022 | 0.93458 | 0 | 0 | 0 | 0 | 0 | 0 | 0 | 0 | 0 | 0 | 2.5387e-07 | 2.5387e-07 | 0 | 0 | 0 | 0 | 0 | 0 | 2.3726e-07 | 0 | 0 | 0 | 0 | 0 | 2.5387e-07 | 2.3726e-07 | 2.5387e-07 | 2.3726e-07 | [11 empty] | WLDFR | HFTD - Distribution - 2QU CoRE ¦ 5QU LoRE | Red Flag Warning - Large Fires | 2023 | 0 | 0 | 1.5053e-05 | 0 | 0 | 0 | 5.1712 | 0.68415 | 2.907 | 1.5801 | 0 | 0 | 0 | 0 | 0 | 0 | 2.4849e-05 | 0 | 0 | 0 | 0 | 0 | 0 | 7.7845e-05 | 0 | 7.7845e-05 | 0 | 0 | 0 | 0 | 0 | 0 | 0 | 0 | 0 |  |  | Patrols - Distribution OverheadWLDFREquipment / facility failureAggregated | WLDFR | HFTD - Distribution - 2QU CoRE ¦ 5QU LoRE | Red Flag Warning - Large Fires | Equipment / facility failure | Aggregated | 2023 | 8.8341e-06 | 1189.4558 | 0.010508 | 2023 | Control | 0.046366 | 1 | 0 | esc | 0 | 0 | 0 | 0 | 0.0020715 | 1.5053e-05 | 0 | 0 | 0 | 0 | 0 | 0
[35 empty] | 7.3.6.6 Stationed and on-call ignition prevention and suppression resources and services | WLDFR | HFTD - Distribution - Zone 1 - 5QU CoRE ¦ 4QU LoRE | 2023 | 0.87344 | 0 | 0 | 0 | 0 | 0 | 0 | 0 | 0 | 0 | 0 | 0 | 0 | 0 | 0 | 2.6272e-07 | 2.6272e-07 | 0 | 0 | 0 | 2.2947e-07 | 0 | 0 | 0 | 0 | 0 | 0 | 0 | 0 | [11 empty] | WLDFR | HFTD - Distribution - 2QU CoRE ¦ 5QU LoRE | Red Flag Warning - Large Fires | 2024 | 0 | 0 | 0 | 1.5053e-05 | 0 | 0 | 5.1712 | 0.68415 | 2.907 | 1.5801 | 0 | 0 | 0 | 0 | 0 | 0 | 2.4849e-05 | 0 | 0 | 0 | 0 | 0 | 0 | 0 | 0 | 0 | 7.7845e-05 | 0 | 7.7845e-05 | 0 | 0 | 0 | 0 | 0 | 0 |  |  | Patrols - Distribution OverheadWLDFREquipment / facility failureAggregated | WLDFR | HFTD - Distribution - 2QU CoRE ¦ 5QU LoRE | Red Flag Warning - Large Fires | Equipment / facility failure | Aggregated | 2024 | 8.8341e-06 | 1189.4558 | 0.010508 | 2024 | Control | 0.046366 | 1 | 0 | esc | 0 | 0 | 0 | 0 | 0 | 0 | 0.0020715 | 1.5053e-05 | 0 | 0 | 0 | 0
[35 empty] | 7.3.6.6 Stationed and on-call ignition prevention and suppression resources and services | WLDFR | HFTD - Substation | 2020 | 1 | 0 | 0 | 0.002185 | 0.002185 | 0 | 0 | 0 | 0 | 0 | 0 | 0 | 0 | 0 | 0 | 0 | 0 | 0.002185 | 0 | 0 | 0 | 0 | 0 | 0 | 0 | 0 | 0 | 0 | 0 | [11 empty] | WLDFR | HFTD - Distribution - 2QU CoRE ¦ 5QU LoRE | Red Flag Warning - Large Fires | 2025 | 0 | 0 | 0 | 0 | 1.5053e-05 | 0 | 5.1712 | 0.68415 | 2.907 | 1.5801 | 0 | 0 | 0 | 0 | 0 | 0 | 2.4849e-05 | 0 | 0 | 0 | 0 | 0 | 0 | 0 | 0 | 0 | 0 | 0 | 0 | 7.7845e-05 | 0 | 7.7845e-05 | 0 | 0 | 0 |  |  | Patrols - Distribution OverheadWLDFREquipment / facility failureAggregated | WLDFR | HFTD - Distribution - 2QU CoRE ¦ 5QU LoRE | Red Flag Warning - Large Fires | Equipment / facility failure | Aggregated | 2025 | 8.8341e-06 | 1189.4558 | 0.010508 | 2025 | Control | 0.046366 | 1 | 0 | esc | 0 | 0 | 0 | 0 | 0 | 0 | 0 | 0 | 0.0020715 | 1.5053e-05 | 0 | 0
[35 empty] | 7.3.6.6 Stationed and on-call ignition prevention and suppression resources and services | WLDFR | HFTD - Substation | 2021 | 1 | 0 | 0 | 0 | 0 | 0 | 0 | 0.002185 | 0.002185 | 0 | 0 | 0 | 0 | 0 | 0 | 0 | 0 | 0 | 0.002185 | 0 | 0 | 0 | 0 | 0 | 0 | 0 | 0 | 0 | 0 | [11 empty] | WLDFR | HFTD - Distribution - 2QU CoRE ¦ 5QU LoRE | Red Flag Warning - Large Fires | 2026 | 0 | 0 | 0 | 0 | 0 | 1.5053e-05 | 5.1712 | 0.68415 | 2.907 | 1.5801 | 0 | 0 | 0 | 0 | 0 | 0 | 2.4849e-05 | 0 | 0 | 0 | 0 | 0 | 0 | 0 | 0 | 0 | 0 | 0 | 0 | 0 | 0 | 0 | 7.7845e-05 | 0 | 7.7845e-05 |  |  | Patrols - Distribution OverheadWLDFREquipment / facility failureAggregated | WLDFR | HFTD - Distribution - 2QU CoRE ¦ 5QU LoRE | Red Flag Warning - Large Fires | Equipment / facility failure | Aggregated | 2026 | 8.8341e-06 | 1189.4558 | 0.010508 | 2026 | Control | 0.046366 | 1 | 0 | esc | 0 | 0 | 0 | 0 | 0 | 0 | 0 | 0 | 0 | 0 | 0.0020715 | 1.5053e-05
[35 empty] | 7.3.6.6 Stationed and on-call ignition prevention and suppression resources and services | WLDFR | HFTD - Substation | 2022 | 0.93458 | 0 | 0 | 0 | 0 | 0 | 0 | 0 | 0 | 0 | 0 | 0.002185 | 0.002185 | 0 | 0 | 0 | 0 | 0 | 0 | 0.0020421 | 0 | 0 | 0 | 0 | 0 | 0.002185 | 0.0020421 | 0.002185 | 0.0020421 | [11 empty] | WLDFR | HFTD - Distribution - 2QU CoRE ¦ 5QU LoRE | Red Flag Warning - Small Fires | 2021 | 2.7891e-05 | 0 | 0 | 0 | 0 | 0 | 0.077861 | 0.036425 | 0.0015416 | 0.039895 | 0 | 0 | 0 | 0 | 0 | 0 | 0.00021077 | 2.1717e-06 | 0 | 2.1717e-06 | 0 | 0 | 0 | 0 | 0 | 0 | 0 | 0 | 0 | 0 | 0 | 0 | 0 | 0 | 0 |  |  | Patrols - Distribution OverheadWLDFREquipment / facility failureAggregated | WLDFR | HFTD - Distribution - 2QU CoRE ¦ 5QU LoRE | Red Flag Warning - Small Fires | Equipment / facility failure | Aggregated | 2021 | 2.5614e-05 | 1189.4558 | 0.030466 | 2021 | Control | 0.046366 | 1 | 0 | esc | 0.0058099 | 2.7891e-05 | 0 | 0 | 0 | 0 | 0 | 0 | 0 | 0 | 0 | 0
[35 empty] | 7.3.6.6 Stationed and on-call ignition prevention and suppression resources and services | WLDFR | HFTD - Substation | 2023 | 0.87344 | 0 | 0 | 0 | 0 | 0 | 0 | 0 | 0 | 0 | 0 | 0 | 0 | 0 | 0 | 0.0022651 | 0.0022651 | 0 | 0 | 0 | 0.0019784 | 0 | 0 | 0 | 0 | 0 | 0 | 0 | 0 | [11 empty] | WLDFR | HFTD - Distribution - 2QU CoRE ¦ 5QU LoRE | Red Flag Warning - Small Fires | 2022 | 0 | 2.792e-05 | 0 | 0 | 0 | 0 | 0.077861 | 0.036425 | 0.0015416 | 0.039895 | 0 | 0 | 0 | 0 | 0 | 0 | 0.00020256 | 0 | 0 | 0 | 2.1739e-06 | 0 | 2.1739e-06 | 0 | 0 | 0 | 0 | 0 | 0 | 0 | 0 | 0 | 0 | 0 | 0 |  |  | Patrols - Distribution OverheadWLDFREquipment / facility failureAggregated | WLDFR | HFTD - Distribution - 2QU CoRE ¦ 5QU LoRE | Red Flag Warning - Small Fires | Equipment / facility failure | Aggregated | 2022 | 2.4685e-05 | 1189.4558 | 0.029362 | 2022 | Control | 0.046366 | 1 | 0 | esc | 0 | 0 | 0.0058159 | 2.792e-05 | 0 | 0 | 0 | 0 | 0 | 0 | 0 | 0
[35 empty] | 7.3.6.6 Stationed and on-call ignition prevention and suppression resources and services | WLDFR | HFTD - Transmission - Tier 2 - 115 kV or Lower | 2020 | 1 | 0 | 0 | 0.032846 | 0.032846 | 0 | 0 | 0 | 0 | 0 | 0 | 0 | 0 | 0 | 0 | 0 | 0 | 0.032846 | 0 | 0 | 0 | 0 | 0 | 0 | 0 | 0 | 0 | 0 | 0 | [11 empty] | WLDFR | HFTD - Distribution - 2QU CoRE ¦ 5QU LoRE | Red Flag Warning - Small Fires | 2023 | 0 | 0 | 4.3409e-05 | 0 | 0 | 0 | 0.077901 | 0.036425 | 0.0015809 | 0.039895 | 0 | 0 | 0 | 0 | 0 | 0 | 0.00021013 | 0 | 0 | 0 | 0 | 0 | 0 | 3.3816e-06 | 0 | 3.3816e-06 | 0 | 0 | 0 | 0 | 0 | 0 | 0 | 0 | 0 |  |  | Patrols - Distribution OverheadWLDFREquipment / facility failureAggregated | WLDFR | HFTD - Distribution - 2QU CoRE ¦ 5QU LoRE | Red Flag Warning - Small Fires | Equipment / facility failure | Aggregated | 2023 | 2.5475e-05 | 1189.4558 | 0.030301 | 2023 | Control | 0.046366 | 1 | 0 | esc | 0 | 0 | 0 | 0 | 0.0059737 | 4.3409e-05 | 0 | 0 | 0 | 0 | 0 | 0
[35 empty] | 7.3.6.6 Stationed and on-call ignition prevention and suppression resources and services | WLDFR | HFTD - Transmission - Tier 2 - 115 kV or Lower | 2021 | 1 | 0 | 0 | 0 | 0 | 0 | 0 | 0.032846 | 0.032846 | 0 | 0 | 0 | 0 | 0 | 0 | 0 | 0 | 0 | 0.032846 | 0 | 0 | 0 | 0 | 0 | 0 | 0 | 0 | 0 | 0 | [11 empty] | WLDFR | HFTD - Distribution - 2QU CoRE ¦ 5QU LoRE | Red Flag Warning - Small Fires | 2024 | 0 | 0 | 0 | 4.3409e-05 | 0 | 0 | 0.077901 | 0.036425 | 0.0015809 | 0.039895 | 0 | 0 | 0 | 0 | 0 | 0 | 0.00021013 | 0 | 0 | 0 | 0 | 0 | 0 | 0 | 0 | 0 | 3.3816e-06 | 0 | 3.3816e-06 | 0 | 0 | 0 | 0 | 0 | 0 |  |  | Patrols - Distribution OverheadWLDFREquipment / facility failureAggregated | WLDFR | HFTD - Distribution - 2QU CoRE ¦ 5QU LoRE | Red Flag Warning - Small Fires | Equipment / facility failure | Aggregated | 2024 | 2.5475e-05 | 1189.4558 | 0.030301 | 2024 | Control | 0.046366 | 1 | 0 | esc | 0 | 0 | 0 | 0 | 0 | 0 | 0.0059737 | 4.3409e-05 | 0 | 0 | 0 | 0
[35 empty] | 7.3.6.6 Stationed and on-call ignition prevention and suppression resources and services | WLDFR | HFTD - Transmission - Tier 2 - 115 kV or Lower | 2022 | 0.93458 | 0 | 0 | 0 | 0 | 0 | 0 | 0 | 0 | 0 | 0 | 0.032846 | 0.032846 | 0 | 0 | 0 | 0 | 0 | 0 | 0.030697 | 0 | 0 | 0 | 0 | 0 | 0.032846 | 0.030697 | 0.032846 | 0.030697 | [11 empty] | WLDFR | HFTD - Distribution - 2QU CoRE ¦ 5QU LoRE | Red Flag Warning - Small Fires | 2025 | 0 | 0 | 0 | 0 | 4.3409e-05 | 0 | 0.077901 | 0.036425 | 0.0015809 | 0.039895 | 0 | 0 | 0 | 0 | 0 | 0 | 0.00021013 | 0 | 0 | 0 | 0 | 0 | 0 | 0 | 0 | 0 | 0 | 0 | 0 | 3.3816e-06 | 0 | 3.3816e-06 | 0 | 0 | 0 |  |  | Patrols - Distribution OverheadWLDFREquipment / facility failureAggregated | WLDFR | HFTD - Distribution - 2QU CoRE ¦ 5QU LoRE | Red Flag Warning - Small Fires | Equipment / facility failure | Aggregated | 2025 | 2.5475e-05 | 1189.4558 | 0.030301 | 2025 | Control | 0.046366 | 1 | 0 | esc | 0 | 0 | 0 | 0 | 0 | 0 | 0 | 0 | 0.0059737 | 4.3409e-05 | 0 | 0
[35 empty] | 7.3.6.6 Stationed and on-call ignition prevention and suppression resources and services | WLDFR | HFTD - Transmission - Tier 2 - 115 kV or Lower | 2023 | 0.87344 | 0 | 0 | 0 | 0 | 0 | 0 | 0 | 0 | 0 | 0 | 0 | 0 | 0 | 0 | 0.034049 | 0.034049 | 0 | 0 | 0 | 0.02974 | 0 | 0 | 0 | 0 | 0 | 0 | 0 | 0 | [11 empty] | WLDFR | HFTD - Distribution - 2QU CoRE ¦ 5QU LoRE | Red Flag Warning - Small Fires | 2026 | 0 | 0 | 0 | 0 | 0 | 4.3409e-05 | 0.077901 | 0.036425 | 0.0015809 | 0.039895 | 0 | 0 | 0 | 0 | 0 | 0 | 0.00021013 | 0 | 0 | 0 | 0 | 0 | 0 | 0 | 0 | 0 | 0 | 0 | 0 | 0 | 0 | 0 | 3.3816e-06 | 0 | 3.3816e-06 |  |  | Patrols - Distribution OverheadWLDFREquipment / facility failureAggregated | WLDFR | HFTD - Distribution - 2QU CoRE ¦ 5QU LoRE | Red Flag Warning - Small Fires | Equipment / facility failure | Aggregated | 2026 | 2.5475e-05 | 1189.4558 | 0.030301 | 2026 | Control | 0.046366 | 1 | 0 | esc | 0 | 0 | 0 | 0 | 0 | 0 | 0 | 0 | 0 | 0 | 0.0059737 | 4.3409e-05
[35 empty] | 7.3.6.6 Stationed and on-call ignition prevention and suppression resources and services | WLDFR | HFTD - Transmission - Tier 2 - 230 kV or Higher | 2020 | 1 | 0 | 0 | 0.0098787 | 0.0098787 | 0 | 0 | 0 | 0 | 0 | 0 | 0 | 0 | 0 | 0 | 0 | 0 | 0.0098787 | 0 | 0 | 0 | 0 | 0 | 0 | 0 | 0 | 0 | 0 | 0 | [11 empty] | WLDFR | HFTD - Distribution - 3QU CoRE ¦ 1QU LoRE | Non-Red Flag Warning - Catastrophic Fires | 2021 | 9.3871e-09 | 0 | 0 | 0 | 0 | 0 | 13887.861 | 212.4034 | 8426.443 | 5249.0147 | 0 | 0 | 0 | 0 | 0 | 0 | 7.3252e-06 | 0.00013037 | 0 | 0.00013037 | 0 | 0 | 0 | 0 | 0 | 0 | 0 | 0 | 0 | 0 | 0 | 0 | 0 | 0 | 0 |  |  | Patrols - Distribution OverheadWLDFREquipment / facility failureAggregated | WLDFR | HFTD - Distribution - 3QU CoRE ¦ 1QU LoRE | Non-Red Flag Warning - Catastrophic Fires | Equipment / facility failure | Aggregated | 2021 | 1.5158e-07 | 1088.6552 | 0.00016502 | 2021 | Control | 0.046366 | 1 | 0 | esc | 1.9554e-06 | 9.3871e-09 | 0 | 0 | 0 | 0 | 0 | 0 | 0 | 0 | 0 | 0
[35 empty] | 7.3.6.6 Stationed and on-call ignition prevention and suppression resources and services | WLDFR | HFTD - Transmission - Tier 2 - 230 kV or Higher | 2021 | 1 | 0 | 0 | 0 | 0 | 0 | 0 | 0.0098787 | 0.0098787 | 0 | 0 | 0 | 0 | 0 | 0 | 0 | 0 | 0 | 0.0098787 | 0 | 0 | 0 | 0 | 0 | 0 | 0 | 0 | 0 | 0 | [11 empty] | WLDFR | HFTD - Distribution - 3QU CoRE ¦ 1QU LoRE | Non-Red Flag Warning - Catastrophic Fires | 2022 | 0 | 9.317e-09 | 0 | 0 | 0 | 0 | 13650.1655 | 202.8477 | 8286.6934 | 5160.6244 | 0 | 0 | 0 | 0 | 0 | 0 | 7.1116e-06 | 0 | 0 | 0 | 0.00012718 | 0 | 0.00012718 | 0 | 0 | 0 | 0 | 0 | 0 | 0 | 0 | 0 | 0 | 0 | 0 |  |  | Patrols - Distribution OverheadWLDFREquipment / facility failureAggregated | WLDFR | HFTD - Distribution - 3QU CoRE ¦ 1QU LoRE | Non-Red Flag Warning - Catastrophic Fires | Equipment / facility failure | Aggregated | 2022 | 1.468e-07 | 1088.6552 | 0.00015981 | 2022 | Control | 0.046366 | 1 | 0 | esc | 0 | 0 | 1.9408e-06 | 9.317e-09 | 0 | 0 | 0 | 0 | 0 | 0 | 0 | 0
[35 empty] | 7.3.6.6 Stationed and on-call ignition prevention and suppression resources and services | WLDFR | HFTD - Transmission - Tier 2 - 230 kV or Higher | 2022 | 0.93458 | 0 | 0 | 0 | 0 | 0 | 0 | 0 | 0 | 0 | 0 | 0.0098787 | 0.0098787 | 0 | 0 | 0 | 0 | 0 | 0 | 0.0092324 | 0 | 0 | 0 | 0 | 0 | 0.0098787 | 0.0092324 | 0.0098787 | 0.0092324 | [11 empty] | WLDFR | HFTD - Distribution - 3QU CoRE ¦ 1QU LoRE | Non-Red Flag Warning - Catastrophic Fires | 2023 | 0 | 0 | 1.4056e-08 | 0 | 0 | 0 | 13668.067 | 202.8477 | 8304.5949 | 5160.6244 | 0 | 0 | 0 | 0 | 0 | 0 | 7.1071e-06 | 0 | 0 | 0 | 0 | 0 | 0 | 0.00019212 | 0 | 0.00019212 | 0 | 0 | 0 | 0 | 0 | 0 | 0 | 0 | 0 |  |  | Patrols - Distribution OverheadWLDFREquipment / facility failureAggregated | WLDFR | HFTD - Distribution - 3QU CoRE ¦ 1QU LoRE | Non-Red Flag Warning - Catastrophic Fires | Equipment / facility failure | Aggregated | 2023 | 1.4663e-07 | 1088.6552 | 0.00015963 | 2023 | Control | 0.046366 | 1 | 0 | esc | 0 | 0 | 0 | 0 | 1.9343e-06 | 1.4056e-08 | 0 | 0 | 0 | 0 | 0 | 0
[35 empty] | 7.3.6.6 Stationed and on-call ignition prevention and suppression resources and services | WLDFR | HFTD - Transmission - Tier 2 - 230 kV or Higher | 2023 | 0.87344 | 0 | 0 | 0 | 0 | 0 | 0 | 0 | 0 | 0 | 0 | 0 | 0 | 0 | 0 | 0.010241 | 0.010241 | 0 | 0 | 0 | 0.0089446 | 0 | 0 | 0 | 0 | 0 | 0 | 0 | 0 | [11 empty] | WLDFR | HFTD - Distribution - 3QU CoRE ¦ 1QU LoRE | Non-Red Flag Warning - Catastrophic Fires | 2024 | 0 | 0 | 0 | 1.4056e-08 | 0 | 0 | 13668.067 | 202.8477 | 8304.5949 | 5160.6244 | 0 | 0 | 0 | 0 | 0 | 0 | 7.1071e-06 | 0 | 0 | 0 | 0 | 0 | 0 | 0 | 0 | 0 | 0.00019212 | 0 | 0.00019212 | 0 | 0 | 0 | 0 | 0 | 0 |  |  | Patrols - Distribution OverheadWLDFREquipment / facility failureAggregated | WLDFR | HFTD - Distribution - 3QU CoRE ¦ 1QU LoRE | Non-Red Flag Warning - Catastrophic Fires | Equipment / facility failure | Aggregated | 2024 | 1.4663e-07 | 1088.6552 | 0.00015963 | 2024 | Control | 0.046366 | 1 | 0 | esc | 0 | 0 | 0 | 0 | 0 | 0 | 1.9343e-06 | 1.4056e-08 | 0 | 0 | 0 | 0
[35 empty] | 7.3.6.6 Stationed and on-call ignition prevention and suppression resources and services | WLDFR | HFTD - Transmission - Tier 2 - 60/70 kV | 2020 | 1 | 0 | 0 | 0.045417 | 0.045417 | 0 | 0 | 0 | 0 | 0 | 0 | 0 | 0 | 0 | 0 | 0 | 0 | 0.045417 | 0 | 0 | 0 | 0 | 0 | 0 | 0 | 0 | 0 | 0 | 0 | [11 empty] | WLDFR | HFTD - Distribution - 3QU CoRE ¦ 1QU LoRE | Non-Red Flag Warning - Catastrophic Fires | 2025 | 0 | 0 | 0 | 0 | 1.4056e-08 | 0 | 13668.067 | 202.8477 | 8304.5949 | 5160.6244 | 0 | 0 | 0 | 0 | 0 | 0 | 7.1071e-06 | 0 | 0 | 0 | 0 | 0 | 0 | 0 | 0 | 0 | 0 | 0 | 0 | 0.00019212 | 0 | 0.00019212 | 0 | 0 | 0 |  |  | Patrols - Distribution OverheadWLDFREquipment / facility failureAggregated | WLDFR | HFTD - Distribution - 3QU CoRE ¦ 1QU LoRE | Non-Red Flag Warning - Catastrophic Fires | Equipment / facility failure | Aggregated | 2025 | 1.4663e-07 | 1088.6552 | 0.00015963 | 2025 | Control | 0.046366 | 1 | 0 | esc | 0 | 0 | 0 | 0 | 0 | 0 | 0 | 0 | 1.9343e-06 | 1.4056e-08 | 0 | 0
[35 empty] | 7.3.6.6 Stationed and on-call ignition prevention and suppression resources and services | WLDFR | HFTD - Transmission - Tier 2 - 60/70 kV | 2021 | 1 | 0 | 0 | 0 | 0 | 0 | 0 | 0.045417 | 0.045417 | 0 | 0 | 0 | 0 | 0 | 0 | 0 | 0 | 0 | 0.045417 | 0 | 0 | 0 | 0 | 0 | 0 | 0 | 0 | 0 | 0 | [11 empty] | WLDFR | HFTD - Distribution - 3QU CoRE ¦ 1QU LoRE | Non-Red Flag Warning - Catastrophic Fires | 2026 | 0 | 0 | 0 | 0 | 0 | 1.4056e-08 | 13668.067 | 202.8477 | 8304.5949 | 5160.6244 | 0 | 0 | 0 | 0 | 0 | 0 | 7.1071e-06 | 0 | 0 | 0 | 0 | 0 | 0 | 0 | 0 | 0 | 0 | 0 | 0 | 0 | 0 | 0 | 0.00019212 | 0 | 0.00019212 |  |  | Patrols - Distribution OverheadWLDFREquipment / facility failureAggregated | WLDFR | HFTD - Distribution - 3QU CoRE ¦ 1QU LoRE | Non-Red Flag Warning - Catastrophic Fires | Equipment / facility failure | Aggregated | 2026 | 1.4663e-07 | 1088.6552 | 0.00015963 | 2026 | Control | 0.046366 | 1 | 0 | esc | 0 | 0 | 0 | 0 | 0 | 0 | 0 | 0 | 0 | 0 | 1.9343e-06 | 1.4056e-08
[35 empty] | 7.3.6.6 Stationed and on-call ignition prevention and suppression resources and services | WLDFR | HFTD - Transmission - Tier 2 - 60/70 kV | 2022 | 0.93458 | 0 | 0 | 0 | 0 | 0 | 0 | 0 | 0 | 0 | 0 | 0.045417 | 0.045417 | 0 | 0 | 0 | 0 | 0 | 0 | 0.042446 | 0 | 0 | 0 | 0 | 0 | 0.045417 | 0.042446 | 0.045417 | 0.042446 | [11 empty] | WLDFR | HFTD - Distribution - 3QU CoRE ¦ 1QU LoRE | Non-Red Flag Warning - Destructive Fires | 2021 | 3.3903e-08 | 0 | 0 | 0 | 0 | 0 | 8638.8464 | 212.4034 | 8426.443 | 0 | 0 | 0 | 0 | 0 | 0 | 0 | 6.3803e-06 | 0.00029289 | 0 | 0.00029289 | 0 | 0 | 0 | 0 | 0 | 0 | 0 | 0 | 0 | 0 | 0 | 0 | 0 | 0 | 0 |  |  | Patrols - Distribution OverheadWLDFREquipment / facility failureAggregated | WLDFR | HFTD - Distribution - 3QU CoRE ¦ 1QU LoRE | Non-Red Flag Warning - Destructive Fires | Equipment / facility failure | Aggregated | 2021 | 5.4745e-07 | 1088.6552 | 0.00059598 | 2021 | Control | 0.046366 | 1 | 0 | esc | 7.0622e-06 | 3.3903e-08 | 0 | 0 | 0 | 0 | 0 | 0 | 0 | 0 | 0 | 0
[35 empty] | 7.3.6.6 Stationed and on-call ignition prevention and suppression resources and services | WLDFR | HFTD - Transmission - Tier 2 - 60/70 kV | 2023 | 0.87344 | 0 | 0 | 0 | 0 | 0 | 0 | 0 | 0 | 0 | 0 | 0 | 0 | 0 | 0 | 0.047081 | 0.047081 | 0 | 0 | 0 | 0.041123 | 0 | 0 | 0 | 0 | 0 | 0 | 0 | 0 | [11 empty] | WLDFR | HFTD - Distribution - 3QU CoRE ¦ 1QU LoRE | Non-Red Flag Warning - Destructive Fires | 2022 | 0 | 3.3647e-08 | 0 | 0 | 0 | 0 | 8489.5411 | 202.8477 | 8286.6934 | 0 | 0 | 0 | 0 | 0 | 0 | 0 | 6.1906e-06 | 0 | 0 | 0 | 0.00028565 | 0 | 0.00028565 | 0 | 0 | 0 | 0 | 0 | 0 | 0 | 0 | 0 | 0 | 0 | 0 |  |  | Patrols - Distribution OverheadWLDFREquipment / facility failureAggregated | WLDFR | HFTD - Distribution - 3QU CoRE ¦ 1QU LoRE | Non-Red Flag Warning - Destructive Fires | Equipment / facility failure | Aggregated | 2022 | 5.3013e-07 | 1088.6552 | 0.00057713 | 2022 | Control | 0.046366 | 1 | 0 | esc | 0 | 0 | 7.0088e-06 | 3.3647e-08 | 0 | 0 | 0 | 0 | 0 | 0 | 0 | 0
[35 empty] | 7.3.6.6 Stationed and on-call ignition prevention and suppression resources and services | WLDFR | HFTD - Transmission - Tier 3 - 115 kV or Lower | 2020 | 1 | 0 | 0 | 0.013034 | 0.013034 | 0 | 0 | 0 | 0 | 0 | 0 | 0 | 0 | 0 | 0 | 0 | 0 | 0.013034 | 0 | 0 | 0 | 0 | 0 | 0 | 0 | 0 | 0 | 0 | 0 | [11 empty] | WLDFR | HFTD - Distribution - 3QU CoRE ¦ 1QU LoRE | Non-Red Flag Warning - Destructive Fires | 2023 | 0 | 0 | 5.0761e-08 | 0 | 0 | 0 | 8507.4426 | 202.8477 | 8304.5949 | 0 | 0 | 0 | 0 | 0 | 0 | 0 | 6.1924e-06 | 0 | 0 | 0 | 0 | 0 | 0 | 0.00043185 | 0 | 0.00043185 | 0 | 0 | 0 | 0 | 0 | 0 | 0 | 0 | 0 |  |  | Patrols - Distribution OverheadWLDFREquipment / facility failureAggregated | WLDFR | HFTD - Distribution - 3QU CoRE ¦ 1QU LoRE | Non-Red Flag Warning - Destructive Fires | Equipment / facility failure | Aggregated | 2023 | 5.2954e-07 | 1088.6552 | 0.00057648 | 2023 | Control | 0.046366 | 1 | 0 | esc | 0 | 0 | 0 | 0 | 6.9854e-06 | 5.0761e-08 | 0 | 0 | 0 | 0 | 0 | 0
[35 empty] | 7.3.6.6 Stationed and on-call ignition prevention and suppression resources and services | WLDFR | HFTD - Transmission - Tier 3 - 115 kV or Lower | 2021 | 1 | 0 | 0 | 0 | 0 | 0 | 0 | 0.013034 | 0.013034 | 0 | 0 | 0 | 0 | 0 | 0 | 0 | 0 | 0 | 0.013034 | 0 | 0 | 0 | 0 | 0 | 0 | 0 | 0 | 0 | 0 | [11 empty] | WLDFR | HFTD - Distribution - 3QU CoRE ¦ 1QU LoRE | Non-Red Flag Warning - Destructive Fires | 2024 | 0 | 0 | 0 | 5.0761e-08 | 0 | 0 | 8507.4426 | 202.8477 | 8304.5949 | 0 | 0 | 0 | 0 | 0 | 0 | 0 | 6.1924e-06 | 0 | 0 | 0 | 0 | 0 | 0 | 0 | 0 | 0 | 0.00043185 | 0 | 0.00043185 | 0 | 0 | 0 | 0 | 0 | 0 |  |  | Patrols - Distribution OverheadWLDFREquipment / facility failureAggregated | WLDFR | HFTD - Distribution - 3QU CoRE ¦ 1QU LoRE | Non-Red Flag Warning - Destructive Fires | Equipment / facility failure | Aggregated | 2024 | 5.2954e-07 | 1088.6552 | 0.00057648 | 2024 | Control | 0.046366 | 1 | 0 | esc | 0 | 0 | 0 | 0 | 0 | 0 | 6.9854e-06 | 5.0761e-08 | 0 | 0 | 0 | 0
[35 empty] | 7.3.6.6 Stationed and on-call ignition prevention and suppression resources and services | WLDFR | HFTD - Transmission - Tier 3 - 115 kV or Lower | 2022 | 0.93458 | 0 | 0 | 0 | 0 | 0 | 0 | 0 | 0 | 0 | 0 | 0.013034 | 0.013034 | 0 | 0 | 0 | 0 | 0 | 0 | 0.012182 | 0 | 0 | 0 | 0 | 0 | 0.013034 | 0.012182 | 0.013034 | 0.012182 | [11 empty] | WLDFR | HFTD - Distribution - 3QU CoRE ¦ 1QU LoRE | Non-Red Flag Warning - Destructive Fires | 2025 | 0 | 0 | 0 | 0 | 5.0761e-08 | 0 | 8507.4426 | 202.8477 | 8304.5949 | 0 | 0 | 0 | 0 | 0 | 0 | 0 | 6.1924e-06 | 0 | 0 | 0 | 0 | 0 | 0 | 0 | 0 | 0 | 0 | 0 | 0 | 0.00043185 | 0 | 0.00043185 | 0 | 0 | 0 |  |  | Patrols - Distribution OverheadWLDFREquipment / facility failureAggregated | WLDFR | HFTD - Distribution - 3QU CoRE ¦ 1QU LoRE | Non-Red Flag Warning - Destructive Fires | Equipment / facility failure | Aggregated | 2025 | 5.2954e-07 | 1088.6552 | 0.00057648 | 2025 | Control | 0.046366 | 1 | 0 | esc | 0 | 0 | 0 | 0 | 0 | 0 | 0 | 0 | 6.9854e-06 | 5.0761e-08 | 0 | 0
[35 empty] | 7.3.6.6 Stationed and on-call ignition prevention and suppression resources and services | WLDFR | HFTD - Transmission - Tier 3 - 115 kV or Lower | 2023 | 0.87344 | 0 | 0 | 0 | 0 | 0 | 0 | 0 | 0 | 0 | 0 | 0 | 0 | 0 | 0 | 0.013512 | 0.013512 | 0 | 0 | 0 | 0.011802 | 0 | 0 | 0 | 0 | 0 | 0 | 0 | 0 | [11 empty] | WLDFR | HFTD - Distribution - 3QU CoRE ¦ 1QU LoRE | Non-Red Flag Warning - Destructive Fires | 2026 | 0 | 0 | 0 | 0 | 0 | 5.0761e-08 | 8507.4426 | 202.8477 | 8304.5949 | 0 | 0 | 0 | 0 | 0 | 0 | 0 | 6.1924e-06 | 0 | 0 | 0 | 0 | 0 | 0 | 0 | 0 | 0 | 0 | 0 | 0 | 0 | 0 | 0 | 0.00043185 | 0 | 0.00043185 |  |  | Patrols - Distribution OverheadWLDFREquipment / facility failureAggregated | WLDFR | HFTD - Distribution - 3QU CoRE ¦ 1QU LoRE | Non-Red Flag Warning - Destructive Fires | Equipment / facility failure | Aggregated | 2026 | 5.2954e-07 | 1088.6552 | 0.00057648 | 2026 | Control | 0.046366 | 1 | 0 | esc | 0 | 0 | 0 | 0 | 0 | 0 | 0 | 0 | 0 | 0 | 6.9854e-06 | 5.0761e-08
[35 empty] | 7.3.6.6 Stationed and on-call ignition prevention and suppression resources and services | WLDFR | HFTD - Transmission - Tier 3 - 230 kV or Higher | 2020 | 1 | 0 | 0 | 0.0035872 | 0.0035872 | 0 | 0 | 0 | 0 | 0 | 0 | 0 | 0 | 0 | 0 | 0 | 0 | 0.0035872 | 0 | 0 | 0 | 0 | 0 | 0 | 0 | 0 | 0 | 0 | 0 | [11 empty] | WLDFR | HFTD - Distribution - 3QU CoRE ¦ 1QU LoRE | Non-Red Flag Warning - Large Fires | 2021 | 3.8022e-07 | 0 | 0 | 0 | 0 | 0 | 5.1078 | 0.69027 | 2.8264 | 1.5911 | 0 | 0 | 0 | 0 | 0 | 0 | 5.5584e-05 | 1.9421e-06 | 0 | 1.9421e-06 | 0 | 0 | 0 | 0 | 0 | 0 | 0 | 0 | 0 | 0 | 0 | 0 | 0 | 0 | 0 |  |  | Patrols - Distribution OverheadWLDFREquipment / facility failureAggregated | WLDFR | HFTD - Distribution - 3QU CoRE ¦ 1QU LoRE | Non-Red Flag Warning - Large Fires | Equipment / facility failure | Aggregated | 2021 | 6.1396e-06 | 1088.6552 | 0.0066839 | 2021 | Control | 0.046366 | 1 | 0 | esc | 7.9202e-05 | 3.8022e-07 | 0 | 0 | 0 | 0 | 0 | 0 | 0 | 0 | 0 | 0
[35 empty] | 7.3.6.6 Stationed and on-call ignition prevention and suppression resources and services | WLDFR | HFTD - Transmission - Tier 3 - 230 kV or Higher | 2021 | 1 | 0 | 0 | 0 | 0 | 0 | 0 | 0.0035872 | 0.0035872 | 0 | 0 | 0 | 0 | 0 | 0 | 0 | 0 | 0 | 0.0035872 | 0 | 0 | 0 | 0 | 0 | 0 | 0 | 0 | 0 | 0 | [11 empty] | WLDFR | HFTD - Distribution - 3QU CoRE ¦ 1QU LoRE | Non-Red Flag Warning - Large Fires | 2022 | 0 | 3.7732e-07 | 0 | 0 | 0 | 0 | 5.0739 | 0.68415 | 2.8096 | 1.5801 | 0 | 0 | 0 | 0 | 0 | 0 | 5.3902e-05 | 0 | 0 | 0 | 1.9145e-06 | 0 | 1.9145e-06 | 0 | 0 | 0 | 0 | 0 | 0 | 0 | 0 | 0 | 0 | 0 | 0 |  |  | Patrols - Distribution OverheadWLDFREquipment / facility failureAggregated | WLDFR | HFTD - Distribution - 3QU CoRE ¦ 1QU LoRE | Non-Red Flag Warning - Large Fires | Equipment / facility failure | Aggregated | 2022 | 5.945e-06 | 1088.6552 | 0.006472 | 2022 | Control | 0.046366 | 1 | 0 | esc | 0 | 0 | 7.8598e-05 | 3.7732e-07 | 0 | 0 | 0 | 0 | 0 | 0 | 0 | 0
[35 empty] | 7.3.6.6 Stationed and on-call ignition prevention and suppression resources and services | WLDFR | HFTD - Transmission - Tier 3 - 230 kV or Higher | 2022 | 0.93458 | 0 | 0 | 0 | 0 | 0 | 0 | 0 | 0 | 0 | 0 | 0.0035872 | 0.0035872 | 0 | 0 | 0 | 0 | 0 | 0 | 0.0033525 | 0 | 0 | 0 | 0 | 0 | 0.0035872 | 0.0033525 | 0.0035872 | 0.0033525 | [11 empty] | WLDFR | HFTD - Distribution - 3QU CoRE ¦ 1QU LoRE | Non-Red Flag Warning - Large Fires | 2023 | 0 | 0 | 5.6924e-07 | 0 | 0 | 0 | 5.1712 | 0.68415 | 2.907 | 1.5801 | 0 | 0 | 0 | 0 | 0 | 0 | 5.3946e-05 | 0 | 0 | 0 | 0 | 0 | 0 | 2.9437e-06 | 0 | 2.9437e-06 | 0 | 0 | 0 | 0 | 0 | 0 | 0 | 0 | 0 |  |  | Patrols - Distribution OverheadWLDFREquipment / facility failureAggregated | WLDFR | HFTD - Distribution - 3QU CoRE ¦ 1QU LoRE | Non-Red Flag Warning - Large Fires | Equipment / facility failure | Aggregated | 2023 | 5.9383e-06 | 1088.6552 | 0.0064648 | 2023 | Control | 0.046366 | 1 | 0 | esc | 0 | 0 | 0 | 0 | 7.8335e-05 | 5.6924e-07 | 0 | 0 | 0 | 0 | 0 | 0
[35 empty] | 7.3.6.6 Stationed and on-call ignition prevention and suppression resources and services | WLDFR | HFTD - Transmission - Tier 3 - 230 kV or Higher | 2023 | 0.87344 | 0 | 0 | 0 | 0 | 0 | 0 | 0 | 0 | 0 | 0 | 0 | 0 | 0 | 0 | 0.0037187 | 0.0037187 | 0 | 0 | 0 | 0.003248 | 0 | 0 | 0 | 0 | 0 | 0 | 0 | 0 | [11 empty] | WLDFR | HFTD - Distribution - 3QU CoRE ¦ 1QU LoRE | Non-Red Flag Warning - Large Fires | 2024 | 0 | 0 | 0 | 5.6924e-07 | 0 | 0 | 5.1712 | 0.68415 | 2.907 | 1.5801 | 0 | 0 | 0 | 0 | 0 | 0 | 5.3946e-05 | 0 | 0 | 0 | 0 | 0 | 0 | 0 | 0 | 0 | 2.9437e-06 | 0 | 2.9437e-06 | 0 | 0 | 0 | 0 | 0 | 0 |  |  | Patrols - Distribution OverheadWLDFREquipment / facility failureAggregated | WLDFR | HFTD - Distribution - 3QU CoRE ¦ 1QU LoRE | Non-Red Flag Warning - Large Fires | Equipment / facility failure | Aggregated | 2024 | 5.9383e-06 | 1088.6552 | 0.0064648 | 2024 | Control | 0.046366 | 1 | 0 | esc | 0 | 0 | 0 | 0 | 0 | 0 | 7.8335e-05 | 5.6924e-07 | 0 | 0 | 0 | 0
[35 empty] | 7.3.6.6 Stationed and on-call ignition prevention and suppression resources and services | WLDFR | HFTD - Transmission - Tier 3 - 60/70 kV | 2020 | 1 | 0 | 0 | 0.013749 | 0.013749 | 0 | 0 | 0 | 0 | 0 | 0 | 0 | 0 | 0 | 0 | 0 | 0 | 0.013749 | 0 | 0 | 0 | 0 | 0 | 0 | 0 | 0 | 0 | 0 | 0 | [11 empty] | WLDFR | HFTD - Distribution - 3QU CoRE ¦ 1QU LoRE | Non-Red Flag Warning - Large Fires | 2025 | 0 | 0 | 0 | 0 | 5.6924e-07 | 0 | 5.1712 | 0.68415 | 2.907 | 1.5801 | 0 | 0 | 0 | 0 | 0 | 0 | 5.3946e-05 | 0 | 0 | 0 | 0 | 0 | 0 | 0 | 0 | 0 | 0 | 0 | 0 | 2.9437e-06 | 0 | 2.9437e-06 | 0 | 0 | 0 |  |  | Patrols - Distribution OverheadWLDFREquipment / facility failureAggregated | WLDFR | HFTD - Distribution - 3QU CoRE ¦ 1QU LoRE | Non-Red Flag Warning - Large Fires | Equipment / facility failure | Aggregated | 2025 | 5.9383e-06 | 1088.6552 | 0.0064648 | 2025 | Control | 0.046366 | 1 | 0 | esc | 0 | 0 | 0 | 0 | 0 | 0 | 0 | 0 | 7.8335e-05 | 5.6924e-07 | 0 | 0
[35 empty] | 7.3.6.6 Stationed and on-call ignition prevention and suppression resources and services | WLDFR | HFTD - Transmission - Tier 3 - 60/70 kV | 2021 | 1 | 0 | 0 | 0 | 0 | 0 | 0 | 0.013749 | 0.013749 | 0 | 0 | 0 | 0 | 0 | 0 | 0 | 0 | 0 | 0.013749 | 0 | 0 | 0 | 0 | 0 | 0 | 0 | 0 | 0 | 0 | [11 empty] | WLDFR | HFTD - Distribution - 3QU CoRE ¦ 1QU LoRE | Non-Red Flag Warning - Large Fires | 2026 | 0 | 0 | 0 | 0 | 0 | 5.6924e-07 | 5.1712 | 0.68415 | 2.907 | 1.5801 | 0 | 0 | 0 | 0 | 0 | 0 | 5.3946e-05 | 0 | 0 | 0 | 0 | 0 | 0 | 0 | 0 | 0 | 0 | 0 | 0 | 0 | 0 | 0 | 2.9437e-06 | 0 | 2.9437e-06 |  |  | Patrols - Distribution OverheadWLDFREquipment / facility failureAggregated | WLDFR | HFTD - Distribution - 3QU CoRE ¦ 1QU LoRE | Non-Red Flag Warning - Large Fires | Equipment / facility failure | Aggregated | 2026 | 5.9383e-06 | 1088.6552 | 0.0064648 | 2026 | Control | 0.046366 | 1 | 0 | esc | 0 | 0 | 0 | 0 | 0 | 0 | 0 | 0 | 0 | 0 | 7.8335e-05 | 5.6924e-07
[35 empty] | 7.3.6.6 Stationed and on-call ignition prevention and suppression resources and services | WLDFR | HFTD - Transmission - Tier 3 - 60/70 kV | 2022 | 0.93458 | 0 | 0 | 0 | 0 | 0 | 0 | 0 | 0 | 0 | 0 | 0.013749 | 0.013749 | 0 | 0 | 0 | 0 | 0 | 0 | 0.012849 | 0 | 0 | 0 | 0 | 0 | 0.013749 | 0.012849 | 0.013749 | 0.012849 | [11 empty] | WLDFR | HFTD - Distribution - 3QU CoRE ¦ 1QU LoRE | Non-Red Flag Warning - Small Fires | 2021 | 0.00019146 | 0 | 0 | 0 | 0 | 0 | 0.077861 | 0.036425 | 0.0015416 | 0.039895 | 0 | 0 | 0 | 0 | 0 | 0 | 0.011858 | 1.4907e-05 | 0 | 1.4907e-05 | 0 | 0 | 0 | 0 | 0 | 0 | 0 | 0 | 0 | 0 | 0 | 0 | 0 | 0 | 0 |  |  | Patrols - Distribution OverheadWLDFREquipment / facility failureAggregated | WLDFR | HFTD - Distribution - 3QU CoRE ¦ 1QU LoRE | Non-Red Flag Warning - Small Fires | Equipment / facility failure | Aggregated | 2021 | 0.0030915 | 1088.6552 | 3.3656 | 2021 | Control | 0.046366 | 1 | 0 | esc | 0.039881 | 0.00019146 | 0 | 0 | 0 | 0 | 0 | 0 | 0 | 0 | 0 | 0
[35 empty] | 7.3.6.6 Stationed and on-call ignition prevention and suppression resources and services | WLDFR | HFTD - Transmission - Tier 3 - 60/70 kV | 2023 | 0.87344 | 0 | 0 | 0 | 0 | 0 | 0 | 0 | 0 | 0 | 0 | 0 | 0 | 0 | 0 | 0.014253 | 0.014253 | 0 | 0 | 0 | 0.012449 | 0 | 0 | 0 | 0 | 0 | 0 | 0 | 0 | [11 empty] | WLDFR | HFTD - Distribution - 3QU CoRE ¦ 1QU LoRE | Non-Red Flag Warning - Small Fires | 2022 | 0 | 0.00019152 | 0 | 0 | 0 | 0 | 0.077861 | 0.036425 | 0.0015416 | 0.039895 | 0 | 0 | 0 | 0 | 0 | 0 | 0.011574 | 0 | 0 | 0 | 1.4912e-05 | 0 | 1.4912e-05 | 0 | 0 | 0 | 0 | 0 | 0 | 0 | 0 | 0 | 0 | 0 | 0 |  |  | Patrols - Distribution OverheadWLDFREquipment / facility failureAggregated | WLDFR | HFTD - Distribution - 3QU CoRE ¦ 1QU LoRE | Non-Red Flag Warning - Small Fires | Equipment / facility failure | Aggregated | 2022 | 0.0030175 | 1088.6552 | 3.285 | 2022 | Control | 0.046366 | 1 | 0 | esc | 0 | 0 | 0.039894 | 0.00019152 | 0 | 0 | 0 | 0 | 0 | 0 | 0 | 0
[35 empty] | 7.3.6.6 Stationed and on-call ignition prevention and suppression resources and services | WLDFR | HFTD - Transmission - Zone 1 - 115 kV or Lower | 2020 | 1 | 0 | 0 | 2.8786e-05 | 2.8786e-05 | 0 | 0 | 0 | 0 | 0 | 0 | 0 | 0 | 0 | 0 | 0 | 0 | 2.8786e-05 | 0 | 0 | 0 | 0 | 0 | 0 | 0 | 0 | 0 | 0 | 0 | [11 empty] | WLDFR | HFTD - Distribution - 3QU CoRE ¦ 1QU LoRE | Non-Red Flag Warning - Small Fires | 2023 | 0 | 0 | 0.00028851 | 0 | 0 | 0 | 0.077901 | 0.036425 | 0.0015809 | 0.039895 | 0 | 0 | 0 | 0 | 0 | 0 | 0.011573 | 0 | 0 | 0 | 0 | 0 | 0 | 2.2475e-05 | 0 | 2.2475e-05 | 0 | 0 | 0 | 0 | 0 | 0 | 0 | 0 | 0 |  |  | Patrols - Distribution OverheadWLDFREquipment / facility failureAggregated | WLDFR | HFTD - Distribution - 3QU CoRE ¦ 1QU LoRE | Non-Red Flag Warning - Small Fires | Equipment / facility failure | Aggregated | 2023 | 0.0030097 | 1088.6552 | 3.2765 | 2023 | Control | 0.046366 | 1 | 0 | esc | 0 | 0 | 0 | 0 | 0.039702 | 0.00028851 | 0 | 0 | 0 | 0 | 0 | 0
[35 empty] | 7.3.6.6 Stationed and on-call ignition prevention and suppression resources and services | WLDFR | HFTD - Transmission - Zone 1 - 115 kV or Lower | 2021 | 1 | 0 | 0 | 0 | 0 | 0 | 0 | 2.8786e-05 | 2.8786e-05 | 0 | 0 | 0 | 0 | 0 | 0 | 0 | 0 | 0 | 2.8786e-05 | 0 | 0 | 0 | 0 | 0 | 0 | 0 | 0 | 0 | 0 | [11 empty] | WLDFR | HFTD - Distribution - 3QU CoRE ¦ 1QU LoRE | Non-Red Flag Warning - Small Fires | 2024 | 0 | 0 | 0 | 0.00028851 | 0 | 0 | 0.077901 | 0.036425 | 0.0015809 | 0.039895 | 0 | 0 | 0 | 0 | 0 | 0 | 0.011573 | 0 | 0 | 0 | 0 | 0 | 0 | 0 | 0 | 0 | 2.2475e-05 | 0 | 2.2475e-05 | 0 | 0 | 0 | 0 | 0 | 0 |  |  | Patrols - Distribution OverheadWLDFREquipment / facility failureAggregated | WLDFR | HFTD - Distribution - 3QU CoRE ¦ 1QU LoRE | Non-Red Flag Warning - Small Fires | Equipment / facility failure | Aggregated | 2024 | 0.0030097 | 1088.6552 | 3.2765 | 2024 | Control | 0.046366 | 1 | 0 | esc | 0 | 0 | 0 | 0 | 0 | 0 | 0.039702 | 0.00028851 | 0 | 0 | 0 | 0
[35 empty] | 7.3.6.6 Stationed and on-call ignition prevention and suppression resources and services | WLDFR | HFTD - Transmission - Zone 1 - 115 kV or Lower | 2022 | 0.93458 | 0 | 0 | 0 | 0 | 0 | 0 | 0 | 0 | 0 | 0 | 2.8786e-05 | 2.8786e-05 | 0 | 0 | 0 | 0 | 0 | 0 | 2.6902e-05 | 0 | 0 | 0 | 0 | 0 | 2.8786e-05 | 2.6902e-05 | 2.8786e-05 | 2.6902e-05 | [11 empty] | WLDFR | HFTD - Distribution - 3QU CoRE ¦ 1QU LoRE | Non-Red Flag Warning - Small Fires | 2025 | 0 | 0 | 0 | 0 | 0.00028851 | 0 | 0.077901 | 0.036425 | 0.0015809 | 0.039895 | 0 | 0 | 0 | 0 | 0 | 0 | 0.011573 | 0 | 0 | 0 | 0 | 0 | 0 | 0 | 0 | 0 | 0 | 0 | 0 | 2.2475e-05 | 0 | 2.2475e-05 | 0 | 0 | 0 |  |  | Patrols - Distribution OverheadWLDFREquipment / facility failureAggregated | WLDFR | HFTD - Distribution - 3QU CoRE ¦ 1QU LoRE | Non-Red Flag Warning - Small Fires | Equipment / facility failure | Aggregated | 2025 | 0.0030097 | 1088.6552 | 3.2765 | 2025 | Control | 0.046366 | 1 | 0 | esc | 0 | 0 | 0 | 0 | 0 | 0 | 0 | 0 | 0.039702 | 0.00028851 | 0 | 0
[35 empty] | 7.3.6.6 Stationed and on-call ignition prevention and suppression resources and services | WLDFR | HFTD - Transmission - Zone 1 - 115 kV or Lower | 2023 | 0.87344 | 0 | 0 | 0 | 0 | 0 | 0 | 0 | 0 | 0 | 0 | 0 | 0 | 0 | 0 | 2.984e-05 | 2.984e-05 | 0 | 0 | 0 | 2.6064e-05 | 0 | 0 | 0 | 0 | 0 | 0 | 0 | 0 | [11 empty] | WLDFR | HFTD - Distribution - 3QU CoRE ¦ 1QU LoRE | Non-Red Flag Warning - Small Fires | 2026 | 0 | 0 | 0 | 0 | 0 | 0.00028851 | 0.077901 | 0.036425 | 0.0015809 | 0.039895 | 0 | 0 | 0 | 0 | 0 | 0 | 0.011573 | 0 | 0 | 0 | 0 | 0 | 0 | 0 | 0 | 0 | 0 | 0 | 0 | 0 | 0 | 0 | 2.2475e-05 | 0 | 2.2475e-05 |  |  | Patrols - Distribution OverheadWLDFREquipment / facility failureAggregated | WLDFR | HFTD - Distribution - 3QU CoRE ¦ 1QU LoRE | Non-Red Flag Warning - Small Fires | Equipment / facility failure | Aggregated | 2026 | 0.0030097 | 1088.6552 | 3.2765 | 2026 | Control | 0.046366 | 1 | 0 | esc | 0 | 0 | 0 | 0 | 0 | 0 | 0 | 0 | 0 | 0 | 0.039702 | 0.00028851
[35 empty] | 7.3.6.6 Stationed and on-call ignition prevention and suppression resources and services | WLDFR | HFTD - Transmission - Zone 1 - 230 kV or Higher | 2020 | 1 | 0 | 0 | 1.5696e-05 | 1.5696e-05 | 0 | 0 | 0 | 0 | 0 | 0 | 0 | 0 | 0 | 0 | 0 | 0 | 1.5696e-05 | 0 | 0 | 0 | 0 | 0 | 0 | 0 | 0 | 0 | 0 | 0 | [11 empty] | WLDFR | HFTD - Distribution - 3QU CoRE ¦ 1QU LoRE | Red Flag Warning - Catastrophic Fires | 2021 | 2.4742e-06 | 0 | 0 | 0 | 0 | 0 | 13887.861 | 212.4034 | 8426.443 | 5249.0147 | 0 | 0 | 0 | 0 | 0 | 0 | 8.0721e-05 | 0.034361 | 0 | 0.034361 | 0 | 0 | 0 | 0 | 0 | 0 | 0 | 0 | 0 | 0 | 0 | 0 | 0 | 0 | 0 |  |  | Patrols - Distribution OverheadWLDFREquipment / facility failureAggregated | WLDFR | HFTD - Distribution - 3QU CoRE ¦ 1QU LoRE | Red Flag Warning - Catastrophic Fires | Equipment / facility failure | Aggregated | 2021 | 3.9952e-05 | 1088.6552 | 0.043494 | 2021 | Control | 0.046366 | 1 | 0 | esc | 0.00051539 | 2.4742e-06 | 0 | 0 | 0 | 0 | 0 | 0 | 0 | 0 | 0 | 0
[35 empty] | 7.3.6.6 Stationed and on-call ignition prevention and suppression resources and services | WLDFR | HFTD - Transmission - Zone 1 - 230 kV or Higher | 2021 | 1 | 0 | 0 | 0 | 0 | 0 | 0 | 1.5696e-05 | 1.5696e-05 | 0 | 0 | 0 | 0 | 0 | 0 | 0 | 0 | 0 | 1.5696e-05 | 0 | 0 | 0 | 0 | 0 | 0 | 0 | 0 | 0 | 0 | [11 empty] | WLDFR | HFTD - Distribution - 3QU CoRE ¦ 1QU LoRE | Red Flag Warning - Catastrophic Fires | 2022 | 0 | 2.454e-06 | 0 | 0 | 0 | 0 | 13650.1655 | 202.8477 | 8286.6934 | 5160.6244 | 0 | 0 | 0 | 0 | 0 | 0 | 7.7796e-05 | 0 | 0 | 0 | 0.033498 | 0 | 0.033498 | 0 | 0 | 0 | 0 | 0 | 0 | 0 | 0 | 0 | 0 | 0 | 0 |  |  | Patrols - Distribution OverheadWLDFREquipment / facility failureAggregated | WLDFR | HFTD - Distribution - 3QU CoRE ¦ 1QU LoRE | Red Flag Warning - Catastrophic Fires | Equipment / facility failure | Aggregated | 2022 | 3.8665e-05 | 1088.6552 | 0.042092 | 2022 | Control | 0.046366 | 1 | 0 | esc | 0 | 0 | 0.00051118 | 2.454e-06 | 0 | 0 | 0 | 0 | 0 | 0 | 0 | 0
[35 empty] | 7.3.6.6 Stationed and on-call ignition prevention and suppression resources and services | WLDFR | HFTD - Transmission - Zone 1 - 230 kV or Higher | 2022 | 0.93458 | 0 | 0 | 0 | 0 | 0 | 0 | 0 | 0 | 0 | 0 | 1.5696e-05 | 1.5696e-05 | 0 | 0 | 0 | 0 | 0 | 0 | 1.4669e-05 | 0 | 0 | 0 | 0 | 0 | 1.5696e-05 | 1.4669e-05 | 1.5696e-05 | 1.4669e-05 | [11 empty] | WLDFR | HFTD - Distribution - 3QU CoRE ¦ 1QU LoRE | Red Flag Warning - Catastrophic Fires | 2023 | 0 | 0 | 3.8305e-06 | 0 | 0 | 0 | 13668.067 | 202.8477 | 8304.5949 | 5160.6244 | 0 | 0 | 0 | 0 | 0 | 0 | 8.0655e-05 | 0 | 0 | 0 | 0 | 0 | 0 | 0.052355 | 0 | 0.052355 | 0 | 0 | 0 | 0 | 0 | 0 | 0 | 0 | 0 |  |  | Patrols - Distribution OverheadWLDFREquipment / facility failureAggregated | WLDFR | HFTD - Distribution - 3QU CoRE ¦ 1QU LoRE | Red Flag Warning - Catastrophic Fires | Equipment / facility failure | Aggregated | 2023 | 3.996e-05 | 1088.6552 | 0.043502 | 2023 | Control | 0.046366 | 1 | 0 | esc | 0 | 0 | 0 | 0 | 0.00052712 | 3.8305e-06 | 0 | 0 | 0 | 0 | 0 | 0
[35 empty] | 7.3.6.6 Stationed and on-call ignition prevention and suppression resources and services | WLDFR | HFTD - Transmission - Zone 1 - 230 kV or Higher | 2023 | 0.87344 | 0 | 0 | 0 | 0 | 0 | 0 | 0 | 0 | 0 | 0 | 0 | 0 | 0 | 0 | 1.6271e-05 | 1.6271e-05 | 0 | 0 | 0 | 1.4212e-05 | 0 | 0 | 0 | 0 | 0 | 0 | 0 | 0 | [11 empty] | WLDFR | HFTD - Distribution - 3QU CoRE ¦ 1QU LoRE | Red Flag Warning - Catastrophic Fires | 2024 | 0 | 0 | 0 | 3.8305e-06 | 0 | 0 | 13668.067 | 202.8477 | 8304.5949 | 5160.6244 | 0 | 0 | 0 | 0 | 0 | 0 | 8.0655e-05 | 0 | 0 | 0 | 0 | 0 | 0 | 0 | 0 | 0 | 0.052355 | 0 | 0.052355 | 0 | 0 | 0 | 0 | 0 | 0 |  |  | Patrols - Distribution OverheadWLDFREquipment / facility failureAggregated | WLDFR | HFTD - Distribution - 3QU CoRE ¦ 1QU LoRE | Red Flag Warning - Catastrophic Fires | Equipment / facility failure | Aggregated | 2024 | 3.996e-05 | 1088.6552 | 0.043502 | 2024 | Control | 0.046366 | 1 | 0 | esc | 0 | 0 | 0 | 0 | 0 | 0 | 0.00052712 | 3.8305e-06 | 0 | 0 | 0 | 0
[35 empty] | 7.3.6.6 Stationed and on-call ignition prevention and suppression resources and services | WLDFR | HFTD - Transmission - Zone 1 - 60/70 kV | 2020 | 1 | 0 | 0 | 5.2103e-05 | 5.2103e-05 | 0 | 0 | 0 | 0 | 0 | 0 | 0 | 0 | 0 | 0 | 0 | 0 | 5.2103e-05 | 0 | 0 | 0 | 0 | 0 | 0 | 0 | 0 | 0 | 0 | 0 | [11 empty] | WLDFR | HFTD - Distribution - 3QU CoRE ¦ 1QU LoRE | Red Flag Warning - Catastrophic Fires | 2025 | 0 | 0 | 0 | 0 | 3.8305e-06 | 0 | 13668.067 | 202.8477 | 8304.5949 | 5160.6244 | 0 | 0 | 0 | 0 | 0 | 0 | 8.0655e-05 | 0 | 0 | 0 | 0 | 0 | 0 | 0 | 0 | 0 | 0 | 0 | 0 | 0.052355 | 0 | 0.052355 | 0 | 0 | 0 |  |  | Patrols - Distribution OverheadWLDFREquipment / facility failureAggregated | WLDFR | HFTD - Distribution - 3QU CoRE ¦ 1QU LoRE | Red Flag Warning - Catastrophic Fires | Equipment / facility failure | Aggregated | 2025 | 3.996e-05 | 1088.6552 | 0.043502 | 2025 | Control | 0.046366 | 1 | 0 | esc | 0 | 0 | 0 | 0 | 0 | 0 | 0 | 0 | 0.00052712 | 3.8305e-06 | 0 | 0
[35 empty] | 7.3.6.6 Stationed and on-call ignition prevention and suppression resources and services | WLDFR | HFTD - Transmission - Zone 1 - 60/70 kV | 2021 | 1 | 0 | 0 | 0 | 0 | 0 | 0 | 5.2103e-05 | 5.2103e-05 | 0 | 0 | 0 | 0 | 0 | 0 | 0 | 0 | 0 | 5.2103e-05 | 0 | 0 | 0 | 0 | 0 | 0 | 0 | 0 | 0 | 0 | [11 empty] | WLDFR | HFTD - Distribution - 3QU CoRE ¦ 1QU LoRE | Red Flag Warning - Catastrophic Fires | 2026 | 0 | 0 | 0 | 0 | 0 | 3.8305e-06 | 13668.067 | 202.8477 | 8304.5949 | 5160.6244 | 0 | 0 | 0 | 0 | 0 | 0 | 8.0655e-05 | 0 | 0 | 0 | 0 | 0 | 0 | 0 | 0 | 0 | 0 | 0 | 0 | 0 | 0 | 0 | 0.052355 | 0 | 0.052355 |  |  | Patrols - Distribution OverheadWLDFREquipment / facility failureAggregated | WLDFR | HFTD - Distribution - 3QU CoRE ¦ 1QU LoRE | Red Flag Warning - Catastrophic Fires | Equipment / facility failure | Aggregated | 2026 | 3.996e-05 | 1088.6552 | 0.043502 | 2026 | Control | 0.046366 | 1 | 0 | esc | 0 | 0 | 0 | 0 | 0 | 0 | 0 | 0 | 0 | 0 | 0.00052712 | 3.8305e-06
[35 empty] | 7.3.6.6 Stationed and on-call ignition prevention and suppression resources and services | WLDFR | HFTD - Transmission - Zone 1 - 60/70 kV | 2022 | 0.93458 | 0 | 0 | 0 | 0 | 0 | 0 | 0 | 0 | 0 | 0 | 5.2103e-05 | 5.2103e-05 | 0 | 0 | 0 | 0 | 0 | 0 | 4.8694e-05 | 0 | 0 | 0 | 0 | 0 | 5.2103e-05 | 4.8694e-05 | 5.2103e-05 | 4.8694e-05 | [11 empty] | WLDFR | HFTD - Distribution - 3QU CoRE ¦ 1QU LoRE | Red Flag Warning - Destructive Fires | 2021 | 4.6602e-07 | 0 | 0 | 0 | 0 | 0 | 8638.8464 | 212.4034 | 8426.443 | 0 | 0 | 0 | 0 | 0 | 0 | 0 | 1.2802e-05 | 0.0040259 | 0 | 0.0040259 | 0 | 0 | 0 | 0 | 0 | 0 | 0 | 0 | 0 | 0 | 0 | 0 | 0 | 0 | 0 |  |  | Patrols - Distribution OverheadWLDFREquipment / facility failureAggregated | WLDFR | HFTD - Distribution - 3QU CoRE ¦ 1QU LoRE | Red Flag Warning - Destructive Fires | Equipment / facility failure | Aggregated | 2021 | 7.525e-06 | 1088.6552 | 0.0081922 | 2021 | Control | 0.046366 | 1 | 0 | esc | 9.7075e-05 | 4.6602e-07 | 0 | 0 | 0 | 0 | 0 | 0 | 0 | 0 | 0 | 0
[35 empty] | 7.3.6.6 Stationed and on-call ignition prevention and suppression resources and services | WLDFR | HFTD - Transmission - Zone 1 - 60/70 kV | 2023 | 0.87344 | 0 | 0 | 0 | 0 | 0 | 0 | 0 | 0 | 0 | 0 | 0 | 0 | 0 | 0 | 5.4012e-05 | 5.4012e-05 | 0 | 0 | 0 | 4.7176e-05 | 0 | 0 | 0 | 0 | 0 | 0 | 0 | 0 | [11 empty] | WLDFR | HFTD - Distribution - 3QU CoRE ¦ 1QU LoRE | Red Flag Warning - Destructive Fires | 2022 | 0 | 4.6219e-07 | 0 | 0 | 0 | 0 | 8489.5411 | 202.8477 | 8286.6934 | 0 | 0 | 0 | 0 | 0 | 0 | 0 | 1.2348e-05 | 0 | 0 | 0 | 0.0039238 | 0 | 0.0039238 | 0 | 0 | 0 | 0 | 0 | 0 | 0 | 0 | 0 | 0 | 0 | 0 |  |  | Patrols - Distribution OverheadWLDFREquipment / facility failureAggregated | WLDFR | HFTD - Distribution - 3QU CoRE ¦ 1QU LoRE | Red Flag Warning - Destructive Fires | Equipment / facility failure | Aggregated | 2022 | 7.2821e-06 | 1088.6552 | 0.0079278 | 2022 | Control | 0.046366 | 1 | 0 | esc | 0 | 0 | 9.6277e-05 | 4.6219e-07 | 0 | 0 | 0 | 0 | 0 | 0 | 0 | 0
[35 empty] | 7.3.6.8 Protective equipment and device settings | WLDFR | HFTD - Distribution - Tier 2 - 1QU CoRE ¦ 1QU LoRE | 2022 | 0.93458 | [8 empty] | 1.3313 | 749.431 | 0 | 749.431 | 0 | 0 | 0 | 0 |  |  | 700.4028 | 0 | 1.3313 | 1.2442 | 749.431 | 700.4028 | 0 | 0 | 749.431 | 700.4028 | [11 empty] | WLDFR | HFTD - Distribution - 3QU CoRE ¦ 1QU LoRE | Red Flag Warning - Destructive Fires | 2023 | 0 | 0 | 7.2144e-07 | 0 | 0 | 0 | 8507.4426 | 202.8477 | 8304.5949 | 0 | 0 | 0 | 0 | 0 | 0 | 0 | 1.2794e-05 | 0 | 0 | 0 | 0 | 0 | 0 | 0.0061376 | 0 | 0.0061376 | 0 | 0 | 0 | 0 | 0 | 0 | 0 | 0 | 0 |  |  | Patrols - Distribution OverheadWLDFREquipment / facility failureAggregated | WLDFR | HFTD - Distribution - 3QU CoRE ¦ 1QU LoRE | Red Flag Warning - Destructive Fires | Equipment / facility failure | Aggregated | 2023 | 7.526e-06 | 1088.6552 | 0.0081932 | 2023 | Control | 0.046366 | 1 | 0 | esc | 0 | 0 | 0 | 0 | 9.9279e-05 | 7.2144e-07 | 0 | 0 | 0 | 0 | 0 | 0
[35 empty] | 7.3.6.8 Protective equipment and device settings | WLDFR | HFTD - Distribution - Tier 2 - 1QU CoRE ¦ 1QU LoRE | 2023 | 0.87344 | [8 empty] | 0 | 0 | 0 | 0 | 1.3313 | 776.8888 | 0 | 776.8888 |  |  | 0 | 678.5648 | 0 | 0 | 0 | 0 | 0 | 0 | 0 | 0 | [11 empty] | WLDFR | HFTD - Distribution - 3QU CoRE ¦ 1QU LoRE | Red Flag Warning - Destructive Fires | 2024 | 0 | 0 | 0 | 7.2144e-07 | 0 | 0 | 8507.4426 | 202.8477 | 8304.5949 | 0 | 0 | 0 | 0 | 0 | 0 | 0 | 1.2794e-05 | 0 | 0 | 0 | 0 | 0 | 0 | 0 | 0 | 0 | 0.0061376 | 0 | 0.0061376 | 0 | 0 | 0 | 0 | 0 | 0 |  |  | Patrols - Distribution OverheadWLDFREquipment / facility failureAggregated | WLDFR | HFTD - Distribution - 3QU CoRE ¦ 1QU LoRE | Red Flag Warning - Destructive Fires | Equipment / facility failure | Aggregated | 2024 | 7.526e-06 | 1088.6552 | 0.0081932 | 2024 | Control | 0.046366 | 1 | 0 | esc | 0 | 0 | 0 | 0 | 0 | 0 | 9.9279e-05 | 7.2144e-07 | 0 | 0 | 0 | 0
[35 empty] | 7.3.6.8 Protective equipment and device settings | WLDFR | HFTD - Distribution - Tier 2 - 1QU CoRE ¦ 2QU LoRE | 2022 | 0.93458 | [8 empty] | 1.4611 | 886.6069 | 0 | 886.6069 | 0 | 0 | 0 | 0 |  |  | 828.6046 | 0 | 1.4611 | 1.3655 | 886.6069 | 828.6046 | 0 | 0 | 886.6069 | 828.6046 | [11 empty] | WLDFR | HFTD - Distribution - 3QU CoRE ¦ 1QU LoRE | Red Flag Warning - Destructive Fires | 2025 | 0 | 0 | 0 | 0 | 7.2144e-07 | 0 | 8507.4426 | 202.8477 | 8304.5949 | 0 | 0 | 0 | 0 | 0 | 0 | 0 | 1.2794e-05 | 0 | 0 | 0 | 0 | 0 | 0 | 0 | 0 | 0 | 0 | 0 | 0 | 0.0061376 | 0 | 0.0061376 | 0 | 0 | 0 |  |  | Patrols - Distribution OverheadWLDFREquipment / facility failureAggregated | WLDFR | HFTD - Distribution - 3QU CoRE ¦ 1QU LoRE | Red Flag Warning - Destructive Fires | Equipment / facility failure | Aggregated | 2025 | 7.526e-06 | 1088.6552 | 0.0081932 | 2025 | Control | 0.046366 | 1 | 0 | esc | 0 | 0 | 0 | 0 | 0 | 0 | 0 | 0 | 9.9279e-05 | 7.2144e-07 | 0 | 0
[35 empty] | 7.3.6.8 Protective equipment and device settings | WLDFR | HFTD - Distribution - Tier 2 - 1QU CoRE ¦ 2QU LoRE | 2023 | 0.87344 | [8 empty] | 0 | 0 | 0 | 0 | 1.4611 | 919.0935 | 0 | 919.0935 |  |  | 0 | 802.7719 | 0 | 0 | 0 | 0 | 0 | 0 | 0 | 0 | [11 empty] | WLDFR | HFTD - Distribution - 3QU CoRE ¦ 1QU LoRE | Red Flag Warning - Destructive Fires | 2026 | 0 | 0 | 0 | 0 | 0 | 7.2144e-07 | 8507.4426 | 202.8477 | 8304.5949 | 0 | 0 | 0 | 0 | 0 | 0 | 0 | 1.2794e-05 | 0 | 0 | 0 | 0 | 0 | 0 | 0 | 0 | 0 | 0 | 0 | 0 | 0 | 0 | 0 | 0.0061376 | 0 | 0.0061376 |  |  | Patrols - Distribution OverheadWLDFREquipment / facility failureAggregated | WLDFR | HFTD - Distribution - 3QU CoRE ¦ 1QU LoRE | Red Flag Warning - Destructive Fires | Equipment / facility failure | Aggregated | 2026 | 7.526e-06 | 1088.6552 | 0.0081932 | 2026 | Control | 0.046366 | 1 | 0 | esc | 0 | 0 | 0 | 0 | 0 | 0 | 0 | 0 | 0 | 0 | 9.9279e-05 | 7.2144e-07
[35 empty] | 7.3.6.8 Protective equipment and device settings | WLDFR | HFTD - Distribution - Tier 2 - 1QU CoRE ¦ 3QU LoRE | 2022 | 0.93458 | [8 empty] | 3.325 | 2044.1618 | 0 | 2044.1618 | 0 | 0 | 0 | 0 |  |  | 1910.4316 | 0 | 3.325 | 3.1075 | 2044.1618 | 1910.4316 | 0 | 0 | 2044.1618 | 1910.4316 | [11 empty] | WLDFR | HFTD - Distribution - 3QU CoRE ¦ 1QU LoRE | Red Flag Warning - Large Fires | 2021 | 3.1136e-06 | 0 | 0 | 0 | 0 | 0 | 5.1078 | 0.69027 | 2.8264 | 1.5911 | 0 | 0 | 0 | 0 | 0 | 0 | 8.4105e-05 | 1.5904e-05 | 0 | 1.5904e-05 | 0 | 0 | 0 | 0 | 0 | 0 | 0 | 0 | 0 | 0 | 0 | 0 | 0 | 0 | 0 |  |  | Patrols - Distribution OverheadWLDFREquipment / facility failureAggregated | WLDFR | HFTD - Distribution - 3QU CoRE ¦ 1QU LoRE | Red Flag Warning - Large Fires | Equipment / facility failure | Aggregated | 2021 | 5.0277e-05 | 1088.6552 | 0.054734 | 2021 | Control | 0.046366 | 1 | 0 | esc | 0.00064858 | 3.1136e-06 | 0 | 0 | 0 | 0 | 0 | 0 | 0 | 0 | 0 | 0
[35 empty] | 7.3.6.8 Protective equipment and device settings | WLDFR | HFTD - Distribution - Tier 2 - 1QU CoRE ¦ 3QU LoRE | 2023 | 0.87344 | [8 empty] | 0 | 0 | 0 | 0 | 3.325 | 2119.066 | 0 | 2119.066 |  |  | 0 | 1850.8743 | 0 | 0 | 0 | 0 | 0 | 0 | 0 | 0 | [11 empty] | WLDFR | HFTD - Distribution - 3QU CoRE ¦ 1QU LoRE | Red Flag Warning - Large Fires | 2022 | 0 | 3.0884e-06 | 0 | 0 | 0 | 0 | 5.0739 | 0.68415 | 2.8096 | 1.5801 | 0 | 0 | 0 | 0 | 0 | 0 | 8.114e-05 | 0 | 0 | 0 | 1.567e-05 | 0 | 1.567e-05 | 0 | 0 | 0 | 0 | 0 | 0 | 0 | 0 | 0 | 0 | 0 | 0 |  |  | Patrols - Distribution OverheadWLDFREquipment / facility failureAggregated | WLDFR | HFTD - Distribution - 3QU CoRE ¦ 1QU LoRE | Red Flag Warning - Large Fires | Equipment / facility failure | Aggregated | 2022 | 4.866e-05 | 1088.6552 | 0.052974 | 2022 | Control | 0.046366 | 1 | 0 | esc | 0 | 0 | 0.00064333 | 3.0884e-06 | 0 | 0 | 0 | 0 | 0 | 0 | 0 | 0
[35 empty] | 7.3.6.8 Protective equipment and device settings | WLDFR | HFTD - Distribution - Tier 2 - 1QU CoRE ¦ 4QU LoRE | 2022 | 0.93458 | [8 empty] | 3.8349 | 2646.336 | 0 | 2646.336 | 0 | 0 | 0 | 0 |  |  | 2473.2112 | 0 | 3.8349 | 3.584 | 2646.336 | 2473.2112 | 0 | 0 | 2646.336 | 2473.2112 | [11 empty] | WLDFR | HFTD - Distribution - 3QU CoRE ¦ 1QU LoRE | Red Flag Warning - Large Fires | 2023 | 0 | 0 | 4.8207e-06 | 0 | 0 | 0 | 5.1712 | 0.68415 | 2.907 | 1.5801 | 0 | 0 | 0 | 0 | 0 | 0 | 8.4068e-05 | 0 | 0 | 0 | 0 | 0 | 0 | 2.4929e-05 | 0 | 2.4929e-05 | 0 | 0 | 0 | 0 | 0 | 0 | 0 | 0 | 0 |  |  | Patrols - Distribution OverheadWLDFREquipment / facility failureAggregated | WLDFR | HFTD - Distribution - 3QU CoRE ¦ 1QU LoRE | Red Flag Warning - Large Fires | Equipment / facility failure | Aggregated | 2023 | 5.029e-05 | 1088.6552 | 0.054748 | 2023 | Control | 0.046366 | 1 | 0 | esc | 0 | 0 | 0 | 0 | 0.00066339 | 4.8207e-06 | 0 | 0 | 0 | 0 | 0 | 0
[35 empty] | 7.3.6.8 Protective equipment and device settings | WLDFR | HFTD - Distribution - Tier 2 - 1QU CoRE ¦ 4QU LoRE | 2023 | 0.87344 | [8 empty] | 0 | 0 | 0 | 0 | 3.8349 | 2743.3075 | 0 | 2743.3075 |  |  | 0 | 2396.111 | 0 | 0 | 0 | 0 | 0 | 0 | 0 | 0 | [11 empty] | WLDFR | HFTD - Distribution - 3QU CoRE ¦ 1QU LoRE | Red Flag Warning - Large Fires | 2024 | 0 | 0 | 0 | 4.8207e-06 | 0 | 0 | 5.1712 | 0.68415 | 2.907 | 1.5801 | 0 | 0 | 0 | 0 | 0 | 0 | 8.4068e-05 | 0 | 0 | 0 | 0 | 0 | 0 | 0 | 0 | 0 | 2.4929e-05 | 0 | 2.4929e-05 | 0 | 0 | 0 | 0 | 0 | 0 |  |  | Patrols - Distribution OverheadWLDFREquipment / facility failureAggregated | WLDFR | HFTD - Distribution - 3QU CoRE ¦ 1QU LoRE | Red Flag Warning - Large Fires | Equipment / facility failure | Aggregated | 2024 | 5.029e-05 | 1088.6552 | 0.054748 | 2024 | Control | 0.046366 | 1 | 0 | esc | 0 | 0 | 0 | 0 | 0 | 0 | 0.00066339 | 4.8207e-06 | 0 | 0 | 0 | 0
[35 empty] | 7.3.6.8 Protective equipment and device settings | WLDFR | HFTD - Distribution - Tier 2 - 1QU CoRE ¦ 5QU LoRE | 2022 | 0.93458 | [8 empty] | 2.6856 | 2083.8649 | 0 | 2083.8649 | 0 | 0 | 0 | 0 |  |  | 1947.5373 | 0 | 2.6856 | 2.5099 | 2083.8649 | 1947.5373 | 0 | 0 | 2083.8649 | 1947.5373 | [11 empty] | WLDFR | HFTD - Distribution - 3QU CoRE ¦ 1QU LoRE | Red Flag Warning - Large Fires | 2025 | 0 | 0 | 0 | 0 | 4.8207e-06 | 0 | 5.1712 | 0.68415 | 2.907 | 1.5801 | 0 | 0 | 0 | 0 | 0 | 0 | 8.4068e-05 | 0 | 0 | 0 | 0 | 0 | 0 | 0 | 0 | 0 | 0 | 0 | 0 | 2.4929e-05 | 0 | 2.4929e-05 | 0 | 0 | 0 |  |  | Patrols - Distribution OverheadWLDFREquipment / facility failureAggregated | WLDFR | HFTD - Distribution - 3QU CoRE ¦ 1QU LoRE | Red Flag Warning - Large Fires | Equipment / facility failure | Aggregated | 2025 | 5.029e-05 | 1088.6552 | 0.054748 | 2025 | Control | 0.046366 | 1 | 0 | esc | 0 | 0 | 0 | 0 | 0 | 0 | 0 | 0 | 0.00066339 | 4.8207e-06 | 0 | 0
[35 empty] | 7.3.6.8 Protective equipment and device settings | WLDFR | HFTD - Distribution - Tier 2 - 1QU CoRE ¦ 5QU LoRE | 2023 | 0.87344 | [8 empty] | 0 | 0 | 0 | 0 | 2.6856 | 2160.225 | 0 | 2160.225 |  |  | 0 | 1886.8242 | 0 | 0 | 0 | 0 | 0 | 0 | 0 | 0 | [11 empty] | WLDFR | HFTD - Distribution - 3QU CoRE ¦ 1QU LoRE | Red Flag Warning - Large Fires | 2026 | 0 | 0 | 0 | 0 | 0 | 4.8207e-06 | 5.1712 | 0.68415 | 2.907 | 1.5801 | 0 | 0 | 0 | 0 | 0 | 0 | 8.4068e-05 | 0 | 0 | 0 | 0 | 0 | 0 | 0 | 0 | 0 | 0 | 0 | 0 | 0 | 0 | 0 | 2.4929e-05 | 0 | 2.4929e-05 |  |  | Patrols - Distribution OverheadWLDFREquipment / facility failureAggregated | WLDFR | HFTD - Distribution - 3QU CoRE ¦ 1QU LoRE | Red Flag Warning - Large Fires | Equipment / facility failure | Aggregated | 2026 | 5.029e-05 | 1088.6552 | 0.054748 | 2026 | Control | 0.046366 | 1 | 0 | esc | 0 | 0 | 0 | 0 | 0 | 0 | 0 | 0 | 0 | 0 | 0.00066339 | 4.8207e-06
[35 empty] | 7.3.6.8 Protective equipment and device settings | WLDFR | HFTD - Distribution - Tier 2 - 2QU CoRE ¦ 1QU LoRE | 2022 | 0.93458 | [8 empty] | 1.3904 | 301.0945 | 0 | 301.0945 | 0 | 0 | 0 | 0 |  |  | 281.3967 | 0 | 1.3904 | 1.2995 | 301.0945 | 281.3967 | 0 | 0 | 301.0945 | 281.3967 | [11 empty] | WLDFR | HFTD - Distribution - 3QU CoRE ¦ 1QU LoRE | Red Flag Warning - Small Fires | 2021 | 2.4655e-05 | 0 | 0 | 0 | 0 | 0 | 0.077861 | 0.036425 | 0.0015416 | 0.039895 | 0 | 0 | 0 | 0 | 0 | 0 | 0.0013912 | 1.9197e-06 | 0 | 1.9197e-06 | 0 | 0 | 0 | 0 | 0 | 0 | 0 | 0 | 0 | 0 | 0 | 0 | 0 | 0 | 0 |  |  | Patrols - Distribution OverheadWLDFREquipment / facility failureAggregated | WLDFR | HFTD - Distribution - 3QU CoRE ¦ 1QU LoRE | Red Flag Warning - Small Fires | Equipment / facility failure | Aggregated | 2021 | 0.00039811 | 1088.6552 | 0.4334 | 2021 | Control | 0.046366 | 1 | 0 | esc | 0.0051357 | 2.4655e-05 | 0 | 0 | 0 | 0 | 0 | 0 | 0 | 0 | 0 | 0
[35 empty] | 7.3.6.8 Protective equipment and device settings | WLDFR | HFTD - Distribution - Tier 2 - 2QU CoRE ¦ 1QU LoRE | 2023 | 0.87344 | [8 empty] | 0 | 0 | 0 | 0 | 1.3904 | 312.1263 | 0 | 312.1263 |  |  | 0 | 272.6232 | 0 | 0 | 0 | 0 | 0 | 0 | 0 | 0 | [11 empty] | WLDFR | HFTD - Distribution - 3QU CoRE ¦ 1QU LoRE | Red Flag Warning - Small Fires | 2022 | 0 | 2.4648e-05 | 0 | 0 | 0 | 0 | 0.077861 | 0.036425 | 0.0015416 | 0.039895 | 0 | 0 | 0 | 0 | 0 | 0 | 0.0013509 | 0 | 0 | 0 | 1.9191e-06 | 0 | 1.9191e-06 | 0 | 0 | 0 | 0 | 0 | 0 | 0 | 0 | 0 | 0 | 0 | 0 |  |  | Patrols - Distribution OverheadWLDFREquipment / facility failureAggregated | WLDFR | HFTD - Distribution - 3QU CoRE ¦ 1QU LoRE | Red Flag Warning - Small Fires | Equipment / facility failure | Aggregated | 2022 | 0.00038834 | 1088.6552 | 0.42277 | 2022 | Control | 0.046366 | 1 | 0 | esc | 0 | 0 | 0.0051342 | 2.4648e-05 | 0 | 0 | 0 | 0 | 0 | 0 | 0 | 0
[35 empty] | 7.3.6.8 Protective equipment and device settings | WLDFR | HFTD - Distribution - Tier 2 - 2QU CoRE ¦ 2QU LoRE | 2022 | 0.93458 | [8 empty] | 2.2576 | 488.2735 | 0 | 488.2735 | 0 | 0 | 0 | 0 |  |  | 456.3304 | 0 | 2.2576 | 2.1099 | 488.2735 | 456.3304 | 0 | 0 | 488.2735 | 456.3304 | [11 empty] | WLDFR | HFTD - Distribution - 3QU CoRE ¦ 1QU LoRE | Red Flag Warning - Small Fires | 2023 | 0 | 0 | 3.8417e-05 | 0 | 0 | 0 | 0.077901 | 0.036425 | 0.0015809 | 0.039895 | 0 | 0 | 0 | 0 | 0 | 0 | 0.0013994 | 0 | 0 | 0 | 0 | 0 | 0 | 2.9927e-06 | 0 | 2.9927e-06 | 0 | 0 | 0 | 0 | 0 | 0 | 0 | 0 | 0 |  |  | Patrols - Distribution OverheadWLDFREquipment / facility failureAggregated | WLDFR | HFTD - Distribution - 3QU CoRE ¦ 1QU LoRE | Red Flag Warning - Small Fires | Equipment / facility failure | Aggregated | 2023 | 0.00040076 | 1088.6552 | 0.43629 | 2023 | Control | 0.046366 | 1 | 0 | esc | 0 | 0 | 0 | 0 | 0.0052866 | 3.8417e-05 | 0 | 0 | 0 | 0 | 0 | 0
[35 empty] | 7.3.6.8 Protective equipment and device settings | WLDFR | HFTD - Distribution - Tier 2 - 2QU CoRE ¦ 2QU LoRE | 2023 | 0.87344 | [8 empty] | 0 | 0 | 0 | 0 | 2.2576 | 506.1648 | 0 | 506.1648 |  |  | 0 | 442.1039 | 0 | 0 | 0 | 0 | 0 | 0 | 0 | 0 | [11 empty] | WLDFR | HFTD - Distribution - 3QU CoRE ¦ 1QU LoRE | Red Flag Warning - Small Fires | 2024 | 0 | 0 | 0 | 3.8417e-05 | 0 | 0 | 0.077901 | 0.036425 | 0.0015809 | 0.039895 | 0 | 0 | 0 | 0 | 0 | 0 | 0.0013994 | 0 | 0 | 0 | 0 | 0 | 0 | 0 | 0 | 0 | 2.9927e-06 | 0 | 2.9927e-06 | 0 | 0 | 0 | 0 | 0 | 0 |  |  | Patrols - Distribution OverheadWLDFREquipment / facility failureAggregated | WLDFR | HFTD - Distribution - 3QU CoRE ¦ 1QU LoRE | Red Flag Warning - Small Fires | Equipment / facility failure | Aggregated | 2024 | 0.00040076 | 1088.6552 | 0.43629 | 2024 | Control | 0.046366 | 1 | 0 | esc | 0 | 0 | 0 | 0 | 0 | 0 | 0.0052866 | 3.8417e-05 | 0 | 0 | 0 | 0
[35 empty] | 7.3.6.8 Protective equipment and device settings | WLDFR | HFTD - Distribution - Tier 2 - 2QU CoRE ¦ 3QU LoRE | 2022 | 0.93458 | [8 empty] | 3.0912 | 717.6172 | 0 | 717.6172 | 0 | 0 | 0 | 0 |  |  | 670.6703 | 0 | 3.0912 | 2.889 | 717.6172 | 670.6703 | 0 | 0 | 717.6172 | 670.6703 | [11 empty] | WLDFR | HFTD - Distribution - 3QU CoRE ¦ 1QU LoRE | Red Flag Warning - Small Fires | 2025 | 0 | 0 | 0 | 0 | 3.8417e-05 | 0 | 0.077901 | 0.036425 | 0.0015809 | 0.039895 | 0 | 0 | 0 | 0 | 0 | 0 | 0.0013994 | 0 | 0 | 0 | 0 | 0 | 0 | 0 | 0 | 0 | 0 | 0 | 0 | 2.9927e-06 | 0 | 2.9927e-06 | 0 | 0 | 0 |  |  | Patrols - Distribution OverheadWLDFREquipment / facility failureAggregated | WLDFR | HFTD - Distribution - 3QU CoRE ¦ 1QU LoRE | Red Flag Warning - Small Fires | Equipment / facility failure | Aggregated | 2025 | 0.00040076 | 1088.6552 | 0.43629 | 2025 | Control | 0.046366 | 1 | 0 | esc | 0 | 0 | 0 | 0 | 0 | 0 | 0 | 0 | 0.0052866 | 3.8417e-05 | 0 | 0
[35 empty] | 7.3.6.8 Protective equipment and device settings | WLDFR | HFTD - Distribution - Tier 2 - 2QU CoRE ¦ 3QU LoRE | 2023 | 0.87344 | [8 empty] | 0 | 0 | 0 | 0 | 3.0912 | 743.9128 | 0 | 743.9128 |  |  | 0 | 649.7623 | 0 | 0 | 0 | 0 | 0 | 0 | 0 | 0 | [11 empty] | WLDFR | HFTD - Distribution - 3QU CoRE ¦ 1QU LoRE | Red Flag Warning - Small Fires | 2026 | 0 | 0 | 0 | 0 | 0 | 3.8417e-05 | 0.077901 | 0.036425 | 0.0015809 | 0.039895 | 0 | 0 | 0 | 0 | 0 | 0 | 0.0013994 | 0 | 0 | 0 | 0 | 0 | 0 | 0 | 0 | 0 | 0 | 0 | 0 | 0 | 0 | 0 | 2.9927e-06 | 0 | 2.9927e-06 |  |  | Patrols - Distribution OverheadWLDFREquipment / facility failureAggregated | WLDFR | HFTD - Distribution - 3QU CoRE ¦ 1QU LoRE | Red Flag Warning - Small Fires | Equipment / facility failure | Aggregated | 2026 | 0.00040076 | 1088.6552 | 0.43629 | 2026 | Control | 0.046366 | 1 | 0 | esc | 0 | 0 | 0 | 0 | 0 | 0 | 0 | 0 | 0 | 0 | 0.0052866 | 3.8417e-05
[35 empty] | 7.3.6.8 Protective equipment and device settings | WLDFR | HFTD - Distribution - Tier 2 - 2QU CoRE ¦ 4QU LoRE | 2022 | 0.93458 | [8 empty] | 2.8046 | 627.4877 | 0 | 627.4877 | 0 | 0 | 0 | 0 |  |  | 586.4371 | 0 | 2.8046 | 2.6212 | 627.4877 | 586.4371 | 0 | 0 | 627.4877 | 586.4371 | [11 empty] | WLDFR | HFTD - Distribution - 3QU CoRE ¦ 2QU LoRE | Non-Red Flag Warning - Catastrophic Fires | 2021 | 7.555e-09 | 0 | 0 | 0 | 0 | 0 | 13887.861 | 212.4034 | 8426.443 | 5249.0147 | 0 | 0 | 0 | 0 | 0 | 0 | 1.3624e-06 | 0.00010492 | 0 | 0.00010492 | 0 | 0 | 0 | 0 | 0 | 0 | 0 | 0 | 0 | 0 | 0 | 0 | 0 | 0 | 0 |  |  | Patrols - Distribution OverheadWLDFREquipment / facility failureAggregated | WLDFR | HFTD - Distribution - 3QU CoRE ¦ 2QU LoRE | Non-Red Flag Warning - Catastrophic Fires | Equipment / facility failure | Aggregated | 2021 | 1.1742e-08 | 1385.4115 | 1.6268e-05 | 2021 | Control | 0.046366 | 1 | 0 | esc | 1.5737e-06 | 7.555e-09 | 0 | 0 | 0 | 0 | 0 | 0 | 0 | 0 | 0 | 0
[35 empty] | 7.3.6.8 Protective equipment and device settings | WLDFR | HFTD - Distribution - Tier 2 - 2QU CoRE ¦ 4QU LoRE | 2023 | 0.87344 | [8 empty] | 0 | 0 | 0 | 0 | 2.8046 | 650.4806 | 0 | 650.4806 |  |  | 0 | 568.155 | 0 | 0 | 0 | 0 | 0 | 0 | 0 | 0 | [11 empty] | WLDFR | HFTD - Distribution - 3QU CoRE ¦ 2QU LoRE | Non-Red Flag Warning - Catastrophic Fires | 2022 | 0 | 7.4972e-09 | 0 | 0 | 0 | 0 | 13650.1655 | 202.8477 | 8286.6934 | 5160.6244 | 0 | 0 | 0 | 0 | 0 | 0 | 1.3296e-06 | 0 | 0 | 0 | 0.00010234 | 0 | 0.00010234 | 0 | 0 | 0 | 0 | 0 | 0 | 0 | 0 | 0 | 0 | 0 | 0 |  |  | Patrols - Distribution OverheadWLDFREquipment / facility failureAggregated | WLDFR | HFTD - Distribution - 3QU CoRE ¦ 2QU LoRE | Non-Red Flag Warning - Catastrophic Fires | Equipment / facility failure | Aggregated | 2022 | 1.1389e-08 | 1385.4115 | 1.5779e-05 | 2022 | Control | 0.046366 | 1 | 0 | esc | 0 | 0 | 1.5617e-06 | 7.4972e-09 | 0 | 0 | 0 | 0 | 0 | 0 | 0 | 0
[35 empty] | 7.3.6.8 Protective equipment and device settings | WLDFR | HFTD - Distribution - Tier 2 - 2QU CoRE ¦ 5QU LoRE | 2022 | 0.93458 | [8 empty] | 2.6476 | 661.3219 | 0 | 661.3219 | 0 | 0 | 0 | 0 |  |  | 618.0578 | 0 | 2.6476 | 2.4744 | 661.3219 | 618.0578 | 0 | 0 | 661.3219 | 618.0578 | [11 empty] | WLDFR | HFTD - Distribution - 3QU CoRE ¦ 2QU LoRE | Non-Red Flag Warning - Catastrophic Fires | 2023 | 0 | 0 | 1.1305e-08 | 0 | 0 | 0 | 13668.067 | 202.8477 | 8304.5949 | 5160.6244 | 0 | 0 | 0 | 0 | 0 | 0 | 1.3308e-06 | 0 | 0 | 0 | 0 | 0 | 0 | 0.00015451 | 0 | 0.00015451 | 0 | 0 | 0 | 0 | 0 | 0 | 0 | 0 | 0 |  |  | Patrols - Distribution OverheadWLDFREquipment / facility failureAggregated | WLDFR | HFTD - Distribution - 3QU CoRE ¦ 2QU LoRE | Non-Red Flag Warning - Catastrophic Fires | Equipment / facility failure | Aggregated | 2023 | 1.1377e-08 | 1385.4115 | 1.5761e-05 | 2023 | Control | 0.046366 | 1 | 0 | esc | 0 | 0 | 0 | 0 | 1.5557e-06 | 1.1305e-08 | 0 | 0 | 0 | 0 | 0 | 0
[35 empty] | 7.3.6.8 Protective equipment and device settings | WLDFR | HFTD - Distribution - Tier 2 - 2QU CoRE ¦ 5QU LoRE | 2023 | 0.87344 | [8 empty] | 0 | 0 | 0 | 0 | 2.6476 | 685.555 | 0 | 685.555 |  |  | 0 | 598.7903 | 0 | 0 | 0 | 0 | 0 | 0 | 0 | 0 | [11 empty] | WLDFR | HFTD - Distribution - 3QU CoRE ¦ 2QU LoRE | Non-Red Flag Warning - Catastrophic Fires | 2024 | 0 | 0 | 0 | 1.1305e-08 | 0 | 0 | 13668.067 | 202.8477 | 8304.5949 | 5160.6244 | 0 | 0 | 0 | 0 | 0 | 0 | 1.3308e-06 | 0 | 0 | 0 | 0 | 0 | 0 | 0 | 0 | 0 | 0.00015451 | 0 | 0.00015451 | 0 | 0 | 0 | 0 | 0 | 0 |  |  | Patrols - Distribution OverheadWLDFREquipment / facility failureAggregated | WLDFR | HFTD - Distribution - 3QU CoRE ¦ 2QU LoRE | Non-Red Flag Warning - Catastrophic Fires | Equipment / facility failure | Aggregated | 2024 | 1.1377e-08 | 1385.4115 | 1.5761e-05 | 2024 | Control | 0.046366 | 1 | 0 | esc | 0 | 0 | 0 | 0 | 0 | 0 | 1.5557e-06 | 1.1305e-08 | 0 | 0 | 0 | 0
[35 empty] | 7.3.6.8 Protective equipment and device settings | WLDFR | HFTD - Distribution - Tier 2 - 3QU CoRE ¦ 1QU LoRE | 2022 | 0.93458 | [8 empty] | 3.7387 | 321.5056 | 0 | 321.5056 | 0 | 0 | 0 | 0 |  |  | 300.4725 | 0 | 3.7387 | 3.4941 | 321.5056 | 300.4725 | 0 | 0 | 321.5056 | 300.4725 | [11 empty] | WLDFR | HFTD - Distribution - 3QU CoRE ¦ 2QU LoRE | Non-Red Flag Warning - Catastrophic Fires | 2025 | 0 | 0 | 0 | 0 | 1.1305e-08 | 0 | 13668.067 | 202.8477 | 8304.5949 | 5160.6244 | 0 | 0 | 0 | 0 | 0 | 0 | 1.3308e-06 | 0 | 0 | 0 | 0 | 0 | 0 | 0 | 0 | 0 | 0 | 0 | 0 | 0.00015451 | 0 | 0.00015451 | 0 | 0 | 0 |  |  | Patrols - Distribution OverheadWLDFREquipment / facility failureAggregated | WLDFR | HFTD - Distribution - 3QU CoRE ¦ 2QU LoRE | Non-Red Flag Warning - Catastrophic Fires | Equipment / facility failure | Aggregated | 2025 | 1.1377e-08 | 1385.4115 | 1.5761e-05 | 2025 | Control | 0.046366 | 1 | 0 | esc | 0 | 0 | 0 | 0 | 0 | 0 | 0 | 0 | 1.5557e-06 | 1.1305e-08 | 0 | 0
[35 empty] | 7.3.6.8 Protective equipment and device settings | WLDFR | HFTD - Distribution - Tier 2 - 3QU CoRE ¦ 1QU LoRE | 2023 | 0.87344 | [8 empty] | 0 | 0 | 0 | 0 | 3.7387 | 333.2849 | 0 | 333.2849 |  |  | 0 | 291.104 | 0 | 0 | 0 | 0 | 0 | 0 | 0 | 0 | [11 empty] | WLDFR | HFTD - Distribution - 3QU CoRE ¦ 2QU LoRE | Non-Red Flag Warning - Catastrophic Fires | 2026 | 0 | 0 | 0 | 0 | 0 | 1.1305e-08 | 13668.067 | 202.8477 | 8304.5949 | 5160.6244 | 0 | 0 | 0 | 0 | 0 | 0 | 1.3308e-06 | 0 | 0 | 0 | 0 | 0 | 0 | 0 | 0 | 0 | 0 | 0 | 0 | 0 | 0 | 0 | 0.00015451 | 0 | 0.00015451 |  |  | Patrols - Distribution OverheadWLDFREquipment / facility failureAggregated | WLDFR | HFTD - Distribution - 3QU CoRE ¦ 2QU LoRE | Non-Red Flag Warning - Catastrophic Fires | Equipment / facility failure | Aggregated | 2026 | 1.1377e-08 | 1385.4115 | 1.5761e-05 | 2026 | Control | 0.046366 | 1 | 0 | esc | 0 | 0 | 0 | 0 | 0 | 0 | 0 | 0 | 0 | 0 | 1.5557e-06 | 1.1305e-08
[35 empty] | 7.3.6.8 Protective equipment and device settings | WLDFR | HFTD - Distribution - Tier 2 - 3QU CoRE ¦ 2QU LoRE | 2022 | 0.93458 | [8 empty] | 3.3041 | 336.3316 | 0 | 336.3316 | 0 | 0 | 0 | 0 |  |  | 314.3286 | 0 | 3.3041 | 3.088 | 336.3316 | 314.3286 | 0 | 0 | 336.3316 | 314.3286 | [11 empty] | WLDFR | HFTD - Distribution - 3QU CoRE ¦ 2QU LoRE | Non-Red Flag Warning - Destructive Fires | 2021 | 2.9355e-08 | 0 | 0 | 0 | 0 | 0 | 8638.8464 | 212.4034 | 8426.443 | 0 | 0 | 0 | 0 | 0 | 0 | 0 | 1.7238e-06 | 0.00025359 | 0 | 0.00025359 | 0 | 0 | 0 | 0 | 0 | 0 | 0 | 0 | 0 | 0 | 0 | 0 | 0 | 0 | 0 |  |  | Patrols - Distribution OverheadWLDFREquipment / facility failureAggregated | WLDFR | HFTD - Distribution - 3QU CoRE ¦ 2QU LoRE | Non-Red Flag Warning - Destructive Fires | Equipment / facility failure | Aggregated | 2021 | 4.5624e-08 | 1385.4115 | 6.3208e-05 | 2021 | Control | 0.046366 | 1 | 0 | esc | 6.1147e-06 | 2.9355e-08 | 0 | 0 | 0 | 0 | 0 | 0 | 0 | 0 | 0 | 0
[35 empty] | 7.3.6.8 Protective equipment and device settings | WLDFR | HFTD - Distribution - Tier 2 - 3QU CoRE ¦ 2QU LoRE | 2023 | 0.87344 | [8 empty] | 0 | 0 | 0 | 0 | 3.3041 | 348.6553 | 0 | 348.6553 |  |  | 0 | 304.529 | 0 | 0 | 0 | 0 | 0 | 0 | 0 | 0 | [11 empty] | WLDFR | HFTD - Distribution - 3QU CoRE ¦ 2QU LoRE | Non-Red Flag Warning - Destructive Fires | 2022 | 0 | 2.9129e-08 | 0 | 0 | 0 | 0 | 8489.5411 | 202.8477 | 8286.6934 | 0 | 0 | 0 | 0 | 0 | 0 | 0 | 1.6755e-06 | 0 | 0 | 0 | 0.00024729 | 0 | 0.00024729 | 0 | 0 | 0 | 0 | 0 | 0 | 0 | 0 | 0 | 0 | 0 | 0 |  |  | Patrols - Distribution OverheadWLDFREquipment / facility failureAggregated | WLDFR | HFTD - Distribution - 3QU CoRE ¦ 2QU LoRE | Non-Red Flag Warning - Destructive Fires | Equipment / facility failure | Aggregated | 2022 | 4.4252e-08 | 1385.4115 | 6.1307e-05 | 2022 | Control | 0.046366 | 1 | 0 | esc | 0 | 0 | 6.0678e-06 | 2.9129e-08 | 0 | 0 | 0 | 0 | 0 | 0 | 0 | 0
[35 empty] | 7.3.6.8 Protective equipment and device settings | WLDFR | HFTD - Distribution - Tier 2 - 3QU CoRE ¦ 3QU LoRE | 2022 | 0.93458 | [8 empty] | 2.6445 | 264.849 | 0 | 264.849 | 0 | 0 | 0 | 0 |  |  | 247.5224 | 0 | 2.6445 | 2.4715 | 264.849 | 247.5224 | 0 | 0 | 264.849 | 247.5224 | [11 empty] | WLDFR | HFTD - Distribution - 3QU CoRE ¦ 2QU LoRE | Non-Red Flag Warning - Destructive Fires | 2023 | 0 | 0 | 4.3923e-08 | 0 | 0 | 0 | 8507.4426 | 202.8477 | 8304.5949 | 0 | 0 | 0 | 0 | 0 | 0 | 0 | 1.6803e-06 | 0 | 0 | 0 | 0 | 0 | 0 | 0.00037368 | 0 | 0.00037368 | 0 | 0 | 0 | 0 | 0 | 0 | 0 | 0 | 0 |  |  | Patrols - Distribution OverheadWLDFREquipment / facility failureAggregated | WLDFR | HFTD - Distribution - 3QU CoRE ¦ 2QU LoRE | Non-Red Flag Warning - Destructive Fires | Equipment / facility failure | Aggregated | 2023 | 4.4203e-08 | 1385.4115 | 6.1239e-05 | 2023 | Control | 0.046366 | 1 | 0 | esc | 0 | 0 | 0 | 0 | 6.0444e-06 | 4.3923e-08 | 0 | 0 | 0 | 0 | 0 | 0
[35 empty] | 7.3.6.8 Protective equipment and device settings | WLDFR | HFTD - Distribution - Tier 2 - 3QU CoRE ¦ 3QU LoRE | 2023 | 0.87344 | [8 empty] | 0 | 0 | 0 | 0 | 2.6445 | 274.5536 | 0 | 274.5536 |  |  | 0 | 239.8058 | 0 | 0 | 0 | 0 | 0 | 0 | 0 | 0 | [11 empty] | WLDFR | HFTD - Distribution - 3QU CoRE ¦ 2QU LoRE | Non-Red Flag Warning - Destructive Fires | 2024 | 0 | 0 | 0 | 4.3923e-08 | 0 | 0 | 8507.4426 | 202.8477 | 8304.5949 | 0 | 0 | 0 | 0 | 0 | 0 | 0 | 1.6803e-06 | 0 | 0 | 0 | 0 | 0 | 0 | 0 | 0 | 0 | 0.00037368 | 0 | 0.00037368 | 0 | 0 | 0 | 0 | 0 | 0 |  |  | Patrols - Distribution OverheadWLDFREquipment / facility failureAggregated | WLDFR | HFTD - Distribution - 3QU CoRE ¦ 2QU LoRE | Non-Red Flag Warning - Destructive Fires | Equipment / facility failure | Aggregated | 2024 | 4.4203e-08 | 1385.4115 | 6.1239e-05 | 2024 | Control | 0.046366 | 1 | 0 | esc | 0 | 0 | 0 | 0 | 0 | 0 | 6.0444e-06 | 4.3923e-08 | 0 | 0 | 0 | 0
[35 empty] | 7.3.6.8 Protective equipment and device settings | WLDFR | HFTD - Distribution - Tier 2 - 3QU CoRE ¦ 4QU LoRE | 2022 | 0.93458 | [8 empty] | 1.8647 | 183.5007 | 0 | 183.5007 | 0 | 0 | 0 | 0 |  |  | 171.496 | 0 | 1.8647 | 1.7427 | 183.5007 | 171.496 | 0 | 0 | 183.5007 | 171.496 | [11 empty] | WLDFR | HFTD - Distribution - 3QU CoRE ¦ 2QU LoRE | Non-Red Flag Warning - Destructive Fires | 2025 | 0 | 0 | 0 | 0 | 4.3923e-08 | 0 | 8507.4426 | 202.8477 | 8304.5949 | 0 | 0 | 0 | 0 | 0 | 0 | 0 | 1.6803e-06 | 0 | 0 | 0 | 0 | 0 | 0 | 0 | 0 | 0 | 0 | 0 | 0 | 0.00037368 | 0 | 0.00037368 | 0 | 0 | 0 |  |  | Patrols - Distribution OverheadWLDFREquipment / facility failureAggregated | WLDFR | HFTD - Distribution - 3QU CoRE ¦ 2QU LoRE | Non-Red Flag Warning - Destructive Fires | Equipment / facility failure | Aggregated | 2025 | 4.4203e-08 | 1385.4115 | 6.1239e-05 | 2025 | Control | 0.046366 | 1 | 0 | esc | 0 | 0 | 0 | 0 | 0 | 0 | 0 | 0 | 6.0444e-06 | 4.3923e-08 | 0 | 0
[35 empty] | 7.3.6.8 Protective equipment and device settings | WLDFR | HFTD - Distribution - Tier 2 - 3QU CoRE ¦ 4QU LoRE | 2023 | 0.87344 | [8 empty] | 0 | 0 | 0 | 0 | 1.8647 | 190.2247 | 0 | 190.2247 |  |  | 0 | 166.1496 | 0 | 0 | 0 | 0 | 0 | 0 | 0 | 0 | [11 empty] | WLDFR | HFTD - Distribution - 3QU CoRE ¦ 2QU LoRE | Non-Red Flag Warning - Destructive Fires | 2026 | 0 | 0 | 0 | 0 | 0 | 4.3923e-08 | 8507.4426 | 202.8477 | 8304.5949 | 0 | 0 | 0 | 0 | 0 | 0 | 0 | 1.6803e-06 | 0 | 0 | 0 | 0 | 0 | 0 | 0 | 0 | 0 | 0 | 0 | 0 | 0 | 0 | 0 | 0.00037368 | 0 | 0.00037368 |  |  | Patrols - Distribution OverheadWLDFREquipment / facility failureAggregated | WLDFR | HFTD - Distribution - 3QU CoRE ¦ 2QU LoRE | Non-Red Flag Warning - Destructive Fires | Equipment / facility failure | Aggregated | 2026 | 4.4203e-08 | 1385.4115 | 6.1239e-05 | 2026 | Control | 0.046366 | 1 | 0 | esc | 0 | 0 | 0 | 0 | 0 | 0 | 0 | 0 | 0 | 0 | 6.0444e-06 | 4.3923e-08
[35 empty] | 7.3.6.8 Protective equipment and device settings | WLDFR | HFTD - Distribution - Tier 2 - 3QU CoRE ¦ 5QU LoRE | 2022 | 0.93458 | [8 empty] | 1.2234 | 124.9684 | 0 | 124.9684 | 0 | 0 | 0 | 0 |  |  | 116.7929 | 0 | 1.2234 | 1.1433 | 124.9684 | 116.7929 | 0 | 0 | 124.9684 | 116.7929 | [11 empty] | WLDFR | HFTD - Distribution - 3QU CoRE ¦ 2QU LoRE | Non-Red Flag Warning - Large Fires | 2021 | 3.6326e-07 | 0 | 0 | 0 | 0 | 0 | 5.1078 | 0.69027 | 2.8264 | 1.5911 | 0 | 0 | 0 | 0 | 0 | 0 | 1.8133e-05 | 1.8554e-06 | 0 | 1.8554e-06 | 0 | 0 | 0 | 0 | 0 | 0 | 0 | 0 | 0 | 0 | 0 | 0 | 0 | 0 | 0 |  |  | Patrols - Distribution OverheadWLDFREquipment / facility failureAggregated | WLDFR | HFTD - Distribution - 3QU CoRE ¦ 2QU LoRE | Non-Red Flag Warning - Large Fires | Equipment / facility failure | Aggregated | 2021 | 5.6458e-07 | 1385.4115 | 0.00078217 | 2021 | Control | 0.046366 | 1 | 0 | esc | 7.5668e-05 | 3.6326e-07 | 0 | 0 | 0 | 0 | 0 | 0 | 0 | 0 | 0 | 0
[35 empty] | 7.3.6.8 Protective equipment and device settings | WLDFR | HFTD - Distribution - Tier 2 - 3QU CoRE ¦ 5QU LoRE | 2023 | 0.87344 | [8 empty] | 0 | 0 | 0 | 0 | 1.2234 | 129.5475 | 0 | 129.5475 |  |  | 0 | 113.1518 | 0 | 0 | 0 | 0 | 0 | 0 | 0 | 0 | [11 empty] | WLDFR | HFTD - Distribution - 3QU CoRE ¦ 2QU LoRE | Non-Red Flag Warning - Large Fires | 2022 | 0 | 3.6054e-07 | 0 | 0 | 0 | 0 | 5.0739 | 0.68415 | 2.8096 | 1.5801 | 0 | 0 | 0 | 0 | 0 | 0 | 1.7604e-05 | 0 | 0 | 0 | 1.8293e-06 | 0 | 1.8293e-06 | 0 | 0 | 0 | 0 | 0 | 0 | 0 | 0 | 0 | 0 | 0 | 0 |  |  | Patrols - Distribution OverheadWLDFREquipment / facility failureAggregated | WLDFR | HFTD - Distribution - 3QU CoRE ¦ 2QU LoRE | Non-Red Flag Warning - Large Fires | Equipment / facility failure | Aggregated | 2022 | 5.4772e-07 | 1385.4115 | 0.00075881 | 2022 | Control | 0.046366 | 1 | 0 | esc | 0 | 0 | 7.5102e-05 | 3.6054e-07 | 0 | 0 | 0 | 0 | 0 | 0 | 0 | 0
[35 empty] | 7.3.6.8 Protective equipment and device settings | WLDFR | HFTD - Distribution - Tier 2 - 4QU CoRE ¦ 1QU LoRE | 2022 | 0.93458 | [8 empty] | 6.038 | 196.7718 | 0 | 196.7718 | 0 | 0 | 0 | 0 |  |  | 183.8989 | 0 | 6.038 | 5.643 | 196.7718 | 183.8989 | 0 | 0 | 196.7718 | 183.8989 | [11 empty] | WLDFR | HFTD - Distribution - 3QU CoRE ¦ 2QU LoRE | Non-Red Flag Warning - Large Fires | 2023 | 0 | 0 | 5.4365e-07 | 0 | 0 | 0 | 5.1712 | 0.68415 | 2.907 | 1.5801 | 0 | 0 | 0 | 0 | 0 | 0 | 1.7666e-05 | 0 | 0 | 0 | 0 | 0 | 0 | 2.8113e-06 | 0 | 2.8113e-06 | 0 | 0 | 0 | 0 | 0 | 0 | 0 | 0 | 0 |  |  | Patrols - Distribution OverheadWLDFREquipment / facility failureAggregated | WLDFR | HFTD - Distribution - 3QU CoRE ¦ 2QU LoRE | Non-Red Flag Warning - Large Fires | Equipment / facility failure | Aggregated | 2023 | 5.4711e-07 | 1385.4115 | 0.00075797 | 2023 | Control | 0.046366 | 1 | 0 | esc | 0 | 0 | 0 | 0 | 7.4813e-05 | 5.4365e-07 | 0 | 0 | 0 | 0 | 0 | 0
[35 empty] | 7.3.6.8 Protective equipment and device settings | WLDFR | HFTD - Distribution - Tier 2 - 4QU CoRE ¦ 1QU LoRE | 2023 | 0.87344 | [8 empty] | 0 | 0 | 0 | 0 | 6.038 | 203.9808 | 0 | 203.9808 |  |  | 0 | 178.1647 | 0 | 0 | 0 | 0 | 0 | 0 | 0 | 0 | [11 empty] | WLDFR | HFTD - Distribution - 3QU CoRE ¦ 2QU LoRE | Non-Red Flag Warning - Large Fires | 2024 | 0 | 0 | 0 | 5.4365e-07 | 0 | 0 | 5.1712 | 0.68415 | 2.907 | 1.5801 | 0 | 0 | 0 | 0 | 0 | 0 | 1.7666e-05 | 0 | 0 | 0 | 0 | 0 | 0 | 0 | 0 | 0 | 2.8113e-06 | 0 | 2.8113e-06 | 0 | 0 | 0 | 0 | 0 | 0 |  |  | Patrols - Distribution OverheadWLDFREquipment / facility failureAggregated | WLDFR | HFTD - Distribution - 3QU CoRE ¦ 2QU LoRE | Non-Red Flag Warning - Large Fires | Equipment / facility failure | Aggregated | 2024 | 5.4711e-07 | 1385.4115 | 0.00075797 | 2024 | Control | 0.046366 | 1 | 0 | esc | 0 | 0 | 0 | 0 | 0 | 0 | 7.4813e-05 | 5.4365e-07 | 0 | 0 | 0 | 0
[35 empty] | 7.3.6.8 Protective equipment and device settings | WLDFR | HFTD - Distribution - Tier 2 - 4QU CoRE ¦ 2QU LoRE | 2022 | 0.93458 | [8 empty] | 2.213 | 77.6398 | 0 | 77.6398 | 0 | 0 | 0 | 0 |  |  | 72.5606 | 0 | 2.213 | 2.0682 | 77.6398 | 72.5606 | 0 | 0 | 77.6398 | 72.5606 | [11 empty] | WLDFR | HFTD - Distribution - 3QU CoRE ¦ 2QU LoRE | Non-Red Flag Warning - Large Fires | 2025 | 0 | 0 | 0 | 0 | 5.4365e-07 | 0 | 5.1712 | 0.68415 | 2.907 | 1.5801 | 0 | 0 | 0 | 0 | 0 | 0 | 1.7666e-05 | 0 | 0 | 0 | 0 | 0 | 0 | 0 | 0 | 0 | 0 | 0 | 0 | 2.8113e-06 | 0 | 2.8113e-06 | 0 | 0 | 0 |  |  | Patrols - Distribution OverheadWLDFREquipment / facility failureAggregated | WLDFR | HFTD - Distribution - 3QU CoRE ¦ 2QU LoRE | Non-Red Flag Warning - Large Fires | Equipment / facility failure | Aggregated | 2025 | 5.4711e-07 | 1385.4115 | 0.00075797 | 2025 | Control | 0.046366 | 1 | 0 | esc | 0 | 0 | 0 | 0 | 0 | 0 | 0 | 0 | 7.4813e-05 | 5.4365e-07 | 0 | 0
[35 empty] | 7.3.6.8 Protective equipment and device settings | WLDFR | HFTD - Distribution - Tier 2 - 4QU CoRE ¦ 2QU LoRE | 2023 | 0.87344 | [8 empty] | 0 | 0 | 0 | 0 | 2.213 | 80.4843 | 0 | 80.4843 |  |  | 0 | 70.2981 | 0 | 0 | 0 | 0 | 0 | 0 | 0 | 0 | [11 empty] | WLDFR | HFTD - Distribution - 3QU CoRE ¦ 2QU LoRE | Non-Red Flag Warning - Large Fires | 2026 | 0 | 0 | 0 | 0 | 0 | 5.4365e-07 | 5.1712 | 0.68415 | 2.907 | 1.5801 | 0 | 0 | 0 | 0 | 0 | 0 | 1.7666e-05 | 0 | 0 | 0 | 0 | 0 | 0 | 0 | 0 | 0 | 0 | 0 | 0 | 0 | 0 | 0 | 2.8113e-06 | 0 | 2.8113e-06 |  |  | Patrols - Distribution OverheadWLDFREquipment / facility failureAggregated | WLDFR | HFTD - Distribution - 3QU CoRE ¦ 2QU LoRE | Non-Red Flag Warning - Large Fires | Equipment / facility failure | Aggregated | 2026 | 5.4711e-07 | 1385.4115 | 0.00075797 | 2026 | Control | 0.046366 | 1 | 0 | esc | 0 | 0 | 0 | 0 | 0 | 0 | 0 | 0 | 0 | 0 | 7.4813e-05 | 5.4365e-07
[35 empty] | 7.3.6.8 Protective equipment and device settings | WLDFR | HFTD - Distribution - Tier 2 - 4QU CoRE ¦ 3QU LoRE | 2022 | 0.93458 | [8 empty] | 2.5495 | 86.7566 | 0 | 86.7566 | 0 | 0 | 0 | 0 |  |  | 81.081 | 0 | 2.5495 | 2.3827 | 86.7566 | 81.081 | 0 | 0 | 86.7566 | 81.081 | [11 empty] | WLDFR | HFTD - Distribution - 3QU CoRE ¦ 2QU LoRE | Non-Red Flag Warning - Small Fires | 2021 | 0.00018824 | 0 | 0 | 0 | 0 | 0 | 0.077861 | 0.036425 | 0.0015416 | 0.039895 | 0 | 0 | 0 | 0 | 0 | 0 | 0.0043714 | 1.4657e-05 | 0 | 1.4657e-05 | 0 | 0 | 0 | 0 | 0 | 0 | 0 | 0 | 0 | 0 | 0 | 0 | 0 | 0 | 0 |  |  | Patrols - Distribution OverheadWLDFREquipment / facility failureAggregated | WLDFR | HFTD - Distribution - 3QU CoRE ¦ 2QU LoRE | Non-Red Flag Warning - Small Fires | Equipment / facility failure | Aggregated | 2021 | 0.00029256 | 1385.4115 | 0.40532 | 2021 | Control | 0.046366 | 1 | 0 | esc | 0.039211 | 0.00018824 | 0 | 0 | 0 | 0 | 0 | 0 | 0 | 0 | 0 | 0
[35 empty] | 7.3.6.8 Protective equipment and device settings | WLDFR | HFTD - Distribution - Tier 2 - 4QU CoRE ¦ 3QU LoRE | 2023 | 0.87344 | [8 empty] | 0 | 0 | 0 | 0 | 2.5495 | 89.9353 | 0 | 89.9353 |  |  | 0 | 78.5529 | 0 | 0 | 0 | 0 | 0 | 0 | 0 | 0 | [11 empty] | WLDFR | HFTD - Distribution - 3QU CoRE ¦ 2QU LoRE | Non-Red Flag Warning - Small Fires | 2022 | 0 | 0.00018829 | 0 | 0 | 0 | 0 | 0.077861 | 0.036425 | 0.0015416 | 0.039895 | 0 | 0 | 0 | 0 | 0 | 0 | 0.0042697 | 0 | 0 | 0 | 1.466e-05 | 0 | 1.466e-05 | 0 | 0 | 0 | 0 | 0 | 0 | 0 | 0 | 0 | 0 | 0 | 0 |  |  | Patrols - Distribution OverheadWLDFREquipment / facility failureAggregated | WLDFR | HFTD - Distribution - 3QU CoRE ¦ 2QU LoRE | Non-Red Flag Warning - Small Fires | Equipment / facility failure | Aggregated | 2022 | 0.00028604 | 1385.4115 | 0.39628 | 2022 | Control | 0.046366 | 1 | 0 | esc | 0 | 0 | 0.039221 | 0.00018829 | 0 | 0 | 0 | 0 | 0 | 0 | 0 | 0
[35 empty] | 7.3.6.8 Protective equipment and device settings | WLDFR | HFTD - Distribution - Tier 2 - 4QU CoRE ¦ 4QU LoRE | 2022 | 0.93458 | [8 empty] | 1.8016 | 59.2767 | 0 | 59.2767 | 0 | 0 | 0 | 0 |  |  | 55.3987 | 0 | 1.8016 | 1.6837 | 59.2767 | 55.3987 | 0 | 0 | 59.2767 | 55.3987 | [11 empty] | WLDFR | HFTD - Distribution - 3QU CoRE ¦ 2QU LoRE | Non-Red Flag Warning - Small Fires | 2023 | 0 | 0 | 0.0002835 | 0 | 0 | 0 | 0.077901 | 0.036425 | 0.0015809 | 0.039895 | 0 | 0 | 0 | 0 | 0 | 0 | 0.004281 | 0 | 0 | 0 | 0 | 0 | 0 | 2.2085e-05 | 0 | 2.2085e-05 | 0 | 0 | 0 | 0 | 0 | 0 | 0 | 0 | 0 |  |  | Patrols - Distribution OverheadWLDFREquipment / facility failureAggregated | WLDFR | HFTD - Distribution - 3QU CoRE ¦ 2QU LoRE | Non-Red Flag Warning - Small Fires | Equipment / facility failure | Aggregated | 2023 | 0.0002853 | 1385.4115 | 0.39526 | 2023 | Control | 0.046366 | 1 | 0 | esc | 0 | 0 | 0 | 0 | 0.039013 | 0.0002835 | 0 | 0 | 0 | 0 | 0 | 0
[35 empty] | 7.3.6.8 Protective equipment and device settings | WLDFR | HFTD - Distribution - Tier 2 - 4QU CoRE ¦ 4QU LoRE | 2023 | 0.87344 | [8 empty] | 0 | 0 | 0 | 0 | 1.8016 | 61.4485 | 0 | 61.4485 |  |  | 0 | 53.6715 | 0 | 0 | 0 | 0 | 0 | 0 | 0 | 0 | [11 empty] | WLDFR | HFTD - Distribution - 3QU CoRE ¦ 2QU LoRE | Non-Red Flag Warning - Small Fires | 2024 | 0 | 0 | 0 | 0.0002835 | 0 | 0 | 0.077901 | 0.036425 | 0.0015809 | 0.039895 | 0 | 0 | 0 | 0 | 0 | 0 | 0.004281 | 0 | 0 | 0 | 0 | 0 | 0 | 0 | 0 | 0 | 2.2085e-05 | 0 | 2.2085e-05 | 0 | 0 | 0 | 0 | 0 | 0 |  |  | Patrols - Distribution OverheadWLDFREquipment / facility failureAggregated | WLDFR | HFTD - Distribution - 3QU CoRE ¦ 2QU LoRE | Non-Red Flag Warning - Small Fires | Equipment / facility failure | Aggregated | 2024 | 0.0002853 | 1385.4115 | 0.39526 | 2024 | Control | 0.046366 | 1 | 0 | esc | 0 | 0 | 0 | 0 | 0 | 0 | 0.039013 | 0.0002835 | 0 | 0 | 0 | 0
[35 empty] | 7.3.6.8 Protective equipment and device settings | WLDFR | HFTD - Distribution - Tier 2 - 4QU CoRE ¦ 5QU LoRE | 2022 | 0.93458 | [8 empty] | 0.79399 | 29.6642 | 0 | 29.6642 | 0 | 0 | 0 | 0 |  |  | 27.7235 | 0 | 0.79399 | 0.74205 | 29.6642 | 27.7235 | 0 | 0 | 29.6642 | 27.7235 | [11 empty] | WLDFR | HFTD - Distribution - 3QU CoRE ¦ 2QU LoRE | Non-Red Flag Warning - Small Fires | 2025 | 0 | 0 | 0 | 0 | 0.0002835 | 0 | 0.077901 | 0.036425 | 0.0015809 | 0.039895 | 0 | 0 | 0 | 0 | 0 | 0 | 0.004281 | 0 | 0 | 0 | 0 | 0 | 0 | 0 | 0 | 0 | 0 | 0 | 0 | 2.2085e-05 | 0 | 2.2085e-05 | 0 | 0 | 0 |  |  | Patrols - Distribution OverheadWLDFREquipment / facility failureAggregated | WLDFR | HFTD - Distribution - 3QU CoRE ¦ 2QU LoRE | Non-Red Flag Warning - Small Fires | Equipment / facility failure | Aggregated | 2025 | 0.0002853 | 1385.4115 | 0.39526 | 2025 | Control | 0.046366 | 1 | 0 | esc | 0 | 0 | 0 | 0 | 0 | 0 | 0 | 0 | 0.039013 | 0.0002835 | 0 | 0
[35 empty] | 7.3.6.8 Protective equipment and device settings | WLDFR | HFTD - Distribution - Tier 2 - 4QU CoRE ¦ 5QU LoRE | 2023 | 0.87344 | [8 empty] | 0 | 0 | 0 | 0 | 0.79399 | 30.751 | 0 | 30.751 |  |  | 0 | 26.8591 | 0 | 0 | 0 | 0 | 0 | 0 | 0 | 0 | [11 empty] | WLDFR | HFTD - Distribution - 3QU CoRE ¦ 2QU LoRE | Non-Red Flag Warning - Small Fires | 2026 | 0 | 0 | 0 | 0 | 0 | 0.0002835 | 0.077901 | 0.036425 | 0.0015809 | 0.039895 | 0 | 0 | 0 | 0 | 0 | 0 | 0.004281 | 0 | 0 | 0 | 0 | 0 | 0 | 0 | 0 | 0 | 0 | 0 | 0 | 0 | 0 | 0 | 2.2085e-05 | 0 | 2.2085e-05 |  |  | Patrols - Distribution OverheadWLDFREquipment / facility failureAggregated | WLDFR | HFTD - Distribution - 3QU CoRE ¦ 2QU LoRE | Non-Red Flag Warning - Small Fires | Equipment / facility failure | Aggregated | 2026 | 0.0002853 | 1385.4115 | 0.39526 | 2026 | Control | 0.046366 | 1 | 0 | esc | 0 | 0 | 0 | 0 | 0 | 0 | 0 | 0 | 0 | 0 | 0.039013 | 0.0002835
[35 empty] | 7.3.6.8 Protective equipment and device settings | WLDFR | HFTD - Distribution - Tier 2 - 5QU CoRE ¦ 1QU LoRE | 2022 | 0.93458 | [8 empty] | 5.6877 | 25.2366 | 0 | 25.2366 | 0 | 0 | 0 | 0 |  |  | 23.5856 | 0 | 5.6877 | 5.3157 | 25.2366 | 23.5856 | 0 | 0 | 25.2366 | 23.5856 | [11 empty] | WLDFR | HFTD - Distribution - 3QU CoRE ¦ 2QU LoRE | Red Flag Warning - Catastrophic Fires | 2021 | 2.576e-06 | 0 | 0 | 0 | 0 | 0 | 13887.861 | 212.4034 | 8426.443 | 5249.0147 | 0 | 0 | 0 | 0 | 0 | 0 | 3.5837e-05 | 0.035776 | 0 | 0.035776 | 0 | 0 | 0 | 0 | 0 | 0 | 0 | 0 | 0 | 0 | 0 | 0 | 0 | 0 | 0 |  |  | Patrols - Distribution OverheadWLDFREquipment / facility failureAggregated | WLDFR | HFTD - Distribution - 3QU CoRE ¦ 2QU LoRE | Red Flag Warning - Catastrophic Fires | Equipment / facility failure | Aggregated | 2021 | 4.0037e-06 | 1385.4115 | 0.0055468 | 2021 | Control | 0.046366 | 1 | 0 | esc | 0.0005366 | 2.576e-06 | 0 | 0 | 0 | 0 | 0 | 0 | 0 | 0 | 0 | 0
[35 empty] | 7.3.6.8 Protective equipment and device settings | WLDFR | HFTD - Distribution - Tier 2 - 5QU CoRE ¦ 1QU LoRE | 2023 | 0.87344 | [8 empty] | 0 | 0 | 0 | 0 | 5.6877 | 26.16 | 0 | 26.16 |  |  | 0 | 22.8491 | 0 | 0 | 0 | 0 | 0 | 0 | 0 | 0 | [11 empty] | WLDFR | HFTD - Distribution - 3QU CoRE ¦ 2QU LoRE | Red Flag Warning - Catastrophic Fires | 2022 | 0 | 2.5563e-06 | 0 | 0 | 0 | 0 | 13650.1655 | 202.8477 | 8286.6934 | 5160.6244 | 0 | 0 | 0 | 0 | 0 | 0 | 3.4506e-05 | 0 | 0 | 0 | 0.034894 | 0 | 0.034894 | 0 | 0 | 0 | 0 | 0 | 0 | 0 | 0 | 0 | 0 | 0 | 0 |  |  | Patrols - Distribution OverheadWLDFREquipment / facility failureAggregated | WLDFR | HFTD - Distribution - 3QU CoRE ¦ 2QU LoRE | Red Flag Warning - Catastrophic Fires | Equipment / facility failure | Aggregated | 2022 | 3.8834e-06 | 1385.4115 | 0.0053801 | 2022 | Control | 0.046366 | 1 | 0 | esc | 0 | 0 | 0.00053249 | 2.5563e-06 | 0 | 0 | 0 | 0 | 0 | 0 | 0 | 0
[35 empty] | 7.3.6.8 Protective equipment and device settings | WLDFR | HFTD - Distribution - Tier 2 - 5QU CoRE ¦ 2QU LoRE | 2022 | 0.93458 | [8 empty] | 3.2642 | 19.443 | 0 | 19.443 | 0 | 0 | 0 | 0 |  |  | 18.171 | 0 | 3.2642 | 3.0506 | 19.443 | 18.171 | 0 | 0 | 19.443 | 18.171 | [11 empty] | WLDFR | HFTD - Distribution - 3QU CoRE ¦ 2QU LoRE | Red Flag Warning - Catastrophic Fires | 2023 | 0 | 0 | 3.9881e-06 | 0 | 0 | 0 | 13668.067 | 202.8477 | 8304.5949 | 5160.6244 | 0 | 0 | 0 | 0 | 0 | 0 | 3.5858e-05 | 0 | 0 | 0 | 0 | 0 | 0 | 0.05451 | 0 | 0.05451 | 0 | 0 | 0 | 0 | 0 | 0 | 0 | 0 | 0 |  |  | Patrols - Distribution OverheadWLDFREquipment / facility failureAggregated | WLDFR | HFTD - Distribution - 3QU CoRE ¦ 2QU LoRE | Red Flag Warning - Catastrophic Fires | Equipment / facility failure | Aggregated | 2023 | 4.0135e-06 | 1385.4115 | 0.0055603 | 2023 | Control | 0.046366 | 1 | 0 | esc | 0 | 0 | 0 | 0 | 0.00054881 | 3.9881e-06 | 0 | 0 | 0 | 0 | 0 | 0
[35 empty] | 7.3.6.8 Protective equipment and device settings | WLDFR | HFTD - Distribution - Tier 2 - 5QU CoRE ¦ 2QU LoRE | 2023 | 0.87344 | [8 empty] | 0 | 0 | 0 | 0 | 3.2642 | 20.1547 | 0 | 20.1547 |  |  | 0 | 17.6039 | 0 | 0 | 0 | 0 | 0 | 0 | 0 | 0 | [11 empty] | WLDFR | HFTD - Distribution - 3QU CoRE ¦ 2QU LoRE | Red Flag Warning - Catastrophic Fires | 2024 | 0 | 0 | 0 | 3.9881e-06 | 0 | 0 | 13668.067 | 202.8477 | 8304.5949 | 5160.6244 | 0 | 0 | 0 | 0 | 0 | 0 | 3.5858e-05 | 0 | 0 | 0 | 0 | 0 | 0 | 0 | 0 | 0 | 0.05451 | 0 | 0.05451 | 0 | 0 | 0 | 0 | 0 | 0 |  |  | Patrols - Distribution OverheadWLDFREquipment / facility failureAggregated | WLDFR | HFTD - Distribution - 3QU CoRE ¦ 2QU LoRE | Red Flag Warning - Catastrophic Fires | Equipment / facility failure | Aggregated | 2024 | 4.0135e-06 | 1385.4115 | 0.0055603 | 2024 | Control | 0.046366 | 1 | 0 | esc | 0 | 0 | 0 | 0 | 0 | 0 | 0.00054881 | 3.9881e-06 | 0 | 0 | 0 | 0
[35 empty] | 7.3.6.8 Protective equipment and device settings | WLDFR | HFTD - Distribution - Tier 2 - 5QU CoRE ¦ 3QU LoRE | 2022 | 0.93458 | [8 empty] | 1.5657 | 7.7699 | 0 | 7.7699 | 0 | 0 | 0 | 0 |  |  | 7.2616 | 0 | 1.5657 | 1.4633 | 7.7699 | 7.2616 | 0 | 0 | 7.7699 | 7.2616 | [11 empty] | WLDFR | HFTD - Distribution - 3QU CoRE ¦ 2QU LoRE | Red Flag Warning - Catastrophic Fires | 2025 | 0 | 0 | 0 | 0 | 3.9881e-06 | 0 | 13668.067 | 202.8477 | 8304.5949 | 5160.6244 | 0 | 0 | 0 | 0 | 0 | 0 | 3.5858e-05 | 0 | 0 | 0 | 0 | 0 | 0 | 0 | 0 | 0 | 0 | 0 | 0 | 0.05451 | 0 | 0.05451 | 0 | 0 | 0 |  |  | Patrols - Distribution OverheadWLDFREquipment / facility failureAggregated | WLDFR | HFTD - Distribution - 3QU CoRE ¦ 2QU LoRE | Red Flag Warning - Catastrophic Fires | Equipment / facility failure | Aggregated | 2025 | 4.0135e-06 | 1385.4115 | 0.0055603 | 2025 | Control | 0.046366 | 1 | 0 | esc | 0 | 0 | 0 | 0 | 0 | 0 | 0 | 0 | 0.00054881 | 3.9881e-06 | 0 | 0
[35 empty] | 7.3.6.8 Protective equipment and device settings | WLDFR | HFTD - Distribution - Tier 2 - 5QU CoRE ¦ 3QU LoRE | 2023 | 0.87344 | [8 empty] | 0 | 0 | 0 | 0 | 1.5657 | 8.0541 | 0 | 8.0541 |  |  | 0 | 7.0348 | 0 | 0 | 0 | 0 | 0 | 0 | 0 | 0 | [11 empty] | WLDFR | HFTD - Distribution - 3QU CoRE ¦ 2QU LoRE | Red Flag Warning - Catastrophic Fires | 2026 | 0 | 0 | 0 | 0 | 0 | 3.9881e-06 | 13668.067 | 202.8477 | 8304.5949 | 5160.6244 | 0 | 0 | 0 | 0 | 0 | 0 | 3.5858e-05 | 0 | 0 | 0 | 0 | 0 | 0 | 0 | 0 | 0 | 0 | 0 | 0 | 0 | 0 | 0 | 0.05451 | 0 | 0.05451 |  |  | Patrols - Distribution OverheadWLDFREquipment / facility failureAggregated | WLDFR | HFTD - Distribution - 3QU CoRE ¦ 2QU LoRE | Red Flag Warning - Catastrophic Fires | Equipment / facility failure | Aggregated | 2026 | 4.0135e-06 | 1385.4115 | 0.0055603 | 2026 | Control | 0.046366 | 1 | 0 | esc | 0 | 0 | 0 | 0 | 0 | 0 | 0 | 0 | 0 | 0 | 0.00054881 | 3.9881e-06
[35 empty] | 7.3.6.8 Protective equipment and device settings | WLDFR | HFTD - Distribution - Tier 2 - 5QU CoRE ¦ 4QU LoRE | 2022 | 0.93458 | [8 empty] | 0.89797 | 5.4426 | 0 | 5.4426 | 0 | 0 | 0 | 0 |  |  | 5.0866 | 0 | 0.89797 | 0.83922 | 5.4426 | 5.0866 | 0 | 0 | 5.4426 | 5.0866 | [11 empty] | WLDFR | HFTD - Distribution - 3QU CoRE ¦ 2QU LoRE | Red Flag Warning - Destructive Fires | 2021 | 5.1417e-07 | 0 | 0 | 0 | 0 | 0 | 8638.8464 | 212.4034 | 8426.443 | 0 | 0 | 0 | 0 | 0 | 0 | 0 | 4.8341e-06 | 0.0044419 | 0 | 0.0044419 | 0 | 0 | 0 | 0 | 0 | 0 | 0 | 0 | 0 | 0 | 0 | 0 | 0 | 0 | 0 |  |  | Patrols - Distribution OverheadWLDFREquipment / facility failureAggregated | WLDFR | HFTD - Distribution - 3QU CoRE ¦ 2QU LoRE | Red Flag Warning - Destructive Fires | Equipment / facility failure | Aggregated | 2021 | 7.9914e-07 | 1385.4115 | 0.0011071 | 2021 | Control | 0.046366 | 1 | 0 | esc | 0.0001071 | 5.1417e-07 | 0 | 0 | 0 | 0 | 0 | 0 | 0 | 0 | 0 | 0
[35 empty] | 7.3.6.8 Protective equipment and device settings | WLDFR | HFTD - Distribution - Tier 2 - 5QU CoRE ¦ 4QU LoRE | 2023 | 0.87344 | [8 empty] | 0 | 0 | 0 | 0 | 0.89797 | 5.6418 | 0 | 5.6418 |  |  | 0 | 4.9277 | 0 | 0 | 0 | 0 | 0 | 0 | 0 | 0 | [11 empty] | WLDFR | HFTD - Distribution - 3QU CoRE ¦ 2QU LoRE | Red Flag Warning - Destructive Fires | 2022 | 0 | 5.1024e-07 | 0 | 0 | 0 | 0 | 8489.5411 | 202.8477 | 8286.6934 | 0 | 0 | 0 | 0 | 0 | 0 | 0 | 4.6566e-06 | 0 | 0 | 0 | 0.0043317 | 0 | 0.0043317 | 0 | 0 | 0 | 0 | 0 | 0 | 0 | 0 | 0 | 0 | 0 | 0 |  |  | Patrols - Distribution OverheadWLDFREquipment / facility failureAggregated | WLDFR | HFTD - Distribution - 3QU CoRE ¦ 2QU LoRE | Red Flag Warning - Destructive Fires | Equipment / facility failure | Aggregated | 2022 | 7.7513e-07 | 1385.4115 | 0.0010739 | 2022 | Control | 0.046366 | 1 | 0 | esc | 0 | 0 | 0.00010628 | 5.1024e-07 | 0 | 0 | 0 | 0 | 0 | 0 | 0 | 0
[35 empty] | 7.3.6.8 Protective equipment and device settings | WLDFR | HFTD - Distribution - Tier 2 - 5QU CoRE ¦ 5QU LoRE | 2022 | 0.93458 | [8 empty] | 0.63625 | 3.3979 | 0 | 3.3979 | 0 | 0 | 0 | 0 |  |  | 3.1756 | 0 | 0.63625 | 0.59462 | 3.3979 | 3.1756 | 0 | 0 | 3.3979 | 3.1756 | [11 empty] | WLDFR | HFTD - Distribution - 3QU CoRE ¦ 2QU LoRE | Red Flag Warning - Destructive Fires | 2023 | 0 | 0 | 7.9603e-07 | 0 | 0 | 0 | 8507.4426 | 202.8477 | 8304.5949 | 0 | 0 | 0 | 0 | 0 | 0 | 0 | 4.8375e-06 | 0 | 0 | 0 | 0 | 0 | 0 | 0.0067721 | 0 | 0.0067721 | 0 | 0 | 0 | 0 | 0 | 0 | 0 | 0 | 0 |  |  | Patrols - Distribution OverheadWLDFREquipment / facility failureAggregated | WLDFR | HFTD - Distribution - 3QU CoRE ¦ 2QU LoRE | Red Flag Warning - Destructive Fires | Equipment / facility failure | Aggregated | 2023 | 8.0109e-07 | 1385.4115 | 0.0011098 | 2023 | Control | 0.046366 | 1 | 0 | esc | 0 | 0 | 0 | 0 | 0.00010954 | 7.9603e-07 | 0 | 0 | 0 | 0 | 0 | 0
[35 empty] | 7.3.6.8 Protective equipment and device settings | WLDFR | HFTD - Distribution - Tier 2 - 5QU CoRE ¦ 5QU LoRE | 2023 | 0.87344 | [8 empty] | 0 | 0 | 0 | 0 | 0.63625 | 3.5219 | 0 | 3.5219 |  |  | 0 | 3.0762 | 0 | 0 | 0 | 0 | 0 | 0 | 0 | 0 | [11 empty] | WLDFR | HFTD - Distribution - 3QU CoRE ¦ 2QU LoRE | Red Flag Warning - Destructive Fires | 2024 | 0 | 0 | 0 | 7.9603e-07 | 0 | 0 | 8507.4426 | 202.8477 | 8304.5949 | 0 | 0 | 0 | 0 | 0 | 0 | 0 | 4.8375e-06 | 0 | 0 | 0 | 0 | 0 | 0 | 0 | 0 | 0 | 0.0067721 | 0 | 0.0067721 | 0 | 0 | 0 | 0 | 0 | 0 |  |  | Patrols - Distribution OverheadWLDFREquipment / facility failureAggregated | WLDFR | HFTD - Distribution - 3QU CoRE ¦ 2QU LoRE | Red Flag Warning - Destructive Fires | Equipment / facility failure | Aggregated | 2024 | 8.0109e-07 | 1385.4115 | 0.0011098 | 2024 | Control | 0.046366 | 1 | 0 | esc | 0 | 0 | 0 | 0 | 0 | 0 | 0.00010954 | 7.9603e-07 | 0 | 0 | 0 | 0
[35 empty] | 7.3.6.8 Protective equipment and device settings | WLDFR | HFTD - Distribution - Tier 3 - 1QU CoRE ¦ 1QU LoRE | 2022 | 0.93458 | [8 empty] | 0.37052 | 209.0862 | 0 | 209.0862 | 0 | 0 | 0 | 0 |  |  | 195.4077 | 0 | 0.37052 | 0.34628 | 209.0862 | 195.4077 | 0 | 0 | 209.0862 | 195.4077 | [11 empty] | WLDFR | HFTD - Distribution - 3QU CoRE ¦ 2QU LoRE | Red Flag Warning - Destructive Fires | 2025 | 0 | 0 | 0 | 0 | 7.9603e-07 | 0 | 8507.4426 | 202.8477 | 8304.5949 | 0 | 0 | 0 | 0 | 0 | 0 | 0 | 4.8375e-06 | 0 | 0 | 0 | 0 | 0 | 0 | 0 | 0 | 0 | 0 | 0 | 0 | 0.0067721 | 0 | 0.0067721 | 0 | 0 | 0 |  |  | Patrols - Distribution OverheadWLDFREquipment / facility failureAggregated | WLDFR | HFTD - Distribution - 3QU CoRE ¦ 2QU LoRE | Red Flag Warning - Destructive Fires | Equipment / facility failure | Aggregated | 2025 | 8.0109e-07 | 1385.4115 | 0.0011098 | 2025 | Control | 0.046366 | 1 | 0 | esc | 0 | 0 | 0 | 0 | 0 | 0 | 0 | 0 | 0.00010954 | 7.9603e-07 | 0 | 0
[35 empty] | 7.3.6.8 Protective equipment and device settings | WLDFR | HFTD - Distribution - Tier 3 - 1QU CoRE ¦ 1QU LoRE | 2023 | 0.87344 | [8 empty] | 0 | 0 | 0 | 0 | 0.37052 | 216.7475 | 0 | 216.7475 |  |  | 0 | 189.3157 | 0 | 0 | 0 | 0 | 0 | 0 | 0 | 0 | [11 empty] | WLDFR | HFTD - Distribution - 3QU CoRE ¦ 2QU LoRE | Red Flag Warning - Destructive Fires | 2026 | 0 | 0 | 0 | 0 | 0 | 7.9603e-07 | 8507.4426 | 202.8477 | 8304.5949 | 0 | 0 | 0 | 0 | 0 | 0 | 0 | 4.8375e-06 | 0 | 0 | 0 | 0 | 0 | 0 | 0 | 0 | 0 | 0 | 0 | 0 | 0 | 0 | 0 | 0.0067721 | 0 | 0.0067721 |  |  | Patrols - Distribution OverheadWLDFREquipment / facility failureAggregated | WLDFR | HFTD - Distribution - 3QU CoRE ¦ 2QU LoRE | Red Flag Warning - Destructive Fires | Equipment / facility failure | Aggregated | 2026 | 8.0109e-07 | 1385.4115 | 0.0011098 | 2026 | Control | 0.046366 | 1 | 0 | esc | 0 | 0 | 0 | 0 | 0 | 0 | 0 | 0 | 0 | 0 | 0.00010954 | 7.9603e-07
[35 empty] | 7.3.6.8 Protective equipment and device settings | WLDFR | HFTD - Distribution - Tier 3 - 1QU CoRE ¦ 2QU LoRE | 2022 | 0.93458 | [8 empty] | 0.69647 | 318.1474 | 0 | 318.1474 | 0 | 0 | 0 | 0 |  |  | 297.334 | 0 | 0.69647 | 0.65091 | 318.1474 | 297.334 | 0 | 0 | 318.1474 | 297.334 | [11 empty] | WLDFR | HFTD - Distribution - 3QU CoRE ¦ 2QU LoRE | Red Flag Warning - Large Fires | 2021 | 3.5118e-06 | 0 | 0 | 0 | 0 | 0 | 5.1078 | 0.69027 | 2.8264 | 1.5911 | 0 | 0 | 0 | 0 | 0 | 0 | 3.2042e-05 | 1.7937e-05 | 0 | 1.7937e-05 | 0 | 0 | 0 | 0 | 0 | 0 | 0 | 0 | 0 | 0 | 0 | 0 | 0 | 0 | 0 |  |  | Patrols - Distribution OverheadWLDFREquipment / facility failureAggregated | WLDFR | HFTD - Distribution - 3QU CoRE ¦ 2QU LoRE | Red Flag Warning - Large Fires | Equipment / facility failure | Aggregated | 2021 | 5.4581e-06 | 1385.4115 | 0.0075617 | 2021 | Control | 0.046366 | 1 | 0 | esc | 0.00073152 | 3.5118e-06 | 0 | 0 | 0 | 0 | 0 | 0 | 0 | 0 | 0 | 0
[35 empty] | 7.3.6.8 Protective equipment and device settings | WLDFR | HFTD - Distribution - Tier 3 - 1QU CoRE ¦ 2QU LoRE | 2023 | 0.87344 | [8 empty] | 0 | 0 | 0 | 0 | 0.69647 | 329.8056 | 0 | 329.8056 |  |  | 0 | 288.065 | 0 | 0 | 0 | 0 | 0 | 0 | 0 | 0 | [11 empty] | WLDFR | HFTD - Distribution - 3QU CoRE ¦ 2QU LoRE | Red Flag Warning - Large Fires | 2022 | 0 | 3.4859e-06 | 0 | 0 | 0 | 0 | 5.0739 | 0.68415 | 2.8096 | 1.5801 | 0 | 0 | 0 | 0 | 0 | 0 | 3.0869e-05 | 0 | 0 | 0 | 1.7687e-05 | 0 | 1.7687e-05 | 0 | 0 | 0 | 0 | 0 | 0 | 0 | 0 | 0 | 0 | 0 | 0 |  |  | Patrols - Distribution OverheadWLDFREquipment / facility failureAggregated | WLDFR | HFTD - Distribution - 3QU CoRE ¦ 2QU LoRE | Red Flag Warning - Large Fires | Equipment / facility failure | Aggregated | 2022 | 5.2956e-06 | 1385.4115 | 0.0073365 | 2022 | Control | 0.046366 | 1 | 0 | esc | 0 | 0 | 0.00072612 | 3.4859e-06 | 0 | 0 | 0 | 0 | 0 | 0 | 0 | 0
[35 empty] | 7.3.6.8 Protective equipment and device settings | WLDFR | HFTD - Distribution - Tier 3 - 1QU CoRE ¦ 3QU LoRE | 2022 | 0.93458 | [8 empty] | 0.18671 | 74.9807 | 0 | 74.9807 | 0 | 0 | 0 | 0 |  |  | 70.0754 | 0 | 0.18671 | 0.1745 | 74.9807 | 70.0754 | 0 | 0 | 74.9807 | 70.0754 | [11 empty] | WLDFR | HFTD - Distribution - 3QU CoRE ¦ 2QU LoRE | Red Flag Warning - Large Fires | 2023 | 0 | 0 | 5.4383e-06 | 0 | 0 | 0 | 5.1712 | 0.68415 | 2.907 | 1.5801 | 0 | 0 | 0 | 0 | 0 | 0 | 3.2068e-05 | 0 | 0 | 0 | 0 | 0 | 0 | 2.8123e-05 | 0 | 2.8123e-05 | 0 | 0 | 0 | 0 | 0 | 0 | 0 | 0 | 0 |  |  | Patrols - Distribution OverheadWLDFREquipment / facility failureAggregated | WLDFR | HFTD - Distribution - 3QU CoRE ¦ 2QU LoRE | Red Flag Warning - Large Fires | Equipment / facility failure | Aggregated | 2023 | 5.4729e-06 | 1385.4115 | 0.0075822 | 2023 | Control | 0.046366 | 1 | 0 | esc | 0 | 0 | 0 | 0 | 0.00074838 | 5.4383e-06 | 0 | 0 | 0 | 0 | 0 | 0
[35 empty] | 7.3.6.8 Protective equipment and device settings | WLDFR | HFTD - Distribution - Tier 3 - 1QU CoRE ¦ 3QU LoRE | 2023 | 0.87344 | [8 empty] | 0 | 0 | 0 | 0 | 0.18671 | 77.7284 | 0 | 77.7284 |  |  | 0 | 67.891 | 0 | 0 | 0 | 0 | 0 | 0 | 0 | 0 | [11 empty] | WLDFR | HFTD - Distribution - 3QU CoRE ¦ 2QU LoRE | Red Flag Warning - Large Fires | 2024 | 0 | 0 | 0 | 5.4383e-06 | 0 | 0 | 5.1712 | 0.68415 | 2.907 | 1.5801 | 0 | 0 | 0 | 0 | 0 | 0 | 3.2068e-05 | 0 | 0 | 0 | 0 | 0 | 0 | 0 | 0 | 0 | 2.8123e-05 | 0 | 2.8123e-05 | 0 | 0 | 0 | 0 | 0 | 0 |  |  | Patrols - Distribution OverheadWLDFREquipment / facility failureAggregated | WLDFR | HFTD - Distribution - 3QU CoRE ¦ 2QU LoRE | Red Flag Warning - Large Fires | Equipment / facility failure | Aggregated | 2024 | 5.4729e-06 | 1385.4115 | 0.0075822 | 2024 | Control | 0.046366 | 1 | 0 | esc | 0 | 0 | 0 | 0 | 0 | 0 | 0.00074838 | 5.4383e-06 | 0 | 0 | 0 | 0
[35 empty] | 7.3.6.8 Protective equipment and device settings | WLDFR | HFTD - Distribution - Tier 3 - 1QU CoRE ¦ 4QU LoRE | 2022 | 0.93458 | [8 empty] | 0.26931 | 118.781 | 0 | 118.781 | 0 | 0 | 0 | 0 |  |  | 111.0103 | 0 | 0.26931 | 0.25169 | 118.781 | 111.0103 | 0 | 0 | 118.781 | 111.0103 | [11 empty] | WLDFR | HFTD - Distribution - 3QU CoRE ¦ 2QU LoRE | Red Flag Warning - Large Fires | 2025 | 0 | 0 | 0 | 0 | 5.4383e-06 | 0 | 5.1712 | 0.68415 | 2.907 | 1.5801 | 0 | 0 | 0 | 0 | 0 | 0 | 3.2068e-05 | 0 | 0 | 0 | 0 | 0 | 0 | 0 | 0 | 0 | 0 | 0 | 0 | 2.8123e-05 | 0 | 2.8123e-05 | 0 | 0 | 0 |  |  | Patrols - Distribution OverheadWLDFREquipment / facility failureAggregated | WLDFR | HFTD - Distribution - 3QU CoRE ¦ 2QU LoRE | Red Flag Warning - Large Fires | Equipment / facility failure | Aggregated | 2025 | 5.4729e-06 | 1385.4115 | 0.0075822 | 2025 | Control | 0.046366 | 1 | 0 | esc | 0 | 0 | 0 | 0 | 0 | 0 | 0 | 0 | 0.00074838 | 5.4383e-06 | 0 | 0
[35 empty] | 7.3.6.8 Protective equipment and device settings | WLDFR | HFTD - Distribution - Tier 3 - 1QU CoRE ¦ 4QU LoRE | 2023 | 0.87344 | [8 empty] | 0 | 0 | 0 | 0 | 0.26931 | 123.1335 | 0 | 123.1335 |  |  | 0 | 107.5496 | 0 | 0 | 0 | 0 | 0 | 0 | 0 | 0 | [11 empty] | WLDFR | HFTD - Distribution - 3QU CoRE ¦ 2QU LoRE | Red Flag Warning - Large Fires | 2026 | 0 | 0 | 0 | 0 | 0 | 5.4383e-06 | 5.1712 | 0.68415 | 2.907 | 1.5801 | 0 | 0 | 0 | 0 | 0 | 0 | 3.2068e-05 | 0 | 0 | 0 | 0 | 0 | 0 | 0 | 0 | 0 | 0 | 0 | 0 | 0 | 0 | 0 | 2.8123e-05 | 0 | 2.8123e-05 |  |  | Patrols - Distribution OverheadWLDFREquipment / facility failureAggregated | WLDFR | HFTD - Distribution - 3QU CoRE ¦ 2QU LoRE | Red Flag Warning - Large Fires | Equipment / facility failure | Aggregated | 2026 | 5.4729e-06 | 1385.4115 | 0.0075822 | 2026 | Control | 0.046366 | 1 | 0 | esc | 0 | 0 | 0 | 0 | 0 | 0 | 0 | 0 | 0 | 0 | 0.00074838 | 5.4383e-06
[35 empty] | 7.3.6.8 Protective equipment and device settings | WLDFR | HFTD - Distribution - Tier 3 - 1QU CoRE ¦ 5QU LoRE | 2022 | 0.93458 | [8 empty] | 0.12536 | 64.8575 | 0 | 64.8575 | 0 | 0 | 0 | 0 |  |  | 60.6145 | 0 | 0.12536 | 0.11716 | 64.8575 | 60.6145 | 0 | 0 | 64.8575 | 60.6145 | [11 empty] | WLDFR | HFTD - Distribution - 3QU CoRE ¦ 2QU LoRE | Red Flag Warning - Small Fires | 2021 | 2.7347e-05 | 0 | 0 | 0 | 0 | 0 | 0.077861 | 0.036425 | 0.0015416 | 0.039895 | 0 | 0 | 0 | 0 | 0 | 0 | 0.00071496 | 2.1293e-06 | 0 | 2.1293e-06 | 0 | 0 | 0 | 0 | 0 | 0 | 0 | 0 | 0 | 0 | 0 | 0 | 0 | 0 | 0 |  |  | Patrols - Distribution OverheadWLDFREquipment / facility failureAggregated | WLDFR | HFTD - Distribution - 3QU CoRE ¦ 2QU LoRE | Red Flag Warning - Small Fires | Equipment / facility failure | Aggregated | 2021 | 4.2504e-05 | 1385.4115 | 0.058885 | 2021 | Control | 0.046366 | 1 | 0 | esc | 0.0056966 | 2.7347e-05 | 0 | 0 | 0 | 0 | 0 | 0 | 0 | 0 | 0 | 0
[35 empty] | 7.3.6.8 Protective equipment and device settings | WLDFR | HFTD - Distribution - Tier 3 - 1QU CoRE ¦ 5QU LoRE | 2023 | 0.87344 | [8 empty] | 0 | 0 | 0 | 0 | 0.12536 | 67.2341 | 0 | 67.2341 |  |  | 0 | 58.7249 | 0 | 0 | 0 | 0 | 0 | 0 | 0 | 0 | [11 empty] | WLDFR | HFTD - Distribution - 3QU CoRE ¦ 2QU LoRE | Red Flag Warning - Small Fires | 2022 | 0 | 2.7352e-05 | 0 | 0 | 0 | 0 | 0.077861 | 0.036425 | 0.0015416 | 0.039895 | 0 | 0 | 0 | 0 | 0 | 0 | 0.00069399 | 0 | 0 | 0 | 2.1297e-06 | 0 | 2.1297e-06 | 0 | 0 | 0 | 0 | 0 | 0 | 0 | 0 | 0 | 0 | 0 | 0 |  |  | Patrols - Distribution OverheadWLDFREquipment / facility failureAggregated | WLDFR | HFTD - Distribution - 3QU CoRE ¦ 2QU LoRE | Red Flag Warning - Small Fires | Equipment / facility failure | Aggregated | 2022 | 4.1553e-05 | 1385.4115 | 0.057567 | 2022 | Control | 0.046366 | 1 | 0 | esc | 0 | 0 | 0.0056976 | 2.7352e-05 | 0 | 0 | 0 | 0 | 0 | 0 | 0 | 0
[35 empty] | 7.3.6.8 Protective equipment and device settings | WLDFR | HFTD - Distribution - Tier 3 - 2QU CoRE ¦ 1QU LoRE | 2022 | 0.93458 | [8 empty] | 1.0978 | 249.6786 | 0 | 249.6786 | 0 | 0 | 0 | 0 |  |  | 233.3445 | 0 | 1.0978 | 1.0259 | 249.6786 | 233.3445 | 0 | 0 | 249.6786 | 233.3445 | [11 empty] | WLDFR | HFTD - Distribution - 3QU CoRE ¦ 2QU LoRE | Red Flag Warning - Small Fires | 2023 | 0 | 0 | 4.261e-05 | 0 | 0 | 0 | 0.077901 | 0.036425 | 0.0015809 | 0.039895 | 0 | 0 | 0 | 0 | 0 | 0 | 0.00072023 | 0 | 0 | 0 | 0 | 0 | 0 | 3.3194e-06 | 0 | 3.3194e-06 | 0 | 0 | 0 | 0 | 0 | 0 | 0 | 0 | 0 |  |  | Patrols - Distribution OverheadWLDFREquipment / facility failureAggregated | WLDFR | HFTD - Distribution - 3QU CoRE ¦ 2QU LoRE | Red Flag Warning - Small Fires | Equipment / facility failure | Aggregated | 2023 | 4.2882e-05 | 1385.4115 | 0.059409 | 2023 | Control | 0.046366 | 1 | 0 | esc | 0 | 0 | 0 | 0 | 0.0058638 | 4.261e-05 | 0 | 0 | 0 | 0 | 0 | 0
[35 empty] | 7.3.6.8 Protective equipment and device settings | WLDFR | HFTD - Distribution - Tier 3 - 2QU CoRE ¦ 1QU LoRE | 2023 | 0.87344 | [8 empty] | 0 | 0 | 0 | 0 | 1.0978 | 258.8276 | 0 | 258.8276 |  |  | 0 | 226.07 | 0 | 0 | 0 | 0 | 0 | 0 | 0 | 0 | [11 empty] | WLDFR | HFTD - Distribution - 3QU CoRE ¦ 2QU LoRE | Red Flag Warning - Small Fires | 2024 | 0 | 0 | 0 | 4.261e-05 | 0 | 0 | 0.077901 | 0.036425 | 0.0015809 | 0.039895 | 0 | 0 | 0 | 0 | 0 | 0 | 0.00072023 | 0 | 0 | 0 | 0 | 0 | 0 | 0 | 0 | 0 | 3.3194e-06 | 0 | 3.3194e-06 | 0 | 0 | 0 | 0 | 0 | 0 |  |  | Patrols - Distribution OverheadWLDFREquipment / facility failureAggregated | WLDFR | HFTD - Distribution - 3QU CoRE ¦ 2QU LoRE | Red Flag Warning - Small Fires | Equipment / facility failure | Aggregated | 2024 | 4.2882e-05 | 1385.4115 | 0.059409 | 2024 | Control | 0.046366 | 1 | 0 | esc | 0 | 0 | 0 | 0 | 0 | 0 | 0.0058638 | 4.261e-05 | 0 | 0 | 0 | 0
[35 empty] | 7.3.6.8 Protective equipment and device settings | WLDFR | HFTD - Distribution - Tier 3 - 2QU CoRE ¦ 2QU LoRE | 2022 | 0.93458 | [8 empty] | 1.1149 | 247.0601 | 0 | 247.0601 | 0 | 0 | 0 | 0 |  |  | 230.8973 | 0 | 1.1149 | 1.042 | 247.0601 | 230.8973 | 0 | 0 | 247.0601 | 230.8973 | [11 empty] | WLDFR | HFTD - Distribution - 3QU CoRE ¦ 2QU LoRE | Red Flag Warning - Small Fires | 2025 | 0 | 0 | 0 | 0 | 4.261e-05 | 0 | 0.077901 | 0.036425 | 0.0015809 | 0.039895 | 0 | 0 | 0 | 0 | 0 | 0 | 0.00072023 | 0 | 0 | 0 | 0 | 0 | 0 | 0 | 0 | 0 | 0 | 0 | 0 | 3.3194e-06 | 0 | 3.3194e-06 | 0 | 0 | 0 |  |  | Patrols - Distribution OverheadWLDFREquipment / facility failureAggregated | WLDFR | HFTD - Distribution - 3QU CoRE ¦ 2QU LoRE | Red Flag Warning - Small Fires | Equipment / facility failure | Aggregated | 2025 | 4.2882e-05 | 1385.4115 | 0.059409 | 2025 | Control | 0.046366 | 1 | 0 | esc | 0 | 0 | 0 | 0 | 0 | 0 | 0 | 0 | 0.0058638 | 4.261e-05 | 0 | 0
[35 empty] | 7.3.6.8 Protective equipment and device settings | WLDFR | HFTD - Distribution - Tier 3 - 2QU CoRE ¦ 2QU LoRE | 2023 | 0.87344 | [8 empty] | 0 | 0 | 0 | 0 | 1.1149 | 256.1133 | 0 | 256.1133 |  |  | 0 | 223.6992 | 0 | 0 | 0 | 0 | 0 | 0 | 0 | 0 | [11 empty] | WLDFR | HFTD - Distribution - 3QU CoRE ¦ 2QU LoRE | Red Flag Warning - Small Fires | 2026 | 0 | 0 | 0 | 0 | 0 | 4.261e-05 | 0.077901 | 0.036425 | 0.0015809 | 0.039895 | 0 | 0 | 0 | 0 | 0 | 0 | 0.00072023 | 0 | 0 | 0 | 0 | 0 | 0 | 0 | 0 | 0 | 0 | 0 | 0 | 0 | 0 | 0 | 3.3194e-06 | 0 | 3.3194e-06 |  |  | Patrols - Distribution OverheadWLDFREquipment / facility failureAggregated | WLDFR | HFTD - Distribution - 3QU CoRE ¦ 2QU LoRE | Red Flag Warning - Small Fires | Equipment / facility failure | Aggregated | 2026 | 4.2882e-05 | 1385.4115 | 0.059409 | 2026 | Control | 0.046366 | 1 | 0 | esc | 0 | 0 | 0 | 0 | 0 | 0 | 0 | 0 | 0 | 0 | 0.0058638 | 4.261e-05
[35 empty] | 7.3.6.8 Protective equipment and device settings | WLDFR | HFTD - Distribution - Tier 3 - 2QU CoRE ¦ 3QU LoRE | 2022 | 0.93458 | [8 empty] | 0.95668 | 207.9455 | 0 | 207.9455 | 0 | 0 | 0 | 0 |  |  | 194.3416 | 0 | 0.95668 | 0.8941 | 207.9455 | 194.3416 | 0 | 0 | 207.9455 | 194.3416 | [11 empty] | WLDFR | HFTD - Distribution - 3QU CoRE ¦ 3QU LoRE | Non-Red Flag Warning - Catastrophic Fires | 2021 | 9.1761e-09 | 0 | 0 | 0 | 0 | 0 | 13887.861 | 212.4034 | 8426.443 | 5249.0147 | 0 | 0 | 0 | 0 | 0 | 0 | 1.0126e-06 | 0.00012744 | 0 | 0.00012744 | 0 | 0 | 0 | 0 | 0 | 0 | 0 | 0 | 0 | 0 | 0 | 0 | 0 | 0 | 0 |  |  | Patrols - Distribution OverheadWLDFREquipment / facility failureAggregated | WLDFR | HFTD - Distribution - 3QU CoRE ¦ 3QU LoRE | Non-Red Flag Warning - Catastrophic Fires | Equipment / facility failure | Aggregated | 2021 | 8.6104e-09 | 1018.993 | 8.774e-06 | 2021 | Control | 0.046366 | 1 | 0 | esc | 1.9114e-06 | 9.1761e-09 | 0 | 0 | 0 | 0 | 0 | 0 | 0 | 0 | 0 | 0
[35 empty] | 7.3.6.8 Protective equipment and device settings | WLDFR | HFTD - Distribution - Tier 3 - 2QU CoRE ¦ 3QU LoRE | 2023 | 0.87344 | [8 empty] | 0 | 0 | 0 | 0 | 0.95668 | 215.5653 | 0 | 215.5653 |  |  | 0 | 188.2831 | 0 | 0 | 0 | 0 | 0 | 0 | 0 | 0 | [11 empty] | WLDFR | HFTD - Distribution - 3QU CoRE ¦ 3QU LoRE | Non-Red Flag Warning - Catastrophic Fires | 2022 | 0 | 9.1075e-09 | 0 | 0 | 0 | 0 | 13650.1655 | 202.8477 | 8286.6934 | 5160.6244 | 0 | 0 | 0 | 0 | 0 | 0 | 9.8924e-07 | 0 | 0 | 0 | 0.00012432 | 0 | 0.00012432 | 0 | 0 | 0 | 0 | 0 | 0 | 0 | 0 | 0 | 0 | 0 | 0 |  |  | Patrols - Distribution OverheadWLDFREquipment / facility failureAggregated | WLDFR | HFTD - Distribution - 3QU CoRE ¦ 3QU LoRE | Non-Red Flag Warning - Catastrophic Fires | Equipment / facility failure | Aggregated | 2022 | 8.3486e-09 | 1018.993 | 8.5071e-06 | 2022 | Control | 0.046366 | 1 | 0 | esc | 0 | 0 | 1.8971e-06 | 9.1075e-09 | 0 | 0 | 0 | 0 | 0 | 0 | 0 | 0
[35 empty] | 7.3.6.8 Protective equipment and device settings | WLDFR | HFTD - Distribution - Tier 3 - 2QU CoRE ¦ 4QU LoRE | 2022 | 0.93458 | [8 empty] | 0.29623 | 66.4639 | 0 | 66.4639 | 0 | 0 | 0 | 0 |  |  | 62.1158 | 0 | 0.29623 | 0.27685 | 66.4639 | 62.1158 | 0 | 0 | 66.4639 | 62.1158 | [11 empty] | WLDFR | HFTD - Distribution - 3QU CoRE ¦ 3QU LoRE | Non-Red Flag Warning - Catastrophic Fires | 2023 | 0 | 0 | 1.3723e-08 | 0 | 0 | 0 | 13668.067 | 202.8477 | 8304.5949 | 5160.6244 | 0 | 0 | 0 | 0 | 0 | 0 | 9.8997e-07 | 0 | 0 | 0 | 0 | 0 | 0 | 0.00018756 | 0 | 0.00018756 | 0 | 0 | 0 | 0 | 0 | 0 | 0 | 0 | 0 |  |  | Patrols - Distribution OverheadWLDFREquipment / facility failureAggregated | WLDFR | HFTD - Distribution - 3QU CoRE ¦ 3QU LoRE | Non-Red Flag Warning - Catastrophic Fires | Equipment / facility failure | Aggregated | 2023 | 8.3393e-09 | 1018.993 | 8.4977e-06 | 2023 | Control | 0.046366 | 1 | 0 | esc | 0 | 0 | 0 | 0 | 1.8884e-06 | 1.3723e-08 | 0 | 0 | 0 | 0 | 0 | 0
[35 empty] | 7.3.6.8 Protective equipment and device settings | WLDFR | HFTD - Distribution - Tier 3 - 2QU CoRE ¦ 4QU LoRE | 2023 | 0.87344 | [8 empty] | 0 | 0 | 0 | 0 | 0.29623 | 68.8993 | 0 | 68.8993 |  |  | 0 | 60.1793 | 0 | 0 | 0 | 0 | 0 | 0 | 0 | 0 | [11 empty] | WLDFR | HFTD - Distribution - 3QU CoRE ¦ 3QU LoRE | Non-Red Flag Warning - Catastrophic Fires | 2024 | 0 | 0 | 0 | 1.3723e-08 | 0 | 0 | 13668.067 | 202.8477 | 8304.5949 | 5160.6244 | 0 | 0 | 0 | 0 | 0 | 0 | 9.8997e-07 | 0 | 0 | 0 | 0 | 0 | 0 | 0 | 0 | 0 | 0.00018756 | 0 | 0.00018756 | 0 | 0 | 0 | 0 | 0 | 0 |  |  | Patrols - Distribution OverheadWLDFREquipment / facility failureAggregated | WLDFR | HFTD - Distribution - 3QU CoRE ¦ 3QU LoRE | Non-Red Flag Warning - Catastrophic Fires | Equipment / facility failure | Aggregated | 2024 | 8.3393e-09 | 1018.993 | 8.4977e-06 | 2024 | Control | 0.046366 | 1 | 0 | esc | 0 | 0 | 0 | 0 | 0 | 0 | 1.8884e-06 | 1.3723e-08 | 0 | 0 | 0 | 0
[35 empty] | 7.3.6.8 Protective equipment and device settings | WLDFR | HFTD - Distribution - Tier 3 - 2QU CoRE ¦ 5QU LoRE | 2022 | 0.93458 | [8 empty] | 0.038921 | 9.9128 | 0 | 9.9128 | 0 | 0 | 0 | 0 |  |  | 9.2643 | 0 | 0.038921 | 0.036375 | 9.9128 | 9.2643 | 0 | 0 | 9.9128 | 9.2643 | [11 empty] | WLDFR | HFTD - Distribution - 3QU CoRE ¦ 3QU LoRE | Non-Red Flag Warning - Catastrophic Fires | 2025 | 0 | 0 | 0 | 0 | 1.3723e-08 | 0 | 13668.067 | 202.8477 | 8304.5949 | 5160.6244 | 0 | 0 | 0 | 0 | 0 | 0 | 9.8997e-07 | 0 | 0 | 0 | 0 | 0 | 0 | 0 | 0 | 0 | 0 | 0 | 0 | 0.00018756 | 0 | 0.00018756 | 0 | 0 | 0 |  |  | Patrols - Distribution OverheadWLDFREquipment / facility failureAggregated | WLDFR | HFTD - Distribution - 3QU CoRE ¦ 3QU LoRE | Non-Red Flag Warning - Catastrophic Fires | Equipment / facility failure | Aggregated | 2025 | 8.3393e-09 | 1018.993 | 8.4977e-06 | 2025 | Control | 0.046366 | 1 | 0 | esc | 0 | 0 | 0 | 0 | 0 | 0 | 0 | 0 | 1.8884e-06 | 1.3723e-08 | 0 | 0
[35 empty] | 7.3.6.8 Protective equipment and device settings | WLDFR | HFTD - Distribution - Tier 3 - 2QU CoRE ¦ 5QU LoRE | 2023 | 0.87344 | [8 empty] | 0 | 0 | 0 | 0 | 0.038921 | 10.276 | 0 | 10.276 |  |  | 0 | 8.9755 | 0 | 0 | 0 | 0 | 0 | 0 | 0 | 0 | [11 empty] | WLDFR | HFTD - Distribution - 3QU CoRE ¦ 3QU LoRE | Non-Red Flag Warning - Catastrophic Fires | 2026 | 0 | 0 | 0 | 0 | 0 | 1.3723e-08 | 13668.067 | 202.8477 | 8304.5949 | 5160.6244 | 0 | 0 | 0 | 0 | 0 | 0 | 9.8997e-07 | 0 | 0 | 0 | 0 | 0 | 0 | 0 | 0 | 0 | 0 | 0 | 0 | 0 | 0 | 0 | 0.00018756 | 0 | 0.00018756 |  |  | Patrols - Distribution OverheadWLDFREquipment / facility failureAggregated | WLDFR | HFTD - Distribution - 3QU CoRE ¦ 3QU LoRE | Non-Red Flag Warning - Catastrophic Fires | Equipment / facility failure | Aggregated | 2026 | 8.3393e-09 | 1018.993 | 8.4977e-06 | 2026 | Control | 0.046366 | 1 | 0 | esc | 0 | 0 | 0 | 0 | 0 | 0 | 0 | 0 | 0 | 0 | 1.8884e-06 | 1.3723e-08
[35 empty] | 7.3.6.8 Protective equipment and device settings | WLDFR | HFTD - Distribution - Tier 3 - 3QU CoRE ¦ 1QU LoRE | 2022 | 0.93458 | [8 empty] | 2.4628 | 243.9202 | 0 | 243.9202 | 0 | 0 | 0 | 0 |  |  | 227.9628 | 0 | 2.4628 | 2.3016 | 243.9202 | 227.9628 | 0 | 0 | 243.9202 | 227.9628 | [11 empty] | WLDFR | HFTD - Distribution - 3QU CoRE ¦ 3QU LoRE | Non-Red Flag Warning - Destructive Fires | 2021 | 3.628e-08 | 0 | 0 | 0 | 0 | 0 | 8638.8464 | 212.4034 | 8426.443 | 0 | 0 | 0 | 0 | 0 | 0 | 0 | 1.2273e-06 | 0.00031342 | 0 | 0.00031342 | 0 | 0 | 0 | 0 | 0 | 0 | 0 | 0 | 0 | 0 | 0 | 0 | 0 | 0 | 0 |  |  | Patrols - Distribution OverheadWLDFREquipment / facility failureAggregated | WLDFR | HFTD - Distribution - 3QU CoRE ¦ 3QU LoRE | Non-Red Flag Warning - Destructive Fires | Equipment / facility failure | Aggregated | 2021 | 3.4044e-08 | 1018.993 | 3.469e-05 | 2021 | Control | 0.046366 | 1 | 0 | esc | 7.5573e-06 | 3.628e-08 | 0 | 0 | 0 | 0 | 0 | 0 | 0 | 0 | 0 | 0
[35 empty] | 7.3.6.8 Protective equipment and device settings | WLDFR | HFTD - Distribution - Tier 3 - 3QU CoRE ¦ 1QU LoRE | 2023 | 0.87344 | [8 empty] | 0 | 0 | 0 | 0 | 2.4628 | 252.8579 | 0 | 252.8579 |  |  | 0 | 220.8559 | 0 | 0 | 0 | 0 | 0 | 0 | 0 | 0 | [11 empty] | WLDFR | HFTD - Distribution - 3QU CoRE ¦ 3QU LoRE | Non-Red Flag Warning - Destructive Fires | 2022 | 0 | 3.6009e-08 | 0 | 0 | 0 | 0 | 8489.5411 | 202.8477 | 8286.6934 | 0 | 0 | 0 | 0 | 0 | 0 | 0 | 1.194e-06 | 0 | 0 | 0 | 0.0003057 | 0 | 0.0003057 | 0 | 0 | 0 | 0 | 0 | 0 | 0 | 0 | 0 | 0 | 0 | 0 |  |  | Patrols - Distribution OverheadWLDFREquipment / facility failureAggregated | WLDFR | HFTD - Distribution - 3QU CoRE ¦ 3QU LoRE | Non-Red Flag Warning - Destructive Fires | Equipment / facility failure | Aggregated | 2022 | 3.3008e-08 | 1018.993 | 3.3635e-05 | 2022 | Control | 0.046366 | 1 | 0 | esc | 0 | 0 | 7.5008e-06 | 3.6009e-08 | 0 | 0 | 0 | 0 | 0 | 0 | 0 | 0
[35 empty] | 7.3.6.8 Protective equipment and device settings | WLDFR | HFTD - Distribution - Tier 3 - 3QU CoRE ¦ 2QU LoRE | 2022 | 0.93458 | [8 empty] | 2.5884 | 259.2562 | 0 | 259.2562 | 0 | 0 | 0 | 0 |  |  | 242.2955 | 0 | 2.5884 | 2.4191 | 259.2562 | 242.2955 | 0 | 0 | 259.2562 | 242.2955 | [11 empty] | WLDFR | HFTD - Distribution - 3QU CoRE ¦ 3QU LoRE | Non-Red Flag Warning - Destructive Fires | 2023 | 0 | 0 | 5.4255e-08 | 0 | 0 | 0 | 8507.4426 | 202.8477 | 8304.5949 | 0 | 0 | 0 | 0 | 0 | 0 | 0 | 1.1974e-06 | 0 | 0 | 0 | 0 | 0 | 0 | 0.00046157 | 0 | 0.00046157 | 0 | 0 | 0 | 0 | 0 | 0 | 0 | 0 | 0 |  |  | Patrols - Distribution OverheadWLDFREquipment / facility failureAggregated | WLDFR | HFTD - Distribution - 3QU CoRE ¦ 3QU LoRE | Non-Red Flag Warning - Destructive Fires | Equipment / facility failure | Aggregated | 2023 | 3.2971e-08 | 1018.993 | 3.3597e-05 | 2023 | Control | 0.046366 | 1 | 0 | esc | 0 | 0 | 0 | 0 | 7.4662e-06 | 5.4255e-08 | 0 | 0 | 0 | 0 | 0 | 0
[35 empty] | 7.3.6.8 Protective equipment and device settings | WLDFR | HFTD - Distribution - Tier 3 - 3QU CoRE ¦ 2QU LoRE | 2023 | 0.87344 | [8 empty] | 0 | 0 | 0 | 0 | 2.5884 | 268.756 | 0 | 268.756 |  |  | 0 | 234.7419 | 0 | 0 | 0 | 0 | 0 | 0 | 0 | 0 | [11 empty] | WLDFR | HFTD - Distribution - 3QU CoRE ¦ 3QU LoRE | Non-Red Flag Warning - Destructive Fires | 2024 | 0 | 0 | 0 | 5.4255e-08 | 0 | 0 | 8507.4426 | 202.8477 | 8304.5949 | 0 | 0 | 0 | 0 | 0 | 0 | 0 | 1.1974e-06 | 0 | 0 | 0 | 0 | 0 | 0 | 0 | 0 | 0 | 0.00046157 | 0 | 0.00046157 | 0 | 0 | 0 | 0 | 0 | 0 |  |  | Patrols - Distribution OverheadWLDFREquipment / facility failureAggregated | WLDFR | HFTD - Distribution - 3QU CoRE ¦ 3QU LoRE | Non-Red Flag Warning - Destructive Fires | Equipment / facility failure | Aggregated | 2024 | 3.2971e-08 | 1018.993 | 3.3597e-05 | 2024 | Control | 0.046366 | 1 | 0 | esc | 0 | 0 | 0 | 0 | 0 | 0 | 7.4662e-06 | 5.4255e-08 | 0 | 0 | 0 | 0
[35 empty] | 7.3.6.8 Protective equipment and device settings | WLDFR | HFTD - Distribution - Tier 3 - 3QU CoRE ¦ 3QU LoRE | 2022 | 0.93458 | [8 empty] | 0.71892 | 66.944 | 0 | 66.944 | 0 | 0 | 0 | 0 |  |  | 62.5645 | 0 | 0.71892 | 0.67189 | 66.944 | 62.5645 | 0 | 0 | 66.944 | 62.5645 | [11 empty] | WLDFR | HFTD - Distribution - 3QU CoRE ¦ 3QU LoRE | Non-Red Flag Warning - Destructive Fires | 2025 | 0 | 0 | 0 | 0 | 5.4255e-08 | 0 | 8507.4426 | 202.8477 | 8304.5949 | 0 | 0 | 0 | 0 | 0 | 0 | 0 | 1.1974e-06 | 0 | 0 | 0 | 0 | 0 | 0 | 0 | 0 | 0 | 0 | 0 | 0 | 0.00046157 | 0 | 0.00046157 | 0 | 0 | 0 |  |  | Patrols - Distribution OverheadWLDFREquipment / facility failureAggregated | WLDFR | HFTD - Distribution - 3QU CoRE ¦ 3QU LoRE | Non-Red Flag Warning - Destructive Fires | Equipment / facility failure | Aggregated | 2025 | 3.2971e-08 | 1018.993 | 3.3597e-05 | 2025 | Control | 0.046366 | 1 | 0 | esc | 0 | 0 | 0 | 0 | 0 | 0 | 0 | 0 | 7.4662e-06 | 5.4255e-08 | 0 | 0
[35 empty] | 7.3.6.8 Protective equipment and device settings | WLDFR | HFTD - Distribution - Tier 3 - 3QU CoRE ¦ 3QU LoRE | 2023 | 0.87344 | [8 empty] | 0 | 0 | 0 | 0 | 0.71892 | 69.3971 | 0 | 69.3971 |  |  | 0 | 60.6141 | 0 | 0 | 0 | 0 | 0 | 0 | 0 | 0 | [11 empty] | WLDFR | HFTD - Distribution - 3QU CoRE ¦ 3QU LoRE | Non-Red Flag Warning - Destructive Fires | 2026 | 0 | 0 | 0 | 0 | 0 | 5.4255e-08 | 8507.4426 | 202.8477 | 8304.5949 | 0 | 0 | 0 | 0 | 0 | 0 | 0 | 1.1974e-06 | 0 | 0 | 0 | 0 | 0 | 0 | 0 | 0 | 0 | 0 | 0 | 0 | 0 | 0 | 0 | 0.00046157 | 0 | 0.00046157 |  |  | Patrols - Distribution OverheadWLDFREquipment / facility failureAggregated | WLDFR | HFTD - Distribution - 3QU CoRE ¦ 3QU LoRE | Non-Red Flag Warning - Destructive Fires | Equipment / facility failure | Aggregated | 2026 | 3.2971e-08 | 1018.993 | 3.3597e-05 | 2026 | Control | 0.046366 | 1 | 0 | esc | 0 | 0 | 0 | 0 | 0 | 0 | 0 | 0 | 0 | 0 | 7.4662e-06 | 5.4255e-08
[35 empty] | 7.3.6.8 Protective equipment and device settings | WLDFR | HFTD - Distribution - Tier 3 - 3QU CoRE ¦ 4QU LoRE | 2022 | 0.93458 | [8 empty] | 0.57102 | 58.3438 | 0 | 58.3438 | 0 | 0 | 0 | 0 |  |  | 54.5269 | 0 | 0.57102 | 0.53366 | 58.3438 | 54.5269 | 0 | 0 | 58.3438 | 54.5269 | [11 empty] | WLDFR | HFTD - Distribution - 3QU CoRE ¦ 3QU LoRE | Non-Red Flag Warning - Large Fires | 2021 | 5.4467e-07 | 0 | 0 | 0 | 0 | 0 | 5.1078 | 0.69027 | 2.8264 | 1.5911 | 0 | 0 | 0 | 0 | 0 | 0 | 1.621e-05 | 2.782e-06 | 0 | 2.782e-06 | 0 | 0 | 0 | 0 | 0 | 0 | 0 | 0 | 0 | 0 | 0 | 0 | 0 | 0 | 0 |  |  | Patrols - Distribution OverheadWLDFREquipment / facility failureAggregated | WLDFR | HFTD - Distribution - 3QU CoRE ¦ 3QU LoRE | Non-Red Flag Warning - Large Fires | Equipment / facility failure | Aggregated | 2021 | 5.1109e-07 | 1018.993 | 0.0005208 | 2021 | Control | 0.046366 | 1 | 0 | esc | 0.00011346 | 5.4467e-07 | 0 | 0 | 0 | 0 | 0 | 0 | 0 | 0 | 0 | 0
[35 empty] | 7.3.6.8 Protective equipment and device settings | WLDFR | HFTD - Distribution - Tier 3 - 3QU CoRE ¦ 4QU LoRE | 2023 | 0.87344 | [8 empty] | 0 | 0 | 0 | 0 | 0.57102 | 60.4816 | 0 | 60.4816 |  |  | 0 | 52.827 | 0 | 0 | 0 | 0 | 0 | 0 | 0 | 0 | [11 empty] | WLDFR | HFTD - Distribution - 3QU CoRE ¦ 3QU LoRE | Non-Red Flag Warning - Large Fires | 2022 | 0 | 5.4051e-07 | 0 | 0 | 0 | 0 | 5.0739 | 0.68415 | 2.8096 | 1.5801 | 0 | 0 | 0 | 0 | 0 | 0 | 1.5758e-05 | 0 | 0 | 0 | 2.7425e-06 | 0 | 2.7425e-06 | 0 | 0 | 0 | 0 | 0 | 0 | 0 | 0 | 0 | 0 | 0 | 0 |  |  | Patrols - Distribution OverheadWLDFREquipment / facility failureAggregated | WLDFR | HFTD - Distribution - 3QU CoRE ¦ 3QU LoRE | Non-Red Flag Warning - Large Fires | Equipment / facility failure | Aggregated | 2022 | 4.9547e-07 | 1018.993 | 0.00050488 | 2022 | Control | 0.046366 | 1 | 0 | esc | 0 | 0 | 0.00011259 | 5.4051e-07 | 0 | 0 | 0 | 0 | 0 | 0 | 0 | 0
[35 empty] | 7.3.6.8 Protective equipment and device settings | WLDFR | HFTD - Distribution - Tier 3 - 3QU CoRE ¦ 5QU LoRE | 2022 | 0.93458 | [8 empty] | 0.23401 | 21.3445 | 0 | 21.3445 | 0 | 0 | 0 | 0 |  |  | 19.9481 | 0 | 0.23401 | 0.2187 | 21.3445 | 19.9481 | 0 | 0 | 21.3445 | 19.9481 | [11 empty] | WLDFR | HFTD - Distribution - 3QU CoRE ¦ 3QU LoRE | Non-Red Flag Warning - Large Fires | 2023 | 0 | 0 | 8.144e-07 | 0 | 0 | 0 | 5.1712 | 0.68415 | 2.907 | 1.5801 | 0 | 0 | 0 | 0 | 0 | 0 | 1.581e-05 | 0 | 0 | 0 | 0 | 0 | 0 | 4.2115e-06 | 0 | 4.2115e-06 | 0 | 0 | 0 | 0 | 0 | 0 | 0 | 0 | 0 |  |  | Patrols - Distribution OverheadWLDFREquipment / facility failureAggregated | WLDFR | HFTD - Distribution - 3QU CoRE ¦ 3QU LoRE | Non-Red Flag Warning - Large Fires | Equipment / facility failure | Aggregated | 2023 | 4.9492e-07 | 1018.993 | 0.00050432 | 2023 | Control | 0.046366 | 1 | 0 | esc | 0 | 0 | 0 | 0 | 0.00011207 | 8.144e-07 | 0 | 0 | 0 | 0 | 0 | 0
[35 empty] | 7.3.6.8 Protective equipment and device settings | WLDFR | HFTD - Distribution - Tier 3 - 3QU CoRE ¦ 5QU LoRE | 2023 | 0.87344 | [8 empty] | 0 | 0 | 0 | 0 | 0.23401 | 22.1266 | 0 | 22.1266 |  |  | 0 | 19.3262 | 0 | 0 | 0 | 0 | 0 | 0 | 0 | 0 | [11 empty] | WLDFR | HFTD - Distribution - 3QU CoRE ¦ 3QU LoRE | Non-Red Flag Warning - Large Fires | 2024 | 0 | 0 | 0 | 8.144e-07 | 0 | 0 | 5.1712 | 0.68415 | 2.907 | 1.5801 | 0 | 0 | 0 | 0 | 0 | 0 | 1.581e-05 | 0 | 0 | 0 | 0 | 0 | 0 | 0 | 0 | 0 | 4.2115e-06 | 0 | 4.2115e-06 | 0 | 0 | 0 | 0 | 0 | 0 |  |  | Patrols - Distribution OverheadWLDFREquipment / facility failureAggregated | WLDFR | HFTD - Distribution - 3QU CoRE ¦ 3QU LoRE | Non-Red Flag Warning - Large Fires | Equipment / facility failure | Aggregated | 2024 | 4.9492e-07 | 1018.993 | 0.00050432 | 2024 | Control | 0.046366 | 1 | 0 | esc | 0 | 0 | 0 | 0 | 0 | 0 | 0.00011207 | 8.144e-07 | 0 | 0 | 0 | 0
[35 empty] | 7.3.6.8 Protective equipment and device settings | WLDFR | HFTD - Distribution - Tier 3 - 4QU CoRE ¦ 1QU LoRE | 2022 | 0.93458 | [8 empty] | 3.638 | 124.3468 | 0 | 124.3468 | 0 | 0 | 0 | 0 |  |  | 116.212 | 0 | 3.638 | 3.4 | 124.3468 | 116.212 | 0 | 0 | 124.3468 | 116.212 | [11 empty] | WLDFR | HFTD - Distribution - 3QU CoRE ¦ 3QU LoRE | Non-Red Flag Warning - Large Fires | 2025 | 0 | 0 | 0 | 0 | 8.144e-07 | 0 | 5.1712 | 0.68415 | 2.907 | 1.5801 | 0 | 0 | 0 | 0 | 0 | 0 | 1.581e-05 | 0 | 0 | 0 | 0 | 0 | 0 | 0 | 0 | 0 | 0 | 0 | 0 | 4.2115e-06 | 0 | 4.2115e-06 | 0 | 0 | 0 |  |  | Patrols - Distribution OverheadWLDFREquipment / facility failureAggregated | WLDFR | HFTD - Distribution - 3QU CoRE ¦ 3QU LoRE | Non-Red Flag Warning - Large Fires | Equipment / facility failure | Aggregated | 2025 | 4.9492e-07 | 1018.993 | 0.00050432 | 2025 | Control | 0.046366 | 1 | 0 | esc | 0 | 0 | 0 | 0 | 0 | 0 | 0 | 0 | 0.00011207 | 8.144e-07 | 0 | 0
[35 empty] | 7.3.6.8 Protective equipment and device settings | WLDFR | HFTD - Distribution - Tier 3 - 4QU CoRE ¦ 1QU LoRE | 2023 | 0.87344 | [8 empty] | 0 | 0 | 0 | 0 | 3.638 | 128.9025 | 0 | 128.9025 |  |  | 0 | 112.5884 | 0 | 0 | 0 | 0 | 0 | 0 | 0 | 0 | [11 empty] | WLDFR | HFTD - Distribution - 3QU CoRE ¦ 3QU LoRE | Non-Red Flag Warning - Large Fires | 2026 | 0 | 0 | 0 | 0 | 0 | 8.144e-07 | 5.1712 | 0.68415 | 2.907 | 1.5801 | 0 | 0 | 0 | 0 | 0 | 0 | 1.581e-05 | 0 | 0 | 0 | 0 | 0 | 0 | 0 | 0 | 0 | 0 | 0 | 0 | 0 | 0 | 0 | 4.2115e-06 | 0 | 4.2115e-06 |  |  | Patrols - Distribution OverheadWLDFREquipment / facility failureAggregated | WLDFR | HFTD - Distribution - 3QU CoRE ¦ 3QU LoRE | Non-Red Flag Warning - Large Fires | Equipment / facility failure | Aggregated | 2026 | 4.9492e-07 | 1018.993 | 0.00050432 | 2026 | Control | 0.046366 | 1 | 0 | esc | 0 | 0 | 0 | 0 | 0 | 0 | 0 | 0 | 0 | 0 | 0.00011207 | 8.144e-07
[35 empty] | 7.3.6.8 Protective equipment and device settings | WLDFR | HFTD - Distribution - Tier 3 - 4QU CoRE ¦ 2QU LoRE | 2022 | 0.93458 | [8 empty] | 2.3913 | 69.8752 | 0 | 69.8752 | 0 | 0 | 0 | 0 |  |  | 65.3039 | 0 | 2.3913 | 2.2349 | 69.8752 | 65.3039 | 0 | 0 | 69.8752 | 65.3039 | [11 empty] | WLDFR | HFTD - Distribution - 3QU CoRE ¦ 3QU LoRE | Non-Red Flag Warning - Small Fires | 2021 | 0.0001832 | 0 | 0 | 0 | 0 | 0 | 0.077861 | 0.036425 | 0.0015416 | 0.039895 | 0 | 0 | 0 | 0 | 0 | 0 | 0.0032288 | 1.4265e-05 | 0 | 1.4265e-05 | 0 | 0 | 0 | 0 | 0 | 0 | 0 | 0 | 0 | 0 | 0 | 0 | 0 | 0 | 0 |  |  | Patrols - Distribution OverheadWLDFREquipment / facility failureAggregated | WLDFR | HFTD - Distribution - 3QU CoRE ¦ 3QU LoRE | Non-Red Flag Warning - Small Fires | Equipment / facility failure | Aggregated | 2021 | 0.00017191 | 1018.993 | 0.17518 | 2021 | Control | 0.046366 | 1 | 0 | esc | 0.038162 | 0.0001832 | 0 | 0 | 0 | 0 | 0 | 0 | 0 | 0 | 0 | 0
[35 empty] | 7.3.6.8 Protective equipment and device settings | WLDFR | HFTD - Distribution - Tier 3 - 4QU CoRE ¦ 2QU LoRE | 2023 | 0.87344 | [8 empty] | 0 | 0 | 0 | 0 | 2.3913 | 72.4351 | 0 | 72.4351 |  |  | 0 | 63.2676 | 0 | 0 | 0 | 0 | 0 | 0 | 0 | 0 | [11 empty] | WLDFR | HFTD - Distribution - 3QU CoRE ¦ 3QU LoRE | Non-Red Flag Warning - Small Fires | 2022 | 0 | 0.00018327 | 0 | 0 | 0 | 0 | 0.077861 | 0.036425 | 0.0015416 | 0.039895 | 0 | 0 | 0 | 0 | 0 | 0 | 0.0031556 | 0 | 0 | 0 | 1.427e-05 | 0 | 1.427e-05 | 0 | 0 | 0 | 0 | 0 | 0 | 0 | 0 | 0 | 0 | 0 | 0 |  |  | Patrols - Distribution OverheadWLDFREquipment / facility failureAggregated | WLDFR | HFTD - Distribution - 3QU CoRE ¦ 3QU LoRE | Non-Red Flag Warning - Small Fires | Equipment / facility failure | Aggregated | 2022 | 0.000168 | 1018.993 | 0.17119 | 2022 | Control | 0.046366 | 1 | 0 | esc | 0 | 0 | 0.038176 | 0.00018327 | 0 | 0 | 0 | 0 | 0 | 0 | 0 | 0
[35 empty] | 7.3.6.8 Protective equipment and device settings | WLDFR | HFTD - Distribution - Tier 3 - 4QU CoRE ¦ 3QU LoRE | 2022 | 0.93458 | [8 empty] | 1.2632 | 36.185 | 0 | 36.185 | 0 | 0 | 0 | 0 |  |  | 33.8177 | 0 | 1.2632 | 1.1805 | 36.185 | 33.8177 | 0 | 0 | 36.185 | 33.8177 | [11 empty] | WLDFR | HFTD - Distribution - 3QU CoRE ¦ 3QU LoRE | Non-Red Flag Warning - Small Fires | 2023 | 0 | 0 | 0.00027573 | 0 | 0 | 0 | 0.077901 | 0.036425 | 0.0015809 | 0.039895 | 0 | 0 | 0 | 0 | 0 | 0 | 0.0031646 | 0 | 0 | 0 | 0 | 0 | 0 | 2.148e-05 | 0 | 2.148e-05 | 0 | 0 | 0 | 0 | 0 | 0 | 0 | 0 | 0 |  |  | Patrols - Distribution OverheadWLDFREquipment / facility failureAggregated | WLDFR | HFTD - Distribution - 3QU CoRE ¦ 3QU LoRE | Non-Red Flag Warning - Small Fires | Equipment / facility failure | Aggregated | 2023 | 0.00016756 | 1018.993 | 0.17075 | 2023 | Control | 0.046366 | 1 | 0 | esc | 0 | 0 | 0 | 0 | 0.037944 | 0.00027573 | 0 | 0 | 0 | 0 | 0 | 0
[35 empty] | 7.3.6.8 Protective equipment and device settings | WLDFR | HFTD - Distribution - Tier 3 - 4QU CoRE ¦ 3QU LoRE | 2023 | 0.87344 | [8 empty] | 0 | 0 | 0 | 0 | 1.2632 | 37.5106 | 0 | 37.5106 |  |  | 0 | 32.7633 | 0 | 0 | 0 | 0 | 0 | 0 | 0 | 0 | [11 empty] | WLDFR | HFTD - Distribution - 3QU CoRE ¦ 3QU LoRE | Non-Red Flag Warning - Small Fires | 2024 | 0 | 0 | 0 | 0.00027573 | 0 | 0 | 0.077901 | 0.036425 | 0.0015809 | 0.039895 | 0 | 0 | 0 | 0 | 0 | 0 | 0.0031646 | 0 | 0 | 0 | 0 | 0 | 0 | 0 | 0 | 0 | 2.148e-05 | 0 | 2.148e-05 | 0 | 0 | 0 | 0 | 0 | 0 |  |  | Patrols - Distribution OverheadWLDFREquipment / facility failureAggregated | WLDFR | HFTD - Distribution - 3QU CoRE ¦ 3QU LoRE | Non-Red Flag Warning - Small Fires | Equipment / facility failure | Aggregated | 2024 | 0.00016756 | 1018.993 | 0.17075 | 2024 | Control | 0.046366 | 1 | 0 | esc | 0 | 0 | 0 | 0 | 0 | 0 | 0.037944 | 0.00027573 | 0 | 0 | 0 | 0
[35 empty] | 7.3.6.8 Protective equipment and device settings | WLDFR | HFTD - Distribution - Tier 3 - 4QU CoRE ¦ 4QU LoRE | 2022 | 0.93458 | [8 empty] | 0.53881 | 18.9562 | 0 | 18.9562 | 0 | 0 | 0 | 0 |  |  | 17.7161 | 0 | 0.53881 | 0.50356 | 18.9562 | 17.7161 | 0 | 0 | 18.9562 | 17.7161 | [11 empty] | WLDFR | HFTD - Distribution - 3QU CoRE ¦ 3QU LoRE | Non-Red Flag Warning - Small Fires | 2025 | 0 | 0 | 0 | 0 | 0.00027573 | 0 | 0.077901 | 0.036425 | 0.0015809 | 0.039895 | 0 | 0 | 0 | 0 | 0 | 0 | 0.0031646 | 0 | 0 | 0 | 0 | 0 | 0 | 0 | 0 | 0 | 0 | 0 | 0 | 2.148e-05 | 0 | 2.148e-05 | 0 | 0 | 0 |  |  | Patrols - Distribution OverheadWLDFREquipment / facility failureAggregated | WLDFR | HFTD - Distribution - 3QU CoRE ¦ 3QU LoRE | Non-Red Flag Warning - Small Fires | Equipment / facility failure | Aggregated | 2025 | 0.00016756 | 1018.993 | 0.17075 | 2025 | Control | 0.046366 | 1 | 0 | esc | 0 | 0 | 0 | 0 | 0 | 0 | 0 | 0 | 0.037944 | 0.00027573 | 0 | 0
[35 empty] | 7.3.6.8 Protective equipment and device settings | WLDFR | HFTD - Distribution - Tier 3 - 4QU CoRE ¦ 4QU LoRE | 2023 | 0.87344 | [8 empty] | 0 | 0 | 0 | 0 | 0.53881 | 19.6507 | 0 | 19.6507 |  |  | 0 | 17.1637 | 0 | 0 | 0 | 0 | 0 | 0 | 0 | 0 | [11 empty] | WLDFR | HFTD - Distribution - 3QU CoRE ¦ 3QU LoRE | Non-Red Flag Warning - Small Fires | 2026 | 0 | 0 | 0 | 0 | 0 | 0.00027573 | 0.077901 | 0.036425 | 0.0015809 | 0.039895 | 0 | 0 | 0 | 0 | 0 | 0 | 0.0031646 | 0 | 0 | 0 | 0 | 0 | 0 | 0 | 0 | 0 | 0 | 0 | 0 | 0 | 0 | 0 | 2.148e-05 | 0 | 2.148e-05 |  |  | Patrols - Distribution OverheadWLDFREquipment / facility failureAggregated | WLDFR | HFTD - Distribution - 3QU CoRE ¦ 3QU LoRE | Non-Red Flag Warning - Small Fires | Equipment / facility failure | Aggregated | 2026 | 0.00016756 | 1018.993 | 0.17075 | 2026 | Control | 0.046366 | 1 | 0 | esc | 0 | 0 | 0 | 0 | 0 | 0 | 0 | 0 | 0 | 0 | 0.037944 | 0.00027573
[35 empty] | 7.3.6.8 Protective equipment and device settings | WLDFR | HFTD - Distribution - Tier 3 - 4QU CoRE ¦ 5QU LoRE | 2022 | 0.93458 | [8 empty] | 0.21037 | 7.0154 | 0 | 7.0154 | 0 | 0 | 0 | 0 |  |  | 6.5565 | 0 | 0.21037 | 0.1966 | 7.0154 | 6.5565 | 0 | 0 | 7.0154 | 6.5565 | [11 empty] | WLDFR | HFTD - Distribution - 3QU CoRE ¦ 3QU LoRE | Red Flag Warning - Catastrophic Fires | 2021 | 3.3206e-06 | 0 | 0 | 0 | 0 | 0 | 13887.861 | 212.4034 | 8426.443 | 5249.0147 | 0 | 0 | 0 | 0 | 0 | 0 | 2.4662e-05 | 0.046115 | 0 | 0.046115 | 0 | 0 | 0 | 0 | 0 | 0 | 0 | 0 | 0 | 0 | 0 | 0 | 0 | 0 | 0 |  |  | Patrols - Distribution OverheadWLDFREquipment / facility failureAggregated | WLDFR | HFTD - Distribution - 3QU CoRE ¦ 3QU LoRE | Red Flag Warning - Catastrophic Fires | Equipment / facility failure | Aggregated | 2021 | 3.1159e-06 | 1018.993 | 0.0031751 | 2021 | Control | 0.046366 | 1 | 0 | esc | 0.00069169 | 3.3206e-06 | 0 | 0 | 0 | 0 | 0 | 0 | 0 | 0 | 0 | 0
[35 empty] | 7.3.6.8 Protective equipment and device settings | WLDFR | HFTD - Distribution - Tier 3 - 4QU CoRE ¦ 5QU LoRE | 2023 | 0.87344 | [8 empty] | 0 | 0 | 0 | 0 | 0.21037 | 7.2724 | 0 | 7.2724 |  |  | 0 | 6.352 | 0 | 0 | 0 | 0 | 0 | 0 | 0 | 0 | [11 empty] | WLDFR | HFTD - Distribution - 3QU CoRE ¦ 3QU LoRE | Red Flag Warning - Catastrophic Fires | 2022 | 0 | 3.2962e-06 | 0 | 0 | 0 | 0 | 13650.1655 | 202.8477 | 8286.6934 | 5160.6244 | 0 | 0 | 0 | 0 | 0 | 0 | 2.3774e-05 | 0 | 0 | 0 | 0.044994 | 0 | 0.044994 | 0 | 0 | 0 | 0 | 0 | 0 | 0 | 0 | 0 | 0 | 0 | 0 |  |  | Patrols - Distribution OverheadWLDFREquipment / facility failureAggregated | WLDFR | HFTD - Distribution - 3QU CoRE ¦ 3QU LoRE | Red Flag Warning - Catastrophic Fires | Equipment / facility failure | Aggregated | 2022 | 3.0216e-06 | 1018.993 | 0.0030789 | 2022 | Control | 0.046366 | 1 | 0 | esc | 0 | 0 | 0.00068662 | 3.2962e-06 | 0 | 0 | 0 | 0 | 0 | 0 | 0 | 0
[35 empty] | 7.3.6.8 Protective equipment and device settings | WLDFR | HFTD - Distribution - Tier 3 - 5QU CoRE ¦ 1QU LoRE | 2022 | 0.93458 | [8 empty] | 10.5517 | 40.7471 | 0 | 40.7471 | 0 | 0 | 0 | 0 |  |  | 38.0814 | 0 | 10.5517 | 9.8614 | 40.7471 | 38.0814 | 0 | 0 | 40.7471 | 38.0814 | [11 empty] | WLDFR | HFTD - Distribution - 3QU CoRE ¦ 3QU LoRE | Red Flag Warning - Catastrophic Fires | 2023 | 0 | 0 | 5.1386e-06 | 0 | 0 | 0 | 13668.067 | 202.8477 | 8304.5949 | 5160.6244 | 0 | 0 | 0 | 0 | 0 | 0 | 2.4706e-05 | 0 | 0 | 0 | 0 | 0 | 0 | 0.070234 | 0 | 0.070234 | 0 | 0 | 0 | 0 | 0 | 0 | 0 | 0 | 0 |  |  | Patrols - Distribution OverheadWLDFREquipment / facility failureAggregated | WLDFR | HFTD - Distribution - 3QU CoRE ¦ 3QU LoRE | Red Flag Warning - Catastrophic Fires | Equipment / facility failure | Aggregated | 2023 | 3.1227e-06 | 1018.993 | 0.0031821 | 2023 | Control | 0.046366 | 1 | 0 | esc | 0 | 0 | 0 | 0 | 0.00070713 | 5.1386e-06 | 0 | 0 | 0 | 0 | 0 | 0
[35 empty] | 7.3.6.8 Protective equipment and device settings | WLDFR | HFTD - Distribution - Tier 3 - 5QU CoRE ¦ 1QU LoRE | 2023 | 0.87344 | [8 empty] | 0 | 0 | 0 | 0 | 10.5517 | 42.2385 | 0 | 42.2385 |  |  | 0 | 36.8928 | 0 | 0 | 0 | 0 | 0 | 0 | 0 | 0 | [11 empty] | WLDFR | HFTD - Distribution - 3QU CoRE ¦ 3QU LoRE | Red Flag Warning - Catastrophic Fires | 2024 | 0 | 0 | 0 | 5.1386e-06 | 0 | 0 | 13668.067 | 202.8477 | 8304.5949 | 5160.6244 | 0 | 0 | 0 | 0 | 0 | 0 | 2.4706e-05 | 0 | 0 | 0 | 0 | 0 | 0 | 0 | 0 | 0 | 0.070234 | 0 | 0.070234 | 0 | 0 | 0 | 0 | 0 | 0 |  |  | Patrols - Distribution OverheadWLDFREquipment / facility failureAggregated | WLDFR | HFTD - Distribution - 3QU CoRE ¦ 3QU LoRE | Red Flag Warning - Catastrophic Fires | Equipment / facility failure | Aggregated | 2024 | 3.1227e-06 | 1018.993 | 0.0031821 | 2024 | Control | 0.046366 | 1 | 0 | esc | 0 | 0 | 0 | 0 | 0 | 0 | 0.00070713 | 5.1386e-06 | 0 | 0 | 0 | 0
[35 empty] | 7.3.6.8 Protective equipment and device settings | WLDFR | HFTD - Distribution - Tier 3 - 5QU CoRE ¦ 2QU LoRE | 2022 | 0.93458 | [8 empty] | 2.2565 | 11.0054 | 0 | 11.0054 | 0 | 0 | 0 | 0 |  |  | 10.2854 | 0 | 2.2565 | 2.1089 | 11.0054 | 10.2854 | 0 | 0 | 11.0054 | 10.2854 | [11 empty] | WLDFR | HFTD - Distribution - 3QU CoRE ¦ 3QU LoRE | Red Flag Warning - Catastrophic Fires | 2025 | 0 | 0 | 0 | 0 | 5.1386e-06 | 0 | 13668.067 | 202.8477 | 8304.5949 | 5160.6244 | 0 | 0 | 0 | 0 | 0 | 0 | 2.4706e-05 | 0 | 0 | 0 | 0 | 0 | 0 | 0 | 0 | 0 | 0 | 0 | 0 | 0.070234 | 0 | 0.070234 | 0 | 0 | 0 |  |  | Patrols - Distribution OverheadWLDFREquipment / facility failureAggregated | WLDFR | HFTD - Distribution - 3QU CoRE ¦ 3QU LoRE | Red Flag Warning - Catastrophic Fires | Equipment / facility failure | Aggregated | 2025 | 3.1227e-06 | 1018.993 | 0.0031821 | 2025 | Control | 0.046366 | 1 | 0 | esc | 0 | 0 | 0 | 0 | 0 | 0 | 0 | 0 | 0.00070713 | 5.1386e-06 | 0 | 0
[35 empty] | 7.3.6.8 Protective equipment and device settings | WLDFR | HFTD - Distribution - Tier 3 - 5QU CoRE ¦ 2QU LoRE | 2023 | 0.87344 | [8 empty] | 0 | 0 | 0 | 0 | 2.2565 | 11.4083 | 0 | 11.4083 |  |  | 0 | 9.9644 | 0 | 0 | 0 | 0 | 0 | 0 | 0 | 0 | [11 empty] | WLDFR | HFTD - Distribution - 3QU CoRE ¦ 3QU LoRE | Red Flag Warning - Catastrophic Fires | 2026 | 0 | 0 | 0 | 0 | 0 | 5.1386e-06 | 13668.067 | 202.8477 | 8304.5949 | 5160.6244 | 0 | 0 | 0 | 0 | 0 | 0 | 2.4706e-05 | 0 | 0 | 0 | 0 | 0 | 0 | 0 | 0 | 0 | 0 | 0 | 0 | 0 | 0 | 0 | 0.070234 | 0 | 0.070234 |  |  | Patrols - Distribution OverheadWLDFREquipment / facility failureAggregated | WLDFR | HFTD - Distribution - 3QU CoRE ¦ 3QU LoRE | Red Flag Warning - Catastrophic Fires | Equipment / facility failure | Aggregated | 2026 | 3.1227e-06 | 1018.993 | 0.0031821 | 2026 | Control | 0.046366 | 1 | 0 | esc | 0 | 0 | 0 | 0 | 0 | 0 | 0 | 0 | 0 | 0 | 0.00070713 | 5.1386e-06
[35 empty] | 7.3.6.8 Protective equipment and device settings | WLDFR | HFTD - Distribution - Tier 3 - 5QU CoRE ¦ 3QU LoRE | 2022 | 0.93458 | [8 empty] | 0.63398 | 4.3213 | 0 | 4.3213 | 0 | 0 | 0 | 0 |  |  | 4.0386 | 0 | 0.63398 | 0.59251 | 4.3213 | 4.0386 | 0 | 0 | 4.3213 | 4.0386 | [11 empty] | WLDFR | HFTD - Distribution - 3QU CoRE ¦ 3QU LoRE | Red Flag Warning - Destructive Fires | 2021 | 6.6817e-07 | 0 | 0 | 0 | 0 | 0 | 8638.8464 | 212.4034 | 8426.443 | 0 | 0 | 0 | 0 | 0 | 0 | 0 | 3.4055e-06 | 0.0057722 | 0 | 0.0057722 | 0 | 0 | 0 | 0 | 0 | 0 | 0 | 0 | 0 | 0 | 0 | 0 | 0 | 0 | 0 |  |  | Patrols - Distribution OverheadWLDFREquipment / facility failureAggregated | WLDFR | HFTD - Distribution - 3QU CoRE ¦ 3QU LoRE | Red Flag Warning - Destructive Fires | Equipment / facility failure | Aggregated | 2021 | 6.2698e-07 | 1018.993 | 0.00063889 | 2021 | Control | 0.046366 | 1 | 0 | esc | 0.00013918 | 6.6817e-07 | 0 | 0 | 0 | 0 | 0 | 0 | 0 | 0 | 0 | 0
[35 empty] | 7.3.6.8 Protective equipment and device settings | WLDFR | HFTD - Distribution - Tier 3 - 5QU CoRE ¦ 3QU LoRE | 2023 | 0.87344 | [8 empty] | 0 | 0 | 0 | 0 | 0.63398 | 4.4795 | 0 | 4.4795 |  |  | 0 | 3.9125 | 0 | 0 | 0 | 0 | 0 | 0 | 0 | 0 | [11 empty] | WLDFR | HFTD - Distribution - 3QU CoRE ¦ 3QU LoRE | Red Flag Warning - Destructive Fires | 2022 | 0 | 6.6327e-07 | 0 | 0 | 0 | 0 | 8489.5411 | 202.8477 | 8286.6934 | 0 | 0 | 0 | 0 | 0 | 0 | 0 | 3.2842e-06 | 0 | 0 | 0 | 0.0056309 | 0 | 0.0056309 | 0 | 0 | 0 | 0 | 0 | 0 | 0 | 0 | 0 | 0 | 0 | 0 |  |  | Patrols - Distribution OverheadWLDFREquipment / facility failureAggregated | WLDFR | HFTD - Distribution - 3QU CoRE ¦ 3QU LoRE | Red Flag Warning - Destructive Fires | Equipment / facility failure | Aggregated | 2022 | 6.08e-07 | 1018.993 | 0.00061955 | 2022 | Control | 0.046366 | 1 | 0 | esc | 0 | 0 | 0.00013816 | 6.6327e-07 | 0 | 0 | 0 | 0 | 0 | 0 | 0 | 0
[35 empty] | 7.3.6.8 Protective equipment and device settings | WLDFR | HFTD - Distribution - Tier 3 - 5QU CoRE ¦ 4QU LoRE | 2022 | 0.93458 | [8 empty] | 0.24997 | 1.5465 | 0 | 1.5465 | 0 | 0 | 0 | 0 |  |  | 1.4453 | 0 | 0.24997 | 0.23362 | 1.5465 | 1.4453 | 0 | 0 | 1.5465 | 1.4453 | [11 empty] | WLDFR | HFTD - Distribution - 3QU CoRE ¦ 3QU LoRE | Red Flag Warning - Destructive Fires | 2023 | 0 | 0 | 1.034e-06 | 0 | 0 | 0 | 8507.4426 | 202.8477 | 8304.5949 | 0 | 0 | 0 | 0 | 0 | 0 | 0 | 3.4116e-06 | 0 | 0 | 0 | 0 | 0 | 0 | 0.0087966 | 0 | 0.0087966 | 0 | 0 | 0 | 0 | 0 | 0 | 0 | 0 | 0 |  |  | Patrols - Distribution OverheadWLDFREquipment / facility failureAggregated | WLDFR | HFTD - Distribution - 3QU CoRE ¦ 3QU LoRE | Red Flag Warning - Destructive Fires | Equipment / facility failure | Aggregated | 2023 | 6.2836e-07 | 1018.993 | 0.00064029 | 2023 | Control | 0.046366 | 1 | 0 | esc | 0 | 0 | 0 | 0 | 0.00014229 | 1.034e-06 | 0 | 0 | 0 | 0 | 0 | 0
[35 empty] | 7.3.6.8 Protective equipment and device settings | WLDFR | HFTD - Distribution - Tier 3 - 5QU CoRE ¦ 4QU LoRE | 2023 | 0.87344 | [8 empty] | 0 | 0 | 0 | 0 | 0.24997 | 1.6031 | 0 | 1.6031 |  |  | 0 | 1.4002 | 0 | 0 | 0 | 0 | 0 | 0 | 0 | 0 | [11 empty] | WLDFR | HFTD - Distribution - 3QU CoRE ¦ 3QU LoRE | Red Flag Warning - Destructive Fires | 2024 | 0 | 0 | 0 | 1.034e-06 | 0 | 0 | 8507.4426 | 202.8477 | 8304.5949 | 0 | 0 | 0 | 0 | 0 | 0 | 0 | 3.4116e-06 | 0 | 0 | 0 | 0 | 0 | 0 | 0 | 0 | 0 | 0.0087966 | 0 | 0.0087966 | 0 | 0 | 0 | 0 | 0 | 0 |  |  | Patrols - Distribution OverheadWLDFREquipment / facility failureAggregated | WLDFR | HFTD - Distribution - 3QU CoRE ¦ 3QU LoRE | Red Flag Warning - Destructive Fires | Equipment / facility failure | Aggregated | 2024 | 6.2836e-07 | 1018.993 | 0.00064029 | 2024 | Control | 0.046366 | 1 | 0 | esc | 0 | 0 | 0 | 0 | 0 | 0 | 0.00014229 | 1.034e-06 | 0 | 0 | 0 | 0
[35 empty] | 7.3.6.8 Protective equipment and device settings | WLDFR | HFTD - Distribution - Tier 3 - 5QU CoRE ¦ 5QU LoRE | 2022 | 0.93458 | [8 empty] | 0.16766 | 0.92632 | 0 | 0.92632 | 0 | 0 | 0 | 0 |  |  | 0.86572 | 0 | 0.16766 | 0.15669 | 0.92632 | 0.86572 | 0 | 0 | 0.92632 | 0.86572 | [11 empty] | WLDFR | HFTD - Distribution - 3QU CoRE ¦ 3QU LoRE | Red Flag Warning - Destructive Fires | 2025 | 0 | 0 | 0 | 0 | 1.034e-06 | 0 | 8507.4426 | 202.8477 | 8304.5949 | 0 | 0 | 0 | 0 | 0 | 0 | 0 | 3.4116e-06 | 0 | 0 | 0 | 0 | 0 | 0 | 0 | 0 | 0 | 0 | 0 | 0 | 0.0087966 | 0 | 0.0087966 | 0 | 0 | 0 |  |  | Patrols - Distribution OverheadWLDFREquipment / facility failureAggregated | WLDFR | HFTD - Distribution - 3QU CoRE ¦ 3QU LoRE | Red Flag Warning - Destructive Fires | Equipment / facility failure | Aggregated | 2025 | 6.2836e-07 | 1018.993 | 0.00064029 | 2025 | Control | 0.046366 | 1 | 0 | esc | 0 | 0 | 0 | 0 | 0 | 0 | 0 | 0 | 0.00014229 | 1.034e-06 | 0 | 0
[35 empty] | 7.3.6.8 Protective equipment and device settings | WLDFR | HFTD - Distribution - Tier 3 - 5QU CoRE ¦ 5QU LoRE | 2023 | 0.87344 | [8 empty] | 0 | 0 | 0 | 0 | 0.16766 | 0.96022 | 0 | 0.96022 |  |  | 0 | 0.83869 | 0 | 0 | 0 | 0 | 0 | 0 | 0 | 0 | [11 empty] | WLDFR | HFTD - Distribution - 3QU CoRE ¦ 3QU LoRE | Red Flag Warning - Destructive Fires | 2026 | 0 | 0 | 0 | 0 | 0 | 1.034e-06 | 8507.4426 | 202.8477 | 8304.5949 | 0 | 0 | 0 | 0 | 0 | 0 | 0 | 3.4116e-06 | 0 | 0 | 0 | 0 | 0 | 0 | 0 | 0 | 0 | 0 | 0 | 0 | 0 | 0 | 0 | 0.0087966 | 0 | 0.0087966 |  |  | Patrols - Distribution OverheadWLDFREquipment / facility failureAggregated | WLDFR | HFTD - Distribution - 3QU CoRE ¦ 3QU LoRE | Red Flag Warning - Destructive Fires | Equipment / facility failure | Aggregated | 2026 | 6.2836e-07 | 1018.993 | 0.00064029 | 2026 | Control | 0.046366 | 1 | 0 | esc | 0 | 0 | 0 | 0 | 0 | 0 | 0 | 0 | 0 | 0 | 0.00014229 | 1.034e-06
[35 empty] | 7.3.6.8 Protective equipment and device settings | WLDFR | HFTD - Distribution - Zone 1 - 1QU CoRE ¦ 5QU LoRE | 2022 | 0.93458 | [8 empty] | 1.3867e-08 | 0.00029236 | 0 | 0.00029236 | 0 | 0 | 0 | 0 |  |  | 0.00027324 | 0 | 1.3867e-08 | 1.296e-08 | 0.00029236 | 0.00027324 | 0 | 0 | 0.00029236 | 0.00027324 | [11 empty] | WLDFR | HFTD - Distribution - 3QU CoRE ¦ 3QU LoRE | Red Flag Warning - Large Fires | 2021 | 5.4552e-06 | 0 | 0 | 0 | 0 | 0 | 5.1078 | 0.69027 | 2.8264 | 1.5911 | 0 | 0 | 0 | 0 | 0 | 0 | 2.752e-05 | 2.7864e-05 | 0 | 2.7864e-05 | 0 | 0 | 0 | 0 | 0 | 0 | 0 | 0 | 0 | 0 | 0 | 0 | 0 | 0 | 0 |  |  | Patrols - Distribution OverheadWLDFREquipment / facility failureAggregated | WLDFR | HFTD - Distribution - 3QU CoRE ¦ 3QU LoRE | Red Flag Warning - Large Fires | Equipment / facility failure | Aggregated | 2021 | 5.119e-06 | 1018.993 | 0.0052162 | 2021 | Control | 0.046366 | 1 | 0 | esc | 0.0011363 | 5.4552e-06 | 0 | 0 | 0 | 0 | 0 | 0 | 0 | 0 | 0 | 0
[35 empty] | 7.3.6.8 Protective equipment and device settings | WLDFR | HFTD - Distribution - Zone 1 - 1QU CoRE ¦ 5QU LoRE | 2023 | 0.87344 | [8 empty] | 0 | 0 | 0 | 0 | 1.3867e-08 | 0.00030279 | 0 | 0.00030279 |  |  | 0 | 0.00026447 | 0 | 0 | 0 | 0 | 0 | 0 | 0 | 0 | [11 empty] | WLDFR | HFTD - Distribution - 3QU CoRE ¦ 3QU LoRE | Red Flag Warning - Large Fires | 2022 | 0 | 5.4143e-06 | 0 | 0 | 0 | 0 | 5.0739 | 0.68415 | 2.8096 | 1.5801 | 0 | 0 | 0 | 0 | 0 | 0 | 2.6546e-05 | 0 | 0 | 0 | 2.7472e-05 | 0 | 2.7472e-05 | 0 | 0 | 0 | 0 | 0 | 0 | 0 | 0 | 0 | 0 | 0 | 0 |  |  | Patrols - Distribution OverheadWLDFREquipment / facility failureAggregated | WLDFR | HFTD - Distribution - 3QU CoRE ¦ 3QU LoRE | Red Flag Warning - Large Fires | Equipment / facility failure | Aggregated | 2022 | 4.9631e-06 | 1018.993 | 0.0050574 | 2022 | Control | 0.046366 | 1 | 0 | esc | 0 | 0 | 0.0011278 | 5.4143e-06 | 0 | 0 | 0 | 0 | 0 | 0 | 0 | 0
[35 empty] | 7.3.6.8 Protective equipment and device settings | WLDFR | HFTD - Distribution - Zone 1 - 4QU CoRE ¦ 1QU LoRE | 2022 | 0.93458 | [8 empty] | 0.0029252 | 0.0619 | 0 | 0.0619 | 0 | 0 | 0 | 0 |  |  | 0.057851 | 0 | 0.0029252 | 0.0027338 | 0.0619 | 0.057851 | 0 | 0 | 0.0619 | 0.057851 | [11 empty] | WLDFR | HFTD - Distribution - 3QU CoRE ¦ 3QU LoRE | Red Flag Warning - Large Fires | 2023 | 0 | 0 | 8.4405e-06 | 0 | 0 | 0 | 5.1712 | 0.68415 | 2.907 | 1.5801 | 0 | 0 | 0 | 0 | 0 | 0 | 2.7576e-05 | 0 | 0 | 0 | 0 | 0 | 0 | 4.3648e-05 | 0 | 4.3648e-05 | 0 | 0 | 0 | 0 | 0 | 0 | 0 | 0 | 0 |  |  | Patrols - Distribution OverheadWLDFREquipment / facility failureAggregated | WLDFR | HFTD - Distribution - 3QU CoRE ¦ 3QU LoRE | Red Flag Warning - Large Fires | Equipment / facility failure | Aggregated | 2023 | 5.1293e-06 | 1018.993 | 0.0052268 | 2023 | Control | 0.046366 | 1 | 0 | esc | 0 | 0 | 0 | 0 | 0.0011615 | 8.4405e-06 | 0 | 0 | 0 | 0 | 0 | 0
[35 empty] | 7.3.6.8 Protective equipment and device settings | WLDFR | HFTD - Distribution - Zone 1 - 4QU CoRE ¦ 1QU LoRE | 2023 | 0.87344 | [8 empty] | 0 | 0 | 0 | 0 | 0.0029252 | 0.064167 | 0 | 0.064167 |  |  | 0 | 0.056046 | 0 | 0 | 0 | 0 | 0 | 0 | 0 | 0 | [11 empty] | WLDFR | HFTD - Distribution - 3QU CoRE ¦ 3QU LoRE | Red Flag Warning - Large Fires | 2024 | 0 | 0 | 0 | 8.4405e-06 | 0 | 0 | 5.1712 | 0.68415 | 2.907 | 1.5801 | 0 | 0 | 0 | 0 | 0 | 0 | 2.7576e-05 | 0 | 0 | 0 | 0 | 0 | 0 | 0 | 0 | 0 | 4.3648e-05 | 0 | 4.3648e-05 | 0 | 0 | 0 | 0 | 0 | 0 |  |  | Patrols - Distribution OverheadWLDFREquipment / facility failureAggregated | WLDFR | HFTD - Distribution - 3QU CoRE ¦ 3QU LoRE | Red Flag Warning - Large Fires | Equipment / facility failure | Aggregated | 2024 | 5.1293e-06 | 1018.993 | 0.0052268 | 2024 | Control | 0.046366 | 1 | 0 | esc | 0 | 0 | 0 | 0 | 0 | 0 | 0.0011615 | 8.4405e-06 | 0 | 0 | 0 | 0
[35 empty] | 7.3.6.8 Protective equipment and device settings | WLDFR | HFTD - Distribution - Zone 1 - 5QU CoRE ¦ 1QU LoRE | 2022 | 0.93458 | [8 empty] | 0.15885 | 0.080813 | 0 | 0.080813 | 0 | 0 | 0 | 0 |  |  | 0.075526 | 0 | 0.15885 | 0.14845 | 0.080813 | 0.075526 | 0 | 0 | 0.080813 | 0.075526 | [11 empty] | WLDFR | HFTD - Distribution - 3QU CoRE ¦ 3QU LoRE | Red Flag Warning - Large Fires | 2025 | 0 | 0 | 0 | 0 | 8.4405e-06 | 0 | 5.1712 | 0.68415 | 2.907 | 1.5801 | 0 | 0 | 0 | 0 | 0 | 0 | 2.7576e-05 | 0 | 0 | 0 | 0 | 0 | 0 | 0 | 0 | 0 | 0 | 0 | 0 | 4.3648e-05 | 0 | 4.3648e-05 | 0 | 0 | 0 |  |  | Patrols - Distribution OverheadWLDFREquipment / facility failureAggregated | WLDFR | HFTD - Distribution - 3QU CoRE ¦ 3QU LoRE | Red Flag Warning - Large Fires | Equipment / facility failure | Aggregated | 2025 | 5.1293e-06 | 1018.993 | 0.0052268 | 2025 | Control | 0.046366 | 1 | 0 | esc | 0 | 0 | 0 | 0 | 0 | 0 | 0 | 0 | 0.0011615 | 8.4405e-06 | 0 | 0
[35 empty] | 7.3.6.8 Protective equipment and device settings | WLDFR | HFTD - Distribution - Zone 1 - 5QU CoRE ¦ 1QU LoRE | 2023 | 0.87344 | [8 empty] | 0 | 0 | 0 | 0 | 0.15885 | 0.083772 | 0 | 0.083772 |  |  | 0 | 0.07317 | 0 | 0 | 0 | 0 | 0 | 0 | 0 | 0 | [11 empty] | WLDFR | HFTD - Distribution - 3QU CoRE ¦ 3QU LoRE | Red Flag Warning - Large Fires | 2026 | 0 | 0 | 0 | 0 | 0 | 8.4405e-06 | 5.1712 | 0.68415 | 2.907 | 1.5801 | 0 | 0 | 0 | 0 | 0 | 0 | 2.7576e-05 | 0 | 0 | 0 | 0 | 0 | 0 | 0 | 0 | 0 | 0 | 0 | 0 | 0 | 0 | 0 | 4.3648e-05 | 0 | 4.3648e-05 |  |  | Patrols - Distribution OverheadWLDFREquipment / facility failureAggregated | WLDFR | HFTD - Distribution - 3QU CoRE ¦ 3QU LoRE | Red Flag Warning - Large Fires | Equipment / facility failure | Aggregated | 2026 | 5.1293e-06 | 1018.993 | 0.0052268 | 2026 | Control | 0.046366 | 1 | 0 | esc | 0 | 0 | 0 | 0 | 0 | 0 | 0 | 0 | 0 | 0 | 0.0011615 | 8.4405e-06
[35 empty] | 7.3.6.8 Protective equipment and device settings | WLDFR | HFTD - Distribution - Zone 1 - 5QU CoRE ¦ 4QU LoRE | 2022 | 0.93458 | [8 empty] | 0.00081288 | 0.00017069 | 0 | 0.00017069 | 0 | 0 | 0 | 0 |  |  | 0.00015952 | 0 | 0.00081288 | 0.0007597 | 0.00017069 | 0.00015952 | 0 | 0 | 0.00017069 | 0.00015952 | [11 empty] | WLDFR | HFTD - Distribution - 3QU CoRE ¦ 3QU LoRE | Red Flag Warning - Small Fires | 2021 | 2.935e-05 | 0 | 0 | 0 | 0 | 0 | 0.077861 | 0.036425 | 0.0015416 | 0.039895 | 0 | 0 | 0 | 0 | 0 | 0 | 0.0005363 | 2.2853e-06 | 0 | 2.2853e-06 | 0 | 0 | 0 | 0 | 0 | 0 | 0 | 0 | 0 | 0 | 0 | 0 | 0 | 0 | 0 |  |  | Patrols - Distribution OverheadWLDFREquipment / facility failureAggregated | WLDFR | HFTD - Distribution - 3QU CoRE ¦ 3QU LoRE | Red Flag Warning - Small Fires | Equipment / facility failure | Aggregated | 2021 | 2.7541e-05 | 1018.993 | 0.028064 | 2021 | Control | 0.046366 | 1 | 0 | esc | 0.0061138 | 2.935e-05 | 0 | 0 | 0 | 0 | 0 | 0 | 0 | 0 | 0 | 0
[35 empty] | 7.3.6.8 Protective equipment and device settings | WLDFR | HFTD - Distribution - Zone 1 - 5QU CoRE ¦ 4QU LoRE | 2023 | 0.87344 | [8 empty] | 0 | 0 | 0 | 0 | 0.00081288 | 0.00017671 | 0 | 0.00017671 |  |  | 0 | 0.00015434 | 0 | 0 | 0 | 0 | 0 | 0 | 0 | 0 | [11 empty] | WLDFR | HFTD - Distribution - 3QU CoRE ¦ 3QU LoRE | Red Flag Warning - Small Fires | 2022 | 0 | 2.936e-05 | 0 | 0 | 0 | 0 | 0.077861 | 0.036425 | 0.0015416 | 0.039895 | 0 | 0 | 0 | 0 | 0 | 0 | 0.00052104 | 0 | 0 | 0 | 2.286e-06 | 0 | 2.286e-06 | 0 | 0 | 0 | 0 | 0 | 0 | 0 | 0 | 0 | 0 | 0 | 0 |  |  | Patrols - Distribution OverheadWLDFREquipment / facility failureAggregated | WLDFR | HFTD - Distribution - 3QU CoRE ¦ 3QU LoRE | Red Flag Warning - Small Fires | Equipment / facility failure | Aggregated | 2022 | 2.6914e-05 | 1018.993 | 0.027425 | 2022 | Control | 0.046366 | 1 | 0 | esc | 0 | 0 | 0.0061159 | 2.936e-05 | 0 | 0 | 0 | 0 | 0 | 0 | 0 | 0
[79 empty] | WLDFR | HFTD - Distribution - 3QU CoRE ¦ 3QU LoRE | Red Flag Warning - Small Fires | 2023 | 0 | 0 | 4.5704e-05 | 0 | 0 | 0 | 0.077901 | 0.036425 | 0.0015809 | 0.039895 | 0 | 0 | 0 | 0 | 0 | 0 | 0.00054081 | 0 | 0 | 0 | 0 | 0 | 0 | 3.5603e-06 | 0 | 3.5603e-06 | 0 | 0 | 0 | 0 | 0 | 0 | 0 | 0 | 0 |  |  | Patrols - Distribution OverheadWLDFREquipment / facility failureAggregated | WLDFR | HFTD - Distribution - 3QU CoRE ¦ 3QU LoRE | Red Flag Warning - Small Fires | Equipment / facility failure | Aggregated | 2023 | 2.7774e-05 | 1018.993 | 0.028302 | 2023 | Control | 0.046366 | 1 | 0 | esc | 0 | 0 | 0 | 0 | 0.0062894 | 4.5704e-05 | 0 | 0 | 0 | 0 | 0 | 0
[79 empty] | WLDFR | HFTD - Distribution - 3QU CoRE ¦ 3QU LoRE | Red Flag Warning - Small Fires | 2024 | 0 | 0 | 0 | 4.5704e-05 | 0 | 0 | 0.077901 | 0.036425 | 0.0015809 | 0.039895 | 0 | 0 | 0 | 0 | 0 | 0 | 0.00054081 | 0 | 0 | 0 | 0 | 0 | 0 | 0 | 0 | 0 | 3.5603e-06 | 0 | 3.5603e-06 | 0 | 0 | 0 | 0 | 0 | 0 |  |  | Patrols - Distribution OverheadWLDFREquipment / facility failureAggregated | WLDFR | HFTD - Distribution - 3QU CoRE ¦ 3QU LoRE | Red Flag Warning - Small Fires | Equipment / facility failure | Aggregated | 2024 | 2.7774e-05 | 1018.993 | 0.028302 | 2024 | Control | 0.046366 | 1 | 0 | esc | 0 | 0 | 0 | 0 | 0 | 0 | 0.0062894 | 4.5704e-05 | 0 | 0 | 0 | 0
[79 empty] | WLDFR | HFTD - Distribution - 3QU CoRE ¦ 3QU LoRE | Red Flag Warning - Small Fires | 2025 | 0 | 0 | 0 | 0 | 4.5704e-05 | 0 | 0.077901 | 0.036425 | 0.0015809 | 0.039895 | 0 | 0 | 0 | 0 | 0 | 0 | 0.00054081 | 0 | 0 | 0 | 0 | 0 | 0 | 0 | 0 | 0 | 0 | 0 | 0 | 3.5603e-06 | 0 | 3.5603e-06 | 0 | 0 | 0 |  |  | Patrols - Distribution OverheadWLDFREquipment / facility failureAggregated | WLDFR | HFTD - Distribution - 3QU CoRE ¦ 3QU LoRE | Red Flag Warning - Small Fires | Equipment / facility failure | Aggregated | 2025 | 2.7774e-05 | 1018.993 | 0.028302 | 2025 | Control | 0.046366 | 1 | 0 | esc | 0 | 0 | 0 | 0 | 0 | 0 | 0 | 0 | 0.0062894 | 4.5704e-05 | 0 | 0
[79 empty] | WLDFR | HFTD - Distribution - 3QU CoRE ¦ 3QU LoRE | Red Flag Warning - Small Fires | 2026 | 0 | 0 | 0 | 0 | 0 | 4.5704e-05 | 0.077901 | 0.036425 | 0.0015809 | 0.039895 | 0 | 0 | 0 | 0 | 0 | 0 | 0.00054081 | 0 | 0 | 0 | 0 | 0 | 0 | 0 | 0 | 0 | 0 | 0 | 0 | 0 | 0 | 0 | 3.5603e-06 | 0 | 3.5603e-06 |  |  | Patrols - Distribution OverheadWLDFREquipment / facility failureAggregated | WLDFR | HFTD - Distribution - 3QU CoRE ¦ 3QU LoRE | Red Flag Warning - Small Fires | Equipment / facility failure | Aggregated | 2026 | 2.7774e-05 | 1018.993 | 0.028302 | 2026 | Control | 0.046366 | 1 | 0 | esc | 0 | 0 | 0 | 0 | 0 | 0 | 0 | 0 | 0 | 0 | 0.0062894 | 4.5704e-05
[79 empty] | WLDFR | HFTD - Distribution - 3QU CoRE ¦ 4QU LoRE | Non-Red Flag Warning - Catastrophic Fires | 2021 | 7.812e-09 | 0 | 0 | 0 | 0 | 0 | 13887.861 | 212.4034 | 8426.443 | 5249.0147 | 0 | 0 | 0 | 0 | 0 | 0 | 9.1315e-07 | 0.00010849 | 0 | 0.00010849 | 0 | 0 | 0 | 0 | 0 | 0 | 0 | 0 | 0 | 0 | 0 | 0 | 0 | 0 | 0 |  |  | Patrols - Distribution OverheadWLDFREquipment / facility failureAggregated | WLDFR | HFTD - Distribution - 3QU CoRE ¦ 4QU LoRE | Non-Red Flag Warning - Catastrophic Fires | Equipment / facility failure | Aggregated | 2021 | 9.8845e-09 | 815.878 | 8.0646e-06 | 2021 | Control | 0.046366 | 1 | 0 | esc | 1.6273e-06 | 7.812e-09 | 0 | 0 | 0 | 0 | 0 | 0 | 0 | 0 | 0 | 0
[79 empty] | WLDFR | HFTD - Distribution - 3QU CoRE ¦ 4QU LoRE | Non-Red Flag Warning - Catastrophic Fires | 2022 | 0 | 7.7539e-09 | 0 | 0 | 0 | 0 | 13650.1655 | 202.8477 | 8286.6934 | 5160.6244 | 0 | 0 | 0 | 0 | 0 | 0 | 8.9208e-07 | 0 | 0 | 0 | 0.00010584 | 0 | 0.00010584 | 0 | 0 | 0 | 0 | 0 | 0 | 0 | 0 | 0 | 0 | 0 | 0 |  |  | Patrols - Distribution OverheadWLDFREquipment / facility failureAggregated | WLDFR | HFTD - Distribution - 3QU CoRE ¦ 4QU LoRE | Non-Red Flag Warning - Catastrophic Fires | Equipment / facility failure | Aggregated | 2022 | 9.5745e-09 | 815.878 | 7.8117e-06 | 2022 | Control | 0.046366 | 1 | 0 | esc | 0 | 0 | 1.6152e-06 | 7.7539e-09 | 0 | 0 | 0 | 0 | 0 | 0 | 0 | 0
[79 empty] | WLDFR | HFTD - Distribution - 3QU CoRE ¦ 4QU LoRE | Non-Red Flag Warning - Catastrophic Fires | 2023 | 0 | 0 | 1.1681e-08 | 0 | 0 | 0 | 13668.067 | 202.8477 | 8304.5949 | 5160.6244 | 0 | 0 | 0 | 0 | 0 | 0 | 8.9223e-07 | 0 | 0 | 0 | 0 | 0 | 0 | 0.00015966 | 0 | 0.00015966 | 0 | 0 | 0 | 0 | 0 | 0 | 0 | 0 | 0 |  |  | Patrols - Distribution OverheadWLDFREquipment / facility failureAggregated | WLDFR | HFTD - Distribution - 3QU CoRE ¦ 4QU LoRE | Non-Red Flag Warning - Catastrophic Fires | Equipment / facility failure | Aggregated | 2023 | 9.5639e-09 | 815.878 | 7.803e-06 | 2023 | Control | 0.046366 | 1 | 0 | esc | 0 | 0 | 0 | 0 | 1.6075e-06 | 1.1681e-08 | 0 | 0 | 0 | 0 | 0 | 0
[79 empty] | WLDFR | HFTD - Distribution - 3QU CoRE ¦ 4QU LoRE | Non-Red Flag Warning - Catastrophic Fires | 2024 | 0 | 0 | 0 | 1.1681e-08 | 0 | 0 | 13668.067 | 202.8477 | 8304.5949 | 5160.6244 | 0 | 0 | 0 | 0 | 0 | 0 | 8.9223e-07 | 0 | 0 | 0 | 0 | 0 | 0 | 0 | 0 | 0 | 0.00015966 | 0 | 0.00015966 | 0 | 0 | 0 | 0 | 0 | 0 |  |  | Patrols - Distribution OverheadWLDFREquipment / facility failureAggregated | WLDFR | HFTD - Distribution - 3QU CoRE ¦ 4QU LoRE | Non-Red Flag Warning - Catastrophic Fires | Equipment / facility failure | Aggregated | 2024 | 9.5639e-09 | 815.878 | 7.803e-06 | 2024 | Control | 0.046366 | 1 | 0 | esc | 0 | 0 | 0 | 0 | 0 | 0 | 1.6075e-06 | 1.1681e-08 | 0 | 0 | 0 | 0
[79 empty] | WLDFR | HFTD - Distribution - 3QU CoRE ¦ 4QU LoRE | Non-Red Flag Warning - Catastrophic Fires | 2025 | 0 | 0 | 0 | 0 | 1.1681e-08 | 0 | 13668.067 | 202.8477 | 8304.5949 | 5160.6244 | 0 | 0 | 0 | 0 | 0 | 0 | 8.9223e-07 | 0 | 0 | 0 | 0 | 0 | 0 | 0 | 0 | 0 | 0 | 0 | 0 | 0.00015966 | 0 | 0.00015966 | 0 | 0 | 0 |  |  | Patrols - Distribution OverheadWLDFREquipment / facility failureAggregated | WLDFR | HFTD - Distribution - 3QU CoRE ¦ 4QU LoRE | Non-Red Flag Warning - Catastrophic Fires | Equipment / facility failure | Aggregated | 2025 | 9.5639e-09 | 815.878 | 7.803e-06 | 2025 | Control | 0.046366 | 1 | 0 | esc | 0 | 0 | 0 | 0 | 0 | 0 | 0 | 0 | 1.6075e-06 | 1.1681e-08 | 0 | 0
[79 empty] | WLDFR | HFTD - Distribution - 3QU CoRE ¦ 4QU LoRE | Non-Red Flag Warning - Catastrophic Fires | 2026 | 0 | 0 | 0 | 0 | 0 | 1.1681e-08 | 13668.067 | 202.8477 | 8304.5949 | 5160.6244 | 0 | 0 | 0 | 0 | 0 | 0 | 8.9223e-07 | 0 | 0 | 0 | 0 | 0 | 0 | 0 | 0 | 0 | 0 | 0 | 0 | 0 | 0 | 0 | 0.00015966 | 0 | 0.00015966 |  |  | Patrols - Distribution OverheadWLDFREquipment / facility failureAggregated | WLDFR | HFTD - Distribution - 3QU CoRE ¦ 4QU LoRE | Non-Red Flag Warning - Catastrophic Fires | Equipment / facility failure | Aggregated | 2026 | 9.5639e-09 | 815.878 | 7.803e-06 | 2026 | Control | 0.046366 | 1 | 0 | esc | 0 | 0 | 0 | 0 | 0 | 0 | 0 | 0 | 0 | 0 | 1.6075e-06 | 1.1681e-08
[79 empty] | WLDFR | HFTD - Distribution - 3QU CoRE ¦ 4QU LoRE | Non-Red Flag Warning - Destructive Fires | 2021 | 3.0974e-08 | 0 | 0 | 0 | 0 | 0 | 8638.8464 | 212.4034 | 8426.443 | 0 | 0 | 0 | 0 | 0 | 0 | 0 | 9.7496e-07 | 0.00026758 | 0 | 0.00026758 | 0 | 0 | 0 | 0 | 0 | 0 | 0 | 0 | 0 | 0 | 0 | 0 | 0 | 0 | 0 |  |  | Patrols - Distribution OverheadWLDFREquipment / facility failureAggregated | WLDFR | HFTD - Distribution - 3QU CoRE ¦ 4QU LoRE | Non-Red Flag Warning - Destructive Fires | Equipment / facility failure | Aggregated | 2021 | 3.9192e-08 | 815.878 | 3.1976e-05 | 2021 | Control | 0.046366 | 1 | 0 | esc | 6.4521e-06 | 3.0974e-08 | 0 | 0 | 0 | 0 | 0 | 0 | 0 | 0 | 0 | 0
[79 empty] | WLDFR | HFTD - Distribution - 3QU CoRE ¦ 4QU LoRE | Non-Red Flag Warning - Destructive Fires | 2022 | 0 | 3.0748e-08 | 0 | 0 | 0 | 0 | 8489.5411 | 202.8477 | 8286.6934 | 0 | 0 | 0 | 0 | 0 | 0 | 0 | 9.4903e-07 | 0 | 0 | 0 | 0.00026104 | 0 | 0.00026104 | 0 | 0 | 0 | 0 | 0 | 0 | 0 | 0 | 0 | 0 | 0 | 0 |  |  | Patrols - Distribution OverheadWLDFREquipment / facility failureAggregated | WLDFR | HFTD - Distribution - 3QU CoRE ¦ 4QU LoRE | Non-Red Flag Warning - Destructive Fires | Equipment / facility failure | Aggregated | 2022 | 3.7968e-08 | 815.878 | 3.0978e-05 | 2022 | Control | 0.046366 | 1 | 0 | esc | 0 | 0 | 6.405e-06 | 3.0748e-08 | 0 | 0 | 0 | 0 | 0 | 0 | 0 | 0
[79 empty] | WLDFR | HFTD - Distribution - 3QU CoRE ¦ 4QU LoRE | Non-Red Flag Warning - Destructive Fires | 2023 | 0 | 0 | 4.6322e-08 | 0 | 0 | 0 | 8507.4426 | 202.8477 | 8304.5949 | 0 | 0 | 0 | 0 | 0 | 0 | 0 | 9.5087e-07 | 0 | 0 | 0 | 0 | 0 | 0 | 0.00039408 | 0 | 0.00039408 | 0 | 0 | 0 | 0 | 0 | 0 | 0 | 0 | 0 |  |  | Patrols - Distribution OverheadWLDFREquipment / facility failureAggregated | WLDFR | HFTD - Distribution - 3QU CoRE ¦ 4QU LoRE | Non-Red Flag Warning - Destructive Fires | Equipment / facility failure | Aggregated | 2023 | 3.7926e-08 | 815.878 | 3.0943e-05 | 2023 | Control | 0.046366 | 1 | 0 | esc | 0 | 0 | 0 | 0 | 6.3745e-06 | 4.6322e-08 | 0 | 0 | 0 | 0 | 0 | 0
[79 empty] | WLDFR | HFTD - Distribution - 3QU CoRE ¦ 4QU LoRE | Non-Red Flag Warning - Destructive Fires | 2024 | 0 | 0 | 0 | 4.6322e-08 | 0 | 0 | 8507.4426 | 202.8477 | 8304.5949 | 0 | 0 | 0 | 0 | 0 | 0 | 0 | 9.5087e-07 | 0 | 0 | 0 | 0 | 0 | 0 | 0 | 0 | 0 | 0.00039408 | 0 | 0.00039408 | 0 | 0 | 0 | 0 | 0 | 0 |  |  | Patrols - Distribution OverheadWLDFREquipment / facility failureAggregated | WLDFR | HFTD - Distribution - 3QU CoRE ¦ 4QU LoRE | Non-Red Flag Warning - Destructive Fires | Equipment / facility failure | Aggregated | 2024 | 3.7926e-08 | 815.878 | 3.0943e-05 | 2024 | Control | 0.046366 | 1 | 0 | esc | 0 | 0 | 0 | 0 | 0 | 0 | 6.3745e-06 | 4.6322e-08 | 0 | 0 | 0 | 0
[79 empty] | WLDFR | HFTD - Distribution - 3QU CoRE ¦ 4QU LoRE | Non-Red Flag Warning - Destructive Fires | 2025 | 0 | 0 | 0 | 0 | 4.6322e-08 | 0 | 8507.4426 | 202.8477 | 8304.5949 | 0 | 0 | 0 | 0 | 0 | 0 | 0 | 9.5087e-07 | 0 | 0 | 0 | 0 | 0 | 0 | 0 | 0 | 0 | 0 | 0 | 0 | 0.00039408 | 0 | 0.00039408 | 0 | 0 | 0 |  |  | Patrols - Distribution OverheadWLDFREquipment / facility failureAggregated | WLDFR | HFTD - Distribution - 3QU CoRE ¦ 4QU LoRE | Non-Red Flag Warning - Destructive Fires | Equipment / facility failure | Aggregated | 2025 | 3.7926e-08 | 815.878 | 3.0943e-05 | 2025 | Control | 0.046366 | 1 | 0 | esc | 0 | 0 | 0 | 0 | 0 | 0 | 0 | 0 | 6.3745e-06 | 4.6322e-08 | 0 | 0
[79 empty] | WLDFR | HFTD - Distribution - 3QU CoRE ¦ 4QU LoRE | Non-Red Flag Warning - Destructive Fires | 2026 | 0 | 0 | 0 | 0 | 0 | 4.6322e-08 | 8507.4426 | 202.8477 | 8304.5949 | 0 | 0 | 0 | 0 | 0 | 0 | 0 | 9.5087e-07 | 0 | 0 | 0 | 0 | 0 | 0 | 0 | 0 | 0 | 0 | 0 | 0 | 0 | 0 | 0 | 0.00039408 | 0 | 0.00039408 |  |  | Patrols - Distribution OverheadWLDFREquipment / facility failureAggregated | WLDFR | HFTD - Distribution - 3QU CoRE ¦ 4QU LoRE | Non-Red Flag Warning - Destructive Fires | Equipment / facility failure | Aggregated | 2026 | 3.7926e-08 | 815.878 | 3.0943e-05 | 2026 | Control | 0.046366 | 1 | 0 | esc | 0 | 0 | 0 | 0 | 0 | 0 | 0 | 0 | 0 | 0 | 6.3745e-06 | 4.6322e-08
[79 empty] | WLDFR | HFTD - Distribution - 3QU CoRE ¦ 4QU LoRE | Non-Red Flag Warning - Large Fires | 2021 | 5.5182e-07 | 0 | 0 | 0 | 0 | 0 | 5.1078 | 0.69027 | 2.8264 | 1.5911 | 0 | 0 | 0 | 0 | 0 | 0 | 1.5301e-05 | 2.8186e-06 | 0 | 2.8186e-06 | 0 | 0 | 0 | 0 | 0 | 0 | 0 | 0 | 0 | 0 | 0 | 0 | 0 | 0 | 0 |  |  | Patrols - Distribution OverheadWLDFREquipment / facility failureAggregated | WLDFR | HFTD - Distribution - 3QU CoRE ¦ 4QU LoRE | Non-Red Flag Warning - Large Fires | Equipment / facility failure | Aggregated | 2021 | 6.9822e-07 | 815.878 | 0.00056966 | 2021 | Control | 0.046366 | 1 | 0 | esc | 0.00011495 | 5.5182e-07 | 0 | 0 | 0 | 0 | 0 | 0 | 0 | 0 | 0 | 0
[79 empty] | WLDFR | HFTD - Distribution - 3QU CoRE ¦ 4QU LoRE | Non-Red Flag Warning - Large Fires | 2022 | 0 | 5.4765e-07 | 0 | 0 | 0 | 0 | 5.0739 | 0.68415 | 2.8096 | 1.5801 | 0 | 0 | 0 | 0 | 0 | 0 | 1.4882e-05 | 0 | 0 | 0 | 2.7787e-06 | 0 | 2.7787e-06 | 0 | 0 | 0 | 0 | 0 | 0 | 0 | 0 | 0 | 0 | 0 | 0 |  |  | Patrols - Distribution OverheadWLDFREquipment / facility failureAggregated | WLDFR | HFTD - Distribution - 3QU CoRE ¦ 4QU LoRE | Non-Red Flag Warning - Large Fires | Equipment / facility failure | Aggregated | 2022 | 6.7624e-07 | 815.878 | 0.00055173 | 2022 | Control | 0.046366 | 1 | 0 | esc | 0 | 0 | 0.00011408 | 5.4765e-07 | 0 | 0 | 0 | 0 | 0 | 0 | 0 | 0
[79 empty] | WLDFR | HFTD - Distribution - 3QU CoRE ¦ 4QU LoRE | Non-Red Flag Warning - Large Fires | 2023 | 0 | 0 | 8.2502e-07 | 0 | 0 | 0 | 5.1712 | 0.68415 | 2.907 | 1.5801 | 0 | 0 | 0 | 0 | 0 | 0 | 1.4915e-05 | 0 | 0 | 0 | 0 | 0 | 0 | 4.2664e-06 | 0 | 4.2664e-06 | 0 | 0 | 0 | 0 | 0 | 0 | 0 | 0 | 0 |  |  | Patrols - Distribution OverheadWLDFREquipment / facility failureAggregated | WLDFR | HFTD - Distribution - 3QU CoRE ¦ 4QU LoRE | Non-Red Flag Warning - Large Fires | Equipment / facility failure | Aggregated | 2023 | 6.7548e-07 | 815.878 | 0.00055111 | 2023 | Control | 0.046366 | 1 | 0 | esc | 0 | 0 | 0 | 0 | 0.00011353 | 8.2502e-07 | 0 | 0 | 0 | 0 | 0 | 0
[79 empty] | WLDFR | HFTD - Distribution - 3QU CoRE ¦ 4QU LoRE | Non-Red Flag Warning - Large Fires | 2024 | 0 | 0 | 0 | 8.2502e-07 | 0 | 0 | 5.1712 | 0.68415 | 2.907 | 1.5801 | 0 | 0 | 0 | 0 | 0 | 0 | 1.4915e-05 | 0 | 0 | 0 | 0 | 0 | 0 | 0 | 0 | 0 | 4.2664e-06 | 0 | 4.2664e-06 | 0 | 0 | 0 | 0 | 0 | 0 |  |  | Patrols - Distribution OverheadWLDFREquipment / facility failureAggregated | WLDFR | HFTD - Distribution - 3QU CoRE ¦ 4QU LoRE | Non-Red Flag Warning - Large Fires | Equipment / facility failure | Aggregated | 2024 | 6.7548e-07 | 815.878 | 0.00055111 | 2024 | Control | 0.046366 | 1 | 0 | esc | 0 | 0 | 0 | 0 | 0 | 0 | 0.00011353 | 8.2502e-07 | 0 | 0 | 0 | 0
[79 empty] | WLDFR | HFTD - Distribution - 3QU CoRE ¦ 4QU LoRE | Non-Red Flag Warning - Large Fires | 2025 | 0 | 0 | 0 | 0 | 8.2502e-07 | 0 | 5.1712 | 0.68415 | 2.907 | 1.5801 | 0 | 0 | 0 | 0 | 0 | 0 | 1.4915e-05 | 0 | 0 | 0 | 0 | 0 | 0 | 0 | 0 | 0 | 0 | 0 | 0 | 4.2664e-06 | 0 | 4.2664e-06 | 0 | 0 | 0 |  |  | Patrols - Distribution OverheadWLDFREquipment / facility failureAggregated | WLDFR | HFTD - Distribution - 3QU CoRE ¦ 4QU LoRE | Non-Red Flag Warning - Large Fires | Equipment / facility failure | Aggregated | 2025 | 6.7548e-07 | 815.878 | 0.00055111 | 2025 | Control | 0.046366 | 1 | 0 | esc | 0 | 0 | 0 | 0 | 0 | 0 | 0 | 0 | 0.00011353 | 8.2502e-07 | 0 | 0
[79 empty] | WLDFR | HFTD - Distribution - 3QU CoRE ¦ 4QU LoRE | Non-Red Flag Warning - Large Fires | 2026 | 0 | 0 | 0 | 0 | 0 | 8.2502e-07 | 5.1712 | 0.68415 | 2.907 | 1.5801 | 0 | 0 | 0 | 0 | 0 | 0 | 1.4915e-05 | 0 | 0 | 0 | 0 | 0 | 0 | 0 | 0 | 0 | 0 | 0 | 0 | 0 | 0 | 0 | 4.2664e-06 | 0 | 4.2664e-06 |  |  | Patrols - Distribution OverheadWLDFREquipment / facility failureAggregated | WLDFR | HFTD - Distribution - 3QU CoRE ¦ 4QU LoRE | Non-Red Flag Warning - Large Fires | Equipment / facility failure | Aggregated | 2026 | 6.7548e-07 | 815.878 | 0.00055111 | 2026 | Control | 0.046366 | 1 | 0 | esc | 0 | 0 | 0 | 0 | 0 | 0 | 0 | 0 | 0 | 0 | 0.00011353 | 8.2502e-07
[79 empty] | WLDFR | HFTD - Distribution - 3QU CoRE ¦ 4QU LoRE | Non-Red Flag Warning - Small Fires | 2021 | 0.00018217 | 0 | 0 | 0 | 0 | 0 | 0.077861 | 0.036425 | 0.0015416 | 0.039895 | 0 | 0 | 0 | 0 | 0 | 0 | 0.0023517 | 1.4184e-05 | 0 | 1.4184e-05 | 0 | 0 | 0 | 0 | 0 | 0 | 0 | 0 | 0 | 0 | 0 | 0 | 0 | 0 | 0 |  |  | Patrols - Distribution OverheadWLDFREquipment / facility failureAggregated | WLDFR | HFTD - Distribution - 3QU CoRE ¦ 4QU LoRE | Non-Red Flag Warning - Small Fires | Equipment / facility failure | Aggregated | 2021 | 0.0002305 | 815.878 | 0.18806 | 2021 | Control | 0.046366 | 1 | 0 | esc | 0.037947 | 0.00018217 | 0 | 0 | 0 | 0 | 0 | 0 | 0 | 0 | 0 | 0
[79 empty] | WLDFR | HFTD - Distribution - 3QU CoRE ¦ 4QU LoRE | Non-Red Flag Warning - Small Fires | 2022 | 0 | 0.00018222 | 0 | 0 | 0 | 0 | 0.077861 | 0.036425 | 0.0015416 | 0.039895 | 0 | 0 | 0 | 0 | 0 | 0 | 0.0022998 | 0 | 0 | 0 | 1.4188e-05 | 0 | 1.4188e-05 | 0 | 0 | 0 | 0 | 0 | 0 | 0 | 0 | 0 | 0 | 0 | 0 |  |  | Patrols - Distribution OverheadWLDFREquipment / facility failureAggregated | WLDFR | HFTD - Distribution - 3QU CoRE ¦ 4QU LoRE | Non-Red Flag Warning - Small Fires | Equipment / facility failure | Aggregated | 2022 | 0.000225 | 815.878 | 0.18357 | 2022 | Control | 0.046366 | 1 | 0 | esc | 0 | 0 | 0.037956 | 0.00018222 | 0 | 0 | 0 | 0 | 0 | 0 | 0 | 0
[79 empty] | WLDFR | HFTD - Distribution - 3QU CoRE ¦ 4QU LoRE | Non-Red Flag Warning - Small Fires | 2023 | 0 | 0 | 0.0002741 | 0 | 0 | 0 | 0.077901 | 0.036425 | 0.0015809 | 0.039895 | 0 | 0 | 0 | 0 | 0 | 0 | 0.0023038 | 0 | 0 | 0 | 0 | 0 | 0 | 2.1353e-05 | 0 | 2.1353e-05 | 0 | 0 | 0 | 0 | 0 | 0 | 0 | 0 | 0 |  |  | Patrols - Distribution OverheadWLDFREquipment / facility failureAggregated | WLDFR | HFTD - Distribution - 3QU CoRE ¦ 4QU LoRE | Non-Red Flag Warning - Small Fires | Equipment / facility failure | Aggregated | 2023 | 0.00022442 | 815.878 | 0.1831 | 2023 | Control | 0.046366 | 1 | 0 | esc | 0 | 0 | 0 | 0 | 0.03772 | 0.0002741 | 0 | 0 | 0 | 0 | 0 | 0
[79 empty] | WLDFR | HFTD - Distribution - 3QU CoRE ¦ 4QU LoRE | Non-Red Flag Warning - Small Fires | 2024 | 0 | 0 | 0 | 0.0002741 | 0 | 0 | 0.077901 | 0.036425 | 0.0015809 | 0.039895 | 0 | 0 | 0 | 0 | 0 | 0 | 0.0023038 | 0 | 0 | 0 | 0 | 0 | 0 | 0 | 0 | 0 | 2.1353e-05 | 0 | 2.1353e-05 | 0 | 0 | 0 | 0 | 0 | 0 |  |  | Patrols - Distribution OverheadWLDFREquipment / facility failureAggregated | WLDFR | HFTD - Distribution - 3QU CoRE ¦ 4QU LoRE | Non-Red Flag Warning - Small Fires | Equipment / facility failure | Aggregated | 2024 | 0.00022442 | 815.878 | 0.1831 | 2024 | Control | 0.046366 | 1 | 0 | esc | 0 | 0 | 0 | 0 | 0 | 0 | 0.03772 | 0.0002741 | 0 | 0 | 0 | 0
[79 empty] | WLDFR | HFTD - Distribution - 3QU CoRE ¦ 4QU LoRE | Non-Red Flag Warning - Small Fires | 2025 | 0 | 0 | 0 | 0 | 0.0002741 | 0 | 0.077901 | 0.036425 | 0.0015809 | 0.039895 | 0 | 0 | 0 | 0 | 0 | 0 | 0.0023038 | 0 | 0 | 0 | 0 | 0 | 0 | 0 | 0 | 0 | 0 | 0 | 0 | 2.1353e-05 | 0 | 2.1353e-05 | 0 | 0 | 0 |  |  | Patrols - Distribution OverheadWLDFREquipment / facility failureAggregated | WLDFR | HFTD - Distribution - 3QU CoRE ¦ 4QU LoRE | Non-Red Flag Warning - Small Fires | Equipment / facility failure | Aggregated | 2025 | 0.00022442 | 815.878 | 0.1831 | 2025 | Control | 0.046366 | 1 | 0 | esc | 0 | 0 | 0 | 0 | 0 | 0 | 0 | 0 | 0.03772 | 0.0002741 | 0 | 0
[79 empty] | WLDFR | HFTD - Distribution - 3QU CoRE ¦ 4QU LoRE | Non-Red Flag Warning - Small Fires | 2026 | 0 | 0 | 0 | 0 | 0 | 0.0002741 | 0.077901 | 0.036425 | 0.0015809 | 0.039895 | 0 | 0 | 0 | 0 | 0 | 0 | 0.0023038 | 0 | 0 | 0 | 0 | 0 | 0 | 0 | 0 | 0 | 0 | 0 | 0 | 0 | 0 | 0 | 2.1353e-05 | 0 | 2.1353e-05 |  |  | Patrols - Distribution OverheadWLDFREquipment / facility failureAggregated | WLDFR | HFTD - Distribution - 3QU CoRE ¦ 4QU LoRE | Non-Red Flag Warning - Small Fires | Equipment / facility failure | Aggregated | 2026 | 0.00022442 | 815.878 | 0.1831 | 2026 | Control | 0.046366 | 1 | 0 | esc | 0 | 0 | 0 | 0 | 0 | 0 | 0 | 0 | 0 | 0 | 0.03772 | 0.0002741
[79 empty] | WLDFR | HFTD - Distribution - 3QU CoRE ¦ 4QU LoRE | Red Flag Warning - Catastrophic Fires | 2021 | 2.9827e-06 | 0 | 0 | 0 | 0 | 0 | 13887.861 | 212.4034 | 8426.443 | 5249.0147 | 0 | 0 | 0 | 0 | 0 | 0 | 1.7128e-05 | 0.041424 | 0 | 0.041424 | 0 | 0 | 0 | 0 | 0 | 0 | 0 | 0 | 0 | 0 | 0 | 0 | 0 | 0 | 0 |  |  | Patrols - Distribution OverheadWLDFREquipment / facility failureAggregated | WLDFR | HFTD - Distribution - 3QU CoRE ¦ 4QU LoRE | Red Flag Warning - Catastrophic Fires | Equipment / facility failure | Aggregated | 2021 | 3.7741e-06 | 815.878 | 0.0030792 | 2021 | Control | 0.046366 | 1 | 0 | esc | 0.00062131 | 2.9827e-06 | 0 | 0 | 0 | 0 | 0 | 0 | 0 | 0 | 0 | 0
[79 empty] | WLDFR | HFTD - Distribution - 3QU CoRE ¦ 4QU LoRE | Red Flag Warning - Catastrophic Fires | 2022 | 0 | 2.9619e-06 | 0 | 0 | 0 | 0 | 13650.1655 | 202.8477 | 8286.6934 | 5160.6244 | 0 | 0 | 0 | 0 | 0 | 0 | 1.651e-05 | 0 | 0 | 0 | 0.040431 | 0 | 0.040431 | 0 | 0 | 0 | 0 | 0 | 0 | 0 | 0 | 0 | 0 | 0 | 0 |  |  | Patrols - Distribution OverheadWLDFREquipment / facility failureAggregated | WLDFR | HFTD - Distribution - 3QU CoRE ¦ 4QU LoRE | Red Flag Warning - Catastrophic Fires | Equipment / facility failure | Aggregated | 2022 | 3.6574e-06 | 815.878 | 0.002984 | 2022 | Control | 0.046366 | 1 | 0 | esc | 0 | 0 | 0.00061698 | 2.9619e-06 | 0 | 0 | 0 | 0 | 0 | 0 | 0 | 0
[79 empty] | WLDFR | HFTD - Distribution - 3QU CoRE ¦ 4QU LoRE | Red Flag Warning - Catastrophic Fires | 2023 | 0 | 0 | 4.6166e-06 | 0 | 0 | 0 | 13668.067 | 202.8477 | 8304.5949 | 5160.6244 | 0 | 0 | 0 | 0 | 0 | 0 | 1.7148e-05 | 0 | 0 | 0 | 0 | 0 | 0 | 0.063101 | 0 | 0.063101 | 0 | 0 | 0 | 0 | 0 | 0 | 0 | 0 | 0 |  |  | Patrols - Distribution OverheadWLDFREquipment / facility failureAggregated | WLDFR | HFTD - Distribution - 3QU CoRE ¦ 4QU LoRE | Red Flag Warning - Catastrophic Fires | Equipment / facility failure | Aggregated | 2023 | 3.7799e-06 | 815.878 | 0.0030839 | 2023 | Control | 0.046366 | 1 | 0 | esc | 0 | 0 | 0 | 0 | 0.00063531 | 4.6166e-06 | 0 | 0 | 0 | 0 | 0 | 0
[79 empty] | WLDFR | HFTD - Distribution - 3QU CoRE ¦ 4QU LoRE | Red Flag Warning - Catastrophic Fires | 2024 | 0 | 0 | 0 | 4.6166e-06 | 0 | 0 | 13668.067 | 202.8477 | 8304.5949 | 5160.6244 | 0 | 0 | 0 | 0 | 0 | 0 | 1.7148e-05 | 0 | 0 | 0 | 0 | 0 | 0 | 0 | 0 | 0 | 0.063101 | 0 | 0.063101 | 0 | 0 | 0 | 0 | 0 | 0 |  |  | Patrols - Distribution OverheadWLDFREquipment / facility failureAggregated | WLDFR | HFTD - Distribution - 3QU CoRE ¦ 4QU LoRE | Red Flag Warning - Catastrophic Fires | Equipment / facility failure | Aggregated | 2024 | 3.7799e-06 | 815.878 | 0.0030839 | 2024 | Control | 0.046366 | 1 | 0 | esc | 0 | 0 | 0 | 0 | 0 | 0 | 0.00063531 | 4.6166e-06 | 0 | 0 | 0 | 0
[79 empty] | WLDFR | HFTD - Distribution - 3QU CoRE ¦ 4QU LoRE | Red Flag Warning - Catastrophic Fires | 2025 | 0 | 0 | 0 | 0 | 4.6166e-06 | 0 | 13668.067 | 202.8477 | 8304.5949 | 5160.6244 | 0 | 0 | 0 | 0 | 0 | 0 | 1.7148e-05 | 0 | 0 | 0 | 0 | 0 | 0 | 0 | 0 | 0 | 0 | 0 | 0 | 0.063101 | 0 | 0.063101 | 0 | 0 | 0 |  |  | Patrols - Distribution OverheadWLDFREquipment / facility failureAggregated | WLDFR | HFTD - Distribution - 3QU CoRE ¦ 4QU LoRE | Red Flag Warning - Catastrophic Fires | Equipment / facility failure | Aggregated | 2025 | 3.7799e-06 | 815.878 | 0.0030839 | 2025 | Control | 0.046366 | 1 | 0 | esc | 0 | 0 | 0 | 0 | 0 | 0 | 0 | 0 | 0.00063531 | 4.6166e-06 | 0 | 0
[79 empty] | WLDFR | HFTD - Distribution - 3QU CoRE ¦ 4QU LoRE | Red Flag Warning - Catastrophic Fires | 2026 | 0 | 0 | 0 | 0 | 0 | 4.6166e-06 | 13668.067 | 202.8477 | 8304.5949 | 5160.6244 | 0 | 0 | 0 | 0 | 0 | 0 | 1.7148e-05 | 0 | 0 | 0 | 0 | 0 | 0 | 0 | 0 | 0 | 0 | 0 | 0 | 0 | 0 | 0 | 0.063101 | 0 | 0.063101 |  |  | Patrols - Distribution OverheadWLDFREquipment / facility failureAggregated | WLDFR | HFTD - Distribution - 3QU CoRE ¦ 4QU LoRE | Red Flag Warning - Catastrophic Fires | Equipment / facility failure | Aggregated | 2026 | 3.7799e-06 | 815.878 | 0.0030839 | 2026 | Control | 0.046366 | 1 | 0 | esc | 0 | 0 | 0 | 0 | 0 | 0 | 0 | 0 | 0 | 0 | 0.00063531 | 4.6166e-06
[79 empty] | WLDFR | HFTD - Distribution - 3QU CoRE ¦ 4QU LoRE | Red Flag Warning - Destructive Fires | 2021 | 5.9098e-07 | 0 | 0 | 0 | 0 | 0 | 8638.8464 | 212.4034 | 8426.443 | 0 | 0 | 0 | 0 | 0 | 0 | 0 | 2.455e-06 | 0.0051054 | 0 | 0.0051054 | 0 | 0 | 0 | 0 | 0 | 0 | 0 | 0 | 0 | 0 | 0 | 0 | 0 | 0 | 0 |  |  | Patrols - Distribution OverheadWLDFREquipment / facility failureAggregated | WLDFR | HFTD - Distribution - 3QU CoRE ¦ 4QU LoRE | Red Flag Warning - Destructive Fires | Equipment / facility failure | Aggregated | 2021 | 7.4777e-07 | 815.878 | 0.00061009 | 2021 | Control | 0.046366 | 1 | 0 | esc | 0.0001231 | 5.9098e-07 | 0 | 0 | 0 | 0 | 0 | 0 | 0 | 0 | 0 | 0
[79 empty] | WLDFR | HFTD - Distribution - 3QU CoRE ¦ 4QU LoRE | Red Flag Warning - Destructive Fires | 2022 | 0 | 5.8688e-07 | 0 | 0 | 0 | 0 | 8489.5411 | 202.8477 | 8286.6934 | 0 | 0 | 0 | 0 | 0 | 0 | 0 | 2.3679e-06 | 0 | 0 | 0 | 0.0049824 | 0 | 0.0049824 | 0 | 0 | 0 | 0 | 0 | 0 | 0 | 0 | 0 | 0 | 0 | 0 |  |  | Patrols - Distribution OverheadWLDFREquipment / facility failureAggregated | WLDFR | HFTD - Distribution - 3QU CoRE ¦ 4QU LoRE | Red Flag Warning - Destructive Fires | Equipment / facility failure | Aggregated | 2022 | 7.2469e-07 | 815.878 | 0.00059125 | 2022 | Control | 0.046366 | 1 | 0 | esc | 0 | 0 | 0.00012225 | 5.8688e-07 | 0 | 0 | 0 | 0 | 0 | 0 | 0 | 0
[79 empty] | WLDFR | HFTD - Distribution - 3QU CoRE ¦ 4QU LoRE | Red Flag Warning - Destructive Fires | 2023 | 0 | 0 | 9.1475e-07 | 0 | 0 | 0 | 8507.4426 | 202.8477 | 8304.5949 | 0 | 0 | 0 | 0 | 0 | 0 | 0 | 2.4581e-06 | 0 | 0 | 0 | 0 | 0 | 0 | 0.0077822 | 0 | 0.0077822 | 0 | 0 | 0 | 0 | 0 | 0 | 0 | 0 | 0 |  |  | Patrols - Distribution OverheadWLDFREquipment / facility failureAggregated | WLDFR | HFTD - Distribution - 3QU CoRE ¦ 4QU LoRE | Red Flag Warning - Destructive Fires | Equipment / facility failure | Aggregated | 2023 | 7.4895e-07 | 815.878 | 0.00061106 | 2023 | Control | 0.046366 | 1 | 0 | esc | 0 | 0 | 0 | 0 | 0.00012588 | 9.1475e-07 | 0 | 0 | 0 | 0 | 0 | 0
[79 empty] | WLDFR | HFTD - Distribution - 3QU CoRE ¦ 4QU LoRE | Red Flag Warning - Destructive Fires | 2024 | 0 | 0 | 0 | 9.1475e-07 | 0 | 0 | 8507.4426 | 202.8477 | 8304.5949 | 0 | 0 | 0 | 0 | 0 | 0 | 0 | 2.4581e-06 | 0 | 0 | 0 | 0 | 0 | 0 | 0 | 0 | 0 | 0.0077822 | 0 | 0.0077822 | 0 | 0 | 0 | 0 | 0 | 0 |  |  | Patrols - Distribution OverheadWLDFREquipment / facility failureAggregated | WLDFR | HFTD - Distribution - 3QU CoRE ¦ 4QU LoRE | Red Flag Warning - Destructive Fires | Equipment / facility failure | Aggregated | 2024 | 7.4895e-07 | 815.878 | 0.00061106 | 2024 | Control | 0.046366 | 1 | 0 | esc | 0 | 0 | 0 | 0 | 0 | 0 | 0.00012588 | 9.1475e-07 | 0 | 0 | 0 | 0
[79 empty] | WLDFR | HFTD - Distribution - 3QU CoRE ¦ 4QU LoRE | Red Flag Warning - Destructive Fires | 2025 | 0 | 0 | 0 | 0 | 9.1475e-07 | 0 | 8507.4426 | 202.8477 | 8304.5949 | 0 | 0 | 0 | 0 | 0 | 0 | 0 | 2.4581e-06 | 0 | 0 | 0 | 0 | 0 | 0 | 0 | 0 | 0 | 0 | 0 | 0 | 0.0077822 | 0 | 0.0077822 | 0 | 0 | 0 |  |  | Patrols - Distribution OverheadWLDFREquipment / facility failureAggregated | WLDFR | HFTD - Distribution - 3QU CoRE ¦ 4QU LoRE | Red Flag Warning - Destructive Fires | Equipment / facility failure | Aggregated | 2025 | 7.4895e-07 | 815.878 | 0.00061106 | 2025 | Control | 0.046366 | 1 | 0 | esc | 0 | 0 | 0 | 0 | 0 | 0 | 0 | 0 | 0.00012588 | 9.1475e-07 | 0 | 0
[79 empty] | WLDFR | HFTD - Distribution - 3QU CoRE ¦ 4QU LoRE | Red Flag Warning - Destructive Fires | 2026 | 0 | 0 | 0 | 0 | 0 | 9.1475e-07 | 8507.4426 | 202.8477 | 8304.5949 | 0 | 0 | 0 | 0 | 0 | 0 | 0 | 2.4581e-06 | 0 | 0 | 0 | 0 | 0 | 0 | 0 | 0 | 0 | 0 | 0 | 0 | 0 | 0 | 0 | 0.0077822 | 0 | 0.0077822 |  |  | Patrols - Distribution OverheadWLDFREquipment / facility failureAggregated | WLDFR | HFTD - Distribution - 3QU CoRE ¦ 4QU LoRE | Red Flag Warning - Destructive Fires | Equipment / facility failure | Aggregated | 2026 | 7.4895e-07 | 815.878 | 0.00061106 | 2026 | Control | 0.046366 | 1 | 0 | esc | 0 | 0 | 0 | 0 | 0 | 0 | 0 | 0 | 0 | 0 | 0.00012588 | 9.1475e-07
[79 empty] | WLDFR | HFTD - Distribution - 3QU CoRE ¦ 4QU LoRE | Red Flag Warning - Large Fires | 2021 | 5.8951e-06 | 0 | 0 | 0 | 0 | 0 | 5.1078 | 0.69027 | 2.8264 | 1.5911 | 0 | 0 | 0 | 0 | 0 | 0 | 2.3293e-05 | 3.0111e-05 | 0 | 3.0111e-05 | 0 | 0 | 0 | 0 | 0 | 0 | 0 | 0 | 0 | 0 | 0 | 0 | 0 | 0 | 0 |  |  | Patrols - Distribution OverheadWLDFREquipment / facility failureAggregated | WLDFR | HFTD - Distribution - 3QU CoRE ¦ 4QU LoRE | Red Flag Warning - Large Fires | Equipment / facility failure | Aggregated | 2021 | 7.4591e-06 | 815.878 | 0.0060857 | 2021 | Control | 0.046366 | 1 | 0 | esc | 0.001228 | 5.8951e-06 | 0 | 0 | 0 | 0 | 0 | 0 | 0 | 0 | 0 | 0
[79 empty] | WLDFR | HFTD - Distribution - 3QU CoRE ¦ 4QU LoRE | Red Flag Warning - Large Fires | 2022 | 0 | 5.8542e-06 | 0 | 0 | 0 | 0 | 5.0739 | 0.68415 | 2.8096 | 1.5801 | 0 | 0 | 0 | 0 | 0 | 0 | 2.247e-05 | 0 | 0 | 0 | 2.9704e-05 | 0 | 2.9704e-05 | 0 | 0 | 0 | 0 | 0 | 0 | 0 | 0 | 0 | 0 | 0 | 0 |  |  | Patrols - Distribution OverheadWLDFREquipment / facility failureAggregated | WLDFR | HFTD - Distribution - 3QU CoRE ¦ 4QU LoRE | Red Flag Warning - Large Fires | Equipment / facility failure | Aggregated | 2022 | 7.2288e-06 | 815.878 | 0.0058978 | 2022 | Control | 0.046366 | 1 | 0 | esc | 0 | 0 | 0.0012195 | 5.8542e-06 | 0 | 0 | 0 | 0 | 0 | 0 | 0 | 0
[79 empty] | WLDFR | HFTD - Distribution - 3QU CoRE ¦ 4QU LoRE | Red Flag Warning - Large Fires | 2023 | 0 | 0 | 9.1247e-06 | 0 | 0 | 0 | 5.1712 | 0.68415 | 2.907 | 1.5801 | 0 | 0 | 0 | 0 | 0 | 0 | 2.3323e-05 | 0 | 0 | 0 | 0 | 0 | 0 | 4.7186e-05 | 0 | 4.7186e-05 | 0 | 0 | 0 | 0 | 0 | 0 | 0 | 0 | 0 |  |  | Patrols - Distribution OverheadWLDFREquipment / facility failureAggregated | WLDFR | HFTD - Distribution - 3QU CoRE ¦ 4QU LoRE | Red Flag Warning - Large Fires | Equipment / facility failure | Aggregated | 2023 | 7.4708e-06 | 815.878 | 0.0060953 | 2023 | Control | 0.046366 | 1 | 0 | esc | 0 | 0 | 0 | 0 | 0.0012557 | 9.1247e-06 | 0 | 0 | 0 | 0 | 0 | 0
[79 empty] | WLDFR | HFTD - Distribution - 3QU CoRE ¦ 4QU LoRE | Red Flag Warning - Large Fires | 2024 | 0 | 0 | 0 | 9.1247e-06 | 0 | 0 | 5.1712 | 0.68415 | 2.907 | 1.5801 | 0 | 0 | 0 | 0 | 0 | 0 | 2.3323e-05 | 0 | 0 | 0 | 0 | 0 | 0 | 0 | 0 | 0 | 4.7186e-05 | 0 | 4.7186e-05 | 0 | 0 | 0 | 0 | 0 | 0 |  |  | Patrols - Distribution OverheadWLDFREquipment / facility failureAggregated | WLDFR | HFTD - Distribution - 3QU CoRE ¦ 4QU LoRE | Red Flag Warning - Large Fires | Equipment / facility failure | Aggregated | 2024 | 7.4708e-06 | 815.878 | 0.0060953 | 2024 | Control | 0.046366 | 1 | 0 | esc | 0 | 0 | 0 | 0 | 0 | 0 | 0.0012557 | 9.1247e-06 | 0 | 0 | 0 | 0
[79 empty] | WLDFR | HFTD - Distribution - 3QU CoRE ¦ 4QU LoRE | Red Flag Warning - Large Fires | 2025 | 0 | 0 | 0 | 0 | 9.1247e-06 | 0 | 5.1712 | 0.68415 | 2.907 | 1.5801 | 0 | 0 | 0 | 0 | 0 | 0 | 2.3323e-05 | 0 | 0 | 0 | 0 | 0 | 0 | 0 | 0 | 0 | 0 | 0 | 0 | 4.7186e-05 | 0 | 4.7186e-05 | 0 | 0 | 0 |  |  | Patrols - Distribution OverheadWLDFREquipment / facility failureAggregated | WLDFR | HFTD - Distribution - 3QU CoRE ¦ 4QU LoRE | Red Flag Warning - Large Fires | Equipment / facility failure | Aggregated | 2025 | 7.4708e-06 | 815.878 | 0.0060953 | 2025 | Control | 0.046366 | 1 | 0 | esc | 0 | 0 | 0 | 0 | 0 | 0 | 0 | 0 | 0.0012557 | 9.1247e-06 | 0 | 0
[79 empty] | WLDFR | HFTD - Distribution - 3QU CoRE ¦ 4QU LoRE | Red Flag Warning - Large Fires | 2026 | 0 | 0 | 0 | 0 | 0 | 9.1247e-06 | 5.1712 | 0.68415 | 2.907 | 1.5801 | 0 | 0 | 0 | 0 | 0 | 0 | 2.3323e-05 | 0 | 0 | 0 | 0 | 0 | 0 | 0 | 0 | 0 | 0 | 0 | 0 | 0 | 0 | 0 | 4.7186e-05 | 0 | 4.7186e-05 |  |  | Patrols - Distribution OverheadWLDFREquipment / facility failureAggregated | WLDFR | HFTD - Distribution - 3QU CoRE ¦ 4QU LoRE | Red Flag Warning - Large Fires | Equipment / facility failure | Aggregated | 2026 | 7.4708e-06 | 815.878 | 0.0060953 | 2026 | Control | 0.046366 | 1 | 0 | esc | 0 | 0 | 0 | 0 | 0 | 0 | 0 | 0 | 0 | 0 | 0.0012557 | 9.1247e-06
[79 empty] | WLDFR | HFTD - Distribution - 3QU CoRE ¦ 4QU LoRE | Red Flag Warning - Small Fires | 2021 | 3.036e-05 | 0 | 0 | 0 | 0 | 0 | 0.077861 | 0.036425 | 0.0015416 | 0.039895 | 0 | 0 | 0 | 0 | 0 | 0 | 0.0003432 | 2.3638e-06 | 0 | 2.3638e-06 | 0 | 0 | 0 | 0 | 0 | 0 | 0 | 0 | 0 | 0 | 0 | 0 | 0 | 0 | 0 |  |  | Patrols - Distribution OverheadWLDFREquipment / facility failureAggregated | WLDFR | HFTD - Distribution - 3QU CoRE ¦ 4QU LoRE | Red Flag Warning - Small Fires | Equipment / facility failure | Aggregated | 2021 | 3.8414e-05 | 815.878 | 0.031341 | 2021 | Control | 0.046366 | 1 | 0 | esc | 0.0063241 | 3.036e-05 | 0 | 0 | 0 | 0 | 0 | 0 | 0 | 0 | 0 | 0
[79 empty] | WLDFR | HFTD - Distribution - 3QU CoRE ¦ 4QU LoRE | Red Flag Warning - Small Fires | 2022 | 0 | 3.0383e-05 | 0 | 0 | 0 | 0 | 0.077861 | 0.036425 | 0.0015416 | 0.039895 | 0 | 0 | 0 | 0 | 0 | 0 | 0.00033351 | 0 | 0 | 0 | 2.3657e-06 | 0 | 2.3657e-06 | 0 | 0 | 0 | 0 | 0 | 0 | 0 | 0 | 0 | 0 | 0 | 0 |  |  | Patrols - Distribution OverheadWLDFREquipment / facility failureAggregated | WLDFR | HFTD - Distribution - 3QU CoRE ¦ 4QU LoRE | Red Flag Warning - Small Fires | Equipment / facility failure | Aggregated | 2022 | 3.7517e-05 | 815.878 | 0.03061 | 2022 | Control | 0.046366 | 1 | 0 | esc | 0 | 0 | 0.006329 | 3.0383e-05 | 0 | 0 | 0 | 0 | 0 | 0 | 0 | 0
[79 empty] | WLDFR | HFTD - Distribution - 3QU CoRE ¦ 4QU LoRE | Red Flag Warning - Small Fires | 2023 | 0 | 0 | 4.7288e-05 | 0 | 0 | 0 | 0.077901 | 0.036425 | 0.0015809 | 0.039895 | 0 | 0 | 0 | 0 | 0 | 0 | 0.00034599 | 0 | 0 | 0 | 0 | 0 | 0 | 3.6838e-06 | 0 | 3.6838e-06 | 0 | 0 | 0 | 0 | 0 | 0 | 0 | 0 | 0 |  |  | Patrols - Distribution OverheadWLDFREquipment / facility failureAggregated | WLDFR | HFTD - Distribution - 3QU CoRE ¦ 4QU LoRE | Red Flag Warning - Small Fires | Equipment / facility failure | Aggregated | 2023 | 3.8717e-05 | 815.878 | 0.031589 | 2023 | Control | 0.046366 | 1 | 0 | esc | 0 | 0 | 0 | 0 | 0.0065075 | 4.7288e-05 | 0 | 0 | 0 | 0 | 0 | 0
[79 empty] | WLDFR | HFTD - Distribution - 3QU CoRE ¦ 4QU LoRE | Red Flag Warning - Small Fires | 2024 | 0 | 0 | 0 | 4.7288e-05 | 0 | 0 | 0.077901 | 0.036425 | 0.0015809 | 0.039895 | 0 | 0 | 0 | 0 | 0 | 0 | 0.00034599 | 0 | 0 | 0 | 0 | 0 | 0 | 0 | 0 | 0 | 3.6838e-06 | 0 | 3.6838e-06 | 0 | 0 | 0 | 0 | 0 | 0 |  |  | Patrols - Distribution OverheadWLDFREquipment / facility failureAggregated | WLDFR | HFTD - Distribution - 3QU CoRE ¦ 4QU LoRE | Red Flag Warning - Small Fires | Equipment / facility failure | Aggregated | 2024 | 3.8717e-05 | 815.878 | 0.031589 | 2024 | Control | 0.046366 | 1 | 0 | esc | 0 | 0 | 0 | 0 | 0 | 0 | 0.0065075 | 4.7288e-05 | 0 | 0 | 0 | 0
[79 empty] | WLDFR | HFTD - Distribution - 3QU CoRE ¦ 4QU LoRE | Red Flag Warning - Small Fires | 2025 | 0 | 0 | 0 | 0 | 4.7288e-05 | 0 | 0.077901 | 0.036425 | 0.0015809 | 0.039895 | 0 | 0 | 0 | 0 | 0 | 0 | 0.00034599 | 0 | 0 | 0 | 0 | 0 | 0 | 0 | 0 | 0 | 0 | 0 | 0 | 3.6838e-06 | 0 | 3.6838e-06 | 0 | 0 | 0 |  |  | Patrols - Distribution OverheadWLDFREquipment / facility failureAggregated | WLDFR | HFTD - Distribution - 3QU CoRE ¦ 4QU LoRE | Red Flag Warning - Small Fires | Equipment / facility failure | Aggregated | 2025 | 3.8717e-05 | 815.878 | 0.031589 | 2025 | Control | 0.046366 | 1 | 0 | esc | 0 | 0 | 0 | 0 | 0 | 0 | 0 | 0 | 0.0065075 | 4.7288e-05 | 0 | 0
[79 empty] | WLDFR | HFTD - Distribution - 3QU CoRE ¦ 4QU LoRE | Red Flag Warning - Small Fires | 2026 | 0 | 0 | 0 | 0 | 0 | 4.7288e-05 | 0.077901 | 0.036425 | 0.0015809 | 0.039895 | 0 | 0 | 0 | 0 | 0 | 0 | 0.00034599 | 0 | 0 | 0 | 0 | 0 | 0 | 0 | 0 | 0 | 0 | 0 | 0 | 0 | 0 | 0 | 3.6838e-06 | 0 | 3.6838e-06 |  |  | Patrols - Distribution OverheadWLDFREquipment / facility failureAggregated | WLDFR | HFTD - Distribution - 3QU CoRE ¦ 4QU LoRE | Red Flag Warning - Small Fires | Equipment / facility failure | Aggregated | 2026 | 3.8717e-05 | 815.878 | 0.031589 | 2026 | Control | 0.046366 | 1 | 0 | esc | 0 | 0 | 0 | 0 | 0 | 0 | 0 | 0 | 0 | 0 | 0.0065075 | 4.7288e-05
[79 empty] | WLDFR | HFTD - Distribution - 3QU CoRE ¦ 5QU LoRE | Non-Red Flag Warning - Catastrophic Fires | 2021 | 8.5799e-09 | 0 | 0 | 0 | 0 | 0 | 13887.861 | 212.4034 | 8426.443 | 5249.0147 | 0 | 0 | 0 | 0 | 0 | 0 | 7.506e-07 | 0.00011916 | 0 | 0.00011916 | 0 | 0 | 0 | 0 | 0 | 0 | 0 | 0 | 0 | 0 | 0 | 0 | 0 | 0 | 0 |  |  | Patrols - Distribution OverheadWLDFREquipment / facility failureAggregated | WLDFR | HFTD - Distribution - 3QU CoRE ¦ 5QU LoRE | Non-Red Flag Warning - Catastrophic Fires | Equipment / facility failure | Aggregated | 2021 | 6.4656e-09 | 780.5924 | 5.047e-06 | 2021 | Control | 0.046366 | 1 | 0 | esc | 1.7872e-06 | 8.5799e-09 | 0 | 0 | 0 | 0 | 0 | 0 | 0 | 0 | 0 | 0
[79 empty] | WLDFR | HFTD - Distribution - 3QU CoRE ¦ 5QU LoRE | Non-Red Flag Warning - Catastrophic Fires | 2022 | 0 | 8.5171e-09 | 0 | 0 | 0 | 0 | 13650.1655 | 202.8477 | 8286.6934 | 5160.6244 | 0 | 0 | 0 | 0 | 0 | 0 | 7.3467e-07 | 0 | 0 | 0 | 0.00011626 | 0 | 0.00011626 | 0 | 0 | 0 | 0 | 0 | 0 | 0 | 0 | 0 | 0 | 0 | 0 |  |  | Patrols - Distribution OverheadWLDFREquipment / facility failureAggregated | WLDFR | HFTD - Distribution - 3QU CoRE ¦ 5QU LoRE | Non-Red Flag Warning - Catastrophic Fires | Equipment / facility failure | Aggregated | 2022 | 6.2707e-09 | 780.5924 | 4.8948e-06 | 2022 | Control | 0.046366 | 1 | 0 | esc | 0 | 0 | 1.7742e-06 | 8.5171e-09 | 0 | 0 | 0 | 0 | 0 | 0 | 0 | 0
[79 empty] | WLDFR | HFTD - Distribution - 3QU CoRE ¦ 5QU LoRE | Non-Red Flag Warning - Catastrophic Fires | 2023 | 0 | 0 | 1.2835e-08 | 0 | 0 | 0 | 13668.067 | 202.8477 | 8304.5949 | 5160.6244 | 0 | 0 | 0 | 0 | 0 | 0 | 7.3464e-07 | 0 | 0 | 0 | 0 | 0 | 0 | 0.00017542 | 0 | 0.00017542 | 0 | 0 | 0 | 0 | 0 | 0 | 0 | 0 | 0 |  |  | Patrols - Distribution OverheadWLDFREquipment / facility failureAggregated | WLDFR | HFTD - Distribution - 3QU CoRE ¦ 5QU LoRE | Non-Red Flag Warning - Catastrophic Fires | Equipment / facility failure | Aggregated | 2023 | 6.2637e-09 | 780.5924 | 4.8894e-06 | 2023 | Control | 0.046366 | 1 | 0 | esc | 0 | 0 | 0 | 0 | 1.7662e-06 | 1.2835e-08 | 0 | 0 | 0 | 0 | 0 | 0
[79 empty] | WLDFR | HFTD - Distribution - 3QU CoRE ¦ 5QU LoRE | Non-Red Flag Warning - Catastrophic Fires | 2024 | 0 | 0 | 0 | 1.2835e-08 | 0 | 0 | 13668.067 | 202.8477 | 8304.5949 | 5160.6244 | 0 | 0 | 0 | 0 | 0 | 0 | 7.3464e-07 | 0 | 0 | 0 | 0 | 0 | 0 | 0 | 0 | 0 | 0.00017542 | 0 | 0.00017542 | 0 | 0 | 0 | 0 | 0 | 0 |  |  | Patrols - Distribution OverheadWLDFREquipment / facility failureAggregated | WLDFR | HFTD - Distribution - 3QU CoRE ¦ 5QU LoRE | Non-Red Flag Warning - Catastrophic Fires | Equipment / facility failure | Aggregated | 2024 | 6.2637e-09 | 780.5924 | 4.8894e-06 | 2024 | Control | 0.046366 | 1 | 0 | esc | 0 | 0 | 0 | 0 | 0 | 0 | 1.7662e-06 | 1.2835e-08 | 0 | 0 | 0 | 0
[79 empty] | WLDFR | HFTD - Distribution - 3QU CoRE ¦ 5QU LoRE | Non-Red Flag Warning - Catastrophic Fires | 2025 | 0 | 0 | 0 | 0 | 1.2835e-08 | 0 | 13668.067 | 202.8477 | 8304.5949 | 5160.6244 | 0 | 0 | 0 | 0 | 0 | 0 | 7.3464e-07 | 0 | 0 | 0 | 0 | 0 | 0 | 0 | 0 | 0 | 0 | 0 | 0 | 0.00017542 | 0 | 0.00017542 | 0 | 0 | 0 |  |  | Patrols - Distribution OverheadWLDFREquipment / facility failureAggregated | WLDFR | HFTD - Distribution - 3QU CoRE ¦ 5QU LoRE | Non-Red Flag Warning - Catastrophic Fires | Equipment / facility failure | Aggregated | 2025 | 6.2637e-09 | 780.5924 | 4.8894e-06 | 2025 | Control | 0.046366 | 1 | 0 | esc | 0 | 0 | 0 | 0 | 0 | 0 | 0 | 0 | 1.7662e-06 | 1.2835e-08 | 0 | 0
[79 empty] | WLDFR | HFTD - Distribution - 3QU CoRE ¦ 5QU LoRE | Non-Red Flag Warning - Catastrophic Fires | 2026 | 0 | 0 | 0 | 0 | 0 | 1.2835e-08 | 13668.067 | 202.8477 | 8304.5949 | 5160.6244 | 0 | 0 | 0 | 0 | 0 | 0 | 7.3464e-07 | 0 | 0 | 0 | 0 | 0 | 0 | 0 | 0 | 0 | 0 | 0 | 0 | 0 | 0 | 0 | 0.00017542 | 0 | 0.00017542 |  |  | Patrols - Distribution OverheadWLDFREquipment / facility failureAggregated | WLDFR | HFTD - Distribution - 3QU CoRE ¦ 5QU LoRE | Non-Red Flag Warning - Catastrophic Fires | Equipment / facility failure | Aggregated | 2026 | 6.2637e-09 | 780.5924 | 4.8894e-06 | 2026 | Control | 0.046366 | 1 | 0 | esc | 0 | 0 | 0 | 0 | 0 | 0 | 0 | 0 | 0 | 0 | 1.7662e-06 | 1.2835e-08
[79 empty] | WLDFR | HFTD - Distribution - 3QU CoRE ¦ 5QU LoRE | Non-Red Flag Warning - Destructive Fires | 2021 | 3.3694e-08 | 0 | 0 | 0 | 0 | 0 | 8638.8464 | 212.4034 | 8426.443 | 0 | 0 | 0 | 0 | 0 | 0 | 0 | 7.5537e-07 | 0.00029108 | 0 | 0.00029108 | 0 | 0 | 0 | 0 | 0 | 0 | 0 | 0 | 0 | 0 | 0 | 0 | 0 | 0 | 0 |  |  | Patrols - Distribution OverheadWLDFREquipment / facility failureAggregated | WLDFR | HFTD - Distribution - 3QU CoRE ¦ 5QU LoRE | Non-Red Flag Warning - Destructive Fires | Equipment / facility failure | Aggregated | 2021 | 2.5391e-08 | 780.5924 | 1.982e-05 | 2021 | Control | 0.046366 | 1 | 0 | esc | 7.0186e-06 | 3.3694e-08 | 0 | 0 | 0 | 0 | 0 | 0 | 0 | 0 | 0 | 0
[79 empty] | WLDFR | HFTD - Distribution - 3QU CoRE ¦ 5QU LoRE | Non-Red Flag Warning - Destructive Fires | 2022 | 0 | 3.3447e-08 | 0 | 0 | 0 | 0 | 8489.5411 | 202.8477 | 8286.6934 | 0 | 0 | 0 | 0 | 0 | 0 | 0 | 7.3681e-07 | 0 | 0 | 0 | 0.00028395 | 0 | 0.00028395 | 0 | 0 | 0 | 0 | 0 | 0 | 0 | 0 | 0 | 0 | 0 | 0 |  |  | Patrols - Distribution OverheadWLDFREquipment / facility failureAggregated | WLDFR | HFTD - Distribution - 3QU CoRE ¦ 5QU LoRE | Non-Red Flag Warning - Destructive Fires | Equipment / facility failure | Aggregated | 2022 | 2.4625e-08 | 780.5924 | 1.9222e-05 | 2022 | Control | 0.046366 | 1 | 0 | esc | 0 | 0 | 6.9671e-06 | 3.3447e-08 | 0 | 0 | 0 | 0 | 0 | 0 | 0 | 0
[79 empty] | WLDFR | HFTD - Distribution - 3QU CoRE ¦ 5QU LoRE | Non-Red Flag Warning - Destructive Fires | 2023 | 0 | 0 | 5.0401e-08 | 0 | 0 | 0 | 8507.4426 | 202.8477 | 8304.5949 | 0 | 0 | 0 | 0 | 0 | 0 | 0 | 7.3796e-07 | 0 | 0 | 0 | 0 | 0 | 0 | 0.00042879 | 0 | 0.00042879 | 0 | 0 | 0 | 0 | 0 | 0 | 0 | 0 | 0 |  |  | Patrols - Distribution OverheadWLDFREquipment / facility failureAggregated | WLDFR | HFTD - Distribution - 3QU CoRE ¦ 5QU LoRE | Non-Red Flag Warning - Destructive Fires | Equipment / facility failure | Aggregated | 2023 | 2.4597e-08 | 780.5924 | 1.9201e-05 | 2023 | Control | 0.046366 | 1 | 0 | esc | 0 | 0 | 0 | 0 | 6.9359e-06 | 5.0401e-08 | 0 | 0 | 0 | 0 | 0 | 0
[79 empty] | WLDFR | HFTD - Distribution - 3QU CoRE ¦ 5QU LoRE | Non-Red Flag Warning - Destructive Fires | 2024 | 0 | 0 | 0 | 5.0401e-08 | 0 | 0 | 8507.4426 | 202.8477 | 8304.5949 | 0 | 0 | 0 | 0 | 0 | 0 | 0 | 7.3796e-07 | 0 | 0 | 0 | 0 | 0 | 0 | 0 | 0 | 0 | 0.00042879 | 0 | 0.00042879 | 0 | 0 | 0 | 0 | 0 | 0 |  |  | Patrols - Distribution OverheadWLDFREquipment / facility failureAggregated | WLDFR | HFTD - Distribution - 3QU CoRE ¦ 5QU LoRE | Non-Red Flag Warning - Destructive Fires | Equipment / facility failure | Aggregated | 2024 | 2.4597e-08 | 780.5924 | 1.9201e-05 | 2024 | Control | 0.046366 | 1 | 0 | esc | 0 | 0 | 0 | 0 | 0 | 0 | 6.9359e-06 | 5.0401e-08 | 0 | 0 | 0 | 0
[79 empty] | WLDFR | HFTD - Distribution - 3QU CoRE ¦ 5QU LoRE | Non-Red Flag Warning - Destructive Fires | 2025 | 0 | 0 | 0 | 0 | 5.0401e-08 | 0 | 8507.4426 | 202.8477 | 8304.5949 | 0 | 0 | 0 | 0 | 0 | 0 | 0 | 7.3796e-07 | 0 | 0 | 0 | 0 | 0 | 0 | 0 | 0 | 0 | 0 | 0 | 0 | 0.00042879 | 0 | 0.00042879 | 0 | 0 | 0 |  |  | Patrols - Distribution OverheadWLDFREquipment / facility failureAggregated | WLDFR | HFTD - Distribution - 3QU CoRE ¦ 5QU LoRE | Non-Red Flag Warning - Destructive Fires | Equipment / facility failure | Aggregated | 2025 | 2.4597e-08 | 780.5924 | 1.9201e-05 | 2025 | Control | 0.046366 | 1 | 0 | esc | 0 | 0 | 0 | 0 | 0 | 0 | 0 | 0 | 6.9359e-06 | 5.0401e-08 | 0 | 0
[79 empty] | WLDFR | HFTD - Distribution - 3QU CoRE ¦ 5QU LoRE | Non-Red Flag Warning - Destructive Fires | 2026 | 0 | 0 | 0 | 0 | 0 | 5.0401e-08 | 8507.4426 | 202.8477 | 8304.5949 | 0 | 0 | 0 | 0 | 0 | 0 | 0 | 7.3796e-07 | 0 | 0 | 0 | 0 | 0 | 0 | 0 | 0 | 0 | 0 | 0 | 0 | 0 | 0 | 0 | 0.00042879 | 0 | 0.00042879 |  |  | Patrols - Distribution OverheadWLDFREquipment / facility failureAggregated | WLDFR | HFTD - Distribution - 3QU CoRE ¦ 5QU LoRE | Non-Red Flag Warning - Destructive Fires | Equipment / facility failure | Aggregated | 2026 | 2.4597e-08 | 780.5924 | 1.9201e-05 | 2026 | Control | 0.046366 | 1 | 0 | esc | 0 | 0 | 0 | 0 | 0 | 0 | 0 | 0 | 0 | 0 | 6.9359e-06 | 5.0401e-08
[79 empty] | WLDFR | HFTD - Distribution - 3QU CoRE ¦ 5QU LoRE | Non-Red Flag Warning - Large Fires | 2021 | 5.9671e-07 | 0 | 0 | 0 | 0 | 0 | 5.1078 | 0.69027 | 2.8264 | 1.5911 | 0 | 0 | 0 | 0 | 0 | 0 | 1.1665e-05 | 3.0479e-06 | 0 | 3.0479e-06 | 0 | 0 | 0 | 0 | 0 | 0 | 0 | 0 | 0 | 0 | 0 | 0 | 0 | 0 | 0 |  |  | Patrols - Distribution OverheadWLDFREquipment / facility failureAggregated | WLDFR | HFTD - Distribution - 3QU CoRE ¦ 5QU LoRE | Non-Red Flag Warning - Large Fires | Equipment / facility failure | Aggregated | 2021 | 4.4967e-07 | 780.5924 | 0.00035101 | 2021 | Control | 0.046366 | 1 | 0 | esc | 0.0001243 | 5.9671e-07 | 0 | 0 | 0 | 0 | 0 | 0 | 0 | 0 | 0 | 0
[79 empty] | WLDFR | HFTD - Distribution - 3QU CoRE ¦ 5QU LoRE | Non-Red Flag Warning - Large Fires | 2022 | 0 | 5.9235e-07 | 0 | 0 | 0 | 0 | 5.0739 | 0.68415 | 2.8096 | 1.5801 | 0 | 0 | 0 | 0 | 0 | 0 | 1.1366e-05 | 0 | 0 | 0 | 3.0055e-06 | 0 | 3.0055e-06 | 0 | 0 | 0 | 0 | 0 | 0 | 0 | 0 | 0 | 0 | 0 | 0 |  |  | Patrols - Distribution OverheadWLDFREquipment / facility failureAggregated | WLDFR | HFTD - Distribution - 3QU CoRE ¦ 5QU LoRE | Non-Red Flag Warning - Large Fires | Equipment / facility failure | Aggregated | 2022 | 4.3612e-07 | 780.5924 | 0.00034043 | 2022 | Control | 0.046366 | 1 | 0 | esc | 0 | 0 | 0.00012339 | 5.9235e-07 | 0 | 0 | 0 | 0 | 0 | 0 | 0 | 0
[79 empty] | WLDFR | HFTD - Distribution - 3QU CoRE ¦ 5QU LoRE | Non-Red Flag Warning - Large Fires | 2023 | 0 | 0 | 8.9263e-07 | 0 | 0 | 0 | 5.1712 | 0.68415 | 2.907 | 1.5801 | 0 | 0 | 0 | 0 | 0 | 0 | 1.1391e-05 | 0 | 0 | 0 | 0 | 0 | 0 | 4.616e-06 | 0 | 4.616e-06 | 0 | 0 | 0 | 0 | 0 | 0 | 0 | 0 | 0 |  |  | Patrols - Distribution OverheadWLDFREquipment / facility failureAggregated | WLDFR | HFTD - Distribution - 3QU CoRE ¦ 5QU LoRE | Non-Red Flag Warning - Large Fires | Equipment / facility failure | Aggregated | 2023 | 4.3563e-07 | 780.5924 | 0.00034005 | 2023 | Control | 0.046366 | 1 | 0 | esc | 0 | 0 | 0 | 0 | 0.00012284 | 8.9263e-07 | 0 | 0 | 0 | 0 | 0 | 0
[79 empty] | WLDFR | HFTD - Distribution - 3QU CoRE ¦ 5QU LoRE | Non-Red Flag Warning - Large Fires | 2024 | 0 | 0 | 0 | 8.9263e-07 | 0 | 0 | 5.1712 | 0.68415 | 2.907 | 1.5801 | 0 | 0 | 0 | 0 | 0 | 0 | 1.1391e-05 | 0 | 0 | 0 | 0 | 0 | 0 | 0 | 0 | 0 | 4.616e-06 | 0 | 4.616e-06 | 0 | 0 | 0 | 0 | 0 | 0 |  |  | Patrols - Distribution OverheadWLDFREquipment / facility failureAggregated | WLDFR | HFTD - Distribution - 3QU CoRE ¦ 5QU LoRE | Non-Red Flag Warning - Large Fires | Equipment / facility failure | Aggregated | 2024 | 4.3563e-07 | 780.5924 | 0.00034005 | 2024 | Control | 0.046366 | 1 | 0 | esc | 0 | 0 | 0 | 0 | 0 | 0 | 0.00012284 | 8.9263e-07 | 0 | 0 | 0 | 0
[79 empty] | WLDFR | HFTD - Distribution - 3QU CoRE ¦ 5QU LoRE | Non-Red Flag Warning - Large Fires | 2025 | 0 | 0 | 0 | 0 | 8.9263e-07 | 0 | 5.1712 | 0.68415 | 2.907 | 1.5801 | 0 | 0 | 0 | 0 | 0 | 0 | 1.1391e-05 | 0 | 0 | 0 | 0 | 0 | 0 | 0 | 0 | 0 | 0 | 0 | 0 | 4.616e-06 | 0 | 4.616e-06 | 0 | 0 | 0 |  |  | Patrols - Distribution OverheadWLDFREquipment / facility failureAggregated | WLDFR | HFTD - Distribution - 3QU CoRE ¦ 5QU LoRE | Non-Red Flag Warning - Large Fires | Equipment / facility failure | Aggregated | 2025 | 4.3563e-07 | 780.5924 | 0.00034005 | 2025 | Control | 0.046366 | 1 | 0 | esc | 0 | 0 | 0 | 0 | 0 | 0 | 0 | 0 | 0.00012284 | 8.9263e-07 | 0 | 0
[79 empty] | WLDFR | HFTD - Distribution - 3QU CoRE ¦ 5QU LoRE | Non-Red Flag Warning - Large Fires | 2026 | 0 | 0 | 0 | 0 | 0 | 8.9263e-07 | 5.1712 | 0.68415 | 2.907 | 1.5801 | 0 | 0 | 0 | 0 | 0 | 0 | 1.1391e-05 | 0 | 0 | 0 | 0 | 0 | 0 | 0 | 0 | 0 | 0 | 0 | 0 | 0 | 0 | 0 | 4.616e-06 | 0 | 4.616e-06 |  |  | Patrols - Distribution OverheadWLDFREquipment / facility failureAggregated | WLDFR | HFTD - Distribution - 3QU CoRE ¦ 5QU LoRE | Non-Red Flag Warning - Large Fires | Equipment / facility failure | Aggregated | 2026 | 4.3563e-07 | 780.5924 | 0.00034005 | 2026 | Control | 0.046366 | 1 | 0 | esc | 0 | 0 | 0 | 0 | 0 | 0 | 0 | 0 | 0 | 0 | 0.00012284 | 8.9263e-07
[79 empty] | WLDFR | HFTD - Distribution - 3QU CoRE ¦ 5QU LoRE | Non-Red Flag Warning - Small Fires | 2021 | 0.00018404 | 0 | 0 | 0 | 0 | 0 | 0.077861 | 0.036425 | 0.0015416 | 0.039895 | 0 | 0 | 0 | 0 | 0 | 0 | 0.0014739 | 1.433e-05 | 0 | 1.433e-05 | 0 | 0 | 0 | 0 | 0 | 0 | 0 | 0 | 0 | 0 | 0 | 0 | 0 | 0 | 0 |  |  | Patrols - Distribution OverheadWLDFREquipment / facility failureAggregated | WLDFR | HFTD - Distribution - 3QU CoRE ¦ 5QU LoRE | Non-Red Flag Warning - Small Fires | Equipment / facility failure | Aggregated | 2021 | 0.00013869 | 780.5924 | 0.10826 | 2021 | Control | 0.046366 | 1 | 0 | esc | 0.038336 | 0.00018404 | 0 | 0 | 0 | 0 | 0 | 0 | 0 | 0 | 0 | 0
[79 empty] | WLDFR | HFTD - Distribution - 3QU CoRE ¦ 5QU LoRE | Non-Red Flag Warning - Small Fires | 2022 | 0 | 0.0001841 | 0 | 0 | 0 | 0 | 0.077861 | 0.036425 | 0.0015416 | 0.039895 | 0 | 0 | 0 | 0 | 0 | 0 | 0.0014434 | 0 | 0 | 0 | 1.4334e-05 | 0 | 1.4334e-05 | 0 | 0 | 0 | 0 | 0 | 0 | 0 | 0 | 0 | 0 | 0 | 0 |  |  | Patrols - Distribution OverheadWLDFREquipment / facility failureAggregated | WLDFR | HFTD - Distribution - 3QU CoRE ¦ 5QU LoRE | Non-Red Flag Warning - Small Fires | Equipment / facility failure | Aggregated | 2022 | 0.00013554 | 780.5924 | 0.1058 | 2022 | Control | 0.046366 | 1 | 0 | esc | 0 | 0 | 0.038348 | 0.0001841 | 0 | 0 | 0 | 0 | 0 | 0 | 0 | 0
[79 empty] | WLDFR | HFTD - Distribution - 3QU CoRE ¦ 5QU LoRE | Non-Red Flag Warning - Small Fires | 2023 | 0 | 0 | 0.00027702 | 0 | 0 | 0 | 0.077901 | 0.036425 | 0.0015809 | 0.039895 | 0 | 0 | 0 | 0 | 0 | 0 | 0.0014456 | 0 | 0 | 0 | 0 | 0 | 0 | 2.158e-05 | 0 | 2.158e-05 | 0 | 0 | 0 | 0 | 0 | 0 | 0 | 0 | 0 |  |  | Patrols - Distribution OverheadWLDFREquipment / facility failureAggregated | WLDFR | HFTD - Distribution - 3QU CoRE ¦ 5QU LoRE | Non-Red Flag Warning - Small Fires | Equipment / facility failure | Aggregated | 2023 | 0.00013519 | 780.5924 | 0.10553 | 2023 | Control | 0.046366 | 1 | 0 | esc | 0 | 0 | 0 | 0 | 0.038121 | 0.00027702 | 0 | 0 | 0 | 0 | 0 | 0
[79 empty] | WLDFR | HFTD - Distribution - 3QU CoRE ¦ 5QU LoRE | Non-Red Flag Warning - Small Fires | 2024 | 0 | 0 | 0 | 0.00027702 | 0 | 0 | 0.077901 | 0.036425 | 0.0015809 | 0.039895 | 0 | 0 | 0 | 0 | 0 | 0 | 0.0014456 | 0 | 0 | 0 | 0 | 0 | 0 | 0 | 0 | 0 | 2.158e-05 | 0 | 2.158e-05 | 0 | 0 | 0 | 0 | 0 | 0 |  |  | Patrols - Distribution OverheadWLDFREquipment / facility failureAggregated | WLDFR | HFTD - Distribution - 3QU CoRE ¦ 5QU LoRE | Non-Red Flag Warning - Small Fires | Equipment / facility failure | Aggregated | 2024 | 0.00013519 | 780.5924 | 0.10553 | 2024 | Control | 0.046366 | 1 | 0 | esc | 0 | 0 | 0 | 0 | 0 | 0 | 0.038121 | 0.00027702 | 0 | 0 | 0 | 0
[79 empty] | WLDFR | HFTD - Distribution - 3QU CoRE ¦ 5QU LoRE | Non-Red Flag Warning - Small Fires | 2025 | 0 | 0 | 0 | 0 | 0.00027702 | 0 | 0.077901 | 0.036425 | 0.0015809 | 0.039895 | 0 | 0 | 0 | 0 | 0 | 0 | 0.0014456 | 0 | 0 | 0 | 0 | 0 | 0 | 0 | 0 | 0 | 0 | 0 | 0 | 2.158e-05 | 0 | 2.158e-05 | 0 | 0 | 0 |  |  | Patrols - Distribution OverheadWLDFREquipment / facility failureAggregated | WLDFR | HFTD - Distribution - 3QU CoRE ¦ 5QU LoRE | Non-Red Flag Warning - Small Fires | Equipment / facility failure | Aggregated | 2025 | 0.00013519 | 780.5924 | 0.10553 | 2025 | Control | 0.046366 | 1 | 0 | esc | 0 | 0 | 0 | 0 | 0 | 0 | 0 | 0 | 0.038121 | 0.00027702 | 0 | 0
[79 empty] | WLDFR | HFTD - Distribution - 3QU CoRE ¦ 5QU LoRE | Non-Red Flag Warning - Small Fires | 2026 | 0 | 0 | 0 | 0 | 0 | 0.00027702 | 0.077901 | 0.036425 | 0.0015809 | 0.039895 | 0 | 0 | 0 | 0 | 0 | 0 | 0.0014456 | 0 | 0 | 0 | 0 | 0 | 0 | 0 | 0 | 0 | 0 | 0 | 0 | 0 | 0 | 0 | 2.158e-05 | 0 | 2.158e-05 |  |  | Patrols - Distribution OverheadWLDFREquipment / facility failureAggregated | WLDFR | HFTD - Distribution - 3QU CoRE ¦ 5QU LoRE | Non-Red Flag Warning - Small Fires | Equipment / facility failure | Aggregated | 2026 | 0.00013519 | 780.5924 | 0.10553 | 2026 | Control | 0.046366 | 1 | 0 | esc | 0 | 0 | 0 | 0 | 0 | 0 | 0 | 0 | 0 | 0 | 0.038121 | 0.00027702
[79 empty] | WLDFR | HFTD - Distribution - 3QU CoRE ¦ 5QU LoRE | Red Flag Warning - Catastrophic Fires | 2021 | 2.9661e-06 | 0 | 0 | 0 | 0 | 0 | 13887.861 | 212.4034 | 8426.443 | 5249.0147 | 0 | 0 | 0 | 0 | 0 | 0 | 1.139e-05 | 0.041192 | 0 | 0.041192 | 0 | 0 | 0 | 0 | 0 | 0 | 0 | 0 | 0 | 0 | 0 | 0 | 0 | 0 | 0 |  |  | Patrols - Distribution OverheadWLDFREquipment / facility failureAggregated | WLDFR | HFTD - Distribution - 3QU CoRE ¦ 5QU LoRE | Red Flag Warning - Catastrophic Fires | Equipment / facility failure | Aggregated | 2021 | 2.2352e-06 | 780.5924 | 0.0017448 | 2021 | Control | 0.046366 | 1 | 0 | esc | 0.00061785 | 2.9661e-06 | 0 | 0 | 0 | 0 | 0 | 0 | 0 | 0 | 0 | 0
[79 empty] | WLDFR | HFTD - Distribution - 3QU CoRE ¦ 5QU LoRE | Red Flag Warning - Catastrophic Fires | 2022 | 0 | 2.9446e-06 | 0 | 0 | 0 | 0 | 13650.1655 | 202.8477 | 8286.6934 | 5160.6244 | 0 | 0 | 0 | 0 | 0 | 0 | 1.0988e-05 | 0 | 0 | 0 | 0.040194 | 0 | 0.040194 | 0 | 0 | 0 | 0 | 0 | 0 | 0 | 0 | 0 | 0 | 0 | 0 |  |  | Patrols - Distribution OverheadWLDFREquipment / facility failureAggregated | WLDFR | HFTD - Distribution - 3QU CoRE ¦ 5QU LoRE | Red Flag Warning - Catastrophic Fires | Equipment / facility failure | Aggregated | 2022 | 2.1679e-06 | 780.5924 | 0.0016923 | 2022 | Control | 0.046366 | 1 | 0 | esc | 0 | 0 | 0.00061336 | 2.9446e-06 | 0 | 0 | 0 | 0 | 0 | 0 | 0 | 0
[79 empty] | WLDFR | HFTD - Distribution - 3QU CoRE ¦ 5QU LoRE | Red Flag Warning - Catastrophic Fires | 2023 | 0 | 0 | 4.5909e-06 | 0 | 0 | 0 | 13668.067 | 202.8477 | 8304.5949 | 5160.6244 | 0 | 0 | 0 | 0 | 0 | 0 | 1.1414e-05 | 0 | 0 | 0 | 0 | 0 | 0 | 0.062749 | 0 | 0.062749 | 0 | 0 | 0 | 0 | 0 | 0 | 0 | 0 | 0 |  |  | Patrols - Distribution OverheadWLDFREquipment / facility failureAggregated | WLDFR | HFTD - Distribution - 3QU CoRE ¦ 5QU LoRE | Red Flag Warning - Catastrophic Fires | Equipment / facility failure | Aggregated | 2023 | 2.2405e-06 | 780.5924 | 0.0017489 | 2023 | Control | 0.046366 | 1 | 0 | esc | 0 | 0 | 0 | 0 | 0.00063177 | 4.5909e-06 | 0 | 0 | 0 | 0 | 0 | 0
[79 empty] | WLDFR | HFTD - Distribution - 3QU CoRE ¦ 5QU LoRE | Red Flag Warning - Catastrophic Fires | 2024 | 0 | 0 | 0 | 4.5909e-06 | 0 | 0 | 13668.067 | 202.8477 | 8304.5949 | 5160.6244 | 0 | 0 | 0 | 0 | 0 | 0 | 1.1414e-05 | 0 | 0 | 0 | 0 | 0 | 0 | 0 | 0 | 0 | 0.062749 | 0 | 0.062749 | 0 | 0 | 0 | 0 | 0 | 0 |  |  | Patrols - Distribution OverheadWLDFREquipment / facility failureAggregated | WLDFR | HFTD - Distribution - 3QU CoRE ¦ 5QU LoRE | Red Flag Warning - Catastrophic Fires | Equipment / facility failure | Aggregated | 2024 | 2.2405e-06 | 780.5924 | 0.0017489 | 2024 | Control | 0.046366 | 1 | 0 | esc | 0 | 0 | 0 | 0 | 0 | 0 | 0.00063177 | 4.5909e-06 | 0 | 0 | 0 | 0
[79 empty] | WLDFR | HFTD - Distribution - 3QU CoRE ¦ 5QU LoRE | Red Flag Warning - Catastrophic Fires | 2025 | 0 | 0 | 0 | 0 | 4.5909e-06 | 0 | 13668.067 | 202.8477 | 8304.5949 | 5160.6244 | 0 | 0 | 0 | 0 | 0 | 0 | 1.1414e-05 | 0 | 0 | 0 | 0 | 0 | 0 | 0 | 0 | 0 | 0 | 0 | 0 | 0.062749 | 0 | 0.062749 | 0 | 0 | 0 |  |  | Patrols - Distribution OverheadWLDFREquipment / facility failureAggregated | WLDFR | HFTD - Distribution - 3QU CoRE ¦ 5QU LoRE | Red Flag Warning - Catastrophic Fires | Equipment / facility failure | Aggregated | 2025 | 2.2405e-06 | 780.5924 | 0.0017489 | 2025 | Control | 0.046366 | 1 | 0 | esc | 0 | 0 | 0 | 0 | 0 | 0 | 0 | 0 | 0.00063177 | 4.5909e-06 | 0 | 0
[79 empty] | WLDFR | HFTD - Distribution - 3QU CoRE ¦ 5QU LoRE | Red Flag Warning - Catastrophic Fires | 2026 | 0 | 0 | 0 | 0 | 0 | 4.5909e-06 | 13668.067 | 202.8477 | 8304.5949 | 5160.6244 | 0 | 0 | 0 | 0 | 0 | 0 | 1.1414e-05 | 0 | 0 | 0 | 0 | 0 | 0 | 0 | 0 | 0 | 0 | 0 | 0 | 0 | 0 | 0 | 0.062749 | 0 | 0.062749 |  |  | Patrols - Distribution OverheadWLDFREquipment / facility failureAggregated | WLDFR | HFTD - Distribution - 3QU CoRE ¦ 5QU LoRE | Red Flag Warning - Catastrophic Fires | Equipment / facility failure | Aggregated | 2026 | 2.2405e-06 | 780.5924 | 0.0017489 | 2026 | Control | 0.046366 | 1 | 0 | esc | 0 | 0 | 0 | 0 | 0 | 0 | 0 | 0 | 0 | 0 | 0.00063177 | 4.5909e-06
[79 empty] | WLDFR | HFTD - Distribution - 3QU CoRE ¦ 5QU LoRE | Red Flag Warning - Destructive Fires | 2021 | 5.8668e-07 | 0 | 0 | 0 | 0 | 0 | 8638.8464 | 212.4034 | 8426.443 | 0 | 0 | 0 | 0 | 0 | 0 | 0 | 1.6137e-06 | 0.0050682 | 0 | 0.0050682 | 0 | 0 | 0 | 0 | 0 | 0 | 0 | 0 | 0 | 0 | 0 | 0 | 0 | 0 | 0 |  |  | Patrols - Distribution OverheadWLDFREquipment / facility failureAggregated | WLDFR | HFTD - Distribution - 3QU CoRE ¦ 5QU LoRE | Red Flag Warning - Destructive Fires | Equipment / facility failure | Aggregated | 2021 | 4.4211e-07 | 780.5924 | 0.0003451 | 2021 | Control | 0.046366 | 1 | 0 | esc | 0.00012221 | 5.8668e-07 | 0 | 0 | 0 | 0 | 0 | 0 | 0 | 0 | 0 | 0
[79 empty] | WLDFR | HFTD - Distribution - 3QU CoRE ¦ 5QU LoRE | Red Flag Warning - Destructive Fires | 2022 | 0 | 5.8239e-07 | 0 | 0 | 0 | 0 | 8489.5411 | 202.8477 | 8286.6934 | 0 | 0 | 0 | 0 | 0 | 0 | 0 | 1.5576e-06 | 0 | 0 | 0 | 0.0049443 | 0 | 0.0049443 | 0 | 0 | 0 | 0 | 0 | 0 | 0 | 0 | 0 | 0 | 0 | 0 |  |  | Patrols - Distribution OverheadWLDFREquipment / facility failureAggregated | WLDFR | HFTD - Distribution - 3QU CoRE ¦ 5QU LoRE | Red Flag Warning - Destructive Fires | Equipment / facility failure | Aggregated | 2022 | 4.2878e-07 | 780.5924 | 0.00033471 | 2022 | Control | 0.046366 | 1 | 0 | esc | 0 | 0 | 0.00012132 | 5.8239e-07 | 0 | 0 | 0 | 0 | 0 | 0 | 0 | 0
[79 empty] | WLDFR | HFTD - Distribution - 3QU CoRE ¦ 5QU LoRE | Red Flag Warning - Destructive Fires | 2023 | 0 | 0 | 9.0803e-07 | 0 | 0 | 0 | 8507.4426 | 202.8477 | 8304.5949 | 0 | 0 | 0 | 0 | 0 | 0 | 0 | 1.6172e-06 | 0 | 0 | 0 | 0 | 0 | 0 | 0.007725 | 0 | 0.007725 | 0 | 0 | 0 | 0 | 0 | 0 | 0 | 0 | 0 |  |  | Patrols - Distribution OverheadWLDFREquipment / facility failureAggregated | WLDFR | HFTD - Distribution - 3QU CoRE ¦ 5QU LoRE | Red Flag Warning - Destructive Fires | Equipment / facility failure | Aggregated | 2023 | 4.4314e-07 | 780.5924 | 0.00034592 | 2023 | Control | 0.046366 | 1 | 0 | esc | 0 | 0 | 0 | 0 | 0.00012496 | 9.0803e-07 | 0 | 0 | 0 | 0 | 0 | 0
[79 empty] | WLDFR | HFTD - Distribution - 3QU CoRE ¦ 5QU LoRE | Red Flag Warning - Destructive Fires | 2024 | 0 | 0 | 0 | 9.0803e-07 | 0 | 0 | 8507.4426 | 202.8477 | 8304.5949 | 0 | 0 | 0 | 0 | 0 | 0 | 0 | 1.6172e-06 | 0 | 0 | 0 | 0 | 0 | 0 | 0 | 0 | 0 | 0.007725 | 0 | 0.007725 | 0 | 0 | 0 | 0 | 0 | 0 |  |  | Patrols - Distribution OverheadWLDFREquipment / facility failureAggregated | WLDFR | HFTD - Distribution - 3QU CoRE ¦ 5QU LoRE | Red Flag Warning - Destructive Fires | Equipment / facility failure | Aggregated | 2024 | 4.4314e-07 | 780.5924 | 0.00034592 | 2024 | Control | 0.046366 | 1 | 0 | esc | 0 | 0 | 0 | 0 | 0 | 0 | 0.00012496 | 9.0803e-07 | 0 | 0 | 0 | 0
[79 empty] | WLDFR | HFTD - Distribution - 3QU CoRE ¦ 5QU LoRE | Red Flag Warning - Destructive Fires | 2025 | 0 | 0 | 0 | 0 | 9.0803e-07 | 0 | 8507.4426 | 202.8477 | 8304.5949 | 0 | 0 | 0 | 0 | 0 | 0 | 0 | 1.6172e-06 | 0 | 0 | 0 | 0 | 0 | 0 | 0 | 0 | 0 | 0 | 0 | 0 | 0.007725 | 0 | 0.007725 | 0 | 0 | 0 |  |  | Patrols - Distribution OverheadWLDFREquipment / facility failureAggregated | WLDFR | HFTD - Distribution - 3QU CoRE ¦ 5QU LoRE | Red Flag Warning - Destructive Fires | Equipment / facility failure | Aggregated | 2025 | 4.4314e-07 | 780.5924 | 0.00034592 | 2025 | Control | 0.046366 | 1 | 0 | esc | 0 | 0 | 0 | 0 | 0 | 0 | 0 | 0 | 0.00012496 | 9.0803e-07 | 0 | 0
[79 empty] | WLDFR | HFTD - Distribution - 3QU CoRE ¦ 5QU LoRE | Red Flag Warning - Destructive Fires | 2026 | 0 | 0 | 0 | 0 | 0 | 9.0803e-07 | 8507.4426 | 202.8477 | 8304.5949 | 0 | 0 | 0 | 0 | 0 | 0 | 0 | 1.6172e-06 | 0 | 0 | 0 | 0 | 0 | 0 | 0 | 0 | 0 | 0 | 0 | 0 | 0 | 0 | 0 | 0.007725 | 0 | 0.007725 |  |  | Patrols - Distribution OverheadWLDFREquipment / facility failureAggregated | WLDFR | HFTD - Distribution - 3QU CoRE ¦ 5QU LoRE | Red Flag Warning - Destructive Fires | Equipment / facility failure | Aggregated | 2026 | 4.4314e-07 | 780.5924 | 0.00034592 | 2026 | Control | 0.046366 | 1 | 0 | esc | 0 | 0 | 0 | 0 | 0 | 0 | 0 | 0 | 0 | 0 | 0.00012496 | 9.0803e-07
[79 empty] | WLDFR | HFTD - Distribution - 3QU CoRE ¦ 5QU LoRE | Red Flag Warning - Large Fires | 2021 | 5.8526e-06 | 0 | 0 | 0 | 0 | 0 | 5.1078 | 0.69027 | 2.8264 | 1.5911 | 0 | 0 | 0 | 0 | 0 | 0 | 1.6411e-05 | 2.9894e-05 | 0 | 2.9894e-05 | 0 | 0 | 0 | 0 | 0 | 0 | 0 | 0 | 0 | 0 | 0 | 0 | 0 | 0 | 0 |  |  | Patrols - Distribution OverheadWLDFREquipment / facility failureAggregated | WLDFR | HFTD - Distribution - 3QU CoRE ¦ 5QU LoRE | Red Flag Warning - Large Fires | Equipment / facility failure | Aggregated | 2021 | 4.4104e-06 | 780.5924 | 0.0034427 | 2021 | Control | 0.046366 | 1 | 0 | esc | 0.0012191 | 5.8526e-06 | 0 | 0 | 0 | 0 | 0 | 0 | 0 | 0 | 0 | 0
[79 empty] | WLDFR | HFTD - Distribution - 3QU CoRE ¦ 5QU LoRE | Red Flag Warning - Large Fires | 2022 | 0 | 5.8107e-06 | 0 | 0 | 0 | 0 | 5.0739 | 0.68415 | 2.8096 | 1.5801 | 0 | 0 | 0 | 0 | 0 | 0 | 1.5841e-05 | 0 | 0 | 0 | 2.9483e-05 | 0 | 2.9483e-05 | 0 | 0 | 0 | 0 | 0 | 0 | 0 | 0 | 0 | 0 | 0 | 0 |  |  | Patrols - Distribution OverheadWLDFREquipment / facility failureAggregated | WLDFR | HFTD - Distribution - 3QU CoRE ¦ 5QU LoRE | Red Flag Warning - Large Fires | Equipment / facility failure | Aggregated | 2022 | 4.2781e-06 | 780.5924 | 0.0033394 | 2022 | Control | 0.046366 | 1 | 0 | esc | 0 | 0 | 0.0012104 | 5.8107e-06 | 0 | 0 | 0 | 0 | 0 | 0 | 0 | 0
[79 empty] | WLDFR | HFTD - Distribution - 3QU CoRE ¦ 5QU LoRE | Red Flag Warning - Large Fires | 2023 | 0 | 0 | 9.0596e-06 | 0 | 0 | 0 | 5.1712 | 0.68415 | 2.907 | 1.5801 | 0 | 0 | 0 | 0 | 0 | 0 | 1.6448e-05 | 0 | 0 | 0 | 0 | 0 | 0 | 4.685e-05 | 0 | 4.685e-05 | 0 | 0 | 0 | 0 | 0 | 0 | 0 | 0 | 0 |  |  | Patrols - Distribution OverheadWLDFREquipment / facility failureAggregated | WLDFR | HFTD - Distribution - 3QU CoRE ¦ 5QU LoRE | Red Flag Warning - Large Fires | Equipment / facility failure | Aggregated | 2023 | 4.4214e-06 | 780.5924 | 0.0034513 | 2023 | Control | 0.046366 | 1 | 0 | esc | 0 | 0 | 0 | 0 | 0.0012467 | 9.0596e-06 | 0 | 0 | 0 | 0 | 0 | 0
[79 empty] | WLDFR | HFTD - Distribution - 3QU CoRE ¦ 5QU LoRE | Red Flag Warning - Large Fires | 2024 | 0 | 0 | 0 | 9.0596e-06 | 0 | 0 | 5.1712 | 0.68415 | 2.907 | 1.5801 | 0 | 0 | 0 | 0 | 0 | 0 | 1.6448e-05 | 0 | 0 | 0 | 0 | 0 | 0 | 0 | 0 | 0 | 4.685e-05 | 0 | 4.685e-05 | 0 | 0 | 0 | 0 | 0 | 0 |  |  | Patrols - Distribution OverheadWLDFREquipment / facility failureAggregated | WLDFR | HFTD - Distribution - 3QU CoRE ¦ 5QU LoRE | Red Flag Warning - Large Fires | Equipment / facility failure | Aggregated | 2024 | 4.4214e-06 | 780.5924 | 0.0034513 | 2024 | Control | 0.046366 | 1 | 0 | esc | 0 | 0 | 0 | 0 | 0 | 0 | 0.0012467 | 9.0596e-06 | 0 | 0 | 0 | 0
[79 empty] | WLDFR | HFTD - Distribution - 3QU CoRE ¦ 5QU LoRE | Red Flag Warning - Large Fires | 2025 | 0 | 0 | 0 | 0 | 9.0596e-06 | 0 | 5.1712 | 0.68415 | 2.907 | 1.5801 | 0 | 0 | 0 | 0 | 0 | 0 | 1.6448e-05 | 0 | 0 | 0 | 0 | 0 | 0 | 0 | 0 | 0 | 0 | 0 | 0 | 4.685e-05 | 0 | 4.685e-05 | 0 | 0 | 0 |  |  | Patrols - Distribution OverheadWLDFREquipment / facility failureAggregated | WLDFR | HFTD - Distribution - 3QU CoRE ¦ 5QU LoRE | Red Flag Warning - Large Fires | Equipment / facility failure | Aggregated | 2025 | 4.4214e-06 | 780.5924 | 0.0034513 | 2025 | Control | 0.046366 | 1 | 0 | esc | 0 | 0 | 0 | 0 | 0 | 0 | 0 | 0 | 0.0012467 | 9.0596e-06 | 0 | 0
[79 empty] | WLDFR | HFTD - Distribution - 3QU CoRE ¦ 5QU LoRE | Red Flag Warning - Large Fires | 2026 | 0 | 0 | 0 | 0 | 0 | 9.0596e-06 | 5.1712 | 0.68415 | 2.907 | 1.5801 | 0 | 0 | 0 | 0 | 0 | 0 | 1.6448e-05 | 0 | 0 | 0 | 0 | 0 | 0 | 0 | 0 | 0 | 0 | 0 | 0 | 0 | 0 | 0 | 4.685e-05 | 0 | 4.685e-05 |  |  | Patrols - Distribution OverheadWLDFREquipment / facility failureAggregated | WLDFR | HFTD - Distribution - 3QU CoRE ¦ 5QU LoRE | Red Flag Warning - Large Fires | Equipment / facility failure | Aggregated | 2026 | 4.4214e-06 | 780.5924 | 0.0034513 | 2026 | Control | 0.046366 | 1 | 0 | esc | 0 | 0 | 0 | 0 | 0 | 0 | 0 | 0 | 0 | 0 | 0.0012467 | 9.0596e-06
[79 empty] | WLDFR | HFTD - Distribution - 3QU CoRE ¦ 5QU LoRE | Red Flag Warning - Small Fires | 2021 | 2.8505e-05 | 0 | 0 | 0 | 0 | 0 | 0.077861 | 0.036425 | 0.0015416 | 0.039895 | 0 | 0 | 0 | 0 | 0 | 0 | 0.00020707 | 2.2194e-06 | 0 | 2.2194e-06 | 0 | 0 | 0 | 0 | 0 | 0 | 0 | 0 | 0 | 0 | 0 | 0 | 0 | 0 | 0 |  |  | Patrols - Distribution OverheadWLDFREquipment / facility failureAggregated | WLDFR | HFTD - Distribution - 3QU CoRE ¦ 5QU LoRE | Red Flag Warning - Small Fires | Equipment / facility failure | Aggregated | 2021 | 2.1481e-05 | 780.5924 | 0.016768 | 2021 | Control | 0.046366 | 1 | 0 | esc | 0.0059377 | 2.8505e-05 | 0 | 0 | 0 | 0 | 0 | 0 | 0 | 0 | 0 | 0
[79 empty] | WLDFR | HFTD - Distribution - 3QU CoRE ¦ 5QU LoRE | Red Flag Warning - Small Fires | 2022 | 0 | 2.8519e-05 | 0 | 0 | 0 | 0 | 0.077861 | 0.036425 | 0.0015416 | 0.039895 | 0 | 0 | 0 | 0 | 0 | 0 | 0.00020138 | 0 | 0 | 0 | 2.2205e-06 | 0 | 2.2205e-06 | 0 | 0 | 0 | 0 | 0 | 0 | 0 | 0 | 0 | 0 | 0 | 0 |  |  | Patrols - Distribution OverheadWLDFREquipment / facility failureAggregated | WLDFR | HFTD - Distribution - 3QU CoRE ¦ 5QU LoRE | Red Flag Warning - Small Fires | Equipment / facility failure | Aggregated | 2022 | 2.0997e-05 | 780.5924 | 0.01639 | 2022 | Control | 0.046366 | 1 | 0 | esc | 0 | 0 | 0.0059406 | 2.8519e-05 | 0 | 0 | 0 | 0 | 0 | 0 | 0 | 0
[79 empty] | WLDFR | HFTD - Distribution - 3QU CoRE ¦ 5QU LoRE | Red Flag Warning - Small Fires | 2023 | 0 | 0 | 4.44e-05 | 0 | 0 | 0 | 0.077901 | 0.036425 | 0.0015809 | 0.039895 | 0 | 0 | 0 | 0 | 0 | 0 | 0.0002089 | 0 | 0 | 0 | 0 | 0 | 0 | 3.4587e-06 | 0 | 3.4587e-06 | 0 | 0 | 0 | 0 | 0 | 0 | 0 | 0 | 0 |  |  | Patrols - Distribution OverheadWLDFREquipment / facility failureAggregated | WLDFR | HFTD - Distribution - 3QU CoRE ¦ 5QU LoRE | Red Flag Warning - Small Fires | Equipment / facility failure | Aggregated | 2023 | 2.1668e-05 | 780.5924 | 0.016914 | 2023 | Control | 0.046366 | 1 | 0 | esc | 0 | 0 | 0 | 0 | 0.00611 | 4.44e-05 | 0 | 0 | 0 | 0 | 0 | 0
[79 empty] | WLDFR | HFTD - Distribution - 3QU CoRE ¦ 5QU LoRE | Red Flag Warning - Small Fires | 2024 | 0 | 0 | 0 | 4.44e-05 | 0 | 0 | 0.077901 | 0.036425 | 0.0015809 | 0.039895 | 0 | 0 | 0 | 0 | 0 | 0 | 0.0002089 | 0 | 0 | 0 | 0 | 0 | 0 | 0 | 0 | 0 | 3.4587e-06 | 0 | 3.4587e-06 | 0 | 0 | 0 | 0 | 0 | 0 |  |  | Patrols - Distribution OverheadWLDFREquipment / facility failureAggregated | WLDFR | HFTD - Distribution - 3QU CoRE ¦ 5QU LoRE | Red Flag Warning - Small Fires | Equipment / facility failure | Aggregated | 2024 | 2.1668e-05 | 780.5924 | 0.016914 | 2024 | Control | 0.046366 | 1 | 0 | esc | 0 | 0 | 0 | 0 | 0 | 0 | 0.00611 | 4.44e-05 | 0 | 0 | 0 | 0
[79 empty] | WLDFR | HFTD - Distribution - 3QU CoRE ¦ 5QU LoRE | Red Flag Warning - Small Fires | 2025 | 0 | 0 | 0 | 0 | 4.44e-05 | 0 | 0.077901 | 0.036425 | 0.0015809 | 0.039895 | 0 | 0 | 0 | 0 | 0 | 0 | 0.0002089 | 0 | 0 | 0 | 0 | 0 | 0 | 0 | 0 | 0 | 0 | 0 | 0 | 3.4587e-06 | 0 | 3.4587e-06 | 0 | 0 | 0 |  |  | Patrols - Distribution OverheadWLDFREquipment / facility failureAggregated | WLDFR | HFTD - Distribution - 3QU CoRE ¦ 5QU LoRE | Red Flag Warning - Small Fires | Equipment / facility failure | Aggregated | 2025 | 2.1668e-05 | 780.5924 | 0.016914 | 2025 | Control | 0.046366 | 1 | 0 | esc | 0 | 0 | 0 | 0 | 0 | 0 | 0 | 0 | 0.00611 | 4.44e-05 | 0 | 0
[79 empty] | WLDFR | HFTD - Distribution - 3QU CoRE ¦ 5QU LoRE | Red Flag Warning - Small Fires | 2026 | 0 | 0 | 0 | 0 | 0 | 4.44e-05 | 0.077901 | 0.036425 | 0.0015809 | 0.039895 | 0 | 0 | 0 | 0 | 0 | 0 | 0.0002089 | 0 | 0 | 0 | 0 | 0 | 0 | 0 | 0 | 0 | 0 | 0 | 0 | 0 | 0 | 0 | 3.4587e-06 | 0 | 3.4587e-06 |  |  | Patrols - Distribution OverheadWLDFREquipment / facility failureAggregated | WLDFR | HFTD - Distribution - 3QU CoRE ¦ 5QU LoRE | Red Flag Warning - Small Fires | Equipment / facility failure | Aggregated | 2026 | 2.1668e-05 | 780.5924 | 0.016914 | 2026 | Control | 0.046366 | 1 | 0 | esc | 0 | 0 | 0 | 0 | 0 | 0 | 0 | 0 | 0 | 0 | 0.00611 | 4.44e-05
[79 empty] | WLDFR | HFTD - Distribution - 4QU CoRE ¦ 1QU LoRE | Non-Red Flag Warning - Catastrophic Fires | 2021 | 3.1907e-09 | 0 | 0 | 0 | 0 | 0 | 13887.861 | 212.4034 | 8426.443 | 5249.0147 | 0 | 0 | 0 | 0 | 0 | 0 | 2.1316e-06 | 4.4311e-05 | 0 | 4.4311e-05 | 0 | 0 | 0 | 0 | 0 | 0 | 0 | 0 | 0 | 0 | 0 | 0 | 0 | 0 | 0 |  |  | Patrols - Distribution OverheadWLDFREquipment / facility failureAggregated | WLDFR | HFTD - Distribution - 4QU CoRE ¦ 1QU LoRE | Non-Red Flag Warning - Catastrophic Fires | Equipment / facility failure | Aggregated | 2021 | 3.1566e-08 | 1255.5622 | 3.9633e-05 | 2021 | Control | 0.046366 | 1 | 0 | esc | 6.6463e-07 | 3.1907e-09 | 0 | 0 | 0 | 0 | 0 | 0 | 0 | 0 | 0 | 0
[79 empty] | WLDFR | HFTD - Distribution - 4QU CoRE ¦ 1QU LoRE | Non-Red Flag Warning - Catastrophic Fires | 2022 | 0 | 3.1678e-09 | 0 | 0 | 0 | 0 | 13650.1655 | 202.8477 | 8286.6934 | 5160.6244 | 0 | 0 | 0 | 0 | 0 | 0 | 2.0787e-06 | 0 | 0 | 0 | 4.3241e-05 | 0 | 4.3241e-05 | 0 | 0 | 0 | 0 | 0 | 0 | 0 | 0 | 0 | 0 | 0 | 0 |  |  | Patrols - Distribution OverheadWLDFREquipment / facility failureAggregated | WLDFR | HFTD - Distribution - 4QU CoRE ¦ 1QU LoRE | Non-Red Flag Warning - Catastrophic Fires | Equipment / facility failure | Aggregated | 2022 | 3.07e-08 | 1255.5622 | 3.8546e-05 | 2022 | Control | 0.046366 | 1 | 0 | esc | 0 | 0 | 6.5987e-07 | 3.1678e-09 | 0 | 0 | 0 | 0 | 0 | 0 | 0 | 0
[79 empty] | WLDFR | HFTD - Distribution - 4QU CoRE ¦ 1QU LoRE | Non-Red Flag Warning - Catastrophic Fires | 2023 | 0 | 0 | 4.7806e-09 | 0 | 0 | 0 | 13668.067 | 202.8477 | 8304.5949 | 5160.6244 | 0 | 0 | 0 | 0 | 0 | 0 | 2.0779e-06 | 0 | 0 | 0 | 0 | 0 | 0 | 6.5342e-05 | 0 | 6.5342e-05 | 0 | 0 | 0 | 0 | 0 | 0 | 0 | 0 | 0 |  |  | Patrols - Distribution OverheadWLDFREquipment / facility failureAggregated | WLDFR | HFTD - Distribution - 4QU CoRE ¦ 1QU LoRE | Non-Red Flag Warning - Catastrophic Fires | Equipment / facility failure | Aggregated | 2023 | 3.0666e-08 | 1255.5622 | 3.8503e-05 | 2023 | Control | 0.046366 | 1 | 0 | esc | 0 | 0 | 0 | 0 | 6.5788e-07 | 4.7806e-09 | 0 | 0 | 0 | 0 | 0 | 0
[79 empty] | WLDFR | HFTD - Distribution - 4QU CoRE ¦ 1QU LoRE | Non-Red Flag Warning - Catastrophic Fires | 2024 | 0 | 0 | 0 | 4.7806e-09 | 0 | 0 | 13668.067 | 202.8477 | 8304.5949 | 5160.6244 | 0 | 0 | 0 | 0 | 0 | 0 | 2.0779e-06 | 0 | 0 | 0 | 0 | 0 | 0 | 0 | 0 | 0 | 6.5342e-05 | 0 | 6.5342e-05 | 0 | 0 | 0 | 0 | 0 | 0 |  |  | Patrols - Distribution OverheadWLDFREquipment / facility failureAggregated | WLDFR | HFTD - Distribution - 4QU CoRE ¦ 1QU LoRE | Non-Red Flag Warning - Catastrophic Fires | Equipment / facility failure | Aggregated | 2024 | 3.0666e-08 | 1255.5622 | 3.8503e-05 | 2024 | Control | 0.046366 | 1 | 0 | esc | 0 | 0 | 0 | 0 | 0 | 0 | 6.5788e-07 | 4.7806e-09 | 0 | 0 | 0 | 0
[79 empty] | WLDFR | HFTD - Distribution - 4QU CoRE ¦ 1QU LoRE | Non-Red Flag Warning - Catastrophic Fires | 2025 | 0 | 0 | 0 | 0 | 4.7806e-09 | 0 | 13668.067 | 202.8477 | 8304.5949 | 5160.6244 | 0 | 0 | 0 | 0 | 0 | 0 | 2.0779e-06 | 0 | 0 | 0 | 0 | 0 | 0 | 0 | 0 | 0 | 0 | 0 | 0 | 6.5342e-05 | 0 | 6.5342e-05 | 0 | 0 | 0 |  |  | Patrols - Distribution OverheadWLDFREquipment / facility failureAggregated | WLDFR | HFTD - Distribution - 4QU CoRE ¦ 1QU LoRE | Non-Red Flag Warning - Catastrophic Fires | Equipment / facility failure | Aggregated | 2025 | 3.0666e-08 | 1255.5622 | 3.8503e-05 | 2025 | Control | 0.046366 | 1 | 0 | esc | 0 | 0 | 0 | 0 | 0 | 0 | 0 | 0 | 6.5788e-07 | 4.7806e-09 | 0 | 0
[79 empty] | WLDFR | HFTD - Distribution - 4QU CoRE ¦ 1QU LoRE | Non-Red Flag Warning - Catastrophic Fires | 2026 | 0 | 0 | 0 | 0 | 0 | 4.7806e-09 | 13668.067 | 202.8477 | 8304.5949 | 5160.6244 | 0 | 0 | 0 | 0 | 0 | 0 | 2.0779e-06 | 0 | 0 | 0 | 0 | 0 | 0 | 0 | 0 | 0 | 0 | 0 | 0 | 0 | 0 | 0 | 6.5342e-05 | 0 | 6.5342e-05 |  |  | Patrols - Distribution OverheadWLDFREquipment / facility failureAggregated | WLDFR | HFTD - Distribution - 4QU CoRE ¦ 1QU LoRE | Non-Red Flag Warning - Catastrophic Fires | Equipment / facility failure | Aggregated | 2026 | 3.0666e-08 | 1255.5622 | 3.8503e-05 | 2026 | Control | 0.046366 | 1 | 0 | esc | 0 | 0 | 0 | 0 | 0 | 0 | 0 | 0 | 0 | 0 | 6.5788e-07 | 4.7806e-09
[79 empty] | WLDFR | HFTD - Distribution - 4QU CoRE ¦ 1QU LoRE | Non-Red Flag Warning - Destructive Fires | 2021 | 1.2737e-08 | 0 | 0 | 0 | 0 | 0 | 8638.8464 | 212.4034 | 8426.443 | 0 | 0 | 0 | 0 | 0 | 0 | 0 | 2.1007e-06 | 0.00011003 | 0 | 0.00011003 | 0 | 0 | 0 | 0 | 0 | 0 | 0 | 0 | 0 | 0 | 0 | 0 | 0 | 0 | 0 |  |  | Patrols - Distribution OverheadWLDFREquipment / facility failureAggregated | WLDFR | HFTD - Distribution - 4QU CoRE ¦ 1QU LoRE | Non-Red Flag Warning - Destructive Fires | Equipment / facility failure | Aggregated | 2021 | 1.2601e-07 | 1255.5622 | 0.00015822 | 2021 | Control | 0.046366 | 1 | 0 | esc | 2.6532e-06 | 1.2737e-08 | 0 | 0 | 0 | 0 | 0 | 0 | 0 | 0 | 0 | 0
[79 empty] | WLDFR | HFTD - Distribution - 4QU CoRE ¦ 1QU LoRE | Non-Red Flag Warning - Destructive Fires | 2022 | 0 | 1.2645e-08 | 0 | 0 | 0 | 0 | 8489.5411 | 202.8477 | 8286.6934 | 0 | 0 | 0 | 0 | 0 | 0 | 0 | 2.0465e-06 | 0 | 0 | 0 | 0.00010735 | 0 | 0.00010735 | 0 | 0 | 0 | 0 | 0 | 0 | 0 | 0 | 0 | 0 | 0 | 0 |  |  | Patrols - Distribution OverheadWLDFREquipment / facility failureAggregated | WLDFR | HFTD - Distribution - 4QU CoRE ¦ 1QU LoRE | Non-Red Flag Warning - Destructive Fires | Equipment / facility failure | Aggregated | 2022 | 1.2254e-07 | 1255.5622 | 0.00015386 | 2022 | Control | 0.046366 | 1 | 0 | esc | 0 | 0 | 2.634e-06 | 1.2645e-08 | 0 | 0 | 0 | 0 | 0 | 0 | 0 | 0
[79 empty] | WLDFR | HFTD - Distribution - 4QU CoRE ¦ 1QU LoRE | Non-Red Flag Warning - Destructive Fires | 2023 | 0 | 0 | 1.9082e-08 | 0 | 0 | 0 | 8507.4426 | 202.8477 | 8304.5949 | 0 | 0 | 0 | 0 | 0 | 0 | 0 | 2.0483e-06 | 0 | 0 | 0 | 0 | 0 | 0 | 0.00016234 | 0 | 0.00016234 | 0 | 0 | 0 | 0 | 0 | 0 | 0 | 0 | 0 |  |  | Patrols - Distribution OverheadWLDFREquipment / facility failureAggregated | WLDFR | HFTD - Distribution - 4QU CoRE ¦ 1QU LoRE | Non-Red Flag Warning - Destructive Fires | Equipment / facility failure | Aggregated | 2023 | 1.2241e-07 | 1255.5622 | 0.00015369 | 2023 | Control | 0.046366 | 1 | 0 | esc | 0 | 0 | 0 | 0 | 2.626e-06 | 1.9082e-08 | 0 | 0 | 0 | 0 | 0 | 0
[79 empty] | WLDFR | HFTD - Distribution - 4QU CoRE ¦ 1QU LoRE | Non-Red Flag Warning - Destructive Fires | 2024 | 0 | 0 | 0 | 1.9082e-08 | 0 | 0 | 8507.4426 | 202.8477 | 8304.5949 | 0 | 0 | 0 | 0 | 0 | 0 | 0 | 2.0483e-06 | 0 | 0 | 0 | 0 | 0 | 0 | 0 | 0 | 0 | 0.00016234 | 0 | 0.00016234 | 0 | 0 | 0 | 0 | 0 | 0 |  |  | Patrols - Distribution OverheadWLDFREquipment / facility failureAggregated | WLDFR | HFTD - Distribution - 4QU CoRE ¦ 1QU LoRE | Non-Red Flag Warning - Destructive Fires | Equipment / facility failure | Aggregated | 2024 | 1.2241e-07 | 1255.5622 | 0.00015369 | 2024 | Control | 0.046366 | 1 | 0 | esc | 0 | 0 | 0 | 0 | 0 | 0 | 2.626e-06 | 1.9082e-08 | 0 | 0 | 0 | 0
[79 empty] | WLDFR | HFTD - Distribution - 4QU CoRE ¦ 1QU LoRE | Non-Red Flag Warning - Destructive Fires | 2025 | 0 | 0 | 0 | 0 | 1.9082e-08 | 0 | 8507.4426 | 202.8477 | 8304.5949 | 0 | 0 | 0 | 0 | 0 | 0 | 0 | 2.0483e-06 | 0 | 0 | 0 | 0 | 0 | 0 | 0 | 0 | 0 | 0 | 0 | 0 | 0.00016234 | 0 | 0.00016234 | 0 | 0 | 0 |  |  | Patrols - Distribution OverheadWLDFREquipment / facility failureAggregated | WLDFR | HFTD - Distribution - 4QU CoRE ¦ 1QU LoRE | Non-Red Flag Warning - Destructive Fires | Equipment / facility failure | Aggregated | 2025 | 1.2241e-07 | 1255.5622 | 0.00015369 | 2025 | Control | 0.046366 | 1 | 0 | esc | 0 | 0 | 0 | 0 | 0 | 0 | 0 | 0 | 2.626e-06 | 1.9082e-08 | 0 | 0
[79 empty] | WLDFR | HFTD - Distribution - 4QU CoRE ¦ 1QU LoRE | Non-Red Flag Warning - Destructive Fires | 2026 | 0 | 0 | 0 | 0 | 0 | 1.9082e-08 | 8507.4426 | 202.8477 | 8304.5949 | 0 | 0 | 0 | 0 | 0 | 0 | 0 | 2.0483e-06 | 0 | 0 | 0 | 0 | 0 | 0 | 0 | 0 | 0 | 0 | 0 | 0 | 0 | 0 | 0 | 0.00016234 | 0 | 0.00016234 |  |  | Patrols - Distribution OverheadWLDFREquipment / facility failureAggregated | WLDFR | HFTD - Distribution - 4QU CoRE ¦ 1QU LoRE | Non-Red Flag Warning - Destructive Fires | Equipment / facility failure | Aggregated | 2026 | 1.2241e-07 | 1255.5622 | 0.00015369 | 2026 | Control | 0.046366 | 1 | 0 | esc | 0 | 0 | 0 | 0 | 0 | 0 | 0 | 0 | 0 | 0 | 2.626e-06 | 1.9082e-08
[79 empty] | WLDFR | HFTD - Distribution - 4QU CoRE ¦ 1QU LoRE | Non-Red Flag Warning - Large Fires | 2021 | 2.7694e-07 | 0 | 0 | 0 | 0 | 0 | 5.1078 | 0.69027 | 2.8264 | 1.5911 | 0 | 0 | 0 | 0 | 0 | 0 | 3.2194e-05 | 1.4145e-06 | 0 | 1.4145e-06 | 0 | 0 | 0 | 0 | 0 | 0 | 0 | 0 | 0 | 0 | 0 | 0 | 0 | 0 | 0 |  |  | Patrols - Distribution OverheadWLDFREquipment / facility failureAggregated | WLDFR | HFTD - Distribution - 4QU CoRE ¦ 1QU LoRE | Non-Red Flag Warning - Large Fires | Equipment / facility failure | Aggregated | 2021 | 2.7398e-06 | 1255.5622 | 0.00344 | 2021 | Control | 0.046366 | 1 | 0 | esc | 5.7687e-05 | 2.7694e-07 | 0 | 0 | 0 | 0 | 0 | 0 | 0 | 0 | 0 | 0
[79 empty] | WLDFR | HFTD - Distribution - 4QU CoRE ¦ 1QU LoRE | Non-Red Flag Warning - Large Fires | 2022 | 0 | 2.7486e-07 | 0 | 0 | 0 | 0 | 5.0739 | 0.68415 | 2.8096 | 1.5801 | 0 | 0 | 0 | 0 | 0 | 0 | 3.1347e-05 | 0 | 0 | 0 | 1.3946e-06 | 0 | 1.3946e-06 | 0 | 0 | 0 | 0 | 0 | 0 | 0 | 0 | 0 | 0 | 0 | 0 |  |  | Patrols - Distribution OverheadWLDFREquipment / facility failureAggregated | WLDFR | HFTD - Distribution - 4QU CoRE ¦ 1QU LoRE | Non-Red Flag Warning - Large Fires | Equipment / facility failure | Aggregated | 2022 | 2.6637e-06 | 1255.5622 | 0.0033445 | 2022 | Control | 0.046366 | 1 | 0 | esc | 0 | 0 | 5.7255e-05 | 2.7486e-07 | 0 | 0 | 0 | 0 | 0 | 0 | 0 | 0
[79 empty] | WLDFR | HFTD - Distribution - 4QU CoRE ¦ 1QU LoRE | Non-Red Flag Warning - Large Fires | 2023 | 0 | 0 | 4.148e-07 | 0 | 0 | 0 | 5.1712 | 0.68415 | 2.907 | 1.5801 | 0 | 0 | 0 | 0 | 0 | 0 | 3.1398e-05 | 0 | 0 | 0 | 0 | 0 | 0 | 2.145e-06 | 0 | 2.145e-06 | 0 | 0 | 0 | 0 | 0 | 0 | 0 | 0 | 0 |  |  | Patrols - Distribution OverheadWLDFREquipment / facility failureAggregated | WLDFR | HFTD - Distribution - 4QU CoRE ¦ 1QU LoRE | Non-Red Flag Warning - Large Fires | Equipment / facility failure | Aggregated | 2023 | 2.6608e-06 | 1255.5622 | 0.0033408 | 2023 | Control | 0.046366 | 1 | 0 | esc | 0 | 0 | 0 | 0 | 5.7082e-05 | 4.148e-07 | 0 | 0 | 0 | 0 | 0 | 0
[79 empty] | WLDFR | HFTD - Distribution - 4QU CoRE ¦ 1QU LoRE | Non-Red Flag Warning - Large Fires | 2024 | 0 | 0 | 0 | 4.148e-07 | 0 | 0 | 5.1712 | 0.68415 | 2.907 | 1.5801 | 0 | 0 | 0 | 0 | 0 | 0 | 3.1398e-05 | 0 | 0 | 0 | 0 | 0 | 0 | 0 | 0 | 0 | 2.145e-06 | 0 | 2.145e-06 | 0 | 0 | 0 | 0 | 0 | 0 |  |  | Patrols - Distribution OverheadWLDFREquipment / facility failureAggregated | WLDFR | HFTD - Distribution - 4QU CoRE ¦ 1QU LoRE | Non-Red Flag Warning - Large Fires | Equipment / facility failure | Aggregated | 2024 | 2.6608e-06 | 1255.5622 | 0.0033408 | 2024 | Control | 0.046366 | 1 | 0 | esc | 0 | 0 | 0 | 0 | 0 | 0 | 5.7082e-05 | 4.148e-07 | 0 | 0 | 0 | 0
[79 empty] | WLDFR | HFTD - Distribution - 4QU CoRE ¦ 1QU LoRE | Non-Red Flag Warning - Large Fires | 2025 | 0 | 0 | 0 | 0 | 4.148e-07 | 0 | 5.1712 | 0.68415 | 2.907 | 1.5801 | 0 | 0 | 0 | 0 | 0 | 0 | 3.1398e-05 | 0 | 0 | 0 | 0 | 0 | 0 | 0 | 0 | 0 | 0 | 0 | 0 | 2.145e-06 | 0 | 2.145e-06 | 0 | 0 | 0 |  |  | Patrols - Distribution OverheadWLDFREquipment / facility failureAggregated | WLDFR | HFTD - Distribution - 4QU CoRE ¦ 1QU LoRE | Non-Red Flag Warning - Large Fires | Equipment / facility failure | Aggregated | 2025 | 2.6608e-06 | 1255.5622 | 0.0033408 | 2025 | Control | 0.046366 | 1 | 0 | esc | 0 | 0 | 0 | 0 | 0 | 0 | 0 | 0 | 5.7082e-05 | 4.148e-07 | 0 | 0
[79 empty] | WLDFR | HFTD - Distribution - 4QU CoRE ¦ 1QU LoRE | Non-Red Flag Warning - Large Fires | 2026 | 0 | 0 | 0 | 0 | 0 | 4.148e-07 | 5.1712 | 0.68415 | 2.907 | 1.5801 | 0 | 0 | 0 | 0 | 0 | 0 | 3.1398e-05 | 0 | 0 | 0 | 0 | 0 | 0 | 0 | 0 | 0 | 0 | 0 | 0 | 0 | 0 | 0 | 2.145e-06 | 0 | 2.145e-06 |  |  | Patrols - Distribution OverheadWLDFREquipment / facility failureAggregated | WLDFR | HFTD - Distribution - 4QU CoRE ¦ 1QU LoRE | Non-Red Flag Warning - Large Fires | Equipment / facility failure | Aggregated | 2026 | 2.6608e-06 | 1255.5622 | 0.0033408 | 2026 | Control | 0.046366 | 1 | 0 | esc | 0 | 0 | 0 | 0 | 0 | 0 | 0 | 0 | 0 | 0 | 5.7082e-05 | 4.148e-07
[79 empty] | WLDFR | HFTD - Distribution - 4QU CoRE ¦ 1QU LoRE | Non-Red Flag Warning - Small Fires | 2021 | 0.00019356 | 0 | 0 | 0 | 0 | 0 | 0.077861 | 0.036425 | 0.0015416 | 0.039895 | 0 | 0 | 0 | 0 | 0 | 0 | 0.010424 | 1.5071e-05 | 0 | 1.5071e-05 | 0 | 0 | 0 | 0 | 0 | 0 | 0 | 0 | 0 | 0 | 0 | 0 | 0 | 0 | 0 |  |  | Patrols - Distribution OverheadWLDFREquipment / facility failureAggregated | WLDFR | HFTD - Distribution - 4QU CoRE ¦ 1QU LoRE | Non-Red Flag Warning - Small Fires | Equipment / facility failure | Aggregated | 2021 | 0.0019149 | 1255.5622 | 2.4043 | 2021 | Control | 0.046366 | 1 | 0 | esc | 0.040319 | 0.00019356 | 0 | 0 | 0 | 0 | 0 | 0 | 0 | 0 | 0 | 0
[79 empty] | WLDFR | HFTD - Distribution - 4QU CoRE ¦ 1QU LoRE | Non-Red Flag Warning - Small Fires | 2022 | 0 | 0.00019357 | 0 | 0 | 0 | 0 | 0.077861 | 0.036425 | 0.0015416 | 0.039895 | 0 | 0 | 0 | 0 | 0 | 0 | 0.010214 | 0 | 0 | 0 | 1.5072e-05 | 0 | 1.5072e-05 | 0 | 0 | 0 | 0 | 0 | 0 | 0 | 0 | 0 | 0 | 0 | 0 |  |  | Patrols - Distribution OverheadWLDFREquipment / facility failureAggregated | WLDFR | HFTD - Distribution - 4QU CoRE ¦ 1QU LoRE | Non-Red Flag Warning - Small Fires | Equipment / facility failure | Aggregated | 2022 | 0.001876 | 1255.5622 | 2.3554 | 2022 | Control | 0.046366 | 1 | 0 | esc | 0 | 0 | 0.040322 | 0.00019357 | 0 | 0 | 0 | 0 | 0 | 0 | 0 | 0
[79 empty] | WLDFR | HFTD - Distribution - 4QU CoRE ¦ 1QU LoRE | Non-Red Flag Warning - Small Fires | 2023 | 0 | 0 | 0.0002917 | 0 | 0 | 0 | 0.077901 | 0.036425 | 0.0015809 | 0.039895 | 0 | 0 | 0 | 0 | 0 | 0 | 0.010222 | 0 | 0 | 0 | 0 | 0 | 0 | 2.2724e-05 | 0 | 2.2724e-05 | 0 | 0 | 0 | 0 | 0 | 0 | 0 | 0 | 0 |  |  | Patrols - Distribution OverheadWLDFREquipment / facility failureAggregated | WLDFR | HFTD - Distribution - 4QU CoRE ¦ 1QU LoRE | Non-Red Flag Warning - Small Fires | Equipment / facility failure | Aggregated | 2023 | 0.0018711 | 1255.5622 | 2.3493 | 2023 | Control | 0.046366 | 1 | 0 | esc | 0 | 0 | 0 | 0 | 0.040142 | 0.0002917 | 0 | 0 | 0 | 0 | 0 | 0
[79 empty] | WLDFR | HFTD - Distribution - 4QU CoRE ¦ 1QU LoRE | Non-Red Flag Warning - Small Fires | 2024 | 0 | 0 | 0 | 0.0002917 | 0 | 0 | 0.077901 | 0.036425 | 0.0015809 | 0.039895 | 0 | 0 | 0 | 0 | 0 | 0 | 0.010222 | 0 | 0 | 0 | 0 | 0 | 0 | 0 | 0 | 0 | 2.2724e-05 | 0 | 2.2724e-05 | 0 | 0 | 0 | 0 | 0 | 0 |  |  | Patrols - Distribution OverheadWLDFREquipment / facility failureAggregated | WLDFR | HFTD - Distribution - 4QU CoRE ¦ 1QU LoRE | Non-Red Flag Warning - Small Fires | Equipment / facility failure | Aggregated | 2024 | 0.0018711 | 1255.5622 | 2.3493 | 2024 | Control | 0.046366 | 1 | 0 | esc | 0 | 0 | 0 | 0 | 0 | 0 | 0.040142 | 0.0002917 | 0 | 0 | 0 | 0
[79 empty] | WLDFR | HFTD - Distribution - 4QU CoRE ¦ 1QU LoRE | Non-Red Flag Warning - Small Fires | 2025 | 0 | 0 | 0 | 0 | 0.0002917 | 0 | 0.077901 | 0.036425 | 0.0015809 | 0.039895 | 0 | 0 | 0 | 0 | 0 | 0 | 0.010222 | 0 | 0 | 0 | 0 | 0 | 0 | 0 | 0 | 0 | 0 | 0 | 0 | 2.2724e-05 | 0 | 2.2724e-05 | 0 | 0 | 0 |  |  | Patrols - Distribution OverheadWLDFREquipment / facility failureAggregated | WLDFR | HFTD - Distribution - 4QU CoRE ¦ 1QU LoRE | Non-Red Flag Warning - Small Fires | Equipment / facility failure | Aggregated | 2025 | 0.0018711 | 1255.5622 | 2.3493 | 2025 | Control | 0.046366 | 1 | 0 | esc | 0 | 0 | 0 | 0 | 0 | 0 | 0 | 0 | 0.040142 | 0.0002917 | 0 | 0
[79 empty] | WLDFR | HFTD - Distribution - 4QU CoRE ¦ 1QU LoRE | Non-Red Flag Warning - Small Fires | 2026 | 0 | 0 | 0 | 0 | 0 | 0.0002917 | 0.077901 | 0.036425 | 0.0015809 | 0.039895 | 0 | 0 | 0 | 0 | 0 | 0 | 0.010222 | 0 | 0 | 0 | 0 | 0 | 0 | 0 | 0 | 0 | 0 | 0 | 0 | 0 | 0 | 0 | 2.2724e-05 | 0 | 2.2724e-05 |  |  | Patrols - Distribution OverheadWLDFREquipment / facility failureAggregated | WLDFR | HFTD - Distribution - 4QU CoRE ¦ 1QU LoRE | Non-Red Flag Warning - Small Fires | Equipment / facility failure | Aggregated | 2026 | 0.0018711 | 1255.5622 | 2.3493 | 2026 | Control | 0.046366 | 1 | 0 | esc | 0 | 0 | 0 | 0 | 0 | 0 | 0 | 0 | 0 | 0 | 0.040142 | 0.0002917
[79 empty] | WLDFR | HFTD - Distribution - 4QU CoRE ¦ 1QU LoRE | Red Flag Warning - Catastrophic Fires | 2021 | 8.9751e-07 | 0 | 0 | 0 | 0 | 0 | 13887.861 | 212.4034 | 8426.443 | 5249.0147 | 0 | 0 | 0 | 0 | 0 | 0 | 2.6393e-05 | 0.012464 | 0 | 0.012464 | 0 | 0 | 0 | 0 | 0 | 0 | 0 | 0 | 0 | 0 | 0 | 0 | 0 | 0 | 0 |  |  | Patrols - Distribution OverheadWLDFREquipment / facility failureAggregated | WLDFR | HFTD - Distribution - 4QU CoRE ¦ 1QU LoRE | Red Flag Warning - Catastrophic Fires | Equipment / facility failure | Aggregated | 2021 | 8.8793e-06 | 1255.5622 | 0.011149 | 2021 | Control | 0.046366 | 1 | 0 | esc | 0.00018695 | 8.9751e-07 | 0 | 0 | 0 | 0 | 0 | 0 | 0 | 0 | 0 | 0
[79 empty] | WLDFR | HFTD - Distribution - 4QU CoRE ¦ 1QU LoRE | Red Flag Warning - Catastrophic Fires | 2022 | 0 | 8.9127e-07 | 0 | 0 | 0 | 0 | 13650.1655 | 202.8477 | 8286.6934 | 5160.6244 | 0 | 0 | 0 | 0 | 0 | 0 | 2.5523e-05 | 0 | 0 | 0 | 0.012166 | 0 | 0.012166 | 0 | 0 | 0 | 0 | 0 | 0 | 0 | 0 | 0 | 0 | 0 | 0 |  |  | Patrols - Distribution OverheadWLDFREquipment / facility failureAggregated | WLDFR | HFTD - Distribution - 4QU CoRE ¦ 1QU LoRE | Red Flag Warning - Catastrophic Fires | Equipment / facility failure | Aggregated | 2022 | 8.6375e-06 | 1255.5622 | 0.010845 | 2022 | Control | 0.046366 | 1 | 0 | esc | 0 | 0 | 0.00018566 | 8.9127e-07 | 0 | 0 | 0 | 0 | 0 | 0 | 0 | 0
[79 empty] | WLDFR | HFTD - Distribution - 4QU CoRE ¦ 1QU LoRE | Red Flag Warning - Catastrophic Fires | 2023 | 0 | 0 | 1.3916e-06 | 0 | 0 | 0 | 13668.067 | 202.8477 | 8304.5949 | 5160.6244 | 0 | 0 | 0 | 0 | 0 | 0 | 2.6486e-05 | 0 | 0 | 0 | 0 | 0 | 0 | 0.019021 | 0 | 0.019021 | 0 | 0 | 0 | 0 | 0 | 0 | 0 | 0 | 0 |  |  | Patrols - Distribution OverheadWLDFREquipment / facility failureAggregated | WLDFR | HFTD - Distribution - 4QU CoRE ¦ 1QU LoRE | Red Flag Warning - Catastrophic Fires | Equipment / facility failure | Aggregated | 2023 | 8.9268e-06 | 1255.5622 | 0.011208 | 2023 | Control | 0.046366 | 1 | 0 | esc | 0 | 0 | 0 | 0 | 0.00019151 | 1.3916e-06 | 0 | 0 | 0 | 0 | 0 | 0
[79 empty] | WLDFR | HFTD - Distribution - 4QU CoRE ¦ 1QU LoRE | Red Flag Warning - Catastrophic Fires | 2024 | 0 | 0 | 0 | 1.3916e-06 | 0 | 0 | 13668.067 | 202.8477 | 8304.5949 | 5160.6244 | 0 | 0 | 0 | 0 | 0 | 0 | 2.6486e-05 | 0 | 0 | 0 | 0 | 0 | 0 | 0 | 0 | 0 | 0.019021 | 0 | 0.019021 | 0 | 0 | 0 | 0 | 0 | 0 |  |  | Patrols - Distribution OverheadWLDFREquipment / facility failureAggregated | WLDFR | HFTD - Distribution - 4QU CoRE ¦ 1QU LoRE | Red Flag Warning - Catastrophic Fires | Equipment / facility failure | Aggregated | 2024 | 8.9268e-06 | 1255.5622 | 0.011208 | 2024 | Control | 0.046366 | 1 | 0 | esc | 0 | 0 | 0 | 0 | 0 | 0 | 0.00019151 | 1.3916e-06 | 0 | 0 | 0 | 0
[79 empty] | WLDFR | HFTD - Distribution - 4QU CoRE ¦ 1QU LoRE | Red Flag Warning - Catastrophic Fires | 2025 | 0 | 0 | 0 | 0 | 1.3916e-06 | 0 | 13668.067 | 202.8477 | 8304.5949 | 5160.6244 | 0 | 0 | 0 | 0 | 0 | 0 | 2.6486e-05 | 0 | 0 | 0 | 0 | 0 | 0 | 0 | 0 | 0 | 0 | 0 | 0 | 0.019021 | 0 | 0.019021 | 0 | 0 | 0 |  |  | Patrols - Distribution OverheadWLDFREquipment / facility failureAggregated | WLDFR | HFTD - Distribution - 4QU CoRE ¦ 1QU LoRE | Red Flag Warning - Catastrophic Fires | Equipment / facility failure | Aggregated | 2025 | 8.9268e-06 | 1255.5622 | 0.011208 | 2025 | Control | 0.046366 | 1 | 0 | esc | 0 | 0 | 0 | 0 | 0 | 0 | 0 | 0 | 0.00019151 | 1.3916e-06 | 0 | 0
[79 empty] | WLDFR | HFTD - Distribution - 4QU CoRE ¦ 1QU LoRE | Red Flag Warning - Catastrophic Fires | 2026 | 0 | 0 | 0 | 0 | 0 | 1.3916e-06 | 13668.067 | 202.8477 | 8304.5949 | 5160.6244 | 0 | 0 | 0 | 0 | 0 | 0 | 2.6486e-05 | 0 | 0 | 0 | 0 | 0 | 0 | 0 | 0 | 0 | 0 | 0 | 0 | 0 | 0 | 0 | 0.019021 | 0 | 0.019021 |  |  | Patrols - Distribution OverheadWLDFREquipment / facility failureAggregated | WLDFR | HFTD - Distribution - 4QU CoRE ¦ 1QU LoRE | Red Flag Warning - Catastrophic Fires | Equipment / facility failure | Aggregated | 2026 | 8.9268e-06 | 1255.5622 | 0.011208 | 2026 | Control | 0.046366 | 1 | 0 | esc | 0 | 0 | 0 | 0 | 0 | 0 | 0 | 0 | 0 | 0 | 0.00019151 | 1.3916e-06
[79 empty] | WLDFR | HFTD - Distribution - 4QU CoRE ¦ 1QU LoRE | Red Flag Warning - Destructive Fires | 2021 | 1.884e-07 | 0 | 0 | 0 | 0 | 0 | 8638.8464 | 212.4034 | 8426.443 | 0 | 0 | 0 | 0 | 0 | 0 | 0 | 4.3545e-06 | 0.0016275 | 0 | 0.0016275 | 0 | 0 | 0 | 0 | 0 | 0 | 0 | 0 | 0 | 0 | 0 | 0 | 0 | 0 | 0 |  |  | Patrols - Distribution OverheadWLDFREquipment / facility failureAggregated | WLDFR | HFTD - Distribution - 4QU CoRE ¦ 1QU LoRE | Red Flag Warning - Destructive Fires | Equipment / facility failure | Aggregated | 2021 | 1.8639e-06 | 1255.5622 | 0.0023402 | 2021 | Control | 0.046366 | 1 | 0 | esc | 3.9244e-05 | 1.884e-07 | 0 | 0 | 0 | 0 | 0 | 0 | 0 | 0 | 0 | 0
[79 empty] | WLDFR | HFTD - Distribution - 4QU CoRE ¦ 1QU LoRE | Red Flag Warning - Destructive Fires | 2022 | 0 | 1.8709e-07 | 0 | 0 | 0 | 0 | 8489.5411 | 202.8477 | 8286.6934 | 0 | 0 | 0 | 0 | 0 | 0 | 0 | 4.2144e-06 | 0 | 0 | 0 | 0.0015883 | 0 | 0.0015883 | 0 | 0 | 0 | 0 | 0 | 0 | 0 | 0 | 0 | 0 | 0 | 0 |  |  | Patrols - Distribution OverheadWLDFREquipment / facility failureAggregated | WLDFR | HFTD - Distribution - 4QU CoRE ¦ 1QU LoRE | Red Flag Warning - Destructive Fires | Equipment / facility failure | Aggregated | 2022 | 1.8131e-06 | 1255.5622 | 0.0022765 | 2022 | Control | 0.046366 | 1 | 0 | esc | 0 | 0 | 3.8971e-05 | 1.8709e-07 | 0 | 0 | 0 | 0 | 0 | 0 | 0 | 0
[79 empty] | WLDFR | HFTD - Distribution - 4QU CoRE ¦ 1QU LoRE | Red Flag Warning - Destructive Fires | 2023 | 0 | 0 | 2.9212e-07 | 0 | 0 | 0 | 8507.4426 | 202.8477 | 8304.5949 | 0 | 0 | 0 | 0 | 0 | 0 | 0 | 4.3709e-06 | 0 | 0 | 0 | 0 | 0 | 0 | 0.0024852 | 0 | 0.0024852 | 0 | 0 | 0 | 0 | 0 | 0 | 0 | 0 | 0 |  |  | Patrols - Distribution OverheadWLDFREquipment / facility failureAggregated | WLDFR | HFTD - Distribution - 4QU CoRE ¦ 1QU LoRE | Red Flag Warning - Destructive Fires | Equipment / facility failure | Aggregated | 2023 | 1.8738e-06 | 1255.5622 | 0.0023527 | 2023 | Control | 0.046366 | 1 | 0 | esc | 0 | 0 | 0 | 0 | 4.02e-05 | 2.9212e-07 | 0 | 0 | 0 | 0 | 0 | 0
[79 empty] | WLDFR | HFTD - Distribution - 4QU CoRE ¦ 1QU LoRE | Red Flag Warning - Destructive Fires | 2024 | 0 | 0 | 0 | 2.9212e-07 | 0 | 0 | 8507.4426 | 202.8477 | 8304.5949 | 0 | 0 | 0 | 0 | 0 | 0 | 0 | 4.3709e-06 | 0 | 0 | 0 | 0 | 0 | 0 | 0 | 0 | 0 | 0.0024852 | 0 | 0.0024852 | 0 | 0 | 0 | 0 | 0 | 0 |  |  | Patrols - Distribution OverheadWLDFREquipment / facility failureAggregated | WLDFR | HFTD - Distribution - 4QU CoRE ¦ 1QU LoRE | Red Flag Warning - Destructive Fires | Equipment / facility failure | Aggregated | 2024 | 1.8738e-06 | 1255.5622 | 0.0023527 | 2024 | Control | 0.046366 | 1 | 0 | esc | 0 | 0 | 0 | 0 | 0 | 0 | 4.02e-05 | 2.9212e-07 | 0 | 0 | 0 | 0
[79 empty] | WLDFR | HFTD - Distribution - 4QU CoRE ¦ 1QU LoRE | Red Flag Warning - Destructive Fires | 2025 | 0 | 0 | 0 | 0 | 2.9212e-07 | 0 | 8507.4426 | 202.8477 | 8304.5949 | 0 | 0 | 0 | 0 | 0 | 0 | 0 | 4.3709e-06 | 0 | 0 | 0 | 0 | 0 | 0 | 0 | 0 | 0 | 0 | 0 | 0 | 0.0024852 | 0 | 0.0024852 | 0 | 0 | 0 |  |  | Patrols - Distribution OverheadWLDFREquipment / facility failureAggregated | WLDFR | HFTD - Distribution - 4QU CoRE ¦ 1QU LoRE | Red Flag Warning - Destructive Fires | Equipment / facility failure | Aggregated | 2025 | 1.8738e-06 | 1255.5622 | 0.0023527 | 2025 | Control | 0.046366 | 1 | 0 | esc | 0 | 0 | 0 | 0 | 0 | 0 | 0 | 0 | 4.02e-05 | 2.9212e-07 | 0 | 0
[79 empty] | WLDFR | HFTD - Distribution - 4QU CoRE ¦ 1QU LoRE | Red Flag Warning - Destructive Fires | 2026 | 0 | 0 | 0 | 0 | 0 | 2.9212e-07 | 8507.4426 | 202.8477 | 8304.5949 | 0 | 0 | 0 | 0 | 0 | 0 | 0 | 4.3709e-06 | 0 | 0 | 0 | 0 | 0 | 0 | 0 | 0 | 0 | 0 | 0 | 0 | 0 | 0 | 0 | 0.0024852 | 0 | 0.0024852 |  |  | Patrols - Distribution OverheadWLDFREquipment / facility failureAggregated | WLDFR | HFTD - Distribution - 4QU CoRE ¦ 1QU LoRE | Red Flag Warning - Destructive Fires | Equipment / facility failure | Aggregated | 2026 | 1.8738e-06 | 1255.5622 | 0.0023527 | 2026 | Control | 0.046366 | 1 | 0 | esc | 0 | 0 | 0 | 0 | 0 | 0 | 0 | 0 | 0 | 0 | 4.02e-05 | 2.9212e-07
[79 empty] | WLDFR | HFTD - Distribution - 4QU CoRE ¦ 1QU LoRE | Red Flag Warning - Large Fires | 2021 | 2.3225e-06 | 0 | 0 | 0 | 0 | 0 | 5.1078 | 0.69027 | 2.8264 | 1.5911 | 0 | 0 | 0 | 0 | 0 | 0 | 5.1138e-05 | 1.1863e-05 | 0 | 1.1863e-05 | 0 | 0 | 0 | 0 | 0 | 0 | 0 | 0 | 0 | 0 | 0 | 0 | 0 | 0 | 0 |  |  | Patrols - Distribution OverheadWLDFREquipment / facility failureAggregated | WLDFR | HFTD - Distribution - 4QU CoRE ¦ 1QU LoRE | Red Flag Warning - Large Fires | Equipment / facility failure | Aggregated | 2021 | 2.2977e-05 | 1255.5622 | 0.028849 | 2021 | Control | 0.046366 | 1 | 0 | esc | 0.00048379 | 2.3225e-06 | 0 | 0 | 0 | 0 | 0 | 0 | 0 | 0 | 0 | 0
[79 empty] | WLDFR | HFTD - Distribution - 4QU CoRE ¦ 1QU LoRE | Red Flag Warning - Large Fires | 2022 | 0 | 2.306e-06 | 0 | 0 | 0 | 0 | 5.0739 | 0.68415 | 2.8096 | 1.5801 | 0 | 0 | 0 | 0 | 0 | 0 | 4.9498e-05 | 0 | 0 | 0 | 1.1701e-05 | 0 | 1.1701e-05 | 0 | 0 | 0 | 0 | 0 | 0 | 0 | 0 | 0 | 0 | 0 | 0 |  |  | Patrols - Distribution OverheadWLDFREquipment / facility failureAggregated | WLDFR | HFTD - Distribution - 4QU CoRE ¦ 1QU LoRE | Red Flag Warning - Large Fires | Equipment / facility failure | Aggregated | 2022 | 2.2348e-05 | 1255.5622 | 0.028059 | 2022 | Control | 0.046366 | 1 | 0 | esc | 0 | 0 | 0.00048035 | 2.306e-06 | 0 | 0 | 0 | 0 | 0 | 0 | 0 | 0
[79 empty] | WLDFR | HFTD - Distribution - 4QU CoRE ¦ 1QU LoRE | Red Flag Warning - Large Fires | 2023 | 0 | 0 | 3.6006e-06 | 0 | 0 | 0 | 5.1712 | 0.68415 | 2.907 | 1.5801 | 0 | 0 | 0 | 0 | 0 | 0 | 5.1329e-05 | 0 | 0 | 0 | 0 | 0 | 0 | 1.862e-05 | 0 | 1.862e-05 | 0 | 0 | 0 | 0 | 0 | 0 | 0 | 0 | 0 |  |  | Patrols - Distribution OverheadWLDFREquipment / facility failureAggregated | WLDFR | HFTD - Distribution - 4QU CoRE ¦ 1QU LoRE | Red Flag Warning - Large Fires | Equipment / facility failure | Aggregated | 2023 | 2.3097e-05 | 1255.5622 | 0.028999 | 2023 | Control | 0.046366 | 1 | 0 | esc | 0 | 0 | 0 | 0 | 0.00049549 | 3.6006e-06 | 0 | 0 | 0 | 0 | 0 | 0
[79 empty] | WLDFR | HFTD - Distribution - 4QU CoRE ¦ 1QU LoRE | Red Flag Warning - Large Fires | 2024 | 0 | 0 | 0 | 3.6006e-06 | 0 | 0 | 5.1712 | 0.68415 | 2.907 | 1.5801 | 0 | 0 | 0 | 0 | 0 | 0 | 5.1329e-05 | 0 | 0 | 0 | 0 | 0 | 0 | 0 | 0 | 0 | 1.862e-05 | 0 | 1.862e-05 | 0 | 0 | 0 | 0 | 0 | 0 |  |  | Patrols - Distribution OverheadWLDFREquipment / facility failureAggregated | WLDFR | HFTD - Distribution - 4QU CoRE ¦ 1QU LoRE | Red Flag Warning - Large Fires | Equipment / facility failure | Aggregated | 2024 | 2.3097e-05 | 1255.5622 | 0.028999 | 2024 | Control | 0.046366 | 1 | 0 | esc | 0 | 0 | 0 | 0 | 0 | 0 | 0.00049549 | 3.6006e-06 | 0 | 0 | 0 | 0
[79 empty] | WLDFR | HFTD - Distribution - 4QU CoRE ¦ 1QU LoRE | Red Flag Warning - Large Fires | 2025 | 0 | 0 | 0 | 0 | 3.6006e-06 | 0 | 5.1712 | 0.68415 | 2.907 | 1.5801 | 0 | 0 | 0 | 0 | 0 | 0 | 5.1329e-05 | 0 | 0 | 0 | 0 | 0 | 0 | 0 | 0 | 0 | 0 | 0 | 0 | 1.862e-05 | 0 | 1.862e-05 | 0 | 0 | 0 |  |  | Patrols - Distribution OverheadWLDFREquipment / facility failureAggregated | WLDFR | HFTD - Distribution - 4QU CoRE ¦ 1QU LoRE | Red Flag Warning - Large Fires | Equipment / facility failure | Aggregated | 2025 | 2.3097e-05 | 1255.5622 | 0.028999 | 2025 | Control | 0.046366 | 1 | 0 | esc | 0 | 0 | 0 | 0 | 0 | 0 | 0 | 0 | 0.00049549 | 3.6006e-06 | 0 | 0
[79 empty] | WLDFR | HFTD - Distribution - 4QU CoRE ¦ 1QU LoRE | Red Flag Warning - Large Fires | 2026 | 0 | 0 | 0 | 0 | 0 | 3.6006e-06 | 5.1712 | 0.68415 | 2.907 | 1.5801 | 0 | 0 | 0 | 0 | 0 | 0 | 5.1329e-05 | 0 | 0 | 0 | 0 | 0 | 0 | 0 | 0 | 0 | 0 | 0 | 0 | 0 | 0 | 0 | 1.862e-05 | 0 | 1.862e-05 |  |  | Patrols - Distribution OverheadWLDFREquipment / facility failureAggregated | WLDFR | HFTD - Distribution - 4QU CoRE ¦ 1QU LoRE | Red Flag Warning - Large Fires | Equipment / facility failure | Aggregated | 2026 | 2.3097e-05 | 1255.5622 | 0.028999 | 2026 | Control | 0.046366 | 1 | 0 | esc | 0 | 0 | 0 | 0 | 0 | 0 | 0 | 0 | 0 | 0 | 0.00049549 | 3.6006e-06
[79 empty] | WLDFR | HFTD - Distribution - 4QU CoRE ¦ 1QU LoRE | Red Flag Warning - Small Fires | 2021 | 2.5327e-05 | 0 | 0 | 0 | 0 | 0 | 0.077861 | 0.036425 | 0.0015416 | 0.039895 | 0 | 0 | 0 | 0 | 0 | 0 | 0.0013528 | 1.972e-06 | 0 | 1.972e-06 | 0 | 0 | 0 | 0 | 0 | 0 | 0 | 0 | 0 | 0 | 0 | 0 | 0 | 0 | 0 |  |  | Patrols - Distribution OverheadWLDFREquipment / facility failureAggregated | WLDFR | HFTD - Distribution - 4QU CoRE ¦ 1QU LoRE | Red Flag Warning - Small Fires | Equipment / facility failure | Aggregated | 2021 | 0.00025057 | 1255.5622 | 0.31461 | 2021 | Control | 0.046366 | 1 | 0 | esc | 0.0052758 | 2.5327e-05 | 0 | 0 | 0 | 0 | 0 | 0 | 0 | 0 | 0 | 0
[79 empty] | WLDFR | HFTD - Distribution - 4QU CoRE ¦ 1QU LoRE | Red Flag Warning - Small Fires | 2022 | 0 | 2.534e-05 | 0 | 0 | 0 | 0 | 0.077861 | 0.036425 | 0.0015416 | 0.039895 | 0 | 0 | 0 | 0 | 0 | 0 | 0.0013179 | 0 | 0 | 0 | 1.973e-06 | 0 | 1.973e-06 | 0 | 0 | 0 | 0 | 0 | 0 | 0 | 0 | 0 | 0 | 0 | 0 |  |  | Patrols - Distribution OverheadWLDFREquipment / facility failureAggregated | WLDFR | HFTD - Distribution - 4QU CoRE ¦ 1QU LoRE | Red Flag Warning - Small Fires | Equipment / facility failure | Aggregated | 2022 | 0.00024558 | 1255.5622 | 0.30834 | 2022 | Control | 0.046366 | 1 | 0 | esc | 0 | 0 | 0.0052785 | 2.534e-05 | 0 | 0 | 0 | 0 | 0 | 0 | 0 | 0
[79 empty] | WLDFR | HFTD - Distribution - 4QU CoRE ¦ 1QU LoRE | Red Flag Warning - Small Fires | 2023 | 0 | 0 | 3.9509e-05 | 0 | 0 | 0 | 0.077901 | 0.036425 | 0.0015809 | 0.039895 | 0 | 0 | 0 | 0 | 0 | 0 | 0.0013662 | 0 | 0 | 0 | 0 | 0 | 0 | 3.0778e-06 | 0 | 3.0778e-06 | 0 | 0 | 0 | 0 | 0 | 0 | 0 | 0 | 0 |  |  | Patrols - Distribution OverheadWLDFREquipment / facility failureAggregated | WLDFR | HFTD - Distribution - 4QU CoRE ¦ 1QU LoRE | Red Flag Warning - Small Fires | Equipment / facility failure | Aggregated | 2023 | 0.00025343 | 1255.5622 | 0.3182 | 2023 | Control | 0.046366 | 1 | 0 | esc | 0 | 0 | 0 | 0 | 0.0054369 | 3.9509e-05 | 0 | 0 | 0 | 0 | 0 | 0
[79 empty] | WLDFR | HFTD - Distribution - 4QU CoRE ¦ 1QU LoRE | Red Flag Warning - Small Fires | 2024 | 0 | 0 | 0 | 3.9509e-05 | 0 | 0 | 0.077901 | 0.036425 | 0.0015809 | 0.039895 | 0 | 0 | 0 | 0 | 0 | 0 | 0.0013662 | 0 | 0 | 0 | 0 | 0 | 0 | 0 | 0 | 0 | 3.0778e-06 | 0 | 3.0778e-06 | 0 | 0 | 0 | 0 | 0 | 0 |  |  | Patrols - Distribution OverheadWLDFREquipment / facility failureAggregated | WLDFR | HFTD - Distribution - 4QU CoRE ¦ 1QU LoRE | Red Flag Warning - Small Fires | Equipment / facility failure | Aggregated | 2024 | 0.00025343 | 1255.5622 | 0.3182 | 2024 | Control | 0.046366 | 1 | 0 | esc | 0 | 0 | 0 | 0 | 0 | 0 | 0.0054369 | 3.9509e-05 | 0 | 0 | 0 | 0
[79 empty] | WLDFR | HFTD - Distribution - 4QU CoRE ¦ 1QU LoRE | Red Flag Warning - Small Fires | 2025 | 0 | 0 | 0 | 0 | 3.9509e-05 | 0 | 0.077901 | 0.036425 | 0.0015809 | 0.039895 | 0 | 0 | 0 | 0 | 0 | 0 | 0.0013662 | 0 | 0 | 0 | 0 | 0 | 0 | 0 | 0 | 0 | 0 | 0 | 0 | 3.0778e-06 | 0 | 3.0778e-06 | 0 | 0 | 0 |  |  | Patrols - Distribution OverheadWLDFREquipment / facility failureAggregated | WLDFR | HFTD - Distribution - 4QU CoRE ¦ 1QU LoRE | Red Flag Warning - Small Fires | Equipment / facility failure | Aggregated | 2025 | 0.00025343 | 1255.5622 | 0.3182 | 2025 | Control | 0.046366 | 1 | 0 | esc | 0 | 0 | 0 | 0 | 0 | 0 | 0 | 0 | 0.0054369 | 3.9509e-05 | 0 | 0
[79 empty] | WLDFR | HFTD - Distribution - 4QU CoRE ¦ 1QU LoRE | Red Flag Warning - Small Fires | 2026 | 0 | 0 | 0 | 0 | 0 | 3.9509e-05 | 0.077901 | 0.036425 | 0.0015809 | 0.039895 | 0 | 0 | 0 | 0 | 0 | 0 | 0.0013662 | 0 | 0 | 0 | 0 | 0 | 0 | 0 | 0 | 0 | 0 | 0 | 0 | 0 | 0 | 0 | 3.0778e-06 | 0 | 3.0778e-06 |  |  | Patrols - Distribution OverheadWLDFREquipment / facility failureAggregated | WLDFR | HFTD - Distribution - 4QU CoRE ¦ 1QU LoRE | Red Flag Warning - Small Fires | Equipment / facility failure | Aggregated | 2026 | 0.00025343 | 1255.5622 | 0.3182 | 2026 | Control | 0.046366 | 1 | 0 | esc | 0 | 0 | 0 | 0 | 0 | 0 | 0 | 0 | 0 | 0 | 0.0054369 | 3.9509e-05
[79 empty] | WLDFR | HFTD - Distribution - 4QU CoRE ¦ 2QU LoRE | Non-Red Flag Warning - Catastrophic Fires | 2021 | 2.6469e-09 | 0 | 0 | 0 | 0 | 0 | 13887.861 | 212.4034 | 8426.443 | 5249.0147 | 0 | 0 | 0 | 0 | 0 | 0 | 4.3206e-07 | 3.676e-05 | 0 | 3.676e-05 | 0 | 0 | 0 | 0 | 0 | 0 | 0 | 0 | 0 | 0 | 0 | 0 | 0 | 0 | 0 |  |  | Patrols - Distribution OverheadWLDFREquipment / facility failureAggregated | WLDFR | HFTD - Distribution - 4QU CoRE ¦ 2QU LoRE | Non-Red Flag Warning - Catastrophic Fires | Equipment / facility failure | Aggregated | 2021 | 4.6052e-09 | 1065.4796 | 4.9067e-06 | 2021 | Control | 0.046366 | 1 | 0 | esc | 5.5136e-07 | 2.6469e-09 | 0 | 0 | 0 | 0 | 0 | 0 | 0 | 0 | 0 | 0
[79 empty] | WLDFR | HFTD - Distribution - 4QU CoRE ¦ 2QU LoRE | Non-Red Flag Warning - Catastrophic Fires | 2022 | 0 | 2.6256e-09 | 0 | 0 | 0 | 0 | 13650.1655 | 202.8477 | 8286.6934 | 5160.6244 | 0 | 0 | 0 | 0 | 0 | 0 | 4.2278e-07 | 0 | 0 | 0 | 3.584e-05 | 0 | 3.584e-05 | 0 | 0 | 0 | 0 | 0 | 0 | 0 | 0 | 0 | 0 | 0 | 0 |  |  | Patrols - Distribution OverheadWLDFREquipment / facility failureAggregated | WLDFR | HFTD - Distribution - 4QU CoRE ¦ 2QU LoRE | Non-Red Flag Warning - Catastrophic Fires | Equipment / facility failure | Aggregated | 2022 | 4.4784e-09 | 1065.4796 | 4.7716e-06 | 2022 | Control | 0.046366 | 1 | 0 | esc | 0 | 0 | 5.4693e-07 | 2.6256e-09 | 0 | 0 | 0 | 0 | 0 | 0 | 0 | 0
[79 empty] | WLDFR | HFTD - Distribution - 4QU CoRE ¦ 2QU LoRE | Non-Red Flag Warning - Catastrophic Fires | 2023 | 0 | 0 | 3.9592e-09 | 0 | 0 | 0 | 13668.067 | 202.8477 | 8304.5949 | 5160.6244 | 0 | 0 | 0 | 0 | 0 | 0 | 4.2314e-07 | 0 | 0 | 0 | 0 | 0 | 0 | 5.4114e-05 | 0 | 5.4114e-05 | 0 | 0 | 0 | 0 | 0 | 0 | 0 | 0 | 0 |  |  | Patrols - Distribution OverheadWLDFREquipment / facility failureAggregated | WLDFR | HFTD - Distribution - 4QU CoRE ¦ 2QU LoRE | Non-Red Flag Warning - Catastrophic Fires | Equipment / facility failure | Aggregated | 2023 | 4.4734e-09 | 1065.4796 | 4.7663e-06 | 2023 | Control | 0.046366 | 1 | 0 | esc | 0 | 0 | 0 | 0 | 5.4484e-07 | 3.9592e-09 | 0 | 0 | 0 | 0 | 0 | 0
[79 empty] | WLDFR | HFTD - Distribution - 4QU CoRE ¦ 2QU LoRE | Non-Red Flag Warning - Catastrophic Fires | 2024 | 0 | 0 | 0 | 3.9592e-09 | 0 | 0 | 13668.067 | 202.8477 | 8304.5949 | 5160.6244 | 0 | 0 | 0 | 0 | 0 | 0 | 4.2314e-07 | 0 | 0 | 0 | 0 | 0 | 0 | 0 | 0 | 0 | 5.4114e-05 | 0 | 5.4114e-05 | 0 | 0 | 0 | 0 | 0 | 0 |  |  | Patrols - Distribution OverheadWLDFREquipment / facility failureAggregated | WLDFR | HFTD - Distribution - 4QU CoRE ¦ 2QU LoRE | Non-Red Flag Warning - Catastrophic Fires | Equipment / facility failure | Aggregated | 2024 | 4.4734e-09 | 1065.4796 | 4.7663e-06 | 2024 | Control | 0.046366 | 1 | 0 | esc | 0 | 0 | 0 | 0 | 0 | 0 | 5.4484e-07 | 3.9592e-09 | 0 | 0 | 0 | 0
[79 empty] | WLDFR | HFTD - Distribution - 4QU CoRE ¦ 2QU LoRE | Non-Red Flag Warning - Catastrophic Fires | 2025 | 0 | 0 | 0 | 0 | 3.9592e-09 | 0 | 13668.067 | 202.8477 | 8304.5949 | 5160.6244 | 0 | 0 | 0 | 0 | 0 | 0 | 4.2314e-07 | 0 | 0 | 0 | 0 | 0 | 0 | 0 | 0 | 0 | 0 | 0 | 0 | 5.4114e-05 | 0 | 5.4114e-05 | 0 | 0 | 0 |  |  | Patrols - Distribution OverheadWLDFREquipment / facility failureAggregated | WLDFR | HFTD - Distribution - 4QU CoRE ¦ 2QU LoRE | Non-Red Flag Warning - Catastrophic Fires | Equipment / facility failure | Aggregated | 2025 | 4.4734e-09 | 1065.4796 | 4.7663e-06 | 2025 | Control | 0.046366 | 1 | 0 | esc | 0 | 0 | 0 | 0 | 0 | 0 | 0 | 0 | 5.4484e-07 | 3.9592e-09 | 0 | 0
[79 empty] | WLDFR | HFTD - Distribution - 4QU CoRE ¦ 2QU LoRE | Non-Red Flag Warning - Catastrophic Fires | 2026 | 0 | 0 | 0 | 0 | 0 | 3.9592e-09 | 13668.067 | 202.8477 | 8304.5949 | 5160.6244 | 0 | 0 | 0 | 0 | 0 | 0 | 4.2314e-07 | 0 | 0 | 0 | 0 | 0 | 0 | 0 | 0 | 0 | 0 | 0 | 0 | 0 | 0 | 0 | 5.4114e-05 | 0 | 5.4114e-05 |  |  | Patrols - Distribution OverheadWLDFREquipment / facility failureAggregated | WLDFR | HFTD - Distribution - 4QU CoRE ¦ 2QU LoRE | Non-Red Flag Warning - Catastrophic Fires | Equipment / facility failure | Aggregated | 2026 | 4.4734e-09 | 1065.4796 | 4.7663e-06 | 2026 | Control | 0.046366 | 1 | 0 | esc | 0 | 0 | 0 | 0 | 0 | 0 | 0 | 0 | 0 | 0 | 5.4484e-07 | 3.9592e-09
[79 empty] | WLDFR | HFTD - Distribution - 4QU CoRE ¦ 2QU LoRE | Non-Red Flag Warning - Destructive Fires | 2021 | 1.0567e-08 | 0 | 0 | 0 | 0 | 0 | 8638.8464 | 212.4034 | 8426.443 | 0 | 0 | 0 | 0 | 0 | 0 | 0 | 5.8874e-07 | 9.1283e-05 | 0 | 9.1283e-05 | 0 | 0 | 0 | 0 | 0 | 0 | 0 | 0 | 0 | 0 | 0 | 0 | 0 | 0 | 0 |  |  | Patrols - Distribution OverheadWLDFREquipment / facility failureAggregated | WLDFR | HFTD - Distribution - 4QU CoRE ¦ 2QU LoRE | Non-Red Flag Warning - Destructive Fires | Equipment / facility failure | Aggregated | 2021 | 1.8384e-08 | 1065.4796 | 1.9588e-05 | 2021 | Control | 0.046366 | 1 | 0 | esc | 2.2011e-06 | 1.0567e-08 | 0 | 0 | 0 | 0 | 0 | 0 | 0 | 0 | 0 | 0
[79 empty] | WLDFR | HFTD - Distribution - 4QU CoRE ¦ 2QU LoRE | Non-Red Flag Warning - Destructive Fires | 2022 | 0 | 1.0482e-08 | 0 | 0 | 0 | 0 | 8489.5411 | 202.8477 | 8286.6934 | 0 | 0 | 0 | 0 | 0 | 0 | 0 | 5.74e-07 | 0 | 0 | 0 | 8.8991e-05 | 0 | 8.8991e-05 | 0 | 0 | 0 | 0 | 0 | 0 | 0 | 0 | 0 | 0 | 0 | 0 |  |  | Patrols - Distribution OverheadWLDFREquipment / facility failureAggregated | WLDFR | HFTD - Distribution - 4QU CoRE ¦ 2QU LoRE | Non-Red Flag Warning - Destructive Fires | Equipment / facility failure | Aggregated | 2022 | 1.7879e-08 | 1065.4796 | 1.905e-05 | 2022 | Control | 0.046366 | 1 | 0 | esc | 0 | 0 | 2.1835e-06 | 1.0482e-08 | 0 | 0 | 0 | 0 | 0 | 0 | 0 | 0
[79 empty] | WLDFR | HFTD - Distribution - 4QU CoRE ¦ 2QU LoRE | Non-Red Flag Warning - Destructive Fires | 2023 | 0 | 0 | 1.5807e-08 | 0 | 0 | 0 | 8507.4426 | 202.8477 | 8304.5949 | 0 | 0 | 0 | 0 | 0 | 0 | 0 | 5.7567e-07 | 0 | 0 | 0 | 0 | 0 | 0 | 0.00013447 | 0 | 0.00013447 | 0 | 0 | 0 | 0 | 0 | 0 | 0 | 0 | 0 |  |  | Patrols - Distribution OverheadWLDFREquipment / facility failureAggregated | WLDFR | HFTD - Distribution - 4QU CoRE ¦ 2QU LoRE | Non-Red Flag Warning - Destructive Fires | Equipment / facility failure | Aggregated | 2023 | 1.7859e-08 | 1065.4796 | 1.9029e-05 | 2023 | Control | 0.046366 | 1 | 0 | esc | 0 | 0 | 0 | 0 | 2.1752e-06 | 1.5807e-08 | 0 | 0 | 0 | 0 | 0 | 0
[79 empty] | WLDFR | HFTD - Distribution - 4QU CoRE ¦ 2QU LoRE | Non-Red Flag Warning - Destructive Fires | 2024 | 0 | 0 | 0 | 1.5807e-08 | 0 | 0 | 8507.4426 | 202.8477 | 8304.5949 | 0 | 0 | 0 | 0 | 0 | 0 | 0 | 5.7567e-07 | 0 | 0 | 0 | 0 | 0 | 0 | 0 | 0 | 0 | 0.00013447 | 0 | 0.00013447 | 0 | 0 | 0 | 0 | 0 | 0 |  |  | Patrols - Distribution OverheadWLDFREquipment / facility failureAggregated | WLDFR | HFTD - Distribution - 4QU CoRE ¦ 2QU LoRE | Non-Red Flag Warning - Destructive Fires | Equipment / facility failure | Aggregated | 2024 | 1.7859e-08 | 1065.4796 | 1.9029e-05 | 2024 | Control | 0.046366 | 1 | 0 | esc | 0 | 0 | 0 | 0 | 0 | 0 | 2.1752e-06 | 1.5807e-08 | 0 | 0 | 0 | 0
[79 empty] | WLDFR | HFTD - Distribution - 4QU CoRE ¦ 2QU LoRE | Non-Red Flag Warning - Destructive Fires | 2025 | 0 | 0 | 0 | 0 | 1.5807e-08 | 0 | 8507.4426 | 202.8477 | 8304.5949 | 0 | 0 | 0 | 0 | 0 | 0 | 0 | 5.7567e-07 | 0 | 0 | 0 | 0 | 0 | 0 | 0 | 0 | 0 | 0 | 0 | 0 | 0.00013447 | 0 | 0.00013447 | 0 | 0 | 0 |  |  | Patrols - Distribution OverheadWLDFREquipment / facility failureAggregated | WLDFR | HFTD - Distribution - 4QU CoRE ¦ 2QU LoRE | Non-Red Flag Warning - Destructive Fires | Equipment / facility failure | Aggregated | 2025 | 1.7859e-08 | 1065.4796 | 1.9029e-05 | 2025 | Control | 0.046366 | 1 | 0 | esc | 0 | 0 | 0 | 0 | 0 | 0 | 0 | 0 | 2.1752e-06 | 1.5807e-08 | 0 | 0
[79 empty] | WLDFR | HFTD - Distribution - 4QU CoRE ¦ 2QU LoRE | Non-Red Flag Warning - Destructive Fires | 2026 | 0 | 0 | 0 | 0 | 0 | 1.5807e-08 | 8507.4426 | 202.8477 | 8304.5949 | 0 | 0 | 0 | 0 | 0 | 0 | 0 | 5.7567e-07 | 0 | 0 | 0 | 0 | 0 | 0 | 0 | 0 | 0 | 0 | 0 | 0 | 0 | 0 | 0 | 0.00013447 | 0 | 0.00013447 |  |  | Patrols - Distribution OverheadWLDFREquipment / facility failureAggregated | WLDFR | HFTD - Distribution - 4QU CoRE ¦ 2QU LoRE | Non-Red Flag Warning - Destructive Fires | Equipment / facility failure | Aggregated | 2026 | 1.7859e-08 | 1065.4796 | 1.9029e-05 | 2026 | Control | 0.046366 | 1 | 0 | esc | 0 | 0 | 0 | 0 | 0 | 0 | 0 | 0 | 0 | 0 | 2.1752e-06 | 1.5807e-08
[79 empty] | WLDFR | HFTD - Distribution - 4QU CoRE ¦ 2QU LoRE | Non-Red Flag Warning - Large Fires | 2021 | 2.7889e-07 | 0 | 0 | 0 | 0 | 0 | 5.1078 | 0.69027 | 2.8264 | 1.5911 | 0 | 0 | 0 | 0 | 0 | 0 | 1.3114e-05 | 1.4245e-06 | 0 | 1.4245e-06 | 0 | 0 | 0 | 0 | 0 | 0 | 0 | 0 | 0 | 0 | 0 | 0 | 0 | 0 | 0 |  |  | Patrols - Distribution OverheadWLDFREquipment / facility failureAggregated | WLDFR | HFTD - Distribution - 4QU CoRE ¦ 2QU LoRE | Non-Red Flag Warning - Large Fires | Equipment / facility failure | Aggregated | 2021 | 4.8522e-07 | 1065.4796 | 0.00051699 | 2021 | Control | 0.046366 | 1 | 0 | esc | 5.8093e-05 | 2.7889e-07 | 0 | 0 | 0 | 0 | 0 | 0 | 0 | 0 | 0 | 0
[79 empty] | WLDFR | HFTD - Distribution - 4QU CoRE ¦ 2QU LoRE | Non-Red Flag Warning - Large Fires | 2022 | 0 | 2.7679e-07 | 0 | 0 | 0 | 0 | 5.0739 | 0.68415 | 2.8096 | 1.5801 | 0 | 0 | 0 | 0 | 0 | 0 | 1.277e-05 | 0 | 0 | 0 | 1.4044e-06 | 0 | 1.4044e-06 | 0 | 0 | 0 | 0 | 0 | 0 | 0 | 0 | 0 | 0 | 0 | 0 |  |  | Patrols - Distribution OverheadWLDFREquipment / facility failureAggregated | WLDFR | HFTD - Distribution - 4QU CoRE ¦ 2QU LoRE | Non-Red Flag Warning - Large Fires | Equipment / facility failure | Aggregated | 2022 | 4.7211e-07 | 1065.4796 | 0.00050302 | 2022 | Control | 0.046366 | 1 | 0 | esc | 0 | 0 | 5.7657e-05 | 2.7679e-07 | 0 | 0 | 0 | 0 | 0 | 0 | 0 | 0
[79 empty] | WLDFR | HFTD - Distribution - 4QU CoRE ¦ 2QU LoRE | Non-Red Flag Warning - Large Fires | 2023 | 0 | 0 | 4.1738e-07 | 0 | 0 | 0 | 5.1712 | 0.68415 | 2.907 | 1.5801 | 0 | 0 | 0 | 0 | 0 | 0 | 1.2815e-05 | 0 | 0 | 0 | 0 | 0 | 0 | 2.1584e-06 | 0 | 2.1584e-06 | 0 | 0 | 0 | 0 | 0 | 0 | 0 | 0 | 0 |  |  | Patrols - Distribution OverheadWLDFREquipment / facility failureAggregated | WLDFR | HFTD - Distribution - 4QU CoRE ¦ 2QU LoRE | Non-Red Flag Warning - Large Fires | Equipment / facility failure | Aggregated | 2023 | 4.7158e-07 | 1065.4796 | 0.00050246 | 2023 | Control | 0.046366 | 1 | 0 | esc | 0 | 0 | 0 | 0 | 5.7436e-05 | 4.1738e-07 | 0 | 0 | 0 | 0 | 0 | 0
[79 empty] | WLDFR | HFTD - Distribution - 4QU CoRE ¦ 2QU LoRE | Non-Red Flag Warning - Large Fires | 2024 | 0 | 0 | 0 | 4.1738e-07 | 0 | 0 | 5.1712 | 0.68415 | 2.907 | 1.5801 | 0 | 0 | 0 | 0 | 0 | 0 | 1.2815e-05 | 0 | 0 | 0 | 0 | 0 | 0 | 0 | 0 | 0 | 2.1584e-06 | 0 | 2.1584e-06 | 0 | 0 | 0 | 0 | 0 | 0 |  |  | Patrols - Distribution OverheadWLDFREquipment / facility failureAggregated | WLDFR | HFTD - Distribution - 4QU CoRE ¦ 2QU LoRE | Non-Red Flag Warning - Large Fires | Equipment / facility failure | Aggregated | 2024 | 4.7158e-07 | 1065.4796 | 0.00050246 | 2024 | Control | 0.046366 | 1 | 0 | esc | 0 | 0 | 0 | 0 | 0 | 0 | 5.7436e-05 | 4.1738e-07 | 0 | 0 | 0 | 0
[79 empty] | WLDFR | HFTD - Distribution - 4QU CoRE ¦ 2QU LoRE | Non-Red Flag Warning - Large Fires | 2025 | 0 | 0 | 0 | 0 | 4.1738e-07 | 0 | 5.1712 | 0.68415 | 2.907 | 1.5801 | 0 | 0 | 0 | 0 | 0 | 0 | 1.2815e-05 | 0 | 0 | 0 | 0 | 0 | 0 | 0 | 0 | 0 | 0 | 0 | 0 | 2.1584e-06 | 0 | 2.1584e-06 | 0 | 0 | 0 |  |  | Patrols - Distribution OverheadWLDFREquipment / facility failureAggregated | WLDFR | HFTD - Distribution - 4QU CoRE ¦ 2QU LoRE | Non-Red Flag Warning - Large Fires | Equipment / facility failure | Aggregated | 2025 | 4.7158e-07 | 1065.4796 | 0.00050246 | 2025 | Control | 0.046366 | 1 | 0 | esc | 0 | 0 | 0 | 0 | 0 | 0 | 0 | 0 | 5.7436e-05 | 4.1738e-07 | 0 | 0
[79 empty] | WLDFR | HFTD - Distribution - 4QU CoRE ¦ 2QU LoRE | Non-Red Flag Warning - Large Fires | 2026 | 0 | 0 | 0 | 0 | 0 | 4.1738e-07 | 5.1712 | 0.68415 | 2.907 | 1.5801 | 0 | 0 | 0 | 0 | 0 | 0 | 1.2815e-05 | 0 | 0 | 0 | 0 | 0 | 0 | 0 | 0 | 0 | 0 | 0 | 0 | 0 | 0 | 0 | 2.1584e-06 | 0 | 2.1584e-06 |  |  | Patrols - Distribution OverheadWLDFREquipment / facility failureAggregated | WLDFR | HFTD - Distribution - 4QU CoRE ¦ 2QU LoRE | Non-Red Flag Warning - Large Fires | Equipment / facility failure | Aggregated | 2026 | 4.7158e-07 | 1065.4796 | 0.00050246 | 2026 | Control | 0.046366 | 1 | 0 | esc | 0 | 0 | 0 | 0 | 0 | 0 | 0 | 0 | 0 | 0 | 5.7436e-05 | 4.1738e-07
[79 empty] | WLDFR | HFTD - Distribution - 4QU CoRE ¦ 2QU LoRE | Non-Red Flag Warning - Small Fires | 2021 | 0.00018841 | 0 | 0 | 0 | 0 | 0 | 0.077861 | 0.036425 | 0.0015416 | 0.039895 | 0 | 0 | 0 | 0 | 0 | 0 | 0.0044886 | 1.4669e-05 | 0 | 1.4669e-05 | 0 | 0 | 0 | 0 | 0 | 0 | 0 | 0 | 0 | 0 | 0 | 0 | 0 | 0 | 0 |  |  | Patrols - Distribution OverheadWLDFREquipment / facility failureAggregated | WLDFR | HFTD - Distribution - 4QU CoRE ¦ 2QU LoRE | Non-Red Flag Warning - Small Fires | Equipment / facility failure | Aggregated | 2021 | 0.0003278 | 1065.4796 | 0.34926 | 2021 | Control | 0.046366 | 1 | 0 | esc | 0.039246 | 0.00018841 | 0 | 0 | 0 | 0 | 0 | 0 | 0 | 0 | 0 | 0
[79 empty] | WLDFR | HFTD - Distribution - 4QU CoRE ¦ 2QU LoRE | Non-Red Flag Warning - Small Fires | 2022 | 0 | 0.00018842 | 0 | 0 | 0 | 0 | 0.077861 | 0.036425 | 0.0015416 | 0.039895 | 0 | 0 | 0 | 0 | 0 | 0 | 0.0043988 | 0 | 0 | 0 | 1.467e-05 | 0 | 1.467e-05 | 0 | 0 | 0 | 0 | 0 | 0 | 0 | 0 | 0 | 0 | 0 | 0 |  |  | Patrols - Distribution OverheadWLDFREquipment / facility failureAggregated | WLDFR | HFTD - Distribution - 4QU CoRE ¦ 2QU LoRE | Non-Red Flag Warning - Small Fires | Equipment / facility failure | Aggregated | 2022 | 0.00032137 | 1065.4796 | 0.34241 | 2022 | Control | 0.046366 | 1 | 0 | esc | 0 | 0 | 0.039248 | 0.00018842 | 0 | 0 | 0 | 0 | 0 | 0 | 0 | 0
[79 empty] | WLDFR | HFTD - Distribution - 4QU CoRE ¦ 2QU LoRE | Non-Red Flag Warning - Small Fires | 2023 | 0 | 0 | 0.0002837 | 0 | 0 | 0 | 0.077901 | 0.036425 | 0.0015809 | 0.039895 | 0 | 0 | 0 | 0 | 0 | 0 | 0.0044105 | 0 | 0 | 0 | 0 | 0 | 0 | 2.2101e-05 | 0 | 2.2101e-05 | 0 | 0 | 0 | 0 | 0 | 0 | 0 | 0 | 0 |  |  | Patrols - Distribution OverheadWLDFREquipment / facility failureAggregated | WLDFR | HFTD - Distribution - 4QU CoRE ¦ 2QU LoRE | Non-Red Flag Warning - Small Fires | Equipment / facility failure | Aggregated | 2023 | 0.00032055 | 1065.4796 | 0.34154 | 2023 | Control | 0.046366 | 1 | 0 | esc | 0 | 0 | 0 | 0 | 0.039041 | 0.0002837 | 0 | 0 | 0 | 0 | 0 | 0
[79 empty] | WLDFR | HFTD - Distribution - 4QU CoRE ¦ 2QU LoRE | Non-Red Flag Warning - Small Fires | 2024 | 0 | 0 | 0 | 0.0002837 | 0 | 0 | 0.077901 | 0.036425 | 0.0015809 | 0.039895 | 0 | 0 | 0 | 0 | 0 | 0 | 0.0044105 | 0 | 0 | 0 | 0 | 0 | 0 | 0 | 0 | 0 | 2.2101e-05 | 0 | 2.2101e-05 | 0 | 0 | 0 | 0 | 0 | 0 |  |  | Patrols - Distribution OverheadWLDFREquipment / facility failureAggregated | WLDFR | HFTD - Distribution - 4QU CoRE ¦ 2QU LoRE | Non-Red Flag Warning - Small Fires | Equipment / facility failure | Aggregated | 2024 | 0.00032055 | 1065.4796 | 0.34154 | 2024 | Control | 0.046366 | 1 | 0 | esc | 0 | 0 | 0 | 0 | 0 | 0 | 0.039041 | 0.0002837 | 0 | 0 | 0 | 0
[79 empty] | WLDFR | HFTD - Distribution - 4QU CoRE ¦ 2QU LoRE | Non-Red Flag Warning - Small Fires | 2025 | 0 | 0 | 0 | 0 | 0.0002837 | 0 | 0.077901 | 0.036425 | 0.0015809 | 0.039895 | 0 | 0 | 0 | 0 | 0 | 0 | 0.0044105 | 0 | 0 | 0 | 0 | 0 | 0 | 0 | 0 | 0 | 0 | 0 | 0 | 2.2101e-05 | 0 | 2.2101e-05 | 0 | 0 | 0 |  |  | Patrols - Distribution OverheadWLDFREquipment / facility failureAggregated | WLDFR | HFTD - Distribution - 4QU CoRE ¦ 2QU LoRE | Non-Red Flag Warning - Small Fires | Equipment / facility failure | Aggregated | 2025 | 0.00032055 | 1065.4796 | 0.34154 | 2025 | Control | 0.046366 | 1 | 0 | esc | 0 | 0 | 0 | 0 | 0 | 0 | 0 | 0 | 0.039041 | 0.0002837 | 0 | 0
[79 empty] | WLDFR | HFTD - Distribution - 4QU CoRE ¦ 2QU LoRE | Non-Red Flag Warning - Small Fires | 2026 | 0 | 0 | 0 | 0 | 0 | 0.0002837 | 0.077901 | 0.036425 | 0.0015809 | 0.039895 | 0 | 0 | 0 | 0 | 0 | 0 | 0.0044105 | 0 | 0 | 0 | 0 | 0 | 0 | 0 | 0 | 0 | 0 | 0 | 0 | 0 | 0 | 0 | 2.2101e-05 | 0 | 2.2101e-05 |  |  | Patrols - Distribution OverheadWLDFREquipment / facility failureAggregated | WLDFR | HFTD - Distribution - 4QU CoRE ¦ 2QU LoRE | Non-Red Flag Warning - Small Fires | Equipment / facility failure | Aggregated | 2026 | 0.00032055 | 1065.4796 | 0.34154 | 2026 | Control | 0.046366 | 1 | 0 | esc | 0 | 0 | 0 | 0 | 0 | 0 | 0 | 0 | 0 | 0 | 0.039041 | 0.0002837
[79 empty] | WLDFR | HFTD - Distribution - 4QU CoRE ¦ 2QU LoRE | Red Flag Warning - Catastrophic Fires | 2021 | 9.434e-07 | 0 | 0 | 0 | 0 | 0 | 13887.861 | 212.4034 | 8426.443 | 5249.0147 | 0 | 0 | 0 | 0 | 0 | 0 | 1.1466e-05 | 0.013102 | 0 | 0.013102 | 0 | 0 | 0 | 0 | 0 | 0 | 0 | 0 | 0 | 0 | 0 | 0 | 0 | 0 | 0 |  |  | Patrols - Distribution OverheadWLDFREquipment / facility failureAggregated | WLDFR | HFTD - Distribution - 4QU CoRE ¦ 2QU LoRE | Red Flag Warning - Catastrophic Fires | Equipment / facility failure | Aggregated | 2021 | 1.6414e-06 | 1065.4796 | 0.0017488 | 2021 | Control | 0.046366 | 1 | 0 | esc | 0.00019651 | 9.434e-07 | 0 | 0 | 0 | 0 | 0 | 0 | 0 | 0 | 0 | 0
[79 empty] | WLDFR | HFTD - Distribution - 4QU CoRE ¦ 2QU LoRE | Red Flag Warning - Catastrophic Fires | 2022 | 0 | 9.364e-07 | 0 | 0 | 0 | 0 | 13650.1655 | 202.8477 | 8286.6934 | 5160.6244 | 0 | 0 | 0 | 0 | 0 | 0 | 1.1088e-05 | 0 | 0 | 0 | 0.012782 | 0 | 0.012782 | 0 | 0 | 0 | 0 | 0 | 0 | 0 | 0 | 0 | 0 | 0 | 0 |  |  | Patrols - Distribution OverheadWLDFREquipment / facility failureAggregated | WLDFR | HFTD - Distribution - 4QU CoRE ¦ 2QU LoRE | Red Flag Warning - Catastrophic Fires | Equipment / facility failure | Aggregated | 2022 | 1.5972e-06 | 1065.4796 | 0.0017017 | 2022 | Control | 0.046366 | 1 | 0 | esc | 0 | 0 | 0.00019506 | 9.364e-07 | 0 | 0 | 0 | 0 | 0 | 0 | 0 | 0
[79 empty] | WLDFR | HFTD - Distribution - 4QU CoRE ¦ 2QU LoRE | Red Flag Warning - Catastrophic Fires | 2023 | 0 | 0 | 1.4609e-06 | 0 | 0 | 0 | 13668.067 | 202.8477 | 8304.5949 | 5160.6244 | 0 | 0 | 0 | 0 | 0 | 0 | 1.1521e-05 | 0 | 0 | 0 | 0 | 0 | 0 | 0.019968 | 0 | 0.019968 | 0 | 0 | 0 | 0 | 0 | 0 | 0 | 0 | 0 |  |  | Patrols - Distribution OverheadWLDFREquipment / facility failureAggregated | WLDFR | HFTD - Distribution - 4QU CoRE ¦ 2QU LoRE | Red Flag Warning - Catastrophic Fires | Equipment / facility failure | Aggregated | 2023 | 1.6506e-06 | 1065.4796 | 0.0017587 | 2023 | Control | 0.046366 | 1 | 0 | esc | 0 | 0 | 0 | 0 | 0.00020104 | 1.4609e-06 | 0 | 0 | 0 | 0 | 0 | 0
[79 empty] | WLDFR | HFTD - Distribution - 4QU CoRE ¦ 2QU LoRE | Red Flag Warning - Catastrophic Fires | 2024 | 0 | 0 | 0 | 1.4609e-06 | 0 | 0 | 13668.067 | 202.8477 | 8304.5949 | 5160.6244 | 0 | 0 | 0 | 0 | 0 | 0 | 1.1521e-05 | 0 | 0 | 0 | 0 | 0 | 0 | 0 | 0 | 0 | 0.019968 | 0 | 0.019968 | 0 | 0 | 0 | 0 | 0 | 0 |  |  | Patrols - Distribution OverheadWLDFREquipment / facility failureAggregated | WLDFR | HFTD - Distribution - 4QU CoRE ¦ 2QU LoRE | Red Flag Warning - Catastrophic Fires | Equipment / facility failure | Aggregated | 2024 | 1.6506e-06 | 1065.4796 | 0.0017587 | 2024 | Control | 0.046366 | 1 | 0 | esc | 0 | 0 | 0 | 0 | 0 | 0 | 0.00020104 | 1.4609e-06 | 0 | 0 | 0 | 0
[79 empty] | WLDFR | HFTD - Distribution - 4QU CoRE ¦ 2QU LoRE | Red Flag Warning - Catastrophic Fires | 2025 | 0 | 0 | 0 | 0 | 1.4609e-06 | 0 | 13668.067 | 202.8477 | 8304.5949 | 5160.6244 | 0 | 0 | 0 | 0 | 0 | 0 | 1.1521e-05 | 0 | 0 | 0 | 0 | 0 | 0 | 0 | 0 | 0 | 0 | 0 | 0 | 0.019968 | 0 | 0.019968 | 0 | 0 | 0 |  |  | Patrols - Distribution OverheadWLDFREquipment / facility failureAggregated | WLDFR | HFTD - Distribution - 4QU CoRE ¦ 2QU LoRE | Red Flag Warning - Catastrophic Fires | Equipment / facility failure | Aggregated | 2025 | 1.6506e-06 | 1065.4796 | 0.0017587 | 2025 | Control | 0.046366 | 1 | 0 | esc | 0 | 0 | 0 | 0 | 0 | 0 | 0 | 0 | 0.00020104 | 1.4609e-06 | 0 | 0
[79 empty] | WLDFR | HFTD - Distribution - 4QU CoRE ¦ 2QU LoRE | Red Flag Warning - Catastrophic Fires | 2026 | 0 | 0 | 0 | 0 | 0 | 1.4609e-06 | 13668.067 | 202.8477 | 8304.5949 | 5160.6244 | 0 | 0 | 0 | 0 | 0 | 0 | 1.1521e-05 | 0 | 0 | 0 | 0 | 0 | 0 | 0 | 0 | 0 | 0 | 0 | 0 | 0 | 0 | 0 | 0.019968 | 0 | 0.019968 |  |  | Patrols - Distribution OverheadWLDFREquipment / facility failureAggregated | WLDFR | HFTD - Distribution - 4QU CoRE ¦ 2QU LoRE | Red Flag Warning - Catastrophic Fires | Equipment / facility failure | Aggregated | 2026 | 1.6506e-06 | 1065.4796 | 0.0017587 | 2026 | Control | 0.046366 | 1 | 0 | esc | 0 | 0 | 0 | 0 | 0 | 0 | 0 | 0 | 0 | 0 | 0.00020104 | 1.4609e-06
[79 empty] | WLDFR | HFTD - Distribution - 4QU CoRE ¦ 2QU LoRE | Red Flag Warning - Destructive Fires | 2021 | 1.9189e-07 | 0 | 0 | 0 | 0 | 0 | 8638.8464 | 212.4034 | 8426.443 | 0 | 0 | 0 | 0 | 0 | 0 | 0 | 1.719e-06 | 0.0016577 | 0 | 0.0016577 | 0 | 0 | 0 | 0 | 0 | 0 | 0 | 0 | 0 | 0 | 0 | 0 | 0 | 0 | 0 |  |  | Patrols - Distribution OverheadWLDFREquipment / facility failureAggregated | WLDFR | HFTD - Distribution - 4QU CoRE ¦ 2QU LoRE | Red Flag Warning - Destructive Fires | Equipment / facility failure | Aggregated | 2021 | 3.3386e-07 | 1065.4796 | 0.00035572 | 2021 | Control | 0.046366 | 1 | 0 | esc | 3.9971e-05 | 1.9189e-07 | 0 | 0 | 0 | 0 | 0 | 0 | 0 | 0 | 0 | 0
[79 empty] | WLDFR | HFTD - Distribution - 4QU CoRE ¦ 2QU LoRE | Red Flag Warning - Destructive Fires | 2022 | 0 | 1.9047e-07 | 0 | 0 | 0 | 0 | 8489.5411 | 202.8477 | 8286.6934 | 0 | 0 | 0 | 0 | 0 | 0 | 0 | 1.6628e-06 | 0 | 0 | 0 | 0.001617 | 0 | 0.001617 | 0 | 0 | 0 | 0 | 0 | 0 | 0 | 0 | 0 | 0 | 0 | 0 |  |  | Patrols - Distribution OverheadWLDFREquipment / facility failureAggregated | WLDFR | HFTD - Distribution - 4QU CoRE ¦ 2QU LoRE | Red Flag Warning - Destructive Fires | Equipment / facility failure | Aggregated | 2022 | 3.2488e-07 | 1065.4796 | 0.00034615 | 2022 | Control | 0.046366 | 1 | 0 | esc | 0 | 0 | 3.9676e-05 | 1.9047e-07 | 0 | 0 | 0 | 0 | 0 | 0 | 0 | 0
[79 empty] | WLDFR | HFTD - Distribution - 4QU CoRE ¦ 2QU LoRE | Red Flag Warning - Destructive Fires | 2023 | 0 | 0 | 2.9716e-07 | 0 | 0 | 0 | 8507.4426 | 202.8477 | 8304.5949 | 0 | 0 | 0 | 0 | 0 | 0 | 0 | 1.7272e-06 | 0 | 0 | 0 | 0 | 0 | 0 | 0.0025281 | 0 | 0.0025281 | 0 | 0 | 0 | 0 | 0 | 0 | 0 | 0 | 0 |  |  | Patrols - Distribution OverheadWLDFREquipment / facility failureAggregated | WLDFR | HFTD - Distribution - 4QU CoRE ¦ 2QU LoRE | Red Flag Warning - Destructive Fires | Equipment / facility failure | Aggregated | 2023 | 3.3576e-07 | 1065.4796 | 0.00035774 | 2023 | Control | 0.046366 | 1 | 0 | esc | 0 | 0 | 0 | 0 | 4.0894e-05 | 2.9716e-07 | 0 | 0 | 0 | 0 | 0 | 0
[79 empty] | WLDFR | HFTD - Distribution - 4QU CoRE ¦ 2QU LoRE | Red Flag Warning - Destructive Fires | 2024 | 0 | 0 | 0 | 2.9716e-07 | 0 | 0 | 8507.4426 | 202.8477 | 8304.5949 | 0 | 0 | 0 | 0 | 0 | 0 | 0 | 1.7272e-06 | 0 | 0 | 0 | 0 | 0 | 0 | 0 | 0 | 0 | 0.0025281 | 0 | 0.0025281 | 0 | 0 | 0 | 0 | 0 | 0 |  |  | Patrols - Distribution OverheadWLDFREquipment / facility failureAggregated | WLDFR | HFTD - Distribution - 4QU CoRE ¦ 2QU LoRE | Red Flag Warning - Destructive Fires | Equipment / facility failure | Aggregated | 2024 | 3.3576e-07 | 1065.4796 | 0.00035774 | 2024 | Control | 0.046366 | 1 | 0 | esc | 0 | 0 | 0 | 0 | 0 | 0 | 4.0894e-05 | 2.9716e-07 | 0 | 0 | 0 | 0
[79 empty] | WLDFR | HFTD - Distribution - 4QU CoRE ¦ 2QU LoRE | Red Flag Warning - Destructive Fires | 2025 | 0 | 0 | 0 | 0 | 2.9716e-07 | 0 | 8507.4426 | 202.8477 | 8304.5949 | 0 | 0 | 0 | 0 | 0 | 0 | 0 | 1.7272e-06 | 0 | 0 | 0 | 0 | 0 | 0 | 0 | 0 | 0 | 0 | 0 | 0 | 0.0025281 | 0 | 0.0025281 | 0 | 0 | 0 |  |  | Patrols - Distribution OverheadWLDFREquipment / facility failureAggregated | WLDFR | HFTD - Distribution - 4QU CoRE ¦ 2QU LoRE | Red Flag Warning - Destructive Fires | Equipment / facility failure | Aggregated | 2025 | 3.3576e-07 | 1065.4796 | 0.00035774 | 2025 | Control | 0.046366 | 1 | 0 | esc | 0 | 0 | 0 | 0 | 0 | 0 | 0 | 0 | 4.0894e-05 | 2.9716e-07 | 0 | 0
[79 empty] | WLDFR | HFTD - Distribution - 4QU CoRE ¦ 2QU LoRE | Red Flag Warning - Destructive Fires | 2026 | 0 | 0 | 0 | 0 | 0 | 2.9716e-07 | 8507.4426 | 202.8477 | 8304.5949 | 0 | 0 | 0 | 0 | 0 | 0 | 0 | 1.7272e-06 | 0 | 0 | 0 | 0 | 0 | 0 | 0 | 0 | 0 | 0 | 0 | 0 | 0 | 0 | 0 | 0.0025281 | 0 | 0.0025281 |  |  | Patrols - Distribution OverheadWLDFREquipment / facility failureAggregated | WLDFR | HFTD - Distribution - 4QU CoRE ¦ 2QU LoRE | Red Flag Warning - Destructive Fires | Equipment / facility failure | Aggregated | 2026 | 3.3576e-07 | 1065.4796 | 0.00035774 | 2026 | Control | 0.046366 | 1 | 0 | esc | 0 | 0 | 0 | 0 | 0 | 0 | 0 | 0 | 0 | 0 | 4.0894e-05 | 2.9716e-07
[79 empty] | WLDFR | HFTD - Distribution - 4QU CoRE ¦ 2QU LoRE | Red Flag Warning - Large Fires | 2021 | 2.7824e-06 | 0 | 0 | 0 | 0 | 0 | 5.1078 | 0.69027 | 2.8264 | 1.5911 | 0 | 0 | 0 | 0 | 0 | 0 | 2.4113e-05 | 1.4212e-05 | 0 | 1.4212e-05 | 0 | 0 | 0 | 0 | 0 | 0 | 0 | 0 | 0 | 0 | 0 | 0 | 0 | 0 | 0 |  |  | Patrols - Distribution OverheadWLDFREquipment / facility failureAggregated | WLDFR | HFTD - Distribution - 4QU CoRE ¦ 2QU LoRE | Red Flag Warning - Large Fires | Equipment / facility failure | Aggregated | 2021 | 4.8409e-06 | 1065.4796 | 0.0051578 | 2021 | Control | 0.046366 | 1 | 0 | esc | 0.00057958 | 2.7824e-06 | 0 | 0 | 0 | 0 | 0 | 0 | 0 | 0 | 0 | 0
[79 empty] | WLDFR | HFTD - Distribution - 4QU CoRE ¦ 2QU LoRE | Red Flag Warning - Large Fires | 2022 | 0 | 2.7628e-06 | 0 | 0 | 0 | 0 | 5.0739 | 0.68415 | 2.8096 | 1.5801 | 0 | 0 | 0 | 0 | 0 | 0 | 2.3326e-05 | 0 | 0 | 0 | 1.4018e-05 | 0 | 1.4018e-05 | 0 | 0 | 0 | 0 | 0 | 0 | 0 | 0 | 0 | 0 | 0 | 0 |  |  | Patrols - Distribution OverheadWLDFREquipment / facility failureAggregated | WLDFR | HFTD - Distribution - 4QU CoRE ¦ 2QU LoRE | Red Flag Warning - Large Fires | Equipment / facility failure | Aggregated | 2022 | 4.7123e-06 | 1065.4796 | 0.0050208 | 2022 | Control | 0.046366 | 1 | 0 | esc | 0 | 0 | 0.0005755 | 2.7628e-06 | 0 | 0 | 0 | 0 | 0 | 0 | 0 | 0
[79 empty] | WLDFR | HFTD - Distribution - 4QU CoRE ¦ 2QU LoRE | Red Flag Warning - Large Fires | 2023 | 0 | 0 | 4.3103e-06 | 0 | 0 | 0 | 5.1712 | 0.68415 | 2.907 | 1.5801 | 0 | 0 | 0 | 0 | 0 | 0 | 2.4228e-05 | 0 | 0 | 0 | 0 | 0 | 0 | 2.229e-05 | 0 | 2.229e-05 | 0 | 0 | 0 | 0 | 0 | 0 | 0 | 0 | 0 |  |  | Patrols - Distribution OverheadWLDFREquipment / facility failureAggregated | WLDFR | HFTD - Distribution - 4QU CoRE ¦ 2QU LoRE | Red Flag Warning - Large Fires | Equipment / facility failure | Aggregated | 2023 | 4.8701e-06 | 1065.4796 | 0.005189 | 2023 | Control | 0.046366 | 1 | 0 | esc | 0 | 0 | 0 | 0 | 0.00059316 | 4.3103e-06 | 0 | 0 | 0 | 0 | 0 | 0
[79 empty] | WLDFR | HFTD - Distribution - 4QU CoRE ¦ 2QU LoRE | Red Flag Warning - Large Fires | 2024 | 0 | 0 | 0 | 4.3103e-06 | 0 | 0 | 5.1712 | 0.68415 | 2.907 | 1.5801 | 0 | 0 | 0 | 0 | 0 | 0 | 2.4228e-05 | 0 | 0 | 0 | 0 | 0 | 0 | 0 | 0 | 0 | 2.229e-05 | 0 | 2.229e-05 | 0 | 0 | 0 | 0 | 0 | 0 |  |  | Patrols - Distribution OverheadWLDFREquipment / facility failureAggregated | WLDFR | HFTD - Distribution - 4QU CoRE ¦ 2QU LoRE | Red Flag Warning - Large Fires | Equipment / facility failure | Aggregated | 2024 | 4.8701e-06 | 1065.4796 | 0.005189 | 2024 | Control | 0.046366 | 1 | 0 | esc | 0 | 0 | 0 | 0 | 0 | 0 | 0.00059316 | 4.3103e-06 | 0 | 0 | 0 | 0
[79 empty] | WLDFR | HFTD - Distribution - 4QU CoRE ¦ 2QU LoRE | Red Flag Warning - Large Fires | 2025 | 0 | 0 | 0 | 0 | 4.3103e-06 | 0 | 5.1712 | 0.68415 | 2.907 | 1.5801 | 0 | 0 | 0 | 0 | 0 | 0 | 2.4228e-05 | 0 | 0 | 0 | 0 | 0 | 0 | 0 | 0 | 0 | 0 | 0 | 0 | 2.229e-05 | 0 | 2.229e-05 | 0 | 0 | 0 |  |  | Patrols - Distribution OverheadWLDFREquipment / facility failureAggregated | WLDFR | HFTD - Distribution - 4QU CoRE ¦ 2QU LoRE | Red Flag Warning - Large Fires | Equipment / facility failure | Aggregated | 2025 | 4.8701e-06 | 1065.4796 | 0.005189 | 2025 | Control | 0.046366 | 1 | 0 | esc | 0 | 0 | 0 | 0 | 0 | 0 | 0 | 0 | 0.00059316 | 4.3103e-06 | 0 | 0
[79 empty] | WLDFR | HFTD - Distribution - 4QU CoRE ¦ 2QU LoRE | Red Flag Warning - Large Fires | 2026 | 0 | 0 | 0 | 0 | 0 | 4.3103e-06 | 5.1712 | 0.68415 | 2.907 | 1.5801 | 0 | 0 | 0 | 0 | 0 | 0 | 2.4228e-05 | 0 | 0 | 0 | 0 | 0 | 0 | 0 | 0 | 0 | 0 | 0 | 0 | 0 | 0 | 0 | 2.229e-05 | 0 | 2.229e-05 |  |  | Patrols - Distribution OverheadWLDFREquipment / facility failureAggregated | WLDFR | HFTD - Distribution - 4QU CoRE ¦ 2QU LoRE | Red Flag Warning - Large Fires | Equipment / facility failure | Aggregated | 2026 | 4.8701e-06 | 1065.4796 | 0.005189 | 2026 | Control | 0.046366 | 1 | 0 | esc | 0 | 0 | 0 | 0 | 0 | 0 | 0 | 0 | 0 | 0 | 0.00059316 | 4.3103e-06
[79 empty] | WLDFR | HFTD - Distribution - 4QU CoRE ¦ 2QU LoRE | Red Flag Warning - Small Fires | 2021 | 2.9973e-05 | 0 | 0 | 0 | 0 | 0 | 0.077861 | 0.036425 | 0.0015416 | 0.039895 | 0 | 0 | 0 | 0 | 0 | 0 | 0.00074081 | 2.3338e-06 | 0 | 2.3338e-06 | 0 | 0 | 0 | 0 | 0 | 0 | 0 | 0 | 0 | 0 | 0 | 0 | 0 | 0 | 0 |  |  | Patrols - Distribution OverheadWLDFREquipment / facility failureAggregated | WLDFR | HFTD - Distribution - 4QU CoRE ¦ 2QU LoRE | Red Flag Warning - Small Fires | Equipment / facility failure | Aggregated | 2021 | 5.2149e-05 | 1065.4796 | 0.055563 | 2021 | Control | 0.046366 | 1 | 0 | esc | 0.0062436 | 2.9973e-05 | 0 | 0 | 0 | 0 | 0 | 0 | 0 | 0 | 0 | 0
[79 empty] | WLDFR | HFTD - Distribution - 4QU CoRE ¦ 2QU LoRE | Red Flag Warning - Small Fires | 2022 | 0 | 2.9992e-05 | 0 | 0 | 0 | 0 | 0.077861 | 0.036425 | 0.0015416 | 0.039895 | 0 | 0 | 0 | 0 | 0 | 0 | 0.00072182 | 0 | 0 | 0 | 2.3352e-06 | 0 | 2.3352e-06 | 0 | 0 | 0 | 0 | 0 | 0 | 0 | 0 | 0 | 0 | 0 | 0 |  |  | Patrols - Distribution OverheadWLDFREquipment / facility failureAggregated | WLDFR | HFTD - Distribution - 4QU CoRE ¦ 2QU LoRE | Red Flag Warning - Small Fires | Equipment / facility failure | Aggregated | 2022 | 5.1155e-05 | 1065.4796 | 0.054505 | 2022 | Control | 0.046366 | 1 | 0 | esc | 0 | 0 | 0.0062474 | 2.9992e-05 | 0 | 0 | 0 | 0 | 0 | 0 | 0 | 0
[79 empty] | WLDFR | HFTD - Distribution - 4QU CoRE ¦ 2QU LoRE | Red Flag Warning - Small Fires | 2023 | 0 | 0 | 4.6724e-05 | 0 | 0 | 0 | 0.077901 | 0.036425 | 0.0015809 | 0.039895 | 0 | 0 | 0 | 0 | 0 | 0 | 0.0007491 | 0 | 0 | 0 | 0 | 0 | 0 | 3.6398e-06 | 0 | 3.6398e-06 | 0 | 0 | 0 | 0 | 0 | 0 | 0 | 0 | 0 |  |  | Patrols - Distribution OverheadWLDFREquipment / facility failureAggregated | WLDFR | HFTD - Distribution - 4QU CoRE ¦ 2QU LoRE | Red Flag Warning - Small Fires | Equipment / facility failure | Aggregated | 2023 | 5.2791e-05 | 1065.4796 | 0.056248 | 2023 | Control | 0.046366 | 1 | 0 | esc | 0 | 0 | 0 | 0 | 0.0064298 | 4.6724e-05 | 0 | 0 | 0 | 0 | 0 | 0
[79 empty] | WLDFR | HFTD - Distribution - 4QU CoRE ¦ 2QU LoRE | Red Flag Warning - Small Fires | 2024 | 0 | 0 | 0 | 4.6724e-05 | 0 | 0 | 0.077901 | 0.036425 | 0.0015809 | 0.039895 | 0 | 0 | 0 | 0 | 0 | 0 | 0.0007491 | 0 | 0 | 0 | 0 | 0 | 0 | 0 | 0 | 0 | 3.6398e-06 | 0 | 3.6398e-06 | 0 | 0 | 0 | 0 | 0 | 0 |  |  | Patrols - Distribution OverheadWLDFREquipment / facility failureAggregated | WLDFR | HFTD - Distribution - 4QU CoRE ¦ 2QU LoRE | Red Flag Warning - Small Fires | Equipment / facility failure | Aggregated | 2024 | 5.2791e-05 | 1065.4796 | 0.056248 | 2024 | Control | 0.046366 | 1 | 0 | esc | 0 | 0 | 0 | 0 | 0 | 0 | 0.0064298 | 4.6724e-05 | 0 | 0 | 0 | 0
[79 empty] | WLDFR | HFTD - Distribution - 4QU CoRE ¦ 2QU LoRE | Red Flag Warning - Small Fires | 2025 | 0 | 0 | 0 | 0 | 4.6724e-05 | 0 | 0.077901 | 0.036425 | 0.0015809 | 0.039895 | 0 | 0 | 0 | 0 | 0 | 0 | 0.0007491 | 0 | 0 | 0 | 0 | 0 | 0 | 0 | 0 | 0 | 0 | 0 | 0 | 3.6398e-06 | 0 | 3.6398e-06 | 0 | 0 | 0 |  |  | Patrols - Distribution OverheadWLDFREquipment / facility failureAggregated | WLDFR | HFTD - Distribution - 4QU CoRE ¦ 2QU LoRE | Red Flag Warning - Small Fires | Equipment / facility failure | Aggregated | 2025 | 5.2791e-05 | 1065.4796 | 0.056248 | 2025 | Control | 0.046366 | 1 | 0 | esc | 0 | 0 | 0 | 0 | 0 | 0 | 0 | 0 | 0.0064298 | 4.6724e-05 | 0 | 0
[79 empty] | WLDFR | HFTD - Distribution - 4QU CoRE ¦ 2QU LoRE | Red Flag Warning - Small Fires | 2026 | 0 | 0 | 0 | 0 | 0 | 4.6724e-05 | 0.077901 | 0.036425 | 0.0015809 | 0.039895 | 0 | 0 | 0 | 0 | 0 | 0 | 0.0007491 | 0 | 0 | 0 | 0 | 0 | 0 | 0 | 0 | 0 | 0 | 0 | 0 | 0 | 0 | 0 | 3.6398e-06 | 0 | 3.6398e-06 |  |  | Patrols - Distribution OverheadWLDFREquipment / facility failureAggregated | WLDFR | HFTD - Distribution - 4QU CoRE ¦ 2QU LoRE | Red Flag Warning - Small Fires | Equipment / facility failure | Aggregated | 2026 | 5.2791e-05 | 1065.4796 | 0.056248 | 2026 | Control | 0.046366 | 1 | 0 | esc | 0 | 0 | 0 | 0 | 0 | 0 | 0 | 0 | 0 | 0 | 0.0064298 | 4.6724e-05
[79 empty] | WLDFR | HFTD - Distribution - 4QU CoRE ¦ 3QU LoRE | Non-Red Flag Warning - Catastrophic Fires | 2021 | 2.509e-09 | 0 | 0 | 0 | 0 | 0 | 13887.861 | 212.4034 | 8426.443 | 5249.0147 | 0 | 0 | 0 | 0 | 0 | 0 | 3.0468e-07 | 3.4844e-05 | 0 | 3.4844e-05 | 0 | 0 | 0 | 0 | 0 | 0 | 0 | 0 | 0 | 0 | 0 | 0 | 0 | 0 | 0 |  |  | Patrols - Distribution OverheadWLDFREquipment / facility failureAggregated | WLDFR | HFTD - Distribution - 4QU CoRE ¦ 3QU LoRE | Non-Red Flag Warning - Catastrophic Fires | Equipment / facility failure | Aggregated | 2021 | 2.1247e-09 | 1214.7452 | 2.581e-06 | 2021 | Control | 0.046366 | 1 | 0 | esc | 5.2263e-07 | 2.509e-09 | 0 | 0 | 0 | 0 | 0 | 0 | 0 | 0 | 0 | 0
[79 empty] | WLDFR | HFTD - Distribution - 4QU CoRE ¦ 3QU LoRE | Non-Red Flag Warning - Catastrophic Fires | 2022 | 0 | 2.4903e-09 | 0 | 0 | 0 | 0 | 13650.1655 | 202.8477 | 8286.6934 | 5160.6244 | 0 | 0 | 0 | 0 | 0 | 0 | 2.9818e-07 | 0 | 0 | 0 | 3.3993e-05 | 0 | 3.3993e-05 | 0 | 0 | 0 | 0 | 0 | 0 | 0 | 0 | 0 | 0 | 0 | 0 |  |  | Patrols - Distribution OverheadWLDFREquipment / facility failureAggregated | WLDFR | HFTD - Distribution - 4QU CoRE ¦ 3QU LoRE | Non-Red Flag Warning - Catastrophic Fires | Equipment / facility failure | Aggregated | 2022 | 2.0673e-09 | 1214.7452 | 2.5113e-06 | 2022 | Control | 0.046366 | 1 | 0 | esc | 0 | 0 | 5.1875e-07 | 2.4903e-09 | 0 | 0 | 0 | 0 | 0 | 0 | 0 | 0
[79 empty] | WLDFR | HFTD - Distribution - 4QU CoRE ¦ 3QU LoRE | Non-Red Flag Warning - Catastrophic Fires | 2023 | 0 | 0 | 3.7549e-09 | 0 | 0 | 0 | 13668.067 | 202.8477 | 8304.5949 | 5160.6244 | 0 | 0 | 0 | 0 | 0 | 0 | 2.9845e-07 | 0 | 0 | 0 | 0 | 0 | 0 | 5.1323e-05 | 0 | 5.1323e-05 | 0 | 0 | 0 | 0 | 0 | 0 | 0 | 0 | 0 |  |  | Patrols - Distribution OverheadWLDFREquipment / facility failureAggregated | WLDFR | HFTD - Distribution - 4QU CoRE ¦ 3QU LoRE | Non-Red Flag Warning - Catastrophic Fires | Equipment / facility failure | Aggregated | 2023 | 2.065e-09 | 1214.7452 | 2.5085e-06 | 2023 | Control | 0.046366 | 1 | 0 | esc | 0 | 0 | 0 | 0 | 5.1673e-07 | 3.7549e-09 | 0 | 0 | 0 | 0 | 0 | 0
[79 empty] | WLDFR | HFTD - Distribution - 4QU CoRE ¦ 3QU LoRE | Non-Red Flag Warning - Catastrophic Fires | 2024 | 0 | 0 | 0 | 3.7549e-09 | 0 | 0 | 13668.067 | 202.8477 | 8304.5949 | 5160.6244 | 0 | 0 | 0 | 0 | 0 | 0 | 2.9845e-07 | 0 | 0 | 0 | 0 | 0 | 0 | 0 | 0 | 0 | 5.1323e-05 | 0 | 5.1323e-05 | 0 | 0 | 0 | 0 | 0 | 0 |  |  | Patrols - Distribution OverheadWLDFREquipment / facility failureAggregated | WLDFR | HFTD - Distribution - 4QU CoRE ¦ 3QU LoRE | Non-Red Flag Warning - Catastrophic Fires | Equipment / facility failure | Aggregated | 2024 | 2.065e-09 | 1214.7452 | 2.5085e-06 | 2024 | Control | 0.046366 | 1 | 0 | esc | 0 | 0 | 0 | 0 | 0 | 0 | 5.1673e-07 | 3.7549e-09 | 0 | 0 | 0 | 0
[79 empty] | WLDFR | HFTD - Distribution - 4QU CoRE ¦ 3QU LoRE | Non-Red Flag Warning - Catastrophic Fires | 2025 | 0 | 0 | 0 | 0 | 3.7549e-09 | 0 | 13668.067 | 202.8477 | 8304.5949 | 5160.6244 | 0 | 0 | 0 | 0 | 0 | 0 | 2.9845e-07 | 0 | 0 | 0 | 0 | 0 | 0 | 0 | 0 | 0 | 0 | 0 | 0 | 5.1323e-05 | 0 | 5.1323e-05 | 0 | 0 | 0 |  |  | Patrols - Distribution OverheadWLDFREquipment / facility failureAggregated | WLDFR | HFTD - Distribution - 4QU CoRE ¦ 3QU LoRE | Non-Red Flag Warning - Catastrophic Fires | Equipment / facility failure | Aggregated | 2025 | 2.065e-09 | 1214.7452 | 2.5085e-06 | 2025 | Control | 0.046366 | 1 | 0 | esc | 0 | 0 | 0 | 0 | 0 | 0 | 0 | 0 | 5.1673e-07 | 3.7549e-09 | 0 | 0
[79 empty] | WLDFR | HFTD - Distribution - 4QU CoRE ¦ 3QU LoRE | Non-Red Flag Warning - Catastrophic Fires | 2026 | 0 | 0 | 0 | 0 | 0 | 3.7549e-09 | 13668.067 | 202.8477 | 8304.5949 | 5160.6244 | 0 | 0 | 0 | 0 | 0 | 0 | 2.9845e-07 | 0 | 0 | 0 | 0 | 0 | 0 | 0 | 0 | 0 | 0 | 0 | 0 | 0 | 0 | 0 | 5.1323e-05 | 0 | 5.1323e-05 |  |  | Patrols - Distribution OverheadWLDFREquipment / facility failureAggregated | WLDFR | HFTD - Distribution - 4QU CoRE ¦ 3QU LoRE | Non-Red Flag Warning - Catastrophic Fires | Equipment / facility failure | Aggregated | 2026 | 2.065e-09 | 1214.7452 | 2.5085e-06 | 2026 | Control | 0.046366 | 1 | 0 | esc | 0 | 0 | 0 | 0 | 0 | 0 | 0 | 0 | 0 | 0 | 5.1673e-07 | 3.7549e-09
[79 empty] | WLDFR | HFTD - Distribution - 4QU CoRE ¦ 3QU LoRE | Non-Red Flag Warning - Destructive Fires | 2021 | 9.9349e-09 | 0 | 0 | 0 | 0 | 0 | 8638.8464 | 212.4034 | 8426.443 | 0 | 0 | 0 | 0 | 0 | 0 | 0 | 3.9872e-07 | 8.5826e-05 | 0 | 8.5826e-05 | 0 | 0 | 0 | 0 | 0 | 0 | 0 | 0 | 0 | 0 | 0 | 0 | 0 | 0 | 0 |  |  | Patrols - Distribution OverheadWLDFREquipment / facility failureAggregated | WLDFR | HFTD - Distribution - 4QU CoRE ¦ 3QU LoRE | Non-Red Flag Warning - Destructive Fires | Equipment / facility failure | Aggregated | 2021 | 8.4134e-09 | 1214.7452 | 1.022e-05 | 2021 | Control | 0.046366 | 1 | 0 | esc | 2.0695e-06 | 9.9349e-09 | 0 | 0 | 0 | 0 | 0 | 0 | 0 | 0 | 0 | 0
[79 empty] | WLDFR | HFTD - Distribution - 4QU CoRE ¦ 3QU LoRE | Non-Red Flag Warning - Destructive Fires | 2022 | 0 | 9.8611e-09 | 0 | 0 | 0 | 0 | 8489.5411 | 202.8477 | 8286.6934 | 0 | 0 | 0 | 0 | 0 | 0 | 0 | 3.8862e-07 | 0 | 0 | 0 | 8.3716e-05 | 0 | 8.3716e-05 | 0 | 0 | 0 | 0 | 0 | 0 | 0 | 0 | 0 | 0 | 0 | 0 |  |  | Patrols - Distribution OverheadWLDFREquipment / facility failureAggregated | WLDFR | HFTD - Distribution - 4QU CoRE ¦ 3QU LoRE | Non-Red Flag Warning - Destructive Fires | Equipment / facility failure | Aggregated | 2022 | 8.1861e-09 | 1214.7452 | 9.9441e-06 | 2022 | Control | 0.046366 | 1 | 0 | esc | 0 | 0 | 2.0541e-06 | 9.8611e-09 | 0 | 0 | 0 | 0 | 0 | 0 | 0 | 0
[79 empty] | WLDFR | HFTD - Distribution - 4QU CoRE ¦ 3QU LoRE | Non-Red Flag Warning - Destructive Fires | 2023 | 0 | 0 | 1.4869e-08 | 0 | 0 | 0 | 8507.4426 | 202.8477 | 8304.5949 | 0 | 0 | 0 | 0 | 0 | 0 | 0 | 3.8982e-07 | 0 | 0 | 0 | 0 | 0 | 0 | 0.00012649 | 0 | 0.00012649 | 0 | 0 | 0 | 0 | 0 | 0 | 0 | 0 | 0 |  |  | Patrols - Distribution OverheadWLDFREquipment / facility failureAggregated | WLDFR | HFTD - Distribution - 4QU CoRE ¦ 3QU LoRE | Non-Red Flag Warning - Destructive Fires | Equipment / facility failure | Aggregated | 2023 | 8.177e-09 | 1214.7452 | 9.933e-06 | 2023 | Control | 0.046366 | 1 | 0 | esc | 0 | 0 | 0 | 0 | 2.0461e-06 | 1.4869e-08 | 0 | 0 | 0 | 0 | 0 | 0
[79 empty] | WLDFR | HFTD - Distribution - 4QU CoRE ¦ 3QU LoRE | Non-Red Flag Warning - Destructive Fires | 2024 | 0 | 0 | 0 | 1.4869e-08 | 0 | 0 | 8507.4426 | 202.8477 | 8304.5949 | 0 | 0 | 0 | 0 | 0 | 0 | 0 | 3.8982e-07 | 0 | 0 | 0 | 0 | 0 | 0 | 0 | 0 | 0 | 0.00012649 | 0 | 0.00012649 | 0 | 0 | 0 | 0 | 0 | 0 |  |  | Patrols - Distribution OverheadWLDFREquipment / facility failureAggregated | WLDFR | HFTD - Distribution - 4QU CoRE ¦ 3QU LoRE | Non-Red Flag Warning - Destructive Fires | Equipment / facility failure | Aggregated | 2024 | 8.177e-09 | 1214.7452 | 9.933e-06 | 2024 | Control | 0.046366 | 1 | 0 | esc | 0 | 0 | 0 | 0 | 0 | 0 | 2.0461e-06 | 1.4869e-08 | 0 | 0 | 0 | 0
[79 empty] | WLDFR | HFTD - Distribution - 4QU CoRE ¦ 3QU LoRE | Non-Red Flag Warning - Destructive Fires | 2025 | 0 | 0 | 0 | 0 | 1.4869e-08 | 0 | 8507.4426 | 202.8477 | 8304.5949 | 0 | 0 | 0 | 0 | 0 | 0 | 0 | 3.8982e-07 | 0 | 0 | 0 | 0 | 0 | 0 | 0 | 0 | 0 | 0 | 0 | 0 | 0.00012649 | 0 | 0.00012649 | 0 | 0 | 0 |  |  | Patrols - Distribution OverheadWLDFREquipment / facility failureAggregated | WLDFR | HFTD - Distribution - 4QU CoRE ¦ 3QU LoRE | Non-Red Flag Warning - Destructive Fires | Equipment / facility failure | Aggregated | 2025 | 8.177e-09 | 1214.7452 | 9.933e-06 | 2025 | Control | 0.046366 | 1 | 0 | esc | 0 | 0 | 0 | 0 | 0 | 0 | 0 | 0 | 2.0461e-06 | 1.4869e-08 | 0 | 0
[79 empty] | WLDFR | HFTD - Distribution - 4QU CoRE ¦ 3QU LoRE | Non-Red Flag Warning - Destructive Fires | 2026 | 0 | 0 | 0 | 0 | 0 | 1.4869e-08 | 8507.4426 | 202.8477 | 8304.5949 | 0 | 0 | 0 | 0 | 0 | 0 | 0 | 3.8982e-07 | 0 | 0 | 0 | 0 | 0 | 0 | 0 | 0 | 0 | 0 | 0 | 0 | 0 | 0 | 0 | 0.00012649 | 0 | 0.00012649 |  |  | Patrols - Distribution OverheadWLDFREquipment / facility failureAggregated | WLDFR | HFTD - Distribution - 4QU CoRE ¦ 3QU LoRE | Non-Red Flag Warning - Destructive Fires | Equipment / facility failure | Aggregated | 2026 | 8.177e-09 | 1214.7452 | 9.933e-06 | 2026 | Control | 0.046366 | 1 | 0 | esc | 0 | 0 | 0 | 0 | 0 | 0 | 0 | 0 | 0 | 0 | 2.0461e-06 | 1.4869e-08
[79 empty] | WLDFR | HFTD - Distribution - 4QU CoRE ¦ 3QU LoRE | Non-Red Flag Warning - Large Fires | 2021 | 2.914e-07 | 0 | 0 | 0 | 0 | 0 | 5.1078 | 0.69027 | 2.8264 | 1.5911 | 0 | 0 | 0 | 0 | 0 | 0 | 1.0042e-05 | 1.4884e-06 | 0 | 1.4884e-06 | 0 | 0 | 0 | 0 | 0 | 0 | 0 | 0 | 0 | 0 | 0 | 0 | 0 | 0 | 0 |  |  | Patrols - Distribution OverheadWLDFREquipment / facility failureAggregated | WLDFR | HFTD - Distribution - 4QU CoRE ¦ 3QU LoRE | Non-Red Flag Warning - Large Fires | Equipment / facility failure | Aggregated | 2021 | 2.4677e-07 | 1214.7452 | 0.00029977 | 2021 | Control | 0.046366 | 1 | 0 | esc | 6.07e-05 | 2.914e-07 | 0 | 0 | 0 | 0 | 0 | 0 | 0 | 0 | 0 | 0
[79 empty] | WLDFR | HFTD - Distribution - 4QU CoRE ¦ 3QU LoRE | Non-Red Flag Warning - Large Fires | 2022 | 0 | 2.8927e-07 | 0 | 0 | 0 | 0 | 5.0739 | 0.68415 | 2.8096 | 1.5801 | 0 | 0 | 0 | 0 | 0 | 0 | 9.776e-06 | 0 | 0 | 0 | 1.4677e-06 | 0 | 1.4677e-06 | 0 | 0 | 0 | 0 | 0 | 0 | 0 | 0 | 0 | 0 | 0 | 0 |  |  | Patrols - Distribution OverheadWLDFREquipment / facility failureAggregated | WLDFR | HFTD - Distribution - 4QU CoRE ¦ 3QU LoRE | Non-Red Flag Warning - Large Fires | Equipment / facility failure | Aggregated | 2022 | 2.4014e-07 | 1214.7452 | 0.0002917 | 2022 | Control | 0.046366 | 1 | 0 | esc | 0 | 0 | 6.0256e-05 | 2.8927e-07 | 0 | 0 | 0 | 0 | 0 | 0 | 0 | 0
[79 empty] | WLDFR | HFTD - Distribution - 4QU CoRE ¦ 3QU LoRE | Non-Red Flag Warning - Large Fires | 2023 | 0 | 0 | 4.3616e-07 | 0 | 0 | 0 | 5.1712 | 0.68415 | 2.907 | 1.5801 | 0 | 0 | 0 | 0 | 0 | 0 | 9.8118e-06 | 0 | 0 | 0 | 0 | 0 | 0 | 2.2555e-06 | 0 | 2.2555e-06 | 0 | 0 | 0 | 0 | 0 | 0 | 0 | 0 | 0 |  |  | Patrols - Distribution OverheadWLDFREquipment / facility failureAggregated | WLDFR | HFTD - Distribution - 4QU CoRE ¦ 3QU LoRE | Non-Red Flag Warning - Large Fires | Equipment / facility failure | Aggregated | 2023 | 2.3987e-07 | 1214.7452 | 0.00029138 | 2023 | Control | 0.046366 | 1 | 0 | esc | 0 | 0 | 0 | 0 | 6.0022e-05 | 4.3616e-07 | 0 | 0 | 0 | 0 | 0 | 0
[79 empty] | WLDFR | HFTD - Distribution - 4QU CoRE ¦ 3QU LoRE | Non-Red Flag Warning - Large Fires | 2024 | 0 | 0 | 0 | 4.3616e-07 | 0 | 0 | 5.1712 | 0.68415 | 2.907 | 1.5801 | 0 | 0 | 0 | 0 | 0 | 0 | 9.8118e-06 | 0 | 0 | 0 | 0 | 0 | 0 | 0 | 0 | 0 | 2.2555e-06 | 0 | 2.2555e-06 | 0 | 0 | 0 | 0 | 0 | 0 |  |  | Patrols - Distribution OverheadWLDFREquipment / facility failureAggregated | WLDFR | HFTD - Distribution - 4QU CoRE ¦ 3QU LoRE | Non-Red Flag Warning - Large Fires | Equipment / facility failure | Aggregated | 2024 | 2.3987e-07 | 1214.7452 | 0.00029138 | 2024 | Control | 0.046366 | 1 | 0 | esc | 0 | 0 | 0 | 0 | 0 | 0 | 6.0022e-05 | 4.3616e-07 | 0 | 0 | 0 | 0
[79 empty] | WLDFR | HFTD - Distribution - 4QU CoRE ¦ 3QU LoRE | Non-Red Flag Warning - Large Fires | 2025 | 0 | 0 | 0 | 0 | 4.3616e-07 | 0 | 5.1712 | 0.68415 | 2.907 | 1.5801 | 0 | 0 | 0 | 0 | 0 | 0 | 9.8118e-06 | 0 | 0 | 0 | 0 | 0 | 0 | 0 | 0 | 0 | 0 | 0 | 0 | 2.2555e-06 | 0 | 2.2555e-06 | 0 | 0 | 0 |  |  | Patrols - Distribution OverheadWLDFREquipment / facility failureAggregated | WLDFR | HFTD - Distribution - 4QU CoRE ¦ 3QU LoRE | Non-Red Flag Warning - Large Fires | Equipment / facility failure | Aggregated | 2025 | 2.3987e-07 | 1214.7452 | 0.00029138 | 2025 | Control | 0.046366 | 1 | 0 | esc | 0 | 0 | 0 | 0 | 0 | 0 | 0 | 0 | 6.0022e-05 | 4.3616e-07 | 0 | 0
[79 empty] | WLDFR | HFTD - Distribution - 4QU CoRE ¦ 3QU LoRE | Non-Red Flag Warning - Large Fires | 2026 | 0 | 0 | 0 | 0 | 0 | 4.3616e-07 | 5.1712 | 0.68415 | 2.907 | 1.5801 | 0 | 0 | 0 | 0 | 0 | 0 | 9.8118e-06 | 0 | 0 | 0 | 0 | 0 | 0 | 0 | 0 | 0 | 0 | 0 | 0 | 0 | 0 | 0 | 2.2555e-06 | 0 | 2.2555e-06 |  |  | Patrols - Distribution OverheadWLDFREquipment / facility failureAggregated | WLDFR | HFTD - Distribution - 4QU CoRE ¦ 3QU LoRE | Non-Red Flag Warning - Large Fires | Equipment / facility failure | Aggregated | 2026 | 2.3987e-07 | 1214.7452 | 0.00029138 | 2026 | Control | 0.046366 | 1 | 0 | esc | 0 | 0 | 0 | 0 | 0 | 0 | 0 | 0 | 0 | 0 | 6.0022e-05 | 4.3616e-07
[79 empty] | WLDFR | HFTD - Distribution - 4QU CoRE ¦ 3QU LoRE | Non-Red Flag Warning - Small Fires | 2021 | 0.00018793 | 0 | 0 | 0 | 0 | 0 | 0.077861 | 0.036425 | 0.0015416 | 0.039895 | 0 | 0 | 0 | 0 | 0 | 0 | 0.0032332 | 1.4633e-05 | 0 | 1.4633e-05 | 0 | 0 | 0 | 0 | 0 | 0 | 0 | 0 | 0 | 0 | 0 | 0 | 0 | 0 | 0 |  |  | Patrols - Distribution OverheadWLDFREquipment / facility failureAggregated | WLDFR | HFTD - Distribution - 4QU CoRE ¦ 3QU LoRE | Non-Red Flag Warning - Small Fires | Equipment / facility failure | Aggregated | 2021 | 0.00015915 | 1214.7452 | 0.19333 | 2021 | Control | 0.046366 | 1 | 0 | esc | 0.039147 | 0.00018793 | 0 | 0 | 0 | 0 | 0 | 0 | 0 | 0 | 0 | 0
[79 empty] | WLDFR | HFTD - Distribution - 4QU CoRE ¦ 3QU LoRE | Non-Red Flag Warning - Small Fires | 2022 | 0 | 0.00018796 | 0 | 0 | 0 | 0 | 0.077861 | 0.036425 | 0.0015416 | 0.039895 | 0 | 0 | 0 | 0 | 0 | 0 | 0.003168 | 0 | 0 | 0 | 1.4635e-05 | 0 | 1.4635e-05 | 0 | 0 | 0 | 0 | 0 | 0 | 0 | 0 | 0 | 0 | 0 | 0 |  |  | Patrols - Distribution OverheadWLDFREquipment / facility failureAggregated | WLDFR | HFTD - Distribution - 4QU CoRE ¦ 3QU LoRE | Non-Red Flag Warning - Small Fires | Equipment / facility failure | Aggregated | 2022 | 0.00015604 | 1214.7452 | 0.18955 | 2022 | Control | 0.046366 | 1 | 0 | esc | 0 | 0 | 0.039154 | 0.00018796 | 0 | 0 | 0 | 0 | 0 | 0 | 0 | 0
[79 empty] | WLDFR | HFTD - Distribution - 4QU CoRE ¦ 3QU LoRE | Non-Red Flag Warning - Small Fires | 2023 | 0 | 0 | 0.000283 | 0 | 0 | 0 | 0.077901 | 0.036425 | 0.0015809 | 0.039895 | 0 | 0 | 0 | 0 | 0 | 0 | 0.0031769 | 0 | 0 | 0 | 0 | 0 | 0 | 2.2046e-05 | 0 | 2.2046e-05 | 0 | 0 | 0 | 0 | 0 | 0 | 0 | 0 | 0 |  |  | Patrols - Distribution OverheadWLDFREquipment / facility failureAggregated | WLDFR | HFTD - Distribution - 4QU CoRE ¦ 3QU LoRE | Non-Red Flag Warning - Small Fires | Equipment / facility failure | Aggregated | 2023 | 0.00015564 | 1214.7452 | 0.18906 | 2023 | Control | 0.046366 | 1 | 0 | esc | 0 | 0 | 0 | 0 | 0.038944 | 0.000283 | 0 | 0 | 0 | 0 | 0 | 0
[79 empty] | WLDFR | HFTD - Distribution - 4QU CoRE ¦ 3QU LoRE | Non-Red Flag Warning - Small Fires | 2024 | 0 | 0 | 0 | 0.000283 | 0 | 0 | 0.077901 | 0.036425 | 0.0015809 | 0.039895 | 0 | 0 | 0 | 0 | 0 | 0 | 0.0031769 | 0 | 0 | 0 | 0 | 0 | 0 | 0 | 0 | 0 | 2.2046e-05 | 0 | 2.2046e-05 | 0 | 0 | 0 | 0 | 0 | 0 |  |  | Patrols - Distribution OverheadWLDFREquipment / facility failureAggregated | WLDFR | HFTD - Distribution - 4QU CoRE ¦ 3QU LoRE | Non-Red Flag Warning - Small Fires | Equipment / facility failure | Aggregated | 2024 | 0.00015564 | 1214.7452 | 0.18906 | 2024 | Control | 0.046366 | 1 | 0 | esc | 0 | 0 | 0 | 0 | 0 | 0 | 0.038944 | 0.000283 | 0 | 0 | 0 | 0
[79 empty] | WLDFR | HFTD - Distribution - 4QU CoRE ¦ 3QU LoRE | Non-Red Flag Warning - Small Fires | 2025 | 0 | 0 | 0 | 0 | 0.000283 | 0 | 0.077901 | 0.036425 | 0.0015809 | 0.039895 | 0 | 0 | 0 | 0 | 0 | 0 | 0.0031769 | 0 | 0 | 0 | 0 | 0 | 0 | 0 | 0 | 0 | 0 | 0 | 0 | 2.2046e-05 | 0 | 2.2046e-05 | 0 | 0 | 0 |  |  | Patrols - Distribution OverheadWLDFREquipment / facility failureAggregated | WLDFR | HFTD - Distribution - 4QU CoRE ¦ 3QU LoRE | Non-Red Flag Warning - Small Fires | Equipment / facility failure | Aggregated | 2025 | 0.00015564 | 1214.7452 | 0.18906 | 2025 | Control | 0.046366 | 1 | 0 | esc | 0 | 0 | 0 | 0 | 0 | 0 | 0 | 0 | 0.038944 | 0.000283 | 0 | 0
[79 empty] | WLDFR | HFTD - Distribution - 4QU CoRE ¦ 3QU LoRE | Non-Red Flag Warning - Small Fires | 2026 | 0 | 0 | 0 | 0 | 0 | 0.000283 | 0.077901 | 0.036425 | 0.0015809 | 0.039895 | 0 | 0 | 0 | 0 | 0 | 0 | 0.0031769 | 0 | 0 | 0 | 0 | 0 | 0 | 0 | 0 | 0 | 0 | 0 | 0 | 0 | 0 | 0 | 2.2046e-05 | 0 | 2.2046e-05 |  |  | Patrols - Distribution OverheadWLDFREquipment / facility failureAggregated | WLDFR | HFTD - Distribution - 4QU CoRE ¦ 3QU LoRE | Non-Red Flag Warning - Small Fires | Equipment / facility failure | Aggregated | 2026 | 0.00015564 | 1214.7452 | 0.18906 | 2026 | Control | 0.046366 | 1 | 0 | esc | 0 | 0 | 0 | 0 | 0 | 0 | 0 | 0 | 0 | 0 | 0.038944 | 0.000283
[79 empty] | WLDFR | HFTD - Distribution - 4QU CoRE ¦ 3QU LoRE | Red Flag Warning - Catastrophic Fires | 2021 | 9.0188e-07 | 0 | 0 | 0 | 0 | 0 | 13887.861 | 212.4034 | 8426.443 | 5249.0147 | 0 | 0 | 0 | 0 | 0 | 0 | 7.8426e-06 | 0.012525 | 0 | 0.012525 | 0 | 0 | 0 | 0 | 0 | 0 | 0 | 0 | 0 | 0 | 0 | 0 | 0 | 0 | 0 |  |  | Patrols - Distribution OverheadWLDFREquipment / facility failureAggregated | WLDFR | HFTD - Distribution - 4QU CoRE ¦ 3QU LoRE | Red Flag Warning - Catastrophic Fires | Equipment / facility failure | Aggregated | 2021 | 7.6376e-07 | 1214.7452 | 0.00092777 | 2021 | Control | 0.046366 | 1 | 0 | esc | 0.00018787 | 9.0188e-07 | 0 | 0 | 0 | 0 | 0 | 0 | 0 | 0 | 0 | 0
[79 empty] | WLDFR | HFTD - Distribution - 4QU CoRE ¦ 3QU LoRE | Red Flag Warning - Catastrophic Fires | 2022 | 0 | 8.9503e-07 | 0 | 0 | 0 | 0 | 13650.1655 | 202.8477 | 8286.6934 | 5160.6244 | 0 | 0 | 0 | 0 | 0 | 0 | 7.5783e-06 | 0 | 0 | 0 | 0.012217 | 0 | 0.012217 | 0 | 0 | 0 | 0 | 0 | 0 | 0 | 0 | 0 | 0 | 0 | 0 |  |  | Patrols - Distribution OverheadWLDFREquipment / facility failureAggregated | WLDFR | HFTD - Distribution - 4QU CoRE ¦ 3QU LoRE | Red Flag Warning - Catastrophic Fires | Equipment / facility failure | Aggregated | 2022 | 7.43e-07 | 1214.7452 | 0.00090256 | 2022 | Control | 0.046366 | 1 | 0 | esc | 0 | 0 | 0.00018644 | 8.9503e-07 | 0 | 0 | 0 | 0 | 0 | 0 | 0 | 0
[79 empty] | WLDFR | HFTD - Distribution - 4QU CoRE ¦ 3QU LoRE | Red Flag Warning - Catastrophic Fires | 2023 | 0 | 0 | 1.3963e-06 | 0 | 0 | 0 | 13668.067 | 202.8477 | 8304.5949 | 5160.6244 | 0 | 0 | 0 | 0 | 0 | 0 | 7.8763e-06 | 0 | 0 | 0 | 0 | 0 | 0 | 0.019084 | 0 | 0.019084 | 0 | 0 | 0 | 0 | 0 | 0 | 0 | 0 | 0 |  |  | Patrols - Distribution OverheadWLDFREquipment / facility failureAggregated | WLDFR | HFTD - Distribution - 4QU CoRE ¦ 3QU LoRE | Red Flag Warning - Catastrophic Fires | Equipment / facility failure | Aggregated | 2023 | 7.6789e-07 | 1214.7452 | 0.00093279 | 2023 | Control | 0.046366 | 1 | 0 | esc | 0 | 0 | 0 | 0 | 0.00019215 | 1.3963e-06 | 0 | 0 | 0 | 0 | 0 | 0
[79 empty] | WLDFR | HFTD - Distribution - 4QU CoRE ¦ 3QU LoRE | Red Flag Warning - Catastrophic Fires | 2024 | 0 | 0 | 0 | 1.3963e-06 | 0 | 0 | 13668.067 | 202.8477 | 8304.5949 | 5160.6244 | 0 | 0 | 0 | 0 | 0 | 0 | 7.8763e-06 | 0 | 0 | 0 | 0 | 0 | 0 | 0 | 0 | 0 | 0.019084 | 0 | 0.019084 | 0 | 0 | 0 | 0 | 0 | 0 |  |  | Patrols - Distribution OverheadWLDFREquipment / facility failureAggregated | WLDFR | HFTD - Distribution - 4QU CoRE ¦ 3QU LoRE | Red Flag Warning - Catastrophic Fires | Equipment / facility failure | Aggregated | 2024 | 7.6789e-07 | 1214.7452 | 0.00093279 | 2024 | Control | 0.046366 | 1 | 0 | esc | 0 | 0 | 0 | 0 | 0 | 0 | 0.00019215 | 1.3963e-06 | 0 | 0 | 0 | 0
[79 empty] | WLDFR | HFTD - Distribution - 4QU CoRE ¦ 3QU LoRE | Red Flag Warning - Catastrophic Fires | 2025 | 0 | 0 | 0 | 0 | 1.3963e-06 | 0 | 13668.067 | 202.8477 | 8304.5949 | 5160.6244 | 0 | 0 | 0 | 0 | 0 | 0 | 7.8763e-06 | 0 | 0 | 0 | 0 | 0 | 0 | 0 | 0 | 0 | 0 | 0 | 0 | 0.019084 | 0 | 0.019084 | 0 | 0 | 0 |  |  | Patrols - Distribution OverheadWLDFREquipment / facility failureAggregated | WLDFR | HFTD - Distribution - 4QU CoRE ¦ 3QU LoRE | Red Flag Warning - Catastrophic Fires | Equipment / facility failure | Aggregated | 2025 | 7.6789e-07 | 1214.7452 | 0.00093279 | 2025 | Control | 0.046366 | 1 | 0 | esc | 0 | 0 | 0 | 0 | 0 | 0 | 0 | 0 | 0.00019215 | 1.3963e-06 | 0 | 0
[79 empty] | WLDFR | HFTD - Distribution - 4QU CoRE ¦ 3QU LoRE | Red Flag Warning - Catastrophic Fires | 2026 | 0 | 0 | 0 | 0 | 0 | 1.3963e-06 | 13668.067 | 202.8477 | 8304.5949 | 5160.6244 | 0 | 0 | 0 | 0 | 0 | 0 | 7.8763e-06 | 0 | 0 | 0 | 0 | 0 | 0 | 0 | 0 | 0 | 0 | 0 | 0 | 0 | 0 | 0 | 0.019084 | 0 | 0.019084 |  |  | Patrols - Distribution OverheadWLDFREquipment / facility failureAggregated | WLDFR | HFTD - Distribution - 4QU CoRE ¦ 3QU LoRE | Red Flag Warning - Catastrophic Fires | Equipment / facility failure | Aggregated | 2026 | 7.6789e-07 | 1214.7452 | 0.00093279 | 2026 | Control | 0.046366 | 1 | 0 | esc | 0 | 0 | 0 | 0 | 0 | 0 | 0 | 0 | 0 | 0 | 0.00019215 | 1.3963e-06
[79 empty] | WLDFR | HFTD - Distribution - 4QU CoRE ¦ 3QU LoRE | Red Flag Warning - Destructive Fires | 2021 | 1.8456e-07 | 0 | 0 | 0 | 0 | 0 | 8638.8464 | 212.4034 | 8426.443 | 0 | 0 | 0 | 0 | 0 | 0 | 0 | 1.1407e-06 | 0.0015944 | 0 | 0.0015944 | 0 | 0 | 0 | 0 | 0 | 0 | 0 | 0 | 0 | 0 | 0 | 0 | 0 | 0 | 0 |  |  | Patrols - Distribution OverheadWLDFREquipment / facility failureAggregated | WLDFR | HFTD - Distribution - 4QU CoRE ¦ 3QU LoRE | Red Flag Warning - Destructive Fires | Equipment / facility failure | Aggregated | 2021 | 1.563e-07 | 1214.7452 | 0.00018986 | 2021 | Control | 0.046366 | 1 | 0 | esc | 3.8445e-05 | 1.8456e-07 | 0 | 0 | 0 | 0 | 0 | 0 | 0 | 0 | 0 | 0
[79 empty] | WLDFR | HFTD - Distribution - 4QU CoRE ¦ 3QU LoRE | Red Flag Warning - Destructive Fires | 2022 | 0 | 1.8316e-07 | 0 | 0 | 0 | 0 | 8489.5411 | 202.8477 | 8286.6934 | 0 | 0 | 0 | 0 | 0 | 0 | 0 | 1.1026e-06 | 0 | 0 | 0 | 0.001555 | 0 | 0.001555 | 0 | 0 | 0 | 0 | 0 | 0 | 0 | 0 | 0 | 0 | 0 | 0 |  |  | Patrols - Distribution OverheadWLDFREquipment / facility failureAggregated | WLDFR | HFTD - Distribution - 4QU CoRE ¦ 3QU LoRE | Red Flag Warning - Destructive Fires | Equipment / facility failure | Aggregated | 2022 | 1.5205e-07 | 1214.7452 | 0.0001847 | 2022 | Control | 0.046366 | 1 | 0 | esc | 0 | 0 | 3.8153e-05 | 1.8316e-07 | 0 | 0 | 0 | 0 | 0 | 0 | 0 | 0
[79 empty] | WLDFR | HFTD - Distribution - 4QU CoRE ¦ 3QU LoRE | Red Flag Warning - Destructive Fires | 2023 | 0 | 0 | 2.8574e-07 | 0 | 0 | 0 | 8507.4426 | 202.8477 | 8304.5949 | 0 | 0 | 0 | 0 | 0 | 0 | 0 | 1.1457e-06 | 0 | 0 | 0 | 0 | 0 | 0 | 0.0024309 | 0 | 0.0024309 | 0 | 0 | 0 | 0 | 0 | 0 | 0 | 0 | 0 |  |  | Patrols - Distribution OverheadWLDFREquipment / facility failureAggregated | WLDFR | HFTD - Distribution - 4QU CoRE ¦ 3QU LoRE | Red Flag Warning - Destructive Fires | Equipment / facility failure | Aggregated | 2023 | 1.5714e-07 | 1214.7452 | 0.00019089 | 2023 | Control | 0.046366 | 1 | 0 | esc | 0 | 0 | 0 | 0 | 3.9321e-05 | 2.8574e-07 | 0 | 0 | 0 | 0 | 0 | 0
[79 empty] | WLDFR | HFTD - Distribution - 4QU CoRE ¦ 3QU LoRE | Red Flag Warning - Destructive Fires | 2024 | 0 | 0 | 0 | 2.8574e-07 | 0 | 0 | 8507.4426 | 202.8477 | 8304.5949 | 0 | 0 | 0 | 0 | 0 | 0 | 0 | 1.1457e-06 | 0 | 0 | 0 | 0 | 0 | 0 | 0 | 0 | 0 | 0.0024309 | 0 | 0.0024309 | 0 | 0 | 0 | 0 | 0 | 0 |  |  | Patrols - Distribution OverheadWLDFREquipment / facility failureAggregated | WLDFR | HFTD - Distribution - 4QU CoRE ¦ 3QU LoRE | Red Flag Warning - Destructive Fires | Equipment / facility failure | Aggregated | 2024 | 1.5714e-07 | 1214.7452 | 0.00019089 | 2024 | Control | 0.046366 | 1 | 0 | esc | 0 | 0 | 0 | 0 | 0 | 0 | 3.9321e-05 | 2.8574e-07 | 0 | 0 | 0 | 0
[79 empty] | WLDFR | HFTD - Distribution - 4QU CoRE ¦ 3QU LoRE | Red Flag Warning - Destructive Fires | 2025 | 0 | 0 | 0 | 0 | 2.8574e-07 | 0 | 8507.4426 | 202.8477 | 8304.5949 | 0 | 0 | 0 | 0 | 0 | 0 | 0 | 1.1457e-06 | 0 | 0 | 0 | 0 | 0 | 0 | 0 | 0 | 0 | 0 | 0 | 0 | 0.0024309 | 0 | 0.0024309 | 0 | 0 | 0 |  |  | Patrols - Distribution OverheadWLDFREquipment / facility failureAggregated | WLDFR | HFTD - Distribution - 4QU CoRE ¦ 3QU LoRE | Red Flag Warning - Destructive Fires | Equipment / facility failure | Aggregated | 2025 | 1.5714e-07 | 1214.7452 | 0.00019089 | 2025 | Control | 0.046366 | 1 | 0 | esc | 0 | 0 | 0 | 0 | 0 | 0 | 0 | 0 | 3.9321e-05 | 2.8574e-07 | 0 | 0
[79 empty] | WLDFR | HFTD - Distribution - 4QU CoRE ¦ 3QU LoRE | Red Flag Warning - Destructive Fires | 2026 | 0 | 0 | 0 | 0 | 0 | 2.8574e-07 | 8507.4426 | 202.8477 | 8304.5949 | 0 | 0 | 0 | 0 | 0 | 0 | 0 | 1.1457e-06 | 0 | 0 | 0 | 0 | 0 | 0 | 0 | 0 | 0 | 0 | 0 | 0 | 0 | 0 | 0 | 0.0024309 | 0 | 0.0024309 |  |  | Patrols - Distribution OverheadWLDFREquipment / facility failureAggregated | WLDFR | HFTD - Distribution - 4QU CoRE ¦ 3QU LoRE | Red Flag Warning - Destructive Fires | Equipment / facility failure | Aggregated | 2026 | 1.5714e-07 | 1214.7452 | 0.00019089 | 2026 | Control | 0.046366 | 1 | 0 | esc | 0 | 0 | 0 | 0 | 0 | 0 | 0 | 0 | 0 | 0 | 3.9321e-05 | 2.8574e-07
[79 empty] | WLDFR | HFTD - Distribution - 4QU CoRE ¦ 3QU LoRE | Red Flag Warning - Large Fires | 2021 | 2.9986e-06 | 0 | 0 | 0 | 0 | 0 | 5.1078 | 0.69027 | 2.8264 | 1.5911 | 0 | 0 | 0 | 0 | 0 | 0 | 1.776e-05 | 1.5316e-05 | 0 | 1.5316e-05 | 0 | 0 | 0 | 0 | 0 | 0 | 0 | 0 | 0 | 0 | 0 | 0 | 0 | 0 | 0 |  |  | Patrols - Distribution OverheadWLDFREquipment / facility failureAggregated | WLDFR | HFTD - Distribution - 4QU CoRE ¦ 3QU LoRE | Red Flag Warning - Large Fires | Equipment / facility failure | Aggregated | 2021 | 2.5394e-06 | 1214.7452 | 0.0030847 | 2021 | Control | 0.046366 | 1 | 0 | esc | 0.00062463 | 2.9986e-06 | 0 | 0 | 0 | 0 | 0 | 0 | 0 | 0 | 0 | 0
[79 empty] | WLDFR | HFTD - Distribution - 4QU CoRE ¦ 3QU LoRE | Red Flag Warning - Large Fires | 2022 | 0 | 2.9764e-06 | 0 | 0 | 0 | 0 | 5.0739 | 0.68415 | 2.8096 | 1.5801 | 0 | 0 | 0 | 0 | 0 | 0 | 1.7168e-05 | 0 | 0 | 0 | 1.5102e-05 | 0 | 1.5102e-05 | 0 | 0 | 0 | 0 | 0 | 0 | 0 | 0 | 0 | 0 | 0 | 0 |  |  | Patrols - Distribution OverheadWLDFREquipment / facility failureAggregated | WLDFR | HFTD - Distribution - 4QU CoRE ¦ 3QU LoRE | Red Flag Warning - Large Fires | Equipment / facility failure | Aggregated | 2022 | 2.4709e-06 | 1214.7452 | 0.0030015 | 2022 | Control | 0.046366 | 1 | 0 | esc | 0 | 0 | 0.00062 | 2.9764e-06 | 0 | 0 | 0 | 0 | 0 | 0 | 0 | 0
[79 empty] | WLDFR | HFTD - Distribution - 4QU CoRE ¦ 3QU LoRE | Red Flag Warning - Large Fires | 2023 | 0 | 0 | 4.6433e-06 | 0 | 0 | 0 | 5.1712 | 0.68415 | 2.907 | 1.5801 | 0 | 0 | 0 | 0 | 0 | 0 | 1.7838e-05 | 0 | 0 | 0 | 0 | 0 | 0 | 2.4012e-05 | 0 | 2.4012e-05 | 0 | 0 | 0 | 0 | 0 | 0 | 0 | 0 | 0 |  |  | Patrols - Distribution OverheadWLDFREquipment / facility failureAggregated | WLDFR | HFTD - Distribution - 4QU CoRE ¦ 3QU LoRE | Red Flag Warning - Large Fires | Equipment / facility failure | Aggregated | 2023 | 2.5536e-06 | 1214.7452 | 0.003102 | 2023 | Control | 0.046366 | 1 | 0 | esc | 0 | 0 | 0 | 0 | 0.00063898 | 4.6433e-06 | 0 | 0 | 0 | 0 | 0 | 0
[79 empty] | WLDFR | HFTD - Distribution - 4QU CoRE ¦ 3QU LoRE | Red Flag Warning - Large Fires | 2024 | 0 | 0 | 0 | 4.6433e-06 | 0 | 0 | 5.1712 | 0.68415 | 2.907 | 1.5801 | 0 | 0 | 0 | 0 | 0 | 0 | 1.7838e-05 | 0 | 0 | 0 | 0 | 0 | 0 | 0 | 0 | 0 | 2.4012e-05 | 0 | 2.4012e-05 | 0 | 0 | 0 | 0 | 0 | 0 |  |  | Patrols - Distribution OverheadWLDFREquipment / facility failureAggregated | WLDFR | HFTD - Distribution - 4QU CoRE ¦ 3QU LoRE | Red Flag Warning - Large Fires | Equipment / facility failure | Aggregated | 2024 | 2.5536e-06 | 1214.7452 | 0.003102 | 2024 | Control | 0.046366 | 1 | 0 | esc | 0 | 0 | 0 | 0 | 0 | 0 | 0.00063898 | 4.6433e-06 | 0 | 0 | 0 | 0
[79 empty] | WLDFR | HFTD - Distribution - 4QU CoRE ¦ 3QU LoRE | Red Flag Warning - Large Fires | 2025 | 0 | 0 | 0 | 0 | 4.6433e-06 | 0 | 5.1712 | 0.68415 | 2.907 | 1.5801 | 0 | 0 | 0 | 0 | 0 | 0 | 1.7838e-05 | 0 | 0 | 0 | 0 | 0 | 0 | 0 | 0 | 0 | 0 | 0 | 0 | 2.4012e-05 | 0 | 2.4012e-05 | 0 | 0 | 0 |  |  | Patrols - Distribution OverheadWLDFREquipment / facility failureAggregated | WLDFR | HFTD - Distribution - 4QU CoRE ¦ 3QU LoRE | Red Flag Warning - Large Fires | Equipment / facility failure | Aggregated | 2025 | 2.5536e-06 | 1214.7452 | 0.003102 | 2025 | Control | 0.046366 | 1 | 0 | esc | 0 | 0 | 0 | 0 | 0 | 0 | 0 | 0 | 0.00063898 | 4.6433e-06 | 0 | 0
[79 empty] | WLDFR | HFTD - Distribution - 4QU CoRE ¦ 3QU LoRE | Red Flag Warning - Large Fires | 2026 | 0 | 0 | 0 | 0 | 0 | 4.6433e-06 | 5.1712 | 0.68415 | 2.907 | 1.5801 | 0 | 0 | 0 | 0 | 0 | 0 | 1.7838e-05 | 0 | 0 | 0 | 0 | 0 | 0 | 0 | 0 | 0 | 0 | 0 | 0 | 0 | 0 | 0 | 2.4012e-05 | 0 | 2.4012e-05 |  |  | Patrols - Distribution OverheadWLDFREquipment / facility failureAggregated | WLDFR | HFTD - Distribution - 4QU CoRE ¦ 3QU LoRE | Red Flag Warning - Large Fires | Equipment / facility failure | Aggregated | 2026 | 2.5536e-06 | 1214.7452 | 0.003102 | 2026 | Control | 0.046366 | 1 | 0 | esc | 0 | 0 | 0 | 0 | 0 | 0 | 0 | 0 | 0 | 0 | 0.00063898 | 4.6433e-06
[79 empty] | WLDFR | HFTD - Distribution - 4QU CoRE ¦ 3QU LoRE | Red Flag Warning - Small Fires | 2021 | 3.0268e-05 | 0 | 0 | 0 | 0 | 0 | 0.077861 | 0.036425 | 0.0015416 | 0.039895 | 0 | 0 | 0 | 0 | 0 | 0 | 0.00053867 | 2.3567e-06 | 0 | 2.3567e-06 | 0 | 0 | 0 | 0 | 0 | 0 | 0 | 0 | 0 | 0 | 0 | 0 | 0 | 0 | 0 |  |  | Patrols - Distribution OverheadWLDFREquipment / facility failureAggregated | WLDFR | HFTD - Distribution - 4QU CoRE ¦ 3QU LoRE | Red Flag Warning - Small Fires | Equipment / facility failure | Aggregated | 2021 | 2.5633e-05 | 1214.7452 | 0.031138 | 2021 | Control | 0.046366 | 1 | 0 | esc | 0.0063051 | 3.0268e-05 | 0 | 0 | 0 | 0 | 0 | 0 | 0 | 0 | 0 | 0
[79 empty] | WLDFR | HFTD - Distribution - 4QU CoRE ¦ 3QU LoRE | Red Flag Warning - Small Fires | 2022 | 0 | 3.0269e-05 | 0 | 0 | 0 | 0 | 0.077861 | 0.036425 | 0.0015416 | 0.039895 | 0 | 0 | 0 | 0 | 0 | 0 | 0.00052464 | 0 | 0 | 0 | 2.3568e-06 | 0 | 2.3568e-06 | 0 | 0 | 0 | 0 | 0 | 0 | 0 | 0 | 0 | 0 | 0 | 0 |  |  | Patrols - Distribution OverheadWLDFREquipment / facility failureAggregated | WLDFR | HFTD - Distribution - 4QU CoRE ¦ 3QU LoRE | Red Flag Warning - Small Fires | Equipment / facility failure | Aggregated | 2022 | 2.5128e-05 | 1214.7452 | 0.030524 | 2022 | Control | 0.046366 | 1 | 0 | esc | 0 | 0 | 0.0063051 | 3.0269e-05 | 0 | 0 | 0 | 0 | 0 | 0 | 0 | 0
[79 empty] | WLDFR | HFTD - Distribution - 4QU CoRE ¦ 3QU LoRE | Red Flag Warning - Small Fires | 2023 | 0 | 0 | 4.7152e-05 | 0 | 0 | 0 | 0.077901 | 0.036425 | 0.0015809 | 0.039895 | 0 | 0 | 0 | 0 | 0 | 0 | 0.00054453 | 0 | 0 | 0 | 0 | 0 | 0 | 3.6731e-06 | 0 | 3.6731e-06 | 0 | 0 | 0 | 0 | 0 | 0 | 0 | 0 | 0 |  |  | Patrols - Distribution OverheadWLDFREquipment / facility failureAggregated | WLDFR | HFTD - Distribution - 4QU CoRE ¦ 3QU LoRE | Red Flag Warning - Small Fires | Equipment / facility failure | Aggregated | 2023 | 2.5931e-05 | 1214.7452 | 0.0315 | 2023 | Control | 0.046366 | 1 | 0 | esc | 0 | 0 | 0 | 0 | 0.0064887 | 4.7152e-05 | 0 | 0 | 0 | 0 | 0 | 0
[79 empty] | WLDFR | HFTD - Distribution - 4QU CoRE ¦ 3QU LoRE | Red Flag Warning - Small Fires | 2024 | 0 | 0 | 0 | 4.7152e-05 | 0 | 0 | 0.077901 | 0.036425 | 0.0015809 | 0.039895 | 0 | 0 | 0 | 0 | 0 | 0 | 0.00054453 | 0 | 0 | 0 | 0 | 0 | 0 | 0 | 0 | 0 | 3.6731e-06 | 0 | 3.6731e-06 | 0 | 0 | 0 | 0 | 0 | 0 |  |  | Patrols - Distribution OverheadWLDFREquipment / facility failureAggregated | WLDFR | HFTD - Distribution - 4QU CoRE ¦ 3QU LoRE | Red Flag Warning - Small Fires | Equipment / facility failure | Aggregated | 2024 | 2.5931e-05 | 1214.7452 | 0.0315 | 2024 | Control | 0.046366 | 1 | 0 | esc | 0 | 0 | 0 | 0 | 0 | 0 | 0.0064887 | 4.7152e-05 | 0 | 0 | 0 | 0
[79 empty] | WLDFR | HFTD - Distribution - 4QU CoRE ¦ 3QU LoRE | Red Flag Warning - Small Fires | 2025 | 0 | 0 | 0 | 0 | 4.7152e-05 | 0 | 0.077901 | 0.036425 | 0.0015809 | 0.039895 | 0 | 0 | 0 | 0 | 0 | 0 | 0.00054453 | 0 | 0 | 0 | 0 | 0 | 0 | 0 | 0 | 0 | 0 | 0 | 0 | 3.6731e-06 | 0 | 3.6731e-06 | 0 | 0 | 0 |  |  | Patrols - Distribution OverheadWLDFREquipment / facility failureAggregated | WLDFR | HFTD - Distribution - 4QU CoRE ¦ 3QU LoRE | Red Flag Warning - Small Fires | Equipment / facility failure | Aggregated | 2025 | 2.5931e-05 | 1214.7452 | 0.0315 | 2025 | Control | 0.046366 | 1 | 0 | esc | 0 | 0 | 0 | 0 | 0 | 0 | 0 | 0 | 0.0064887 | 4.7152e-05 | 0 | 0
[79 empty] | WLDFR | HFTD - Distribution - 4QU CoRE ¦ 3QU LoRE | Red Flag Warning - Small Fires | 2026 | 0 | 0 | 0 | 0 | 0 | 4.7152e-05 | 0.077901 | 0.036425 | 0.0015809 | 0.039895 | 0 | 0 | 0 | 0 | 0 | 0 | 0.00054453 | 0 | 0 | 0 | 0 | 0 | 0 | 0 | 0 | 0 | 0 | 0 | 0 | 0 | 0 | 0 | 3.6731e-06 | 0 | 3.6731e-06 |  |  | Patrols - Distribution OverheadWLDFREquipment / facility failureAggregated | WLDFR | HFTD - Distribution - 4QU CoRE ¦ 3QU LoRE | Red Flag Warning - Small Fires | Equipment / facility failure | Aggregated | 2026 | 2.5931e-05 | 1214.7452 | 0.0315 | 2026 | Control | 0.046366 | 1 | 0 | esc | 0 | 0 | 0 | 0 | 0 | 0 | 0 | 0 | 0 | 0 | 0.0064887 | 4.7152e-05
[79 empty] | WLDFR | HFTD - Distribution - 4QU CoRE ¦ 4QU LoRE | Non-Red Flag Warning - Catastrophic Fires | 2021 | 2.9804e-09 | 0 | 0 | 0 | 0 | 0 | 13887.861 | 212.4034 | 8426.443 | 5249.0147 | 0 | 0 | 0 | 0 | 0 | 0 | 3.0397e-07 | 4.1391e-05 | 0 | 4.1391e-05 | 0 | 0 | 0 | 0 | 0 | 0 | 0 | 0 | 0 | 0 | 0 | 0 | 0 | 0 | 0 |  |  | Patrols - Distribution OverheadWLDFREquipment / facility failureAggregated | WLDFR | HFTD - Distribution - 4QU CoRE ¦ 4QU LoRE | Non-Red Flag Warning - Catastrophic Fires | Equipment / facility failure | Aggregated | 2021 | 3.8922e-09 | 968.029 | 3.7678e-06 | 2021 | Control | 0.046366 | 1 | 0 | esc | 6.2082e-07 | 2.9804e-09 | 0 | 0 | 0 | 0 | 0 | 0 | 0 | 0 | 0 | 0
[79 empty] | WLDFR | HFTD - Distribution - 4QU CoRE ¦ 4QU LoRE | Non-Red Flag Warning - Catastrophic Fires | 2022 | 0 | 2.9576e-09 | 0 | 0 | 0 | 0 | 13650.1655 | 202.8477 | 8286.6934 | 5160.6244 | 0 | 0 | 0 | 0 | 0 | 0 | 2.9803e-07 | 0 | 0 | 0 | 4.0371e-05 | 0 | 4.0371e-05 | 0 | 0 | 0 | 0 | 0 | 0 | 0 | 0 | 0 | 0 | 0 | 0 |  |  | Patrols - Distribution OverheadWLDFREquipment / facility failureAggregated | WLDFR | HFTD - Distribution - 4QU CoRE ¦ 4QU LoRE | Non-Red Flag Warning - Catastrophic Fires | Equipment / facility failure | Aggregated | 2022 | 3.7891e-09 | 968.029 | 3.668e-06 | 2022 | Control | 0.046366 | 1 | 0 | esc | 0 | 0 | 6.1607e-07 | 2.9576e-09 | 0 | 0 | 0 | 0 | 0 | 0 | 0 | 0
[79 empty] | WLDFR | HFTD - Distribution - 4QU CoRE ¦ 4QU LoRE | Non-Red Flag Warning - Catastrophic Fires | 2023 | 0 | 0 | 4.4575e-09 | 0 | 0 | 0 | 13668.067 | 202.8477 | 8304.5949 | 5160.6244 | 0 | 0 | 0 | 0 | 0 | 0 | 2.9812e-07 | 0 | 0 | 0 | 0 | 0 | 0 | 6.0926e-05 | 0 | 6.0926e-05 | 0 | 0 | 0 | 0 | 0 | 0 | 0 | 0 | 0 |  |  | Patrols - Distribution OverheadWLDFREquipment / facility failureAggregated | WLDFR | HFTD - Distribution - 4QU CoRE ¦ 4QU LoRE | Non-Red Flag Warning - Catastrophic Fires | Equipment / facility failure | Aggregated | 2023 | 3.7849e-09 | 968.029 | 3.6639e-06 | 2023 | Control | 0.046366 | 1 | 0 | esc | 0 | 0 | 0 | 0 | 6.1341e-07 | 4.4575e-09 | 0 | 0 | 0 | 0 | 0 | 0
[79 empty] | WLDFR | HFTD - Distribution - 4QU CoRE ¦ 4QU LoRE | Non-Red Flag Warning - Catastrophic Fires | 2024 | 0 | 0 | 0 | 4.4575e-09 | 0 | 0 | 13668.067 | 202.8477 | 8304.5949 | 5160.6244 | 0 | 0 | 0 | 0 | 0 | 0 | 2.9812e-07 | 0 | 0 | 0 | 0 | 0 | 0 | 0 | 0 | 0 | 6.0926e-05 | 0 | 6.0926e-05 | 0 | 0 | 0 | 0 | 0 | 0 |  |  | Patrols - Distribution OverheadWLDFREquipment / facility failureAggregated | WLDFR | HFTD - Distribution - 4QU CoRE ¦ 4QU LoRE | Non-Red Flag Warning - Catastrophic Fires | Equipment / facility failure | Aggregated | 2024 | 3.7849e-09 | 968.029 | 3.6639e-06 | 2024 | Control | 0.046366 | 1 | 0 | esc | 0 | 0 | 0 | 0 | 0 | 0 | 6.1341e-07 | 4.4575e-09 | 0 | 0 | 0 | 0
[79 empty] | WLDFR | HFTD - Distribution - 4QU CoRE ¦ 4QU LoRE | Non-Red Flag Warning - Catastrophic Fires | 2025 | 0 | 0 | 0 | 0 | 4.4575e-09 | 0 | 13668.067 | 202.8477 | 8304.5949 | 5160.6244 | 0 | 0 | 0 | 0 | 0 | 0 | 2.9812e-07 | 0 | 0 | 0 | 0 | 0 | 0 | 0 | 0 | 0 | 0 | 0 | 0 | 6.0926e-05 | 0 | 6.0926e-05 | 0 | 0 | 0 |  |  | Patrols - Distribution OverheadWLDFREquipment / facility failureAggregated | WLDFR | HFTD - Distribution - 4QU CoRE ¦ 4QU LoRE | Non-Red Flag Warning - Catastrophic Fires | Equipment / facility failure | Aggregated | 2025 | 3.7849e-09 | 968.029 | 3.6639e-06 | 2025 | Control | 0.046366 | 1 | 0 | esc | 0 | 0 | 0 | 0 | 0 | 0 | 0 | 0 | 6.1341e-07 | 4.4575e-09 | 0 | 0
[79 empty] | WLDFR | HFTD - Distribution - 4QU CoRE ¦ 4QU LoRE | Non-Red Flag Warning - Catastrophic Fires | 2026 | 0 | 0 | 0 | 0 | 0 | 4.4575e-09 | 13668.067 | 202.8477 | 8304.5949 | 5160.6244 | 0 | 0 | 0 | 0 | 0 | 0 | 2.9812e-07 | 0 | 0 | 0 | 0 | 0 | 0 | 0 | 0 | 0 | 0 | 0 | 0 | 0 | 0 | 0 | 6.0926e-05 | 0 | 6.0926e-05 |  |  | Patrols - Distribution OverheadWLDFREquipment / facility failureAggregated | WLDFR | HFTD - Distribution - 4QU CoRE ¦ 4QU LoRE | Non-Red Flag Warning - Catastrophic Fires | Equipment / facility failure | Aggregated | 2026 | 3.7849e-09 | 968.029 | 3.6639e-06 | 2026 | Control | 0.046366 | 1 | 0 | esc | 0 | 0 | 0 | 0 | 0 | 0 | 0 | 0 | 0 | 0 | 6.1341e-07 | 4.4575e-09
[79 empty] | WLDFR | HFTD - Distribution - 4QU CoRE ¦ 4QU LoRE | Non-Red Flag Warning - Destructive Fires | 2021 | 1.2744e-08 | 0 | 0 | 0 | 0 | 0 | 8638.8464 | 212.4034 | 8426.443 | 0 | 0 | 0 | 0 | 0 | 0 | 0 | 3.7012e-07 | 0.00011009 | 0 | 0.00011009 | 0 | 0 | 0 | 0 | 0 | 0 | 0 | 0 | 0 | 0 | 0 | 0 | 0 | 0 | 0 |  |  | Patrols - Distribution OverheadWLDFREquipment / facility failureAggregated | WLDFR | HFTD - Distribution - 4QU CoRE ¦ 4QU LoRE | Non-Red Flag Warning - Destructive Fires | Equipment / facility failure | Aggregated | 2021 | 1.6643e-08 | 968.029 | 1.6111e-05 | 2021 | Control | 0.046366 | 1 | 0 | esc | 2.6546e-06 | 1.2744e-08 | 0 | 0 | 0 | 0 | 0 | 0 | 0 | 0 | 0 | 0
[79 empty] | WLDFR | HFTD - Distribution - 4QU CoRE ¦ 4QU LoRE | Non-Red Flag Warning - Destructive Fires | 2022 | 0 | 1.2647e-08 | 0 | 0 | 0 | 0 | 8489.5411 | 202.8477 | 8286.6934 | 0 | 0 | 0 | 0 | 0 | 0 | 0 | 3.616e-07 | 0 | 0 | 0 | 0.00010736 | 0 | 0.00010736 | 0 | 0 | 0 | 0 | 0 | 0 | 0 | 0 | 0 | 0 | 0 | 0 |  |  | Patrols - Distribution OverheadWLDFREquipment / facility failureAggregated | WLDFR | HFTD - Distribution - 4QU CoRE ¦ 4QU LoRE | Non-Red Flag Warning - Destructive Fires | Equipment / facility failure | Aggregated | 2022 | 1.6202e-08 | 968.029 | 1.5684e-05 | 2022 | Control | 0.046366 | 1 | 0 | esc | 0 | 0 | 2.6343e-06 | 1.2647e-08 | 0 | 0 | 0 | 0 | 0 | 0 | 0 | 0
[79 empty] | WLDFR | HFTD - Distribution - 4QU CoRE ¦ 4QU LoRE | Non-Red Flag Warning - Destructive Fires | 2023 | 0 | 0 | 1.906e-08 | 0 | 0 | 0 | 8507.4426 | 202.8477 | 8304.5949 | 0 | 0 | 0 | 0 | 0 | 0 | 0 | 3.6236e-07 | 0 | 0 | 0 | 0 | 0 | 0 | 0.00016216 | 0 | 0.00016216 | 0 | 0 | 0 | 0 | 0 | 0 | 0 | 0 | 0 |  |  | Patrols - Distribution OverheadWLDFREquipment / facility failureAggregated | WLDFR | HFTD - Distribution - 4QU CoRE ¦ 4QU LoRE | Non-Red Flag Warning - Destructive Fires | Equipment / facility failure | Aggregated | 2023 | 1.6184e-08 | 968.029 | 1.5667e-05 | 2023 | Control | 0.046366 | 1 | 0 | esc | 0 | 0 | 0 | 0 | 2.623e-06 | 1.906e-08 | 0 | 0 | 0 | 0 | 0 | 0
[79 empty] | WLDFR | HFTD - Distribution - 4QU CoRE ¦ 4QU LoRE | Non-Red Flag Warning - Destructive Fires | 2024 | 0 | 0 | 0 | 1.906e-08 | 0 | 0 | 8507.4426 | 202.8477 | 8304.5949 | 0 | 0 | 0 | 0 | 0 | 0 | 0 | 3.6236e-07 | 0 | 0 | 0 | 0 | 0 | 0 | 0 | 0 | 0 | 0.00016216 | 0 | 0.00016216 | 0 | 0 | 0 | 0 | 0 | 0 |  |  | Patrols - Distribution OverheadWLDFREquipment / facility failureAggregated | WLDFR | HFTD - Distribution - 4QU CoRE ¦ 4QU LoRE | Non-Red Flag Warning - Destructive Fires | Equipment / facility failure | Aggregated | 2024 | 1.6184e-08 | 968.029 | 1.5667e-05 | 2024 | Control | 0.046366 | 1 | 0 | esc | 0 | 0 | 0 | 0 | 0 | 0 | 2.623e-06 | 1.906e-08 | 0 | 0 | 0 | 0
[79 empty] | WLDFR | HFTD - Distribution - 4QU CoRE ¦ 4QU LoRE | Non-Red Flag Warning - Destructive Fires | 2025 | 0 | 0 | 0 | 0 | 1.906e-08 | 0 | 8507.4426 | 202.8477 | 8304.5949 | 0 | 0 | 0 | 0 | 0 | 0 | 0 | 3.6236e-07 | 0 | 0 | 0 | 0 | 0 | 0 | 0 | 0 | 0 | 0 | 0 | 0 | 0.00016216 | 0 | 0.00016216 | 0 | 0 | 0 |  |  | Patrols - Distribution OverheadWLDFREquipment / facility failureAggregated | WLDFR | HFTD - Distribution - 4QU CoRE ¦ 4QU LoRE | Non-Red Flag Warning - Destructive Fires | Equipment / facility failure | Aggregated | 2025 | 1.6184e-08 | 968.029 | 1.5667e-05 | 2025 | Control | 0.046366 | 1 | 0 | esc | 0 | 0 | 0 | 0 | 0 | 0 | 0 | 0 | 2.623e-06 | 1.906e-08 | 0 | 0
[79 empty] | WLDFR | HFTD - Distribution - 4QU CoRE ¦ 4QU LoRE | Non-Red Flag Warning - Destructive Fires | 2026 | 0 | 0 | 0 | 0 | 0 | 1.906e-08 | 8507.4426 | 202.8477 | 8304.5949 | 0 | 0 | 0 | 0 | 0 | 0 | 0 | 3.6236e-07 | 0 | 0 | 0 | 0 | 0 | 0 | 0 | 0 | 0 | 0 | 0 | 0 | 0 | 0 | 0 | 0.00016216 | 0 | 0.00016216 |  |  | Patrols - Distribution OverheadWLDFREquipment / facility failureAggregated | WLDFR | HFTD - Distribution - 4QU CoRE ¦ 4QU LoRE | Non-Red Flag Warning - Destructive Fires | Equipment / facility failure | Aggregated | 2026 | 1.6184e-08 | 968.029 | 1.5667e-05 | 2026 | Control | 0.046366 | 1 | 0 | esc | 0 | 0 | 0 | 0 | 0 | 0 | 0 | 0 | 0 | 0 | 2.623e-06 | 1.906e-08
[79 empty] | WLDFR | HFTD - Distribution - 4QU CoRE ¦ 4QU LoRE | Non-Red Flag Warning - Large Fires | 2021 | 4.4653e-07 | 0 | 0 | 0 | 0 | 0 | 5.1078 | 0.69027 | 2.8264 | 1.5911 | 0 | 0 | 0 | 0 | 0 | 0 | 1.1112e-05 | 2.2807e-06 | 0 | 2.2807e-06 | 0 | 0 | 0 | 0 | 0 | 0 | 0 | 0 | 0 | 0 | 0 | 0 | 0 | 0 | 0 |  |  | Patrols - Distribution OverheadWLDFREquipment / facility failureAggregated | WLDFR | HFTD - Distribution - 4QU CoRE ¦ 4QU LoRE | Non-Red Flag Warning - Large Fires | Equipment / facility failure | Aggregated | 2021 | 5.8314e-07 | 968.029 | 0.0005645 | 2021 | Control | 0.046366 | 1 | 0 | esc | 9.3013e-05 | 4.4653e-07 | 0 | 0 | 0 | 0 | 0 | 0 | 0 | 0 | 0 | 0
[79 empty] | WLDFR | HFTD - Distribution - 4QU CoRE ¦ 4QU LoRE | Non-Red Flag Warning - Large Fires | 2022 | 0 | 4.432e-07 | 0 | 0 | 0 | 0 | 5.0739 | 0.68415 | 2.8096 | 1.5801 | 0 | 0 | 0 | 0 | 0 | 0 | 1.0846e-05 | 0 | 0 | 0 | 2.2488e-06 | 0 | 2.2488e-06 | 0 | 0 | 0 | 0 | 0 | 0 | 0 | 0 | 0 | 0 | 0 | 0 |  |  | Patrols - Distribution OverheadWLDFREquipment / facility failureAggregated | WLDFR | HFTD - Distribution - 4QU CoRE ¦ 4QU LoRE | Non-Red Flag Warning - Large Fires | Equipment / facility failure | Aggregated | 2022 | 5.6781e-07 | 968.029 | 0.00054966 | 2022 | Control | 0.046366 | 1 | 0 | esc | 0 | 0 | 9.2321e-05 | 4.432e-07 | 0 | 0 | 0 | 0 | 0 | 0 | 0 | 0
[79 empty] | WLDFR | HFTD - Distribution - 4QU CoRE ¦ 4QU LoRE | Non-Red Flag Warning - Large Fires | 2023 | 0 | 0 | 6.6798e-07 | 0 | 0 | 0 | 5.1712 | 0.68415 | 2.907 | 1.5801 | 0 | 0 | 0 | 0 | 0 | 0 | 1.0874e-05 | 0 | 0 | 0 | 0 | 0 | 0 | 3.4543e-06 | 0 | 3.4543e-06 | 0 | 0 | 0 | 0 | 0 | 0 | 0 | 0 | 0 |  |  | Patrols - Distribution OverheadWLDFREquipment / facility failureAggregated | WLDFR | HFTD - Distribution - 4QU CoRE ¦ 4QU LoRE | Non-Red Flag Warning - Large Fires | Equipment / facility failure | Aggregated | 2023 | 5.6718e-07 | 968.029 | 0.00054905 | 2023 | Control | 0.046366 | 1 | 0 | esc | 0 | 0 | 0 | 0 | 9.1922e-05 | 6.6798e-07 | 0 | 0 | 0 | 0 | 0 | 0
[79 empty] | WLDFR | HFTD - Distribution - 4QU CoRE ¦ 4QU LoRE | Non-Red Flag Warning - Large Fires | 2024 | 0 | 0 | 0 | 6.6798e-07 | 0 | 0 | 5.1712 | 0.68415 | 2.907 | 1.5801 | 0 | 0 | 0 | 0 | 0 | 0 | 1.0874e-05 | 0 | 0 | 0 | 0 | 0 | 0 | 0 | 0 | 0 | 3.4543e-06 | 0 | 3.4543e-06 | 0 | 0 | 0 | 0 | 0 | 0 |  |  | Patrols - Distribution OverheadWLDFREquipment / facility failureAggregated | WLDFR | HFTD - Distribution - 4QU CoRE ¦ 4QU LoRE | Non-Red Flag Warning - Large Fires | Equipment / facility failure | Aggregated | 2024 | 5.6718e-07 | 968.029 | 0.00054905 | 2024 | Control | 0.046366 | 1 | 0 | esc | 0 | 0 | 0 | 0 | 0 | 0 | 9.1922e-05 | 6.6798e-07 | 0 | 0 | 0 | 0
[79 empty] | WLDFR | HFTD - Distribution - 4QU CoRE ¦ 4QU LoRE | Non-Red Flag Warning - Large Fires | 2025 | 0 | 0 | 0 | 0 | 6.6798e-07 | 0 | 5.1712 | 0.68415 | 2.907 | 1.5801 | 0 | 0 | 0 | 0 | 0 | 0 | 1.0874e-05 | 0 | 0 | 0 | 0 | 0 | 0 | 0 | 0 | 0 | 0 | 0 | 0 | 3.4543e-06 | 0 | 3.4543e-06 | 0 | 0 | 0 |  |  | Patrols - Distribution OverheadWLDFREquipment / facility failureAggregated | WLDFR | HFTD - Distribution - 4QU CoRE ¦ 4QU LoRE | Non-Red Flag Warning - Large Fires | Equipment / facility failure | Aggregated | 2025 | 5.6718e-07 | 968.029 | 0.00054905 | 2025 | Control | 0.046366 | 1 | 0 | esc | 0 | 0 | 0 | 0 | 0 | 0 | 0 | 0 | 9.1922e-05 | 6.6798e-07 | 0 | 0
[79 empty] | WLDFR | HFTD - Distribution - 4QU CoRE ¦ 4QU LoRE | Non-Red Flag Warning - Large Fires | 2026 | 0 | 0 | 0 | 0 | 0 | 6.6798e-07 | 5.1712 | 0.68415 | 2.907 | 1.5801 | 0 | 0 | 0 | 0 | 0 | 0 | 1.0874e-05 | 0 | 0 | 0 | 0 | 0 | 0 | 0 | 0 | 0 | 0 | 0 | 0 | 0 | 0 | 0 | 3.4543e-06 | 0 | 3.4543e-06 |  |  | Patrols - Distribution OverheadWLDFREquipment / facility failureAggregated | WLDFR | HFTD - Distribution - 4QU CoRE ¦ 4QU LoRE | Non-Red Flag Warning - Large Fires | Equipment / facility failure | Aggregated | 2026 | 5.6718e-07 | 968.029 | 0.00054905 | 2026 | Control | 0.046366 | 1 | 0 | esc | 0 | 0 | 0 | 0 | 0 | 0 | 0 | 0 | 0 | 0 | 9.1922e-05 | 6.6798e-07
[79 empty] | WLDFR | HFTD - Distribution - 4QU CoRE ¦ 4QU LoRE | Non-Red Flag Warning - Small Fires | 2021 | 0.0001851 | 0 | 0 | 0 | 0 | 0 | 0.077861 | 0.036425 | 0.0015416 | 0.039895 | 0 | 0 | 0 | 0 | 0 | 0 | 0.0023634 | 1.4412e-05 | 0 | 1.4412e-05 | 0 | 0 | 0 | 0 | 0 | 0 | 0 | 0 | 0 | 0 | 0 | 0 | 0 | 0 | 0 |  |  | Patrols - Distribution OverheadWLDFREquipment / facility failureAggregated | WLDFR | HFTD - Distribution - 4QU CoRE ¦ 4QU LoRE | Non-Red Flag Warning - Small Fires | Equipment / facility failure | Aggregated | 2021 | 0.00024174 | 968.029 | 0.23401 | 2021 | Control | 0.046366 | 1 | 0 | esc | 0.038558 | 0.0001851 | 0 | 0 | 0 | 0 | 0 | 0 | 0 | 0 | 0 | 0
[79 empty] | WLDFR | HFTD - Distribution - 4QU CoRE ¦ 4QU LoRE | Non-Red Flag Warning - Small Fires | 2022 | 0 | 0.00018514 | 0 | 0 | 0 | 0 | 0.077861 | 0.036425 | 0.0015416 | 0.039895 | 0 | 0 | 0 | 0 | 0 | 0 | 0.0023194 | 0 | 0 | 0 | 1.4415e-05 | 0 | 1.4415e-05 | 0 | 0 | 0 | 0 | 0 | 0 | 0 | 0 | 0 | 0 | 0 | 0 |  |  | Patrols - Distribution OverheadWLDFREquipment / facility failureAggregated | WLDFR | HFTD - Distribution - 4QU CoRE ¦ 4QU LoRE | Non-Red Flag Warning - Small Fires | Equipment / facility failure | Aggregated | 2022 | 0.00023719 | 968.029 | 0.22961 | 2022 | Control | 0.046366 | 1 | 0 | esc | 0 | 0 | 0.038565 | 0.00018514 | 0 | 0 | 0 | 0 | 0 | 0 | 0 | 0
[79 empty] | WLDFR | HFTD - Distribution - 4QU CoRE ¦ 4QU LoRE | Non-Red Flag Warning - Small Fires | 2023 | 0 | 0 | 0.00027863 | 0 | 0 | 0 | 0.077901 | 0.036425 | 0.0015809 | 0.039895 | 0 | 0 | 0 | 0 | 0 | 0 | 0.0023239 | 0 | 0 | 0 | 0 | 0 | 0 | 2.1705e-05 | 0 | 2.1705e-05 | 0 | 0 | 0 | 0 | 0 | 0 | 0 | 0 | 0 |  |  | Patrols - Distribution OverheadWLDFREquipment / facility failureAggregated | WLDFR | HFTD - Distribution - 4QU CoRE ¦ 4QU LoRE | Non-Red Flag Warning - Small Fires | Equipment / facility failure | Aggregated | 2023 | 0.00023658 | 968.029 | 0.22902 | 2023 | Control | 0.046366 | 1 | 0 | esc | 0 | 0 | 0 | 0 | 0.038343 | 0.00027863 | 0 | 0 | 0 | 0 | 0 | 0
[79 empty] | WLDFR | HFTD - Distribution - 4QU CoRE ¦ 4QU LoRE | Non-Red Flag Warning - Small Fires | 2024 | 0 | 0 | 0 | 0.00027863 | 0 | 0 | 0.077901 | 0.036425 | 0.0015809 | 0.039895 | 0 | 0 | 0 | 0 | 0 | 0 | 0.0023239 | 0 | 0 | 0 | 0 | 0 | 0 | 0 | 0 | 0 | 2.1705e-05 | 0 | 2.1705e-05 | 0 | 0 | 0 | 0 | 0 | 0 |  |  | Patrols - Distribution OverheadWLDFREquipment / facility failureAggregated | WLDFR | HFTD - Distribution - 4QU CoRE ¦ 4QU LoRE | Non-Red Flag Warning - Small Fires | Equipment / facility failure | Aggregated | 2024 | 0.00023658 | 968.029 | 0.22902 | 2024 | Control | 0.046366 | 1 | 0 | esc | 0 | 0 | 0 | 0 | 0 | 0 | 0.038343 | 0.00027863 | 0 | 0 | 0 | 0
[79 empty] | WLDFR | HFTD - Distribution - 4QU CoRE ¦ 4QU LoRE | Non-Red Flag Warning - Small Fires | 2025 | 0 | 0 | 0 | 0 | 0.00027863 | 0 | 0.077901 | 0.036425 | 0.0015809 | 0.039895 | 0 | 0 | 0 | 0 | 0 | 0 | 0.0023239 | 0 | 0 | 0 | 0 | 0 | 0 | 0 | 0 | 0 | 0 | 0 | 0 | 2.1705e-05 | 0 | 2.1705e-05 | 0 | 0 | 0 |  |  | Patrols - Distribution OverheadWLDFREquipment / facility failureAggregated | WLDFR | HFTD - Distribution - 4QU CoRE ¦ 4QU LoRE | Non-Red Flag Warning - Small Fires | Equipment / facility failure | Aggregated | 2025 | 0.00023658 | 968.029 | 0.22902 | 2025 | Control | 0.046366 | 1 | 0 | esc | 0 | 0 | 0 | 0 | 0 | 0 | 0 | 0 | 0.038343 | 0.00027863 | 0 | 0
[79 empty] | WLDFR | HFTD - Distribution - 4QU CoRE ¦ 4QU LoRE | Non-Red Flag Warning - Small Fires | 2026 | 0 | 0 | 0 | 0 | 0 | 0.00027863 | 0.077901 | 0.036425 | 0.0015809 | 0.039895 | 0 | 0 | 0 | 0 | 0 | 0 | 0.0023239 | 0 | 0 | 0 | 0 | 0 | 0 | 0 | 0 | 0 | 0 | 0 | 0 | 0 | 0 | 0 | 2.1705e-05 | 0 | 2.1705e-05 |  |  | Patrols - Distribution OverheadWLDFREquipment / facility failureAggregated | WLDFR | HFTD - Distribution - 4QU CoRE ¦ 4QU LoRE | Non-Red Flag Warning - Small Fires | Equipment / facility failure | Aggregated | 2026 | 0.00023658 | 968.029 | 0.22902 | 2026 | Control | 0.046366 | 1 | 0 | esc | 0 | 0 | 0 | 0 | 0 | 0 | 0 | 0 | 0 | 0 | 0.038343 | 0.00027863
[79 empty] | WLDFR | HFTD - Distribution - 4QU CoRE ¦ 4QU LoRE | Red Flag Warning - Catastrophic Fires | 2021 | 1.1752e-06 | 0 | 0 | 0 | 0 | 0 | 13887.861 | 212.4034 | 8426.443 | 5249.0147 | 0 | 0 | 0 | 0 | 0 | 0 | 6.4588e-06 | 0.01632 | 0 | 0.01632 | 0 | 0 | 0 | 0 | 0 | 0 | 0 | 0 | 0 | 0 | 0 | 0 | 0 | 0 | 0 |  |  | Patrols - Distribution OverheadWLDFREquipment / facility failureAggregated | WLDFR | HFTD - Distribution - 4QU CoRE ¦ 4QU LoRE | Red Flag Warning - Catastrophic Fires | Equipment / facility failure | Aggregated | 2021 | 1.5347e-06 | 968.029 | 0.0014856 | 2021 | Control | 0.046366 | 1 | 0 | esc | 0.00024479 | 1.1752e-06 | 0 | 0 | 0 | 0 | 0 | 0 | 0 | 0 | 0 | 0
[79 empty] | WLDFR | HFTD - Distribution - 4QU CoRE ¦ 4QU LoRE | Red Flag Warning - Catastrophic Fires | 2022 | 0 | 1.1665e-06 | 0 | 0 | 0 | 0 | 13650.1655 | 202.8477 | 8286.6934 | 5160.6244 | 0 | 0 | 0 | 0 | 0 | 0 | 6.2539e-06 | 0 | 0 | 0 | 0.015923 | 0 | 0.015923 | 0 | 0 | 0 | 0 | 0 | 0 | 0 | 0 | 0 | 0 | 0 | 0 |  |  | Patrols - Distribution OverheadWLDFREquipment / facility failureAggregated | WLDFR | HFTD - Distribution - 4QU CoRE ¦ 4QU LoRE | Red Flag Warning - Catastrophic Fires | Equipment / facility failure | Aggregated | 2022 | 1.4945e-06 | 968.029 | 0.0014467 | 2022 | Control | 0.046366 | 1 | 0 | esc | 0 | 0 | 0.00024299 | 1.1665e-06 | 0 | 0 | 0 | 0 | 0 | 0 | 0 | 0
[79 empty] | WLDFR | HFTD - Distribution - 4QU CoRE ¦ 4QU LoRE | Red Flag Warning - Catastrophic Fires | 2023 | 0 | 0 | 1.819e-06 | 0 | 0 | 0 | 13668.067 | 202.8477 | 8304.5949 | 5160.6244 | 0 | 0 | 0 | 0 | 0 | 0 | 6.4946e-06 | 0 | 0 | 0 | 0 | 0 | 0 | 0.024862 | 0 | 0.024862 | 0 | 0 | 0 | 0 | 0 | 0 | 0 | 0 | 0 |  |  | Patrols - Distribution OverheadWLDFREquipment / facility failureAggregated | WLDFR | HFTD - Distribution - 4QU CoRE ¦ 4QU LoRE | Red Flag Warning - Catastrophic Fires | Equipment / facility failure | Aggregated | 2023 | 1.5445e-06 | 968.029 | 0.0014951 | 2023 | Control | 0.046366 | 1 | 0 | esc | 0 | 0 | 0 | 0 | 0.00025032 | 1.819e-06 | 0 | 0 | 0 | 0 | 0 | 0
[79 empty] | WLDFR | HFTD - Distribution - 4QU CoRE ¦ 4QU LoRE | Red Flag Warning - Catastrophic Fires | 2024 | 0 | 0 | 0 | 1.819e-06 | 0 | 0 | 13668.067 | 202.8477 | 8304.5949 | 5160.6244 | 0 | 0 | 0 | 0 | 0 | 0 | 6.4946e-06 | 0 | 0 | 0 | 0 | 0 | 0 | 0 | 0 | 0 | 0.024862 | 0 | 0.024862 | 0 | 0 | 0 | 0 | 0 | 0 |  |  | Patrols - Distribution OverheadWLDFREquipment / facility failureAggregated | WLDFR | HFTD - Distribution - 4QU CoRE ¦ 4QU LoRE | Red Flag Warning - Catastrophic Fires | Equipment / facility failure | Aggregated | 2024 | 1.5445e-06 | 968.029 | 0.0014951 | 2024 | Control | 0.046366 | 1 | 0 | esc | 0 | 0 | 0 | 0 | 0 | 0 | 0.00025032 | 1.819e-06 | 0 | 0 | 0 | 0
[79 empty] | WLDFR | HFTD - Distribution - 4QU CoRE ¦ 4QU LoRE | Red Flag Warning - Catastrophic Fires | 2025 | 0 | 0 | 0 | 0 | 1.819e-06 | 0 | 13668.067 | 202.8477 | 8304.5949 | 5160.6244 | 0 | 0 | 0 | 0 | 0 | 0 | 6.4946e-06 | 0 | 0 | 0 | 0 | 0 | 0 | 0 | 0 | 0 | 0 | 0 | 0 | 0.024862 | 0 | 0.024862 | 0 | 0 | 0 |  |  | Patrols - Distribution OverheadWLDFREquipment / facility failureAggregated | WLDFR | HFTD - Distribution - 4QU CoRE ¦ 4QU LoRE | Red Flag Warning - Catastrophic Fires | Equipment / facility failure | Aggregated | 2025 | 1.5445e-06 | 968.029 | 0.0014951 | 2025 | Control | 0.046366 | 1 | 0 | esc | 0 | 0 | 0 | 0 | 0 | 0 | 0 | 0 | 0.00025032 | 1.819e-06 | 0 | 0
[79 empty] | WLDFR | HFTD - Distribution - 4QU CoRE ¦ 4QU LoRE | Red Flag Warning - Catastrophic Fires | 2026 | 0 | 0 | 0 | 0 | 0 | 1.819e-06 | 13668.067 | 202.8477 | 8304.5949 | 5160.6244 | 0 | 0 | 0 | 0 | 0 | 0 | 6.4946e-06 | 0 | 0 | 0 | 0 | 0 | 0 | 0 | 0 | 0 | 0 | 0 | 0 | 0 | 0 | 0 | 0.024862 | 0 | 0.024862 |  |  | Patrols - Distribution OverheadWLDFREquipment / facility failureAggregated | WLDFR | HFTD - Distribution - 4QU CoRE ¦ 4QU LoRE | Red Flag Warning - Catastrophic Fires | Equipment / facility failure | Aggregated | 2026 | 1.5445e-06 | 968.029 | 0.0014951 | 2026 | Control | 0.046366 | 1 | 0 | esc | 0 | 0 | 0 | 0 | 0 | 0 | 0 | 0 | 0 | 0 | 0.00025032 | 1.819e-06
[79 empty] | WLDFR | HFTD - Distribution - 4QU CoRE ¦ 4QU LoRE | Red Flag Warning - Destructive Fires | 2021 | 2.5421e-07 | 0 | 0 | 0 | 0 | 0 | 8638.8464 | 212.4034 | 8426.443 | 0 | 0 | 0 | 0 | 0 | 0 | 0 | 1.0244e-06 | 0.0021961 | 0 | 0.0021961 | 0 | 0 | 0 | 0 | 0 | 0 | 0 | 0 | 0 | 0 | 0 | 0 | 0 | 0 | 0 |  |  | Patrols - Distribution OverheadWLDFREquipment / facility failureAggregated | WLDFR | HFTD - Distribution - 4QU CoRE ¦ 4QU LoRE | Red Flag Warning - Destructive Fires | Equipment / facility failure | Aggregated | 2021 | 3.3199e-07 | 968.029 | 0.00032137 | 2021 | Control | 0.046366 | 1 | 0 | esc | 5.2953e-05 | 2.5421e-07 | 0 | 0 | 0 | 0 | 0 | 0 | 0 | 0 | 0 | 0
[79 empty] | WLDFR | HFTD - Distribution - 4QU CoRE ¦ 4QU LoRE | Red Flag Warning - Destructive Fires | 2022 | 0 | 2.5233e-07 | 0 | 0 | 0 | 0 | 8489.5411 | 202.8477 | 8286.6934 | 0 | 0 | 0 | 0 | 0 | 0 | 0 | 9.9251e-07 | 0 | 0 | 0 | 0.0021422 | 0 | 0.0021422 | 0 | 0 | 0 | 0 | 0 | 0 | 0 | 0 | 0 | 0 | 0 | 0 |  |  | Patrols - Distribution OverheadWLDFREquipment / facility failureAggregated | WLDFR | HFTD - Distribution - 4QU CoRE ¦ 4QU LoRE | Red Flag Warning - Destructive Fires | Equipment / facility failure | Aggregated | 2022 | 3.2328e-07 | 968.029 | 0.00031295 | 2022 | Control | 0.046366 | 1 | 0 | esc | 0 | 0 | 5.2562e-05 | 2.5233e-07 | 0 | 0 | 0 | 0 | 0 | 0 | 0 | 0
[79 empty] | WLDFR | HFTD - Distribution - 4QU CoRE ¦ 4QU LoRE | Red Flag Warning - Destructive Fires | 2023 | 0 | 0 | 3.9348e-07 | 0 | 0 | 0 | 8507.4426 | 202.8477 | 8304.5949 | 0 | 0 | 0 | 0 | 0 | 0 | 0 | 1.0301e-06 | 0 | 0 | 0 | 0 | 0 | 0 | 0.0033475 | 0 | 0.0033475 | 0 | 0 | 0 | 0 | 0 | 0 | 0 | 0 | 0 |  |  | Patrols - Distribution OverheadWLDFREquipment / facility failureAggregated | WLDFR | HFTD - Distribution - 4QU CoRE ¦ 4QU LoRE | Red Flag Warning - Destructive Fires | Equipment / facility failure | Aggregated | 2023 | 3.3411e-07 | 968.029 | 0.00032343 | 2023 | Control | 0.046366 | 1 | 0 | esc | 0 | 0 | 0 | 0 | 5.4148e-05 | 3.9348e-07 | 0 | 0 | 0 | 0 | 0 | 0
[79 empty] | WLDFR | HFTD - Distribution - 4QU CoRE ¦ 4QU LoRE | Red Flag Warning - Destructive Fires | 2024 | 0 | 0 | 0 | 3.9348e-07 | 0 | 0 | 8507.4426 | 202.8477 | 8304.5949 | 0 | 0 | 0 | 0 | 0 | 0 | 0 | 1.0301e-06 | 0 | 0 | 0 | 0 | 0 | 0 | 0 | 0 | 0 | 0.0033475 | 0 | 0.0033475 | 0 | 0 | 0 | 0 | 0 | 0 |  |  | Patrols - Distribution OverheadWLDFREquipment / facility failureAggregated | WLDFR | HFTD - Distribution - 4QU CoRE ¦ 4QU LoRE | Red Flag Warning - Destructive Fires | Equipment / facility failure | Aggregated | 2024 | 3.3411e-07 | 968.029 | 0.00032343 | 2024 | Control | 0.046366 | 1 | 0 | esc | 0 | 0 | 0 | 0 | 0 | 0 | 5.4148e-05 | 3.9348e-07 | 0 | 0 | 0 | 0
[79 empty] | WLDFR | HFTD - Distribution - 4QU CoRE ¦ 4QU LoRE | Red Flag Warning - Destructive Fires | 2025 | 0 | 0 | 0 | 0 | 3.9348e-07 | 0 | 8507.4426 | 202.8477 | 8304.5949 | 0 | 0 | 0 | 0 | 0 | 0 | 0 | 1.0301e-06 | 0 | 0 | 0 | 0 | 0 | 0 | 0 | 0 | 0 | 0 | 0 | 0 | 0.0033475 | 0 | 0.0033475 | 0 | 0 | 0 |  |  | Patrols - Distribution OverheadWLDFREquipment / facility failureAggregated | WLDFR | HFTD - Distribution - 4QU CoRE ¦ 4QU LoRE | Red Flag Warning - Destructive Fires | Equipment / facility failure | Aggregated | 2025 | 3.3411e-07 | 968.029 | 0.00032343 | 2025 | Control | 0.046366 | 1 | 0 | esc | 0 | 0 | 0 | 0 | 0 | 0 | 0 | 0 | 5.4148e-05 | 3.9348e-07 | 0 | 0
[79 empty] | WLDFR | HFTD - Distribution - 4QU CoRE ¦ 4QU LoRE | Red Flag Warning - Destructive Fires | 2026 | 0 | 0 | 0 | 0 | 0 | 3.9348e-07 | 8507.4426 | 202.8477 | 8304.5949 | 0 | 0 | 0 | 0 | 0 | 0 | 0 | 1.0301e-06 | 0 | 0 | 0 | 0 | 0 | 0 | 0 | 0 | 0 | 0 | 0 | 0 | 0 | 0 | 0 | 0.0033475 | 0 | 0.0033475 |  |  | Patrols - Distribution OverheadWLDFREquipment / facility failureAggregated | WLDFR | HFTD - Distribution - 4QU CoRE ¦ 4QU LoRE | Red Flag Warning - Destructive Fires | Equipment / facility failure | Aggregated | 2026 | 3.3411e-07 | 968.029 | 0.00032343 | 2026 | Control | 0.046366 | 1 | 0 | esc | 0 | 0 | 0 | 0 | 0 | 0 | 0 | 0 | 0 | 0 | 5.4148e-05 | 3.9348e-07
[79 empty] | WLDFR | HFTD - Distribution - 4QU CoRE ¦ 4QU LoRE | Red Flag Warning - Large Fires | 2021 | 4.7127e-06 | 0 | 0 | 0 | 0 | 0 | 5.1078 | 0.69027 | 2.8264 | 1.5911 | 0 | 0 | 0 | 0 | 0 | 0 | 1.8816e-05 | 2.4071e-05 | 0 | 2.4071e-05 | 0 | 0 | 0 | 0 | 0 | 0 | 0 | 0 | 0 | 0 | 0 | 0 | 0 | 0 | 0 |  |  | Patrols - Distribution OverheadWLDFREquipment / facility failureAggregated | WLDFR | HFTD - Distribution - 4QU CoRE ¦ 4QU LoRE | Red Flag Warning - Large Fires | Equipment / facility failure | Aggregated | 2021 | 6.1545e-06 | 968.029 | 0.0059578 | 2021 | Control | 0.046366 | 1 | 0 | esc | 0.00098167 | 4.7127e-06 | 0 | 0 | 0 | 0 | 0 | 0 | 0 | 0 | 0 | 0
[79 empty] | WLDFR | HFTD - Distribution - 4QU CoRE ¦ 4QU LoRE | Red Flag Warning - Large Fires | 2022 | 0 | 4.6783e-06 | 0 | 0 | 0 | 0 | 5.0739 | 0.68415 | 2.8096 | 1.5801 | 0 | 0 | 0 | 0 | 0 | 0 | 1.8226e-05 | 0 | 0 | 0 | 2.3737e-05 | 0 | 2.3737e-05 | 0 | 0 | 0 | 0 | 0 | 0 | 0 | 0 | 0 | 0 | 0 | 0 |  |  | Patrols - Distribution OverheadWLDFREquipment / facility failureAggregated | WLDFR | HFTD - Distribution - 4QU CoRE ¦ 4QU LoRE | Red Flag Warning - Large Fires | Equipment / facility failure | Aggregated | 2022 | 5.9936e-06 | 968.029 | 0.005802 | 2022 | Control | 0.046366 | 1 | 0 | esc | 0 | 0 | 0.00097451 | 4.6783e-06 | 0 | 0 | 0 | 0 | 0 | 0 | 0 | 0
[79 empty] | WLDFR | HFTD - Distribution - 4QU CoRE ¦ 4QU LoRE | Red Flag Warning - Large Fires | 2023 | 0 | 0 | 7.2952e-06 | 0 | 0 | 0 | 5.1712 | 0.68415 | 2.907 | 1.5801 | 0 | 0 | 0 | 0 | 0 | 0 | 1.8916e-05 | 0 | 0 | 0 | 0 | 0 | 0 | 3.7725e-05 | 0 | 3.7725e-05 | 0 | 0 | 0 | 0 | 0 | 0 | 0 | 0 | 0 |  |  | Patrols - Distribution OverheadWLDFREquipment / facility failureAggregated | WLDFR | HFTD - Distribution - 4QU CoRE ¦ 4QU LoRE | Red Flag Warning - Large Fires | Equipment / facility failure | Aggregated | 2023 | 6.1944e-06 | 968.029 | 0.0059963 | 2023 | Control | 0.046366 | 1 | 0 | esc | 0 | 0 | 0 | 0 | 0.0010039 | 7.2952e-06 | 0 | 0 | 0 | 0 | 0 | 0
[79 empty] | WLDFR | HFTD - Distribution - 4QU CoRE ¦ 4QU LoRE | Red Flag Warning - Large Fires | 2024 | 0 | 0 | 0 | 7.2952e-06 | 0 | 0 | 5.1712 | 0.68415 | 2.907 | 1.5801 | 0 | 0 | 0 | 0 | 0 | 0 | 1.8916e-05 | 0 | 0 | 0 | 0 | 0 | 0 | 0 | 0 | 0 | 3.7725e-05 | 0 | 3.7725e-05 | 0 | 0 | 0 | 0 | 0 | 0 |  |  | Patrols - Distribution OverheadWLDFREquipment / facility failureAggregated | WLDFR | HFTD - Distribution - 4QU CoRE ¦ 4QU LoRE | Red Flag Warning - Large Fires | Equipment / facility failure | Aggregated | 2024 | 6.1944e-06 | 968.029 | 0.0059963 | 2024 | Control | 0.046366 | 1 | 0 | esc | 0 | 0 | 0 | 0 | 0 | 0 | 0.0010039 | 7.2952e-06 | 0 | 0 | 0 | 0
[79 empty] | WLDFR | HFTD - Distribution - 4QU CoRE ¦ 4QU LoRE | Red Flag Warning - Large Fires | 2025 | 0 | 0 | 0 | 0 | 7.2952e-06 | 0 | 5.1712 | 0.68415 | 2.907 | 1.5801 | 0 | 0 | 0 | 0 | 0 | 0 | 1.8916e-05 | 0 | 0 | 0 | 0 | 0 | 0 | 0 | 0 | 0 | 0 | 0 | 0 | 3.7725e-05 | 0 | 3.7725e-05 | 0 | 0 | 0 |  |  | Patrols - Distribution OverheadWLDFREquipment / facility failureAggregated | WLDFR | HFTD - Distribution - 4QU CoRE ¦ 4QU LoRE | Red Flag Warning - Large Fires | Equipment / facility failure | Aggregated | 2025 | 6.1944e-06 | 968.029 | 0.0059963 | 2025 | Control | 0.046366 | 1 | 0 | esc | 0 | 0 | 0 | 0 | 0 | 0 | 0 | 0 | 0.0010039 | 7.2952e-06 | 0 | 0
[79 empty] | WLDFR | HFTD - Distribution - 4QU CoRE ¦ 4QU LoRE | Red Flag Warning - Large Fires | 2026 | 0 | 0 | 0 | 0 | 0 | 7.2952e-06 | 5.1712 | 0.68415 | 2.907 | 1.5801 | 0 | 0 | 0 | 0 | 0 | 0 | 1.8916e-05 | 0 | 0 | 0 | 0 | 0 | 0 | 0 | 0 | 0 | 0 | 0 | 0 | 0 | 0 | 0 | 3.7725e-05 | 0 | 3.7725e-05 |  |  | Patrols - Distribution OverheadWLDFREquipment / facility failureAggregated | WLDFR | HFTD - Distribution - 4QU CoRE ¦ 4QU LoRE | Red Flag Warning - Large Fires | Equipment / facility failure | Aggregated | 2026 | 6.1944e-06 | 968.029 | 0.0059963 | 2026 | Control | 0.046366 | 1 | 0 | esc | 0 | 0 | 0 | 0 | 0 | 0 | 0 | 0 | 0 | 0 | 0.0010039 | 7.2952e-06
[79 empty] | WLDFR | HFTD - Distribution - 4QU CoRE ¦ 4QU LoRE | Red Flag Warning - Small Fires | 2021 | 3.0881e-05 | 0 | 0 | 0 | 0 | 0 | 0.077861 | 0.036425 | 0.0015416 | 0.039895 | 0 | 0 | 0 | 0 | 0 | 0 | 0.0003622 | 2.4044e-06 | 0 | 2.4044e-06 | 0 | 0 | 0 | 0 | 0 | 0 | 0 | 0 | 0 | 0 | 0 | 0 | 0 | 0 | 0 |  |  | Patrols - Distribution OverheadWLDFREquipment / facility failureAggregated | WLDFR | HFTD - Distribution - 4QU CoRE ¦ 4QU LoRE | Red Flag Warning - Small Fires | Equipment / facility failure | Aggregated | 2021 | 4.0329e-05 | 968.029 | 0.039039 | 2021 | Control | 0.046366 | 1 | 0 | esc | 0.0064326 | 3.0881e-05 | 0 | 0 | 0 | 0 | 0 | 0 | 0 | 0 | 0 | 0
[79 empty] | WLDFR | HFTD - Distribution - 4QU CoRE ¦ 4QU LoRE | Red Flag Warning - Small Fires | 2022 | 0 | 3.0892e-05 | 0 | 0 | 0 | 0 | 0.077861 | 0.036425 | 0.0015416 | 0.039895 | 0 | 0 | 0 | 0 | 0 | 0 | 0.00035321 | 0 | 0 | 0 | 2.4053e-06 | 0 | 2.4053e-06 | 0 | 0 | 0 | 0 | 0 | 0 | 0 | 0 | 0 | 0 | 0 | 0 |  |  | Patrols - Distribution OverheadWLDFREquipment / facility failureAggregated | WLDFR | HFTD - Distribution - 4QU CoRE ¦ 4QU LoRE | Red Flag Warning - Small Fires | Equipment / facility failure | Aggregated | 2022 | 3.9578e-05 | 968.029 | 0.038313 | 2022 | Control | 0.046366 | 1 | 0 | esc | 0 | 0 | 0.006435 | 3.0892e-05 | 0 | 0 | 0 | 0 | 0 | 0 | 0 | 0
[79 empty] | WLDFR | HFTD - Distribution - 4QU CoRE ¦ 4QU LoRE | Red Flag Warning - Small Fires | 2023 | 0 | 0 | 4.8103e-05 | 0 | 0 | 0 | 0.077901 | 0.036425 | 0.0015809 | 0.039895 | 0 | 0 | 0 | 0 | 0 | 0 | 0.00036643 | 0 | 0 | 0 | 0 | 0 | 0 | 3.7472e-06 | 0 | 3.7472e-06 | 0 | 0 | 0 | 0 | 0 | 0 | 0 | 0 | 0 |  |  | Patrols - Distribution OverheadWLDFREquipment / facility failureAggregated | WLDFR | HFTD - Distribution - 4QU CoRE ¦ 4QU LoRE | Red Flag Warning - Small Fires | Equipment / facility failure | Aggregated | 2023 | 4.0844e-05 | 968.029 | 0.039538 | 2023 | Control | 0.046366 | 1 | 0 | esc | 0 | 0 | 0 | 0 | 0.0066195 | 4.8103e-05 | 0 | 0 | 0 | 0 | 0 | 0
[79 empty] | WLDFR | HFTD - Distribution - 4QU CoRE ¦ 4QU LoRE | Red Flag Warning - Small Fires | 2024 | 0 | 0 | 0 | 4.8103e-05 | 0 | 0 | 0.077901 | 0.036425 | 0.0015809 | 0.039895 | 0 | 0 | 0 | 0 | 0 | 0 | 0.00036643 | 0 | 0 | 0 | 0 | 0 | 0 | 0 | 0 | 0 | 3.7472e-06 | 0 | 3.7472e-06 | 0 | 0 | 0 | 0 | 0 | 0 |  |  | Patrols - Distribution OverheadWLDFREquipment / facility failureAggregated | WLDFR | HFTD - Distribution - 4QU CoRE ¦ 4QU LoRE | Red Flag Warning - Small Fires | Equipment / facility failure | Aggregated | 2024 | 4.0844e-05 | 968.029 | 0.039538 | 2024 | Control | 0.046366 | 1 | 0 | esc | 0 | 0 | 0 | 0 | 0 | 0 | 0.0066195 | 4.8103e-05 | 0 | 0 | 0 | 0
[79 empty] | WLDFR | HFTD - Distribution - 4QU CoRE ¦ 4QU LoRE | Red Flag Warning - Small Fires | 2025 | 0 | 0 | 0 | 0 | 4.8103e-05 | 0 | 0.077901 | 0.036425 | 0.0015809 | 0.039895 | 0 | 0 | 0 | 0 | 0 | 0 | 0.00036643 | 0 | 0 | 0 | 0 | 0 | 0 | 0 | 0 | 0 | 0 | 0 | 0 | 3.7472e-06 | 0 | 3.7472e-06 | 0 | 0 | 0 |  |  | Patrols - Distribution OverheadWLDFREquipment / facility failureAggregated | WLDFR | HFTD - Distribution - 4QU CoRE ¦ 4QU LoRE | Red Flag Warning - Small Fires | Equipment / facility failure | Aggregated | 2025 | 4.0844e-05 | 968.029 | 0.039538 | 2025 | Control | 0.046366 | 1 | 0 | esc | 0 | 0 | 0 | 0 | 0 | 0 | 0 | 0 | 0.0066195 | 4.8103e-05 | 0 | 0
[79 empty] | WLDFR | HFTD - Distribution - 4QU CoRE ¦ 4QU LoRE | Red Flag Warning - Small Fires | 2026 | 0 | 0 | 0 | 0 | 0 | 4.8103e-05 | 0.077901 | 0.036425 | 0.0015809 | 0.039895 | 0 | 0 | 0 | 0 | 0 | 0 | 0.00036643 | 0 | 0 | 0 | 0 | 0 | 0 | 0 | 0 | 0 | 0 | 0 | 0 | 0 | 0 | 0 | 3.7472e-06 | 0 | 3.7472e-06 |  |  | Patrols - Distribution OverheadWLDFREquipment / facility failureAggregated | WLDFR | HFTD - Distribution - 4QU CoRE ¦ 4QU LoRE | Red Flag Warning - Small Fires | Equipment / facility failure | Aggregated | 2026 | 4.0844e-05 | 968.029 | 0.039538 | 2026 | Control | 0.046366 | 1 | 0 | esc | 0 | 0 | 0 | 0 | 0 | 0 | 0 | 0 | 0 | 0 | 0.0066195 | 4.8103e-05
[79 empty] | WLDFR | HFTD - Distribution - 4QU CoRE ¦ 5QU LoRE | Non-Red Flag Warning - Catastrophic Fires | 2021 | 3.0626e-09 | 0 | 0 | 0 | 0 | 0 | 13887.861 | 212.4034 | 8426.443 | 5249.0147 | 0 | 0 | 0 | 0 | 0 | 0 | 1.9973e-07 | 4.2533e-05 | 0 | 4.2533e-05 | 0 | 0 | 0 | 0 | 0 | 0 | 0 | 0 | 0 | 0 | 0 | 0 | 0 | 0 | 0 |  |  | Patrols - Distribution OverheadWLDFREquipment / facility failureAggregated | WLDFR | HFTD - Distribution - 4QU CoRE ¦ 5QU LoRE | Non-Red Flag Warning - Catastrophic Fires | Equipment / facility failure | Aggregated | 2021 | 2.3507e-09 | 587.152 | 1.3802e-06 | 2021 | Control | 0.046366 | 1 | 0 | esc | 6.3795e-07 | 3.0626e-09 | 0 | 0 | 0 | 0 | 0 | 0 | 0 | 0 | 0 | 0
[79 empty] | WLDFR | HFTD - Distribution - 4QU CoRE ¦ 5QU LoRE | Non-Red Flag Warning - Catastrophic Fires | 2022 | 0 | 3.0388e-09 | 0 | 0 | 0 | 0 | 13650.1655 | 202.8477 | 8286.6934 | 5160.6244 | 0 | 0 | 0 | 0 | 0 | 0 | 1.9599e-07 | 0 | 0 | 0 | 4.148e-05 | 0 | 4.148e-05 | 0 | 0 | 0 | 0 | 0 | 0 | 0 | 0 | 0 | 0 | 0 | 0 |  |  | Patrols - Distribution OverheadWLDFREquipment / facility failureAggregated | WLDFR | HFTD - Distribution - 4QU CoRE ¦ 5QU LoRE | Non-Red Flag Warning - Catastrophic Fires | Equipment / facility failure | Aggregated | 2022 | 2.2878e-09 | 587.152 | 1.3433e-06 | 2022 | Control | 0.046366 | 1 | 0 | esc | 0 | 0 | 6.33e-07 | 3.0388e-09 | 0 | 0 | 0 | 0 | 0 | 0 | 0 | 0
[79 empty] | WLDFR | HFTD - Distribution - 4QU CoRE ¦ 5QU LoRE | Non-Red Flag Warning - Catastrophic Fires | 2023 | 0 | 0 | 4.5809e-09 | 0 | 0 | 0 | 13668.067 | 202.8477 | 8304.5949 | 5160.6244 | 0 | 0 | 0 | 0 | 0 | 0 | 1.96e-07 | 0 | 0 | 0 | 0 | 0 | 0 | 6.2611e-05 | 0 | 6.2611e-05 | 0 | 0 | 0 | 0 | 0 | 0 | 0 | 0 | 0 |  |  | Patrols - Distribution OverheadWLDFREquipment / facility failureAggregated | WLDFR | HFTD - Distribution - 4QU CoRE ¦ 5QU LoRE | Non-Red Flag Warning - Catastrophic Fires | Equipment / facility failure | Aggregated | 2023 | 2.2853e-09 | 587.152 | 1.3418e-06 | 2023 | Control | 0.046366 | 1 | 0 | esc | 0 | 0 | 0 | 0 | 6.3039e-07 | 4.5809e-09 | 0 | 0 | 0 | 0 | 0 | 0
[79 empty] | WLDFR | HFTD - Distribution - 4QU CoRE ¦ 5QU LoRE | Non-Red Flag Warning - Catastrophic Fires | 2024 | 0 | 0 | 0 | 4.5809e-09 | 0 | 0 | 13668.067 | 202.8477 | 8304.5949 | 5160.6244 | 0 | 0 | 0 | 0 | 0 | 0 | 1.96e-07 | 0 | 0 | 0 | 0 | 0 | 0 | 0 | 0 | 0 | 6.2611e-05 | 0 | 6.2611e-05 | 0 | 0 | 0 | 0 | 0 | 0 |  |  | Patrols - Distribution OverheadWLDFREquipment / facility failureAggregated | WLDFR | HFTD - Distribution - 4QU CoRE ¦ 5QU LoRE | Non-Red Flag Warning - Catastrophic Fires | Equipment / facility failure | Aggregated | 2024 | 2.2853e-09 | 587.152 | 1.3418e-06 | 2024 | Control | 0.046366 | 1 | 0 | esc | 0 | 0 | 0 | 0 | 0 | 0 | 6.3039e-07 | 4.5809e-09 | 0 | 0 | 0 | 0
[79 empty] | WLDFR | HFTD - Distribution - 4QU CoRE ¦ 5QU LoRE | Non-Red Flag Warning - Catastrophic Fires | 2025 | 0 | 0 | 0 | 0 | 4.5809e-09 | 0 | 13668.067 | 202.8477 | 8304.5949 | 5160.6244 | 0 | 0 | 0 | 0 | 0 | 0 | 1.96e-07 | 0 | 0 | 0 | 0 | 0 | 0 | 0 | 0 | 0 | 0 | 0 | 0 | 6.2611e-05 | 0 | 6.2611e-05 | 0 | 0 | 0 |  |  | Patrols - Distribution OverheadWLDFREquipment / facility failureAggregated | WLDFR | HFTD - Distribution - 4QU CoRE ¦ 5QU LoRE | Non-Red Flag Warning - Catastrophic Fires | Equipment / facility failure | Aggregated | 2025 | 2.2853e-09 | 587.152 | 1.3418e-06 | 2025 | Control | 0.046366 | 1 | 0 | esc | 0 | 0 | 0 | 0 | 0 | 0 | 0 | 0 | 6.3039e-07 | 4.5809e-09 | 0 | 0
[79 empty] | WLDFR | HFTD - Distribution - 4QU CoRE ¦ 5QU LoRE | Non-Red Flag Warning - Catastrophic Fires | 2026 | 0 | 0 | 0 | 0 | 0 | 4.5809e-09 | 13668.067 | 202.8477 | 8304.5949 | 5160.6244 | 0 | 0 | 0 | 0 | 0 | 0 | 1.96e-07 | 0 | 0 | 0 | 0 | 0 | 0 | 0 | 0 | 0 | 0 | 0 | 0 | 0 | 0 | 0 | 6.2611e-05 | 0 | 6.2611e-05 |  |  | Patrols - Distribution OverheadWLDFREquipment / facility failureAggregated | WLDFR | HFTD - Distribution - 4QU CoRE ¦ 5QU LoRE | Non-Red Flag Warning - Catastrophic Fires | Equipment / facility failure | Aggregated | 2026 | 2.2853e-09 | 587.152 | 1.3418e-06 | 2026 | Control | 0.046366 | 1 | 0 | esc | 0 | 0 | 0 | 0 | 0 | 0 | 0 | 0 | 0 | 0 | 6.3039e-07 | 4.5809e-09
[79 empty] | WLDFR | HFTD - Distribution - 4QU CoRE ¦ 5QU LoRE | Non-Red Flag Warning - Destructive Fires | 2021 | 1.239e-08 | 0 | 0 | 0 | 0 | 0 | 8638.8464 | 212.4034 | 8426.443 | 0 | 0 | 0 | 0 | 0 | 0 | 0 | 2.2026e-07 | 0.00010704 | 0 | 0.00010704 | 0 | 0 | 0 | 0 | 0 | 0 | 0 | 0 | 0 | 0 | 0 | 0 | 0 | 0 | 0 |  |  | Patrols - Distribution OverheadWLDFREquipment / facility failureAggregated | WLDFR | HFTD - Distribution - 4QU CoRE ¦ 5QU LoRE | Non-Red Flag Warning - Destructive Fires | Equipment / facility failure | Aggregated | 2021 | 9.5102e-09 | 587.152 | 5.5839e-06 | 2021 | Control | 0.046366 | 1 | 0 | esc | 2.5809e-06 | 1.239e-08 | 0 | 0 | 0 | 0 | 0 | 0 | 0 | 0 | 0 | 0
[79 empty] | WLDFR | HFTD - Distribution - 4QU CoRE ¦ 5QU LoRE | Non-Red Flag Warning - Destructive Fires | 2022 | 0 | 1.2293e-08 | 0 | 0 | 0 | 0 | 8489.5411 | 202.8477 | 8286.6934 | 0 | 0 | 0 | 0 | 0 | 0 | 0 | 2.1533e-07 | 0 | 0 | 0 | 0.00010437 | 0 | 0.00010437 | 0 | 0 | 0 | 0 | 0 | 0 | 0 | 0 | 0 | 0 | 0 | 0 |  |  | Patrols - Distribution OverheadWLDFREquipment / facility failureAggregated | WLDFR | HFTD - Distribution - 4QU CoRE ¦ 5QU LoRE | Non-Red Flag Warning - Destructive Fires | Equipment / facility failure | Aggregated | 2022 | 9.2554e-09 | 587.152 | 5.4343e-06 | 2022 | Control | 0.046366 | 1 | 0 | esc | 0 | 0 | 2.5608e-06 | 1.2293e-08 | 0 | 0 | 0 | 0 | 0 | 0 | 0 | 0
[79 empty] | WLDFR | HFTD - Distribution - 4QU CoRE ¦ 5QU LoRE | Non-Red Flag Warning - Destructive Fires | 2023 | 0 | 0 | 1.8532e-08 | 0 | 0 | 0 | 8507.4426 | 202.8477 | 8304.5949 | 0 | 0 | 0 | 0 | 0 | 0 | 0 | 2.1572e-07 | 0 | 0 | 0 | 0 | 0 | 0 | 0.00015766 | 0 | 0.00015766 | 0 | 0 | 0 | 0 | 0 | 0 | 0 | 0 | 0 |  |  | Patrols - Distribution OverheadWLDFREquipment / facility failureAggregated | WLDFR | HFTD - Distribution - 4QU CoRE ¦ 5QU LoRE | Non-Red Flag Warning - Destructive Fires | Equipment / facility failure | Aggregated | 2023 | 9.2451e-09 | 587.152 | 5.4283e-06 | 2023 | Control | 0.046366 | 1 | 0 | esc | 0 | 0 | 0 | 0 | 2.5502e-06 | 1.8532e-08 | 0 | 0 | 0 | 0 | 0 | 0
[79 empty] | WLDFR | HFTD - Distribution - 4QU CoRE ¦ 5QU LoRE | Non-Red Flag Warning - Destructive Fires | 2024 | 0 | 0 | 0 | 1.8532e-08 | 0 | 0 | 8507.4426 | 202.8477 | 8304.5949 | 0 | 0 | 0 | 0 | 0 | 0 | 0 | 2.1572e-07 | 0 | 0 | 0 | 0 | 0 | 0 | 0 | 0 | 0 | 0.00015766 | 0 | 0.00015766 | 0 | 0 | 0 | 0 | 0 | 0 |  |  | Patrols - Distribution OverheadWLDFREquipment / facility failureAggregated | WLDFR | HFTD - Distribution - 4QU CoRE ¦ 5QU LoRE | Non-Red Flag Warning - Destructive Fires | Equipment / facility failure | Aggregated | 2024 | 9.2451e-09 | 587.152 | 5.4283e-06 | 2024 | Control | 0.046366 | 1 | 0 | esc | 0 | 0 | 0 | 0 | 0 | 0 | 2.5502e-06 | 1.8532e-08 | 0 | 0 | 0 | 0
[79 empty] | WLDFR | HFTD - Distribution - 4QU CoRE ¦ 5QU LoRE | Non-Red Flag Warning - Destructive Fires | 2025 | 0 | 0 | 0 | 0 | 1.8532e-08 | 0 | 8507.4426 | 202.8477 | 8304.5949 | 0 | 0 | 0 | 0 | 0 | 0 | 0 | 2.1572e-07 | 0 | 0 | 0 | 0 | 0 | 0 | 0 | 0 | 0 | 0 | 0 | 0 | 0.00015766 | 0 | 0.00015766 | 0 | 0 | 0 |  |  | Patrols - Distribution OverheadWLDFREquipment / facility failureAggregated | WLDFR | HFTD - Distribution - 4QU CoRE ¦ 5QU LoRE | Non-Red Flag Warning - Destructive Fires | Equipment / facility failure | Aggregated | 2025 | 9.2451e-09 | 587.152 | 5.4283e-06 | 2025 | Control | 0.046366 | 1 | 0 | esc | 0 | 0 | 0 | 0 | 0 | 0 | 0 | 0 | 2.5502e-06 | 1.8532e-08 | 0 | 0
[79 empty] | WLDFR | HFTD - Distribution - 4QU CoRE ¦ 5QU LoRE | Non-Red Flag Warning - Destructive Fires | 2026 | 0 | 0 | 0 | 0 | 0 | 1.8532e-08 | 8507.4426 | 202.8477 | 8304.5949 | 0 | 0 | 0 | 0 | 0 | 0 | 0 | 2.1572e-07 | 0 | 0 | 0 | 0 | 0 | 0 | 0 | 0 | 0 | 0 | 0 | 0 | 0 | 0 | 0 | 0.00015766 | 0 | 0.00015766 |  |  | Patrols - Distribution OverheadWLDFREquipment / facility failureAggregated | WLDFR | HFTD - Distribution - 4QU CoRE ¦ 5QU LoRE | Non-Red Flag Warning - Destructive Fires | Equipment / facility failure | Aggregated | 2026 | 9.2451e-09 | 587.152 | 5.4283e-06 | 2026 | Control | 0.046366 | 1 | 0 | esc | 0 | 0 | 0 | 0 | 0 | 0 | 0 | 0 | 0 | 0 | 2.5502e-06 | 1.8532e-08
[79 empty] | WLDFR | HFTD - Distribution - 4QU CoRE ¦ 5QU LoRE | Non-Red Flag Warning - Large Fires | 2021 | 4.2618e-07 | 0 | 0 | 0 | 0 | 0 | 5.1078 | 0.69027 | 2.8264 | 1.5911 | 0 | 0 | 0 | 0 | 0 | 0 | 6.3086e-06 | 2.1768e-06 | 0 | 2.1768e-06 | 0 | 0 | 0 | 0 | 0 | 0 | 0 | 0 | 0 | 0 | 0 | 0 | 0 | 0 | 0 |  |  | Patrols - Distribution OverheadWLDFREquipment / facility failureAggregated | WLDFR | HFTD - Distribution - 4QU CoRE ¦ 5QU LoRE | Non-Red Flag Warning - Large Fires | Equipment / facility failure | Aggregated | 2021 | 3.2712e-07 | 587.152 | 0.00019207 | 2021 | Control | 0.046366 | 1 | 0 | esc | 8.8776e-05 | 4.2618e-07 | 0 | 0 | 0 | 0 | 0 | 0 | 0 | 0 | 0 | 0
[79 empty] | WLDFR | HFTD - Distribution - 4QU CoRE ¦ 5QU LoRE | Non-Red Flag Warning - Large Fires | 2022 | 0 | 4.229e-07 | 0 | 0 | 0 | 0 | 5.0739 | 0.68415 | 2.8096 | 1.5801 | 0 | 0 | 0 | 0 | 0 | 0 | 6.1607e-06 | 0 | 0 | 0 | 2.1458e-06 | 0 | 2.1458e-06 | 0 | 0 | 0 | 0 | 0 | 0 | 0 | 0 | 0 | 0 | 0 | 0 |  |  | Patrols - Distribution OverheadWLDFREquipment / facility failureAggregated | WLDFR | HFTD - Distribution - 4QU CoRE ¦ 5QU LoRE | Non-Red Flag Warning - Large Fires | Equipment / facility failure | Aggregated | 2022 | 3.1839e-07 | 587.152 | 0.00018694 | 2022 | Control | 0.046366 | 1 | 0 | esc | 0 | 0 | 8.8093e-05 | 4.229e-07 | 0 | 0 | 0 | 0 | 0 | 0 | 0 | 0
[79 empty] | WLDFR | HFTD - Distribution - 4QU CoRE ¦ 5QU LoRE | Non-Red Flag Warning - Large Fires | 2023 | 0 | 0 | 6.375e-07 | 0 | 0 | 0 | 5.1712 | 0.68415 | 2.907 | 1.5801 | 0 | 0 | 0 | 0 | 0 | 0 | 6.1747e-06 | 0 | 0 | 0 | 0 | 0 | 0 | 3.2967e-06 | 0 | 3.2967e-06 | 0 | 0 | 0 | 0 | 0 | 0 | 0 | 0 | 0 |  |  | Patrols - Distribution OverheadWLDFREquipment / facility failureAggregated | WLDFR | HFTD - Distribution - 4QU CoRE ¦ 5QU LoRE | Non-Red Flag Warning - Large Fires | Equipment / facility failure | Aggregated | 2023 | 3.1804e-07 | 587.152 | 0.00018674 | 2023 | Control | 0.046366 | 1 | 0 | esc | 0 | 0 | 0 | 0 | 8.7729e-05 | 6.375e-07 | 0 | 0 | 0 | 0 | 0 | 0
[79 empty] | WLDFR | HFTD - Distribution - 4QU CoRE ¦ 5QU LoRE | Non-Red Flag Warning - Large Fires | 2024 | 0 | 0 | 0 | 6.375e-07 | 0 | 0 | 5.1712 | 0.68415 | 2.907 | 1.5801 | 0 | 0 | 0 | 0 | 0 | 0 | 6.1747e-06 | 0 | 0 | 0 | 0 | 0 | 0 | 0 | 0 | 0 | 3.2967e-06 | 0 | 3.2967e-06 | 0 | 0 | 0 | 0 | 0 | 0 |  |  | Patrols - Distribution OverheadWLDFREquipment / facility failureAggregated | WLDFR | HFTD - Distribution - 4QU CoRE ¦ 5QU LoRE | Non-Red Flag Warning - Large Fires | Equipment / facility failure | Aggregated | 2024 | 3.1804e-07 | 587.152 | 0.00018674 | 2024 | Control | 0.046366 | 1 | 0 | esc | 0 | 0 | 0 | 0 | 0 | 0 | 8.7729e-05 | 6.375e-07 | 0 | 0 | 0 | 0
[79 empty] | WLDFR | HFTD - Distribution - 4QU CoRE ¦ 5QU LoRE | Non-Red Flag Warning - Large Fires | 2025 | 0 | 0 | 0 | 0 | 6.375e-07 | 0 | 5.1712 | 0.68415 | 2.907 | 1.5801 | 0 | 0 | 0 | 0 | 0 | 0 | 6.1747e-06 | 0 | 0 | 0 | 0 | 0 | 0 | 0 | 0 | 0 | 0 | 0 | 0 | 3.2967e-06 | 0 | 3.2967e-06 | 0 | 0 | 0 |  |  | Patrols - Distribution OverheadWLDFREquipment / facility failureAggregated | WLDFR | HFTD - Distribution - 4QU CoRE ¦ 5QU LoRE | Non-Red Flag Warning - Large Fires | Equipment / facility failure | Aggregated | 2025 | 3.1804e-07 | 587.152 | 0.00018674 | 2025 | Control | 0.046366 | 1 | 0 | esc | 0 | 0 | 0 | 0 | 0 | 0 | 0 | 0 | 8.7729e-05 | 6.375e-07 | 0 | 0
[79 empty] | WLDFR | HFTD - Distribution - 4QU CoRE ¦ 5QU LoRE | Non-Red Flag Warning - Large Fires | 2026 | 0 | 0 | 0 | 0 | 0 | 6.375e-07 | 5.1712 | 0.68415 | 2.907 | 1.5801 | 0 | 0 | 0 | 0 | 0 | 0 | 6.1747e-06 | 0 | 0 | 0 | 0 | 0 | 0 | 0 | 0 | 0 | 0 | 0 | 0 | 0 | 0 | 0 | 3.2967e-06 | 0 | 3.2967e-06 |  |  | Patrols - Distribution OverheadWLDFREquipment / facility failureAggregated | WLDFR | HFTD - Distribution - 4QU CoRE ¦ 5QU LoRE | Non-Red Flag Warning - Large Fires | Equipment / facility failure | Aggregated | 2026 | 3.1804e-07 | 587.152 | 0.00018674 | 2026 | Control | 0.046366 | 1 | 0 | esc | 0 | 0 | 0 | 0 | 0 | 0 | 0 | 0 | 0 | 0 | 8.7729e-05 | 6.375e-07
[79 empty] | WLDFR | HFTD - Distribution - 4QU CoRE ¦ 5QU LoRE | Non-Red Flag Warning - Small Fires | 2021 | 0.00018632 | 0 | 0 | 0 | 0 | 0 | 0.077861 | 0.036425 | 0.0015416 | 0.039895 | 0 | 0 | 0 | 0 | 0 | 0 | 0.0014403 | 1.4507e-05 | 0 | 1.4507e-05 | 0 | 0 | 0 | 0 | 0 | 0 | 0 | 0 | 0 | 0 | 0 | 0 | 0 | 0 | 0 |  |  | Patrols - Distribution OverheadWLDFREquipment / facility failureAggregated | WLDFR | HFTD - Distribution - 4QU CoRE ¦ 5QU LoRE | Non-Red Flag Warning - Small Fires | Equipment / facility failure | Aggregated | 2021 | 0.00014301 | 587.152 | 0.083968 | 2021 | Control | 0.046366 | 1 | 0 | esc | 0.038811 | 0.00018632 | 0 | 0 | 0 | 0 | 0 | 0 | 0 | 0 | 0 | 0
[79 empty] | WLDFR | HFTD - Distribution - 4QU CoRE ¦ 5QU LoRE | Non-Red Flag Warning - Small Fires | 2022 | 0 | 0.00018635 | 0 | 0 | 0 | 0 | 0.077861 | 0.036425 | 0.0015416 | 0.039895 | 0 | 0 | 0 | 0 | 0 | 0 | 0.0014137 | 0 | 0 | 0 | 1.451e-05 | 0 | 1.451e-05 | 0 | 0 | 0 | 0 | 0 | 0 | 0 | 0 | 0 | 0 | 0 | 0 |  |  | Patrols - Distribution OverheadWLDFREquipment / facility failureAggregated | WLDFR | HFTD - Distribution - 4QU CoRE ¦ 5QU LoRE | Non-Red Flag Warning - Small Fires | Equipment / facility failure | Aggregated | 2022 | 0.0001403 | 587.152 | 0.082376 | 2022 | Control | 0.046366 | 1 | 0 | esc | 0 | 0 | 0.038818 | 0.00018635 | 0 | 0 | 0 | 0 | 0 | 0 | 0 | 0
[79 empty] | WLDFR | HFTD - Distribution - 4QU CoRE ¦ 5QU LoRE | Non-Red Flag Warning - Small Fires | 2023 | 0 | 0 | 0.00028051 | 0 | 0 | 0 | 0.077901 | 0.036425 | 0.0015809 | 0.039895 | 0 | 0 | 0 | 0 | 0 | 0 | 0.0014163 | 0 | 0 | 0 | 0 | 0 | 0 | 2.1852e-05 | 0 | 2.1852e-05 | 0 | 0 | 0 | 0 | 0 | 0 | 0 | 0 | 0 |  |  | Patrols - Distribution OverheadWLDFREquipment / facility failureAggregated | WLDFR | HFTD - Distribution - 4QU CoRE ¦ 5QU LoRE | Non-Red Flag Warning - Small Fires | Equipment / facility failure | Aggregated | 2023 | 0.00013994 | 587.152 | 0.082165 | 2023 | Control | 0.046366 | 1 | 0 | esc | 0 | 0 | 0 | 0 | 0.038601 | 0.00028051 | 0 | 0 | 0 | 0 | 0 | 0
[79 empty] | WLDFR | HFTD - Distribution - 4QU CoRE ¦ 5QU LoRE | Non-Red Flag Warning - Small Fires | 2024 | 0 | 0 | 0 | 0.00028051 | 0 | 0 | 0.077901 | 0.036425 | 0.0015809 | 0.039895 | 0 | 0 | 0 | 0 | 0 | 0 | 0.0014163 | 0 | 0 | 0 | 0 | 0 | 0 | 0 | 0 | 0 | 2.1852e-05 | 0 | 2.1852e-05 | 0 | 0 | 0 | 0 | 0 | 0 |  |  | Patrols - Distribution OverheadWLDFREquipment / facility failureAggregated | WLDFR | HFTD - Distribution - 4QU CoRE ¦ 5QU LoRE | Non-Red Flag Warning - Small Fires | Equipment / facility failure | Aggregated | 2024 | 0.00013994 | 587.152 | 0.082165 | 2024 | Control | 0.046366 | 1 | 0 | esc | 0 | 0 | 0 | 0 | 0 | 0 | 0.038601 | 0.00028051 | 0 | 0 | 0 | 0
[79 empty] | WLDFR | HFTD - Distribution - 4QU CoRE ¦ 5QU LoRE | Non-Red Flag Warning - Small Fires | 2025 | 0 | 0 | 0 | 0 | 0.00028051 | 0 | 0.077901 | 0.036425 | 0.0015809 | 0.039895 | 0 | 0 | 0 | 0 | 0 | 0 | 0.0014163 | 0 | 0 | 0 | 0 | 0 | 0 | 0 | 0 | 0 | 0 | 0 | 0 | 2.1852e-05 | 0 | 2.1852e-05 | 0 | 0 | 0 |  |  | Patrols - Distribution OverheadWLDFREquipment / facility failureAggregated | WLDFR | HFTD - Distribution - 4QU CoRE ¦ 5QU LoRE | Non-Red Flag Warning - Small Fires | Equipment / facility failure | Aggregated | 2025 | 0.00013994 | 587.152 | 0.082165 | 2025 | Control | 0.046366 | 1 | 0 | esc | 0 | 0 | 0 | 0 | 0 | 0 | 0 | 0 | 0.038601 | 0.00028051 | 0 | 0
[79 empty] | WLDFR | HFTD - Distribution - 4QU CoRE ¦ 5QU LoRE | Non-Red Flag Warning - Small Fires | 2026 | 0 | 0 | 0 | 0 | 0 | 0.00028051 | 0.077901 | 0.036425 | 0.0015809 | 0.039895 | 0 | 0 | 0 | 0 | 0 | 0 | 0.0014163 | 0 | 0 | 0 | 0 | 0 | 0 | 0 | 0 | 0 | 0 | 0 | 0 | 0 | 0 | 0 | 2.1852e-05 | 0 | 2.1852e-05 |  |  | Patrols - Distribution OverheadWLDFREquipment / facility failureAggregated | WLDFR | HFTD - Distribution - 4QU CoRE ¦ 5QU LoRE | Non-Red Flag Warning - Small Fires | Equipment / facility failure | Aggregated | 2026 | 0.00013994 | 587.152 | 0.082165 | 2026 | Control | 0.046366 | 1 | 0 | esc | 0 | 0 | 0 | 0 | 0 | 0 | 0 | 0 | 0 | 0 | 0.038601 | 0.00028051
[79 empty] | WLDFR | HFTD - Distribution - 4QU CoRE ¦ 5QU LoRE | Red Flag Warning - Catastrophic Fires | 2021 | 1.1446e-06 | 0 | 0 | 0 | 0 | 0 | 13887.861 | 212.4034 | 8426.443 | 5249.0147 | 0 | 0 | 0 | 0 | 0 | 0 | 3.6383e-06 | 0.015897 | 0 | 0.015897 | 0 | 0 | 0 | 0 | 0 | 0 | 0 | 0 | 0 | 0 | 0 | 0 | 0 | 0 | 0 |  |  | Patrols - Distribution OverheadWLDFREquipment / facility failureAggregated | WLDFR | HFTD - Distribution - 4QU CoRE ¦ 5QU LoRE | Red Flag Warning - Catastrophic Fires | Equipment / facility failure | Aggregated | 2021 | 8.7858e-07 | 587.152 | 0.00051586 | 2021 | Control | 0.046366 | 1 | 0 | esc | 0.00023843 | 1.1446e-06 | 0 | 0 | 0 | 0 | 0 | 0 | 0 | 0 | 0 | 0
[79 empty] | WLDFR | HFTD - Distribution - 4QU CoRE ¦ 5QU LoRE | Red Flag Warning - Catastrophic Fires | 2022 | 0 | 1.1361e-06 | 0 | 0 | 0 | 0 | 13650.1655 | 202.8477 | 8286.6934 | 5160.6244 | 0 | 0 | 0 | 0 | 0 | 0 | 3.5212e-06 | 0 | 0 | 0 | 0.015508 | 0 | 0.015508 | 0 | 0 | 0 | 0 | 0 | 0 | 0 | 0 | 0 | 0 | 0 | 0 |  |  | Patrols - Distribution OverheadWLDFREquipment / facility failureAggregated | WLDFR | HFTD - Distribution - 4QU CoRE ¦ 5QU LoRE | Red Flag Warning - Catastrophic Fires | Equipment / facility failure | Aggregated | 2022 | 8.5533e-07 | 587.152 | 0.00050221 | 2022 | Control | 0.046366 | 1 | 0 | esc | 0 | 0 | 0.00023665 | 1.1361e-06 | 0 | 0 | 0 | 0 | 0 | 0 | 0 | 0
[79 empty] | WLDFR | HFTD - Distribution - 4QU CoRE ¦ 5QU LoRE | Red Flag Warning - Catastrophic Fires | 2023 | 0 | 0 | 1.7719e-06 | 0 | 0 | 0 | 13668.067 | 202.8477 | 8304.5949 | 5160.6244 | 0 | 0 | 0 | 0 | 0 | 0 | 3.6565e-06 | 0 | 0 | 0 | 0 | 0 | 0 | 0.024219 | 0 | 0.024219 | 0 | 0 | 0 | 0 | 0 | 0 | 0 | 0 | 0 |  |  | Patrols - Distribution OverheadWLDFREquipment / facility failureAggregated | WLDFR | HFTD - Distribution - 4QU CoRE ¦ 5QU LoRE | Red Flag Warning - Catastrophic Fires | Equipment / facility failure | Aggregated | 2023 | 8.8397e-07 | 587.152 | 0.00051902 | 2023 | Control | 0.046366 | 1 | 0 | esc | 0 | 0 | 0 | 0 | 0.00024384 | 1.7719e-06 | 0 | 0 | 0 | 0 | 0 | 0
[79 empty] | WLDFR | HFTD - Distribution - 4QU CoRE ¦ 5QU LoRE | Red Flag Warning - Catastrophic Fires | 2024 | 0 | 0 | 0 | 1.7719e-06 | 0 | 0 | 13668.067 | 202.8477 | 8304.5949 | 5160.6244 | 0 | 0 | 0 | 0 | 0 | 0 | 3.6565e-06 | 0 | 0 | 0 | 0 | 0 | 0 | 0 | 0 | 0 | 0.024219 | 0 | 0.024219 | 0 | 0 | 0 | 0 | 0 | 0 |  |  | Patrols - Distribution OverheadWLDFREquipment / facility failureAggregated | WLDFR | HFTD - Distribution - 4QU CoRE ¦ 5QU LoRE | Red Flag Warning - Catastrophic Fires | Equipment / facility failure | Aggregated | 2024 | 8.8397e-07 | 587.152 | 0.00051902 | 2024 | Control | 0.046366 | 1 | 0 | esc | 0 | 0 | 0 | 0 | 0 | 0 | 0.00024384 | 1.7719e-06 | 0 | 0 | 0 | 0
[79 empty] | WLDFR | HFTD - Distribution - 4QU CoRE ¦ 5QU LoRE | Red Flag Warning - Catastrophic Fires | 2025 | 0 | 0 | 0 | 0 | 1.7719e-06 | 0 | 13668.067 | 202.8477 | 8304.5949 | 5160.6244 | 0 | 0 | 0 | 0 | 0 | 0 | 3.6565e-06 | 0 | 0 | 0 | 0 | 0 | 0 | 0 | 0 | 0 | 0 | 0 | 0 | 0.024219 | 0 | 0.024219 | 0 | 0 | 0 |  |  | Patrols - Distribution OverheadWLDFREquipment / facility failureAggregated | WLDFR | HFTD - Distribution - 4QU CoRE ¦ 5QU LoRE | Red Flag Warning - Catastrophic Fires | Equipment / facility failure | Aggregated | 2025 | 8.8397e-07 | 587.152 | 0.00051902 | 2025 | Control | 0.046366 | 1 | 0 | esc | 0 | 0 | 0 | 0 | 0 | 0 | 0 | 0 | 0.00024384 | 1.7719e-06 | 0 | 0
[79 empty] | WLDFR | HFTD - Distribution - 4QU CoRE ¦ 5QU LoRE | Red Flag Warning - Catastrophic Fires | 2026 | 0 | 0 | 0 | 0 | 0 | 1.7719e-06 | 13668.067 | 202.8477 | 8304.5949 | 5160.6244 | 0 | 0 | 0 | 0 | 0 | 0 | 3.6565e-06 | 0 | 0 | 0 | 0 | 0 | 0 | 0 | 0 | 0 | 0 | 0 | 0 | 0 | 0 | 0 | 0.024219 | 0 | 0.024219 |  |  | Patrols - Distribution OverheadWLDFREquipment / facility failureAggregated | WLDFR | HFTD - Distribution - 4QU CoRE ¦ 5QU LoRE | Red Flag Warning - Catastrophic Fires | Equipment / facility failure | Aggregated | 2026 | 8.8397e-07 | 587.152 | 0.00051902 | 2026 | Control | 0.046366 | 1 | 0 | esc | 0 | 0 | 0 | 0 | 0 | 0 | 0 | 0 | 0 | 0 | 0.00024384 | 1.7719e-06
[79 empty] | WLDFR | HFTD - Distribution - 4QU CoRE ¦ 5QU LoRE | Red Flag Warning - Destructive Fires | 2021 | 2.3337e-07 | 0 | 0 | 0 | 0 | 0 | 8638.8464 | 212.4034 | 8426.443 | 0 | 0 | 0 | 0 | 0 | 0 | 0 | 5.5609e-07 | 0.0020161 | 0 | 0.0020161 | 0 | 0 | 0 | 0 | 0 | 0 | 0 | 0 | 0 | 0 | 0 | 0 | 0 | 0 | 0 |  |  | Patrols - Distribution OverheadWLDFREquipment / facility failureAggregated | WLDFR | HFTD - Distribution - 4QU CoRE ¦ 5QU LoRE | Red Flag Warning - Destructive Fires | Equipment / facility failure | Aggregated | 2021 | 1.7913e-07 | 587.152 | 0.00010517 | 2021 | Control | 0.046366 | 1 | 0 | esc | 4.8612e-05 | 2.3337e-07 | 0 | 0 | 0 | 0 | 0 | 0 | 0 | 0 | 0 | 0
[79 empty] | WLDFR | HFTD - Distribution - 4QU CoRE ¦ 5QU LoRE | Red Flag Warning - Destructive Fires | 2022 | 0 | 2.3162e-07 | 0 | 0 | 0 | 0 | 8489.5411 | 202.8477 | 8286.6934 | 0 | 0 | 0 | 0 | 0 | 0 | 0 | 5.385e-07 | 0 | 0 | 0 | 0.0019663 | 0 | 0.0019663 | 0 | 0 | 0 | 0 | 0 | 0 | 0 | 0 | 0 | 0 | 0 | 0 |  |  | Patrols - Distribution OverheadWLDFREquipment / facility failureAggregated | WLDFR | HFTD - Distribution - 4QU CoRE ¦ 5QU LoRE | Red Flag Warning - Destructive Fires | Equipment / facility failure | Aggregated | 2022 | 1.7438e-07 | 587.152 | 0.00010239 | 2022 | Control | 0.046366 | 1 | 0 | esc | 0 | 0 | 4.8247e-05 | 2.3162e-07 | 0 | 0 | 0 | 0 | 0 | 0 | 0 | 0
[79 empty] | WLDFR | HFTD - Distribution - 4QU CoRE ¦ 5QU LoRE | Red Flag Warning - Destructive Fires | 2023 | 0 | 0 | 3.6125e-07 | 0 | 0 | 0 | 8507.4426 | 202.8477 | 8304.5949 | 0 | 0 | 0 | 0 | 0 | 0 | 0 | 5.589e-07 | 0 | 0 | 0 | 0 | 0 | 0 | 0.0030733 | 0 | 0.0030733 | 0 | 0 | 0 | 0 | 0 | 0 | 0 | 0 | 0 |  |  | Patrols - Distribution OverheadWLDFREquipment / facility failureAggregated | WLDFR | HFTD - Distribution - 4QU CoRE ¦ 5QU LoRE | Red Flag Warning - Destructive Fires | Equipment / facility failure | Aggregated | 2023 | 1.8022e-07 | 587.152 | 0.00010582 | 2023 | Control | 0.046366 | 1 | 0 | esc | 0 | 0 | 0 | 0 | 4.9712e-05 | 3.6125e-07 | 0 | 0 | 0 | 0 | 0 | 0
[79 empty] | WLDFR | HFTD - Distribution - 4QU CoRE ¦ 5QU LoRE | Red Flag Warning - Destructive Fires | 2024 | 0 | 0 | 0 | 3.6125e-07 | 0 | 0 | 8507.4426 | 202.8477 | 8304.5949 | 0 | 0 | 0 | 0 | 0 | 0 | 0 | 5.589e-07 | 0 | 0 | 0 | 0 | 0 | 0 | 0 | 0 | 0 | 0.0030733 | 0 | 0.0030733 | 0 | 0 | 0 | 0 | 0 | 0 |  |  | Patrols - Distribution OverheadWLDFREquipment / facility failureAggregated | WLDFR | HFTD - Distribution - 4QU CoRE ¦ 5QU LoRE | Red Flag Warning - Destructive Fires | Equipment / facility failure | Aggregated | 2024 | 1.8022e-07 | 587.152 | 0.00010582 | 2024 | Control | 0.046366 | 1 | 0 | esc | 0 | 0 | 0 | 0 | 0 | 0 | 4.9712e-05 | 3.6125e-07 | 0 | 0 | 0 | 0
[79 empty] | WLDFR | HFTD - Distribution - 4QU CoRE ¦ 5QU LoRE | Red Flag Warning - Destructive Fires | 2025 | 0 | 0 | 0 | 0 | 3.6125e-07 | 0 | 8507.4426 | 202.8477 | 8304.5949 | 0 | 0 | 0 | 0 | 0 | 0 | 0 | 5.589e-07 | 0 | 0 | 0 | 0 | 0 | 0 | 0 | 0 | 0 | 0 | 0 | 0 | 0.0030733 | 0 | 0.0030733 | 0 | 0 | 0 |  |  | Patrols - Distribution OverheadWLDFREquipment / facility failureAggregated | WLDFR | HFTD - Distribution - 4QU CoRE ¦ 5QU LoRE | Red Flag Warning - Destructive Fires | Equipment / facility failure | Aggregated | 2025 | 1.8022e-07 | 587.152 | 0.00010582 | 2025 | Control | 0.046366 | 1 | 0 | esc | 0 | 0 | 0 | 0 | 0 | 0 | 0 | 0 | 4.9712e-05 | 3.6125e-07 | 0 | 0
[79 empty] | WLDFR | HFTD - Distribution - 4QU CoRE ¦ 5QU LoRE | Red Flag Warning - Destructive Fires | 2026 | 0 | 0 | 0 | 0 | 0 | 3.6125e-07 | 8507.4426 | 202.8477 | 8304.5949 | 0 | 0 | 0 | 0 | 0 | 0 | 0 | 5.589e-07 | 0 | 0 | 0 | 0 | 0 | 0 | 0 | 0 | 0 | 0 | 0 | 0 | 0 | 0 | 0 | 0.0030733 | 0 | 0.0030733 |  |  | Patrols - Distribution OverheadWLDFREquipment / facility failureAggregated | WLDFR | HFTD - Distribution - 4QU CoRE ¦ 5QU LoRE | Red Flag Warning - Destructive Fires | Equipment / facility failure | Aggregated | 2026 | 1.8022e-07 | 587.152 | 0.00010582 | 2026 | Control | 0.046366 | 1 | 0 | esc | 0 | 0 | 0 | 0 | 0 | 0 | 0 | 0 | 0 | 0 | 4.9712e-05 | 3.6125e-07
[79 empty] | WLDFR | HFTD - Distribution - 4QU CoRE ¦ 5QU LoRE | Red Flag Warning - Large Fires | 2021 | 4.342e-06 | 0 | 0 | 0 | 0 | 0 | 5.1078 | 0.69027 | 2.8264 | 1.5911 | 0 | 0 | 0 | 0 | 0 | 0 | 1.0134e-05 | 2.2178e-05 | 0 | 2.2178e-05 | 0 | 0 | 0 | 0 | 0 | 0 | 0 | 0 | 0 | 0 | 0 | 0 | 0 | 0 | 0 |  |  | Patrols - Distribution OverheadWLDFREquipment / facility failureAggregated | WLDFR | HFTD - Distribution - 4QU CoRE ¦ 5QU LoRE | Red Flag Warning - Large Fires | Equipment / facility failure | Aggregated | 2021 | 3.3327e-06 | 587.152 | 0.0019568 | 2021 | Control | 0.046366 | 1 | 0 | esc | 0.00090446 | 4.342e-06 | 0 | 0 | 0 | 0 | 0 | 0 | 0 | 0 | 0 | 0
[79 empty] | WLDFR | HFTD - Distribution - 4QU CoRE ¦ 5QU LoRE | Red Flag Warning - Large Fires | 2022 | 0 | 4.3097e-06 | 0 | 0 | 0 | 0 | 5.0739 | 0.68415 | 2.8096 | 1.5801 | 0 | 0 | 0 | 0 | 0 | 0 | 9.8121e-06 | 0 | 0 | 0 | 2.1867e-05 | 0 | 2.1867e-05 | 0 | 0 | 0 | 0 | 0 | 0 | 0 | 0 | 0 | 0 | 0 | 0 |  |  | Patrols - Distribution OverheadWLDFREquipment / facility failureAggregated | WLDFR | HFTD - Distribution - 4QU CoRE ¦ 5QU LoRE | Red Flag Warning - Large Fires | Equipment / facility failure | Aggregated | 2022 | 3.2446e-06 | 587.152 | 0.0019051 | 2022 | Control | 0.046366 | 1 | 0 | esc | 0 | 0 | 0.00089772 | 4.3097e-06 | 0 | 0 | 0 | 0 | 0 | 0 | 0 | 0
[79 empty] | WLDFR | HFTD - Distribution - 4QU CoRE ¦ 5QU LoRE | Red Flag Warning - Large Fires | 2023 | 0 | 0 | 6.7216e-06 | 0 | 0 | 0 | 5.1712 | 0.68415 | 2.907 | 1.5801 | 0 | 0 | 0 | 0 | 0 | 0 | 1.0183e-05 | 0 | 0 | 0 | 0 | 0 | 0 | 3.4759e-05 | 0 | 3.4759e-05 | 0 | 0 | 0 | 0 | 0 | 0 | 0 | 0 | 0 |  |  | Patrols - Distribution OverheadWLDFREquipment / facility failureAggregated | WLDFR | HFTD - Distribution - 4QU CoRE ¦ 5QU LoRE | Red Flag Warning - Large Fires | Equipment / facility failure | Aggregated | 2023 | 3.3533e-06 | 587.152 | 0.0019689 | 2023 | Control | 0.046366 | 1 | 0 | esc | 0 | 0 | 0 | 0 | 0.00092498 | 6.7216e-06 | 0 | 0 | 0 | 0 | 0 | 0
[79 empty] | WLDFR | HFTD - Distribution - 4QU CoRE ¦ 5QU LoRE | Red Flag Warning - Large Fires | 2024 | 0 | 0 | 0 | 6.7216e-06 | 0 | 0 | 5.1712 | 0.68415 | 2.907 | 1.5801 | 0 | 0 | 0 | 0 | 0 | 0 | 1.0183e-05 | 0 | 0 | 0 | 0 | 0 | 0 | 0 | 0 | 0 | 3.4759e-05 | 0 | 3.4759e-05 | 0 | 0 | 0 | 0 | 0 | 0 |  |  | Patrols - Distribution OverheadWLDFREquipment / facility failureAggregated | WLDFR | HFTD - Distribution - 4QU CoRE ¦ 5QU LoRE | Red Flag Warning - Large Fires | Equipment / facility failure | Aggregated | 2024 | 3.3533e-06 | 587.152 | 0.0019689 | 2024 | Control | 0.046366 | 1 | 0 | esc | 0 | 0 | 0 | 0 | 0 | 0 | 0.00092498 | 6.7216e-06 | 0 | 0 | 0 | 0
[79 empty] | WLDFR | HFTD - Distribution - 4QU CoRE ¦ 5QU LoRE | Red Flag Warning - Large Fires | 2025 | 0 | 0 | 0 | 0 | 6.7216e-06 | 0 | 5.1712 | 0.68415 | 2.907 | 1.5801 | 0 | 0 | 0 | 0 | 0 | 0 | 1.0183e-05 | 0 | 0 | 0 | 0 | 0 | 0 | 0 | 0 | 0 | 0 | 0 | 0 | 3.4759e-05 | 0 | 3.4759e-05 | 0 | 0 | 0 |  |  | Patrols - Distribution OverheadWLDFREquipment / facility failureAggregated | WLDFR | HFTD - Distribution - 4QU CoRE ¦ 5QU LoRE | Red Flag Warning - Large Fires | Equipment / facility failure | Aggregated | 2025 | 3.3533e-06 | 587.152 | 0.0019689 | 2025 | Control | 0.046366 | 1 | 0 | esc | 0 | 0 | 0 | 0 | 0 | 0 | 0 | 0 | 0.00092498 | 6.7216e-06 | 0 | 0
[79 empty] | WLDFR | HFTD - Distribution - 4QU CoRE ¦ 5QU LoRE | Red Flag Warning - Large Fires | 2026 | 0 | 0 | 0 | 0 | 0 | 6.7216e-06 | 5.1712 | 0.68415 | 2.907 | 1.5801 | 0 | 0 | 0 | 0 | 0 | 0 | 1.0183e-05 | 0 | 0 | 0 | 0 | 0 | 0 | 0 | 0 | 0 | 0 | 0 | 0 | 0 | 0 | 0 | 3.4759e-05 | 0 | 3.4759e-05 |  |  | Patrols - Distribution OverheadWLDFREquipment / facility failureAggregated | WLDFR | HFTD - Distribution - 4QU CoRE ¦ 5QU LoRE | Red Flag Warning - Large Fires | Equipment / facility failure | Aggregated | 2026 | 3.3533e-06 | 587.152 | 0.0019689 | 2026 | Control | 0.046366 | 1 | 0 | esc | 0 | 0 | 0 | 0 | 0 | 0 | 0 | 0 | 0 | 0 | 0.00092498 | 6.7216e-06
[79 empty] | WLDFR | HFTD - Distribution - 4QU CoRE ¦ 5QU LoRE | Red Flag Warning - Small Fires | 2021 | 3.0109e-05 | 0 | 0 | 0 | 0 | 0 | 0.077861 | 0.036425 | 0.0015416 | 0.039895 | 0 | 0 | 0 | 0 | 0 | 0 | 0.00021688 | 2.3443e-06 | 0 | 2.3443e-06 | 0 | 0 | 0 | 0 | 0 | 0 | 0 | 0 | 0 | 0 | 0 | 0 | 0 | 0 | 0 |  |  | Patrols - Distribution OverheadWLDFREquipment / facility failureAggregated | WLDFR | HFTD - Distribution - 4QU CoRE ¦ 5QU LoRE | Red Flag Warning - Small Fires | Equipment / facility failure | Aggregated | 2021 | 2.311e-05 | 587.152 | 0.013569 | 2021 | Control | 0.046366 | 1 | 0 | esc | 0.0062718 | 3.0109e-05 | 0 | 0 | 0 | 0 | 0 | 0 | 0 | 0 | 0 | 0
[79 empty] | WLDFR | HFTD - Distribution - 4QU CoRE ¦ 5QU LoRE | Red Flag Warning - Small Fires | 2022 | 0 | 3.0121e-05 | 0 | 0 | 0 | 0 | 0.077861 | 0.036425 | 0.0015416 | 0.039895 | 0 | 0 | 0 | 0 | 0 | 0 | 0.00021146 | 0 | 0 | 0 | 2.3453e-06 | 0 | 2.3453e-06 | 0 | 0 | 0 | 0 | 0 | 0 | 0 | 0 | 0 | 0 | 0 | 0 |  |  | Patrols - Distribution OverheadWLDFREquipment / facility failureAggregated | WLDFR | HFTD - Distribution - 4QU CoRE ¦ 5QU LoRE | Red Flag Warning - Small Fires | Equipment / facility failure | Aggregated | 2022 | 2.2677e-05 | 587.152 | 0.013315 | 2022 | Control | 0.046366 | 1 | 0 | esc | 0 | 0 | 0.0062743 | 3.0121e-05 | 0 | 0 | 0 | 0 | 0 | 0 | 0 | 0
[79 empty] | WLDFR | HFTD - Distribution - 4QU CoRE ¦ 5QU LoRE | Red Flag Warning - Small Fires | 2023 | 0 | 0 | 4.691e-05 | 0 | 0 | 0 | 0.077901 | 0.036425 | 0.0015809 | 0.039895 | 0 | 0 | 0 | 0 | 0 | 0 | 0.00021936 | 0 | 0 | 0 | 0 | 0 | 0 | 3.6543e-06 | 0 | 3.6543e-06 | 0 | 0 | 0 | 0 | 0 | 0 | 0 | 0 | 0 |  |  | Patrols - Distribution OverheadWLDFREquipment / facility failureAggregated | WLDFR | HFTD - Distribution - 4QU CoRE ¦ 5QU LoRE | Red Flag Warning - Small Fires | Equipment / facility failure | Aggregated | 2023 | 2.3402e-05 | 587.152 | 0.013741 | 2023 | Control | 0.046366 | 1 | 0 | esc | 0 | 0 | 0 | 0 | 0.0064555 | 4.691e-05 | 0 | 0 | 0 | 0 | 0 | 0
[79 empty] | WLDFR | HFTD - Distribution - 4QU CoRE ¦ 5QU LoRE | Red Flag Warning - Small Fires | 2024 | 0 | 0 | 0 | 4.691e-05 | 0 | 0 | 0.077901 | 0.036425 | 0.0015809 | 0.039895 | 0 | 0 | 0 | 0 | 0 | 0 | 0.00021936 | 0 | 0 | 0 | 0 | 0 | 0 | 0 | 0 | 0 | 3.6543e-06 | 0 | 3.6543e-06 | 0 | 0 | 0 | 0 | 0 | 0 |  |  | Patrols - Distribution OverheadWLDFREquipment / facility failureAggregated | WLDFR | HFTD - Distribution - 4QU CoRE ¦ 5QU LoRE | Red Flag Warning - Small Fires | Equipment / facility failure | Aggregated | 2024 | 2.3402e-05 | 587.152 | 0.013741 | 2024 | Control | 0.046366 | 1 | 0 | esc | 0 | 0 | 0 | 0 | 0 | 0 | 0.0064555 | 4.691e-05 | 0 | 0 | 0 | 0
[79 empty] | WLDFR | HFTD - Distribution - 4QU CoRE ¦ 5QU LoRE | Red Flag Warning - Small Fires | 2025 | 0 | 0 | 0 | 0 | 4.691e-05 | 0 | 0.077901 | 0.036425 | 0.0015809 | 0.039895 | 0 | 0 | 0 | 0 | 0 | 0 | 0.00021936 | 0 | 0 | 0 | 0 | 0 | 0 | 0 | 0 | 0 | 0 | 0 | 0 | 3.6543e-06 | 0 | 3.6543e-06 | 0 | 0 | 0 |  |  | Patrols - Distribution OverheadWLDFREquipment / facility failureAggregated | WLDFR | HFTD - Distribution - 4QU CoRE ¦ 5QU LoRE | Red Flag Warning - Small Fires | Equipment / facility failure | Aggregated | 2025 | 2.3402e-05 | 587.152 | 0.013741 | 2025 | Control | 0.046366 | 1 | 0 | esc | 0 | 0 | 0 | 0 | 0 | 0 | 0 | 0 | 0.0064555 | 4.691e-05 | 0 | 0
[79 empty] | WLDFR | HFTD - Distribution - 4QU CoRE ¦ 5QU LoRE | Red Flag Warning - Small Fires | 2026 | 0 | 0 | 0 | 0 | 0 | 4.691e-05 | 0.077901 | 0.036425 | 0.0015809 | 0.039895 | 0 | 0 | 0 | 0 | 0 | 0 | 0.00021936 | 0 | 0 | 0 | 0 | 0 | 0 | 0 | 0 | 0 | 0 | 0 | 0 | 0 | 0 | 0 | 3.6543e-06 | 0 | 3.6543e-06 |  |  | Patrols - Distribution OverheadWLDFREquipment / facility failureAggregated | WLDFR | HFTD - Distribution - 4QU CoRE ¦ 5QU LoRE | Red Flag Warning - Small Fires | Equipment / facility failure | Aggregated | 2026 | 2.3402e-05 | 587.152 | 0.013741 | 2026 | Control | 0.046366 | 1 | 0 | esc | 0 | 0 | 0 | 0 | 0 | 0 | 0 | 0 | 0 | 0 | 0.0064555 | 4.691e-05
[79 empty] | WLDFR | HFTD - Distribution - 5QU CoRE ¦ 1QU LoRE | Non-Red Flag Warning - Catastrophic Fires | 2021 | 3.6161e-10 | 0 | 0 | 0 | 0 | 0 | 13887.861 | 212.4034 | 8426.443 | 5249.0147 | 0 | 0 | 0 | 0 | 0 | 0 | 3.5927e-07 | 5.0219e-06 | 0 | 5.0219e-06 | 0 | 0 | 0 | 0 | 0 | 0 | 0 | 0 | 0 | 0 | 0 | 0 | 0 | 0 | 0 |  |  | Patrols - Distribution OverheadWLDFREquipment / facility failureAggregated | WLDFR | HFTD - Distribution - 5QU CoRE ¦ 1QU LoRE | Non-Red Flag Warning - Catastrophic Fires | Equipment / facility failure | Aggregated | 2021 | 1.0643e-08 | 1707.2967 | 1.817e-05 | 2021 | Control | 0.046366 | 1 | 0 | esc | 7.5324e-08 | 3.6161e-10 | 0 | 0 | 0 | 0 | 0 | 0 | 0 | 0 | 0 | 0
[79 empty] | WLDFR | HFTD - Distribution - 5QU CoRE ¦ 1QU LoRE | Non-Red Flag Warning - Catastrophic Fires | 2022 | 0 | 3.5914e-10 | 0 | 0 | 0 | 0 | 13650.1655 | 202.8477 | 8286.6934 | 5160.6244 | 0 | 0 | 0 | 0 | 0 | 0 | 3.5085e-07 | 0 | 0 | 0 | 4.9024e-06 | 0 | 4.9024e-06 | 0 | 0 | 0 | 0 | 0 | 0 | 0 | 0 | 0 | 0 | 0 | 0 |  |  | Patrols - Distribution OverheadWLDFREquipment / facility failureAggregated | WLDFR | HFTD - Distribution - 5QU CoRE ¦ 1QU LoRE | Non-Red Flag Warning - Catastrophic Fires | Equipment / facility failure | Aggregated | 2022 | 1.0374e-08 | 1707.2967 | 1.7711e-05 | 2022 | Control | 0.046366 | 1 | 0 | esc | 0 | 0 | 7.4811e-08 | 3.5914e-10 | 0 | 0 | 0 | 0 | 0 | 0 | 0 | 0
[79 empty] | WLDFR | HFTD - Distribution - 5QU CoRE ¦ 1QU LoRE | Non-Red Flag Warning - Catastrophic Fires | 2023 | 0 | 0 | 5.4244e-10 | 0 | 0 | 0 | 13668.067 | 202.8477 | 8304.5949 | 5160.6244 | 0 | 0 | 0 | 0 | 0 | 0 | 3.5064e-07 | 0 | 0 | 0 | 0 | 0 | 0 | 7.4141e-06 | 0 | 7.4141e-06 | 0 | 0 | 0 | 0 | 0 | 0 | 0 | 0 | 0 |  |  | Patrols - Distribution OverheadWLDFREquipment / facility failureAggregated | WLDFR | HFTD - Distribution - 5QU CoRE ¦ 1QU LoRE | Non-Red Flag Warning - Catastrophic Fires | Equipment / facility failure | Aggregated | 2023 | 1.0362e-08 | 1707.2967 | 1.7692e-05 | 2023 | Control | 0.046366 | 1 | 0 | esc | 0 | 0 | 0 | 0 | 7.4647e-08 | 5.4244e-10 | 0 | 0 | 0 | 0 | 0 | 0
[79 empty] | WLDFR | HFTD - Distribution - 5QU CoRE ¦ 1QU LoRE | Non-Red Flag Warning - Catastrophic Fires | 2024 | 0 | 0 | 0 | 5.4244e-10 | 0 | 0 | 13668.067 | 202.8477 | 8304.5949 | 5160.6244 | 0 | 0 | 0 | 0 | 0 | 0 | 3.5064e-07 | 0 | 0 | 0 | 0 | 0 | 0 | 0 | 0 | 0 | 7.4141e-06 | 0 | 7.4141e-06 | 0 | 0 | 0 | 0 | 0 | 0 |  |  | Patrols - Distribution OverheadWLDFREquipment / facility failureAggregated | WLDFR | HFTD - Distribution - 5QU CoRE ¦ 1QU LoRE | Non-Red Flag Warning - Catastrophic Fires | Equipment / facility failure | Aggregated | 2024 | 1.0362e-08 | 1707.2967 | 1.7692e-05 | 2024 | Control | 0.046366 | 1 | 0 | esc | 0 | 0 | 0 | 0 | 0 | 0 | 7.4647e-08 | 5.4244e-10 | 0 | 0 | 0 | 0
[79 empty] | WLDFR | HFTD - Distribution - 5QU CoRE ¦ 1QU LoRE | Non-Red Flag Warning - Catastrophic Fires | 2025 | 0 | 0 | 0 | 0 | 5.4244e-10 | 0 | 13668.067 | 202.8477 | 8304.5949 | 5160.6244 | 0 | 0 | 0 | 0 | 0 | 0 | 3.5064e-07 | 0 | 0 | 0 | 0 | 0 | 0 | 0 | 0 | 0 | 0 | 0 | 0 | 7.4141e-06 | 0 | 7.4141e-06 | 0 | 0 | 0 |  |  | Patrols - Distribution OverheadWLDFREquipment / facility failureAggregated | WLDFR | HFTD - Distribution - 5QU CoRE ¦ 1QU LoRE | Non-Red Flag Warning - Catastrophic Fires | Equipment / facility failure | Aggregated | 2025 | 1.0362e-08 | 1707.2967 | 1.7692e-05 | 2025 | Control | 0.046366 | 1 | 0 | esc | 0 | 0 | 0 | 0 | 0 | 0 | 0 | 0 | 7.4647e-08 | 5.4244e-10 | 0 | 0
[79 empty] | WLDFR | HFTD - Distribution - 5QU CoRE ¦ 1QU LoRE | Non-Red Flag Warning - Catastrophic Fires | 2026 | 0 | 0 | 0 | 0 | 0 | 5.4244e-10 | 13668.067 | 202.8477 | 8304.5949 | 5160.6244 | 0 | 0 | 0 | 0 | 0 | 0 | 3.5064e-07 | 0 | 0 | 0 | 0 | 0 | 0 | 0 | 0 | 0 | 0 | 0 | 0 | 0 | 0 | 0 | 7.4141e-06 | 0 | 7.4141e-06 |  |  | Patrols - Distribution OverheadWLDFREquipment / facility failureAggregated | WLDFR | HFTD - Distribution - 5QU CoRE ¦ 1QU LoRE | Non-Red Flag Warning - Catastrophic Fires | Equipment / facility failure | Aggregated | 2026 | 1.0362e-08 | 1707.2967 | 1.7692e-05 | 2026 | Control | 0.046366 | 1 | 0 | esc | 0 | 0 | 0 | 0 | 0 | 0 | 0 | 0 | 0 | 0 | 7.4647e-08 | 5.4244e-10
[79 empty] | WLDFR | HFTD - Distribution - 5QU CoRE ¦ 1QU LoRE | Non-Red Flag Warning - Destructive Fires | 2021 | 1.6365e-09 | 0 | 0 | 0 | 0 | 0 | 8638.8464 | 212.4034 | 8426.443 | 0 | 0 | 0 | 0 | 0 | 0 | 0 | 3.9102e-07 | 1.4138e-05 | 0 | 1.4138e-05 | 0 | 0 | 0 | 0 | 0 | 0 | 0 | 0 | 0 | 0 | 0 | 0 | 0 | 0 | 0 |  |  | Patrols - Distribution OverheadWLDFREquipment / facility failureAggregated | WLDFR | HFTD - Distribution - 5QU CoRE ¦ 1QU LoRE | Non-Red Flag Warning - Destructive Fires | Equipment / facility failure | Aggregated | 2021 | 4.8166e-08 | 1707.2967 | 8.2233e-05 | 2021 | Control | 0.046366 | 1 | 0 | esc | 3.4089e-07 | 1.6365e-09 | 0 | 0 | 0 | 0 | 0 | 0 | 0 | 0 | 0 | 0
[79 empty] | WLDFR | HFTD - Distribution - 5QU CoRE ¦ 1QU LoRE | Non-Red Flag Warning - Destructive Fires | 2022 | 0 | 1.6254e-09 | 0 | 0 | 0 | 0 | 8489.5411 | 202.8477 | 8286.6934 | 0 | 0 | 0 | 0 | 0 | 0 | 0 | 3.8143e-07 | 0 | 0 | 0 | 1.3799e-05 | 0 | 1.3799e-05 | 0 | 0 | 0 | 0 | 0 | 0 | 0 | 0 | 0 | 0 | 0 | 0 |  |  | Patrols - Distribution OverheadWLDFREquipment / facility failureAggregated | WLDFR | HFTD - Distribution - 5QU CoRE ¦ 1QU LoRE | Non-Red Flag Warning - Destructive Fires | Equipment / facility failure | Aggregated | 2022 | 4.6951e-08 | 1707.2967 | 8.016e-05 | 2022 | Control | 0.046366 | 1 | 0 | esc | 0 | 0 | 3.3858e-07 | 1.6254e-09 | 0 | 0 | 0 | 0 | 0 | 0 | 0 | 0
[79 empty] | WLDFR | HFTD - Distribution - 5QU CoRE ¦ 1QU LoRE | Non-Red Flag Warning - Destructive Fires | 2023 | 0 | 0 | 2.455e-09 | 0 | 0 | 0 | 8507.4426 | 202.8477 | 8304.5949 | 0 | 0 | 0 | 0 | 0 | 0 | 0 | 3.8155e-07 | 0 | 0 | 0 | 0 | 0 | 0 | 2.0886e-05 | 0 | 2.0886e-05 | 0 | 0 | 0 | 0 | 0 | 0 | 0 | 0 | 0 |  |  | Patrols - Distribution OverheadWLDFREquipment / facility failureAggregated | WLDFR | HFTD - Distribution - 5QU CoRE ¦ 1QU LoRE | Non-Red Flag Warning - Destructive Fires | Equipment / facility failure | Aggregated | 2023 | 4.6899e-08 | 1707.2967 | 8.007e-05 | 2023 | Control | 0.046366 | 1 | 0 | esc | 0 | 0 | 0 | 0 | 3.3784e-07 | 2.455e-09 | 0 | 0 | 0 | 0 | 0 | 0
[79 empty] | WLDFR | HFTD - Distribution - 5QU CoRE ¦ 1QU LoRE | Non-Red Flag Warning - Destructive Fires | 2024 | 0 | 0 | 0 | 2.455e-09 | 0 | 0 | 8507.4426 | 202.8477 | 8304.5949 | 0 | 0 | 0 | 0 | 0 | 0 | 0 | 3.8155e-07 | 0 | 0 | 0 | 0 | 0 | 0 | 0 | 0 | 0 | 2.0886e-05 | 0 | 2.0886e-05 | 0 | 0 | 0 | 0 | 0 | 0 |  |  | Patrols - Distribution OverheadWLDFREquipment / facility failureAggregated | WLDFR | HFTD - Distribution - 5QU CoRE ¦ 1QU LoRE | Non-Red Flag Warning - Destructive Fires | Equipment / facility failure | Aggregated | 2024 | 4.6899e-08 | 1707.2967 | 8.007e-05 | 2024 | Control | 0.046366 | 1 | 0 | esc | 0 | 0 | 0 | 0 | 0 | 0 | 3.3784e-07 | 2.455e-09 | 0 | 0 | 0 | 0
[79 empty] | WLDFR | HFTD - Distribution - 5QU CoRE ¦ 1QU LoRE | Non-Red Flag Warning - Destructive Fires | 2025 | 0 | 0 | 0 | 0 | 2.455e-09 | 0 | 8507.4426 | 202.8477 | 8304.5949 | 0 | 0 | 0 | 0 | 0 | 0 | 0 | 3.8155e-07 | 0 | 0 | 0 | 0 | 0 | 0 | 0 | 0 | 0 | 0 | 0 | 0 | 2.0886e-05 | 0 | 2.0886e-05 | 0 | 0 | 0 |  |  | Patrols - Distribution OverheadWLDFREquipment / facility failureAggregated | WLDFR | HFTD - Distribution - 5QU CoRE ¦ 1QU LoRE | Non-Red Flag Warning - Destructive Fires | Equipment / facility failure | Aggregated | 2025 | 4.6899e-08 | 1707.2967 | 8.007e-05 | 2025 | Control | 0.046366 | 1 | 0 | esc | 0 | 0 | 0 | 0 | 0 | 0 | 0 | 0 | 3.3784e-07 | 2.455e-09 | 0 | 0
[79 empty] | WLDFR | HFTD - Distribution - 5QU CoRE ¦ 1QU LoRE | Non-Red Flag Warning - Destructive Fires | 2026 | 0 | 0 | 0 | 0 | 0 | 2.455e-09 | 8507.4426 | 202.8477 | 8304.5949 | 0 | 0 | 0 | 0 | 0 | 0 | 0 | 3.8155e-07 | 0 | 0 | 0 | 0 | 0 | 0 | 0 | 0 | 0 | 0 | 0 | 0 | 0 | 0 | 0 | 2.0886e-05 | 0 | 2.0886e-05 |  |  | Patrols - Distribution OverheadWLDFREquipment / facility failureAggregated | WLDFR | HFTD - Distribution - 5QU CoRE ¦ 1QU LoRE | Non-Red Flag Warning - Destructive Fires | Equipment / facility failure | Aggregated | 2026 | 4.6899e-08 | 1707.2967 | 8.007e-05 | 2026 | Control | 0.046366 | 1 | 0 | esc | 0 | 0 | 0 | 0 | 0 | 0 | 0 | 0 | 0 | 0 | 3.3784e-07 | 2.455e-09
[79 empty] | WLDFR | HFTD - Distribution - 5QU CoRE ¦ 1QU LoRE | Non-Red Flag Warning - Large Fires | 2021 | 2.4449e-07 | 0 | 0 | 0 | 0 | 0 | 5.1078 | 0.69027 | 2.8264 | 1.5911 | 0 | 0 | 0 | 0 | 0 | 0 | 4.7308e-05 | 1.2488e-06 | 0 | 1.2488e-06 | 0 | 0 | 0 | 0 | 0 | 0 | 0 | 0 | 0 | 0 | 0 | 0 | 0 | 0 | 0 |  |  | Patrols - Distribution OverheadWLDFREquipment / facility failureAggregated | WLDFR | HFTD - Distribution - 5QU CoRE ¦ 1QU LoRE | Non-Red Flag Warning - Large Fires | Equipment / facility failure | Aggregated | 2021 | 7.1958e-06 | 1707.2967 | 0.012285 | 2021 | Control | 0.046366 | 1 | 0 | esc | 5.0928e-05 | 2.4449e-07 | 0 | 0 | 0 | 0 | 0 | 0 | 0 | 0 | 0 | 0
[79 empty] | WLDFR | HFTD - Distribution - 5QU CoRE ¦ 1QU LoRE | Non-Red Flag Warning - Large Fires | 2022 | 0 | 2.4265e-07 | 0 | 0 | 0 | 0 | 5.0739 | 0.68415 | 2.8096 | 1.5801 | 0 | 0 | 0 | 0 | 0 | 0 | 4.6122e-05 | 0 | 0 | 0 | 1.2312e-06 | 0 | 1.2312e-06 | 0 | 0 | 0 | 0 | 0 | 0 | 0 | 0 | 0 | 0 | 0 | 0 |  |  | Patrols - Distribution OverheadWLDFREquipment / facility failureAggregated | WLDFR | HFTD - Distribution - 5QU CoRE ¦ 1QU LoRE | Non-Red Flag Warning - Large Fires | Equipment / facility failure | Aggregated | 2022 | 7.0089e-06 | 1707.2967 | 0.011966 | 2022 | Control | 0.046366 | 1 | 0 | esc | 0 | 0 | 5.0544e-05 | 2.4265e-07 | 0 | 0 | 0 | 0 | 0 | 0 | 0 | 0
[79 empty] | WLDFR | HFTD - Distribution - 5QU CoRE ¦ 1QU LoRE | Non-Red Flag Warning - Large Fires | 2023 | 0 | 0 | 3.6648e-07 | 0 | 0 | 0 | 5.1712 | 0.68415 | 2.907 | 1.5801 | 0 | 0 | 0 | 0 | 0 | 0 | 4.6143e-05 | 0 | 0 | 0 | 0 | 0 | 0 | 1.8952e-06 | 0 | 1.8952e-06 | 0 | 0 | 0 | 0 | 0 | 0 | 0 | 0 | 0 |  |  | Patrols - Distribution OverheadWLDFREquipment / facility failureAggregated | WLDFR | HFTD - Distribution - 5QU CoRE ¦ 1QU LoRE | Non-Red Flag Warning - Large Fires | Equipment / facility failure | Aggregated | 2023 | 7.0011e-06 | 1707.2967 | 0.011953 | 2023 | Control | 0.046366 | 1 | 0 | esc | 0 | 0 | 0 | 0 | 5.0433e-05 | 3.6648e-07 | 0 | 0 | 0 | 0 | 0 | 0
[79 empty] | WLDFR | HFTD - Distribution - 5QU CoRE ¦ 1QU LoRE | Non-Red Flag Warning - Large Fires | 2024 | 0 | 0 | 0 | 3.6648e-07 | 0 | 0 | 5.1712 | 0.68415 | 2.907 | 1.5801 | 0 | 0 | 0 | 0 | 0 | 0 | 4.6143e-05 | 0 | 0 | 0 | 0 | 0 | 0 | 0 | 0 | 0 | 1.8952e-06 | 0 | 1.8952e-06 | 0 | 0 | 0 | 0 | 0 | 0 |  |  | Patrols - Distribution OverheadWLDFREquipment / facility failureAggregated | WLDFR | HFTD - Distribution - 5QU CoRE ¦ 1QU LoRE | Non-Red Flag Warning - Large Fires | Equipment / facility failure | Aggregated | 2024 | 7.0011e-06 | 1707.2967 | 0.011953 | 2024 | Control | 0.046366 | 1 | 0 | esc | 0 | 0 | 0 | 0 | 0 | 0 | 5.0433e-05 | 3.6648e-07 | 0 | 0 | 0 | 0
[79 empty] | WLDFR | HFTD - Distribution - 5QU CoRE ¦ 1QU LoRE | Non-Red Flag Warning - Large Fires | 2025 | 0 | 0 | 0 | 0 | 3.6648e-07 | 0 | 5.1712 | 0.68415 | 2.907 | 1.5801 | 0 | 0 | 0 | 0 | 0 | 0 | 4.6143e-05 | 0 | 0 | 0 | 0 | 0 | 0 | 0 | 0 | 0 | 0 | 0 | 0 | 1.8952e-06 | 0 | 1.8952e-06 | 0 | 0 | 0 |  |  | Patrols - Distribution OverheadWLDFREquipment / facility failureAggregated | WLDFR | HFTD - Distribution - 5QU CoRE ¦ 1QU LoRE | Non-Red Flag Warning - Large Fires | Equipment / facility failure | Aggregated | 2025 | 7.0011e-06 | 1707.2967 | 0.011953 | 2025 | Control | 0.046366 | 1 | 0 | esc | 0 | 0 | 0 | 0 | 0 | 0 | 0 | 0 | 5.0433e-05 | 3.6648e-07 | 0 | 0
[79 empty] | WLDFR | HFTD - Distribution - 5QU CoRE ¦ 1QU LoRE | Non-Red Flag Warning - Large Fires | 2026 | 0 | 0 | 0 | 0 | 0 | 3.6648e-07 | 5.1712 | 0.68415 | 2.907 | 1.5801 | 0 | 0 | 0 | 0 | 0 | 0 | 4.6143e-05 | 0 | 0 | 0 | 0 | 0 | 0 | 0 | 0 | 0 | 0 | 0 | 0 | 0 | 0 | 0 | 1.8952e-06 | 0 | 1.8952e-06 |  |  | Patrols - Distribution OverheadWLDFREquipment / facility failureAggregated | WLDFR | HFTD - Distribution - 5QU CoRE ¦ 1QU LoRE | Non-Red Flag Warning - Large Fires | Equipment / facility failure | Aggregated | 2026 | 7.0011e-06 | 1707.2967 | 0.011953 | 2026 | Control | 0.046366 | 1 | 0 | esc | 0 | 0 | 0 | 0 | 0 | 0 | 0 | 0 | 0 | 0 | 5.0433e-05 | 3.6648e-07
[79 empty] | WLDFR | HFTD - Distribution - 5QU CoRE ¦ 1QU LoRE | Non-Red Flag Warning - Small Fires | 2021 | 0.00019886 | 0 | 0 | 0 | 0 | 0 | 0.077861 | 0.036425 | 0.0015416 | 0.039895 | 0 | 0 | 0 | 0 | 0 | 0 | 0.01815 | 1.5483e-05 | 0 | 1.5483e-05 | 0 | 0 | 0 | 0 | 0 | 0 | 0 | 0 | 0 | 0 | 0 | 0 | 0 | 0 | 0 |  |  | Patrols - Distribution OverheadWLDFREquipment / facility failureAggregated | WLDFR | HFTD - Distribution - 5QU CoRE ¦ 1QU LoRE | Non-Red Flag Warning - Small Fires | Equipment / facility failure | Aggregated | 2021 | 0.0058527 | 1707.2967 | 9.9923 | 2021 | Control | 0.046366 | 1 | 0 | esc | 0.041423 | 0.00019886 | 0 | 0 | 0 | 0 | 0 | 0 | 0 | 0 | 0 | 0
[79 empty] | WLDFR | HFTD - Distribution - 5QU CoRE ¦ 1QU LoRE | Non-Red Flag Warning - Small Fires | 2022 | 0 | 0.00019889 | 0 | 0 | 0 | 0 | 0.077861 | 0.036425 | 0.0015416 | 0.039895 | 0 | 0 | 0 | 0 | 0 | 0 | 0.01782 | 0 | 0 | 0 | 1.5486e-05 | 0 | 1.5486e-05 | 0 | 0 | 0 | 0 | 0 | 0 | 0 | 0 | 0 | 0 | 0 | 0 |  |  | Patrols - Distribution OverheadWLDFREquipment / facility failureAggregated | WLDFR | HFTD - Distribution - 5QU CoRE ¦ 1QU LoRE | Non-Red Flag Warning - Small Fires | Equipment / facility failure | Aggregated | 2022 | 0.0057451 | 1707.2967 | 9.8086 | 2022 | Control | 0.046366 | 1 | 0 | esc | 0 | 0 | 0.04143 | 0.00019889 | 0 | 0 | 0 | 0 | 0 | 0 | 0 | 0
[79 empty] | WLDFR | HFTD - Distribution - 5QU CoRE ¦ 1QU LoRE | Non-Red Flag Warning - Small Fires | 2023 | 0 | 0 | 0.00029996 | 0 | 0 | 0 | 0.077901 | 0.036425 | 0.0015809 | 0.039895 | 0 | 0 | 0 | 0 | 0 | 0 | 0.017805 | 0 | 0 | 0 | 0 | 0 | 0 | 2.3367e-05 | 0 | 2.3367e-05 | 0 | 0 | 0 | 0 | 0 | 0 | 0 | 0 | 0 |  |  | Patrols - Distribution OverheadWLDFREquipment / facility failureAggregated | WLDFR | HFTD - Distribution - 5QU CoRE ¦ 1QU LoRE | Non-Red Flag Warning - Small Fires | Equipment / facility failure | Aggregated | 2023 | 0.0057304 | 1707.2967 | 9.7834 | 2023 | Control | 0.046366 | 1 | 0 | esc | 0 | 0 | 0 | 0 | 0.041279 | 0.00029996 | 0 | 0 | 0 | 0 | 0 | 0
[79 empty] | WLDFR | HFTD - Distribution - 5QU CoRE ¦ 1QU LoRE | Non-Red Flag Warning - Small Fires | 2024 | 0 | 0 | 0 | 0.00029996 | 0 | 0 | 0.077901 | 0.036425 | 0.0015809 | 0.039895 | 0 | 0 | 0 | 0 | 0 | 0 | 0.017805 | 0 | 0 | 0 | 0 | 0 | 0 | 0 | 0 | 0 | 2.3367e-05 | 0 | 2.3367e-05 | 0 | 0 | 0 | 0 | 0 | 0 |  |  | Patrols - Distribution OverheadWLDFREquipment / facility failureAggregated | WLDFR | HFTD - Distribution - 5QU CoRE ¦ 1QU LoRE | Non-Red Flag Warning - Small Fires | Equipment / facility failure | Aggregated | 2024 | 0.0057304 | 1707.2967 | 9.7834 | 2024 | Control | 0.046366 | 1 | 0 | esc | 0 | 0 | 0 | 0 | 0 | 0 | 0.041279 | 0.00029996 | 0 | 0 | 0 | 0
[79 empty] | WLDFR | HFTD - Distribution - 5QU CoRE ¦ 1QU LoRE | Non-Red Flag Warning - Small Fires | 2025 | 0 | 0 | 0 | 0 | 0.00029996 | 0 | 0.077901 | 0.036425 | 0.0015809 | 0.039895 | 0 | 0 | 0 | 0 | 0 | 0 | 0.017805 | 0 | 0 | 0 | 0 | 0 | 0 | 0 | 0 | 0 | 0 | 0 | 0 | 2.3367e-05 | 0 | 2.3367e-05 | 0 | 0 | 0 |  |  | Patrols - Distribution OverheadWLDFREquipment / facility failureAggregated | WLDFR | HFTD - Distribution - 5QU CoRE ¦ 1QU LoRE | Non-Red Flag Warning - Small Fires | Equipment / facility failure | Aggregated | 2025 | 0.0057304 | 1707.2967 | 9.7834 | 2025 | Control | 0.046366 | 1 | 0 | esc | 0 | 0 | 0 | 0 | 0 | 0 | 0 | 0 | 0.041279 | 0.00029996 | 0 | 0
[79 empty] | WLDFR | HFTD - Distribution - 5QU CoRE ¦ 1QU LoRE | Non-Red Flag Warning - Small Fires | 2026 | 0 | 0 | 0 | 0 | 0 | 0.00029996 | 0.077901 | 0.036425 | 0.0015809 | 0.039895 | 0 | 0 | 0 | 0 | 0 | 0 | 0.017805 | 0 | 0 | 0 | 0 | 0 | 0 | 0 | 0 | 0 | 0 | 0 | 0 | 0 | 0 | 0 | 2.3367e-05 | 0 | 2.3367e-05 |  |  | Patrols - Distribution OverheadWLDFREquipment / facility failureAggregated | WLDFR | HFTD - Distribution - 5QU CoRE ¦ 1QU LoRE | Non-Red Flag Warning - Small Fires | Equipment / facility failure | Aggregated | 2026 | 0.0057304 | 1707.2967 | 9.7834 | 2026 | Control | 0.046366 | 1 | 0 | esc | 0 | 0 | 0 | 0 | 0 | 0 | 0 | 0 | 0 | 0 | 0.041279 | 0.00029996
[79 empty] | WLDFR | HFTD - Distribution - 5QU CoRE ¦ 1QU LoRE | Red Flag Warning - Catastrophic Fires | 2021 | 7.8612e-08 | 0 | 0 | 0 | 0 | 0 | 13887.861 | 212.4034 | 8426.443 | 5249.0147 | 0 | 0 | 0 | 0 | 0 | 0 | 4.4214e-06 | 0.0010918 | 0 | 0.0010918 | 0 | 0 | 0 | 0 | 0 | 0 | 0 | 0 | 0 | 0 | 0 | 0 | 0 | 0 | 0 |  |  | Patrols - Distribution OverheadWLDFREquipment / facility failureAggregated | WLDFR | HFTD - Distribution - 5QU CoRE ¦ 1QU LoRE | Red Flag Warning - Catastrophic Fires | Equipment / facility failure | Aggregated | 2021 | 2.3137e-06 | 1707.2967 | 0.0039502 | 2021 | Control | 0.046366 | 1 | 0 | esc | 1.6375e-05 | 7.8612e-08 | 0 | 0 | 0 | 0 | 0 | 0 | 0 | 0 | 0 | 0
[79 empty] | WLDFR | HFTD - Distribution - 5QU CoRE ¦ 1QU LoRE | Red Flag Warning - Catastrophic Fires | 2022 | 0 | 7.8041e-08 | 0 | 0 | 0 | 0 | 13650.1655 | 202.8477 | 8286.6934 | 5160.6244 | 0 | 0 | 0 | 0 | 0 | 0 | 4.2887e-06 | 0 | 0 | 0 | 0.0010653 | 0 | 0.0010653 | 0 | 0 | 0 | 0 | 0 | 0 | 0 | 0 | 0 | 0 | 0 | 0 |  |  | Patrols - Distribution OverheadWLDFREquipment / facility failureAggregated | WLDFR | HFTD - Distribution - 5QU CoRE ¦ 1QU LoRE | Red Flag Warning - Catastrophic Fires | Equipment / facility failure | Aggregated | 2022 | 2.2543e-06 | 1707.2967 | 0.0038487 | 2022 | Control | 0.046366 | 1 | 0 | esc | 0 | 0 | 1.6256e-05 | 7.8041e-08 | 0 | 0 | 0 | 0 | 0 | 0 | 0 | 0
[79 empty] | WLDFR | HFTD - Distribution - 5QU CoRE ¦ 1QU LoRE | Red Flag Warning - Catastrophic Fires | 2023 | 0 | 0 | 1.2195e-07 | 0 | 0 | 0 | 13668.067 | 202.8477 | 8304.5949 | 5160.6244 | 0 | 0 | 0 | 0 | 0 | 0 | 4.4454e-06 | 0 | 0 | 0 | 0 | 0 | 0 | 0.0016669 | 0 | 0.0016669 | 0 | 0 | 0 | 0 | 0 | 0 | 0 | 0 | 0 |  |  | Patrols - Distribution OverheadWLDFREquipment / facility failureAggregated | WLDFR | HFTD - Distribution - 5QU CoRE ¦ 1QU LoRE | Red Flag Warning - Catastrophic Fires | Equipment / facility failure | Aggregated | 2023 | 2.3298e-06 | 1707.2967 | 0.0039776 | 2023 | Control | 0.046366 | 1 | 0 | esc | 0 | 0 | 0 | 0 | 1.6783e-05 | 1.2195e-07 | 0 | 0 | 0 | 0 | 0 | 0
[79 empty] | WLDFR | HFTD - Distribution - 5QU CoRE ¦ 1QU LoRE | Red Flag Warning - Catastrophic Fires | 2024 | 0 | 0 | 0 | 1.2195e-07 | 0 | 0 | 13668.067 | 202.8477 | 8304.5949 | 5160.6244 | 0 | 0 | 0 | 0 | 0 | 0 | 4.4454e-06 | 0 | 0 | 0 | 0 | 0 | 0 | 0 | 0 | 0 | 0.0016669 | 0 | 0.0016669 | 0 | 0 | 0 | 0 | 0 | 0 |  |  | Patrols - Distribution OverheadWLDFREquipment / facility failureAggregated | WLDFR | HFTD - Distribution - 5QU CoRE ¦ 1QU LoRE | Red Flag Warning - Catastrophic Fires | Equipment / facility failure | Aggregated | 2024 | 2.3298e-06 | 1707.2967 | 0.0039776 | 2024 | Control | 0.046366 | 1 | 0 | esc | 0 | 0 | 0 | 0 | 0 | 0 | 1.6783e-05 | 1.2195e-07 | 0 | 0 | 0 | 0
[79 empty] | WLDFR | HFTD - Distribution - 5QU CoRE ¦ 1QU LoRE | Red Flag Warning - Catastrophic Fires | 2025 | 0 | 0 | 0 | 0 | 1.2195e-07 | 0 | 13668.067 | 202.8477 | 8304.5949 | 5160.6244 | 0 | 0 | 0 | 0 | 0 | 0 | 4.4454e-06 | 0 | 0 | 0 | 0 | 0 | 0 | 0 | 0 | 0 | 0 | 0 | 0 | 0.0016669 | 0 | 0.0016669 | 0 | 0 | 0 |  |  | Patrols - Distribution OverheadWLDFREquipment / facility failureAggregated | WLDFR | HFTD - Distribution - 5QU CoRE ¦ 1QU LoRE | Red Flag Warning - Catastrophic Fires | Equipment / facility failure | Aggregated | 2025 | 2.3298e-06 | 1707.2967 | 0.0039776 | 2025 | Control | 0.046366 | 1 | 0 | esc | 0 | 0 | 0 | 0 | 0 | 0 | 0 | 0 | 1.6783e-05 | 1.2195e-07 | 0 | 0
[79 empty] | WLDFR | HFTD - Distribution - 5QU CoRE ¦ 1QU LoRE | Red Flag Warning - Catastrophic Fires | 2026 | 0 | 0 | 0 | 0 | 0 | 1.2195e-07 | 13668.067 | 202.8477 | 8304.5949 | 5160.6244 | 0 | 0 | 0 | 0 | 0 | 0 | 4.4454e-06 | 0 | 0 | 0 | 0 | 0 | 0 | 0 | 0 | 0 | 0 | 0 | 0 | 0 | 0 | 0 | 0.0016669 | 0 | 0.0016669 |  |  | Patrols - Distribution OverheadWLDFREquipment / facility failureAggregated | WLDFR | HFTD - Distribution - 5QU CoRE ¦ 1QU LoRE | Red Flag Warning - Catastrophic Fires | Equipment / facility failure | Aggregated | 2026 | 2.3298e-06 | 1707.2967 | 0.0039776 | 2026 | Control | 0.046366 | 1 | 0 | esc | 0 | 0 | 0 | 0 | 0 | 0 | 0 | 0 | 0 | 0 | 1.6783e-05 | 1.2195e-07
[79 empty] | WLDFR | HFTD - Distribution - 5QU CoRE ¦ 1QU LoRE | Red Flag Warning - Destructive Fires | 2021 | 1.8033e-08 | 0 | 0 | 0 | 0 | 0 | 8638.8464 | 212.4034 | 8426.443 | 0 | 0 | 0 | 0 | 0 | 0 | 0 | 8.5885e-07 | 0.00015579 | 0 | 0.00015579 | 0 | 0 | 0 | 0 | 0 | 0 | 0 | 0 | 0 | 0 | 0 | 0 | 0 | 0 | 0 |  |  | Patrols - Distribution OverheadWLDFREquipment / facility failureAggregated | WLDFR | HFTD - Distribution - 5QU CoRE ¦ 1QU LoRE | Red Flag Warning - Destructive Fires | Equipment / facility failure | Aggregated | 2021 | 5.3075e-07 | 1707.2967 | 0.00090614 | 2021 | Control | 0.046366 | 1 | 0 | esc | 3.7564e-06 | 1.8033e-08 | 0 | 0 | 0 | 0 | 0 | 0 | 0 | 0 | 0 | 0
[79 empty] | WLDFR | HFTD - Distribution - 5QU CoRE ¦ 1QU LoRE | Red Flag Warning - Destructive Fires | 2022 | 0 | 1.7903e-08 | 0 | 0 | 0 | 0 | 8489.5411 | 202.8477 | 8286.6934 | 0 | 0 | 0 | 0 | 0 | 0 | 0 | 8.3382e-07 | 0 | 0 | 0 | 0.00015199 | 0 | 0.00015199 | 0 | 0 | 0 | 0 | 0 | 0 | 0 | 0 | 0 | 0 | 0 | 0 |  |  | Patrols - Distribution OverheadWLDFREquipment / facility failureAggregated | WLDFR | HFTD - Distribution - 5QU CoRE ¦ 1QU LoRE | Red Flag Warning - Destructive Fires | Equipment / facility failure | Aggregated | 2022 | 5.1713e-07 | 1707.2967 | 0.00088289 | 2022 | Control | 0.046366 | 1 | 0 | esc | 0 | 0 | 3.7292e-06 | 1.7903e-08 | 0 | 0 | 0 | 0 | 0 | 0 | 0 | 0
[79 empty] | WLDFR | HFTD - Distribution - 5QU CoRE ¦ 1QU LoRE | Red Flag Warning - Destructive Fires | 2023 | 0 | 0 | 2.7976e-08 | 0 | 0 | 0 | 8507.4426 | 202.8477 | 8304.5949 | 0 | 0 | 0 | 0 | 0 | 0 | 0 | 8.6378e-07 | 0 | 0 | 0 | 0 | 0 | 0 | 0.00023801 | 0 | 0.00023801 | 0 | 0 | 0 | 0 | 0 | 0 | 0 | 0 | 0 |  |  | Patrols - Distribution OverheadWLDFREquipment / facility failureAggregated | WLDFR | HFTD - Distribution - 5QU CoRE ¦ 1QU LoRE | Red Flag Warning - Destructive Fires | Equipment / facility failure | Aggregated | 2023 | 5.3444e-07 | 1707.2967 | 0.00091245 | 2023 | Control | 0.046366 | 1 | 0 | esc | 0 | 0 | 0 | 0 | 3.8499e-06 | 2.7976e-08 | 0 | 0 | 0 | 0 | 0 | 0
[79 empty] | WLDFR | HFTD - Distribution - 5QU CoRE ¦ 1QU LoRE | Red Flag Warning - Destructive Fires | 2024 | 0 | 0 | 0 | 2.7976e-08 | 0 | 0 | 8507.4426 | 202.8477 | 8304.5949 | 0 | 0 | 0 | 0 | 0 | 0 | 0 | 8.6378e-07 | 0 | 0 | 0 | 0 | 0 | 0 | 0 | 0 | 0 | 0.00023801 | 0 | 0.00023801 | 0 | 0 | 0 | 0 | 0 | 0 |  |  | Patrols - Distribution OverheadWLDFREquipment / facility failureAggregated | WLDFR | HFTD - Distribution - 5QU CoRE ¦ 1QU LoRE | Red Flag Warning - Destructive Fires | Equipment / facility failure | Aggregated | 2024 | 5.3444e-07 | 1707.2967 | 0.00091245 | 2024 | Control | 0.046366 | 1 | 0 | esc | 0 | 0 | 0 | 0 | 0 | 0 | 3.8499e-06 | 2.7976e-08 | 0 | 0 | 0 | 0
[79 empty] | WLDFR | HFTD - Distribution - 5QU CoRE ¦ 1QU LoRE | Red Flag Warning - Destructive Fires | 2025 | 0 | 0 | 0 | 0 | 2.7976e-08 | 0 | 8507.4426 | 202.8477 | 8304.5949 | 0 | 0 | 0 | 0 | 0 | 0 | 0 | 8.6378e-07 | 0 | 0 | 0 | 0 | 0 | 0 | 0 | 0 | 0 | 0 | 0 | 0 | 0.00023801 | 0 | 0.00023801 | 0 | 0 | 0 |  |  | Patrols - Distribution OverheadWLDFREquipment / facility failureAggregated | WLDFR | HFTD - Distribution - 5QU CoRE ¦ 1QU LoRE | Red Flag Warning - Destructive Fires | Equipment / facility failure | Aggregated | 2025 | 5.3444e-07 | 1707.2967 | 0.00091245 | 2025 | Control | 0.046366 | 1 | 0 | esc | 0 | 0 | 0 | 0 | 0 | 0 | 0 | 0 | 3.8499e-06 | 2.7976e-08 | 0 | 0
[79 empty] | WLDFR | HFTD - Distribution - 5QU CoRE ¦ 1QU LoRE | Red Flag Warning - Destructive Fires | 2026 | 0 | 0 | 0 | 0 | 0 | 2.7976e-08 | 8507.4426 | 202.8477 | 8304.5949 | 0 | 0 | 0 | 0 | 0 | 0 | 0 | 8.6378e-07 | 0 | 0 | 0 | 0 | 0 | 0 | 0 | 0 | 0 | 0 | 0 | 0 | 0 | 0 | 0 | 0.00023801 | 0 | 0.00023801 |  |  | Patrols - Distribution OverheadWLDFREquipment / facility failureAggregated | WLDFR | HFTD - Distribution - 5QU CoRE ¦ 1QU LoRE | Red Flag Warning - Destructive Fires | Equipment / facility failure | Aggregated | 2026 | 5.3444e-07 | 1707.2967 | 0.00091245 | 2026 | Control | 0.046366 | 1 | 0 | esc | 0 | 0 | 0 | 0 | 0 | 0 | 0 | 0 | 0 | 0 | 3.8499e-06 | 2.7976e-08
[79 empty] | WLDFR | HFTD - Distribution - 5QU CoRE ¦ 1QU LoRE | Red Flag Warning - Large Fires | 2021 | 1.7173e-06 | 0 | 0 | 0 | 0 | 0 | 5.1078 | 0.69027 | 2.8264 | 1.5911 | 0 | 0 | 0 | 0 | 0 | 0 | 7.4499e-05 | 8.7716e-06 | 0 | 8.7716e-06 | 0 | 0 | 0 | 0 | 0 | 0 | 0 | 0 | 0 | 0 | 0 | 0 | 0 | 0 | 0 |  |  | Patrols - Distribution OverheadWLDFREquipment / facility failureAggregated | WLDFR | HFTD - Distribution - 5QU CoRE ¦ 1QU LoRE | Red Flag Warning - Large Fires | Equipment / facility failure | Aggregated | 2021 | 5.0544e-05 | 1707.2967 | 0.086293 | 2021 | Control | 0.046366 | 1 | 0 | esc | 0.00035773 | 1.7173e-06 | 0 | 0 | 0 | 0 | 0 | 0 | 0 | 0 | 0 | 0
[79 empty] | WLDFR | HFTD - Distribution - 5QU CoRE ¦ 1QU LoRE | Red Flag Warning - Large Fires | 2022 | 0 | 1.7026e-06 | 0 | 0 | 0 | 0 | 5.0739 | 0.68415 | 2.8096 | 1.5801 | 0 | 0 | 0 | 0 | 0 | 0 | 7.2297e-05 | 0 | 0 | 0 | 8.6388e-06 | 0 | 8.6388e-06 | 0 | 0 | 0 | 0 | 0 | 0 | 0 | 0 | 0 | 0 | 0 | 0 |  |  | Patrols - Distribution OverheadWLDFREquipment / facility failureAggregated | WLDFR | HFTD - Distribution - 5QU CoRE ¦ 1QU LoRE | Red Flag Warning - Large Fires | Equipment / facility failure | Aggregated | 2022 | 4.918e-05 | 1707.2967 | 0.083965 | 2022 | Control | 0.046366 | 1 | 0 | esc | 0 | 0 | 0.00035466 | 1.7026e-06 | 0 | 0 | 0 | 0 | 0 | 0 | 0 | 0
[79 empty] | WLDFR | HFTD - Distribution - 5QU CoRE ¦ 1QU LoRE | Red Flag Warning - Large Fires | 2023 | 0 | 0 | 2.6606e-06 | 0 | 0 | 0 | 5.1712 | 0.68415 | 2.907 | 1.5801 | 0 | 0 | 0 | 0 | 0 | 0 | 7.4866e-05 | 0 | 0 | 0 | 0 | 0 | 0 | 1.3759e-05 | 0 | 1.3759e-05 | 0 | 0 | 0 | 0 | 0 | 0 | 0 | 0 | 0 |  |  | Patrols - Distribution OverheadWLDFREquipment / facility failureAggregated | WLDFR | HFTD - Distribution - 5QU CoRE ¦ 1QU LoRE | Red Flag Warning - Large Fires | Equipment / facility failure | Aggregated | 2023 | 5.0827e-05 | 1707.2967 | 0.086777 | 2023 | Control | 0.046366 | 1 | 0 | esc | 0 | 0 | 0 | 0 | 0.00036614 | 2.6606e-06 | 0 | 0 | 0 | 0 | 0 | 0
[79 empty] | WLDFR | HFTD - Distribution - 5QU CoRE ¦ 1QU LoRE | Red Flag Warning - Large Fires | 2024 | 0 | 0 | 0 | 2.6606e-06 | 0 | 0 | 5.1712 | 0.68415 | 2.907 | 1.5801 | 0 | 0 | 0 | 0 | 0 | 0 | 7.4866e-05 | 0 | 0 | 0 | 0 | 0 | 0 | 0 | 0 | 0 | 1.3759e-05 | 0 | 1.3759e-05 | 0 | 0 | 0 | 0 | 0 | 0 |  |  | Patrols - Distribution OverheadWLDFREquipment / facility failureAggregated | WLDFR | HFTD - Distribution - 5QU CoRE ¦ 1QU LoRE | Red Flag Warning - Large Fires | Equipment / facility failure | Aggregated | 2024 | 5.0827e-05 | 1707.2967 | 0.086777 | 2024 | Control | 0.046366 | 1 | 0 | esc | 0 | 0 | 0 | 0 | 0 | 0 | 0.00036614 | 2.6606e-06 | 0 | 0 | 0 | 0
[79 empty] | WLDFR | HFTD - Distribution - 5QU CoRE ¦ 1QU LoRE | Red Flag Warning - Large Fires | 2025 | 0 | 0 | 0 | 0 | 2.6606e-06 | 0 | 5.1712 | 0.68415 | 2.907 | 1.5801 | 0 | 0 | 0 | 0 | 0 | 0 | 7.4866e-05 | 0 | 0 | 0 | 0 | 0 | 0 | 0 | 0 | 0 | 0 | 0 | 0 | 1.3759e-05 | 0 | 1.3759e-05 | 0 | 0 | 0 |  |  | Patrols - Distribution OverheadWLDFREquipment / facility failureAggregated | WLDFR | HFTD - Distribution - 5QU CoRE ¦ 1QU LoRE | Red Flag Warning - Large Fires | Equipment / facility failure | Aggregated | 2025 | 5.0827e-05 | 1707.2967 | 0.086777 | 2025 | Control | 0.046366 | 1 | 0 | esc | 0 | 0 | 0 | 0 | 0 | 0 | 0 | 0 | 0.00036614 | 2.6606e-06 | 0 | 0
[79 empty] | WLDFR | HFTD - Distribution - 5QU CoRE ¦ 1QU LoRE | Red Flag Warning - Large Fires | 2026 | 0 | 0 | 0 | 0 | 0 | 2.6606e-06 | 5.1712 | 0.68415 | 2.907 | 1.5801 | 0 | 0 | 0 | 0 | 0 | 0 | 7.4866e-05 | 0 | 0 | 0 | 0 | 0 | 0 | 0 | 0 | 0 | 0 | 0 | 0 | 0 | 0 | 0 | 1.3759e-05 | 0 | 1.3759e-05 |  |  | Patrols - Distribution OverheadWLDFREquipment / facility failureAggregated | WLDFR | HFTD - Distribution - 5QU CoRE ¦ 1QU LoRE | Red Flag Warning - Large Fires | Equipment / facility failure | Aggregated | 2026 | 5.0827e-05 | 1707.2967 | 0.086777 | 2026 | Control | 0.046366 | 1 | 0 | esc | 0 | 0 | 0 | 0 | 0 | 0 | 0 | 0 | 0 | 0 | 0.00036614 | 2.6606e-06
[79 empty] | WLDFR | HFTD - Distribution - 5QU CoRE ¦ 1QU LoRE | Red Flag Warning - Small Fires | 2021 | 2.1671e-05 | 0 | 0 | 0 | 0 | 0 | 0.077861 | 0.036425 | 0.0015416 | 0.039895 | 0 | 0 | 0 | 0 | 0 | 0 | 0.0017915 | 1.6874e-06 | 0 | 1.6874e-06 | 0 | 0 | 0 | 0 | 0 | 0 | 0 | 0 | 0 | 0 | 0 | 0 | 0 | 0 | 0 |  |  | Patrols - Distribution OverheadWLDFREquipment / facility failureAggregated | WLDFR | HFTD - Distribution - 5QU CoRE ¦ 1QU LoRE | Red Flag Warning - Small Fires | Equipment / facility failure | Aggregated | 2021 | 0.00063783 | 1707.2967 | 1.089 | 2021 | Control | 0.046366 | 1 | 0 | esc | 0.0045143 | 2.1671e-05 | 0 | 0 | 0 | 0 | 0 | 0 | 0 | 0 | 0 | 0
[79 empty] | WLDFR | HFTD - Distribution - 5QU CoRE ¦ 1QU LoRE | Red Flag Warning - Small Fires | 2022 | 0 | 2.1652e-05 | 0 | 0 | 0 | 0 | 0.077861 | 0.036425 | 0.0015416 | 0.039895 | 0 | 0 | 0 | 0 | 0 | 0 | 0.0017504 | 0 | 0 | 0 | 1.6859e-06 | 0 | 1.6859e-06 | 0 | 0 | 0 | 0 | 0 | 0 | 0 | 0 | 0 | 0 | 0 | 0 |  |  | Patrols - Distribution OverheadWLDFREquipment / facility failureAggregated | WLDFR | HFTD - Distribution - 5QU CoRE ¦ 1QU LoRE | Red Flag Warning - Small Fires | Equipment / facility failure | Aggregated | 2022 | 0.00062544 | 1707.2967 | 1.0678 | 2022 | Control | 0.046366 | 1 | 0 | esc | 0 | 0 | 0.0045103 | 2.1652e-05 | 0 | 0 | 0 | 0 | 0 | 0 | 0 | 0
[79 empty] | WLDFR | HFTD - Distribution - 5QU CoRE ¦ 1QU LoRE | Red Flag Warning - Small Fires | 2023 | 0 | 0 | 3.3787e-05 | 0 | 0 | 0 | 0.077901 | 0.036425 | 0.0015809 | 0.039895 | 0 | 0 | 0 | 0 | 0 | 0 | 0.001812 | 0 | 0 | 0 | 0 | 0 | 0 | 2.632e-06 | 0 | 2.632e-06 | 0 | 0 | 0 | 0 | 0 | 0 | 0 | 0 | 0 |  |  | Patrols - Distribution OverheadWLDFREquipment / facility failureAggregated | WLDFR | HFTD - Distribution - 5QU CoRE ¦ 1QU LoRE | Red Flag Warning - Small Fires | Equipment / facility failure | Aggregated | 2023 | 0.00064544 | 1707.2967 | 1.102 | 2023 | Control | 0.046366 | 1 | 0 | esc | 0 | 0 | 0 | 0 | 0.0046495 | 3.3787e-05 | 0 | 0 | 0 | 0 | 0 | 0
[79 empty] | WLDFR | HFTD - Distribution - 5QU CoRE ¦ 1QU LoRE | Red Flag Warning - Small Fires | 2024 | 0 | 0 | 0 | 3.3787e-05 | 0 | 0 | 0.077901 | 0.036425 | 0.0015809 | 0.039895 | 0 | 0 | 0 | 0 | 0 | 0 | 0.001812 | 0 | 0 | 0 | 0 | 0 | 0 | 0 | 0 | 0 | 2.632e-06 | 0 | 2.632e-06 | 0 | 0 | 0 | 0 | 0 | 0 |  |  | Patrols - Distribution OverheadWLDFREquipment / facility failureAggregated | WLDFR | HFTD - Distribution - 5QU CoRE ¦ 1QU LoRE | Red Flag Warning - Small Fires | Equipment / facility failure | Aggregated | 2024 | 0.00064544 | 1707.2967 | 1.102 | 2024 | Control | 0.046366 | 1 | 0 | esc | 0 | 0 | 0 | 0 | 0 | 0 | 0.0046495 | 3.3787e-05 | 0 | 0 | 0 | 0
[79 empty] | WLDFR | HFTD - Distribution - 5QU CoRE ¦ 1QU LoRE | Red Flag Warning - Small Fires | 2025 | 0 | 0 | 0 | 0 | 3.3787e-05 | 0 | 0.077901 | 0.036425 | 0.0015809 | 0.039895 | 0 | 0 | 0 | 0 | 0 | 0 | 0.001812 | 0 | 0 | 0 | 0 | 0 | 0 | 0 | 0 | 0 | 0 | 0 | 0 | 2.632e-06 | 0 | 2.632e-06 | 0 | 0 | 0 |  |  | Patrols - Distribution OverheadWLDFREquipment / facility failureAggregated | WLDFR | HFTD - Distribution - 5QU CoRE ¦ 1QU LoRE | Red Flag Warning - Small Fires | Equipment / facility failure | Aggregated | 2025 | 0.00064544 | 1707.2967 | 1.102 | 2025 | Control | 0.046366 | 1 | 0 | esc | 0 | 0 | 0 | 0 | 0 | 0 | 0 | 0 | 0.0046495 | 3.3787e-05 | 0 | 0
[79 empty] | WLDFR | HFTD - Distribution - 5QU CoRE ¦ 1QU LoRE | Red Flag Warning - Small Fires | 2026 | 0 | 0 | 0 | 0 | 0 | 3.3787e-05 | 0.077901 | 0.036425 | 0.0015809 | 0.039895 | 0 | 0 | 0 | 0 | 0 | 0 | 0.001812 | 0 | 0 | 0 | 0 | 0 | 0 | 0 | 0 | 0 | 0 | 0 | 0 | 0 | 0 | 0 | 2.632e-06 | 0 | 2.632e-06 |  |  | Patrols - Distribution OverheadWLDFREquipment / facility failureAggregated | WLDFR | HFTD - Distribution - 5QU CoRE ¦ 1QU LoRE | Red Flag Warning - Small Fires | Equipment / facility failure | Aggregated | 2026 | 0.00064544 | 1707.2967 | 1.102 | 2026 | Control | 0.046366 | 1 | 0 | esc | 0 | 0 | 0 | 0 | 0 | 0 | 0 | 0 | 0 | 0 | 0.0046495 | 3.3787e-05
[79 empty] | WLDFR | HFTD - Distribution - 5QU CoRE ¦ 2QU LoRE | Non-Red Flag Warning - Catastrophic Fires | 2021 | 3.8416e-10 | 0 | 0 | 0 | 0 | 0 | 13887.861 | 212.4034 | 8426.443 | 5249.0147 | 0 | 0 | 0 | 0 | 0 | 0 | 7.6518e-08 | 5.3352e-06 | 0 | 5.3352e-06 | 0 | 0 | 0 | 0 | 0 | 0 | 0 | 0 | 0 | 0 | 0 | 0 | 0 | 0 | 0 |  |  | Patrols - Distribution OverheadWLDFREquipment / facility failureAggregated | WLDFR | HFTD - Distribution - 5QU CoRE ¦ 2QU LoRE | Non-Red Flag Warning - Catastrophic Fires | Equipment / facility failure | Aggregated | 2021 | 8.0301e-10 | 1195.2007 | 9.5976e-07 | 2021 | Control | 0.046366 | 1 | 0 | esc | 8.0023e-08 | 3.8416e-10 | 0 | 0 | 0 | 0 | 0 | 0 | 0 | 0 | 0 | 0
[79 empty] | WLDFR | HFTD - Distribution - 5QU CoRE ¦ 2QU LoRE | Non-Red Flag Warning - Catastrophic Fires | 2022 | 0 | 3.8123e-10 | 0 | 0 | 0 | 0 | 13650.1655 | 202.8477 | 8286.6934 | 5160.6244 | 0 | 0 | 0 | 0 | 0 | 0 | 7.487e-08 | 0 | 0 | 0 | 5.2039e-06 | 0 | 5.2039e-06 | 0 | 0 | 0 | 0 | 0 | 0 | 0 | 0 | 0 | 0 | 0 | 0 |  |  | Patrols - Distribution OverheadWLDFREquipment / facility failureAggregated | WLDFR | HFTD - Distribution - 5QU CoRE ¦ 2QU LoRE | Non-Red Flag Warning - Catastrophic Fires | Equipment / facility failure | Aggregated | 2022 | 7.8142e-10 | 1195.2007 | 9.3396e-07 | 2022 | Control | 0.046366 | 1 | 0 | esc | 0 | 0 | 7.9413e-08 | 3.8123e-10 | 0 | 0 | 0 | 0 | 0 | 0 | 0 | 0
[79 empty] | WLDFR | HFTD - Distribution - 5QU CoRE ¦ 2QU LoRE | Non-Red Flag Warning - Catastrophic Fires | 2023 | 0 | 0 | 5.7488e-10 | 0 | 0 | 0 | 13668.067 | 202.8477 | 8304.5949 | 5160.6244 | 0 | 0 | 0 | 0 | 0 | 0 | 7.4942e-08 | 0 | 0 | 0 | 0 | 0 | 0 | 7.8576e-06 | 0 | 7.8576e-06 | 0 | 0 | 0 | 0 | 0 | 0 | 0 | 0 | 0 |  |  | Patrols - Distribution OverheadWLDFREquipment / facility failureAggregated | WLDFR | HFTD - Distribution - 5QU CoRE ¦ 2QU LoRE | Non-Red Flag Warning - Catastrophic Fires | Equipment / facility failure | Aggregated | 2023 | 7.8055e-10 | 1195.2007 | 9.3292e-07 | 2023 | Control | 0.046366 | 1 | 0 | esc | 0 | 0 | 0 | 0 | 7.9112e-08 | 5.7488e-10 | 0 | 0 | 0 | 0 | 0 | 0
[79 empty] | WLDFR | HFTD - Distribution - 5QU CoRE ¦ 2QU LoRE | Non-Red Flag Warning - Catastrophic Fires | 2024 | 0 | 0 | 0 | 5.7488e-10 | 0 | 0 | 13668.067 | 202.8477 | 8304.5949 | 5160.6244 | 0 | 0 | 0 | 0 | 0 | 0 | 7.4942e-08 | 0 | 0 | 0 | 0 | 0 | 0 | 0 | 0 | 0 | 7.8576e-06 | 0 | 7.8576e-06 | 0 | 0 | 0 | 0 | 0 | 0 |  |  | Patrols - Distribution OverheadWLDFREquipment / facility failureAggregated | WLDFR | HFTD - Distribution - 5QU CoRE ¦ 2QU LoRE | Non-Red Flag Warning - Catastrophic Fires | Equipment / facility failure | Aggregated | 2024 | 7.8055e-10 | 1195.2007 | 9.3292e-07 | 2024 | Control | 0.046366 | 1 | 0 | esc | 0 | 0 | 0 | 0 | 0 | 0 | 7.9112e-08 | 5.7488e-10 | 0 | 0 | 0 | 0
[79 empty] | WLDFR | HFTD - Distribution - 5QU CoRE ¦ 2QU LoRE | Non-Red Flag Warning - Catastrophic Fires | 2025 | 0 | 0 | 0 | 0 | 5.7488e-10 | 0 | 13668.067 | 202.8477 | 8304.5949 | 5160.6244 | 0 | 0 | 0 | 0 | 0 | 0 | 7.4942e-08 | 0 | 0 | 0 | 0 | 0 | 0 | 0 | 0 | 0 | 0 | 0 | 0 | 7.8576e-06 | 0 | 7.8576e-06 | 0 | 0 | 0 |  |  | Patrols - Distribution OverheadWLDFREquipment / facility failureAggregated | WLDFR | HFTD - Distribution - 5QU CoRE ¦ 2QU LoRE | Non-Red Flag Warning - Catastrophic Fires | Equipment / facility failure | Aggregated | 2025 | 7.8055e-10 | 1195.2007 | 9.3292e-07 | 2025 | Control | 0.046366 | 1 | 0 | esc | 0 | 0 | 0 | 0 | 0 | 0 | 0 | 0 | 7.9112e-08 | 5.7488e-10 | 0 | 0
[79 empty] | WLDFR | HFTD - Distribution - 5QU CoRE ¦ 2QU LoRE | Non-Red Flag Warning - Catastrophic Fires | 2026 | 0 | 0 | 0 | 0 | 0 | 5.7488e-10 | 13668.067 | 202.8477 | 8304.5949 | 5160.6244 | 0 | 0 | 0 | 0 | 0 | 0 | 7.4942e-08 | 0 | 0 | 0 | 0 | 0 | 0 | 0 | 0 | 0 | 0 | 0 | 0 | 0 | 0 | 0 | 7.8576e-06 | 0 | 7.8576e-06 |  |  | Patrols - Distribution OverheadWLDFREquipment / facility failureAggregated | WLDFR | HFTD - Distribution - 5QU CoRE ¦ 2QU LoRE | Non-Red Flag Warning - Catastrophic Fires | Equipment / facility failure | Aggregated | 2026 | 7.8055e-10 | 1195.2007 | 9.3292e-07 | 2026 | Control | 0.046366 | 1 | 0 | esc | 0 | 0 | 0 | 0 | 0 | 0 | 0 | 0 | 0 | 0 | 7.9112e-08 | 5.7488e-10
[79 empty] | WLDFR | HFTD - Distribution - 5QU CoRE ¦ 2QU LoRE | Non-Red Flag Warning - Destructive Fires | 2021 | 1.7275e-09 | 0 | 0 | 0 | 0 | 0 | 8638.8464 | 212.4034 | 8426.443 | 0 | 0 | 0 | 0 | 0 | 0 | 0 | 1.1446e-07 | 1.4924e-05 | 0 | 1.4924e-05 | 0 | 0 | 0 | 0 | 0 | 0 | 0 | 0 | 0 | 0 | 0 | 0 | 0 | 0 | 0 |  |  | Patrols - Distribution OverheadWLDFREquipment / facility failureAggregated | WLDFR | HFTD - Distribution - 5QU CoRE ¦ 2QU LoRE | Non-Red Flag Warning - Destructive Fires | Equipment / facility failure | Aggregated | 2021 | 3.611e-09 | 1195.2007 | 4.3158e-06 | 2021 | Control | 0.046366 | 1 | 0 | esc | 3.5985e-07 | 1.7275e-09 | 0 | 0 | 0 | 0 | 0 | 0 | 0 | 0 | 0 | 0
[79 empty] | WLDFR | HFTD - Distribution - 5QU CoRE ¦ 2QU LoRE | Non-Red Flag Warning - Destructive Fires | 2022 | 0 | 1.7145e-09 | 0 | 0 | 0 | 0 | 8489.5411 | 202.8477 | 8286.6934 | 0 | 0 | 0 | 0 | 0 | 0 | 0 | 1.1152e-07 | 0 | 0 | 0 | 1.4555e-05 | 0 | 1.4555e-05 | 0 | 0 | 0 | 0 | 0 | 0 | 0 | 0 | 0 | 0 | 0 | 0 |  |  | Patrols - Distribution OverheadWLDFREquipment / facility failureAggregated | WLDFR | HFTD - Distribution - 5QU CoRE ¦ 2QU LoRE | Non-Red Flag Warning - Destructive Fires | Equipment / facility failure | Aggregated | 2022 | 3.5143e-09 | 1195.2007 | 4.2002e-06 | 2022 | Control | 0.046366 | 1 | 0 | esc | 0 | 0 | 3.5714e-07 | 1.7145e-09 | 0 | 0 | 0 | 0 | 0 | 0 | 0 | 0
[79 empty] | WLDFR | HFTD - Distribution - 5QU CoRE ¦ 2QU LoRE | Non-Red Flag Warning - Destructive Fires | 2023 | 0 | 0 | 2.5854e-09 | 0 | 0 | 0 | 8507.4426 | 202.8477 | 8304.5949 | 0 | 0 | 0 | 0 | 0 | 0 | 0 | 1.1186e-07 | 0 | 0 | 0 | 0 | 0 | 0 | 2.1995e-05 | 0 | 2.1995e-05 | 0 | 0 | 0 | 0 | 0 | 0 | 0 | 0 | 0 |  |  | Patrols - Distribution OverheadWLDFREquipment / facility failureAggregated | WLDFR | HFTD - Distribution - 5QU CoRE ¦ 2QU LoRE | Non-Red Flag Warning - Destructive Fires | Equipment / facility failure | Aggregated | 2023 | 3.5103e-09 | 1195.2007 | 4.1956e-06 | 2023 | Control | 0.046366 | 1 | 0 | esc | 0 | 0 | 0 | 0 | 3.5578e-07 | 2.5854e-09 | 0 | 0 | 0 | 0 | 0 | 0
[79 empty] | WLDFR | HFTD - Distribution - 5QU CoRE ¦ 2QU LoRE | Non-Red Flag Warning - Destructive Fires | 2024 | 0 | 0 | 0 | 2.5854e-09 | 0 | 0 | 8507.4426 | 202.8477 | 8304.5949 | 0 | 0 | 0 | 0 | 0 | 0 | 0 | 1.1186e-07 | 0 | 0 | 0 | 0 | 0 | 0 | 0 | 0 | 0 | 2.1995e-05 | 0 | 2.1995e-05 | 0 | 0 | 0 | 0 | 0 | 0 |  |  | Patrols - Distribution OverheadWLDFREquipment / facility failureAggregated | WLDFR | HFTD - Distribution - 5QU CoRE ¦ 2QU LoRE | Non-Red Flag Warning - Destructive Fires | Equipment / facility failure | Aggregated | 2024 | 3.5103e-09 | 1195.2007 | 4.1956e-06 | 2024 | Control | 0.046366 | 1 | 0 | esc | 0 | 0 | 0 | 0 | 0 | 0 | 3.5578e-07 | 2.5854e-09 | 0 | 0 | 0 | 0
[79 empty] | WLDFR | HFTD - Distribution - 5QU CoRE ¦ 2QU LoRE | Non-Red Flag Warning - Destructive Fires | 2025 | 0 | 0 | 0 | 0 | 2.5854e-09 | 0 | 8507.4426 | 202.8477 | 8304.5949 | 0 | 0 | 0 | 0 | 0 | 0 | 0 | 1.1186e-07 | 0 | 0 | 0 | 0 | 0 | 0 | 0 | 0 | 0 | 0 | 0 | 0 | 2.1995e-05 | 0 | 2.1995e-05 | 0 | 0 | 0 |  |  | Patrols - Distribution OverheadWLDFREquipment / facility failureAggregated | WLDFR | HFTD - Distribution - 5QU CoRE ¦ 2QU LoRE | Non-Red Flag Warning - Destructive Fires | Equipment / facility failure | Aggregated | 2025 | 3.5103e-09 | 1195.2007 | 4.1956e-06 | 2025 | Control | 0.046366 | 1 | 0 | esc | 0 | 0 | 0 | 0 | 0 | 0 | 0 | 0 | 3.5578e-07 | 2.5854e-09 | 0 | 0
[79 empty] | WLDFR | HFTD - Distribution - 5QU CoRE ¦ 2QU LoRE | Non-Red Flag Warning - Destructive Fires | 2026 | 0 | 0 | 0 | 0 | 0 | 2.5854e-09 | 8507.4426 | 202.8477 | 8304.5949 | 0 | 0 | 0 | 0 | 0 | 0 | 0 | 1.1186e-07 | 0 | 0 | 0 | 0 | 0 | 0 | 0 | 0 | 0 | 0 | 0 | 0 | 0 | 0 | 0 | 2.1995e-05 | 0 | 2.1995e-05 |  |  | Patrols - Distribution OverheadWLDFREquipment / facility failureAggregated | WLDFR | HFTD - Distribution - 5QU CoRE ¦ 2QU LoRE | Non-Red Flag Warning - Destructive Fires | Equipment / facility failure | Aggregated | 2026 | 3.5103e-09 | 1195.2007 | 4.1956e-06 | 2026 | Control | 0.046366 | 1 | 0 | esc | 0 | 0 | 0 | 0 | 0 | 0 | 0 | 0 | 0 | 0 | 3.5578e-07 | 2.5854e-09
[79 empty] | WLDFR | HFTD - Distribution - 5QU CoRE ¦ 2QU LoRE | Non-Red Flag Warning - Large Fires | 2021 | 2.3615e-07 | 0 | 0 | 0 | 0 | 0 | 5.1078 | 0.69027 | 2.8264 | 1.5911 | 0 | 0 | 0 | 0 | 0 | 0 | 1.1436e-05 | 1.2062e-06 | 0 | 1.2062e-06 | 0 | 0 | 0 | 0 | 0 | 0 | 0 | 0 | 0 | 0 | 0 | 0 | 0 | 0 | 0 |  |  | Patrols - Distribution OverheadWLDFREquipment / facility failureAggregated | WLDFR | HFTD - Distribution - 5QU CoRE ¦ 2QU LoRE | Non-Red Flag Warning - Large Fires | Equipment / facility failure | Aggregated | 2021 | 4.9361e-07 | 1195.2007 | 0.00058997 | 2021 | Control | 0.046366 | 1 | 0 | esc | 4.9191e-05 | 2.3615e-07 | 0 | 0 | 0 | 0 | 0 | 0 | 0 | 0 | 0 | 0
[79 empty] | WLDFR | HFTD - Distribution - 5QU CoRE ¦ 2QU LoRE | Non-Red Flag Warning - Large Fires | 2022 | 0 | 2.3434e-07 | 0 | 0 | 0 | 0 | 5.0739 | 0.68415 | 2.8096 | 1.5801 | 0 | 0 | 0 | 0 | 0 | 0 | 1.1129e-05 | 0 | 0 | 0 | 1.189e-06 | 0 | 1.189e-06 | 0 | 0 | 0 | 0 | 0 | 0 | 0 | 0 | 0 | 0 | 0 | 0 |  |  | Patrols - Distribution OverheadWLDFREquipment / facility failureAggregated | WLDFR | HFTD - Distribution - 5QU CoRE ¦ 2QU LoRE | Non-Red Flag Warning - Large Fires | Equipment / facility failure | Aggregated | 2022 | 4.8033e-07 | 1195.2007 | 0.0005741 | 2022 | Control | 0.046366 | 1 | 0 | esc | 0 | 0 | 4.8814e-05 | 2.3434e-07 | 0 | 0 | 0 | 0 | 0 | 0 | 0 | 0
[79 empty] | WLDFR | HFTD - Distribution - 5QU CoRE ¦ 2QU LoRE | Non-Red Flag Warning - Large Fires | 2023 | 0 | 0 | 3.5338e-07 | 0 | 0 | 0 | 5.1712 | 0.68415 | 2.907 | 1.5801 | 0 | 0 | 0 | 0 | 0 | 0 | 1.1169e-05 | 0 | 0 | 0 | 0 | 0 | 0 | 1.8274e-06 | 0 | 1.8274e-06 | 0 | 0 | 0 | 0 | 0 | 0 | 0 | 0 | 0 |  |  | Patrols - Distribution OverheadWLDFREquipment / facility failureAggregated | WLDFR | HFTD - Distribution - 5QU CoRE ¦ 2QU LoRE | Non-Red Flag Warning - Large Fires | Equipment / facility failure | Aggregated | 2023 | 4.798e-07 | 1195.2007 | 0.00057346 | 2023 | Control | 0.046366 | 1 | 0 | esc | 0 | 0 | 0 | 0 | 4.8629e-05 | 3.5338e-07 | 0 | 0 | 0 | 0 | 0 | 0
[79 empty] | WLDFR | HFTD - Distribution - 5QU CoRE ¦ 2QU LoRE | Non-Red Flag Warning - Large Fires | 2024 | 0 | 0 | 0 | 3.5338e-07 | 0 | 0 | 5.1712 | 0.68415 | 2.907 | 1.5801 | 0 | 0 | 0 | 0 | 0 | 0 | 1.1169e-05 | 0 | 0 | 0 | 0 | 0 | 0 | 0 | 0 | 0 | 1.8274e-06 | 0 | 1.8274e-06 | 0 | 0 | 0 | 0 | 0 | 0 |  |  | Patrols - Distribution OverheadWLDFREquipment / facility failureAggregated | WLDFR | HFTD - Distribution - 5QU CoRE ¦ 2QU LoRE | Non-Red Flag Warning - Large Fires | Equipment / facility failure | Aggregated | 2024 | 4.798e-07 | 1195.2007 | 0.00057346 | 2024 | Control | 0.046366 | 1 | 0 | esc | 0 | 0 | 0 | 0 | 0 | 0 | 4.8629e-05 | 3.5338e-07 | 0 | 0 | 0 | 0
[79 empty] | WLDFR | HFTD - Distribution - 5QU CoRE ¦ 2QU LoRE | Non-Red Flag Warning - Large Fires | 2025 | 0 | 0 | 0 | 0 | 3.5338e-07 | 0 | 5.1712 | 0.68415 | 2.907 | 1.5801 | 0 | 0 | 0 | 0 | 0 | 0 | 1.1169e-05 | 0 | 0 | 0 | 0 | 0 | 0 | 0 | 0 | 0 | 0 | 0 | 0 | 1.8274e-06 | 0 | 1.8274e-06 | 0 | 0 | 0 |  |  | Patrols - Distribution OverheadWLDFREquipment / facility failureAggregated | WLDFR | HFTD - Distribution - 5QU CoRE ¦ 2QU LoRE | Non-Red Flag Warning - Large Fires | Equipment / facility failure | Aggregated | 2025 | 4.798e-07 | 1195.2007 | 0.00057346 | 2025 | Control | 0.046366 | 1 | 0 | esc | 0 | 0 | 0 | 0 | 0 | 0 | 0 | 0 | 4.8629e-05 | 3.5338e-07 | 0 | 0
[79 empty] | WLDFR | HFTD - Distribution - 5QU CoRE ¦ 2QU LoRE | Non-Red Flag Warning - Large Fires | 2026 | 0 | 0 | 0 | 0 | 0 | 3.5338e-07 | 5.1712 | 0.68415 | 2.907 | 1.5801 | 0 | 0 | 0 | 0 | 0 | 0 | 1.1169e-05 | 0 | 0 | 0 | 0 | 0 | 0 | 0 | 0 | 0 | 0 | 0 | 0 | 0 | 0 | 0 | 1.8274e-06 | 0 | 1.8274e-06 |  |  | Patrols - Distribution OverheadWLDFREquipment / facility failureAggregated | WLDFR | HFTD - Distribution - 5QU CoRE ¦ 2QU LoRE | Non-Red Flag Warning - Large Fires | Equipment / facility failure | Aggregated | 2026 | 4.798e-07 | 1195.2007 | 0.00057346 | 2026 | Control | 0.046366 | 1 | 0 | esc | 0 | 0 | 0 | 0 | 0 | 0 | 0 | 0 | 0 | 0 | 4.8629e-05 | 3.5338e-07
[79 empty] | WLDFR | HFTD - Distribution - 5QU CoRE ¦ 2QU LoRE | Non-Red Flag Warning - Small Fires | 2021 | 0.00018861 | 0 | 0 | 0 | 0 | 0 | 0.077861 | 0.036425 | 0.0015416 | 0.039895 | 0 | 0 | 0 | 0 | 0 | 0 | 0.0044594 | 1.4686e-05 | 0 | 1.4686e-05 | 0 | 0 | 0 | 0 | 0 | 0 | 0 | 0 | 0 | 0 | 0 | 0 | 0 | 0 | 0 |  |  | Patrols - Distribution OverheadWLDFREquipment / facility failureAggregated | WLDFR | HFTD - Distribution - 5QU CoRE ¦ 2QU LoRE | Non-Red Flag Warning - Small Fires | Equipment / facility failure | Aggregated | 2021 | 0.00039425 | 1195.2007 | 0.47121 | 2021 | Control | 0.046366 | 1 | 0 | esc | 0.039289 | 0.00018861 | 0 | 0 | 0 | 0 | 0 | 0 | 0 | 0 | 0 | 0
[79 empty] | WLDFR | HFTD - Distribution - 5QU CoRE ¦ 2QU LoRE | Non-Red Flag Warning - Small Fires | 2022 | 0 | 0.00018862 | 0 | 0 | 0 | 0 | 0.077861 | 0.036425 | 0.0015416 | 0.039895 | 0 | 0 | 0 | 0 | 0 | 0 | 0.0043689 | 0 | 0 | 0 | 1.4686e-05 | 0 | 1.4686e-05 | 0 | 0 | 0 | 0 | 0 | 0 | 0 | 0 | 0 | 0 | 0 | 0 |  |  | Patrols - Distribution OverheadWLDFREquipment / facility failureAggregated | WLDFR | HFTD - Distribution - 5QU CoRE ¦ 2QU LoRE | Non-Red Flag Warning - Small Fires | Equipment / facility failure | Aggregated | 2022 | 0.00038662 | 1195.2007 | 0.46209 | 2022 | Control | 0.046366 | 1 | 0 | esc | 0 | 0 | 0.039291 | 0.00018862 | 0 | 0 | 0 | 0 | 0 | 0 | 0 | 0
[79 empty] | WLDFR | HFTD - Distribution - 5QU CoRE ¦ 2QU LoRE | Non-Red Flag Warning - Small Fires | 2023 | 0 | 0 | 0.00028402 | 0 | 0 | 0 | 0.077901 | 0.036425 | 0.0015809 | 0.039895 | 0 | 0 | 0 | 0 | 0 | 0 | 0.0043795 | 0 | 0 | 0 | 0 | 0 | 0 | 2.2125e-05 | 0 | 2.2125e-05 | 0 | 0 | 0 | 0 | 0 | 0 | 0 | 0 | 0 |  |  | Patrols - Distribution OverheadWLDFREquipment / facility failureAggregated | WLDFR | HFTD - Distribution - 5QU CoRE ¦ 2QU LoRE | Non-Red Flag Warning - Small Fires | Equipment / facility failure | Aggregated | 2023 | 0.00038563 | 1195.2007 | 0.46091 | 2023 | Control | 0.046366 | 1 | 0 | esc | 0 | 0 | 0 | 0 | 0.039085 | 0.00028402 | 0 | 0 | 0 | 0 | 0 | 0
[79 empty] | WLDFR | HFTD - Distribution - 5QU CoRE ¦ 2QU LoRE | Non-Red Flag Warning - Small Fires | 2024 | 0 | 0 | 0 | 0.00028402 | 0 | 0 | 0.077901 | 0.036425 | 0.0015809 | 0.039895 | 0 | 0 | 0 | 0 | 0 | 0 | 0.0043795 | 0 | 0 | 0 | 0 | 0 | 0 | 0 | 0 | 0 | 2.2125e-05 | 0 | 2.2125e-05 | 0 | 0 | 0 | 0 | 0 | 0 |  |  | Patrols - Distribution OverheadWLDFREquipment / facility failureAggregated | WLDFR | HFTD - Distribution - 5QU CoRE ¦ 2QU LoRE | Non-Red Flag Warning - Small Fires | Equipment / facility failure | Aggregated | 2024 | 0.00038563 | 1195.2007 | 0.46091 | 2024 | Control | 0.046366 | 1 | 0 | esc | 0 | 0 | 0 | 0 | 0 | 0 | 0.039085 | 0.00028402 | 0 | 0 | 0 | 0
[79 empty] | WLDFR | HFTD - Distribution - 5QU CoRE ¦ 2QU LoRE | Non-Red Flag Warning - Small Fires | 2025 | 0 | 0 | 0 | 0 | 0.00028402 | 0 | 0.077901 | 0.036425 | 0.0015809 | 0.039895 | 0 | 0 | 0 | 0 | 0 | 0 | 0.0043795 | 0 | 0 | 0 | 0 | 0 | 0 | 0 | 0 | 0 | 0 | 0 | 0 | 2.2125e-05 | 0 | 2.2125e-05 | 0 | 0 | 0 |  |  | Patrols - Distribution OverheadWLDFREquipment / facility failureAggregated | WLDFR | HFTD - Distribution - 5QU CoRE ¦ 2QU LoRE | Non-Red Flag Warning - Small Fires | Equipment / facility failure | Aggregated | 2025 | 0.00038563 | 1195.2007 | 0.46091 | 2025 | Control | 0.046366 | 1 | 0 | esc | 0 | 0 | 0 | 0 | 0 | 0 | 0 | 0 | 0.039085 | 0.00028402 | 0 | 0
[79 empty] | WLDFR | HFTD - Distribution - 5QU CoRE ¦ 2QU LoRE | Non-Red Flag Warning - Small Fires | 2026 | 0 | 0 | 0 | 0 | 0 | 0.00028402 | 0.077901 | 0.036425 | 0.0015809 | 0.039895 | 0 | 0 | 0 | 0 | 0 | 0 | 0.0043795 | 0 | 0 | 0 | 0 | 0 | 0 | 0 | 0 | 0 | 0 | 0 | 0 | 0 | 0 | 0 | 2.2125e-05 | 0 | 2.2125e-05 |  |  | Patrols - Distribution OverheadWLDFREquipment / facility failureAggregated | WLDFR | HFTD - Distribution - 5QU CoRE ¦ 2QU LoRE | Non-Red Flag Warning - Small Fires | Equipment / facility failure | Aggregated | 2026 | 0.00038563 | 1195.2007 | 0.46091 | 2026 | Control | 0.046366 | 1 | 0 | esc | 0 | 0 | 0 | 0 | 0 | 0 | 0 | 0 | 0 | 0 | 0.039085 | 0.00028402
[79 empty] | WLDFR | HFTD - Distribution - 5QU CoRE ¦ 2QU LoRE | Red Flag Warning - Catastrophic Fires | 2021 | 1.4463e-07 | 0 | 0 | 0 | 0 | 0 | 13887.861 | 212.4034 | 8426.443 | 5249.0147 | 0 | 0 | 0 | 0 | 0 | 0 | 2.171e-06 | 0.0020087 | 0 | 0.0020087 | 0 | 0 | 0 | 0 | 0 | 0 | 0 | 0 | 0 | 0 | 0 | 0 | 0 | 0 | 0 |  |  | Patrols - Distribution OverheadWLDFREquipment / facility failureAggregated | WLDFR | HFTD - Distribution - 5QU CoRE ¦ 2QU LoRE | Red Flag Warning - Catastrophic Fires | Equipment / facility failure | Aggregated | 2021 | 3.0233e-07 | 1195.2007 | 0.00036134 | 2021 | Control | 0.046366 | 1 | 0 | esc | 3.0128e-05 | 1.4463e-07 | 0 | 0 | 0 | 0 | 0 | 0 | 0 | 0 | 0 | 0
[79 empty] | WLDFR | HFTD - Distribution - 5QU CoRE ¦ 2QU LoRE | Red Flag Warning - Catastrophic Fires | 2022 | 0 | 1.4359e-07 | 0 | 0 | 0 | 0 | 13650.1655 | 202.8477 | 8286.6934 | 5160.6244 | 0 | 0 | 0 | 0 | 0 | 0 | 2.0969e-06 | 0 | 0 | 0 | 0.00196 | 0 | 0.00196 | 0 | 0 | 0 | 0 | 0 | 0 | 0 | 0 | 0 | 0 | 0 | 0 |  |  | Patrols - Distribution OverheadWLDFREquipment / facility failureAggregated | WLDFR | HFTD - Distribution - 5QU CoRE ¦ 2QU LoRE | Red Flag Warning - Catastrophic Fires | Equipment / facility failure | Aggregated | 2022 | 2.9432e-07 | 1195.2007 | 0.00035177 | 2022 | Control | 0.046366 | 1 | 0 | esc | 0 | 0 | 2.9911e-05 | 1.4359e-07 | 0 | 0 | 0 | 0 | 0 | 0 | 0 | 0
[79 empty] | WLDFR | HFTD - Distribution - 5QU CoRE ¦ 2QU LoRE | Red Flag Warning - Catastrophic Fires | 2023 | 0 | 0 | 2.2403e-07 | 0 | 0 | 0 | 13668.067 | 202.8477 | 8304.5949 | 5160.6244 | 0 | 0 | 0 | 0 | 0 | 0 | 2.1787e-06 | 0 | 0 | 0 | 0 | 0 | 0 | 0.0030621 | 0 | 0.0030621 | 0 | 0 | 0 | 0 | 0 | 0 | 0 | 0 | 0 |  |  | Patrols - Distribution OverheadWLDFREquipment / facility failureAggregated | WLDFR | HFTD - Distribution - 5QU CoRE ¦ 2QU LoRE | Red Flag Warning - Catastrophic Fires | Equipment / facility failure | Aggregated | 2023 | 3.0418e-07 | 1195.2007 | 0.00036356 | 2023 | Control | 0.046366 | 1 | 0 | esc | 0 | 0 | 0 | 0 | 3.0829e-05 | 2.2403e-07 | 0 | 0 | 0 | 0 | 0 | 0
[79 empty] | WLDFR | HFTD - Distribution - 5QU CoRE ¦ 2QU LoRE | Red Flag Warning - Catastrophic Fires | 2024 | 0 | 0 | 0 | 2.2403e-07 | 0 | 0 | 13668.067 | 202.8477 | 8304.5949 | 5160.6244 | 0 | 0 | 0 | 0 | 0 | 0 | 2.1787e-06 | 0 | 0 | 0 | 0 | 0 | 0 | 0 | 0 | 0 | 0.0030621 | 0 | 0.0030621 | 0 | 0 | 0 | 0 | 0 | 0 |  |  | Patrols - Distribution OverheadWLDFREquipment / facility failureAggregated | WLDFR | HFTD - Distribution - 5QU CoRE ¦ 2QU LoRE | Red Flag Warning - Catastrophic Fires | Equipment / facility failure | Aggregated | 2024 | 3.0418e-07 | 1195.2007 | 0.00036356 | 2024 | Control | 0.046366 | 1 | 0 | esc | 0 | 0 | 0 | 0 | 0 | 0 | 3.0829e-05 | 2.2403e-07 | 0 | 0 | 0 | 0
[79 empty] | WLDFR | HFTD - Distribution - 5QU CoRE ¦ 2QU LoRE | Red Flag Warning - Catastrophic Fires | 2025 | 0 | 0 | 0 | 0 | 2.2403e-07 | 0 | 13668.067 | 202.8477 | 8304.5949 | 5160.6244 | 0 | 0 | 0 | 0 | 0 | 0 | 2.1787e-06 | 0 | 0 | 0 | 0 | 0 | 0 | 0 | 0 | 0 | 0 | 0 | 0 | 0.0030621 | 0 | 0.0030621 | 0 | 0 | 0 |  |  | Patrols - Distribution OverheadWLDFREquipment / facility failureAggregated | WLDFR | HFTD - Distribution - 5QU CoRE ¦ 2QU LoRE | Red Flag Warning - Catastrophic Fires | Equipment / facility failure | Aggregated | 2025 | 3.0418e-07 | 1195.2007 | 0.00036356 | 2025 | Control | 0.046366 | 1 | 0 | esc | 0 | 0 | 0 | 0 | 0 | 0 | 0 | 0 | 3.0829e-05 | 2.2403e-07 | 0 | 0
[79 empty] | WLDFR | HFTD - Distribution - 5QU CoRE ¦ 2QU LoRE | Red Flag Warning - Catastrophic Fires | 2026 | 0 | 0 | 0 | 0 | 0 | 2.2403e-07 | 13668.067 | 202.8477 | 8304.5949 | 5160.6244 | 0 | 0 | 0 | 0 | 0 | 0 | 2.1787e-06 | 0 | 0 | 0 | 0 | 0 | 0 | 0 | 0 | 0 | 0 | 0 | 0 | 0 | 0 | 0 | 0.0030621 | 0 | 0.0030621 |  |  | Patrols - Distribution OverheadWLDFREquipment / facility failureAggregated | WLDFR | HFTD - Distribution - 5QU CoRE ¦ 2QU LoRE | Red Flag Warning - Catastrophic Fires | Equipment / facility failure | Aggregated | 2026 | 3.0418e-07 | 1195.2007 | 0.00036356 | 2026 | Control | 0.046366 | 1 | 0 | esc | 0 | 0 | 0 | 0 | 0 | 0 | 0 | 0 | 0 | 0 | 3.0829e-05 | 2.2403e-07
[79 empty] | WLDFR | HFTD - Distribution - 5QU CoRE ¦ 2QU LoRE | Red Flag Warning - Destructive Fires | 2021 | 3.3401e-08 | 0 | 0 | 0 | 0 | 0 | 8638.8464 | 212.4034 | 8426.443 | 0 | 0 | 0 | 0 | 0 | 0 | 0 | 3.5266e-07 | 0.00028855 | 0 | 0.00028855 | 0 | 0 | 0 | 0 | 0 | 0 | 0 | 0 | 0 | 0 | 0 | 0 | 0 | 0 | 0 |  |  | Patrols - Distribution OverheadWLDFREquipment / facility failureAggregated | WLDFR | HFTD - Distribution - 5QU CoRE ¦ 2QU LoRE | Red Flag Warning - Destructive Fires | Equipment / facility failure | Aggregated | 2021 | 6.9817e-08 | 1195.2007 | 8.3446e-05 | 2021 | Control | 0.046366 | 1 | 0 | esc | 6.9576e-06 | 3.3401e-08 | 0 | 0 | 0 | 0 | 0 | 0 | 0 | 0 | 0 | 0
[79 empty] | WLDFR | HFTD - Distribution - 5QU CoRE ¦ 2QU LoRE | Red Flag Warning - Destructive Fires | 2022 | 0 | 3.3162e-08 | 0 | 0 | 0 | 0 | 8489.5411 | 202.8477 | 8286.6934 | 0 | 0 | 0 | 0 | 0 | 0 | 0 | 3.4082e-07 | 0 | 0 | 0 | 0.00028153 | 0 | 0.00028153 | 0 | 0 | 0 | 0 | 0 | 0 | 0 | 0 | 0 | 0 | 0 | 0 |  |  | Patrols - Distribution OverheadWLDFREquipment / facility failureAggregated | WLDFR | HFTD - Distribution - 5QU CoRE ¦ 2QU LoRE | Red Flag Warning - Destructive Fires | Equipment / facility failure | Aggregated | 2022 | 6.7974e-08 | 1195.2007 | 8.1242e-05 | 2022 | Control | 0.046366 | 1 | 0 | esc | 0 | 0 | 6.9079e-06 | 3.3162e-08 | 0 | 0 | 0 | 0 | 0 | 0 | 0 | 0
[79 empty] | WLDFR | HFTD - Distribution - 5QU CoRE ¦ 2QU LoRE | Red Flag Warning - Destructive Fires | 2023 | 0 | 0 | 5.174e-08 | 0 | 0 | 0 | 8507.4426 | 202.8477 | 8304.5949 | 0 | 0 | 0 | 0 | 0 | 0 | 0 | 3.5398e-07 | 0 | 0 | 0 | 0 | 0 | 0 | 0.00044017 | 0 | 0.00044017 | 0 | 0 | 0 | 0 | 0 | 0 | 0 | 0 | 0 |  |  | Patrols - Distribution OverheadWLDFREquipment / facility failureAggregated | WLDFR | HFTD - Distribution - 5QU CoRE ¦ 2QU LoRE | Red Flag Warning - Destructive Fires | Equipment / facility failure | Aggregated | 2023 | 7.025e-08 | 1195.2007 | 8.3963e-05 | 2023 | Control | 0.046366 | 1 | 0 | esc | 0 | 0 | 0 | 0 | 7.1201e-06 | 5.174e-08 | 0 | 0 | 0 | 0 | 0 | 0
[79 empty] | WLDFR | HFTD - Distribution - 5QU CoRE ¦ 2QU LoRE | Red Flag Warning - Destructive Fires | 2024 | 0 | 0 | 0 | 5.174e-08 | 0 | 0 | 8507.4426 | 202.8477 | 8304.5949 | 0 | 0 | 0 | 0 | 0 | 0 | 0 | 3.5398e-07 | 0 | 0 | 0 | 0 | 0 | 0 | 0 | 0 | 0 | 0.00044017 | 0 | 0.00044017 | 0 | 0 | 0 | 0 | 0 | 0 |  |  | Patrols - Distribution OverheadWLDFREquipment / facility failureAggregated | WLDFR | HFTD - Distribution - 5QU CoRE ¦ 2QU LoRE | Red Flag Warning - Destructive Fires | Equipment / facility failure | Aggregated | 2024 | 7.025e-08 | 1195.2007 | 8.3963e-05 | 2024 | Control | 0.046366 | 1 | 0 | esc | 0 | 0 | 0 | 0 | 0 | 0 | 7.1201e-06 | 5.174e-08 | 0 | 0 | 0 | 0
[79 empty] | WLDFR | HFTD - Distribution - 5QU CoRE ¦ 2QU LoRE | Red Flag Warning - Destructive Fires | 2025 | 0 | 0 | 0 | 0 | 5.174e-08 | 0 | 8507.4426 | 202.8477 | 8304.5949 | 0 | 0 | 0 | 0 | 0 | 0 | 0 | 3.5398e-07 | 0 | 0 | 0 | 0 | 0 | 0 | 0 | 0 | 0 | 0 | 0 | 0 | 0.00044017 | 0 | 0.00044017 | 0 | 0 | 0 |  |  | Patrols - Distribution OverheadWLDFREquipment / facility failureAggregated | WLDFR | HFTD - Distribution - 5QU CoRE ¦ 2QU LoRE | Red Flag Warning - Destructive Fires | Equipment / facility failure | Aggregated | 2025 | 7.025e-08 | 1195.2007 | 8.3963e-05 | 2025 | Control | 0.046366 | 1 | 0 | esc | 0 | 0 | 0 | 0 | 0 | 0 | 0 | 0 | 7.1201e-06 | 5.174e-08 | 0 | 0
[79 empty] | WLDFR | HFTD - Distribution - 5QU CoRE ¦ 2QU LoRE | Red Flag Warning - Destructive Fires | 2026 | 0 | 0 | 0 | 0 | 0 | 5.174e-08 | 8507.4426 | 202.8477 | 8304.5949 | 0 | 0 | 0 | 0 | 0 | 0 | 0 | 3.5398e-07 | 0 | 0 | 0 | 0 | 0 | 0 | 0 | 0 | 0 | 0 | 0 | 0 | 0 | 0 | 0 | 0.00044017 | 0 | 0.00044017 |  |  | Patrols - Distribution OverheadWLDFREquipment / facility failureAggregated | WLDFR | HFTD - Distribution - 5QU CoRE ¦ 2QU LoRE | Red Flag Warning - Destructive Fires | Equipment / facility failure | Aggregated | 2026 | 7.025e-08 | 1195.2007 | 8.3963e-05 | 2026 | Control | 0.046366 | 1 | 0 | esc | 0 | 0 | 0 | 0 | 0 | 0 | 0 | 0 | 0 | 0 | 7.1201e-06 | 5.174e-08
[79 empty] | WLDFR | HFTD - Distribution - 5QU CoRE ¦ 2QU LoRE | Red Flag Warning - Large Fires | 2021 | 2.4904e-06 | 0 | 0 | 0 | 0 | 0 | 5.1078 | 0.69027 | 2.8264 | 1.5911 | 0 | 0 | 0 | 0 | 0 | 0 | 2.2391e-05 | 1.2721e-05 | 0 | 1.2721e-05 | 0 | 0 | 0 | 0 | 0 | 0 | 0 | 0 | 0 | 0 | 0 | 0 | 0 | 0 | 0 |  |  | Patrols - Distribution OverheadWLDFREquipment / facility failureAggregated | WLDFR | HFTD - Distribution - 5QU CoRE ¦ 2QU LoRE | Red Flag Warning - Large Fires | Equipment / facility failure | Aggregated | 2021 | 5.2057e-06 | 1195.2007 | 0.0062218 | 2021 | Control | 0.046366 | 1 | 0 | esc | 0.00051877 | 2.4904e-06 | 0 | 0 | 0 | 0 | 0 | 0 | 0 | 0 | 0 | 0
[79 empty] | WLDFR | HFTD - Distribution - 5QU CoRE ¦ 2QU LoRE | Red Flag Warning - Large Fires | 2022 | 0 | 2.4722e-06 | 0 | 0 | 0 | 0 | 5.0739 | 0.68415 | 2.8096 | 1.5801 | 0 | 0 | 0 | 0 | 0 | 0 | 2.1647e-05 | 0 | 0 | 0 | 1.2544e-05 | 0 | 1.2544e-05 | 0 | 0 | 0 | 0 | 0 | 0 | 0 | 0 | 0 | 0 | 0 | 0 |  |  | Patrols - Distribution OverheadWLDFREquipment / facility failureAggregated | WLDFR | HFTD - Distribution - 5QU CoRE ¦ 2QU LoRE | Red Flag Warning - Large Fires | Equipment / facility failure | Aggregated | 2022 | 5.0674e-06 | 1195.2007 | 0.0060566 | 2022 | Control | 0.046366 | 1 | 0 | esc | 0 | 0 | 0.00051498 | 2.4722e-06 | 0 | 0 | 0 | 0 | 0 | 0 | 0 | 0
[79 empty] | WLDFR | HFTD - Distribution - 5QU CoRE ¦ 2QU LoRE | Red Flag Warning - Large Fires | 2023 | 0 | 0 | 3.8572e-06 | 0 | 0 | 0 | 5.1712 | 0.68415 | 2.907 | 1.5801 | 0 | 0 | 0 | 0 | 0 | 0 | 2.2478e-05 | 0 | 0 | 0 | 0 | 0 | 0 | 1.9946e-05 | 0 | 1.9946e-05 | 0 | 0 | 0 | 0 | 0 | 0 | 0 | 0 | 0 |  |  | Patrols - Distribution OverheadWLDFREquipment / facility failureAggregated | WLDFR | HFTD - Distribution - 5QU CoRE ¦ 2QU LoRE | Red Flag Warning - Large Fires | Equipment / facility failure | Aggregated | 2023 | 5.2371e-06 | 1195.2007 | 0.0062594 | 2023 | Control | 0.046366 | 1 | 0 | esc | 0 | 0 | 0 | 0 | 0.0005308 | 3.8572e-06 | 0 | 0 | 0 | 0 | 0 | 0
[79 empty] | WLDFR | HFTD - Distribution - 5QU CoRE ¦ 2QU LoRE | Red Flag Warning - Large Fires | 2024 | 0 | 0 | 0 | 3.8572e-06 | 0 | 0 | 5.1712 | 0.68415 | 2.907 | 1.5801 | 0 | 0 | 0 | 0 | 0 | 0 | 2.2478e-05 | 0 | 0 | 0 | 0 | 0 | 0 | 0 | 0 | 0 | 1.9946e-05 | 0 | 1.9946e-05 | 0 | 0 | 0 | 0 | 0 | 0 |  |  | Patrols - Distribution OverheadWLDFREquipment / facility failureAggregated | WLDFR | HFTD - Distribution - 5QU CoRE ¦ 2QU LoRE | Red Flag Warning - Large Fires | Equipment / facility failure | Aggregated | 2024 | 5.2371e-06 | 1195.2007 | 0.0062594 | 2024 | Control | 0.046366 | 1 | 0 | esc | 0 | 0 | 0 | 0 | 0 | 0 | 0.0005308 | 3.8572e-06 | 0 | 0 | 0 | 0
[79 empty] | WLDFR | HFTD - Distribution - 5QU CoRE ¦ 2QU LoRE | Red Flag Warning - Large Fires | 2025 | 0 | 0 | 0 | 0 | 3.8572e-06 | 0 | 5.1712 | 0.68415 | 2.907 | 1.5801 | 0 | 0 | 0 | 0 | 0 | 0 | 2.2478e-05 | 0 | 0 | 0 | 0 | 0 | 0 | 0 | 0 | 0 | 0 | 0 | 0 | 1.9946e-05 | 0 | 1.9946e-05 | 0 | 0 | 0 |  |  | Patrols - Distribution OverheadWLDFREquipment / facility failureAggregated | WLDFR | HFTD - Distribution - 5QU CoRE ¦ 2QU LoRE | Red Flag Warning - Large Fires | Equipment / facility failure | Aggregated | 2025 | 5.2371e-06 | 1195.2007 | 0.0062594 | 2025 | Control | 0.046366 | 1 | 0 | esc | 0 | 0 | 0 | 0 | 0 | 0 | 0 | 0 | 0.0005308 | 3.8572e-06 | 0 | 0
[79 empty] | WLDFR | HFTD - Distribution - 5QU CoRE ¦ 2QU LoRE | Red Flag Warning - Large Fires | 2026 | 0 | 0 | 0 | 0 | 0 | 3.8572e-06 | 5.1712 | 0.68415 | 2.907 | 1.5801 | 0 | 0 | 0 | 0 | 0 | 0 | 2.2478e-05 | 0 | 0 | 0 | 0 | 0 | 0 | 0 | 0 | 0 | 0 | 0 | 0 | 0 | 0 | 0 | 1.9946e-05 | 0 | 1.9946e-05 |  |  | Patrols - Distribution OverheadWLDFREquipment / facility failureAggregated | WLDFR | HFTD - Distribution - 5QU CoRE ¦ 2QU LoRE | Red Flag Warning - Large Fires | Equipment / facility failure | Aggregated | 2026 | 5.2371e-06 | 1195.2007 | 0.0062594 | 2026 | Control | 0.046366 | 1 | 0 | esc | 0 | 0 | 0 | 0 | 0 | 0 | 0 | 0 | 0 | 0 | 0.0005308 | 3.8572e-06
[79 empty] | WLDFR | HFTD - Distribution - 5QU CoRE ¦ 2QU LoRE | Red Flag Warning - Small Fires | 2021 | 3.1069e-05 | 0 | 0 | 0 | 0 | 0 | 0.077861 | 0.036425 | 0.0015416 | 0.039895 | 0 | 0 | 0 | 0 | 0 | 0 | 0.0007347 | 2.4191e-06 | 0 | 2.4191e-06 | 0 | 0 | 0 | 0 | 0 | 0 | 0 | 0 | 0 | 0 | 0 | 0 | 0 | 0 | 0 |  |  | Patrols - Distribution OverheadWLDFREquipment / facility failureAggregated | WLDFR | HFTD - Distribution - 5QU CoRE ¦ 2QU LoRE | Red Flag Warning - Small Fires | Equipment / facility failure | Aggregated | 2021 | 6.4943e-05 | 1195.2007 | 0.07762 | 2021 | Control | 0.046366 | 1 | 0 | esc | 0.0064718 | 3.1069e-05 | 0 | 0 | 0 | 0 | 0 | 0 | 0 | 0 | 0 | 0
[79 empty] | WLDFR | HFTD - Distribution - 5QU CoRE ¦ 2QU LoRE | Red Flag Warning - Small Fires | 2022 | 0 | 3.1081e-05 | 0 | 0 | 0 | 0 | 0.077861 | 0.036425 | 0.0015416 | 0.039895 | 0 | 0 | 0 | 0 | 0 | 0 | 0.00071534 | 0 | 0 | 0 | 2.42e-06 | 0 | 2.42e-06 | 0 | 0 | 0 | 0 | 0 | 0 | 0 | 0 | 0 | 0 | 0 | 0 |  |  | Patrols - Distribution OverheadWLDFREquipment / facility failureAggregated | WLDFR | HFTD - Distribution - 5QU CoRE ¦ 2QU LoRE | Red Flag Warning - Small Fires | Equipment / facility failure | Aggregated | 2022 | 6.3709e-05 | 1195.2007 | 0.076144 | 2022 | Control | 0.046366 | 1 | 0 | esc | 0 | 0 | 0.0064744 | 3.1081e-05 | 0 | 0 | 0 | 0 | 0 | 0 | 0 | 0
[79 empty] | WLDFR | HFTD - Distribution - 5QU CoRE ¦ 2QU LoRE | Red Flag Warning - Small Fires | 2023 | 0 | 0 | 4.8422e-05 | 0 | 0 | 0 | 0.077901 | 0.036425 | 0.0015809 | 0.039895 | 0 | 0 | 0 | 0 | 0 | 0 | 0.00074222 | 0 | 0 | 0 | 0 | 0 | 0 | 3.7721e-06 | 0 | 3.7721e-06 | 0 | 0 | 0 | 0 | 0 | 0 | 0 | 0 | 0 |  |  | Patrols - Distribution OverheadWLDFREquipment / facility failureAggregated | WLDFR | HFTD - Distribution - 5QU CoRE ¦ 2QU LoRE | Red Flag Warning - Small Fires | Equipment / facility failure | Aggregated | 2023 | 6.5746e-05 | 1195.2007 | 0.07858 | 2023 | Control | 0.046366 | 1 | 0 | esc | 0 | 0 | 0 | 0 | 0.0066636 | 4.8422e-05 | 0 | 0 | 0 | 0 | 0 | 0
[79 empty] | WLDFR | HFTD - Distribution - 5QU CoRE ¦ 2QU LoRE | Red Flag Warning - Small Fires | 2024 | 0 | 0 | 0 | 4.8422e-05 | 0 | 0 | 0.077901 | 0.036425 | 0.0015809 | 0.039895 | 0 | 0 | 0 | 0 | 0 | 0 | 0.00074222 | 0 | 0 | 0 | 0 | 0 | 0 | 0 | 0 | 0 | 3.7721e-06 | 0 | 3.7721e-06 | 0 | 0 | 0 | 0 | 0 | 0 |  |  | Patrols - Distribution OverheadWLDFREquipment / facility failureAggregated | WLDFR | HFTD - Distribution - 5QU CoRE ¦ 2QU LoRE | Red Flag Warning - Small Fires | Equipment / facility failure | Aggregated | 2024 | 6.5746e-05 | 1195.2007 | 0.07858 | 2024 | Control | 0.046366 | 1 | 0 | esc | 0 | 0 | 0 | 0 | 0 | 0 | 0.0066636 | 4.8422e-05 | 0 | 0 | 0 | 0
[79 empty] | WLDFR | HFTD - Distribution - 5QU CoRE ¦ 2QU LoRE | Red Flag Warning - Small Fires | 2025 | 0 | 0 | 0 | 0 | 4.8422e-05 | 0 | 0.077901 | 0.036425 | 0.0015809 | 0.039895 | 0 | 0 | 0 | 0 | 0 | 0 | 0.00074222 | 0 | 0 | 0 | 0 | 0 | 0 | 0 | 0 | 0 | 0 | 0 | 0 | 3.7721e-06 | 0 | 3.7721e-06 | 0 | 0 | 0 |  |  | Patrols - Distribution OverheadWLDFREquipment / facility failureAggregated | WLDFR | HFTD - Distribution - 5QU CoRE ¦ 2QU LoRE | Red Flag Warning - Small Fires | Equipment / facility failure | Aggregated | 2025 | 6.5746e-05 | 1195.2007 | 0.07858 | 2025 | Control | 0.046366 | 1 | 0 | esc | 0 | 0 | 0 | 0 | 0 | 0 | 0 | 0 | 0.0066636 | 4.8422e-05 | 0 | 0
[79 empty] | WLDFR | HFTD - Distribution - 5QU CoRE ¦ 2QU LoRE | Red Flag Warning - Small Fires | 2026 | 0 | 0 | 0 | 0 | 0 | 4.8422e-05 | 0.077901 | 0.036425 | 0.0015809 | 0.039895 | 0 | 0 | 0 | 0 | 0 | 0 | 0.00074222 | 0 | 0 | 0 | 0 | 0 | 0 | 0 | 0 | 0 | 0 | 0 | 0 | 0 | 0 | 0 | 3.7721e-06 | 0 | 3.7721e-06 |  |  | Patrols - Distribution OverheadWLDFREquipment / facility failureAggregated | WLDFR | HFTD - Distribution - 5QU CoRE ¦ 2QU LoRE | Red Flag Warning - Small Fires | Equipment / facility failure | Aggregated | 2026 | 6.5746e-05 | 1195.2007 | 0.07858 | 2026 | Control | 0.046366 | 1 | 0 | esc | 0 | 0 | 0 | 0 | 0 | 0 | 0 | 0 | 0 | 0 | 0.0066636 | 4.8422e-05
[79 empty] | WLDFR | HFTD - Distribution - 5QU CoRE ¦ 3QU LoRE | Non-Red Flag Warning - Catastrophic Fires | 2021 | 3.2732e-10 | 0 | 0 | 0 | 0 | 0 | 13887.861 | 212.4034 | 8426.443 | 5249.0147 | 0 | 0 | 0 | 0 | 0 | 0 | 4.4976e-08 | 4.5457e-06 | 0 | 4.5457e-06 | 0 | 0 | 0 | 0 | 0 | 0 | 0 | 0 | 0 | 0 | 0 | 0 | 0 | 0 | 0 |  |  | Patrols - Distribution OverheadWLDFREquipment / facility failureAggregated | WLDFR | HFTD - Distribution - 5QU CoRE ¦ 3QU LoRE | Non-Red Flag Warning - Catastrophic Fires | Equipment / facility failure | Aggregated | 2021 | 4.5327e-10 | 726.4576 | 3.2928e-07 | 2021 | Control | 0.046366 | 1 | 0 | esc | 6.8181e-08 | 3.2732e-10 | 0 | 0 | 0 | 0 | 0 | 0 | 0 | 0 | 0 | 0
[79 empty] | WLDFR | HFTD - Distribution - 5QU CoRE ¦ 3QU LoRE | Non-Red Flag Warning - Catastrophic Fires | 2022 | 0 | 3.2485e-10 | 0 | 0 | 0 | 0 | 13650.1655 | 202.8477 | 8286.6934 | 5160.6244 | 0 | 0 | 0 | 0 | 0 | 0 | 4.4001e-08 | 0 | 0 | 0 | 4.4342e-06 | 0 | 4.4342e-06 | 0 | 0 | 0 | 0 | 0 | 0 | 0 | 0 | 0 | 0 | 0 | 0 |  |  | Patrols - Distribution OverheadWLDFREquipment / facility failureAggregated | WLDFR | HFTD - Distribution - 5QU CoRE ¦ 3QU LoRE | Non-Red Flag Warning - Catastrophic Fires | Equipment / facility failure | Aggregated | 2022 | 4.4132e-10 | 726.4576 | 3.206e-07 | 2022 | Control | 0.046366 | 1 | 0 | esc | 0 | 0 | 6.7668e-08 | 3.2485e-10 | 0 | 0 | 0 | 0 | 0 | 0 | 0 | 0
[79 empty] | WLDFR | HFTD - Distribution - 5QU CoRE ¦ 3QU LoRE | Non-Red Flag Warning - Catastrophic Fires | 2023 | 0 | 0 | 4.898e-10 | 0 | 0 | 0 | 13668.067 | 202.8477 | 8304.5949 | 5160.6244 | 0 | 0 | 0 | 0 | 0 | 0 | 4.4048e-08 | 0 | 0 | 0 | 0 | 0 | 0 | 6.6946e-06 | 0 | 6.6946e-06 | 0 | 0 | 0 | 0 | 0 | 0 | 0 | 0 | 0 |  |  | Patrols - Distribution OverheadWLDFREquipment / facility failureAggregated | WLDFR | HFTD - Distribution - 5QU CoRE ¦ 3QU LoRE | Non-Red Flag Warning - Catastrophic Fires | Equipment / facility failure | Aggregated | 2023 | 4.4083e-10 | 726.4576 | 3.2024e-07 | 2023 | Control | 0.046366 | 1 | 0 | esc | 0 | 0 | 0 | 0 | 6.7403e-08 | 4.898e-10 | 0 | 0 | 0 | 0 | 0 | 0
[79 empty] | WLDFR | HFTD - Distribution - 5QU CoRE ¦ 3QU LoRE | Non-Red Flag Warning - Catastrophic Fires | 2024 | 0 | 0 | 0 | 4.898e-10 | 0 | 0 | 13668.067 | 202.8477 | 8304.5949 | 5160.6244 | 0 | 0 | 0 | 0 | 0 | 0 | 4.4048e-08 | 0 | 0 | 0 | 0 | 0 | 0 | 0 | 0 | 0 | 6.6946e-06 | 0 | 6.6946e-06 | 0 | 0 | 0 | 0 | 0 | 0 |  |  | Patrols - Distribution OverheadWLDFREquipment / facility failureAggregated | WLDFR | HFTD - Distribution - 5QU CoRE ¦ 3QU LoRE | Non-Red Flag Warning - Catastrophic Fires | Equipment / facility failure | Aggregated | 2024 | 4.4083e-10 | 726.4576 | 3.2024e-07 | 2024 | Control | 0.046366 | 1 | 0 | esc | 0 | 0 | 0 | 0 | 0 | 0 | 6.7403e-08 | 4.898e-10 | 0 | 0 | 0 | 0
[79 empty] | WLDFR | HFTD - Distribution - 5QU CoRE ¦ 3QU LoRE | Non-Red Flag Warning - Catastrophic Fires | 2025 | 0 | 0 | 0 | 0 | 4.898e-10 | 0 | 13668.067 | 202.8477 | 8304.5949 | 5160.6244 | 0 | 0 | 0 | 0 | 0 | 0 | 4.4048e-08 | 0 | 0 | 0 | 0 | 0 | 0 | 0 | 0 | 0 | 0 | 0 | 0 | 6.6946e-06 | 0 | 6.6946e-06 | 0 | 0 | 0 |  |  | Patrols - Distribution OverheadWLDFREquipment / facility failureAggregated | WLDFR | HFTD - Distribution - 5QU CoRE ¦ 3QU LoRE | Non-Red Flag Warning - Catastrophic Fires | Equipment / facility failure | Aggregated | 2025 | 4.4083e-10 | 726.4576 | 3.2024e-07 | 2025 | Control | 0.046366 | 1 | 0 | esc | 0 | 0 | 0 | 0 | 0 | 0 | 0 | 0 | 6.7403e-08 | 4.898e-10 | 0 | 0
[79 empty] | WLDFR | HFTD - Distribution - 5QU CoRE ¦ 3QU LoRE | Non-Red Flag Warning - Catastrophic Fires | 2026 | 0 | 0 | 0 | 0 | 0 | 4.898e-10 | 13668.067 | 202.8477 | 8304.5949 | 5160.6244 | 0 | 0 | 0 | 0 | 0 | 0 | 4.4048e-08 | 0 | 0 | 0 | 0 | 0 | 0 | 0 | 0 | 0 | 0 | 0 | 0 | 0 | 0 | 0 | 6.6946e-06 | 0 | 6.6946e-06 |  |  | Patrols - Distribution OverheadWLDFREquipment / facility failureAggregated | WLDFR | HFTD - Distribution - 5QU CoRE ¦ 3QU LoRE | Non-Red Flag Warning - Catastrophic Fires | Equipment / facility failure | Aggregated | 2026 | 4.4083e-10 | 726.4576 | 3.2024e-07 | 2026 | Control | 0.046366 | 1 | 0 | esc | 0 | 0 | 0 | 0 | 0 | 0 | 0 | 0 | 0 | 0 | 6.7403e-08 | 4.898e-10
[79 empty] | WLDFR | HFTD - Distribution - 5QU CoRE ¦ 3QU LoRE | Non-Red Flag Warning - Destructive Fires | 2021 | 1.5124e-09 | 0 | 0 | 0 | 0 | 0 | 8638.8464 | 212.4034 | 8426.443 | 0 | 0 | 0 | 0 | 0 | 0 | 0 | 7.0476e-08 | 1.3066e-05 | 0 | 1.3066e-05 | 0 | 0 | 0 | 0 | 0 | 0 | 0 | 0 | 0 | 0 | 0 | 0 | 0 | 0 | 0 |  |  | Patrols - Distribution OverheadWLDFREquipment / facility failureAggregated | WLDFR | HFTD - Distribution - 5QU CoRE ¦ 3QU LoRE | Non-Red Flag Warning - Destructive Fires | Equipment / facility failure | Aggregated | 2021 | 2.0944e-09 | 726.4576 | 1.5215e-06 | 2021 | Control | 0.046366 | 1 | 0 | esc | 3.1504e-07 | 1.5124e-09 | 0 | 0 | 0 | 0 | 0 | 0 | 0 | 0 | 0 | 0
[79 empty] | WLDFR | HFTD - Distribution - 5QU CoRE ¦ 3QU LoRE | Non-Red Flag Warning - Destructive Fires | 2022 | 0 | 1.5011e-09 | 0 | 0 | 0 | 0 | 8489.5411 | 202.8477 | 8286.6934 | 0 | 0 | 0 | 0 | 0 | 0 | 0 | 6.8675e-08 | 0 | 0 | 0 | 1.2744e-05 | 0 | 1.2744e-05 | 0 | 0 | 0 | 0 | 0 | 0 | 0 | 0 | 0 | 0 | 0 | 0 |  |  | Patrols - Distribution OverheadWLDFREquipment / facility failureAggregated | WLDFR | HFTD - Distribution - 5QU CoRE ¦ 3QU LoRE | Non-Red Flag Warning - Destructive Fires | Equipment / facility failure | Aggregated | 2022 | 2.0393e-09 | 726.4576 | 1.4814e-06 | 2022 | Control | 0.046366 | 1 | 0 | esc | 0 | 0 | 3.1268e-07 | 1.5011e-09 | 0 | 0 | 0 | 0 | 0 | 0 | 0 | 0
[79 empty] | WLDFR | HFTD - Distribution - 5QU CoRE ¦ 3QU LoRE | Non-Red Flag Warning - Destructive Fires | 2023 | 0 | 0 | 2.2633e-09 | 0 | 0 | 0 | 8507.4426 | 202.8477 | 8304.5949 | 0 | 0 | 0 | 0 | 0 | 0 | 0 | 6.8889e-08 | 0 | 0 | 0 | 0 | 0 | 0 | 1.9255e-05 | 0 | 1.9255e-05 | 0 | 0 | 0 | 0 | 0 | 0 | 0 | 0 | 0 |  |  | Patrols - Distribution OverheadWLDFREquipment / facility failureAggregated | WLDFR | HFTD - Distribution - 5QU CoRE ¦ 3QU LoRE | Non-Red Flag Warning - Destructive Fires | Equipment / facility failure | Aggregated | 2023 | 2.037e-09 | 726.4576 | 1.4798e-06 | 2023 | Control | 0.046366 | 1 | 0 | esc | 0 | 0 | 0 | 0 | 3.1146e-07 | 2.2633e-09 | 0 | 0 | 0 | 0 | 0 | 0
[79 empty] | WLDFR | HFTD - Distribution - 5QU CoRE ¦ 3QU LoRE | Non-Red Flag Warning - Destructive Fires | 2024 | 0 | 0 | 0 | 2.2633e-09 | 0 | 0 | 8507.4426 | 202.8477 | 8304.5949 | 0 | 0 | 0 | 0 | 0 | 0 | 0 | 6.8889e-08 | 0 | 0 | 0 | 0 | 0 | 0 | 0 | 0 | 0 | 1.9255e-05 | 0 | 1.9255e-05 | 0 | 0 | 0 | 0 | 0 | 0 |  |  | Patrols - Distribution OverheadWLDFREquipment / facility failureAggregated | WLDFR | HFTD - Distribution - 5QU CoRE ¦ 3QU LoRE | Non-Red Flag Warning - Destructive Fires | Equipment / facility failure | Aggregated | 2024 | 2.037e-09 | 726.4576 | 1.4798e-06 | 2024 | Control | 0.046366 | 1 | 0 | esc | 0 | 0 | 0 | 0 | 0 | 0 | 3.1146e-07 | 2.2633e-09 | 0 | 0 | 0 | 0
[79 empty] | WLDFR | HFTD - Distribution - 5QU CoRE ¦ 3QU LoRE | Non-Red Flag Warning - Destructive Fires | 2025 | 0 | 0 | 0 | 0 | 2.2633e-09 | 0 | 8507.4426 | 202.8477 | 8304.5949 | 0 | 0 | 0 | 0 | 0 | 0 | 0 | 6.8889e-08 | 0 | 0 | 0 | 0 | 0 | 0 | 0 | 0 | 0 | 0 | 0 | 0 | 1.9255e-05 | 0 | 1.9255e-05 | 0 | 0 | 0 |  |  | Patrols - Distribution OverheadWLDFREquipment / facility failureAggregated | WLDFR | HFTD - Distribution - 5QU CoRE ¦ 3QU LoRE | Non-Red Flag Warning - Destructive Fires | Equipment / facility failure | Aggregated | 2025 | 2.037e-09 | 726.4576 | 1.4798e-06 | 2025 | Control | 0.046366 | 1 | 0 | esc | 0 | 0 | 0 | 0 | 0 | 0 | 0 | 0 | 3.1146e-07 | 2.2633e-09 | 0 | 0
[79 empty] | WLDFR | HFTD - Distribution - 5QU CoRE ¦ 3QU LoRE | Non-Red Flag Warning - Destructive Fires | 2026 | 0 | 0 | 0 | 0 | 0 | 2.2633e-09 | 8507.4426 | 202.8477 | 8304.5949 | 0 | 0 | 0 | 0 | 0 | 0 | 0 | 6.8889e-08 | 0 | 0 | 0 | 0 | 0 | 0 | 0 | 0 | 0 | 0 | 0 | 0 | 0 | 0 | 0 | 1.9255e-05 | 0 | 1.9255e-05 |  |  | Patrols - Distribution OverheadWLDFREquipment / facility failureAggregated | WLDFR | HFTD - Distribution - 5QU CoRE ¦ 3QU LoRE | Non-Red Flag Warning - Destructive Fires | Equipment / facility failure | Aggregated | 2026 | 2.037e-09 | 726.4576 | 1.4798e-06 | 2026 | Control | 0.046366 | 1 | 0 | esc | 0 | 0 | 0 | 0 | 0 | 0 | 0 | 0 | 0 | 0 | 3.1146e-07 | 2.2633e-09
[79 empty] | WLDFR | HFTD - Distribution - 5QU CoRE ¦ 3QU LoRE | Non-Red Flag Warning - Large Fires | 2021 | 2.3909e-07 | 0 | 0 | 0 | 0 | 0 | 5.1078 | 0.69027 | 2.8264 | 1.5911 | 0 | 0 | 0 | 0 | 0 | 0 | 8.3832e-06 | 1.2212e-06 | 0 | 1.2212e-06 | 0 | 0 | 0 | 0 | 0 | 0 | 0 | 0 | 0 | 0 | 0 | 0 | 0 | 0 | 0 |  |  | Patrols - Distribution OverheadWLDFREquipment / facility failureAggregated | WLDFR | HFTD - Distribution - 5QU CoRE ¦ 3QU LoRE | Non-Red Flag Warning - Large Fires | Equipment / facility failure | Aggregated | 2021 | 3.311e-07 | 726.4576 | 0.00024053 | 2021 | Control | 0.046366 | 1 | 0 | esc | 4.9804e-05 | 2.3909e-07 | 0 | 0 | 0 | 0 | 0 | 0 | 0 | 0 | 0 | 0
[79 empty] | WLDFR | HFTD - Distribution - 5QU CoRE ¦ 3QU LoRE | Non-Red Flag Warning - Large Fires | 2022 | 0 | 2.3727e-07 | 0 | 0 | 0 | 0 | 5.0739 | 0.68415 | 2.8096 | 1.5801 | 0 | 0 | 0 | 0 | 0 | 0 | 8.159e-06 | 0 | 0 | 0 | 1.2039e-06 | 0 | 1.2039e-06 | 0 | 0 | 0 | 0 | 0 | 0 | 0 | 0 | 0 | 0 | 0 | 0 |  |  | Patrols - Distribution OverheadWLDFREquipment / facility failureAggregated | WLDFR | HFTD - Distribution - 5QU CoRE ¦ 3QU LoRE | Non-Red Flag Warning - Large Fires | Equipment / facility failure | Aggregated | 2022 | 3.2233e-07 | 726.4576 | 0.00023416 | 2022 | Control | 0.046366 | 1 | 0 | esc | 0 | 0 | 4.9424e-05 | 2.3727e-07 | 0 | 0 | 0 | 0 | 0 | 0 | 0 | 0
[79 empty] | WLDFR | HFTD - Distribution - 5QU CoRE ¦ 3QU LoRE | Non-Red Flag Warning - Large Fires | 2023 | 0 | 0 | 3.5775e-07 | 0 | 0 | 0 | 5.1712 | 0.68415 | 2.907 | 1.5801 | 0 | 0 | 0 | 0 | 0 | 0 | 8.1893e-06 | 0 | 0 | 0 | 0 | 0 | 0 | 1.85e-06 | 0 | 1.85e-06 | 0 | 0 | 0 | 0 | 0 | 0 | 0 | 0 | 0 |  |  | Patrols - Distribution OverheadWLDFREquipment / facility failureAggregated | WLDFR | HFTD - Distribution - 5QU CoRE ¦ 3QU LoRE | Non-Red Flag Warning - Large Fires | Equipment / facility failure | Aggregated | 2023 | 3.2198e-07 | 726.4576 | 0.0002339 | 2023 | Control | 0.046366 | 1 | 0 | esc | 0 | 0 | 0 | 0 | 4.9231e-05 | 3.5775e-07 | 0 | 0 | 0 | 0 | 0 | 0
[79 empty] | WLDFR | HFTD - Distribution - 5QU CoRE ¦ 3QU LoRE | Non-Red Flag Warning - Large Fires | 2024 | 0 | 0 | 0 | 3.5775e-07 | 0 | 0 | 5.1712 | 0.68415 | 2.907 | 1.5801 | 0 | 0 | 0 | 0 | 0 | 0 | 8.1893e-06 | 0 | 0 | 0 | 0 | 0 | 0 | 0 | 0 | 0 | 1.85e-06 | 0 | 1.85e-06 | 0 | 0 | 0 | 0 | 0 | 0 |  |  | Patrols - Distribution OverheadWLDFREquipment / facility failureAggregated | WLDFR | HFTD - Distribution - 5QU CoRE ¦ 3QU LoRE | Non-Red Flag Warning - Large Fires | Equipment / facility failure | Aggregated | 2024 | 3.2198e-07 | 726.4576 | 0.0002339 | 2024 | Control | 0.046366 | 1 | 0 | esc | 0 | 0 | 0 | 0 | 0 | 0 | 4.9231e-05 | 3.5775e-07 | 0 | 0 | 0 | 0
[79 empty] | WLDFR | HFTD - Distribution - 5QU CoRE ¦ 3QU LoRE | Non-Red Flag Warning - Large Fires | 2025 | 0 | 0 | 0 | 0 | 3.5775e-07 | 0 | 5.1712 | 0.68415 | 2.907 | 1.5801 | 0 | 0 | 0 | 0 | 0 | 0 | 8.1893e-06 | 0 | 0 | 0 | 0 | 0 | 0 | 0 | 0 | 0 | 0 | 0 | 0 | 1.85e-06 | 0 | 1.85e-06 | 0 | 0 | 0 |  |  | Patrols - Distribution OverheadWLDFREquipment / facility failureAggregated | WLDFR | HFTD - Distribution - 5QU CoRE ¦ 3QU LoRE | Non-Red Flag Warning - Large Fires | Equipment / facility failure | Aggregated | 2025 | 3.2198e-07 | 726.4576 | 0.0002339 | 2025 | Control | 0.046366 | 1 | 0 | esc | 0 | 0 | 0 | 0 | 0 | 0 | 0 | 0 | 4.9231e-05 | 3.5775e-07 | 0 | 0
[79 empty] | WLDFR | HFTD - Distribution - 5QU CoRE ¦ 3QU LoRE | Non-Red Flag Warning - Large Fires | 2026 | 0 | 0 | 0 | 0 | 0 | 3.5775e-07 | 5.1712 | 0.68415 | 2.907 | 1.5801 | 0 | 0 | 0 | 0 | 0 | 0 | 8.1893e-06 | 0 | 0 | 0 | 0 | 0 | 0 | 0 | 0 | 0 | 0 | 0 | 0 | 0 | 0 | 0 | 1.85e-06 | 0 | 1.85e-06 |  |  | Patrols - Distribution OverheadWLDFREquipment / facility failureAggregated | WLDFR | HFTD - Distribution - 5QU CoRE ¦ 3QU LoRE | Non-Red Flag Warning - Large Fires | Equipment / facility failure | Aggregated | 2026 | 3.2198e-07 | 726.4576 | 0.0002339 | 2026 | Control | 0.046366 | 1 | 0 | esc | 0 | 0 | 0 | 0 | 0 | 0 | 0 | 0 | 0 | 0 | 4.9231e-05 | 3.5775e-07
[79 empty] | WLDFR | HFTD - Distribution - 5QU CoRE ¦ 3QU LoRE | Non-Red Flag Warning - Small Fires | 2021 | 0.00018785 | 0 | 0 | 0 | 0 | 0 | 0.077861 | 0.036425 | 0.0015416 | 0.039895 | 0 | 0 | 0 | 0 | 0 | 0 | 0.0032221 | 1.4626e-05 | 0 | 1.4626e-05 | 0 | 0 | 0 | 0 | 0 | 0 | 0 | 0 | 0 | 0 | 0 | 0 | 0 | 0 | 0 |  |  | Patrols - Distribution OverheadWLDFREquipment / facility failureAggregated | WLDFR | HFTD - Distribution - 5QU CoRE ¦ 3QU LoRE | Non-Red Flag Warning - Small Fires | Equipment / facility failure | Aggregated | 2021 | 0.00026013 | 726.4576 | 0.18898 | 2021 | Control | 0.046366 | 1 | 0 | esc | 0.03913 | 0.00018785 | 0 | 0 | 0 | 0 | 0 | 0 | 0 | 0 | 0 | 0
[79 empty] | WLDFR | HFTD - Distribution - 5QU CoRE ¦ 3QU LoRE | Non-Red Flag Warning - Small Fires | 2022 | 0 | 0.00018786 | 0 | 0 | 0 | 0 | 0.077861 | 0.036425 | 0.0015416 | 0.039895 | 0 | 0 | 0 | 0 | 0 | 0 | 0.003157 | 0 | 0 | 0 | 1.4627e-05 | 0 | 1.4627e-05 | 0 | 0 | 0 | 0 | 0 | 0 | 0 | 0 | 0 | 0 | 0 | 0 |  |  | Patrols - Distribution OverheadWLDFREquipment / facility failureAggregated | WLDFR | HFTD - Distribution - 5QU CoRE ¦ 3QU LoRE | Non-Red Flag Warning - Small Fires | Equipment / facility failure | Aggregated | 2022 | 0.00025521 | 726.4576 | 0.1854 | 2022 | Control | 0.046366 | 1 | 0 | esc | 0 | 0 | 0.039132 | 0.00018786 | 0 | 0 | 0 | 0 | 0 | 0 | 0 | 0
[79 empty] | WLDFR | HFTD - Distribution - 5QU CoRE ¦ 3QU LoRE | Non-Red Flag Warning - Small Fires | 2023 | 0 | 0 | 0.00028284 | 0 | 0 | 0 | 0.077901 | 0.036425 | 0.0015809 | 0.039895 | 0 | 0 | 0 | 0 | 0 | 0 | 0.0031653 | 0 | 0 | 0 | 0 | 0 | 0 | 2.2033e-05 | 0 | 2.2033e-05 | 0 | 0 | 0 | 0 | 0 | 0 | 0 | 0 | 0 |  |  | Patrols - Distribution OverheadWLDFREquipment / facility failureAggregated | WLDFR | HFTD - Distribution - 5QU CoRE ¦ 3QU LoRE | Non-Red Flag Warning - Small Fires | Equipment / facility failure | Aggregated | 2023 | 0.00025456 | 726.4576 | 0.18493 | 2023 | Control | 0.046366 | 1 | 0 | esc | 0 | 0 | 0 | 0 | 0.038922 | 0.00028284 | 0 | 0 | 0 | 0 | 0 | 0
[79 empty] | WLDFR | HFTD - Distribution - 5QU CoRE ¦ 3QU LoRE | Non-Red Flag Warning - Small Fires | 2024 | 0 | 0 | 0 | 0.00028284 | 0 | 0 | 0.077901 | 0.036425 | 0.0015809 | 0.039895 | 0 | 0 | 0 | 0 | 0 | 0 | 0.0031653 | 0 | 0 | 0 | 0 | 0 | 0 | 0 | 0 | 0 | 2.2033e-05 | 0 | 2.2033e-05 | 0 | 0 | 0 | 0 | 0 | 0 |  |  | Patrols - Distribution OverheadWLDFREquipment / facility failureAggregated | WLDFR | HFTD - Distribution - 5QU CoRE ¦ 3QU LoRE | Non-Red Flag Warning - Small Fires | Equipment / facility failure | Aggregated | 2024 | 0.00025456 | 726.4576 | 0.18493 | 2024 | Control | 0.046366 | 1 | 0 | esc | 0 | 0 | 0 | 0 | 0 | 0 | 0.038922 | 0.00028284 | 0 | 0 | 0 | 0
[79 empty] | WLDFR | HFTD - Distribution - 5QU CoRE ¦ 3QU LoRE | Non-Red Flag Warning - Small Fires | 2025 | 0 | 0 | 0 | 0 | 0.00028284 | 0 | 0.077901 | 0.036425 | 0.0015809 | 0.039895 | 0 | 0 | 0 | 0 | 0 | 0 | 0.0031653 | 0 | 0 | 0 | 0 | 0 | 0 | 0 | 0 | 0 | 0 | 0 | 0 | 2.2033e-05 | 0 | 2.2033e-05 | 0 | 0 | 0 |  |  | Patrols - Distribution OverheadWLDFREquipment / facility failureAggregated | WLDFR | HFTD - Distribution - 5QU CoRE ¦ 3QU LoRE | Non-Red Flag Warning - Small Fires | Equipment / facility failure | Aggregated | 2025 | 0.00025456 | 726.4576 | 0.18493 | 2025 | Control | 0.046366 | 1 | 0 | esc | 0 | 0 | 0 | 0 | 0 | 0 | 0 | 0 | 0.038922 | 0.00028284 | 0 | 0
[79 empty] | WLDFR | HFTD - Distribution - 5QU CoRE ¦ 3QU LoRE | Non-Red Flag Warning - Small Fires | 2026 | 0 | 0 | 0 | 0 | 0 | 0.00028284 | 0.077901 | 0.036425 | 0.0015809 | 0.039895 | 0 | 0 | 0 | 0 | 0 | 0 | 0.0031653 | 0 | 0 | 0 | 0 | 0 | 0 | 0 | 0 | 0 | 0 | 0 | 0 | 0 | 0 | 0 | 2.2033e-05 | 0 | 2.2033e-05 |  |  | Patrols - Distribution OverheadWLDFREquipment / facility failureAggregated | WLDFR | HFTD - Distribution - 5QU CoRE ¦ 3QU LoRE | Non-Red Flag Warning - Small Fires | Equipment / facility failure | Aggregated | 2026 | 0.00025456 | 726.4576 | 0.18493 | 2026 | Control | 0.046366 | 1 | 0 | esc | 0 | 0 | 0 | 0 | 0 | 0 | 0 | 0 | 0 | 0 | 0.038922 | 0.00028284
[79 empty] | WLDFR | HFTD - Distribution - 5QU CoRE ¦ 3QU LoRE | Red Flag Warning - Catastrophic Fires | 2021 | 1.2622e-07 | 0 | 0 | 0 | 0 | 0 | 13887.861 | 212.4034 | 8426.443 | 5249.0147 | 0 | 0 | 0 | 0 | 0 | 0 | 1.3244e-06 | 0.0017529 | 0 | 0.0017529 | 0 | 0 | 0 | 0 | 0 | 0 | 0 | 0 | 0 | 0 | 0 | 0 | 0 | 0 | 0 |  |  | Patrols - Distribution OverheadWLDFREquipment / facility failureAggregated | WLDFR | HFTD - Distribution - 5QU CoRE ¦ 3QU LoRE | Red Flag Warning - Catastrophic Fires | Equipment / facility failure | Aggregated | 2021 | 1.7479e-07 | 726.4576 | 0.00012698 | 2021 | Control | 0.046366 | 1 | 0 | esc | 2.6292e-05 | 1.2622e-07 | 0 | 0 | 0 | 0 | 0 | 0 | 0 | 0 | 0 | 0
[79 empty] | WLDFR | HFTD - Distribution - 5QU CoRE ¦ 3QU LoRE | Red Flag Warning - Catastrophic Fires | 2022 | 0 | 1.2531e-07 | 0 | 0 | 0 | 0 | 13650.1655 | 202.8477 | 8286.6934 | 5160.6244 | 0 | 0 | 0 | 0 | 0 | 0 | 1.28e-06 | 0 | 0 | 0 | 0.0017105 | 0 | 0.0017105 | 0 | 0 | 0 | 0 | 0 | 0 | 0 | 0 | 0 | 0 | 0 | 0 |  |  | Patrols - Distribution OverheadWLDFREquipment / facility failureAggregated | WLDFR | HFTD - Distribution - 5QU CoRE ¦ 3QU LoRE | Red Flag Warning - Catastrophic Fires | Equipment / facility failure | Aggregated | 2022 | 1.7023e-07 | 726.4576 | 0.00012367 | 2022 | Control | 0.046366 | 1 | 0 | esc | 0 | 0 | 2.6102e-05 | 1.2531e-07 | 0 | 0 | 0 | 0 | 0 | 0 | 0 | 0
[79 empty] | WLDFR | HFTD - Distribution - 5QU CoRE ¦ 3QU LoRE | Red Flag Warning - Catastrophic Fires | 2023 | 0 | 0 | 1.9548e-07 | 0 | 0 | 0 | 13668.067 | 202.8477 | 8304.5949 | 5160.6244 | 0 | 0 | 0 | 0 | 0 | 0 | 1.3301e-06 | 0 | 0 | 0 | 0 | 0 | 0 | 0.0026719 | 0 | 0.0026719 | 0 | 0 | 0 | 0 | 0 | 0 | 0 | 0 | 0 |  |  | Patrols - Distribution OverheadWLDFREquipment / facility failureAggregated | WLDFR | HFTD - Distribution - 5QU CoRE ¦ 3QU LoRE | Red Flag Warning - Catastrophic Fires | Equipment / facility failure | Aggregated | 2023 | 1.7594e-07 | 726.4576 | 0.00012781 | 2023 | Control | 0.046366 | 1 | 0 | esc | 0 | 0 | 0 | 0 | 2.6901e-05 | 1.9548e-07 | 0 | 0 | 0 | 0 | 0 | 0
[79 empty] | WLDFR | HFTD - Distribution - 5QU CoRE ¦ 3QU LoRE | Red Flag Warning - Catastrophic Fires | 2024 | 0 | 0 | 0 | 1.9548e-07 | 0 | 0 | 13668.067 | 202.8477 | 8304.5949 | 5160.6244 | 0 | 0 | 0 | 0 | 0 | 0 | 1.3301e-06 | 0 | 0 | 0 | 0 | 0 | 0 | 0 | 0 | 0 | 0.0026719 | 0 | 0.0026719 | 0 | 0 | 0 | 0 | 0 | 0 |  |  | Patrols - Distribution OverheadWLDFREquipment / facility failureAggregated | WLDFR | HFTD - Distribution - 5QU CoRE ¦ 3QU LoRE | Red Flag Warning - Catastrophic Fires | Equipment / facility failure | Aggregated | 2024 | 1.7594e-07 | 726.4576 | 0.00012781 | 2024 | Control | 0.046366 | 1 | 0 | esc | 0 | 0 | 0 | 0 | 0 | 0 | 2.6901e-05 | 1.9548e-07 | 0 | 0 | 0 | 0
[79 empty] | WLDFR | HFTD - Distribution - 5QU CoRE ¦ 3QU LoRE | Red Flag Warning - Catastrophic Fires | 2025 | 0 | 0 | 0 | 0 | 1.9548e-07 | 0 | 13668.067 | 202.8477 | 8304.5949 | 5160.6244 | 0 | 0 | 0 | 0 | 0 | 0 | 1.3301e-06 | 0 | 0 | 0 | 0 | 0 | 0 | 0 | 0 | 0 | 0 | 0 | 0 | 0.0026719 | 0 | 0.0026719 | 0 | 0 | 0 |  |  | Patrols - Distribution OverheadWLDFREquipment / facility failureAggregated | WLDFR | HFTD - Distribution - 5QU CoRE ¦ 3QU LoRE | Red Flag Warning - Catastrophic Fires | Equipment / facility failure | Aggregated | 2025 | 1.7594e-07 | 726.4576 | 0.00012781 | 2025 | Control | 0.046366 | 1 | 0 | esc | 0 | 0 | 0 | 0 | 0 | 0 | 0 | 0 | 2.6901e-05 | 1.9548e-07 | 0 | 0
[79 empty] | WLDFR | HFTD - Distribution - 5QU CoRE ¦ 3QU LoRE | Red Flag Warning - Catastrophic Fires | 2026 | 0 | 0 | 0 | 0 | 0 | 1.9548e-07 | 13668.067 | 202.8477 | 8304.5949 | 5160.6244 | 0 | 0 | 0 | 0 | 0 | 0 | 1.3301e-06 | 0 | 0 | 0 | 0 | 0 | 0 | 0 | 0 | 0 | 0 | 0 | 0 | 0 | 0 | 0 | 0.0026719 | 0 | 0.0026719 |  |  | Patrols - Distribution OverheadWLDFREquipment / facility failureAggregated | WLDFR | HFTD - Distribution - 5QU CoRE ¦ 3QU LoRE | Red Flag Warning - Catastrophic Fires | Equipment / facility failure | Aggregated | 2026 | 1.7594e-07 | 726.4576 | 0.00012781 | 2026 | Control | 0.046366 | 1 | 0 | esc | 0 | 0 | 0 | 0 | 0 | 0 | 0 | 0 | 0 | 0 | 2.6901e-05 | 1.9548e-07
[79 empty] | WLDFR | HFTD - Distribution - 5QU CoRE ¦ 3QU LoRE | Red Flag Warning - Destructive Fires | 2021 | 2.9429e-08 | 0 | 0 | 0 | 0 | 0 | 8638.8464 | 212.4034 | 8426.443 | 0 | 0 | 0 | 0 | 0 | 0 | 0 | 2.1618e-07 | 0.00025423 | 0 | 0.00025423 | 0 | 0 | 0 | 0 | 0 | 0 | 0 | 0 | 0 | 0 | 0 | 0 | 0 | 0 | 0 |  |  | Patrols - Distribution OverheadWLDFREquipment / facility failureAggregated | WLDFR | HFTD - Distribution - 5QU CoRE ¦ 3QU LoRE | Red Flag Warning - Destructive Fires | Equipment / facility failure | Aggregated | 2021 | 4.0753e-08 | 726.4576 | 2.9606e-05 | 2021 | Control | 0.046366 | 1 | 0 | esc | 6.1302e-06 | 2.9429e-08 | 0 | 0 | 0 | 0 | 0 | 0 | 0 | 0 | 0 | 0
[79 empty] | WLDFR | HFTD - Distribution - 5QU CoRE ¦ 3QU LoRE | Red Flag Warning - Destructive Fires | 2022 | 0 | 2.9217e-08 | 0 | 0 | 0 | 0 | 8489.5411 | 202.8477 | 8286.6934 | 0 | 0 | 0 | 0 | 0 | 0 | 0 | 2.0904e-07 | 0 | 0 | 0 | 0.00024804 | 0 | 0.00024804 | 0 | 0 | 0 | 0 | 0 | 0 | 0 | 0 | 0 | 0 | 0 | 0 |  |  | Patrols - Distribution OverheadWLDFREquipment / facility failureAggregated | WLDFR | HFTD - Distribution - 5QU CoRE ¦ 3QU LoRE | Red Flag Warning - Destructive Fires | Equipment / facility failure | Aggregated | 2022 | 3.9692e-08 | 726.4576 | 2.8834e-05 | 2022 | Control | 0.046366 | 1 | 0 | esc | 0 | 0 | 6.086e-06 | 2.9217e-08 | 0 | 0 | 0 | 0 | 0 | 0 | 0 | 0
[79 empty] | WLDFR | HFTD - Distribution - 5QU CoRE ¦ 3QU LoRE | Red Flag Warning - Destructive Fires | 2023 | 0 | 0 | 4.5579e-08 | 0 | 0 | 0 | 8507.4426 | 202.8477 | 8304.5949 | 0 | 0 | 0 | 0 | 0 | 0 | 0 | 2.1714e-07 | 0 | 0 | 0 | 0 | 0 | 0 | 0.00038776 | 0 | 0.00038776 | 0 | 0 | 0 | 0 | 0 | 0 | 0 | 0 | 0 |  |  | Patrols - Distribution OverheadWLDFREquipment / facility failureAggregated | WLDFR | HFTD - Distribution - 5QU CoRE ¦ 3QU LoRE | Red Flag Warning - Destructive Fires | Equipment / facility failure | Aggregated | 2023 | 4.1021e-08 | 726.4576 | 2.98e-05 | 2023 | Control | 0.046366 | 1 | 0 | esc | 0 | 0 | 0 | 0 | 6.2722e-06 | 4.5579e-08 | 0 | 0 | 0 | 0 | 0 | 0
[79 empty] | WLDFR | HFTD - Distribution - 5QU CoRE ¦ 3QU LoRE | Red Flag Warning - Destructive Fires | 2024 | 0 | 0 | 0 | 4.5579e-08 | 0 | 0 | 8507.4426 | 202.8477 | 8304.5949 | 0 | 0 | 0 | 0 | 0 | 0 | 0 | 2.1714e-07 | 0 | 0 | 0 | 0 | 0 | 0 | 0 | 0 | 0 | 0.00038776 | 0 | 0.00038776 | 0 | 0 | 0 | 0 | 0 | 0 |  |  | Patrols - Distribution OverheadWLDFREquipment / facility failureAggregated | WLDFR | HFTD - Distribution - 5QU CoRE ¦ 3QU LoRE | Red Flag Warning - Destructive Fires | Equipment / facility failure | Aggregated | 2024 | 4.1021e-08 | 726.4576 | 2.98e-05 | 2024 | Control | 0.046366 | 1 | 0 | esc | 0 | 0 | 0 | 0 | 0 | 0 | 6.2722e-06 | 4.5579e-08 | 0 | 0 | 0 | 0
[79 empty] | WLDFR | HFTD - Distribution - 5QU CoRE ¦ 3QU LoRE | Red Flag Warning - Destructive Fires | 2025 | 0 | 0 | 0 | 0 | 4.5579e-08 | 0 | 8507.4426 | 202.8477 | 8304.5949 | 0 | 0 | 0 | 0 | 0 | 0 | 0 | 2.1714e-07 | 0 | 0 | 0 | 0 | 0 | 0 | 0 | 0 | 0 | 0 | 0 | 0 | 0.00038776 | 0 | 0.00038776 | 0 | 0 | 0 |  |  | Patrols - Distribution OverheadWLDFREquipment / facility failureAggregated | WLDFR | HFTD - Distribution - 5QU CoRE ¦ 3QU LoRE | Red Flag Warning - Destructive Fires | Equipment / facility failure | Aggregated | 2025 | 4.1021e-08 | 726.4576 | 2.98e-05 | 2025 | Control | 0.046366 | 1 | 0 | esc | 0 | 0 | 0 | 0 | 0 | 0 | 0 | 0 | 6.2722e-06 | 4.5579e-08 | 0 | 0
[79 empty] | WLDFR | HFTD - Distribution - 5QU CoRE ¦ 3QU LoRE | Red Flag Warning - Destructive Fires | 2026 | 0 | 0 | 0 | 0 | 0 | 4.5579e-08 | 8507.4426 | 202.8477 | 8304.5949 | 0 | 0 | 0 | 0 | 0 | 0 | 0 | 2.1714e-07 | 0 | 0 | 0 | 0 | 0 | 0 | 0 | 0 | 0 | 0 | 0 | 0 | 0 | 0 | 0 | 0.00038776 | 0 | 0.00038776 |  |  | Patrols - Distribution OverheadWLDFREquipment / facility failureAggregated | WLDFR | HFTD - Distribution - 5QU CoRE ¦ 3QU LoRE | Red Flag Warning - Destructive Fires | Equipment / facility failure | Aggregated | 2026 | 4.1021e-08 | 726.4576 | 2.98e-05 | 2026 | Control | 0.046366 | 1 | 0 | esc | 0 | 0 | 0 | 0 | 0 | 0 | 0 | 0 | 0 | 0 | 6.2722e-06 | 4.5579e-08
[79 empty] | WLDFR | HFTD - Distribution - 5QU CoRE ¦ 3QU LoRE | Red Flag Warning - Large Fires | 2021 | 2.5961e-06 | 0 | 0 | 0 | 0 | 0 | 5.1078 | 0.69027 | 2.8264 | 1.5911 | 0 | 0 | 0 | 0 | 0 | 0 | 1.6485e-05 | 1.326e-05 | 0 | 1.326e-05 | 0 | 0 | 0 | 0 | 0 | 0 | 0 | 0 | 0 | 0 | 0 | 0 | 0 | 0 | 0 |  |  | Patrols - Distribution OverheadWLDFREquipment / facility failureAggregated | WLDFR | HFTD - Distribution - 5QU CoRE ¦ 3QU LoRE | Red Flag Warning - Large Fires | Equipment / facility failure | Aggregated | 2021 | 3.5952e-06 | 726.4576 | 0.0026117 | 2021 | Control | 0.046366 | 1 | 0 | esc | 0.00054079 | 2.5961e-06 | 0 | 0 | 0 | 0 | 0 | 0 | 0 | 0 | 0 | 0
[79 empty] | WLDFR | HFTD - Distribution - 5QU CoRE ¦ 3QU LoRE | Red Flag Warning - Large Fires | 2022 | 0 | 2.5771e-06 | 0 | 0 | 0 | 0 | 5.0739 | 0.68415 | 2.8096 | 1.5801 | 0 | 0 | 0 | 0 | 0 | 0 | 1.5944e-05 | 0 | 0 | 0 | 1.3076e-05 | 0 | 1.3076e-05 | 0 | 0 | 0 | 0 | 0 | 0 | 0 | 0 | 0 | 0 | 0 | 0 |  |  | Patrols - Distribution OverheadWLDFREquipment / facility failureAggregated | WLDFR | HFTD - Distribution - 5QU CoRE ¦ 3QU LoRE | Red Flag Warning - Large Fires | Equipment / facility failure | Aggregated | 2022 | 3.5011e-06 | 726.4576 | 0.0025434 | 2022 | Control | 0.046366 | 1 | 0 | esc | 0 | 0 | 0.00053683 | 2.5771e-06 | 0 | 0 | 0 | 0 | 0 | 0 | 0 | 0
[79 empty] | WLDFR | HFTD - Distribution - 5QU CoRE ¦ 3QU LoRE | Red Flag Warning - Large Fires | 2023 | 0 | 0 | 4.0203e-06 | 0 | 0 | 0 | 5.1712 | 0.68415 | 2.907 | 1.5801 | 0 | 0 | 0 | 0 | 0 | 0 | 1.6558e-05 | 0 | 0 | 0 | 0 | 0 | 0 | 2.079e-05 | 0 | 2.079e-05 | 0 | 0 | 0 | 0 | 0 | 0 | 0 | 0 | 0 |  |  | Patrols - Distribution OverheadWLDFREquipment / facility failureAggregated | WLDFR | HFTD - Distribution - 5QU CoRE ¦ 3QU LoRE | Red Flag Warning - Large Fires | Equipment / facility failure | Aggregated | 2023 | 3.6183e-06 | 726.4576 | 0.0026286 | 2023 | Control | 0.046366 | 1 | 0 | esc | 0 | 0 | 0 | 0 | 0.00055325 | 4.0203e-06 | 0 | 0 | 0 | 0 | 0 | 0
[79 empty] | WLDFR | HFTD - Distribution - 5QU CoRE ¦ 3QU LoRE | Red Flag Warning - Large Fires | 2024 | 0 | 0 | 0 | 4.0203e-06 | 0 | 0 | 5.1712 | 0.68415 | 2.907 | 1.5801 | 0 | 0 | 0 | 0 | 0 | 0 | 1.6558e-05 | 0 | 0 | 0 | 0 | 0 | 0 | 0 | 0 | 0 | 2.079e-05 | 0 | 2.079e-05 | 0 | 0 | 0 | 0 | 0 | 0 |  |  | Patrols - Distribution OverheadWLDFREquipment / facility failureAggregated | WLDFR | HFTD - Distribution - 5QU CoRE ¦ 3QU LoRE | Red Flag Warning - Large Fires | Equipment / facility failure | Aggregated | 2024 | 3.6183e-06 | 726.4576 | 0.0026286 | 2024 | Control | 0.046366 | 1 | 0 | esc | 0 | 0 | 0 | 0 | 0 | 0 | 0.00055325 | 4.0203e-06 | 0 | 0 | 0 | 0
[79 empty] | WLDFR | HFTD - Distribution - 5QU CoRE ¦ 3QU LoRE | Red Flag Warning - Large Fires | 2025 | 0 | 0 | 0 | 0 | 4.0203e-06 | 0 | 5.1712 | 0.68415 | 2.907 | 1.5801 | 0 | 0 | 0 | 0 | 0 | 0 | 1.6558e-05 | 0 | 0 | 0 | 0 | 0 | 0 | 0 | 0 | 0 | 0 | 0 | 0 | 2.079e-05 | 0 | 2.079e-05 | 0 | 0 | 0 |  |  | Patrols - Distribution OverheadWLDFREquipment / facility failureAggregated | WLDFR | HFTD - Distribution - 5QU CoRE ¦ 3QU LoRE | Red Flag Warning - Large Fires | Equipment / facility failure | Aggregated | 2025 | 3.6183e-06 | 726.4576 | 0.0026286 | 2025 | Control | 0.046366 | 1 | 0 | esc | 0 | 0 | 0 | 0 | 0 | 0 | 0 | 0 | 0.00055325 | 4.0203e-06 | 0 | 0
[79 empty] | WLDFR | HFTD - Distribution - 5QU CoRE ¦ 3QU LoRE | Red Flag Warning - Large Fires | 2026 | 0 | 0 | 0 | 0 | 0 | 4.0203e-06 | 5.1712 | 0.68415 | 2.907 | 1.5801 | 0 | 0 | 0 | 0 | 0 | 0 | 1.6558e-05 | 0 | 0 | 0 | 0 | 0 | 0 | 0 | 0 | 0 | 0 | 0 | 0 | 0 | 0 | 0 | 2.079e-05 | 0 | 2.079e-05 |  |  | Patrols - Distribution OverheadWLDFREquipment / facility failureAggregated | WLDFR | HFTD - Distribution - 5QU CoRE ¦ 3QU LoRE | Red Flag Warning - Large Fires | Equipment / facility failure | Aggregated | 2026 | 3.6183e-06 | 726.4576 | 0.0026286 | 2026 | Control | 0.046366 | 1 | 0 | esc | 0 | 0 | 0 | 0 | 0 | 0 | 0 | 0 | 0 | 0 | 0.00055325 | 4.0203e-06
[79 empty] | WLDFR | HFTD - Distribution - 5QU CoRE ¦ 3QU LoRE | Red Flag Warning - Small Fires | 2021 | 3.1746e-05 | 0 | 0 | 0 | 0 | 0 | 0.077861 | 0.036425 | 0.0015416 | 0.039895 | 0 | 0 | 0 | 0 | 0 | 0 | 0.00053827 | 2.4718e-06 | 0 | 2.4718e-06 | 0 | 0 | 0 | 0 | 0 | 0 | 0 | 0 | 0 | 0 | 0 | 0 | 0 | 0 | 0 |  |  | Patrols - Distribution OverheadWLDFREquipment / facility failureAggregated | WLDFR | HFTD - Distribution - 5QU CoRE ¦ 3QU LoRE | Red Flag Warning - Small Fires | Equipment / facility failure | Aggregated | 2021 | 4.3962e-05 | 726.4576 | 0.031937 | 2021 | Control | 0.046366 | 1 | 0 | esc | 0.0066129 | 3.1746e-05 | 0 | 0 | 0 | 0 | 0 | 0 | 0 | 0 | 0 | 0
[79 empty] | WLDFR | HFTD - Distribution - 5QU CoRE ¦ 3QU LoRE | Red Flag Warning - Small Fires | 2022 | 0 | 3.1758e-05 | 0 | 0 | 0 | 0 | 0.077861 | 0.036425 | 0.0015416 | 0.039895 | 0 | 0 | 0 | 0 | 0 | 0 | 0.00052431 | 0 | 0 | 0 | 2.4727e-06 | 0 | 2.4727e-06 | 0 | 0 | 0 | 0 | 0 | 0 | 0 | 0 | 0 | 0 | 0 | 0 |  |  | Patrols - Distribution OverheadWLDFREquipment / facility failureAggregated | WLDFR | HFTD - Distribution - 5QU CoRE ¦ 3QU LoRE | Red Flag Warning - Small Fires | Equipment / facility failure | Aggregated | 2022 | 4.3144e-05 | 726.4576 | 0.031342 | 2022 | Control | 0.046366 | 1 | 0 | esc | 0 | 0 | 0.0066153 | 3.1758e-05 | 0 | 0 | 0 | 0 | 0 | 0 | 0 | 0
[79 empty] | WLDFR | HFTD - Distribution - 5QU CoRE ¦ 3QU LoRE | Red Flag Warning - Small Fires | 2023 | 0 | 0 | 4.9471e-05 | 0 | 0 | 0 | 0.077901 | 0.036425 | 0.0015809 | 0.039895 | 0 | 0 | 0 | 0 | 0 | 0 | 0.00054407 | 0 | 0 | 0 | 0 | 0 | 0 | 3.8538e-06 | 0 | 3.8538e-06 | 0 | 0 | 0 | 0 | 0 | 0 | 0 | 0 | 0 |  |  | Patrols - Distribution OverheadWLDFREquipment / facility failureAggregated | WLDFR | HFTD - Distribution - 5QU CoRE ¦ 3QU LoRE | Red Flag Warning - Small Fires | Equipment / facility failure | Aggregated | 2023 | 4.4524e-05 | 726.4576 | 0.032345 | 2023 | Control | 0.046366 | 1 | 0 | esc | 0 | 0 | 0 | 0 | 0.0068078 | 4.9471e-05 | 0 | 0 | 0 | 0 | 0 | 0
[79 empty] | WLDFR | HFTD - Distribution - 5QU CoRE ¦ 3QU LoRE | Red Flag Warning - Small Fires | 2024 | 0 | 0 | 0 | 4.9471e-05 | 0 | 0 | 0.077901 | 0.036425 | 0.0015809 | 0.039895 | 0 | 0 | 0 | 0 | 0 | 0 | 0.00054407 | 0 | 0 | 0 | 0 | 0 | 0 | 0 | 0 | 0 | 3.8538e-06 | 0 | 3.8538e-06 | 0 | 0 | 0 | 0 | 0 | 0 |  |  | Patrols - Distribution OverheadWLDFREquipment / facility failureAggregated | WLDFR | HFTD - Distribution - 5QU CoRE ¦ 3QU LoRE | Red Flag Warning - Small Fires | Equipment / facility failure | Aggregated | 2024 | 4.4524e-05 | 726.4576 | 0.032345 | 2024 | Control | 0.046366 | 1 | 0 | esc | 0 | 0 | 0 | 0 | 0 | 0 | 0.0068078 | 4.9471e-05 | 0 | 0 | 0 | 0
[79 empty] | WLDFR | HFTD - Distribution - 5QU CoRE ¦ 3QU LoRE | Red Flag Warning - Small Fires | 2025 | 0 | 0 | 0 | 0 | 4.9471e-05 | 0 | 0.077901 | 0.036425 | 0.0015809 | 0.039895 | 0 | 0 | 0 | 0 | 0 | 0 | 0.00054407 | 0 | 0 | 0 | 0 | 0 | 0 | 0 | 0 | 0 | 0 | 0 | 0 | 3.8538e-06 | 0 | 3.8538e-06 | 0 | 0 | 0 |  |  | Patrols - Distribution OverheadWLDFREquipment / facility failureAggregated | WLDFR | HFTD - Distribution - 5QU CoRE ¦ 3QU LoRE | Red Flag Warning - Small Fires | Equipment / facility failure | Aggregated | 2025 | 4.4524e-05 | 726.4576 | 0.032345 | 2025 | Control | 0.046366 | 1 | 0 | esc | 0 | 0 | 0 | 0 | 0 | 0 | 0 | 0 | 0.0068078 | 4.9471e-05 | 0 | 0
[79 empty] | WLDFR | HFTD - Distribution - 5QU CoRE ¦ 3QU LoRE | Red Flag Warning - Small Fires | 2026 | 0 | 0 | 0 | 0 | 0 | 4.9471e-05 | 0.077901 | 0.036425 | 0.0015809 | 0.039895 | 0 | 0 | 0 | 0 | 0 | 0 | 0.00054407 | 0 | 0 | 0 | 0 | 0 | 0 | 0 | 0 | 0 | 0 | 0 | 0 | 0 | 0 | 0 | 3.8538e-06 | 0 | 3.8538e-06 |  |  | Patrols - Distribution OverheadWLDFREquipment / facility failureAggregated | WLDFR | HFTD - Distribution - 5QU CoRE ¦ 3QU LoRE | Red Flag Warning - Small Fires | Equipment / facility failure | Aggregated | 2026 | 4.4524e-05 | 726.4576 | 0.032345 | 2026 | Control | 0.046366 | 1 | 0 | esc | 0 | 0 | 0 | 0 | 0 | 0 | 0 | 0 | 0 | 0 | 0.0068078 | 4.9471e-05
[79 empty] | WLDFR | HFTD - Distribution - 5QU CoRE ¦ 4QU LoRE | Non-Red Flag Warning - Catastrophic Fires | 2021 | 2.8525e-10 | 0 | 0 | 0 | 0 | 0 | 13887.861 | 212.4034 | 8426.443 | 5249.0147 | 0 | 0 | 0 | 0 | 0 | 0 | 3.2528e-08 | 3.9615e-06 | 0 | 3.9615e-06 | 0 | 0 | 0 | 0 | 0 | 0 | 0 | 0 | 0 | 0 | 0 | 0 | 0 | 0 | 0 |  |  | Patrols - Distribution OverheadWLDFREquipment / facility failureAggregated | WLDFR | HFTD - Distribution - 5QU CoRE ¦ 4QU LoRE | Non-Red Flag Warning - Catastrophic Fires | Equipment / facility failure | Aggregated | 2021 | 3.2347e-10 | 635.8146 | 2.0567e-07 | 2021 | Control | 0.046366 | 1 | 0 | esc | 5.9419e-08 | 2.8525e-10 | 0 | 0 | 0 | 0 | 0 | 0 | 0 | 0 | 0 | 0
[79 empty] | WLDFR | HFTD - Distribution - 5QU CoRE ¦ 4QU LoRE | Non-Red Flag Warning - Catastrophic Fires | 2022 | 0 | 2.83e-10 | 0 | 0 | 0 | 0 | 13650.1655 | 202.8477 | 8286.6934 | 5160.6244 | 0 | 0 | 0 | 0 | 0 | 0 | 3.1838e-08 | 0 | 0 | 0 | 3.863e-06 | 0 | 3.863e-06 | 0 | 0 | 0 | 0 | 0 | 0 | 0 | 0 | 0 | 0 | 0 | 0 |  |  | Patrols - Distribution OverheadWLDFREquipment / facility failureAggregated | WLDFR | HFTD - Distribution - 5QU CoRE ¦ 4QU LoRE | Non-Red Flag Warning - Catastrophic Fires | Equipment / facility failure | Aggregated | 2022 | 3.1481e-10 | 635.8146 | 2.0016e-07 | 2022 | Control | 0.046366 | 1 | 0 | esc | 0 | 0 | 5.895e-08 | 2.83e-10 | 0 | 0 | 0 | 0 | 0 | 0 | 0 | 0
[79 empty] | WLDFR | HFTD - Distribution - 5QU CoRE ¦ 4QU LoRE | Non-Red Flag Warning - Catastrophic Fires | 2023 | 0 | 0 | 4.2663e-10 | 0 | 0 | 0 | 13668.067 | 202.8477 | 8304.5949 | 5160.6244 | 0 | 0 | 0 | 0 | 0 | 0 | 3.1861e-08 | 0 | 0 | 0 | 0 | 0 | 0 | 5.8312e-06 | 0 | 5.8312e-06 | 0 | 0 | 0 | 0 | 0 | 0 | 0 | 0 | 0 |  |  | Patrols - Distribution OverheadWLDFREquipment / facility failureAggregated | WLDFR | HFTD - Distribution - 5QU CoRE ¦ 4QU LoRE | Non-Red Flag Warning - Catastrophic Fires | Equipment / facility failure | Aggregated | 2023 | 3.1446e-10 | 635.8146 | 1.9994e-07 | 2023 | Control | 0.046366 | 1 | 0 | esc | 0 | 0 | 0 | 0 | 5.871e-08 | 4.2663e-10 | 0 | 0 | 0 | 0 | 0 | 0
[79 empty] | WLDFR | HFTD - Distribution - 5QU CoRE ¦ 4QU LoRE | Non-Red Flag Warning - Catastrophic Fires | 2024 | 0 | 0 | 0 | 4.2663e-10 | 0 | 0 | 13668.067 | 202.8477 | 8304.5949 | 5160.6244 | 0 | 0 | 0 | 0 | 0 | 0 | 3.1861e-08 | 0 | 0 | 0 | 0 | 0 | 0 | 0 | 0 | 0 | 5.8312e-06 | 0 | 5.8312e-06 | 0 | 0 | 0 | 0 | 0 | 0 |  |  | Patrols - Distribution OverheadWLDFREquipment / facility failureAggregated | WLDFR | HFTD - Distribution - 5QU CoRE ¦ 4QU LoRE | Non-Red Flag Warning - Catastrophic Fires | Equipment / facility failure | Aggregated | 2024 | 3.1446e-10 | 635.8146 | 1.9994e-07 | 2024 | Control | 0.046366 | 1 | 0 | esc | 0 | 0 | 0 | 0 | 0 | 0 | 5.871e-08 | 4.2663e-10 | 0 | 0 | 0 | 0
[79 empty] | WLDFR | HFTD - Distribution - 5QU CoRE ¦ 4QU LoRE | Non-Red Flag Warning - Catastrophic Fires | 2025 | 0 | 0 | 0 | 0 | 4.2663e-10 | 0 | 13668.067 | 202.8477 | 8304.5949 | 5160.6244 | 0 | 0 | 0 | 0 | 0 | 0 | 3.1861e-08 | 0 | 0 | 0 | 0 | 0 | 0 | 0 | 0 | 0 | 0 | 0 | 0 | 5.8312e-06 | 0 | 5.8312e-06 | 0 | 0 | 0 |  |  | Patrols - Distribution OverheadWLDFREquipment / facility failureAggregated | WLDFR | HFTD - Distribution - 5QU CoRE ¦ 4QU LoRE | Non-Red Flag Warning - Catastrophic Fires | Equipment / facility failure | Aggregated | 2025 | 3.1446e-10 | 635.8146 | 1.9994e-07 | 2025 | Control | 0.046366 | 1 | 0 | esc | 0 | 0 | 0 | 0 | 0 | 0 | 0 | 0 | 5.871e-08 | 4.2663e-10 | 0 | 0
[79 empty] | WLDFR | HFTD - Distribution - 5QU CoRE ¦ 4QU LoRE | Non-Red Flag Warning - Catastrophic Fires | 2026 | 0 | 0 | 0 | 0 | 0 | 4.2663e-10 | 13668.067 | 202.8477 | 8304.5949 | 5160.6244 | 0 | 0 | 0 | 0 | 0 | 0 | 3.1861e-08 | 0 | 0 | 0 | 0 | 0 | 0 | 0 | 0 | 0 | 0 | 0 | 0 | 0 | 0 | 0 | 5.8312e-06 | 0 | 5.8312e-06 |  |  | Patrols - Distribution OverheadWLDFREquipment / facility failureAggregated | WLDFR | HFTD - Distribution - 5QU CoRE ¦ 4QU LoRE | Non-Red Flag Warning - Catastrophic Fires | Equipment / facility failure | Aggregated | 2026 | 3.1446e-10 | 635.8146 | 1.9994e-07 | 2026 | Control | 0.046366 | 1 | 0 | esc | 0 | 0 | 0 | 0 | 0 | 0 | 0 | 0 | 0 | 0 | 5.871e-08 | 4.2663e-10
[79 empty] | WLDFR | HFTD - Distribution - 5QU CoRE ¦ 4QU LoRE | Non-Red Flag Warning - Destructive Fires | 2021 | 1.1831e-09 | 0 | 0 | 0 | 0 | 0 | 8638.8464 | 212.4034 | 8426.443 | 0 | 0 | 0 | 0 | 0 | 0 | 0 | 4.3705e-08 | 1.0221e-05 | 0 | 1.0221e-05 | 0 | 0 | 0 | 0 | 0 | 0 | 0 | 0 | 0 | 0 | 0 | 0 | 0 | 0 | 0 |  |  | Patrols - Distribution OverheadWLDFREquipment / facility failureAggregated | WLDFR | HFTD - Distribution - 5QU CoRE ¦ 4QU LoRE | Non-Red Flag Warning - Destructive Fires | Equipment / facility failure | Aggregated | 2021 | 1.3416e-09 | 635.8146 | 8.5301e-07 | 2021 | Control | 0.046366 | 1 | 0 | esc | 2.4644e-07 | 1.1831e-09 | 0 | 0 | 0 | 0 | 0 | 0 | 0 | 0 | 0 | 0
[79 empty] | WLDFR | HFTD - Distribution - 5QU CoRE ¦ 4QU LoRE | Non-Red Flag Warning - Destructive Fires | 2022 | 0 | 1.1738e-09 | 0 | 0 | 0 | 0 | 8489.5411 | 202.8477 | 8286.6934 | 0 | 0 | 0 | 0 | 0 | 0 | 0 | 4.2625e-08 | 0 | 0 | 0 | 9.965e-06 | 0 | 9.965e-06 | 0 | 0 | 0 | 0 | 0 | 0 | 0 | 0 | 0 | 0 | 0 | 0 |  |  | Patrols - Distribution OverheadWLDFREquipment / facility failureAggregated | WLDFR | HFTD - Distribution - 5QU CoRE ¦ 4QU LoRE | Non-Red Flag Warning - Destructive Fires | Equipment / facility failure | Aggregated | 2022 | 1.3057e-09 | 635.8146 | 8.302e-07 | 2022 | Control | 0.046366 | 1 | 0 | esc | 0 | 0 | 2.4451e-07 | 1.1738e-09 | 0 | 0 | 0 | 0 | 0 | 0 | 0 | 0
[79 empty] | WLDFR | HFTD - Distribution - 5QU CoRE ¦ 4QU LoRE | Non-Red Flag Warning - Destructive Fires | 2023 | 0 | 0 | 1.7695e-09 | 0 | 0 | 0 | 8507.4426 | 202.8477 | 8304.5949 | 0 | 0 | 0 | 0 | 0 | 0 | 0 | 4.2742e-08 | 0 | 0 | 0 | 0 | 0 | 0 | 1.5054e-05 | 0 | 1.5054e-05 | 0 | 0 | 0 | 0 | 0 | 0 | 0 | 0 | 0 |  |  | Patrols - Distribution OverheadWLDFREquipment / facility failureAggregated | WLDFR | HFTD - Distribution - 5QU CoRE ¦ 4QU LoRE | Non-Red Flag Warning - Destructive Fires | Equipment / facility failure | Aggregated | 2023 | 1.3043e-09 | 635.8146 | 8.2928e-07 | 2023 | Control | 0.046366 | 1 | 0 | esc | 0 | 0 | 0 | 0 | 2.4351e-07 | 1.7695e-09 | 0 | 0 | 0 | 0 | 0 | 0
[79 empty] | WLDFR | HFTD - Distribution - 5QU CoRE ¦ 4QU LoRE | Non-Red Flag Warning - Destructive Fires | 2024 | 0 | 0 | 0 | 1.7695e-09 | 0 | 0 | 8507.4426 | 202.8477 | 8304.5949 | 0 | 0 | 0 | 0 | 0 | 0 | 0 | 4.2742e-08 | 0 | 0 | 0 | 0 | 0 | 0 | 0 | 0 | 0 | 1.5054e-05 | 0 | 1.5054e-05 | 0 | 0 | 0 | 0 | 0 | 0 |  |  | Patrols - Distribution OverheadWLDFREquipment / facility failureAggregated | WLDFR | HFTD - Distribution - 5QU CoRE ¦ 4QU LoRE | Non-Red Flag Warning - Destructive Fires | Equipment / facility failure | Aggregated | 2024 | 1.3043e-09 | 635.8146 | 8.2928e-07 | 2024 | Control | 0.046366 | 1 | 0 | esc | 0 | 0 | 0 | 0 | 0 | 0 | 2.4351e-07 | 1.7695e-09 | 0 | 0 | 0 | 0
[79 empty] | WLDFR | HFTD - Distribution - 5QU CoRE ¦ 4QU LoRE | Non-Red Flag Warning - Destructive Fires | 2025 | 0 | 0 | 0 | 0 | 1.7695e-09 | 0 | 8507.4426 | 202.8477 | 8304.5949 | 0 | 0 | 0 | 0 | 0 | 0 | 0 | 4.2742e-08 | 0 | 0 | 0 | 0 | 0 | 0 | 0 | 0 | 0 | 0 | 0 | 0 | 1.5054e-05 | 0 | 1.5054e-05 | 0 | 0 | 0 |  |  | Patrols - Distribution OverheadWLDFREquipment / facility failureAggregated | WLDFR | HFTD - Distribution - 5QU CoRE ¦ 4QU LoRE | Non-Red Flag Warning - Destructive Fires | Equipment / facility failure | Aggregated | 2025 | 1.3043e-09 | 635.8146 | 8.2928e-07 | 2025 | Control | 0.046366 | 1 | 0 | esc | 0 | 0 | 0 | 0 | 0 | 0 | 0 | 0 | 2.4351e-07 | 1.7695e-09 | 0 | 0
[79 empty] | WLDFR | HFTD - Distribution - 5QU CoRE ¦ 4QU LoRE | Non-Red Flag Warning - Destructive Fires | 2026 | 0 | 0 | 0 | 0 | 0 | 1.7695e-09 | 8507.4426 | 202.8477 | 8304.5949 | 0 | 0 | 0 | 0 | 0 | 0 | 0 | 4.2742e-08 | 0 | 0 | 0 | 0 | 0 | 0 | 0 | 0 | 0 | 0 | 0 | 0 | 0 | 0 | 0 | 1.5054e-05 | 0 | 1.5054e-05 |  |  | Patrols - Distribution OverheadWLDFREquipment / facility failureAggregated | WLDFR | HFTD - Distribution - 5QU CoRE ¦ 4QU LoRE | Non-Red Flag Warning - Destructive Fires | Equipment / facility failure | Aggregated | 2026 | 1.3043e-09 | 635.8146 | 8.2928e-07 | 2026 | Control | 0.046366 | 1 | 0 | esc | 0 | 0 | 0 | 0 | 0 | 0 | 0 | 0 | 0 | 0 | 2.4351e-07 | 1.7695e-09
[79 empty] | WLDFR | HFTD - Distribution - 5QU CoRE ¦ 4QU LoRE | Non-Red Flag Warning - Large Fires | 2021 | 2.4035e-07 | 0 | 0 | 0 | 0 | 0 | 5.1078 | 0.69027 | 2.8264 | 1.5911 | 0 | 0 | 0 | 0 | 0 | 0 | 6.557e-06 | 1.2277e-06 | 0 | 1.2277e-06 | 0 | 0 | 0 | 0 | 0 | 0 | 0 | 0 | 0 | 0 | 0 | 0 | 0 | 0 | 0 |  |  | Patrols - Distribution OverheadWLDFREquipment / facility failureAggregated | WLDFR | HFTD - Distribution - 5QU CoRE ¦ 4QU LoRE | Non-Red Flag Warning - Large Fires | Equipment / facility failure | Aggregated | 2021 | 2.7256e-07 | 635.8146 | 0.0001733 | 2021 | Control | 0.046366 | 1 | 0 | esc | 5.0067e-05 | 2.4035e-07 | 0 | 0 | 0 | 0 | 0 | 0 | 0 | 0 | 0 | 0
[79 empty] | WLDFR | HFTD - Distribution - 5QU CoRE ¦ 4QU LoRE | Non-Red Flag Warning - Large Fires | 2022 | 0 | 2.3853e-07 | 0 | 0 | 0 | 0 | 5.0739 | 0.68415 | 2.8096 | 1.5801 | 0 | 0 | 0 | 0 | 0 | 0 | 6.3901e-06 | 0 | 0 | 0 | 1.2103e-06 | 0 | 1.2103e-06 | 0 | 0 | 0 | 0 | 0 | 0 | 0 | 0 | 0 | 0 | 0 | 0 |  |  | Patrols - Distribution OverheadWLDFREquipment / facility failureAggregated | WLDFR | HFTD - Distribution - 5QU CoRE ¦ 4QU LoRE | Non-Red Flag Warning - Large Fires | Equipment / facility failure | Aggregated | 2022 | 2.6534e-07 | 635.8146 | 0.00016871 | 2022 | Control | 0.046366 | 1 | 0 | esc | 0 | 0 | 4.9687e-05 | 2.3853e-07 | 0 | 0 | 0 | 0 | 0 | 0 | 0 | 0
[79 empty] | WLDFR | HFTD - Distribution - 5QU CoRE ¦ 4QU LoRE | Non-Red Flag Warning - Large Fires | 2023 | 0 | 0 | 3.5959e-07 | 0 | 0 | 0 | 5.1712 | 0.68415 | 2.907 | 1.5801 | 0 | 0 | 0 | 0 | 0 | 0 | 6.4105e-06 | 0 | 0 | 0 | 0 | 0 | 0 | 1.8596e-06 | 0 | 1.8596e-06 | 0 | 0 | 0 | 0 | 0 | 0 | 0 | 0 | 0 |  |  | Patrols - Distribution OverheadWLDFREquipment / facility failureAggregated | WLDFR | HFTD - Distribution - 5QU CoRE ¦ 4QU LoRE | Non-Red Flag Warning - Large Fires | Equipment / facility failure | Aggregated | 2023 | 2.6505e-07 | 635.8146 | 0.00016852 | 2023 | Control | 0.046366 | 1 | 0 | esc | 0 | 0 | 0 | 0 | 4.9485e-05 | 3.5959e-07 | 0 | 0 | 0 | 0 | 0 | 0
[79 empty] | WLDFR | HFTD - Distribution - 5QU CoRE ¦ 4QU LoRE | Non-Red Flag Warning - Large Fires | 2024 | 0 | 0 | 0 | 3.5959e-07 | 0 | 0 | 5.1712 | 0.68415 | 2.907 | 1.5801 | 0 | 0 | 0 | 0 | 0 | 0 | 6.4105e-06 | 0 | 0 | 0 | 0 | 0 | 0 | 0 | 0 | 0 | 1.8596e-06 | 0 | 1.8596e-06 | 0 | 0 | 0 | 0 | 0 | 0 |  |  | Patrols - Distribution OverheadWLDFREquipment / facility failureAggregated | WLDFR | HFTD - Distribution - 5QU CoRE ¦ 4QU LoRE | Non-Red Flag Warning - Large Fires | Equipment / facility failure | Aggregated | 2024 | 2.6505e-07 | 635.8146 | 0.00016852 | 2024 | Control | 0.046366 | 1 | 0 | esc | 0 | 0 | 0 | 0 | 0 | 0 | 4.9485e-05 | 3.5959e-07 | 0 | 0 | 0 | 0
[79 empty] | WLDFR | HFTD - Distribution - 5QU CoRE ¦ 4QU LoRE | Non-Red Flag Warning - Large Fires | 2025 | 0 | 0 | 0 | 0 | 3.5959e-07 | 0 | 5.1712 | 0.68415 | 2.907 | 1.5801 | 0 | 0 | 0 | 0 | 0 | 0 | 6.4105e-06 | 0 | 0 | 0 | 0 | 0 | 0 | 0 | 0 | 0 | 0 | 0 | 0 | 1.8596e-06 | 0 | 1.8596e-06 | 0 | 0 | 0 |  |  | Patrols - Distribution OverheadWLDFREquipment / facility failureAggregated | WLDFR | HFTD - Distribution - 5QU CoRE ¦ 4QU LoRE | Non-Red Flag Warning - Large Fires | Equipment / facility failure | Aggregated | 2025 | 2.6505e-07 | 635.8146 | 0.00016852 | 2025 | Control | 0.046366 | 1 | 0 | esc | 0 | 0 | 0 | 0 | 0 | 0 | 0 | 0 | 4.9485e-05 | 3.5959e-07 | 0 | 0
[79 empty] | WLDFR | HFTD - Distribution - 5QU CoRE ¦ 4QU LoRE | Non-Red Flag Warning - Large Fires | 2026 | 0 | 0 | 0 | 0 | 0 | 3.5959e-07 | 5.1712 | 0.68415 | 2.907 | 1.5801 | 0 | 0 | 0 | 0 | 0 | 0 | 6.4105e-06 | 0 | 0 | 0 | 0 | 0 | 0 | 0 | 0 | 0 | 0 | 0 | 0 | 0 | 0 | 0 | 1.8596e-06 | 0 | 1.8596e-06 |  |  | Patrols - Distribution OverheadWLDFREquipment / facility failureAggregated | WLDFR | HFTD - Distribution - 5QU CoRE ¦ 4QU LoRE | Non-Red Flag Warning - Large Fires | Equipment / facility failure | Aggregated | 2026 | 2.6505e-07 | 635.8146 | 0.00016852 | 2026 | Control | 0.046366 | 1 | 0 | esc | 0 | 0 | 0 | 0 | 0 | 0 | 0 | 0 | 0 | 0 | 4.9485e-05 | 3.5959e-07
[79 empty] | WLDFR | HFTD - Distribution - 5QU CoRE ¦ 4QU LoRE | Non-Red Flag Warning - Small Fires | 2021 | 0.00018675 | 0 | 0 | 0 | 0 | 0 | 0.077861 | 0.036425 | 0.0015416 | 0.039895 | 0 | 0 | 0 | 0 | 0 | 0 | 0.0023688 | 1.4541e-05 | 0 | 1.4541e-05 | 0 | 0 | 0 | 0 | 0 | 0 | 0 | 0 | 0 | 0 | 0 | 0 | 0 | 0 | 0 |  |  | Patrols - Distribution OverheadWLDFREquipment / facility failureAggregated | WLDFR | HFTD - Distribution - 5QU CoRE ¦ 4QU LoRE | Non-Red Flag Warning - Small Fires | Equipment / facility failure | Aggregated | 2021 | 0.00021177 | 635.8146 | 0.13465 | 2021 | Control | 0.046366 | 1 | 0 | esc | 0.038901 | 0.00018675 | 0 | 0 | 0 | 0 | 0 | 0 | 0 | 0 | 0 | 0
[79 empty] | WLDFR | HFTD - Distribution - 5QU CoRE ¦ 4QU LoRE | Non-Red Flag Warning - Small Fires | 2022 | 0 | 0.00018677 | 0 | 0 | 0 | 0 | 0.077861 | 0.036425 | 0.0015416 | 0.039895 | 0 | 0 | 0 | 0 | 0 | 0 | 0.0023236 | 0 | 0 | 0 | 1.4542e-05 | 0 | 1.4542e-05 | 0 | 0 | 0 | 0 | 0 | 0 | 0 | 0 | 0 | 0 | 0 | 0 |  |  | Patrols - Distribution OverheadWLDFREquipment / facility failureAggregated | WLDFR | HFTD - Distribution - 5QU CoRE ¦ 4QU LoRE | Non-Red Flag Warning - Small Fires | Equipment / facility failure | Aggregated | 2022 | 0.00020776 | 635.8146 | 0.1321 | 2022 | Control | 0.046366 | 1 | 0 | esc | 0 | 0 | 0.038905 | 0.00018677 | 0 | 0 | 0 | 0 | 0 | 0 | 0 | 0
[79 empty] | WLDFR | HFTD - Distribution - 5QU CoRE ¦ 4QU LoRE | Non-Red Flag Warning - Small Fires | 2023 | 0 | 0 | 0.00028115 | 0 | 0 | 0 | 0.077901 | 0.036425 | 0.0015809 | 0.039895 | 0 | 0 | 0 | 0 | 0 | 0 | 0.0023286 | 0 | 0 | 0 | 0 | 0 | 0 | 2.1902e-05 | 0 | 2.1902e-05 | 0 | 0 | 0 | 0 | 0 | 0 | 0 | 0 | 0 |  |  | Patrols - Distribution OverheadWLDFREquipment / facility failureAggregated | WLDFR | HFTD - Distribution - 5QU CoRE ¦ 4QU LoRE | Non-Red Flag Warning - Small Fires | Equipment / facility failure | Aggregated | 2023 | 0.00020723 | 635.8146 | 0.13176 | 2023 | Control | 0.046366 | 1 | 0 | esc | 0 | 0 | 0 | 0 | 0.03869 | 0.00028115 | 0 | 0 | 0 | 0 | 0 | 0
[79 empty] | WLDFR | HFTD - Distribution - 5QU CoRE ¦ 4QU LoRE | Non-Red Flag Warning - Small Fires | 2024 | 0 | 0 | 0 | 0.00028115 | 0 | 0 | 0.077901 | 0.036425 | 0.0015809 | 0.039895 | 0 | 0 | 0 | 0 | 0 | 0 | 0.0023286 | 0 | 0 | 0 | 0 | 0 | 0 | 0 | 0 | 0 | 2.1902e-05 | 0 | 2.1902e-05 | 0 | 0 | 0 | 0 | 0 | 0 |  |  | Patrols - Distribution OverheadWLDFREquipment / facility failureAggregated | WLDFR | HFTD - Distribution - 5QU CoRE ¦ 4QU LoRE | Non-Red Flag Warning - Small Fires | Equipment / facility failure | Aggregated | 2024 | 0.00020723 | 635.8146 | 0.13176 | 2024 | Control | 0.046366 | 1 | 0 | esc | 0 | 0 | 0 | 0 | 0 | 0 | 0.03869 | 0.00028115 | 0 | 0 | 0 | 0
[79 empty] | WLDFR | HFTD - Distribution - 5QU CoRE ¦ 4QU LoRE | Non-Red Flag Warning - Small Fires | 2025 | 0 | 0 | 0 | 0 | 0.00028115 | 0 | 0.077901 | 0.036425 | 0.0015809 | 0.039895 | 0 | 0 | 0 | 0 | 0 | 0 | 0.0023286 | 0 | 0 | 0 | 0 | 0 | 0 | 0 | 0 | 0 | 0 | 0 | 0 | 2.1902e-05 | 0 | 2.1902e-05 | 0 | 0 | 0 |  |  | Patrols - Distribution OverheadWLDFREquipment / facility failureAggregated | WLDFR | HFTD - Distribution - 5QU CoRE ¦ 4QU LoRE | Non-Red Flag Warning - Small Fires | Equipment / facility failure | Aggregated | 2025 | 0.00020723 | 635.8146 | 0.13176 | 2025 | Control | 0.046366 | 1 | 0 | esc | 0 | 0 | 0 | 0 | 0 | 0 | 0 | 0 | 0.03869 | 0.00028115 | 0 | 0
[79 empty] | WLDFR | HFTD - Distribution - 5QU CoRE ¦ 4QU LoRE | Non-Red Flag Warning - Small Fires | 2026 | 0 | 0 | 0 | 0 | 0 | 0.00028115 | 0.077901 | 0.036425 | 0.0015809 | 0.039895 | 0 | 0 | 0 | 0 | 0 | 0 | 0.0023286 | 0 | 0 | 0 | 0 | 0 | 0 | 0 | 0 | 0 | 0 | 0 | 0 | 0 | 0 | 0 | 2.1902e-05 | 0 | 2.1902e-05 |  |  | Patrols - Distribution OverheadWLDFREquipment / facility failureAggregated | WLDFR | HFTD - Distribution - 5QU CoRE ¦ 4QU LoRE | Non-Red Flag Warning - Small Fires | Equipment / facility failure | Aggregated | 2026 | 0.00020723 | 635.8146 | 0.13176 | 2026 | Control | 0.046366 | 1 | 0 | esc | 0 | 0 | 0 | 0 | 0 | 0 | 0 | 0 | 0 | 0 | 0.03869 | 0.00028115
[79 empty] | WLDFR | HFTD - Distribution - 5QU CoRE ¦ 4QU LoRE | Red Flag Warning - Catastrophic Fires | 2021 | 1.2499e-07 | 0 | 0 | 0 | 0 | 0 | 13887.861 | 212.4034 | 8426.443 | 5249.0147 | 0 | 0 | 0 | 0 | 0 | 0 | 8.2712e-07 | 0.0017358 | 0 | 0.0017358 | 0 | 0 | 0 | 0 | 0 | 0 | 0 | 0 | 0 | 0 | 0 | 0 | 0 | 0 | 0 |  |  | Patrols - Distribution OverheadWLDFREquipment / facility failureAggregated | WLDFR | HFTD - Distribution - 5QU CoRE ¦ 4QU LoRE | Red Flag Warning - Catastrophic Fires | Equipment / facility failure | Aggregated | 2021 | 1.4173e-07 | 635.8146 | 9.0116e-05 | 2021 | Control | 0.046366 | 1 | 0 | esc | 2.6036e-05 | 1.2499e-07 | 0 | 0 | 0 | 0 | 0 | 0 | 0 | 0 | 0 | 0
[79 empty] | WLDFR | HFTD - Distribution - 5QU CoRE ¦ 4QU LoRE | Red Flag Warning - Catastrophic Fires | 2022 | 0 | 1.2401e-07 | 0 | 0 | 0 | 0 | 13650.1655 | 202.8477 | 8286.6934 | 5160.6244 | 0 | 0 | 0 | 0 | 0 | 0 | 8.0002e-07 | 0 | 0 | 0 | 0.0016928 | 0 | 0.0016928 | 0 | 0 | 0 | 0 | 0 | 0 | 0 | 0 | 0 | 0 | 0 | 0 |  |  | Patrols - Distribution OverheadWLDFREquipment / facility failureAggregated | WLDFR | HFTD - Distribution - 5QU CoRE ¦ 4QU LoRE | Red Flag Warning - Catastrophic Fires | Equipment / facility failure | Aggregated | 2022 | 1.3795e-07 | 635.8146 | 8.7711e-05 | 2022 | Control | 0.046366 | 1 | 0 | esc | 0 | 0 | 2.5832e-05 | 1.2401e-07 | 0 | 0 | 0 | 0 | 0 | 0 | 0 | 0
[79 empty] | WLDFR | HFTD - Distribution - 5QU CoRE ¦ 4QU LoRE | Red Flag Warning - Catastrophic Fires | 2023 | 0 | 0 | 1.9343e-07 | 0 | 0 | 0 | 13668.067 | 202.8477 | 8304.5949 | 5160.6244 | 0 | 0 | 0 | 0 | 0 | 0 | 8.3112e-07 | 0 | 0 | 0 | 0 | 0 | 0 | 0.0026438 | 0 | 0.0026438 | 0 | 0 | 0 | 0 | 0 | 0 | 0 | 0 | 0 |  |  | Patrols - Distribution OverheadWLDFREquipment / facility failureAggregated | WLDFR | HFTD - Distribution - 5QU CoRE ¦ 4QU LoRE | Red Flag Warning - Catastrophic Fires | Equipment / facility failure | Aggregated | 2023 | 1.4257e-07 | 635.8146 | 9.0649e-05 | 2023 | Control | 0.046366 | 1 | 0 | esc | 0 | 0 | 0 | 0 | 2.6618e-05 | 1.9343e-07 | 0 | 0 | 0 | 0 | 0 | 0
[79 empty] | WLDFR | HFTD - Distribution - 5QU CoRE ¦ 4QU LoRE | Red Flag Warning - Catastrophic Fires | 2024 | 0 | 0 | 0 | 1.9343e-07 | 0 | 0 | 13668.067 | 202.8477 | 8304.5949 | 5160.6244 | 0 | 0 | 0 | 0 | 0 | 0 | 8.3112e-07 | 0 | 0 | 0 | 0 | 0 | 0 | 0 | 0 | 0 | 0.0026438 | 0 | 0.0026438 | 0 | 0 | 0 | 0 | 0 | 0 |  |  | Patrols - Distribution OverheadWLDFREquipment / facility failureAggregated | WLDFR | HFTD - Distribution - 5QU CoRE ¦ 4QU LoRE | Red Flag Warning - Catastrophic Fires | Equipment / facility failure | Aggregated | 2024 | 1.4257e-07 | 635.8146 | 9.0649e-05 | 2024 | Control | 0.046366 | 1 | 0 | esc | 0 | 0 | 0 | 0 | 0 | 0 | 2.6618e-05 | 1.9343e-07 | 0 | 0 | 0 | 0
[79 empty] | WLDFR | HFTD - Distribution - 5QU CoRE ¦ 4QU LoRE | Red Flag Warning - Catastrophic Fires | 2025 | 0 | 0 | 0 | 0 | 1.9343e-07 | 0 | 13668.067 | 202.8477 | 8304.5949 | 5160.6244 | 0 | 0 | 0 | 0 | 0 | 0 | 8.3112e-07 | 0 | 0 | 0 | 0 | 0 | 0 | 0 | 0 | 0 | 0 | 0 | 0 | 0.0026438 | 0 | 0.0026438 | 0 | 0 | 0 |  |  | Patrols - Distribution OverheadWLDFREquipment / facility failureAggregated | WLDFR | HFTD - Distribution - 5QU CoRE ¦ 4QU LoRE | Red Flag Warning - Catastrophic Fires | Equipment / facility failure | Aggregated | 2025 | 1.4257e-07 | 635.8146 | 9.0649e-05 | 2025 | Control | 0.046366 | 1 | 0 | esc | 0 | 0 | 0 | 0 | 0 | 0 | 0 | 0 | 2.6618e-05 | 1.9343e-07 | 0 | 0
[79 empty] | WLDFR | HFTD - Distribution - 5QU CoRE ¦ 4QU LoRE | Red Flag Warning - Catastrophic Fires | 2026 | 0 | 0 | 0 | 0 | 0 | 1.9343e-07 | 13668.067 | 202.8477 | 8304.5949 | 5160.6244 | 0 | 0 | 0 | 0 | 0 | 0 | 8.3112e-07 | 0 | 0 | 0 | 0 | 0 | 0 | 0 | 0 | 0 | 0 | 0 | 0 | 0 | 0 | 0 | 0.0026438 | 0 | 0.0026438 |  |  | Patrols - Distribution OverheadWLDFREquipment / facility failureAggregated | WLDFR | HFTD - Distribution - 5QU CoRE ¦ 4QU LoRE | Red Flag Warning - Catastrophic Fires | Equipment / facility failure | Aggregated | 2026 | 1.4257e-07 | 635.8146 | 9.0649e-05 | 2026 | Control | 0.046366 | 1 | 0 | esc | 0 | 0 | 0 | 0 | 0 | 0 | 0 | 0 | 0 | 0 | 2.6618e-05 | 1.9343e-07
[79 empty] | WLDFR | HFTD - Distribution - 5QU CoRE ¦ 4QU LoRE | Red Flag Warning - Destructive Fires | 2021 | 2.632e-08 | 0 | 0 | 0 | 0 | 0 | 8638.8464 | 212.4034 | 8426.443 | 0 | 0 | 0 | 0 | 0 | 0 | 0 | 1.2834e-07 | 0.00022738 | 0 | 0.00022738 | 0 | 0 | 0 | 0 | 0 | 0 | 0 | 0 | 0 | 0 | 0 | 0 | 0 | 0 | 0 |  |  | Patrols - Distribution OverheadWLDFREquipment / facility failureAggregated | WLDFR | HFTD - Distribution - 5QU CoRE ¦ 4QU LoRE | Red Flag Warning - Destructive Fires | Equipment / facility failure | Aggregated | 2021 | 2.9847e-08 | 635.8146 | 1.8977e-05 | 2021 | Control | 0.046366 | 1 | 0 | esc | 5.4826e-06 | 2.632e-08 | 0 | 0 | 0 | 0 | 0 | 0 | 0 | 0 | 0 | 0
[79 empty] | WLDFR | HFTD - Distribution - 5QU CoRE ¦ 4QU LoRE | Red Flag Warning - Destructive Fires | 2022 | 0 | 2.6115e-08 | 0 | 0 | 0 | 0 | 8489.5411 | 202.8477 | 8286.6934 | 0 | 0 | 0 | 0 | 0 | 0 | 0 | 1.242e-07 | 0 | 0 | 0 | 0.00022171 | 0 | 0.00022171 | 0 | 0 | 0 | 0 | 0 | 0 | 0 | 0 | 0 | 0 | 0 | 0 |  |  | Patrols - Distribution OverheadWLDFREquipment / facility failureAggregated | WLDFR | HFTD - Distribution - 5QU CoRE ¦ 4QU LoRE | Red Flag Warning - Destructive Fires | Equipment / facility failure | Aggregated | 2022 | 2.9051e-08 | 635.8146 | 1.8471e-05 | 2022 | Control | 0.046366 | 1 | 0 | esc | 0 | 0 | 5.4399e-06 | 2.6115e-08 | 0 | 0 | 0 | 0 | 0 | 0 | 0 | 0
[79 empty] | WLDFR | HFTD - Distribution - 5QU CoRE ¦ 4QU LoRE | Red Flag Warning - Destructive Fires | 2023 | 0 | 0 | 4.0733e-08 | 0 | 0 | 0 | 8507.4426 | 202.8477 | 8304.5949 | 0 | 0 | 0 | 0 | 0 | 0 | 0 | 1.2897e-07 | 0 | 0 | 0 | 0 | 0 | 0 | 0.00034654 | 0 | 0.00034654 | 0 | 0 | 0 | 0 | 0 | 0 | 0 | 0 | 0 |  |  | Patrols - Distribution OverheadWLDFREquipment / facility failureAggregated | WLDFR | HFTD - Distribution - 5QU CoRE ¦ 4QU LoRE | Red Flag Warning - Destructive Fires | Equipment / facility failure | Aggregated | 2023 | 3.0024e-08 | 635.8146 | 1.9089e-05 | 2023 | Control | 0.046366 | 1 | 0 | esc | 0 | 0 | 0 | 0 | 5.6054e-06 | 4.0733e-08 | 0 | 0 | 0 | 0 | 0 | 0
[79 empty] | WLDFR | HFTD - Distribution - 5QU CoRE ¦ 4QU LoRE | Red Flag Warning - Destructive Fires | 2024 | 0 | 0 | 0 | 4.0733e-08 | 0 | 0 | 8507.4426 | 202.8477 | 8304.5949 | 0 | 0 | 0 | 0 | 0 | 0 | 0 | 1.2897e-07 | 0 | 0 | 0 | 0 | 0 | 0 | 0 | 0 | 0 | 0.00034654 | 0 | 0.00034654 | 0 | 0 | 0 | 0 | 0 | 0 |  |  | Patrols - Distribution OverheadWLDFREquipment / facility failureAggregated | WLDFR | HFTD - Distribution - 5QU CoRE ¦ 4QU LoRE | Red Flag Warning - Destructive Fires | Equipment / facility failure | Aggregated | 2024 | 3.0024e-08 | 635.8146 | 1.9089e-05 | 2024 | Control | 0.046366 | 1 | 0 | esc | 0 | 0 | 0 | 0 | 0 | 0 | 5.6054e-06 | 4.0733e-08 | 0 | 0 | 0 | 0
[79 empty] | WLDFR | HFTD - Distribution - 5QU CoRE ¦ 4QU LoRE | Red Flag Warning - Destructive Fires | 2025 | 0 | 0 | 0 | 0 | 4.0733e-08 | 0 | 8507.4426 | 202.8477 | 8304.5949 | 0 | 0 | 0 | 0 | 0 | 0 | 0 | 1.2897e-07 | 0 | 0 | 0 | 0 | 0 | 0 | 0 | 0 | 0 | 0 | 0 | 0 | 0.00034654 | 0 | 0.00034654 | 0 | 0 | 0 |  |  | Patrols - Distribution OverheadWLDFREquipment / facility failureAggregated | WLDFR | HFTD - Distribution - 5QU CoRE ¦ 4QU LoRE | Red Flag Warning - Destructive Fires | Equipment / facility failure | Aggregated | 2025 | 3.0024e-08 | 635.8146 | 1.9089e-05 | 2025 | Control | 0.046366 | 1 | 0 | esc | 0 | 0 | 0 | 0 | 0 | 0 | 0 | 0 | 5.6054e-06 | 4.0733e-08 | 0 | 0
[79 empty] | WLDFR | HFTD - Distribution - 5QU CoRE ¦ 4QU LoRE | Red Flag Warning - Destructive Fires | 2026 | 0 | 0 | 0 | 0 | 0 | 4.0733e-08 | 8507.4426 | 202.8477 | 8304.5949 | 0 | 0 | 0 | 0 | 0 | 0 | 0 | 1.2897e-07 | 0 | 0 | 0 | 0 | 0 | 0 | 0 | 0 | 0 | 0 | 0 | 0 | 0 | 0 | 0 | 0.00034654 | 0 | 0.00034654 |  |  | Patrols - Distribution OverheadWLDFREquipment / facility failureAggregated | WLDFR | HFTD - Distribution - 5QU CoRE ¦ 4QU LoRE | Red Flag Warning - Destructive Fires | Equipment / facility failure | Aggregated | 2026 | 3.0024e-08 | 635.8146 | 1.9089e-05 | 2026 | Control | 0.046366 | 1 | 0 | esc | 0 | 0 | 0 | 0 | 0 | 0 | 0 | 0 | 0 | 0 | 5.6054e-06 | 4.0733e-08
[79 empty] | WLDFR | HFTD - Distribution - 5QU CoRE ¦ 4QU LoRE | Red Flag Warning - Large Fires | 2021 | 2.6886e-06 | 0 | 0 | 0 | 0 | 0 | 5.1078 | 0.69027 | 2.8264 | 1.5911 | 0 | 0 | 0 | 0 | 0 | 0 | 1.1972e-05 | 1.3733e-05 | 0 | 1.3733e-05 | 0 | 0 | 0 | 0 | 0 | 0 | 0 | 0 | 0 | 0 | 0 | 0 | 0 | 0 | 0 |  |  | Patrols - Distribution OverheadWLDFREquipment / facility failureAggregated | WLDFR | HFTD - Distribution - 5QU CoRE ¦ 4QU LoRE | Red Flag Warning - Large Fires | Equipment / facility failure | Aggregated | 2021 | 3.0488e-06 | 635.8146 | 0.0019385 | 2021 | Control | 0.046366 | 1 | 0 | esc | 0.00056005 | 2.6886e-06 | 0 | 0 | 0 | 0 | 0 | 0 | 0 | 0 | 0 | 0
[79 empty] | WLDFR | HFTD - Distribution - 5QU CoRE ¦ 4QU LoRE | Red Flag Warning - Large Fires | 2022 | 0 | 2.6685e-06 | 0 | 0 | 0 | 0 | 5.0739 | 0.68415 | 2.8096 | 1.5801 | 0 | 0 | 0 | 0 | 0 | 0 | 1.1589e-05 | 0 | 0 | 0 | 1.354e-05 | 0 | 1.354e-05 | 0 | 0 | 0 | 0 | 0 | 0 | 0 | 0 | 0 | 0 | 0 | 0 |  |  | Patrols - Distribution OverheadWLDFREquipment / facility failureAggregated | WLDFR | HFTD - Distribution - 5QU CoRE ¦ 4QU LoRE | Red Flag Warning - Large Fires | Equipment / facility failure | Aggregated | 2022 | 2.9685e-06 | 635.8146 | 0.0018874 | 2022 | Control | 0.046366 | 1 | 0 | esc | 0 | 0 | 0.00055587 | 2.6685e-06 | 0 | 0 | 0 | 0 | 0 | 0 | 0 | 0
[79 empty] | WLDFR | HFTD - Distribution - 5QU CoRE ¦ 4QU LoRE | Red Flag Warning - Large Fires | 2023 | 0 | 0 | 4.1622e-06 | 0 | 0 | 0 | 5.1712 | 0.68415 | 2.907 | 1.5801 | 0 | 0 | 0 | 0 | 0 | 0 | 1.2033e-05 | 0 | 0 | 0 | 0 | 0 | 0 | 2.1524e-05 | 0 | 2.1524e-05 | 0 | 0 | 0 | 0 | 0 | 0 | 0 | 0 | 0 |  |  | Patrols - Distribution OverheadWLDFREquipment / facility failureAggregated | WLDFR | HFTD - Distribution - 5QU CoRE ¦ 4QU LoRE | Red Flag Warning - Large Fires | Equipment / facility failure | Aggregated | 2023 | 3.0679e-06 | 635.8146 | 0.0019506 | 2023 | Control | 0.046366 | 1 | 0 | esc | 0 | 0 | 0 | 0 | 0.00057278 | 4.1622e-06 | 0 | 0 | 0 | 0 | 0 | 0
[79 empty] | WLDFR | HFTD - Distribution - 5QU CoRE ¦ 4QU LoRE | Red Flag Warning - Large Fires | 2024 | 0 | 0 | 0 | 4.1622e-06 | 0 | 0 | 5.1712 | 0.68415 | 2.907 | 1.5801 | 0 | 0 | 0 | 0 | 0 | 0 | 1.2033e-05 | 0 | 0 | 0 | 0 | 0 | 0 | 0 | 0 | 0 | 2.1524e-05 | 0 | 2.1524e-05 | 0 | 0 | 0 | 0 | 0 | 0 |  |  | Patrols - Distribution OverheadWLDFREquipment / facility failureAggregated | WLDFR | HFTD - Distribution - 5QU CoRE ¦ 4QU LoRE | Red Flag Warning - Large Fires | Equipment / facility failure | Aggregated | 2024 | 3.0679e-06 | 635.8146 | 0.0019506 | 2024 | Control | 0.046366 | 1 | 0 | esc | 0 | 0 | 0 | 0 | 0 | 0 | 0.00057278 | 4.1622e-06 | 0 | 0 | 0 | 0
[79 empty] | WLDFR | HFTD - Distribution - 5QU CoRE ¦ 4QU LoRE | Red Flag Warning - Large Fires | 2025 | 0 | 0 | 0 | 0 | 4.1622e-06 | 0 | 5.1712 | 0.68415 | 2.907 | 1.5801 | 0 | 0 | 0 | 0 | 0 | 0 | 1.2033e-05 | 0 | 0 | 0 | 0 | 0 | 0 | 0 | 0 | 0 | 0 | 0 | 0 | 2.1524e-05 | 0 | 2.1524e-05 | 0 | 0 | 0 |  |  | Patrols - Distribution OverheadWLDFREquipment / facility failureAggregated | WLDFR | HFTD - Distribution - 5QU CoRE ¦ 4QU LoRE | Red Flag Warning - Large Fires | Equipment / facility failure | Aggregated | 2025 | 3.0679e-06 | 635.8146 | 0.0019506 | 2025 | Control | 0.046366 | 1 | 0 | esc | 0 | 0 | 0 | 0 | 0 | 0 | 0 | 0 | 0.00057278 | 4.1622e-06 | 0 | 0
[79 empty] | WLDFR | HFTD - Distribution - 5QU CoRE ¦ 4QU LoRE | Red Flag Warning - Large Fires | 2026 | 0 | 0 | 0 | 0 | 0 | 4.1622e-06 | 5.1712 | 0.68415 | 2.907 | 1.5801 | 0 | 0 | 0 | 0 | 0 | 0 | 1.2033e-05 | 0 | 0 | 0 | 0 | 0 | 0 | 0 | 0 | 0 | 0 | 0 | 0 | 0 | 0 | 0 | 2.1524e-05 | 0 | 2.1524e-05 |  |  | Patrols - Distribution OverheadWLDFREquipment / facility failureAggregated | WLDFR | HFTD - Distribution - 5QU CoRE ¦ 4QU LoRE | Red Flag Warning - Large Fires | Equipment / facility failure | Aggregated | 2026 | 3.0679e-06 | 635.8146 | 0.0019506 | 2026 | Control | 0.046366 | 1 | 0 | esc | 0 | 0 | 0 | 0 | 0 | 0 | 0 | 0 | 0 | 0 | 0.00057278 | 4.1622e-06
[79 empty] | WLDFR | HFTD - Distribution - 5QU CoRE ¦ 4QU LoRE | Red Flag Warning - Small Fires | 2021 | 3.2753e-05 | 0 | 0 | 0 | 0 | 0 | 0.077861 | 0.036425 | 0.0015416 | 0.039895 | 0 | 0 | 0 | 0 | 0 | 0 | 0.00037137 | 2.5502e-06 | 0 | 2.5502e-06 | 0 | 0 | 0 | 0 | 0 | 0 | 0 | 0 | 0 | 0 | 0 | 0 | 0 | 0 | 0 |  |  | Patrols - Distribution OverheadWLDFREquipment / facility failureAggregated | WLDFR | HFTD - Distribution - 5QU CoRE ¦ 4QU LoRE | Red Flag Warning - Small Fires | Equipment / facility failure | Aggregated | 2021 | 3.7142e-05 | 635.8146 | 0.023615 | 2021 | Control | 0.046366 | 1 | 0 | esc | 0.0068227 | 3.2753e-05 | 0 | 0 | 0 | 0 | 0 | 0 | 0 | 0 | 0 | 0
[79 empty] | WLDFR | HFTD - Distribution - 5QU CoRE ¦ 4QU LoRE | Red Flag Warning - Small Fires | 2022 | 0 | 3.276e-05 | 0 | 0 | 0 | 0 | 0.077861 | 0.036425 | 0.0015416 | 0.039895 | 0 | 0 | 0 | 0 | 0 | 0 | 0.0003621 | 0 | 0 | 0 | 2.5507e-06 | 0 | 2.5507e-06 | 0 | 0 | 0 | 0 | 0 | 0 | 0 | 0 | 0 | 0 | 0 | 0 |  |  | Patrols - Distribution OverheadWLDFREquipment / facility failureAggregated | WLDFR | HFTD - Distribution - 5QU CoRE ¦ 4QU LoRE | Red Flag Warning - Small Fires | Equipment / facility failure | Aggregated | 2022 | 3.6442e-05 | 635.8146 | 0.023171 | 2022 | Control | 0.046366 | 1 | 0 | esc | 0 | 0 | 0.006824 | 3.276e-05 | 0 | 0 | 0 | 0 | 0 | 0 | 0 | 0
[79 empty] | WLDFR | HFTD - Distribution - 5QU CoRE ¦ 4QU LoRE | Red Flag Warning - Small Fires | 2023 | 0 | 0 | 5.1023e-05 | 0 | 0 | 0 | 0.077901 | 0.036425 | 0.0015809 | 0.039895 | 0 | 0 | 0 | 0 | 0 | 0 | 0.00037569 | 0 | 0 | 0 | 0 | 0 | 0 | 3.9747e-06 | 0 | 3.9747e-06 | 0 | 0 | 0 | 0 | 0 | 0 | 0 | 0 | 0 |  |  | Patrols - Distribution OverheadWLDFREquipment / facility failureAggregated | WLDFR | HFTD - Distribution - 5QU CoRE ¦ 4QU LoRE | Red Flag Warning - Small Fires | Equipment / facility failure | Aggregated | 2023 | 3.7608e-05 | 635.8146 | 0.023912 | 2023 | Control | 0.046366 | 1 | 0 | esc | 0 | 0 | 0 | 0 | 0.0070214 | 5.1023e-05 | 0 | 0 | 0 | 0 | 0 | 0
[79 empty] | WLDFR | HFTD - Distribution - 5QU CoRE ¦ 4QU LoRE | Red Flag Warning - Small Fires | 2024 | 0 | 0 | 0 | 5.1023e-05 | 0 | 0 | 0.077901 | 0.036425 | 0.0015809 | 0.039895 | 0 | 0 | 0 | 0 | 0 | 0 | 0.00037569 | 0 | 0 | 0 | 0 | 0 | 0 | 0 | 0 | 0 | 3.9747e-06 | 0 | 3.9747e-06 | 0 | 0 | 0 | 0 | 0 | 0 |  |  | Patrols - Distribution OverheadWLDFREquipment / facility failureAggregated | WLDFR | HFTD - Distribution - 5QU CoRE ¦ 4QU LoRE | Red Flag Warning - Small Fires | Equipment / facility failure | Aggregated | 2024 | 3.7608e-05 | 635.8146 | 0.023912 | 2024 | Control | 0.046366 | 1 | 0 | esc | 0 | 0 | 0 | 0 | 0 | 0 | 0.0070214 | 5.1023e-05 | 0 | 0 | 0 | 0
[79 empty] | WLDFR | HFTD - Distribution - 5QU CoRE ¦ 4QU LoRE | Red Flag Warning - Small Fires | 2025 | 0 | 0 | 0 | 0 | 5.1023e-05 | 0 | 0.077901 | 0.036425 | 0.0015809 | 0.039895 | 0 | 0 | 0 | 0 | 0 | 0 | 0.00037569 | 0 | 0 | 0 | 0 | 0 | 0 | 0 | 0 | 0 | 0 | 0 | 0 | 3.9747e-06 | 0 | 3.9747e-06 | 0 | 0 | 0 |  |  | Patrols - Distribution OverheadWLDFREquipment / facility failureAggregated | WLDFR | HFTD - Distribution - 5QU CoRE ¦ 4QU LoRE | Red Flag Warning - Small Fires | Equipment / facility failure | Aggregated | 2025 | 3.7608e-05 | 635.8146 | 0.023912 | 2025 | Control | 0.046366 | 1 | 0 | esc | 0 | 0 | 0 | 0 | 0 | 0 | 0 | 0 | 0.0070214 | 5.1023e-05 | 0 | 0
[79 empty] | WLDFR | HFTD - Distribution - 5QU CoRE ¦ 4QU LoRE | Red Flag Warning - Small Fires | 2026 | 0 | 0 | 0 | 0 | 0 | 5.1023e-05 | 0.077901 | 0.036425 | 0.0015809 | 0.039895 | 0 | 0 | 0 | 0 | 0 | 0 | 0.00037569 | 0 | 0 | 0 | 0 | 0 | 0 | 0 | 0 | 0 | 0 | 0 | 0 | 0 | 0 | 0 | 3.9747e-06 | 0 | 3.9747e-06 |  |  | Patrols - Distribution OverheadWLDFREquipment / facility failureAggregated | WLDFR | HFTD - Distribution - 5QU CoRE ¦ 4QU LoRE | Red Flag Warning - Small Fires | Equipment / facility failure | Aggregated | 2026 | 3.7608e-05 | 635.8146 | 0.023912 | 2026 | Control | 0.046366 | 1 | 0 | esc | 0 | 0 | 0 | 0 | 0 | 0 | 0 | 0 | 0 | 0 | 0.0070214 | 5.1023e-05
[79 empty] | WLDFR | HFTD - Distribution - 5QU CoRE ¦ 5QU LoRE | Non-Red Flag Warning - Catastrophic Fires | 2021 | 3.4552e-10 | 0 | 0 | 0 | 0 | 0 | 13887.861 | 212.4034 | 8426.443 | 5249.0147 | 0 | 0 | 0 | 0 | 0 | 0 | 2.7043e-08 | 4.7986e-06 | 0 | 4.7986e-06 | 0 | 0 | 0 | 0 | 0 | 0 | 0 | 0 | 0 | 0 | 0 | 0 | 0 | 0 | 0 |  |  | Patrols - Distribution OverheadWLDFREquipment / facility failureAggregated | WLDFR | HFTD - Distribution - 5QU CoRE ¦ 5QU LoRE | Non-Red Flag Warning - Catastrophic Fires | Equipment / facility failure | Aggregated | 2021 | 2.5247e-10 | 831.9528 | 2.1004e-07 | 2021 | Control | 0.046366 | 1 | 0 | esc | 7.1974e-08 | 3.4552e-10 | 0 | 0 | 0 | 0 | 0 | 0 | 0 | 0 | 0 | 0
[79 empty] | WLDFR | HFTD - Distribution - 5QU CoRE ¦ 5QU LoRE | Non-Red Flag Warning - Catastrophic Fires | 2022 | 0 | 3.4286e-10 | 0 | 0 | 0 | 0 | 13650.1655 | 202.8477 | 8286.6934 | 5160.6244 | 0 | 0 | 0 | 0 | 0 | 0 | 2.6535e-08 | 0 | 0 | 0 | 4.6801e-06 | 0 | 4.6801e-06 | 0 | 0 | 0 | 0 | 0 | 0 | 0 | 0 | 0 | 0 | 0 | 0 |  |  | Patrols - Distribution OverheadWLDFREquipment / facility failureAggregated | WLDFR | HFTD - Distribution - 5QU CoRE ¦ 5QU LoRE | Non-Red Flag Warning - Catastrophic Fires | Equipment / facility failure | Aggregated | 2022 | 2.4584e-10 | 831.9528 | 2.0453e-07 | 2022 | Control | 0.046366 | 1 | 0 | esc | 0 | 0 | 7.1419e-08 | 3.4286e-10 | 0 | 0 | 0 | 0 | 0 | 0 | 0 | 0
[79 empty] | WLDFR | HFTD - Distribution - 5QU CoRE ¦ 5QU LoRE | Non-Red Flag Warning - Catastrophic Fires | 2023 | 0 | 0 | 5.1715e-10 | 0 | 0 | 0 | 13668.067 | 202.8477 | 8304.5949 | 5160.6244 | 0 | 0 | 0 | 0 | 0 | 0 | 2.6535e-08 | 0 | 0 | 0 | 0 | 0 | 0 | 7.0684e-06 | 0 | 7.0684e-06 | 0 | 0 | 0 | 0 | 0 | 0 | 0 | 0 | 0 |  |  | Patrols - Distribution OverheadWLDFREquipment / facility failureAggregated | WLDFR | HFTD - Distribution - 5QU CoRE ¦ 5QU LoRE | Non-Red Flag Warning - Catastrophic Fires | Equipment / facility failure | Aggregated | 2023 | 2.4556e-10 | 831.9528 | 2.043e-07 | 2023 | Control | 0.046366 | 1 | 0 | esc | 0 | 0 | 0 | 0 | 7.1166e-08 | 5.1715e-10 | 0 | 0 | 0 | 0 | 0 | 0
[79 empty] | WLDFR | HFTD - Distribution - 5QU CoRE ¦ 5QU LoRE | Non-Red Flag Warning - Catastrophic Fires | 2024 | 0 | 0 | 0 | 5.1715e-10 | 0 | 0 | 13668.067 | 202.8477 | 8304.5949 | 5160.6244 | 0 | 0 | 0 | 0 | 0 | 0 | 2.6535e-08 | 0 | 0 | 0 | 0 | 0 | 0 | 0 | 0 | 0 | 7.0684e-06 | 0 | 7.0684e-06 | 0 | 0 | 0 | 0 | 0 | 0 |  |  | Patrols - Distribution OverheadWLDFREquipment / facility failureAggregated | WLDFR | HFTD - Distribution - 5QU CoRE ¦ 5QU LoRE | Non-Red Flag Warning - Catastrophic Fires | Equipment / facility failure | Aggregated | 2024 | 2.4556e-10 | 831.9528 | 2.043e-07 | 2024 | Control | 0.046366 | 1 | 0 | esc | 0 | 0 | 0 | 0 | 0 | 0 | 7.1166e-08 | 5.1715e-10 | 0 | 0 | 0 | 0
[79 empty] | WLDFR | HFTD - Distribution - 5QU CoRE ¦ 5QU LoRE | Non-Red Flag Warning - Catastrophic Fires | 2025 | 0 | 0 | 0 | 0 | 5.1715e-10 | 0 | 13668.067 | 202.8477 | 8304.5949 | 5160.6244 | 0 | 0 | 0 | 0 | 0 | 0 | 2.6535e-08 | 0 | 0 | 0 | 0 | 0 | 0 | 0 | 0 | 0 | 0 | 0 | 0 | 7.0684e-06 | 0 | 7.0684e-06 | 0 | 0 | 0 |  |  | Patrols - Distribution OverheadWLDFREquipment / facility failureAggregated | WLDFR | HFTD - Distribution - 5QU CoRE ¦ 5QU LoRE | Non-Red Flag Warning - Catastrophic Fires | Equipment / facility failure | Aggregated | 2025 | 2.4556e-10 | 831.9528 | 2.043e-07 | 2025 | Control | 0.046366 | 1 | 0 | esc | 0 | 0 | 0 | 0 | 0 | 0 | 0 | 0 | 7.1166e-08 | 5.1715e-10 | 0 | 0
[79 empty] | WLDFR | HFTD - Distribution - 5QU CoRE ¦ 5QU LoRE | Non-Red Flag Warning - Catastrophic Fires | 2026 | 0 | 0 | 0 | 0 | 0 | 5.1715e-10 | 13668.067 | 202.8477 | 8304.5949 | 5160.6244 | 0 | 0 | 0 | 0 | 0 | 0 | 2.6535e-08 | 0 | 0 | 0 | 0 | 0 | 0 | 0 | 0 | 0 | 0 | 0 | 0 | 0 | 0 | 0 | 7.0684e-06 | 0 | 7.0684e-06 |  |  | Patrols - Distribution OverheadWLDFREquipment / facility failureAggregated | WLDFR | HFTD - Distribution - 5QU CoRE ¦ 5QU LoRE | Non-Red Flag Warning - Catastrophic Fires | Equipment / facility failure | Aggregated | 2026 | 2.4556e-10 | 831.9528 | 2.043e-07 | 2026 | Control | 0.046366 | 1 | 0 | esc | 0 | 0 | 0 | 0 | 0 | 0 | 0 | 0 | 0 | 0 | 7.1166e-08 | 5.1715e-10
[79 empty] | WLDFR | HFTD - Distribution - 5QU CoRE ¦ 5QU LoRE | Non-Red Flag Warning - Destructive Fires | 2021 | 1.5115e-09 | 0 | 0 | 0 | 0 | 0 | 8638.8464 | 212.4034 | 8426.443 | 0 | 0 | 0 | 0 | 0 | 0 | 0 | 3.0802e-08 | 1.3058e-05 | 0 | 1.3058e-05 | 0 | 0 | 0 | 0 | 0 | 0 | 0 | 0 | 0 | 0 | 0 | 0 | 0 | 0 | 0 |  |  | Patrols - Distribution OverheadWLDFREquipment / facility failureAggregated | WLDFR | HFTD - Distribution - 5QU CoRE ¦ 5QU LoRE | Non-Red Flag Warning - Destructive Fires | Equipment / facility failure | Aggregated | 2021 | 1.1044e-09 | 831.9528 | 9.1884e-07 | 2021 | Control | 0.046366 | 1 | 0 | esc | 3.1485e-07 | 1.5115e-09 | 0 | 0 | 0 | 0 | 0 | 0 | 0 | 0 | 0 | 0
[79 empty] | WLDFR | HFTD - Distribution - 5QU CoRE ¦ 5QU LoRE | Non-Red Flag Warning - Destructive Fires | 2022 | 0 | 1.5e-09 | 0 | 0 | 0 | 0 | 8489.5411 | 202.8477 | 8286.6934 | 0 | 0 | 0 | 0 | 0 | 0 | 0 | 3.0127e-08 | 0 | 0 | 0 | 1.2734e-05 | 0 | 1.2734e-05 | 0 | 0 | 0 | 0 | 0 | 0 | 0 | 0 | 0 | 0 | 0 | 0 |  |  | Patrols - Distribution OverheadWLDFREquipment / facility failureAggregated | WLDFR | HFTD - Distribution - 5QU CoRE ¦ 5QU LoRE | Non-Red Flag Warning - Destructive Fires | Equipment / facility failure | Aggregated | 2022 | 1.0755e-09 | 831.9528 | 8.9477e-07 | 2022 | Control | 0.046366 | 1 | 0 | esc | 0 | 0 | 3.1245e-07 | 1.5e-09 | 0 | 0 | 0 | 0 | 0 | 0 | 0 | 0
[79 empty] | WLDFR | HFTD - Distribution - 5QU CoRE ¦ 5QU LoRE | Non-Red Flag Warning - Destructive Fires | 2023 | 0 | 0 | 2.2624e-09 | 0 | 0 | 0 | 8507.4426 | 202.8477 | 8304.5949 | 0 | 0 | 0 | 0 | 0 | 0 | 0 | 3.0181e-08 | 0 | 0 | 0 | 0 | 0 | 0 | 1.9248e-05 | 0 | 1.9248e-05 | 0 | 0 | 0 | 0 | 0 | 0 | 0 | 0 | 0 |  |  | Patrols - Distribution OverheadWLDFREquipment / facility failureAggregated | WLDFR | HFTD - Distribution - 5QU CoRE ¦ 5QU LoRE | Non-Red Flag Warning - Destructive Fires | Equipment / facility failure | Aggregated | 2023 | 1.0743e-09 | 831.9528 | 8.9377e-07 | 2023 | Control | 0.046366 | 1 | 0 | esc | 0 | 0 | 0 | 0 | 3.1134e-07 | 2.2624e-09 | 0 | 0 | 0 | 0 | 0 | 0
[79 empty] | WLDFR | HFTD - Distribution - 5QU CoRE ¦ 5QU LoRE | Non-Red Flag Warning - Destructive Fires | 2024 | 0 | 0 | 0 | 2.2624e-09 | 0 | 0 | 8507.4426 | 202.8477 | 8304.5949 | 0 | 0 | 0 | 0 | 0 | 0 | 0 | 3.0181e-08 | 0 | 0 | 0 | 0 | 0 | 0 | 0 | 0 | 0 | 1.9248e-05 | 0 | 1.9248e-05 | 0 | 0 | 0 | 0 | 0 | 0 |  |  | Patrols - Distribution OverheadWLDFREquipment / facility failureAggregated | WLDFR | HFTD - Distribution - 5QU CoRE ¦ 5QU LoRE | Non-Red Flag Warning - Destructive Fires | Equipment / facility failure | Aggregated | 2024 | 1.0743e-09 | 831.9528 | 8.9377e-07 | 2024 | Control | 0.046366 | 1 | 0 | esc | 0 | 0 | 0 | 0 | 0 | 0 | 3.1134e-07 | 2.2624e-09 | 0 | 0 | 0 | 0
[79 empty] | WLDFR | HFTD - Distribution - 5QU CoRE ¦ 5QU LoRE | Non-Red Flag Warning - Destructive Fires | 2025 | 0 | 0 | 0 | 0 | 2.2624e-09 | 0 | 8507.4426 | 202.8477 | 8304.5949 | 0 | 0 | 0 | 0 | 0 | 0 | 0 | 3.0181e-08 | 0 | 0 | 0 | 0 | 0 | 0 | 0 | 0 | 0 | 0 | 0 | 0 | 1.9248e-05 | 0 | 1.9248e-05 | 0 | 0 | 0 |  |  | Patrols - Distribution OverheadWLDFREquipment / facility failureAggregated | WLDFR | HFTD - Distribution - 5QU CoRE ¦ 5QU LoRE | Non-Red Flag Warning - Destructive Fires | Equipment / facility failure | Aggregated | 2025 | 1.0743e-09 | 831.9528 | 8.9377e-07 | 2025 | Control | 0.046366 | 1 | 0 | esc | 0 | 0 | 0 | 0 | 0 | 0 | 0 | 0 | 3.1134e-07 | 2.2624e-09 | 0 | 0
[79 empty] | WLDFR | HFTD - Distribution - 5QU CoRE ¦ 5QU LoRE | Non-Red Flag Warning - Destructive Fires | 2026 | 0 | 0 | 0 | 0 | 0 | 2.2624e-09 | 8507.4426 | 202.8477 | 8304.5949 | 0 | 0 | 0 | 0 | 0 | 0 | 0 | 3.0181e-08 | 0 | 0 | 0 | 0 | 0 | 0 | 0 | 0 | 0 | 0 | 0 | 0 | 0 | 0 | 0 | 1.9248e-05 | 0 | 1.9248e-05 |  |  | Patrols - Distribution OverheadWLDFREquipment / facility failureAggregated | WLDFR | HFTD - Distribution - 5QU CoRE ¦ 5QU LoRE | Non-Red Flag Warning - Destructive Fires | Equipment / facility failure | Aggregated | 2026 | 1.0743e-09 | 831.9528 | 8.9377e-07 | 2026 | Control | 0.046366 | 1 | 0 | esc | 0 | 0 | 0 | 0 | 0 | 0 | 0 | 0 | 0 | 0 | 3.1134e-07 | 2.2624e-09
[79 empty] | WLDFR | HFTD - Distribution - 5QU CoRE ¦ 5QU LoRE | Non-Red Flag Warning - Large Fires | 2021 | 2.6824e-07 | 0 | 0 | 0 | 0 | 0 | 5.1078 | 0.69027 | 2.8264 | 1.5911 | 0 | 0 | 0 | 0 | 0 | 0 | 4.0954e-06 | 1.3701e-06 | 0 | 1.3701e-06 | 0 | 0 | 0 | 0 | 0 | 0 | 0 | 0 | 0 | 0 | 0 | 0 | 0 | 0 | 0 |  |  | Patrols - Distribution OverheadWLDFREquipment / facility failureAggregated | WLDFR | HFTD - Distribution - 5QU CoRE ¦ 5QU LoRE | Non-Red Flag Warning - Large Fires | Equipment / facility failure | Aggregated | 2021 | 1.96e-07 | 831.9528 | 0.00016306 | 2021 | Control | 0.046366 | 1 | 0 | esc | 5.5875e-05 | 2.6824e-07 | 0 | 0 | 0 | 0 | 0 | 0 | 0 | 0 | 0 | 0
[79 empty] | WLDFR | HFTD - Distribution - 5QU CoRE ¦ 5QU LoRE | Non-Red Flag Warning - Large Fires | 2022 | 0 | 2.662e-07 | 0 | 0 | 0 | 0 | 5.0739 | 0.68415 | 2.8096 | 1.5801 | 0 | 0 | 0 | 0 | 0 | 0 | 3.9976e-06 | 0 | 0 | 0 | 1.3507e-06 | 0 | 1.3507e-06 | 0 | 0 | 0 | 0 | 0 | 0 | 0 | 0 | 0 | 0 | 0 | 0 |  |  | Patrols - Distribution OverheadWLDFREquipment / facility failureAggregated | WLDFR | HFTD - Distribution - 5QU CoRE ¦ 5QU LoRE | Non-Red Flag Warning - Large Fires | Equipment / facility failure | Aggregated | 2022 | 1.9087e-07 | 831.9528 | 0.00015879 | 2022 | Control | 0.046366 | 1 | 0 | esc | 0 | 0 | 5.545e-05 | 2.662e-07 | 0 | 0 | 0 | 0 | 0 | 0 | 0 | 0
[79 empty] | WLDFR | HFTD - Distribution - 5QU CoRE ¦ 5QU LoRE | Non-Red Flag Warning - Large Fires | 2023 | 0 | 0 | 4.0151e-07 | 0 | 0 | 0 | 5.1712 | 0.68415 | 2.907 | 1.5801 | 0 | 0 | 0 | 0 | 0 | 0 | 4.0078e-06 | 0 | 0 | 0 | 0 | 0 | 0 | 2.0763e-06 | 0 | 2.0763e-06 | 0 | 0 | 0 | 0 | 0 | 0 | 0 | 0 | 0 |  |  | Patrols - Distribution OverheadWLDFREquipment / facility failureAggregated | WLDFR | HFTD - Distribution - 5QU CoRE ¦ 5QU LoRE | Non-Red Flag Warning - Large Fires | Equipment / facility failure | Aggregated | 2023 | 1.9066e-07 | 831.9528 | 0.00015862 | 2023 | Control | 0.046366 | 1 | 0 | esc | 0 | 0 | 0 | 0 | 5.5254e-05 | 4.0151e-07 | 0 | 0 | 0 | 0 | 0 | 0
[79 empty] | WLDFR | HFTD - Distribution - 5QU CoRE ¦ 5QU LoRE | Non-Red Flag Warning - Large Fires | 2024 | 0 | 0 | 0 | 4.0151e-07 | 0 | 0 | 5.1712 | 0.68415 | 2.907 | 1.5801 | 0 | 0 | 0 | 0 | 0 | 0 | 4.0078e-06 | 0 | 0 | 0 | 0 | 0 | 0 | 0 | 0 | 0 | 2.0763e-06 | 0 | 2.0763e-06 | 0 | 0 | 0 | 0 | 0 | 0 |  |  | Patrols - Distribution OverheadWLDFREquipment / facility failureAggregated | WLDFR | HFTD - Distribution - 5QU CoRE ¦ 5QU LoRE | Non-Red Flag Warning - Large Fires | Equipment / facility failure | Aggregated | 2024 | 1.9066e-07 | 831.9528 | 0.00015862 | 2024 | Control | 0.046366 | 1 | 0 | esc | 0 | 0 | 0 | 0 | 0 | 0 | 5.5254e-05 | 4.0151e-07 | 0 | 0 | 0 | 0
[79 empty] | WLDFR | HFTD - Distribution - 5QU CoRE ¦ 5QU LoRE | Non-Red Flag Warning - Large Fires | 2025 | 0 | 0 | 0 | 0 | 4.0151e-07 | 0 | 5.1712 | 0.68415 | 2.907 | 1.5801 | 0 | 0 | 0 | 0 | 0 | 0 | 4.0078e-06 | 0 | 0 | 0 | 0 | 0 | 0 | 0 | 0 | 0 | 0 | 0 | 0 | 2.0763e-06 | 0 | 2.0763e-06 | 0 | 0 | 0 |  |  | Patrols - Distribution OverheadWLDFREquipment / facility failureAggregated | WLDFR | HFTD - Distribution - 5QU CoRE ¦ 5QU LoRE | Non-Red Flag Warning - Large Fires | Equipment / facility failure | Aggregated | 2025 | 1.9066e-07 | 831.9528 | 0.00015862 | 2025 | Control | 0.046366 | 1 | 0 | esc | 0 | 0 | 0 | 0 | 0 | 0 | 0 | 0 | 5.5254e-05 | 4.0151e-07 | 0 | 0
[79 empty] | WLDFR | HFTD - Distribution - 5QU CoRE ¦ 5QU LoRE | Non-Red Flag Warning - Large Fires | 2026 | 0 | 0 | 0 | 0 | 0 | 4.0151e-07 | 5.1712 | 0.68415 | 2.907 | 1.5801 | 0 | 0 | 0 | 0 | 0 | 0 | 4.0078e-06 | 0 | 0 | 0 | 0 | 0 | 0 | 0 | 0 | 0 | 0 | 0 | 0 | 0 | 0 | 0 | 2.0763e-06 | 0 | 2.0763e-06 |  |  | Patrols - Distribution OverheadWLDFREquipment / facility failureAggregated | WLDFR | HFTD - Distribution - 5QU CoRE ¦ 5QU LoRE | Non-Red Flag Warning - Large Fires | Equipment / facility failure | Aggregated | 2026 | 1.9066e-07 | 831.9528 | 0.00015862 | 2026 | Control | 0.046366 | 1 | 0 | esc | 0 | 0 | 0 | 0 | 0 | 0 | 0 | 0 | 0 | 0 | 5.5254e-05 | 4.0151e-07
[79 empty] | WLDFR | HFTD - Distribution - 5QU CoRE ¦ 5QU LoRE | Non-Red Flag Warning - Small Fires | 2021 | 0.00019019 | 0 | 0 | 0 | 0 | 0 | 0.077861 | 0.036425 | 0.0015416 | 0.039895 | 0 | 0 | 0 | 0 | 0 | 0 | 0.0013356 | 1.4809e-05 | 0 | 1.4809e-05 | 0 | 0 | 0 | 0 | 0 | 0 | 0 | 0 | 0 | 0 | 0 | 0 | 0 | 0 | 0 |  |  | Patrols - Distribution OverheadWLDFREquipment / facility failureAggregated | WLDFR | HFTD - Distribution - 5QU CoRE ¦ 5QU LoRE | Non-Red Flag Warning - Small Fires | Equipment / facility failure | Aggregated | 2021 | 0.00013897 | 831.9528 | 0.11562 | 2021 | Control | 0.046366 | 1 | 0 | esc | 0.039618 | 0.00019019 | 0 | 0 | 0 | 0 | 0 | 0 | 0 | 0 | 0 | 0
[79 empty] | WLDFR | HFTD - Distribution - 5QU CoRE ¦ 5QU LoRE | Non-Red Flag Warning - Small Fires | 2022 | 0 | 0.00019021 | 0 | 0 | 0 | 0 | 0.077861 | 0.036425 | 0.0015416 | 0.039895 | 0 | 0 | 0 | 0 | 0 | 0 | 0.0013114 | 0 | 0 | 0 | 1.481e-05 | 0 | 1.481e-05 | 0 | 0 | 0 | 0 | 0 | 0 | 0 | 0 | 0 | 0 | 0 | 0 |  |  | Patrols - Distribution OverheadWLDFREquipment / facility failureAggregated | WLDFR | HFTD - Distribution - 5QU CoRE ¦ 5QU LoRE | Non-Red Flag Warning - Small Fires | Equipment / facility failure | Aggregated | 2022 | 0.00013639 | 831.9528 | 0.11347 | 2022 | Control | 0.046366 | 1 | 0 | esc | 0 | 0 | 0.039622 | 0.00019021 | 0 | 0 | 0 | 0 | 0 | 0 | 0 | 0
[79 empty] | WLDFR | HFTD - Distribution - 5QU CoRE ¦ 5QU LoRE | Non-Red Flag Warning - Small Fires | 2023 | 0 | 0 | 0.00028649 | 0 | 0 | 0 | 0.077901 | 0.036425 | 0.0015809 | 0.039895 | 0 | 0 | 0 | 0 | 0 | 0 | 0.0013137 | 0 | 0 | 0 | 0 | 0 | 0 | 2.2317e-05 | 0 | 2.2317e-05 | 0 | 0 | 0 | 0 | 0 | 0 | 0 | 0 | 0 |  |  | Patrols - Distribution OverheadWLDFREquipment / facility failureAggregated | WLDFR | HFTD - Distribution - 5QU CoRE ¦ 5QU LoRE | Non-Red Flag Warning - Small Fires | Equipment / facility failure | Aggregated | 2023 | 0.00013604 | 831.9528 | 0.11318 | 2023 | Control | 0.046366 | 1 | 0 | esc | 0 | 0 | 0 | 0 | 0.039424 | 0.00028649 | 0 | 0 | 0 | 0 | 0 | 0
[79 empty] | WLDFR | HFTD - Distribution - 5QU CoRE ¦ 5QU LoRE | Non-Red Flag Warning - Small Fires | 2024 | 0 | 0 | 0 | 0.00028649 | 0 | 0 | 0.077901 | 0.036425 | 0.0015809 | 0.039895 | 0 | 0 | 0 | 0 | 0 | 0 | 0.0013137 | 0 | 0 | 0 | 0 | 0 | 0 | 0 | 0 | 0 | 2.2317e-05 | 0 | 2.2317e-05 | 0 | 0 | 0 | 0 | 0 | 0 |  |  | Patrols - Distribution OverheadWLDFREquipment / facility failureAggregated | WLDFR | HFTD - Distribution - 5QU CoRE ¦ 5QU LoRE | Non-Red Flag Warning - Small Fires | Equipment / facility failure | Aggregated | 2024 | 0.00013604 | 831.9528 | 0.11318 | 2024 | Control | 0.046366 | 1 | 0 | esc | 0 | 0 | 0 | 0 | 0 | 0 | 0.039424 | 0.00028649 | 0 | 0 | 0 | 0
[79 empty] | WLDFR | HFTD - Distribution - 5QU CoRE ¦ 5QU LoRE | Non-Red Flag Warning - Small Fires | 2025 | 0 | 0 | 0 | 0 | 0.00028649 | 0 | 0.077901 | 0.036425 | 0.0015809 | 0.039895 | 0 | 0 | 0 | 0 | 0 | 0 | 0.0013137 | 0 | 0 | 0 | 0 | 0 | 0 | 0 | 0 | 0 | 0 | 0 | 0 | 2.2317e-05 | 0 | 2.2317e-05 | 0 | 0 | 0 |  |  | Patrols - Distribution OverheadWLDFREquipment / facility failureAggregated | WLDFR | HFTD - Distribution - 5QU CoRE ¦ 5QU LoRE | Non-Red Flag Warning - Small Fires | Equipment / facility failure | Aggregated | 2025 | 0.00013604 | 831.9528 | 0.11318 | 2025 | Control | 0.046366 | 1 | 0 | esc | 0 | 0 | 0 | 0 | 0 | 0 | 0 | 0 | 0.039424 | 0.00028649 | 0 | 0
[79 empty] | WLDFR | HFTD - Distribution - 5QU CoRE ¦ 5QU LoRE | Non-Red Flag Warning - Small Fires | 2026 | 0 | 0 | 0 | 0 | 0 | 0.00028649 | 0.077901 | 0.036425 | 0.0015809 | 0.039895 | 0 | 0 | 0 | 0 | 0 | 0 | 0.0013137 | 0 | 0 | 0 | 0 | 0 | 0 | 0 | 0 | 0 | 0 | 0 | 0 | 0 | 0 | 0 | 2.2317e-05 | 0 | 2.2317e-05 |  |  | Patrols - Distribution OverheadWLDFREquipment / facility failureAggregated | WLDFR | HFTD - Distribution - 5QU CoRE ¦ 5QU LoRE | Non-Red Flag Warning - Small Fires | Equipment / facility failure | Aggregated | 2026 | 0.00013604 | 831.9528 | 0.11318 | 2026 | Control | 0.046366 | 1 | 0 | esc | 0 | 0 | 0 | 0 | 0 | 0 | 0 | 0 | 0 | 0 | 0.039424 | 0.00028649
[79 empty] | WLDFR | HFTD - Distribution - 5QU CoRE ¦ 5QU LoRE | Red Flag Warning - Catastrophic Fires | 2021 | 1.2519e-07 | 0 | 0 | 0 | 0 | 0 | 13887.861 | 212.4034 | 8426.443 | 5249.0147 | 0 | 0 | 0 | 0 | 0 | 0 | 4.3245e-07 | 0.0017386 | 0 | 0.0017386 | 0 | 0 | 0 | 0 | 0 | 0 | 0 | 0 | 0 | 0 | 0 | 0 | 0 | 0 | 0 |  |  | Patrols - Distribution OverheadWLDFREquipment / facility failureAggregated | WLDFR | HFTD - Distribution - 5QU CoRE ¦ 5QU LoRE | Red Flag Warning - Catastrophic Fires | Equipment / facility failure | Aggregated | 2021 | 9.1476e-08 | 831.9528 | 7.6104e-05 | 2021 | Control | 0.046366 | 1 | 0 | esc | 2.6078e-05 | 1.2519e-07 | 0 | 0 | 0 | 0 | 0 | 0 | 0 | 0 | 0 | 0
[79 empty] | WLDFR | HFTD - Distribution - 5QU CoRE ¦ 5QU LoRE | Red Flag Warning - Catastrophic Fires | 2022 | 0 | 1.2424e-07 | 0 | 0 | 0 | 0 | 13650.1655 | 202.8477 | 8286.6934 | 5160.6244 | 0 | 0 | 0 | 0 | 0 | 0 | 4.191e-07 | 0 | 0 | 0 | 0.0016959 | 0 | 0.0016959 | 0 | 0 | 0 | 0 | 0 | 0 | 0 | 0 | 0 | 0 | 0 | 0 |  |  | Patrols - Distribution OverheadWLDFREquipment / facility failureAggregated | WLDFR | HFTD - Distribution - 5QU CoRE ¦ 5QU LoRE | Red Flag Warning - Catastrophic Fires | Equipment / facility failure | Aggregated | 2022 | 8.9082e-08 | 831.9528 | 7.4112e-05 | 2022 | Control | 0.046366 | 1 | 0 | esc | 0 | 0 | 2.5879e-05 | 1.2424e-07 | 0 | 0 | 0 | 0 | 0 | 0 | 0 | 0
[79 empty] | WLDFR | HFTD - Distribution - 5QU CoRE ¦ 5QU LoRE | Red Flag Warning - Catastrophic Fires | 2023 | 0 | 0 | 1.9389e-07 | 0 | 0 | 0 | 13668.067 | 202.8477 | 8304.5949 | 5160.6244 | 0 | 0 | 0 | 0 | 0 | 0 | 4.3535e-07 | 0 | 0 | 0 | 0 | 0 | 0 | 0.00265 | 0 | 0.00265 | 0 | 0 | 0 | 0 | 0 | 0 | 0 | 0 | 0 |  |  | Patrols - Distribution OverheadWLDFREquipment / facility failureAggregated | WLDFR | HFTD - Distribution - 5QU CoRE ¦ 5QU LoRE | Red Flag Warning - Catastrophic Fires | Equipment / facility failure | Aggregated | 2023 | 9.2065e-08 | 831.9528 | 7.6594e-05 | 2023 | Control | 0.046366 | 1 | 0 | esc | 0 | 0 | 0 | 0 | 2.6681e-05 | 1.9389e-07 | 0 | 0 | 0 | 0 | 0 | 0
[79 empty] | WLDFR | HFTD - Distribution - 5QU CoRE ¦ 5QU LoRE | Red Flag Warning - Catastrophic Fires | 2024 | 0 | 0 | 0 | 1.9389e-07 | 0 | 0 | 13668.067 | 202.8477 | 8304.5949 | 5160.6244 | 0 | 0 | 0 | 0 | 0 | 0 | 4.3535e-07 | 0 | 0 | 0 | 0 | 0 | 0 | 0 | 0 | 0 | 0.00265 | 0 | 0.00265 | 0 | 0 | 0 | 0 | 0 | 0 |  |  | Patrols - Distribution OverheadWLDFREquipment / facility failureAggregated | WLDFR | HFTD - Distribution - 5QU CoRE ¦ 5QU LoRE | Red Flag Warning - Catastrophic Fires | Equipment / facility failure | Aggregated | 2024 | 9.2065e-08 | 831.9528 | 7.6594e-05 | 2024 | Control | 0.046366 | 1 | 0 | esc | 0 | 0 | 0 | 0 | 0 | 0 | 2.6681e-05 | 1.9389e-07 | 0 | 0 | 0 | 0
[79 empty] | WLDFR | HFTD - Distribution - 5QU CoRE ¦ 5QU LoRE | Red Flag Warning - Catastrophic Fires | 2025 | 0 | 0 | 0 | 0 | 1.9389e-07 | 0 | 13668.067 | 202.8477 | 8304.5949 | 5160.6244 | 0 | 0 | 0 | 0 | 0 | 0 | 4.3535e-07 | 0 | 0 | 0 | 0 | 0 | 0 | 0 | 0 | 0 | 0 | 0 | 0 | 0.00265 | 0 | 0.00265 | 0 | 0 | 0 |  |  | Patrols - Distribution OverheadWLDFREquipment / facility failureAggregated | WLDFR | HFTD - Distribution - 5QU CoRE ¦ 5QU LoRE | Red Flag Warning - Catastrophic Fires | Equipment / facility failure | Aggregated | 2025 | 9.2065e-08 | 831.9528 | 7.6594e-05 | 2025 | Control | 0.046366 | 1 | 0 | esc | 0 | 0 | 0 | 0 | 0 | 0 | 0 | 0 | 2.6681e-05 | 1.9389e-07 | 0 | 0
[79 empty] | WLDFR | HFTD - Distribution - 5QU CoRE ¦ 5QU LoRE | Red Flag Warning - Catastrophic Fires | 2026 | 0 | 0 | 0 | 0 | 0 | 1.9389e-07 | 13668.067 | 202.8477 | 8304.5949 | 5160.6244 | 0 | 0 | 0 | 0 | 0 | 0 | 4.3535e-07 | 0 | 0 | 0 | 0 | 0 | 0 | 0 | 0 | 0 | 0 | 0 | 0 | 0 | 0 | 0 | 0.00265 | 0 | 0.00265 |  |  | Patrols - Distribution OverheadWLDFREquipment / facility failureAggregated | WLDFR | HFTD - Distribution - 5QU CoRE ¦ 5QU LoRE | Red Flag Warning - Catastrophic Fires | Equipment / facility failure | Aggregated | 2026 | 9.2065e-08 | 831.9528 | 7.6594e-05 | 2026 | Control | 0.046366 | 1 | 0 | esc | 0 | 0 | 0 | 0 | 0 | 0 | 0 | 0 | 0 | 0 | 2.6681e-05 | 1.9389e-07
[79 empty] | WLDFR | HFTD - Distribution - 5QU CoRE ¦ 5QU LoRE | Red Flag Warning - Destructive Fires | 2021 | 2.7494e-08 | 0 | 0 | 0 | 0 | 0 | 8638.8464 | 212.4034 | 8426.443 | 0 | 0 | 0 | 0 | 0 | 0 | 0 | 7.0794e-08 | 0.00023752 | 0 | 0.00023752 | 0 | 0 | 0 | 0 | 0 | 0 | 0 | 0 | 0 | 0 | 0 | 0 | 0 | 0 | 0 |  |  | Patrols - Distribution OverheadWLDFREquipment / facility failureAggregated | WLDFR | HFTD - Distribution - 5QU CoRE ¦ 5QU LoRE | Red Flag Warning - Destructive Fires | Equipment / facility failure | Aggregated | 2021 | 2.009e-08 | 831.9528 | 1.6714e-05 | 2021 | Control | 0.046366 | 1 | 0 | esc | 5.7271e-06 | 2.7494e-08 | 0 | 0 | 0 | 0 | 0 | 0 | 0 | 0 | 0 | 0
[79 empty] | WLDFR | HFTD - Distribution - 5QU CoRE ¦ 5QU LoRE | Red Flag Warning - Destructive Fires | 2022 | 0 | 2.7286e-08 | 0 | 0 | 0 | 0 | 8489.5411 | 202.8477 | 8286.6934 | 0 | 0 | 0 | 0 | 0 | 0 | 0 | 6.864e-08 | 0 | 0 | 0 | 0.00023164 | 0 | 0.00023164 | 0 | 0 | 0 | 0 | 0 | 0 | 0 | 0 | 0 | 0 | 0 | 0 |  |  | Patrols - Distribution OverheadWLDFREquipment / facility failureAggregated | WLDFR | HFTD - Distribution - 5QU CoRE ¦ 5QU LoRE | Red Flag Warning - Destructive Fires | Equipment / facility failure | Aggregated | 2022 | 1.9565e-08 | 831.9528 | 1.6277e-05 | 2022 | Control | 0.046366 | 1 | 0 | esc | 0 | 0 | 5.6837e-06 | 2.7286e-08 | 0 | 0 | 0 | 0 | 0 | 0 | 0 | 0
[79 empty] | WLDFR | HFTD - Distribution - 5QU CoRE ¦ 5QU LoRE | Red Flag Warning - Destructive Fires | 2023 | 0 | 0 | 4.2582e-08 | 0 | 0 | 0 | 8507.4426 | 202.8477 | 8304.5949 | 0 | 0 | 0 | 0 | 0 | 0 | 0 | 7.1267e-08 | 0 | 0 | 0 | 0 | 0 | 0 | 0.00036226 | 0 | 0.00036226 | 0 | 0 | 0 | 0 | 0 | 0 | 0 | 0 | 0 |  |  | Patrols - Distribution OverheadWLDFREquipment / facility failureAggregated | WLDFR | HFTD - Distribution - 5QU CoRE ¦ 5QU LoRE | Red Flag Warning - Destructive Fires | Equipment / facility failure | Aggregated | 2023 | 2.022e-08 | 831.9528 | 1.6822e-05 | 2023 | Control | 0.046366 | 1 | 0 | esc | 0 | 0 | 0 | 0 | 5.8598e-06 | 4.2582e-08 | 0 | 0 | 0 | 0 | 0 | 0
[79 empty] | WLDFR | HFTD - Distribution - 5QU CoRE ¦ 5QU LoRE | Red Flag Warning - Destructive Fires | 2024 | 0 | 0 | 0 | 4.2582e-08 | 0 | 0 | 8507.4426 | 202.8477 | 8304.5949 | 0 | 0 | 0 | 0 | 0 | 0 | 0 | 7.1267e-08 | 0 | 0 | 0 | 0 | 0 | 0 | 0 | 0 | 0 | 0.00036226 | 0 | 0.00036226 | 0 | 0 | 0 | 0 | 0 | 0 |  |  | Patrols - Distribution OverheadWLDFREquipment / facility failureAggregated | WLDFR | HFTD - Distribution - 5QU CoRE ¦ 5QU LoRE | Red Flag Warning - Destructive Fires | Equipment / facility failure | Aggregated | 2024 | 2.022e-08 | 831.9528 | 1.6822e-05 | 2024 | Control | 0.046366 | 1 | 0 | esc | 0 | 0 | 0 | 0 | 0 | 0 | 5.8598e-06 | 4.2582e-08 | 0 | 0 | 0 | 0
[79 empty] | WLDFR | HFTD - Distribution - 5QU CoRE ¦ 5QU LoRE | Red Flag Warning - Destructive Fires | 2025 | 0 | 0 | 0 | 0 | 4.2582e-08 | 0 | 8507.4426 | 202.8477 | 8304.5949 | 0 | 0 | 0 | 0 | 0 | 0 | 0 | 7.1267e-08 | 0 | 0 | 0 | 0 | 0 | 0 | 0 | 0 | 0 | 0 | 0 | 0 | 0.00036226 | 0 | 0.00036226 | 0 | 0 | 0 |  |  | Patrols - Distribution OverheadWLDFREquipment / facility failureAggregated | WLDFR | HFTD - Distribution - 5QU CoRE ¦ 5QU LoRE | Red Flag Warning - Destructive Fires | Equipment / facility failure | Aggregated | 2025 | 2.022e-08 | 831.9528 | 1.6822e-05 | 2025 | Control | 0.046366 | 1 | 0 | esc | 0 | 0 | 0 | 0 | 0 | 0 | 0 | 0 | 5.8598e-06 | 4.2582e-08 | 0 | 0
[79 empty] | WLDFR | HFTD - Distribution - 5QU CoRE ¦ 5QU LoRE | Red Flag Warning - Destructive Fires | 2026 | 0 | 0 | 0 | 0 | 0 | 4.2582e-08 | 8507.4426 | 202.8477 | 8304.5949 | 0 | 0 | 0 | 0 | 0 | 0 | 0 | 7.1267e-08 | 0 | 0 | 0 | 0 | 0 | 0 | 0 | 0 | 0 | 0 | 0 | 0 | 0 | 0 | 0 | 0.00036226 | 0 | 0.00036226 |  |  | Patrols - Distribution OverheadWLDFREquipment / facility failureAggregated | WLDFR | HFTD - Distribution - 5QU CoRE ¦ 5QU LoRE | Red Flag Warning - Destructive Fires | Equipment / facility failure | Aggregated | 2026 | 2.022e-08 | 831.9528 | 1.6822e-05 | 2026 | Control | 0.046366 | 1 | 0 | esc | 0 | 0 | 0 | 0 | 0 | 0 | 0 | 0 | 0 | 0 | 5.8598e-06 | 4.2582e-08
[79 empty] | WLDFR | HFTD - Distribution - 5QU CoRE ¦ 5QU LoRE | Red Flag Warning - Large Fires | 2021 | 2.6485e-06 | 0 | 0 | 0 | 0 | 0 | 5.1078 | 0.69027 | 2.8264 | 1.5911 | 0 | 0 | 0 | 0 | 0 | 0 | 6.665e-06 | 1.3528e-05 | 0 | 1.3528e-05 | 0 | 0 | 0 | 0 | 0 | 0 | 0 | 0 | 0 | 0 | 0 | 0 | 0 | 0 | 0 |  |  | Patrols - Distribution OverheadWLDFREquipment / facility failureAggregated | WLDFR | HFTD - Distribution - 5QU CoRE ¦ 5QU LoRE | Red Flag Warning - Large Fires | Equipment / facility failure | Aggregated | 2021 | 1.9352e-06 | 831.9528 | 0.00161 | 2021 | Control | 0.046366 | 1 | 0 | esc | 0.00055169 | 2.6485e-06 | 0 | 0 | 0 | 0 | 0 | 0 | 0 | 0 | 0 | 0
[79 empty] | WLDFR | HFTD - Distribution - 5QU CoRE ¦ 5QU LoRE | Red Flag Warning - Large Fires | 2022 | 0 | 2.6284e-06 | 0 | 0 | 0 | 0 | 5.0739 | 0.68415 | 2.8096 | 1.5801 | 0 | 0 | 0 | 0 | 0 | 0 | 6.4553e-06 | 0 | 0 | 0 | 1.3336e-05 | 0 | 1.3336e-05 | 0 | 0 | 0 | 0 | 0 | 0 | 0 | 0 | 0 | 0 | 0 | 0 |  |  | Patrols - Distribution OverheadWLDFREquipment / facility failureAggregated | WLDFR | HFTD - Distribution - 5QU CoRE ¦ 5QU LoRE | Red Flag Warning - Large Fires | Equipment / facility failure | Aggregated | 2022 | 1.8846e-06 | 831.9528 | 0.0015679 | 2022 | Control | 0.046366 | 1 | 0 | esc | 0 | 0 | 0.00054751 | 2.6284e-06 | 0 | 0 | 0 | 0 | 0 | 0 | 0 | 0
[79 empty] | WLDFR | HFTD - Distribution - 5QU CoRE ¦ 5QU LoRE | Red Flag Warning - Large Fires | 2023 | 0 | 0 | 4.1019e-06 | 0 | 0 | 0 | 5.1712 | 0.68415 | 2.907 | 1.5801 | 0 | 0 | 0 | 0 | 0 | 0 | 6.7013e-06 | 0 | 0 | 0 | 0 | 0 | 0 | 2.1212e-05 | 0 | 2.1212e-05 | 0 | 0 | 0 | 0 | 0 | 0 | 0 | 0 | 0 |  |  | Patrols - Distribution OverheadWLDFREquipment / facility failureAggregated | WLDFR | HFTD - Distribution - 5QU CoRE ¦ 5QU LoRE | Red Flag Warning - Large Fires | Equipment / facility failure | Aggregated | 2023 | 1.9477e-06 | 831.9528 | 0.0016204 | 2023 | Control | 0.046366 | 1 | 0 | esc | 0 | 0 | 0 | 0 | 0.00056447 | 4.1019e-06 | 0 | 0 | 0 | 0 | 0 | 0
[79 empty] | WLDFR | HFTD - Distribution - 5QU CoRE ¦ 5QU LoRE | Red Flag Warning - Large Fires | 2024 | 0 | 0 | 0 | 4.1019e-06 | 0 | 0 | 5.1712 | 0.68415 | 2.907 | 1.5801 | 0 | 0 | 0 | 0 | 0 | 0 | 6.7013e-06 | 0 | 0 | 0 | 0 | 0 | 0 | 0 | 0 | 0 | 2.1212e-05 | 0 | 2.1212e-05 | 0 | 0 | 0 | 0 | 0 | 0 |  |  | Patrols - Distribution OverheadWLDFREquipment / facility failureAggregated | WLDFR | HFTD - Distribution - 5QU CoRE ¦ 5QU LoRE | Red Flag Warning - Large Fires | Equipment / facility failure | Aggregated | 2024 | 1.9477e-06 | 831.9528 | 0.0016204 | 2024 | Control | 0.046366 | 1 | 0 | esc | 0 | 0 | 0 | 0 | 0 | 0 | 0.00056447 | 4.1019e-06 | 0 | 0 | 0 | 0
[79 empty] | WLDFR | HFTD - Distribution - 5QU CoRE ¦ 5QU LoRE | Red Flag Warning - Large Fires | 2025 | 0 | 0 | 0 | 0 | 4.1019e-06 | 0 | 5.1712 | 0.68415 | 2.907 | 1.5801 | 0 | 0 | 0 | 0 | 0 | 0 | 6.7013e-06 | 0 | 0 | 0 | 0 | 0 | 0 | 0 | 0 | 0 | 0 | 0 | 0 | 2.1212e-05 | 0 | 2.1212e-05 | 0 | 0 | 0 |  |  | Patrols - Distribution OverheadWLDFREquipment / facility failureAggregated | WLDFR | HFTD - Distribution - 5QU CoRE ¦ 5QU LoRE | Red Flag Warning - Large Fires | Equipment / facility failure | Aggregated | 2025 | 1.9477e-06 | 831.9528 | 0.0016204 | 2025 | Control | 0.046366 | 1 | 0 | esc | 0 | 0 | 0 | 0 | 0 | 0 | 0 | 0 | 0.00056447 | 4.1019e-06 | 0 | 0
[79 empty] | WLDFR | HFTD - Distribution - 5QU CoRE ¦ 5QU LoRE | Red Flag Warning - Large Fires | 2026 | 0 | 0 | 0 | 0 | 0 | 4.1019e-06 | 5.1712 | 0.68415 | 2.907 | 1.5801 | 0 | 0 | 0 | 0 | 0 | 0 | 6.7013e-06 | 0 | 0 | 0 | 0 | 0 | 0 | 0 | 0 | 0 | 0 | 0 | 0 | 0 | 0 | 0 | 2.1212e-05 | 0 | 2.1212e-05 |  |  | Patrols - Distribution OverheadWLDFREquipment / facility failureAggregated | WLDFR | HFTD - Distribution - 5QU CoRE ¦ 5QU LoRE | Red Flag Warning - Large Fires | Equipment / facility failure | Aggregated | 2026 | 1.9477e-06 | 831.9528 | 0.0016204 | 2026 | Control | 0.046366 | 1 | 0 | esc | 0 | 0 | 0 | 0 | 0 | 0 | 0 | 0 | 0 | 0 | 0.00056447 | 4.1019e-06
[79 empty] | WLDFR | HFTD - Distribution - 5QU CoRE ¦ 5QU LoRE | Red Flag Warning - Small Fires | 2021 | 2.9324e-05 | 0 | 0 | 0 | 0 | 0 | 0.077861 | 0.036425 | 0.0015416 | 0.039895 | 0 | 0 | 0 | 0 | 0 | 0 | 0.00019578 | 2.2832e-06 | 0 | 2.2832e-06 | 0 | 0 | 0 | 0 | 0 | 0 | 0 | 0 | 0 | 0 | 0 | 0 | 0 | 0 | 0 |  |  | Patrols - Distribution OverheadWLDFREquipment / facility failureAggregated | WLDFR | HFTD - Distribution - 5QU CoRE ¦ 5QU LoRE | Red Flag Warning - Small Fires | Equipment / facility failure | Aggregated | 2021 | 2.1427e-05 | 831.9528 | 0.017826 | 2021 | Control | 0.046366 | 1 | 0 | esc | 0.0061084 | 2.9324e-05 | 0 | 0 | 0 | 0 | 0 | 0 | 0 | 0 | 0 | 0
[79 empty] | WLDFR | HFTD - Distribution - 5QU CoRE ¦ 5QU LoRE | Red Flag Warning - Small Fires | 2022 | 0 | 2.9328e-05 | 0 | 0 | 0 | 0 | 0.077861 | 0.036425 | 0.0015416 | 0.039895 | 0 | 0 | 0 | 0 | 0 | 0 | 0.00019098 | 0 | 0 | 0 | 2.2835e-06 | 0 | 2.2835e-06 | 0 | 0 | 0 | 0 | 0 | 0 | 0 | 0 | 0 | 0 | 0 | 0 |  |  | Patrols - Distribution OverheadWLDFREquipment / facility failureAggregated | WLDFR | HFTD - Distribution - 5QU CoRE ¦ 5QU LoRE | Red Flag Warning - Small Fires | Equipment / facility failure | Aggregated | 2022 | 2.1029e-05 | 831.9528 | 0.017495 | 2022 | Control | 0.046366 | 1 | 0 | esc | 0 | 0 | 0.0061091 | 2.9328e-05 | 0 | 0 | 0 | 0 | 0 | 0 | 0 | 0
[79 empty] | WLDFR | HFTD - Distribution - 5QU CoRE ¦ 5QU LoRE | Red Flag Warning - Small Fires | 2023 | 0 | 0 | 4.5702e-05 | 0 | 0 | 0 | 0.077901 | 0.036425 | 0.0015809 | 0.039895 | 0 | 0 | 0 | 0 | 0 | 0 | 0.00019812 | 0 | 0 | 0 | 0 | 0 | 0 | 3.5602e-06 | 0 | 3.5602e-06 | 0 | 0 | 0 | 0 | 0 | 0 | 0 | 0 | 0 |  |  | Patrols - Distribution OverheadWLDFREquipment / facility failureAggregated | WLDFR | HFTD - Distribution - 5QU CoRE ¦ 5QU LoRE | Red Flag Warning - Small Fires | Equipment / facility failure | Aggregated | 2023 | 2.1701e-05 | 831.9528 | 0.018055 | 2023 | Control | 0.046366 | 1 | 0 | esc | 0 | 0 | 0 | 0 | 0.0062892 | 4.5702e-05 | 0 | 0 | 0 | 0 | 0 | 0
[79 empty] | WLDFR | HFTD - Distribution - 5QU CoRE ¦ 5QU LoRE | Red Flag Warning - Small Fires | 2024 | 0 | 0 | 0 | 4.5702e-05 | 0 | 0 | 0.077901 | 0.036425 | 0.0015809 | 0.039895 | 0 | 0 | 0 | 0 | 0 | 0 | 0.00019812 | 0 | 0 | 0 | 0 | 0 | 0 | 0 | 0 | 0 | 3.5602e-06 | 0 | 3.5602e-06 | 0 | 0 | 0 | 0 | 0 | 0 |  |  | Patrols - Distribution OverheadWLDFREquipment / facility failureAggregated | WLDFR | HFTD - Distribution - 5QU CoRE ¦ 5QU LoRE | Red Flag Warning - Small Fires | Equipment / facility failure | Aggregated | 2024 | 2.1701e-05 | 831.9528 | 0.018055 | 2024 | Control | 0.046366 | 1 | 0 | esc | 0 | 0 | 0 | 0 | 0 | 0 | 0.0062892 | 4.5702e-05 | 0 | 0 | 0 | 0
[79 empty] | WLDFR | HFTD - Distribution - 5QU CoRE ¦ 5QU LoRE | Red Flag Warning - Small Fires | 2025 | 0 | 0 | 0 | 0 | 4.5702e-05 | 0 | 0.077901 | 0.036425 | 0.0015809 | 0.039895 | 0 | 0 | 0 | 0 | 0 | 0 | 0.00019812 | 0 | 0 | 0 | 0 | 0 | 0 | 0 | 0 | 0 | 0 | 0 | 0 | 3.5602e-06 | 0 | 3.5602e-06 | 0 | 0 | 0 |  |  | Patrols - Distribution OverheadWLDFREquipment / facility failureAggregated | WLDFR | HFTD - Distribution - 5QU CoRE ¦ 5QU LoRE | Red Flag Warning - Small Fires | Equipment / facility failure | Aggregated | 2025 | 2.1701e-05 | 831.9528 | 0.018055 | 2025 | Control | 0.046366 | 1 | 0 | esc | 0 | 0 | 0 | 0 | 0 | 0 | 0 | 0 | 0.0062892 | 4.5702e-05 | 0 | 0
[79 empty] | WLDFR | HFTD - Distribution - 5QU CoRE ¦ 5QU LoRE | Red Flag Warning - Small Fires | 2026 | 0 | 0 | 0 | 0 | 0 | 4.5702e-05 | 0.077901 | 0.036425 | 0.0015809 | 0.039895 | 0 | 0 | 0 | 0 | 0 | 0 | 0.00019812 | 0 | 0 | 0 | 0 | 0 | 0 | 0 | 0 | 0 | 0 | 0 | 0 | 0 | 0 | 0 | 3.5602e-06 | 0 | 3.5602e-06 |  |  | Patrols - Distribution OverheadWLDFREquipment / facility failureAggregated | WLDFR | HFTD - Distribution - 5QU CoRE ¦ 5QU LoRE | Red Flag Warning - Small Fires | Equipment / facility failure | Aggregated | 2026 | 2.1701e-05 | 831.9528 | 0.018055 | 2026 | Control | 0.046366 | 1 | 0 | esc | 0 | 0 | 0 | 0 | 0 | 0 | 0 | 0 | 0 | 0 | 0.0062892 | 4.5702e-05
[79 empty] | WLDFR | non-HFTD - Distribution | Non-Red Flag Warning - Large Fires | 2021 | 1.2301e-06 | 0 | 0 | 0 | 0 | 0 | 5.2058 | 0.69027 | 2.9244 | 1.5911 | 0 | 0 | 0 | 0 | 0 | 0 | 2.6099e-05 | 6.4038e-06 | 0 | 6.4038e-06 | 0 | 0 | 0 | 0 | 0 | 0 | 0 | 0 | 0 | 0 | 0 | 0 | 0 | 0 | 0 |  |  | Patrols - Distribution OverheadWLDFREquipment / facility failureAggregated | WLDFR | non-HFTD - Distribution | Non-Red Flag Warning - Large Fires | Equipment / facility failure | Aggregated | 2021 | 1.1326e-05 | 55300 | 0.62634 | 2021 | Control | 0.046366 | 1 | 0 | esc | 0.00021021 | 1.2301e-06 | 0 | 0 | 0 | 0 | 0 | 0 | 0 | 0 | 0 | 0
[79 empty] | WLDFR | non-HFTD - Distribution | Non-Red Flag Warning - Large Fires | 2022 | 0 | 1.2301e-06 | 0 | 0 | 0 | 0 | 5.1712 | 0.68415 | 2.907 | 1.5801 | 0 | 0 | 0 | 0 | 0 | 0 | 2.6082e-05 | 0 | 0 | 0 | 6.3613e-06 | 0 | 6.3613e-06 | 0 | 0 | 0 | 0 | 0 | 0 | 0 | 0 | 0 | 0 | 0 | 0 |  |  | Patrols - Distribution OverheadWLDFREquipment / facility failureAggregated | WLDFR | non-HFTD - Distribution | Non-Red Flag Warning - Large Fires | Equipment / facility failure | Aggregated | 2022 | 1.1312e-05 | 55300 | 0.62556 | 2022 | Control | 0.046366 | 1 | 0 | esc | 0 | 0 | 0.00021021 | 1.2301e-06 | 0 | 0 | 0 | 0 | 0 | 0 | 0 | 0
[79 empty] | WLDFR | non-HFTD - Distribution | Non-Red Flag Warning - Large Fires | 2023 | 0 | 0 | 1.2297e-06 | 0 | 0 | 0 | 5.1712 | 0.68415 | 2.907 | 1.5801 | 0 | 0 | 0 | 0 | 0 | 0 | 2.6053e-05 | 0 | 0 | 0 | 0 | 0 | 0 | 6.359e-06 | 0 | 6.359e-06 | 0 | 0 | 0 | 0 | 0 | 0 | 0 | 0 | 0 |  |  | Patrols - Distribution OverheadWLDFREquipment / facility failureAggregated | WLDFR | non-HFTD - Distribution | Non-Red Flag Warning - Large Fires | Equipment / facility failure | Aggregated | 2023 | 1.1299e-05 | 55300 | 0.62486 | 2023 | Control | 0.046366 | 1 | 0 | esc | 0 | 0 | 0 | 0 | 0.00021013 | 1.2297e-06 | 0 | 0 | 0 | 0 | 0 | 0
[79 empty] | WLDFR | non-HFTD - Distribution | Non-Red Flag Warning - Large Fires | 2024 | 0 | 0 | 0 | 1.2297e-06 | 0 | 0 | 5.1712 | 0.68415 | 2.907 | 1.5801 | 0 | 0 | 0 | 0 | 0 | 0 | 2.6053e-05 | 0 | 0 | 0 | 0 | 0 | 0 | 0 | 0 | 0 | 6.359e-06 | 0 | 6.359e-06 | 0 | 0 | 0 | 0 | 0 | 0 |  |  | Patrols - Distribution OverheadWLDFREquipment / facility failureAggregated | WLDFR | non-HFTD - Distribution | Non-Red Flag Warning - Large Fires | Equipment / facility failure | Aggregated | 2024 | 1.1299e-05 | 55300 | 0.62486 | 2024 | Control | 0.046366 | 1 | 0 | esc | 0 | 0 | 0 | 0 | 0 | 0 | 0.00021013 | 1.2297e-06 | 0 | 0 | 0 | 0
[79 empty] | WLDFR | non-HFTD - Distribution | Non-Red Flag Warning - Large Fires | 2025 | 0 | 0 | 0 | 0 | 1.2297e-06 | 0 | 5.1712 | 0.68415 | 2.907 | 1.5801 | 0 | 0 | 0 | 0 | 0 | 0 | 2.6053e-05 | 0 | 0 | 0 | 0 | 0 | 0 | 0 | 0 | 0 | 0 | 0 | 0 | 6.359e-06 | 0 | 6.359e-06 | 0 | 0 | 0 |  |  | Patrols - Distribution OverheadWLDFREquipment / facility failureAggregated | WLDFR | non-HFTD - Distribution | Non-Red Flag Warning - Large Fires | Equipment / facility failure | Aggregated | 2025 | 1.1299e-05 | 55300 | 0.62486 | 2025 | Control | 0.046366 | 1 | 0 | esc | 0 | 0 | 0 | 0 | 0 | 0 | 0 | 0 | 0.00021013 | 1.2297e-06 | 0 | 0
[79 empty] | WLDFR | non-HFTD - Distribution | Non-Red Flag Warning - Large Fires | 2026 | 0 | 0 | 0 | 0 | 0 | 1.2297e-06 | 5.1712 | 0.68415 | 2.907 | 1.5801 | 0 | 0 | 0 | 0 | 0 | 0 | 2.6053e-05 | 0 | 0 | 0 | 0 | 0 | 0 | 0 | 0 | 0 | 0 | 0 | 0 | 0 | 0 | 0 | 6.359e-06 | 0 | 6.359e-06 |  |  | Patrols - Distribution OverheadWLDFREquipment / facility failureAggregated | WLDFR | non-HFTD - Distribution | Non-Red Flag Warning - Large Fires | Equipment / facility failure | Aggregated | 2026 | 1.1299e-05 | 55300 | 0.62486 | 2026 | Control | 0.046366 | 1 | 0 | esc | 0 | 0 | 0 | 0 | 0 | 0 | 0 | 0 | 0 | 0 | 0.00021013 | 1.2297e-06
[79 empty] | WLDFR | non-HFTD - Distribution | Non-Red Flag Warning - Small Fires | 2021 | 0.00025593 | 0 | 0 | 0 | 0 | 0 | 0.077901 | 0.036425 | 0.0015809 | 0.039895 | 0 | 0 | 0 | 0 | 0 | 0 | 0.0054192 | 1.9937e-05 | 0 | 1.9937e-05 | 0 | 0 | 0 | 0 | 0 | 0 | 0 | 0 | 0 | 0 | 0 | 0 | 0 | 0 | 0 |  |  | Patrols - Distribution OverheadWLDFREquipment / facility failureAggregated | WLDFR | non-HFTD - Distribution | Non-Red Flag Warning - Small Fires | Equipment / facility failure | Aggregated | 2021 | 0.0023564 | 55300 | 130.3114 | 2021 | Control | 0.046366 | 1 | 0 | esc | 0.043734 | 0.00025593 | 0 | 0 | 0 | 0 | 0 | 0 | 0 | 0 | 0 | 0
[79 empty] | WLDFR | non-HFTD - Distribution | Non-Red Flag Warning - Small Fires | 2022 | 0 | 0.00025593 | 0 | 0 | 0 | 0 | 0.077901 | 0.036425 | 0.0015809 | 0.039895 | 0 | 0 | 0 | 0 | 0 | 0 | 0.0054156 | 0 | 0 | 0 | 1.9937e-05 | 0 | 1.9937e-05 | 0 | 0 | 0 | 0 | 0 | 0 | 0 | 0 | 0 | 0 | 0 | 0 |  |  | Patrols - Distribution OverheadWLDFREquipment / facility failureAggregated | WLDFR | non-HFTD - Distribution | Non-Red Flag Warning - Small Fires | Equipment / facility failure | Aggregated | 2022 | 0.0023535 | 55300 | 130.1484 | 2022 | Control | 0.046366 | 1 | 0 | esc | 0 | 0 | 0.043734 | 0.00025593 | 0 | 0 | 0 | 0 | 0 | 0 | 0 | 0
[79 empty] | WLDFR | non-HFTD - Distribution | Non-Red Flag Warning - Small Fires | 2023 | 0 | 0 | 0.00025547 | 0 | 0 | 0 | 0.077901 | 0.036425 | 0.0015809 | 0.039895 | 0 | 0 | 0 | 0 | 0 | 0 | 0.0054017 | 0 | 0 | 0 | 0 | 0 | 0 | 1.9901e-05 | 0 | 1.9901e-05 | 0 | 0 | 0 | 0 | 0 | 0 | 0 | 0 | 0 |  |  | Patrols - Distribution OverheadWLDFREquipment / facility failureAggregated | WLDFR | non-HFTD - Distribution | Non-Red Flag Warning - Small Fires | Equipment / facility failure | Aggregated | 2023 | 0.0023475 | 55300 | 129.814 | 2023 | Control | 0.046366 | 1 | 0 | esc | 0 | 0 | 0 | 0 | 0.043654 | 0.00025547 | 0 | 0 | 0 | 0 | 0 | 0
[79 empty] | WLDFR | non-HFTD - Distribution | Non-Red Flag Warning - Small Fires | 2024 | 0 | 0 | 0 | 0.00025547 | 0 | 0 | 0.077901 | 0.036425 | 0.0015809 | 0.039895 | 0 | 0 | 0 | 0 | 0 | 0 | 0.0054017 | 0 | 0 | 0 | 0 | 0 | 0 | 0 | 0 | 0 | 1.9901e-05 | 0 | 1.9901e-05 | 0 | 0 | 0 | 0 | 0 | 0 |  |  | Patrols - Distribution OverheadWLDFREquipment / facility failureAggregated | WLDFR | non-HFTD - Distribution | Non-Red Flag Warning - Small Fires | Equipment / facility failure | Aggregated | 2024 | 0.0023475 | 55300 | 129.814 | 2024 | Control | 0.046366 | 1 | 0 | esc | 0 | 0 | 0 | 0 | 0 | 0 | 0.043654 | 0.00025547 | 0 | 0 | 0 | 0
[79 empty] | WLDFR | non-HFTD - Distribution | Non-Red Flag Warning - Small Fires | 2025 | 0 | 0 | 0 | 0 | 0.00025547 | 0 | 0.077901 | 0.036425 | 0.0015809 | 0.039895 | 0 | 0 | 0 | 0 | 0 | 0 | 0.0054017 | 0 | 0 | 0 | 0 | 0 | 0 | 0 | 0 | 0 | 0 | 0 | 0 | 1.9901e-05 | 0 | 1.9901e-05 | 0 | 0 | 0 |  |  | Patrols - Distribution OverheadWLDFREquipment / facility failureAggregated | WLDFR | non-HFTD - Distribution | Non-Red Flag Warning - Small Fires | Equipment / facility failure | Aggregated | 2025 | 0.0023475 | 55300 | 129.814 | 2025 | Control | 0.046366 | 1 | 0 | esc | 0 | 0 | 0 | 0 | 0 | 0 | 0 | 0 | 0.043654 | 0.00025547 | 0 | 0
[79 empty] | WLDFR | non-HFTD - Distribution | Non-Red Flag Warning - Small Fires | 2026 | 0 | 0 | 0 | 0 | 0 | 0.00025547 | 0.077901 | 0.036425 | 0.0015809 | 0.039895 | 0 | 0 | 0 | 0 | 0 | 0 | 0.0054017 | 0 | 0 | 0 | 0 | 0 | 0 | 0 | 0 | 0 | 0 | 0 | 0 | 0 | 0 | 0 | 1.9901e-05 | 0 | 1.9901e-05 |  |  | Patrols - Distribution OverheadWLDFREquipment / facility failureAggregated | WLDFR | non-HFTD - Distribution | Non-Red Flag Warning - Small Fires | Equipment / facility failure | Aggregated | 2026 | 0.0023475 | 55300 | 129.814 | 2026 | Control | 0.046366 | 1 | 0 | esc | 0 | 0 | 0 | 0 | 0 | 0 | 0 | 0 | 0 | 0 | 0.043654 | 0.00025547
[79 empty] | WLDFR | non-HFTD - Distribution | Red Flag Warning - Catastrophic Fires | 2021 | 1.0482e-08 | 0 | 0 | 0 | 0 | 0 | 13906.0374 | 212.4034 | 8444.6194 | 5249.0147 | 0 | 0 | 0 | 0 | 0 | 0 | 2.079e-07 | 0.00014576 | 0 | 0.00014576 | 0 | 0 | 0 | 0 | 0 | 0 | 0 | 0 | 0 | 0 | 0 | 0 | 0 | 0 | 0 |  |  | Patrols - Distribution OverheadWLDFREquipment / facility failureAggregated | WLDFR | non-HFTD - Distribution | Red Flag Warning - Catastrophic Fires | Equipment / facility failure | Aggregated | 2021 | 9.6508e-08 | 55300 | 0.0053369 | 2021 | Control | 0.046366 | 1 | 0 | esc | 1.7911e-06 | 1.0482e-08 | 0 | 0 | 0 | 0 | 0 | 0 | 0 | 0 | 0 | 0
[79 empty] | WLDFR | non-HFTD - Distribution | Red Flag Warning - Catastrophic Fires | 2022 | 0 | 1.0482e-08 | 0 | 0 | 0 | 0 | 13668.067 | 202.8477 | 8304.5949 | 5160.6244 | 0 | 0 | 0 | 0 | 0 | 0 | 2.0775e-07 | 0 | 0 | 0 | 0.00014326 | 0 | 0.00014326 | 0 | 0 | 0 | 0 | 0 | 0 | 0 | 0 | 0 | 0 | 0 | 0 |  |  | Patrols - Distribution OverheadWLDFREquipment / facility failureAggregated | WLDFR | non-HFTD - Distribution | Red Flag Warning - Catastrophic Fires | Equipment / facility failure | Aggregated | 2022 | 9.6387e-08 | 55300 | 0.0053302 | 2022 | Control | 0.046366 | 1 | 0 | esc | 0 | 0 | 1.7911e-06 | 1.0482e-08 | 0 | 0 | 0 | 0 | 0 | 0 | 0 | 0
[79 empty] | WLDFR | non-HFTD - Distribution | Red Flag Warning - Catastrophic Fires | 2023 | 0 | 0 | 1.0841e-08 | 0 | 0 | 0 | 13668.067 | 202.8477 | 8304.5949 | 5160.6244 | 0 | 0 | 0 | 0 | 0 | 0 | 2.1471e-07 | 0 | 0 | 0 | 0 | 0 | 0 | 0.00014817 | 0 | 0.00014817 | 0 | 0 | 0 | 0 | 0 | 0 | 0 | 0 | 0 |  |  | Patrols - Distribution OverheadWLDFREquipment / facility failureAggregated | WLDFR | non-HFTD - Distribution | Red Flag Warning - Catastrophic Fires | Equipment / facility failure | Aggregated | 2023 | 9.9615e-08 | 55300 | 0.0055087 | 2023 | Control | 0.046366 | 1 | 0 | esc | 0 | 0 | 0 | 0 | 1.8525e-06 | 1.0841e-08 | 0 | 0 | 0 | 0 | 0 | 0
[79 empty] | WLDFR | non-HFTD - Distribution | Red Flag Warning - Catastrophic Fires | 2024 | 0 | 0 | 0 | 1.0841e-08 | 0 | 0 | 13668.067 | 202.8477 | 8304.5949 | 5160.6244 | 0 | 0 | 0 | 0 | 0 | 0 | 2.1471e-07 | 0 | 0 | 0 | 0 | 0 | 0 | 0 | 0 | 0 | 0.00014817 | 0 | 0.00014817 | 0 | 0 | 0 | 0 | 0 | 0 |  |  | Patrols - Distribution OverheadWLDFREquipment / facility failureAggregated | WLDFR | non-HFTD - Distribution | Red Flag Warning - Catastrophic Fires | Equipment / facility failure | Aggregated | 2024 | 9.9615e-08 | 55300 | 0.0055087 | 2024 | Control | 0.046366 | 1 | 0 | esc | 0 | 0 | 0 | 0 | 0 | 0 | 1.8525e-06 | 1.0841e-08 | 0 | 0 | 0 | 0
[79 empty] | WLDFR | non-HFTD - Distribution | Red Flag Warning - Catastrophic Fires | 2025 | 0 | 0 | 0 | 0 | 1.0841e-08 | 0 | 13668.067 | 202.8477 | 8304.5949 | 5160.6244 | 0 | 0 | 0 | 0 | 0 | 0 | 2.1471e-07 | 0 | 0 | 0 | 0 | 0 | 0 | 0 | 0 | 0 | 0 | 0 | 0 | 0.00014817 | 0 | 0.00014817 | 0 | 0 | 0 |  |  | Patrols - Distribution OverheadWLDFREquipment / facility failureAggregated | WLDFR | non-HFTD - Distribution | Red Flag Warning - Catastrophic Fires | Equipment / facility failure | Aggregated | 2025 | 9.9615e-08 | 55300 | 0.0055087 | 2025 | Control | 0.046366 | 1 | 0 | esc | 0 | 0 | 0 | 0 | 0 | 0 | 0 | 0 | 1.8525e-06 | 1.0841e-08 | 0 | 0
[79 empty] | WLDFR | non-HFTD - Distribution | Red Flag Warning - Catastrophic Fires | 2026 | 0 | 0 | 0 | 0 | 0 | 1.0841e-08 | 13668.067 | 202.8477 | 8304.5949 | 5160.6244 | 0 | 0 | 0 | 0 | 0 | 0 | 2.1471e-07 | 0 | 0 | 0 | 0 | 0 | 0 | 0 | 0 | 0 | 0 | 0 | 0 | 0 | 0 | 0 | 0.00014817 | 0 | 0.00014817 |  |  | Patrols - Distribution OverheadWLDFREquipment / facility failureAggregated | WLDFR | non-HFTD - Distribution | Red Flag Warning - Catastrophic Fires | Equipment / facility failure | Aggregated | 2026 | 9.9615e-08 | 55300 | 0.0055087 | 2026 | Control | 0.046366 | 1 | 0 | esc | 0 | 0 | 0 | 0 | 0 | 0 | 0 | 0 | 0 | 0 | 1.8525e-06 | 1.0841e-08
[79 empty] | WLDFR | non-HFTD - Distribution | Red Flag Warning - Destructive Fires | 2021 | 2.9947e-09 | 0 | 0 | 0 | 0 | 0 | 8657.0228 | 212.4034 | 8444.6194 | 0 | 0 | 0 | 0 | 0 | 0 | 0 | 5.94e-08 | 2.5925e-05 | 0 | 2.5925e-05 | 0 | 0 | 0 | 0 | 0 | 0 | 0 | 0 | 0 | 0 | 0 | 0 | 0 | 0 | 0 |  |  | Patrols - Distribution OverheadWLDFREquipment / facility failureAggregated | WLDFR | non-HFTD - Distribution | Red Flag Warning - Destructive Fires | Equipment / facility failure | Aggregated | 2021 | 2.7574e-08 | 55300 | 0.0015248 | 2021 | Control | 0.046366 | 1 | 0 | esc | 5.1175e-07 | 2.9947e-09 | 0 | 0 | 0 | 0 | 0 | 0 | 0 | 0 | 0 | 0
[79 empty] | WLDFR | non-HFTD - Distribution | Red Flag Warning - Destructive Fires | 2022 | 0 | 2.9947e-09 | 0 | 0 | 0 | 0 | 8507.4426 | 202.8477 | 8304.5949 | 0 | 0 | 0 | 0 | 0 | 0 | 0 | 5.9359e-08 | 0 | 0 | 0 | 2.5477e-05 | 0 | 2.5477e-05 | 0 | 0 | 0 | 0 | 0 | 0 | 0 | 0 | 0 | 0 | 0 | 0 |  |  | Patrols - Distribution OverheadWLDFREquipment / facility failureAggregated | WLDFR | non-HFTD - Distribution | Red Flag Warning - Destructive Fires | Equipment / facility failure | Aggregated | 2022 | 2.7539e-08 | 55300 | 0.0015229 | 2022 | Control | 0.046366 | 1 | 0 | esc | 0 | 0 | 5.1174e-07 | 2.9947e-09 | 0 | 0 | 0 | 0 | 0 | 0 | 0 | 0
[79 empty] | WLDFR | non-HFTD - Distribution | Red Flag Warning - Destructive Fires | 2023 | 0 | 0 | 3.0974e-09 | 0 | 0 | 0 | 8507.4426 | 202.8477 | 8304.5949 | 0 | 0 | 0 | 0 | 0 | 0 | 0 | 6.1346e-08 | 0 | 0 | 0 | 0 | 0 | 0 | 2.6351e-05 | 0 | 2.6351e-05 | 0 | 0 | 0 | 0 | 0 | 0 | 0 | 0 | 0 |  |  | Patrols - Distribution OverheadWLDFREquipment / facility failureAggregated | WLDFR | non-HFTD - Distribution | Red Flag Warning - Destructive Fires | Equipment / facility failure | Aggregated | 2023 | 2.8461e-08 | 55300 | 0.0015739 | 2023 | Control | 0.046366 | 1 | 0 | esc | 0 | 0 | 0 | 0 | 5.2928e-07 | 3.0974e-09 | 0 | 0 | 0 | 0 | 0 | 0
[79 empty] | WLDFR | non-HFTD - Distribution | Red Flag Warning - Destructive Fires | 2024 | 0 | 0 | 0 | 3.0974e-09 | 0 | 0 | 8507.4426 | 202.8477 | 8304.5949 | 0 | 0 | 0 | 0 | 0 | 0 | 0 | 6.1346e-08 | 0 | 0 | 0 | 0 | 0 | 0 | 0 | 0 | 0 | 2.6351e-05 | 0 | 2.6351e-05 | 0 | 0 | 0 | 0 | 0 | 0 |  |  | Patrols - Distribution OverheadWLDFREquipment / facility failureAggregated | WLDFR | non-HFTD - Distribution | Red Flag Warning - Destructive Fires | Equipment / facility failure | Aggregated | 2024 | 2.8461e-08 | 55300 | 0.0015739 | 2024 | Control | 0.046366 | 1 | 0 | esc | 0 | 0 | 0 | 0 | 0 | 0 | 5.2928e-07 | 3.0974e-09 | 0 | 0 | 0 | 0
[79 empty] | WLDFR | non-HFTD - Distribution | Red Flag Warning - Destructive Fires | 2025 | 0 | 0 | 0 | 0 | 3.0974e-09 | 0 | 8507.4426 | 202.8477 | 8304.5949 | 0 | 0 | 0 | 0 | 0 | 0 | 0 | 6.1346e-08 | 0 | 0 | 0 | 0 | 0 | 0 | 0 | 0 | 0 | 0 | 0 | 0 | 2.6351e-05 | 0 | 2.6351e-05 | 0 | 0 | 0 |  |  | Patrols - Distribution OverheadWLDFREquipment / facility failureAggregated | WLDFR | non-HFTD - Distribution | Red Flag Warning - Destructive Fires | Equipment / facility failure | Aggregated | 2025 | 2.8461e-08 | 55300 | 0.0015739 | 2025 | Control | 0.046366 | 1 | 0 | esc | 0 | 0 | 0 | 0 | 0 | 0 | 0 | 0 | 5.2928e-07 | 3.0974e-09 | 0 | 0
[79 empty] | WLDFR | non-HFTD - Distribution | Red Flag Warning - Destructive Fires | 2026 | 0 | 0 | 0 | 0 | 0 | 3.0974e-09 | 8507.4426 | 202.8477 | 8304.5949 | 0 | 0 | 0 | 0 | 0 | 0 | 0 | 6.1346e-08 | 0 | 0 | 0 | 0 | 0 | 0 | 0 | 0 | 0 | 0 | 0 | 0 | 0 | 0 | 0 | 2.6351e-05 | 0 | 2.6351e-05 |  |  | Patrols - Distribution OverheadWLDFREquipment / facility failureAggregated | WLDFR | non-HFTD - Distribution | Red Flag Warning - Destructive Fires | Equipment / facility failure | Aggregated | 2026 | 2.8461e-08 | 55300 | 0.0015739 | 2026 | Control | 0.046366 | 1 | 0 | esc | 0 | 0 | 0 | 0 | 0 | 0 | 0 | 0 | 0 | 0 | 5.2928e-07 | 3.0974e-09
[79 empty] | WLDFR | non-HFTD - Distribution | Red Flag Warning - Large Fires | 2021 | 1.3476e-07 | 0 | 0 | 0 | 0 | 0 | 5.2058 | 0.69027 | 2.9244 | 1.5911 | 0 | 0 | 0 | 0 | 0 | 0 | 2.673e-06 | 7.0155e-07 | 0 | 7.0155e-07 | 0 | 0 | 0 | 0 | 0 | 0 | 0 | 0 | 0 | 0 | 0 | 0 | 0 | 0 | 0 |  |  | Patrols - Distribution OverheadWLDFREquipment / facility failureAggregated | WLDFR | non-HFTD - Distribution | Red Flag Warning - Large Fires | Equipment / facility failure | Aggregated | 2021 | 1.2408e-06 | 55300 | 0.068617 | 2021 | Control | 0.046366 | 1 | 0 | esc | 2.3029e-05 | 1.3476e-07 | 0 | 0 | 0 | 0 | 0 | 0 | 0 | 0 | 0 | 0
[79 empty] | WLDFR | non-HFTD - Distribution | Red Flag Warning - Large Fires | 2022 | 0 | 1.3476e-07 | 0 | 0 | 0 | 0 | 5.1712 | 0.68415 | 2.907 | 1.5801 | 0 | 0 | 0 | 0 | 0 | 0 | 2.6711e-06 | 0 | 0 | 0 | 6.9689e-07 | 0 | 6.9689e-07 | 0 | 0 | 0 | 0 | 0 | 0 | 0 | 0 | 0 | 0 | 0 | 0 |  |  | Patrols - Distribution OverheadWLDFREquipment / facility failureAggregated | WLDFR | non-HFTD - Distribution | Red Flag Warning - Large Fires | Equipment / facility failure | Aggregated | 2022 | 1.2393e-06 | 55300 | 0.068531 | 2022 | Control | 0.046366 | 1 | 0 | esc | 0 | 0 | 2.3028e-05 | 1.3476e-07 | 0 | 0 | 0 | 0 | 0 | 0 | 0 | 0
[79 empty] | WLDFR | non-HFTD - Distribution | Red Flag Warning - Large Fires | 2023 | 0 | 0 | 1.3938e-07 | 0 | 0 | 0 | 5.1712 | 0.68415 | 2.907 | 1.5801 | 0 | 0 | 0 | 0 | 0 | 0 | 2.7606e-06 | 0 | 0 | 0 | 0 | 0 | 0 | 7.2077e-07 | 0 | 7.2077e-07 | 0 | 0 | 0 | 0 | 0 | 0 | 0 | 0 | 0 |  |  | Patrols - Distribution OverheadWLDFREquipment / facility failureAggregated | WLDFR | non-HFTD - Distribution | Red Flag Warning - Large Fires | Equipment / facility failure | Aggregated | 2023 | 1.2808e-06 | 55300 | 0.070826 | 2023 | Control | 0.046366 | 1 | 0 | esc | 0 | 0 | 0 | 0 | 2.3818e-05 | 1.3938e-07 | 0 | 0 | 0 | 0 | 0 | 0
[79 empty] | WLDFR | non-HFTD - Distribution | Red Flag Warning - Large Fires | 2024 | 0 | 0 | 0 | 1.3938e-07 | 0 | 0 | 5.1712 | 0.68415 | 2.907 | 1.5801 | 0 | 0 | 0 | 0 | 0 | 0 | 2.7606e-06 | 0 | 0 | 0 | 0 | 0 | 0 | 0 | 0 | 0 | 7.2077e-07 | 0 | 7.2077e-07 | 0 | 0 | 0 | 0 | 0 | 0 |  |  | Patrols - Distribution OverheadWLDFREquipment / facility failureAggregated | WLDFR | non-HFTD - Distribution | Red Flag Warning - Large Fires | Equipment / facility failure | Aggregated | 2024 | 1.2808e-06 | 55300 | 0.070826 | 2024 | Control | 0.046366 | 1 | 0 | esc | 0 | 0 | 0 | 0 | 0 | 0 | 2.3818e-05 | 1.3938e-07 | 0 | 0 | 0 | 0
[79 empty] | WLDFR | non-HFTD - Distribution | Red Flag Warning - Large Fires | 2025 | 0 | 0 | 0 | 0 | 1.3938e-07 | 0 | 5.1712 | 0.68415 | 2.907 | 1.5801 | 0 | 0 | 0 | 0 | 0 | 0 | 2.7606e-06 | 0 | 0 | 0 | 0 | 0 | 0 | 0 | 0 | 0 | 0 | 0 | 0 | 7.2077e-07 | 0 | 7.2077e-07 | 0 | 0 | 0 |  |  | Patrols - Distribution OverheadWLDFREquipment / facility failureAggregated | WLDFR | non-HFTD - Distribution | Red Flag Warning - Large Fires | Equipment / facility failure | Aggregated | 2025 | 1.2808e-06 | 55300 | 0.070826 | 2025 | Control | 0.046366 | 1 | 0 | esc | 0 | 0 | 0 | 0 | 0 | 0 | 0 | 0 | 2.3818e-05 | 1.3938e-07 | 0 | 0
[79 empty] | WLDFR | non-HFTD - Distribution | Red Flag Warning - Large Fires | 2026 | 0 | 0 | 0 | 0 | 0 | 1.3938e-07 | 5.1712 | 0.68415 | 2.907 | 1.5801 | 0 | 0 | 0 | 0 | 0 | 0 | 2.7606e-06 | 0 | 0 | 0 | 0 | 0 | 0 | 0 | 0 | 0 | 0 | 0 | 0 | 0 | 0 | 0 | 7.2077e-07 | 0 | 7.2077e-07 |  |  | Patrols - Distribution OverheadWLDFREquipment / facility failureAggregated | WLDFR | non-HFTD - Distribution | Red Flag Warning - Large Fires | Equipment / facility failure | Aggregated | 2026 | 1.2808e-06 | 55300 | 0.070826 | 2026 | Control | 0.046366 | 1 | 0 | esc | 0 | 0 | 0 | 0 | 0 | 0 | 0 | 0 | 0 | 0 | 2.3818e-05 | 1.3938e-07
[79 empty] | WLDFR | non-HFTD - Distribution | Red Flag Warning - Small Fires | 2021 | 1.4026e-05 | 0 | 0 | 0 | 0 | 0 | 0.077901 | 0.036425 | 0.0015809 | 0.039895 | 0 | 0 | 0 | 0 | 0 | 0 | 0.00027772 | 1.0927e-06 | 0 | 1.0927e-06 | 0 | 0 | 0 | 0 | 0 | 0 | 0 | 0 | 0 | 0 | 0 | 0 | 0 | 0 | 0 |  |  | Patrols - Distribution OverheadWLDFREquipment / facility failureAggregated | WLDFR | non-HFTD - Distribution | Red Flag Warning - Small Fires | Equipment / facility failure | Aggregated | 2021 | 0.00012915 | 55300 | 7.1418 | 2021 | Control | 0.046366 | 1 | 0 | esc | 0.0023968 | 1.4026e-05 | 0 | 0 | 0 | 0 | 0 | 0 | 0 | 0 | 0 | 0
[79 empty] | WLDFR | non-HFTD - Distribution | Red Flag Warning - Small Fires | 2022 | 0 | 1.4026e-05 | 0 | 0 | 0 | 0 | 0.077901 | 0.036425 | 0.0015809 | 0.039895 | 0 | 0 | 0 | 0 | 0 | 0 | 0.00027753 | 0 | 0 | 0 | 1.0927e-06 | 0 | 1.0927e-06 | 0 | 0 | 0 | 0 | 0 | 0 | 0 | 0 | 0 | 0 | 0 | 0 |  |  | Patrols - Distribution OverheadWLDFREquipment / facility failureAggregated | WLDFR | non-HFTD - Distribution | Red Flag Warning - Small Fires | Equipment / facility failure | Aggregated | 2022 | 0.00012898 | 55300 | 7.1328 | 2022 | Control | 0.046366 | 1 | 0 | esc | 0 | 0 | 0.0023968 | 1.4026e-05 | 0 | 0 | 0 | 0 | 0 | 0 | 0 | 0
[79 empty] | WLDFR | non-HFTD - Distribution | Red Flag Warning - Small Fires | 2023 | 0 | 0 | 1.4486e-05 | 0 | 0 | 0 | 0.077901 | 0.036425 | 0.0015809 | 0.039895 | 0 | 0 | 0 | 0 | 0 | 0 | 0.00028641 | 0 | 0 | 0 | 0 | 0 | 0 | 1.1285e-06 | 0 | 1.1285e-06 | 0 | 0 | 0 | 0 | 0 | 0 | 0 | 0 | 0 |  |  | Patrols - Distribution OverheadWLDFREquipment / facility failureAggregated | WLDFR | non-HFTD - Distribution | Red Flag Warning - Small Fires | Equipment / facility failure | Aggregated | 2023 | 0.00013311 | 55300 | 7.361 | 2023 | Control | 0.046366 | 1 | 0 | esc | 0 | 0 | 0 | 0 | 0.0024754 | 1.4486e-05 | 0 | 0 | 0 | 0 | 0 | 0
[79 empty] | WLDFR | non-HFTD - Distribution | Red Flag Warning - Small Fires | 2024 | 0 | 0 | 0 | 1.4486e-05 | 0 | 0 | 0.077901 | 0.036425 | 0.0015809 | 0.039895 | 0 | 0 | 0 | 0 | 0 | 0 | 0.00028641 | 0 | 0 | 0 | 0 | 0 | 0 | 0 | 0 | 0 | 1.1285e-06 | 0 | 1.1285e-06 | 0 | 0 | 0 | 0 | 0 | 0 |  |  | Patrols - Distribution OverheadWLDFREquipment / facility failureAggregated | WLDFR | non-HFTD - Distribution | Red Flag Warning - Small Fires | Equipment / facility failure | Aggregated | 2024 | 0.00013311 | 55300 | 7.361 | 2024 | Control | 0.046366 | 1 | 0 | esc | 0 | 0 | 0 | 0 | 0 | 0 | 0.0024754 | 1.4486e-05 | 0 | 0 | 0 | 0
[79 empty] | WLDFR | non-HFTD - Distribution | Red Flag Warning - Small Fires | 2025 | 0 | 0 | 0 | 0 | 1.4486e-05 | 0 | 0.077901 | 0.036425 | 0.0015809 | 0.039895 | 0 | 0 | 0 | 0 | 0 | 0 | 0.00028641 | 0 | 0 | 0 | 0 | 0 | 0 | 0 | 0 | 0 | 0 | 0 | 0 | 1.1285e-06 | 0 | 1.1285e-06 | 0 | 0 | 0 |  |  | Patrols - Distribution OverheadWLDFREquipment / facility failureAggregated | WLDFR | non-HFTD - Distribution | Red Flag Warning - Small Fires | Equipment / facility failure | Aggregated | 2025 | 0.00013311 | 55300 | 7.361 | 2025 | Control | 0.046366 | 1 | 0 | esc | 0 | 0 | 0 | 0 | 0 | 0 | 0 | 0 | 0.0024754 | 1.4486e-05 | 0 | 0
[79 empty] | WLDFR | non-HFTD - Distribution | Red Flag Warning - Small Fires | 2026 | 0 | 0 | 0 | 0 | 0 | 1.4486e-05 | 0.077901 | 0.036425 | 0.0015809 | 0.039895 | 0 | 0 | 0 | 0 | 0 | 0 | 0.00028641 | 0 | 0 | 0 | 0 | 0 | 0 | 0 | 0 | 0 | 0 | 0 | 0 | 0 | 0 | 0 | 1.1285e-06 | 0 | 1.1285e-06 |  |  | Patrols - Distribution OverheadWLDFREquipment / facility failureAggregated | WLDFR | non-HFTD - Distribution | Red Flag Warning - Small Fires | Equipment / facility failure | Aggregated | 2026 | 0.00013311 | 55300 | 7.361 | 2026 | Control | 0.046366 | 1 | 0 | esc | 0 | 0 | 0 | 0 | 0 | 0 | 0 | 0 | 0 | 0 | 0.0024754 | 1.4486e-05
RUN

## RSE Results
Results for different programs and scenarios
Batch Run Complete 02/24 11:16 with v2.5 and risk data file EO_WLDFR_20220209_SplitByTier_192656_194748_Baseline_rselite_(add 2020).xlsx. WARNING - PVRR multiplier for Capital Cost not specified. Defaulting to 1 WARNING - PVRR multiplier for Capital Cost not specified. Defaulting to 1 WARNING - Batch output table does not exist in RSE Results tab. Writing detailed run table to TableRSE in RSE Lite tab WARNING - Batch output table does not exist in RSE Results tab. Writing detailed run table to TableProgramRR in RSE Lite tab
| Program | 2020 Program Risk Reduction NPV | 2021 Program Risk Reduction NPV | 2022 Program Risk Reduction NPV | 2023 Program Risk Reduction NPV | 2024 Program Risk Reduction NPV | 2025 Program Risk Reduction NPV | 2026 Program Risk Reduction NPV | 2022-2022 Program Risk Reduction NPV | 2020 Program RSE | 2021 Program RSE | 2022 Program RSE | 2023 Program RSE | 2024 Program RSE | 2025 Program RSE | 2026 Program RSE | 2022-2022 Program RSE | 2022-2022 Capital Cost NPV with PVRR ($M) | 2022-2022 Expense Cost NPV ($M) | 2022-2022 Total Cost NPV ($M) | 2022-2022 Program Freq Reduction NPV
| 7.3.6.2 Crew-accompanying ignition prevention and suppression resources and services | 11.2271 | 11.2271 | 10.1533 | 9.837 |  |  |  | 10.1533 | 1.1275 | 1.0898 | 0.71408 | 0.73964 |  |  |  | 0.71408 | 0.6449 | 13.5738 | 14.2187 | 0
| 7.3.6.6 Stationed and on-call ignition prevention and suppression resources and services | 3.7424 | 3.7424 | 3.3844 | 3.279 |  |  |  | 3.3844 | 1.1275 | 1.0898 | 0.71408 | 0.73964 |  |  |  | 0.71408 | 0.21497 | 4.5246 | 4.7396 | 0
| 7.3.6.8 Protective equipment and device settings |  |  | 14467.7948 | 14016.7509 |  |  |  | 14467.7948 |  |  | 103.9514 | 106.1861 |  |  |  | 103.9514 | 0 | 139.1785 | 139.1785 | 90.5091
Difference from previous WMP submission:
| Program | NPV Risk Reduction -2020 | NPV Risk Reduction -2021 | NPV Risk Reduction -2022 | NPV Risk Reduction -2023 | NPV Risk Reduction -2024 | NPV Risk Reduction -2025 | NPV Risk Reduction -2026 | NPV Risk Reduction - 2020-2022 Total | Risk Spend Eff - 2020 | Risk Spend Eff - 2021 | Risk Spend Eff - 2022 | Risk Spend Eff - 2023 | Risk Spend Eff - 2024 | Risk Spend Eff - 2025 | Risk Spend Eff - 2026 | Risk Spend Eff - 2020-2022 Total | NPV Capital Cost ($M) - 2020-2022 | NPV Expense Cost ($M) - 2020-2022 | NPV Cost ($M) - 2020-2022 | NPV Freq Reduction - 2020-2022
| 7.3.6.2 Crew-accompanying ignition prevention and suppression resources and services | 5.4386 | 5.8223 | 5.1068 | 9.837 | 0 | 0 | 0 | -6.0865 | 0.54618 | 0.63233 | 0.34378 | 0.73964 | 0 | 0 | 0 | 0.25534 | -0.81501 | -20.3673 | -21.1823 | 0
| 7.3.6.6 Stationed and on-call ignition prevention and suppression resources and services | 1.4573 | 1.6088 | 1.3923 | 3.279 | 0 | 0 | 0 | -3.0263 | 0.43906 | 0.71462 | 0.27555 | 0.73964 | 0 | 0 | 0 | 0.24093 | -0.27167 | -8.5379 | -8.8096 | 0
Percentage difference:
Justification for the change: | Program | NPV Risk Reduction -2020 | NPV Risk Reduction -2021 | NPV Risk Reduction -2022 | NPV Risk Reduction -2023 | NPV Risk Reduction -2024 | NPV Risk Reduction -2025 | NPV Risk Reduction -2026 | NPV Risk Reduction - 2020-2022 Total | Risk Spend Eff - 2020 | Risk Spend Eff - 2021 | Risk Spend Eff - 2022 | Risk Spend Eff - 2023 | Risk Spend Eff - 2024 | Risk Spend Eff - 2025 | Risk Spend Eff - 2026 | Risk Spend Eff - 2020-2022 Total | NPV Capital Cost ($M) - 2020-2022 | NPV Expense Cost ($M) - 2020-2022 | NPV Cost ($M) - 2020-2022 | NPV Freq Reduction - 2020-2022
The % allocation of effectiveness changed to match the financial allocation, leading to an increase in effectiveness. | 7.3.6.2 Crew-accompanying ignition prevention and suppression resources and services | 93.95% | 107.7% | 101.2% | #DIV/0! | #DIV/0! | #DIV/0! | #DIV/0! | -37.48% | 93.95% | 138.2% | 92.84% | #DIV/0! | #DIV/0! | #DIV/0! | #DIV/0! | 55.66% | -55.83% | -60.01% | -59.84% | #DIV/0!
| 7.3.6.6 Stationed and on-call ignition prevention and suppression resources and services | 63.78% | 75.4% | 69.89% | #DIV/0! | #DIV/0! | #DIV/0! | #DIV/0! | -47.21% | 63.78% | 190.5% | 62.83% | #DIV/0! | #DIV/0! | #DIV/0! | #DIV/0! | 50.92% | -55.83% | -65.36% | -65.02% | #DIV/0!
Previous WMP submission:
| Program | NPV Risk Reduction -2020 | NPV Risk Reduction -2021 | NPV Risk Reduction -2022 | NPV Risk Reduction -2023 | NPV Risk Reduction -2024 | NPV Risk Reduction -2025 | NPV Risk Reduction -2026 | NPV Risk Reduction - 2020-2022 Total | Risk Spend Eff - 2020 | Risk Spend Eff - 2021 | Risk Spend Eff - 2022 | Risk Spend Eff - 2023 | Risk Spend Eff - 2024 | Risk Spend Eff - 2025 | Risk Spend Eff - 2026 | Risk Spend Eff - 2020-2022 Total | NPV Capital Cost ($M) - 2020-2022 | NPV Expense Cost ($M) - 2020-2022 | NPV Cost ($M) - 2020-2022 | NPV Freq Reduction - 2020-2022
| SIPT | 5.7885 | 5.4048 | 5.0465 |  |  |  |  | 16.2399 | 0.58133 | 0.45744 | 0.3703 |  |  |  |  | 0.45874 | 1.4599 | 33.9411 | 35.401 | 0
| Stationed and On-Call Ignition Prevention and Suppression Resources and Services | 2.2851 | 2.1336 | 1.9921 |  |  |  |  | 6.4108 | 0.68844 | 0.37515 | 0.43853 |  |  |  |  | 0.47315 | 0.48664 | 13.0625 | 13.5491 | 0
Start Batch Run

## Table_12_RSE
index | - multiple -
| Data |  |  | Sum of 2022 RSE
Program | Sum of 2022 Program Risk Reduction NPV | Sum of CapEx USD 2022 | Sum of OpEx USD 2022 | 56.7781
7.3.6.8 Protective equipment and device settings | 2366.0257 | 0 | 41671467.9069 | 56.7781
Total Result | 2366.0257 | 0 | 41671467.9069 | 56.7781

## 7.3.6.2_Financials
Source file: | 2022 WMP MASTER financials reach out v7_022222.xlsx
Source file location: | WMP -> 2022 -> Financials
|  |  | MWC | MAT | Expense | Expense | Expense ($) |  | Capital | Capital | Capital ($)
[5 empty] | 2020 | 2021 | 2022 | 2023 | 2020 | 2021 | 2022 | 2023
|  | SIPT (2020: 60% of work) |  |  | 9205141.584 | 10267207.626 | 14524014.9396 | 15083277.912 | 752355.126 | 35123.298 | 690037.68 | 143499.4747

## 7.3.6.2_Effectiveness
Data Source: | August- September Fire Siege Pole Treatment Summary, CalFire Website
Assumptions:
21000 | Cost per pole
1000000 | Cost per building
Calculated the average number of poles saved due to SIPT work from 2020 fires:
316 | Catastrophic&Destructive fires
180 | Small&Large fires
Calculated the average number of buildings destroyed in 2020 fires
875 | Catastrophic&Destructive fires
38 | Small&Large fires
Calculated average cost savings due to SIPT pole treatment using the following equation: (Average poles saved * cost per pole)/(Average buildings destroyed*Cost per building)
0.7584% | Catastrophic and Destructive
9.947% | Small and Large
Allocated 60% effectiveness to this initiative to match financial allocation in the Plan
0.455% | Catastrophic and Destructive
5.968% | Small and Large

## 7.3.6.6_Financials
Source file: | 2022 WMP MASTER financials reach out v7_022222.xlsx
Source file location: | WMP -> 2022 -> Financials
|  |  | MWC | MAT | Expense | Expense | Expense ($) |  | Capital | Capital | Capital ($)
[5 empty] | 2020 | 2021 | 2022 | 2023 | 2020 | 2021 | 2022 | 2023
|  | SIPT (2020: 20% of work) |  |  | 3068380.528 | 3422402.542 | 4841338.3132 | 5027759.304 | 250785.042 | 11707.766 | 230012.56 | 47833.1582

## 7.3.6.6_Effectiveness
Data Source: | August- September Fire Siege Pole Treatment Summary, CalFire Website
Assumptions:
21000 | Cost per pole
1000000 | Cost per building
Calculated the average number of poles saved due to SIPT work from 2020 fires:
316 | Catastrophic&Destructive fires
180 | Small&Large fires
Calculated the average number of buildings destroyed in 2020 fires
875 | Catastrophic&Destructive fires
38 | Small&Large fires
Calculated average cost savings due to SIPT pole treatment using the following equation: (Average poles saved * cost per pole)/(Average buildings destroyed*Cost per building)
0.7584% | Catastrophic and Destructive
9.947% | Small and Large
Allocated 20% effectiveness to this initiative to match financial allocation in the Plan
0.1517% | Catastrophic and Destructive
1.989% | Small and Large

## 7.3.6.8_Financials
Source file: | EO-WLDFR-3_RSE Input File (Refreshed).xlsx
Source file location: | 2022 > WMP > GRC 2023 filing
|  | MWC | MAT | Expense | Expense | Expense ($) |  | Capital | Capital | Capital ($)
|  |  |  | 2020 | 2021 | 2022 | 2023 | 2020 | 2021 | 2022 | 2023
[6 empty] | 148921000 | 151128764.6

## Match esc definition
Define a Customer Extrapolation Multiplier
match | x_match | matching with other series | y[i, j]= y[i-1, j] * x_match[i]/x_match[i-1]
x_match | Description | Year1 | Year2 | 2021 | 2022 | 2023 | 2024 | 2025 | 2026 | 2027 | 2028 | 2029 | 2030 | 2031 | 2032 | 2033 | 2034 | 2035 | 2036 | 2037 | 2038 | 2039 | 2040 | 2041 | 2042 | 2043 | 2044 | 2045 | 2046 | 2047 | 2048 | 2049 | 2050 | 2051 | 2052 | 2053 | 2054 | 2055 | 2056 | 2057 | 2058 | 2059 | 2060 | 2061 | 2062 | 2063 | 2064 | 2065 | 2066 | 2067 | 2068 | 2069 | 2070 | 2071 | 2072 | 2073 | 2074 | 2075 | 2076 | 2077 | 2078 | 2079 | 2080 | 2081 | 2082 | 2083 | 2084 | 2085 | 2086 | 2087 | 2088 | 2089 | 2090 | 2091 | 2092 | 2093 | 2094 | 2095 | 2096 | 2097 | 2098 | 2099 | 2100 | 2101 | 2102 | 2103 | 2104 | 2105 | 2106 | 2107 | 2108 | 2109 | 2110 | 2111 | 2112 | 2113 | 2114 | 2115 | 2116 | 2117 | 2118 | 2119 | 2120 | 2121
case1 |  | 1 | 1 | 1 | 0.5 | 0.5 | 0.5 | 0.5 | 0.5 | 0 | 0 | 0 | 0 | 0 | 0 | 0 | 0 | 0 | 0 | 0 | 0 | 0 | 0 | 0 | 0 | 0 | 0 | 0 | 0 | 0 | 0 | 0 | 0 | 0 | 0 | 0 | 0 | 0 | 0 | 0 | 0 | 0 | 0 | 0 | 0 | 0 | 0 | 0 | 0 | 0 | 0 | 0 | 0 | 0 | 0 | 0 | 0 | 0 | 0 | 0 | 0 | 0 | 0 | 0 | 0 | 0 | 0 | 0 | 0 | 0 | 0 | 0 | 0 | 0 | 0 | 0 | 0 | 0 | 0 | 0 | 0 | 0 | 0 | 0 | 0 | 0 | 0 | 0 | 0 | 0 | 0 | 0 | 0 | 0 | 0 | 0 | 0 | 0 | 0 | 0 | 0 | 0

## Data & Validation
Lookup tables
No. | A | B | C | Risk/Cross Cutting Factor Name | RISK ID | Program Cost Options
1 | 0% | 10% | 15% | Aviation Incident | AVATN | prorate by Program Exposure
2 | 0% | 10% | 15% | Electric Transmission System-Wide Blackout | BLKOT | % of Total Cost (specify to the right)
3 | 0% | 10% | 15% | Loss of Containment on Gas Customer Connected Equipment | CCEPQ
4 | 0% | 2.5% | 5% | Climate | CLIMT | Program Exposure Options
5 | 0% | 2.5% | 5% | Loss of Containment on CNG Station Equipment | CNGEQ | Exposure unit
6 | 0% | 2.5% | 5% | Contractor Safety Incident | CNTSI | % of tranche exposure
7 | 0% | 2.5% | 5% | Insufficient Capacity to Meet High Demand | CPCTY | Work unit
8 | 0% | 2.5% | 5% | Contract Management | CTMGT
9 | 0% | 2.5% | 5% | Cyber Attack | CYBER | Program Type Options
10 | 0% | 2.5% | 5% | Failure of Electric Distribution Network Assets | DNTWK | Mitigation
11 | 0% | 2.5% | 5% | Failure of Electric Distribution Overhead Assets | DOVHD | Control
12 | 0% | 2.5% | 5% | Data Loss Event | DTALS | Foundational Mitigation
13 | 0% | 2.5% | 5% | Failure of Electric Distribution Underground Assets | DUNGD | Foundational Control
|  |  |  | Business Model - Electric | EMODL
|  |  |  | Employee Safety Incident | EMPSI
|  |  |  | Emergency Preparedness and Response | EPNDR
|  |  |  | Business Model - Gas | GMODL | Consequence Options
|  |  |  | Extended Unplanned Shutdown of a Critical Power Generation Asset | GSHUT | Safety
|  |  |  | Hazardous Material Release | HZMAT | Electric Reliability
|  |  |  | IT Asset Failure | ITAFL | Gas Reliability
|  |  |  | Large Uncontrolled Water Release (Dam Failure) | LGUWR | Financial
|  |  |  | Loss of Containment on LNG/CNG Portable Equipment | LNCNG
|  |  |  | Loss of Containment on Gas Distribution Main or Service | LOCDM | Bow Tie Element
|  |  |  | Loss of Containment on Gas Transmission Pipeline | LOCTR | LOF
|  |  |  | Liquidity Shortage | LQDTY | COF
|  |  |  | Large Overpressure Event Downstream of Gas Measurement and Control Facility | LRGOP | LOF and COF
|  |  |  | Loss of Containment at Gas Measurement and Control or Compression and Processing Facility | MCCPF
|  |  |  | Motor Vehicle Safety Incident | MTRSI
|  |  |  | Nuclear Core Damaging Event | NCORE
|  |  |  | Loss of Containment at Natural Gas Storage Well or Reservoir | NGSWR
|  |  |  | Nuclear Extended Shutdown | NSHUT
|  |  |  | Physical Attack | PHYSA
|  |  |  | Records and Information Management | RECIM
|  |  |  | Real Estate and Facilities Failure | REFFL
|  |  |  | Failure of Substation Assets | SBSTN
|  |  |  | Skilled and Qualified Workforce | SQWKF
|  |  |  | Seismic | SSMIC
|  |  |  | 3rd-Party Safety Incident | TPTSI
|  |  |  | Third-Party Risk | TRDPY
|  |  |  | Failure of Electric Transmission Overhead Assets | TRNHD
|  |  |  | Failure of Electric Transmission Underground Assets | TUNGD
|  |  |  | Wildfire | WLDFR

## BowTie
TableDriverSubdriver |  | TableTranche |  |  |  | TableOutcome
Driver | Subdriver | Tranche | Exposure | Unit | 2021 miles | Outcome
Contact from object | Animal contact | HFTD - Distribution - Tier 2 - 1QU CoRE ¦ 1QU LoRE | 163.6441 | Miles | 184.2524 | Red Flag Warning - Catastrophic Fires
Contact from object | Balloon contact | HFTD - Distribution - Tier 2 - 1QU CoRE ¦ 2QU LoRE | 353.5334 | Miles | 342.1459 | Red Flag Warning - Destructive Fires
Contact from object | Other contact from object | HFTD - Distribution - Tier 2 - 1QU CoRE ¦ 3QU LoRE | 1013.9529 | Miles | 1045.7977 | Red Flag Warning - Large Fires
Contact from object | Vehicle contact | HFTD - Distribution - Tier 2 - 1QU CoRE ¦ 4QU LoRE | 1483.0022 | Miles | 1437.6834 | Red Flag Warning - Small Fires
Vegetation Contact | Branch (Not overhanging, > 12ft) | HFTD - Distribution - Tier 2 - 1QU CoRE ¦ 5QU LoRE | 1601.5759 | Miles | 1615.3706 | Non-Red Flag Warning - Catastrophic Fires
Vegetation Contact | Branch (Not overhanging, 4-12ft) | HFTD - Distribution - Tier 2 - 2QU CoRE ¦ 1QU LoRE | 193.7699 | Miles | 179.7119 | Non-Red Flag Warning - Destructive Fires
Vegetation Contact | Branch (Not overhanging, Distance Unknown) | HFTD - Distribution - Tier 2 - 2QU CoRE ¦ 2QU LoRE | 543.1039 | Miles | 509.5661 | Non-Red Flag Warning - Large Fires
Vegetation Contact | Branch (Not overhanging, within 4ft) | HFTD - Distribution - Tier 2 - 2QU CoRE ¦ 3QU LoRE | 946.5765 | Miles | 950.8276 | Non-Red Flag Warning - Small Fires
Vegetation Contact | Branch (OverHanging) | HFTD - Distribution - Tier 2 - 2QU CoRE ¦ 4QU LoRE | 1078.9824 | Miles | 1134.6096 | Seismic - Red Flag Warning - Catastrophic Fires
Vegetation Contact | Dead | HFTD - Distribution - Tier 2 - 2QU CoRE ¦ 5QU LoRE | 1464.9153 | Miles | 1463.3797 | Seismic - Non-Red Flag Warning - Catastrophic Fires
Vegetation Contact | Fell into (Moderate-Severe defect) | HFTD - Distribution - Tier 2 - 3QU CoRE ¦ 1QU LoRE | 489.6273 | Miles | 494.5343
Vegetation Contact | Fell into (No defect) | HFTD - Distribution - Tier 2 - 3QU CoRE ¦ 2QU LoRE | 791.1377 | Miles | 739.0344
Vegetation Contact | Fell into (slight defect) | HFTD - Distribution - Tier 2 - 3QU CoRE ¦ 3QU LoRE | 791.1875 | Miles | 796.2245
Vegetation Contact | Grow Into | HFTD - Distribution - Tier 2 - 3QU CoRE ¦ 4QU LoRE | 741.5879 | Miles | 757.6487
Vegetation Contact | Other/Unknown | HFTD - Distribution - Tier 2 - 3QU CoRE ¦ 5QU LoRE | 715.8465 | Miles | 721.5283
Contamination | Contamination | HFTD - Distribution - Tier 2 - 4QU CoRE ¦ 1QU LoRE | 772.1066 | Miles | 734.0513
Equipment / facility failure | Anchor / guy damage or failure | HFTD - Distribution - Tier 2 - 4QU CoRE ¦ 2QU LoRE | 522.2177 | Miles | 549.0677
Equipment / facility failure | Capacitor bank damage or failure | HFTD - Distribution - Tier 2 - 4QU CoRE ¦ 3QU LoRE | 750.2287 | Miles | 758.0137
Equipment / facility failure | Conductor damage or failure | HFTD - Distribution - Tier 2 - 4QU CoRE ¦ 4QU LoRE | 696.1473 | Miles | 682.1613
Equipment / facility failure | Connection device damage or failure | HFTD - Distribution - Tier 2 - 4QU CoRE ¦ 5QU LoRE | 470.836 | Miles | 487.3876
Equipment / facility failure | Crossarm damage or failure | HFTD - Distribution - Tier 2 - 5QU CoRE ¦ 1QU LoRE | 752.6401 | Miles | 714.6389
Equipment / facility failure | Fuse damage or failure | HFTD - Distribution - Tier 2 - 5QU CoRE ¦ 2QU LoRE | 768.4668 | Miles | 794.6718
Equipment / facility failure | Insulator and brushing damage or failure | HFTD - Distribution - Tier 2 - 5QU CoRE ¦ 3QU LoRE | 467.0501 | Miles | 439.3061
Equipment / facility failure | Lightning arrestor damage or failure | HFTD - Distribution - Tier 2 - 5QU CoRE ¦ 4QU LoRE | 347.2658 | Miles | 382.7904
Equipment / facility failure | Other equipment / facility failure | HFTD - Distribution - Tier 2 - 5QU CoRE ¦ 5QU LoRE | 406.8993 | Miles | 411.898
Equipment / facility failure | Pole damage or failure | HFTD - Distribution - Tier 3 - 1QU CoRE ¦ 1QU LoRE | 58.7222 | Miles | 68.3395
Equipment / facility failure | Recloser damage or failure | HFTD - Distribution - Tier 3 - 1QU CoRE ¦ 2QU LoRE | 156.5661 | Miles | 163.8201
Equipment / facility failure | Sectionalizer damage or failure | HFTD - Distribution - Tier 3 - 1QU CoRE ¦ 3QU LoRE | 56.2394 | Miles | 39.0328
Equipment / facility failure | Switch damage or failure | HFTD - Distribution - Tier 3 - 1QU CoRE ¦ 4QU LoRE | 111.286 | Miles | 119.909
Equipment / facility failure | Transformer damage or failure | HFTD - Distribution - Tier 3 - 1QU CoRE ¦ 5QU LoRE | 65.8407 | Miles | 57.0212
Equipment / facility failure | Voltage regulator / booster damage or failure | HFTD - Distribution - Tier 3 - 2QU CoRE ¦ 1QU LoRE | 184.1265 | Miles | 226.4749
Other | All Other | HFTD - Distribution - Tier 3 - 2QU CoRE ¦ 2QU LoRE | 264.4574 | Miles | 311.9586
Unknown | Unknown | HFTD - Distribution - Tier 3 - 2QU CoRE ¦ 3QU LoRE | 279.2931 | Miles | 224.2508
Vandalism / Theft | Vandalism / Theft | HFTD - Distribution - Tier 3 - 2QU CoRE ¦ 4QU LoRE | 108.7427 | Miles | 69.0654
Wire-to-wire contact | Wire-to-wire contact / contamination | HFTD - Distribution - Tier 3 - 2QU CoRE ¦ 5QU LoRE | 22.7224 | Miles | 33.5215
Utility work / Operation | Utility work / Operation | HFTD - Distribution - Tier 3 - 3QU CoRE ¦ 1QU LoRE | 423.2024 | Miles | 449.4697
CC - Seismic Scenario | Seismic Scenario | HFTD - Distribution - Tier 3 - 3QU CoRE ¦ 2QU LoRE | 595.3479 | Miles | 574.4306
|  | HFTD - Distribution - Tier 3 - 3QU CoRE ¦ 3QU LoRE | 215.5262 | Miles | 247.7504
|  | HFTD - Distribution - Tier 3 - 3QU CoRE ¦ 4QU LoRE | 223.3454 | Miles | 213.7942
|  | HFTD - Distribution - Tier 3 - 3QU CoRE ¦ 5QU LoRE | 134.3564 | Miles | 105.542
|  | HFTD - Distribution - Tier 3 - 4QU CoRE ¦ 1QU LoRE | 607.6134 | Miles | 608.7309
|  | HFTD - Distribution - Tier 3 - 4QU CoRE ¦ 2QU LoRE | 572.0063 | Miles | 551.9796
|  | HFTD - Distribution - Tier 3 - 4QU CoRE ¦ 3QU LoRE | 384.7705 | Miles | 400.6021
|  | HFTD - Distribution - Tier 3 - 4QU CoRE ¦ 4QU LoRE | 202.884 | Miles | 213.1612
|  | HFTD - Distribution - Tier 3 - 4QU CoRE ¦ 5QU LoRE | 117.3278 | Miles | 105.5226
|  | HFTD - Distribution - Tier 3 - 5QU CoRE ¦ 1QU LoRE | 1430.0123 | Miles | 1412.9227
|  | HFTD - Distribution - Tier 3 - 5QU CoRE ¦ 2QU LoRE | 527.1275 | Miles | 559.1759
|  | HFTD - Distribution - Tier 3 - 5QU CoRE ¦ 3QU LoRE | 190.7177 | Miles | 189.2879
|  | HFTD - Distribution - Tier 3 - 5QU CoRE ¦ 4QU LoRE | 95.1547 | Miles | 86.1355
|  | HFTD - Distribution - Tier 3 - 5QU CoRE ¦ 5QU LoRE | 97.3625 | Miles | 92.8527
|  | HFTD - Distribution - Zone 1 - 1QU CoRE ¦ 5QU LoRE | 0.18783 | Miles | 0.18783
|  | HFTD - Distribution - Zone 1 - 4QU CoRE ¦ 1QU LoRE | 0.13442 | Miles | 0.13442
|  | HFTD - Distribution - Zone 1 - 5QU CoRE ¦ 1QU LoRE | 10.0154 | Miles | 10.0154
|  | HFTD - Distribution - Zone 1 - 5QU CoRE ¦ 4QU LoRE | 0.27822 | Miles | 0.27822
|  | HFTD - Substation | 1 | Unit | 1
|  | HFTD - Transmission - Tier 2 - 115 kV or Lower | 1299.3 | Miles | 1299.3
|  | HFTD - Transmission - Tier 2 - 230 kV or Higher | 1759.53 | Miles | 1759.53
|  | HFTD - Transmission - Tier 2 - 60/70 kV | 1419.51 | Miles | 1419.51
|  | HFTD - Transmission - Tier 3 - 115 kV or Lower | 446.95 | Miles | 446.95
|  | HFTD - Transmission - Tier 3 - 230 kV or Higher | 557.6 | Miles | 557.6
|  | HFTD - Transmission - Tier 3 - 60/70 kV | 376.43 | Miles | 376.43
|  | HFTD - Transmission - Zone 1 - 115 kV or Lower | 1.27 | Miles | 1.27
|  | HFTD - Transmission - Zone 1 - 230 kV or Higher | 3.1 | Miles | 3.1
|  | HFTD - Transmission - Zone 1 - 60/70 kV | 1.8 | Miles | 1.8
|  | non-HFTD - Distribution | 55300 | Miles | 55300
|  | non-HFTD - Substation | 1 | Unit | 1
|  | non-HFTD - Transmission - 115 kV or Lower | 4431.1 | Miles | 4431.1
|  | non-HFTD - Transmission - 230 kV or Higher | 5106.55 | Miles | 5106.55
|  | non-HFTD - Transmission - 60/70 kV | 3682.86 | Miles | 3682.86
|  | HFTD - Distribution - Zone 1 - All | 10.6159 | Miles
|  | HFTD - Distribution - Tier 2 - All | 18326.3019 | Miles
|  | HFTD - Distribution - Tier 3 - All | 7124.7516 | Miles
|  | HFTD - Distribution - All | 25461.6694 | Miles
|  | HFTD - Transmission - All | 5865.49 | Miles
|  | HFTD - All | 31327.1594 | Miles
|  | non-HFTD - Transmission - All | 13220.51 | Miles
|  | HFTD - Transmission - Tier 2 - All | 4478.34 | Miles
|  | HFTD - Transmission - Tier 3 - All | 1380.98 | Miles
|  | HFTD - Transmission - Zone 1 - All | 6.17 | Miles

## HFTD Miles
HFTD Line Miles | 25461.6694
| HFTD Tranche % based on WMP BowTie | Line Miles
Zone 1 | 0.06% | 15.277
Tier 3 | 27.93% | 7111.4443
Tier 2 | 72.01% | 18334.9481

## TablePVRR
Asset Group | PVRR Multiplier (no O&M) | Lifetime O&M as % of PVRR
Buildings | 1.4702 | 0
Communications equipment | 1.2527 | 0
Computer hardware | 1.1238 | 0.44918
Computer software | 1.1074 | 0.44918
Electric distribution (<69kV) - Overhead | 1.3891 | 1.1158
Electric distribution (<69kV) - Underground | 1.3891 | 0.38678
Electric transmission (69kV+) | 1.3758 | 0
Electric smart meter | 1.229 | 0
Gas distribution after 2010 | 1.4002 | 1.1518
Gas Meters | 1.3726 | 7.7616
Gas transmission & storage | 1.3686 | 1.7862
Gas (current) held for resale | 1.5881 | 0
Land easement | 1.5197 | 0
Land purchase | 1.448 | 0
Motor vehicles | 1.1661 | 0
Office furniture | 1.241 | 0
Hydro | 1.405 | 0
Hydro additions | 1.3416 | 0
Nuclear | 1.2779 | 0
Nuclear additions | 1.1917 | 0
Fuel cell | 1.1589 | 0
Custom | 0 | 0