## Instructions
Version | 2.2 | Format Guide
Published On | 2021-12-06 | Description |  | Format
Tabs contained within this workbook |  | Input cell (Manual) - user input required (Data used by Model or Description mandated to have) |  | Font
This workbook is a companion input to the Risk Model Input file. For more information on that file, see the Risk Model User Guide. |  | Input cell (Manual) - user input required (Not used by Model / For information only - Optional) |  | Font
Below are the workbook tab names along with a description and instructions. |  | Input cell - Not applicable / Not be used by the model for specific scenarios
|  | Calculated cell - formula that should not be touched |  | Font
Tab | Description + Instructions | Error checking cell - formula that should not be touched / Not be used by the model |  | OK/True | Error/False
Summary of Programs | Using one row per program, include a program description, Mitigation or Control specification, high-level justification/explanation for program characterization.
1-Program Exposure | This includes the scope of each program - how much of the risk exposure (in term of exposure unit or % of tranche exposure) or work units are covered.
2-Program Cost | This includes 2 tables. 1) TableProgSpend - The total costs (CapEX and OoEx) oer each program distributing across time. PPVR multipliers are applicable when CapEX exists. 2) TableTrancheSpend - The total cost allocation across tranches accross time. Need to specify the allocation method (i.e., prorate by Program Exposure or % of Total Cost)
3-Eff - Freq Programs | Combined with the tranche exposure and spend specified in tabs 1 and 2, this constitutes all information needed to compute an RSE for a Program affecting event Frequency. Detailed instructions are in the section below. This table can accommodate quantitative effectiveness, or, facilitates use of the qualitative effectiveness methodology. For each program based on quantitative information, add the supporting worksheet. For each control program using the qualitative methodology, add a Maturity Factor - XX worksheet.
4-Eff - Conseq Programs | Combined with the tranche exposure and spend specified in tabs 1 and 2, this constitutes all information needed to compute an RSE for a Program affecting Consequence. Detailed instructions are in the section below. This table can accommodate quantitative effectiveness, or, facilitates use of the qualitative effectiveness methodology. For each program based on quantitative information, add the supporting worksheet. For each control program using the qualitative methodology, add a Maturity Factor - XX worksheet.
RSE Lite | Tool to compute the RSE for a single program specified within this workbook. 1. Within the worksheet, specify the location and filename for the RSE Lite datafile (a workbook output from the Enterprise Risk Model using a Risk Model Input File with RSE Lite Run = TRUE in the 0-Global Parameters tab). 2. Select the Program. 3. Press Run to call an executable file which will return Risk Reduction and RSE information over time.
RSE Results | Tool to compute the batch RSE run for all listed programs specified within this workbook.
Maturity Factor - XX | Maturity factor calculation for <Control XX>, which is qualitatively evaluated
Match esc definition | For advanced users: Specify custom effectiveness escalation ('match'-type escalation). See the User Guide for additional information about parameter escalation, including the 'match' method.
Data Dictionary | Do not edit. Input Table column information (Input Cell Type, Formula, Validation Formula, Conditional Formatting)
Data & Validation | Do not edit. Data supporting the Control Maturity Factor calculations and Lists for drop down menus
TablePVRR | Do not edit. Reference lookup table for generic PVRR multipliers
BowTie | Do not edit. Reference lookup tables for tranches, drivers, subdrivers, outcomes
Instructions on how to complete the Effectiveness by Model Element tables on tabs 3 and 4:
Column | Instructions
ID | Do not modify. This looks up the Program ID from the Summary of Programs tab. Future enhancement will link this to the Master Control and Mitigation Cost File.
Type | Do not modify. This looks up the Program Type from the Summary of Programs tab, and determines whether a Maturity Factor is necessary (if Control and Qualitative). Future enhancement will link this to the Master Control and Mitigation Cost File.
Program | Each program should be listed at least once in this table. Repeat the program name as many times as is necessary. | Quantitative Measure
Tranche | Include the names of the tranches over which the effectiveness and/or benefit length will differ. | Effectiveness - Quantitative | Either link via cell reference to the quantitatively-derived effectiveness value or copy+paste from an external effectiveness workpaper. List the reference to the external workpaper in the row.
Outcome | Include the names of the outcomes over which the effectiveness and/or benefit length will differ. | Effectiveness | The effectiveness of the program per unit of program exposure in the first year of deployment. The existing formula will compute the effectiveness so do not overwrite this column.
Driver / Subdriver / Attribute | Include the names of the driver/subdriver/attribute over which the effectiveness and/or benefit length will differ.
Does this use qualitative measure? | Specify TRUE or FALSE. If TRUE, fill out columns 'Category?' and 'Risk driver primarily due to…' | Qualitative Measure
… | … | Category? | Select the appropriate category for the program.
Benefit Length (yrs) | List the number of years the program provides benefit for. This may or may not be the same over all Program rows in this table. | Risk driver primarily due to… / Consequence develops… | Select the appropriate driver type for frequency mitigation OR select the appropriate consequence type for consequence mitigation. If previously specified that the effectiveness does not vary by Driver/Subdriver, consider revisiting that specification.
Effectiveness Degradation Rate | If the benefits provided by the program degrade with time, specify the rate (%) at which the effectiveness of the program degrades. A blank value is treats as 0% reduction over time. | Explanation of Categorization | Include the rationale behind the selection of program category as well as driver or consequence type.
Effectiveness Degradation Method | Specify the method by which the degradation rate should be applied. The default is 'esc'; see the User Guide for additional information about parameter escalation, including the 'match' method. | Effectiveness Cap | The value which matches the category and driver/outcome type selected.
Explanation of Benefit Length | If the benefit length, effectiveness degradation rate, and/or degradation method vary within the program, include the rationale behind the specified information. Otherwise, include the program-level explanation only in the Summary of Programs tab. | Maturity Factor | This is necessary for control programs using the qualitative methodology. Duplicate the 'Maturity Factor - XX' worksheet as many times as is necessary, updating responses after duplication. Update 'XX' in the tab name with the Program ID. Each control should have one corresponding worksheet. The existing formula will look up the discount factor so do not overwrite this column.
|  | Effectiveness | The effectiveness of the program per unit of program exposure in the first year of deployment. The existing formula will compute the effectiveness so do not overwrite this column.
See 'Qualitative Program Effectiveness Guidance' documentation for more details on qualitative methodology.
TRUE
FALSE
Necessary cells are highlighted in green

## Data Dictionary
RSE Lite Template Data Dictionary
formula | formula |  | formula | input | formula | formula | formula | input | input | input | input | input | formula
# | Col# | Sheet Name | Table Name | Type | Column Name | Col | Formula | Data Validation | Conditional Formatting Criteria | Conditional Formatting Application | Sheet Name | Table Name | Columns
1 | 1 | Summary of Programs | TableSummary | Input | #VALUE! | #VALUE! |  |  |  |  | Summary of Programs | TableSummary | 14
1 | 2 | Summary of Programs | TableSummary | Input | #VALUE! | #VALUE! |  |  |  |  | 1-Program Exposure | TableExposure | 27
1 | 3 | Summary of Programs | TableSummary | Input | #VALUE! | #VALUE! |  | =INDIRECT("TableProgTypeDropdown[Program Type Options]") |  |  | 2-Program Cost | TableProgSpend | 28
1 | 4 | Summary of Programs | TableSummary | Input | #VALUE! | #VALUE! |  |  |  |  | 2-Program Cost | TableTranchSpend | 13
1 | 5 | Summary of Programs | TableSummary | Input | #VALUE! | #VALUE! |  |  |  |  | 3-Eff - Freq Programs | TableFreqPrograms | 22
1 | 6 | Summary of Programs | TableSummary | Input | #VALUE! | #VALUE! |  | =INDIRECT("TableBowtieDropdown[Bow Tie Element]") |  |  | 4-Eff - Conseq Programs | TableConseqPrograms | 21
1 | 7 | Summary of Programs | TableSummary | Input | #VALUE! | #VALUE! |  |  |  |  | Total Input Table Columns |  | 125
1 | 8 | Summary of Programs | TableSummary | Input | #VALUE! | #VALUE! |  |  |  |  | RSE Lite | TableRSESummary | 18
1 | 9 | Summary of Programs | TableSummary | Input | #VALUE! | #VALUE! |  |  |  |  | RSE Lite | TableRSE | 35
1 | 10 | Summary of Programs | TableSummary | Input | #VALUE! | #VALUE! |  |  |  |  | RSE Lite | TableProgramRR | 44
1 | 11 | Summary of Programs | TableSummary | Input | #VALUE! | #VALUE! |  |  |  |  | RSE Lite | Table_LoRECalc | 29
1 | 12 | Summary of Programs | TableSummary | Optional Input | #VALUE! | #VALUE! |  |  |  |  | RSE Lite | Table_CoRECalc | 28
1 | 13 | Summary of Programs | TableSummary | Formula | #VALUE! | #VALUE! | #VALUE! |  |  |  | RSE Result | TableAllRSEs | 21
1 | 14 | Summary of Programs | TableSummary | Formula | #VALUE! | #VALUE! | #VALUE! |  |  |  | RSE Result | TableRSEbatch | #REF!
2 | 1 | 1-Program Exposure | TableExposure | Formula | #VALUE! | #VALUE! | #VALUE! |  |  |  | RSE Result | TableProgramRRbatch | #REF!
2 | 2 | 1-Program Exposure | TableExposure | Formula | #VALUE! | #VALUE! | #VALUE!
2 | 3 | 1-Program Exposure | TableExposure | Input | #VALUE! | #VALUE! |  | =INDIRECT("TableSummary[Program]")
2 | 4 | 1-Program Exposure | TableExposure | Input | #VALUE! | #VALUE! |  | =INDIRECT("Table_RiskNameLookup[Risk/Cross Cutting Factor Name]")
2 | 5 | 1-Program Exposure | TableExposure | Input | #VALUE! | #VALUE! |  | =INDIRECT("TableTranche[Tranche]")
2 | 6 | 1-Program Exposure | TableExposure | Formula | #VALUE! | #VALUE! | #VALUE!
2 | 7 | 1-Program Exposure | TableExposure | Formula | #VALUE! | #VALUE! | #VALUE!
2 | 8 | 1-Program Exposure | TableExposure | Input | #VALUE! | #VALUE!
2 | 9 | 1-Program Exposure | TableExposure | Input | #VALUE! | #VALUE!
2 | 10 | 1-Program Exposure | TableExposure | Input | #VALUE! | #VALUE!
2 | 11 | 1-Program Exposure | TableExposure | Input | #VALUE! | #VALUE!
2 | 12 | 1-Program Exposure | TableExposure | Input | #VALUE! | #VALUE!
2 | 13 | 1-Program Exposure | TableExposure | Input | #VALUE! | #VALUE!
2 | 14 | 1-Program Exposure | TableExposure | Input | #VALUE! | #VALUE!
2 | 15 | 1-Program Exposure | TableExposure | Input | #VALUE! | #VALUE! |  | =INDIRECT("TableProgExpDropdown[Program Exposure Options]")
2 | 16 | 1-Program Exposure | TableExposure | Optional Input | #VALUE! | #VALUE!
2 | 17 | 1-Program Exposure | TableExposure | Optional Input | #VALUE! | #VALUE!
2 | 18 | 1-Program Exposure | TableExposure | Optional Input | #VALUE! | #VALUE!
2 | 19 | 1-Program Exposure | TableExposure | Optional Input | #VALUE! | #VALUE!
2 | 20 | 1-Program Exposure | TableExposure | Optional Input | #VALUE! | #VALUE!
2 | 21 | 1-Program Exposure | TableExposure | Optional Input | #VALUE! | #VALUE!
2 | 22 | 1-Program Exposure | TableExposure | Optional Input | #VALUE! | #VALUE!
2 | 23 | 1-Program Exposure | TableExposure | Optional Input | #VALUE! | #VALUE!
2 | 24 | 1-Program Exposure | TableExposure | Optional Input | #VALUE! | #VALUE!
2 | 25 | 1-Program Exposure | TableExposure | Optional Input | #VALUE! | #VALUE!
2 | 26 | 1-Program Exposure | TableExposure | Error Check | #VALUE! | #VALUE! | #VALUE! |  | No Blank | Red font if there is Error
2 | 27 | 1-Program Exposure | TableExposure | Formula | #VALUE! | #VALUE! | #VALUE!
3 | 1 | 2-Program Cost | TableProgSpend | Formula | #VALUE! | #VALUE! | #VALUE!
3 | 2 | 2-Program Cost | TableProgSpend | Formula | #VALUE! | #VALUE! | #VALUE!
3 | 3 | 2-Program Cost | TableProgSpend | Input | #VALUE! | #VALUE! |  | =INDIRECT("TableSummary[Program]")
3 | 4 | 2-Program Cost | TableProgSpend | Input | #VALUE! | #VALUE!
3 | 5 | 2-Program Cost | TableProgSpend | Input | #VALUE! | #VALUE!
3 | 6 | 2-Program Cost | TableProgSpend | Input | #VALUE! | #VALUE!
3 | 7 | 2-Program Cost | TableProgSpend | Input | #VALUE! | #VALUE!
3 | 8 | 2-Program Cost | TableProgSpend | Input | #VALUE! | #VALUE!
3 | 9 | 2-Program Cost | TableProgSpend | Input | #VALUE! | #VALUE!
3 | 10 | 2-Program Cost | TableProgSpend | Input | #VALUE! | #VALUE!
3 | 11 | 2-Program Cost | TableProgSpend | Input | #VALUE! | #VALUE!
3 | 12 | 2-Program Cost | TableProgSpend | Input | #VALUE! | #VALUE!
3 | 13 | 2-Program Cost | TableProgSpend | Input | #VALUE! | #VALUE!
3 | 14 | 2-Program Cost | TableProgSpend | Input | #VALUE! | #VALUE!
3 | 15 | 2-Program Cost | TableProgSpend | Input | #VALUE! | #VALUE!
3 | 16 | 2-Program Cost | TableProgSpend | Input | #VALUE! | #VALUE!
3 | 17 | 2-Program Cost | TableProgSpend | Input | #VALUE! | #VALUE!
3 | 18 | 2-Program Cost | TableProgSpend | Input | #VALUE! | #VALUE!
3 | 19 | 2-Program Cost | TableProgSpend | Input | #VALUE! | #VALUE!
3 | 20 | 2-Program Cost | TableProgSpend | Formula | #VALUE! | #VALUE! | #VALUE! |  | =SUM($F9:$L9)=0 | Condition on if there is CapEX. If CapEX exists, then PVRR Multipliers are applicable. Otherwise, not applicable.
3 | 21 | 2-Program Cost | TableProgSpend | Input | #VALUE! | #VALUE! |  |  | =SUM($F9:$L9)=0 =$T9<>"Custom" | Condition on if there is CapEX and if the Asset Type is "Custom". If so, then PVRR Multipliers are applicable. Otherwise, not applicable.
3 | 22 | 2-Program Cost | TableProgSpend | Formula | #VALUE! | #VALUE! | #VALUE! |  | =SUM($F9:$L9)=0 | Condition on if there is CapEX. If CapEX exists, then PVRR Multipliers are applicable. Otherwise, not applicable.
3 | 23 | 2-Program Cost | TableProgSpend | Input | #VALUE! | #VALUE! |  |  | =SUM($F9:$L9)=0
3 | 24 | 2-Program Cost | TableProgSpend | Formula | #VALUE! | #VALUE! | #VALUE! |  | =SUM($F9:$L9)=0
3 | 25 | 2-Program Cost | TableProgSpend | Formula | #VALUE! | #VALUE! | #VALUE! |  | =SUM($F9:$L9)=0
3 | 26 | 2-Program Cost | TableProgSpend | Error Check | #VALUE! | #VALUE! | #VALUE! |  | FALSE | Red font if FALSE
3 | 27 | 2-Program Cost | TableProgSpend | Error Check | #VALUE! | #VALUE! | #VALUE! |  | FALSE | Red font if FALSE
3 | 28 | 2-Program Cost | TableProgSpend | Error Check | #VALUE! | #VALUE! | #VALUE! |  | FALSE | Red font if FALSE
4 | 1 | 2-Program Cost | TableTranchSpend | Formula | #VALUE! | #VALUE! | #VALUE!
4 | 2 | 2-Program Cost | TableTranchSpend | Formula | #VALUE! | #VALUE! | #VALUE!
4 | 3 | 2-Program Cost | TableTranchSpend | Input | #VALUE! | #VALUE! |  | =INDIRECT("TableSummary[Program]")
4 | 4 | 2-Program Cost | TableTranchSpend | Input | #VALUE! | #VALUE!
4 | 5 | 2-Program Cost | TableTranchSpend | Input | #VALUE! | #VALUE! |  | =INDIRECT("TableProgCostDropdown[Program Cost Options]")
4 | 6 | 2-Program Cost | TableTranchSpend | Input | #VALUE! | #VALUE! |  | =INDIRECT("TableTranche[Tranche]") | =$F52="% of Total Cost (specify to the right)" | Condition on if Allocation method is set as "% of Total Cost". If it is, need to input the Tranche and allocation % across the years.
4 | 7 | 2-Program Cost | TableTranchSpend | Input | #VALUE! | #VALUE! |  |  | =$F52="% of Total Cost (specify to the right)"
4 | 8 | 2-Program Cost | TableTranchSpend | Input | #VALUE! | #VALUE! |  |  | =$F52="% of Total Cost (specify to the right)"
4 | 9 | 2-Program Cost | TableTranchSpend | Input | #VALUE! | #VALUE! |  |  | =$F52="% of Total Cost (specify to the right)"
4 | 10 | 2-Program Cost | TableTranchSpend | Input | #VALUE! | #VALUE! |  |  | =$F52="% of Total Cost (specify to the right)"
4 | 11 | 2-Program Cost | TableTranchSpend | Input | #VALUE! | #VALUE! |  |  | =$F52="% of Total Cost (specify to the right)"
4 | 12 | 2-Program Cost | TableTranchSpend | Input | #VALUE! | #VALUE! |  |  | =$F52="% of Total Cost (specify to the right)"
4 | 13 | 2-Program Cost | TableTranchSpend | Input | #VALUE! | #VALUE! |  |  | =$F52="% of Total Cost (specify to the right)"
5 | 1 | 3-Eff - Freq Programs | TableFreqPrograms | Formula | #VALUE! | #VALUE! | #VALUE!
5 | 2 | 3-Eff - Freq Programs | TableFreqPrograms | Formula | #VALUE! | #VALUE! | #VALUE!
5 | 3 | 3-Eff - Freq Programs | TableFreqPrograms | Input | #VALUE! | #VALUE! |  | =INDIRECT("TableSummary[Program]")
5 | 4 | 3-Eff - Freq Programs | TableFreqPrograms | Input | #VALUE! | #VALUE! |  | =INDIRECT("Table_RiskNameLookup[Risk/Cross Cutting Factor Name]")
5 | 5 | 3-Eff - Freq Programs | TableFreqPrograms | Input | #VALUE! | #VALUE! |  | =INDIRECT("TableTranche[Tranche]")
5 | 6 | 3-Eff - Freq Programs | TableFreqPrograms | Input | #VALUE! | #VALUE! |  | =INDIRECT("TableDriverSubdriver[Driver]")
5 | 7 | 3-Eff - Freq Programs | TableFreqPrograms | Input | #VALUE! | #VALUE! |  | =INDIRECT("TableDriverSubdriver[Subdriver]")
5 | 8 | 3-Eff - Freq Programs | TableFreqPrograms | Input | #VALUE! | #VALUE! |  | =INDIRECT("TableOutcome[Outcome]")
5 | 9 | 3-Eff - Freq Programs | TableFreqPrograms | Input | #VALUE! | #VALUE!
5 | 10 | 3-Eff - Freq Programs | TableFreqPrograms | Input | #VALUE! | #VALUE! |  |  | =NOT($J8) | If not use qualitative measure, need to input effective rate.
5 | 11 | 3-Eff - Freq Programs | TableFreqPrograms | Input | #VALUE! | #VALUE! |  | =INDIRECT("TableQualFreqEff[Program Category]") | =$J8 | If use qualitative measure, need to input Category and Risk driver primarily due to …
5 | 12 | 3-Eff - Freq Programs | TableFreqPrograms | Input | #VALUE! | #VALUE! |  | =$Z$7:$AC$7 | =$J8
5 | 13 | 3-Eff - Freq Programs | TableFreqPrograms | Input | #VALUE! | #VALUE! |  |  | =$J8
5 | 14 | 3-Eff - Freq Programs | TableFreqPrograms | Formula | #VALUE! | #VALUE! | #VALUE! |  | =$J8
5 | 15 | 3-Eff - Freq Programs | TableFreqPrograms | Formula | #VALUE! | #VALUE! | #VALUE! |  | =$J8
5 | 16 | 3-Eff - Freq Programs | TableFreqPrograms | Formula | #VALUE! | #VALUE! | #VALUE!
5 | 17 | 3-Eff - Freq Programs | TableFreqPrograms | Input | #VALUE! | #VALUE!
5 | 18 | 3-Eff - Freq Programs | TableFreqPrograms | Input | #VALUE! | #VALUE!
5 | 19 | 3-Eff - Freq Programs | TableFreqPrograms | Input | #VALUE! | #VALUE!
5 | 20 | 3-Eff - Freq Programs | TableFreqPrograms | Input | #VALUE! | #VALUE!
5 | 21 | 3-Eff - Freq Programs | TableFreqPrograms | Formula | #VALUE! | #VALUE! | #VALUE!
5 | 22 | 3-Eff - Freq Programs | TableFreqPrograms | Formula | #VALUE! | #VALUE! | #VALUE!
6 | 1 | 4-Eff - Conseq Programs | TableConseqPrograms | Formula | #VALUE! | #VALUE! | #VALUE!
6 | 2 | 4-Eff - Conseq Programs | TableConseqPrograms | Formula | #VALUE! | #VALUE! | #VALUE!
6 | 3 | 4-Eff - Conseq Programs | TableConseqPrograms | Input | #VALUE! | #VALUE! |  | =INDIRECT("TableSummary[Program]")
6 | 4 | 4-Eff - Conseq Programs | TableConseqPrograms | Input | #VALUE! | #VALUE! |  | =INDIRECT("Table_RiskNameLookup[Risk/Cross Cutting Factor Name]")
6 | 5 | 4-Eff - Conseq Programs | TableConseqPrograms | Input | #VALUE! | #VALUE! |  | =INDIRECT("TableTranche[Tranche]")
6 | 6 | 4-Eff - Conseq Programs | TableConseqPrograms | Input | #VALUE! | #VALUE! |  | =INDIRECT("TableOutcome[Outcome]")
6 | 7 | 4-Eff - Conseq Programs | TableConseqPrograms | Input | #VALUE! | #VALUE!
6 | 8 | 4-Eff - Conseq Programs | TableConseqPrograms | Input | #VALUE! | #VALUE!
6 | 9 | 4-Eff - Conseq Programs | TableConseqPrograms | Input | #VALUE! | #VALUE! |  |  | =NOT($I8) | If not use qualitative measure, need to input effective rate.
6 | 10 | 4-Eff - Conseq Programs | TableConseqPrograms | Input | #VALUE! | #VALUE! |  | =INDIRECT("TableQualConseqEff[Control Program Category]") | =$I8 | If use qualitative measure, need to input Category and Consequence develops …
6 | 11 | 4-Eff - Conseq Programs | TableConseqPrograms | Input | #VALUE! | #VALUE! |  | =$AA$7:$AB$7 | =$I8
6 | 12 | 4-Eff - Conseq Programs | TableConseqPrograms | Input | #VALUE! | #VALUE! |  |  | =$I8
6 | 13 | 4-Eff - Conseq Programs | TableConseqPrograms | Formula | #VALUE! | #VALUE! | #VALUE! |  | =$I8
6 | 14 | 4-Eff - Conseq Programs | TableConseqPrograms | Formula | #VALUE! | #VALUE! | #VALUE! |  | =$I8
6 | 15 | 4-Eff - Conseq Programs | TableConseqPrograms | Formula | #VALUE! | #VALUE! | #VALUE!
6 | 16 | 4-Eff - Conseq Programs | TableConseqPrograms | Input | #VALUE! | #VALUE!
6 | 17 | 4-Eff - Conseq Programs | TableConseqPrograms | Input | #VALUE! | #VALUE!
6 | 18 | 4-Eff - Conseq Programs | TableConseqPrograms | Input | #VALUE! | #VALUE!
6 | 19 | 4-Eff - Conseq Programs | TableConseqPrograms | Input | #VALUE! | #VALUE!
6 | 20 | 4-Eff - Conseq Programs | TableConseqPrograms | Formula | #VALUE! | #VALUE! | #VALUE!
6 | 21 | 4-Eff - Conseq Programs | TableConseqPrograms | Formula | #VALUE! | #VALUE! | #VALUE!

## Summary of Programs
Pacific Gas and Electric Company
2022 WMP
Control and Mitigation Program Workpaper
| RISK Name: | Wildfire
| RISK ID: | WLDFR
| Total mitigations: | 7
| Total controls: | 0
Program ID | Program | Mitigation or Control? | MAT or MWC | Program Description | Modifying Likelihood of Failure (LOF) or Consequence of Failure (COF) | Risk Drivers and/or Consequences being addressed by Program | Year(s) of Implementation | Justification for Effectiveness % | Benefit Length | Justification for Benefit Length | Assumptions / Comments | Mitigation Program Count | Control Program Count
7.3.2.1.1 | 7.3.2.1.1 Advanced weather monitoring and weather stations, Numerical Weather Prediction | Mitigation |  | Purchase, installation, maintenance, and operation of weather stations. Collection, recording, and analysis of weather data from weather stations and from external sources. Numerical Weather Prediction | COF | Consequence - PSPS | Ongoing | Based on the case study of the PSPS impact reduction activities, expected to see a reduction of 30% due to meteorological guidance relative to the PSPS impacts from 2019. Based on SME input, 50% of this 30% reduction is due to SOPP and 50% of the benefit from SOPP can be attributed to Numerical Weather Prediction. Effectiveness: 50%*30%*50% = ~7.4% Data Source: 2020 PSPS Waterfall Analysis, Refer to tab Meteorological Guidance | 1 Year | PSPS continues to be evaluated for long term usage. Benefit life is an estimation. |  | 1 | 0
7.3.2.1.2 | 7.3.2.1.2 Advanced weather monitoring and weather stations, Fuel Moisture Sampling and Modeling | Mitigation |  | Purchase, installation, maintenance, and operation of weather stations. Collection, recording, and analysis of weather data from weather stations and from external sources. Fuel Moisture Sampling and Modeling. This is a “PGE‑defined sub‑initiative” that supports the response for the (parent) WSD‑defined Initiative | COF | Consequence - PSPS | Ongoing | Based on the case study of the PSPS impact reduction activities, expected to see a reduction of 30% due to meteorological guidance relative to the PSPS impacts from 2019. Based on SME input, 50% of this 30% reduction is due to Advance Fire Modeling and 15% of the benefit from Advance Fire Modeling can be attributed to Fuel Moisture Sampling and Modeling. Effectiveness: 50%*30%*15% = ~2% Data Source: 2020 PSPS Waterfall Analysis, Refer to tab Meteorological Guidance | 1 Year | PSPS continues to be evaluated for long term usage. Benefit life is an estimation. |  | 2 | 0
7.3.2.1.3 | 7.3.2.1.3 Advanced weather monitoring and weather stations, Weather Stations | Mitigation | AB, 21 | Purchase, installation, maintenance, and operation of weather stations. Collection, recording, and analysis of weather data from weather stations and from external sources, Weather Stations. | COF | Consequence - PSPS | Ongoing | Based on the case study of the PSPS impact reduction activities, expected to see a reduction of 30% due to meteorological guidance relative to the PSPS impacts from 2019. Based on SME input, 50% of this 30% reduction is due to SOPP and 50% of the benefit from SOPP can be attributed to Numerical Weather Prediction. Weather stations contributed approximately 15% to the building out Numerical Weather Prediction models. Effectiveness: 50%*30%*50%*15% = ~1% Data Source: 2020 PSPS Waterfall Analysis, Refer to tab Meteorological Guidance | 10 years | PSPS continues to be evaluated for long term usage. Benefit life is an estimation. |  | 3 | 0
7.3.2.4 | 7.3.2.4 Forecast of a fire risk index, fire potential index, or similar | Mitigation | AB | Index that uses a combination of weather parameters (such as wind speed, humidity, and temperature), vegetation and/or fuel conditions, and other factors to judge current fire risk and to create a forecast indicative of fire risk. A sufficiently granular index is required to inform operational decision‑making. | COF | Consequence - PSPS | Ongoing | Based on the case study of the PSPS impact reduction activities, expected to see a reduction of 30% due to meteorological guidance relative to the PSPS impacts from 2019. Based on SME input, 50% of this 30% reduction can be attributed to Advance Fire Modeling Effectiveness: 50%*30% = ~15% Data Source: 2020 PSPS Waterfall Analysis, Refer to tab Meteorological Guidance | 1 Year | PSPS continues to be evaluated for long term usage. Benefit life is an estimation. |  | 1 | 0
7.3.2.6 | 7.3.2.6 Weather forecasting and estimating impacts on electric lines and equipment | Mitigation | AB, 21 | Development methodology for forecast of weather conditions relevant to utility operations, forecasting weather conditions and conducting analysis to incorporate into utility decision‑making, learning and updates to reduce false positives and false negatives of forecast PSPS conditions. | COF | Consequence - PSPS | Ongoing | Based on the case study of the PSPS impact reduction activities, expected to see a reduction of 30% due to meteorological guidance relative to the PSPS impacts from 2019. Based on SME input, 50% of this 30% reduction can be attributed to SOPP (Storm Outage Prediction Project models). Effectiveness: 50%*30% = ~15% Data Source: 2020 PSPS Waterfall Analysis, Refer to tab Meteorological Guidance | 1 Year | PSPS continues to be evaluated for long term usage. Benefit life is an estimation. |  | 2 | 0
7.3.3.8.1 | 7.3.3.8.1 Grid topology improvements to mitigate or reduce PSPS events, Distribution Line Sectionalizing | Mitigation | 49H | Plan to support and actions taken to mitigate or reduce PSPS events in terms of geographic scope and number of customers affected, such as installation and operation of electrical equipment to sectionalize or island portions of the grid, microgrids, or local generation (Distribution Line Sectionalizing) | COF | Consequence - PSPS |  |  | 10 years | PSPS continues to be evaluated for long term usage. Benefit life is an estimation. |  | 3 | 0
7.3.3.8.2 | 7.3.3.8.2 Grid topology improvements to mitigate or reduce PSPS events, Transmission Line Sectionalizing | Mitigation | 94A | Plan to support and actions taken to mitigate or reduce PSPS events in terms of geographic scope and number of customers affected, such as installation and operation of electrical equipment to sectionalize or island portions of the grid, microgrids, or local generation (Transmission Line Sectionalizing) | COF | Consequence - PSPS |  |  | 10 years | PSPS continues to be evaluated for long term usage. Benefit life is an estimation. |  | 4 | 0
7.3.3.11.1 | 7.3.3.11.1 Mitigation of impact on customers and other residents affected during PSPS event, Generation for PSPS Mitigation | Mitigation | IG, 21, 49M | Actions taken to improve access to electricity for customers and other residents during PSPS events, such as installation and operation of local generation equipment (at the community, household, or other level) | COF | Consequence - PSPS |  |  | 10 years | PSPS continues to be evaluated for long term usage. Benefit life is an estimation. |  | 5 | 0
7.3.3.11.2 | 7.3.3.11.2 Mitigation of impact on customers and other residents affected during PSPS event, Substation activities to enable reduction of PSPS impacts | Mitigation | 48D, 67D, 09D, 94B, 59F | Actions taken to improve access to electricity for customers and other residents during PSPS events, such as installation and operation of local generation equipment (at the community, household, or other level) | COF | Consequence - PSPS |  |  | 10 years | PSPS continues to be evaluated for long term usage. Benefit life is an estimation. |  | 6 | 0
7.3.6.4-D | 7.3.6.4-D Protocols for PSPS Re-Energization Distribution | Mitigation |  | Designing and executing procedures that accelerate the restoration of electric service in areas that are de-energized, while maintaining safety and reliability standards. | COF | Consequence - PSPS |  |  | 1 Year | PSPS continues to be evaluated for long term usage. Benefit life is an estimation. |  | 5 | 0
7.3.6.4-T | 7.3.6.4-T Protocols for PSPS Re-Energization Transmission | Mitigation |  | Designing and executing procedures that accelerate the restoration of electric service in areas that are de-energized, while maintaining safety and reliability standards. | COF | Consequence - PSPS |  |  | 1 Year | PSPS continues to be evaluated for long term usage. Benefit life is an estimation. |  | 6 | 0
7.3.6.7 | 7.3.6.7 Aviation Support | Mitigation |  | This is not an OEIS-defined initiative. This is an initiative that PG&E is adding to the 2022 WMP to describe Aviation Services. | COF | Consequence - PSPS |  |  | 1 Year | PSPS continues to be evaluated for long term usage. Benefit life is an estimation. |  | 7 | 0
[12 empty] | 0 | 0

## 1-Program Exposure
Program Exposure | [7 empty] | 55300 | 68.52% | 90%
For each program, specify either the units of exposure (as defined in the Risk Model Input file), or the fraction of the total tranche exposure, to which the program applies | [7 empty] | 171.2 | 31.48% |  |  |  | 1000
If the exposure number applies all tranches, leave the 'Tranche' column blank and include only one line in the table below |  |  |  |  | 0.6738% |  |  | 6928.8
The tranche names in this table must match identically to the tranche names in the Risk Model Input File |  |  | 203564781.34
| Exposure Table |  |  |  | 7181*85%
| Program ID | Type | Program | Risk (for Cross Cutter only) | Tranche | Tranche Exposure | Tranche Exposure Unit | Program Exposure 2020 | Program Exposure 2021 | Program Exposure 2022 | Program Exposure 2023 | Program Exposure 2024 | Program Exposure 2025 | Program Exposure 2026 | Unit for Program Exposure | Work Units 2020 | Work Units 2021 | Work Units 2022 | Work Units 2023 | Work Units 2024 | Work Units 2025 | Work Units 2026 | Unit for work units | Explanation of relationship between different units | Other Note | Flag for modeler | Risk ID
| 7.3.2.1.1 | Mitigation | 7.3.2.1.1 Advanced weather monitoring and weather stations, Numerical Weather Prediction |  | Transmission and Distribution System | 99847.6694 | Miles | 100% | 100% | 100% | 100% |  |  |  | % of tranche exposure | [9 empty] | PG&E intends to reduce customer minutes impacted by PSPS by implementing various programs designed to quicken restoration time. Hence, entire entire service territory taken into account for PSPS events (i.e., exposure of 100%). Effectiveness based varies based the customers removed from scope of PSPS events based on work performed under the respective initiative. |  | WPSPS
| 7.3.2.1.2 | Mitigation | 7.3.2.1.2 Advanced weather monitoring and weather stations, Fuel Moisture Sampling and Modeling |  | Transmission and Distribution System | 99847.6694 | Miles | 100% | 100% | 100% | 100% |  |  |  | % of tranche exposure | [9 empty] | PG&E intends to reduce customer minutes impacted by PSPS by implementing various programs designed to quicken restoration time. Hence, entire entire service territory taken into account for PSPS events (i.e., exposure of 100%). Effectiveness based varies based the customers removed from scope of PSPS events based on work performed under the respective initiative. |  | WPSPS
| 7.3.2.1.3 | Mitigation | 7.3.2.1.3 Advanced weather monitoring and weather stations, Weather Stations |  | Transmission and Distribution System | 99847.6694 | Miles | 100% | 100% | 100% | 100% |  |  |  | % of tranche exposure | [9 empty] | PG&E intends to reduce customer minutes impacted by PSPS by implementing various programs designed to quicken restoration time. Hence, entire entire service territory taken into account for PSPS events (i.e., exposure of 100%). Effectiveness based varies based the customers removed from scope of PSPS events based on work performed under the respective initiative. |  | WPSPS
| 7.3.2.4 | Mitigation | 7.3.2.4 Forecast of a fire risk index, fire potential index, or similar |  | Transmission and Distribution System | 99847.6694 | Miles | 100% | 100% | 100% | 100% |  |  |  | % of tranche exposure | [9 empty] | PG&E intends to reduce customer minutes impacted by PSPS by implementing various programs designed to quicken restoration time. Hence, entire entire service territory taken into account for PSPS events (i.e., exposure of 100%). Effectiveness varies based the customers removed from scope of PSPS events based on work performed under the respective initiative. |  | WPSPS
| 7.3.2.6 | Mitigation | 7.3.2.6 Weather forecasting and estimating impacts on electric lines and equipment |  | Transmission and Distribution System | 99847.6694 | Miles | 100% | 100% | 100% | 100% |  |  |  | % of tranche exposure | [9 empty] | PG&E intends to reduce customer minutes impacted by PSPS by implementing various programs designed to quicken restoration time. Hence, entire entire service territory taken into account for PSPS events (i.e., exposure of 100%). Effectiveness varies based the customers removed from scope of PSPS events based on work performed under the respective initiative. |  | WPSPS
| 7.3.3.8.1 | Mitigation | 7.3.3.8.1 Grid topology improvements to mitigate or reduce PSPS events, Distribution Line Sectionalizing |  | Transmission and Distribution System | 99847.6694 | Miles | 100% | 100% | 100% | 100% |  |  |  | % of tranche exposure | [9 empty] | PG&E intends to reduce customer minutes impacted by PSPS by implementing various programs designed to quicken restoration time. Hence, entire entire service territory taken into account for PSPS events (i.e., exposure of 100%). Effectiveness varies based the customers removed from scope of PSPS events based on work performed under the respective initiative. |  | WPSPS
| 7.3.3.8.2 | Mitigation | 7.3.3.8.2 Grid topology improvements to mitigate or reduce PSPS events, Transmission Line Sectionalizing |  | Transmission and Distribution System | 99847.6694 | Miles | 100% | 100% | 100% | 100% |  |  |  | % of tranche exposure | [9 empty] | PG&E intends to reduce customer minutes impacted by PSPS by implementing various programs designed to quicken restoration time. Hence, entire entire service territory taken into account for PSPS events (i.e., exposure of 100%). Effectiveness varies based the customers removed from scope of PSPS events based on work performed under the respective initiative. |  | WPSPS
| 7.3.3.11.1 | Mitigation | 7.3.3.11.1 Mitigation of impact on customers and other residents affected during PSPS event, Generation for PSPS Mitigation |  | Transmission and Distribution System | 99847.6694 | Miles | 100% | 100% | 100% | 100% |  |  |  | % of tranche exposure | [9 empty] | PG&E intends to reduce customer minutes impacted by PSPS by implementing various programs designed to quicken restoration time. Hence, entire entire service territory taken into account for PSPS events (i.e., exposure of 100%). Effectiveness varies based the customers removed from scope of PSPS events based on work performed under the respective initiative. |  | WPSPS
| 7.3.3.11.2 | Mitigation | 7.3.3.11.2 Mitigation of impact on customers and other residents affected during PSPS event, Substation activities to enable reduction of PSPS impacts |  | Transmission and Distribution System | 99847.6694 | Miles | 100% | 100% | 100% | 100% |  |  |  | % of tranche exposure | [9 empty] | PG&E intends to reduce customer minutes impacted by PSPS by implementing various programs designed to quicken restoration time. Hence, entire entire service territory taken into account for PSPS events (i.e., exposure of 100%). Effectiveness varies based the customers removed from scope of PSPS events based on work performed under the respective initiative. |  | WPSPS
| 7.3.6.4-D | Mitigation | 7.3.6.4-D Protocols for PSPS Re-Energization Distribution |  | Transmission and Distribution System | 99847.6694 | Miles | 81.13% | 81.13% | 81.13% | 81.13% |  |  |  | % of tranche exposure | [9 empty] | PG&E intends to reduce customer minutes impacted by PSPS by implementing various programs designed to quicken restoration time. Hence, entire entire service territory taken into account for PSPS events (i.e., exposure of 100%). Effectiveness based varies based the customers removed from scope of PSPS events based on work performed under the respective initiative. *For this initiative used distribution miles/total miles to target only the distribution side of PSPS events. |  | WPSPS
| 7.3.6.4-T | Mitigation | 7.3.6.4-T Protocols for PSPS Re-Energization Transmission |  | Transmission and Distribution System | 99847.6694 | Miles | 18.95% | 18.95% | 18.95% | 18.95% |  |  |  | % of tranche exposure | [9 empty] | PG&E intends to reduce customer minutes impacted by PSPS by implementing various programs designed to quicken restoration time. Hence, entire entire service territory taken into account for PSPS events (i.e., exposure of 100%). Effectiveness based varies based the customers removed from scope of PSPS events based on work performed under the respective initiative. *For this initiative used transmission miles/total miles to target only the transmission side of PSPS events. |  | WPSPS
| 7.3.6.7 | Mitigation | 7.3.6.7 Aviation Support |  | Transmission and Distribution System | 99847.6694 | Miles | 100% | 100% | 100% | 100% |  |  |  | % of tranche exposure | [9 empty] | 100% of all Tranches as it is assumed that Aviation can provide support in any part of PG&E territory - but use is based on demand |  | WPSPS

## 2-Program Cost
Program Spend from Control File
Program ID | Type | Program | MAT (optional) | CapEx USD 2020 | CapEx USD 2021 | CapEx USD 2022 | CapEx USD 2023 | CapEx USD 2024 | CapEx USD 2025 | CapEx USD 2026 | OpEx USD 2020 | OpEx USD 2021 | OpEx USD 2022 | OpEx USD 2023 | OpEx USD 2024 | OpEx USD 2025 | OpEx USD 2026 | Asset Type | Generic Capital PVRR Multiplier | Custom Capital PVRR Multiplier | Generic Lifetime Incremental O&M PVRR Multiplier | Custom Lifetime Incremental O&M PVRR Multiplier (optional; specify if 0) | Lifetime Incremental O&M PVRR Multiplier | PVRR Multiplier | In Exposure tab? | In Allocation table | In Eff Table
7.3.2.1.1 | Mitigation | 7.3.2.1.1 Advanced weather monitoring and weather stations, Numerical Weather Prediction | [8 empty] | 650833.144 | 718958.664 | 789075.025 | 806887.3571 | [9 empty] | 0 | TRUE | TRUE | TRUE
7.3.2.1.2 | Mitigation | 7.3.2.1.2 Advanced weather monitoring and weather stations, Fuel Moisture Sampling and Modeling | [8 empty] | 571152.823 | 571796.028 | 598096.4672 | 616603.2102 | [9 empty] | 0 | TRUE | TRUE | TRUE
7.3.2.1.3 | Mitigation | 7.3.2.1.3 Advanced weather monitoring and weather stations, Weather Stations |  | 8314939.67 | 7719770.06 | 6181344.163 | 3156219.9582 |  |  |  | 111209.27 | 145229.2 | 1595267.8735 | 1714794.9284 |  |  |  |  | #N/A |  | #N/A |  | #N/A | 0 | TRUE | TRUE | TRUE
7.3.2.4 | Mitigation | 7.3.2.4 Forecast of a fire risk index, fire potential index, or similar | AB | 898811.23 | 14031.98 | 0 | 0 |  |  |  | 5711528.23 | 5717960.28 | 5980964.6719 | 6166032.1022 |  |  |  |  | #N/A |  | #N/A |  | #N/A | 0 | TRUE | TRUE | TRUE
7.3.2.6 | Mitigation | 7.3.2.6 Weather forecasting and estimating impacts on electric lines and equipment | AB, 21 | 0 | 975127.24 | 1022923.3649 | 1045029.3511 |  |  |  | 488124.858 | 718726.438 | 1107821.0963 | 1030378.6862 |  |  |  |  | #N/A |  | #N/A |  | #N/A | 0 | TRUE | TRUE | TRUE
7.3.3.8.1 | Mitigation | 7.3.3.8.1 Grid topology improvements to mitigate or reduce PSPS events, Distribution Line Sectionalizing | 49H | 34977990.95 | 14912755.555 | 10452198.8725 | 5948759.85 |  |  |  | 0 | 44033.63 | 0 | 0 |  |  |  |  | #N/A |  | #N/A |  | #N/A | 0 | TRUE | TRUE | TRUE
7.3.3.8.2 | Mitigation | 7.3.3.8.2 Grid topology improvements to mitigate or reduce PSPS events, Transmission Line Sectionalizing | 94A | 44700000 | 24700000 | 54247760.8 | 55295487 | [11 empty] | #N/A |  | #N/A |  | #N/A | 0 | TRUE | TRUE | TRUE
7.3.3.11.1 | Mitigation | 7.3.3.11.1 Mitigation of impact on customers and other residents affected during PSPS event, Generation for PSPS Mitigation | IG, 21, 49M | 20800889.05 | 16661690.77 | 23324908.9 | 5515000 |  |  |  | 176496496.9526 | 160389655.5158 | 112689580.4588 | 106552385.1499 |  |  |  |  | #N/A |  | #N/A |  | #N/A | 0 | 1 | 1 | 1
7.3.3.11.2 | Mitigation | 7.3.3.11.2 Mitigation of impact on customers and other residents affected during PSPS event, Substation activities to enable reduction of PSPS impacts | 48D, 67D, 09D, 94B, 59F | 3845821.21 | 11630047.18 | 681000 | 0 | [11 empty] | #N/A |  | #N/A |  | #N/A | 0 | 1 | 1 | 1
7.3.6.4-D | Mitigation | 7.3.6.4-D Protocols for PSPS Re-Energization Distribution |  | 1376154.16 | 1215906.17 | 4940315 | 3250143 |  |  |  | 7610465.406 | 8794857.3214 | 10093213.5139 | 8620961.0743 |  |  |  |  | #N/A |  | #N/A |  | #N/A | 0 | 1 | 1 | 1
7.3.6.4-T | Mitigation | 7.3.6.4-T Protocols for PSPS Re-Energization Transmission | [8 empty] | 1208096.01 | 1349730.43 | 2000000 | 2000000 | [9 empty] | 0 | 1 | 1 | 1
7.3.6.7 | Mitigation | 7.3.6.7 Aviation Support |  | 0 | 285000 | 325000 | 24500000 |  |  |  | 5398000 | 3349000 | 6142000 | 5723000 |  |  |  |  | #N/A |  | #N/A |  | #N/A | 0 | 1 | 1 | 1
Program Spend Allocation to Tranches
Program ID | Type | Program | MAT (optional) | Allocation method | Tranche | Spend USD 2020 | Spend USD 2021 | Spend USD 2022 | Spend USD 2023 | Spend USD 2024 | Spend USD 2025 | Spend USD 2026
7.3.2.1.1 | Mitigation | 7.3.2.1.1 Advanced weather monitoring and weather stations, Numerical Weather Prediction |  | prorate by Program Exposure
7.3.2.1.2 | Mitigation | 7.3.2.1.2 Advanced weather monitoring and weather stations, Fuel Moisture Sampling and Modeling |  | prorate by Program Exposure
7.3.2.1.3 | Mitigation | 7.3.2.1.3 Advanced weather monitoring and weather stations, Weather Stations |  | prorate by Program Exposure
7.3.2.4 | Mitigation | 7.3.2.4 Forecast of a fire risk index, fire potential index, or similar |  | prorate by Program Exposure
7.3.2.6 | Mitigation | 7.3.2.6 Weather forecasting and estimating impacts on electric lines and equipment |  | prorate by Program Exposure
7.3.3.8.1 | Mitigation | 7.3.3.8.1 Grid topology improvements to mitigate or reduce PSPS events, Distribution Line Sectionalizing |  | prorate by Program Exposure
7.3.3.8.2 | Mitigation | 7.3.3.8.2 Grid topology improvements to mitigate or reduce PSPS events, Transmission Line Sectionalizing |  | prorate by Program Exposure
7.3.3.11.1 | Mitigation | 7.3.3.11.1 Mitigation of impact on customers and other residents affected during PSPS event, Generation for PSPS Mitigation |  | prorate by Program Exposure
7.3.3.11.2 | Mitigation | 7.3.3.11.2 Mitigation of impact on customers and other residents affected during PSPS event, Substation activities to enable reduction of PSPS impacts |  | prorate by Program Exposure
7.3.6.4-D | Mitigation | 7.3.6.4-D Protocols for PSPS Re-Energization Distribution |  | prorate by Program Exposure
7.3.6.4-T | Mitigation | 7.3.6.4-T Protocols for PSPS Re-Energization Transmission |  | prorate by Program Exposure
7.3.6.7 | Mitigation | 7.3.6.7 Aviation Support |  | prorate by Program Exposure
Update Cost Data

## 3-Eff - Freq Programs
Effectiveness for Programs that Modify Frequency | [21 empty] | Qualitative Program Effectiveness Cap for different types of programs affecting event frequency
Dimensions over which effectiveness differs
Please see Instructions for detailed guidance on each column. See 'Control Effectiveness Guidance' documentation for more details on qualitative methodology.
Effectiveness by Model Element | [22 empty] | Risk Driver is Primarily Due to… |  |  |  | Effectiveness Mapping Table
ID | Type | Program | Risk (for Cross Cutter only) | Tranche | Driver | Subdriver | Outcome | Does this use qualitative measure? | Effectiveness - Quantitative | Category | Risk driver primarily due to… | Explanation of Program Category and Risk Driver type | Effectiveness Cap (Ec) | Maturity Factor (Mf) | Effectiveness (Ec * Mf) | Benefit Length (yrs) | Effectiveness Degradation Rate | Effectiveness Degradation Method | Explanation of Benefit Length | Same benefit set across program? | Risk ID | Program Category | Human Error | Functional Failure | Malicious Action | Natural/Outside Force | Program | Tranche | Driver | Subdriver | Outcome
No match in Program Cost tab | No match in Summary of Programs tab | [13 empty] | 0% |  |  |  | 0 | 1 | WLDFR | Elimination | 90% | 90% | 90% | 90%
[22 empty] | Engineered barrier | 90% | 75% | 50% | 50%
[22 empty] | Substitution | 75% | 50% | 50% | 0%
[22 empty] | Administrative barrier | 30% | 0% | 0% | 0%
[22 empty] | Distance gap | 20% | 0% | 0% | 15%
[22 empty] | Detect/Notify/Respond | 10% | 10% | 25% | 10%
[22 empty] | Minor or preventative main. | 0% | 25% | 5% | 5%

## 4-Eff - Conseq Programs
Effectiveness Mapping - Programs that Modify Consequence | [20 empty] | Qualitative Program Effectiveness Cap for different types of programs affecting event frequency
Dimensions over which effectiveness differs
Please see Instructions for detailed guidance on each column. See 'Control Effectiveness Guidance' documentation for more details on qualitative methodology.
Effectiveness by Model Element | [21 empty] | Consequence development happens… |  | Effectiveness Mapping Table
ID | Type | Program | Risk (for Cross Cutter only) | Tranche | Outcome | Attribute | Does this use qualitative measure? | Effectiveness - Quantitative | Category | Consequence develops… | Explanation of Program Category and Consequence type | Effectiveness Cap (Ec) | Maturity Factor (Mf) | Effectiveness (Ec * Mf) | Benefit Length (yrs) | Effectiveness Degradation Rate | Effectiveness Degradation Method | Explanation of Benefit Length, Degradation Rate | Same benefit set across program? | Risk ID | Control Program Category | Rapidly | Gradually | Program | Tranche | Attribute | Outcome
7.3.2.1.1 | Mitigation | 7.3.2.1.1 Advanced weather monitoring and weather stations, Numerical Weather Prediction |  |  |  | Electric Reliability | FALSE | 7.433% | [5 empty] | 7.433% | 1 |  |  |  | 1 | WPSPS | Replacement | 90% | 100%
7.3.2.1.2 | Mitigation | 7.3.2.1.2 Advanced weather monitoring and weather stations, Fuel Moisture Sampling and Modeling |  |  |  | Electric Reliability | FALSE | 2.23% | [5 empty] | 2.23% | 1 |  |  |  | 1 | WPSPS | Engineered barrier | 50% | 75%
7.3.2.1.3 | Mitigation | 7.3.2.1.3 Advanced weather monitoring and weather stations, Weather Stations |  |  |  | Electric Reliability | FALSE | 1.115% | [5 empty] | 1.115% | 10 |  |  |  | 1 | WPSPS | Automated response | 25% | 50%
7.3.2.4 | Mitigation | 7.3.2.4 Forecast of a fire risk index, fire potential index, or similar |  |  |  | Electric Reliability | FALSE | 14.87% | [5 empty] | 14.87% | 1 |  |  |  | 1 | WPSPS
7.3.2.6 | Mitigation | 7.3.2.6 Weather forecasting and estimating impacts on electric lines and equipment |  |  |  | Electric Reliability | FALSE | 14.87% | [5 empty] | 14.87% | 1 |  |  |  | 1 | WPSPS
7.3.3.8.1 | Mitigation | 7.3.3.8.1 Grid topology improvements to mitigate or reduce PSPS events, Distribution Line Sectionalizing |  |  |  | Electric Reliability | FALSE | 0.2943% | [5 empty] | 0.2943% | 10 |  |  |  | 1 | WPSPS
7.3.3.8.2 | Mitigation | 7.3.3.8.2 Grid topology improvements to mitigate or reduce PSPS events, Transmission Line Sectionalizing |  |  |  | Electric Reliability | FALSE | 1.226% | [5 empty] | 1.226% | 10 |  |  |  | 1 | WPSPS
7.3.3.11.1 | Mitigation | 7.3.3.11.1 Mitigation of impact on customers and other residents affected during PSPS event, Generation for PSPS Mitigation |  |  |  | Electric Reliability | FALSE | 0.3341% | [5 empty] | 0.3341% | 10 |  |  |  | 1 | WPSPS
7.3.3.11.2 | Mitigation | 7.3.3.11.2 Mitigation of impact on customers and other residents affected during PSPS event, Substation activities to enable reduction of PSPS impacts |  |  |  | Electric Reliability | FALSE | 0.3% | [5 empty] | 0.3% | 10 |  |  |  | 1 | WPSPS
7.3.6.4-D | Mitigation | 7.3.6.4-D Protocols for PSPS Re-Energization Distribution |  |  |  | Electric Reliability | FALSE | 1.646% | [5 empty] | 1.646% | 1 |  |  |  | 1 | WPSPS
7.3.6.4-T | Mitigation | 7.3.6.4-T Protocols for PSPS Re-Energization Transmission |  |  |  | Electric Reliability | FALSE | 1.646% | [5 empty] | 1.646% | 1 |  |  |  | 1 | WPSPS
7.3.6.7 | Mitigation | 7.3.6.7 Aviation Support |  |  |  | Electric Reliability | FALSE | 10.36% | [5 empty] | 10.36% | 1 |  |  |  | 1 | WPSPS

## RSE Lite
Risk Data File Folder | P:\EAS\WMP 2022\Test Run | [8 empty] | For PSPS
Risk Data File Name | EO-WPSPS_20220208123655_Baseline_rselite_(add 2020).xlsx | [8 empty] | EO_WPSPS_20211011_20211015091238_Baseline_rselite_(add_2020).xlsx
Risk Data File Path | P:\EAS\WMP 2022\Test Run\EO-WPSPS_20220208123655_Baseline_rselite_(add 2020).xlsx
RSE Lite exe path | P:\EAS\WMP 2022\Test Run\RSE_lite.exe
NPV Year | 2021
discount rate | 7%
Aggregation years | 2022 | 2022 | 2022-2022
Summary Results
Program Select a Program to Run RSE Lite | 2020 Program Risk Reduction NPV | 2021 Program Risk Reduction NPV | 2022 Program Risk Reduction NPV | 2023 Program Risk Reduction NPV | 2024 Program Risk Reduction NPV | 2025 Program Risk Reduction NPV | 2026 Program Risk Reduction NPV | 2020-2022 Program Risk Reduction NPV | 2020 Program RSE | 2021 Program RSE | 2022 Program RSE | 2023 Program RSE | 2024 Program RSE | 2025 Program RSE | 2026 Program RSE | 2020-2022 Program RSE | 2020-2022 Capital Cost NPV with PVRR ($M) | 2020-2022 Expense Cost NPV ($M) | 2020-2022 Total Cost NPV ($M) | 2020-2022 Program Freq Reduction NPV
7.3.3.11.2 Mitigation of impact on customers and other residents affected during PSPS event, Substation activities to enable reduction of PSPS impacts | 48.0801 | 45.3293 | 42.3638 | 39.5924 |  |  |  | 135.7733 | 12.5019 | 3.8976 | 66.5629 | inf |  |  |  | 8.4267 | 16.1123 | 0 | 16.1123 | 0
Run Complete for 7.3.3.11.2 Mitigation of impact on customers and other residents affected during PSPS event Substation activities to enable reduction of PSPS impacts. WARNING - PVRR multiplier for Capital Cost not specified. Defaulting to 1 | [34 empty] | Program Risk Reduction | [43 empty] | Risk Reduction per Unit Program Exposure | [40 empty] | LoRE Reduction per unit of work each year, by Tranche, Outcome, Driver, Subdriver and Year. | [28 empty] | CoRE Reduction per unit of work each year, by Tranche, Outcome, Driver and Attribute.
Summary Results by Tranche | [78 empty] | Freq Risk Reduction = LoRE Reduction x CoRE, Conseq Risk Reduction = LoRE x CoRE Reduction, Risk Reduction = Freq Risk Reduction + Conseq Risk Reduction +- LoRE Reduction x CoRE Reduction | [40 empty] | Purely based on effectiveness, regardless of program exposure. | [28 empty] | Purely based on effectiveness, regardless of program exposure.
Program | index | 2020 Program Risk Reduction NPV | 2021 Program Risk Reduction NPV | 2022 Program Risk Reduction NPV | 2023 Program Risk Reduction NPV | 2022-2022 Program Freq Reduction NPV | 2022-2022 Program Freq Risk Reduction NPV | 2022-2022 Program Conseq Risk Reduction NPV | 2022-2022 Program Risk Reduction NPV | 2020 Program RSE | 2021 Program RSE | 2022 Program RSE | 2023 Program RSE | 2022-2022 Program RSE | CapEx USD 2020 | CapEx USD 2021 | CapEx USD 2022 | CapEx USD 2023 | PVRR Multiplier | 2022-2022 Capital Cost NPV with PVRR | OpEx USD 2020 | OpEx USD 2021 | OpEx USD 2022 | OpEx USD 2023 | 2022-2022 Expense Cost NPV | Column27 | Column28 | Column29 | Column30 | Column31 | Column32 | Column33 | Column34 | Column35 | Program | Risk ID | Tranche | Year | Discount Factor | 2020 Program Freq Reduction | 2020 Program Freq Risk Reduction | 2020 Program Conseq Risk Reduction | 2020 Program Risk Reduction | 2021 Program Freq Reduction | 2021 Program Freq Risk Reduction | 2021 Program Conseq Risk Reduction | 2021 Program Risk Reduction | 2022 Program Freq Reduction | 2022 Program Freq Risk Reduction | 2022 Program Conseq Risk Reduction | 2022 Program Risk Reduction | 2023 Program Freq Reduction | 2023 Program Freq Risk Reduction | 2023 Program Conseq Risk Reduction | 2023 Program Risk Reduction | 2020 Program Risk Reduction NPV | 2021 Program Risk Reduction NPV | 2022 Program Risk Reduction NPV | 2023 Program Risk Reduction NPV | 2022-2022 Program Freq Reduction | 2022-2022 Program Freq Reduction NPV | 2022-2022 Program Freq Risk Reduction | 2022-2022 Program Freq Risk Reduction NPV | 2022-2022 Program Conseq Risk Reduction | 2022-2022 Program Conseq Risk Reduction NPV | 2022-2022 Program Risk Reduction | 2022-2022 Program Risk Reduction NPV | Column34 | Column35 | Column36 | Column37 | Column38 | Column39 | Column40 | Column41 | Column42 | Column43 | Column44 | Risk ID | Tranche | Outcome | Year | LoRE Reduction per Unit Tranche Exposure 2020 | LoRE Reduction per Unit Tranche Exposure 2021 | LoRE Reduction per Unit Tranche Exposure 2022 | LoRE Reduction per Unit Tranche Exposure 2023 | CoRE | Electric Reliability CoRE | Financial CoRE | Safety CoRE | CoRE Reduction per Unit Tranche Exposure 2020 | CoRE Reduction per Unit Tranche Exposure 2021 | CoRE Reduction per Unit Tranche Exposure 2022 | CoRE Reduction per Unit Tranche Exposure 2023 | LoRE | Freq Risk Reduction per Unit Tranche Exposure 2020 | Conseq Risk Reduction per Unit Tranche Exposure 2020 | Risk Reduction per Unit Tranche Exposure 2020 | Freq Risk Reduction per Unit Tranche Exposure 2021 | Conseq Risk Reduction per Unit Tranche Exposure 2021 | Risk Reduction per Unit Tranche Exposure 2021 | Freq Risk Reduction per Unit Tranche Exposure 2022 | Conseq Risk Reduction per Unit Tranche Exposure 2022 | Risk Reduction per Unit Tranche Exposure 2022 | Freq Risk Reduction per Unit Tranche Exposure 2023 | Conseq Risk Reduction per Unit Tranche Exposure 2023 | Risk Reduction per Unit Tranche Exposure 2023 | Column30 | Column31 | Column32 | Column33 | Column34 | Column35 | Column36 | Column37 | Column38 | Column39 | Column40 | Column41 | Index | Risk ID | Tranche | Outcome | Driver | Subdriver | Year | LoRE | Tranche Exposure | Freq | Yr | Type | Adjusted Effectiveness | Effectiveness Life | Effectiveness Degradation Rate | Effectiveness Degradation Method | 2020 Tranche Average Effectiveness | LoRE Reduction per Unit Tranche Exposure 2020 | 2021 Tranche Average Effectiveness | LoRE Reduction per Unit Tranche Exposure 2021 | 2022 Tranche Average Effectiveness | LoRE Reduction per Unit Tranche Exposure 2022 | 2023 Tranche Average Effectiveness | LoRE Reduction per Unit Tranche Exposure 2023 | Column25 | Column26 | Column27 | Column28 | Column29 | Index | Risk ID | Tranche | Outcome | Year | Attribute | CoRE | Tranche Exposure | Yr | Type | Adjusted Effectiveness | Effectiveness Life | Effectiveness Degradation Rate | Effectiveness Degradation Method | 2020 Tranche Average Effectiveness | CoRE Reduction per Unit Tranche Exposure 2020 | 2021 Tranche Average Effectiveness | CoRE Reduction per Unit Tranche Exposure 2021 | 2022 Tranche Average Effectiveness | CoRE Reduction per Unit Tranche Exposure 2022 | 2023 Tranche Average Effectiveness | CoRE Reduction per Unit Tranche Exposure 2023 | Column23 | Column24 | Column25 | Column26 | Column27 | Column28
7.3.2.1.1 Advanced weather monitoring and weather stations Numerical Weather Prediction | Transmission and Distribution System | 149.4195 | 149.4195 | 139.6444 | 130.5088 | 0 | 0 | 139.6444 | 139.6444 | 229.5819 | 207.8276 | 189.3603 | 185.1801 | 189.3603 | 0 | 0 | 0 | 0 | 0 | 0 | 650833.144 | 718958.664 | 789075.025 | 806887.3571 | 737453.2944 | [9 empty] | 7.3.2.1.1 Advanced weather monitoring and weather stations Numerical Weather Prediction | WPSPS | Transmission and Distribution System | 2020 | 1 | 0 | 0 | 149.4195 | 149.4195 | 0 | 0 | 0 | 0 | 0 | 0 | 0 | 0 | 0 | 0 | 0 | 0 | 149.4195 | 0 | 0 | 0 | 0 | 0 | 0 | 0 | 0 | 0 | 0 | 0 | [11 empty] | WPSPS | Transmission and Distribution System | PSPS Event | 2020 | 0 | 0 | 0 | 0 | 456.9387 | 423.2291 | 5.6422 | 28.0674 | 1.2698 | 0 | 0 | 0 | 4.75 | 0 | 6.0317 | 6.0317 | 0 | 0 | 0 | 0 | 0 | 0 | 0 | 0 | 0 | [41 empty] | 7.3.3.11.2 Mitigation of impact on customers and other residents affected during PSPS event Substation activities to enable reduction of PSPS impactsWPSPSElectric Reliability | WPSPS | Transmission and Distribution System | PSPS Event | 2021 | Electric Reliability | 423.2291 | 1 | 2021 | Mitigation | 0.0030003 | 10 | 0 | esc | 0.0030003 | 1.2698 | 0.0030003 | 1.2698 | 0 | 0 | 0 | 0
7.3.2.1.2 Advanced weather monitoring and weather stations Fuel Moisture Sampling and Modeling | Transmission and Distribution System | 44.8258 | 44.8258 | 41.8933 | 39.1526 | 0 | 0 | 41.8933 | 41.8933 | 78.4831 | 78.3948 | 74.9475 | 72.698 | 74.9475 | 0 | 0 | 0 | 0 | 0 | 0 | 571152.823 | 571796.028 | 598096.4672 | 616603.2102 | 558968.6609 | [9 empty] | 7.3.2.1.1 Advanced weather monitoring and weather stations Numerical Weather Prediction | WPSPS | Transmission and Distribution System | 2021 | 1 | 0 | 0 | 0 | 0 | 0 | 0 | 149.4195 | 149.4195 | 0 | 0 | 0 | 0 | 0 | 0 | 0 | 0 | 0 | 149.4195 | 0 | 0 | 0 | 0 | 0 | 0 | 0 | 0 | 0 | 0 | [11 empty] | WPSPS | Transmission and Distribution System | PSPS Event | 2021 | 0 | 0 | 0 | 0 | 456.9387 | 423.2291 | 5.6422 | 28.0674 | 1.2698 | 1.2698 | 0 | 0 | 4.75 | 0 | 6.0317 | 6.0317 | 0 | 6.0317 | 6.0317 | 0 | 0 | 0 | 0 | 0 | 0 | [41 empty] | 7.3.3.11.2 Mitigation of impact on customers and other residents affected during PSPS event Substation activities to enable reduction of PSPS impactsWPSPSElectric Reliability | WPSPS | Transmission and Distribution System | PSPS Event | 2022 | Electric Reliability | 423.2291 | 1 | 2022 | Mitigation | 0.0030003 | 10 | 0 | esc | 0.0030003 | 1.2698 | 0.0030003 | 1.2698 | 0.0030003 | 1.2698 | 0 | 0
7.3.2.1.3 Advanced weather monitoring and weather stations Weather Stations | Transmission and Distribution System | 178.6601 | 168.4383 | 157.419 | 147.1206 | 0 | 0 | 157.419 | 157.419 | 21.2031 | 21.4162 | 21.6596 | 34.5797 | 21.6596 | 8314939.67 | 7719770.06 | 6181344.163 | 3156219.9582 | 1 | 5776957.1617 | 111209.27 | 145229.2 | 1595267.8735 | 1714794.9284 | 1490904.5547 | [9 empty] | 7.3.2.1.1 Advanced weather monitoring and weather stations Numerical Weather Prediction | WPSPS | Transmission and Distribution System | 2022 | 0.93458 | 0 | 0 | 0 | 0 | 0 | 0 | 0 | 0 | 0 | 0 | 149.4195 | 149.4195 | 0 | 0 | 0 | 0 | 0 | 0 | 139.6444 | 0 | 0 | 0 | 0 | 0 | 149.4195 | 139.6444 | 149.4195 | 139.6444 | [11 empty] | WPSPS | Transmission and Distribution System | PSPS Event | 2022 | 0 | 0 | 0 | 0 | 456.9387 | 423.2291 | 5.6422 | 28.0674 | 1.2698 | 1.2698 | 1.2698 | 0 | 4.75 | 0 | 6.0317 | 6.0317 | 0 | 6.0317 | 6.0317 | 0 | 6.0317 | 6.0317 | 0 | 0 | 0 | [41 empty] | 7.3.3.11.2 Mitigation of impact on customers and other residents affected during PSPS event Substation activities to enable reduction of PSPS impactsWPSPSElectric Reliability | WPSPS | Transmission and Distribution System | PSPS Event | 2023 | Electric Reliability | 423.2291 | 1 | 2023 | Mitigation | 0.0030003 | 10 | 0 | esc | 0.0030003 | 1.2698 | 0.0030003 | 1.2698 | 0.0030003 | 1.2698 | 0.0030003 | 1.2698
7.3.2.4 Forecast of a fire risk index fire potential index or similar | Transmission and Distribution System | 298.839 | 298.839 | 279.2888 | 261.0175 | 0 | 0 | 279.2888 | 279.2888 | 45.2078 | 52.1353 | 49.965 | 48.4654 | 49.965 | 898811.23 | 14031.98 | 0 | 0 | 1 | 0 | 5711528.23 | 5717960.28 | 5980964.6719 | 6166032.1022 | 5589686.6093 | [9 empty] | 7.3.2.1.1 Advanced weather monitoring and weather stations Numerical Weather Prediction | WPSPS | Transmission and Distribution System | 2023 | 0.87344 | 0 | 0 | 0 | 0 | 0 | 0 | 0 | 0 | 0 | 0 | 0 | 0 | 0 | 0 | 149.4195 | 149.4195 | 0 | 0 | 0 | 130.5088 | 0 | 0 | 0 | 0 | 0 | 0 | 0 | 0 | [11 empty] | WPSPS | Transmission and Distribution System | PSPS Event | 2023 | 0 | 0 | 0 | 0 | 456.9387 | 423.2291 | 5.6422 | 28.0674 | 1.2698 | 1.2698 | 1.2698 | 1.2698 | 4.75 | 0 | 6.0317 | 6.0317 | 0 | 6.0317 | 6.0317 | 0 | 6.0317 | 6.0317 | 0 | 6.0317 | 6.0317 | [41 empty] | 7.3.3.11.2 Mitigation of impact on customers and other residents affected during PSPS event Substation activities to enable reduction of PSPS impactsWPSPSElectric Reliability | WPSPS | Transmission and Distribution System | PSPS Event | 2024 | Electric Reliability | 423.2291 | 1 | 2024 | Mitigation | 0.0030003 | 10 | 0 | esc | 0.0030003 | 1.2698 | 0.0030003 | 1.2698 | 0.0030003 | 1.2698 | 0.0030003 | 1.2698
7.3.2.6 Weather forecasting and estimating impacts on electric lines and equipment | Transmission and Distribution System | 298.839 | 298.839 | 279.2888 | 261.0175 | 0 | 0 | 279.2888 | 279.2888 | 612.2183 | 176.4255 | 140.251 | 143.9905 | 140.251 | 0 | 975127.24 | 1022923.3649 | 1045029.3511 | 1 | 956003.1448 | 488124.858 | 718726.438 | 1107821.0963 | 1030378.6862 | 1035346.819 | [9 empty] | 7.3.2.1.2 Advanced weather monitoring and weather stations Fuel Moisture Sampling and Modeling | WPSPS | Transmission and Distribution System | 2020 | 1 | 0 | 0 | 44.8258 | 44.8258 | 0 | 0 | 0 | 0 | 0 | 0 | 0 | 0 | 0 | 0 | 0 | 0 | 44.8258 | 0 | 0 | 0 | 0 | 0 | 0 | 0 | 0 | 0 | 0 | 0 | [11 empty] | WPSPS | Transmission and Distribution System | PSPS Event | 2024 | 0 | 0 | 0 | 0 | 456.9387 | 423.2291 | 5.6422 | 28.0674 | 1.2698 | 1.2698 | 1.2698 | 1.2698 | 4.75 | 0 | 6.0317 | 6.0317 | 0 | 6.0317 | 6.0317 | 0 | 6.0317 | 6.0317 | 0 | 6.0317 | 6.0317 | [41 empty] | 7.3.3.11.2 Mitigation of impact on customers and other residents affected during PSPS event Substation activities to enable reduction of PSPS impactsWPSPSElectric Reliability | WPSPS | Transmission and Distribution System | PSPS Event | 2025 | Electric Reliability | 423.2291 | 1 | 2025 | Mitigation | 0.0030003 | 10 | 0 | esc | 0.0030003 | 1.2698 | 0.0030003 | 1.2698 | 0.0030003 | 1.2698 | 0.0030003 | 1.2698
7.3.3.8.1 Grid topology improvements to mitigate or reduce PSPS events Distribution Line Sectionalizing | Transmission and Distribution System | 47.1639 | 44.4655 | 41.5565 | 38.8378 | 0 | 0 | 41.5565 | 41.5565 | 1.3484 | 2.9729 | 4.2542 | 7.4747 | 4.2542 | 34977990.95 | 14912755.555 | 10452198.8726 | 5948759.85 | 1 | 9768410.1613 | 0 | 44033.63 | 0 | 0 | 0 | [9 empty] | 7.3.2.1.2 Advanced weather monitoring and weather stations Fuel Moisture Sampling and Modeling | WPSPS | Transmission and Distribution System | 2021 | 1 | 0 | 0 | 0 | 0 | 0 | 0 | 44.8258 | 44.8258 | 0 | 0 | 0 | 0 | 0 | 0 | 0 | 0 | 0 | 44.8258 | 0 | 0 | 0 | 0 | 0 | 0 | 0 | 0 | 0 | 0 | [11 empty] | WPSPS | Transmission and Distribution System | PSPS Event | 2025 | 0 | 0 | 0 | 0 | 456.9387 | 423.2291 | 5.6422 | 28.0674 | 1.2698 | 1.2698 | 1.2698 | 1.2698 | 4.75 | 0 | 6.0317 | 6.0317 | 0 | 6.0317 | 6.0317 | 0 | 6.0317 | 6.0317 | 0 | 6.0317 | 6.0317 | [41 empty] | 7.3.3.11.2 Mitigation of impact on customers and other residents affected during PSPS event Substation activities to enable reduction of PSPS impactsWPSPSElectric Reliability | WPSPS | Transmission and Distribution System | PSPS Event | 2026 | Electric Reliability | 423.2291 | 1 | 2026 | Mitigation | 0.0030003 | 10 | 0 | esc | 0.0030003 | 1.2698 | 0.0030003 | 1.2698 | 0.0030003 | 1.2698 | 0.0030003 | 1.2698
7.3.3.8.2 Grid topology improvements to mitigate or reduce PSPS events Transmission Line Sectionalizing | Transmission and Distribution System | 196.4293 | 185.1909 | 173.0756 | 161.7529 | 0 | 0 | 173.0756 | 173.0756 | 4.3944 | 7.4976 | 3.4138 | 3.3491 | 3.4138 | 44700000 | 24700000 | 54247760.8 | 55295487 | 1 | 50698841.8692 | 0 | 0 | 0 | 0 | 0 | [9 empty] | 7.3.2.1.2 Advanced weather monitoring and weather stations Fuel Moisture Sampling and Modeling | WPSPS | Transmission and Distribution System | 2022 | 0.93458 | 0 | 0 | 0 | 0 | 0 | 0 | 0 | 0 | 0 | 0 | 44.8258 | 44.8258 | 0 | 0 | 0 | 0 | 0 | 0 | 41.8933 | 0 | 0 | 0 | 0 | 0 | 44.8258 | 41.8933 | 44.8258 | 41.8933 | [11 empty] | WPSPS | Transmission and Distribution System | PSPS Event | 2026 | 0 | 0 | 0 | 0 | 456.9387 | 423.2291 | 5.6422 | 28.0674 | 1.2698 | 1.2698 | 1.2698 | 1.2698 | 4.75 | 0 | 6.0317 | 6.0317 | 0 | 6.0317 | 6.0317 | 0 | 6.0317 | 6.0317 | 0 | 6.0317 | 6.0317 | [41 empty] | 7.3.3.11.2 Mitigation of impact on customers and other residents affected during PSPS event Substation activities to enable reduction of PSPS impactsWPSPSElectric Reliability | WPSPS | Transmission and Distribution System | PSPS Event | 2027 | Electric Reliability | 423.2291 | 1 | 2027 | Mitigation | 0.0030003 | 10 | 0 | esc | 0.0030003 | 1.2698 | 0.0030003 | 1.2698 | 0.0030003 | 1.2698 | 0.0030003 | 1.2698
7.3.3.11.1 Mitigation of impact on customers and other residents affected during PSPS event Generation for PSPS Mitigation | Transmission and Distribution System | 53.5392 | 50.476 | 47.1738 | 44.0877 | 0 | 0 | 47.1738 | 47.1738 | 0.27136 | 0.28509 | 0.37111 | 0.45041 | 0.37111 | 20800889.05 | 16661690.77 | 23324908.9 | 5515000 | 1 | 21798980.2804 | 176496496.9526 | 160389655.5158 | 112689580.4588 | 106552385.1499 | 105317364.9148 | [9 empty] | 7.3.2.1.2 Advanced weather monitoring and weather stations Fuel Moisture Sampling and Modeling | WPSPS | Transmission and Distribution System | 2023 | 0.87344 | 0 | 0 | 0 | 0 | 0 | 0 | 0 | 0 | 0 | 0 | 0 | 0 | 0 | 0 | 44.8258 | 44.8258 | 0 | 0 | 0 | 39.1526 | 0 | 0 | 0 | 0 | 0 | 0 | 0 | 0 | [11 empty] | WPSPS | Transmission and Distribution System | PSPS Event | 2027 | 0 | 0 | 0 | 0 | 456.9387 | 423.2291 | 5.6422 | 28.0674 | 1.2698 | 1.2698 | 1.2698 | 1.2698 | 4.75 | 0 | 6.0317 | 6.0317 | 0 | 6.0317 | 6.0317 | 0 | 6.0317 | 6.0317 | 0 | 6.0317 | 6.0317 | [41 empty] | 7.3.3.11.2 Mitigation of impact on customers and other residents affected during PSPS event Substation activities to enable reduction of PSPS impactsWPSPSElectric Reliability | WPSPS | Transmission and Distribution System | PSPS Event | 2028 | Electric Reliability | 423.2291 | 1 | 2028 | Mitigation | 0.0030003 | 10 | 0 | esc | 0.0030003 | 1.2698 | 0.0030003 | 1.2698 | 0.0030003 | 1.2698 | 0.0030003 | 1.2698
7.3.3.11.2 Mitigation of impact on customers and other residents affected during PSPS event Substation activities to enable reduction of PSPS impacts | Transmission and Distribution System | 48.0801 | 45.3293 | 42.3638 | 39.5924 | 0 | 0 | 42.3638 | 42.3638 | 12.5019 | 3.8976 | 66.5629 | inf | 66.5629 | 3845821.21 | 11630047.18 | 681000 | 0 | 1 | 636448.5981 | 0 | 0 | 0 | 0 | 0 | [9 empty] | 7.3.2.1.3 Advanced weather monitoring and weather stations Weather Stations | WPSPS | Transmission and Distribution System | 2020 | 1 | 0 | 0 | 22.4129 | 22.4129 | 0 | 0 | 0 | 0 | 0 | 0 | 0 | 0 | 0 | 0 | 0 | 0 | 22.4129 | 0 | 0 | 0 | 0 | 0 | 0 | 0 | 0 | 0 | 0 | 0 | [11 empty] | WPSPS | Transmission and Distribution System | PSPS Event | 2028 | 0 | 0 | 0 | 0 | 456.9387 | 423.2291 | 5.6422 | 28.0674 | 1.2698 | 1.2698 | 1.2698 | 1.2698 | 4.75 | 0 | 6.0317 | 6.0317 | 0 | 6.0317 | 6.0317 | 0 | 6.0317 | 6.0317 | 0 | 6.0317 | 6.0317 | [41 empty] | 7.3.3.11.2 Mitigation of impact on customers and other residents affected during PSPS event Substation activities to enable reduction of PSPS impactsWPSPSElectric Reliability | WPSPS | Transmission and Distribution System | PSPS Event | 2029 | Electric Reliability | 423.2291 | 1 | 2029 | Mitigation | 0.0030003 | 10 | 0 | esc | 0.0030003 | 1.2698 | 0.0030003 | 1.2698 | 0.0030003 | 1.2698 | 0.0030003 | 1.2698
7.3.6.4-D Protocols for PSPS Re-Energization Distribution | Transmission and Distribution System | 26.8466 | 26.8466 | 25.0903 | 23.4489 | 0 | 0 | 25.0903 | 25.0903 | 2.9874 | 2.6818 | 1.7858 | 2.2615 | 1.7858 | 1376154.16 | 1215906.17 | 4940315 | 3250143 | 1 | 4617116.8224 | 7610465.406 | 8794857.3214 | 10093213.5139 | 8620961.0743 | 9432909.8261 | [9 empty] | 7.3.2.1.3 Advanced weather monitoring and weather stations Weather Stations | WPSPS | Transmission and Distribution System | 2021 | 1 | 0 | 0 | 22.4129 | 22.4129 | 0 | 0 | 22.4129 | 22.4129 | 0 | 0 | 0 | 0 | 0 | 0 | 0 | 0 | 22.4129 | 22.4129 | 0 | 0 | 0 | 0 | 0 | 0 | 0 | 0 | 0 | 0 | [11 empty] | WPSPS | Transmission and Distribution System | PSPS Event | 2029 | 0 | 0 | 0 | 0 | 456.9387 | 423.2291 | 5.6422 | 28.0674 | 1.2698 | 1.2698 | 1.2698 | 1.2698 | 4.75 | 0 | 6.0317 | 6.0317 | 0 | 6.0317 | 6.0317 | 0 | 6.0317 | 6.0317 | 0 | 6.0317 | 6.0317 | [41 empty] | 7.3.3.11.2 Mitigation of impact on customers and other residents affected during PSPS event Substation activities to enable reduction of PSPS impactsWPSPSElectric Reliability | WPSPS | Transmission and Distribution System | PSPS Event | 2030 | Electric Reliability | 423.2291 | 1 | 2030 | Mitigation | 0.0030003 | 10 | 0 | esc | 0 | 0 | 0.0030003 | 1.2698 | 0.0030003 | 1.2698 | 0.0030003 | 1.2698
7.3.6.4-T Protocols for PSPS Re-Energization Transmission | Transmission and Distribution System | 6.2719 | 6.2719 | 5.8615 | 5.4781 | 0 | 0 | 5.8615 | 5.8615 | 5.1915 | 4.6467 | 3.1359 | 3.1359 | 3.1359 | 0 | 0 | 0 | 0 | 0 | 0 | 1208096.01 | 1349730.43 | 2000000 | 2000000 | 1869158.8785 | [9 empty] | 7.3.2.1.3 Advanced weather monitoring and weather stations Weather Stations | WPSPS | Transmission and Distribution System | 2022 | 0.93458 | 0 | 0 | 22.4129 | 22.4129 | 0 | 0 | 22.4129 | 22.4129 | 0 | 0 | 22.4129 | 22.4129 | 0 | 0 | 0 | 0 | 20.9467 | 20.9467 | 20.9467 | 0 | 0 | 0 | 0 | 0 | 22.4129 | 20.9467 | 22.4129 | 20.9467 | [11 empty] | WPSPS | Transmission and Distribution System | PSPS Event | 2030 | 0 | 0 | 0 | 0 | 456.9387 | 423.2291 | 5.6422 | 28.0674 | 0 | 1.2698 | 1.2698 | 1.2698 | 4.75 | 0 | 0 | 0 | 0 | 6.0317 | 6.0317 | 0 | 6.0317 | 6.0317 | 0 | 6.0317 | 6.0317 | [41 empty] | 7.3.3.11.2 Mitigation of impact on customers and other residents affected during PSPS event Substation activities to enable reduction of PSPS impactsWPSPSElectric Reliability | WPSPS | Transmission and Distribution System | PSPS Event | 2031 | Electric Reliability | 423.2291 | 1 | 2031 | Mitigation | 0.0030003 | 10 | 0 | esc | 0 | 0 | 0 | 0 | 0.0030003 | 1.2698 | 0.0030003 | 1.2698
7.3.6.7 Aviation Support | Transmission and Distribution System | 208.271 | 208.271 | 194.6458 | 181.912 | 0 | 0 | 194.6458 | 194.6458 | 38.583 | 57.3118 | 32.2052 | 6.8911 | 32.2052 | 0 | 285000 | 325000 | 24500000 | 1 | 303738.3178 | 5398000 | 3349000 | 6142000 | 5723000 | 5740186.9159 | [9 empty] | 7.3.2.1.3 Advanced weather monitoring and weather stations Weather Stations | WPSPS | Transmission and Distribution System | 2023 | 0.87344 | 0 | 0 | 22.4129 | 22.4129 | 0 | 0 | 22.4129 | 22.4129 | 0 | 0 | 22.4129 | 22.4129 | 0 | 0 | 22.4129 | 22.4129 | 19.5763 | 19.5763 | 19.5763 | 19.5763 | 0 | 0 | 0 | 0 | 22.4129 | 19.5763 | 22.4129 | 19.5763 | [11 empty] | WPSPS | Transmission and Distribution System | PSPS Event | 2031 | 0 | 0 | 0 | 0 | 456.9387 | 423.2291 | 5.6422 | 28.0674 | 0 | 0 | 1.2698 | 1.2698 | 4.75 | 0 | 0 | 0 | 0 | 0 | 0 | 0 | 6.0317 | 6.0317 | 0 | 6.0317 | 6.0317 | [41 empty] | 7.3.3.11.2 Mitigation of impact on customers and other residents affected during PSPS event Substation activities to enable reduction of PSPS impactsWPSPSElectric Reliability | WPSPS | Transmission and Distribution System | PSPS Event | 2032 | Electric Reliability | 423.2291 | 1 | 2032 | Mitigation | 0.0030003 | 10 | 0 | esc | 0 | 0 | 0 | 0 | 0 | 0 | 0.0030003 | 1.2698
[35 empty] | 7.3.2.1.3 Advanced weather monitoring and weather stations Weather Stations | WPSPS | Transmission and Distribution System | 2024 | 0.8163 | 0 | 0 | 22.4129 | 22.4129 | 0 | 0 | 22.4129 | 22.4129 | 0 | 0 | 22.4129 | 22.4129 | 0 | 0 | 22.4129 | 22.4129 | 18.2956 | 18.2956 | 18.2956 | 18.2956 | 0 | 0 | 0 | 0 | 22.4129 | 18.2956 | 22.4129 | 18.2956 | [11 empty] | WPSPS | Transmission and Distribution System | PSPS Event | 2032 | 0 | 0 | 0 | 0 | 456.9387 | 423.2291 | 5.6422 | 28.0674 | 0 | 0 | 0 | 1.2698 | 4.75 | 0 | 0 | 0 | 0 | 0 | 0 | 0 | 0 | 0 | 0 | 6.0317 | 6.0317 | [41 empty] | 7.3.3.11.2 Mitigation of impact on customers and other residents affected during PSPS event Substation activities to enable reduction of PSPS impactsWPSPSElectric Reliability | WPSPS | Transmission and Distribution System | PSPS Event | 2020 | Electric Reliability | 423.2291 | 1 | 2020 | Mitigation | 0.0030003 | 10 | 0 | esc | 0.0030003 | 1.2698 | 0 | 0 | 0 | 0 | 0 | 0
[35 empty] | 7.3.2.1.3 Advanced weather monitoring and weather stations Weather Stations | WPSPS | Transmission and Distribution System | 2025 | 0.7629 | 0 | 0 | 22.4129 | 22.4129 | 0 | 0 | 22.4129 | 22.4129 | 0 | 0 | 22.4129 | 22.4129 | 0 | 0 | 22.4129 | 22.4129 | 17.0987 | 17.0987 | 17.0987 | 17.0987 | 0 | 0 | 0 | 0 | 22.4129 | 17.0987 | 22.4129 | 17.0987
[35 empty] | 7.3.2.1.3 Advanced weather monitoring and weather stations Weather Stations | WPSPS | Transmission and Distribution System | 2026 | 0.71299 | 0 | 0 | 22.4129 | 22.4129 | 0 | 0 | 22.4129 | 22.4129 | 0 | 0 | 22.4129 | 22.4129 | 0 | 0 | 22.4129 | 22.4129 | 15.9801 | 15.9801 | 15.9801 | 15.9801 | 0 | 0 | 0 | 0 | 22.4129 | 15.9801 | 22.4129 | 15.9801
[35 empty] | 7.3.2.1.3 Advanced weather monitoring and weather stations Weather Stations | WPSPS | Transmission and Distribution System | 2027 | 0.66634 | 0 | 0 | 22.4129 | 22.4129 | 0 | 0 | 22.4129 | 22.4129 | 0 | 0 | 22.4129 | 22.4129 | 0 | 0 | 22.4129 | 22.4129 | 14.9347 | 14.9347 | 14.9347 | 14.9347 | 0 | 0 | 0 | 0 | 22.4129 | 14.9347 | 22.4129 | 14.9347
[35 empty] | 7.3.2.1.3 Advanced weather monitoring and weather stations Weather Stations | WPSPS | Transmission and Distribution System | 2028 | 0.62275 | 0 | 0 | 22.4129 | 22.4129 | 0 | 0 | 22.4129 | 22.4129 | 0 | 0 | 22.4129 | 22.4129 | 0 | 0 | 22.4129 | 22.4129 | 13.9576 | 13.9576 | 13.9576 | 13.9576 | 0 | 0 | 0 | 0 | 22.4129 | 13.9576 | 22.4129 | 13.9576
[35 empty] | 7.3.2.1.3 Advanced weather monitoring and weather stations Weather Stations | WPSPS | Transmission and Distribution System | 2029 | 0.58201 | 0 | 0 | 22.4129 | 22.4129 | 0 | 0 | 22.4129 | 22.4129 | 0 | 0 | 22.4129 | 22.4129 | 0 | 0 | 22.4129 | 22.4129 | 13.0445 | 13.0445 | 13.0445 | 13.0445 | 0 | 0 | 0 | 0 | 22.4129 | 13.0445 | 22.4129 | 13.0445
[35 empty] | 7.3.2.1.3 Advanced weather monitoring and weather stations Weather Stations | WPSPS | Transmission and Distribution System | 2030 | 0.54393 | 0 | 0 | 0 | 0 | 0 | 0 | 22.4129 | 22.4129 | 0 | 0 | 22.4129 | 22.4129 | 0 | 0 | 22.4129 | 22.4129 | 0 | 12.1911 | 12.1911 | 12.1911 | 0 | 0 | 0 | 0 | 22.4129 | 12.1911 | 22.4129 | 12.1911
[35 empty] | 7.3.2.1.3 Advanced weather monitoring and weather stations Weather Stations | WPSPS | Transmission and Distribution System | 2031 | 0.50835 | 0 | 0 | 0 | 0 | 0 | 0 | 0 | 0 | 0 | 0 | 22.4129 | 22.4129 | 0 | 0 | 22.4129 | 22.4129 | 0 | 0 | 11.3936 | 11.3936 | 0 | 0 | 0 | 0 | 22.4129 | 11.3936 | 22.4129 | 11.3936
[35 empty] | 7.3.2.1.3 Advanced weather monitoring and weather stations Weather Stations | WPSPS | Transmission and Distribution System | 2032 | 0.47509 | 0 | 0 | 0 | 0 | 0 | 0 | 0 | 0 | 0 | 0 | 0 | 0 | 0 | 0 | 22.4129 | 22.4129 | 0 | 0 | 0 | 10.6482 | 0 | 0 | 0 | 0 | 0 | 0 | 0 | 0
[35 empty] | 7.3.2.4 Forecast of a fire risk index fire potential index or similar | WPSPS | Transmission and Distribution System | 2020 | 1 | 0 | 0 | 298.839 | 298.839 | 0 | 0 | 0 | 0 | 0 | 0 | 0 | 0 | 0 | 0 | 0 | 0 | 298.839 | 0 | 0 | 0 | 0 | 0 | 0 | 0 | 0 | 0 | 0 | 0
[35 empty] | 7.3.2.4 Forecast of a fire risk index fire potential index or similar | WPSPS | Transmission and Distribution System | 2021 | 1 | 0 | 0 | 0 | 0 | 0 | 0 | 298.839 | 298.839 | 0 | 0 | 0 | 0 | 0 | 0 | 0 | 0 | 0 | 298.839 | 0 | 0 | 0 | 0 | 0 | 0 | 0 | 0 | 0 | 0
[35 empty] | 7.3.2.4 Forecast of a fire risk index fire potential index or similar | WPSPS | Transmission and Distribution System | 2022 | 0.93458 | 0 | 0 | 0 | 0 | 0 | 0 | 0 | 0 | 0 | 0 | 298.839 | 298.839 | 0 | 0 | 0 | 0 | 0 | 0 | 279.2888 | 0 | 0 | 0 | 0 | 0 | 298.839 | 279.2888 | 298.839 | 279.2888
[35 empty] | 7.3.2.4 Forecast of a fire risk index fire potential index or similar | WPSPS | Transmission and Distribution System | 2023 | 0.87344 | 0 | 0 | 0 | 0 | 0 | 0 | 0 | 0 | 0 | 0 | 0 | 0 | 0 | 0 | 298.839 | 298.839 | 0 | 0 | 0 | 261.0175 | 0 | 0 | 0 | 0 | 0 | 0 | 0 | 0
[35 empty] | 7.3.2.6 Weather forecasting and estimating impacts on electric lines and equipment | WPSPS | Transmission and Distribution System | 2020 | 1 | 0 | 0 | 298.839 | 298.839 | 0 | 0 | 0 | 0 | 0 | 0 | 0 | 0 | 0 | 0 | 0 | 0 | 298.839 | 0 | 0 | 0 | 0 | 0 | 0 | 0 | 0 | 0 | 0 | 0
[35 empty] | 7.3.2.6 Weather forecasting and estimating impacts on electric lines and equipment | WPSPS | Transmission and Distribution System | 2021 | 1 | 0 | 0 | 0 | 0 | 0 | 0 | 298.839 | 298.839 | 0 | 0 | 0 | 0 | 0 | 0 | 0 | 0 | 0 | 298.839 | 0 | 0 | 0 | 0 | 0 | 0 | 0 | 0 | 0 | 0
[35 empty] | 7.3.2.6 Weather forecasting and estimating impacts on electric lines and equipment | WPSPS | Transmission and Distribution System | 2022 | 0.93458 | 0 | 0 | 0 | 0 | 0 | 0 | 0 | 0 | 0 | 0 | 298.839 | 298.839 | 0 | 0 | 0 | 0 | 0 | 0 | 279.2888 | 0 | 0 | 0 | 0 | 0 | 298.839 | 279.2888 | 298.839 | 279.2888
[35 empty] | 7.3.2.6 Weather forecasting and estimating impacts on electric lines and equipment | WPSPS | Transmission and Distribution System | 2023 | 0.87344 | 0 | 0 | 0 | 0 | 0 | 0 | 0 | 0 | 0 | 0 | 0 | 0 | 0 | 0 | 298.839 | 298.839 | 0 | 0 | 0 | 261.0175 | 0 | 0 | 0 | 0 | 0 | 0 | 0 | 0
[35 empty] | 7.3.3.8.1 Grid topology improvements to mitigate or reduce PSPS events Distribution Line Sectionalizing | WPSPS | Transmission and Distribution System | 2020 | 1 | 0 | 0 | 5.9167 | 5.9167 | 0 | 0 | 0 | 0 | 0 | 0 | 0 | 0 | 0 | 0 | 0 | 0 | 5.9167 | 0 | 0 | 0 | 0 | 0 | 0 | 0 | 0 | 0 | 0 | 0
[35 empty] | 7.3.3.8.1 Grid topology improvements to mitigate or reduce PSPS events Distribution Line Sectionalizing | WPSPS | Transmission and Distribution System | 2021 | 1 | 0 | 0 | 5.9167 | 5.9167 | 0 | 0 | 5.9167 | 5.9167 | 0 | 0 | 0 | 0 | 0 | 0 | 0 | 0 | 5.9167 | 5.9167 | 0 | 0 | 0 | 0 | 0 | 0 | 0 | 0 | 0 | 0
[35 empty] | 7.3.3.8.1 Grid topology improvements to mitigate or reduce PSPS events Distribution Line Sectionalizing | WPSPS | Transmission and Distribution System | 2022 | 0.93458 | 0 | 0 | 5.9167 | 5.9167 | 0 | 0 | 5.9167 | 5.9167 | 0 | 0 | 5.9167 | 5.9167 | 0 | 0 | 0 | 0 | 5.5296 | 5.5296 | 5.5296 | 0 | 0 | 0 | 0 | 0 | 5.9167 | 5.5296 | 5.9167 | 5.5296
[35 empty] | 7.3.3.8.1 Grid topology improvements to mitigate or reduce PSPS events Distribution Line Sectionalizing | WPSPS | Transmission and Distribution System | 2023 | 0.87344 | 0 | 0 | 5.9167 | 5.9167 | 0 | 0 | 5.9167 | 5.9167 | 0 | 0 | 5.9167 | 5.9167 | 0 | 0 | 5.9167 | 5.9167 | 5.1679 | 5.1679 | 5.1679 | 5.1679 | 0 | 0 | 0 | 0 | 5.9167 | 5.1679 | 5.9167 | 5.1679
[35 empty] | 7.3.3.8.1 Grid topology improvements to mitigate or reduce PSPS events Distribution Line Sectionalizing | WPSPS | Transmission and Distribution System | 2024 | 0.8163 | 0 | 0 | 5.9167 | 5.9167 | 0 | 0 | 5.9167 | 5.9167 | 0 | 0 | 5.9167 | 5.9167 | 0 | 0 | 5.9167 | 5.9167 | 4.8298 | 4.8298 | 4.8298 | 4.8298 | 0 | 0 | 0 | 0 | 5.9167 | 4.8298 | 5.9167 | 4.8298
[35 empty] | 7.3.3.8.1 Grid topology improvements to mitigate or reduce PSPS events Distribution Line Sectionalizing | WPSPS | Transmission and Distribution System | 2025 | 0.7629 | 0 | 0 | 5.9167 | 5.9167 | 0 | 0 | 5.9167 | 5.9167 | 0 | 0 | 5.9167 | 5.9167 | 0 | 0 | 5.9167 | 5.9167 | 4.5138 | 4.5138 | 4.5138 | 4.5138 | 0 | 0 | 0 | 0 | 5.9167 | 4.5138 | 5.9167 | 4.5138
[35 empty] | 7.3.3.8.1 Grid topology improvements to mitigate or reduce PSPS events Distribution Line Sectionalizing | WPSPS | Transmission and Distribution System | 2026 | 0.71299 | 0 | 0 | 5.9167 | 5.9167 | 0 | 0 | 5.9167 | 5.9167 | 0 | 0 | 5.9167 | 5.9167 | 0 | 0 | 5.9167 | 5.9167 | 4.2185 | 4.2185 | 4.2185 | 4.2185 | 0 | 0 | 0 | 0 | 5.9167 | 4.2185 | 5.9167 | 4.2185
[35 empty] | 7.3.3.8.1 Grid topology improvements to mitigate or reduce PSPS events Distribution Line Sectionalizing | WPSPS | Transmission and Distribution System | 2027 | 0.66634 | 0 | 0 | 5.9167 | 5.9167 | 0 | 0 | 5.9167 | 5.9167 | 0 | 0 | 5.9167 | 5.9167 | 0 | 0 | 5.9167 | 5.9167 | 3.9426 | 3.9426 | 3.9426 | 3.9426 | 0 | 0 | 0 | 0 | 5.9167 | 3.9426 | 5.9167 | 3.9426
[35 empty] | 7.3.3.8.1 Grid topology improvements to mitigate or reduce PSPS events Distribution Line Sectionalizing | WPSPS | Transmission and Distribution System | 2028 | 0.62275 | 0 | 0 | 5.9167 | 5.9167 | 0 | 0 | 5.9167 | 5.9167 | 0 | 0 | 5.9167 | 5.9167 | 0 | 0 | 5.9167 | 5.9167 | 3.6846 | 3.6846 | 3.6846 | 3.6846 | 0 | 0 | 0 | 0 | 5.9167 | 3.6846 | 5.9167 | 3.6846
[35 empty] | 7.3.3.8.1 Grid topology improvements to mitigate or reduce PSPS events Distribution Line Sectionalizing | WPSPS | Transmission and Distribution System | 2029 | 0.58201 | 0 | 0 | 5.9167 | 5.9167 | 0 | 0 | 5.9167 | 5.9167 | 0 | 0 | 5.9167 | 5.9167 | 0 | 0 | 5.9167 | 5.9167 | 3.4436 | 3.4436 | 3.4436 | 3.4436 | 0 | 0 | 0 | 0 | 5.9167 | 3.4436 | 5.9167 | 3.4436
[35 empty] | 7.3.3.8.1 Grid topology improvements to mitigate or reduce PSPS events Distribution Line Sectionalizing | WPSPS | Transmission and Distribution System | 2030 | 0.54393 | 0 | 0 | 0 | 0 | 0 | 0 | 5.9167 | 5.9167 | 0 | 0 | 5.9167 | 5.9167 | 0 | 0 | 5.9167 | 5.9167 | 0 | 3.2183 | 3.2183 | 3.2183 | 0 | 0 | 0 | 0 | 5.9167 | 3.2183 | 5.9167 | 3.2183
[35 empty] | 7.3.3.8.1 Grid topology improvements to mitigate or reduce PSPS events Distribution Line Sectionalizing | WPSPS | Transmission and Distribution System | 2031 | 0.50835 | 0 | 0 | 0 | 0 | 0 | 0 | 0 | 0 | 0 | 0 | 5.9167 | 5.9167 | 0 | 0 | 5.9167 | 5.9167 | 0 | 0 | 3.0078 | 3.0078 | 0 | 0 | 0 | 0 | 5.9167 | 3.0078 | 5.9167 | 3.0078
[35 empty] | 7.3.3.8.1 Grid topology improvements to mitigate or reduce PSPS events Distribution Line Sectionalizing | WPSPS | Transmission and Distribution System | 2032 | 0.47509 | 0 | 0 | 0 | 0 | 0 | 0 | 0 | 0 | 0 | 0 | 0 | 0 | 0 | 0 | 5.9167 | 5.9167 | 0 | 0 | 0 | 2.811 | 0 | 0 | 0 | 0 | 0 | 0 | 0 | 0
[35 empty] | 7.3.3.8.2 Grid topology improvements to mitigate or reduce PSPS events Transmission Line Sectionalizing | WPSPS | Transmission and Distribution System | 2020 | 1 | 0 | 0 | 24.6421 | 24.6421 | 0 | 0 | 0 | 0 | 0 | 0 | 0 | 0 | 0 | 0 | 0 | 0 | 24.6421 | 0 | 0 | 0 | 0 | 0 | 0 | 0 | 0 | 0 | 0 | 0
[35 empty] | 7.3.3.8.2 Grid topology improvements to mitigate or reduce PSPS events Transmission Line Sectionalizing | WPSPS | Transmission and Distribution System | 2021 | 1 | 0 | 0 | 24.6421 | 24.6421 | 0 | 0 | 24.6421 | 24.6421 | 0 | 0 | 0 | 0 | 0 | 0 | 0 | 0 | 24.6421 | 24.6421 | 0 | 0 | 0 | 0 | 0 | 0 | 0 | 0 | 0 | 0
[35 empty] | 7.3.3.8.2 Grid topology improvements to mitigate or reduce PSPS events Transmission Line Sectionalizing | WPSPS | Transmission and Distribution System | 2022 | 0.93458 | 0 | 0 | 24.6421 | 24.6421 | 0 | 0 | 24.6421 | 24.6421 | 0 | 0 | 24.6421 | 24.6421 | 0 | 0 | 0 | 0 | 23.03 | 23.03 | 23.03 | 0 | 0 | 0 | 0 | 0 | 24.6421 | 23.03 | 24.6421 | 23.03
[35 empty] | 7.3.3.8.2 Grid topology improvements to mitigate or reduce PSPS events Transmission Line Sectionalizing | WPSPS | Transmission and Distribution System | 2023 | 0.87344 | 0 | 0 | 24.6421 | 24.6421 | 0 | 0 | 24.6421 | 24.6421 | 0 | 0 | 24.6421 | 24.6421 | 0 | 0 | 24.6421 | 24.6421 | 21.5233 | 21.5233 | 21.5233 | 21.5233 | 0 | 0 | 0 | 0 | 24.6421 | 21.5233 | 24.6421 | 21.5233
[35 empty] | 7.3.3.8.2 Grid topology improvements to mitigate or reduce PSPS events Transmission Line Sectionalizing | WPSPS | Transmission and Distribution System | 2024 | 0.8163 | 0 | 0 | 24.6421 | 24.6421 | 0 | 0 | 24.6421 | 24.6421 | 0 | 0 | 24.6421 | 24.6421 | 0 | 0 | 24.6421 | 24.6421 | 20.1153 | 20.1153 | 20.1153 | 20.1153 | 0 | 0 | 0 | 0 | 24.6421 | 20.1153 | 24.6421 | 20.1153
[35 empty] | 7.3.3.8.2 Grid topology improvements to mitigate or reduce PSPS events Transmission Line Sectionalizing | WPSPS | Transmission and Distribution System | 2025 | 0.7629 | 0 | 0 | 24.6421 | 24.6421 | 0 | 0 | 24.6421 | 24.6421 | 0 | 0 | 24.6421 | 24.6421 | 0 | 0 | 24.6421 | 24.6421 | 18.7993 | 18.7993 | 18.7993 | 18.7993 | 0 | 0 | 0 | 0 | 24.6421 | 18.7993 | 24.6421 | 18.7993
[35 empty] | 7.3.3.8.2 Grid topology improvements to mitigate or reduce PSPS events Transmission Line Sectionalizing | WPSPS | Transmission and Distribution System | 2026 | 0.71299 | 0 | 0 | 24.6421 | 24.6421 | 0 | 0 | 24.6421 | 24.6421 | 0 | 0 | 24.6421 | 24.6421 | 0 | 0 | 24.6421 | 24.6421 | 17.5695 | 17.5695 | 17.5695 | 17.5695 | 0 | 0 | 0 | 0 | 24.6421 | 17.5695 | 24.6421 | 17.5695
[35 empty] | 7.3.3.8.2 Grid topology improvements to mitigate or reduce PSPS events Transmission Line Sectionalizing | WPSPS | Transmission and Distribution System | 2027 | 0.66634 | 0 | 0 | 24.6421 | 24.6421 | 0 | 0 | 24.6421 | 24.6421 | 0 | 0 | 24.6421 | 24.6421 | 0 | 0 | 24.6421 | 24.6421 | 16.4201 | 16.4201 | 16.4201 | 16.4201 | 0 | 0 | 0 | 0 | 24.6421 | 16.4201 | 24.6421 | 16.4201
[35 empty] | 7.3.3.8.2 Grid topology improvements to mitigate or reduce PSPS events Transmission Line Sectionalizing | WPSPS | Transmission and Distribution System | 2028 | 0.62275 | 0 | 0 | 24.6421 | 24.6421 | 0 | 0 | 24.6421 | 24.6421 | 0 | 0 | 24.6421 | 24.6421 | 0 | 0 | 24.6421 | 24.6421 | 15.3458 | 15.3458 | 15.3458 | 15.3458 | 0 | 0 | 0 | 0 | 24.6421 | 15.3458 | 24.6421 | 15.3458
[35 empty] | 7.3.3.8.2 Grid topology improvements to mitigate or reduce PSPS events Transmission Line Sectionalizing | WPSPS | Transmission and Distribution System | 2029 | 0.58201 | 0 | 0 | 24.6421 | 24.6421 | 0 | 0 | 24.6421 | 24.6421 | 0 | 0 | 24.6421 | 24.6421 | 0 | 0 | 24.6421 | 24.6421 | 14.3419 | 14.3419 | 14.3419 | 14.3419 | 0 | 0 | 0 | 0 | 24.6421 | 14.3419 | 24.6421 | 14.3419
[35 empty] | 7.3.3.8.2 Grid topology improvements to mitigate or reduce PSPS events Transmission Line Sectionalizing | WPSPS | Transmission and Distribution System | 2030 | 0.54393 | 0 | 0 | 0 | 0 | 0 | 0 | 24.6421 | 24.6421 | 0 | 0 | 24.6421 | 24.6421 | 0 | 0 | 24.6421 | 24.6421 | 0 | 13.4037 | 13.4037 | 13.4037 | 0 | 0 | 0 | 0 | 24.6421 | 13.4037 | 24.6421 | 13.4037
[35 empty] | 7.3.3.8.2 Grid topology improvements to mitigate or reduce PSPS events Transmission Line Sectionalizing | WPSPS | Transmission and Distribution System | 2031 | 0.50835 | 0 | 0 | 0 | 0 | 0 | 0 | 0 | 0 | 0 | 0 | 24.6421 | 24.6421 | 0 | 0 | 24.6421 | 24.6421 | 0 | 0 | 12.5268 | 12.5268 | 0 | 0 | 0 | 0 | 24.6421 | 12.5268 | 24.6421 | 12.5268
[35 empty] | 7.3.3.8.2 Grid topology improvements to mitigate or reduce PSPS events Transmission Line Sectionalizing | WPSPS | Transmission and Distribution System | 2032 | 0.47509 | 0 | 0 | 0 | 0 | 0 | 0 | 0 | 0 | 0 | 0 | 0 | 0 | 0 | 0 | 24.6421 | 24.6421 | 0 | 0 | 0 | 11.7073 | 0 | 0 | 0 | 0 | 0 | 0 | 0 | 0
[35 empty] | 7.3.3.11.1 Mitigation of impact on customers and other residents affected during PSPS event Generation for PSPS Mitigation | WPSPS | Transmission and Distribution System | 2020 | 1 | 0 | 0 | 6.7165 | 6.7165 | 0 | 0 | 0 | 0 | 0 | 0 | 0 | 0 | 0 | 0 | 0 | 0 | 6.7165 | 0 | 0 | 0 | 0 | 0 | 0 | 0 | 0 | 0 | 0 | 0
[35 empty] | 7.3.3.11.1 Mitigation of impact on customers and other residents affected during PSPS event Generation for PSPS Mitigation | WPSPS | Transmission and Distribution System | 2021 | 1 | 0 | 0 | 6.7165 | 6.7165 | 0 | 0 | 6.7165 | 6.7165 | 0 | 0 | 0 | 0 | 0 | 0 | 0 | 0 | 6.7165 | 6.7165 | 0 | 0 | 0 | 0 | 0 | 0 | 0 | 0 | 0 | 0
[35 empty] | 7.3.3.11.1 Mitigation of impact on customers and other residents affected during PSPS event Generation for PSPS Mitigation | WPSPS | Transmission and Distribution System | 2022 | 0.93458 | 0 | 0 | 6.7165 | 6.7165 | 0 | 0 | 6.7165 | 6.7165 | 0 | 0 | 6.7165 | 6.7165 | 0 | 0 | 0 | 0 | 6.2771 | 6.2771 | 6.2771 | 0 | 0 | 0 | 0 | 0 | 6.7165 | 6.2771 | 6.7165 | 6.2771
[35 empty] | 7.3.3.11.1 Mitigation of impact on customers and other residents affected during PSPS event Generation for PSPS Mitigation | WPSPS | Transmission and Distribution System | 2023 | 0.87344 | 0 | 0 | 6.7165 | 6.7165 | 0 | 0 | 6.7165 | 6.7165 | 0 | 0 | 6.7165 | 6.7165 | 0 | 0 | 6.7165 | 6.7165 | 5.8664 | 5.8664 | 5.8664 | 5.8664 | 0 | 0 | 0 | 0 | 6.7165 | 5.8664 | 6.7165 | 5.8664
[35 empty] | 7.3.3.11.1 Mitigation of impact on customers and other residents affected during PSPS event Generation for PSPS Mitigation | WPSPS | Transmission and Distribution System | 2024 | 0.8163 | 0 | 0 | 6.7165 | 6.7165 | 0 | 0 | 6.7165 | 6.7165 | 0 | 0 | 6.7165 | 6.7165 | 0 | 0 | 6.7165 | 6.7165 | 5.4827 | 5.4827 | 5.4827 | 5.4827 | 0 | 0 | 0 | 0 | 6.7165 | 5.4827 | 6.7165 | 5.4827
[35 empty] | 7.3.3.11.1 Mitigation of impact on customers and other residents affected during PSPS event Generation for PSPS Mitigation | WPSPS | Transmission and Distribution System | 2025 | 0.7629 | 0 | 0 | 6.7165 | 6.7165 | 0 | 0 | 6.7165 | 6.7165 | 0 | 0 | 6.7165 | 6.7165 | 0 | 0 | 6.7165 | 6.7165 | 5.124 | 5.124 | 5.124 | 5.124 | 0 | 0 | 0 | 0 | 6.7165 | 5.124 | 6.7165 | 5.124
[35 empty] | 7.3.3.11.1 Mitigation of impact on customers and other residents affected during PSPS event Generation for PSPS Mitigation | WPSPS | Transmission and Distribution System | 2026 | 0.71299 | 0 | 0 | 6.7165 | 6.7165 | 0 | 0 | 6.7165 | 6.7165 | 0 | 0 | 6.7165 | 6.7165 | 0 | 0 | 6.7165 | 6.7165 | 4.7888 | 4.7888 | 4.7888 | 4.7888 | 0 | 0 | 0 | 0 | 6.7165 | 4.7888 | 6.7165 | 4.7888
[35 empty] | 7.3.3.11.1 Mitigation of impact on customers and other residents affected during PSPS event Generation for PSPS Mitigation | WPSPS | Transmission and Distribution System | 2027 | 0.66634 | 0 | 0 | 6.7165 | 6.7165 | 0 | 0 | 6.7165 | 6.7165 | 0 | 0 | 6.7165 | 6.7165 | 0 | 0 | 6.7165 | 6.7165 | 4.4755 | 4.4755 | 4.4755 | 4.4755 | 0 | 0 | 0 | 0 | 6.7165 | 4.4755 | 6.7165 | 4.4755
[35 empty] | 7.3.3.11.1 Mitigation of impact on customers and other residents affected during PSPS event Generation for PSPS Mitigation | WPSPS | Transmission and Distribution System | 2028 | 0.62275 | 0 | 0 | 6.7165 | 6.7165 | 0 | 0 | 6.7165 | 6.7165 | 0 | 0 | 6.7165 | 6.7165 | 0 | 0 | 6.7165 | 6.7165 | 4.1827 | 4.1827 | 4.1827 | 4.1827 | 0 | 0 | 0 | 0 | 6.7165 | 4.1827 | 6.7165 | 4.1827
[35 empty] | 7.3.3.11.1 Mitigation of impact on customers and other residents affected during PSPS event Generation for PSPS Mitigation | WPSPS | Transmission and Distribution System | 2029 | 0.58201 | 0 | 0 | 6.7165 | 6.7165 | 0 | 0 | 6.7165 | 6.7165 | 0 | 0 | 6.7165 | 6.7165 | 0 | 0 | 6.7165 | 6.7165 | 3.9091 | 3.9091 | 3.9091 | 3.9091 | 0 | 0 | 0 | 0 | 6.7165 | 3.9091 | 6.7165 | 3.9091
[35 empty] | 7.3.3.11.1 Mitigation of impact on customers and other residents affected during PSPS event Generation for PSPS Mitigation | WPSPS | Transmission and Distribution System | 2030 | 0.54393 | 0 | 0 | 0 | 0 | 0 | 0 | 6.7165 | 6.7165 | 0 | 0 | 6.7165 | 6.7165 | 0 | 0 | 6.7165 | 6.7165 | 0 | 3.6533 | 3.6533 | 3.6533 | 0 | 0 | 0 | 0 | 6.7165 | 3.6533 | 6.7165 | 3.6533
[35 empty] | 7.3.3.11.1 Mitigation of impact on customers and other residents affected during PSPS event Generation for PSPS Mitigation | WPSPS | Transmission and Distribution System | 2031 | 0.50835 | 0 | 0 | 0 | 0 | 0 | 0 | 0 | 0 | 0 | 0 | 6.7165 | 6.7165 | 0 | 0 | 6.7165 | 6.7165 | 0 | 0 | 3.4143 | 3.4143 | 0 | 0 | 0 | 0 | 6.7165 | 3.4143 | 6.7165 | 3.4143
[35 empty] | 7.3.3.11.1 Mitigation of impact on customers and other residents affected during PSPS event Generation for PSPS Mitigation | WPSPS | Transmission and Distribution System | 2032 | 0.47509 | 0 | 0 | 0 | 0 | 0 | 0 | 0 | 0 | 0 | 0 | 0 | 0 | 0 | 0 | 6.7165 | 6.7165 | 0 | 0 | 0 | 3.191 | 0 | 0 | 0 | 0 | 0 | 0 | 0 | 0
[35 empty] | 7.3.3.11.2 Mitigation of impact on customers and other residents affected during PSPS event Substation activities to enable reduction of PSPS impacts | WPSPS | Transmission and Distribution System | 2020 | 1 | 0 | 0 | 6.0317 | 6.0317 | 0 | 0 | 0 | 0 | 0 | 0 | 0 | 0 | 0 | 0 | 0 | 0 | 6.0317 | 0 | 0 | 0 | 0 | 0 | 0 | 0 | 0 | 0 | 0 | 0
[35 empty] | 7.3.3.11.2 Mitigation of impact on customers and other residents affected during PSPS event Substation activities to enable reduction of PSPS impacts | WPSPS | Transmission and Distribution System | 2021 | 1 | 0 | 0 | 6.0317 | 6.0317 | 0 | 0 | 6.0317 | 6.0317 | 0 | 0 | 0 | 0 | 0 | 0 | 0 | 0 | 6.0317 | 6.0317 | 0 | 0 | 0 | 0 | 0 | 0 | 0 | 0 | 0 | 0
[35 empty] | 7.3.3.11.2 Mitigation of impact on customers and other residents affected during PSPS event Substation activities to enable reduction of PSPS impacts | WPSPS | Transmission and Distribution System | 2022 | 0.93458 | 0 | 0 | 6.0317 | 6.0317 | 0 | 0 | 6.0317 | 6.0317 | 0 | 0 | 6.0317 | 6.0317 | 0 | 0 | 0 | 0 | 5.6371 | 5.6371 | 5.6371 | 0 | 0 | 0 | 0 | 0 | 6.0317 | 5.6371 | 6.0317 | 5.6371
[35 empty] | 7.3.3.11.2 Mitigation of impact on customers and other residents affected during PSPS event Substation activities to enable reduction of PSPS impacts | WPSPS | Transmission and Distribution System | 2023 | 0.87344 | 0 | 0 | 6.0317 | 6.0317 | 0 | 0 | 6.0317 | 6.0317 | 0 | 0 | 6.0317 | 6.0317 | 0 | 0 | 6.0317 | 6.0317 | 5.2683 | 5.2683 | 5.2683 | 5.2683 | 0 | 0 | 0 | 0 | 6.0317 | 5.2683 | 6.0317 | 5.2683
[35 empty] | 7.3.3.11.2 Mitigation of impact on customers and other residents affected during PSPS event Substation activities to enable reduction of PSPS impacts | WPSPS | Transmission and Distribution System | 2024 | 0.8163 | 0 | 0 | 6.0317 | 6.0317 | 0 | 0 | 6.0317 | 6.0317 | 0 | 0 | 6.0317 | 6.0317 | 0 | 0 | 6.0317 | 6.0317 | 4.9236 | 4.9236 | 4.9236 | 4.9236 | 0 | 0 | 0 | 0 | 6.0317 | 4.9236 | 6.0317 | 4.9236
[35 empty] | 7.3.3.11.2 Mitigation of impact on customers and other residents affected during PSPS event Substation activities to enable reduction of PSPS impacts | WPSPS | Transmission and Distribution System | 2025 | 0.7629 | 0 | 0 | 6.0317 | 6.0317 | 0 | 0 | 6.0317 | 6.0317 | 0 | 0 | 6.0317 | 6.0317 | 0 | 0 | 6.0317 | 6.0317 | 4.6015 | 4.6015 | 4.6015 | 4.6015 | 0 | 0 | 0 | 0 | 6.0317 | 4.6015 | 6.0317 | 4.6015
[35 empty] | 7.3.3.11.2 Mitigation of impact on customers and other residents affected during PSPS event Substation activities to enable reduction of PSPS impacts | WPSPS | Transmission and Distribution System | 2026 | 0.71299 | 0 | 0 | 6.0317 | 6.0317 | 0 | 0 | 6.0317 | 6.0317 | 0 | 0 | 6.0317 | 6.0317 | 0 | 0 | 6.0317 | 6.0317 | 4.3005 | 4.3005 | 4.3005 | 4.3005 | 0 | 0 | 0 | 0 | 6.0317 | 4.3005 | 6.0317 | 4.3005
[35 empty] | 7.3.3.11.2 Mitigation of impact on customers and other residents affected during PSPS event Substation activities to enable reduction of PSPS impacts | WPSPS | Transmission and Distribution System | 2027 | 0.66634 | 0 | 0 | 6.0317 | 6.0317 | 0 | 0 | 6.0317 | 6.0317 | 0 | 0 | 6.0317 | 6.0317 | 0 | 0 | 6.0317 | 6.0317 | 4.0191 | 4.0191 | 4.0191 | 4.0191 | 0 | 0 | 0 | 0 | 6.0317 | 4.0191 | 6.0317 | 4.0191
[35 empty] | 7.3.3.11.2 Mitigation of impact on customers and other residents affected during PSPS event Substation activities to enable reduction of PSPS impacts | WPSPS | Transmission and Distribution System | 2028 | 0.62275 | 0 | 0 | 6.0317 | 6.0317 | 0 | 0 | 6.0317 | 6.0317 | 0 | 0 | 6.0317 | 6.0317 | 0 | 0 | 6.0317 | 6.0317 | 3.7562 | 3.7562 | 3.7562 | 3.7562 | 0 | 0 | 0 | 0 | 6.0317 | 3.7562 | 6.0317 | 3.7562
[35 empty] | 7.3.3.11.2 Mitigation of impact on customers and other residents affected during PSPS event Substation activities to enable reduction of PSPS impacts | WPSPS | Transmission and Distribution System | 2029 | 0.58201 | 0 | 0 | 6.0317 | 6.0317 | 0 | 0 | 6.0317 | 6.0317 | 0 | 0 | 6.0317 | 6.0317 | 0 | 0 | 6.0317 | 6.0317 | 3.5105 | 3.5105 | 3.5105 | 3.5105 | 0 | 0 | 0 | 0 | 6.0317 | 3.5105 | 6.0317 | 3.5105
[35 empty] | 7.3.3.11.2 Mitigation of impact on customers and other residents affected during PSPS event Substation activities to enable reduction of PSPS impacts | WPSPS | Transmission and Distribution System | 2030 | 0.54393 | 0 | 0 | 0 | 0 | 0 | 0 | 6.0317 | 6.0317 | 0 | 0 | 6.0317 | 6.0317 | 0 | 0 | 6.0317 | 6.0317 | 0 | 3.2808 | 3.2808 | 3.2808 | 0 | 0 | 0 | 0 | 6.0317 | 3.2808 | 6.0317 | 3.2808
[35 empty] | 7.3.3.11.2 Mitigation of impact on customers and other residents affected during PSPS event Substation activities to enable reduction of PSPS impacts | WPSPS | Transmission and Distribution System | 2031 | 0.50835 | 0 | 0 | 0 | 0 | 0 | 0 | 0 | 0 | 0 | 0 | 6.0317 | 6.0317 | 0 | 0 | 6.0317 | 6.0317 | 0 | 0 | 3.0662 | 3.0662 | 0 | 0 | 0 | 0 | 6.0317 | 3.0662 | 6.0317 | 3.0662
[35 empty] | 7.3.3.11.2 Mitigation of impact on customers and other residents affected during PSPS event Substation activities to enable reduction of PSPS impacts | WPSPS | Transmission and Distribution System | 2032 | 0.47509 | 0 | 0 | 0 | 0 | 0 | 0 | 0 | 0 | 0 | 0 | 0 | 0 | 0 | 0 | 6.0317 | 6.0317 | 0 | 0 | 0 | 2.8656 | 0 | 0 | 0 | 0 | 0 | 0 | 0 | 0
[35 empty] | 7.3.6.4-D Protocols for PSPS Re-Energization Distribution | WPSPS | Transmission and Distribution System | 2020 | 1 | 0 | 0 | 26.8466 | 26.8466 | 0 | 0 | 0 | 0 | 0 | 0 | 0 | 0 | 0 | 0 | 0 | 0 | 26.8466 | 0 | 0 | 0 | 0 | 0 | 0 | 0 | 0 | 0 | 0 | 0
[35 empty] | 7.3.6.4-D Protocols for PSPS Re-Energization Distribution | WPSPS | Transmission and Distribution System | 2021 | 1 | 0 | 0 | 0 | 0 | 0 | 0 | 26.8466 | 26.8466 | 0 | 0 | 0 | 0 | 0 | 0 | 0 | 0 | 0 | 26.8466 | 0 | 0 | 0 | 0 | 0 | 0 | 0 | 0 | 0 | 0
[35 empty] | 7.3.6.4-D Protocols for PSPS Re-Energization Distribution | WPSPS | Transmission and Distribution System | 2022 | 0.93458 | 0 | 0 | 0 | 0 | 0 | 0 | 0 | 0 | 0 | 0 | 26.8466 | 26.8466 | 0 | 0 | 0 | 0 | 0 | 0 | 25.0903 | 0 | 0 | 0 | 0 | 0 | 26.8466 | 25.0903 | 26.8466 | 25.0903
[35 empty] | 7.3.6.4-D Protocols for PSPS Re-Energization Distribution | WPSPS | Transmission and Distribution System | 2023 | 0.87344 | 0 | 0 | 0 | 0 | 0 | 0 | 0 | 0 | 0 | 0 | 0 | 0 | 0 | 0 | 26.8466 | 26.8466 | 0 | 0 | 0 | 23.4489 | 0 | 0 | 0 | 0 | 0 | 0 | 0 | 0
[35 empty] | 7.3.6.4-T Protocols for PSPS Re-Energization Transmission | WPSPS | Transmission and Distribution System | 2020 | 1 | 0 | 0 | 6.2719 | 6.2719 | 0 | 0 | 0 | 0 | 0 | 0 | 0 | 0 | 0 | 0 | 0 | 0 | 6.2719 | 0 | 0 | 0 | 0 | 0 | 0 | 0 | 0 | 0 | 0 | 0
[35 empty] | 7.3.6.4-T Protocols for PSPS Re-Energization Transmission | WPSPS | Transmission and Distribution System | 2021 | 1 | 0 | 0 | 0 | 0 | 0 | 0 | 6.2719 | 6.2719 | 0 | 0 | 0 | 0 | 0 | 0 | 0 | 0 | 0 | 6.2719 | 0 | 0 | 0 | 0 | 0 | 0 | 0 | 0 | 0 | 0
[35 empty] | 7.3.6.4-T Protocols for PSPS Re-Energization Transmission | WPSPS | Transmission and Distribution System | 2022 | 0.93458 | 0 | 0 | 0 | 0 | 0 | 0 | 0 | 0 | 0 | 0 | 6.2719 | 6.2719 | 0 | 0 | 0 | 0 | 0 | 0 | 5.8615 | 0 | 0 | 0 | 0 | 0 | 6.2719 | 5.8615 | 6.2719 | 5.8615
[35 empty] | 7.3.6.4-T Protocols for PSPS Re-Energization Transmission | WPSPS | Transmission and Distribution System | 2023 | 0.87344 | 0 | 0 | 0 | 0 | 0 | 0 | 0 | 0 | 0 | 0 | 0 | 0 | 0 | 0 | 6.2719 | 6.2719 | 0 | 0 | 0 | 5.4781 | 0 | 0 | 0 | 0 | 0 | 0 | 0 | 0
[35 empty] | 7.3.6.7 Aviation Support | WPSPS | Transmission and Distribution System | 2020 | 1 | 0 | 0 | 208.271 | 208.271 | 0 | 0 | 0 | 0 | 0 | 0 | 0 | 0 | 0 | 0 | 0 | 0 | 208.271 | 0 | 0 | 0 | 0 | 0 | 0 | 0 | 0 | 0 | 0 | 0
[35 empty] | 7.3.6.7 Aviation Support | WPSPS | Transmission and Distribution System | 2021 | 1 | 0 | 0 | 0 | 0 | 0 | 0 | 208.271 | 208.271 | 0 | 0 | 0 | 0 | 0 | 0 | 0 | 0 | 0 | 208.271 | 0 | 0 | 0 | 0 | 0 | 0 | 0 | 0 | 0 | 0
[35 empty] | 7.3.6.7 Aviation Support | WPSPS | Transmission and Distribution System | 2022 | 0.93458 | 0 | 0 | 0 | 0 | 0 | 0 | 0 | 0 | 0 | 0 | 208.271 | 208.271 | 0 | 0 | 0 | 0 | 0 | 0 | 194.6458 | 0 | 0 | 0 | 0 | 0 | 208.271 | 194.6458 | 208.271 | 194.6458
[35 empty] | 7.3.6.7 Aviation Support | WPSPS | Transmission and Distribution System | 2023 | 0.87344 | 0 | 0 | 0 | 0 | 0 | 0 | 0 | 0 | 0 | 0 | 0 | 0 | 0 | 0 | 208.271 | 208.271 | 0 | 0 | 0 | 181.912 | 0 | 0 | 0 | 0 | 0 | 0 | 0 | 0
[149 empty] | 7.3.2.1.3 Advanced weather monitoring and weather stations Weather StationsWLDFRElectric Reliability | WLDFR | HFTD - Distribution - Tier 2 - 3QU CoRE ¦ 3QU LoRE | Red Flag Warning - Destructive Fires | 2021 | Electric Reliability | 222.2294 | 808.5801 | 2021 | Mitigation | 0.011149 | 10 | 0 | esc | 0.011149 | 2.4776 | 0.011149 | 2.4776 | 0 | 0 | 0 | 0
[149 empty] | 7.3.2.1.3 Advanced weather monitoring and weather stations Weather StationsWLDFRElectric Reliability | WLDFR | HFTD - Distribution - Tier 2 - 3QU CoRE ¦ 3QU LoRE | Red Flag Warning - Destructive Fires | 2022 | Electric Reliability | 222.2294 | 808.5801 | 2022 | Mitigation | 0.011149 | 10 | 0 | esc | 0.011149 | 2.4776 | 0.011149 | 2.4776 | 0.011149 | 2.4776 | 0 | 0
[149 empty] | 7.3.2.1.3 Advanced weather monitoring and weather stations Weather StationsWLDFRElectric Reliability | WLDFR | HFTD - Distribution - Tier 2 - 3QU CoRE ¦ 3QU LoRE | Red Flag Warning - Destructive Fires | 2023 | Electric Reliability | 233.2301 | 808.5801 | 2023 | Mitigation | 0.011149 | 10 | 0 | esc | 0.011149 | 2.6002 | 0.011149 | 2.6002 | 0.011149 | 2.6002 | 0.011149 | 2.6002
[149 empty] | 7.3.2.1.3 Advanced weather monitoring and weather stations Weather StationsWLDFRElectric Reliability | WLDFR | HFTD - Distribution - Tier 2 - 3QU CoRE ¦ 3QU LoRE | Red Flag Warning - Destructive Fires | 2024 | Electric Reliability | 233.2301 | 808.5801 | 2024 | Mitigation | 0.011149 | 10 | 0 | esc | 0.011149 | 2.6002 | 0.011149 | 2.6002 | 0.011149 | 2.6002 | 0.011149 | 2.6002
[149 empty] | 7.3.2.1.3 Advanced weather monitoring and weather stations Weather StationsWLDFRElectric Reliability | WLDFR | HFTD - Distribution - Tier 2 - 3QU CoRE ¦ 3QU LoRE | Red Flag Warning - Destructive Fires | 2025 | Electric Reliability | 233.2301 | 808.5801 | 2025 | Mitigation | 0.011149 | 10 | 0 | esc | 0.011149 | 2.6002 | 0.011149 | 2.6002 | 0.011149 | 2.6002 | 0.011149 | 2.6002
[149 empty] | 7.3.2.1.3 Advanced weather monitoring and weather stations Weather StationsWLDFRElectric Reliability | WLDFR | HFTD - Distribution - Tier 2 - 3QU CoRE ¦ 3QU LoRE | Red Flag Warning - Destructive Fires | 2026 | Electric Reliability | 233.2301 | 808.5801 | 2026 | Mitigation | 0.011149 | 10 | 0 | esc | 0.011149 | 2.6002 | 0.011149 | 2.6002 | 0.011149 | 2.6002 | 0.011149 | 2.6002
[149 empty] | 7.3.2.1.3 Advanced weather monitoring and weather stations Weather StationsWLDFRElectric Reliability | WLDFR | HFTD - Distribution - Tier 2 - 3QU CoRE ¦ 3QU LoRE | Red Flag Warning - Destructive Fires | 2027 | Electric Reliability | 233.2301 | 808.5801 | 2027 | Mitigation | 0.011149 | 10 | 0 | esc | 0.011149 | 2.6002 | 0.011149 | 2.6002 | 0.011149 | 2.6002 | 0.011149 | 2.6002
[149 empty] | 7.3.2.1.3 Advanced weather monitoring and weather stations Weather StationsWLDFRElectric Reliability | WLDFR | HFTD - Distribution - Tier 2 - 3QU CoRE ¦ 3QU LoRE | Red Flag Warning - Destructive Fires | 2028 | Electric Reliability | 247.273 | 808.5801 | 2028 | Mitigation | 0.011149 | 10 | 0 | esc | 0.011149 | 2.7568 | 0.011149 | 2.7568 | 0.011149 | 2.7568 | 0.011149 | 2.7568
[149 empty] | 7.3.2.1.3 Advanced weather monitoring and weather stations Weather StationsWLDFRElectric Reliability | WLDFR | HFTD - Distribution - Tier 2 - 3QU CoRE ¦ 3QU LoRE | Red Flag Warning - Destructive Fires | 2029 | Electric Reliability | 247.273 | 808.5801 | 2029 | Mitigation | 0.011149 | 10 | 0 | esc | 0.011149 | 2.7568 | 0.011149 | 2.7568 | 0.011149 | 2.7568 | 0.011149 | 2.7568
[149 empty] | 7.3.2.1.3 Advanced weather monitoring and weather stations Weather StationsWLDFRElectric Reliability | WLDFR | HFTD - Distribution - Tier 2 - 3QU CoRE ¦ 3QU LoRE | Red Flag Warning - Destructive Fires | 2030 | Electric Reliability | 247.273 | 808.5801 | 2030 | Mitigation | 0.011149 | 10 | 0 | esc | 0 | 0 | 0.011149 | 2.7568 | 0.011149 | 2.7568 | 0.011149 | 2.7568
[149 empty] | 7.3.2.1.3 Advanced weather monitoring and weather stations Weather StationsWLDFRElectric Reliability | WLDFR | HFTD - Distribution - Tier 2 - 3QU CoRE ¦ 3QU LoRE | Red Flag Warning - Destructive Fires | 2031 | Electric Reliability | 247.273 | 808.5801 | 2031 | Mitigation | 0.011149 | 10 | 0 | esc | 0 | 0 | 0 | 0 | 0.011149 | 2.7568 | 0.011149 | 2.7568
[149 empty] | 7.3.2.1.3 Advanced weather monitoring and weather stations Weather StationsWLDFRElectric Reliability | WLDFR | HFTD - Distribution - Tier 2 - 3QU CoRE ¦ 3QU LoRE | Red Flag Warning - Destructive Fires | 2032 | Electric Reliability | 247.273 | 808.5801 | 2032 | Mitigation | 0.011149 | 10 | 0 | esc | 0 | 0 | 0 | 0 | 0 | 0 | 0.011149 | 2.7568
[149 empty] | 7.3.2.1.3 Advanced weather monitoring and weather stations Weather StationsWLDFRElectric Reliability | WLDFR | HFTD - Distribution - Tier 2 - 3QU CoRE ¦ 3QU LoRE | Red Flag Warning - Large Fires | 2021 | Electric Reliability | 0.69642 | 808.5801 | 2021 | Mitigation | 0.011149 | 10 | 0 | esc | 0.011149 | 0.0077642 | 0.011149 | 0.0077642 | 0 | 0 | 0 | 0
[149 empty] | 7.3.2.1.3 Advanced weather monitoring and weather stations Weather StationsWLDFRElectric Reliability | WLDFR | HFTD - Distribution - Tier 2 - 3QU CoRE ¦ 3QU LoRE | Red Flag Warning - Large Fires | 2022 | Electric Reliability | 0.69642 | 808.5801 | 2022 | Mitigation | 0.011149 | 10 | 0 | esc | 0.011149 | 0.0077642 | 0.011149 | 0.0077642 | 0.011149 | 0.0077642 | 0 | 0
[149 empty] | 7.3.2.1.3 Advanced weather monitoring and weather stations Weather StationsWLDFRElectric Reliability | WLDFR | HFTD - Distribution - Tier 2 - 3QU CoRE ¦ 3QU LoRE | Red Flag Warning - Large Fires | 2023 | Electric Reliability | 0.71896 | 808.5801 | 2023 | Mitigation | 0.011149 | 10 | 0 | esc | 0.011149 | 0.0080156 | 0.011149 | 0.0080156 | 0.011149 | 0.0080156 | 0.011149 | 0.0080156
[149 empty] | 7.3.2.1.3 Advanced weather monitoring and weather stations Weather StationsWLDFRElectric Reliability | WLDFR | HFTD - Distribution - Tier 2 - 3QU CoRE ¦ 3QU LoRE | Red Flag Warning - Large Fires | 2024 | Electric Reliability | 0.71896 | 808.5801 | 2024 | Mitigation | 0.011149 | 10 | 0 | esc | 0.011149 | 0.0080156 | 0.011149 | 0.0080156 | 0.011149 | 0.0080156 | 0.011149 | 0.0080156
[149 empty] | 7.3.2.1.3 Advanced weather monitoring and weather stations Weather StationsWLDFRElectric Reliability | WLDFR | HFTD - Distribution - Tier 2 - 3QU CoRE ¦ 3QU LoRE | Red Flag Warning - Large Fires | 2025 | Electric Reliability | 0.71896 | 808.5801 | 2025 | Mitigation | 0.011149 | 10 | 0 | esc | 0.011149 | 0.0080156 | 0.011149 | 0.0080156 | 0.011149 | 0.0080156 | 0.011149 | 0.0080156
[149 empty] | 7.3.2.1.3 Advanced weather monitoring and weather stations Weather StationsWLDFRElectric Reliability | WLDFR | HFTD - Distribution - Tier 2 - 3QU CoRE ¦ 3QU LoRE | Red Flag Warning - Large Fires | 2026 | Electric Reliability | 0.71896 | 808.5801 | 2026 | Mitigation | 0.011149 | 10 | 0 | esc | 0.011149 | 0.0080156 | 0.011149 | 0.0080156 | 0.011149 | 0.0080156 | 0.011149 | 0.0080156
[149 empty] | 7.3.2.1.3 Advanced weather monitoring and weather stations Weather StationsWLDFRElectric Reliability | WLDFR | HFTD - Distribution - Tier 2 - 3QU CoRE ¦ 3QU LoRE | Red Flag Warning - Large Fires | 2027 | Electric Reliability | 0.71896 | 808.5801 | 2027 | Mitigation | 0.011149 | 10 | 0 | esc | 0.011149 | 0.0080156 | 0.011149 | 0.0080156 | 0.011149 | 0.0080156 | 0.011149 | 0.0080156
[149 empty] | 7.3.2.1.3 Advanced weather monitoring and weather stations Weather StationsWLDFRElectric Reliability | WLDFR | HFTD - Distribution - Tier 2 - 3QU CoRE ¦ 3QU LoRE | Red Flag Warning - Large Fires | 2028 | Electric Reliability | 0.74734 | 808.5801 | 2028 | Mitigation | 0.011149 | 10 | 0 | esc | 0.011149 | 0.0083319 | 0.011149 | 0.0083319 | 0.011149 | 0.0083319 | 0.011149 | 0.0083319
[149 empty] | 7.3.2.1.3 Advanced weather monitoring and weather stations Weather StationsWLDFRElectric Reliability | WLDFR | HFTD - Distribution - Tier 2 - 3QU CoRE ¦ 3QU LoRE | Red Flag Warning - Large Fires | 2029 | Electric Reliability | 0.74734 | 808.5801 | 2029 | Mitigation | 0.011149 | 10 | 0 | esc | 0.011149 | 0.0083319 | 0.011149 | 0.0083319 | 0.011149 | 0.0083319 | 0.011149 | 0.0083319
[149 empty] | 7.3.2.1.3 Advanced weather monitoring and weather stations Weather StationsWLDFRElectric Reliability | WLDFR | HFTD - Distribution - Tier 2 - 3QU CoRE ¦ 3QU LoRE | Red Flag Warning - Large Fires | 2030 | Electric Reliability | 0.74734 | 808.5801 | 2030 | Mitigation | 0.011149 | 10 | 0 | esc | 0 | 0 | 0.011149 | 0.0083319 | 0.011149 | 0.0083319 | 0.011149 | 0.0083319
[149 empty] | 7.3.2.1.3 Advanced weather monitoring and weather stations Weather StationsWLDFRElectric Reliability | WLDFR | HFTD - Distribution - Tier 2 - 3QU CoRE ¦ 3QU LoRE | Red Flag Warning - Large Fires | 2031 | Electric Reliability | 0.74734 | 808.5801 | 2031 | Mitigation | 0.011149 | 10 | 0 | esc | 0 | 0 | 0 | 0 | 0.011149 | 0.0083319 | 0.011149 | 0.0083319
[149 empty] | 7.3.2.1.3 Advanced weather monitoring and weather stations Weather StationsWLDFRElectric Reliability | WLDFR | HFTD - Distribution - Tier 2 - 3QU CoRE ¦ 3QU LoRE | Red Flag Warning - Large Fires | 2032 | Electric Reliability | 0.74734 | 808.5801 | 2032 | Mitigation | 0.011149 | 10 | 0 | esc | 0 | 0 | 0 | 0 | 0 | 0 | 0.011149 | 0.0083319
[149 empty] | 7.3.2.1.3 Advanced weather monitoring and weather stations Weather StationsWLDFRElectric Reliability | WLDFR | HFTD - Distribution - Tier 2 - 3QU CoRE ¦ 3QU LoRE | Red Flag Warning - Small Fires | 2021 | Electric Reliability | 0.036425 | 808.5801 | 2021 | Mitigation | 0.011149 | 10 | 0 | esc | 0.011149 | 0.0004061 | 0.011149 | 0.0004061 | 0 | 0 | 0 | 0
[149 empty] | 7.3.2.1.3 Advanced weather monitoring and weather stations Weather StationsWLDFRElectric Reliability | WLDFR | HFTD - Distribution - Tier 2 - 3QU CoRE ¦ 3QU LoRE | Red Flag Warning - Small Fires | 2022 | Electric Reliability | 0.036425 | 808.5801 | 2022 | Mitigation | 0.011149 | 10 | 0 | esc | 0.011149 | 0.0004061 | 0.011149 | 0.0004061 | 0.011149 | 0.0004061 | 0 | 0
[149 empty] | 7.3.2.1.3 Advanced weather monitoring and weather stations Weather StationsWLDFRElectric Reliability | WLDFR | HFTD - Distribution - Tier 2 - 3QU CoRE ¦ 3QU LoRE | Red Flag Warning - Small Fires | 2023 | Electric Reliability | 0.03759 | 808.5801 | 2023 | Mitigation | 0.011149 | 10 | 0 | esc | 0.011149 | 0.00041909 | 0.011149 | 0.00041909 | 0.011149 | 0.00041909 | 0.011149 | 0.00041909
[149 empty] | 7.3.2.1.3 Advanced weather monitoring and weather stations Weather StationsWLDFRElectric Reliability | WLDFR | HFTD - Distribution - Tier 2 - 3QU CoRE ¦ 3QU LoRE | Red Flag Warning - Small Fires | 2024 | Electric Reliability | 0.03759 | 808.5801 | 2024 | Mitigation | 0.011149 | 10 | 0 | esc | 0.011149 | 0.00041909 | 0.011149 | 0.00041909 | 0.011149 | 0.00041909 | 0.011149 | 0.00041909
[149 empty] | 7.3.2.1.3 Advanced weather monitoring and weather stations Weather StationsWLDFRElectric Reliability | WLDFR | HFTD - Distribution - Tier 2 - 3QU CoRE ¦ 3QU LoRE | Red Flag Warning - Small Fires | 2025 | Electric Reliability | 0.03759 | 808.5801 | 2025 | Mitigation | 0.011149 | 10 | 0 | esc | 0.011149 | 0.00041909 | 0.011149 | 0.00041909 | 0.011149 | 0.00041909 | 0.011149 | 0.00041909
[149 empty] | 7.3.2.1.3 Advanced weather monitoring and weather stations Weather StationsWLDFRElectric Reliability | WLDFR | HFTD - Distribution - Tier 2 - 3QU CoRE ¦ 3QU LoRE | Red Flag Warning - Small Fires | 2026 | Electric Reliability | 0.03759 | 808.5801 | 2026 | Mitigation | 0.011149 | 10 | 0 | esc | 0.011149 | 0.00041909 | 0.011149 | 0.00041909 | 0.011149 | 0.00041909 | 0.011149 | 0.00041909
[149 empty] | 7.3.2.1.3 Advanced weather monitoring and weather stations Weather StationsWLDFRElectric Reliability | WLDFR | HFTD - Distribution - Tier 2 - 3QU CoRE ¦ 3QU LoRE | Red Flag Warning - Small Fires | 2027 | Electric Reliability | 0.03759 | 808.5801 | 2027 | Mitigation | 0.011149 | 10 | 0 | esc | 0.011149 | 0.00041909 | 0.011149 | 0.00041909 | 0.011149 | 0.00041909 | 0.011149 | 0.00041909
[149 empty] | 7.3.2.1.3 Advanced weather monitoring and weather stations Weather StationsWLDFRElectric Reliability | WLDFR | HFTD - Distribution - Tier 2 - 3QU CoRE ¦ 3QU LoRE | Red Flag Warning - Small Fires | 2028 | Electric Reliability | 0.039055 | 808.5801 | 2028 | Mitigation | 0.011149 | 10 | 0 | esc | 0.011149 | 0.00043542 | 0.011149 | 0.00043542 | 0.011149 | 0.00043542 | 0.011149 | 0.00043542
[149 empty] | 7.3.2.1.3 Advanced weather monitoring and weather stations Weather StationsWLDFRElectric Reliability | WLDFR | HFTD - Distribution - Tier 2 - 3QU CoRE ¦ 3QU LoRE | Red Flag Warning - Small Fires | 2029 | Electric Reliability | 0.039055 | 808.5801 | 2029 | Mitigation | 0.011149 | 10 | 0 | esc | 0.011149 | 0.00043542 | 0.011149 | 0.00043542 | 0.011149 | 0.00043542 | 0.011149 | 0.00043542
[149 empty] | 7.3.2.1.3 Advanced weather monitoring and weather stations Weather StationsWLDFRElectric Reliability | WLDFR | HFTD - Distribution - Tier 2 - 3QU CoRE ¦ 3QU LoRE | Red Flag Warning - Small Fires | 2030 | Electric Reliability | 0.039055 | 808.5801 | 2030 | Mitigation | 0.011149 | 10 | 0 | esc | 0 | 0 | 0.011149 | 0.00043542 | 0.011149 | 0.00043542 | 0.011149 | 0.00043542
[149 empty] | 7.3.2.1.3 Advanced weather monitoring and weather stations Weather StationsWLDFRElectric Reliability | WLDFR | HFTD - Distribution - Tier 2 - 3QU CoRE ¦ 3QU LoRE | Red Flag Warning - Small Fires | 2031 | Electric Reliability | 0.039055 | 808.5801 | 2031 | Mitigation | 0.011149 | 10 | 0 | esc | 0 | 0 | 0 | 0 | 0.011149 | 0.00043542 | 0.011149 | 0.00043542
[149 empty] | 7.3.2.1.3 Advanced weather monitoring and weather stations Weather StationsWLDFRElectric Reliability | WLDFR | HFTD - Distribution - Tier 2 - 3QU CoRE ¦ 3QU LoRE | Red Flag Warning - Small Fires | 2032 | Electric Reliability | 0.039055 | 808.5801 | 2032 | Mitigation | 0.011149 | 10 | 0 | esc | 0 | 0 | 0 | 0 | 0 | 0 | 0.011149 | 0.00043542
[149 empty] | 7.3.2.1.3 Advanced weather monitoring and weather stations Weather StationsWLDFRElectric Reliability | WLDFR | HFTD - Distribution - Tier 2 - 3QU CoRE ¦ 3QU LoRE | Seismic - Non-Red Flag Warning - Catastrophic Fires | 2021 | Electric Reliability | 409.2237 | 808.5801 | 2021 | Mitigation | 0.011149 | 10 | 0 | esc | 0.011149 | 4.5624 | 0.011149 | 4.5624 | 0 | 0 | 0 | 0
[149 empty] | 7.3.2.1.3 Advanced weather monitoring and weather stations Weather StationsWLDFRElectric Reliability | WLDFR | HFTD - Distribution - Tier 2 - 3QU CoRE ¦ 3QU LoRE | Seismic - Non-Red Flag Warning - Catastrophic Fires | 2022 | Electric Reliability | 409.2237 | 808.5801 | 2022 | Mitigation | 0.011149 | 10 | 0 | esc | 0.011149 | 4.5624 | 0.011149 | 4.5624 | 0.011149 | 4.5624 | 0 | 0
[149 empty] | 7.3.2.1.3 Advanced weather monitoring and weather stations Weather StationsWLDFRElectric Reliability | WLDFR | HFTD - Distribution - Tier 2 - 3QU CoRE ¦ 3QU LoRE | Seismic - Non-Red Flag Warning - Catastrophic Fires | 2023 | Electric Reliability | 428.6023 | 808.5801 | 2023 | Mitigation | 0.011149 | 10 | 0 | esc | 0.011149 | 4.7784 | 0.011149 | 4.7784 | 0.011149 | 4.7784 | 0.011149 | 4.7784
[149 empty] | 7.3.2.1.3 Advanced weather monitoring and weather stations Weather StationsWLDFRElectric Reliability | WLDFR | HFTD - Distribution - Tier 2 - 3QU CoRE ¦ 3QU LoRE | Seismic - Non-Red Flag Warning - Catastrophic Fires | 2024 | Electric Reliability | 428.6023 | 808.5801 | 2024 | Mitigation | 0.011149 | 10 | 0 | esc | 0.011149 | 4.7784 | 0.011149 | 4.7784 | 0.011149 | 4.7784 | 0.011149 | 4.7784
[149 empty] | 7.3.2.1.3 Advanced weather monitoring and weather stations Weather StationsWLDFRElectric Reliability | WLDFR | HFTD - Distribution - Tier 2 - 3QU CoRE ¦ 3QU LoRE | Seismic - Non-Red Flag Warning - Catastrophic Fires | 2025 | Electric Reliability | 428.6023 | 808.5801 | 2025 | Mitigation | 0.011149 | 10 | 0 | esc | 0.011149 | 4.7784 | 0.011149 | 4.7784 | 0.011149 | 4.7784 | 0.011149 | 4.7784
[149 empty] | 7.3.2.1.3 Advanced weather monitoring and weather stations Weather StationsWLDFRElectric Reliability | WLDFR | HFTD - Distribution - Tier 2 - 3QU CoRE ¦ 3QU LoRE | Seismic - Non-Red Flag Warning - Catastrophic Fires | 2026 | Electric Reliability | 428.6023 | 808.5801 | 2026 | Mitigation | 0.011149 | 10 | 0 | esc | 0.011149 | 4.7784 | 0.011149 | 4.7784 | 0.011149 | 4.7784 | 0.011149 | 4.7784
[149 empty] | 7.3.2.1.3 Advanced weather monitoring and weather stations Weather StationsWLDFRElectric Reliability | WLDFR | HFTD - Distribution - Tier 2 - 3QU CoRE ¦ 3QU LoRE | Seismic - Non-Red Flag Warning - Catastrophic Fires | 2027 | Electric Reliability | 428.6023 | 808.5801 | 2027 | Mitigation | 0.011149 | 10 | 0 | esc | 0.011149 | 4.7784 | 0.011149 | 4.7784 | 0.011149 | 4.7784 | 0.011149 | 4.7784
[149 empty] | 7.3.2.1.3 Advanced weather monitoring and weather stations Weather StationsWLDFRElectric Reliability | WLDFR | HFTD - Distribution - Tier 2 - 3QU CoRE ¦ 3QU LoRE | Seismic - Non-Red Flag Warning - Catastrophic Fires | 2028 | Electric Reliability | 453.261 | 808.5801 | 2028 | Mitigation | 0.011149 | 10 | 0 | esc | 0.011149 | 5.0533 | 0.011149 | 5.0533 | 0.011149 | 5.0533 | 0.011149 | 5.0533
[149 empty] | 7.3.2.1.3 Advanced weather monitoring and weather stations Weather StationsWLDFRElectric Reliability | WLDFR | HFTD - Distribution - Tier 2 - 3QU CoRE ¦ 3QU LoRE | Seismic - Non-Red Flag Warning - Catastrophic Fires | 2029 | Electric Reliability | 453.261 | 808.5801 | 2029 | Mitigation | 0.011149 | 10 | 0 | esc | 0.011149 | 5.0533 | 0.011149 | 5.0533 | 0.011149 | 5.0533 | 0.011149 | 5.0533
[149 empty] | 7.3.2.1.3 Advanced weather monitoring and weather stations Weather StationsWLDFRElectric Reliability | WLDFR | HFTD - Distribution - Tier 2 - 3QU CoRE ¦ 3QU LoRE | Seismic - Non-Red Flag Warning - Catastrophic Fires | 2030 | Electric Reliability | 453.261 | 808.5801 | 2030 | Mitigation | 0.011149 | 10 | 0 | esc | 0 | 0 | 0.011149 | 5.0533 | 0.011149 | 5.0533 | 0.011149 | 5.0533
[149 empty] | 7.3.2.1.3 Advanced weather monitoring and weather stations Weather StationsWLDFRElectric Reliability | WLDFR | HFTD - Distribution - Tier 2 - 3QU CoRE ¦ 3QU LoRE | Seismic - Non-Red Flag Warning - Catastrophic Fires | 2031 | Electric Reliability | 453.261 | 808.5801 | 2031 | Mitigation | 0.011149 | 10 | 0 | esc | 0 | 0 | 0 | 0 | 0.011149 | 5.0533 | 0.011149 | 5.0533
[149 empty] | 7.3.2.1.3 Advanced weather monitoring and weather stations Weather StationsWLDFRElectric Reliability | WLDFR | HFTD - Distribution - Tier 2 - 3QU CoRE ¦ 3QU LoRE | Seismic - Non-Red Flag Warning - Catastrophic Fires | 2032 | Electric Reliability | 453.261 | 808.5801 | 2032 | Mitigation | 0.011149 | 10 | 0 | esc | 0 | 0 | 0 | 0 | 0 | 0 | 0.011149 | 5.0533
[149 empty] | 7.3.2.1.3 Advanced weather monitoring and weather stations Weather StationsWLDFRElectric Reliability | WLDFR | HFTD - Distribution - Tier 2 - 3QU CoRE ¦ 3QU LoRE | Seismic - Red Flag Warning - Catastrophic Fires | 2021 | Electric Reliability | 409.2237 | 808.5801 | 2021 | Mitigation | 0.011149 | 10 | 0 | esc | 0.011149 | 4.5624 | 0.011149 | 4.5624 | 0 | 0 | 0 | 0
[149 empty] | 7.3.2.1.3 Advanced weather monitoring and weather stations Weather StationsWLDFRElectric Reliability | WLDFR | HFTD - Distribution - Tier 2 - 3QU CoRE ¦ 3QU LoRE | Seismic - Red Flag Warning - Catastrophic Fires | 2022 | Electric Reliability | 409.2237 | 808.5801 | 2022 | Mitigation | 0.011149 | 10 | 0 | esc | 0.011149 | 4.5624 | 0.011149 | 4.5624 | 0.011149 | 4.5624 | 0 | 0
[149 empty] | 7.3.2.1.3 Advanced weather monitoring and weather stations Weather StationsWLDFRElectric Reliability | WLDFR | HFTD - Distribution - Tier 2 - 3QU CoRE ¦ 3QU LoRE | Seismic - Red Flag Warning - Catastrophic Fires | 2023 | Electric Reliability | 428.6023 | 808.5801 | 2023 | Mitigation | 0.011149 | 10 | 0 | esc | 0.011149 | 4.7784 | 0.011149 | 4.7784 | 0.011149 | 4.7784 | 0.011149 | 4.7784
[149 empty] | 7.3.2.1.3 Advanced weather monitoring and weather stations Weather StationsWLDFRElectric Reliability | WLDFR | HFTD - Distribution - Tier 2 - 3QU CoRE ¦ 3QU LoRE | Seismic - Red Flag Warning - Catastrophic Fires | 2024 | Electric Reliability | 428.6023 | 808.5801 | 2024 | Mitigation | 0.011149 | 10 | 0 | esc | 0.011149 | 4.7784 | 0.011149 | 4.7784 | 0.011149 | 4.7784 | 0.011149 | 4.7784
[149 empty] | 7.3.2.1.3 Advanced weather monitoring and weather stations Weather StationsWLDFRElectric Reliability | WLDFR | HFTD - Distribution - Tier 2 - 3QU CoRE ¦ 3QU LoRE | Seismic - Red Flag Warning - Catastrophic Fires | 2025 | Electric Reliability | 428.6023 | 808.5801 | 2025 | Mitigation | 0.011149 | 10 | 0 | esc | 0.011149 | 4.7784 | 0.011149 | 4.7784 | 0.011149 | 4.7784 | 0.011149 | 4.7784
[149 empty] | 7.3.2.1.3 Advanced weather monitoring and weather stations Weather StationsWLDFRElectric Reliability | WLDFR | HFTD - Distribution - Tier 2 - 3QU CoRE ¦ 3QU LoRE | Seismic - Red Flag Warning - Catastrophic Fires | 2026 | Electric Reliability | 428.6023 | 808.5801 | 2026 | Mitigation | 0.011149 | 10 | 0 | esc | 0.011149 | 4.7784 | 0.011149 | 4.7784 | 0.011149 | 4.7784 | 0.011149 | 4.7784
[149 empty] | 7.3.2.1.3 Advanced weather monitoring and weather stations Weather StationsWLDFRElectric Reliability | WLDFR | HFTD - Distribution - Tier 2 - 3QU CoRE ¦ 3QU LoRE | Seismic - Red Flag Warning - Catastrophic Fires | 2027 | Electric Reliability | 428.6023 | 808.5801 | 2027 | Mitigation | 0.011149 | 10 | 0 | esc | 0.011149 | 4.7784 | 0.011149 | 4.7784 | 0.011149 | 4.7784 | 0.011149 | 4.7784
[149 empty] | 7.3.2.1.3 Advanced weather monitoring and weather stations Weather StationsWLDFRElectric Reliability | WLDFR | HFTD - Distribution - Tier 2 - 3QU CoRE ¦ 3QU LoRE | Seismic - Red Flag Warning - Catastrophic Fires | 2028 | Electric Reliability | 453.261 | 808.5801 | 2028 | Mitigation | 0.011149 | 10 | 0 | esc | 0.011149 | 5.0533 | 0.011149 | 5.0533 | 0.011149 | 5.0533 | 0.011149 | 5.0533
[149 empty] | 7.3.2.1.3 Advanced weather monitoring and weather stations Weather StationsWLDFRElectric Reliability | WLDFR | HFTD - Distribution - Tier 2 - 3QU CoRE ¦ 3QU LoRE | Seismic - Red Flag Warning - Catastrophic Fires | 2029 | Electric Reliability | 453.261 | 808.5801 | 2029 | Mitigation | 0.011149 | 10 | 0 | esc | 0.011149 | 5.0533 | 0.011149 | 5.0533 | 0.011149 | 5.0533 | 0.011149 | 5.0533
[149 empty] | 7.3.2.1.3 Advanced weather monitoring and weather stations Weather StationsWLDFRElectric Reliability | WLDFR | HFTD - Distribution - Tier 2 - 3QU CoRE ¦ 3QU LoRE | Seismic - Red Flag Warning - Catastrophic Fires | 2030 | Electric Reliability | 453.261 | 808.5801 | 2030 | Mitigation | 0.011149 | 10 | 0 | esc | 0 | 0 | 0.011149 | 5.0533 | 0.011149 | 5.0533 | 0.011149 | 5.0533
[149 empty] | 7.3.2.1.3 Advanced weather monitoring and weather stations Weather StationsWLDFRElectric Reliability | WLDFR | HFTD - Distribution - Tier 2 - 3QU CoRE ¦ 3QU LoRE | Seismic - Red Flag Warning - Catastrophic Fires | 2031 | Electric Reliability | 453.261 | 808.5801 | 2031 | Mitigation | 0.011149 | 10 | 0 | esc | 0 | 0 | 0 | 0 | 0.011149 | 5.0533 | 0.011149 | 5.0533
[149 empty] | 7.3.2.1.3 Advanced weather monitoring and weather stations Weather StationsWLDFRElectric Reliability | WLDFR | HFTD - Distribution - Tier 2 - 3QU CoRE ¦ 3QU LoRE | Seismic - Red Flag Warning - Catastrophic Fires | 2032 | Electric Reliability | 453.261 | 808.5801 | 2032 | Mitigation | 0.011149 | 10 | 0 | esc | 0 | 0 | 0 | 0 | 0 | 0 | 0.011149 | 5.0533
[149 empty] | 7.3.2.1.3 Advanced weather monitoring and weather stations Weather StationsWLDFRElectric Reliability | WLDFR | HFTD - Distribution - Tier 2 - 3QU CoRE ¦ 4QU LoRE | Non-Red Flag Warning - Catastrophic Fires | 2021 | Electric Reliability | 222.2294 | 758.7044 | 2021 | Mitigation | 0.011149 | 10 | 0 | esc | 0.011149 | 2.4776 | 0.011149 | 2.4776 | 0 | 0 | 0 | 0
[149 empty] | 7.3.2.1.3 Advanced weather monitoring and weather stations Weather StationsWLDFRElectric Reliability | WLDFR | HFTD - Distribution - Tier 2 - 3QU CoRE ¦ 4QU LoRE | Non-Red Flag Warning - Catastrophic Fires | 2022 | Electric Reliability | 222.2294 | 758.7044 | 2022 | Mitigation | 0.011149 | 10 | 0 | esc | 0.011149 | 2.4776 | 0.011149 | 2.4776 | 0.011149 | 2.4776 | 0 | 0
[149 empty] | 7.3.2.1.3 Advanced weather monitoring and weather stations Weather StationsWLDFRElectric Reliability | WLDFR | HFTD - Distribution - Tier 2 - 3QU CoRE ¦ 4QU LoRE | Non-Red Flag Warning - Catastrophic Fires | 2023 | Electric Reliability | 233.2301 | 758.7044 | 2023 | Mitigation | 0.011149 | 10 | 0 | esc | 0.011149 | 2.6002 | 0.011149 | 2.6002 | 0.011149 | 2.6002 | 0.011149 | 2.6002
[149 empty] | 7.3.2.1.3 Advanced weather monitoring and weather stations Weather StationsWLDFRElectric Reliability | WLDFR | HFTD - Distribution - Tier 2 - 3QU CoRE ¦ 4QU LoRE | Non-Red Flag Warning - Catastrophic Fires | 2024 | Electric Reliability | 233.2301 | 758.7044 | 2024 | Mitigation | 0.011149 | 10 | 0 | esc | 0.011149 | 2.6002 | 0.011149 | 2.6002 | 0.011149 | 2.6002 | 0.011149 | 2.6002
[149 empty] | 7.3.2.1.3 Advanced weather monitoring and weather stations Weather StationsWLDFRElectric Reliability | WLDFR | HFTD - Distribution - Tier 2 - 3QU CoRE ¦ 4QU LoRE | Non-Red Flag Warning - Catastrophic Fires | 2025 | Electric Reliability | 233.2301 | 758.7044 | 2025 | Mitigation | 0.011149 | 10 | 0 | esc | 0.011149 | 2.6002 | 0.011149 | 2.6002 | 0.011149 | 2.6002 | 0.011149 | 2.6002
[149 empty] | 7.3.2.1.3 Advanced weather monitoring and weather stations Weather StationsWLDFRElectric Reliability | WLDFR | HFTD - Distribution - Tier 2 - 3QU CoRE ¦ 4QU LoRE | Non-Red Flag Warning - Catastrophic Fires | 2026 | Electric Reliability | 233.2301 | 758.7044 | 2026 | Mitigation | 0.011149 | 10 | 0 | esc | 0.011149 | 2.6002 | 0.011149 | 2.6002 | 0.011149 | 2.6002 | 0.011149 | 2.6002
[149 empty] | 7.3.2.1.3 Advanced weather monitoring and weather stations Weather StationsWLDFRElectric Reliability | WLDFR | HFTD - Distribution - Tier 2 - 3QU CoRE ¦ 4QU LoRE | Non-Red Flag Warning - Catastrophic Fires | 2027 | Electric Reliability | 233.2301 | 758.7044 | 2027 | Mitigation | 0.011149 | 10 | 0 | esc | 0.011149 | 2.6002 | 0.011149 | 2.6002 | 0.011149 | 2.6002 | 0.011149 | 2.6002
[149 empty] | 7.3.2.1.3 Advanced weather monitoring and weather stations Weather StationsWLDFRElectric Reliability | WLDFR | HFTD - Distribution - Tier 2 - 3QU CoRE ¦ 4QU LoRE | Non-Red Flag Warning - Catastrophic Fires | 2028 | Electric Reliability | 247.273 | 758.7044 | 2028 | Mitigation | 0.011149 | 10 | 0 | esc | 0.011149 | 2.7568 | 0.011149 | 2.7568 | 0.011149 | 2.7568 | 0.011149 | 2.7568
[149 empty] | 7.3.2.1.3 Advanced weather monitoring and weather stations Weather StationsWLDFRElectric Reliability | WLDFR | HFTD - Distribution - Tier 2 - 3QU CoRE ¦ 4QU LoRE | Non-Red Flag Warning - Catastrophic Fires | 2029 | Electric Reliability | 247.273 | 758.7044 | 2029 | Mitigation | 0.011149 | 10 | 0 | esc | 0.011149 | 2.7568 | 0.011149 | 2.7568 | 0.011149 | 2.7568 | 0.011149 | 2.7568
[149 empty] | 7.3.2.1.3 Advanced weather monitoring and weather stations Weather StationsWLDFRElectric Reliability | WLDFR | HFTD - Distribution - Tier 2 - 3QU CoRE ¦ 4QU LoRE | Non-Red Flag Warning - Catastrophic Fires | 2030 | Electric Reliability | 247.273 | 758.7044 | 2030 | Mitigation | 0.011149 | 10 | 0 | esc | 0 | 0 | 0.011149 | 2.7568 | 0.011149 | 2.7568 | 0.011149 | 2.7568
[149 empty] | 7.3.2.1.3 Advanced weather monitoring and weather stations Weather StationsWLDFRElectric Reliability | WLDFR | HFTD - Distribution - Tier 2 - 3QU CoRE ¦ 4QU LoRE | Non-Red Flag Warning - Catastrophic Fires | 2031 | Electric Reliability | 247.273 | 758.7044 | 2031 | Mitigation | 0.011149 | 10 | 0 | esc | 0 | 0 | 0 | 0 | 0.011149 | 2.7568 | 0.011149 | 2.7568
[149 empty] | 7.3.2.1.3 Advanced weather monitoring and weather stations Weather StationsWLDFRElectric Reliability | WLDFR | HFTD - Distribution - Tier 2 - 3QU CoRE ¦ 4QU LoRE | Non-Red Flag Warning - Catastrophic Fires | 2032 | Electric Reliability | 247.273 | 758.7044 | 2032 | Mitigation | 0.011149 | 10 | 0 | esc | 0 | 0 | 0 | 0 | 0 | 0 | 0.011149 | 2.7568
[149 empty] | 7.3.2.1.3 Advanced weather monitoring and weather stations Weather StationsWLDFRElectric Reliability | WLDFR | HFTD - Distribution - Tier 2 - 3QU CoRE ¦ 4QU LoRE | Non-Red Flag Warning - Destructive Fires | 2021 | Electric Reliability | 222.2294 | 758.7044 | 2021 | Mitigation | 0.011149 | 10 | 0 | esc | 0.011149 | 2.4776 | 0.011149 | 2.4776 | 0 | 0 | 0 | 0
[149 empty] | 7.3.2.1.3 Advanced weather monitoring and weather stations Weather StationsWLDFRElectric Reliability | WLDFR | HFTD - Distribution - Tier 2 - 3QU CoRE ¦ 4QU LoRE | Non-Red Flag Warning - Destructive Fires | 2022 | Electric Reliability | 222.2294 | 758.7044 | 2022 | Mitigation | 0.011149 | 10 | 0 | esc | 0.011149 | 2.4776 | 0.011149 | 2.4776 | 0.011149 | 2.4776 | 0 | 0
[149 empty] | 7.3.2.1.3 Advanced weather monitoring and weather stations Weather StationsWLDFRElectric Reliability | WLDFR | HFTD - Distribution - Tier 2 - 3QU CoRE ¦ 4QU LoRE | Non-Red Flag Warning - Destructive Fires | 2023 | Electric Reliability | 233.2301 | 758.7044 | 2023 | Mitigation | 0.011149 | 10 | 0 | esc | 0.011149 | 2.6002 | 0.011149 | 2.6002 | 0.011149 | 2.6002 | 0.011149 | 2.6002
[149 empty] | 7.3.2.1.3 Advanced weather monitoring and weather stations Weather StationsWLDFRElectric Reliability | WLDFR | HFTD - Distribution - Tier 2 - 3QU CoRE ¦ 4QU LoRE | Non-Red Flag Warning - Destructive Fires | 2024 | Electric Reliability | 233.2301 | 758.7044 | 2024 | Mitigation | 0.011149 | 10 | 0 | esc | 0.011149 | 2.6002 | 0.011149 | 2.6002 | 0.011149 | 2.6002 | 0.011149 | 2.6002
[149 empty] | 7.3.2.1.3 Advanced weather monitoring and weather stations Weather StationsWLDFRElectric Reliability | WLDFR | HFTD - Distribution - Tier 2 - 3QU CoRE ¦ 4QU LoRE | Non-Red Flag Warning - Destructive Fires | 2025 | Electric Reliability | 233.2301 | 758.7044 | 2025 | Mitigation | 0.011149 | 10 | 0 | esc | 0.011149 | 2.6002 | 0.011149 | 2.6002 | 0.011149 | 2.6002 | 0.011149 | 2.6002
[149 empty] | 7.3.2.1.3 Advanced weather monitoring and weather stations Weather StationsWLDFRElectric Reliability | WLDFR | HFTD - Distribution - Tier 2 - 3QU CoRE ¦ 4QU LoRE | Non-Red Flag Warning - Destructive Fires | 2026 | Electric Reliability | 233.2301 | 758.7044 | 2026 | Mitigation | 0.011149 | 10 | 0 | esc | 0.011149 | 2.6002 | 0.011149 | 2.6002 | 0.011149 | 2.6002 | 0.011149 | 2.6002
[149 empty] | 7.3.2.1.3 Advanced weather monitoring and weather stations Weather StationsWLDFRElectric Reliability | WLDFR | HFTD - Distribution - Tier 2 - 3QU CoRE ¦ 4QU LoRE | Non-Red Flag Warning - Destructive Fires | 2027 | Electric Reliability | 233.2301 | 758.7044 | 2027 | Mitigation | 0.011149 | 10 | 0 | esc | 0.011149 | 2.6002 | 0.011149 | 2.6002 | 0.011149 | 2.6002 | 0.011149 | 2.6002
[149 empty] | 7.3.2.1.3 Advanced weather monitoring and weather stations Weather StationsWLDFRElectric Reliability | WLDFR | HFTD - Distribution - Tier 2 - 3QU CoRE ¦ 4QU LoRE | Non-Red Flag Warning - Destructive Fires | 2028 | Electric Reliability | 247.273 | 758.7044 | 2028 | Mitigation | 0.011149 | 10 | 0 | esc | 0.011149 | 2.7568 | 0.011149 | 2.7568 | 0.011149 | 2.7568 | 0.011149 | 2.7568
[149 empty] | 7.3.2.1.3 Advanced weather monitoring and weather stations Weather StationsWLDFRElectric Reliability | WLDFR | HFTD - Distribution - Tier 2 - 3QU CoRE ¦ 4QU LoRE | Non-Red Flag Warning - Destructive Fires | 2029 | Electric Reliability | 247.273 | 758.7044 | 2029 | Mitigation | 0.011149 | 10 | 0 | esc | 0.011149 | 2.7568 | 0.011149 | 2.7568 | 0.011149 | 2.7568 | 0.011149 | 2.7568
[149 empty] | 7.3.2.1.3 Advanced weather monitoring and weather stations Weather StationsWLDFRElectric Reliability | WLDFR | HFTD - Distribution - Tier 2 - 3QU CoRE ¦ 4QU LoRE | Non-Red Flag Warning - Destructive Fires | 2030 | Electric Reliability | 247.273 | 758.7044 | 2030 | Mitigation | 0.011149 | 10 | 0 | esc | 0 | 0 | 0.011149 | 2.7568 | 0.011149 | 2.7568 | 0.011149 | 2.7568
[149 empty] | 7.3.2.1.3 Advanced weather monitoring and weather stations Weather StationsWLDFRElectric Reliability | WLDFR | HFTD - Distribution - Tier 2 - 3QU CoRE ¦ 4QU LoRE | Non-Red Flag Warning - Destructive Fires | 2031 | Electric Reliability | 247.273 | 758.7044 | 2031 | Mitigation | 0.011149 | 10 | 0 | esc | 0 | 0 | 0 | 0 | 0.011149 | 2.7568 | 0.011149 | 2.7568
[149 empty] | 7.3.2.1.3 Advanced weather monitoring and weather stations Weather StationsWLDFRElectric Reliability | WLDFR | HFTD - Distribution - Tier 2 - 3QU CoRE ¦ 4QU LoRE | Non-Red Flag Warning - Destructive Fires | 2032 | Electric Reliability | 247.273 | 758.7044 | 2032 | Mitigation | 0.011149 | 10 | 0 | esc | 0 | 0 | 0 | 0 | 0 | 0 | 0.011149 | 2.7568
[149 empty] | 7.3.2.1.3 Advanced weather monitoring and weather stations Weather StationsWLDFRElectric Reliability | WLDFR | HFTD - Distribution - Tier 2 - 3QU CoRE ¦ 4QU LoRE | Non-Red Flag Warning - Large Fires | 2021 | Electric Reliability | 0.69642 | 758.7044 | 2021 | Mitigation | 0.011149 | 10 | 0 | esc | 0.011149 | 0.0077642 | 0.011149 | 0.0077642 | 0 | 0 | 0 | 0
[149 empty] | 7.3.2.1.3 Advanced weather monitoring and weather stations Weather StationsWLDFRElectric Reliability | WLDFR | HFTD - Distribution - Tier 2 - 3QU CoRE ¦ 4QU LoRE | Non-Red Flag Warning - Large Fires | 2022 | Electric Reliability | 0.69642 | 758.7044 | 2022 | Mitigation | 0.011149 | 10 | 0 | esc | 0.011149 | 0.0077642 | 0.011149 | 0.0077642 | 0.011149 | 0.0077642 | 0 | 0
[149 empty] | 7.3.2.1.3 Advanced weather monitoring and weather stations Weather StationsWLDFRElectric Reliability | WLDFR | HFTD - Distribution - Tier 2 - 3QU CoRE ¦ 4QU LoRE | Non-Red Flag Warning - Large Fires | 2023 | Electric Reliability | 0.71896 | 758.7044 | 2023 | Mitigation | 0.011149 | 10 | 0 | esc | 0.011149 | 0.0080156 | 0.011149 | 0.0080156 | 0.011149 | 0.0080156 | 0.011149 | 0.0080156
[149 empty] | 7.3.2.1.3 Advanced weather monitoring and weather stations Weather StationsWLDFRElectric Reliability | WLDFR | HFTD - Distribution - Tier 2 - 3QU CoRE ¦ 4QU LoRE | Non-Red Flag Warning - Large Fires | 2024 | Electric Reliability | 0.71896 | 758.7044 | 2024 | Mitigation | 0.011149 | 10 | 0 | esc | 0.011149 | 0.0080156 | 0.011149 | 0.0080156 | 0.011149 | 0.0080156 | 0.011149 | 0.0080156
[149 empty] | 7.3.2.1.3 Advanced weather monitoring and weather stations Weather StationsWLDFRElectric Reliability | WLDFR | HFTD - Distribution - Tier 2 - 3QU CoRE ¦ 4QU LoRE | Non-Red Flag Warning - Large Fires | 2025 | Electric Reliability | 0.71896 | 758.7044 | 2025 | Mitigation | 0.011149 | 10 | 0 | esc | 0.011149 | 0.0080156 | 0.011149 | 0.0080156 | 0.011149 | 0.0080156 | 0.011149 | 0.0080156
[149 empty] | 7.3.2.1.3 Advanced weather monitoring and weather stations Weather StationsWLDFRElectric Reliability | WLDFR | HFTD - Distribution - Tier 2 - 3QU CoRE ¦ 4QU LoRE | Non-Red Flag Warning - Large Fires | 2026 | Electric Reliability | 0.71896 | 758.7044 | 2026 | Mitigation | 0.011149 | 10 | 0 | esc | 0.011149 | 0.0080156 | 0.011149 | 0.0080156 | 0.011149 | 0.0080156 | 0.011149 | 0.0080156
[149 empty] | 7.3.2.1.3 Advanced weather monitoring and weather stations Weather StationsWLDFRElectric Reliability | WLDFR | HFTD - Distribution - Tier 2 - 3QU CoRE ¦ 4QU LoRE | Non-Red Flag Warning - Large Fires | 2027 | Electric Reliability | 0.71896 | 758.7044 | 2027 | Mitigation | 0.011149 | 10 | 0 | esc | 0.011149 | 0.0080156 | 0.011149 | 0.0080156 | 0.011149 | 0.0080156 | 0.011149 | 0.0080156
[149 empty] | 7.3.2.1.3 Advanced weather monitoring and weather stations Weather StationsWLDFRElectric Reliability | WLDFR | HFTD - Distribution - Tier 2 - 3QU CoRE ¦ 4QU LoRE | Non-Red Flag Warning - Large Fires | 2028 | Electric Reliability | 0.74734 | 758.7044 | 2028 | Mitigation | 0.011149 | 10 | 0 | esc | 0.011149 | 0.0083319 | 0.011149 | 0.0083319 | 0.011149 | 0.0083319 | 0.011149 | 0.0083319
[149 empty] | 7.3.2.1.3 Advanced weather monitoring and weather stations Weather StationsWLDFRElectric Reliability | WLDFR | HFTD - Distribution - Tier 2 - 3QU CoRE ¦ 4QU LoRE | Non-Red Flag Warning - Large Fires | 2029 | Electric Reliability | 0.74734 | 758.7044 | 2029 | Mitigation | 0.011149 | 10 | 0 | esc | 0.011149 | 0.0083319 | 0.011149 | 0.0083319 | 0.011149 | 0.0083319 | 0.011149 | 0.0083319
[149 empty] | 7.3.2.1.3 Advanced weather monitoring and weather stations Weather StationsWLDFRElectric Reliability | WLDFR | HFTD - Distribution - Tier 2 - 3QU CoRE ¦ 4QU LoRE | Non-Red Flag Warning - Large Fires | 2030 | Electric Reliability | 0.74734 | 758.7044 | 2030 | Mitigation | 0.011149 | 10 | 0 | esc | 0 | 0 | 0.011149 | 0.0083319 | 0.011149 | 0.0083319 | 0.011149 | 0.0083319
[149 empty] | 7.3.2.1.3 Advanced weather monitoring and weather stations Weather StationsWLDFRElectric Reliability | WLDFR | HFTD - Distribution - Tier 2 - 3QU CoRE ¦ 4QU LoRE | Non-Red Flag Warning - Large Fires | 2031 | Electric Reliability | 0.74734 | 758.7044 | 2031 | Mitigation | 0.011149 | 10 | 0 | esc | 0 | 0 | 0 | 0 | 0.011149 | 0.0083319 | 0.011149 | 0.0083319
[149 empty] | 7.3.2.1.3 Advanced weather monitoring and weather stations Weather StationsWLDFRElectric Reliability | WLDFR | HFTD - Distribution - Tier 2 - 3QU CoRE ¦ 4QU LoRE | Non-Red Flag Warning - Large Fires | 2032 | Electric Reliability | 0.74734 | 758.7044 | 2032 | Mitigation | 0.011149 | 10 | 0 | esc | 0 | 0 | 0 | 0 | 0 | 0 | 0.011149 | 0.0083319
[149 empty] | 7.3.2.1.3 Advanced weather monitoring and weather stations Weather StationsWLDFRElectric Reliability | WLDFR | HFTD - Distribution - Tier 2 - 3QU CoRE ¦ 4QU LoRE | Non-Red Flag Warning - Small Fires | 2021 | Electric Reliability | 0.036425 | 758.7044 | 2021 | Mitigation | 0.011149 | 10 | 0 | esc | 0.011149 | 0.0004061 | 0.011149 | 0.0004061 | 0 | 0 | 0 | 0
[149 empty] | 7.3.2.1.3 Advanced weather monitoring and weather stations Weather StationsWLDFRElectric Reliability | WLDFR | HFTD - Distribution - Tier 2 - 3QU CoRE ¦ 4QU LoRE | Non-Red Flag Warning - Small Fires | 2022 | Electric Reliability | 0.036425 | 758.7044 | 2022 | Mitigation | 0.011149 | 10 | 0 | esc | 0.011149 | 0.0004061 | 0.011149 | 0.0004061 | 0.011149 | 0.0004061 | 0 | 0
[149 empty] | 7.3.2.1.3 Advanced weather monitoring and weather stations Weather StationsWLDFRElectric Reliability | WLDFR | HFTD - Distribution - Tier 2 - 3QU CoRE ¦ 4QU LoRE | Non-Red Flag Warning - Small Fires | 2023 | Electric Reliability | 0.03759 | 758.7044 | 2023 | Mitigation | 0.011149 | 10 | 0 | esc | 0.011149 | 0.00041909 | 0.011149 | 0.00041909 | 0.011149 | 0.00041909 | 0.011149 | 0.00041909
[149 empty] | 7.3.2.1.3 Advanced weather monitoring and weather stations Weather StationsWLDFRElectric Reliability | WLDFR | HFTD - Distribution - Tier 2 - 3QU CoRE ¦ 4QU LoRE | Non-Red Flag Warning - Small Fires | 2024 | Electric Reliability | 0.03759 | 758.7044 | 2024 | Mitigation | 0.011149 | 10 | 0 | esc | 0.011149 | 0.00041909 | 0.011149 | 0.00041909 | 0.011149 | 0.00041909 | 0.011149 | 0.00041909
[149 empty] | 7.3.2.1.3 Advanced weather monitoring and weather stations Weather StationsWLDFRElectric Reliability | WLDFR | HFTD - Distribution - Tier 2 - 3QU CoRE ¦ 4QU LoRE | Non-Red Flag Warning - Small Fires | 2025 | Electric Reliability | 0.03759 | 758.7044 | 2025 | Mitigation | 0.011149 | 10 | 0 | esc | 0.011149 | 0.00041909 | 0.011149 | 0.00041909 | 0.011149 | 0.00041909 | 0.011149 | 0.00041909
[149 empty] | 7.3.2.1.3 Advanced weather monitoring and weather stations Weather StationsWLDFRElectric Reliability | WLDFR | HFTD - Distribution - Tier 2 - 3QU CoRE ¦ 4QU LoRE | Non-Red Flag Warning - Small Fires | 2026 | Electric Reliability | 0.03759 | 758.7044 | 2026 | Mitigation | 0.011149 | 10 | 0 | esc | 0.011149 | 0.00041909 | 0.011149 | 0.00041909 | 0.011149 | 0.00041909 | 0.011149 | 0.00041909
[149 empty] | 7.3.2.1.3 Advanced weather monitoring and weather stations Weather StationsWLDFRElectric Reliability | WLDFR | HFTD - Distribution - Tier 2 - 3QU CoRE ¦ 4QU LoRE | Non-Red Flag Warning - Small Fires | 2027 | Electric Reliability | 0.03759 | 758.7044 | 2027 | Mitigation | 0.011149 | 10 | 0 | esc | 0.011149 | 0.00041909 | 0.011149 | 0.00041909 | 0.011149 | 0.00041909 | 0.011149 | 0.00041909
[149 empty] | 7.3.2.1.3 Advanced weather monitoring and weather stations Weather StationsWLDFRElectric Reliability | WLDFR | HFTD - Distribution - Tier 2 - 3QU CoRE ¦ 4QU LoRE | Non-Red Flag Warning - Small Fires | 2028 | Electric Reliability | 0.039055 | 758.7044 | 2028 | Mitigation | 0.011149 | 10 | 0 | esc | 0.011149 | 0.00043542 | 0.011149 | 0.00043542 | 0.011149 | 0.00043542 | 0.011149 | 0.00043542
[149 empty] | 7.3.2.1.3 Advanced weather monitoring and weather stations Weather StationsWLDFRElectric Reliability | WLDFR | HFTD - Distribution - Tier 2 - 3QU CoRE ¦ 4QU LoRE | Non-Red Flag Warning - Small Fires | 2029 | Electric Reliability | 0.039055 | 758.7044 | 2029 | Mitigation | 0.011149 | 10 | 0 | esc | 0.011149 | 0.00043542 | 0.011149 | 0.00043542 | 0.011149 | 0.00043542 | 0.011149 | 0.00043542
[149 empty] | 7.3.2.1.3 Advanced weather monitoring and weather stations Weather StationsWLDFRElectric Reliability | WLDFR | HFTD - Distribution - Tier 2 - 3QU CoRE ¦ 4QU LoRE | Non-Red Flag Warning - Small Fires | 2030 | Electric Reliability | 0.039055 | 758.7044 | 2030 | Mitigation | 0.011149 | 10 | 0 | esc | 0 | 0 | 0.011149 | 0.00043542 | 0.011149 | 0.00043542 | 0.011149 | 0.00043542
[149 empty] | 7.3.2.1.3 Advanced weather monitoring and weather stations Weather StationsWLDFRElectric Reliability | WLDFR | HFTD - Distribution - Tier 2 - 3QU CoRE ¦ 4QU LoRE | Non-Red Flag Warning - Small Fires | 2031 | Electric Reliability | 0.039055 | 758.7044 | 2031 | Mitigation | 0.011149 | 10 | 0 | esc | 0 | 0 | 0 | 0 | 0.011149 | 0.00043542 | 0.011149 | 0.00043542
[149 empty] | 7.3.2.1.3 Advanced weather monitoring and weather stations Weather StationsWLDFRElectric Reliability | WLDFR | HFTD - Distribution - Tier 2 - 3QU CoRE ¦ 4QU LoRE | Non-Red Flag Warning - Small Fires | 2032 | Electric Reliability | 0.039055 | 758.7044 | 2032 | Mitigation | 0.011149 | 10 | 0 | esc | 0 | 0 | 0 | 0 | 0 | 0 | 0.011149 | 0.00043542
[149 empty] | 7.3.2.1.3 Advanced weather monitoring and weather stations Weather StationsWLDFRElectric Reliability | WLDFR | HFTD - Distribution - Tier 2 - 3QU CoRE ¦ 4QU LoRE | Red Flag Warning - Catastrophic Fires | 2021 | Electric Reliability | 222.2294 | 758.7044 | 2021 | Mitigation | 0.011149 | 10 | 0 | esc | 0.011149 | 2.4776 | 0.011149 | 2.4776 | 0 | 0 | 0 | 0
[149 empty] | 7.3.2.1.3 Advanced weather monitoring and weather stations Weather StationsWLDFRElectric Reliability | WLDFR | HFTD - Distribution - Tier 2 - 3QU CoRE ¦ 4QU LoRE | Red Flag Warning - Catastrophic Fires | 2022 | Electric Reliability | 222.2294 | 758.7044 | 2022 | Mitigation | 0.011149 | 10 | 0 | esc | 0.011149 | 2.4776 | 0.011149 | 2.4776 | 0.011149 | 2.4776 | 0 | 0
[149 empty] | 7.3.2.1.3 Advanced weather monitoring and weather stations Weather StationsWLDFRElectric Reliability | WLDFR | HFTD - Distribution - Tier 2 - 3QU CoRE ¦ 4QU LoRE | Red Flag Warning - Catastrophic Fires | 2023 | Electric Reliability | 233.2301 | 758.7044 | 2023 | Mitigation | 0.011149 | 10 | 0 | esc | 0.011149 | 2.6002 | 0.011149 | 2.6002 | 0.011149 | 2.6002 | 0.011149 | 2.6002
[149 empty] | 7.3.2.1.3 Advanced weather monitoring and weather stations Weather StationsWLDFRElectric Reliability | WLDFR | HFTD - Distribution - Tier 2 - 3QU CoRE ¦ 4QU LoRE | Red Flag Warning - Catastrophic Fires | 2024 | Electric Reliability | 233.2301 | 758.7044 | 2024 | Mitigation | 0.011149 | 10 | 0 | esc | 0.011149 | 2.6002 | 0.011149 | 2.6002 | 0.011149 | 2.6002 | 0.011149 | 2.6002
[149 empty] | 7.3.2.1.3 Advanced weather monitoring and weather stations Weather StationsWLDFRElectric Reliability | WLDFR | HFTD - Distribution - Tier 2 - 3QU CoRE ¦ 4QU LoRE | Red Flag Warning - Catastrophic Fires | 2025 | Electric Reliability | 233.2301 | 758.7044 | 2025 | Mitigation | 0.011149 | 10 | 0 | esc | 0.011149 | 2.6002 | 0.011149 | 2.6002 | 0.011149 | 2.6002 | 0.011149 | 2.6002
[149 empty] | 7.3.2.1.3 Advanced weather monitoring and weather stations Weather StationsWLDFRElectric Reliability | WLDFR | HFTD - Distribution - Tier 2 - 3QU CoRE ¦ 4QU LoRE | Red Flag Warning - Catastrophic Fires | 2026 | Electric Reliability | 233.2301 | 758.7044 | 2026 | Mitigation | 0.011149 | 10 | 0 | esc | 0.011149 | 2.6002 | 0.011149 | 2.6002 | 0.011149 | 2.6002 | 0.011149 | 2.6002
[149 empty] | 7.3.2.1.3 Advanced weather monitoring and weather stations Weather StationsWLDFRElectric Reliability | WLDFR | HFTD - Distribution - Tier 2 - 3QU CoRE ¦ 4QU LoRE | Red Flag Warning - Catastrophic Fires | 2027 | Electric Reliability | 233.2301 | 758.7044 | 2027 | Mitigation | 0.011149 | 10 | 0 | esc | 0.011149 | 2.6002 | 0.011149 | 2.6002 | 0.011149 | 2.6002 | 0.011149 | 2.6002
[149 empty] | 7.3.2.1.3 Advanced weather monitoring and weather stations Weather StationsWLDFRElectric Reliability | WLDFR | HFTD - Distribution - Tier 2 - 3QU CoRE ¦ 4QU LoRE | Red Flag Warning - Catastrophic Fires | 2028 | Electric Reliability | 247.273 | 758.7044 | 2028 | Mitigation | 0.011149 | 10 | 0 | esc | 0.011149 | 2.7568 | 0.011149 | 2.7568 | 0.011149 | 2.7568 | 0.011149 | 2.7568
[149 empty] | 7.3.2.1.3 Advanced weather monitoring and weather stations Weather StationsWLDFRElectric Reliability | WLDFR | HFTD - Distribution - Tier 2 - 3QU CoRE ¦ 4QU LoRE | Red Flag Warning - Catastrophic Fires | 2029 | Electric Reliability | 247.273 | 758.7044 | 2029 | Mitigation | 0.011149 | 10 | 0 | esc | 0.011149 | 2.7568 | 0.011149 | 2.7568 | 0.011149 | 2.7568 | 0.011149 | 2.7568
[149 empty] | 7.3.2.1.3 Advanced weather monitoring and weather stations Weather StationsWLDFRElectric Reliability | WLDFR | HFTD - Distribution - Tier 2 - 3QU CoRE ¦ 4QU LoRE | Red Flag Warning - Catastrophic Fires | 2030 | Electric Reliability | 247.273 | 758.7044 | 2030 | Mitigation | 0.011149 | 10 | 0 | esc | 0 | 0 | 0.011149 | 2.7568 | 0.011149 | 2.7568 | 0.011149 | 2.7568
[149 empty] | 7.3.2.1.3 Advanced weather monitoring and weather stations Weather StationsWLDFRElectric Reliability | WLDFR | HFTD - Distribution - Tier 2 - 3QU CoRE ¦ 4QU LoRE | Red Flag Warning - Catastrophic Fires | 2031 | Electric Reliability | 247.273 | 758.7044 | 2031 | Mitigation | 0.011149 | 10 | 0 | esc | 0 | 0 | 0 | 0 | 0.011149 | 2.7568 | 0.011149 | 2.7568
[149 empty] | 7.3.2.1.3 Advanced weather monitoring and weather stations Weather StationsWLDFRElectric Reliability | WLDFR | HFTD - Distribution - Tier 2 - 3QU CoRE ¦ 4QU LoRE | Red Flag Warning - Catastrophic Fires | 2032 | Electric Reliability | 247.273 | 758.7044 | 2032 | Mitigation | 0.011149 | 10 | 0 | esc | 0 | 0 | 0 | 0 | 0 | 0 | 0.011149 | 2.7568
[149 empty] | 7.3.2.1.3 Advanced weather monitoring and weather stations Weather StationsWLDFRElectric Reliability | WLDFR | HFTD - Distribution - Tier 2 - 3QU CoRE ¦ 4QU LoRE | Red Flag Warning - Destructive Fires | 2021 | Electric Reliability | 222.2294 | 758.7044 | 2021 | Mitigation | 0.011149 | 10 | 0 | esc | 0.011149 | 2.4776 | 0.011149 | 2.4776 | 0 | 0 | 0 | 0
[149 empty] | 7.3.2.1.3 Advanced weather monitoring and weather stations Weather StationsWLDFRElectric Reliability | WLDFR | HFTD - Distribution - Tier 2 - 3QU CoRE ¦ 4QU LoRE | Red Flag Warning - Destructive Fires | 2022 | Electric Reliability | 222.2294 | 758.7044 | 2022 | Mitigation | 0.011149 | 10 | 0 | esc | 0.011149 | 2.4776 | 0.011149 | 2.4776 | 0.011149 | 2.4776 | 0 | 0
[149 empty] | 7.3.2.1.3 Advanced weather monitoring and weather stations Weather StationsWLDFRElectric Reliability | WLDFR | HFTD - Distribution - Tier 2 - 3QU CoRE ¦ 4QU LoRE | Red Flag Warning - Destructive Fires | 2023 | Electric Reliability | 233.2301 | 758.7044 | 2023 | Mitigation | 0.011149 | 10 | 0 | esc | 0.011149 | 2.6002 | 0.011149 | 2.6002 | 0.011149 | 2.6002 | 0.011149 | 2.6002
[149 empty] | 7.3.2.1.3 Advanced weather monitoring and weather stations Weather StationsWLDFRElectric Reliability | WLDFR | HFTD - Distribution - Tier 2 - 3QU CoRE ¦ 4QU LoRE | Red Flag Warning - Destructive Fires | 2024 | Electric Reliability | 233.2301 | 758.7044 | 2024 | Mitigation | 0.011149 | 10 | 0 | esc | 0.011149 | 2.6002 | 0.011149 | 2.6002 | 0.011149 | 2.6002 | 0.011149 | 2.6002
[149 empty] | 7.3.2.1.3 Advanced weather monitoring and weather stations Weather StationsWLDFRElectric Reliability | WLDFR | HFTD - Distribution - Tier 2 - 3QU CoRE ¦ 4QU LoRE | Red Flag Warning - Destructive Fires | 2025 | Electric Reliability | 233.2301 | 758.7044 | 2025 | Mitigation | 0.011149 | 10 | 0 | esc | 0.011149 | 2.6002 | 0.011149 | 2.6002 | 0.011149 | 2.6002 | 0.011149 | 2.6002
[149 empty] | 7.3.2.1.3 Advanced weather monitoring and weather stations Weather StationsWLDFRElectric Reliability | WLDFR | HFTD - Distribution - Tier 2 - 3QU CoRE ¦ 4QU LoRE | Red Flag Warning - Destructive Fires | 2026 | Electric Reliability | 233.2301 | 758.7044 | 2026 | Mitigation | 0.011149 | 10 | 0 | esc | 0.011149 | 2.6002 | 0.011149 | 2.6002 | 0.011149 | 2.6002 | 0.011149 | 2.6002
[149 empty] | 7.3.2.1.3 Advanced weather monitoring and weather stations Weather StationsWLDFRElectric Reliability | WLDFR | HFTD - Distribution - Tier 2 - 3QU CoRE ¦ 4QU LoRE | Red Flag Warning - Destructive Fires | 2027 | Electric Reliability | 233.2301 | 758.7044 | 2027 | Mitigation | 0.011149 | 10 | 0 | esc | 0.011149 | 2.6002 | 0.011149 | 2.6002 | 0.011149 | 2.6002 | 0.011149 | 2.6002
[149 empty] | 7.3.2.1.3 Advanced weather monitoring and weather stations Weather StationsWLDFRElectric Reliability | WLDFR | HFTD - Distribution - Tier 2 - 3QU CoRE ¦ 4QU LoRE | Red Flag Warning - Destructive Fires | 2028 | Electric Reliability | 247.273 | 758.7044 | 2028 | Mitigation | 0.011149 | 10 | 0 | esc | 0.011149 | 2.7568 | 0.011149 | 2.7568 | 0.011149 | 2.7568 | 0.011149 | 2.7568
[149 empty] | 7.3.2.1.3 Advanced weather monitoring and weather stations Weather StationsWLDFRElectric Reliability | WLDFR | HFTD - Distribution - Tier 2 - 3QU CoRE ¦ 4QU LoRE | Red Flag Warning - Destructive Fires | 2029 | Electric Reliability | 247.273 | 758.7044 | 2029 | Mitigation | 0.011149 | 10 | 0 | esc | 0.011149 | 2.7568 | 0.011149 | 2.7568 | 0.011149 | 2.7568 | 0.011149 | 2.7568
[149 empty] | 7.3.2.1.3 Advanced weather monitoring and weather stations Weather StationsWLDFRElectric Reliability | WLDFR | HFTD - Distribution - Tier 2 - 3QU CoRE ¦ 4QU LoRE | Red Flag Warning - Destructive Fires | 2030 | Electric Reliability | 247.273 | 758.7044 | 2030 | Mitigation | 0.011149 | 10 | 0 | esc | 0 | 0 | 0.011149 | 2.7568 | 0.011149 | 2.7568 | 0.011149 | 2.7568
[149 empty] | 7.3.2.1.3 Advanced weather monitoring and weather stations Weather StationsWLDFRElectric Reliability | WLDFR | HFTD - Distribution - Tier 2 - 3QU CoRE ¦ 4QU LoRE | Red Flag Warning - Destructive Fires | 2031 | Electric Reliability | 247.273 | 758.7044 | 2031 | Mitigation | 0.011149 | 10 | 0 | esc | 0 | 0 | 0 | 0 | 0.011149 | 2.7568 | 0.011149 | 2.7568
[149 empty] | 7.3.2.1.3 Advanced weather monitoring and weather stations Weather StationsWLDFRElectric Reliability | WLDFR | HFTD - Distribution - Tier 2 - 3QU CoRE ¦ 4QU LoRE | Red Flag Warning - Destructive Fires | 2032 | Electric Reliability | 247.273 | 758.7044 | 2032 | Mitigation | 0.011149 | 10 | 0 | esc | 0 | 0 | 0 | 0 | 0 | 0 | 0.011149 | 2.7568
[149 empty] | 7.3.2.1.3 Advanced weather monitoring and weather stations Weather StationsWLDFRElectric Reliability | WLDFR | HFTD - Distribution - Tier 2 - 3QU CoRE ¦ 4QU LoRE | Red Flag Warning - Large Fires | 2021 | Electric Reliability | 0.69642 | 758.7044 | 2021 | Mitigation | 0.011149 | 10 | 0 | esc | 0.011149 | 0.0077642 | 0.011149 | 0.0077642 | 0 | 0 | 0 | 0
[149 empty] | 7.3.2.1.3 Advanced weather monitoring and weather stations Weather StationsWLDFRElectric Reliability | WLDFR | HFTD - Distribution - Tier 2 - 3QU CoRE ¦ 4QU LoRE | Red Flag Warning - Large Fires | 2022 | Electric Reliability | 0.69642 | 758.7044 | 2022 | Mitigation | 0.011149 | 10 | 0 | esc | 0.011149 | 0.0077642 | 0.011149 | 0.0077642 | 0.011149 | 0.0077642 | 0 | 0
[149 empty] | 7.3.2.1.3 Advanced weather monitoring and weather stations Weather StationsWLDFRElectric Reliability | WLDFR | HFTD - Distribution - Tier 2 - 3QU CoRE ¦ 4QU LoRE | Red Flag Warning - Large Fires | 2023 | Electric Reliability | 0.71896 | 758.7044 | 2023 | Mitigation | 0.011149 | 10 | 0 | esc | 0.011149 | 0.0080156 | 0.011149 | 0.0080156 | 0.011149 | 0.0080156 | 0.011149 | 0.0080156
[149 empty] | 7.3.2.1.3 Advanced weather monitoring and weather stations Weather StationsWLDFRElectric Reliability | WLDFR | HFTD - Distribution - Tier 2 - 3QU CoRE ¦ 4QU LoRE | Red Flag Warning - Large Fires | 2024 | Electric Reliability | 0.71896 | 758.7044 | 2024 | Mitigation | 0.011149 | 10 | 0 | esc | 0.011149 | 0.0080156 | 0.011149 | 0.0080156 | 0.011149 | 0.0080156 | 0.011149 | 0.0080156
[149 empty] | 7.3.2.1.3 Advanced weather monitoring and weather stations Weather StationsWLDFRElectric Reliability | WLDFR | HFTD - Distribution - Tier 2 - 3QU CoRE ¦ 4QU LoRE | Red Flag Warning - Large Fires | 2025 | Electric Reliability | 0.71896 | 758.7044 | 2025 | Mitigation | 0.011149 | 10 | 0 | esc | 0.011149 | 0.0080156 | 0.011149 | 0.0080156 | 0.011149 | 0.0080156 | 0.011149 | 0.0080156
[149 empty] | 7.3.2.1.3 Advanced weather monitoring and weather stations Weather StationsWLDFRElectric Reliability | WLDFR | HFTD - Distribution - Tier 2 - 3QU CoRE ¦ 4QU LoRE | Red Flag Warning - Large Fires | 2026 | Electric Reliability | 0.71896 | 758.7044 | 2026 | Mitigation | 0.011149 | 10 | 0 | esc | 0.011149 | 0.0080156 | 0.011149 | 0.0080156 | 0.011149 | 0.0080156 | 0.011149 | 0.0080156
[149 empty] | 7.3.2.1.3 Advanced weather monitoring and weather stations Weather StationsWLDFRElectric Reliability | WLDFR | HFTD - Distribution - Tier 2 - 3QU CoRE ¦ 4QU LoRE | Red Flag Warning - Large Fires | 2027 | Electric Reliability | 0.71896 | 758.7044 | 2027 | Mitigation | 0.011149 | 10 | 0 | esc | 0.011149 | 0.0080156 | 0.011149 | 0.0080156 | 0.011149 | 0.0080156 | 0.011149 | 0.0080156
[149 empty] | 7.3.2.1.3 Advanced weather monitoring and weather stations Weather StationsWLDFRElectric Reliability | WLDFR | HFTD - Distribution - Tier 2 - 3QU CoRE ¦ 4QU LoRE | Red Flag Warning - Large Fires | 2028 | Electric Reliability | 0.74734 | 758.7044 | 2028 | Mitigation | 0.011149 | 10 | 0 | esc | 0.011149 | 0.0083319 | 0.011149 | 0.0083319 | 0.011149 | 0.0083319 | 0.011149 | 0.0083319
[149 empty] | 7.3.2.1.3 Advanced weather monitoring and weather stations Weather StationsWLDFRElectric Reliability | WLDFR | HFTD - Distribution - Tier 2 - 3QU CoRE ¦ 4QU LoRE | Red Flag Warning - Large Fires | 2029 | Electric Reliability | 0.74734 | 758.7044 | 2029 | Mitigation | 0.011149 | 10 | 0 | esc | 0.011149 | 0.0083319 | 0.011149 | 0.0083319 | 0.011149 | 0.0083319 | 0.011149 | 0.0083319
[149 empty] | 7.3.2.1.3 Advanced weather monitoring and weather stations Weather StationsWLDFRElectric Reliability | WLDFR | HFTD - Distribution - Tier 2 - 3QU CoRE ¦ 4QU LoRE | Red Flag Warning - Large Fires | 2030 | Electric Reliability | 0.74734 | 758.7044 | 2030 | Mitigation | 0.011149 | 10 | 0 | esc | 0 | 0 | 0.011149 | 0.0083319 | 0.011149 | 0.0083319 | 0.011149 | 0.0083319
[149 empty] | 7.3.2.1.3 Advanced weather monitoring and weather stations Weather StationsWLDFRElectric Reliability | WLDFR | HFTD - Distribution - Tier 2 - 3QU CoRE ¦ 4QU LoRE | Red Flag Warning - Large Fires | 2031 | Electric Reliability | 0.74734 | 758.7044 | 2031 | Mitigation | 0.011149 | 10 | 0 | esc | 0 | 0 | 0 | 0 | 0.011149 | 0.0083319 | 0.011149 | 0.0083319
[149 empty] | 7.3.2.1.3 Advanced weather monitoring and weather stations Weather StationsWLDFRElectric Reliability | WLDFR | HFTD - Distribution - Tier 2 - 3QU CoRE ¦ 4QU LoRE | Red Flag Warning - Large Fires | 2032 | Electric Reliability | 0.74734 | 758.7044 | 2032 | Mitigation | 0.011149 | 10 | 0 | esc | 0 | 0 | 0 | 0 | 0 | 0 | 0.011149 | 0.0083319
[149 empty] | 7.3.2.1.3 Advanced weather monitoring and weather stations Weather StationsWLDFRElectric Reliability | WLDFR | HFTD - Distribution - Tier 2 - 3QU CoRE ¦ 4QU LoRE | Red Flag Warning - Small Fires | 2021 | Electric Reliability | 0.036425 | 758.7044 | 2021 | Mitigation | 0.011149 | 10 | 0 | esc | 0.011149 | 0.0004061 | 0.011149 | 0.0004061 | 0 | 0 | 0 | 0
[149 empty] | 7.3.2.1.3 Advanced weather monitoring and weather stations Weather StationsWLDFRElectric Reliability | WLDFR | HFTD - Distribution - Tier 2 - 3QU CoRE ¦ 4QU LoRE | Red Flag Warning - Small Fires | 2022 | Electric Reliability | 0.036425 | 758.7044 | 2022 | Mitigation | 0.011149 | 10 | 0 | esc | 0.011149 | 0.0004061 | 0.011149 | 0.0004061 | 0.011149 | 0.0004061 | 0 | 0
[149 empty] | 7.3.2.1.3 Advanced weather monitoring and weather stations Weather StationsWLDFRElectric Reliability | WLDFR | HFTD - Distribution - Tier 2 - 3QU CoRE ¦ 4QU LoRE | Red Flag Warning - Small Fires | 2023 | Electric Reliability | 0.03759 | 758.7044 | 2023 | Mitigation | 0.011149 | 10 | 0 | esc | 0.011149 | 0.00041909 | 0.011149 | 0.00041909 | 0.011149 | 0.00041909 | 0.011149 | 0.00041909
[149 empty] | 7.3.2.1.3 Advanced weather monitoring and weather stations Weather StationsWLDFRElectric Reliability | WLDFR | HFTD - Distribution - Tier 2 - 3QU CoRE ¦ 4QU LoRE | Red Flag Warning - Small Fires | 2024 | Electric Reliability | 0.03759 | 758.7044 | 2024 | Mitigation | 0.011149 | 10 | 0 | esc | 0.011149 | 0.00041909 | 0.011149 | 0.00041909 | 0.011149 | 0.00041909 | 0.011149 | 0.00041909
[149 empty] | 7.3.2.1.3 Advanced weather monitoring and weather stations Weather StationsWLDFRElectric Reliability | WLDFR | HFTD - Distribution - Tier 2 - 3QU CoRE ¦ 4QU LoRE | Red Flag Warning - Small Fires | 2025 | Electric Reliability | 0.03759 | 758.7044 | 2025 | Mitigation | 0.011149 | 10 | 0 | esc | 0.011149 | 0.00041909 | 0.011149 | 0.00041909 | 0.011149 | 0.00041909 | 0.011149 | 0.00041909
[149 empty] | 7.3.2.1.3 Advanced weather monitoring and weather stations Weather StationsWLDFRElectric Reliability | WLDFR | HFTD - Distribution - Tier 2 - 3QU CoRE ¦ 4QU LoRE | Red Flag Warning - Small Fires | 2026 | Electric Reliability | 0.03759 | 758.7044 | 2026 | Mitigation | 0.011149 | 10 | 0 | esc | 0.011149 | 0.00041909 | 0.011149 | 0.00041909 | 0.011149 | 0.00041909 | 0.011149 | 0.00041909
[149 empty] | 7.3.2.1.3 Advanced weather monitoring and weather stations Weather StationsWLDFRElectric Reliability | WLDFR | HFTD - Distribution - Tier 2 - 3QU CoRE ¦ 4QU LoRE | Red Flag Warning - Small Fires | 2027 | Electric Reliability | 0.03759 | 758.7044 | 2027 | Mitigation | 0.011149 | 10 | 0 | esc | 0.011149 | 0.00041909 | 0.011149 | 0.00041909 | 0.011149 | 0.00041909 | 0.011149 | 0.00041909
[149 empty] | 7.3.2.1.3 Advanced weather monitoring and weather stations Weather StationsWLDFRElectric Reliability | WLDFR | HFTD - Distribution - Tier 2 - 3QU CoRE ¦ 4QU LoRE | Red Flag Warning - Small Fires | 2028 | Electric Reliability | 0.039055 | 758.7044 | 2028 | Mitigation | 0.011149 | 10 | 0 | esc | 0.011149 | 0.00043542 | 0.011149 | 0.00043542 | 0.011149 | 0.00043542 | 0.011149 | 0.00043542
[149 empty] | 7.3.2.1.3 Advanced weather monitoring and weather stations Weather StationsWLDFRElectric Reliability | WLDFR | HFTD - Distribution - Tier 2 - 3QU CoRE ¦ 4QU LoRE | Red Flag Warning - Small Fires | 2029 | Electric Reliability | 0.039055 | 758.7044 | 2029 | Mitigation | 0.011149 | 10 | 0 | esc | 0.011149 | 0.00043542 | 0.011149 | 0.00043542 | 0.011149 | 0.00043542 | 0.011149 | 0.00043542
[149 empty] | 7.3.2.1.3 Advanced weather monitoring and weather stations Weather StationsWLDFRElectric Reliability | WLDFR | HFTD - Distribution - Tier 2 - 3QU CoRE ¦ 4QU LoRE | Red Flag Warning - Small Fires | 2030 | Electric Reliability | 0.039055 | 758.7044 | 2030 | Mitigation | 0.011149 | 10 | 0 | esc | 0 | 0 | 0.011149 | 0.00043542 | 0.011149 | 0.00043542 | 0.011149 | 0.00043542
[149 empty] | 7.3.2.1.3 Advanced weather monitoring and weather stations Weather StationsWLDFRElectric Reliability | WLDFR | HFTD - Distribution - Tier 2 - 3QU CoRE ¦ 4QU LoRE | Red Flag Warning - Small Fires | 2031 | Electric Reliability | 0.039055 | 758.7044 | 2031 | Mitigation | 0.011149 | 10 | 0 | esc | 0 | 0 | 0 | 0 | 0.011149 | 0.00043542 | 0.011149 | 0.00043542
[149 empty] | 7.3.2.1.3 Advanced weather monitoring and weather stations Weather StationsWLDFRElectric Reliability | WLDFR | HFTD - Distribution - Tier 2 - 3QU CoRE ¦ 4QU LoRE | Red Flag Warning - Small Fires | 2032 | Electric Reliability | 0.039055 | 758.7044 | 2032 | Mitigation | 0.011149 | 10 | 0 | esc | 0 | 0 | 0 | 0 | 0 | 0 | 0.011149 | 0.00043542
[149 empty] | 7.3.2.1.3 Advanced weather monitoring and weather stations Weather StationsWLDFRElectric Reliability | WLDFR | HFTD - Distribution - Tier 2 - 3QU CoRE ¦ 4QU LoRE | Seismic - Non-Red Flag Warning - Catastrophic Fires | 2021 | Electric Reliability | 409.2237 | 758.7044 | 2021 | Mitigation | 0.011149 | 10 | 0 | esc | 0.011149 | 4.5624 | 0.011149 | 4.5624 | 0 | 0 | 0 | 0
[149 empty] | 7.3.2.1.3 Advanced weather monitoring and weather stations Weather StationsWLDFRElectric Reliability | WLDFR | HFTD - Distribution - Tier 2 - 3QU CoRE ¦ 4QU LoRE | Seismic - Non-Red Flag Warning - Catastrophic Fires | 2022 | Electric Reliability | 409.2237 | 758.7044 | 2022 | Mitigation | 0.011149 | 10 | 0 | esc | 0.011149 | 4.5624 | 0.011149 | 4.5624 | 0.011149 | 4.5624 | 0 | 0
[149 empty] | 7.3.2.1.3 Advanced weather monitoring and weather stations Weather StationsWLDFRElectric Reliability | WLDFR | HFTD - Distribution - Tier 2 - 3QU CoRE ¦ 4QU LoRE | Seismic - Non-Red Flag Warning - Catastrophic Fires | 2023 | Electric Reliability | 428.6023 | 758.7044 | 2023 | Mitigation | 0.011149 | 10 | 0 | esc | 0.011149 | 4.7784 | 0.011149 | 4.7784 | 0.011149 | 4.7784 | 0.011149 | 4.7784
[149 empty] | 7.3.2.1.3 Advanced weather monitoring and weather stations Weather StationsWLDFRElectric Reliability | WLDFR | HFTD - Distribution - Tier 2 - 3QU CoRE ¦ 4QU LoRE | Seismic - Non-Red Flag Warning - Catastrophic Fires | 2024 | Electric Reliability | 428.6023 | 758.7044 | 2024 | Mitigation | 0.011149 | 10 | 0 | esc | 0.011149 | 4.7784 | 0.011149 | 4.7784 | 0.011149 | 4.7784 | 0.011149 | 4.7784
[149 empty] | 7.3.2.1.3 Advanced weather monitoring and weather stations Weather StationsWLDFRElectric Reliability | WLDFR | HFTD - Distribution - Tier 2 - 3QU CoRE ¦ 4QU LoRE | Seismic - Non-Red Flag Warning - Catastrophic Fires | 2025 | Electric Reliability | 428.6023 | 758.7044 | 2025 | Mitigation | 0.011149 | 10 | 0 | esc | 0.011149 | 4.7784 | 0.011149 | 4.7784 | 0.011149 | 4.7784 | 0.011149 | 4.7784
[149 empty] | 7.3.2.1.3 Advanced weather monitoring and weather stations Weather StationsWLDFRElectric Reliability | WLDFR | HFTD - Distribution - Tier 2 - 3QU CoRE ¦ 4QU LoRE | Seismic - Non-Red Flag Warning - Catastrophic Fires | 2026 | Electric Reliability | 428.6023 | 758.7044 | 2026 | Mitigation | 0.011149 | 10 | 0 | esc | 0.011149 | 4.7784 | 0.011149 | 4.7784 | 0.011149 | 4.7784 | 0.011149 | 4.7784
[149 empty] | 7.3.2.1.3 Advanced weather monitoring and weather stations Weather StationsWLDFRElectric Reliability | WLDFR | HFTD - Distribution - Tier 2 - 3QU CoRE ¦ 4QU LoRE | Seismic - Non-Red Flag Warning - Catastrophic Fires | 2027 | Electric Reliability | 428.6023 | 758.7044 | 2027 | Mitigation | 0.011149 | 10 | 0 | esc | 0.011149 | 4.7784 | 0.011149 | 4.7784 | 0.011149 | 4.7784 | 0.011149 | 4.7784
[149 empty] | 7.3.2.1.3 Advanced weather monitoring and weather stations Weather StationsWLDFRElectric Reliability | WLDFR | HFTD - Distribution - Tier 2 - 3QU CoRE ¦ 4QU LoRE | Seismic - Non-Red Flag Warning - Catastrophic Fires | 2028 | Electric Reliability | 453.261 | 758.7044 | 2028 | Mitigation | 0.011149 | 10 | 0 | esc | 0.011149 | 5.0533 | 0.011149 | 5.0533 | 0.011149 | 5.0533 | 0.011149 | 5.0533
[149 empty] | 7.3.2.1.3 Advanced weather monitoring and weather stations Weather StationsWLDFRElectric Reliability | WLDFR | HFTD - Distribution - Tier 2 - 3QU CoRE ¦ 4QU LoRE | Seismic - Non-Red Flag Warning - Catastrophic Fires | 2029 | Electric Reliability | 453.261 | 758.7044 | 2029 | Mitigation | 0.011149 | 10 | 0 | esc | 0.011149 | 5.0533 | 0.011149 | 5.0533 | 0.011149 | 5.0533 | 0.011149 | 5.0533
[149 empty] | 7.3.2.1.3 Advanced weather monitoring and weather stations Weather StationsWLDFRElectric Reliability | WLDFR | HFTD - Distribution - Tier 2 - 3QU CoRE ¦ 4QU LoRE | Seismic - Non-Red Flag Warning - Catastrophic Fires | 2030 | Electric Reliability | 453.261 | 758.7044 | 2030 | Mitigation | 0.011149 | 10 | 0 | esc | 0 | 0 | 0.011149 | 5.0533 | 0.011149 | 5.0533 | 0.011149 | 5.0533
[149 empty] | 7.3.2.1.3 Advanced weather monitoring and weather stations Weather StationsWLDFRElectric Reliability | WLDFR | HFTD - Distribution - Tier 2 - 3QU CoRE ¦ 4QU LoRE | Seismic - Non-Red Flag Warning - Catastrophic Fires | 2031 | Electric Reliability | 453.261 | 758.7044 | 2031 | Mitigation | 0.011149 | 10 | 0 | esc | 0 | 0 | 0 | 0 | 0.011149 | 5.0533 | 0.011149 | 5.0533
[149 empty] | 7.3.2.1.3 Advanced weather monitoring and weather stations Weather StationsWLDFRElectric Reliability | WLDFR | HFTD - Distribution - Tier 2 - 3QU CoRE ¦ 4QU LoRE | Seismic - Non-Red Flag Warning - Catastrophic Fires | 2032 | Electric Reliability | 453.261 | 758.7044 | 2032 | Mitigation | 0.011149 | 10 | 0 | esc | 0 | 0 | 0 | 0 | 0 | 0 | 0.011149 | 5.0533
[149 empty] | 7.3.2.1.3 Advanced weather monitoring and weather stations Weather StationsWLDFRElectric Reliability | WLDFR | HFTD - Distribution - Tier 2 - 3QU CoRE ¦ 4QU LoRE | Seismic - Red Flag Warning - Catastrophic Fires | 2021 | Electric Reliability | 409.2237 | 758.7044 | 2021 | Mitigation | 0.011149 | 10 | 0 | esc | 0.011149 | 4.5624 | 0.011149 | 4.5624 | 0 | 0 | 0 | 0
[149 empty] | 7.3.2.1.3 Advanced weather monitoring and weather stations Weather StationsWLDFRElectric Reliability | WLDFR | HFTD - Distribution - Tier 2 - 3QU CoRE ¦ 4QU LoRE | Seismic - Red Flag Warning - Catastrophic Fires | 2022 | Electric Reliability | 409.2237 | 758.7044 | 2022 | Mitigation | 0.011149 | 10 | 0 | esc | 0.011149 | 4.5624 | 0.011149 | 4.5624 | 0.011149 | 4.5624 | 0 | 0
[149 empty] | 7.3.2.1.3 Advanced weather monitoring and weather stations Weather StationsWLDFRElectric Reliability | WLDFR | HFTD - Distribution - Tier 2 - 3QU CoRE ¦ 4QU LoRE | Seismic - Red Flag Warning - Catastrophic Fires | 2023 | Electric Reliability | 428.6023 | 758.7044 | 2023 | Mitigation | 0.011149 | 10 | 0 | esc | 0.011149 | 4.7784 | 0.011149 | 4.7784 | 0.011149 | 4.7784 | 0.011149 | 4.7784
[149 empty] | 7.3.2.1.3 Advanced weather monitoring and weather stations Weather StationsWLDFRElectric Reliability | WLDFR | HFTD - Distribution - Tier 2 - 3QU CoRE ¦ 4QU LoRE | Seismic - Red Flag Warning - Catastrophic Fires | 2024 | Electric Reliability | 428.6023 | 758.7044 | 2024 | Mitigation | 0.011149 | 10 | 0 | esc | 0.011149 | 4.7784 | 0.011149 | 4.7784 | 0.011149 | 4.7784 | 0.011149 | 4.7784
[149 empty] | 7.3.2.1.3 Advanced weather monitoring and weather stations Weather StationsWLDFRElectric Reliability | WLDFR | HFTD - Distribution - Tier 2 - 3QU CoRE ¦ 4QU LoRE | Seismic - Red Flag Warning - Catastrophic Fires | 2025 | Electric Reliability | 428.6023 | 758.7044 | 2025 | Mitigation | 0.011149 | 10 | 0 | esc | 0.011149 | 4.7784 | 0.011149 | 4.7784 | 0.011149 | 4.7784 | 0.011149 | 4.7784
[149 empty] | 7.3.2.1.3 Advanced weather monitoring and weather stations Weather StationsWLDFRElectric Reliability | WLDFR | HFTD - Distribution - Tier 2 - 3QU CoRE ¦ 4QU LoRE | Seismic - Red Flag Warning - Catastrophic Fires | 2026 | Electric Reliability | 428.6023 | 758.7044 | 2026 | Mitigation | 0.011149 | 10 | 0 | esc | 0.011149 | 4.7784 | 0.011149 | 4.7784 | 0.011149 | 4.7784 | 0.011149 | 4.7784
[149 empty] | 7.3.2.1.3 Advanced weather monitoring and weather stations Weather StationsWLDFRElectric Reliability | WLDFR | HFTD - Distribution - Tier 2 - 3QU CoRE ¦ 4QU LoRE | Seismic - Red Flag Warning - Catastrophic Fires | 2027 | Electric Reliability | 428.6023 | 758.7044 | 2027 | Mitigation | 0.011149 | 10 | 0 | esc | 0.011149 | 4.7784 | 0.011149 | 4.7784 | 0.011149 | 4.7784 | 0.011149 | 4.7784
[149 empty] | 7.3.2.1.3 Advanced weather monitoring and weather stations Weather StationsWLDFRElectric Reliability | WLDFR | HFTD - Distribution - Tier 2 - 3QU CoRE ¦ 4QU LoRE | Seismic - Red Flag Warning - Catastrophic Fires | 2028 | Electric Reliability | 453.261 | 758.7044 | 2028 | Mitigation | 0.011149 | 10 | 0 | esc | 0.011149 | 5.0533 | 0.011149 | 5.0533 | 0.011149 | 5.0533 | 0.011149 | 5.0533
[149 empty] | 7.3.2.1.3 Advanced weather monitoring and weather stations Weather StationsWLDFRElectric Reliability | WLDFR | HFTD - Distribution - Tier 2 - 3QU CoRE ¦ 4QU LoRE | Seismic - Red Flag Warning - Catastrophic Fires | 2029 | Electric Reliability | 453.261 | 758.7044 | 2029 | Mitigation | 0.011149 | 10 | 0 | esc | 0.011149 | 5.0533 | 0.011149 | 5.0533 | 0.011149 | 5.0533 | 0.011149 | 5.0533
[149 empty] | 7.3.2.1.3 Advanced weather monitoring and weather stations Weather StationsWLDFRElectric Reliability | WLDFR | HFTD - Distribution - Tier 2 - 3QU CoRE ¦ 4QU LoRE | Seismic - Red Flag Warning - Catastrophic Fires | 2030 | Electric Reliability | 453.261 | 758.7044 | 2030 | Mitigation | 0.011149 | 10 | 0 | esc | 0 | 0 | 0.011149 | 5.0533 | 0.011149 | 5.0533 | 0.011149 | 5.0533
[149 empty] | 7.3.2.1.3 Advanced weather monitoring and weather stations Weather StationsWLDFRElectric Reliability | WLDFR | HFTD - Distribution - Tier 2 - 3QU CoRE ¦ 4QU LoRE | Seismic - Red Flag Warning - Catastrophic Fires | 2031 | Electric Reliability | 453.261 | 758.7044 | 2031 | Mitigation | 0.011149 | 10 | 0 | esc | 0 | 0 | 0 | 0 | 0.011149 | 5.0533 | 0.011149 | 5.0533
[149 empty] | 7.3.2.1.3 Advanced weather monitoring and weather stations Weather StationsWLDFRElectric Reliability | WLDFR | HFTD - Distribution - Tier 2 - 3QU CoRE ¦ 4QU LoRE | Seismic - Red Flag Warning - Catastrophic Fires | 2032 | Electric Reliability | 453.261 | 758.7044 | 2032 | Mitigation | 0.011149 | 10 | 0 | esc | 0 | 0 | 0 | 0 | 0 | 0 | 0.011149 | 5.0533
[149 empty] | 7.3.2.1.3 Advanced weather monitoring and weather stations Weather StationsWLDFRElectric Reliability | WLDFR | HFTD - Distribution - Tier 2 - 3QU CoRE ¦ 5QU LoRE | Non-Red Flag Warning - Catastrophic Fires | 2021 | Electric Reliability | 222.2294 | 746.7011 | 2021 | Mitigation | 0.011149 | 10 | 0 | esc | 0.011149 | 2.4776 | 0.011149 | 2.4776 | 0 | 0 | 0 | 0
[149 empty] | 7.3.2.1.3 Advanced weather monitoring and weather stations Weather StationsWLDFRElectric Reliability | WLDFR | HFTD - Distribution - Tier 2 - 3QU CoRE ¦ 5QU LoRE | Non-Red Flag Warning - Catastrophic Fires | 2022 | Electric Reliability | 222.2294 | 746.7011 | 2022 | Mitigation | 0.011149 | 10 | 0 | esc | 0.011149 | 2.4776 | 0.011149 | 2.4776 | 0.011149 | 2.4776 | 0 | 0
[149 empty] | 7.3.2.1.3 Advanced weather monitoring and weather stations Weather StationsWLDFRElectric Reliability | WLDFR | HFTD - Distribution - Tier 2 - 3QU CoRE ¦ 5QU LoRE | Non-Red Flag Warning - Catastrophic Fires | 2023 | Electric Reliability | 233.2301 | 746.7011 | 2023 | Mitigation | 0.011149 | 10 | 0 | esc | 0.011149 | 2.6002 | 0.011149 | 2.6002 | 0.011149 | 2.6002 | 0.011149 | 2.6002
[149 empty] | 7.3.2.1.3 Advanced weather monitoring and weather stations Weather StationsWLDFRElectric Reliability | WLDFR | HFTD - Distribution - Tier 2 - 3QU CoRE ¦ 5QU LoRE | Non-Red Flag Warning - Catastrophic Fires | 2024 | Electric Reliability | 233.2301 | 746.7011 | 2024 | Mitigation | 0.011149 | 10 | 0 | esc | 0.011149 | 2.6002 | 0.011149 | 2.6002 | 0.011149 | 2.6002 | 0.011149 | 2.6002
[149 empty] | 7.3.2.1.3 Advanced weather monitoring and weather stations Weather StationsWLDFRElectric Reliability | WLDFR | HFTD - Distribution - Tier 2 - 3QU CoRE ¦ 5QU LoRE | Non-Red Flag Warning - Catastrophic Fires | 2025 | Electric Reliability | 233.2301 | 746.7011 | 2025 | Mitigation | 0.011149 | 10 | 0 | esc | 0.011149 | 2.6002 | 0.011149 | 2.6002 | 0.011149 | 2.6002 | 0.011149 | 2.6002
[149 empty] | 7.3.2.1.3 Advanced weather monitoring and weather stations Weather StationsWLDFRElectric Reliability | WLDFR | HFTD - Distribution - Tier 2 - 3QU CoRE ¦ 5QU LoRE | Non-Red Flag Warning - Catastrophic Fires | 2026 | Electric Reliability | 233.2301 | 746.7011 | 2026 | Mitigation | 0.011149 | 10 | 0 | esc | 0.011149 | 2.6002 | 0.011149 | 2.6002 | 0.011149 | 2.6002 | 0.011149 | 2.6002
[149 empty] | 7.3.2.1.3 Advanced weather monitoring and weather stations Weather StationsWLDFRElectric Reliability | WLDFR | HFTD - Distribution - Tier 2 - 3QU CoRE ¦ 5QU LoRE | Non-Red Flag Warning - Catastrophic Fires | 2027 | Electric Reliability | 233.2301 | 746.7011 | 2027 | Mitigation | 0.011149 | 10 | 0 | esc | 0.011149 | 2.6002 | 0.011149 | 2.6002 | 0.011149 | 2.6002 | 0.011149 | 2.6002
[149 empty] | 7.3.2.1.3 Advanced weather monitoring and weather stations Weather StationsWLDFRElectric Reliability | WLDFR | HFTD - Distribution - Tier 2 - 3QU CoRE ¦ 5QU LoRE | Non-Red Flag Warning - Catastrophic Fires | 2028 | Electric Reliability | 247.273 | 746.7011 | 2028 | Mitigation | 0.011149 | 10 | 0 | esc | 0.011149 | 2.7568 | 0.011149 | 2.7568 | 0.011149 | 2.7568 | 0.011149 | 2.7568
[149 empty] | 7.3.2.1.3 Advanced weather monitoring and weather stations Weather StationsWLDFRElectric Reliability | WLDFR | HFTD - Distribution - Tier 2 - 3QU CoRE ¦ 5QU LoRE | Non-Red Flag Warning - Catastrophic Fires | 2029 | Electric Reliability | 247.273 | 746.7011 | 2029 | Mitigation | 0.011149 | 10 | 0 | esc | 0.011149 | 2.7568 | 0.011149 | 2.7568 | 0.011149 | 2.7568 | 0.011149 | 2.7568
[149 empty] | 7.3.2.1.3 Advanced weather monitoring and weather stations Weather StationsWLDFRElectric Reliability | WLDFR | HFTD - Distribution - Tier 2 - 3QU CoRE ¦ 5QU LoRE | Non-Red Flag Warning - Catastrophic Fires | 2030 | Electric Reliability | 247.273 | 746.7011 | 2030 | Mitigation | 0.011149 | 10 | 0 | esc | 0 | 0 | 0.011149 | 2.7568 | 0.011149 | 2.7568 | 0.011149 | 2.7568
[149 empty] | 7.3.2.1.3 Advanced weather monitoring and weather stations Weather StationsWLDFRElectric Reliability | WLDFR | HFTD - Distribution - Tier 2 - 3QU CoRE ¦ 5QU LoRE | Non-Red Flag Warning - Catastrophic Fires | 2031 | Electric Reliability | 247.273 | 746.7011 | 2031 | Mitigation | 0.011149 | 10 | 0 | esc | 0 | 0 | 0 | 0 | 0.011149 | 2.7568 | 0.011149 | 2.7568
[149 empty] | 7.3.2.1.3 Advanced weather monitoring and weather stations Weather StationsWLDFRElectric Reliability | WLDFR | HFTD - Distribution - Tier 2 - 3QU CoRE ¦ 5QU LoRE | Non-Red Flag Warning - Catastrophic Fires | 2032 | Electric Reliability | 247.273 | 746.7011 | 2032 | Mitigation | 0.011149 | 10 | 0 | esc | 0 | 0 | 0 | 0 | 0 | 0 | 0.011149 | 2.7568
[149 empty] | 7.3.2.1.3 Advanced weather monitoring and weather stations Weather StationsWLDFRElectric Reliability | WLDFR | HFTD - Distribution - Tier 2 - 3QU CoRE ¦ 5QU LoRE | Non-Red Flag Warning - Destructive Fires | 2021 | Electric Reliability | 222.2294 | 746.7011 | 2021 | Mitigation | 0.011149 | 10 | 0 | esc | 0.011149 | 2.4776 | 0.011149 | 2.4776 | 0 | 0 | 0 | 0
[149 empty] | 7.3.2.1.3 Advanced weather monitoring and weather stations Weather StationsWLDFRElectric Reliability | WLDFR | HFTD - Distribution - Tier 2 - 3QU CoRE ¦ 5QU LoRE | Non-Red Flag Warning - Destructive Fires | 2022 | Electric Reliability | 222.2294 | 746.7011 | 2022 | Mitigation | 0.011149 | 10 | 0 | esc | 0.011149 | 2.4776 | 0.011149 | 2.4776 | 0.011149 | 2.4776 | 0 | 0
[149 empty] | 7.3.2.1.3 Advanced weather monitoring and weather stations Weather StationsWLDFRElectric Reliability | WLDFR | HFTD - Distribution - Tier 2 - 3QU CoRE ¦ 5QU LoRE | Non-Red Flag Warning - Destructive Fires | 2023 | Electric Reliability | 233.2301 | 746.7011 | 2023 | Mitigation | 0.011149 | 10 | 0 | esc | 0.011149 | 2.6002 | 0.011149 | 2.6002 | 0.011149 | 2.6002 | 0.011149 | 2.6002
[149 empty] | 7.3.2.1.3 Advanced weather monitoring and weather stations Weather StationsWLDFRElectric Reliability | WLDFR | HFTD - Distribution - Tier 2 - 3QU CoRE ¦ 5QU LoRE | Non-Red Flag Warning - Destructive Fires | 2024 | Electric Reliability | 233.2301 | 746.7011 | 2024 | Mitigation | 0.011149 | 10 | 0 | esc | 0.011149 | 2.6002 | 0.011149 | 2.6002 | 0.011149 | 2.6002 | 0.011149 | 2.6002
[149 empty] | 7.3.2.1.3 Advanced weather monitoring and weather stations Weather StationsWLDFRElectric Reliability | WLDFR | HFTD - Distribution - Tier 2 - 3QU CoRE ¦ 5QU LoRE | Non-Red Flag Warning - Destructive Fires | 2025 | Electric Reliability | 233.2301 | 746.7011 | 2025 | Mitigation | 0.011149 | 10 | 0 | esc | 0.011149 | 2.6002 | 0.011149 | 2.6002 | 0.011149 | 2.6002 | 0.011149 | 2.6002
[149 empty] | 7.3.2.1.3 Advanced weather monitoring and weather stations Weather StationsWLDFRElectric Reliability | WLDFR | HFTD - Distribution - Tier 2 - 3QU CoRE ¦ 5QU LoRE | Non-Red Flag Warning - Destructive Fires | 2026 | Electric Reliability | 233.2301 | 746.7011 | 2026 | Mitigation | 0.011149 | 10 | 0 | esc | 0.011149 | 2.6002 | 0.011149 | 2.6002 | 0.011149 | 2.6002 | 0.011149 | 2.6002
[149 empty] | 7.3.2.1.3 Advanced weather monitoring and weather stations Weather StationsWLDFRElectric Reliability | WLDFR | HFTD - Distribution - Tier 2 - 3QU CoRE ¦ 5QU LoRE | Non-Red Flag Warning - Destructive Fires | 2027 | Electric Reliability | 233.2301 | 746.7011 | 2027 | Mitigation | 0.011149 | 10 | 0 | esc | 0.011149 | 2.6002 | 0.011149 | 2.6002 | 0.011149 | 2.6002 | 0.011149 | 2.6002
[149 empty] | 7.3.2.1.3 Advanced weather monitoring and weather stations Weather StationsWLDFRElectric Reliability | WLDFR | HFTD - Distribution - Tier 2 - 3QU CoRE ¦ 5QU LoRE | Non-Red Flag Warning - Destructive Fires | 2028 | Electric Reliability | 247.273 | 746.7011 | 2028 | Mitigation | 0.011149 | 10 | 0 | esc | 0.011149 | 2.7568 | 0.011149 | 2.7568 | 0.011149 | 2.7568 | 0.011149 | 2.7568
[149 empty] | 7.3.2.1.3 Advanced weather monitoring and weather stations Weather StationsWLDFRElectric Reliability | WLDFR | HFTD - Distribution - Tier 2 - 3QU CoRE ¦ 5QU LoRE | Non-Red Flag Warning - Destructive Fires | 2029 | Electric Reliability | 247.273 | 746.7011 | 2029 | Mitigation | 0.011149 | 10 | 0 | esc | 0.011149 | 2.7568 | 0.011149 | 2.7568 | 0.011149 | 2.7568 | 0.011149 | 2.7568
[149 empty] | 7.3.2.1.3 Advanced weather monitoring and weather stations Weather StationsWLDFRElectric Reliability | WLDFR | HFTD - Distribution - Tier 2 - 3QU CoRE ¦ 5QU LoRE | Non-Red Flag Warning - Destructive Fires | 2030 | Electric Reliability | 247.273 | 746.7011 | 2030 | Mitigation | 0.011149 | 10 | 0 | esc | 0 | 0 | 0.011149 | 2.7568 | 0.011149 | 2.7568 | 0.011149 | 2.7568
[149 empty] | 7.3.2.1.3 Advanced weather monitoring and weather stations Weather StationsWLDFRElectric Reliability | WLDFR | HFTD - Distribution - Tier 2 - 3QU CoRE ¦ 5QU LoRE | Non-Red Flag Warning - Destructive Fires | 2031 | Electric Reliability | 247.273 | 746.7011 | 2031 | Mitigation | 0.011149 | 10 | 0 | esc | 0 | 0 | 0 | 0 | 0.011149 | 2.7568 | 0.011149 | 2.7568
[149 empty] | 7.3.2.1.3 Advanced weather monitoring and weather stations Weather StationsWLDFRElectric Reliability | WLDFR | HFTD - Distribution - Tier 2 - 3QU CoRE ¦ 5QU LoRE | Non-Red Flag Warning - Destructive Fires | 2032 | Electric Reliability | 247.273 | 746.7011 | 2032 | Mitigation | 0.011149 | 10 | 0 | esc | 0 | 0 | 0 | 0 | 0 | 0 | 0.011149 | 2.7568
[149 empty] | 7.3.2.1.3 Advanced weather monitoring and weather stations Weather StationsWLDFRElectric Reliability | WLDFR | HFTD - Distribution - Tier 2 - 3QU CoRE ¦ 5QU LoRE | Non-Red Flag Warning - Large Fires | 2021 | Electric Reliability | 0.69642 | 746.7011 | 2021 | Mitigation | 0.011149 | 10 | 0 | esc | 0.011149 | 0.0077642 | 0.011149 | 0.0077642 | 0 | 0 | 0 | 0
[149 empty] | 7.3.2.1.3 Advanced weather monitoring and weather stations Weather StationsWLDFRElectric Reliability | WLDFR | HFTD - Distribution - Tier 2 - 3QU CoRE ¦ 5QU LoRE | Non-Red Flag Warning - Large Fires | 2022 | Electric Reliability | 0.69642 | 746.7011 | 2022 | Mitigation | 0.011149 | 10 | 0 | esc | 0.011149 | 0.0077642 | 0.011149 | 0.0077642 | 0.011149 | 0.0077642 | 0 | 0
[149 empty] | 7.3.2.1.3 Advanced weather monitoring and weather stations Weather StationsWLDFRElectric Reliability | WLDFR | HFTD - Distribution - Tier 2 - 3QU CoRE ¦ 5QU LoRE | Non-Red Flag Warning - Large Fires | 2023 | Electric Reliability | 0.71896 | 746.7011 | 2023 | Mitigation | 0.011149 | 10 | 0 | esc | 0.011149 | 0.0080156 | 0.011149 | 0.0080156 | 0.011149 | 0.0080156 | 0.011149 | 0.0080156
[149 empty] | 7.3.2.1.3 Advanced weather monitoring and weather stations Weather StationsWLDFRElectric Reliability | WLDFR | HFTD - Distribution - Tier 2 - 3QU CoRE ¦ 5QU LoRE | Non-Red Flag Warning - Large Fires | 2024 | Electric Reliability | 0.71896 | 746.7011 | 2024 | Mitigation | 0.011149 | 10 | 0 | esc | 0.011149 | 0.0080156 | 0.011149 | 0.0080156 | 0.011149 | 0.0080156 | 0.011149 | 0.0080156
[149 empty] | 7.3.2.1.3 Advanced weather monitoring and weather stations Weather StationsWLDFRElectric Reliability | WLDFR | HFTD - Distribution - Tier 2 - 3QU CoRE ¦ 5QU LoRE | Non-Red Flag Warning - Large Fires | 2025 | Electric Reliability | 0.71896 | 746.7011 | 2025 | Mitigation | 0.011149 | 10 | 0 | esc | 0.011149 | 0.0080156 | 0.011149 | 0.0080156 | 0.011149 | 0.0080156 | 0.011149 | 0.0080156
[149 empty] | 7.3.2.1.3 Advanced weather monitoring and weather stations Weather StationsWLDFRElectric Reliability | WLDFR | HFTD - Distribution - Tier 2 - 3QU CoRE ¦ 5QU LoRE | Non-Red Flag Warning - Large Fires | 2026 | Electric Reliability | 0.71896 | 746.7011 | 2026 | Mitigation | 0.011149 | 10 | 0 | esc | 0.011149 | 0.0080156 | 0.011149 | 0.0080156 | 0.011149 | 0.0080156 | 0.011149 | 0.0080156
[149 empty] | 7.3.2.1.3 Advanced weather monitoring and weather stations Weather StationsWLDFRElectric Reliability | WLDFR | HFTD - Distribution - Tier 2 - 3QU CoRE ¦ 5QU LoRE | Non-Red Flag Warning - Large Fires | 2027 | Electric Reliability | 0.71896 | 746.7011 | 2027 | Mitigation | 0.011149 | 10 | 0 | esc | 0.011149 | 0.0080156 | 0.011149 | 0.0080156 | 0.011149 | 0.0080156 | 0.011149 | 0.0080156
[149 empty] | 7.3.2.1.3 Advanced weather monitoring and weather stations Weather StationsWLDFRElectric Reliability | WLDFR | HFTD - Distribution - Tier 2 - 3QU CoRE ¦ 5QU LoRE | Non-Red Flag Warning - Large Fires | 2028 | Electric Reliability | 0.74734 | 746.7011 | 2028 | Mitigation | 0.011149 | 10 | 0 | esc | 0.011149 | 0.0083319 | 0.011149 | 0.0083319 | 0.011149 | 0.0083319 | 0.011149 | 0.0083319
[149 empty] | 7.3.2.1.3 Advanced weather monitoring and weather stations Weather StationsWLDFRElectric Reliability | WLDFR | HFTD - Distribution - Tier 2 - 3QU CoRE ¦ 5QU LoRE | Non-Red Flag Warning - Large Fires | 2029 | Electric Reliability | 0.74734 | 746.7011 | 2029 | Mitigation | 0.011149 | 10 | 0 | esc | 0.011149 | 0.0083319 | 0.011149 | 0.0083319 | 0.011149 | 0.0083319 | 0.011149 | 0.0083319
[149 empty] | 7.3.2.1.3 Advanced weather monitoring and weather stations Weather StationsWLDFRElectric Reliability | WLDFR | HFTD - Distribution - Tier 2 - 3QU CoRE ¦ 5QU LoRE | Non-Red Flag Warning - Large Fires | 2030 | Electric Reliability | 0.74734 | 746.7011 | 2030 | Mitigation | 0.011149 | 10 | 0 | esc | 0 | 0 | 0.011149 | 0.0083319 | 0.011149 | 0.0083319 | 0.011149 | 0.0083319
[149 empty] | 7.3.2.1.3 Advanced weather monitoring and weather stations Weather StationsWLDFRElectric Reliability | WLDFR | HFTD - Distribution - Tier 2 - 3QU CoRE ¦ 5QU LoRE | Non-Red Flag Warning - Large Fires | 2031 | Electric Reliability | 0.74734 | 746.7011 | 2031 | Mitigation | 0.011149 | 10 | 0 | esc | 0 | 0 | 0 | 0 | 0.011149 | 0.0083319 | 0.011149 | 0.0083319
[149 empty] | 7.3.2.1.3 Advanced weather monitoring and weather stations Weather StationsWLDFRElectric Reliability | WLDFR | HFTD - Distribution - Tier 2 - 3QU CoRE ¦ 5QU LoRE | Non-Red Flag Warning - Large Fires | 2032 | Electric Reliability | 0.74734 | 746.7011 | 2032 | Mitigation | 0.011149 | 10 | 0 | esc | 0 | 0 | 0 | 0 | 0 | 0 | 0.011149 | 0.0083319
[149 empty] | 7.3.2.1.3 Advanced weather monitoring and weather stations Weather StationsWLDFRElectric Reliability | WLDFR | HFTD - Distribution - Tier 2 - 3QU CoRE ¦ 5QU LoRE | Non-Red Flag Warning - Small Fires | 2021 | Electric Reliability | 0.036425 | 746.7011 | 2021 | Mitigation | 0.011149 | 10 | 0 | esc | 0.011149 | 0.0004061 | 0.011149 | 0.0004061 | 0 | 0 | 0 | 0
[149 empty] | 7.3.2.1.3 Advanced weather monitoring and weather stations Weather StationsWLDFRElectric Reliability | WLDFR | HFTD - Distribution - Tier 2 - 3QU CoRE ¦ 5QU LoRE | Non-Red Flag Warning - Small Fires | 2022 | Electric Reliability | 0.036425 | 746.7011 | 2022 | Mitigation | 0.011149 | 10 | 0 | esc | 0.011149 | 0.0004061 | 0.011149 | 0.0004061 | 0.011149 | 0.0004061 | 0 | 0
[149 empty] | 7.3.2.1.3 Advanced weather monitoring and weather stations Weather StationsWLDFRElectric Reliability | WLDFR | HFTD - Distribution - Tier 2 - 3QU CoRE ¦ 5QU LoRE | Non-Red Flag Warning - Small Fires | 2023 | Electric Reliability | 0.03759 | 746.7011 | 2023 | Mitigation | 0.011149 | 10 | 0 | esc | 0.011149 | 0.00041909 | 0.011149 | 0.00041909 | 0.011149 | 0.00041909 | 0.011149 | 0.00041909
[149 empty] | 7.3.2.1.3 Advanced weather monitoring and weather stations Weather StationsWLDFRElectric Reliability | WLDFR | HFTD - Distribution - Tier 2 - 3QU CoRE ¦ 5QU LoRE | Non-Red Flag Warning - Small Fires | 2024 | Electric Reliability | 0.03759 | 746.7011 | 2024 | Mitigation | 0.011149 | 10 | 0 | esc | 0.011149 | 0.00041909 | 0.011149 | 0.00041909 | 0.011149 | 0.00041909 | 0.011149 | 0.00041909
[149 empty] | 7.3.2.1.3 Advanced weather monitoring and weather stations Weather StationsWLDFRElectric Reliability | WLDFR | HFTD - Distribution - Tier 2 - 3QU CoRE ¦ 5QU LoRE | Non-Red Flag Warning - Small Fires | 2025 | Electric Reliability | 0.03759 | 746.7011 | 2025 | Mitigation | 0.011149 | 10 | 0 | esc | 0.011149 | 0.00041909 | 0.011149 | 0.00041909 | 0.011149 | 0.00041909 | 0.011149 | 0.00041909
[149 empty] | 7.3.2.1.3 Advanced weather monitoring and weather stations Weather StationsWLDFRElectric Reliability | WLDFR | HFTD - Distribution - Tier 2 - 3QU CoRE ¦ 5QU LoRE | Non-Red Flag Warning - Small Fires | 2026 | Electric Reliability | 0.03759 | 746.7011 | 2026 | Mitigation | 0.011149 | 10 | 0 | esc | 0.011149 | 0.00041909 | 0.011149 | 0.00041909 | 0.011149 | 0.00041909 | 0.011149 | 0.00041909
[149 empty] | 7.3.2.1.3 Advanced weather monitoring and weather stations Weather StationsWLDFRElectric Reliability | WLDFR | HFTD - Distribution - Tier 2 - 3QU CoRE ¦ 5QU LoRE | Non-Red Flag Warning - Small Fires | 2027 | Electric Reliability | 0.03759 | 746.7011 | 2027 | Mitigation | 0.011149 | 10 | 0 | esc | 0.011149 | 0.00041909 | 0.011149 | 0.00041909 | 0.011149 | 0.00041909 | 0.011149 | 0.00041909
[149 empty] | 7.3.2.1.3 Advanced weather monitoring and weather stations Weather StationsWLDFRElectric Reliability | WLDFR | HFTD - Distribution - Tier 2 - 3QU CoRE ¦ 5QU LoRE | Non-Red Flag Warning - Small Fires | 2028 | Electric Reliability | 0.039055 | 746.7011 | 2028 | Mitigation | 0.011149 | 10 | 0 | esc | 0.011149 | 0.00043542 | 0.011149 | 0.00043542 | 0.011149 | 0.00043542 | 0.011149 | 0.00043542
[149 empty] | 7.3.2.1.3 Advanced weather monitoring and weather stations Weather StationsWLDFRElectric Reliability | WLDFR | HFTD - Distribution - Tier 2 - 3QU CoRE ¦ 5QU LoRE | Non-Red Flag Warning - Small Fires | 2029 | Electric Reliability | 0.039055 | 746.7011 | 2029 | Mitigation | 0.011149 | 10 | 0 | esc | 0.011149 | 0.00043542 | 0.011149 | 0.00043542 | 0.011149 | 0.00043542 | 0.011149 | 0.00043542
[149 empty] | 7.3.2.1.3 Advanced weather monitoring and weather stations Weather StationsWLDFRElectric Reliability | WLDFR | HFTD - Distribution - Tier 2 - 3QU CoRE ¦ 5QU LoRE | Non-Red Flag Warning - Small Fires | 2030 | Electric Reliability | 0.039055 | 746.7011 | 2030 | Mitigation | 0.011149 | 10 | 0 | esc | 0 | 0 | 0.011149 | 0.00043542 | 0.011149 | 0.00043542 | 0.011149 | 0.00043542
[149 empty] | 7.3.2.1.3 Advanced weather monitoring and weather stations Weather StationsWLDFRElectric Reliability | WLDFR | HFTD - Distribution - Tier 2 - 3QU CoRE ¦ 5QU LoRE | Non-Red Flag Warning - Small Fires | 2031 | Electric Reliability | 0.039055 | 746.7011 | 2031 | Mitigation | 0.011149 | 10 | 0 | esc | 0 | 0 | 0 | 0 | 0.011149 | 0.00043542 | 0.011149 | 0.00043542
[149 empty] | 7.3.2.1.3 Advanced weather monitoring and weather stations Weather StationsWLDFRElectric Reliability | WLDFR | HFTD - Distribution - Tier 2 - 3QU CoRE ¦ 5QU LoRE | Non-Red Flag Warning - Small Fires | 2032 | Electric Reliability | 0.039055 | 746.7011 | 2032 | Mitigation | 0.011149 | 10 | 0 | esc | 0 | 0 | 0 | 0 | 0 | 0 | 0.011149 | 0.00043542
[149 empty] | 7.3.2.1.3 Advanced weather monitoring and weather stations Weather StationsWLDFRElectric Reliability | WLDFR | HFTD - Distribution - Tier 2 - 3QU CoRE ¦ 5QU LoRE | Red Flag Warning - Catastrophic Fires | 2021 | Electric Reliability | 222.2294 | 746.7011 | 2021 | Mitigation | 0.011149 | 10 | 0 | esc | 0.011149 | 2.4776 | 0.011149 | 2.4776 | 0 | 0 | 0 | 0
[149 empty] | 7.3.2.1.3 Advanced weather monitoring and weather stations Weather StationsWLDFRElectric Reliability | WLDFR | HFTD - Distribution - Tier 2 - 3QU CoRE ¦ 5QU LoRE | Red Flag Warning - Catastrophic Fires | 2022 | Electric Reliability | 222.2294 | 746.7011 | 2022 | Mitigation | 0.011149 | 10 | 0 | esc | 0.011149 | 2.4776 | 0.011149 | 2.4776 | 0.011149 | 2.4776 | 0 | 0
[149 empty] | 7.3.2.1.3 Advanced weather monitoring and weather stations Weather StationsWLDFRElectric Reliability | WLDFR | HFTD - Distribution - Tier 2 - 3QU CoRE ¦ 5QU LoRE | Red Flag Warning - Catastrophic Fires | 2023 | Electric Reliability | 233.2301 | 746.7011 | 2023 | Mitigation | 0.011149 | 10 | 0 | esc | 0.011149 | 2.6002 | 0.011149 | 2.6002 | 0.011149 | 2.6002 | 0.011149 | 2.6002
[149 empty] | 7.3.2.1.3 Advanced weather monitoring and weather stations Weather StationsWLDFRElectric Reliability | WLDFR | HFTD - Distribution - Tier 2 - 3QU CoRE ¦ 5QU LoRE | Red Flag Warning - Catastrophic Fires | 2024 | Electric Reliability | 233.2301 | 746.7011 | 2024 | Mitigation | 0.011149 | 10 | 0 | esc | 0.011149 | 2.6002 | 0.011149 | 2.6002 | 0.011149 | 2.6002 | 0.011149 | 2.6002
[149 empty] | 7.3.2.1.3 Advanced weather monitoring and weather stations Weather StationsWLDFRElectric Reliability | WLDFR | HFTD - Distribution - Tier 2 - 3QU CoRE ¦ 5QU LoRE | Red Flag Warning - Catastrophic Fires | 2025 | Electric Reliability | 233.2301 | 746.7011 | 2025 | Mitigation | 0.011149 | 10 | 0 | esc | 0.011149 | 2.6002 | 0.011149 | 2.6002 | 0.011149 | 2.6002 | 0.011149 | 2.6002
[149 empty] | 7.3.2.1.3 Advanced weather monitoring and weather stations Weather StationsWLDFRElectric Reliability | WLDFR | HFTD - Distribution - Tier 2 - 3QU CoRE ¦ 5QU LoRE | Red Flag Warning - Catastrophic Fires | 2026 | Electric Reliability | 233.2301 | 746.7011 | 2026 | Mitigation | 0.011149 | 10 | 0 | esc | 0.011149 | 2.6002 | 0.011149 | 2.6002 | 0.011149 | 2.6002 | 0.011149 | 2.6002
[149 empty] | 7.3.2.1.3 Advanced weather monitoring and weather stations Weather StationsWLDFRElectric Reliability | WLDFR | HFTD - Distribution - Tier 2 - 3QU CoRE ¦ 5QU LoRE | Red Flag Warning - Catastrophic Fires | 2027 | Electric Reliability | 233.2301 | 746.7011 | 2027 | Mitigation | 0.011149 | 10 | 0 | esc | 0.011149 | 2.6002 | 0.011149 | 2.6002 | 0.011149 | 2.6002 | 0.011149 | 2.6002
[149 empty] | 7.3.2.1.3 Advanced weather monitoring and weather stations Weather StationsWLDFRElectric Reliability | WLDFR | HFTD - Distribution - Tier 2 - 3QU CoRE ¦ 5QU LoRE | Red Flag Warning - Catastrophic Fires | 2028 | Electric Reliability | 247.273 | 746.7011 | 2028 | Mitigation | 0.011149 | 10 | 0 | esc | 0.011149 | 2.7568 | 0.011149 | 2.7568 | 0.011149 | 2.7568 | 0.011149 | 2.7568
[149 empty] | 7.3.2.1.3 Advanced weather monitoring and weather stations Weather StationsWLDFRElectric Reliability | WLDFR | HFTD - Distribution - Tier 2 - 3QU CoRE ¦ 5QU LoRE | Red Flag Warning - Catastrophic Fires | 2029 | Electric Reliability | 247.273 | 746.7011 | 2029 | Mitigation | 0.011149 | 10 | 0 | esc | 0.011149 | 2.7568 | 0.011149 | 2.7568 | 0.011149 | 2.7568 | 0.011149 | 2.7568
[149 empty] | 7.3.2.1.3 Advanced weather monitoring and weather stations Weather StationsWLDFRElectric Reliability | WLDFR | HFTD - Distribution - Tier 2 - 3QU CoRE ¦ 5QU LoRE | Red Flag Warning - Catastrophic Fires | 2030 | Electric Reliability | 247.273 | 746.7011 | 2030 | Mitigation | 0.011149 | 10 | 0 | esc | 0 | 0 | 0.011149 | 2.7568 | 0.011149 | 2.7568 | 0.011149 | 2.7568
[149 empty] | 7.3.2.1.3 Advanced weather monitoring and weather stations Weather StationsWLDFRElectric Reliability | WLDFR | HFTD - Distribution - Tier 2 - 3QU CoRE ¦ 5QU LoRE | Red Flag Warning - Catastrophic Fires | 2031 | Electric Reliability | 247.273 | 746.7011 | 2031 | Mitigation | 0.011149 | 10 | 0 | esc | 0 | 0 | 0 | 0 | 0.011149 | 2.7568 | 0.011149 | 2.7568
[149 empty] | 7.3.2.1.3 Advanced weather monitoring and weather stations Weather StationsWLDFRElectric Reliability | WLDFR | HFTD - Distribution - Tier 2 - 3QU CoRE ¦ 5QU LoRE | Red Flag Warning - Catastrophic Fires | 2032 | Electric Reliability | 247.273 | 746.7011 | 2032 | Mitigation | 0.011149 | 10 | 0 | esc | 0 | 0 | 0 | 0 | 0 | 0 | 0.011149 | 2.7568
[149 empty] | 7.3.2.1.3 Advanced weather monitoring and weather stations Weather StationsWLDFRElectric Reliability | WLDFR | HFTD - Distribution - Tier 2 - 3QU CoRE ¦ 5QU LoRE | Red Flag Warning - Destructive Fires | 2021 | Electric Reliability | 222.2294 | 746.7011 | 2021 | Mitigation | 0.011149 | 10 | 0 | esc | 0.011149 | 2.4776 | 0.011149 | 2.4776 | 0 | 0 | 0 | 0
[149 empty] | 7.3.2.1.3 Advanced weather monitoring and weather stations Weather StationsWLDFRElectric Reliability | WLDFR | HFTD - Distribution - Tier 2 - 3QU CoRE ¦ 5QU LoRE | Red Flag Warning - Destructive Fires | 2022 | Electric Reliability | 222.2294 | 746.7011 | 2022 | Mitigation | 0.011149 | 10 | 0 | esc | 0.011149 | 2.4776 | 0.011149 | 2.4776 | 0.011149 | 2.4776 | 0 | 0
[149 empty] | 7.3.2.1.3 Advanced weather monitoring and weather stations Weather StationsWLDFRElectric Reliability | WLDFR | HFTD - Distribution - Tier 2 - 3QU CoRE ¦ 5QU LoRE | Red Flag Warning - Destructive Fires | 2023 | Electric Reliability | 233.2301 | 746.7011 | 2023 | Mitigation | 0.011149 | 10 | 0 | esc | 0.011149 | 2.6002 | 0.011149 | 2.6002 | 0.011149 | 2.6002 | 0.011149 | 2.6002
[149 empty] | 7.3.2.1.3 Advanced weather monitoring and weather stations Weather StationsWLDFRElectric Reliability | WLDFR | HFTD - Distribution - Tier 2 - 3QU CoRE ¦ 5QU LoRE | Red Flag Warning - Destructive Fires | 2024 | Electric Reliability | 233.2301 | 746.7011 | 2024 | Mitigation | 0.011149 | 10 | 0 | esc | 0.011149 | 2.6002 | 0.011149 | 2.6002 | 0.011149 | 2.6002 | 0.011149 | 2.6002
[149 empty] | 7.3.2.1.3 Advanced weather monitoring and weather stations Weather StationsWLDFRElectric Reliability | WLDFR | HFTD - Distribution - Tier 2 - 3QU CoRE ¦ 5QU LoRE | Red Flag Warning - Destructive Fires | 2025 | Electric Reliability | 233.2301 | 746.7011 | 2025 | Mitigation | 0.011149 | 10 | 0 | esc | 0.011149 | 2.6002 | 0.011149 | 2.6002 | 0.011149 | 2.6002 | 0.011149 | 2.6002
[149 empty] | 7.3.2.1.3 Advanced weather monitoring and weather stations Weather StationsWLDFRElectric Reliability | WLDFR | HFTD - Distribution - Tier 2 - 3QU CoRE ¦ 5QU LoRE | Red Flag Warning - Destructive Fires | 2026 | Electric Reliability | 233.2301 | 746.7011 | 2026 | Mitigation | 0.011149 | 10 | 0 | esc | 0.011149 | 2.6002 | 0.011149 | 2.6002 | 0.011149 | 2.6002 | 0.011149 | 2.6002
[149 empty] | 7.3.2.1.3 Advanced weather monitoring and weather stations Weather StationsWLDFRElectric Reliability | WLDFR | HFTD - Distribution - Tier 2 - 3QU CoRE ¦ 5QU LoRE | Red Flag Warning - Destructive Fires | 2027 | Electric Reliability | 233.2301 | 746.7011 | 2027 | Mitigation | 0.011149 | 10 | 0 | esc | 0.011149 | 2.6002 | 0.011149 | 2.6002 | 0.011149 | 2.6002 | 0.011149 | 2.6002
[149 empty] | 7.3.2.1.3 Advanced weather monitoring and weather stations Weather StationsWLDFRElectric Reliability | WLDFR | HFTD - Distribution - Tier 2 - 3QU CoRE ¦ 5QU LoRE | Red Flag Warning - Destructive Fires | 2028 | Electric Reliability | 247.273 | 746.7011 | 2028 | Mitigation | 0.011149 | 10 | 0 | esc | 0.011149 | 2.7568 | 0.011149 | 2.7568 | 0.011149 | 2.7568 | 0.011149 | 2.7568
[149 empty] | 7.3.2.1.3 Advanced weather monitoring and weather stations Weather StationsWLDFRElectric Reliability | WLDFR | HFTD - Distribution - Tier 2 - 3QU CoRE ¦ 5QU LoRE | Red Flag Warning - Destructive Fires | 2029 | Electric Reliability | 247.273 | 746.7011 | 2029 | Mitigation | 0.011149 | 10 | 0 | esc | 0.011149 | 2.7568 | 0.011149 | 2.7568 | 0.011149 | 2.7568 | 0.011149 | 2.7568
[149 empty] | 7.3.2.1.3 Advanced weather monitoring and weather stations Weather StationsWLDFRElectric Reliability | WLDFR | HFTD - Distribution - Tier 2 - 3QU CoRE ¦ 5QU LoRE | Red Flag Warning - Destructive Fires | 2030 | Electric Reliability | 247.273 | 746.7011 | 2030 | Mitigation | 0.011149 | 10 | 0 | esc | 0 | 0 | 0.011149 | 2.7568 | 0.011149 | 2.7568 | 0.011149 | 2.7568
[149 empty] | 7.3.2.1.3 Advanced weather monitoring and weather stations Weather StationsWLDFRElectric Reliability | WLDFR | HFTD - Distribution - Tier 2 - 3QU CoRE ¦ 5QU LoRE | Red Flag Warning - Destructive Fires | 2031 | Electric Reliability | 247.273 | 746.7011 | 2031 | Mitigation | 0.011149 | 10 | 0 | esc | 0 | 0 | 0 | 0 | 0.011149 | 2.7568 | 0.011149 | 2.7568
[149 empty] | 7.3.2.1.3 Advanced weather monitoring and weather stations Weather StationsWLDFRElectric Reliability | WLDFR | HFTD - Distribution - Tier 2 - 3QU CoRE ¦ 5QU LoRE | Red Flag Warning - Destructive Fires | 2032 | Electric Reliability | 247.273 | 746.7011 | 2032 | Mitigation | 0.011149 | 10 | 0 | esc | 0 | 0 | 0 | 0 | 0 | 0 | 0.011149 | 2.7568
[149 empty] | 7.3.2.1.3 Advanced weather monitoring and weather stations Weather StationsWLDFRElectric Reliability | WLDFR | HFTD - Distribution - Tier 2 - 3QU CoRE ¦ 5QU LoRE | Red Flag Warning - Large Fires | 2021 | Electric Reliability | 0.69642 | 746.7011 | 2021 | Mitigation | 0.011149 | 10 | 0 | esc | 0.011149 | 0.0077642 | 0.011149 | 0.0077642 | 0 | 0 | 0 | 0
[149 empty] | 7.3.2.1.3 Advanced weather monitoring and weather stations Weather StationsWLDFRElectric Reliability | WLDFR | HFTD - Distribution - Tier 2 - 3QU CoRE ¦ 5QU LoRE | Red Flag Warning - Large Fires | 2022 | Electric Reliability | 0.69642 | 746.7011 | 2022 | Mitigation | 0.011149 | 10 | 0 | esc | 0.011149 | 0.0077642 | 0.011149 | 0.0077642 | 0.011149 | 0.0077642 | 0 | 0
[149 empty] | 7.3.2.1.3 Advanced weather monitoring and weather stations Weather StationsWLDFRElectric Reliability | WLDFR | HFTD - Distribution - Tier 2 - 3QU CoRE ¦ 5QU LoRE | Red Flag Warning - Large Fires | 2023 | Electric Reliability | 0.71896 | 746.7011 | 2023 | Mitigation | 0.011149 | 10 | 0 | esc | 0.011149 | 0.0080156 | 0.011149 | 0.0080156 | 0.011149 | 0.0080156 | 0.011149 | 0.0080156
[149 empty] | 7.3.2.1.3 Advanced weather monitoring and weather stations Weather StationsWLDFRElectric Reliability | WLDFR | HFTD - Distribution - Tier 2 - 3QU CoRE ¦ 5QU LoRE | Red Flag Warning - Large Fires | 2024 | Electric Reliability | 0.71896 | 746.7011 | 2024 | Mitigation | 0.011149 | 10 | 0 | esc | 0.011149 | 0.0080156 | 0.011149 | 0.0080156 | 0.011149 | 0.0080156 | 0.011149 | 0.0080156
[149 empty] | 7.3.2.1.3 Advanced weather monitoring and weather stations Weather StationsWLDFRElectric Reliability | WLDFR | HFTD - Distribution - Tier 2 - 3QU CoRE ¦ 5QU LoRE | Red Flag Warning - Large Fires | 2025 | Electric Reliability | 0.71896 | 746.7011 | 2025 | Mitigation | 0.011149 | 10 | 0 | esc | 0.011149 | 0.0080156 | 0.011149 | 0.0080156 | 0.011149 | 0.0080156 | 0.011149 | 0.0080156
[149 empty] | 7.3.2.1.3 Advanced weather monitoring and weather stations Weather StationsWLDFRElectric Reliability | WLDFR | HFTD - Distribution - Tier 2 - 3QU CoRE ¦ 5QU LoRE | Red Flag Warning - Large Fires | 2026 | Electric Reliability | 0.71896 | 746.7011 | 2026 | Mitigation | 0.011149 | 10 | 0 | esc | 0.011149 | 0.0080156 | 0.011149 | 0.0080156 | 0.011149 | 0.0080156 | 0.011149 | 0.0080156
[149 empty] | 7.3.2.1.3 Advanced weather monitoring and weather stations Weather StationsWLDFRElectric Reliability | WLDFR | HFTD - Distribution - Tier 2 - 3QU CoRE ¦ 5QU LoRE | Red Flag Warning - Large Fires | 2027 | Electric Reliability | 0.71896 | 746.7011 | 2027 | Mitigation | 0.011149 | 10 | 0 | esc | 0.011149 | 0.0080156 | 0.011149 | 0.0080156 | 0.011149 | 0.0080156 | 0.011149 | 0.0080156
[149 empty] | 7.3.2.1.3 Advanced weather monitoring and weather stations Weather StationsWLDFRElectric Reliability | WLDFR | HFTD - Distribution - Tier 2 - 3QU CoRE ¦ 5QU LoRE | Red Flag Warning - Large Fires | 2028 | Electric Reliability | 0.74734 | 746.7011 | 2028 | Mitigation | 0.011149 | 10 | 0 | esc | 0.011149 | 0.0083319 | 0.011149 | 0.0083319 | 0.011149 | 0.0083319 | 0.011149 | 0.0083319
[149 empty] | 7.3.2.1.3 Advanced weather monitoring and weather stations Weather StationsWLDFRElectric Reliability | WLDFR | HFTD - Distribution - Tier 2 - 3QU CoRE ¦ 5QU LoRE | Red Flag Warning - Large Fires | 2029 | Electric Reliability | 0.74734 | 746.7011 | 2029 | Mitigation | 0.011149 | 10 | 0 | esc | 0.011149 | 0.0083319 | 0.011149 | 0.0083319 | 0.011149 | 0.0083319 | 0.011149 | 0.0083319
[149 empty] | 7.3.2.1.3 Advanced weather monitoring and weather stations Weather StationsWLDFRElectric Reliability | WLDFR | HFTD - Distribution - Tier 2 - 3QU CoRE ¦ 5QU LoRE | Red Flag Warning - Large Fires | 2030 | Electric Reliability | 0.74734 | 746.7011 | 2030 | Mitigation | 0.011149 | 10 | 0 | esc | 0 | 0 | 0.011149 | 0.0083319 | 0.011149 | 0.0083319 | 0.011149 | 0.0083319
[149 empty] | 7.3.2.1.3 Advanced weather monitoring and weather stations Weather StationsWLDFRElectric Reliability | WLDFR | HFTD - Distribution - Tier 2 - 3QU CoRE ¦ 5QU LoRE | Red Flag Warning - Large Fires | 2031 | Electric Reliability | 0.74734 | 746.7011 | 2031 | Mitigation | 0.011149 | 10 | 0 | esc | 0 | 0 | 0 | 0 | 0.011149 | 0.0083319 | 0.011149 | 0.0083319
[149 empty] | 7.3.2.1.3 Advanced weather monitoring and weather stations Weather StationsWLDFRElectric Reliability | WLDFR | HFTD - Distribution - Tier 2 - 3QU CoRE ¦ 5QU LoRE | Red Flag Warning - Large Fires | 2032 | Electric Reliability | 0.74734 | 746.7011 | 2032 | Mitigation | 0.011149 | 10 | 0 | esc | 0 | 0 | 0 | 0 | 0 | 0 | 0.011149 | 0.0083319
[149 empty] | 7.3.2.1.3 Advanced weather monitoring and weather stations Weather StationsWLDFRElectric Reliability | WLDFR | HFTD - Distribution - Tier 2 - 3QU CoRE ¦ 5QU LoRE | Red Flag Warning - Small Fires | 2021 | Electric Reliability | 0.036425 | 746.7011 | 2021 | Mitigation | 0.011149 | 10 | 0 | esc | 0.011149 | 0.0004061 | 0.011149 | 0.0004061 | 0 | 0 | 0 | 0
[149 empty] | 7.3.2.1.3 Advanced weather monitoring and weather stations Weather StationsWLDFRElectric Reliability | WLDFR | HFTD - Distribution - Tier 2 - 3QU CoRE ¦ 5QU LoRE | Red Flag Warning - Small Fires | 2022 | Electric Reliability | 0.036425 | 746.7011 | 2022 | Mitigation | 0.011149 | 10 | 0 | esc | 0.011149 | 0.0004061 | 0.011149 | 0.0004061 | 0.011149 | 0.0004061 | 0 | 0
[149 empty] | 7.3.2.1.3 Advanced weather monitoring and weather stations Weather StationsWLDFRElectric Reliability | WLDFR | HFTD - Distribution - Tier 2 - 3QU CoRE ¦ 5QU LoRE | Red Flag Warning - Small Fires | 2023 | Electric Reliability | 0.03759 | 746.7011 | 2023 | Mitigation | 0.011149 | 10 | 0 | esc | 0.011149 | 0.00041909 | 0.011149 | 0.00041909 | 0.011149 | 0.00041909 | 0.011149 | 0.00041909
[149 empty] | 7.3.2.1.3 Advanced weather monitoring and weather stations Weather StationsWLDFRElectric Reliability | WLDFR | HFTD - Distribution - Tier 2 - 3QU CoRE ¦ 5QU LoRE | Red Flag Warning - Small Fires | 2024 | Electric Reliability | 0.03759 | 746.7011 | 2024 | Mitigation | 0.011149 | 10 | 0 | esc | 0.011149 | 0.00041909 | 0.011149 | 0.00041909 | 0.011149 | 0.00041909 | 0.011149 | 0.00041909
[149 empty] | 7.3.2.1.3 Advanced weather monitoring and weather stations Weather StationsWLDFRElectric Reliability | WLDFR | HFTD - Distribution - Tier 2 - 3QU CoRE ¦ 5QU LoRE | Red Flag Warning - Small Fires | 2025 | Electric Reliability | 0.03759 | 746.7011 | 2025 | Mitigation | 0.011149 | 10 | 0 | esc | 0.011149 | 0.00041909 | 0.011149 | 0.00041909 | 0.011149 | 0.00041909 | 0.011149 | 0.00041909
[149 empty] | 7.3.2.1.3 Advanced weather monitoring and weather stations Weather StationsWLDFRElectric Reliability | WLDFR | HFTD - Distribution - Tier 2 - 3QU CoRE ¦ 5QU LoRE | Red Flag Warning - Small Fires | 2026 | Electric Reliability | 0.03759 | 746.7011 | 2026 | Mitigation | 0.011149 | 10 | 0 | esc | 0.011149 | 0.00041909 | 0.011149 | 0.00041909 | 0.011149 | 0.00041909 | 0.011149 | 0.00041909
[149 empty] | 7.3.2.1.3 Advanced weather monitoring and weather stations Weather StationsWLDFRElectric Reliability | WLDFR | HFTD - Distribution - Tier 2 - 3QU CoRE ¦ 5QU LoRE | Red Flag Warning - Small Fires | 2027 | Electric Reliability | 0.03759 | 746.7011 | 2027 | Mitigation | 0.011149 | 10 | 0 | esc | 0.011149 | 0.00041909 | 0.011149 | 0.00041909 | 0.011149 | 0.00041909 | 0.011149 | 0.00041909
[149 empty] | 7.3.2.1.3 Advanced weather monitoring and weather stations Weather StationsWLDFRElectric Reliability | WLDFR | HFTD - Distribution - Tier 2 - 3QU CoRE ¦ 5QU LoRE | Red Flag Warning - Small Fires | 2028 | Electric Reliability | 0.039055 | 746.7011 | 2028 | Mitigation | 0.011149 | 10 | 0 | esc | 0.011149 | 0.00043542 | 0.011149 | 0.00043542 | 0.011149 | 0.00043542 | 0.011149 | 0.00043542
[149 empty] | 7.3.2.1.3 Advanced weather monitoring and weather stations Weather StationsWLDFRElectric Reliability | WLDFR | HFTD - Distribution - Tier 2 - 3QU CoRE ¦ 5QU LoRE | Red Flag Warning - Small Fires | 2029 | Electric Reliability | 0.039055 | 746.7011 | 2029 | Mitigation | 0.011149 | 10 | 0 | esc | 0.011149 | 0.00043542 | 0.011149 | 0.00043542 | 0.011149 | 0.00043542 | 0.011149 | 0.00043542
[149 empty] | 7.3.2.1.3 Advanced weather monitoring and weather stations Weather StationsWLDFRElectric Reliability | WLDFR | HFTD - Distribution - Tier 2 - 3QU CoRE ¦ 5QU LoRE | Red Flag Warning - Small Fires | 2030 | Electric Reliability | 0.039055 | 746.7011 | 2030 | Mitigation | 0.011149 | 10 | 0 | esc | 0 | 0 | 0.011149 | 0.00043542 | 0.011149 | 0.00043542 | 0.011149 | 0.00043542
[149 empty] | 7.3.2.1.3 Advanced weather monitoring and weather stations Weather StationsWLDFRElectric Reliability | WLDFR | HFTD - Distribution - Tier 2 - 3QU CoRE ¦ 5QU LoRE | Red Flag Warning - Small Fires | 2031 | Electric Reliability | 0.039055 | 746.7011 | 2031 | Mitigation | 0.011149 | 10 | 0 | esc | 0 | 0 | 0 | 0 | 0.011149 | 0.00043542 | 0.011149 | 0.00043542
[149 empty] | 7.3.2.1.3 Advanced weather monitoring and weather stations Weather StationsWLDFRElectric Reliability | WLDFR | HFTD - Distribution - Tier 2 - 3QU CoRE ¦ 5QU LoRE | Red Flag Warning - Small Fires | 2032 | Electric Reliability | 0.039055 | 746.7011 | 2032 | Mitigation | 0.011149 | 10 | 0 | esc | 0 | 0 | 0 | 0 | 0 | 0 | 0.011149 | 0.00043542
[149 empty] | 7.3.2.1.3 Advanced weather monitoring and weather stations Weather StationsWLDFRElectric Reliability | WLDFR | HFTD - Distribution - Tier 2 - 3QU CoRE ¦ 5QU LoRE | Seismic - Non-Red Flag Warning - Catastrophic Fires | 2021 | Electric Reliability | 409.2237 | 746.7011 | 2021 | Mitigation | 0.011149 | 10 | 0 | esc | 0.011149 | 4.5624 | 0.011149 | 4.5624 | 0 | 0 | 0 | 0
[149 empty] | 7.3.2.1.3 Advanced weather monitoring and weather stations Weather StationsWLDFRElectric Reliability | WLDFR | HFTD - Distribution - Tier 2 - 3QU CoRE ¦ 5QU LoRE | Seismic - Non-Red Flag Warning - Catastrophic Fires | 2022 | Electric Reliability | 409.2237 | 746.7011 | 2022 | Mitigation | 0.011149 | 10 | 0 | esc | 0.011149 | 4.5624 | 0.011149 | 4.5624 | 0.011149 | 4.5624 | 0 | 0
[149 empty] | 7.3.2.1.3 Advanced weather monitoring and weather stations Weather StationsWLDFRElectric Reliability | WLDFR | HFTD - Distribution - Tier 2 - 3QU CoRE ¦ 5QU LoRE | Seismic - Non-Red Flag Warning - Catastrophic Fires | 2023 | Electric Reliability | 428.6023 | 746.7011 | 2023 | Mitigation | 0.011149 | 10 | 0 | esc | 0.011149 | 4.7784 | 0.011149 | 4.7784 | 0.011149 | 4.7784 | 0.011149 | 4.7784
[149 empty] | 7.3.2.1.3 Advanced weather monitoring and weather stations Weather StationsWLDFRElectric Reliability | WLDFR | HFTD - Distribution - Tier 2 - 3QU CoRE ¦ 5QU LoRE | Seismic - Non-Red Flag Warning - Catastrophic Fires | 2024 | Electric Reliability | 428.6023 | 746.7011 | 2024 | Mitigation | 0.011149 | 10 | 0 | esc | 0.011149 | 4.7784 | 0.011149 | 4.7784 | 0.011149 | 4.7784 | 0.011149 | 4.7784
[149 empty] | 7.3.2.1.3 Advanced weather monitoring and weather stations Weather StationsWLDFRElectric Reliability | WLDFR | HFTD - Distribution - Tier 2 - 3QU CoRE ¦ 5QU LoRE | Seismic - Non-Red Flag Warning - Catastrophic Fires | 2025 | Electric Reliability | 428.6023 | 746.7011 | 2025 | Mitigation | 0.011149 | 10 | 0 | esc | 0.011149 | 4.7784 | 0.011149 | 4.7784 | 0.011149 | 4.7784 | 0.011149 | 4.7784
[149 empty] | 7.3.2.1.3 Advanced weather monitoring and weather stations Weather StationsWLDFRElectric Reliability | WLDFR | HFTD - Distribution - Tier 2 - 3QU CoRE ¦ 5QU LoRE | Seismic - Non-Red Flag Warning - Catastrophic Fires | 2026 | Electric Reliability | 428.6023 | 746.7011 | 2026 | Mitigation | 0.011149 | 10 | 0 | esc | 0.011149 | 4.7784 | 0.011149 | 4.7784 | 0.011149 | 4.7784 | 0.011149 | 4.7784
[149 empty] | 7.3.2.1.3 Advanced weather monitoring and weather stations Weather StationsWLDFRElectric Reliability | WLDFR | HFTD - Distribution - Tier 2 - 3QU CoRE ¦ 5QU LoRE | Seismic - Non-Red Flag Warning - Catastrophic Fires | 2027 | Electric Reliability | 428.6023 | 746.7011 | 2027 | Mitigation | 0.011149 | 10 | 0 | esc | 0.011149 | 4.7784 | 0.011149 | 4.7784 | 0.011149 | 4.7784 | 0.011149 | 4.7784
[149 empty] | 7.3.2.1.3 Advanced weather monitoring and weather stations Weather StationsWLDFRElectric Reliability | WLDFR | HFTD - Distribution - Tier 2 - 3QU CoRE ¦ 5QU LoRE | Seismic - Non-Red Flag Warning - Catastrophic Fires | 2028 | Electric Reliability | 453.261 | 746.7011 | 2028 | Mitigation | 0.011149 | 10 | 0 | esc | 0.011149 | 5.0533 | 0.011149 | 5.0533 | 0.011149 | 5.0533 | 0.011149 | 5.0533
[149 empty] | 7.3.2.1.3 Advanced weather monitoring and weather stations Weather StationsWLDFRElectric Reliability | WLDFR | HFTD - Distribution - Tier 2 - 3QU CoRE ¦ 5QU LoRE | Seismic - Non-Red Flag Warning - Catastrophic Fires | 2029 | Electric Reliability | 453.261 | 746.7011 | 2029 | Mitigation | 0.011149 | 10 | 0 | esc | 0.011149 | 5.0533 | 0.011149 | 5.0533 | 0.011149 | 5.0533 | 0.011149 | 5.0533
[149 empty] | 7.3.2.1.3 Advanced weather monitoring and weather stations Weather StationsWLDFRElectric Reliability | WLDFR | HFTD - Distribution - Tier 2 - 3QU CoRE ¦ 5QU LoRE | Seismic - Non-Red Flag Warning - Catastrophic Fires | 2030 | Electric Reliability | 453.261 | 746.7011 | 2030 | Mitigation | 0.011149 | 10 | 0 | esc | 0 | 0 | 0.011149 | 5.0533 | 0.011149 | 5.0533 | 0.011149 | 5.0533
[149 empty] | 7.3.2.1.3 Advanced weather monitoring and weather stations Weather StationsWLDFRElectric Reliability | WLDFR | HFTD - Distribution - Tier 2 - 3QU CoRE ¦ 5QU LoRE | Seismic - Non-Red Flag Warning - Catastrophic Fires | 2031 | Electric Reliability | 453.261 | 746.7011 | 2031 | Mitigation | 0.011149 | 10 | 0 | esc | 0 | 0 | 0 | 0 | 0.011149 | 5.0533 | 0.011149 | 5.0533
[149 empty] | 7.3.2.1.3 Advanced weather monitoring and weather stations Weather StationsWLDFRElectric Reliability | WLDFR | HFTD - Distribution - Tier 2 - 3QU CoRE ¦ 5QU LoRE | Seismic - Non-Red Flag Warning - Catastrophic Fires | 2032 | Electric Reliability | 453.261 | 746.7011 | 2032 | Mitigation | 0.011149 | 10 | 0 | esc | 0 | 0 | 0 | 0 | 0 | 0 | 0.011149 | 5.0533
[149 empty] | 7.3.2.1.3 Advanced weather monitoring and weather stations Weather StationsWLDFRElectric Reliability | WLDFR | HFTD - Distribution - Tier 2 - 3QU CoRE ¦ 5QU LoRE | Seismic - Red Flag Warning - Catastrophic Fires | 2021 | Electric Reliability | 409.2237 | 746.7011 | 2021 | Mitigation | 0.011149 | 10 | 0 | esc | 0.011149 | 4.5624 | 0.011149 | 4.5624 | 0 | 0 | 0 | 0
[149 empty] | 7.3.2.1.3 Advanced weather monitoring and weather stations Weather StationsWLDFRElectric Reliability | WLDFR | HFTD - Distribution - Tier 2 - 3QU CoRE ¦ 5QU LoRE | Seismic - Red Flag Warning - Catastrophic Fires | 2022 | Electric Reliability | 409.2237 | 746.7011 | 2022 | Mitigation | 0.011149 | 10 | 0 | esc | 0.011149 | 4.5624 | 0.011149 | 4.5624 | 0.011149 | 4.5624 | 0 | 0
[149 empty] | 7.3.2.1.3 Advanced weather monitoring and weather stations Weather StationsWLDFRElectric Reliability | WLDFR | HFTD - Distribution - Tier 2 - 3QU CoRE ¦ 5QU LoRE | Seismic - Red Flag Warning - Catastrophic Fires | 2023 | Electric Reliability | 428.6023 | 746.7011 | 2023 | Mitigation | 0.011149 | 10 | 0 | esc | 0.011149 | 4.7784 | 0.011149 | 4.7784 | 0.011149 | 4.7784 | 0.011149 | 4.7784
[149 empty] | 7.3.2.1.3 Advanced weather monitoring and weather stations Weather StationsWLDFRElectric Reliability | WLDFR | HFTD - Distribution - Tier 2 - 3QU CoRE ¦ 5QU LoRE | Seismic - Red Flag Warning - Catastrophic Fires | 2024 | Electric Reliability | 428.6023 | 746.7011 | 2024 | Mitigation | 0.011149 | 10 | 0 | esc | 0.011149 | 4.7784 | 0.011149 | 4.7784 | 0.011149 | 4.7784 | 0.011149 | 4.7784
[149 empty] | 7.3.2.1.3 Advanced weather monitoring and weather stations Weather StationsWLDFRElectric Reliability | WLDFR | HFTD - Distribution - Tier 2 - 3QU CoRE ¦ 5QU LoRE | Seismic - Red Flag Warning - Catastrophic Fires | 2025 | Electric Reliability | 428.6023 | 746.7011 | 2025 | Mitigation | 0.011149 | 10 | 0 | esc | 0.011149 | 4.7784 | 0.011149 | 4.7784 | 0.011149 | 4.7784 | 0.011149 | 4.7784
[149 empty] | 7.3.2.1.3 Advanced weather monitoring and weather stations Weather StationsWLDFRElectric Reliability | WLDFR | HFTD - Distribution - Tier 2 - 3QU CoRE ¦ 5QU LoRE | Seismic - Red Flag Warning - Catastrophic Fires | 2026 | Electric Reliability | 428.6023 | 746.7011 | 2026 | Mitigation | 0.011149 | 10 | 0 | esc | 0.011149 | 4.7784 | 0.011149 | 4.7784 | 0.011149 | 4.7784 | 0.011149 | 4.7784
[149 empty] | 7.3.2.1.3 Advanced weather monitoring and weather stations Weather StationsWLDFRElectric Reliability | WLDFR | HFTD - Distribution - Tier 2 - 3QU CoRE ¦ 5QU LoRE | Seismic - Red Flag Warning - Catastrophic Fires | 2027 | Electric Reliability | 428.6023 | 746.7011 | 2027 | Mitigation | 0.011149 | 10 | 0 | esc | 0.011149 | 4.7784 | 0.011149 | 4.7784 | 0.011149 | 4.7784 | 0.011149 | 4.7784
[149 empty] | 7.3.2.1.3 Advanced weather monitoring and weather stations Weather StationsWLDFRElectric Reliability | WLDFR | HFTD - Distribution - Tier 2 - 3QU CoRE ¦ 5QU LoRE | Seismic - Red Flag Warning - Catastrophic Fires | 2028 | Electric Reliability | 453.261 | 746.7011 | 2028 | Mitigation | 0.011149 | 10 | 0 | esc | 0.011149 | 5.0533 | 0.011149 | 5.0533 | 0.011149 | 5.0533 | 0.011149 | 5.0533
[149 empty] | 7.3.2.1.3 Advanced weather monitoring and weather stations Weather StationsWLDFRElectric Reliability | WLDFR | HFTD - Distribution - Tier 2 - 3QU CoRE ¦ 5QU LoRE | Seismic - Red Flag Warning - Catastrophic Fires | 2029 | Electric Reliability | 453.261 | 746.7011 | 2029 | Mitigation | 0.011149 | 10 | 0 | esc | 0.011149 | 5.0533 | 0.011149 | 5.0533 | 0.011149 | 5.0533 | 0.011149 | 5.0533
[149 empty] | 7.3.2.1.3 Advanced weather monitoring and weather stations Weather StationsWLDFRElectric Reliability | WLDFR | HFTD - Distribution - Tier 2 - 3QU CoRE ¦ 5QU LoRE | Seismic - Red Flag Warning - Catastrophic Fires | 2030 | Electric Reliability | 453.261 | 746.7011 | 2030 | Mitigation | 0.011149 | 10 | 0 | esc | 0 | 0 | 0.011149 | 5.0533 | 0.011149 | 5.0533 | 0.011149 | 5.0533
[149 empty] | 7.3.2.1.3 Advanced weather monitoring and weather stations Weather StationsWLDFRElectric Reliability | WLDFR | HFTD - Distribution - Tier 2 - 3QU CoRE ¦ 5QU LoRE | Seismic - Red Flag Warning - Catastrophic Fires | 2031 | Electric Reliability | 453.261 | 746.7011 | 2031 | Mitigation | 0.011149 | 10 | 0 | esc | 0 | 0 | 0 | 0 | 0.011149 | 5.0533 | 0.011149 | 5.0533
[149 empty] | 7.3.2.1.3 Advanced weather monitoring and weather stations Weather StationsWLDFRElectric Reliability | WLDFR | HFTD - Distribution - Tier 2 - 3QU CoRE ¦ 5QU LoRE | Seismic - Red Flag Warning - Catastrophic Fires | 2032 | Electric Reliability | 453.261 | 746.7011 | 2032 | Mitigation | 0.011149 | 10 | 0 | esc | 0 | 0 | 0 | 0 | 0 | 0 | 0.011149 | 5.0533
[149 empty] | 7.3.2.1.3 Advanced weather monitoring and weather stations Weather StationsWLDFRElectric Reliability | WLDFR | HFTD - Distribution - Tier 2 - 4QU CoRE ¦ 1QU LoRE | Non-Red Flag Warning - Catastrophic Fires | 2021 | Electric Reliability | 222.2294 | 692.6276 | 2021 | Mitigation | 0.011149 | 10 | 0 | esc | 0.011149 | 2.4776 | 0.011149 | 2.4776 | 0 | 0 | 0 | 0
[149 empty] | 7.3.2.1.3 Advanced weather monitoring and weather stations Weather StationsWLDFRElectric Reliability | WLDFR | HFTD - Distribution - Tier 2 - 4QU CoRE ¦ 1QU LoRE | Non-Red Flag Warning - Catastrophic Fires | 2022 | Electric Reliability | 222.2294 | 692.6276 | 2022 | Mitigation | 0.011149 | 10 | 0 | esc | 0.011149 | 2.4776 | 0.011149 | 2.4776 | 0.011149 | 2.4776 | 0 | 0
[149 empty] | 7.3.2.1.3 Advanced weather monitoring and weather stations Weather StationsWLDFRElectric Reliability | WLDFR | HFTD - Distribution - Tier 2 - 4QU CoRE ¦ 1QU LoRE | Non-Red Flag Warning - Catastrophic Fires | 2023 | Electric Reliability | 233.2301 | 692.6276 | 2023 | Mitigation | 0.011149 | 10 | 0 | esc | 0.011149 | 2.6002 | 0.011149 | 2.6002 | 0.011149 | 2.6002 | 0.011149 | 2.6002
[149 empty] | 7.3.2.1.3 Advanced weather monitoring and weather stations Weather StationsWLDFRElectric Reliability | WLDFR | HFTD - Distribution - Tier 2 - 4QU CoRE ¦ 1QU LoRE | Non-Red Flag Warning - Catastrophic Fires | 2024 | Electric Reliability | 233.2301 | 692.6276 | 2024 | Mitigation | 0.011149 | 10 | 0 | esc | 0.011149 | 2.6002 | 0.011149 | 2.6002 | 0.011149 | 2.6002 | 0.011149 | 2.6002
[149 empty] | 7.3.2.1.3 Advanced weather monitoring and weather stations Weather StationsWLDFRElectric Reliability | WLDFR | HFTD - Distribution - Tier 2 - 4QU CoRE ¦ 1QU LoRE | Non-Red Flag Warning - Catastrophic Fires | 2025 | Electric Reliability | 233.2301 | 692.6276 | 2025 | Mitigation | 0.011149 | 10 | 0 | esc | 0.011149 | 2.6002 | 0.011149 | 2.6002 | 0.011149 | 2.6002 | 0.011149 | 2.6002
[149 empty] | 7.3.2.1.3 Advanced weather monitoring and weather stations Weather StationsWLDFRElectric Reliability | WLDFR | HFTD - Distribution - Tier 2 - 4QU CoRE ¦ 1QU LoRE | Non-Red Flag Warning - Catastrophic Fires | 2026 | Electric Reliability | 233.2301 | 692.6276 | 2026 | Mitigation | 0.011149 | 10 | 0 | esc | 0.011149 | 2.6002 | 0.011149 | 2.6002 | 0.011149 | 2.6002 | 0.011149 | 2.6002
[149 empty] | 7.3.2.1.3 Advanced weather monitoring and weather stations Weather StationsWLDFRElectric Reliability | WLDFR | HFTD - Distribution - Tier 2 - 4QU CoRE ¦ 1QU LoRE | Non-Red Flag Warning - Catastrophic Fires | 2027 | Electric Reliability | 233.2301 | 692.6276 | 2027 | Mitigation | 0.011149 | 10 | 0 | esc | 0.011149 | 2.6002 | 0.011149 | 2.6002 | 0.011149 | 2.6002 | 0.011149 | 2.6002
[149 empty] | 7.3.2.1.3 Advanced weather monitoring and weather stations Weather StationsWLDFRElectric Reliability | WLDFR | HFTD - Distribution - Tier 2 - 4QU CoRE ¦ 1QU LoRE | Non-Red Flag Warning - Catastrophic Fires | 2028 | Electric Reliability | 247.273 | 692.6276 | 2028 | Mitigation | 0.011149 | 10 | 0 | esc | 0.011149 | 2.7568 | 0.011149 | 2.7568 | 0.011149 | 2.7568 | 0.011149 | 2.7568
[149 empty] | 7.3.2.1.3 Advanced weather monitoring and weather stations Weather StationsWLDFRElectric Reliability | WLDFR | HFTD - Distribution - Tier 2 - 4QU CoRE ¦ 1QU LoRE | Non-Red Flag Warning - Catastrophic Fires | 2029 | Electric Reliability | 247.273 | 692.6276 | 2029 | Mitigation | 0.011149 | 10 | 0 | esc | 0.011149 | 2.7568 | 0.011149 | 2.7568 | 0.011149 | 2.7568 | 0.011149 | 2.7568
[149 empty] | 7.3.2.1.3 Advanced weather monitoring and weather stations Weather StationsWLDFRElectric Reliability | WLDFR | HFTD - Distribution - Tier 2 - 4QU CoRE ¦ 1QU LoRE | Non-Red Flag Warning - Catastrophic Fires | 2030 | Electric Reliability | 247.273 | 692.6276 | 2030 | Mitigation | 0.011149 | 10 | 0 | esc | 0 | 0 | 0.011149 | 2.7568 | 0.011149 | 2.7568 | 0.011149 | 2.7568
[149 empty] | 7.3.2.1.3 Advanced weather monitoring and weather stations Weather StationsWLDFRElectric Reliability | WLDFR | HFTD - Distribution - Tier 2 - 4QU CoRE ¦ 1QU LoRE | Non-Red Flag Warning - Catastrophic Fires | 2031 | Electric Reliability | 247.273 | 692.6276 | 2031 | Mitigation | 0.011149 | 10 | 0 | esc | 0 | 0 | 0 | 0 | 0.011149 | 2.7568 | 0.011149 | 2.7568
[149 empty] | 7.3.2.1.3 Advanced weather monitoring and weather stations Weather StationsWLDFRElectric Reliability | WLDFR | HFTD - Distribution - Tier 2 - 4QU CoRE ¦ 1QU LoRE | Non-Red Flag Warning - Catastrophic Fires | 2032 | Electric Reliability | 247.273 | 692.6276 | 2032 | Mitigation | 0.011149 | 10 | 0 | esc | 0 | 0 | 0 | 0 | 0 | 0 | 0.011149 | 2.7568
[149 empty] | 7.3.2.1.3 Advanced weather monitoring and weather stations Weather StationsWLDFRElectric Reliability | WLDFR | HFTD - Distribution - Tier 2 - 4QU CoRE ¦ 1QU LoRE | Non-Red Flag Warning - Destructive Fires | 2021 | Electric Reliability | 222.2294 | 692.6276 | 2021 | Mitigation | 0.011149 | 10 | 0 | esc | 0.011149 | 2.4776 | 0.011149 | 2.4776 | 0 | 0 | 0 | 0
[149 empty] | 7.3.2.1.3 Advanced weather monitoring and weather stations Weather StationsWLDFRElectric Reliability | WLDFR | HFTD - Distribution - Tier 2 - 4QU CoRE ¦ 1QU LoRE | Non-Red Flag Warning - Destructive Fires | 2022 | Electric Reliability | 222.2294 | 692.6276 | 2022 | Mitigation | 0.011149 | 10 | 0 | esc | 0.011149 | 2.4776 | 0.011149 | 2.4776 | 0.011149 | 2.4776 | 0 | 0
[149 empty] | 7.3.2.1.3 Advanced weather monitoring and weather stations Weather StationsWLDFRElectric Reliability | WLDFR | HFTD - Distribution - Tier 2 - 4QU CoRE ¦ 1QU LoRE | Non-Red Flag Warning - Destructive Fires | 2023 | Electric Reliability | 233.2301 | 692.6276 | 2023 | Mitigation | 0.011149 | 10 | 0 | esc | 0.011149 | 2.6002 | 0.011149 | 2.6002 | 0.011149 | 2.6002 | 0.011149 | 2.6002
[149 empty] | 7.3.2.1.3 Advanced weather monitoring and weather stations Weather StationsWLDFRElectric Reliability | WLDFR | HFTD - Distribution - Tier 2 - 4QU CoRE ¦ 1QU LoRE | Non-Red Flag Warning - Destructive Fires | 2024 | Electric Reliability | 233.2301 | 692.6276 | 2024 | Mitigation | 0.011149 | 10 | 0 | esc | 0.011149 | 2.6002 | 0.011149 | 2.6002 | 0.011149 | 2.6002 | 0.011149 | 2.6002
[149 empty] | 7.3.2.1.3 Advanced weather monitoring and weather stations Weather StationsWLDFRElectric Reliability | WLDFR | HFTD - Distribution - Tier 2 - 4QU CoRE ¦ 1QU LoRE | Non-Red Flag Warning - Destructive Fires | 2025 | Electric Reliability | 233.2301 | 692.6276 | 2025 | Mitigation | 0.011149 | 10 | 0 | esc | 0.011149 | 2.6002 | 0.011149 | 2.6002 | 0.011149 | 2.6002 | 0.011149 | 2.6002
[149 empty] | 7.3.2.1.3 Advanced weather monitoring and weather stations Weather StationsWLDFRElectric Reliability | WLDFR | HFTD - Distribution - Tier 2 - 4QU CoRE ¦ 1QU LoRE | Non-Red Flag Warning - Destructive Fires | 2026 | Electric Reliability | 233.2301 | 692.6276 | 2026 | Mitigation | 0.011149 | 10 | 0 | esc | 0.011149 | 2.6002 | 0.011149 | 2.6002 | 0.011149 | 2.6002 | 0.011149 | 2.6002
[149 empty] | 7.3.2.1.3 Advanced weather monitoring and weather stations Weather StationsWLDFRElectric Reliability | WLDFR | HFTD - Distribution - Tier 2 - 4QU CoRE ¦ 1QU LoRE | Non-Red Flag Warning - Destructive Fires | 2027 | Electric Reliability | 233.2301 | 692.6276 | 2027 | Mitigation | 0.011149 | 10 | 0 | esc | 0.011149 | 2.6002 | 0.011149 | 2.6002 | 0.011149 | 2.6002 | 0.011149 | 2.6002
[149 empty] | 7.3.2.1.3 Advanced weather monitoring and weather stations Weather StationsWLDFRElectric Reliability | WLDFR | HFTD - Distribution - Tier 2 - 4QU CoRE ¦ 1QU LoRE | Non-Red Flag Warning - Destructive Fires | 2028 | Electric Reliability | 247.273 | 692.6276 | 2028 | Mitigation | 0.011149 | 10 | 0 | esc | 0.011149 | 2.7568 | 0.011149 | 2.7568 | 0.011149 | 2.7568 | 0.011149 | 2.7568
[149 empty] | 7.3.2.1.3 Advanced weather monitoring and weather stations Weather StationsWLDFRElectric Reliability | WLDFR | HFTD - Distribution - Tier 2 - 4QU CoRE ¦ 1QU LoRE | Non-Red Flag Warning - Destructive Fires | 2029 | Electric Reliability | 247.273 | 692.6276 | 2029 | Mitigation | 0.011149 | 10 | 0 | esc | 0.011149 | 2.7568 | 0.011149 | 2.7568 | 0.011149 | 2.7568 | 0.011149 | 2.7568
[149 empty] | 7.3.2.1.3 Advanced weather monitoring and weather stations Weather StationsWLDFRElectric Reliability | WLDFR | HFTD - Distribution - Tier 2 - 4QU CoRE ¦ 1QU LoRE | Non-Red Flag Warning - Destructive Fires | 2030 | Electric Reliability | 247.273 | 692.6276 | 2030 | Mitigation | 0.011149 | 10 | 0 | esc | 0 | 0 | 0.011149 | 2.7568 | 0.011149 | 2.7568 | 0.011149 | 2.7568
[149 empty] | 7.3.2.1.3 Advanced weather monitoring and weather stations Weather StationsWLDFRElectric Reliability | WLDFR | HFTD - Distribution - Tier 2 - 4QU CoRE ¦ 1QU LoRE | Non-Red Flag Warning - Destructive Fires | 2031 | Electric Reliability | 247.273 | 692.6276 | 2031 | Mitigation | 0.011149 | 10 | 0 | esc | 0 | 0 | 0 | 0 | 0.011149 | 2.7568 | 0.011149 | 2.7568
[149 empty] | 7.3.2.1.3 Advanced weather monitoring and weather stations Weather StationsWLDFRElectric Reliability | WLDFR | HFTD - Distribution - Tier 2 - 4QU CoRE ¦ 1QU LoRE | Non-Red Flag Warning - Destructive Fires | 2032 | Electric Reliability | 247.273 | 692.6276 | 2032 | Mitigation | 0.011149 | 10 | 0 | esc | 0 | 0 | 0 | 0 | 0 | 0 | 0.011149 | 2.7568
[149 empty] | 7.3.2.1.3 Advanced weather monitoring and weather stations Weather StationsWLDFRElectric Reliability | WLDFR | HFTD - Distribution - Tier 2 - 4QU CoRE ¦ 1QU LoRE | Non-Red Flag Warning - Large Fires | 2021 | Electric Reliability | 0.69642 | 692.6276 | 2021 | Mitigation | 0.011149 | 10 | 0 | esc | 0.011149 | 0.0077642 | 0.011149 | 0.0077642 | 0 | 0 | 0 | 0
[149 empty] | 7.3.2.1.3 Advanced weather monitoring and weather stations Weather StationsWLDFRElectric Reliability | WLDFR | HFTD - Distribution - Tier 2 - 4QU CoRE ¦ 1QU LoRE | Non-Red Flag Warning - Large Fires | 2022 | Electric Reliability | 0.69642 | 692.6276 | 2022 | Mitigation | 0.011149 | 10 | 0 | esc | 0.011149 | 0.0077642 | 0.011149 | 0.0077642 | 0.011149 | 0.0077642 | 0 | 0
[149 empty] | 7.3.2.1.3 Advanced weather monitoring and weather stations Weather StationsWLDFRElectric Reliability | WLDFR | HFTD - Distribution - Tier 2 - 4QU CoRE ¦ 1QU LoRE | Non-Red Flag Warning - Large Fires | 2023 | Electric Reliability | 0.71896 | 692.6276 | 2023 | Mitigation | 0.011149 | 10 | 0 | esc | 0.011149 | 0.0080156 | 0.011149 | 0.0080156 | 0.011149 | 0.0080156 | 0.011149 | 0.0080156
[149 empty] | 7.3.2.1.3 Advanced weather monitoring and weather stations Weather StationsWLDFRElectric Reliability | WLDFR | HFTD - Distribution - Tier 2 - 4QU CoRE ¦ 1QU LoRE | Non-Red Flag Warning - Large Fires | 2024 | Electric Reliability | 0.71896 | 692.6276 | 2024 | Mitigation | 0.011149 | 10 | 0 | esc | 0.011149 | 0.0080156 | 0.011149 | 0.0080156 | 0.011149 | 0.0080156 | 0.011149 | 0.0080156
[149 empty] | 7.3.2.1.3 Advanced weather monitoring and weather stations Weather StationsWLDFRElectric Reliability | WLDFR | HFTD - Distribution - Tier 2 - 4QU CoRE ¦ 1QU LoRE | Non-Red Flag Warning - Large Fires | 2025 | Electric Reliability | 0.71896 | 692.6276 | 2025 | Mitigation | 0.011149 | 10 | 0 | esc | 0.011149 | 0.0080156 | 0.011149 | 0.0080156 | 0.011149 | 0.0080156 | 0.011149 | 0.0080156
[149 empty] | 7.3.2.1.3 Advanced weather monitoring and weather stations Weather StationsWLDFRElectric Reliability | WLDFR | HFTD - Distribution - Tier 2 - 4QU CoRE ¦ 1QU LoRE | Non-Red Flag Warning - Large Fires | 2026 | Electric Reliability | 0.71896 | 692.6276 | 2026 | Mitigation | 0.011149 | 10 | 0 | esc | 0.011149 | 0.0080156 | 0.011149 | 0.0080156 | 0.011149 | 0.0080156 | 0.011149 | 0.0080156
[149 empty] | 7.3.2.1.3 Advanced weather monitoring and weather stations Weather StationsWLDFRElectric Reliability | WLDFR | HFTD - Distribution - Tier 2 - 4QU CoRE ¦ 1QU LoRE | Non-Red Flag Warning - Large Fires | 2027 | Electric Reliability | 0.71896 | 692.6276 | 2027 | Mitigation | 0.011149 | 10 | 0 | esc | 0.011149 | 0.0080156 | 0.011149 | 0.0080156 | 0.011149 | 0.0080156 | 0.011149 | 0.0080156
[149 empty] | 7.3.2.1.3 Advanced weather monitoring and weather stations Weather StationsWLDFRElectric Reliability | WLDFR | HFTD - Distribution - Tier 2 - 4QU CoRE ¦ 1QU LoRE | Non-Red Flag Warning - Large Fires | 2028 | Electric Reliability | 0.74734 | 692.6276 | 2028 | Mitigation | 0.011149 | 10 | 0 | esc | 0.011149 | 0.0083319 | 0.011149 | 0.0083319 | 0.011149 | 0.0083319 | 0.011149 | 0.0083319
[149 empty] | 7.3.2.1.3 Advanced weather monitoring and weather stations Weather StationsWLDFRElectric Reliability | WLDFR | HFTD - Distribution - Tier 2 - 4QU CoRE ¦ 1QU LoRE | Non-Red Flag Warning - Large Fires | 2029 | Electric Reliability | 0.74734 | 692.6276 | 2029 | Mitigation | 0.011149 | 10 | 0 | esc | 0.011149 | 0.0083319 | 0.011149 | 0.0083319 | 0.011149 | 0.0083319 | 0.011149 | 0.0083319
[149 empty] | 7.3.2.1.3 Advanced weather monitoring and weather stations Weather StationsWLDFRElectric Reliability | WLDFR | HFTD - Distribution - Tier 2 - 4QU CoRE ¦ 1QU LoRE | Non-Red Flag Warning - Large Fires | 2030 | Electric Reliability | 0.74734 | 692.6276 | 2030 | Mitigation | 0.011149 | 10 | 0 | esc | 0 | 0 | 0.011149 | 0.0083319 | 0.011149 | 0.0083319 | 0.011149 | 0.0083319
[149 empty] | 7.3.2.1.3 Advanced weather monitoring and weather stations Weather StationsWLDFRElectric Reliability | WLDFR | HFTD - Distribution - Tier 2 - 4QU CoRE ¦ 1QU LoRE | Non-Red Flag Warning - Large Fires | 2031 | Electric Reliability | 0.74734 | 692.6276 | 2031 | Mitigation | 0.011149 | 10 | 0 | esc | 0 | 0 | 0 | 0 | 0.011149 | 0.0083319 | 0.011149 | 0.0083319
[149 empty] | 7.3.2.1.3 Advanced weather monitoring and weather stations Weather StationsWLDFRElectric Reliability | WLDFR | HFTD - Distribution - Tier 2 - 4QU CoRE ¦ 1QU LoRE | Non-Red Flag Warning - Large Fires | 2032 | Electric Reliability | 0.74734 | 692.6276 | 2032 | Mitigation | 0.011149 | 10 | 0 | esc | 0 | 0 | 0 | 0 | 0 | 0 | 0.011149 | 0.0083319
[149 empty] | 7.3.2.1.3 Advanced weather monitoring and weather stations Weather StationsWLDFRElectric Reliability | WLDFR | HFTD - Distribution - Tier 2 - 4QU CoRE ¦ 1QU LoRE | Non-Red Flag Warning - Small Fires | 2021 | Electric Reliability | 0.036425 | 692.6276 | 2021 | Mitigation | 0.011149 | 10 | 0 | esc | 0.011149 | 0.0004061 | 0.011149 | 0.0004061 | 0 | 0 | 0 | 0
[149 empty] | 7.3.2.1.3 Advanced weather monitoring and weather stations Weather StationsWLDFRElectric Reliability | WLDFR | HFTD - Distribution - Tier 2 - 4QU CoRE ¦ 1QU LoRE | Non-Red Flag Warning - Small Fires | 2022 | Electric Reliability | 0.036425 | 692.6276 | 2022 | Mitigation | 0.011149 | 10 | 0 | esc | 0.011149 | 0.0004061 | 0.011149 | 0.0004061 | 0.011149 | 0.0004061 | 0 | 0
[149 empty] | 7.3.2.1.3 Advanced weather monitoring and weather stations Weather StationsWLDFRElectric Reliability | WLDFR | HFTD - Distribution - Tier 2 - 4QU CoRE ¦ 1QU LoRE | Non-Red Flag Warning - Small Fires | 2023 | Electric Reliability | 0.03759 | 692.6276 | 2023 | Mitigation | 0.011149 | 10 | 0 | esc | 0.011149 | 0.00041909 | 0.011149 | 0.00041909 | 0.011149 | 0.00041909 | 0.011149 | 0.00041909
[149 empty] | 7.3.2.1.3 Advanced weather monitoring and weather stations Weather StationsWLDFRElectric Reliability | WLDFR | HFTD - Distribution - Tier 2 - 4QU CoRE ¦ 1QU LoRE | Non-Red Flag Warning - Small Fires | 2024 | Electric Reliability | 0.03759 | 692.6276 | 2024 | Mitigation | 0.011149 | 10 | 0 | esc | 0.011149 | 0.00041909 | 0.011149 | 0.00041909 | 0.011149 | 0.00041909 | 0.011149 | 0.00041909
[149 empty] | 7.3.2.1.3 Advanced weather monitoring and weather stations Weather StationsWLDFRElectric Reliability | WLDFR | HFTD - Distribution - Tier 2 - 4QU CoRE ¦ 1QU LoRE | Non-Red Flag Warning - Small Fires | 2025 | Electric Reliability | 0.03759 | 692.6276 | 2025 | Mitigation | 0.011149 | 10 | 0 | esc | 0.011149 | 0.00041909 | 0.011149 | 0.00041909 | 0.011149 | 0.00041909 | 0.011149 | 0.00041909
[149 empty] | 7.3.2.1.3 Advanced weather monitoring and weather stations Weather StationsWLDFRElectric Reliability | WLDFR | HFTD - Distribution - Tier 2 - 4QU CoRE ¦ 1QU LoRE | Non-Red Flag Warning - Small Fires | 2026 | Electric Reliability | 0.03759 | 692.6276 | 2026 | Mitigation | 0.011149 | 10 | 0 | esc | 0.011149 | 0.00041909 | 0.011149 | 0.00041909 | 0.011149 | 0.00041909 | 0.011149 | 0.00041909
[149 empty] | 7.3.2.1.3 Advanced weather monitoring and weather stations Weather StationsWLDFRElectric Reliability | WLDFR | HFTD - Distribution - Tier 2 - 4QU CoRE ¦ 1QU LoRE | Non-Red Flag Warning - Small Fires | 2027 | Electric Reliability | 0.03759 | 692.6276 | 2027 | Mitigation | 0.011149 | 10 | 0 | esc | 0.011149 | 0.00041909 | 0.011149 | 0.00041909 | 0.011149 | 0.00041909 | 0.011149 | 0.00041909
[149 empty] | 7.3.2.1.3 Advanced weather monitoring and weather stations Weather StationsWLDFRElectric Reliability | WLDFR | HFTD - Distribution - Tier 2 - 4QU CoRE ¦ 1QU LoRE | Non-Red Flag Warning - Small Fires | 2028 | Electric Reliability | 0.039055 | 692.6276 | 2028 | Mitigation | 0.011149 | 10 | 0 | esc | 0.011149 | 0.00043542 | 0.011149 | 0.00043542 | 0.011149 | 0.00043542 | 0.011149 | 0.00043542
[149 empty] | 7.3.2.1.3 Advanced weather monitoring and weather stations Weather StationsWLDFRElectric Reliability | WLDFR | HFTD - Distribution - Tier 2 - 4QU CoRE ¦ 1QU LoRE | Non-Red Flag Warning - Small Fires | 2029 | Electric Reliability | 0.039055 | 692.6276 | 2029 | Mitigation | 0.011149 | 10 | 0 | esc | 0.011149 | 0.00043542 | 0.011149 | 0.00043542 | 0.011149 | 0.00043542 | 0.011149 | 0.00043542
[149 empty] | 7.3.2.1.3 Advanced weather monitoring and weather stations Weather StationsWLDFRElectric Reliability | WLDFR | HFTD - Distribution - Tier 2 - 4QU CoRE ¦ 1QU LoRE | Non-Red Flag Warning - Small Fires | 2030 | Electric Reliability | 0.039055 | 692.6276 | 2030 | Mitigation | 0.011149 | 10 | 0 | esc | 0 | 0 | 0.011149 | 0.00043542 | 0.011149 | 0.00043542 | 0.011149 | 0.00043542
[149 empty] | 7.3.2.1.3 Advanced weather monitoring and weather stations Weather StationsWLDFRElectric Reliability | WLDFR | HFTD - Distribution - Tier 2 - 4QU CoRE ¦ 1QU LoRE | Non-Red Flag Warning - Small Fires | 2031 | Electric Reliability | 0.039055 | 692.6276 | 2031 | Mitigation | 0.011149 | 10 | 0 | esc | 0 | 0 | 0 | 0 | 0.011149 | 0.00043542 | 0.011149 | 0.00043542
[149 empty] | 7.3.2.1.3 Advanced weather monitoring and weather stations Weather StationsWLDFRElectric Reliability | WLDFR | HFTD - Distribution - Tier 2 - 4QU CoRE ¦ 1QU LoRE | Non-Red Flag Warning - Small Fires | 2032 | Electric Reliability | 0.039055 | 692.6276 | 2032 | Mitigation | 0.011149 | 10 | 0 | esc | 0 | 0 | 0 | 0 | 0 | 0 | 0.011149 | 0.00043542
[149 empty] | 7.3.2.1.3 Advanced weather monitoring and weather stations Weather StationsWLDFRElectric Reliability | WLDFR | HFTD - Distribution - Tier 2 - 4QU CoRE ¦ 1QU LoRE | Red Flag Warning - Catastrophic Fires | 2021 | Electric Reliability | 222.2294 | 692.6276 | 2021 | Mitigation | 0.011149 | 10 | 0 | esc | 0.011149 | 2.4776 | 0.011149 | 2.4776 | 0 | 0 | 0 | 0
[149 empty] | 7.3.2.1.3 Advanced weather monitoring and weather stations Weather StationsWLDFRElectric Reliability | WLDFR | HFTD - Distribution - Tier 2 - 4QU CoRE ¦ 1QU LoRE | Red Flag Warning - Catastrophic Fires | 2022 | Electric Reliability | 222.2294 | 692.6276 | 2022 | Mitigation | 0.011149 | 10 | 0 | esc | 0.011149 | 2.4776 | 0.011149 | 2.4776 | 0.011149 | 2.4776 | 0 | 0
[149 empty] | 7.3.2.1.3 Advanced weather monitoring and weather stations Weather StationsWLDFRElectric Reliability | WLDFR | HFTD - Distribution - Tier 2 - 4QU CoRE ¦ 1QU LoRE | Red Flag Warning - Catastrophic Fires | 2023 | Electric Reliability | 233.2301 | 692.6276 | 2023 | Mitigation | 0.011149 | 10 | 0 | esc | 0.011149 | 2.6002 | 0.011149 | 2.6002 | 0.011149 | 2.6002 | 0.011149 | 2.6002
[149 empty] | 7.3.2.1.3 Advanced weather monitoring and weather stations Weather StationsWLDFRElectric Reliability | WLDFR | HFTD - Distribution - Tier 2 - 4QU CoRE ¦ 1QU LoRE | Red Flag Warning - Catastrophic Fires | 2024 | Electric Reliability | 233.2301 | 692.6276 | 2024 | Mitigation | 0.011149 | 10 | 0 | esc | 0.011149 | 2.6002 | 0.011149 | 2.6002 | 0.011149 | 2.6002 | 0.011149 | 2.6002
[149 empty] | 7.3.2.1.3 Advanced weather monitoring and weather stations Weather StationsWLDFRElectric Reliability | WLDFR | HFTD - Distribution - Tier 2 - 4QU CoRE ¦ 1QU LoRE | Red Flag Warning - Catastrophic Fires | 2025 | Electric Reliability | 233.2301 | 692.6276 | 2025 | Mitigation | 0.011149 | 10 | 0 | esc | 0.011149 | 2.6002 | 0.011149 | 2.6002 | 0.011149 | 2.6002 | 0.011149 | 2.6002
[149 empty] | 7.3.2.1.3 Advanced weather monitoring and weather stations Weather StationsWLDFRElectric Reliability | WLDFR | HFTD - Distribution - Tier 2 - 4QU CoRE ¦ 1QU LoRE | Red Flag Warning - Catastrophic Fires | 2026 | Electric Reliability | 233.2301 | 692.6276 | 2026 | Mitigation | 0.011149 | 10 | 0 | esc | 0.011149 | 2.6002 | 0.011149 | 2.6002 | 0.011149 | 2.6002 | 0.011149 | 2.6002
[149 empty] | 7.3.2.1.3 Advanced weather monitoring and weather stations Weather StationsWLDFRElectric Reliability | WLDFR | HFTD - Distribution - Tier 2 - 4QU CoRE ¦ 1QU LoRE | Red Flag Warning - Catastrophic Fires | 2027 | Electric Reliability | 233.2301 | 692.6276 | 2027 | Mitigation | 0.011149 | 10 | 0 | esc | 0.011149 | 2.6002 | 0.011149 | 2.6002 | 0.011149 | 2.6002 | 0.011149 | 2.6002
[149 empty] | 7.3.2.1.3 Advanced weather monitoring and weather stations Weather StationsWLDFRElectric Reliability | WLDFR | HFTD - Distribution - Tier 2 - 4QU CoRE ¦ 1QU LoRE | Red Flag Warning - Catastrophic Fires | 2028 | Electric Reliability | 247.273 | 692.6276 | 2028 | Mitigation | 0.011149 | 10 | 0 | esc | 0.011149 | 2.7568 | 0.011149 | 2.7568 | 0.011149 | 2.7568 | 0.011149 | 2.7568
[149 empty] | 7.3.2.1.3 Advanced weather monitoring and weather stations Weather StationsWLDFRElectric Reliability | WLDFR | HFTD - Distribution - Tier 2 - 4QU CoRE ¦ 1QU LoRE | Red Flag Warning - Catastrophic Fires | 2029 | Electric Reliability | 247.273 | 692.6276 | 2029 | Mitigation | 0.011149 | 10 | 0 | esc | 0.011149 | 2.7568 | 0.011149 | 2.7568 | 0.011149 | 2.7568 | 0.011149 | 2.7568
[149 empty] | 7.3.2.1.3 Advanced weather monitoring and weather stations Weather StationsWLDFRElectric Reliability | WLDFR | HFTD - Distribution - Tier 2 - 4QU CoRE ¦ 1QU LoRE | Red Flag Warning - Catastrophic Fires | 2030 | Electric Reliability | 247.273 | 692.6276 | 2030 | Mitigation | 0.011149 | 10 | 0 | esc | 0 | 0 | 0.011149 | 2.7568 | 0.011149 | 2.7568 | 0.011149 | 2.7568
[149 empty] | 7.3.2.1.3 Advanced weather monitoring and weather stations Weather StationsWLDFRElectric Reliability | WLDFR | HFTD - Distribution - Tier 2 - 4QU CoRE ¦ 1QU LoRE | Red Flag Warning - Catastrophic Fires | 2031 | Electric Reliability | 247.273 | 692.6276 | 2031 | Mitigation | 0.011149 | 10 | 0 | esc | 0 | 0 | 0 | 0 | 0.011149 | 2.7568 | 0.011149 | 2.7568
[149 empty] | 7.3.2.1.3 Advanced weather monitoring and weather stations Weather StationsWLDFRElectric Reliability | WLDFR | HFTD - Distribution - Tier 2 - 4QU CoRE ¦ 1QU LoRE | Red Flag Warning - Catastrophic Fires | 2032 | Electric Reliability | 247.273 | 692.6276 | 2032 | Mitigation | 0.011149 | 10 | 0 | esc | 0 | 0 | 0 | 0 | 0 | 0 | 0.011149 | 2.7568
[149 empty] | 7.3.2.1.3 Advanced weather monitoring and weather stations Weather StationsWLDFRElectric Reliability | WLDFR | HFTD - Distribution - Tier 2 - 4QU CoRE ¦ 1QU LoRE | Red Flag Warning - Destructive Fires | 2021 | Electric Reliability | 222.2294 | 692.6276 | 2021 | Mitigation | 0.011149 | 10 | 0 | esc | 0.011149 | 2.4776 | 0.011149 | 2.4776 | 0 | 0 | 0 | 0
[149 empty] | 7.3.2.1.3 Advanced weather monitoring and weather stations Weather StationsWLDFRElectric Reliability | WLDFR | HFTD - Distribution - Tier 2 - 4QU CoRE ¦ 1QU LoRE | Red Flag Warning - Destructive Fires | 2022 | Electric Reliability | 222.2294 | 692.6276 | 2022 | Mitigation | 0.011149 | 10 | 0 | esc | 0.011149 | 2.4776 | 0.011149 | 2.4776 | 0.011149 | 2.4776 | 0 | 0
[149 empty] | 7.3.2.1.3 Advanced weather monitoring and weather stations Weather StationsWLDFRElectric Reliability | WLDFR | HFTD - Distribution - Tier 2 - 4QU CoRE ¦ 1QU LoRE | Red Flag Warning - Destructive Fires | 2023 | Electric Reliability | 233.2301 | 692.6276 | 2023 | Mitigation | 0.011149 | 10 | 0 | esc | 0.011149 | 2.6002 | 0.011149 | 2.6002 | 0.011149 | 2.6002 | 0.011149 | 2.6002
[149 empty] | 7.3.2.1.3 Advanced weather monitoring and weather stations Weather StationsWLDFRElectric Reliability | WLDFR | HFTD - Distribution - Tier 2 - 4QU CoRE ¦ 1QU LoRE | Red Flag Warning - Destructive Fires | 2024 | Electric Reliability | 233.2301 | 692.6276 | 2024 | Mitigation | 0.011149 | 10 | 0 | esc | 0.011149 | 2.6002 | 0.011149 | 2.6002 | 0.011149 | 2.6002 | 0.011149 | 2.6002
[149 empty] | 7.3.2.1.3 Advanced weather monitoring and weather stations Weather StationsWLDFRElectric Reliability | WLDFR | HFTD - Distribution - Tier 2 - 4QU CoRE ¦ 1QU LoRE | Red Flag Warning - Destructive Fires | 2025 | Electric Reliability | 233.2301 | 692.6276 | 2025 | Mitigation | 0.011149 | 10 | 0 | esc | 0.011149 | 2.6002 | 0.011149 | 2.6002 | 0.011149 | 2.6002 | 0.011149 | 2.6002
[149 empty] | 7.3.2.1.3 Advanced weather monitoring and weather stations Weather StationsWLDFRElectric Reliability | WLDFR | HFTD - Distribution - Tier 2 - 4QU CoRE ¦ 1QU LoRE | Red Flag Warning - Destructive Fires | 2026 | Electric Reliability | 233.2301 | 692.6276 | 2026 | Mitigation | 0.011149 | 10 | 0 | esc | 0.011149 | 2.6002 | 0.011149 | 2.6002 | 0.011149 | 2.6002 | 0.011149 | 2.6002
[149 empty] | 7.3.2.1.3 Advanced weather monitoring and weather stations Weather StationsWLDFRElectric Reliability | WLDFR | HFTD - Distribution - Tier 2 - 4QU CoRE ¦ 1QU LoRE | Red Flag Warning - Destructive Fires | 2027 | Electric Reliability | 233.2301 | 692.6276 | 2027 | Mitigation | 0.011149 | 10 | 0 | esc | 0.011149 | 2.6002 | 0.011149 | 2.6002 | 0.011149 | 2.6002 | 0.011149 | 2.6002
[149 empty] | 7.3.2.1.3 Advanced weather monitoring and weather stations Weather StationsWLDFRElectric Reliability | WLDFR | HFTD - Distribution - Tier 2 - 4QU CoRE ¦ 1QU LoRE | Red Flag Warning - Destructive Fires | 2028 | Electric Reliability | 247.273 | 692.6276 | 2028 | Mitigation | 0.011149 | 10 | 0 | esc | 0.011149 | 2.7568 | 0.011149 | 2.7568 | 0.011149 | 2.7568 | 0.011149 | 2.7568
[149 empty] | 7.3.2.1.3 Advanced weather monitoring and weather stations Weather StationsWLDFRElectric Reliability | WLDFR | HFTD - Distribution - Tier 2 - 4QU CoRE ¦ 1QU LoRE | Red Flag Warning - Destructive Fires | 2029 | Electric Reliability | 247.273 | 692.6276 | 2029 | Mitigation | 0.011149 | 10 | 0 | esc | 0.011149 | 2.7568 | 0.011149 | 2.7568 | 0.011149 | 2.7568 | 0.011149 | 2.7568
[149 empty] | 7.3.2.1.3 Advanced weather monitoring and weather stations Weather StationsWLDFRElectric Reliability | WLDFR | HFTD - Distribution - Tier 2 - 4QU CoRE ¦ 1QU LoRE | Red Flag Warning - Destructive Fires | 2030 | Electric Reliability | 247.273 | 692.6276 | 2030 | Mitigation | 0.011149 | 10 | 0 | esc | 0 | 0 | 0.011149 | 2.7568 | 0.011149 | 2.7568 | 0.011149 | 2.7568
[149 empty] | 7.3.2.1.3 Advanced weather monitoring and weather stations Weather StationsWLDFRElectric Reliability | WLDFR | HFTD - Distribution - Tier 2 - 4QU CoRE ¦ 1QU LoRE | Red Flag Warning - Destructive Fires | 2031 | Electric Reliability | 247.273 | 692.6276 | 2031 | Mitigation | 0.011149 | 10 | 0 | esc | 0 | 0 | 0 | 0 | 0.011149 | 2.7568 | 0.011149 | 2.7568
[149 empty] | 7.3.2.1.3 Advanced weather monitoring and weather stations Weather StationsWLDFRElectric Reliability | WLDFR | HFTD - Distribution - Tier 2 - 4QU CoRE ¦ 1QU LoRE | Red Flag Warning - Destructive Fires | 2032 | Electric Reliability | 247.273 | 692.6276 | 2032 | Mitigation | 0.011149 | 10 | 0 | esc | 0 | 0 | 0 | 0 | 0 | 0 | 0.011149 | 2.7568
[149 empty] | 7.3.2.1.3 Advanced weather monitoring and weather stations Weather StationsWLDFRElectric Reliability | WLDFR | HFTD - Distribution - Tier 2 - 4QU CoRE ¦ 1QU LoRE | Red Flag Warning - Large Fires | 2021 | Electric Reliability | 0.69642 | 692.6276 | 2021 | Mitigation | 0.011149 | 10 | 0 | esc | 0.011149 | 0.0077642 | 0.011149 | 0.0077642 | 0 | 0 | 0 | 0
[149 empty] | 7.3.2.1.3 Advanced weather monitoring and weather stations Weather StationsWLDFRElectric Reliability | WLDFR | HFTD - Distribution - Tier 2 - 4QU CoRE ¦ 1QU LoRE | Red Flag Warning - Large Fires | 2022 | Electric Reliability | 0.69642 | 692.6276 | 2022 | Mitigation | 0.011149 | 10 | 0 | esc | 0.011149 | 0.0077642 | 0.011149 | 0.0077642 | 0.011149 | 0.0077642 | 0 | 0
[149 empty] | 7.3.2.1.3 Advanced weather monitoring and weather stations Weather StationsWLDFRElectric Reliability | WLDFR | HFTD - Distribution - Tier 2 - 4QU CoRE ¦ 1QU LoRE | Red Flag Warning - Large Fires | 2023 | Electric Reliability | 0.71896 | 692.6276 | 2023 | Mitigation | 0.011149 | 10 | 0 | esc | 0.011149 | 0.0080156 | 0.011149 | 0.0080156 | 0.011149 | 0.0080156 | 0.011149 | 0.0080156
[149 empty] | 7.3.2.1.3 Advanced weather monitoring and weather stations Weather StationsWLDFRElectric Reliability | WLDFR | HFTD - Distribution - Tier 2 - 4QU CoRE ¦ 1QU LoRE | Red Flag Warning - Large Fires | 2024 | Electric Reliability | 0.71896 | 692.6276 | 2024 | Mitigation | 0.011149 | 10 | 0 | esc | 0.011149 | 0.0080156 | 0.011149 | 0.0080156 | 0.011149 | 0.0080156 | 0.011149 | 0.0080156
[149 empty] | 7.3.2.1.3 Advanced weather monitoring and weather stations Weather StationsWLDFRElectric Reliability | WLDFR | HFTD - Distribution - Tier 2 - 4QU CoRE ¦ 1QU LoRE | Red Flag Warning - Large Fires | 2025 | Electric Reliability | 0.71896 | 692.6276 | 2025 | Mitigation | 0.011149 | 10 | 0 | esc | 0.011149 | 0.0080156 | 0.011149 | 0.0080156 | 0.011149 | 0.0080156 | 0.011149 | 0.0080156
[149 empty] | 7.3.2.1.3 Advanced weather monitoring and weather stations Weather StationsWLDFRElectric Reliability | WLDFR | HFTD - Distribution - Tier 2 - 4QU CoRE ¦ 1QU LoRE | Red Flag Warning - Large Fires | 2026 | Electric Reliability | 0.71896 | 692.6276 | 2026 | Mitigation | 0.011149 | 10 | 0 | esc | 0.011149 | 0.0080156 | 0.011149 | 0.0080156 | 0.011149 | 0.0080156 | 0.011149 | 0.0080156
[149 empty] | 7.3.2.1.3 Advanced weather monitoring and weather stations Weather StationsWLDFRElectric Reliability | WLDFR | HFTD - Distribution - Tier 2 - 4QU CoRE ¦ 1QU LoRE | Red Flag Warning - Large Fires | 2027 | Electric Reliability | 0.71896 | 692.6276 | 2027 | Mitigation | 0.011149 | 10 | 0 | esc | 0.011149 | 0.0080156 | 0.011149 | 0.0080156 | 0.011149 | 0.0080156 | 0.011149 | 0.0080156
[149 empty] | 7.3.2.1.3 Advanced weather monitoring and weather stations Weather StationsWLDFRElectric Reliability | WLDFR | HFTD - Distribution - Tier 2 - 4QU CoRE ¦ 1QU LoRE | Red Flag Warning - Large Fires | 2028 | Electric Reliability | 0.74734 | 692.6276 | 2028 | Mitigation | 0.011149 | 10 | 0 | esc | 0.011149 | 0.0083319 | 0.011149 | 0.0083319 | 0.011149 | 0.0083319 | 0.011149 | 0.0083319
[149 empty] | 7.3.2.1.3 Advanced weather monitoring and weather stations Weather StationsWLDFRElectric Reliability | WLDFR | HFTD - Distribution - Tier 2 - 4QU CoRE ¦ 1QU LoRE | Red Flag Warning - Large Fires | 2029 | Electric Reliability | 0.74734 | 692.6276 | 2029 | Mitigation | 0.011149 | 10 | 0 | esc | 0.011149 | 0.0083319 | 0.011149 | 0.0083319 | 0.011149 | 0.0083319 | 0.011149 | 0.0083319
[149 empty] | 7.3.2.1.3 Advanced weather monitoring and weather stations Weather StationsWLDFRElectric Reliability | WLDFR | HFTD - Distribution - Tier 2 - 4QU CoRE ¦ 1QU LoRE | Red Flag Warning - Large Fires | 2030 | Electric Reliability | 0.74734 | 692.6276 | 2030 | Mitigation | 0.011149 | 10 | 0 | esc | 0 | 0 | 0.011149 | 0.0083319 | 0.011149 | 0.0083319 | 0.011149 | 0.0083319
[149 empty] | 7.3.2.1.3 Advanced weather monitoring and weather stations Weather StationsWLDFRElectric Reliability | WLDFR | HFTD - Distribution - Tier 2 - 4QU CoRE ¦ 1QU LoRE | Red Flag Warning - Large Fires | 2031 | Electric Reliability | 0.74734 | 692.6276 | 2031 | Mitigation | 0.011149 | 10 | 0 | esc | 0 | 0 | 0 | 0 | 0.011149 | 0.0083319 | 0.011149 | 0.0083319
[149 empty] | 7.3.2.1.3 Advanced weather monitoring and weather stations Weather StationsWLDFRElectric Reliability | WLDFR | HFTD - Distribution - Tier 2 - 4QU CoRE ¦ 1QU LoRE | Red Flag Warning - Large Fires | 2032 | Electric Reliability | 0.74734 | 692.6276 | 2032 | Mitigation | 0.011149 | 10 | 0 | esc | 0 | 0 | 0 | 0 | 0 | 0 | 0.011149 | 0.0083319
[149 empty] | 7.3.2.1.3 Advanced weather monitoring and weather stations Weather StationsWLDFRElectric Reliability | WLDFR | HFTD - Distribution - Tier 2 - 4QU CoRE ¦ 1QU LoRE | Red Flag Warning - Small Fires | 2021 | Electric Reliability | 0.036425 | 692.6276 | 2021 | Mitigation | 0.011149 | 10 | 0 | esc | 0.011149 | 0.0004061 | 0.011149 | 0.0004061 | 0 | 0 | 0 | 0
[149 empty] | 7.3.2.1.3 Advanced weather monitoring and weather stations Weather StationsWLDFRElectric Reliability | WLDFR | HFTD - Distribution - Tier 2 - 4QU CoRE ¦ 1QU LoRE | Red Flag Warning - Small Fires | 2022 | Electric Reliability | 0.036425 | 692.6276 | 2022 | Mitigation | 0.011149 | 10 | 0 | esc | 0.011149 | 0.0004061 | 0.011149 | 0.0004061 | 0.011149 | 0.0004061 | 0 | 0
[149 empty] | 7.3.2.1.3 Advanced weather monitoring and weather stations Weather StationsWLDFRElectric Reliability | WLDFR | HFTD - Distribution - Tier 2 - 4QU CoRE ¦ 1QU LoRE | Red Flag Warning - Small Fires | 2023 | Electric Reliability | 0.03759 | 692.6276 | 2023 | Mitigation | 0.011149 | 10 | 0 | esc | 0.011149 | 0.00041909 | 0.011149 | 0.00041909 | 0.011149 | 0.00041909 | 0.011149 | 0.00041909
[149 empty] | 7.3.2.1.3 Advanced weather monitoring and weather stations Weather StationsWLDFRElectric Reliability | WLDFR | HFTD - Distribution - Tier 2 - 4QU CoRE ¦ 1QU LoRE | Red Flag Warning - Small Fires | 2024 | Electric Reliability | 0.03759 | 692.6276 | 2024 | Mitigation | 0.011149 | 10 | 0 | esc | 0.011149 | 0.00041909 | 0.011149 | 0.00041909 | 0.011149 | 0.00041909 | 0.011149 | 0.00041909
[149 empty] | 7.3.2.1.3 Advanced weather monitoring and weather stations Weather StationsWLDFRElectric Reliability | WLDFR | HFTD - Distribution - Tier 2 - 4QU CoRE ¦ 1QU LoRE | Red Flag Warning - Small Fires | 2025 | Electric Reliability | 0.03759 | 692.6276 | 2025 | Mitigation | 0.011149 | 10 | 0 | esc | 0.011149 | 0.00041909 | 0.011149 | 0.00041909 | 0.011149 | 0.00041909 | 0.011149 | 0.00041909
[149 empty] | 7.3.2.1.3 Advanced weather monitoring and weather stations Weather StationsWLDFRElectric Reliability | WLDFR | HFTD - Distribution - Tier 2 - 4QU CoRE ¦ 1QU LoRE | Red Flag Warning - Small Fires | 2026 | Electric Reliability | 0.03759 | 692.6276 | 2026 | Mitigation | 0.011149 | 10 | 0 | esc | 0.011149 | 0.00041909 | 0.011149 | 0.00041909 | 0.011149 | 0.00041909 | 0.011149 | 0.00041909
[149 empty] | 7.3.2.1.3 Advanced weather monitoring and weather stations Weather StationsWLDFRElectric Reliability | WLDFR | HFTD - Distribution - Tier 2 - 4QU CoRE ¦ 1QU LoRE | Red Flag Warning - Small Fires | 2027 | Electric Reliability | 0.03759 | 692.6276 | 2027 | Mitigation | 0.011149 | 10 | 0 | esc | 0.011149 | 0.00041909 | 0.011149 | 0.00041909 | 0.011149 | 0.00041909 | 0.011149 | 0.00041909
[149 empty] | 7.3.2.1.3 Advanced weather monitoring and weather stations Weather StationsWLDFRElectric Reliability | WLDFR | HFTD - Distribution - Tier 2 - 4QU CoRE ¦ 1QU LoRE | Red Flag Warning - Small Fires | 2028 | Electric Reliability | 0.039055 | 692.6276 | 2028 | Mitigation | 0.011149 | 10 | 0 | esc | 0.011149 | 0.00043542 | 0.011149 | 0.00043542 | 0.011149 | 0.00043542 | 0.011149 | 0.00043542
[149 empty] | 7.3.2.1.3 Advanced weather monitoring and weather stations Weather StationsWLDFRElectric Reliability | WLDFR | HFTD - Distribution - Tier 2 - 4QU CoRE ¦ 1QU LoRE | Red Flag Warning - Small Fires | 2029 | Electric Reliability | 0.039055 | 692.6276 | 2029 | Mitigation | 0.011149 | 10 | 0 | esc | 0.011149 | 0.00043542 | 0.011149 | 0.00043542 | 0.011149 | 0.00043542 | 0.011149 | 0.00043542
[149 empty] | 7.3.2.1.3 Advanced weather monitoring and weather stations Weather StationsWLDFRElectric Reliability | WLDFR | HFTD - Distribution - Tier 2 - 4QU CoRE ¦ 1QU LoRE | Red Flag Warning - Small Fires | 2030 | Electric Reliability | 0.039055 | 692.6276 | 2030 | Mitigation | 0.011149 | 10 | 0 | esc | 0 | 0 | 0.011149 | 0.00043542 | 0.011149 | 0.00043542 | 0.011149 | 0.00043542
[149 empty] | 7.3.2.1.3 Advanced weather monitoring and weather stations Weather StationsWLDFRElectric Reliability | WLDFR | HFTD - Distribution - Tier 2 - 4QU CoRE ¦ 1QU LoRE | Red Flag Warning - Small Fires | 2031 | Electric Reliability | 0.039055 | 692.6276 | 2031 | Mitigation | 0.011149 | 10 | 0 | esc | 0 | 0 | 0 | 0 | 0.011149 | 0.00043542 | 0.011149 | 0.00043542
[149 empty] | 7.3.2.1.3 Advanced weather monitoring and weather stations Weather StationsWLDFRElectric Reliability | WLDFR | HFTD - Distribution - Tier 2 - 4QU CoRE ¦ 1QU LoRE | Red Flag Warning - Small Fires | 2032 | Electric Reliability | 0.039055 | 692.6276 | 2032 | Mitigation | 0.011149 | 10 | 0 | esc | 0 | 0 | 0 | 0 | 0 | 0 | 0.011149 | 0.00043542
[149 empty] | 7.3.2.1.3 Advanced weather monitoring and weather stations Weather StationsWLDFRElectric Reliability | WLDFR | HFTD - Distribution - Tier 2 - 4QU CoRE ¦ 1QU LoRE | Seismic - Non-Red Flag Warning - Catastrophic Fires | 2021 | Electric Reliability | 409.2237 | 692.6276 | 2021 | Mitigation | 0.011149 | 10 | 0 | esc | 0.011149 | 4.5624 | 0.011149 | 4.5624 | 0 | 0 | 0 | 0
[149 empty] | 7.3.2.1.3 Advanced weather monitoring and weather stations Weather StationsWLDFRElectric Reliability | WLDFR | HFTD - Distribution - Tier 2 - 4QU CoRE ¦ 1QU LoRE | Seismic - Non-Red Flag Warning - Catastrophic Fires | 2022 | Electric Reliability | 409.2237 | 692.6276 | 2022 | Mitigation | 0.011149 | 10 | 0 | esc | 0.011149 | 4.5624 | 0.011149 | 4.5624 | 0.011149 | 4.5624 | 0 | 0
[149 empty] | 7.3.2.1.3 Advanced weather monitoring and weather stations Weather StationsWLDFRElectric Reliability | WLDFR | HFTD - Distribution - Tier 2 - 4QU CoRE ¦ 1QU LoRE | Seismic - Non-Red Flag Warning - Catastrophic Fires | 2023 | Electric Reliability | 428.6023 | 692.6276 | 2023 | Mitigation | 0.011149 | 10 | 0 | esc | 0.011149 | 4.7784 | 0.011149 | 4.7784 | 0.011149 | 4.7784 | 0.011149 | 4.7784
[149 empty] | 7.3.2.1.3 Advanced weather monitoring and weather stations Weather StationsWLDFRElectric Reliability | WLDFR | HFTD - Distribution - Tier 2 - 4QU CoRE ¦ 1QU LoRE | Seismic - Non-Red Flag Warning - Catastrophic Fires | 2024 | Electric Reliability | 428.6023 | 692.6276 | 2024 | Mitigation | 0.011149 | 10 | 0 | esc | 0.011149 | 4.7784 | 0.011149 | 4.7784 | 0.011149 | 4.7784 | 0.011149 | 4.7784
[149 empty] | 7.3.2.1.3 Advanced weather monitoring and weather stations Weather StationsWLDFRElectric Reliability | WLDFR | HFTD - Distribution - Tier 2 - 4QU CoRE ¦ 1QU LoRE | Seismic - Non-Red Flag Warning - Catastrophic Fires | 2025 | Electric Reliability | 428.6023 | 692.6276 | 2025 | Mitigation | 0.011149 | 10 | 0 | esc | 0.011149 | 4.7784 | 0.011149 | 4.7784 | 0.011149 | 4.7784 | 0.011149 | 4.7784
[149 empty] | 7.3.2.1.3 Advanced weather monitoring and weather stations Weather StationsWLDFRElectric Reliability | WLDFR | HFTD - Distribution - Tier 2 - 4QU CoRE ¦ 1QU LoRE | Seismic - Non-Red Flag Warning - Catastrophic Fires | 2026 | Electric Reliability | 428.6023 | 692.6276 | 2026 | Mitigation | 0.011149 | 10 | 0 | esc | 0.011149 | 4.7784 | 0.011149 | 4.7784 | 0.011149 | 4.7784 | 0.011149 | 4.7784
[149 empty] | 7.3.2.1.3 Advanced weather monitoring and weather stations Weather StationsWLDFRElectric Reliability | WLDFR | HFTD - Distribution - Tier 2 - 4QU CoRE ¦ 1QU LoRE | Seismic - Non-Red Flag Warning - Catastrophic Fires | 2027 | Electric Reliability | 428.6023 | 692.6276 | 2027 | Mitigation | 0.011149 | 10 | 0 | esc | 0.011149 | 4.7784 | 0.011149 | 4.7784 | 0.011149 | 4.7784 | 0.011149 | 4.7784
[149 empty] | 7.3.2.1.3 Advanced weather monitoring and weather stations Weather StationsWLDFRElectric Reliability | WLDFR | HFTD - Distribution - Tier 2 - 4QU CoRE ¦ 1QU LoRE | Seismic - Non-Red Flag Warning - Catastrophic Fires | 2028 | Electric Reliability | 453.261 | 692.6276 | 2028 | Mitigation | 0.011149 | 10 | 0 | esc | 0.011149 | 5.0533 | 0.011149 | 5.0533 | 0.011149 | 5.0533 | 0.011149 | 5.0533
[149 empty] | 7.3.2.1.3 Advanced weather monitoring and weather stations Weather StationsWLDFRElectric Reliability | WLDFR | HFTD - Distribution - Tier 2 - 4QU CoRE ¦ 1QU LoRE | Seismic - Non-Red Flag Warning - Catastrophic Fires | 2029 | Electric Reliability | 453.261 | 692.6276 | 2029 | Mitigation | 0.011149 | 10 | 0 | esc | 0.011149 | 5.0533 | 0.011149 | 5.0533 | 0.011149 | 5.0533 | 0.011149 | 5.0533
[149 empty] | 7.3.2.1.3 Advanced weather monitoring and weather stations Weather StationsWLDFRElectric Reliability | WLDFR | HFTD - Distribution - Tier 2 - 4QU CoRE ¦ 1QU LoRE | Seismic - Non-Red Flag Warning - Catastrophic Fires | 2030 | Electric Reliability | 453.261 | 692.6276 | 2030 | Mitigation | 0.011149 | 10 | 0 | esc | 0 | 0 | 0.011149 | 5.0533 | 0.011149 | 5.0533 | 0.011149 | 5.0533
[149 empty] | 7.3.2.1.3 Advanced weather monitoring and weather stations Weather StationsWLDFRElectric Reliability | WLDFR | HFTD - Distribution - Tier 2 - 4QU CoRE ¦ 1QU LoRE | Seismic - Non-Red Flag Warning - Catastrophic Fires | 2031 | Electric Reliability | 453.261 | 692.6276 | 2031 | Mitigation | 0.011149 | 10 | 0 | esc | 0 | 0 | 0 | 0 | 0.011149 | 5.0533 | 0.011149 | 5.0533
[149 empty] | 7.3.2.1.3 Advanced weather monitoring and weather stations Weather StationsWLDFRElectric Reliability | WLDFR | HFTD - Distribution - Tier 2 - 4QU CoRE ¦ 1QU LoRE | Seismic - Non-Red Flag Warning - Catastrophic Fires | 2032 | Electric Reliability | 453.261 | 692.6276 | 2032 | Mitigation | 0.011149 | 10 | 0 | esc | 0 | 0 | 0 | 0 | 0 | 0 | 0.011149 | 5.0533
[149 empty] | 7.3.2.1.3 Advanced weather monitoring and weather stations Weather StationsWLDFRElectric Reliability | WLDFR | HFTD - Distribution - Tier 2 - 4QU CoRE ¦ 1QU LoRE | Seismic - Red Flag Warning - Catastrophic Fires | 2021 | Electric Reliability | 409.2237 | 692.6276 | 2021 | Mitigation | 0.011149 | 10 | 0 | esc | 0.011149 | 4.5624 | 0.011149 | 4.5624 | 0 | 0 | 0 | 0
[149 empty] | 7.3.2.1.3 Advanced weather monitoring and weather stations Weather StationsWLDFRElectric Reliability | WLDFR | HFTD - Distribution - Tier 2 - 4QU CoRE ¦ 1QU LoRE | Seismic - Red Flag Warning - Catastrophic Fires | 2022 | Electric Reliability | 409.2237 | 692.6276 | 2022 | Mitigation | 0.011149 | 10 | 0 | esc | 0.011149 | 4.5624 | 0.011149 | 4.5624 | 0.011149 | 4.5624 | 0 | 0
[149 empty] | 7.3.2.1.3 Advanced weather monitoring and weather stations Weather StationsWLDFRElectric Reliability | WLDFR | HFTD - Distribution - Tier 2 - 4QU CoRE ¦ 1QU LoRE | Seismic - Red Flag Warning - Catastrophic Fires | 2023 | Electric Reliability | 428.6023 | 692.6276 | 2023 | Mitigation | 0.011149 | 10 | 0 | esc | 0.011149 | 4.7784 | 0.011149 | 4.7784 | 0.011149 | 4.7784 | 0.011149 | 4.7784
[149 empty] | 7.3.2.1.3 Advanced weather monitoring and weather stations Weather StationsWLDFRElectric Reliability | WLDFR | HFTD - Distribution - Tier 2 - 4QU CoRE ¦ 1QU LoRE | Seismic - Red Flag Warning - Catastrophic Fires | 2024 | Electric Reliability | 428.6023 | 692.6276 | 2024 | Mitigation | 0.011149 | 10 | 0 | esc | 0.011149 | 4.7784 | 0.011149 | 4.7784 | 0.011149 | 4.7784 | 0.011149 | 4.7784
[149 empty] | 7.3.2.1.3 Advanced weather monitoring and weather stations Weather StationsWLDFRElectric Reliability | WLDFR | HFTD - Distribution - Tier 2 - 4QU CoRE ¦ 1QU LoRE | Seismic - Red Flag Warning - Catastrophic Fires | 2025 | Electric Reliability | 428.6023 | 692.6276 | 2025 | Mitigation | 0.011149 | 10 | 0 | esc | 0.011149 | 4.7784 | 0.011149 | 4.7784 | 0.011149 | 4.7784 | 0.011149 | 4.7784
[149 empty] | 7.3.2.1.3 Advanced weather monitoring and weather stations Weather StationsWLDFRElectric Reliability | WLDFR | HFTD - Distribution - Tier 2 - 4QU CoRE ¦ 1QU LoRE | Seismic - Red Flag Warning - Catastrophic Fires | 2026 | Electric Reliability | 428.6023 | 692.6276 | 2026 | Mitigation | 0.011149 | 10 | 0 | esc | 0.011149 | 4.7784 | 0.011149 | 4.7784 | 0.011149 | 4.7784 | 0.011149 | 4.7784
[149 empty] | 7.3.2.1.3 Advanced weather monitoring and weather stations Weather StationsWLDFRElectric Reliability | WLDFR | HFTD - Distribution - Tier 2 - 4QU CoRE ¦ 1QU LoRE | Seismic - Red Flag Warning - Catastrophic Fires | 2027 | Electric Reliability | 428.6023 | 692.6276 | 2027 | Mitigation | 0.011149 | 10 | 0 | esc | 0.011149 | 4.7784 | 0.011149 | 4.7784 | 0.011149 | 4.7784 | 0.011149 | 4.7784
[149 empty] | 7.3.2.1.3 Advanced weather monitoring and weather stations Weather StationsWLDFRElectric Reliability | WLDFR | HFTD - Distribution - Tier 2 - 4QU CoRE ¦ 1QU LoRE | Seismic - Red Flag Warning - Catastrophic Fires | 2028 | Electric Reliability | 453.261 | 692.6276 | 2028 | Mitigation | 0.011149 | 10 | 0 | esc | 0.011149 | 5.0533 | 0.011149 | 5.0533 | 0.011149 | 5.0533 | 0.011149 | 5.0533
[149 empty] | 7.3.2.1.3 Advanced weather monitoring and weather stations Weather StationsWLDFRElectric Reliability | WLDFR | HFTD - Distribution - Tier 2 - 4QU CoRE ¦ 1QU LoRE | Seismic - Red Flag Warning - Catastrophic Fires | 2029 | Electric Reliability | 453.261 | 692.6276 | 2029 | Mitigation | 0.011149 | 10 | 0 | esc | 0.011149 | 5.0533 | 0.011149 | 5.0533 | 0.011149 | 5.0533 | 0.011149 | 5.0533
[149 empty] | 7.3.2.1.3 Advanced weather monitoring and weather stations Weather StationsWLDFRElectric Reliability | WLDFR | HFTD - Distribution - Tier 2 - 4QU CoRE ¦ 1QU LoRE | Seismic - Red Flag Warning - Catastrophic Fires | 2030 | Electric Reliability | 453.261 | 692.6276 | 2030 | Mitigation | 0.011149 | 10 | 0 | esc | 0 | 0 | 0.011149 | 5.0533 | 0.011149 | 5.0533 | 0.011149 | 5.0533
[149 empty] | 7.3.2.1.3 Advanced weather monitoring and weather stations Weather StationsWLDFRElectric Reliability | WLDFR | HFTD - Distribution - Tier 2 - 4QU CoRE ¦ 1QU LoRE | Seismic - Red Flag Warning - Catastrophic Fires | 2031 | Electric Reliability | 453.261 | 692.6276 | 2031 | Mitigation | 0.011149 | 10 | 0 | esc | 0 | 0 | 0 | 0 | 0.011149 | 5.0533 | 0.011149 | 5.0533
[149 empty] | 7.3.2.1.3 Advanced weather monitoring and weather stations Weather StationsWLDFRElectric Reliability | WLDFR | HFTD - Distribution - Tier 2 - 4QU CoRE ¦ 1QU LoRE | Seismic - Red Flag Warning - Catastrophic Fires | 2032 | Electric Reliability | 453.261 | 692.6276 | 2032 | Mitigation | 0.011149 | 10 | 0 | esc | 0 | 0 | 0 | 0 | 0 | 0 | 0.011149 | 5.0533
[149 empty] | 7.3.2.1.3 Advanced weather monitoring and weather stations Weather StationsWLDFRElectric Reliability | WLDFR | HFTD - Distribution - Tier 2 - 4QU CoRE ¦ 2QU LoRE | Non-Red Flag Warning - Catastrophic Fires | 2021 | Electric Reliability | 222.2294 | 574.6424 | 2021 | Mitigation | 0.011149 | 10 | 0 | esc | 0.011149 | 2.4776 | 0.011149 | 2.4776 | 0 | 0 | 0 | 0
[149 empty] | 7.3.2.1.3 Advanced weather monitoring and weather stations Weather StationsWLDFRElectric Reliability | WLDFR | HFTD - Distribution - Tier 2 - 4QU CoRE ¦ 2QU LoRE | Non-Red Flag Warning - Catastrophic Fires | 2022 | Electric Reliability | 222.2294 | 574.6424 | 2022 | Mitigation | 0.011149 | 10 | 0 | esc | 0.011149 | 2.4776 | 0.011149 | 2.4776 | 0.011149 | 2.4776 | 0 | 0
[149 empty] | 7.3.2.1.3 Advanced weather monitoring and weather stations Weather StationsWLDFRElectric Reliability | WLDFR | HFTD - Distribution - Tier 2 - 4QU CoRE ¦ 2QU LoRE | Non-Red Flag Warning - Catastrophic Fires | 2023 | Electric Reliability | 233.2301 | 574.6424 | 2023 | Mitigation | 0.011149 | 10 | 0 | esc | 0.011149 | 2.6002 | 0.011149 | 2.6002 | 0.011149 | 2.6002 | 0.011149 | 2.6002
[149 empty] | 7.3.2.1.3 Advanced weather monitoring and weather stations Weather StationsWLDFRElectric Reliability | WLDFR | HFTD - Distribution - Tier 2 - 4QU CoRE ¦ 2QU LoRE | Non-Red Flag Warning - Catastrophic Fires | 2024 | Electric Reliability | 233.2301 | 574.6424 | 2024 | Mitigation | 0.011149 | 10 | 0 | esc | 0.011149 | 2.6002 | 0.011149 | 2.6002 | 0.011149 | 2.6002 | 0.011149 | 2.6002
[149 empty] | 7.3.2.1.3 Advanced weather monitoring and weather stations Weather StationsWLDFRElectric Reliability | WLDFR | HFTD - Distribution - Tier 2 - 4QU CoRE ¦ 2QU LoRE | Non-Red Flag Warning - Catastrophic Fires | 2025 | Electric Reliability | 233.2301 | 574.6424 | 2025 | Mitigation | 0.011149 | 10 | 0 | esc | 0.011149 | 2.6002 | 0.011149 | 2.6002 | 0.011149 | 2.6002 | 0.011149 | 2.6002
[149 empty] | 7.3.2.1.3 Advanced weather monitoring and weather stations Weather StationsWLDFRElectric Reliability | WLDFR | HFTD - Distribution - Tier 2 - 4QU CoRE ¦ 2QU LoRE | Non-Red Flag Warning - Catastrophic Fires | 2026 | Electric Reliability | 233.2301 | 574.6424 | 2026 | Mitigation | 0.011149 | 10 | 0 | esc | 0.011149 | 2.6002 | 0.011149 | 2.6002 | 0.011149 | 2.6002 | 0.011149 | 2.6002
[149 empty] | 7.3.2.1.3 Advanced weather monitoring and weather stations Weather StationsWLDFRElectric Reliability | WLDFR | HFTD - Distribution - Tier 2 - 4QU CoRE ¦ 2QU LoRE | Non-Red Flag Warning - Catastrophic Fires | 2027 | Electric Reliability | 233.2301 | 574.6424 | 2027 | Mitigation | 0.011149 | 10 | 0 | esc | 0.011149 | 2.6002 | 0.011149 | 2.6002 | 0.011149 | 2.6002 | 0.011149 | 2.6002
[149 empty] | 7.3.2.1.3 Advanced weather monitoring and weather stations Weather StationsWLDFRElectric Reliability | WLDFR | HFTD - Distribution - Tier 2 - 4QU CoRE ¦ 2QU LoRE | Non-Red Flag Warning - Catastrophic Fires | 2028 | Electric Reliability | 247.273 | 574.6424 | 2028 | Mitigation | 0.011149 | 10 | 0 | esc | 0.011149 | 2.7568 | 0.011149 | 2.7568 | 0.011149 | 2.7568 | 0.011149 | 2.7568
[149 empty] | 7.3.2.1.3 Advanced weather monitoring and weather stations Weather StationsWLDFRElectric Reliability | WLDFR | HFTD - Distribution - Tier 2 - 4QU CoRE ¦ 2QU LoRE | Non-Red Flag Warning - Catastrophic Fires | 2029 | Electric Reliability | 247.273 | 574.6424 | 2029 | Mitigation | 0.011149 | 10 | 0 | esc | 0.011149 | 2.7568 | 0.011149 | 2.7568 | 0.011149 | 2.7568 | 0.011149 | 2.7568
[149 empty] | 7.3.2.1.3 Advanced weather monitoring and weather stations Weather StationsWLDFRElectric Reliability | WLDFR | HFTD - Distribution - Tier 2 - 4QU CoRE ¦ 2QU LoRE | Non-Red Flag Warning - Catastrophic Fires | 2030 | Electric Reliability | 247.273 | 574.6424 | 2030 | Mitigation | 0.011149 | 10 | 0 | esc | 0 | 0 | 0.011149 | 2.7568 | 0.011149 | 2.7568 | 0.011149 | 2.7568
[149 empty] | 7.3.2.1.3 Advanced weather monitoring and weather stations Weather StationsWLDFRElectric Reliability | WLDFR | HFTD - Distribution - Tier 2 - 4QU CoRE ¦ 2QU LoRE | Non-Red Flag Warning - Catastrophic Fires | 2031 | Electric Reliability | 247.273 | 574.6424 | 2031 | Mitigation | 0.011149 | 10 | 0 | esc | 0 | 0 | 0 | 0 | 0.011149 | 2.7568 | 0.011149 | 2.7568
[149 empty] | 7.3.2.1.3 Advanced weather monitoring and weather stations Weather StationsWLDFRElectric Reliability | WLDFR | HFTD - Distribution - Tier 2 - 4QU CoRE ¦ 2QU LoRE | Non-Red Flag Warning - Catastrophic Fires | 2032 | Electric Reliability | 247.273 | 574.6424 | 2032 | Mitigation | 0.011149 | 10 | 0 | esc | 0 | 0 | 0 | 0 | 0 | 0 | 0.011149 | 2.7568
[149 empty] | 7.3.2.1.3 Advanced weather monitoring and weather stations Weather StationsWLDFRElectric Reliability | WLDFR | HFTD - Distribution - Tier 2 - 4QU CoRE ¦ 2QU LoRE | Non-Red Flag Warning - Destructive Fires | 2021 | Electric Reliability | 222.2294 | 574.6424 | 2021 | Mitigation | 0.011149 | 10 | 0 | esc | 0.011149 | 2.4776 | 0.011149 | 2.4776 | 0 | 0 | 0 | 0
[149 empty] | 7.3.2.1.3 Advanced weather monitoring and weather stations Weather StationsWLDFRElectric Reliability | WLDFR | HFTD - Distribution - Tier 2 - 4QU CoRE ¦ 2QU LoRE | Non-Red Flag Warning - Destructive Fires | 2022 | Electric Reliability | 222.2294 | 574.6424 | 2022 | Mitigation | 0.011149 | 10 | 0 | esc | 0.011149 | 2.4776 | 0.011149 | 2.4776 | 0.011149 | 2.4776 | 0 | 0
[149 empty] | 7.3.2.1.3 Advanced weather monitoring and weather stations Weather StationsWLDFRElectric Reliability | WLDFR | HFTD - Distribution - Tier 2 - 4QU CoRE ¦ 2QU LoRE | Non-Red Flag Warning - Destructive Fires | 2023 | Electric Reliability | 233.2301 | 574.6424 | 2023 | Mitigation | 0.011149 | 10 | 0 | esc | 0.011149 | 2.6002 | 0.011149 | 2.6002 | 0.011149 | 2.6002 | 0.011149 | 2.6002
[149 empty] | 7.3.2.1.3 Advanced weather monitoring and weather stations Weather StationsWLDFRElectric Reliability | WLDFR | HFTD - Distribution - Tier 2 - 4QU CoRE ¦ 2QU LoRE | Non-Red Flag Warning - Destructive Fires | 2024 | Electric Reliability | 233.2301 | 574.6424 | 2024 | Mitigation | 0.011149 | 10 | 0 | esc | 0.011149 | 2.6002 | 0.011149 | 2.6002 | 0.011149 | 2.6002 | 0.011149 | 2.6002
[149 empty] | 7.3.2.1.3 Advanced weather monitoring and weather stations Weather StationsWLDFRElectric Reliability | WLDFR | HFTD - Distribution - Tier 2 - 4QU CoRE ¦ 2QU LoRE | Non-Red Flag Warning - Destructive Fires | 2025 | Electric Reliability | 233.2301 | 574.6424 | 2025 | Mitigation | 0.011149 | 10 | 0 | esc | 0.011149 | 2.6002 | 0.011149 | 2.6002 | 0.011149 | 2.6002 | 0.011149 | 2.6002
[149 empty] | 7.3.2.1.3 Advanced weather monitoring and weather stations Weather StationsWLDFRElectric Reliability | WLDFR | HFTD - Distribution - Tier 2 - 4QU CoRE ¦ 2QU LoRE | Non-Red Flag Warning - Destructive Fires | 2026 | Electric Reliability | 233.2301 | 574.6424 | 2026 | Mitigation | 0.011149 | 10 | 0 | esc | 0.011149 | 2.6002 | 0.011149 | 2.6002 | 0.011149 | 2.6002 | 0.011149 | 2.6002
[149 empty] | 7.3.2.1.3 Advanced weather monitoring and weather stations Weather StationsWLDFRElectric Reliability | WLDFR | HFTD - Distribution - Tier 2 - 4QU CoRE ¦ 2QU LoRE | Non-Red Flag Warning - Destructive Fires | 2027 | Electric Reliability | 233.2301 | 574.6424 | 2027 | Mitigation | 0.011149 | 10 | 0 | esc | 0.011149 | 2.6002 | 0.011149 | 2.6002 | 0.011149 | 2.6002 | 0.011149 | 2.6002
[149 empty] | 7.3.2.1.3 Advanced weather monitoring and weather stations Weather StationsWLDFRElectric Reliability | WLDFR | HFTD - Distribution - Tier 2 - 4QU CoRE ¦ 2QU LoRE | Non-Red Flag Warning - Destructive Fires | 2028 | Electric Reliability | 247.273 | 574.6424 | 2028 | Mitigation | 0.011149 | 10 | 0 | esc | 0.011149 | 2.7568 | 0.011149 | 2.7568 | 0.011149 | 2.7568 | 0.011149 | 2.7568
[149 empty] | 7.3.2.1.3 Advanced weather monitoring and weather stations Weather StationsWLDFRElectric Reliability | WLDFR | HFTD - Distribution - Tier 2 - 4QU CoRE ¦ 2QU LoRE | Non-Red Flag Warning - Destructive Fires | 2029 | Electric Reliability | 247.273 | 574.6424 | 2029 | Mitigation | 0.011149 | 10 | 0 | esc | 0.011149 | 2.7568 | 0.011149 | 2.7568 | 0.011149 | 2.7568 | 0.011149 | 2.7568
[149 empty] | 7.3.2.1.3 Advanced weather monitoring and weather stations Weather StationsWLDFRElectric Reliability | WLDFR | HFTD - Distribution - Tier 2 - 4QU CoRE ¦ 2QU LoRE | Non-Red Flag Warning - Destructive Fires | 2030 | Electric Reliability | 247.273 | 574.6424 | 2030 | Mitigation | 0.011149 | 10 | 0 | esc | 0 | 0 | 0.011149 | 2.7568 | 0.011149 | 2.7568 | 0.011149 | 2.7568
[149 empty] | 7.3.2.1.3 Advanced weather monitoring and weather stations Weather StationsWLDFRElectric Reliability | WLDFR | HFTD - Distribution - Tier 2 - 4QU CoRE ¦ 2QU LoRE | Non-Red Flag Warning - Destructive Fires | 2031 | Electric Reliability | 247.273 | 574.6424 | 2031 | Mitigation | 0.011149 | 10 | 0 | esc | 0 | 0 | 0 | 0 | 0.011149 | 2.7568 | 0.011149 | 2.7568
[149 empty] | 7.3.2.1.3 Advanced weather monitoring and weather stations Weather StationsWLDFRElectric Reliability | WLDFR | HFTD - Distribution - Tier 2 - 4QU CoRE ¦ 2QU LoRE | Non-Red Flag Warning - Destructive Fires | 2032 | Electric Reliability | 247.273 | 574.6424 | 2032 | Mitigation | 0.011149 | 10 | 0 | esc | 0 | 0 | 0 | 0 | 0 | 0 | 0.011149 | 2.7568
[149 empty] | 7.3.2.1.3 Advanced weather monitoring and weather stations Weather StationsWLDFRElectric Reliability | WLDFR | HFTD - Distribution - Tier 2 - 4QU CoRE ¦ 2QU LoRE | Non-Red Flag Warning - Large Fires | 2021 | Electric Reliability | 0.69642 | 574.6424 | 2021 | Mitigation | 0.011149 | 10 | 0 | esc | 0.011149 | 0.0077642 | 0.011149 | 0.0077642 | 0 | 0 | 0 | 0
[149 empty] | 7.3.2.1.3 Advanced weather monitoring and weather stations Weather StationsWLDFRElectric Reliability | WLDFR | HFTD - Distribution - Tier 2 - 4QU CoRE ¦ 2QU LoRE | Non-Red Flag Warning - Large Fires | 2022 | Electric Reliability | 0.69642 | 574.6424 | 2022 | Mitigation | 0.011149 | 10 | 0 | esc | 0.011149 | 0.0077642 | 0.011149 | 0.0077642 | 0.011149 | 0.0077642 | 0 | 0
[149 empty] | 7.3.2.1.3 Advanced weather monitoring and weather stations Weather StationsWLDFRElectric Reliability | WLDFR | HFTD - Distribution - Tier 2 - 4QU CoRE ¦ 2QU LoRE | Non-Red Flag Warning - Large Fires | 2023 | Electric Reliability | 0.71896 | 574.6424 | 2023 | Mitigation | 0.011149 | 10 | 0 | esc | 0.011149 | 0.0080156 | 0.011149 | 0.0080156 | 0.011149 | 0.0080156 | 0.011149 | 0.0080156
[149 empty] | 7.3.2.1.3 Advanced weather monitoring and weather stations Weather StationsWLDFRElectric Reliability | WLDFR | HFTD - Distribution - Tier 2 - 4QU CoRE ¦ 2QU LoRE | Non-Red Flag Warning - Large Fires | 2024 | Electric Reliability | 0.71896 | 574.6424 | 2024 | Mitigation | 0.011149 | 10 | 0 | esc | 0.011149 | 0.0080156 | 0.011149 | 0.0080156 | 0.011149 | 0.0080156 | 0.011149 | 0.0080156
[149 empty] | 7.3.2.1.3 Advanced weather monitoring and weather stations Weather StationsWLDFRElectric Reliability | WLDFR | HFTD - Distribution - Tier 2 - 4QU CoRE ¦ 2QU LoRE | Non-Red Flag Warning - Large Fires | 2025 | Electric Reliability | 0.71896 | 574.6424 | 2025 | Mitigation | 0.011149 | 10 | 0 | esc | 0.011149 | 0.0080156 | 0.011149 | 0.0080156 | 0.011149 | 0.0080156 | 0.011149 | 0.0080156
[149 empty] | 7.3.2.1.3 Advanced weather monitoring and weather stations Weather StationsWLDFRElectric Reliability | WLDFR | HFTD - Distribution - Tier 2 - 4QU CoRE ¦ 2QU LoRE | Non-Red Flag Warning - Large Fires | 2026 | Electric Reliability | 0.71896 | 574.6424 | 2026 | Mitigation | 0.011149 | 10 | 0 | esc | 0.011149 | 0.0080156 | 0.011149 | 0.0080156 | 0.011149 | 0.0080156 | 0.011149 | 0.0080156
[149 empty] | 7.3.2.1.3 Advanced weather monitoring and weather stations Weather StationsWLDFRElectric Reliability | WLDFR | HFTD - Distribution - Tier 2 - 4QU CoRE ¦ 2QU LoRE | Non-Red Flag Warning - Large Fires | 2027 | Electric Reliability | 0.71896 | 574.6424 | 2027 | Mitigation | 0.011149 | 10 | 0 | esc | 0.011149 | 0.0080156 | 0.011149 | 0.0080156 | 0.011149 | 0.0080156 | 0.011149 | 0.0080156
[149 empty] | 7.3.2.1.3 Advanced weather monitoring and weather stations Weather StationsWLDFRElectric Reliability | WLDFR | HFTD - Distribution - Tier 2 - 4QU CoRE ¦ 2QU LoRE | Non-Red Flag Warning - Large Fires | 2028 | Electric Reliability | 0.74734 | 574.6424 | 2028 | Mitigation | 0.011149 | 10 | 0 | esc | 0.011149 | 0.0083319 | 0.011149 | 0.0083319 | 0.011149 | 0.0083319 | 0.011149 | 0.0083319
[149 empty] | 7.3.2.1.3 Advanced weather monitoring and weather stations Weather StationsWLDFRElectric Reliability | WLDFR | HFTD - Distribution - Tier 2 - 4QU CoRE ¦ 2QU LoRE | Non-Red Flag Warning - Large Fires | 2029 | Electric Reliability | 0.74734 | 574.6424 | 2029 | Mitigation | 0.011149 | 10 | 0 | esc | 0.011149 | 0.0083319 | 0.011149 | 0.0083319 | 0.011149 | 0.0083319 | 0.011149 | 0.0083319
[149 empty] | 7.3.2.1.3 Advanced weather monitoring and weather stations Weather StationsWLDFRElectric Reliability | WLDFR | HFTD - Distribution - Tier 2 - 4QU CoRE ¦ 2QU LoRE | Non-Red Flag Warning - Large Fires | 2030 | Electric Reliability | 0.74734 | 574.6424 | 2030 | Mitigation | 0.011149 | 10 | 0 | esc | 0 | 0 | 0.011149 | 0.0083319 | 0.011149 | 0.0083319 | 0.011149 | 0.0083319
[149 empty] | 7.3.2.1.3 Advanced weather monitoring and weather stations Weather StationsWLDFRElectric Reliability | WLDFR | HFTD - Distribution - Tier 2 - 4QU CoRE ¦ 2QU LoRE | Non-Red Flag Warning - Large Fires | 2031 | Electric Reliability | 0.74734 | 574.6424 | 2031 | Mitigation | 0.011149 | 10 | 0 | esc | 0 | 0 | 0 | 0 | 0.011149 | 0.0083319 | 0.011149 | 0.0083319
[149 empty] | 7.3.2.1.3 Advanced weather monitoring and weather stations Weather StationsWLDFRElectric Reliability | WLDFR | HFTD - Distribution - Tier 2 - 4QU CoRE ¦ 2QU LoRE | Non-Red Flag Warning - Large Fires | 2032 | Electric Reliability | 0.74734 | 574.6424 | 2032 | Mitigation | 0.011149 | 10 | 0 | esc | 0 | 0 | 0 | 0 | 0 | 0 | 0.011149 | 0.0083319
[149 empty] | 7.3.2.1.3 Advanced weather monitoring and weather stations Weather StationsWLDFRElectric Reliability | WLDFR | HFTD - Distribution - Tier 2 - 4QU CoRE ¦ 2QU LoRE | Non-Red Flag Warning - Small Fires | 2021 | Electric Reliability | 0.036425 | 574.6424 | 2021 | Mitigation | 0.011149 | 10 | 0 | esc | 0.011149 | 0.0004061 | 0.011149 | 0.0004061 | 0 | 0 | 0 | 0
[149 empty] | 7.3.2.1.3 Advanced weather monitoring and weather stations Weather StationsWLDFRElectric Reliability | WLDFR | HFTD - Distribution - Tier 2 - 4QU CoRE ¦ 2QU LoRE | Non-Red Flag Warning - Small Fires | 2022 | Electric Reliability | 0.036425 | 574.6424 | 2022 | Mitigation | 0.011149 | 10 | 0 | esc | 0.011149 | 0.0004061 | 0.011149 | 0.0004061 | 0.011149 | 0.0004061 | 0 | 0
[149 empty] | 7.3.2.1.3 Advanced weather monitoring and weather stations Weather StationsWLDFRElectric Reliability | WLDFR | HFTD - Distribution - Tier 2 - 4QU CoRE ¦ 2QU LoRE | Non-Red Flag Warning - Small Fires | 2023 | Electric Reliability | 0.03759 | 574.6424 | 2023 | Mitigation | 0.011149 | 10 | 0 | esc | 0.011149 | 0.00041909 | 0.011149 | 0.00041909 | 0.011149 | 0.00041909 | 0.011149 | 0.00041909
[149 empty] | 7.3.2.1.3 Advanced weather monitoring and weather stations Weather StationsWLDFRElectric Reliability | WLDFR | HFTD - Distribution - Tier 2 - 4QU CoRE ¦ 2QU LoRE | Non-Red Flag Warning - Small Fires | 2024 | Electric Reliability | 0.03759 | 574.6424 | 2024 | Mitigation | 0.011149 | 10 | 0 | esc | 0.011149 | 0.00041909 | 0.011149 | 0.00041909 | 0.011149 | 0.00041909 | 0.011149 | 0.00041909
[149 empty] | 7.3.2.1.3 Advanced weather monitoring and weather stations Weather StationsWLDFRElectric Reliability | WLDFR | HFTD - Distribution - Tier 2 - 4QU CoRE ¦ 2QU LoRE | Non-Red Flag Warning - Small Fires | 2025 | Electric Reliability | 0.03759 | 574.6424 | 2025 | Mitigation | 0.011149 | 10 | 0 | esc | 0.011149 | 0.00041909 | 0.011149 | 0.00041909 | 0.011149 | 0.00041909 | 0.011149 | 0.00041909
[149 empty] | 7.3.2.1.3 Advanced weather monitoring and weather stations Weather StationsWLDFRElectric Reliability | WLDFR | HFTD - Distribution - Tier 2 - 4QU CoRE ¦ 2QU LoRE | Non-Red Flag Warning - Small Fires | 2026 | Electric Reliability | 0.03759 | 574.6424 | 2026 | Mitigation | 0.011149 | 10 | 0 | esc | 0.011149 | 0.00041909 | 0.011149 | 0.00041909 | 0.011149 | 0.00041909 | 0.011149 | 0.00041909
[149 empty] | 7.3.2.1.3 Advanced weather monitoring and weather stations Weather StationsWLDFRElectric Reliability | WLDFR | HFTD - Distribution - Tier 2 - 4QU CoRE ¦ 2QU LoRE | Non-Red Flag Warning - Small Fires | 2027 | Electric Reliability | 0.03759 | 574.6424 | 2027 | Mitigation | 0.011149 | 10 | 0 | esc | 0.011149 | 0.00041909 | 0.011149 | 0.00041909 | 0.011149 | 0.00041909 | 0.011149 | 0.00041909
[149 empty] | 7.3.2.1.3 Advanced weather monitoring and weather stations Weather StationsWLDFRElectric Reliability | WLDFR | HFTD - Distribution - Tier 2 - 4QU CoRE ¦ 2QU LoRE | Non-Red Flag Warning - Small Fires | 2028 | Electric Reliability | 0.039055 | 574.6424 | 2028 | Mitigation | 0.011149 | 10 | 0 | esc | 0.011149 | 0.00043542 | 0.011149 | 0.00043542 | 0.011149 | 0.00043542 | 0.011149 | 0.00043542
[149 empty] | 7.3.2.1.3 Advanced weather monitoring and weather stations Weather StationsWLDFRElectric Reliability | WLDFR | HFTD - Distribution - Tier 2 - 4QU CoRE ¦ 2QU LoRE | Non-Red Flag Warning - Small Fires | 2029 | Electric Reliability | 0.039055 | 574.6424 | 2029 | Mitigation | 0.011149 | 10 | 0 | esc | 0.011149 | 0.00043542 | 0.011149 | 0.00043542 | 0.011149 | 0.00043542 | 0.011149 | 0.00043542
[149 empty] | 7.3.2.1.3 Advanced weather monitoring and weather stations Weather StationsWLDFRElectric Reliability | WLDFR | HFTD - Distribution - Tier 2 - 4QU CoRE ¦ 2QU LoRE | Non-Red Flag Warning - Small Fires | 2030 | Electric Reliability | 0.039055 | 574.6424 | 2030 | Mitigation | 0.011149 | 10 | 0 | esc | 0 | 0 | 0.011149 | 0.00043542 | 0.011149 | 0.00043542 | 0.011149 | 0.00043542
[149 empty] | 7.3.2.1.3 Advanced weather monitoring and weather stations Weather StationsWLDFRElectric Reliability | WLDFR | HFTD - Distribution - Tier 2 - 4QU CoRE ¦ 2QU LoRE | Non-Red Flag Warning - Small Fires | 2031 | Electric Reliability | 0.039055 | 574.6424 | 2031 | Mitigation | 0.011149 | 10 | 0 | esc | 0 | 0 | 0 | 0 | 0.011149 | 0.00043542 | 0.011149 | 0.00043542
[149 empty] | 7.3.2.1.3 Advanced weather monitoring and weather stations Weather StationsWLDFRElectric Reliability | WLDFR | HFTD - Distribution - Tier 2 - 4QU CoRE ¦ 2QU LoRE | Non-Red Flag Warning - Small Fires | 2032 | Electric Reliability | 0.039055 | 574.6424 | 2032 | Mitigation | 0.011149 | 10 | 0 | esc | 0 | 0 | 0 | 0 | 0 | 0 | 0.011149 | 0.00043542
[149 empty] | 7.3.2.1.3 Advanced weather monitoring and weather stations Weather StationsWLDFRElectric Reliability | WLDFR | HFTD - Distribution - Tier 2 - 4QU CoRE ¦ 2QU LoRE | Red Flag Warning - Catastrophic Fires | 2021 | Electric Reliability | 222.2294 | 574.6424 | 2021 | Mitigation | 0.011149 | 10 | 0 | esc | 0.011149 | 2.4776 | 0.011149 | 2.4776 | 0 | 0 | 0 | 0
[149 empty] | 7.3.2.1.3 Advanced weather monitoring and weather stations Weather StationsWLDFRElectric Reliability | WLDFR | HFTD - Distribution - Tier 2 - 4QU CoRE ¦ 2QU LoRE | Red Flag Warning - Catastrophic Fires | 2022 | Electric Reliability | 222.2294 | 574.6424 | 2022 | Mitigation | 0.011149 | 10 | 0 | esc | 0.011149 | 2.4776 | 0.011149 | 2.4776 | 0.011149 | 2.4776 | 0 | 0
[149 empty] | 7.3.2.1.3 Advanced weather monitoring and weather stations Weather StationsWLDFRElectric Reliability | WLDFR | HFTD - Distribution - Tier 2 - 4QU CoRE ¦ 2QU LoRE | Red Flag Warning - Catastrophic Fires | 2023 | Electric Reliability | 233.2301 | 574.6424 | 2023 | Mitigation | 0.011149 | 10 | 0 | esc | 0.011149 | 2.6002 | 0.011149 | 2.6002 | 0.011149 | 2.6002 | 0.011149 | 2.6002
[149 empty] | 7.3.2.1.3 Advanced weather monitoring and weather stations Weather StationsWLDFRElectric Reliability | WLDFR | HFTD - Distribution - Tier 2 - 4QU CoRE ¦ 2QU LoRE | Red Flag Warning - Catastrophic Fires | 2024 | Electric Reliability | 233.2301 | 574.6424 | 2024 | Mitigation | 0.011149 | 10 | 0 | esc | 0.011149 | 2.6002 | 0.011149 | 2.6002 | 0.011149 | 2.6002 | 0.011149 | 2.6002
[149 empty] | 7.3.2.1.3 Advanced weather monitoring and weather stations Weather StationsWLDFRElectric Reliability | WLDFR | HFTD - Distribution - Tier 2 - 4QU CoRE ¦ 2QU LoRE | Red Flag Warning - Catastrophic Fires | 2025 | Electric Reliability | 233.2301 | 574.6424 | 2025 | Mitigation | 0.011149 | 10 | 0 | esc | 0.011149 | 2.6002 | 0.011149 | 2.6002 | 0.011149 | 2.6002 | 0.011149 | 2.6002
[149 empty] | 7.3.2.1.3 Advanced weather monitoring and weather stations Weather StationsWLDFRElectric Reliability | WLDFR | HFTD - Distribution - Tier 2 - 4QU CoRE ¦ 2QU LoRE | Red Flag Warning - Catastrophic Fires | 2026 | Electric Reliability | 233.2301 | 574.6424 | 2026 | Mitigation | 0.011149 | 10 | 0 | esc | 0.011149 | 2.6002 | 0.011149 | 2.6002 | 0.011149 | 2.6002 | 0.011149 | 2.6002
[149 empty] | 7.3.2.1.3 Advanced weather monitoring and weather stations Weather StationsWLDFRElectric Reliability | WLDFR | HFTD - Distribution - Tier 2 - 4QU CoRE ¦ 2QU LoRE | Red Flag Warning - Catastrophic Fires | 2027 | Electric Reliability | 233.2301 | 574.6424 | 2027 | Mitigation | 0.011149 | 10 | 0 | esc | 0.011149 | 2.6002 | 0.011149 | 2.6002 | 0.011149 | 2.6002 | 0.011149 | 2.6002
[149 empty] | 7.3.2.1.3 Advanced weather monitoring and weather stations Weather StationsWLDFRElectric Reliability | WLDFR | HFTD - Distribution - Tier 2 - 4QU CoRE ¦ 2QU LoRE | Red Flag Warning - Catastrophic Fires | 2028 | Electric Reliability | 247.273 | 574.6424 | 2028 | Mitigation | 0.011149 | 10 | 0 | esc | 0.011149 | 2.7568 | 0.011149 | 2.7568 | 0.011149 | 2.7568 | 0.011149 | 2.7568
[149 empty] | 7.3.2.1.3 Advanced weather monitoring and weather stations Weather StationsWLDFRElectric Reliability | WLDFR | HFTD - Distribution - Tier 2 - 4QU CoRE ¦ 2QU LoRE | Red Flag Warning - Catastrophic Fires | 2029 | Electric Reliability | 247.273 | 574.6424 | 2029 | Mitigation | 0.011149 | 10 | 0 | esc | 0.011149 | 2.7568 | 0.011149 | 2.7568 | 0.011149 | 2.7568 | 0.011149 | 2.7568
[149 empty] | 7.3.2.1.3 Advanced weather monitoring and weather stations Weather StationsWLDFRElectric Reliability | WLDFR | HFTD - Distribution - Tier 2 - 4QU CoRE ¦ 2QU LoRE | Red Flag Warning - Catastrophic Fires | 2030 | Electric Reliability | 247.273 | 574.6424 | 2030 | Mitigation | 0.011149 | 10 | 0 | esc | 0 | 0 | 0.011149 | 2.7568 | 0.011149 | 2.7568 | 0.011149 | 2.7568
[149 empty] | 7.3.2.1.3 Advanced weather monitoring and weather stations Weather StationsWLDFRElectric Reliability | WLDFR | HFTD - Distribution - Tier 2 - 4QU CoRE ¦ 2QU LoRE | Red Flag Warning - Catastrophic Fires | 2031 | Electric Reliability | 247.273 | 574.6424 | 2031 | Mitigation | 0.011149 | 10 | 0 | esc | 0 | 0 | 0 | 0 | 0.011149 | 2.7568 | 0.011149 | 2.7568
[149 empty] | 7.3.2.1.3 Advanced weather monitoring and weather stations Weather StationsWLDFRElectric Reliability | WLDFR | HFTD - Distribution - Tier 2 - 4QU CoRE ¦ 2QU LoRE | Red Flag Warning - Catastrophic Fires | 2032 | Electric Reliability | 247.273 | 574.6424 | 2032 | Mitigation | 0.011149 | 10 | 0 | esc | 0 | 0 | 0 | 0 | 0 | 0 | 0.011149 | 2.7568
[149 empty] | 7.3.2.1.3 Advanced weather monitoring and weather stations Weather StationsWLDFRElectric Reliability | WLDFR | HFTD - Distribution - Tier 2 - 4QU CoRE ¦ 2QU LoRE | Red Flag Warning - Destructive Fires | 2021 | Electric Reliability | 222.2294 | 574.6424 | 2021 | Mitigation | 0.011149 | 10 | 0 | esc | 0.011149 | 2.4776 | 0.011149 | 2.4776 | 0 | 0 | 0 | 0
[149 empty] | 7.3.2.1.3 Advanced weather monitoring and weather stations Weather StationsWLDFRElectric Reliability | WLDFR | HFTD - Distribution - Tier 2 - 4QU CoRE ¦ 2QU LoRE | Red Flag Warning - Destructive Fires | 2022 | Electric Reliability | 222.2294 | 574.6424 | 2022 | Mitigation | 0.011149 | 10 | 0 | esc | 0.011149 | 2.4776 | 0.011149 | 2.4776 | 0.011149 | 2.4776 | 0 | 0
[149 empty] | 7.3.2.1.3 Advanced weather monitoring and weather stations Weather StationsWLDFRElectric Reliability | WLDFR | HFTD - Distribution - Tier 2 - 4QU CoRE ¦ 2QU LoRE | Red Flag Warning - Destructive Fires | 2023 | Electric Reliability | 233.2301 | 574.6424 | 2023 | Mitigation | 0.011149 | 10 | 0 | esc | 0.011149 | 2.6002 | 0.011149 | 2.6002 | 0.011149 | 2.6002 | 0.011149 | 2.6002
[149 empty] | 7.3.2.1.3 Advanced weather monitoring and weather stations Weather StationsWLDFRElectric Reliability | WLDFR | HFTD - Distribution - Tier 2 - 4QU CoRE ¦ 2QU LoRE | Red Flag Warning - Destructive Fires | 2024 | Electric Reliability | 233.2301 | 574.6424 | 2024 | Mitigation | 0.011149 | 10 | 0 | esc | 0.011149 | 2.6002 | 0.011149 | 2.6002 | 0.011149 | 2.6002 | 0.011149 | 2.6002
[149 empty] | 7.3.2.1.3 Advanced weather monitoring and weather stations Weather StationsWLDFRElectric Reliability | WLDFR | HFTD - Distribution - Tier 2 - 4QU CoRE ¦ 2QU LoRE | Red Flag Warning - Destructive Fires | 2025 | Electric Reliability | 233.2301 | 574.6424 | 2025 | Mitigation | 0.011149 | 10 | 0 | esc | 0.011149 | 2.6002 | 0.011149 | 2.6002 | 0.011149 | 2.6002 | 0.011149 | 2.6002
[149 empty] | 7.3.2.1.3 Advanced weather monitoring and weather stations Weather StationsWLDFRElectric Reliability | WLDFR | HFTD - Distribution - Tier 2 - 4QU CoRE ¦ 2QU LoRE | Red Flag Warning - Destructive Fires | 2026 | Electric Reliability | 233.2301 | 574.6424 | 2026 | Mitigation | 0.011149 | 10 | 0 | esc | 0.011149 | 2.6002 | 0.011149 | 2.6002 | 0.011149 | 2.6002 | 0.011149 | 2.6002
[149 empty] | 7.3.2.1.3 Advanced weather monitoring and weather stations Weather StationsWLDFRElectric Reliability | WLDFR | HFTD - Distribution - Tier 2 - 4QU CoRE ¦ 2QU LoRE | Red Flag Warning - Destructive Fires | 2027 | Electric Reliability | 233.2301 | 574.6424 | 2027 | Mitigation | 0.011149 | 10 | 0 | esc | 0.011149 | 2.6002 | 0.011149 | 2.6002 | 0.011149 | 2.6002 | 0.011149 | 2.6002
[149 empty] | 7.3.2.1.3 Advanced weather monitoring and weather stations Weather StationsWLDFRElectric Reliability | WLDFR | HFTD - Distribution - Tier 2 - 4QU CoRE ¦ 2QU LoRE | Red Flag Warning - Destructive Fires | 2028 | Electric Reliability | 247.273 | 574.6424 | 2028 | Mitigation | 0.011149 | 10 | 0 | esc | 0.011149 | 2.7568 | 0.011149 | 2.7568 | 0.011149 | 2.7568 | 0.011149 | 2.7568
[149 empty] | 7.3.2.1.3 Advanced weather monitoring and weather stations Weather StationsWLDFRElectric Reliability | WLDFR | HFTD - Distribution - Tier 2 - 4QU CoRE ¦ 2QU LoRE | Red Flag Warning - Destructive Fires | 2029 | Electric Reliability | 247.273 | 574.6424 | 2029 | Mitigation | 0.011149 | 10 | 0 | esc | 0.011149 | 2.7568 | 0.011149 | 2.7568 | 0.011149 | 2.7568 | 0.011149 | 2.7568
[149 empty] | 7.3.2.1.3 Advanced weather monitoring and weather stations Weather StationsWLDFRElectric Reliability | WLDFR | HFTD - Distribution - Tier 2 - 4QU CoRE ¦ 2QU LoRE | Red Flag Warning - Destructive Fires | 2030 | Electric Reliability | 247.273 | 574.6424 | 2030 | Mitigation | 0.011149 | 10 | 0 | esc | 0 | 0 | 0.011149 | 2.7568 | 0.011149 | 2.7568 | 0.011149 | 2.7568
[149 empty] | 7.3.2.1.3 Advanced weather monitoring and weather stations Weather StationsWLDFRElectric Reliability | WLDFR | HFTD - Distribution - Tier 2 - 4QU CoRE ¦ 2QU LoRE | Red Flag Warning - Destructive Fires | 2031 | Electric Reliability | 247.273 | 574.6424 | 2031 | Mitigation | 0.011149 | 10 | 0 | esc | 0 | 0 | 0 | 0 | 0.011149 | 2.7568 | 0.011149 | 2.7568
[149 empty] | 7.3.2.1.3 Advanced weather monitoring and weather stations Weather StationsWLDFRElectric Reliability | WLDFR | HFTD - Distribution - Tier 2 - 4QU CoRE ¦ 2QU LoRE | Red Flag Warning - Destructive Fires | 2032 | Electric Reliability | 247.273 | 574.6424 | 2032 | Mitigation | 0.011149 | 10 | 0 | esc | 0 | 0 | 0 | 0 | 0 | 0 | 0.011149 | 2.7568
[149 empty] | 7.3.2.1.3 Advanced weather monitoring and weather stations Weather StationsWLDFRElectric Reliability | WLDFR | HFTD - Distribution - Tier 2 - 4QU CoRE ¦ 2QU LoRE | Red Flag Warning - Large Fires | 2021 | Electric Reliability | 0.69642 | 574.6424 | 2021 | Mitigation | 0.011149 | 10 | 0 | esc | 0.011149 | 0.0077642 | 0.011149 | 0.0077642 | 0 | 0 | 0 | 0
[149 empty] | 7.3.2.1.3 Advanced weather monitoring and weather stations Weather StationsWLDFRElectric Reliability | WLDFR | HFTD - Distribution - Tier 2 - 4QU CoRE ¦ 2QU LoRE | Red Flag Warning - Large Fires | 2022 | Electric Reliability | 0.69642 | 574.6424 | 2022 | Mitigation | 0.011149 | 10 | 0 | esc | 0.011149 | 0.0077642 | 0.011149 | 0.0077642 | 0.011149 | 0.0077642 | 0 | 0
[149 empty] | 7.3.2.1.3 Advanced weather monitoring and weather stations Weather StationsWLDFRElectric Reliability | WLDFR | HFTD - Distribution - Tier 2 - 4QU CoRE ¦ 2QU LoRE | Red Flag Warning - Large Fires | 2023 | Electric Reliability | 0.71896 | 574.6424 | 2023 | Mitigation | 0.011149 | 10 | 0 | esc | 0.011149 | 0.0080156 | 0.011149 | 0.0080156 | 0.011149 | 0.0080156 | 0.011149 | 0.0080156
[149 empty] | 7.3.2.1.3 Advanced weather monitoring and weather stations Weather StationsWLDFRElectric Reliability | WLDFR | HFTD - Distribution - Tier 2 - 4QU CoRE ¦ 2QU LoRE | Red Flag Warning - Large Fires | 2024 | Electric Reliability | 0.71896 | 574.6424 | 2024 | Mitigation | 0.011149 | 10 | 0 | esc | 0.011149 | 0.0080156 | 0.011149 | 0.0080156 | 0.011149 | 0.0080156 | 0.011149 | 0.0080156
[149 empty] | 7.3.2.1.3 Advanced weather monitoring and weather stations Weather StationsWLDFRElectric Reliability | WLDFR | HFTD - Distribution - Tier 2 - 4QU CoRE ¦ 2QU LoRE | Red Flag Warning - Large Fires | 2025 | Electric Reliability | 0.71896 | 574.6424 | 2025 | Mitigation | 0.011149 | 10 | 0 | esc | 0.011149 | 0.0080156 | 0.011149 | 0.0080156 | 0.011149 | 0.0080156 | 0.011149 | 0.0080156
[149 empty] | 7.3.2.1.3 Advanced weather monitoring and weather stations Weather StationsWLDFRElectric Reliability | WLDFR | HFTD - Distribution - Tier 2 - 4QU CoRE ¦ 2QU LoRE | Red Flag Warning - Large Fires | 2026 | Electric Reliability | 0.71896 | 574.6424 | 2026 | Mitigation | 0.011149 | 10 | 0 | esc | 0.011149 | 0.0080156 | 0.011149 | 0.0080156 | 0.011149 | 0.0080156 | 0.011149 | 0.0080156
[149 empty] | 7.3.2.1.3 Advanced weather monitoring and weather stations Weather StationsWLDFRElectric Reliability | WLDFR | HFTD - Distribution - Tier 2 - 4QU CoRE ¦ 2QU LoRE | Red Flag Warning - Large Fires | 2027 | Electric Reliability | 0.71896 | 574.6424 | 2027 | Mitigation | 0.011149 | 10 | 0 | esc | 0.011149 | 0.0080156 | 0.011149 | 0.0080156 | 0.011149 | 0.0080156 | 0.011149 | 0.0080156
[149 empty] | 7.3.2.1.3 Advanced weather monitoring and weather stations Weather StationsWLDFRElectric Reliability | WLDFR | HFTD - Distribution - Tier 2 - 4QU CoRE ¦ 2QU LoRE | Red Flag Warning - Large Fires | 2028 | Electric Reliability | 0.74734 | 574.6424 | 2028 | Mitigation | 0.011149 | 10 | 0 | esc | 0.011149 | 0.0083319 | 0.011149 | 0.0083319 | 0.011149 | 0.0083319 | 0.011149 | 0.0083319
[149 empty] | 7.3.2.1.3 Advanced weather monitoring and weather stations Weather StationsWLDFRElectric Reliability | WLDFR | HFTD - Distribution - Tier 2 - 4QU CoRE ¦ 2QU LoRE | Red Flag Warning - Large Fires | 2029 | Electric Reliability | 0.74734 | 574.6424 | 2029 | Mitigation | 0.011149 | 10 | 0 | esc | 0.011149 | 0.0083319 | 0.011149 | 0.0083319 | 0.011149 | 0.0083319 | 0.011149 | 0.0083319
[149 empty] | 7.3.2.1.3 Advanced weather monitoring and weather stations Weather StationsWLDFRElectric Reliability | WLDFR | HFTD - Distribution - Tier 2 - 4QU CoRE ¦ 2QU LoRE | Red Flag Warning - Large Fires | 2030 | Electric Reliability | 0.74734 | 574.6424 | 2030 | Mitigation | 0.011149 | 10 | 0 | esc | 0 | 0 | 0.011149 | 0.0083319 | 0.011149 | 0.0083319 | 0.011149 | 0.0083319
[149 empty] | 7.3.2.1.3 Advanced weather monitoring and weather stations Weather StationsWLDFRElectric Reliability | WLDFR | HFTD - Distribution - Tier 2 - 4QU CoRE ¦ 2QU LoRE | Red Flag Warning - Large Fires | 2031 | Electric Reliability | 0.74734 | 574.6424 | 2031 | Mitigation | 0.011149 | 10 | 0 | esc | 0 | 0 | 0 | 0 | 0.011149 | 0.0083319 | 0.011149 | 0.0083319
[149 empty] | 7.3.2.1.3 Advanced weather monitoring and weather stations Weather StationsWLDFRElectric Reliability | WLDFR | HFTD - Distribution - Tier 2 - 4QU CoRE ¦ 2QU LoRE | Red Flag Warning - Large Fires | 2032 | Electric Reliability | 0.74734 | 574.6424 | 2032 | Mitigation | 0.011149 | 10 | 0 | esc | 0 | 0 | 0 | 0 | 0 | 0 | 0.011149 | 0.0083319
[149 empty] | 7.3.2.1.3 Advanced weather monitoring and weather stations Weather StationsWLDFRElectric Reliability | WLDFR | HFTD - Distribution - Tier 2 - 4QU CoRE ¦ 2QU LoRE | Red Flag Warning - Small Fires | 2021 | Electric Reliability | 0.036425 | 574.6424 | 2021 | Mitigation | 0.011149 | 10 | 0 | esc | 0.011149 | 0.0004061 | 0.011149 | 0.0004061 | 0 | 0 | 0 | 0
[149 empty] | 7.3.2.1.3 Advanced weather monitoring and weather stations Weather StationsWLDFRElectric Reliability | WLDFR | HFTD - Distribution - Tier 2 - 4QU CoRE ¦ 2QU LoRE | Red Flag Warning - Small Fires | 2022 | Electric Reliability | 0.036425 | 574.6424 | 2022 | Mitigation | 0.011149 | 10 | 0 | esc | 0.011149 | 0.0004061 | 0.011149 | 0.0004061 | 0.011149 | 0.0004061 | 0 | 0
[149 empty] | 7.3.2.1.3 Advanced weather monitoring and weather stations Weather StationsWLDFRElectric Reliability | WLDFR | HFTD - Distribution - Tier 2 - 4QU CoRE ¦ 2QU LoRE | Red Flag Warning - Small Fires | 2023 | Electric Reliability | 0.03759 | 574.6424 | 2023 | Mitigation | 0.011149 | 10 | 0 | esc | 0.011149 | 0.00041909 | 0.011149 | 0.00041909 | 0.011149 | 0.00041909 | 0.011149 | 0.00041909
[149 empty] | 7.3.2.1.3 Advanced weather monitoring and weather stations Weather StationsWLDFRElectric Reliability | WLDFR | HFTD - Distribution - Tier 2 - 4QU CoRE ¦ 2QU LoRE | Red Flag Warning - Small Fires | 2024 | Electric Reliability | 0.03759 | 574.6424 | 2024 | Mitigation | 0.011149 | 10 | 0 | esc | 0.011149 | 0.00041909 | 0.011149 | 0.00041909 | 0.011149 | 0.00041909 | 0.011149 | 0.00041909
[149 empty] | 7.3.2.1.3 Advanced weather monitoring and weather stations Weather StationsWLDFRElectric Reliability | WLDFR | HFTD - Distribution - Tier 2 - 4QU CoRE ¦ 2QU LoRE | Red Flag Warning - Small Fires | 2025 | Electric Reliability | 0.03759 | 574.6424 | 2025 | Mitigation | 0.011149 | 10 | 0 | esc | 0.011149 | 0.00041909 | 0.011149 | 0.00041909 | 0.011149 | 0.00041909 | 0.011149 | 0.00041909
[149 empty] | 7.3.2.1.3 Advanced weather monitoring and weather stations Weather StationsWLDFRElectric Reliability | WLDFR | HFTD - Distribution - Tier 2 - 4QU CoRE ¦ 2QU LoRE | Red Flag Warning - Small Fires | 2026 | Electric Reliability | 0.03759 | 574.6424 | 2026 | Mitigation | 0.011149 | 10 | 0 | esc | 0.011149 | 0.00041909 | 0.011149 | 0.00041909 | 0.011149 | 0.00041909 | 0.011149 | 0.00041909
[149 empty] | 7.3.2.1.3 Advanced weather monitoring and weather stations Weather StationsWLDFRElectric Reliability | WLDFR | HFTD - Distribution - Tier 2 - 4QU CoRE ¦ 2QU LoRE | Red Flag Warning - Small Fires | 2027 | Electric Reliability | 0.03759 | 574.6424 | 2027 | Mitigation | 0.011149 | 10 | 0 | esc | 0.011149 | 0.00041909 | 0.011149 | 0.00041909 | 0.011149 | 0.00041909 | 0.011149 | 0.00041909
[149 empty] | 7.3.2.1.3 Advanced weather monitoring and weather stations Weather StationsWLDFRElectric Reliability | WLDFR | HFTD - Distribution - Tier 2 - 4QU CoRE ¦ 2QU LoRE | Red Flag Warning - Small Fires | 2028 | Electric Reliability | 0.039055 | 574.6424 | 2028 | Mitigation | 0.011149 | 10 | 0 | esc | 0.011149 | 0.00043542 | 0.011149 | 0.00043542 | 0.011149 | 0.00043542 | 0.011149 | 0.00043542
[149 empty] | 7.3.2.1.3 Advanced weather monitoring and weather stations Weather StationsWLDFRElectric Reliability | WLDFR | HFTD - Distribution - Tier 2 - 4QU CoRE ¦ 2QU LoRE | Red Flag Warning - Small Fires | 2029 | Electric Reliability | 0.039055 | 574.6424 | 2029 | Mitigation | 0.011149 | 10 | 0 | esc | 0.011149 | 0.00043542 | 0.011149 | 0.00043542 | 0.011149 | 0.00043542 | 0.011149 | 0.00043542
[149 empty] | 7.3.2.1.3 Advanced weather monitoring and weather stations Weather StationsWLDFRElectric Reliability | WLDFR | HFTD - Distribution - Tier 2 - 4QU CoRE ¦ 2QU LoRE | Red Flag Warning - Small Fires | 2030 | Electric Reliability | 0.039055 | 574.6424 | 2030 | Mitigation | 0.011149 | 10 | 0 | esc | 0 | 0 | 0.011149 | 0.00043542 | 0.011149 | 0.00043542 | 0.011149 | 0.00043542
[149 empty] | 7.3.2.1.3 Advanced weather monitoring and weather stations Weather StationsWLDFRElectric Reliability | WLDFR | HFTD - Distribution - Tier 2 - 4QU CoRE ¦ 2QU LoRE | Red Flag Warning - Small Fires | 2031 | Electric Reliability | 0.039055 | 574.6424 | 2031 | Mitigation | 0.011149 | 10 | 0 | esc | 0 | 0 | 0 | 0 | 0.011149 | 0.00043542 | 0.011149 | 0.00043542
[149 empty] | 7.3.2.1.3 Advanced weather monitoring and weather stations Weather StationsWLDFRElectric Reliability | WLDFR | HFTD - Distribution - Tier 2 - 4QU CoRE ¦ 2QU LoRE | Red Flag Warning - Small Fires | 2032 | Electric Reliability | 0.039055 | 574.6424 | 2032 | Mitigation | 0.011149 | 10 | 0 | esc | 0 | 0 | 0 | 0 | 0 | 0 | 0.011149 | 0.00043542
[149 empty] | 7.3.2.1.3 Advanced weather monitoring and weather stations Weather StationsWLDFRElectric Reliability | WLDFR | HFTD - Distribution - Tier 2 - 4QU CoRE ¦ 2QU LoRE | Seismic - Non-Red Flag Warning - Catastrophic Fires | 2021 | Electric Reliability | 409.2237 | 574.6424 | 2021 | Mitigation | 0.011149 | 10 | 0 | esc | 0.011149 | 4.5624 | 0.011149 | 4.5624 | 0 | 0 | 0 | 0
[149 empty] | 7.3.2.1.3 Advanced weather monitoring and weather stations Weather StationsWLDFRElectric Reliability | WLDFR | HFTD - Distribution - Tier 2 - 4QU CoRE ¦ 2QU LoRE | Seismic - Non-Red Flag Warning - Catastrophic Fires | 2022 | Electric Reliability | 409.2237 | 574.6424 | 2022 | Mitigation | 0.011149 | 10 | 0 | esc | 0.011149 | 4.5624 | 0.011149 | 4.5624 | 0.011149 | 4.5624 | 0 | 0
[149 empty] | 7.3.2.1.3 Advanced weather monitoring and weather stations Weather StationsWLDFRElectric Reliability | WLDFR | HFTD - Distribution - Tier 2 - 4QU CoRE ¦ 2QU LoRE | Seismic - Non-Red Flag Warning - Catastrophic Fires | 2023 | Electric Reliability | 428.6023 | 574.6424 | 2023 | Mitigation | 0.011149 | 10 | 0 | esc | 0.011149 | 4.7784 | 0.011149 | 4.7784 | 0.011149 | 4.7784 | 0.011149 | 4.7784
[149 empty] | 7.3.2.1.3 Advanced weather monitoring and weather stations Weather StationsWLDFRElectric Reliability | WLDFR | HFTD - Distribution - Tier 2 - 4QU CoRE ¦ 2QU LoRE | Seismic - Non-Red Flag Warning - Catastrophic Fires | 2024 | Electric Reliability | 428.6023 | 574.6424 | 2024 | Mitigation | 0.011149 | 10 | 0 | esc | 0.011149 | 4.7784 | 0.011149 | 4.7784 | 0.011149 | 4.7784 | 0.011149 | 4.7784
[149 empty] | 7.3.2.1.3 Advanced weather monitoring and weather stations Weather StationsWLDFRElectric Reliability | WLDFR | HFTD - Distribution - Tier 2 - 4QU CoRE ¦ 2QU LoRE | Seismic - Non-Red Flag Warning - Catastrophic Fires | 2025 | Electric Reliability | 428.6023 | 574.6424 | 2025 | Mitigation | 0.011149 | 10 | 0 | esc | 0.011149 | 4.7784 | 0.011149 | 4.7784 | 0.011149 | 4.7784 | 0.011149 | 4.7784
[149 empty] | 7.3.2.1.3 Advanced weather monitoring and weather stations Weather StationsWLDFRElectric Reliability | WLDFR | HFTD - Distribution - Tier 2 - 4QU CoRE ¦ 2QU LoRE | Seismic - Non-Red Flag Warning - Catastrophic Fires | 2026 | Electric Reliability | 428.6023 | 574.6424 | 2026 | Mitigation | 0.011149 | 10 | 0 | esc | 0.011149 | 4.7784 | 0.011149 | 4.7784 | 0.011149 | 4.7784 | 0.011149 | 4.7784
[149 empty] | 7.3.2.1.3 Advanced weather monitoring and weather stations Weather StationsWLDFRElectric Reliability | WLDFR | HFTD - Distribution - Tier 2 - 4QU CoRE ¦ 2QU LoRE | Seismic - Non-Red Flag Warning - Catastrophic Fires | 2027 | Electric Reliability | 428.6023 | 574.6424 | 2027 | Mitigation | 0.011149 | 10 | 0 | esc | 0.011149 | 4.7784 | 0.011149 | 4.7784 | 0.011149 | 4.7784 | 0.011149 | 4.7784
[149 empty] | 7.3.2.1.3 Advanced weather monitoring and weather stations Weather StationsWLDFRElectric Reliability | WLDFR | HFTD - Distribution - Tier 2 - 4QU CoRE ¦ 2QU LoRE | Seismic - Non-Red Flag Warning - Catastrophic Fires | 2028 | Electric Reliability | 453.261 | 574.6424 | 2028 | Mitigation | 0.011149 | 10 | 0 | esc | 0.011149 | 5.0533 | 0.011149 | 5.0533 | 0.011149 | 5.0533 | 0.011149 | 5.0533
[149 empty] | 7.3.2.1.3 Advanced weather monitoring and weather stations Weather StationsWLDFRElectric Reliability | WLDFR | HFTD - Distribution - Tier 2 - 4QU CoRE ¦ 2QU LoRE | Seismic - Non-Red Flag Warning - Catastrophic Fires | 2029 | Electric Reliability | 453.261 | 574.6424 | 2029 | Mitigation | 0.011149 | 10 | 0 | esc | 0.011149 | 5.0533 | 0.011149 | 5.0533 | 0.011149 | 5.0533 | 0.011149 | 5.0533
[149 empty] | 7.3.2.1.3 Advanced weather monitoring and weather stations Weather StationsWLDFRElectric Reliability | WLDFR | HFTD - Distribution - Tier 2 - 4QU CoRE ¦ 2QU LoRE | Seismic - Non-Red Flag Warning - Catastrophic Fires | 2030 | Electric Reliability | 453.261 | 574.6424 | 2030 | Mitigation | 0.011149 | 10 | 0 | esc | 0 | 0 | 0.011149 | 5.0533 | 0.011149 | 5.0533 | 0.011149 | 5.0533
[149 empty] | 7.3.2.1.3 Advanced weather monitoring and weather stations Weather StationsWLDFRElectric Reliability | WLDFR | HFTD - Distribution - Tier 2 - 4QU CoRE ¦ 2QU LoRE | Seismic - Non-Red Flag Warning - Catastrophic Fires | 2031 | Electric Reliability | 453.261 | 574.6424 | 2031 | Mitigation | 0.011149 | 10 | 0 | esc | 0 | 0 | 0 | 0 | 0.011149 | 5.0533 | 0.011149 | 5.0533
[149 empty] | 7.3.2.1.3 Advanced weather monitoring and weather stations Weather StationsWLDFRElectric Reliability | WLDFR | HFTD - Distribution - Tier 2 - 4QU CoRE ¦ 2QU LoRE | Seismic - Non-Red Flag Warning - Catastrophic Fires | 2032 | Electric Reliability | 453.261 | 574.6424 | 2032 | Mitigation | 0.011149 | 10 | 0 | esc | 0 | 0 | 0 | 0 | 0 | 0 | 0.011149 | 5.0533
[149 empty] | 7.3.2.1.3 Advanced weather monitoring and weather stations Weather StationsWLDFRElectric Reliability | WLDFR | HFTD - Distribution - Tier 2 - 4QU CoRE ¦ 2QU LoRE | Seismic - Red Flag Warning - Catastrophic Fires | 2021 | Electric Reliability | 409.2237 | 574.6424 | 2021 | Mitigation | 0.011149 | 10 | 0 | esc | 0.011149 | 4.5624 | 0.011149 | 4.5624 | 0 | 0 | 0 | 0
[149 empty] | 7.3.2.1.3 Advanced weather monitoring and weather stations Weather StationsWLDFRElectric Reliability | WLDFR | HFTD - Distribution - Tier 2 - 4QU CoRE ¦ 2QU LoRE | Seismic - Red Flag Warning - Catastrophic Fires | 2022 | Electric Reliability | 409.2237 | 574.6424 | 2022 | Mitigation | 0.011149 | 10 | 0 | esc | 0.011149 | 4.5624 | 0.011149 | 4.5624 | 0.011149 | 4.5624 | 0 | 0
[149 empty] | 7.3.2.1.3 Advanced weather monitoring and weather stations Weather StationsWLDFRElectric Reliability | WLDFR | HFTD - Distribution - Tier 2 - 4QU CoRE ¦ 2QU LoRE | Seismic - Red Flag Warning - Catastrophic Fires | 2023 | Electric Reliability | 428.6023 | 574.6424 | 2023 | Mitigation | 0.011149 | 10 | 0 | esc | 0.011149 | 4.7784 | 0.011149 | 4.7784 | 0.011149 | 4.7784 | 0.011149 | 4.7784
[149 empty] | 7.3.2.1.3 Advanced weather monitoring and weather stations Weather StationsWLDFRElectric Reliability | WLDFR | HFTD - Distribution - Tier 2 - 4QU CoRE ¦ 2QU LoRE | Seismic - Red Flag Warning - Catastrophic Fires | 2024 | Electric Reliability | 428.6023 | 574.6424 | 2024 | Mitigation | 0.011149 | 10 | 0 | esc | 0.011149 | 4.7784 | 0.011149 | 4.7784 | 0.011149 | 4.7784 | 0.011149 | 4.7784
[149 empty] | 7.3.2.1.3 Advanced weather monitoring and weather stations Weather StationsWLDFRElectric Reliability | WLDFR | HFTD - Distribution - Tier 2 - 4QU CoRE ¦ 2QU LoRE | Seismic - Red Flag Warning - Catastrophic Fires | 2025 | Electric Reliability | 428.6023 | 574.6424 | 2025 | Mitigation | 0.011149 | 10 | 0 | esc | 0.011149 | 4.7784 | 0.011149 | 4.7784 | 0.011149 | 4.7784 | 0.011149 | 4.7784
[149 empty] | 7.3.2.1.3 Advanced weather monitoring and weather stations Weather StationsWLDFRElectric Reliability | WLDFR | HFTD - Distribution - Tier 2 - 4QU CoRE ¦ 2QU LoRE | Seismic - Red Flag Warning - Catastrophic Fires | 2026 | Electric Reliability | 428.6023 | 574.6424 | 2026 | Mitigation | 0.011149 | 10 | 0 | esc | 0.011149 | 4.7784 | 0.011149 | 4.7784 | 0.011149 | 4.7784 | 0.011149 | 4.7784
[149 empty] | 7.3.2.1.3 Advanced weather monitoring and weather stations Weather StationsWLDFRElectric Reliability | WLDFR | HFTD - Distribution - Tier 2 - 4QU CoRE ¦ 2QU LoRE | Seismic - Red Flag Warning - Catastrophic Fires | 2027 | Electric Reliability | 428.6023 | 574.6424 | 2027 | Mitigation | 0.011149 | 10 | 0 | esc | 0.011149 | 4.7784 | 0.011149 | 4.7784 | 0.011149 | 4.7784 | 0.011149 | 4.7784
[149 empty] | 7.3.2.1.3 Advanced weather monitoring and weather stations Weather StationsWLDFRElectric Reliability | WLDFR | HFTD - Distribution - Tier 2 - 4QU CoRE ¦ 2QU LoRE | Seismic - Red Flag Warning - Catastrophic Fires | 2028 | Electric Reliability | 453.261 | 574.6424 | 2028 | Mitigation | 0.011149 | 10 | 0 | esc | 0.011149 | 5.0533 | 0.011149 | 5.0533 | 0.011149 | 5.0533 | 0.011149 | 5.0533
[149 empty] | 7.3.2.1.3 Advanced weather monitoring and weather stations Weather StationsWLDFRElectric Reliability | WLDFR | HFTD - Distribution - Tier 2 - 4QU CoRE ¦ 2QU LoRE | Seismic - Red Flag Warning - Catastrophic Fires | 2029 | Electric Reliability | 453.261 | 574.6424 | 2029 | Mitigation | 0.011149 | 10 | 0 | esc | 0.011149 | 5.0533 | 0.011149 | 5.0533 | 0.011149 | 5.0533 | 0.011149 | 5.0533
[149 empty] | 7.3.2.1.3 Advanced weather monitoring and weather stations Weather StationsWLDFRElectric Reliability | WLDFR | HFTD - Distribution - Tier 2 - 4QU CoRE ¦ 2QU LoRE | Seismic - Red Flag Warning - Catastrophic Fires | 2030 | Electric Reliability | 453.261 | 574.6424 | 2030 | Mitigation | 0.011149 | 10 | 0 | esc | 0 | 0 | 0.011149 | 5.0533 | 0.011149 | 5.0533 | 0.011149 | 5.0533
[149 empty] | 7.3.2.1.3 Advanced weather monitoring and weather stations Weather StationsWLDFRElectric Reliability | WLDFR | HFTD - Distribution - Tier 2 - 4QU CoRE ¦ 2QU LoRE | Seismic - Red Flag Warning - Catastrophic Fires | 2031 | Electric Reliability | 453.261 | 574.6424 | 2031 | Mitigation | 0.011149 | 10 | 0 | esc | 0 | 0 | 0 | 0 | 0.011149 | 5.0533 | 0.011149 | 5.0533
[149 empty] | 7.3.2.1.3 Advanced weather monitoring and weather stations Weather StationsWLDFRElectric Reliability | WLDFR | HFTD - Distribution - Tier 2 - 4QU CoRE ¦ 2QU LoRE | Seismic - Red Flag Warning - Catastrophic Fires | 2032 | Electric Reliability | 453.261 | 574.6424 | 2032 | Mitigation | 0.011149 | 10 | 0 | esc | 0 | 0 | 0 | 0 | 0 | 0 | 0.011149 | 5.0533
[149 empty] | 7.3.2.1.3 Advanced weather monitoring and weather stations Weather StationsWLDFRElectric Reliability | WLDFR | HFTD - Distribution - Tier 2 - 4QU CoRE ¦ 3QU LoRE | Non-Red Flag Warning - Catastrophic Fires | 2021 | Electric Reliability | 222.2294 | 749.2523 | 2021 | Mitigation | 0.011149 | 10 | 0 | esc | 0.011149 | 2.4776 | 0.011149 | 2.4776 | 0 | 0 | 0 | 0
[149 empty] | 7.3.2.1.3 Advanced weather monitoring and weather stations Weather StationsWLDFRElectric Reliability | WLDFR | HFTD - Distribution - Tier 2 - 4QU CoRE ¦ 3QU LoRE | Non-Red Flag Warning - Catastrophic Fires | 2022 | Electric Reliability | 222.2294 | 749.2523 | 2022 | Mitigation | 0.011149 | 10 | 0 | esc | 0.011149 | 2.4776 | 0.011149 | 2.4776 | 0.011149 | 2.4776 | 0 | 0
[149 empty] | 7.3.2.1.3 Advanced weather monitoring and weather stations Weather StationsWLDFRElectric Reliability | WLDFR | HFTD - Distribution - Tier 2 - 4QU CoRE ¦ 3QU LoRE | Non-Red Flag Warning - Catastrophic Fires | 2023 | Electric Reliability | 233.2301 | 749.2523 | 2023 | Mitigation | 0.011149 | 10 | 0 | esc | 0.011149 | 2.6002 | 0.011149 | 2.6002 | 0.011149 | 2.6002 | 0.011149 | 2.6002
[149 empty] | 7.3.2.1.3 Advanced weather monitoring and weather stations Weather StationsWLDFRElectric Reliability | WLDFR | HFTD - Distribution - Tier 2 - 4QU CoRE ¦ 3QU LoRE | Non-Red Flag Warning - Catastrophic Fires | 2024 | Electric Reliability | 233.2301 | 749.2523 | 2024 | Mitigation | 0.011149 | 10 | 0 | esc | 0.011149 | 2.6002 | 0.011149 | 2.6002 | 0.011149 | 2.6002 | 0.011149 | 2.6002
[149 empty] | 7.3.2.1.3 Advanced weather monitoring and weather stations Weather StationsWLDFRElectric Reliability | WLDFR | HFTD - Distribution - Tier 2 - 4QU CoRE ¦ 3QU LoRE | Non-Red Flag Warning - Catastrophic Fires | 2025 | Electric Reliability | 233.2301 | 749.2523 | 2025 | Mitigation | 0.011149 | 10 | 0 | esc | 0.011149 | 2.6002 | 0.011149 | 2.6002 | 0.011149 | 2.6002 | 0.011149 | 2.6002
[149 empty] | 7.3.2.1.3 Advanced weather monitoring and weather stations Weather StationsWLDFRElectric Reliability | WLDFR | HFTD - Distribution - Tier 2 - 4QU CoRE ¦ 3QU LoRE | Non-Red Flag Warning - Catastrophic Fires | 2026 | Electric Reliability | 233.2301 | 749.2523 | 2026 | Mitigation | 0.011149 | 10 | 0 | esc | 0.011149 | 2.6002 | 0.011149 | 2.6002 | 0.011149 | 2.6002 | 0.011149 | 2.6002
[149 empty] | 7.3.2.1.3 Advanced weather monitoring and weather stations Weather StationsWLDFRElectric Reliability | WLDFR | HFTD - Distribution - Tier 2 - 4QU CoRE ¦ 3QU LoRE | Non-Red Flag Warning - Catastrophic Fires | 2027 | Electric Reliability | 233.2301 | 749.2523 | 2027 | Mitigation | 0.011149 | 10 | 0 | esc | 0.011149 | 2.6002 | 0.011149 | 2.6002 | 0.011149 | 2.6002 | 0.011149 | 2.6002
[149 empty] | 7.3.2.1.3 Advanced weather monitoring and weather stations Weather StationsWLDFRElectric Reliability | WLDFR | HFTD - Distribution - Tier 2 - 4QU CoRE ¦ 3QU LoRE | Non-Red Flag Warning - Catastrophic Fires | 2028 | Electric Reliability | 247.273 | 749.2523 | 2028 | Mitigation | 0.011149 | 10 | 0 | esc | 0.011149 | 2.7568 | 0.011149 | 2.7568 | 0.011149 | 2.7568 | 0.011149 | 2.7568
[149 empty] | 7.3.2.1.3 Advanced weather monitoring and weather stations Weather StationsWLDFRElectric Reliability | WLDFR | HFTD - Distribution - Tier 2 - 4QU CoRE ¦ 3QU LoRE | Non-Red Flag Warning - Catastrophic Fires | 2029 | Electric Reliability | 247.273 | 749.2523 | 2029 | Mitigation | 0.011149 | 10 | 0 | esc | 0.011149 | 2.7568 | 0.011149 | 2.7568 | 0.011149 | 2.7568 | 0.011149 | 2.7568
[149 empty] | 7.3.2.1.3 Advanced weather monitoring and weather stations Weather StationsWLDFRElectric Reliability | WLDFR | HFTD - Distribution - Tier 2 - 4QU CoRE ¦ 3QU LoRE | Non-Red Flag Warning - Catastrophic Fires | 2030 | Electric Reliability | 247.273 | 749.2523 | 2030 | Mitigation | 0.011149 | 10 | 0 | esc | 0 | 0 | 0.011149 | 2.7568 | 0.011149 | 2.7568 | 0.011149 | 2.7568
[149 empty] | 7.3.2.1.3 Advanced weather monitoring and weather stations Weather StationsWLDFRElectric Reliability | WLDFR | HFTD - Distribution - Tier 2 - 4QU CoRE ¦ 3QU LoRE | Non-Red Flag Warning - Catastrophic Fires | 2031 | Electric Reliability | 247.273 | 749.2523 | 2031 | Mitigation | 0.011149 | 10 | 0 | esc | 0 | 0 | 0 | 0 | 0.011149 | 2.7568 | 0.011149 | 2.7568
[149 empty] | 7.3.2.1.3 Advanced weather monitoring and weather stations Weather StationsWLDFRElectric Reliability | WLDFR | HFTD - Distribution - Tier 2 - 4QU CoRE ¦ 3QU LoRE | Non-Red Flag Warning - Catastrophic Fires | 2032 | Electric Reliability | 247.273 | 749.2523 | 2032 | Mitigation | 0.011149 | 10 | 0 | esc | 0 | 0 | 0 | 0 | 0 | 0 | 0.011149 | 2.7568
[149 empty] | 7.3.2.1.3 Advanced weather monitoring and weather stations Weather StationsWLDFRElectric Reliability | WLDFR | HFTD - Distribution - Tier 2 - 4QU CoRE ¦ 3QU LoRE | Non-Red Flag Warning - Destructive Fires | 2021 | Electric Reliability | 222.2294 | 749.2523 | 2021 | Mitigation | 0.011149 | 10 | 0 | esc | 0.011149 | 2.4776 | 0.011149 | 2.4776 | 0 | 0 | 0 | 0
[149 empty] | 7.3.2.1.3 Advanced weather monitoring and weather stations Weather StationsWLDFRElectric Reliability | WLDFR | HFTD - Distribution - Tier 2 - 4QU CoRE ¦ 3QU LoRE | Non-Red Flag Warning - Destructive Fires | 2022 | Electric Reliability | 222.2294 | 749.2523 | 2022 | Mitigation | 0.011149 | 10 | 0 | esc | 0.011149 | 2.4776 | 0.011149 | 2.4776 | 0.011149 | 2.4776 | 0 | 0
[149 empty] | 7.3.2.1.3 Advanced weather monitoring and weather stations Weather StationsWLDFRElectric Reliability | WLDFR | HFTD - Distribution - Tier 2 - 4QU CoRE ¦ 3QU LoRE | Non-Red Flag Warning - Destructive Fires | 2023 | Electric Reliability | 233.2301 | 749.2523 | 2023 | Mitigation | 0.011149 | 10 | 0 | esc | 0.011149 | 2.6002 | 0.011149 | 2.6002 | 0.011149 | 2.6002 | 0.011149 | 2.6002
[149 empty] | 7.3.2.1.3 Advanced weather monitoring and weather stations Weather StationsWLDFRElectric Reliability | WLDFR | HFTD - Distribution - Tier 2 - 4QU CoRE ¦ 3QU LoRE | Non-Red Flag Warning - Destructive Fires | 2024 | Electric Reliability | 233.2301 | 749.2523 | 2024 | Mitigation | 0.011149 | 10 | 0 | esc | 0.011149 | 2.6002 | 0.011149 | 2.6002 | 0.011149 | 2.6002 | 0.011149 | 2.6002
[149 empty] | 7.3.2.1.3 Advanced weather monitoring and weather stations Weather StationsWLDFRElectric Reliability | WLDFR | HFTD - Distribution - Tier 2 - 4QU CoRE ¦ 3QU LoRE | Non-Red Flag Warning - Destructive Fires | 2025 | Electric Reliability | 233.2301 | 749.2523 | 2025 | Mitigation | 0.011149 | 10 | 0 | esc | 0.011149 | 2.6002 | 0.011149 | 2.6002 | 0.011149 | 2.6002 | 0.011149 | 2.6002
[149 empty] | 7.3.2.1.3 Advanced weather monitoring and weather stations Weather StationsWLDFRElectric Reliability | WLDFR | HFTD - Distribution - Tier 2 - 4QU CoRE ¦ 3QU LoRE | Non-Red Flag Warning - Destructive Fires | 2026 | Electric Reliability | 233.2301 | 749.2523 | 2026 | Mitigation | 0.011149 | 10 | 0 | esc | 0.011149 | 2.6002 | 0.011149 | 2.6002 | 0.011149 | 2.6002 | 0.011149 | 2.6002
[149 empty] | 7.3.2.1.3 Advanced weather monitoring and weather stations Weather StationsWLDFRElectric Reliability | WLDFR | HFTD - Distribution - Tier 2 - 4QU CoRE ¦ 3QU LoRE | Non-Red Flag Warning - Destructive Fires | 2027 | Electric Reliability | 233.2301 | 749.2523 | 2027 | Mitigation | 0.011149 | 10 | 0 | esc | 0.011149 | 2.6002 | 0.011149 | 2.6002 | 0.011149 | 2.6002 | 0.011149 | 2.6002
[149 empty] | 7.3.2.1.3 Advanced weather monitoring and weather stations Weather StationsWLDFRElectric Reliability | WLDFR | HFTD - Distribution - Tier 2 - 4QU CoRE ¦ 3QU LoRE | Non-Red Flag Warning - Destructive Fires | 2028 | Electric Reliability | 247.273 | 749.2523 | 2028 | Mitigation | 0.011149 | 10 | 0 | esc | 0.011149 | 2.7568 | 0.011149 | 2.7568 | 0.011149 | 2.7568 | 0.011149 | 2.7568
[149 empty] | 7.3.2.1.3 Advanced weather monitoring and weather stations Weather StationsWLDFRElectric Reliability | WLDFR | HFTD - Distribution - Tier 2 - 4QU CoRE ¦ 3QU LoRE | Non-Red Flag Warning - Destructive Fires | 2029 | Electric Reliability | 247.273 | 749.2523 | 2029 | Mitigation | 0.011149 | 10 | 0 | esc | 0.011149 | 2.7568 | 0.011149 | 2.7568 | 0.011149 | 2.7568 | 0.011149 | 2.7568
[149 empty] | 7.3.2.1.3 Advanced weather monitoring and weather stations Weather StationsWLDFRElectric Reliability | WLDFR | HFTD - Distribution - Tier 2 - 4QU CoRE ¦ 3QU LoRE | Non-Red Flag Warning - Destructive Fires | 2030 | Electric Reliability | 247.273 | 749.2523 | 2030 | Mitigation | 0.011149 | 10 | 0 | esc | 0 | 0 | 0.011149 | 2.7568 | 0.011149 | 2.7568 | 0.011149 | 2.7568
[149 empty] | 7.3.2.1.3 Advanced weather monitoring and weather stations Weather StationsWLDFRElectric Reliability | WLDFR | HFTD - Distribution - Tier 2 - 4QU CoRE ¦ 3QU LoRE | Non-Red Flag Warning - Destructive Fires | 2031 | Electric Reliability | 247.273 | 749.2523 | 2031 | Mitigation | 0.011149 | 10 | 0 | esc | 0 | 0 | 0 | 0 | 0.011149 | 2.7568 | 0.011149 | 2.7568
[149 empty] | 7.3.2.1.3 Advanced weather monitoring and weather stations Weather StationsWLDFRElectric Reliability | WLDFR | HFTD - Distribution - Tier 2 - 4QU CoRE ¦ 3QU LoRE | Non-Red Flag Warning - Destructive Fires | 2032 | Electric Reliability | 247.273 | 749.2523 | 2032 | Mitigation | 0.011149 | 10 | 0 | esc | 0 | 0 | 0 | 0 | 0 | 0 | 0.011149 | 2.7568
[149 empty] | 7.3.2.1.3 Advanced weather monitoring and weather stations Weather StationsWLDFRElectric Reliability | WLDFR | HFTD - Distribution - Tier 2 - 4QU CoRE ¦ 3QU LoRE | Non-Red Flag Warning - Large Fires | 2021 | Electric Reliability | 0.69642 | 749.2523 | 2021 | Mitigation | 0.011149 | 10 | 0 | esc | 0.011149 | 0.0077642 | 0.011149 | 0.0077642 | 0 | 0 | 0 | 0
[149 empty] | 7.3.2.1.3 Advanced weather monitoring and weather stations Weather StationsWLDFRElectric Reliability | WLDFR | HFTD - Distribution - Tier 2 - 4QU CoRE ¦ 3QU LoRE | Non-Red Flag Warning - Large Fires | 2022 | Electric Reliability | 0.69642 | 749.2523 | 2022 | Mitigation | 0.011149 | 10 | 0 | esc | 0.011149 | 0.0077642 | 0.011149 | 0.0077642 | 0.011149 | 0.0077642 | 0 | 0
[149 empty] | 7.3.2.1.3 Advanced weather monitoring and weather stations Weather StationsWLDFRElectric Reliability | WLDFR | HFTD - Distribution - Tier 2 - 4QU CoRE ¦ 3QU LoRE | Non-Red Flag Warning - Large Fires | 2023 | Electric Reliability | 0.71896 | 749.2523 | 2023 | Mitigation | 0.011149 | 10 | 0 | esc | 0.011149 | 0.0080156 | 0.011149 | 0.0080156 | 0.011149 | 0.0080156 | 0.011149 | 0.0080156
[149 empty] | 7.3.2.1.3 Advanced weather monitoring and weather stations Weather StationsWLDFRElectric Reliability | WLDFR | HFTD - Distribution - Tier 2 - 4QU CoRE ¦ 3QU LoRE | Non-Red Flag Warning - Large Fires | 2024 | Electric Reliability | 0.71896 | 749.2523 | 2024 | Mitigation | 0.011149 | 10 | 0 | esc | 0.011149 | 0.0080156 | 0.011149 | 0.0080156 | 0.011149 | 0.0080156 | 0.011149 | 0.0080156
[149 empty] | 7.3.2.1.3 Advanced weather monitoring and weather stations Weather StationsWLDFRElectric Reliability | WLDFR | HFTD - Distribution - Tier 2 - 4QU CoRE ¦ 3QU LoRE | Non-Red Flag Warning - Large Fires | 2025 | Electric Reliability | 0.71896 | 749.2523 | 2025 | Mitigation | 0.011149 | 10 | 0 | esc | 0.011149 | 0.0080156 | 0.011149 | 0.0080156 | 0.011149 | 0.0080156 | 0.011149 | 0.0080156
[149 empty] | 7.3.2.1.3 Advanced weather monitoring and weather stations Weather StationsWLDFRElectric Reliability | WLDFR | HFTD - Distribution - Tier 2 - 4QU CoRE ¦ 3QU LoRE | Non-Red Flag Warning - Large Fires | 2026 | Electric Reliability | 0.71896 | 749.2523 | 2026 | Mitigation | 0.011149 | 10 | 0 | esc | 0.011149 | 0.0080156 | 0.011149 | 0.0080156 | 0.011149 | 0.0080156 | 0.011149 | 0.0080156
[149 empty] | 7.3.2.1.3 Advanced weather monitoring and weather stations Weather StationsWLDFRElectric Reliability | WLDFR | HFTD - Distribution - Tier 2 - 4QU CoRE ¦ 3QU LoRE | Non-Red Flag Warning - Large Fires | 2027 | Electric Reliability | 0.71896 | 749.2523 | 2027 | Mitigation | 0.011149 | 10 | 0 | esc | 0.011149 | 0.0080156 | 0.011149 | 0.0080156 | 0.011149 | 0.0080156 | 0.011149 | 0.0080156
[149 empty] | 7.3.2.1.3 Advanced weather monitoring and weather stations Weather StationsWLDFRElectric Reliability | WLDFR | HFTD - Distribution - Tier 2 - 4QU CoRE ¦ 3QU LoRE | Non-Red Flag Warning - Large Fires | 2028 | Electric Reliability | 0.74734 | 749.2523 | 2028 | Mitigation | 0.011149 | 10 | 0 | esc | 0.011149 | 0.0083319 | 0.011149 | 0.0083319 | 0.011149 | 0.0083319 | 0.011149 | 0.0083319
[149 empty] | 7.3.2.1.3 Advanced weather monitoring and weather stations Weather StationsWLDFRElectric Reliability | WLDFR | HFTD - Distribution - Tier 2 - 4QU CoRE ¦ 3QU LoRE | Non-Red Flag Warning - Large Fires | 2029 | Electric Reliability | 0.74734 | 749.2523 | 2029 | Mitigation | 0.011149 | 10 | 0 | esc | 0.011149 | 0.0083319 | 0.011149 | 0.0083319 | 0.011149 | 0.0083319 | 0.011149 | 0.0083319
[149 empty] | 7.3.2.1.3 Advanced weather monitoring and weather stations Weather StationsWLDFRElectric Reliability | WLDFR | HFTD - Distribution - Tier 2 - 4QU CoRE ¦ 3QU LoRE | Non-Red Flag Warning - Large Fires | 2030 | Electric Reliability | 0.74734 | 749.2523 | 2030 | Mitigation | 0.011149 | 10 | 0 | esc | 0 | 0 | 0.011149 | 0.0083319 | 0.011149 | 0.0083319 | 0.011149 | 0.0083319
[149 empty] | 7.3.2.1.3 Advanced weather monitoring and weather stations Weather StationsWLDFRElectric Reliability | WLDFR | HFTD - Distribution - Tier 2 - 4QU CoRE ¦ 3QU LoRE | Non-Red Flag Warning - Large Fires | 2031 | Electric Reliability | 0.74734 | 749.2523 | 2031 | Mitigation | 0.011149 | 10 | 0 | esc | 0 | 0 | 0 | 0 | 0.011149 | 0.0083319 | 0.011149 | 0.0083319
[149 empty] | 7.3.2.1.3 Advanced weather monitoring and weather stations Weather StationsWLDFRElectric Reliability | WLDFR | HFTD - Distribution - Tier 2 - 4QU CoRE ¦ 3QU LoRE | Non-Red Flag Warning - Large Fires | 2032 | Electric Reliability | 0.74734 | 749.2523 | 2032 | Mitigation | 0.011149 | 10 | 0 | esc | 0 | 0 | 0 | 0 | 0 | 0 | 0.011149 | 0.0083319
[149 empty] | 7.3.2.1.3 Advanced weather monitoring and weather stations Weather StationsWLDFRElectric Reliability | WLDFR | HFTD - Distribution - Tier 2 - 4QU CoRE ¦ 3QU LoRE | Non-Red Flag Warning - Small Fires | 2021 | Electric Reliability | 0.036425 | 749.2523 | 2021 | Mitigation | 0.011149 | 10 | 0 | esc | 0.011149 | 0.0004061 | 0.011149 | 0.0004061 | 0 | 0 | 0 | 0
[149 empty] | 7.3.2.1.3 Advanced weather monitoring and weather stations Weather StationsWLDFRElectric Reliability | WLDFR | HFTD - Distribution - Tier 2 - 4QU CoRE ¦ 3QU LoRE | Non-Red Flag Warning - Small Fires | 2022 | Electric Reliability | 0.036425 | 749.2523 | 2022 | Mitigation | 0.011149 | 10 | 0 | esc | 0.011149 | 0.0004061 | 0.011149 | 0.0004061 | 0.011149 | 0.0004061 | 0 | 0
[149 empty] | 7.3.2.1.3 Advanced weather monitoring and weather stations Weather StationsWLDFRElectric Reliability | WLDFR | HFTD - Distribution - Tier 2 - 4QU CoRE ¦ 3QU LoRE | Non-Red Flag Warning - Small Fires | 2023 | Electric Reliability | 0.03759 | 749.2523 | 2023 | Mitigation | 0.011149 | 10 | 0 | esc | 0.011149 | 0.00041909 | 0.011149 | 0.00041909 | 0.011149 | 0.00041909 | 0.011149 | 0.00041909
[149 empty] | 7.3.2.1.3 Advanced weather monitoring and weather stations Weather StationsWLDFRElectric Reliability | WLDFR | HFTD - Distribution - Tier 2 - 4QU CoRE ¦ 3QU LoRE | Non-Red Flag Warning - Small Fires | 2024 | Electric Reliability | 0.03759 | 749.2523 | 2024 | Mitigation | 0.011149 | 10 | 0 | esc | 0.011149 | 0.00041909 | 0.011149 | 0.00041909 | 0.011149 | 0.00041909 | 0.011149 | 0.00041909
[149 empty] | 7.3.2.1.3 Advanced weather monitoring and weather stations Weather StationsWLDFRElectric Reliability | WLDFR | HFTD - Distribution - Tier 2 - 4QU CoRE ¦ 3QU LoRE | Non-Red Flag Warning - Small Fires | 2025 | Electric Reliability | 0.03759 | 749.2523 | 2025 | Mitigation | 0.011149 | 10 | 0 | esc | 0.011149 | 0.00041909 | 0.011149 | 0.00041909 | 0.011149 | 0.00041909 | 0.011149 | 0.00041909
[149 empty] | 7.3.2.1.3 Advanced weather monitoring and weather stations Weather StationsWLDFRElectric Reliability | WLDFR | HFTD - Distribution - Tier 2 - 4QU CoRE ¦ 3QU LoRE | Non-Red Flag Warning - Small Fires | 2026 | Electric Reliability | 0.03759 | 749.2523 | 2026 | Mitigation | 0.011149 | 10 | 0 | esc | 0.011149 | 0.00041909 | 0.011149 | 0.00041909 | 0.011149 | 0.00041909 | 0.011149 | 0.00041909
[149 empty] | 7.3.2.1.3 Advanced weather monitoring and weather stations Weather StationsWLDFRElectric Reliability | WLDFR | HFTD - Distribution - Tier 2 - 4QU CoRE ¦ 3QU LoRE | Non-Red Flag Warning - Small Fires | 2027 | Electric Reliability | 0.03759 | 749.2523 | 2027 | Mitigation | 0.011149 | 10 | 0 | esc | 0.011149 | 0.00041909 | 0.011149 | 0.00041909 | 0.011149 | 0.00041909 | 0.011149 | 0.00041909
[149 empty] | 7.3.2.1.3 Advanced weather monitoring and weather stations Weather StationsWLDFRElectric Reliability | WLDFR | HFTD - Distribution - Tier 2 - 4QU CoRE ¦ 3QU LoRE | Non-Red Flag Warning - Small Fires | 2028 | Electric Reliability | 0.039055 | 749.2523 | 2028 | Mitigation | 0.011149 | 10 | 0 | esc | 0.011149 | 0.00043542 | 0.011149 | 0.00043542 | 0.011149 | 0.00043542 | 0.011149 | 0.00043542
[149 empty] | 7.3.2.1.3 Advanced weather monitoring and weather stations Weather StationsWLDFRElectric Reliability | WLDFR | HFTD - Distribution - Tier 2 - 4QU CoRE ¦ 3QU LoRE | Non-Red Flag Warning - Small Fires | 2029 | Electric Reliability | 0.039055 | 749.2523 | 2029 | Mitigation | 0.011149 | 10 | 0 | esc | 0.011149 | 0.00043542 | 0.011149 | 0.00043542 | 0.011149 | 0.00043542 | 0.011149 | 0.00043542
[149 empty] | 7.3.2.1.3 Advanced weather monitoring and weather stations Weather StationsWLDFRElectric Reliability | WLDFR | HFTD - Distribution - Tier 2 - 4QU CoRE ¦ 3QU LoRE | Non-Red Flag Warning - Small Fires | 2030 | Electric Reliability | 0.039055 | 749.2523 | 2030 | Mitigation | 0.011149 | 10 | 0 | esc | 0 | 0 | 0.011149 | 0.00043542 | 0.011149 | 0.00043542 | 0.011149 | 0.00043542
[149 empty] | 7.3.2.1.3 Advanced weather monitoring and weather stations Weather StationsWLDFRElectric Reliability | WLDFR | HFTD - Distribution - Tier 2 - 4QU CoRE ¦ 3QU LoRE | Non-Red Flag Warning - Small Fires | 2031 | Electric Reliability | 0.039055 | 749.2523 | 2031 | Mitigation | 0.011149 | 10 | 0 | esc | 0 | 0 | 0 | 0 | 0.011149 | 0.00043542 | 0.011149 | 0.00043542
[149 empty] | 7.3.2.1.3 Advanced weather monitoring and weather stations Weather StationsWLDFRElectric Reliability | WLDFR | HFTD - Distribution - Tier 2 - 4QU CoRE ¦ 3QU LoRE | Non-Red Flag Warning - Small Fires | 2032 | Electric Reliability | 0.039055 | 749.2523 | 2032 | Mitigation | 0.011149 | 10 | 0 | esc | 0 | 0 | 0 | 0 | 0 | 0 | 0.011149 | 0.00043542
[149 empty] | 7.3.2.1.3 Advanced weather monitoring and weather stations Weather StationsWLDFRElectric Reliability | WLDFR | HFTD - Distribution - Tier 2 - 4QU CoRE ¦ 3QU LoRE | Red Flag Warning - Catastrophic Fires | 2021 | Electric Reliability | 222.2294 | 749.2523 | 2021 | Mitigation | 0.011149 | 10 | 0 | esc | 0.011149 | 2.4776 | 0.011149 | 2.4776 | 0 | 0 | 0 | 0
[149 empty] | 7.3.2.1.3 Advanced weather monitoring and weather stations Weather StationsWLDFRElectric Reliability | WLDFR | HFTD - Distribution - Tier 2 - 4QU CoRE ¦ 3QU LoRE | Red Flag Warning - Catastrophic Fires | 2022 | Electric Reliability | 222.2294 | 749.2523 | 2022 | Mitigation | 0.011149 | 10 | 0 | esc | 0.011149 | 2.4776 | 0.011149 | 2.4776 | 0.011149 | 2.4776 | 0 | 0
[149 empty] | 7.3.2.1.3 Advanced weather monitoring and weather stations Weather StationsWLDFRElectric Reliability | WLDFR | HFTD - Distribution - Tier 2 - 4QU CoRE ¦ 3QU LoRE | Red Flag Warning - Catastrophic Fires | 2023 | Electric Reliability | 233.2301 | 749.2523 | 2023 | Mitigation | 0.011149 | 10 | 0 | esc | 0.011149 | 2.6002 | 0.011149 | 2.6002 | 0.011149 | 2.6002 | 0.011149 | 2.6002
[149 empty] | 7.3.2.1.3 Advanced weather monitoring and weather stations Weather StationsWLDFRElectric Reliability | WLDFR | HFTD - Distribution - Tier 2 - 4QU CoRE ¦ 3QU LoRE | Red Flag Warning - Catastrophic Fires | 2024 | Electric Reliability | 233.2301 | 749.2523 | 2024 | Mitigation | 0.011149 | 10 | 0 | esc | 0.011149 | 2.6002 | 0.011149 | 2.6002 | 0.011149 | 2.6002 | 0.011149 | 2.6002
[149 empty] | 7.3.2.1.3 Advanced weather monitoring and weather stations Weather StationsWLDFRElectric Reliability | WLDFR | HFTD - Distribution - Tier 2 - 4QU CoRE ¦ 3QU LoRE | Red Flag Warning - Catastrophic Fires | 2025 | Electric Reliability | 233.2301 | 749.2523 | 2025 | Mitigation | 0.011149 | 10 | 0 | esc | 0.011149 | 2.6002 | 0.011149 | 2.6002 | 0.011149 | 2.6002 | 0.011149 | 2.6002
[149 empty] | 7.3.2.1.3 Advanced weather monitoring and weather stations Weather StationsWLDFRElectric Reliability | WLDFR | HFTD - Distribution - Tier 2 - 4QU CoRE ¦ 3QU LoRE | Red Flag Warning - Catastrophic Fires | 2026 | Electric Reliability | 233.2301 | 749.2523 | 2026 | Mitigation | 0.011149 | 10 | 0 | esc | 0.011149 | 2.6002 | 0.011149 | 2.6002 | 0.011149 | 2.6002 | 0.011149 | 2.6002
[149 empty] | 7.3.2.1.3 Advanced weather monitoring and weather stations Weather StationsWLDFRElectric Reliability | WLDFR | HFTD - Distribution - Tier 2 - 4QU CoRE ¦ 3QU LoRE | Red Flag Warning - Catastrophic Fires | 2027 | Electric Reliability | 233.2301 | 749.2523 | 2027 | Mitigation | 0.011149 | 10 | 0 | esc | 0.011149 | 2.6002 | 0.011149 | 2.6002 | 0.011149 | 2.6002 | 0.011149 | 2.6002
[149 empty] | 7.3.2.1.3 Advanced weather monitoring and weather stations Weather StationsWLDFRElectric Reliability | WLDFR | HFTD - Distribution - Tier 2 - 4QU CoRE ¦ 3QU LoRE | Red Flag Warning - Catastrophic Fires | 2028 | Electric Reliability | 247.273 | 749.2523 | 2028 | Mitigation | 0.011149 | 10 | 0 | esc | 0.011149 | 2.7568 | 0.011149 | 2.7568 | 0.011149 | 2.7568 | 0.011149 | 2.7568
[149 empty] | 7.3.2.1.3 Advanced weather monitoring and weather stations Weather StationsWLDFRElectric Reliability | WLDFR | HFTD - Distribution - Tier 2 - 4QU CoRE ¦ 3QU LoRE | Red Flag Warning - Catastrophic Fires | 2029 | Electric Reliability | 247.273 | 749.2523 | 2029 | Mitigation | 0.011149 | 10 | 0 | esc | 0.011149 | 2.7568 | 0.011149 | 2.7568 | 0.011149 | 2.7568 | 0.011149 | 2.7568
[149 empty] | 7.3.2.1.3 Advanced weather monitoring and weather stations Weather StationsWLDFRElectric Reliability | WLDFR | HFTD - Distribution - Tier 2 - 4QU CoRE ¦ 3QU LoRE | Red Flag Warning - Catastrophic Fires | 2030 | Electric Reliability | 247.273 | 749.2523 | 2030 | Mitigation | 0.011149 | 10 | 0 | esc | 0 | 0 | 0.011149 | 2.7568 | 0.011149 | 2.7568 | 0.011149 | 2.7568
[149 empty] | 7.3.2.1.3 Advanced weather monitoring and weather stations Weather StationsWLDFRElectric Reliability | WLDFR | HFTD - Distribution - Tier 2 - 4QU CoRE ¦ 3QU LoRE | Red Flag Warning - Catastrophic Fires | 2031 | Electric Reliability | 247.273 | 749.2523 | 2031 | Mitigation | 0.011149 | 10 | 0 | esc | 0 | 0 | 0 | 0 | 0.011149 | 2.7568 | 0.011149 | 2.7568
[149 empty] | 7.3.2.1.3 Advanced weather monitoring and weather stations Weather StationsWLDFRElectric Reliability | WLDFR | HFTD - Distribution - Tier 2 - 4QU CoRE ¦ 3QU LoRE | Red Flag Warning - Catastrophic Fires | 2032 | Electric Reliability | 247.273 | 749.2523 | 2032 | Mitigation | 0.011149 | 10 | 0 | esc | 0 | 0 | 0 | 0 | 0 | 0 | 0.011149 | 2.7568
[149 empty] | 7.3.2.1.3 Advanced weather monitoring and weather stations Weather StationsWLDFRElectric Reliability | WLDFR | HFTD - Distribution - Tier 2 - 4QU CoRE ¦ 3QU LoRE | Red Flag Warning - Destructive Fires | 2021 | Electric Reliability | 222.2294 | 749.2523 | 2021 | Mitigation | 0.011149 | 10 | 0 | esc | 0.011149 | 2.4776 | 0.011149 | 2.4776 | 0 | 0 | 0 | 0
[149 empty] | 7.3.2.1.3 Advanced weather monitoring and weather stations Weather StationsWLDFRElectric Reliability | WLDFR | HFTD - Distribution - Tier 2 - 4QU CoRE ¦ 3QU LoRE | Red Flag Warning - Destructive Fires | 2022 | Electric Reliability | 222.2294 | 749.2523 | 2022 | Mitigation | 0.011149 | 10 | 0 | esc | 0.011149 | 2.4776 | 0.011149 | 2.4776 | 0.011149 | 2.4776 | 0 | 0
[149 empty] | 7.3.2.1.3 Advanced weather monitoring and weather stations Weather StationsWLDFRElectric Reliability | WLDFR | HFTD - Distribution - Tier 2 - 4QU CoRE ¦ 3QU LoRE | Red Flag Warning - Destructive Fires | 2023 | Electric Reliability | 233.2301 | 749.2523 | 2023 | Mitigation | 0.011149 | 10 | 0 | esc | 0.011149 | 2.6002 | 0.011149 | 2.6002 | 0.011149 | 2.6002 | 0.011149 | 2.6002
[149 empty] | 7.3.2.1.3 Advanced weather monitoring and weather stations Weather StationsWLDFRElectric Reliability | WLDFR | HFTD - Distribution - Tier 2 - 4QU CoRE ¦ 3QU LoRE | Red Flag Warning - Destructive Fires | 2024 | Electric Reliability | 233.2301 | 749.2523 | 2024 | Mitigation | 0.011149 | 10 | 0 | esc | 0.011149 | 2.6002 | 0.011149 | 2.6002 | 0.011149 | 2.6002 | 0.011149 | 2.6002
[149 empty] | 7.3.2.1.3 Advanced weather monitoring and weather stations Weather StationsWLDFRElectric Reliability | WLDFR | HFTD - Distribution - Tier 2 - 4QU CoRE ¦ 3QU LoRE | Red Flag Warning - Destructive Fires | 2025 | Electric Reliability | 233.2301 | 749.2523 | 2025 | Mitigation | 0.011149 | 10 | 0 | esc | 0.011149 | 2.6002 | 0.011149 | 2.6002 | 0.011149 | 2.6002 | 0.011149 | 2.6002
[149 empty] | 7.3.2.1.3 Advanced weather monitoring and weather stations Weather StationsWLDFRElectric Reliability | WLDFR | HFTD - Distribution - Tier 2 - 4QU CoRE ¦ 3QU LoRE | Red Flag Warning - Destructive Fires | 2026 | Electric Reliability | 233.2301 | 749.2523 | 2026 | Mitigation | 0.011149 | 10 | 0 | esc | 0.011149 | 2.6002 | 0.011149 | 2.6002 | 0.011149 | 2.6002 | 0.011149 | 2.6002
[149 empty] | 7.3.2.1.3 Advanced weather monitoring and weather stations Weather StationsWLDFRElectric Reliability | WLDFR | HFTD - Distribution - Tier 2 - 4QU CoRE ¦ 3QU LoRE | Red Flag Warning - Destructive Fires | 2027 | Electric Reliability | 233.2301 | 749.2523 | 2027 | Mitigation | 0.011149 | 10 | 0 | esc | 0.011149 | 2.6002 | 0.011149 | 2.6002 | 0.011149 | 2.6002 | 0.011149 | 2.6002
[149 empty] | 7.3.2.1.3 Advanced weather monitoring and weather stations Weather StationsWLDFRElectric Reliability | WLDFR | HFTD - Distribution - Tier 2 - 4QU CoRE ¦ 3QU LoRE | Red Flag Warning - Destructive Fires | 2028 | Electric Reliability | 247.273 | 749.2523 | 2028 | Mitigation | 0.011149 | 10 | 0 | esc | 0.011149 | 2.7568 | 0.011149 | 2.7568 | 0.011149 | 2.7568 | 0.011149 | 2.7568
[149 empty] | 7.3.2.1.3 Advanced weather monitoring and weather stations Weather StationsWLDFRElectric Reliability | WLDFR | HFTD - Distribution - Tier 2 - 4QU CoRE ¦ 3QU LoRE | Red Flag Warning - Destructive Fires | 2029 | Electric Reliability | 247.273 | 749.2523 | 2029 | Mitigation | 0.011149 | 10 | 0 | esc | 0.011149 | 2.7568 | 0.011149 | 2.7568 | 0.011149 | 2.7568 | 0.011149 | 2.7568
[149 empty] | 7.3.2.1.3 Advanced weather monitoring and weather stations Weather StationsWLDFRElectric Reliability | WLDFR | HFTD - Distribution - Tier 2 - 4QU CoRE ¦ 3QU LoRE | Red Flag Warning - Destructive Fires | 2030 | Electric Reliability | 247.273 | 749.2523 | 2030 | Mitigation | 0.011149 | 10 | 0 | esc | 0 | 0 | 0.011149 | 2.7568 | 0.011149 | 2.7568 | 0.011149 | 2.7568
[149 empty] | 7.3.2.1.3 Advanced weather monitoring and weather stations Weather StationsWLDFRElectric Reliability | WLDFR | HFTD - Distribution - Tier 2 - 4QU CoRE ¦ 3QU LoRE | Red Flag Warning - Destructive Fires | 2031 | Electric Reliability | 247.273 | 749.2523 | 2031 | Mitigation | 0.011149 | 10 | 0 | esc | 0 | 0 | 0 | 0 | 0.011149 | 2.7568 | 0.011149 | 2.7568
[149 empty] | 7.3.2.1.3 Advanced weather monitoring and weather stations Weather StationsWLDFRElectric Reliability | WLDFR | HFTD - Distribution - Tier 2 - 4QU CoRE ¦ 3QU LoRE | Red Flag Warning - Destructive Fires | 2032 | Electric Reliability | 247.273 | 749.2523 | 2032 | Mitigation | 0.011149 | 10 | 0 | esc | 0 | 0 | 0 | 0 | 0 | 0 | 0.011149 | 2.7568
[149 empty] | 7.3.2.1.3 Advanced weather monitoring and weather stations Weather StationsWLDFRElectric Reliability | WLDFR | HFTD - Distribution - Tier 2 - 4QU CoRE ¦ 3QU LoRE | Red Flag Warning - Large Fires | 2021 | Electric Reliability | 0.69642 | 749.2523 | 2021 | Mitigation | 0.011149 | 10 | 0 | esc | 0.011149 | 0.0077642 | 0.011149 | 0.0077642 | 0 | 0 | 0 | 0
[149 empty] | 7.3.2.1.3 Advanced weather monitoring and weather stations Weather StationsWLDFRElectric Reliability | WLDFR | HFTD - Distribution - Tier 2 - 4QU CoRE ¦ 3QU LoRE | Red Flag Warning - Large Fires | 2022 | Electric Reliability | 0.69642 | 749.2523 | 2022 | Mitigation | 0.011149 | 10 | 0 | esc | 0.011149 | 0.0077642 | 0.011149 | 0.0077642 | 0.011149 | 0.0077642 | 0 | 0
[149 empty] | 7.3.2.1.3 Advanced weather monitoring and weather stations Weather StationsWLDFRElectric Reliability | WLDFR | HFTD - Distribution - Tier 2 - 4QU CoRE ¦ 3QU LoRE | Red Flag Warning - Large Fires | 2023 | Electric Reliability | 0.71896 | 749.2523 | 2023 | Mitigation | 0.011149 | 10 | 0 | esc | 0.011149 | 0.0080156 | 0.011149 | 0.0080156 | 0.011149 | 0.0080156 | 0.011149 | 0.0080156
[149 empty] | 7.3.2.1.3 Advanced weather monitoring and weather stations Weather StationsWLDFRElectric Reliability | WLDFR | HFTD - Distribution - Tier 2 - 4QU CoRE ¦ 3QU LoRE | Red Flag Warning - Large Fires | 2024 | Electric Reliability | 0.71896 | 749.2523 | 2024 | Mitigation | 0.011149 | 10 | 0 | esc | 0.011149 | 0.0080156 | 0.011149 | 0.0080156 | 0.011149 | 0.0080156 | 0.011149 | 0.0080156
[149 empty] | 7.3.2.1.3 Advanced weather monitoring and weather stations Weather StationsWLDFRElectric Reliability | WLDFR | HFTD - Distribution - Tier 2 - 4QU CoRE ¦ 3QU LoRE | Red Flag Warning - Large Fires | 2025 | Electric Reliability | 0.71896 | 749.2523 | 2025 | Mitigation | 0.011149 | 10 | 0 | esc | 0.011149 | 0.0080156 | 0.011149 | 0.0080156 | 0.011149 | 0.0080156 | 0.011149 | 0.0080156
[149 empty] | 7.3.2.1.3 Advanced weather monitoring and weather stations Weather StationsWLDFRElectric Reliability | WLDFR | HFTD - Distribution - Tier 2 - 4QU CoRE ¦ 3QU LoRE | Red Flag Warning - Large Fires | 2026 | Electric Reliability | 0.71896 | 749.2523 | 2026 | Mitigation | 0.011149 | 10 | 0 | esc | 0.011149 | 0.0080156 | 0.011149 | 0.0080156 | 0.011149 | 0.0080156 | 0.011149 | 0.0080156
[149 empty] | 7.3.2.1.3 Advanced weather monitoring and weather stations Weather StationsWLDFRElectric Reliability | WLDFR | HFTD - Distribution - Tier 2 - 4QU CoRE ¦ 3QU LoRE | Red Flag Warning - Large Fires | 2027 | Electric Reliability | 0.71896 | 749.2523 | 2027 | Mitigation | 0.011149 | 10 | 0 | esc | 0.011149 | 0.0080156 | 0.011149 | 0.0080156 | 0.011149 | 0.0080156 | 0.011149 | 0.0080156
[149 empty] | 7.3.2.1.3 Advanced weather monitoring and weather stations Weather StationsWLDFRElectric Reliability | WLDFR | HFTD - Distribution - Tier 2 - 4QU CoRE ¦ 3QU LoRE | Red Flag Warning - Large Fires | 2028 | Electric Reliability | 0.74734 | 749.2523 | 2028 | Mitigation | 0.011149 | 10 | 0 | esc | 0.011149 | 0.0083319 | 0.011149 | 0.0083319 | 0.011149 | 0.0083319 | 0.011149 | 0.0083319
[149 empty] | 7.3.2.1.3 Advanced weather monitoring and weather stations Weather StationsWLDFRElectric Reliability | WLDFR | HFTD - Distribution - Tier 2 - 4QU CoRE ¦ 3QU LoRE | Red Flag Warning - Large Fires | 2029 | Electric Reliability | 0.74734 | 749.2523 | 2029 | Mitigation | 0.011149 | 10 | 0 | esc | 0.011149 | 0.0083319 | 0.011149 | 0.0083319 | 0.011149 | 0.0083319 | 0.011149 | 0.0083319
[149 empty] | 7.3.2.1.3 Advanced weather monitoring and weather stations Weather StationsWLDFRElectric Reliability | WLDFR | HFTD - Distribution - Tier 2 - 4QU CoRE ¦ 3QU LoRE | Red Flag Warning - Large Fires | 2030 | Electric Reliability | 0.74734 | 749.2523 | 2030 | Mitigation | 0.011149 | 10 | 0 | esc | 0 | 0 | 0.011149 | 0.0083319 | 0.011149 | 0.0083319 | 0.011149 | 0.0083319
[149 empty] | 7.3.2.1.3 Advanced weather monitoring and weather stations Weather StationsWLDFRElectric Reliability | WLDFR | HFTD - Distribution - Tier 2 - 4QU CoRE ¦ 3QU LoRE | Red Flag Warning - Large Fires | 2031 | Electric Reliability | 0.74734 | 749.2523 | 2031 | Mitigation | 0.011149 | 10 | 0 | esc | 0 | 0 | 0 | 0 | 0.011149 | 0.0083319 | 0.011149 | 0.0083319
[149 empty] | 7.3.2.1.3 Advanced weather monitoring and weather stations Weather StationsWLDFRElectric Reliability | WLDFR | HFTD - Distribution - Tier 2 - 4QU CoRE ¦ 3QU LoRE | Red Flag Warning - Large Fires | 2032 | Electric Reliability | 0.74734 | 749.2523 | 2032 | Mitigation | 0.011149 | 10 | 0 | esc | 0 | 0 | 0 | 0 | 0 | 0 | 0.011149 | 0.0083319
[149 empty] | 7.3.2.1.3 Advanced weather monitoring and weather stations Weather StationsWLDFRElectric Reliability | WLDFR | HFTD - Distribution - Tier 2 - 4QU CoRE ¦ 3QU LoRE | Red Flag Warning - Small Fires | 2021 | Electric Reliability | 0.036425 | 749.2523 | 2021 | Mitigation | 0.011149 | 10 | 0 | esc | 0.011149 | 0.0004061 | 0.011149 | 0.0004061 | 0 | 0 | 0 | 0
[149 empty] | 7.3.2.1.3 Advanced weather monitoring and weather stations Weather StationsWLDFRElectric Reliability | WLDFR | HFTD - Distribution - Tier 2 - 4QU CoRE ¦ 3QU LoRE | Red Flag Warning - Small Fires | 2022 | Electric Reliability | 0.036425 | 749.2523 | 2022 | Mitigation | 0.011149 | 10 | 0 | esc | 0.011149 | 0.0004061 | 0.011149 | 0.0004061 | 0.011149 | 0.0004061 | 0 | 0
[149 empty] | 7.3.2.1.3 Advanced weather monitoring and weather stations Weather StationsWLDFRElectric Reliability | WLDFR | HFTD - Distribution - Tier 2 - 4QU CoRE ¦ 3QU LoRE | Red Flag Warning - Small Fires | 2023 | Electric Reliability | 0.03759 | 749.2523 | 2023 | Mitigation | 0.011149 | 10 | 0 | esc | 0.011149 | 0.00041909 | 0.011149 | 0.00041909 | 0.011149 | 0.00041909 | 0.011149 | 0.00041909
[149 empty] | 7.3.2.1.3 Advanced weather monitoring and weather stations Weather StationsWLDFRElectric Reliability | WLDFR | HFTD - Distribution - Tier 2 - 4QU CoRE ¦ 3QU LoRE | Red Flag Warning - Small Fires | 2024 | Electric Reliability | 0.03759 | 749.2523 | 2024 | Mitigation | 0.011149 | 10 | 0 | esc | 0.011149 | 0.00041909 | 0.011149 | 0.00041909 | 0.011149 | 0.00041909 | 0.011149 | 0.00041909
[149 empty] | 7.3.2.1.3 Advanced weather monitoring and weather stations Weather StationsWLDFRElectric Reliability | WLDFR | HFTD - Distribution - Tier 2 - 4QU CoRE ¦ 3QU LoRE | Red Flag Warning - Small Fires | 2025 | Electric Reliability | 0.03759 | 749.2523 | 2025 | Mitigation | 0.011149 | 10 | 0 | esc | 0.011149 | 0.00041909 | 0.011149 | 0.00041909 | 0.011149 | 0.00041909 | 0.011149 | 0.00041909
[149 empty] | 7.3.2.1.3 Advanced weather monitoring and weather stations Weather StationsWLDFRElectric Reliability | WLDFR | HFTD - Distribution - Tier 2 - 4QU CoRE ¦ 3QU LoRE | Red Flag Warning - Small Fires | 2026 | Electric Reliability | 0.03759 | 749.2523 | 2026 | Mitigation | 0.011149 | 10 | 0 | esc | 0.011149 | 0.00041909 | 0.011149 | 0.00041909 | 0.011149 | 0.00041909 | 0.011149 | 0.00041909
[149 empty] | 7.3.2.1.3 Advanced weather monitoring and weather stations Weather StationsWLDFRElectric Reliability | WLDFR | HFTD - Distribution - Tier 2 - 4QU CoRE ¦ 3QU LoRE | Red Flag Warning - Small Fires | 2027 | Electric Reliability | 0.03759 | 749.2523 | 2027 | Mitigation | 0.011149 | 10 | 0 | esc | 0.011149 | 0.00041909 | 0.011149 | 0.00041909 | 0.011149 | 0.00041909 | 0.011149 | 0.00041909
[149 empty] | 7.3.2.1.3 Advanced weather monitoring and weather stations Weather StationsWLDFRElectric Reliability | WLDFR | HFTD - Distribution - Tier 2 - 4QU CoRE ¦ 3QU LoRE | Red Flag Warning - Small Fires | 2028 | Electric Reliability | 0.039055 | 749.2523 | 2028 | Mitigation | 0.011149 | 10 | 0 | esc | 0.011149 | 0.00043542 | 0.011149 | 0.00043542 | 0.011149 | 0.00043542 | 0.011149 | 0.00043542
[149 empty] | 7.3.2.1.3 Advanced weather monitoring and weather stations Weather StationsWLDFRElectric Reliability | WLDFR | HFTD - Distribution - Tier 2 - 4QU CoRE ¦ 3QU LoRE | Red Flag Warning - Small Fires | 2029 | Electric Reliability | 0.039055 | 749.2523 | 2029 | Mitigation | 0.011149 | 10 | 0 | esc | 0.011149 | 0.00043542 | 0.011149 | 0.00043542 | 0.011149 | 0.00043542 | 0.011149 | 0.00043542
[149 empty] | 7.3.2.1.3 Advanced weather monitoring and weather stations Weather StationsWLDFRElectric Reliability | WLDFR | HFTD - Distribution - Tier 2 - 4QU CoRE ¦ 3QU LoRE | Red Flag Warning - Small Fires | 2030 | Electric Reliability | 0.039055 | 749.2523 | 2030 | Mitigation | 0.011149 | 10 | 0 | esc | 0 | 0 | 0.011149 | 0.00043542 | 0.011149 | 0.00043542 | 0.011149 | 0.00043542
[149 empty] | 7.3.2.1.3 Advanced weather monitoring and weather stations Weather StationsWLDFRElectric Reliability | WLDFR | HFTD - Distribution - Tier 2 - 4QU CoRE ¦ 3QU LoRE | Red Flag Warning - Small Fires | 2031 | Electric Reliability | 0.039055 | 749.2523 | 2031 | Mitigation | 0.011149 | 10 | 0 | esc | 0 | 0 | 0 | 0 | 0.011149 | 0.00043542 | 0.011149 | 0.00043542
[149 empty] | 7.3.2.1.3 Advanced weather monitoring and weather stations Weather StationsWLDFRElectric Reliability | WLDFR | HFTD - Distribution - Tier 2 - 4QU CoRE ¦ 3QU LoRE | Red Flag Warning - Small Fires | 2032 | Electric Reliability | 0.039055 | 749.2523 | 2032 | Mitigation | 0.011149 | 10 | 0 | esc | 0 | 0 | 0 | 0 | 0 | 0 | 0.011149 | 0.00043542
[149 empty] | 7.3.2.1.3 Advanced weather monitoring and weather stations Weather StationsWLDFRElectric Reliability | WLDFR | HFTD - Distribution - Tier 2 - 4QU CoRE ¦ 3QU LoRE | Seismic - Non-Red Flag Warning - Catastrophic Fires | 2021 | Electric Reliability | 409.2237 | 749.2523 | 2021 | Mitigation | 0.011149 | 10 | 0 | esc | 0.011149 | 4.5624 | 0.011149 | 4.5624 | 0 | 0 | 0 | 0
[149 empty] | 7.3.2.1.3 Advanced weather monitoring and weather stations Weather StationsWLDFRElectric Reliability | WLDFR | HFTD - Distribution - Tier 2 - 4QU CoRE ¦ 3QU LoRE | Seismic - Non-Red Flag Warning - Catastrophic Fires | 2022 | Electric Reliability | 409.2237 | 749.2523 | 2022 | Mitigation | 0.011149 | 10 | 0 | esc | 0.011149 | 4.5624 | 0.011149 | 4.5624 | 0.011149 | 4.5624 | 0 | 0
[149 empty] | 7.3.2.1.3 Advanced weather monitoring and weather stations Weather StationsWLDFRElectric Reliability | WLDFR | HFTD - Distribution - Tier 2 - 4QU CoRE ¦ 3QU LoRE | Seismic - Non-Red Flag Warning - Catastrophic Fires | 2023 | Electric Reliability | 428.6023 | 749.2523 | 2023 | Mitigation | 0.011149 | 10 | 0 | esc | 0.011149 | 4.7784 | 0.011149 | 4.7784 | 0.011149 | 4.7784 | 0.011149 | 4.7784
[149 empty] | 7.3.2.1.3 Advanced weather monitoring and weather stations Weather StationsWLDFRElectric Reliability | WLDFR | HFTD - Distribution - Tier 2 - 4QU CoRE ¦ 3QU LoRE | Seismic - Non-Red Flag Warning - Catastrophic Fires | 2024 | Electric Reliability | 428.6023 | 749.2523 | 2024 | Mitigation | 0.011149 | 10 | 0 | esc | 0.011149 | 4.7784 | 0.011149 | 4.7784 | 0.011149 | 4.7784 | 0.011149 | 4.7784
[149 empty] | 7.3.2.1.3 Advanced weather monitoring and weather stations Weather StationsWLDFRElectric Reliability | WLDFR | HFTD - Distribution - Tier 2 - 4QU CoRE ¦ 3QU LoRE | Seismic - Non-Red Flag Warning - Catastrophic Fires | 2025 | Electric Reliability | 428.6023 | 749.2523 | 2025 | Mitigation | 0.011149 | 10 | 0 | esc | 0.011149 | 4.7784 | 0.011149 | 4.7784 | 0.011149 | 4.7784 | 0.011149 | 4.7784
[149 empty] | 7.3.2.1.3 Advanced weather monitoring and weather stations Weather StationsWLDFRElectric Reliability | WLDFR | HFTD - Distribution - Tier 2 - 4QU CoRE ¦ 3QU LoRE | Seismic - Non-Red Flag Warning - Catastrophic Fires | 2026 | Electric Reliability | 428.6023 | 749.2523 | 2026 | Mitigation | 0.011149 | 10 | 0 | esc | 0.011149 | 4.7784 | 0.011149 | 4.7784 | 0.011149 | 4.7784 | 0.011149 | 4.7784
[149 empty] | 7.3.2.1.3 Advanced weather monitoring and weather stations Weather StationsWLDFRElectric Reliability | WLDFR | HFTD - Distribution - Tier 2 - 4QU CoRE ¦ 3QU LoRE | Seismic - Non-Red Flag Warning - Catastrophic Fires | 2027 | Electric Reliability | 428.6023 | 749.2523 | 2027 | Mitigation | 0.011149 | 10 | 0 | esc | 0.011149 | 4.7784 | 0.011149 | 4.7784 | 0.011149 | 4.7784 | 0.011149 | 4.7784
[149 empty] | 7.3.2.1.3 Advanced weather monitoring and weather stations Weather StationsWLDFRElectric Reliability | WLDFR | HFTD - Distribution - Tier 2 - 4QU CoRE ¦ 3QU LoRE | Seismic - Non-Red Flag Warning - Catastrophic Fires | 2028 | Electric Reliability | 453.261 | 749.2523 | 2028 | Mitigation | 0.011149 | 10 | 0 | esc | 0.011149 | 5.0533 | 0.011149 | 5.0533 | 0.011149 | 5.0533 | 0.011149 | 5.0533
[149 empty] | 7.3.2.1.3 Advanced weather monitoring and weather stations Weather StationsWLDFRElectric Reliability | WLDFR | HFTD - Distribution - Tier 2 - 4QU CoRE ¦ 3QU LoRE | Seismic - Non-Red Flag Warning - Catastrophic Fires | 2029 | Electric Reliability | 453.261 | 749.2523 | 2029 | Mitigation | 0.011149 | 10 | 0 | esc | 0.011149 | 5.0533 | 0.011149 | 5.0533 | 0.011149 | 5.0533 | 0.011149 | 5.0533
[149 empty] | 7.3.2.1.3 Advanced weather monitoring and weather stations Weather StationsWLDFRElectric Reliability | WLDFR | HFTD - Distribution - Tier 2 - 4QU CoRE ¦ 3QU LoRE | Seismic - Non-Red Flag Warning - Catastrophic Fires | 2030 | Electric Reliability | 453.261 | 749.2523 | 2030 | Mitigation | 0.011149 | 10 | 0 | esc | 0 | 0 | 0.011149 | 5.0533 | 0.011149 | 5.0533 | 0.011149 | 5.0533
[149 empty] | 7.3.2.1.3 Advanced weather monitoring and weather stations Weather StationsWLDFRElectric Reliability | WLDFR | HFTD - Distribution - Tier 2 - 4QU CoRE ¦ 3QU LoRE | Seismic - Non-Red Flag Warning - Catastrophic Fires | 2031 | Electric Reliability | 453.261 | 749.2523 | 2031 | Mitigation | 0.011149 | 10 | 0 | esc | 0 | 0 | 0 | 0 | 0.011149 | 5.0533 | 0.011149 | 5.0533
[149 empty] | 7.3.2.1.3 Advanced weather monitoring and weather stations Weather StationsWLDFRElectric Reliability | WLDFR | HFTD - Distribution - Tier 2 - 4QU CoRE ¦ 3QU LoRE | Seismic - Non-Red Flag Warning - Catastrophic Fires | 2032 | Electric Reliability | 453.261 | 749.2523 | 2032 | Mitigation | 0.011149 | 10 | 0 | esc | 0 | 0 | 0 | 0 | 0 | 0 | 0.011149 | 5.0533
[149 empty] | 7.3.2.1.3 Advanced weather monitoring and weather stations Weather StationsWLDFRElectric Reliability | WLDFR | HFTD - Distribution - Tier 2 - 4QU CoRE ¦ 3QU LoRE | Seismic - Red Flag Warning - Catastrophic Fires | 2021 | Electric Reliability | 409.2237 | 749.2523 | 2021 | Mitigation | 0.011149 | 10 | 0 | esc | 0.011149 | 4.5624 | 0.011149 | 4.5624 | 0 | 0 | 0 | 0
[149 empty] | 7.3.2.1.3 Advanced weather monitoring and weather stations Weather StationsWLDFRElectric Reliability | WLDFR | HFTD - Distribution - Tier 2 - 4QU CoRE ¦ 3QU LoRE | Seismic - Red Flag Warning - Catastrophic Fires | 2022 | Electric Reliability | 409.2237 | 749.2523 | 2022 | Mitigation | 0.011149 | 10 | 0 | esc | 0.011149 | 4.5624 | 0.011149 | 4.5624 | 0.011149 | 4.5624 | 0 | 0
[149 empty] | 7.3.2.1.3 Advanced weather monitoring and weather stations Weather StationsWLDFRElectric Reliability | WLDFR | HFTD - Distribution - Tier 2 - 4QU CoRE ¦ 3QU LoRE | Seismic - Red Flag Warning - Catastrophic Fires | 2023 | Electric Reliability | 428.6023 | 749.2523 | 2023 | Mitigation | 0.011149 | 10 | 0 | esc | 0.011149 | 4.7784 | 0.011149 | 4.7784 | 0.011149 | 4.7784 | 0.011149 | 4.7784
[149 empty] | 7.3.2.1.3 Advanced weather monitoring and weather stations Weather StationsWLDFRElectric Reliability | WLDFR | HFTD - Distribution - Tier 2 - 4QU CoRE ¦ 3QU LoRE | Seismic - Red Flag Warning - Catastrophic Fires | 2024 | Electric Reliability | 428.6023 | 749.2523 | 2024 | Mitigation | 0.011149 | 10 | 0 | esc | 0.011149 | 4.7784 | 0.011149 | 4.7784 | 0.011149 | 4.7784 | 0.011149 | 4.7784
[149 empty] | 7.3.2.1.3 Advanced weather monitoring and weather stations Weather StationsWLDFRElectric Reliability | WLDFR | HFTD - Distribution - Tier 2 - 4QU CoRE ¦ 3QU LoRE | Seismic - Red Flag Warning - Catastrophic Fires | 2025 | Electric Reliability | 428.6023 | 749.2523 | 2025 | Mitigation | 0.011149 | 10 | 0 | esc | 0.011149 | 4.7784 | 0.011149 | 4.7784 | 0.011149 | 4.7784 | 0.011149 | 4.7784
[149 empty] | 7.3.2.1.3 Advanced weather monitoring and weather stations Weather StationsWLDFRElectric Reliability | WLDFR | HFTD - Distribution - Tier 2 - 4QU CoRE ¦ 3QU LoRE | Seismic - Red Flag Warning - Catastrophic Fires | 2026 | Electric Reliability | 428.6023 | 749.2523 | 2026 | Mitigation | 0.011149 | 10 | 0 | esc | 0.011149 | 4.7784 | 0.011149 | 4.7784 | 0.011149 | 4.7784 | 0.011149 | 4.7784
[149 empty] | 7.3.2.1.3 Advanced weather monitoring and weather stations Weather StationsWLDFRElectric Reliability | WLDFR | HFTD - Distribution - Tier 2 - 4QU CoRE ¦ 3QU LoRE | Seismic - Red Flag Warning - Catastrophic Fires | 2027 | Electric Reliability | 428.6023 | 749.2523 | 2027 | Mitigation | 0.011149 | 10 | 0 | esc | 0.011149 | 4.7784 | 0.011149 | 4.7784 | 0.011149 | 4.7784 | 0.011149 | 4.7784
[149 empty] | 7.3.2.1.3 Advanced weather monitoring and weather stations Weather StationsWLDFRElectric Reliability | WLDFR | HFTD - Distribution - Tier 2 - 4QU CoRE ¦ 3QU LoRE | Seismic - Red Flag Warning - Catastrophic Fires | 2028 | Electric Reliability | 453.261 | 749.2523 | 2028 | Mitigation | 0.011149 | 10 | 0 | esc | 0.011149 | 5.0533 | 0.011149 | 5.0533 | 0.011149 | 5.0533 | 0.011149 | 5.0533
[149 empty] | 7.3.2.1.3 Advanced weather monitoring and weather stations Weather StationsWLDFRElectric Reliability | WLDFR | HFTD - Distribution - Tier 2 - 4QU CoRE ¦ 3QU LoRE | Seismic - Red Flag Warning - Catastrophic Fires | 2029 | Electric Reliability | 453.261 | 749.2523 | 2029 | Mitigation | 0.011149 | 10 | 0 | esc | 0.011149 | 5.0533 | 0.011149 | 5.0533 | 0.011149 | 5.0533 | 0.011149 | 5.0533
[149 empty] | 7.3.2.1.3 Advanced weather monitoring and weather stations Weather StationsWLDFRElectric Reliability | WLDFR | HFTD - Distribution - Tier 2 - 4QU CoRE ¦ 3QU LoRE | Seismic - Red Flag Warning - Catastrophic Fires | 2030 | Electric Reliability | 453.261 | 749.2523 | 2030 | Mitigation | 0.011149 | 10 | 0 | esc | 0 | 0 | 0.011149 | 5.0533 | 0.011149 | 5.0533 | 0.011149 | 5.0533
[149 empty] | 7.3.2.1.3 Advanced weather monitoring and weather stations Weather StationsWLDFRElectric Reliability | WLDFR | HFTD - Distribution - Tier 2 - 4QU CoRE ¦ 3QU LoRE | Seismic - Red Flag Warning - Catastrophic Fires | 2031 | Electric Reliability | 453.261 | 749.2523 | 2031 | Mitigation | 0.011149 | 10 | 0 | esc | 0 | 0 | 0 | 0 | 0.011149 | 5.0533 | 0.011149 | 5.0533
[149 empty] | 7.3.2.1.3 Advanced weather monitoring and weather stations Weather StationsWLDFRElectric Reliability | WLDFR | HFTD - Distribution - Tier 2 - 4QU CoRE ¦ 3QU LoRE | Seismic - Red Flag Warning - Catastrophic Fires | 2032 | Electric Reliability | 453.261 | 749.2523 | 2032 | Mitigation | 0.011149 | 10 | 0 | esc | 0 | 0 | 0 | 0 | 0 | 0 | 0.011149 | 5.0533
[149 empty] | 7.3.2.1.3 Advanced weather monitoring and weather stations Weather StationsWLDFRElectric Reliability | WLDFR | HFTD - Distribution - Tier 2 - 4QU CoRE ¦ 4QU LoRE | Non-Red Flag Warning - Catastrophic Fires | 2021 | Electric Reliability | 222.2294 | 690.0576 | 2021 | Mitigation | 0.011149 | 10 | 0 | esc | 0.011149 | 2.4776 | 0.011149 | 2.4776 | 0 | 0 | 0 | 0
[149 empty] | 7.3.2.1.3 Advanced weather monitoring and weather stations Weather StationsWLDFRElectric Reliability | WLDFR | HFTD - Distribution - Tier 2 - 4QU CoRE ¦ 4QU LoRE | Non-Red Flag Warning - Catastrophic Fires | 2022 | Electric Reliability | 222.2294 | 690.0576 | 2022 | Mitigation | 0.011149 | 10 | 0 | esc | 0.011149 | 2.4776 | 0.011149 | 2.4776 | 0.011149 | 2.4776 | 0 | 0
[149 empty] | 7.3.2.1.3 Advanced weather monitoring and weather stations Weather StationsWLDFRElectric Reliability | WLDFR | HFTD - Distribution - Tier 2 - 4QU CoRE ¦ 4QU LoRE | Non-Red Flag Warning - Catastrophic Fires | 2023 | Electric Reliability | 233.2301 | 690.0576 | 2023 | Mitigation | 0.011149 | 10 | 0 | esc | 0.011149 | 2.6002 | 0.011149 | 2.6002 | 0.011149 | 2.6002 | 0.011149 | 2.6002
[149 empty] | 7.3.2.1.3 Advanced weather monitoring and weather stations Weather StationsWLDFRElectric Reliability | WLDFR | HFTD - Distribution - Tier 2 - 4QU CoRE ¦ 4QU LoRE | Non-Red Flag Warning - Catastrophic Fires | 2024 | Electric Reliability | 233.2301 | 690.0576 | 2024 | Mitigation | 0.011149 | 10 | 0 | esc | 0.011149 | 2.6002 | 0.011149 | 2.6002 | 0.011149 | 2.6002 | 0.011149 | 2.6002
[149 empty] | 7.3.2.1.3 Advanced weather monitoring and weather stations Weather StationsWLDFRElectric Reliability | WLDFR | HFTD - Distribution - Tier 2 - 4QU CoRE ¦ 4QU LoRE | Non-Red Flag Warning - Catastrophic Fires | 2025 | Electric Reliability | 233.2301 | 690.0576 | 2025 | Mitigation | 0.011149 | 10 | 0 | esc | 0.011149 | 2.6002 | 0.011149 | 2.6002 | 0.011149 | 2.6002 | 0.011149 | 2.6002
[149 empty] | 7.3.2.1.3 Advanced weather monitoring and weather stations Weather StationsWLDFRElectric Reliability | WLDFR | HFTD - Distribution - Tier 2 - 4QU CoRE ¦ 4QU LoRE | Non-Red Flag Warning - Catastrophic Fires | 2026 | Electric Reliability | 233.2301 | 690.0576 | 2026 | Mitigation | 0.011149 | 10 | 0 | esc | 0.011149 | 2.6002 | 0.011149 | 2.6002 | 0.011149 | 2.6002 | 0.011149 | 2.6002
[149 empty] | 7.3.2.1.3 Advanced weather monitoring and weather stations Weather StationsWLDFRElectric Reliability | WLDFR | HFTD - Distribution - Tier 2 - 4QU CoRE ¦ 4QU LoRE | Non-Red Flag Warning - Catastrophic Fires | 2027 | Electric Reliability | 233.2301 | 690.0576 | 2027 | Mitigation | 0.011149 | 10 | 0 | esc | 0.011149 | 2.6002 | 0.011149 | 2.6002 | 0.011149 | 2.6002 | 0.011149 | 2.6002
[149 empty] | 7.3.2.1.3 Advanced weather monitoring and weather stations Weather StationsWLDFRElectric Reliability | WLDFR | HFTD - Distribution - Tier 2 - 4QU CoRE ¦ 4QU LoRE | Non-Red Flag Warning - Catastrophic Fires | 2028 | Electric Reliability | 247.273 | 690.0576 | 2028 | Mitigation | 0.011149 | 10 | 0 | esc | 0.011149 | 2.7568 | 0.011149 | 2.7568 | 0.011149 | 2.7568 | 0.011149 | 2.7568
[149 empty] | 7.3.2.1.3 Advanced weather monitoring and weather stations Weather StationsWLDFRElectric Reliability | WLDFR | HFTD - Distribution - Tier 2 - 4QU CoRE ¦ 4QU LoRE | Non-Red Flag Warning - Catastrophic Fires | 2029 | Electric Reliability | 247.273 | 690.0576 | 2029 | Mitigation | 0.011149 | 10 | 0 | esc | 0.011149 | 2.7568 | 0.011149 | 2.7568 | 0.011149 | 2.7568 | 0.011149 | 2.7568
[149 empty] | 7.3.2.1.3 Advanced weather monitoring and weather stations Weather StationsWLDFRElectric Reliability | WLDFR | HFTD - Distribution - Tier 2 - 4QU CoRE ¦ 4QU LoRE | Non-Red Flag Warning - Catastrophic Fires | 2030 | Electric Reliability | 247.273 | 690.0576 | 2030 | Mitigation | 0.011149 | 10 | 0 | esc | 0 | 0 | 0.011149 | 2.7568 | 0.011149 | 2.7568 | 0.011149 | 2.7568
[149 empty] | 7.3.2.1.3 Advanced weather monitoring and weather stations Weather StationsWLDFRElectric Reliability | WLDFR | HFTD - Distribution - Tier 2 - 4QU CoRE ¦ 4QU LoRE | Non-Red Flag Warning - Catastrophic Fires | 2031 | Electric Reliability | 247.273 | 690.0576 | 2031 | Mitigation | 0.011149 | 10 | 0 | esc | 0 | 0 | 0 | 0 | 0.011149 | 2.7568 | 0.011149 | 2.7568
[149 empty] | 7.3.2.1.3 Advanced weather monitoring and weather stations Weather StationsWLDFRElectric Reliability | WLDFR | HFTD - Distribution - Tier 2 - 4QU CoRE ¦ 4QU LoRE | Non-Red Flag Warning - Catastrophic Fires | 2032 | Electric Reliability | 247.273 | 690.0576 | 2032 | Mitigation | 0.011149 | 10 | 0 | esc | 0 | 0 | 0 | 0 | 0 | 0 | 0.011149 | 2.7568
[149 empty] | 7.3.2.1.3 Advanced weather monitoring and weather stations Weather StationsWLDFRElectric Reliability | WLDFR | HFTD - Distribution - Tier 2 - 4QU CoRE ¦ 4QU LoRE | Non-Red Flag Warning - Destructive Fires | 2021 | Electric Reliability | 222.2294 | 690.0576 | 2021 | Mitigation | 0.011149 | 10 | 0 | esc | 0.011149 | 2.4776 | 0.011149 | 2.4776 | 0 | 0 | 0 | 0
[149 empty] | 7.3.2.1.3 Advanced weather monitoring and weather stations Weather StationsWLDFRElectric Reliability | WLDFR | HFTD - Distribution - Tier 2 - 4QU CoRE ¦ 4QU LoRE | Non-Red Flag Warning - Destructive Fires | 2022 | Electric Reliability | 222.2294 | 690.0576 | 2022 | Mitigation | 0.011149 | 10 | 0 | esc | 0.011149 | 2.4776 | 0.011149 | 2.4776 | 0.011149 | 2.4776 | 0 | 0
[149 empty] | 7.3.2.1.3 Advanced weather monitoring and weather stations Weather StationsWLDFRElectric Reliability | WLDFR | HFTD - Distribution - Tier 2 - 4QU CoRE ¦ 4QU LoRE | Non-Red Flag Warning - Destructive Fires | 2023 | Electric Reliability | 233.2301 | 690.0576 | 2023 | Mitigation | 0.011149 | 10 | 0 | esc | 0.011149 | 2.6002 | 0.011149 | 2.6002 | 0.011149 | 2.6002 | 0.011149 | 2.6002
[149 empty] | 7.3.2.1.3 Advanced weather monitoring and weather stations Weather StationsWLDFRElectric Reliability | WLDFR | HFTD - Distribution - Tier 2 - 4QU CoRE ¦ 4QU LoRE | Non-Red Flag Warning - Destructive Fires | 2024 | Electric Reliability | 233.2301 | 690.0576 | 2024 | Mitigation | 0.011149 | 10 | 0 | esc | 0.011149 | 2.6002 | 0.011149 | 2.6002 | 0.011149 | 2.6002 | 0.011149 | 2.6002
[149 empty] | 7.3.2.1.3 Advanced weather monitoring and weather stations Weather StationsWLDFRElectric Reliability | WLDFR | HFTD - Distribution - Tier 2 - 4QU CoRE ¦ 4QU LoRE | Non-Red Flag Warning - Destructive Fires | 2025 | Electric Reliability | 233.2301 | 690.0576 | 2025 | Mitigation | 0.011149 | 10 | 0 | esc | 0.011149 | 2.6002 | 0.011149 | 2.6002 | 0.011149 | 2.6002 | 0.011149 | 2.6002
[149 empty] | 7.3.2.1.3 Advanced weather monitoring and weather stations Weather StationsWLDFRElectric Reliability | WLDFR | HFTD - Distribution - Tier 2 - 4QU CoRE ¦ 4QU LoRE | Non-Red Flag Warning - Destructive Fires | 2026 | Electric Reliability | 233.2301 | 690.0576 | 2026 | Mitigation | 0.011149 | 10 | 0 | esc | 0.011149 | 2.6002 | 0.011149 | 2.6002 | 0.011149 | 2.6002 | 0.011149 | 2.6002
[149 empty] | 7.3.2.1.3 Advanced weather monitoring and weather stations Weather StationsWLDFRElectric Reliability | WLDFR | HFTD - Distribution - Tier 2 - 4QU CoRE ¦ 4QU LoRE | Non-Red Flag Warning - Destructive Fires | 2027 | Electric Reliability | 233.2301 | 690.0576 | 2027 | Mitigation | 0.011149 | 10 | 0 | esc | 0.011149 | 2.6002 | 0.011149 | 2.6002 | 0.011149 | 2.6002 | 0.011149 | 2.6002
[149 empty] | 7.3.2.1.3 Advanced weather monitoring and weather stations Weather StationsWLDFRElectric Reliability | WLDFR | HFTD - Distribution - Tier 2 - 4QU CoRE ¦ 4QU LoRE | Non-Red Flag Warning - Destructive Fires | 2028 | Electric Reliability | 247.273 | 690.0576 | 2028 | Mitigation | 0.011149 | 10 | 0 | esc | 0.011149 | 2.7568 | 0.011149 | 2.7568 | 0.011149 | 2.7568 | 0.011149 | 2.7568
[149 empty] | 7.3.2.1.3 Advanced weather monitoring and weather stations Weather StationsWLDFRElectric Reliability | WLDFR | HFTD - Distribution - Tier 2 - 4QU CoRE ¦ 4QU LoRE | Non-Red Flag Warning - Destructive Fires | 2029 | Electric Reliability | 247.273 | 690.0576 | 2029 | Mitigation | 0.011149 | 10 | 0 | esc | 0.011149 | 2.7568 | 0.011149 | 2.7568 | 0.011149 | 2.7568 | 0.011149 | 2.7568
[149 empty] | 7.3.2.1.3 Advanced weather monitoring and weather stations Weather StationsWLDFRElectric Reliability | WLDFR | HFTD - Distribution - Tier 2 - 4QU CoRE ¦ 4QU LoRE | Non-Red Flag Warning - Destructive Fires | 2030 | Electric Reliability | 247.273 | 690.0576 | 2030 | Mitigation | 0.011149 | 10 | 0 | esc | 0 | 0 | 0.011149 | 2.7568 | 0.011149 | 2.7568 | 0.011149 | 2.7568
[149 empty] | 7.3.2.1.3 Advanced weather monitoring and weather stations Weather StationsWLDFRElectric Reliability | WLDFR | HFTD - Distribution - Tier 2 - 4QU CoRE ¦ 4QU LoRE | Non-Red Flag Warning - Destructive Fires | 2031 | Electric Reliability | 247.273 | 690.0576 | 2031 | Mitigation | 0.011149 | 10 | 0 | esc | 0 | 0 | 0 | 0 | 0.011149 | 2.7568 | 0.011149 | 2.7568
[149 empty] | 7.3.2.1.3 Advanced weather monitoring and weather stations Weather StationsWLDFRElectric Reliability | WLDFR | HFTD - Distribution - Tier 2 - 4QU CoRE ¦ 4QU LoRE | Non-Red Flag Warning - Destructive Fires | 2032 | Electric Reliability | 247.273 | 690.0576 | 2032 | Mitigation | 0.011149 | 10 | 0 | esc | 0 | 0 | 0 | 0 | 0 | 0 | 0.011149 | 2.7568
[149 empty] | 7.3.2.1.3 Advanced weather monitoring and weather stations Weather StationsWLDFRElectric Reliability | WLDFR | HFTD - Distribution - Tier 2 - 4QU CoRE ¦ 4QU LoRE | Non-Red Flag Warning - Large Fires | 2021 | Electric Reliability | 0.69642 | 690.0576 | 2021 | Mitigation | 0.011149 | 10 | 0 | esc | 0.011149 | 0.0077642 | 0.011149 | 0.0077642 | 0 | 0 | 0 | 0
[149 empty] | 7.3.2.1.3 Advanced weather monitoring and weather stations Weather StationsWLDFRElectric Reliability | WLDFR | HFTD - Distribution - Tier 2 - 4QU CoRE ¦ 4QU LoRE | Non-Red Flag Warning - Large Fires | 2022 | Electric Reliability | 0.69642 | 690.0576 | 2022 | Mitigation | 0.011149 | 10 | 0 | esc | 0.011149 | 0.0077642 | 0.011149 | 0.0077642 | 0.011149 | 0.0077642 | 0 | 0
[149 empty] | 7.3.2.1.3 Advanced weather monitoring and weather stations Weather StationsWLDFRElectric Reliability | WLDFR | HFTD - Distribution - Tier 2 - 4QU CoRE ¦ 4QU LoRE | Non-Red Flag Warning - Large Fires | 2023 | Electric Reliability | 0.71896 | 690.0576 | 2023 | Mitigation | 0.011149 | 10 | 0 | esc | 0.011149 | 0.0080156 | 0.011149 | 0.0080156 | 0.011149 | 0.0080156 | 0.011149 | 0.0080156
[149 empty] | 7.3.2.1.3 Advanced weather monitoring and weather stations Weather StationsWLDFRElectric Reliability | WLDFR | HFTD - Distribution - Tier 2 - 4QU CoRE ¦ 4QU LoRE | Non-Red Flag Warning - Large Fires | 2024 | Electric Reliability | 0.71896 | 690.0576 | 2024 | Mitigation | 0.011149 | 10 | 0 | esc | 0.011149 | 0.0080156 | 0.011149 | 0.0080156 | 0.011149 | 0.0080156 | 0.011149 | 0.0080156
[149 empty] | 7.3.2.1.3 Advanced weather monitoring and weather stations Weather StationsWLDFRElectric Reliability | WLDFR | HFTD - Distribution - Tier 2 - 4QU CoRE ¦ 4QU LoRE | Non-Red Flag Warning - Large Fires | 2025 | Electric Reliability | 0.71896 | 690.0576 | 2025 | Mitigation | 0.011149 | 10 | 0 | esc | 0.011149 | 0.0080156 | 0.011149 | 0.0080156 | 0.011149 | 0.0080156 | 0.011149 | 0.0080156
[149 empty] | 7.3.2.1.3 Advanced weather monitoring and weather stations Weather StationsWLDFRElectric Reliability | WLDFR | HFTD - Distribution - Tier 2 - 4QU CoRE ¦ 4QU LoRE | Non-Red Flag Warning - Large Fires | 2026 | Electric Reliability | 0.71896 | 690.0576 | 2026 | Mitigation | 0.011149 | 10 | 0 | esc | 0.011149 | 0.0080156 | 0.011149 | 0.0080156 | 0.011149 | 0.0080156 | 0.011149 | 0.0080156
[149 empty] | 7.3.2.1.3 Advanced weather monitoring and weather stations Weather StationsWLDFRElectric Reliability | WLDFR | HFTD - Distribution - Tier 2 - 4QU CoRE ¦ 4QU LoRE | Non-Red Flag Warning - Large Fires | 2027 | Electric Reliability | 0.71896 | 690.0576 | 2027 | Mitigation | 0.011149 | 10 | 0 | esc | 0.011149 | 0.0080156 | 0.011149 | 0.0080156 | 0.011149 | 0.0080156 | 0.011149 | 0.0080156
[149 empty] | 7.3.2.1.3 Advanced weather monitoring and weather stations Weather StationsWLDFRElectric Reliability | WLDFR | HFTD - Distribution - Tier 2 - 4QU CoRE ¦ 4QU LoRE | Non-Red Flag Warning - Large Fires | 2028 | Electric Reliability | 0.74734 | 690.0576 | 2028 | Mitigation | 0.011149 | 10 | 0 | esc | 0.011149 | 0.0083319 | 0.011149 | 0.0083319 | 0.011149 | 0.0083319 | 0.011149 | 0.0083319
[149 empty] | 7.3.2.1.3 Advanced weather monitoring and weather stations Weather StationsWLDFRElectric Reliability | WLDFR | HFTD - Distribution - Tier 2 - 4QU CoRE ¦ 4QU LoRE | Non-Red Flag Warning - Large Fires | 2029 | Electric Reliability | 0.74734 | 690.0576 | 2029 | Mitigation | 0.011149 | 10 | 0 | esc | 0.011149 | 0.0083319 | 0.011149 | 0.0083319 | 0.011149 | 0.0083319 | 0.011149 | 0.0083319
[149 empty] | 7.3.2.1.3 Advanced weather monitoring and weather stations Weather StationsWLDFRElectric Reliability | WLDFR | HFTD - Distribution - Tier 2 - 4QU CoRE ¦ 4QU LoRE | Non-Red Flag Warning - Large Fires | 2030 | Electric Reliability | 0.74734 | 690.0576 | 2030 | Mitigation | 0.011149 | 10 | 0 | esc | 0 | 0 | 0.011149 | 0.0083319 | 0.011149 | 0.0083319 | 0.011149 | 0.0083319
[149 empty] | 7.3.2.1.3 Advanced weather monitoring and weather stations Weather StationsWLDFRElectric Reliability | WLDFR | HFTD - Distribution - Tier 2 - 4QU CoRE ¦ 4QU LoRE | Non-Red Flag Warning - Large Fires | 2031 | Electric Reliability | 0.74734 | 690.0576 | 2031 | Mitigation | 0.011149 | 10 | 0 | esc | 0 | 0 | 0 | 0 | 0.011149 | 0.0083319 | 0.011149 | 0.0083319
[149 empty] | 7.3.2.1.3 Advanced weather monitoring and weather stations Weather StationsWLDFRElectric Reliability | WLDFR | HFTD - Distribution - Tier 2 - 4QU CoRE ¦ 4QU LoRE | Non-Red Flag Warning - Large Fires | 2032 | Electric Reliability | 0.74734 | 690.0576 | 2032 | Mitigation | 0.011149 | 10 | 0 | esc | 0 | 0 | 0 | 0 | 0 | 0 | 0.011149 | 0.0083319
[149 empty] | 7.3.2.1.3 Advanced weather monitoring and weather stations Weather StationsWLDFRElectric Reliability | WLDFR | HFTD - Distribution - Tier 2 - 4QU CoRE ¦ 4QU LoRE | Non-Red Flag Warning - Small Fires | 2021 | Electric Reliability | 0.036425 | 690.0576 | 2021 | Mitigation | 0.011149 | 10 | 0 | esc | 0.011149 | 0.0004061 | 0.011149 | 0.0004061 | 0 | 0 | 0 | 0
[149 empty] | 7.3.2.1.3 Advanced weather monitoring and weather stations Weather StationsWLDFRElectric Reliability | WLDFR | HFTD - Distribution - Tier 2 - 4QU CoRE ¦ 4QU LoRE | Non-Red Flag Warning - Small Fires | 2022 | Electric Reliability | 0.036425 | 690.0576 | 2022 | Mitigation | 0.011149 | 10 | 0 | esc | 0.011149 | 0.0004061 | 0.011149 | 0.0004061 | 0.011149 | 0.0004061 | 0 | 0
[149 empty] | 7.3.2.1.3 Advanced weather monitoring and weather stations Weather StationsWLDFRElectric Reliability | WLDFR | HFTD - Distribution - Tier 2 - 4QU CoRE ¦ 4QU LoRE | Non-Red Flag Warning - Small Fires | 2023 | Electric Reliability | 0.03759 | 690.0576 | 2023 | Mitigation | 0.011149 | 10 | 0 | esc | 0.011149 | 0.00041909 | 0.011149 | 0.00041909 | 0.011149 | 0.00041909 | 0.011149 | 0.00041909
[149 empty] | 7.3.2.1.3 Advanced weather monitoring and weather stations Weather StationsWLDFRElectric Reliability | WLDFR | HFTD - Distribution - Tier 2 - 4QU CoRE ¦ 4QU LoRE | Non-Red Flag Warning - Small Fires | 2024 | Electric Reliability | 0.03759 | 690.0576 | 2024 | Mitigation | 0.011149 | 10 | 0 | esc | 0.011149 | 0.00041909 | 0.011149 | 0.00041909 | 0.011149 | 0.00041909 | 0.011149 | 0.00041909
[149 empty] | 7.3.2.1.3 Advanced weather monitoring and weather stations Weather StationsWLDFRElectric Reliability | WLDFR | HFTD - Distribution - Tier 2 - 4QU CoRE ¦ 4QU LoRE | Non-Red Flag Warning - Small Fires | 2025 | Electric Reliability | 0.03759 | 690.0576 | 2025 | Mitigation | 0.011149 | 10 | 0 | esc | 0.011149 | 0.00041909 | 0.011149 | 0.00041909 | 0.011149 | 0.00041909 | 0.011149 | 0.00041909
[149 empty] | 7.3.2.1.3 Advanced weather monitoring and weather stations Weather StationsWLDFRElectric Reliability | WLDFR | HFTD - Distribution - Tier 2 - 4QU CoRE ¦ 4QU LoRE | Non-Red Flag Warning - Small Fires | 2026 | Electric Reliability | 0.03759 | 690.0576 | 2026 | Mitigation | 0.011149 | 10 | 0 | esc | 0.011149 | 0.00041909 | 0.011149 | 0.00041909 | 0.011149 | 0.00041909 | 0.011149 | 0.00041909
[149 empty] | 7.3.2.1.3 Advanced weather monitoring and weather stations Weather StationsWLDFRElectric Reliability | WLDFR | HFTD - Distribution - Tier 2 - 4QU CoRE ¦ 4QU LoRE | Non-Red Flag Warning - Small Fires | 2027 | Electric Reliability | 0.03759 | 690.0576 | 2027 | Mitigation | 0.011149 | 10 | 0 | esc | 0.011149 | 0.00041909 | 0.011149 | 0.00041909 | 0.011149 | 0.00041909 | 0.011149 | 0.00041909
[149 empty] | 7.3.2.1.3 Advanced weather monitoring and weather stations Weather StationsWLDFRElectric Reliability | WLDFR | HFTD - Distribution - Tier 2 - 4QU CoRE ¦ 4QU LoRE | Non-Red Flag Warning - Small Fires | 2028 | Electric Reliability | 0.039055 | 690.0576 | 2028 | Mitigation | 0.011149 | 10 | 0 | esc | 0.011149 | 0.00043542 | 0.011149 | 0.00043542 | 0.011149 | 0.00043542 | 0.011149 | 0.00043542
[149 empty] | 7.3.2.1.3 Advanced weather monitoring and weather stations Weather StationsWLDFRElectric Reliability | WLDFR | HFTD - Distribution - Tier 2 - 4QU CoRE ¦ 4QU LoRE | Non-Red Flag Warning - Small Fires | 2029 | Electric Reliability | 0.039055 | 690.0576 | 2029 | Mitigation | 0.011149 | 10 | 0 | esc | 0.011149 | 0.00043542 | 0.011149 | 0.00043542 | 0.011149 | 0.00043542 | 0.011149 | 0.00043542
[149 empty] | 7.3.2.1.3 Advanced weather monitoring and weather stations Weather StationsWLDFRElectric Reliability | WLDFR | HFTD - Distribution - Tier 2 - 4QU CoRE ¦ 4QU LoRE | Non-Red Flag Warning - Small Fires | 2030 | Electric Reliability | 0.039055 | 690.0576 | 2030 | Mitigation | 0.011149 | 10 | 0 | esc | 0 | 0 | 0.011149 | 0.00043542 | 0.011149 | 0.00043542 | 0.011149 | 0.00043542
[149 empty] | 7.3.2.1.3 Advanced weather monitoring and weather stations Weather StationsWLDFRElectric Reliability | WLDFR | HFTD - Distribution - Tier 2 - 4QU CoRE ¦ 4QU LoRE | Non-Red Flag Warning - Small Fires | 2031 | Electric Reliability | 0.039055 | 690.0576 | 2031 | Mitigation | 0.011149 | 10 | 0 | esc | 0 | 0 | 0 | 0 | 0.011149 | 0.00043542 | 0.011149 | 0.00043542
[149 empty] | 7.3.2.1.3 Advanced weather monitoring and weather stations Weather StationsWLDFRElectric Reliability | WLDFR | HFTD - Distribution - Tier 2 - 4QU CoRE ¦ 4QU LoRE | Non-Red Flag Warning - Small Fires | 2032 | Electric Reliability | 0.039055 | 690.0576 | 2032 | Mitigation | 0.011149 | 10 | 0 | esc | 0 | 0 | 0 | 0 | 0 | 0 | 0.011149 | 0.00043542
[149 empty] | 7.3.2.1.3 Advanced weather monitoring and weather stations Weather StationsWLDFRElectric Reliability | WLDFR | HFTD - Distribution - Tier 2 - 4QU CoRE ¦ 4QU LoRE | Red Flag Warning - Catastrophic Fires | 2021 | Electric Reliability | 222.2294 | 690.0576 | 2021 | Mitigation | 0.011149 | 10 | 0 | esc | 0.011149 | 2.4776 | 0.011149 | 2.4776 | 0 | 0 | 0 | 0
[149 empty] | 7.3.2.1.3 Advanced weather monitoring and weather stations Weather StationsWLDFRElectric Reliability | WLDFR | HFTD - Distribution - Tier 2 - 4QU CoRE ¦ 4QU LoRE | Red Flag Warning - Catastrophic Fires | 2022 | Electric Reliability | 222.2294 | 690.0576 | 2022 | Mitigation | 0.011149 | 10 | 0 | esc | 0.011149 | 2.4776 | 0.011149 | 2.4776 | 0.011149 | 2.4776 | 0 | 0
[149 empty] | 7.3.2.1.3 Advanced weather monitoring and weather stations Weather StationsWLDFRElectric Reliability | WLDFR | HFTD - Distribution - Tier 2 - 4QU CoRE ¦ 4QU LoRE | Red Flag Warning - Catastrophic Fires | 2023 | Electric Reliability | 233.2301 | 690.0576 | 2023 | Mitigation | 0.011149 | 10 | 0 | esc | 0.011149 | 2.6002 | 0.011149 | 2.6002 | 0.011149 | 2.6002 | 0.011149 | 2.6002
[149 empty] | 7.3.2.1.3 Advanced weather monitoring and weather stations Weather StationsWLDFRElectric Reliability | WLDFR | HFTD - Distribution - Tier 2 - 4QU CoRE ¦ 4QU LoRE | Red Flag Warning - Catastrophic Fires | 2024 | Electric Reliability | 233.2301 | 690.0576 | 2024 | Mitigation | 0.011149 | 10 | 0 | esc | 0.011149 | 2.6002 | 0.011149 | 2.6002 | 0.011149 | 2.6002 | 0.011149 | 2.6002
[149 empty] | 7.3.2.1.3 Advanced weather monitoring and weather stations Weather StationsWLDFRElectric Reliability | WLDFR | HFTD - Distribution - Tier 2 - 4QU CoRE ¦ 4QU LoRE | Red Flag Warning - Catastrophic Fires | 2025 | Electric Reliability | 233.2301 | 690.0576 | 2025 | Mitigation | 0.011149 | 10 | 0 | esc | 0.011149 | 2.6002 | 0.011149 | 2.6002 | 0.011149 | 2.6002 | 0.011149 | 2.6002
[149 empty] | 7.3.2.1.3 Advanced weather monitoring and weather stations Weather StationsWLDFRElectric Reliability | WLDFR | HFTD - Distribution - Tier 2 - 4QU CoRE ¦ 4QU LoRE | Red Flag Warning - Catastrophic Fires | 2026 | Electric Reliability | 233.2301 | 690.0576 | 2026 | Mitigation | 0.011149 | 10 | 0 | esc | 0.011149 | 2.6002 | 0.011149 | 2.6002 | 0.011149 | 2.6002 | 0.011149 | 2.6002
[149 empty] | 7.3.2.1.3 Advanced weather monitoring and weather stations Weather StationsWLDFRElectric Reliability | WLDFR | HFTD - Distribution - Tier 2 - 4QU CoRE ¦ 4QU LoRE | Red Flag Warning - Catastrophic Fires | 2027 | Electric Reliability | 233.2301 | 690.0576 | 2027 | Mitigation | 0.011149 | 10 | 0 | esc | 0.011149 | 2.6002 | 0.011149 | 2.6002 | 0.011149 | 2.6002 | 0.011149 | 2.6002
[149 empty] | 7.3.2.1.3 Advanced weather monitoring and weather stations Weather StationsWLDFRElectric Reliability | WLDFR | HFTD - Distribution - Tier 2 - 4QU CoRE ¦ 4QU LoRE | Red Flag Warning - Catastrophic Fires | 2028 | Electric Reliability | 247.273 | 690.0576 | 2028 | Mitigation | 0.011149 | 10 | 0 | esc | 0.011149 | 2.7568 | 0.011149 | 2.7568 | 0.011149 | 2.7568 | 0.011149 | 2.7568
[149 empty] | 7.3.2.1.3 Advanced weather monitoring and weather stations Weather StationsWLDFRElectric Reliability | WLDFR | HFTD - Distribution - Tier 2 - 4QU CoRE ¦ 4QU LoRE | Red Flag Warning - Catastrophic Fires | 2029 | Electric Reliability | 247.273 | 690.0576 | 2029 | Mitigation | 0.011149 | 10 | 0 | esc | 0.011149 | 2.7568 | 0.011149 | 2.7568 | 0.011149 | 2.7568 | 0.011149 | 2.7568
[149 empty] | 7.3.2.1.3 Advanced weather monitoring and weather stations Weather StationsWLDFRElectric Reliability | WLDFR | HFTD - Distribution - Tier 2 - 4QU CoRE ¦ 4QU LoRE | Red Flag Warning - Catastrophic Fires | 2030 | Electric Reliability | 247.273 | 690.0576 | 2030 | Mitigation | 0.011149 | 10 | 0 | esc | 0 | 0 | 0.011149 | 2.7568 | 0.011149 | 2.7568 | 0.011149 | 2.7568
[149 empty] | 7.3.2.1.3 Advanced weather monitoring and weather stations Weather StationsWLDFRElectric Reliability | WLDFR | HFTD - Distribution - Tier 2 - 4QU CoRE ¦ 4QU LoRE | Red Flag Warning - Catastrophic Fires | 2031 | Electric Reliability | 247.273 | 690.0576 | 2031 | Mitigation | 0.011149 | 10 | 0 | esc | 0 | 0 | 0 | 0 | 0.011149 | 2.7568 | 0.011149 | 2.7568
[149 empty] | 7.3.2.1.3 Advanced weather monitoring and weather stations Weather StationsWLDFRElectric Reliability | WLDFR | HFTD - Distribution - Tier 2 - 4QU CoRE ¦ 4QU LoRE | Red Flag Warning - Catastrophic Fires | 2032 | Electric Reliability | 247.273 | 690.0576 | 2032 | Mitigation | 0.011149 | 10 | 0 | esc | 0 | 0 | 0 | 0 | 0 | 0 | 0.011149 | 2.7568
[149 empty] | 7.3.2.1.3 Advanced weather monitoring and weather stations Weather StationsWLDFRElectric Reliability | WLDFR | HFTD - Distribution - Tier 2 - 4QU CoRE ¦ 4QU LoRE | Red Flag Warning - Destructive Fires | 2021 | Electric Reliability | 222.2294 | 690.0576 | 2021 | Mitigation | 0.011149 | 10 | 0 | esc | 0.011149 | 2.4776 | 0.011149 | 2.4776 | 0 | 0 | 0 | 0
[149 empty] | 7.3.2.1.3 Advanced weather monitoring and weather stations Weather StationsWLDFRElectric Reliability | WLDFR | HFTD - Distribution - Tier 2 - 4QU CoRE ¦ 4QU LoRE | Red Flag Warning - Destructive Fires | 2022 | Electric Reliability | 222.2294 | 690.0576 | 2022 | Mitigation | 0.011149 | 10 | 0 | esc | 0.011149 | 2.4776 | 0.011149 | 2.4776 | 0.011149 | 2.4776 | 0 | 0
[149 empty] | 7.3.2.1.3 Advanced weather monitoring and weather stations Weather StationsWLDFRElectric Reliability | WLDFR | HFTD - Distribution - Tier 2 - 4QU CoRE ¦ 4QU LoRE | Red Flag Warning - Destructive Fires | 2023 | Electric Reliability | 233.2301 | 690.0576 | 2023 | Mitigation | 0.011149 | 10 | 0 | esc | 0.011149 | 2.6002 | 0.011149 | 2.6002 | 0.011149 | 2.6002 | 0.011149 | 2.6002
[149 empty] | 7.3.2.1.3 Advanced weather monitoring and weather stations Weather StationsWLDFRElectric Reliability | WLDFR | HFTD - Distribution - Tier 2 - 4QU CoRE ¦ 4QU LoRE | Red Flag Warning - Destructive Fires | 2024 | Electric Reliability | 233.2301 | 690.0576 | 2024 | Mitigation | 0.011149 | 10 | 0 | esc | 0.011149 | 2.6002 | 0.011149 | 2.6002 | 0.011149 | 2.6002 | 0.011149 | 2.6002
[149 empty] | 7.3.2.1.3 Advanced weather monitoring and weather stations Weather StationsWLDFRElectric Reliability | WLDFR | HFTD - Distribution - Tier 2 - 4QU CoRE ¦ 4QU LoRE | Red Flag Warning - Destructive Fires | 2025 | Electric Reliability | 233.2301 | 690.0576 | 2025 | Mitigation | 0.011149 | 10 | 0 | esc | 0.011149 | 2.6002 | 0.011149 | 2.6002 | 0.011149 | 2.6002 | 0.011149 | 2.6002
[149 empty] | 7.3.2.1.3 Advanced weather monitoring and weather stations Weather StationsWLDFRElectric Reliability | WLDFR | HFTD - Distribution - Tier 2 - 4QU CoRE ¦ 4QU LoRE | Red Flag Warning - Destructive Fires | 2026 | Electric Reliability | 233.2301 | 690.0576 | 2026 | Mitigation | 0.011149 | 10 | 0 | esc | 0.011149 | 2.6002 | 0.011149 | 2.6002 | 0.011149 | 2.6002 | 0.011149 | 2.6002
[149 empty] | 7.3.2.1.3 Advanced weather monitoring and weather stations Weather StationsWLDFRElectric Reliability | WLDFR | HFTD - Distribution - Tier 2 - 4QU CoRE ¦ 4QU LoRE | Red Flag Warning - Destructive Fires | 2027 | Electric Reliability | 233.2301 | 690.0576 | 2027 | Mitigation | 0.011149 | 10 | 0 | esc | 0.011149 | 2.6002 | 0.011149 | 2.6002 | 0.011149 | 2.6002 | 0.011149 | 2.6002
[149 empty] | 7.3.2.1.3 Advanced weather monitoring and weather stations Weather StationsWLDFRElectric Reliability | WLDFR | HFTD - Distribution - Tier 2 - 4QU CoRE ¦ 4QU LoRE | Red Flag Warning - Destructive Fires | 2028 | Electric Reliability | 247.273 | 690.0576 | 2028 | Mitigation | 0.011149 | 10 | 0 | esc | 0.011149 | 2.7568 | 0.011149 | 2.7568 | 0.011149 | 2.7568 | 0.011149 | 2.7568
[149 empty] | 7.3.2.1.3 Advanced weather monitoring and weather stations Weather StationsWLDFRElectric Reliability | WLDFR | HFTD - Distribution - Tier 2 - 4QU CoRE ¦ 4QU LoRE | Red Flag Warning - Destructive Fires | 2029 | Electric Reliability | 247.273 | 690.0576 | 2029 | Mitigation | 0.011149 | 10 | 0 | esc | 0.011149 | 2.7568 | 0.011149 | 2.7568 | 0.011149 | 2.7568 | 0.011149 | 2.7568
[149 empty] | 7.3.2.1.3 Advanced weather monitoring and weather stations Weather StationsWLDFRElectric Reliability | WLDFR | HFTD - Distribution - Tier 2 - 4QU CoRE ¦ 4QU LoRE | Red Flag Warning - Destructive Fires | 2030 | Electric Reliability | 247.273 | 690.0576 | 2030 | Mitigation | 0.011149 | 10 | 0 | esc | 0 | 0 | 0.011149 | 2.7568 | 0.011149 | 2.7568 | 0.011149 | 2.7568
[149 empty] | 7.3.2.1.3 Advanced weather monitoring and weather stations Weather StationsWLDFRElectric Reliability | WLDFR | HFTD - Distribution - Tier 2 - 4QU CoRE ¦ 4QU LoRE | Red Flag Warning - Destructive Fires | 2031 | Electric Reliability | 247.273 | 690.0576 | 2031 | Mitigation | 0.011149 | 10 | 0 | esc | 0 | 0 | 0 | 0 | 0.011149 | 2.7568 | 0.011149 | 2.7568
[149 empty] | 7.3.2.1.3 Advanced weather monitoring and weather stations Weather StationsWLDFRElectric Reliability | WLDFR | HFTD - Distribution - Tier 2 - 4QU CoRE ¦ 4QU LoRE | Red Flag Warning - Destructive Fires | 2032 | Electric Reliability | 247.273 | 690.0576 | 2032 | Mitigation | 0.011149 | 10 | 0 | esc | 0 | 0 | 0 | 0 | 0 | 0 | 0.011149 | 2.7568
[149 empty] | 7.3.2.1.3 Advanced weather monitoring and weather stations Weather StationsWLDFRElectric Reliability | WLDFR | HFTD - Distribution - Tier 2 - 4QU CoRE ¦ 4QU LoRE | Red Flag Warning - Large Fires | 2021 | Electric Reliability | 0.69642 | 690.0576 | 2021 | Mitigation | 0.011149 | 10 | 0 | esc | 0.011149 | 0.0077642 | 0.011149 | 0.0077642 | 0 | 0 | 0 | 0
[149 empty] | 7.3.2.1.3 Advanced weather monitoring and weather stations Weather StationsWLDFRElectric Reliability | WLDFR | HFTD - Distribution - Tier 2 - 4QU CoRE ¦ 4QU LoRE | Red Flag Warning - Large Fires | 2022 | Electric Reliability | 0.69642 | 690.0576 | 2022 | Mitigation | 0.011149 | 10 | 0 | esc | 0.011149 | 0.0077642 | 0.011149 | 0.0077642 | 0.011149 | 0.0077642 | 0 | 0
[149 empty] | 7.3.2.1.3 Advanced weather monitoring and weather stations Weather StationsWLDFRElectric Reliability | WLDFR | HFTD - Distribution - Tier 2 - 4QU CoRE ¦ 4QU LoRE | Red Flag Warning - Large Fires | 2023 | Electric Reliability | 0.71896 | 690.0576 | 2023 | Mitigation | 0.011149 | 10 | 0 | esc | 0.011149 | 0.0080156 | 0.011149 | 0.0080156 | 0.011149 | 0.0080156 | 0.011149 | 0.0080156
[149 empty] | 7.3.2.1.3 Advanced weather monitoring and weather stations Weather StationsWLDFRElectric Reliability | WLDFR | HFTD - Distribution - Tier 2 - 4QU CoRE ¦ 4QU LoRE | Red Flag Warning - Large Fires | 2024 | Electric Reliability | 0.71896 | 690.0576 | 2024 | Mitigation | 0.011149 | 10 | 0 | esc | 0.011149 | 0.0080156 | 0.011149 | 0.0080156 | 0.011149 | 0.0080156 | 0.011149 | 0.0080156
[149 empty] | 7.3.2.1.3 Advanced weather monitoring and weather stations Weather StationsWLDFRElectric Reliability | WLDFR | HFTD - Distribution - Tier 2 - 4QU CoRE ¦ 4QU LoRE | Red Flag Warning - Large Fires | 2025 | Electric Reliability | 0.71896 | 690.0576 | 2025 | Mitigation | 0.011149 | 10 | 0 | esc | 0.011149 | 0.0080156 | 0.011149 | 0.0080156 | 0.011149 | 0.0080156 | 0.011149 | 0.0080156
[149 empty] | 7.3.2.1.3 Advanced weather monitoring and weather stations Weather StationsWLDFRElectric Reliability | WLDFR | HFTD - Distribution - Tier 2 - 4QU CoRE ¦ 4QU LoRE | Red Flag Warning - Large Fires | 2026 | Electric Reliability | 0.71896 | 690.0576 | 2026 | Mitigation | 0.011149 | 10 | 0 | esc | 0.011149 | 0.0080156 | 0.011149 | 0.0080156 | 0.011149 | 0.0080156 | 0.011149 | 0.0080156
[149 empty] | 7.3.2.1.3 Advanced weather monitoring and weather stations Weather StationsWLDFRElectric Reliability | WLDFR | HFTD - Distribution - Tier 2 - 4QU CoRE ¦ 4QU LoRE | Red Flag Warning - Large Fires | 2027 | Electric Reliability | 0.71896 | 690.0576 | 2027 | Mitigation | 0.011149 | 10 | 0 | esc | 0.011149 | 0.0080156 | 0.011149 | 0.0080156 | 0.011149 | 0.0080156 | 0.011149 | 0.0080156
[149 empty] | 7.3.2.1.3 Advanced weather monitoring and weather stations Weather StationsWLDFRElectric Reliability | WLDFR | HFTD - Distribution - Tier 2 - 4QU CoRE ¦ 4QU LoRE | Red Flag Warning - Large Fires | 2028 | Electric Reliability | 0.74734 | 690.0576 | 2028 | Mitigation | 0.011149 | 10 | 0 | esc | 0.011149 | 0.0083319 | 0.011149 | 0.0083319 | 0.011149 | 0.0083319 | 0.011149 | 0.0083319
[149 empty] | 7.3.2.1.3 Advanced weather monitoring and weather stations Weather StationsWLDFRElectric Reliability | WLDFR | HFTD - Distribution - Tier 2 - 4QU CoRE ¦ 4QU LoRE | Red Flag Warning - Large Fires | 2029 | Electric Reliability | 0.74734 | 690.0576 | 2029 | Mitigation | 0.011149 | 10 | 0 | esc | 0.011149 | 0.0083319 | 0.011149 | 0.0083319 | 0.011149 | 0.0083319 | 0.011149 | 0.0083319
[149 empty] | 7.3.2.1.3 Advanced weather monitoring and weather stations Weather StationsWLDFRElectric Reliability | WLDFR | HFTD - Distribution - Tier 2 - 4QU CoRE ¦ 4QU LoRE | Red Flag Warning - Large Fires | 2030 | Electric Reliability | 0.74734 | 690.0576 | 2030 | Mitigation | 0.011149 | 10 | 0 | esc | 0 | 0 | 0.011149 | 0.0083319 | 0.011149 | 0.0083319 | 0.011149 | 0.0083319
[149 empty] | 7.3.2.1.3 Advanced weather monitoring and weather stations Weather StationsWLDFRElectric Reliability | WLDFR | HFTD - Distribution - Tier 2 - 4QU CoRE ¦ 4QU LoRE | Red Flag Warning - Large Fires | 2031 | Electric Reliability | 0.74734 | 690.0576 | 2031 | Mitigation | 0.011149 | 10 | 0 | esc | 0 | 0 | 0 | 0 | 0.011149 | 0.0083319 | 0.011149 | 0.0083319
[149 empty] | 7.3.2.1.3 Advanced weather monitoring and weather stations Weather StationsWLDFRElectric Reliability | WLDFR | HFTD - Distribution - Tier 2 - 4QU CoRE ¦ 4QU LoRE | Red Flag Warning - Large Fires | 2032 | Electric Reliability | 0.74734 | 690.0576 | 2032 | Mitigation | 0.011149 | 10 | 0 | esc | 0 | 0 | 0 | 0 | 0 | 0 | 0.011149 | 0.0083319
[149 empty] | 7.3.2.1.3 Advanced weather monitoring and weather stations Weather StationsWLDFRElectric Reliability | WLDFR | HFTD - Distribution - Tier 2 - 4QU CoRE ¦ 4QU LoRE | Red Flag Warning - Small Fires | 2021 | Electric Reliability | 0.036425 | 690.0576 | 2021 | Mitigation | 0.011149 | 10 | 0 | esc | 0.011149 | 0.0004061 | 0.011149 | 0.0004061 | 0 | 0 | 0 | 0
[149 empty] | 7.3.2.1.3 Advanced weather monitoring and weather stations Weather StationsWLDFRElectric Reliability | WLDFR | HFTD - Distribution - Tier 2 - 4QU CoRE ¦ 4QU LoRE | Red Flag Warning - Small Fires | 2022 | Electric Reliability | 0.036425 | 690.0576 | 2022 | Mitigation | 0.011149 | 10 | 0 | esc | 0.011149 | 0.0004061 | 0.011149 | 0.0004061 | 0.011149 | 0.0004061 | 0 | 0
[149 empty] | 7.3.2.1.3 Advanced weather monitoring and weather stations Weather StationsWLDFRElectric Reliability | WLDFR | HFTD - Distribution - Tier 2 - 4QU CoRE ¦ 4QU LoRE | Red Flag Warning - Small Fires | 2023 | Electric Reliability | 0.03759 | 690.0576 | 2023 | Mitigation | 0.011149 | 10 | 0 | esc | 0.011149 | 0.00041909 | 0.011149 | 0.00041909 | 0.011149 | 0.00041909 | 0.011149 | 0.00041909
[149 empty] | 7.3.2.1.3 Advanced weather monitoring and weather stations Weather StationsWLDFRElectric Reliability | WLDFR | HFTD - Distribution - Tier 2 - 4QU CoRE ¦ 4QU LoRE | Red Flag Warning - Small Fires | 2024 | Electric Reliability | 0.03759 | 690.0576 | 2024 | Mitigation | 0.011149 | 10 | 0 | esc | 0.011149 | 0.00041909 | 0.011149 | 0.00041909 | 0.011149 | 0.00041909 | 0.011149 | 0.00041909
[149 empty] | 7.3.2.1.3 Advanced weather monitoring and weather stations Weather StationsWLDFRElectric Reliability | WLDFR | HFTD - Distribution - Tier 2 - 4QU CoRE ¦ 4QU LoRE | Red Flag Warning - Small Fires | 2025 | Electric Reliability | 0.03759 | 690.0576 | 2025 | Mitigation | 0.011149 | 10 | 0 | esc | 0.011149 | 0.00041909 | 0.011149 | 0.00041909 | 0.011149 | 0.00041909 | 0.011149 | 0.00041909
[149 empty] | 7.3.2.1.3 Advanced weather monitoring and weather stations Weather StationsWLDFRElectric Reliability | WLDFR | HFTD - Distribution - Tier 2 - 4QU CoRE ¦ 4QU LoRE | Red Flag Warning - Small Fires | 2026 | Electric Reliability | 0.03759 | 690.0576 | 2026 | Mitigation | 0.011149 | 10 | 0 | esc | 0.011149 | 0.00041909 | 0.011149 | 0.00041909 | 0.011149 | 0.00041909 | 0.011149 | 0.00041909
[149 empty] | 7.3.2.1.3 Advanced weather monitoring and weather stations Weather StationsWLDFRElectric Reliability | WLDFR | HFTD - Distribution - Tier 2 - 4QU CoRE ¦ 4QU LoRE | Red Flag Warning - Small Fires | 2027 | Electric Reliability | 0.03759 | 690.0576 | 2027 | Mitigation | 0.011149 | 10 | 0 | esc | 0.011149 | 0.00041909 | 0.011149 | 0.00041909 | 0.011149 | 0.00041909 | 0.011149 | 0.00041909
[149 empty] | 7.3.2.1.3 Advanced weather monitoring and weather stations Weather StationsWLDFRElectric Reliability | WLDFR | HFTD - Distribution - Tier 2 - 4QU CoRE ¦ 4QU LoRE | Red Flag Warning - Small Fires | 2028 | Electric Reliability | 0.039055 | 690.0576 | 2028 | Mitigation | 0.011149 | 10 | 0 | esc | 0.011149 | 0.00043542 | 0.011149 | 0.00043542 | 0.011149 | 0.00043542 | 0.011149 | 0.00043542
[149 empty] | 7.3.2.1.3 Advanced weather monitoring and weather stations Weather StationsWLDFRElectric Reliability | WLDFR | HFTD - Distribution - Tier 2 - 4QU CoRE ¦ 4QU LoRE | Red Flag Warning - Small Fires | 2029 | Electric Reliability | 0.039055 | 690.0576 | 2029 | Mitigation | 0.011149 | 10 | 0 | esc | 0.011149 | 0.00043542 | 0.011149 | 0.00043542 | 0.011149 | 0.00043542 | 0.011149 | 0.00043542
[149 empty] | 7.3.2.1.3 Advanced weather monitoring and weather stations Weather StationsWLDFRElectric Reliability | WLDFR | HFTD - Distribution - Tier 2 - 4QU CoRE ¦ 4QU LoRE | Red Flag Warning - Small Fires | 2030 | Electric Reliability | 0.039055 | 690.0576 | 2030 | Mitigation | 0.011149 | 10 | 0 | esc | 0 | 0 | 0.011149 | 0.00043542 | 0.011149 | 0.00043542 | 0.011149 | 0.00043542
[149 empty] | 7.3.2.1.3 Advanced weather monitoring and weather stations Weather StationsWLDFRElectric Reliability | WLDFR | HFTD - Distribution - Tier 2 - 4QU CoRE ¦ 4QU LoRE | Red Flag Warning - Small Fires | 2031 | Electric Reliability | 0.039055 | 690.0576 | 2031 | Mitigation | 0.011149 | 10 | 0 | esc | 0 | 0 | 0 | 0 | 0.011149 | 0.00043542 | 0.011149 | 0.00043542
[149 empty] | 7.3.2.1.3 Advanced weather monitoring and weather stations Weather StationsWLDFRElectric Reliability | WLDFR | HFTD - Distribution - Tier 2 - 4QU CoRE ¦ 4QU LoRE | Red Flag Warning - Small Fires | 2032 | Electric Reliability | 0.039055 | 690.0576 | 2032 | Mitigation | 0.011149 | 10 | 0 | esc | 0 | 0 | 0 | 0 | 0 | 0 | 0.011149 | 0.00043542
[149 empty] | 7.3.2.1.3 Advanced weather monitoring and weather stations Weather StationsWLDFRElectric Reliability | WLDFR | HFTD - Distribution - Tier 2 - 4QU CoRE ¦ 4QU LoRE | Seismic - Non-Red Flag Warning - Catastrophic Fires | 2021 | Electric Reliability | 409.2237 | 690.0576 | 2021 | Mitigation | 0.011149 | 10 | 0 | esc | 0.011149 | 4.5624 | 0.011149 | 4.5624 | 0 | 0 | 0 | 0
[149 empty] | 7.3.2.1.3 Advanced weather monitoring and weather stations Weather StationsWLDFRElectric Reliability | WLDFR | HFTD - Distribution - Tier 2 - 4QU CoRE ¦ 4QU LoRE | Seismic - Non-Red Flag Warning - Catastrophic Fires | 2022 | Electric Reliability | 409.2237 | 690.0576 | 2022 | Mitigation | 0.011149 | 10 | 0 | esc | 0.011149 | 4.5624 | 0.011149 | 4.5624 | 0.011149 | 4.5624 | 0 | 0
[149 empty] | 7.3.2.1.3 Advanced weather monitoring and weather stations Weather StationsWLDFRElectric Reliability | WLDFR | HFTD - Distribution - Tier 2 - 4QU CoRE ¦ 4QU LoRE | Seismic - Non-Red Flag Warning - Catastrophic Fires | 2023 | Electric Reliability | 428.6023 | 690.0576 | 2023 | Mitigation | 0.011149 | 10 | 0 | esc | 0.011149 | 4.7784 | 0.011149 | 4.7784 | 0.011149 | 4.7784 | 0.011149 | 4.7784
[149 empty] | 7.3.2.1.3 Advanced weather monitoring and weather stations Weather StationsWLDFRElectric Reliability | WLDFR | HFTD - Distribution - Tier 2 - 4QU CoRE ¦ 4QU LoRE | Seismic - Non-Red Flag Warning - Catastrophic Fires | 2024 | Electric Reliability | 428.6023 | 690.0576 | 2024 | Mitigation | 0.011149 | 10 | 0 | esc | 0.011149 | 4.7784 | 0.011149 | 4.7784 | 0.011149 | 4.7784 | 0.011149 | 4.7784
[149 empty] | 7.3.2.1.3 Advanced weather monitoring and weather stations Weather StationsWLDFRElectric Reliability | WLDFR | HFTD - Distribution - Tier 2 - 4QU CoRE ¦ 4QU LoRE | Seismic - Non-Red Flag Warning - Catastrophic Fires | 2025 | Electric Reliability | 428.6023 | 690.0576 | 2025 | Mitigation | 0.011149 | 10 | 0 | esc | 0.011149 | 4.7784 | 0.011149 | 4.7784 | 0.011149 | 4.7784 | 0.011149 | 4.7784
[149 empty] | 7.3.2.1.3 Advanced weather monitoring and weather stations Weather StationsWLDFRElectric Reliability | WLDFR | HFTD - Distribution - Tier 2 - 4QU CoRE ¦ 4QU LoRE | Seismic - Non-Red Flag Warning - Catastrophic Fires | 2026 | Electric Reliability | 428.6023 | 690.0576 | 2026 | Mitigation | 0.011149 | 10 | 0 | esc | 0.011149 | 4.7784 | 0.011149 | 4.7784 | 0.011149 | 4.7784 | 0.011149 | 4.7784
[149 empty] | 7.3.2.1.3 Advanced weather monitoring and weather stations Weather StationsWLDFRElectric Reliability | WLDFR | HFTD - Distribution - Tier 2 - 4QU CoRE ¦ 4QU LoRE | Seismic - Non-Red Flag Warning - Catastrophic Fires | 2027 | Electric Reliability | 428.6023 | 690.0576 | 2027 | Mitigation | 0.011149 | 10 | 0 | esc | 0.011149 | 4.7784 | 0.011149 | 4.7784 | 0.011149 | 4.7784 | 0.011149 | 4.7784
[149 empty] | 7.3.2.1.3 Advanced weather monitoring and weather stations Weather StationsWLDFRElectric Reliability | WLDFR | HFTD - Distribution - Tier 2 - 4QU CoRE ¦ 4QU LoRE | Seismic - Non-Red Flag Warning - Catastrophic Fires | 2028 | Electric Reliability | 453.261 | 690.0576 | 2028 | Mitigation | 0.011149 | 10 | 0 | esc | 0.011149 | 5.0533 | 0.011149 | 5.0533 | 0.011149 | 5.0533 | 0.011149 | 5.0533
[149 empty] | 7.3.2.1.3 Advanced weather monitoring and weather stations Weather StationsWLDFRElectric Reliability | WLDFR | HFTD - Distribution - Tier 2 - 4QU CoRE ¦ 4QU LoRE | Seismic - Non-Red Flag Warning - Catastrophic Fires | 2029 | Electric Reliability | 453.261 | 690.0576 | 2029 | Mitigation | 0.011149 | 10 | 0 | esc | 0.011149 | 5.0533 | 0.011149 | 5.0533 | 0.011149 | 5.0533 | 0.011149 | 5.0533
[149 empty] | 7.3.2.1.3 Advanced weather monitoring and weather stations Weather StationsWLDFRElectric Reliability | WLDFR | HFTD - Distribution - Tier 2 - 4QU CoRE ¦ 4QU LoRE | Seismic - Non-Red Flag Warning - Catastrophic Fires | 2030 | Electric Reliability | 453.261 | 690.0576 | 2030 | Mitigation | 0.011149 | 10 | 0 | esc | 0 | 0 | 0.011149 | 5.0533 | 0.011149 | 5.0533 | 0.011149 | 5.0533
[149 empty] | 7.3.2.1.3 Advanced weather monitoring and weather stations Weather StationsWLDFRElectric Reliability | WLDFR | HFTD - Distribution - Tier 2 - 4QU CoRE ¦ 4QU LoRE | Seismic - Non-Red Flag Warning - Catastrophic Fires | 2031 | Electric Reliability | 453.261 | 690.0576 | 2031 | Mitigation | 0.011149 | 10 | 0 | esc | 0 | 0 | 0 | 0 | 0.011149 | 5.0533 | 0.011149 | 5.0533
[149 empty] | 7.3.2.1.3 Advanced weather monitoring and weather stations Weather StationsWLDFRElectric Reliability | WLDFR | HFTD - Distribution - Tier 2 - 4QU CoRE ¦ 4QU LoRE | Seismic - Non-Red Flag Warning - Catastrophic Fires | 2032 | Electric Reliability | 453.261 | 690.0576 | 2032 | Mitigation | 0.011149 | 10 | 0 | esc | 0 | 0 | 0 | 0 | 0 | 0 | 0.011149 | 5.0533
[149 empty] | 7.3.2.1.3 Advanced weather monitoring and weather stations Weather StationsWLDFRElectric Reliability | WLDFR | HFTD - Distribution - Tier 2 - 4QU CoRE ¦ 4QU LoRE | Seismic - Red Flag Warning - Catastrophic Fires | 2021 | Electric Reliability | 409.2237 | 690.0576 | 2021 | Mitigation | 0.011149 | 10 | 0 | esc | 0.011149 | 4.5624 | 0.011149 | 4.5624 | 0 | 0 | 0 | 0
[149 empty] | 7.3.2.1.3 Advanced weather monitoring and weather stations Weather StationsWLDFRElectric Reliability | WLDFR | HFTD - Distribution - Tier 2 - 4QU CoRE ¦ 4QU LoRE | Seismic - Red Flag Warning - Catastrophic Fires | 2022 | Electric Reliability | 409.2237 | 690.0576 | 2022 | Mitigation | 0.011149 | 10 | 0 | esc | 0.011149 | 4.5624 | 0.011149 | 4.5624 | 0.011149 | 4.5624 | 0 | 0
[149 empty] | 7.3.2.1.3 Advanced weather monitoring and weather stations Weather StationsWLDFRElectric Reliability | WLDFR | HFTD - Distribution - Tier 2 - 4QU CoRE ¦ 4QU LoRE | Seismic - Red Flag Warning - Catastrophic Fires | 2023 | Electric Reliability | 428.6023 | 690.0576 | 2023 | Mitigation | 0.011149 | 10 | 0 | esc | 0.011149 | 4.7784 | 0.011149 | 4.7784 | 0.011149 | 4.7784 | 0.011149 | 4.7784
[149 empty] | 7.3.2.1.3 Advanced weather monitoring and weather stations Weather StationsWLDFRElectric Reliability | WLDFR | HFTD - Distribution - Tier 2 - 4QU CoRE ¦ 4QU LoRE | Seismic - Red Flag Warning - Catastrophic Fires | 2024 | Electric Reliability | 428.6023 | 690.0576 | 2024 | Mitigation | 0.011149 | 10 | 0 | esc | 0.011149 | 4.7784 | 0.011149 | 4.7784 | 0.011149 | 4.7784 | 0.011149 | 4.7784
[149 empty] | 7.3.2.1.3 Advanced weather monitoring and weather stations Weather StationsWLDFRElectric Reliability | WLDFR | HFTD - Distribution - Tier 2 - 4QU CoRE ¦ 4QU LoRE | Seismic - Red Flag Warning - Catastrophic Fires | 2025 | Electric Reliability | 428.6023 | 690.0576 | 2025 | Mitigation | 0.011149 | 10 | 0 | esc | 0.011149 | 4.7784 | 0.011149 | 4.7784 | 0.011149 | 4.7784 | 0.011149 | 4.7784
[149 empty] | 7.3.2.1.3 Advanced weather monitoring and weather stations Weather StationsWLDFRElectric Reliability | WLDFR | HFTD - Distribution - Tier 2 - 4QU CoRE ¦ 4QU LoRE | Seismic - Red Flag Warning - Catastrophic Fires | 2026 | Electric Reliability | 428.6023 | 690.0576 | 2026 | Mitigation | 0.011149 | 10 | 0 | esc | 0.011149 | 4.7784 | 0.011149 | 4.7784 | 0.011149 | 4.7784 | 0.011149 | 4.7784
[149 empty] | 7.3.2.1.3 Advanced weather monitoring and weather stations Weather StationsWLDFRElectric Reliability | WLDFR | HFTD - Distribution - Tier 2 - 4QU CoRE ¦ 4QU LoRE | Seismic - Red Flag Warning - Catastrophic Fires | 2027 | Electric Reliability | 428.6023 | 690.0576 | 2027 | Mitigation | 0.011149 | 10 | 0 | esc | 0.011149 | 4.7784 | 0.011149 | 4.7784 | 0.011149 | 4.7784 | 0.011149 | 4.7784
[149 empty] | 7.3.2.1.3 Advanced weather monitoring and weather stations Weather StationsWLDFRElectric Reliability | WLDFR | HFTD - Distribution - Tier 2 - 4QU CoRE ¦ 4QU LoRE | Seismic - Red Flag Warning - Catastrophic Fires | 2028 | Electric Reliability | 453.261 | 690.0576 | 2028 | Mitigation | 0.011149 | 10 | 0 | esc | 0.011149 | 5.0533 | 0.011149 | 5.0533 | 0.011149 | 5.0533 | 0.011149 | 5.0533
[149 empty] | 7.3.2.1.3 Advanced weather monitoring and weather stations Weather StationsWLDFRElectric Reliability | WLDFR | HFTD - Distribution - Tier 2 - 4QU CoRE ¦ 4QU LoRE | Seismic - Red Flag Warning - Catastrophic Fires | 2029 | Electric Reliability | 453.261 | 690.0576 | 2029 | Mitigation | 0.011149 | 10 | 0 | esc | 0.011149 | 5.0533 | 0.011149 | 5.0533 | 0.011149 | 5.0533 | 0.011149 | 5.0533
[149 empty] | 7.3.2.1.3 Advanced weather monitoring and weather stations Weather StationsWLDFRElectric Reliability | WLDFR | HFTD - Distribution - Tier 2 - 4QU CoRE ¦ 4QU LoRE | Seismic - Red Flag Warning - Catastrophic Fires | 2030 | Electric Reliability | 453.261 | 690.0576 | 2030 | Mitigation | 0.011149 | 10 | 0 | esc | 0 | 0 | 0.011149 | 5.0533 | 0.011149 | 5.0533 | 0.011149 | 5.0533
[149 empty] | 7.3.2.1.3 Advanced weather monitoring and weather stations Weather StationsWLDFRElectric Reliability | WLDFR | HFTD - Distribution - Tier 2 - 4QU CoRE ¦ 4QU LoRE | Seismic - Red Flag Warning - Catastrophic Fires | 2031 | Electric Reliability | 453.261 | 690.0576 | 2031 | Mitigation | 0.011149 | 10 | 0 | esc | 0 | 0 | 0 | 0 | 0.011149 | 5.0533 | 0.011149 | 5.0533
[149 empty] | 7.3.2.1.3 Advanced weather monitoring and weather stations Weather StationsWLDFRElectric Reliability | WLDFR | HFTD - Distribution - Tier 2 - 4QU CoRE ¦ 4QU LoRE | Seismic - Red Flag Warning - Catastrophic Fires | 2032 | Electric Reliability | 453.261 | 690.0576 | 2032 | Mitigation | 0.011149 | 10 | 0 | esc | 0 | 0 | 0 | 0 | 0 | 0 | 0.011149 | 5.0533
[149 empty] | 7.3.2.1.3 Advanced weather monitoring and weather stations Weather StationsWLDFRElectric Reliability | WLDFR | HFTD - Distribution - Tier 2 - 4QU CoRE ¦ 5QU LoRE | Non-Red Flag Warning - Catastrophic Fires | 2021 | Electric Reliability | 222.2294 | 489.3555 | 2021 | Mitigation | 0.011149 | 10 | 0 | esc | 0.011149 | 2.4776 | 0.011149 | 2.4776 | 0 | 0 | 0 | 0
[149 empty] | 7.3.2.1.3 Advanced weather monitoring and weather stations Weather StationsWLDFRElectric Reliability | WLDFR | HFTD - Distribution - Tier 2 - 4QU CoRE ¦ 5QU LoRE | Non-Red Flag Warning - Catastrophic Fires | 2022 | Electric Reliability | 222.2294 | 489.3555 | 2022 | Mitigation | 0.011149 | 10 | 0 | esc | 0.011149 | 2.4776 | 0.011149 | 2.4776 | 0.011149 | 2.4776 | 0 | 0
[149 empty] | 7.3.2.1.3 Advanced weather monitoring and weather stations Weather StationsWLDFRElectric Reliability | WLDFR | HFTD - Distribution - Tier 2 - 4QU CoRE ¦ 5QU LoRE | Non-Red Flag Warning - Catastrophic Fires | 2023 | Electric Reliability | 233.2301 | 489.3555 | 2023 | Mitigation | 0.011149 | 10 | 0 | esc | 0.011149 | 2.6002 | 0.011149 | 2.6002 | 0.011149 | 2.6002 | 0.011149 | 2.6002
[149 empty] | 7.3.2.1.3 Advanced weather monitoring and weather stations Weather StationsWLDFRElectric Reliability | WLDFR | HFTD - Distribution - Tier 2 - 4QU CoRE ¦ 5QU LoRE | Non-Red Flag Warning - Catastrophic Fires | 2024 | Electric Reliability | 233.2301 | 489.3555 | 2024 | Mitigation | 0.011149 | 10 | 0 | esc | 0.011149 | 2.6002 | 0.011149 | 2.6002 | 0.011149 | 2.6002 | 0.011149 | 2.6002
[149 empty] | 7.3.2.1.3 Advanced weather monitoring and weather stations Weather StationsWLDFRElectric Reliability | WLDFR | HFTD - Distribution - Tier 2 - 4QU CoRE ¦ 5QU LoRE | Non-Red Flag Warning - Catastrophic Fires | 2025 | Electric Reliability | 233.2301 | 489.3555 | 2025 | Mitigation | 0.011149 | 10 | 0 | esc | 0.011149 | 2.6002 | 0.011149 | 2.6002 | 0.011149 | 2.6002 | 0.011149 | 2.6002
[149 empty] | 7.3.2.1.3 Advanced weather monitoring and weather stations Weather StationsWLDFRElectric Reliability | WLDFR | HFTD - Distribution - Tier 2 - 4QU CoRE ¦ 5QU LoRE | Non-Red Flag Warning - Catastrophic Fires | 2026 | Electric Reliability | 233.2301 | 489.3555 | 2026 | Mitigation | 0.011149 | 10 | 0 | esc | 0.011149 | 2.6002 | 0.011149 | 2.6002 | 0.011149 | 2.6002 | 0.011149 | 2.6002
[149 empty] | 7.3.2.1.3 Advanced weather monitoring and weather stations Weather StationsWLDFRElectric Reliability | WLDFR | HFTD - Distribution - Tier 2 - 4QU CoRE ¦ 5QU LoRE | Non-Red Flag Warning - Catastrophic Fires | 2027 | Electric Reliability | 233.2301 | 489.3555 | 2027 | Mitigation | 0.011149 | 10 | 0 | esc | 0.011149 | 2.6002 | 0.011149 | 2.6002 | 0.011149 | 2.6002 | 0.011149 | 2.6002
[149 empty] | 7.3.2.1.3 Advanced weather monitoring and weather stations Weather StationsWLDFRElectric Reliability | WLDFR | HFTD - Distribution - Tier 2 - 4QU CoRE ¦ 5QU LoRE | Non-Red Flag Warning - Catastrophic Fires | 2028 | Electric Reliability | 247.273 | 489.3555 | 2028 | Mitigation | 0.011149 | 10 | 0 | esc | 0.011149 | 2.7568 | 0.011149 | 2.7568 | 0.011149 | 2.7568 | 0.011149 | 2.7568
[149 empty] | 7.3.2.1.3 Advanced weather monitoring and weather stations Weather StationsWLDFRElectric Reliability | WLDFR | HFTD - Distribution - Tier 2 - 4QU CoRE ¦ 5QU LoRE | Non-Red Flag Warning - Catastrophic Fires | 2029 | Electric Reliability | 247.273 | 489.3555 | 2029 | Mitigation | 0.011149 | 10 | 0 | esc | 0.011149 | 2.7568 | 0.011149 | 2.7568 | 0.011149 | 2.7568 | 0.011149 | 2.7568
[149 empty] | 7.3.2.1.3 Advanced weather monitoring and weather stations Weather StationsWLDFRElectric Reliability | WLDFR | HFTD - Distribution - Tier 2 - 4QU CoRE ¦ 5QU LoRE | Non-Red Flag Warning - Catastrophic Fires | 2030 | Electric Reliability | 247.273 | 489.3555 | 2030 | Mitigation | 0.011149 | 10 | 0 | esc | 0 | 0 | 0.011149 | 2.7568 | 0.011149 | 2.7568 | 0.011149 | 2.7568
[149 empty] | 7.3.2.1.3 Advanced weather monitoring and weather stations Weather StationsWLDFRElectric Reliability | WLDFR | HFTD - Distribution - Tier 2 - 4QU CoRE ¦ 5QU LoRE | Non-Red Flag Warning - Catastrophic Fires | 2031 | Electric Reliability | 247.273 | 489.3555 | 2031 | Mitigation | 0.011149 | 10 | 0 | esc | 0 | 0 | 0 | 0 | 0.011149 | 2.7568 | 0.011149 | 2.7568
[149 empty] | 7.3.2.1.3 Advanced weather monitoring and weather stations Weather StationsWLDFRElectric Reliability | WLDFR | HFTD - Distribution - Tier 2 - 4QU CoRE ¦ 5QU LoRE | Non-Red Flag Warning - Catastrophic Fires | 2032 | Electric Reliability | 247.273 | 489.3555 | 2032 | Mitigation | 0.011149 | 10 | 0 | esc | 0 | 0 | 0 | 0 | 0 | 0 | 0.011149 | 2.7568
[149 empty] | 7.3.2.1.3 Advanced weather monitoring and weather stations Weather StationsWLDFRElectric Reliability | WLDFR | HFTD - Distribution - Tier 2 - 4QU CoRE ¦ 5QU LoRE | Non-Red Flag Warning - Destructive Fires | 2021 | Electric Reliability | 222.2294 | 489.3555 | 2021 | Mitigation | 0.011149 | 10 | 0 | esc | 0.011149 | 2.4776 | 0.011149 | 2.4776 | 0 | 0 | 0 | 0
[149 empty] | 7.3.2.1.3 Advanced weather monitoring and weather stations Weather StationsWLDFRElectric Reliability | WLDFR | HFTD - Distribution - Tier 2 - 4QU CoRE ¦ 5QU LoRE | Non-Red Flag Warning - Destructive Fires | 2022 | Electric Reliability | 222.2294 | 489.3555 | 2022 | Mitigation | 0.011149 | 10 | 0 | esc | 0.011149 | 2.4776 | 0.011149 | 2.4776 | 0.011149 | 2.4776 | 0 | 0
[149 empty] | 7.3.2.1.3 Advanced weather monitoring and weather stations Weather StationsWLDFRElectric Reliability | WLDFR | HFTD - Distribution - Tier 2 - 4QU CoRE ¦ 5QU LoRE | Non-Red Flag Warning - Destructive Fires | 2023 | Electric Reliability | 233.2301 | 489.3555 | 2023 | Mitigation | 0.011149 | 10 | 0 | esc | 0.011149 | 2.6002 | 0.011149 | 2.6002 | 0.011149 | 2.6002 | 0.011149 | 2.6002
[149 empty] | 7.3.2.1.3 Advanced weather monitoring and weather stations Weather StationsWLDFRElectric Reliability | WLDFR | HFTD - Distribution - Tier 2 - 4QU CoRE ¦ 5QU LoRE | Non-Red Flag Warning - Destructive Fires | 2024 | Electric Reliability | 233.2301 | 489.3555 | 2024 | Mitigation | 0.011149 | 10 | 0 | esc | 0.011149 | 2.6002 | 0.011149 | 2.6002 | 0.011149 | 2.6002 | 0.011149 | 2.6002
[149 empty] | 7.3.2.1.3 Advanced weather monitoring and weather stations Weather StationsWLDFRElectric Reliability | WLDFR | HFTD - Distribution - Tier 2 - 4QU CoRE ¦ 5QU LoRE | Non-Red Flag Warning - Destructive Fires | 2025 | Electric Reliability | 233.2301 | 489.3555 | 2025 | Mitigation | 0.011149 | 10 | 0 | esc | 0.011149 | 2.6002 | 0.011149 | 2.6002 | 0.011149 | 2.6002 | 0.011149 | 2.6002
[149 empty] | 7.3.2.1.3 Advanced weather monitoring and weather stations Weather StationsWLDFRElectric Reliability | WLDFR | HFTD - Distribution - Tier 2 - 4QU CoRE ¦ 5QU LoRE | Non-Red Flag Warning - Destructive Fires | 2026 | Electric Reliability | 233.2301 | 489.3555 | 2026 | Mitigation | 0.011149 | 10 | 0 | esc | 0.011149 | 2.6002 | 0.011149 | 2.6002 | 0.011149 | 2.6002 | 0.011149 | 2.6002
[149 empty] | 7.3.2.1.3 Advanced weather monitoring and weather stations Weather StationsWLDFRElectric Reliability | WLDFR | HFTD - Distribution - Tier 2 - 4QU CoRE ¦ 5QU LoRE | Non-Red Flag Warning - Destructive Fires | 2027 | Electric Reliability | 233.2301 | 489.3555 | 2027 | Mitigation | 0.011149 | 10 | 0 | esc | 0.011149 | 2.6002 | 0.011149 | 2.6002 | 0.011149 | 2.6002 | 0.011149 | 2.6002
[149 empty] | 7.3.2.1.3 Advanced weather monitoring and weather stations Weather StationsWLDFRElectric Reliability | WLDFR | HFTD - Distribution - Tier 2 - 4QU CoRE ¦ 5QU LoRE | Non-Red Flag Warning - Destructive Fires | 2028 | Electric Reliability | 247.273 | 489.3555 | 2028 | Mitigation | 0.011149 | 10 | 0 | esc | 0.011149 | 2.7568 | 0.011149 | 2.7568 | 0.011149 | 2.7568 | 0.011149 | 2.7568
[149 empty] | 7.3.2.1.3 Advanced weather monitoring and weather stations Weather StationsWLDFRElectric Reliability | WLDFR | HFTD - Distribution - Tier 2 - 4QU CoRE ¦ 5QU LoRE | Non-Red Flag Warning - Destructive Fires | 2029 | Electric Reliability | 247.273 | 489.3555 | 2029 | Mitigation | 0.011149 | 10 | 0 | esc | 0.011149 | 2.7568 | 0.011149 | 2.7568 | 0.011149 | 2.7568 | 0.011149 | 2.7568
[149 empty] | 7.3.2.1.3 Advanced weather monitoring and weather stations Weather StationsWLDFRElectric Reliability | WLDFR | HFTD - Distribution - Tier 2 - 4QU CoRE ¦ 5QU LoRE | Non-Red Flag Warning - Destructive Fires | 2030 | Electric Reliability | 247.273 | 489.3555 | 2030 | Mitigation | 0.011149 | 10 | 0 | esc | 0 | 0 | 0.011149 | 2.7568 | 0.011149 | 2.7568 | 0.011149 | 2.7568
[149 empty] | 7.3.2.1.3 Advanced weather monitoring and weather stations Weather StationsWLDFRElectric Reliability | WLDFR | HFTD - Distribution - Tier 2 - 4QU CoRE ¦ 5QU LoRE | Non-Red Flag Warning - Destructive Fires | 2031 | Electric Reliability | 247.273 | 489.3555 | 2031 | Mitigation | 0.011149 | 10 | 0 | esc | 0 | 0 | 0 | 0 | 0.011149 | 2.7568 | 0.011149 | 2.7568
[149 empty] | 7.3.2.1.3 Advanced weather monitoring and weather stations Weather StationsWLDFRElectric Reliability | WLDFR | HFTD - Distribution - Tier 2 - 4QU CoRE ¦ 5QU LoRE | Non-Red Flag Warning - Destructive Fires | 2032 | Electric Reliability | 247.273 | 489.3555 | 2032 | Mitigation | 0.011149 | 10 | 0 | esc | 0 | 0 | 0 | 0 | 0 | 0 | 0.011149 | 2.7568
[149 empty] | 7.3.2.1.3 Advanced weather monitoring and weather stations Weather StationsWLDFRElectric Reliability | WLDFR | HFTD - Distribution - Tier 2 - 4QU CoRE ¦ 5QU LoRE | Non-Red Flag Warning - Large Fires | 2021 | Electric Reliability | 0.69642 | 489.3555 | 2021 | Mitigation | 0.011149 | 10 | 0 | esc | 0.011149 | 0.0077642 | 0.011149 | 0.0077642 | 0 | 0 | 0 | 0
[149 empty] | 7.3.2.1.3 Advanced weather monitoring and weather stations Weather StationsWLDFRElectric Reliability | WLDFR | HFTD - Distribution - Tier 2 - 4QU CoRE ¦ 5QU LoRE | Non-Red Flag Warning - Large Fires | 2022 | Electric Reliability | 0.69642 | 489.3555 | 2022 | Mitigation | 0.011149 | 10 | 0 | esc | 0.011149 | 0.0077642 | 0.011149 | 0.0077642 | 0.011149 | 0.0077642 | 0 | 0
[149 empty] | 7.3.2.1.3 Advanced weather monitoring and weather stations Weather StationsWLDFRElectric Reliability | WLDFR | HFTD - Distribution - Tier 2 - 4QU CoRE ¦ 5QU LoRE | Non-Red Flag Warning - Large Fires | 2023 | Electric Reliability | 0.71896 | 489.3555 | 2023 | Mitigation | 0.011149 | 10 | 0 | esc | 0.011149 | 0.0080156 | 0.011149 | 0.0080156 | 0.011149 | 0.0080156 | 0.011149 | 0.0080156
[149 empty] | 7.3.2.1.3 Advanced weather monitoring and weather stations Weather StationsWLDFRElectric Reliability | WLDFR | HFTD - Distribution - Tier 2 - 4QU CoRE ¦ 5QU LoRE | Non-Red Flag Warning - Large Fires | 2024 | Electric Reliability | 0.71896 | 489.3555 | 2024 | Mitigation | 0.011149 | 10 | 0 | esc | 0.011149 | 0.0080156 | 0.011149 | 0.0080156 | 0.011149 | 0.0080156 | 0.011149 | 0.0080156
[149 empty] | 7.3.2.1.3 Advanced weather monitoring and weather stations Weather StationsWLDFRElectric Reliability | WLDFR | HFTD - Distribution - Tier 2 - 4QU CoRE ¦ 5QU LoRE | Non-Red Flag Warning - Large Fires | 2025 | Electric Reliability | 0.71896 | 489.3555 | 2025 | Mitigation | 0.011149 | 10 | 0 | esc | 0.011149 | 0.0080156 | 0.011149 | 0.0080156 | 0.011149 | 0.0080156 | 0.011149 | 0.0080156
[149 empty] | 7.3.2.1.3 Advanced weather monitoring and weather stations Weather StationsWLDFRElectric Reliability | WLDFR | HFTD - Distribution - Tier 2 - 4QU CoRE ¦ 5QU LoRE | Non-Red Flag Warning - Large Fires | 2026 | Electric Reliability | 0.71896 | 489.3555 | 2026 | Mitigation | 0.011149 | 10 | 0 | esc | 0.011149 | 0.0080156 | 0.011149 | 0.0080156 | 0.011149 | 0.0080156 | 0.011149 | 0.0080156
[149 empty] | 7.3.2.1.3 Advanced weather monitoring and weather stations Weather StationsWLDFRElectric Reliability | WLDFR | HFTD - Distribution - Tier 2 - 4QU CoRE ¦ 5QU LoRE | Non-Red Flag Warning - Large Fires | 2027 | Electric Reliability | 0.71896 | 489.3555 | 2027 | Mitigation | 0.011149 | 10 | 0 | esc | 0.011149 | 0.0080156 | 0.011149 | 0.0080156 | 0.011149 | 0.0080156 | 0.011149 | 0.0080156
[149 empty] | 7.3.2.1.3 Advanced weather monitoring and weather stations Weather StationsWLDFRElectric Reliability | WLDFR | HFTD - Distribution - Tier 2 - 4QU CoRE ¦ 5QU LoRE | Non-Red Flag Warning - Large Fires | 2028 | Electric Reliability | 0.74734 | 489.3555 | 2028 | Mitigation | 0.011149 | 10 | 0 | esc | 0.011149 | 0.0083319 | 0.011149 | 0.0083319 | 0.011149 | 0.0083319 | 0.011149 | 0.0083319
[149 empty] | 7.3.2.1.3 Advanced weather monitoring and weather stations Weather StationsWLDFRElectric Reliability | WLDFR | HFTD - Distribution - Tier 2 - 4QU CoRE ¦ 5QU LoRE | Non-Red Flag Warning - Large Fires | 2029 | Electric Reliability | 0.74734 | 489.3555 | 2029 | Mitigation | 0.011149 | 10 | 0 | esc | 0.011149 | 0.0083319 | 0.011149 | 0.0083319 | 0.011149 | 0.0083319 | 0.011149 | 0.0083319
[149 empty] | 7.3.2.1.3 Advanced weather monitoring and weather stations Weather StationsWLDFRElectric Reliability | WLDFR | HFTD - Distribution - Tier 2 - 4QU CoRE ¦ 5QU LoRE | Non-Red Flag Warning - Large Fires | 2030 | Electric Reliability | 0.74734 | 489.3555 | 2030 | Mitigation | 0.011149 | 10 | 0 | esc | 0 | 0 | 0.011149 | 0.0083319 | 0.011149 | 0.0083319 | 0.011149 | 0.0083319
[149 empty] | 7.3.2.1.3 Advanced weather monitoring and weather stations Weather StationsWLDFRElectric Reliability | WLDFR | HFTD - Distribution - Tier 2 - 4QU CoRE ¦ 5QU LoRE | Non-Red Flag Warning - Large Fires | 2031 | Electric Reliability | 0.74734 | 489.3555 | 2031 | Mitigation | 0.011149 | 10 | 0 | esc | 0 | 0 | 0 | 0 | 0.011149 | 0.0083319 | 0.011149 | 0.0083319
[149 empty] | 7.3.2.1.3 Advanced weather monitoring and weather stations Weather StationsWLDFRElectric Reliability | WLDFR | HFTD - Distribution - Tier 2 - 4QU CoRE ¦ 5QU LoRE | Non-Red Flag Warning - Large Fires | 2032 | Electric Reliability | 0.74734 | 489.3555 | 2032 | Mitigation | 0.011149 | 10 | 0 | esc | 0 | 0 | 0 | 0 | 0 | 0 | 0.011149 | 0.0083319
[149 empty] | 7.3.2.1.3 Advanced weather monitoring and weather stations Weather StationsWLDFRElectric Reliability | WLDFR | HFTD - Distribution - Tier 2 - 4QU CoRE ¦ 5QU LoRE | Non-Red Flag Warning - Small Fires | 2021 | Electric Reliability | 0.036425 | 489.3555 | 2021 | Mitigation | 0.011149 | 10 | 0 | esc | 0.011149 | 0.0004061 | 0.011149 | 0.0004061 | 0 | 0 | 0 | 0
[149 empty] | 7.3.2.1.3 Advanced weather monitoring and weather stations Weather StationsWLDFRElectric Reliability | WLDFR | HFTD - Distribution - Tier 2 - 4QU CoRE ¦ 5QU LoRE | Non-Red Flag Warning - Small Fires | 2022 | Electric Reliability | 0.036425 | 489.3555 | 2022 | Mitigation | 0.011149 | 10 | 0 | esc | 0.011149 | 0.0004061 | 0.011149 | 0.0004061 | 0.011149 | 0.0004061 | 0 | 0
[149 empty] | 7.3.2.1.3 Advanced weather monitoring and weather stations Weather StationsWLDFRElectric Reliability | WLDFR | HFTD - Distribution - Tier 2 - 4QU CoRE ¦ 5QU LoRE | Non-Red Flag Warning - Small Fires | 2023 | Electric Reliability | 0.03759 | 489.3555 | 2023 | Mitigation | 0.011149 | 10 | 0 | esc | 0.011149 | 0.00041909 | 0.011149 | 0.00041909 | 0.011149 | 0.00041909 | 0.011149 | 0.00041909
[149 empty] | 7.3.2.1.3 Advanced weather monitoring and weather stations Weather StationsWLDFRElectric Reliability | WLDFR | HFTD - Distribution - Tier 2 - 4QU CoRE ¦ 5QU LoRE | Non-Red Flag Warning - Small Fires | 2024 | Electric Reliability | 0.03759 | 489.3555 | 2024 | Mitigation | 0.011149 | 10 | 0 | esc | 0.011149 | 0.00041909 | 0.011149 | 0.00041909 | 0.011149 | 0.00041909 | 0.011149 | 0.00041909
[149 empty] | 7.3.2.1.3 Advanced weather monitoring and weather stations Weather StationsWLDFRElectric Reliability | WLDFR | HFTD - Distribution - Tier 2 - 4QU CoRE ¦ 5QU LoRE | Non-Red Flag Warning - Small Fires | 2025 | Electric Reliability | 0.03759 | 489.3555 | 2025 | Mitigation | 0.011149 | 10 | 0 | esc | 0.011149 | 0.00041909 | 0.011149 | 0.00041909 | 0.011149 | 0.00041909 | 0.011149 | 0.00041909
[149 empty] | 7.3.2.1.3 Advanced weather monitoring and weather stations Weather StationsWLDFRElectric Reliability | WLDFR | HFTD - Distribution - Tier 2 - 4QU CoRE ¦ 5QU LoRE | Non-Red Flag Warning - Small Fires | 2026 | Electric Reliability | 0.03759 | 489.3555 | 2026 | Mitigation | 0.011149 | 10 | 0 | esc | 0.011149 | 0.00041909 | 0.011149 | 0.00041909 | 0.011149 | 0.00041909 | 0.011149 | 0.00041909
[149 empty] | 7.3.2.1.3 Advanced weather monitoring and weather stations Weather StationsWLDFRElectric Reliability | WLDFR | HFTD - Distribution - Tier 2 - 4QU CoRE ¦ 5QU LoRE | Non-Red Flag Warning - Small Fires | 2027 | Electric Reliability | 0.03759 | 489.3555 | 2027 | Mitigation | 0.011149 | 10 | 0 | esc | 0.011149 | 0.00041909 | 0.011149 | 0.00041909 | 0.011149 | 0.00041909 | 0.011149 | 0.00041909
[149 empty] | 7.3.2.1.3 Advanced weather monitoring and weather stations Weather StationsWLDFRElectric Reliability | WLDFR | HFTD - Distribution - Tier 2 - 4QU CoRE ¦ 5QU LoRE | Non-Red Flag Warning - Small Fires | 2028 | Electric Reliability | 0.039055 | 489.3555 | 2028 | Mitigation | 0.011149 | 10 | 0 | esc | 0.011149 | 0.00043542 | 0.011149 | 0.00043542 | 0.011149 | 0.00043542 | 0.011149 | 0.00043542
[149 empty] | 7.3.2.1.3 Advanced weather monitoring and weather stations Weather StationsWLDFRElectric Reliability | WLDFR | HFTD - Distribution - Tier 2 - 4QU CoRE ¦ 5QU LoRE | Non-Red Flag Warning - Small Fires | 2029 | Electric Reliability | 0.039055 | 489.3555 | 2029 | Mitigation | 0.011149 | 10 | 0 | esc | 0.011149 | 0.00043542 | 0.011149 | 0.00043542 | 0.011149 | 0.00043542 | 0.011149 | 0.00043542
[149 empty] | 7.3.2.1.3 Advanced weather monitoring and weather stations Weather StationsWLDFRElectric Reliability | WLDFR | HFTD - Distribution - Tier 2 - 4QU CoRE ¦ 5QU LoRE | Non-Red Flag Warning - Small Fires | 2030 | Electric Reliability | 0.039055 | 489.3555 | 2030 | Mitigation | 0.011149 | 10 | 0 | esc | 0 | 0 | 0.011149 | 0.00043542 | 0.011149 | 0.00043542 | 0.011149 | 0.00043542
[149 empty] | 7.3.2.1.3 Advanced weather monitoring and weather stations Weather StationsWLDFRElectric Reliability | WLDFR | HFTD - Distribution - Tier 2 - 4QU CoRE ¦ 5QU LoRE | Non-Red Flag Warning - Small Fires | 2031 | Electric Reliability | 0.039055 | 489.3555 | 2031 | Mitigation | 0.011149 | 10 | 0 | esc | 0 | 0 | 0 | 0 | 0.011149 | 0.00043542 | 0.011149 | 0.00043542
[149 empty] | 7.3.2.1.3 Advanced weather monitoring and weather stations Weather StationsWLDFRElectric Reliability | WLDFR | HFTD - Distribution - Tier 2 - 4QU CoRE ¦ 5QU LoRE | Non-Red Flag Warning - Small Fires | 2032 | Electric Reliability | 0.039055 | 489.3555 | 2032 | Mitigation | 0.011149 | 10 | 0 | esc | 0 | 0 | 0 | 0 | 0 | 0 | 0.011149 | 0.00043542
[149 empty] | 7.3.2.1.3 Advanced weather monitoring and weather stations Weather StationsWLDFRElectric Reliability | WLDFR | HFTD - Distribution - Tier 2 - 4QU CoRE ¦ 5QU LoRE | Red Flag Warning - Catastrophic Fires | 2021 | Electric Reliability | 222.2294 | 489.3555 | 2021 | Mitigation | 0.011149 | 10 | 0 | esc | 0.011149 | 2.4776 | 0.011149 | 2.4776 | 0 | 0 | 0 | 0
[149 empty] | 7.3.2.1.3 Advanced weather monitoring and weather stations Weather StationsWLDFRElectric Reliability | WLDFR | HFTD - Distribution - Tier 2 - 4QU CoRE ¦ 5QU LoRE | Red Flag Warning - Catastrophic Fires | 2022 | Electric Reliability | 222.2294 | 489.3555 | 2022 | Mitigation | 0.011149 | 10 | 0 | esc | 0.011149 | 2.4776 | 0.011149 | 2.4776 | 0.011149 | 2.4776 | 0 | 0
[149 empty] | 7.3.2.1.3 Advanced weather monitoring and weather stations Weather StationsWLDFRElectric Reliability | WLDFR | HFTD - Distribution - Tier 2 - 4QU CoRE ¦ 5QU LoRE | Red Flag Warning - Catastrophic Fires | 2023 | Electric Reliability | 233.2301 | 489.3555 | 2023 | Mitigation | 0.011149 | 10 | 0 | esc | 0.011149 | 2.6002 | 0.011149 | 2.6002 | 0.011149 | 2.6002 | 0.011149 | 2.6002
[149 empty] | 7.3.2.1.3 Advanced weather monitoring and weather stations Weather StationsWLDFRElectric Reliability | WLDFR | HFTD - Distribution - Tier 2 - 4QU CoRE ¦ 5QU LoRE | Red Flag Warning - Catastrophic Fires | 2024 | Electric Reliability | 233.2301 | 489.3555 | 2024 | Mitigation | 0.011149 | 10 | 0 | esc | 0.011149 | 2.6002 | 0.011149 | 2.6002 | 0.011149 | 2.6002 | 0.011149 | 2.6002
[149 empty] | 7.3.2.1.3 Advanced weather monitoring and weather stations Weather StationsWLDFRElectric Reliability | WLDFR | HFTD - Distribution - Tier 2 - 4QU CoRE ¦ 5QU LoRE | Red Flag Warning - Catastrophic Fires | 2025 | Electric Reliability | 233.2301 | 489.3555 | 2025 | Mitigation | 0.011149 | 10 | 0 | esc | 0.011149 | 2.6002 | 0.011149 | 2.6002 | 0.011149 | 2.6002 | 0.011149 | 2.6002
[149 empty] | 7.3.2.1.3 Advanced weather monitoring and weather stations Weather StationsWLDFRElectric Reliability | WLDFR | HFTD - Distribution - Tier 2 - 4QU CoRE ¦ 5QU LoRE | Red Flag Warning - Catastrophic Fires | 2026 | Electric Reliability | 233.2301 | 489.3555 | 2026 | Mitigation | 0.011149 | 10 | 0 | esc | 0.011149 | 2.6002 | 0.011149 | 2.6002 | 0.011149 | 2.6002 | 0.011149 | 2.6002
[149 empty] | 7.3.2.1.3 Advanced weather monitoring and weather stations Weather StationsWLDFRElectric Reliability | WLDFR | HFTD - Distribution - Tier 2 - 4QU CoRE ¦ 5QU LoRE | Red Flag Warning - Catastrophic Fires | 2027 | Electric Reliability | 233.2301 | 489.3555 | 2027 | Mitigation | 0.011149 | 10 | 0 | esc | 0.011149 | 2.6002 | 0.011149 | 2.6002 | 0.011149 | 2.6002 | 0.011149 | 2.6002
[149 empty] | 7.3.2.1.3 Advanced weather monitoring and weather stations Weather StationsWLDFRElectric Reliability | WLDFR | HFTD - Distribution - Tier 2 - 4QU CoRE ¦ 5QU LoRE | Red Flag Warning - Catastrophic Fires | 2028 | Electric Reliability | 247.273 | 489.3555 | 2028 | Mitigation | 0.011149 | 10 | 0 | esc | 0.011149 | 2.7568 | 0.011149 | 2.7568 | 0.011149 | 2.7568 | 0.011149 | 2.7568
[149 empty] | 7.3.2.1.3 Advanced weather monitoring and weather stations Weather StationsWLDFRElectric Reliability | WLDFR | HFTD - Distribution - Tier 2 - 4QU CoRE ¦ 5QU LoRE | Red Flag Warning - Catastrophic Fires | 2029 | Electric Reliability | 247.273 | 489.3555 | 2029 | Mitigation | 0.011149 | 10 | 0 | esc | 0.011149 | 2.7568 | 0.011149 | 2.7568 | 0.011149 | 2.7568 | 0.011149 | 2.7568
[149 empty] | 7.3.2.1.3 Advanced weather monitoring and weather stations Weather StationsWLDFRElectric Reliability | WLDFR | HFTD - Distribution - Tier 2 - 4QU CoRE ¦ 5QU LoRE | Red Flag Warning - Catastrophic Fires | 2030 | Electric Reliability | 247.273 | 489.3555 | 2030 | Mitigation | 0.011149 | 10 | 0 | esc | 0 | 0 | 0.011149 | 2.7568 | 0.011149 | 2.7568 | 0.011149 | 2.7568
[149 empty] | 7.3.2.1.3 Advanced weather monitoring and weather stations Weather StationsWLDFRElectric Reliability | WLDFR | HFTD - Distribution - Tier 2 - 4QU CoRE ¦ 5QU LoRE | Red Flag Warning - Catastrophic Fires | 2031 | Electric Reliability | 247.273 | 489.3555 | 2031 | Mitigation | 0.011149 | 10 | 0 | esc | 0 | 0 | 0 | 0 | 0.011149 | 2.7568 | 0.011149 | 2.7568
[149 empty] | 7.3.2.1.3 Advanced weather monitoring and weather stations Weather StationsWLDFRElectric Reliability | WLDFR | HFTD - Distribution - Tier 2 - 4QU CoRE ¦ 5QU LoRE | Red Flag Warning - Catastrophic Fires | 2032 | Electric Reliability | 247.273 | 489.3555 | 2032 | Mitigation | 0.011149 | 10 | 0 | esc | 0 | 0 | 0 | 0 | 0 | 0 | 0.011149 | 2.7568
[149 empty] | 7.3.2.1.3 Advanced weather monitoring and weather stations Weather StationsWLDFRElectric Reliability | WLDFR | HFTD - Distribution - Tier 2 - 4QU CoRE ¦ 5QU LoRE | Red Flag Warning - Destructive Fires | 2021 | Electric Reliability | 222.2294 | 489.3555 | 2021 | Mitigation | 0.011149 | 10 | 0 | esc | 0.011149 | 2.4776 | 0.011149 | 2.4776 | 0 | 0 | 0 | 0
[149 empty] | 7.3.2.1.3 Advanced weather monitoring and weather stations Weather StationsWLDFRElectric Reliability | WLDFR | HFTD - Distribution - Tier 2 - 4QU CoRE ¦ 5QU LoRE | Red Flag Warning - Destructive Fires | 2022 | Electric Reliability | 222.2294 | 489.3555 | 2022 | Mitigation | 0.011149 | 10 | 0 | esc | 0.011149 | 2.4776 | 0.011149 | 2.4776 | 0.011149 | 2.4776 | 0 | 0
[149 empty] | 7.3.2.1.3 Advanced weather monitoring and weather stations Weather StationsWLDFRElectric Reliability | WLDFR | HFTD - Distribution - Tier 2 - 4QU CoRE ¦ 5QU LoRE | Red Flag Warning - Destructive Fires | 2023 | Electric Reliability | 233.2301 | 489.3555 | 2023 | Mitigation | 0.011149 | 10 | 0 | esc | 0.011149 | 2.6002 | 0.011149 | 2.6002 | 0.011149 | 2.6002 | 0.011149 | 2.6002
[149 empty] | 7.3.2.1.3 Advanced weather monitoring and weather stations Weather StationsWLDFRElectric Reliability | WLDFR | HFTD - Distribution - Tier 2 - 4QU CoRE ¦ 5QU LoRE | Red Flag Warning - Destructive Fires | 2024 | Electric Reliability | 233.2301 | 489.3555 | 2024 | Mitigation | 0.011149 | 10 | 0 | esc | 0.011149 | 2.6002 | 0.011149 | 2.6002 | 0.011149 | 2.6002 | 0.011149 | 2.6002
[149 empty] | 7.3.2.1.3 Advanced weather monitoring and weather stations Weather StationsWLDFRElectric Reliability | WLDFR | HFTD - Distribution - Tier 2 - 4QU CoRE ¦ 5QU LoRE | Red Flag Warning - Destructive Fires | 2025 | Electric Reliability | 233.2301 | 489.3555 | 2025 | Mitigation | 0.011149 | 10 | 0 | esc | 0.011149 | 2.6002 | 0.011149 | 2.6002 | 0.011149 | 2.6002 | 0.011149 | 2.6002
[149 empty] | 7.3.2.1.3 Advanced weather monitoring and weather stations Weather StationsWLDFRElectric Reliability | WLDFR | HFTD - Distribution - Tier 2 - 4QU CoRE ¦ 5QU LoRE | Red Flag Warning - Destructive Fires | 2026 | Electric Reliability | 233.2301 | 489.3555 | 2026 | Mitigation | 0.011149 | 10 | 0 | esc | 0.011149 | 2.6002 | 0.011149 | 2.6002 | 0.011149 | 2.6002 | 0.011149 | 2.6002
[149 empty] | 7.3.2.1.3 Advanced weather monitoring and weather stations Weather StationsWLDFRElectric Reliability | WLDFR | HFTD - Distribution - Tier 2 - 4QU CoRE ¦ 5QU LoRE | Red Flag Warning - Destructive Fires | 2027 | Electric Reliability | 233.2301 | 489.3555 | 2027 | Mitigation | 0.011149 | 10 | 0 | esc | 0.011149 | 2.6002 | 0.011149 | 2.6002 | 0.011149 | 2.6002 | 0.011149 | 2.6002
[149 empty] | 7.3.2.1.3 Advanced weather monitoring and weather stations Weather StationsWLDFRElectric Reliability | WLDFR | HFTD - Distribution - Tier 2 - 4QU CoRE ¦ 5QU LoRE | Red Flag Warning - Destructive Fires | 2028 | Electric Reliability | 247.273 | 489.3555 | 2028 | Mitigation | 0.011149 | 10 | 0 | esc | 0.011149 | 2.7568 | 0.011149 | 2.7568 | 0.011149 | 2.7568 | 0.011149 | 2.7568
[149 empty] | 7.3.2.1.3 Advanced weather monitoring and weather stations Weather StationsWLDFRElectric Reliability | WLDFR | HFTD - Distribution - Tier 2 - 4QU CoRE ¦ 5QU LoRE | Red Flag Warning - Destructive Fires | 2029 | Electric Reliability | 247.273 | 489.3555 | 2029 | Mitigation | 0.011149 | 10 | 0 | esc | 0.011149 | 2.7568 | 0.011149 | 2.7568 | 0.011149 | 2.7568 | 0.011149 | 2.7568
[149 empty] | 7.3.2.1.3 Advanced weather monitoring and weather stations Weather StationsWLDFRElectric Reliability | WLDFR | HFTD - Distribution - Tier 2 - 4QU CoRE ¦ 5QU LoRE | Red Flag Warning - Destructive Fires | 2030 | Electric Reliability | 247.273 | 489.3555 | 2030 | Mitigation | 0.011149 | 10 | 0 | esc | 0 | 0 | 0.011149 | 2.7568 | 0.011149 | 2.7568 | 0.011149 | 2.7568
[149 empty] | 7.3.2.1.3 Advanced weather monitoring and weather stations Weather StationsWLDFRElectric Reliability | WLDFR | HFTD - Distribution - Tier 2 - 4QU CoRE ¦ 5QU LoRE | Red Flag Warning - Destructive Fires | 2031 | Electric Reliability | 247.273 | 489.3555 | 2031 | Mitigation | 0.011149 | 10 | 0 | esc | 0 | 0 | 0 | 0 | 0.011149 | 2.7568 | 0.011149 | 2.7568
[149 empty] | 7.3.2.1.3 Advanced weather monitoring and weather stations Weather StationsWLDFRElectric Reliability | WLDFR | HFTD - Distribution - Tier 2 - 4QU CoRE ¦ 5QU LoRE | Red Flag Warning - Destructive Fires | 2032 | Electric Reliability | 247.273 | 489.3555 | 2032 | Mitigation | 0.011149 | 10 | 0 | esc | 0 | 0 | 0 | 0 | 0 | 0 | 0.011149 | 2.7568
[149 empty] | 7.3.2.1.3 Advanced weather monitoring and weather stations Weather StationsWLDFRElectric Reliability | WLDFR | HFTD - Distribution - Tier 2 - 4QU CoRE ¦ 5QU LoRE | Red Flag Warning - Large Fires | 2021 | Electric Reliability | 0.69642 | 489.3555 | 2021 | Mitigation | 0.011149 | 10 | 0 | esc | 0.011149 | 0.0077642 | 0.011149 | 0.0077642 | 0 | 0 | 0 | 0
[149 empty] | 7.3.2.1.3 Advanced weather monitoring and weather stations Weather StationsWLDFRElectric Reliability | WLDFR | HFTD - Distribution - Tier 2 - 4QU CoRE ¦ 5QU LoRE | Red Flag Warning - Large Fires | 2022 | Electric Reliability | 0.69642 | 489.3555 | 2022 | Mitigation | 0.011149 | 10 | 0 | esc | 0.011149 | 0.0077642 | 0.011149 | 0.0077642 | 0.011149 | 0.0077642 | 0 | 0
[149 empty] | 7.3.2.1.3 Advanced weather monitoring and weather stations Weather StationsWLDFRElectric Reliability | WLDFR | HFTD - Distribution - Tier 2 - 4QU CoRE ¦ 5QU LoRE | Red Flag Warning - Large Fires | 2023 | Electric Reliability | 0.71896 | 489.3555 | 2023 | Mitigation | 0.011149 | 10 | 0 | esc | 0.011149 | 0.0080156 | 0.011149 | 0.0080156 | 0.011149 | 0.0080156 | 0.011149 | 0.0080156
[149 empty] | 7.3.2.1.3 Advanced weather monitoring and weather stations Weather StationsWLDFRElectric Reliability | WLDFR | HFTD - Distribution - Tier 2 - 4QU CoRE ¦ 5QU LoRE | Red Flag Warning - Large Fires | 2024 | Electric Reliability | 0.71896 | 489.3555 | 2024 | Mitigation | 0.011149 | 10 | 0 | esc | 0.011149 | 0.0080156 | 0.011149 | 0.0080156 | 0.011149 | 0.0080156 | 0.011149 | 0.0080156
[149 empty] | 7.3.2.1.3 Advanced weather monitoring and weather stations Weather StationsWLDFRElectric Reliability | WLDFR | HFTD - Distribution - Tier 2 - 4QU CoRE ¦ 5QU LoRE | Red Flag Warning - Large Fires | 2025 | Electric Reliability | 0.71896 | 489.3555 | 2025 | Mitigation | 0.011149 | 10 | 0 | esc | 0.011149 | 0.0080156 | 0.011149 | 0.0080156 | 0.011149 | 0.0080156 | 0.011149 | 0.0080156
[149 empty] | 7.3.2.1.3 Advanced weather monitoring and weather stations Weather StationsWLDFRElectric Reliability | WLDFR | HFTD - Distribution - Tier 2 - 4QU CoRE ¦ 5QU LoRE | Red Flag Warning - Large Fires | 2026 | Electric Reliability | 0.71896 | 489.3555 | 2026 | Mitigation | 0.011149 | 10 | 0 | esc | 0.011149 | 0.0080156 | 0.011149 | 0.0080156 | 0.011149 | 0.0080156 | 0.011149 | 0.0080156
[149 empty] | 7.3.2.1.3 Advanced weather monitoring and weather stations Weather StationsWLDFRElectric Reliability | WLDFR | HFTD - Distribution - Tier 2 - 4QU CoRE ¦ 5QU LoRE | Red Flag Warning - Large Fires | 2027 | Electric Reliability | 0.71896 | 489.3555 | 2027 | Mitigation | 0.011149 | 10 | 0 | esc | 0.011149 | 0.0080156 | 0.011149 | 0.0080156 | 0.011149 | 0.0080156 | 0.011149 | 0.0080156
[149 empty] | 7.3.2.1.3 Advanced weather monitoring and weather stations Weather StationsWLDFRElectric Reliability | WLDFR | HFTD - Distribution - Tier 2 - 4QU CoRE ¦ 5QU LoRE | Red Flag Warning - Large Fires | 2028 | Electric Reliability | 0.74734 | 489.3555 | 2028 | Mitigation | 0.011149 | 10 | 0 | esc | 0.011149 | 0.0083319 | 0.011149 | 0.0083319 | 0.011149 | 0.0083319 | 0.011149 | 0.0083319
[149 empty] | 7.3.2.1.3 Advanced weather monitoring and weather stations Weather StationsWLDFRElectric Reliability | WLDFR | HFTD - Distribution - Tier 2 - 4QU CoRE ¦ 5QU LoRE | Red Flag Warning - Large Fires | 2029 | Electric Reliability | 0.74734 | 489.3555 | 2029 | Mitigation | 0.011149 | 10 | 0 | esc | 0.011149 | 0.0083319 | 0.011149 | 0.0083319 | 0.011149 | 0.0083319 | 0.011149 | 0.0083319
[149 empty] | 7.3.2.1.3 Advanced weather monitoring and weather stations Weather StationsWLDFRElectric Reliability | WLDFR | HFTD - Distribution - Tier 2 - 4QU CoRE ¦ 5QU LoRE | Red Flag Warning - Large Fires | 2030 | Electric Reliability | 0.74734 | 489.3555 | 2030 | Mitigation | 0.011149 | 10 | 0 | esc | 0 | 0 | 0.011149 | 0.0083319 | 0.011149 | 0.0083319 | 0.011149 | 0.0083319
[149 empty] | 7.3.2.1.3 Advanced weather monitoring and weather stations Weather StationsWLDFRElectric Reliability | WLDFR | HFTD - Distribution - Tier 2 - 4QU CoRE ¦ 5QU LoRE | Red Flag Warning - Large Fires | 2031 | Electric Reliability | 0.74734 | 489.3555 | 2031 | Mitigation | 0.011149 | 10 | 0 | esc | 0 | 0 | 0 | 0 | 0.011149 | 0.0083319 | 0.011149 | 0.0083319
[149 empty] | 7.3.2.1.3 Advanced weather monitoring and weather stations Weather StationsWLDFRElectric Reliability | WLDFR | HFTD - Distribution - Tier 2 - 4QU CoRE ¦ 5QU LoRE | Red Flag Warning - Large Fires | 2032 | Electric Reliability | 0.74734 | 489.3555 | 2032 | Mitigation | 0.011149 | 10 | 0 | esc | 0 | 0 | 0 | 0 | 0 | 0 | 0.011149 | 0.0083319
[149 empty] | 7.3.2.1.3 Advanced weather monitoring and weather stations Weather StationsWLDFRElectric Reliability | WLDFR | HFTD - Distribution - Tier 2 - 4QU CoRE ¦ 5QU LoRE | Red Flag Warning - Small Fires | 2021 | Electric Reliability | 0.036425 | 489.3555 | 2021 | Mitigation | 0.011149 | 10 | 0 | esc | 0.011149 | 0.0004061 | 0.011149 | 0.0004061 | 0 | 0 | 0 | 0
[149 empty] | 7.3.2.1.3 Advanced weather monitoring and weather stations Weather StationsWLDFRElectric Reliability | WLDFR | HFTD - Distribution - Tier 2 - 4QU CoRE ¦ 5QU LoRE | Red Flag Warning - Small Fires | 2022 | Electric Reliability | 0.036425 | 489.3555 | 2022 | Mitigation | 0.011149 | 10 | 0 | esc | 0.011149 | 0.0004061 | 0.011149 | 0.0004061 | 0.011149 | 0.0004061 | 0 | 0
[149 empty] | 7.3.2.1.3 Advanced weather monitoring and weather stations Weather StationsWLDFRElectric Reliability | WLDFR | HFTD - Distribution - Tier 2 - 4QU CoRE ¦ 5QU LoRE | Red Flag Warning - Small Fires | 2023 | Electric Reliability | 0.03759 | 489.3555 | 2023 | Mitigation | 0.011149 | 10 | 0 | esc | 0.011149 | 0.00041909 | 0.011149 | 0.00041909 | 0.011149 | 0.00041909 | 0.011149 | 0.00041909
[149 empty] | 7.3.2.1.3 Advanced weather monitoring and weather stations Weather StationsWLDFRElectric Reliability | WLDFR | HFTD - Distribution - Tier 2 - 4QU CoRE ¦ 5QU LoRE | Red Flag Warning - Small Fires | 2024 | Electric Reliability | 0.03759 | 489.3555 | 2024 | Mitigation | 0.011149 | 10 | 0 | esc | 0.011149 | 0.00041909 | 0.011149 | 0.00041909 | 0.011149 | 0.00041909 | 0.011149 | 0.00041909
[149 empty] | 7.3.2.1.3 Advanced weather monitoring and weather stations Weather StationsWLDFRElectric Reliability | WLDFR | HFTD - Distribution - Tier 2 - 4QU CoRE ¦ 5QU LoRE | Red Flag Warning - Small Fires | 2025 | Electric Reliability | 0.03759 | 489.3555 | 2025 | Mitigation | 0.011149 | 10 | 0 | esc | 0.011149 | 0.00041909 | 0.011149 | 0.00041909 | 0.011149 | 0.00041909 | 0.011149 | 0.00041909
[149 empty] | 7.3.2.1.3 Advanced weather monitoring and weather stations Weather StationsWLDFRElectric Reliability | WLDFR | HFTD - Distribution - Tier 2 - 4QU CoRE ¦ 5QU LoRE | Red Flag Warning - Small Fires | 2026 | Electric Reliability | 0.03759 | 489.3555 | 2026 | Mitigation | 0.011149 | 10 | 0 | esc | 0.011149 | 0.00041909 | 0.011149 | 0.00041909 | 0.011149 | 0.00041909 | 0.011149 | 0.00041909
[149 empty] | 7.3.2.1.3 Advanced weather monitoring and weather stations Weather StationsWLDFRElectric Reliability | WLDFR | HFTD - Distribution - Tier 2 - 4QU CoRE ¦ 5QU LoRE | Red Flag Warning - Small Fires | 2027 | Electric Reliability | 0.03759 | 489.3555 | 2027 | Mitigation | 0.011149 | 10 | 0 | esc | 0.011149 | 0.00041909 | 0.011149 | 0.00041909 | 0.011149 | 0.00041909 | 0.011149 | 0.00041909
[149 empty] | 7.3.2.1.3 Advanced weather monitoring and weather stations Weather StationsWLDFRElectric Reliability | WLDFR | HFTD - Distribution - Tier 2 - 4QU CoRE ¦ 5QU LoRE | Red Flag Warning - Small Fires | 2028 | Electric Reliability | 0.039055 | 489.3555 | 2028 | Mitigation | 0.011149 | 10 | 0 | esc | 0.011149 | 0.00043542 | 0.011149 | 0.00043542 | 0.011149 | 0.00043542 | 0.011149 | 0.00043542
[149 empty] | 7.3.2.1.3 Advanced weather monitoring and weather stations Weather StationsWLDFRElectric Reliability | WLDFR | HFTD - Distribution - Tier 2 - 4QU CoRE ¦ 5QU LoRE | Red Flag Warning - Small Fires | 2029 | Electric Reliability | 0.039055 | 489.3555 | 2029 | Mitigation | 0.011149 | 10 | 0 | esc | 0.011149 | 0.00043542 | 0.011149 | 0.00043542 | 0.011149 | 0.00043542 | 0.011149 | 0.00043542
[149 empty] | 7.3.2.1.3 Advanced weather monitoring and weather stations Weather StationsWLDFRElectric Reliability | WLDFR | HFTD - Distribution - Tier 2 - 4QU CoRE ¦ 5QU LoRE | Red Flag Warning - Small Fires | 2030 | Electric Reliability | 0.039055 | 489.3555 | 2030 | Mitigation | 0.011149 | 10 | 0 | esc | 0 | 0 | 0.011149 | 0.00043542 | 0.011149 | 0.00043542 | 0.011149 | 0.00043542
[149 empty] | 7.3.2.1.3 Advanced weather monitoring and weather stations Weather StationsWLDFRElectric Reliability | WLDFR | HFTD - Distribution - Tier 2 - 4QU CoRE ¦ 5QU LoRE | Red Flag Warning - Small Fires | 2031 | Electric Reliability | 0.039055 | 489.3555 | 2031 | Mitigation | 0.011149 | 10 | 0 | esc | 0 | 0 | 0 | 0 | 0.011149 | 0.00043542 | 0.011149 | 0.00043542
[149 empty] | 7.3.2.1.3 Advanced weather monitoring and weather stations Weather StationsWLDFRElectric Reliability | WLDFR | HFTD - Distribution - Tier 2 - 4QU CoRE ¦ 5QU LoRE | Red Flag Warning - Small Fires | 2032 | Electric Reliability | 0.039055 | 489.3555 | 2032 | Mitigation | 0.011149 | 10 | 0 | esc | 0 | 0 | 0 | 0 | 0 | 0 | 0.011149 | 0.00043542
[149 empty] | 7.3.2.1.3 Advanced weather monitoring and weather stations Weather StationsWLDFRElectric Reliability | WLDFR | HFTD - Distribution - Tier 2 - 4QU CoRE ¦ 5QU LoRE | Seismic - Non-Red Flag Warning - Catastrophic Fires | 2021 | Electric Reliability | 409.2237 | 489.3555 | 2021 | Mitigation | 0.011149 | 10 | 0 | esc | 0.011149 | 4.5624 | 0.011149 | 4.5624 | 0 | 0 | 0 | 0
[149 empty] | 7.3.2.1.3 Advanced weather monitoring and weather stations Weather StationsWLDFRElectric Reliability | WLDFR | HFTD - Distribution - Tier 2 - 4QU CoRE ¦ 5QU LoRE | Seismic - Non-Red Flag Warning - Catastrophic Fires | 2022 | Electric Reliability | 409.2237 | 489.3555 | 2022 | Mitigation | 0.011149 | 10 | 0 | esc | 0.011149 | 4.5624 | 0.011149 | 4.5624 | 0.011149 | 4.5624 | 0 | 0
[149 empty] | 7.3.2.1.3 Advanced weather monitoring and weather stations Weather StationsWLDFRElectric Reliability | WLDFR | HFTD - Distribution - Tier 2 - 4QU CoRE ¦ 5QU LoRE | Seismic - Non-Red Flag Warning - Catastrophic Fires | 2023 | Electric Reliability | 428.6023 | 489.3555 | 2023 | Mitigation | 0.011149 | 10 | 0 | esc | 0.011149 | 4.7784 | 0.011149 | 4.7784 | 0.011149 | 4.7784 | 0.011149 | 4.7784
[149 empty] | 7.3.2.1.3 Advanced weather monitoring and weather stations Weather StationsWLDFRElectric Reliability | WLDFR | HFTD - Distribution - Tier 2 - 4QU CoRE ¦ 5QU LoRE | Seismic - Non-Red Flag Warning - Catastrophic Fires | 2024 | Electric Reliability | 428.6023 | 489.3555 | 2024 | Mitigation | 0.011149 | 10 | 0 | esc | 0.011149 | 4.7784 | 0.011149 | 4.7784 | 0.011149 | 4.7784 | 0.011149 | 4.7784
[149 empty] | 7.3.2.1.3 Advanced weather monitoring and weather stations Weather StationsWLDFRElectric Reliability | WLDFR | HFTD - Distribution - Tier 2 - 4QU CoRE ¦ 5QU LoRE | Seismic - Non-Red Flag Warning - Catastrophic Fires | 2025 | Electric Reliability | 428.6023 | 489.3555 | 2025 | Mitigation | 0.011149 | 10 | 0 | esc | 0.011149 | 4.7784 | 0.011149 | 4.7784 | 0.011149 | 4.7784 | 0.011149 | 4.7784
[149 empty] | 7.3.2.1.3 Advanced weather monitoring and weather stations Weather StationsWLDFRElectric Reliability | WLDFR | HFTD - Distribution - Tier 2 - 4QU CoRE ¦ 5QU LoRE | Seismic - Non-Red Flag Warning - Catastrophic Fires | 2026 | Electric Reliability | 428.6023 | 489.3555 | 2026 | Mitigation | 0.011149 | 10 | 0 | esc | 0.011149 | 4.7784 | 0.011149 | 4.7784 | 0.011149 | 4.7784 | 0.011149 | 4.7784
[149 empty] | 7.3.2.1.3 Advanced weather monitoring and weather stations Weather StationsWLDFRElectric Reliability | WLDFR | HFTD - Distribution - Tier 2 - 4QU CoRE ¦ 5QU LoRE | Seismic - Non-Red Flag Warning - Catastrophic Fires | 2027 | Electric Reliability | 428.6023 | 489.3555 | 2027 | Mitigation | 0.011149 | 10 | 0 | esc | 0.011149 | 4.7784 | 0.011149 | 4.7784 | 0.011149 | 4.7784 | 0.011149 | 4.7784
[149 empty] | 7.3.2.1.3 Advanced weather monitoring and weather stations Weather StationsWLDFRElectric Reliability | WLDFR | HFTD - Distribution - Tier 2 - 4QU CoRE ¦ 5QU LoRE | Seismic - Non-Red Flag Warning - Catastrophic Fires | 2028 | Electric Reliability | 453.261 | 489.3555 | 2028 | Mitigation | 0.011149 | 10 | 0 | esc | 0.011149 | 5.0533 | 0.011149 | 5.0533 | 0.011149 | 5.0533 | 0.011149 | 5.0533
[149 empty] | 7.3.2.1.3 Advanced weather monitoring and weather stations Weather StationsWLDFRElectric Reliability | WLDFR | HFTD - Distribution - Tier 2 - 4QU CoRE ¦ 5QU LoRE | Seismic - Non-Red Flag Warning - Catastrophic Fires | 2029 | Electric Reliability | 453.261 | 489.3555 | 2029 | Mitigation | 0.011149 | 10 | 0 | esc | 0.011149 | 5.0533 | 0.011149 | 5.0533 | 0.011149 | 5.0533 | 0.011149 | 5.0533
[149 empty] | 7.3.2.1.3 Advanced weather monitoring and weather stations Weather StationsWLDFRElectric Reliability | WLDFR | HFTD - Distribution - Tier 2 - 4QU CoRE ¦ 5QU LoRE | Seismic - Non-Red Flag Warning - Catastrophic Fires | 2030 | Electric Reliability | 453.261 | 489.3555 | 2030 | Mitigation | 0.011149 | 10 | 0 | esc | 0 | 0 | 0.011149 | 5.0533 | 0.011149 | 5.0533 | 0.011149 | 5.0533
[149 empty] | 7.3.2.1.3 Advanced weather monitoring and weather stations Weather StationsWLDFRElectric Reliability | WLDFR | HFTD - Distribution - Tier 2 - 4QU CoRE ¦ 5QU LoRE | Seismic - Non-Red Flag Warning - Catastrophic Fires | 2031 | Electric Reliability | 453.261 | 489.3555 | 2031 | Mitigation | 0.011149 | 10 | 0 | esc | 0 | 0 | 0 | 0 | 0.011149 | 5.0533 | 0.011149 | 5.0533
[149 empty] | 7.3.2.1.3 Advanced weather monitoring and weather stations Weather StationsWLDFRElectric Reliability | WLDFR | HFTD - Distribution - Tier 2 - 4QU CoRE ¦ 5QU LoRE | Seismic - Non-Red Flag Warning - Catastrophic Fires | 2032 | Electric Reliability | 453.261 | 489.3555 | 2032 | Mitigation | 0.011149 | 10 | 0 | esc | 0 | 0 | 0 | 0 | 0 | 0 | 0.011149 | 5.0533
[149 empty] | 7.3.2.1.3 Advanced weather monitoring and weather stations Weather StationsWLDFRElectric Reliability | WLDFR | HFTD - Distribution - Tier 2 - 4QU CoRE ¦ 5QU LoRE | Seismic - Red Flag Warning - Catastrophic Fires | 2021 | Electric Reliability | 409.2237 | 489.3555 | 2021 | Mitigation | 0.011149 | 10 | 0 | esc | 0.011149 | 4.5624 | 0.011149 | 4.5624 | 0 | 0 | 0 | 0
[149 empty] | 7.3.2.1.3 Advanced weather monitoring and weather stations Weather StationsWLDFRElectric Reliability | WLDFR | HFTD - Distribution - Tier 2 - 4QU CoRE ¦ 5QU LoRE | Seismic - Red Flag Warning - Catastrophic Fires | 2022 | Electric Reliability | 409.2237 | 489.3555 | 2022 | Mitigation | 0.011149 | 10 | 0 | esc | 0.011149 | 4.5624 | 0.011149 | 4.5624 | 0.011149 | 4.5624 | 0 | 0
[149 empty] | 7.3.2.1.3 Advanced weather monitoring and weather stations Weather StationsWLDFRElectric Reliability | WLDFR | HFTD - Distribution - Tier 2 - 4QU CoRE ¦ 5QU LoRE | Seismic - Red Flag Warning - Catastrophic Fires | 2023 | Electric Reliability | 428.6023 | 489.3555 | 2023 | Mitigation | 0.011149 | 10 | 0 | esc | 0.011149 | 4.7784 | 0.011149 | 4.7784 | 0.011149 | 4.7784 | 0.011149 | 4.7784
[149 empty] | 7.3.2.1.3 Advanced weather monitoring and weather stations Weather StationsWLDFRElectric Reliability | WLDFR | HFTD - Distribution - Tier 2 - 4QU CoRE ¦ 5QU LoRE | Seismic - Red Flag Warning - Catastrophic Fires | 2024 | Electric Reliability | 428.6023 | 489.3555 | 2024 | Mitigation | 0.011149 | 10 | 0 | esc | 0.011149 | 4.7784 | 0.011149 | 4.7784 | 0.011149 | 4.7784 | 0.011149 | 4.7784
[149 empty] | 7.3.2.1.3 Advanced weather monitoring and weather stations Weather StationsWLDFRElectric Reliability | WLDFR | HFTD - Distribution - Tier 2 - 4QU CoRE ¦ 5QU LoRE | Seismic - Red Flag Warning - Catastrophic Fires | 2025 | Electric Reliability | 428.6023 | 489.3555 | 2025 | Mitigation | 0.011149 | 10 | 0 | esc | 0.011149 | 4.7784 | 0.011149 | 4.7784 | 0.011149 | 4.7784 | 0.011149 | 4.7784
[149 empty] | 7.3.2.1.3 Advanced weather monitoring and weather stations Weather StationsWLDFRElectric Reliability | WLDFR | HFTD - Distribution - Tier 2 - 4QU CoRE ¦ 5QU LoRE | Seismic - Red Flag Warning - Catastrophic Fires | 2026 | Electric Reliability | 428.6023 | 489.3555 | 2026 | Mitigation | 0.011149 | 10 | 0 | esc | 0.011149 | 4.7784 | 0.011149 | 4.7784 | 0.011149 | 4.7784 | 0.011149 | 4.7784
[149 empty] | 7.3.2.1.3 Advanced weather monitoring and weather stations Weather StationsWLDFRElectric Reliability | WLDFR | HFTD - Distribution - Tier 2 - 4QU CoRE ¦ 5QU LoRE | Seismic - Red Flag Warning - Catastrophic Fires | 2027 | Electric Reliability | 428.6023 | 489.3555 | 2027 | Mitigation | 0.011149 | 10 | 0 | esc | 0.011149 | 4.7784 | 0.011149 | 4.7784 | 0.011149 | 4.7784 | 0.011149 | 4.7784
[149 empty] | 7.3.2.1.3 Advanced weather monitoring and weather stations Weather StationsWLDFRElectric Reliability | WLDFR | HFTD - Distribution - Tier 2 - 4QU CoRE ¦ 5QU LoRE | Seismic - Red Flag Warning - Catastrophic Fires | 2028 | Electric Reliability | 453.261 | 489.3555 | 2028 | Mitigation | 0.011149 | 10 | 0 | esc | 0.011149 | 5.0533 | 0.011149 | 5.0533 | 0.011149 | 5.0533 | 0.011149 | 5.0533
[149 empty] | 7.3.2.1.3 Advanced weather monitoring and weather stations Weather StationsWLDFRElectric Reliability | WLDFR | HFTD - Distribution - Tier 2 - 4QU CoRE ¦ 5QU LoRE | Seismic - Red Flag Warning - Catastrophic Fires | 2029 | Electric Reliability | 453.261 | 489.3555 | 2029 | Mitigation | 0.011149 | 10 | 0 | esc | 0.011149 | 5.0533 | 0.011149 | 5.0533 | 0.011149 | 5.0533 | 0.011149 | 5.0533
[149 empty] | 7.3.2.1.3 Advanced weather monitoring and weather stations Weather StationsWLDFRElectric Reliability | WLDFR | HFTD - Distribution - Tier 2 - 4QU CoRE ¦ 5QU LoRE | Seismic - Red Flag Warning - Catastrophic Fires | 2030 | Electric Reliability | 453.261 | 489.3555 | 2030 | Mitigation | 0.011149 | 10 | 0 | esc | 0 | 0 | 0.011149 | 5.0533 | 0.011149 | 5.0533 | 0.011149 | 5.0533
[149 empty] | 7.3.2.1.3 Advanced weather monitoring and weather stations Weather StationsWLDFRElectric Reliability | WLDFR | HFTD - Distribution - Tier 2 - 4QU CoRE ¦ 5QU LoRE | Seismic - Red Flag Warning - Catastrophic Fires | 2031 | Electric Reliability | 453.261 | 489.3555 | 2031 | Mitigation | 0.011149 | 10 | 0 | esc | 0 | 0 | 0 | 0 | 0.011149 | 5.0533 | 0.011149 | 5.0533
[149 empty] | 7.3.2.1.3 Advanced weather monitoring and weather stations Weather StationsWLDFRElectric Reliability | WLDFR | HFTD - Distribution - Tier 2 - 4QU CoRE ¦ 5QU LoRE | Seismic - Red Flag Warning - Catastrophic Fires | 2032 | Electric Reliability | 453.261 | 489.3555 | 2032 | Mitigation | 0.011149 | 10 | 0 | esc | 0 | 0 | 0 | 0 | 0 | 0 | 0.011149 | 5.0533
[149 empty] | 7.3.2.1.3 Advanced weather monitoring and weather stations Weather StationsWLDFRElectric Reliability | WLDFR | HFTD - Distribution - Tier 2 - 5QU CoRE ¦ 1QU LoRE | Non-Red Flag Warning - Catastrophic Fires | 2021 | Electric Reliability | 222.2294 | 700.8825 | 2021 | Mitigation | 0.011149 | 10 | 0 | esc | 0.011149 | 2.4776 | 0.011149 | 2.4776 | 0 | 0 | 0 | 0
[149 empty] | 7.3.2.1.3 Advanced weather monitoring and weather stations Weather StationsWLDFRElectric Reliability | WLDFR | HFTD - Distribution - Tier 2 - 5QU CoRE ¦ 1QU LoRE | Non-Red Flag Warning - Catastrophic Fires | 2022 | Electric Reliability | 222.2294 | 700.8825 | 2022 | Mitigation | 0.011149 | 10 | 0 | esc | 0.011149 | 2.4776 | 0.011149 | 2.4776 | 0.011149 | 2.4776 | 0 | 0
[149 empty] | 7.3.2.1.3 Advanced weather monitoring and weather stations Weather StationsWLDFRElectric Reliability | WLDFR | HFTD - Distribution - Tier 2 - 5QU CoRE ¦ 1QU LoRE | Non-Red Flag Warning - Catastrophic Fires | 2023 | Electric Reliability | 233.2301 | 700.8825 | 2023 | Mitigation | 0.011149 | 10 | 0 | esc | 0.011149 | 2.6002 | 0.011149 | 2.6002 | 0.011149 | 2.6002 | 0.011149 | 2.6002
[149 empty] | 7.3.2.1.3 Advanced weather monitoring and weather stations Weather StationsWLDFRElectric Reliability | WLDFR | HFTD - Distribution - Tier 2 - 5QU CoRE ¦ 1QU LoRE | Non-Red Flag Warning - Catastrophic Fires | 2024 | Electric Reliability | 233.2301 | 700.8825 | 2024 | Mitigation | 0.011149 | 10 | 0 | esc | 0.011149 | 2.6002 | 0.011149 | 2.6002 | 0.011149 | 2.6002 | 0.011149 | 2.6002
[149 empty] | 7.3.2.1.3 Advanced weather monitoring and weather stations Weather StationsWLDFRElectric Reliability | WLDFR | HFTD - Distribution - Tier 2 - 5QU CoRE ¦ 1QU LoRE | Non-Red Flag Warning - Catastrophic Fires | 2025 | Electric Reliability | 233.2301 | 700.8825 | 2025 | Mitigation | 0.011149 | 10 | 0 | esc | 0.011149 | 2.6002 | 0.011149 | 2.6002 | 0.011149 | 2.6002 | 0.011149 | 2.6002
[149 empty] | 7.3.2.1.3 Advanced weather monitoring and weather stations Weather StationsWLDFRElectric Reliability | WLDFR | HFTD - Distribution - Tier 2 - 5QU CoRE ¦ 1QU LoRE | Non-Red Flag Warning - Catastrophic Fires | 2026 | Electric Reliability | 233.2301 | 700.8825 | 2026 | Mitigation | 0.011149 | 10 | 0 | esc | 0.011149 | 2.6002 | 0.011149 | 2.6002 | 0.011149 | 2.6002 | 0.011149 | 2.6002
[149 empty] | 7.3.2.1.3 Advanced weather monitoring and weather stations Weather StationsWLDFRElectric Reliability | WLDFR | HFTD - Distribution - Tier 2 - 5QU CoRE ¦ 1QU LoRE | Non-Red Flag Warning - Catastrophic Fires | 2027 | Electric Reliability | 233.2301 | 700.8825 | 2027 | Mitigation | 0.011149 | 10 | 0 | esc | 0.011149 | 2.6002 | 0.011149 | 2.6002 | 0.011149 | 2.6002 | 0.011149 | 2.6002
[149 empty] | 7.3.2.1.3 Advanced weather monitoring and weather stations Weather StationsWLDFRElectric Reliability | WLDFR | HFTD - Distribution - Tier 2 - 5QU CoRE ¦ 1QU LoRE | Non-Red Flag Warning - Catastrophic Fires | 2028 | Electric Reliability | 247.273 | 700.8825 | 2028 | Mitigation | 0.011149 | 10 | 0 | esc | 0.011149 | 2.7568 | 0.011149 | 2.7568 | 0.011149 | 2.7568 | 0.011149 | 2.7568
[149 empty] | 7.3.2.1.3 Advanced weather monitoring and weather stations Weather StationsWLDFRElectric Reliability | WLDFR | HFTD - Distribution - Tier 2 - 5QU CoRE ¦ 1QU LoRE | Non-Red Flag Warning - Catastrophic Fires | 2029 | Electric Reliability | 247.273 | 700.8825 | 2029 | Mitigation | 0.011149 | 10 | 0 | esc | 0.011149 | 2.7568 | 0.011149 | 2.7568 | 0.011149 | 2.7568 | 0.011149 | 2.7568
[149 empty] | 7.3.2.1.3 Advanced weather monitoring and weather stations Weather StationsWLDFRElectric Reliability | WLDFR | HFTD - Distribution - Tier 2 - 5QU CoRE ¦ 1QU LoRE | Non-Red Flag Warning - Catastrophic Fires | 2030 | Electric Reliability | 247.273 | 700.8825 | 2030 | Mitigation | 0.011149 | 10 | 0 | esc | 0 | 0 | 0.011149 | 2.7568 | 0.011149 | 2.7568 | 0.011149 | 2.7568
[149 empty] | 7.3.2.1.3 Advanced weather monitoring and weather stations Weather StationsWLDFRElectric Reliability | WLDFR | HFTD - Distribution - Tier 2 - 5QU CoRE ¦ 1QU LoRE | Non-Red Flag Warning - Catastrophic Fires | 2031 | Electric Reliability | 247.273 | 700.8825 | 2031 | Mitigation | 0.011149 | 10 | 0 | esc | 0 | 0 | 0 | 0 | 0.011149 | 2.7568 | 0.011149 | 2.7568
[149 empty] | 7.3.2.1.3 Advanced weather monitoring and weather stations Weather StationsWLDFRElectric Reliability | WLDFR | HFTD - Distribution - Tier 2 - 5QU CoRE ¦ 1QU LoRE | Non-Red Flag Warning - Catastrophic Fires | 2032 | Electric Reliability | 247.273 | 700.8825 | 2032 | Mitigation | 0.011149 | 10 | 0 | esc | 0 | 0 | 0 | 0 | 0 | 0 | 0.011149 | 2.7568
[149 empty] | 7.3.2.1.3 Advanced weather monitoring and weather stations Weather StationsWLDFRElectric Reliability | WLDFR | HFTD - Distribution - Tier 2 - 5QU CoRE ¦ 1QU LoRE | Non-Red Flag Warning - Destructive Fires | 2021 | Electric Reliability | 222.2294 | 700.8825 | 2021 | Mitigation | 0.011149 | 10 | 0 | esc | 0.011149 | 2.4776 | 0.011149 | 2.4776 | 0 | 0 | 0 | 0
[149 empty] | 7.3.2.1.3 Advanced weather monitoring and weather stations Weather StationsWLDFRElectric Reliability | WLDFR | HFTD - Distribution - Tier 2 - 5QU CoRE ¦ 1QU LoRE | Non-Red Flag Warning - Destructive Fires | 2022 | Electric Reliability | 222.2294 | 700.8825 | 2022 | Mitigation | 0.011149 | 10 | 0 | esc | 0.011149 | 2.4776 | 0.011149 | 2.4776 | 0.011149 | 2.4776 | 0 | 0
[149 empty] | 7.3.2.1.3 Advanced weather monitoring and weather stations Weather StationsWLDFRElectric Reliability | WLDFR | HFTD - Distribution - Tier 2 - 5QU CoRE ¦ 1QU LoRE | Non-Red Flag Warning - Destructive Fires | 2023 | Electric Reliability | 233.2301 | 700.8825 | 2023 | Mitigation | 0.011149 | 10 | 0 | esc | 0.011149 | 2.6002 | 0.011149 | 2.6002 | 0.011149 | 2.6002 | 0.011149 | 2.6002
[149 empty] | 7.3.2.1.3 Advanced weather monitoring and weather stations Weather StationsWLDFRElectric Reliability | WLDFR | HFTD - Distribution - Tier 2 - 5QU CoRE ¦ 1QU LoRE | Non-Red Flag Warning - Destructive Fires | 2024 | Electric Reliability | 233.2301 | 700.8825 | 2024 | Mitigation | 0.011149 | 10 | 0 | esc | 0.011149 | 2.6002 | 0.011149 | 2.6002 | 0.011149 | 2.6002 | 0.011149 | 2.6002
[149 empty] | 7.3.2.1.3 Advanced weather monitoring and weather stations Weather StationsWLDFRElectric Reliability | WLDFR | HFTD - Distribution - Tier 2 - 5QU CoRE ¦ 1QU LoRE | Non-Red Flag Warning - Destructive Fires | 2025 | Electric Reliability | 233.2301 | 700.8825 | 2025 | Mitigation | 0.011149 | 10 | 0 | esc | 0.011149 | 2.6002 | 0.011149 | 2.6002 | 0.011149 | 2.6002 | 0.011149 | 2.6002
[149 empty] | 7.3.2.1.3 Advanced weather monitoring and weather stations Weather StationsWLDFRElectric Reliability | WLDFR | HFTD - Distribution - Tier 2 - 5QU CoRE ¦ 1QU LoRE | Non-Red Flag Warning - Destructive Fires | 2026 | Electric Reliability | 233.2301 | 700.8825 | 2026 | Mitigation | 0.011149 | 10 | 0 | esc | 0.011149 | 2.6002 | 0.011149 | 2.6002 | 0.011149 | 2.6002 | 0.011149 | 2.6002
[149 empty] | 7.3.2.1.3 Advanced weather monitoring and weather stations Weather StationsWLDFRElectric Reliability | WLDFR | HFTD - Distribution - Tier 2 - 5QU CoRE ¦ 1QU LoRE | Non-Red Flag Warning - Destructive Fires | 2027 | Electric Reliability | 233.2301 | 700.8825 | 2027 | Mitigation | 0.011149 | 10 | 0 | esc | 0.011149 | 2.6002 | 0.011149 | 2.6002 | 0.011149 | 2.6002 | 0.011149 | 2.6002
[149 empty] | 7.3.2.1.3 Advanced weather monitoring and weather stations Weather StationsWLDFRElectric Reliability | WLDFR | HFTD - Distribution - Tier 2 - 5QU CoRE ¦ 1QU LoRE | Non-Red Flag Warning - Destructive Fires | 2028 | Electric Reliability | 247.273 | 700.8825 | 2028 | Mitigation | 0.011149 | 10 | 0 | esc | 0.011149 | 2.7568 | 0.011149 | 2.7568 | 0.011149 | 2.7568 | 0.011149 | 2.7568
[149 empty] | 7.3.2.1.3 Advanced weather monitoring and weather stations Weather StationsWLDFRElectric Reliability | WLDFR | HFTD - Distribution - Tier 2 - 5QU CoRE ¦ 1QU LoRE | Non-Red Flag Warning - Destructive Fires | 2029 | Electric Reliability | 247.273 | 700.8825 | 2029 | Mitigation | 0.011149 | 10 | 0 | esc | 0.011149 | 2.7568 | 0.011149 | 2.7568 | 0.011149 | 2.7568 | 0.011149 | 2.7568
[149 empty] | 7.3.2.1.3 Advanced weather monitoring and weather stations Weather StationsWLDFRElectric Reliability | WLDFR | HFTD - Distribution - Tier 2 - 5QU CoRE ¦ 1QU LoRE | Non-Red Flag Warning - Destructive Fires | 2030 | Electric Reliability | 247.273 | 700.8825 | 2030 | Mitigation | 0.011149 | 10 | 0 | esc | 0 | 0 | 0.011149 | 2.7568 | 0.011149 | 2.7568 | 0.011149 | 2.7568
[149 empty] | 7.3.2.1.3 Advanced weather monitoring and weather stations Weather StationsWLDFRElectric Reliability | WLDFR | HFTD - Distribution - Tier 2 - 5QU CoRE ¦ 1QU LoRE | Non-Red Flag Warning - Destructive Fires | 2031 | Electric Reliability | 247.273 | 700.8825 | 2031 | Mitigation | 0.011149 | 10 | 0 | esc | 0 | 0 | 0 | 0 | 0.011149 | 2.7568 | 0.011149 | 2.7568
[149 empty] | 7.3.2.1.3 Advanced weather monitoring and weather stations Weather StationsWLDFRElectric Reliability | WLDFR | HFTD - Distribution - Tier 2 - 5QU CoRE ¦ 1QU LoRE | Non-Red Flag Warning - Destructive Fires | 2032 | Electric Reliability | 247.273 | 700.8825 | 2032 | Mitigation | 0.011149 | 10 | 0 | esc | 0 | 0 | 0 | 0 | 0 | 0 | 0.011149 | 2.7568
[149 empty] | 7.3.2.1.3 Advanced weather monitoring and weather stations Weather StationsWLDFRElectric Reliability | WLDFR | HFTD - Distribution - Tier 2 - 5QU CoRE ¦ 1QU LoRE | Non-Red Flag Warning - Large Fires | 2021 | Electric Reliability | 0.69642 | 700.8825 | 2021 | Mitigation | 0.011149 | 10 | 0 | esc | 0.011149 | 0.0077642 | 0.011149 | 0.0077642 | 0 | 0 | 0 | 0
[149 empty] | 7.3.2.1.3 Advanced weather monitoring and weather stations Weather StationsWLDFRElectric Reliability | WLDFR | HFTD - Distribution - Tier 2 - 5QU CoRE ¦ 1QU LoRE | Non-Red Flag Warning - Large Fires | 2022 | Electric Reliability | 0.69642 | 700.8825 | 2022 | Mitigation | 0.011149 | 10 | 0 | esc | 0.011149 | 0.0077642 | 0.011149 | 0.0077642 | 0.011149 | 0.0077642 | 0 | 0
[149 empty] | 7.3.2.1.3 Advanced weather monitoring and weather stations Weather StationsWLDFRElectric Reliability | WLDFR | HFTD - Distribution - Tier 2 - 5QU CoRE ¦ 1QU LoRE | Non-Red Flag Warning - Large Fires | 2023 | Electric Reliability | 0.71896 | 700.8825 | 2023 | Mitigation | 0.011149 | 10 | 0 | esc | 0.011149 | 0.0080156 | 0.011149 | 0.0080156 | 0.011149 | 0.0080156 | 0.011149 | 0.0080156
[149 empty] | 7.3.2.1.3 Advanced weather monitoring and weather stations Weather StationsWLDFRElectric Reliability | WLDFR | HFTD - Distribution - Tier 2 - 5QU CoRE ¦ 1QU LoRE | Non-Red Flag Warning - Large Fires | 2024 | Electric Reliability | 0.71896 | 700.8825 | 2024 | Mitigation | 0.011149 | 10 | 0 | esc | 0.011149 | 0.0080156 | 0.011149 | 0.0080156 | 0.011149 | 0.0080156 | 0.011149 | 0.0080156
[149 empty] | 7.3.2.1.3 Advanced weather monitoring and weather stations Weather StationsWLDFRElectric Reliability | WLDFR | HFTD - Distribution - Tier 2 - 5QU CoRE ¦ 1QU LoRE | Non-Red Flag Warning - Large Fires | 2025 | Electric Reliability | 0.71896 | 700.8825 | 2025 | Mitigation | 0.011149 | 10 | 0 | esc | 0.011149 | 0.0080156 | 0.011149 | 0.0080156 | 0.011149 | 0.0080156 | 0.011149 | 0.0080156
[149 empty] | 7.3.2.1.3 Advanced weather monitoring and weather stations Weather StationsWLDFRElectric Reliability | WLDFR | HFTD - Distribution - Tier 2 - 5QU CoRE ¦ 1QU LoRE | Non-Red Flag Warning - Large Fires | 2026 | Electric Reliability | 0.71896 | 700.8825 | 2026 | Mitigation | 0.011149 | 10 | 0 | esc | 0.011149 | 0.0080156 | 0.011149 | 0.0080156 | 0.011149 | 0.0080156 | 0.011149 | 0.0080156
[149 empty] | 7.3.2.1.3 Advanced weather monitoring and weather stations Weather StationsWLDFRElectric Reliability | WLDFR | HFTD - Distribution - Tier 2 - 5QU CoRE ¦ 1QU LoRE | Non-Red Flag Warning - Large Fires | 2027 | Electric Reliability | 0.71896 | 700.8825 | 2027 | Mitigation | 0.011149 | 10 | 0 | esc | 0.011149 | 0.0080156 | 0.011149 | 0.0080156 | 0.011149 | 0.0080156 | 0.011149 | 0.0080156
[149 empty] | 7.3.2.1.3 Advanced weather monitoring and weather stations Weather StationsWLDFRElectric Reliability | WLDFR | HFTD - Distribution - Tier 2 - 5QU CoRE ¦ 1QU LoRE | Non-Red Flag Warning - Large Fires | 2028 | Electric Reliability | 0.74734 | 700.8825 | 2028 | Mitigation | 0.011149 | 10 | 0 | esc | 0.011149 | 0.0083319 | 0.011149 | 0.0083319 | 0.011149 | 0.0083319 | 0.011149 | 0.0083319
[149 empty] | 7.3.2.1.3 Advanced weather monitoring and weather stations Weather StationsWLDFRElectric Reliability | WLDFR | HFTD - Distribution - Tier 2 - 5QU CoRE ¦ 1QU LoRE | Non-Red Flag Warning - Large Fires | 2029 | Electric Reliability | 0.74734 | 700.8825 | 2029 | Mitigation | 0.011149 | 10 | 0 | esc | 0.011149 | 0.0083319 | 0.011149 | 0.0083319 | 0.011149 | 0.0083319 | 0.011149 | 0.0083319
[149 empty] | 7.3.2.1.3 Advanced weather monitoring and weather stations Weather StationsWLDFRElectric Reliability | WLDFR | HFTD - Distribution - Tier 2 - 5QU CoRE ¦ 1QU LoRE | Non-Red Flag Warning - Large Fires | 2030 | Electric Reliability | 0.74734 | 700.8825 | 2030 | Mitigation | 0.011149 | 10 | 0 | esc | 0 | 0 | 0.011149 | 0.0083319 | 0.011149 | 0.0083319 | 0.011149 | 0.0083319
[149 empty] | 7.3.2.1.3 Advanced weather monitoring and weather stations Weather StationsWLDFRElectric Reliability | WLDFR | HFTD - Distribution - Tier 2 - 5QU CoRE ¦ 1QU LoRE | Non-Red Flag Warning - Large Fires | 2031 | Electric Reliability | 0.74734 | 700.8825 | 2031 | Mitigation | 0.011149 | 10 | 0 | esc | 0 | 0 | 0 | 0 | 0.011149 | 0.0083319 | 0.011149 | 0.0083319
[149 empty] | 7.3.2.1.3 Advanced weather monitoring and weather stations Weather StationsWLDFRElectric Reliability | WLDFR | HFTD - Distribution - Tier 2 - 5QU CoRE ¦ 1QU LoRE | Non-Red Flag Warning - Large Fires | 2032 | Electric Reliability | 0.74734 | 700.8825 | 2032 | Mitigation | 0.011149 | 10 | 0 | esc | 0 | 0 | 0 | 0 | 0 | 0 | 0.011149 | 0.0083319
[149 empty] | 7.3.2.1.3 Advanced weather monitoring and weather stations Weather StationsWLDFRElectric Reliability | WLDFR | HFTD - Distribution - Tier 2 - 5QU CoRE ¦ 1QU LoRE | Non-Red Flag Warning - Small Fires | 2021 | Electric Reliability | 0.036425 | 700.8825 | 2021 | Mitigation | 0.011149 | 10 | 0 | esc | 0.011149 | 0.0004061 | 0.011149 | 0.0004061 | 0 | 0 | 0 | 0
[149 empty] | 7.3.2.1.3 Advanced weather monitoring and weather stations Weather StationsWLDFRElectric Reliability | WLDFR | HFTD - Distribution - Tier 2 - 5QU CoRE ¦ 1QU LoRE | Non-Red Flag Warning - Small Fires | 2022 | Electric Reliability | 0.036425 | 700.8825 | 2022 | Mitigation | 0.011149 | 10 | 0 | esc | 0.011149 | 0.0004061 | 0.011149 | 0.0004061 | 0.011149 | 0.0004061 | 0 | 0
[149 empty] | 7.3.2.1.3 Advanced weather monitoring and weather stations Weather StationsWLDFRElectric Reliability | WLDFR | HFTD - Distribution - Tier 2 - 5QU CoRE ¦ 1QU LoRE | Non-Red Flag Warning - Small Fires | 2023 | Electric Reliability | 0.03759 | 700.8825 | 2023 | Mitigation | 0.011149 | 10 | 0 | esc | 0.011149 | 0.00041909 | 0.011149 | 0.00041909 | 0.011149 | 0.00041909 | 0.011149 | 0.00041909
[149 empty] | 7.3.2.1.3 Advanced weather monitoring and weather stations Weather StationsWLDFRElectric Reliability | WLDFR | HFTD - Distribution - Tier 2 - 5QU CoRE ¦ 1QU LoRE | Non-Red Flag Warning - Small Fires | 2024 | Electric Reliability | 0.03759 | 700.8825 | 2024 | Mitigation | 0.011149 | 10 | 0 | esc | 0.011149 | 0.00041909 | 0.011149 | 0.00041909 | 0.011149 | 0.00041909 | 0.011149 | 0.00041909
[149 empty] | 7.3.2.1.3 Advanced weather monitoring and weather stations Weather StationsWLDFRElectric Reliability | WLDFR | HFTD - Distribution - Tier 2 - 5QU CoRE ¦ 1QU LoRE | Non-Red Flag Warning - Small Fires | 2025 | Electric Reliability | 0.03759 | 700.8825 | 2025 | Mitigation | 0.011149 | 10 | 0 | esc | 0.011149 | 0.00041909 | 0.011149 | 0.00041909 | 0.011149 | 0.00041909 | 0.011149 | 0.00041909
[149 empty] | 7.3.2.1.3 Advanced weather monitoring and weather stations Weather StationsWLDFRElectric Reliability | WLDFR | HFTD - Distribution - Tier 2 - 5QU CoRE ¦ 1QU LoRE | Non-Red Flag Warning - Small Fires | 2026 | Electric Reliability | 0.03759 | 700.8825 | 2026 | Mitigation | 0.011149 | 10 | 0 | esc | 0.011149 | 0.00041909 | 0.011149 | 0.00041909 | 0.011149 | 0.00041909 | 0.011149 | 0.00041909
[149 empty] | 7.3.2.1.3 Advanced weather monitoring and weather stations Weather StationsWLDFRElectric Reliability | WLDFR | HFTD - Distribution - Tier 2 - 5QU CoRE ¦ 1QU LoRE | Non-Red Flag Warning - Small Fires | 2027 | Electric Reliability | 0.03759 | 700.8825 | 2027 | Mitigation | 0.011149 | 10 | 0 | esc | 0.011149 | 0.00041909 | 0.011149 | 0.00041909 | 0.011149 | 0.00041909 | 0.011149 | 0.00041909
[149 empty] | 7.3.2.1.3 Advanced weather monitoring and weather stations Weather StationsWLDFRElectric Reliability | WLDFR | HFTD - Distribution - Tier 2 - 5QU CoRE ¦ 1QU LoRE | Non-Red Flag Warning - Small Fires | 2028 | Electric Reliability | 0.039055 | 700.8825 | 2028 | Mitigation | 0.011149 | 10 | 0 | esc | 0.011149 | 0.00043542 | 0.011149 | 0.00043542 | 0.011149 | 0.00043542 | 0.011149 | 0.00043542
[149 empty] | 7.3.2.1.3 Advanced weather monitoring and weather stations Weather StationsWLDFRElectric Reliability | WLDFR | HFTD - Distribution - Tier 2 - 5QU CoRE ¦ 1QU LoRE | Non-Red Flag Warning - Small Fires | 2029 | Electric Reliability | 0.039055 | 700.8825 | 2029 | Mitigation | 0.011149 | 10 | 0 | esc | 0.011149 | 0.00043542 | 0.011149 | 0.00043542 | 0.011149 | 0.00043542 | 0.011149 | 0.00043542
[149 empty] | 7.3.2.1.3 Advanced weather monitoring and weather stations Weather StationsWLDFRElectric Reliability | WLDFR | HFTD - Distribution - Tier 2 - 5QU CoRE ¦ 1QU LoRE | Non-Red Flag Warning - Small Fires | 2030 | Electric Reliability | 0.039055 | 700.8825 | 2030 | Mitigation | 0.011149 | 10 | 0 | esc | 0 | 0 | 0.011149 | 0.00043542 | 0.011149 | 0.00043542 | 0.011149 | 0.00043542
[149 empty] | 7.3.2.1.3 Advanced weather monitoring and weather stations Weather StationsWLDFRElectric Reliability | WLDFR | HFTD - Distribution - Tier 2 - 5QU CoRE ¦ 1QU LoRE | Non-Red Flag Warning - Small Fires | 2031 | Electric Reliability | 0.039055 | 700.8825 | 2031 | Mitigation | 0.011149 | 10 | 0 | esc | 0 | 0 | 0 | 0 | 0.011149 | 0.00043542 | 0.011149 | 0.00043542
[149 empty] | 7.3.2.1.3 Advanced weather monitoring and weather stations Weather StationsWLDFRElectric Reliability | WLDFR | HFTD - Distribution - Tier 2 - 5QU CoRE ¦ 1QU LoRE | Non-Red Flag Warning - Small Fires | 2032 | Electric Reliability | 0.039055 | 700.8825 | 2032 | Mitigation | 0.011149 | 10 | 0 | esc | 0 | 0 | 0 | 0 | 0 | 0 | 0.011149 | 0.00043542
[149 empty] | 7.3.2.1.3 Advanced weather monitoring and weather stations Weather StationsWLDFRElectric Reliability | WLDFR | HFTD - Distribution - Tier 2 - 5QU CoRE ¦ 1QU LoRE | Red Flag Warning - Catastrophic Fires | 2021 | Electric Reliability | 222.2294 | 700.8825 | 2021 | Mitigation | 0.011149 | 10 | 0 | esc | 0.011149 | 2.4776 | 0.011149 | 2.4776 | 0 | 0 | 0 | 0
[149 empty] | 7.3.2.1.3 Advanced weather monitoring and weather stations Weather StationsWLDFRElectric Reliability | WLDFR | HFTD - Distribution - Tier 2 - 5QU CoRE ¦ 1QU LoRE | Red Flag Warning - Catastrophic Fires | 2022 | Electric Reliability | 222.2294 | 700.8825 | 2022 | Mitigation | 0.011149 | 10 | 0 | esc | 0.011149 | 2.4776 | 0.011149 | 2.4776 | 0.011149 | 2.4776 | 0 | 0
[149 empty] | 7.3.2.1.3 Advanced weather monitoring and weather stations Weather StationsWLDFRElectric Reliability | WLDFR | HFTD - Distribution - Tier 2 - 5QU CoRE ¦ 1QU LoRE | Red Flag Warning - Catastrophic Fires | 2023 | Electric Reliability | 233.2301 | 700.8825 | 2023 | Mitigation | 0.011149 | 10 | 0 | esc | 0.011149 | 2.6002 | 0.011149 | 2.6002 | 0.011149 | 2.6002 | 0.011149 | 2.6002
[149 empty] | 7.3.2.1.3 Advanced weather monitoring and weather stations Weather StationsWLDFRElectric Reliability | WLDFR | HFTD - Distribution - Tier 2 - 5QU CoRE ¦ 1QU LoRE | Red Flag Warning - Catastrophic Fires | 2024 | Electric Reliability | 233.2301 | 700.8825 | 2024 | Mitigation | 0.011149 | 10 | 0 | esc | 0.011149 | 2.6002 | 0.011149 | 2.6002 | 0.011149 | 2.6002 | 0.011149 | 2.6002
[149 empty] | 7.3.2.1.3 Advanced weather monitoring and weather stations Weather StationsWLDFRElectric Reliability | WLDFR | HFTD - Distribution - Tier 2 - 5QU CoRE ¦ 1QU LoRE | Red Flag Warning - Catastrophic Fires | 2025 | Electric Reliability | 233.2301 | 700.8825 | 2025 | Mitigation | 0.011149 | 10 | 0 | esc | 0.011149 | 2.6002 | 0.011149 | 2.6002 | 0.011149 | 2.6002 | 0.011149 | 2.6002
[149 empty] | 7.3.2.1.3 Advanced weather monitoring and weather stations Weather StationsWLDFRElectric Reliability | WLDFR | HFTD - Distribution - Tier 2 - 5QU CoRE ¦ 1QU LoRE | Red Flag Warning - Catastrophic Fires | 2026 | Electric Reliability | 233.2301 | 700.8825 | 2026 | Mitigation | 0.011149 | 10 | 0 | esc | 0.011149 | 2.6002 | 0.011149 | 2.6002 | 0.011149 | 2.6002 | 0.011149 | 2.6002
[149 empty] | 7.3.2.1.3 Advanced weather monitoring and weather stations Weather StationsWLDFRElectric Reliability | WLDFR | HFTD - Distribution - Tier 2 - 5QU CoRE ¦ 1QU LoRE | Red Flag Warning - Catastrophic Fires | 2027 | Electric Reliability | 233.2301 | 700.8825 | 2027 | Mitigation | 0.011149 | 10 | 0 | esc | 0.011149 | 2.6002 | 0.011149 | 2.6002 | 0.011149 | 2.6002 | 0.011149 | 2.6002
[149 empty] | 7.3.2.1.3 Advanced weather monitoring and weather stations Weather StationsWLDFRElectric Reliability | WLDFR | HFTD - Distribution - Tier 2 - 5QU CoRE ¦ 1QU LoRE | Red Flag Warning - Catastrophic Fires | 2028 | Electric Reliability | 247.273 | 700.8825 | 2028 | Mitigation | 0.011149 | 10 | 0 | esc | 0.011149 | 2.7568 | 0.011149 | 2.7568 | 0.011149 | 2.7568 | 0.011149 | 2.7568
[149 empty] | 7.3.2.1.3 Advanced weather monitoring and weather stations Weather StationsWLDFRElectric Reliability | WLDFR | HFTD - Distribution - Tier 2 - 5QU CoRE ¦ 1QU LoRE | Red Flag Warning - Catastrophic Fires | 2029 | Electric Reliability | 247.273 | 700.8825 | 2029 | Mitigation | 0.011149 | 10 | 0 | esc | 0.011149 | 2.7568 | 0.011149 | 2.7568 | 0.011149 | 2.7568 | 0.011149 | 2.7568
[149 empty] | 7.3.2.1.3 Advanced weather monitoring and weather stations Weather StationsWLDFRElectric Reliability | WLDFR | HFTD - Distribution - Tier 2 - 5QU CoRE ¦ 1QU LoRE | Red Flag Warning - Catastrophic Fires | 2030 | Electric Reliability | 247.273 | 700.8825 | 2030 | Mitigation | 0.011149 | 10 | 0 | esc | 0 | 0 | 0.011149 | 2.7568 | 0.011149 | 2.7568 | 0.011149 | 2.7568
[149 empty] | 7.3.2.1.3 Advanced weather monitoring and weather stations Weather StationsWLDFRElectric Reliability | WLDFR | HFTD - Distribution - Tier 2 - 5QU CoRE ¦ 1QU LoRE | Red Flag Warning - Catastrophic Fires | 2031 | Electric Reliability | 247.273 | 700.8825 | 2031 | Mitigation | 0.011149 | 10 | 0 | esc | 0 | 0 | 0 | 0 | 0.011149 | 2.7568 | 0.011149 | 2.7568
[149 empty] | 7.3.2.1.3 Advanced weather monitoring and weather stations Weather StationsWLDFRElectric Reliability | WLDFR | HFTD - Distribution - Tier 2 - 5QU CoRE ¦ 1QU LoRE | Red Flag Warning - Catastrophic Fires | 2032 | Electric Reliability | 247.273 | 700.8825 | 2032 | Mitigation | 0.011149 | 10 | 0 | esc | 0 | 0 | 0 | 0 | 0 | 0 | 0.011149 | 2.7568
[149 empty] | 7.3.2.1.3 Advanced weather monitoring and weather stations Weather StationsWLDFRElectric Reliability | WLDFR | HFTD - Distribution - Tier 2 - 5QU CoRE ¦ 1QU LoRE | Red Flag Warning - Destructive Fires | 2021 | Electric Reliability | 222.2294 | 700.8825 | 2021 | Mitigation | 0.011149 | 10 | 0 | esc | 0.011149 | 2.4776 | 0.011149 | 2.4776 | 0 | 0 | 0 | 0
[149 empty] | 7.3.2.1.3 Advanced weather monitoring and weather stations Weather StationsWLDFRElectric Reliability | WLDFR | HFTD - Distribution - Tier 2 - 5QU CoRE ¦ 1QU LoRE | Red Flag Warning - Destructive Fires | 2022 | Electric Reliability | 222.2294 | 700.8825 | 2022 | Mitigation | 0.011149 | 10 | 0 | esc | 0.011149 | 2.4776 | 0.011149 | 2.4776 | 0.011149 | 2.4776 | 0 | 0
[149 empty] | 7.3.2.1.3 Advanced weather monitoring and weather stations Weather StationsWLDFRElectric Reliability | WLDFR | HFTD - Distribution - Tier 2 - 5QU CoRE ¦ 1QU LoRE | Red Flag Warning - Destructive Fires | 2023 | Electric Reliability | 233.2301 | 700.8825 | 2023 | Mitigation | 0.011149 | 10 | 0 | esc | 0.011149 | 2.6002 | 0.011149 | 2.6002 | 0.011149 | 2.6002 | 0.011149 | 2.6002
[149 empty] | 7.3.2.1.3 Advanced weather monitoring and weather stations Weather StationsWLDFRElectric Reliability | WLDFR | HFTD - Distribution - Tier 2 - 5QU CoRE ¦ 1QU LoRE | Red Flag Warning - Destructive Fires | 2024 | Electric Reliability | 233.2301 | 700.8825 | 2024 | Mitigation | 0.011149 | 10 | 0 | esc | 0.011149 | 2.6002 | 0.011149 | 2.6002 | 0.011149 | 2.6002 | 0.011149 | 2.6002
[149 empty] | 7.3.2.1.3 Advanced weather monitoring and weather stations Weather StationsWLDFRElectric Reliability | WLDFR | HFTD - Distribution - Tier 2 - 5QU CoRE ¦ 1QU LoRE | Red Flag Warning - Destructive Fires | 2025 | Electric Reliability | 233.2301 | 700.8825 | 2025 | Mitigation | 0.011149 | 10 | 0 | esc | 0.011149 | 2.6002 | 0.011149 | 2.6002 | 0.011149 | 2.6002 | 0.011149 | 2.6002
[149 empty] | 7.3.2.1.3 Advanced weather monitoring and weather stations Weather StationsWLDFRElectric Reliability | WLDFR | HFTD - Distribution - Tier 2 - 5QU CoRE ¦ 1QU LoRE | Red Flag Warning - Destructive Fires | 2026 | Electric Reliability | 233.2301 | 700.8825 | 2026 | Mitigation | 0.011149 | 10 | 0 | esc | 0.011149 | 2.6002 | 0.011149 | 2.6002 | 0.011149 | 2.6002 | 0.011149 | 2.6002
[149 empty] | 7.3.2.1.3 Advanced weather monitoring and weather stations Weather StationsWLDFRElectric Reliability | WLDFR | HFTD - Distribution - Tier 2 - 5QU CoRE ¦ 1QU LoRE | Red Flag Warning - Destructive Fires | 2027 | Electric Reliability | 233.2301 | 700.8825 | 2027 | Mitigation | 0.011149 | 10 | 0 | esc | 0.011149 | 2.6002 | 0.011149 | 2.6002 | 0.011149 | 2.6002 | 0.011149 | 2.6002
[149 empty] | 7.3.2.1.3 Advanced weather monitoring and weather stations Weather StationsWLDFRElectric Reliability | WLDFR | HFTD - Distribution - Tier 2 - 5QU CoRE ¦ 1QU LoRE | Red Flag Warning - Destructive Fires | 2028 | Electric Reliability | 247.273 | 700.8825 | 2028 | Mitigation | 0.011149 | 10 | 0 | esc | 0.011149 | 2.7568 | 0.011149 | 2.7568 | 0.011149 | 2.7568 | 0.011149 | 2.7568
[149 empty] | 7.3.2.1.3 Advanced weather monitoring and weather stations Weather StationsWLDFRElectric Reliability | WLDFR | HFTD - Distribution - Tier 2 - 5QU CoRE ¦ 1QU LoRE | Red Flag Warning - Destructive Fires | 2029 | Electric Reliability | 247.273 | 700.8825 | 2029 | Mitigation | 0.011149 | 10 | 0 | esc | 0.011149 | 2.7568 | 0.011149 | 2.7568 | 0.011149 | 2.7568 | 0.011149 | 2.7568
[149 empty] | 7.3.2.1.3 Advanced weather monitoring and weather stations Weather StationsWLDFRElectric Reliability | WLDFR | HFTD - Distribution - Tier 2 - 5QU CoRE ¦ 1QU LoRE | Red Flag Warning - Destructive Fires | 2030 | Electric Reliability | 247.273 | 700.8825 | 2030 | Mitigation | 0.011149 | 10 | 0 | esc | 0 | 0 | 0.011149 | 2.7568 | 0.011149 | 2.7568 | 0.011149 | 2.7568
[149 empty] | 7.3.2.1.3 Advanced weather monitoring and weather stations Weather StationsWLDFRElectric Reliability | WLDFR | HFTD - Distribution - Tier 2 - 5QU CoRE ¦ 1QU LoRE | Red Flag Warning - Destructive Fires | 2031 | Electric Reliability | 247.273 | 700.8825 | 2031 | Mitigation | 0.011149 | 10 | 0 | esc | 0 | 0 | 0 | 0 | 0.011149 | 2.7568 | 0.011149 | 2.7568
[149 empty] | 7.3.2.1.3 Advanced weather monitoring and weather stations Weather StationsWLDFRElectric Reliability | WLDFR | HFTD - Distribution - Tier 2 - 5QU CoRE ¦ 1QU LoRE | Red Flag Warning - Destructive Fires | 2032 | Electric Reliability | 247.273 | 700.8825 | 2032 | Mitigation | 0.011149 | 10 | 0 | esc | 0 | 0 | 0 | 0 | 0 | 0 | 0.011149 | 2.7568
[149 empty] | 7.3.2.1.3 Advanced weather monitoring and weather stations Weather StationsWLDFRElectric Reliability | WLDFR | HFTD - Distribution - Tier 2 - 5QU CoRE ¦ 1QU LoRE | Red Flag Warning - Large Fires | 2021 | Electric Reliability | 0.69642 | 700.8825 | 2021 | Mitigation | 0.011149 | 10 | 0 | esc | 0.011149 | 0.0077642 | 0.011149 | 0.0077642 | 0 | 0 | 0 | 0
[149 empty] | 7.3.2.1.3 Advanced weather monitoring and weather stations Weather StationsWLDFRElectric Reliability | WLDFR | HFTD - Distribution - Tier 2 - 5QU CoRE ¦ 1QU LoRE | Red Flag Warning - Large Fires | 2022 | Electric Reliability | 0.69642 | 700.8825 | 2022 | Mitigation | 0.011149 | 10 | 0 | esc | 0.011149 | 0.0077642 | 0.011149 | 0.0077642 | 0.011149 | 0.0077642 | 0 | 0
[149 empty] | 7.3.2.1.3 Advanced weather monitoring and weather stations Weather StationsWLDFRElectric Reliability | WLDFR | HFTD - Distribution - Tier 2 - 5QU CoRE ¦ 1QU LoRE | Red Flag Warning - Large Fires | 2023 | Electric Reliability | 0.71896 | 700.8825 | 2023 | Mitigation | 0.011149 | 10 | 0 | esc | 0.011149 | 0.0080156 | 0.011149 | 0.0080156 | 0.011149 | 0.0080156 | 0.011149 | 0.0080156
[149 empty] | 7.3.2.1.3 Advanced weather monitoring and weather stations Weather StationsWLDFRElectric Reliability | WLDFR | HFTD - Distribution - Tier 2 - 5QU CoRE ¦ 1QU LoRE | Red Flag Warning - Large Fires | 2024 | Electric Reliability | 0.71896 | 700.8825 | 2024 | Mitigation | 0.011149 | 10 | 0 | esc | 0.011149 | 0.0080156 | 0.011149 | 0.0080156 | 0.011149 | 0.0080156 | 0.011149 | 0.0080156
[149 empty] | 7.3.2.1.3 Advanced weather monitoring and weather stations Weather StationsWLDFRElectric Reliability | WLDFR | HFTD - Distribution - Tier 2 - 5QU CoRE ¦ 1QU LoRE | Red Flag Warning - Large Fires | 2025 | Electric Reliability | 0.71896 | 700.8825 | 2025 | Mitigation | 0.011149 | 10 | 0 | esc | 0.011149 | 0.0080156 | 0.011149 | 0.0080156 | 0.011149 | 0.0080156 | 0.011149 | 0.0080156
[149 empty] | 7.3.2.1.3 Advanced weather monitoring and weather stations Weather StationsWLDFRElectric Reliability | WLDFR | HFTD - Distribution - Tier 2 - 5QU CoRE ¦ 1QU LoRE | Red Flag Warning - Large Fires | 2026 | Electric Reliability | 0.71896 | 700.8825 | 2026 | Mitigation | 0.011149 | 10 | 0 | esc | 0.011149 | 0.0080156 | 0.011149 | 0.0080156 | 0.011149 | 0.0080156 | 0.011149 | 0.0080156
[149 empty] | 7.3.2.1.3 Advanced weather monitoring and weather stations Weather StationsWLDFRElectric Reliability | WLDFR | HFTD - Distribution - Tier 2 - 5QU CoRE ¦ 1QU LoRE | Red Flag Warning - Large Fires | 2027 | Electric Reliability | 0.71896 | 700.8825 | 2027 | Mitigation | 0.011149 | 10 | 0 | esc | 0.011149 | 0.0080156 | 0.011149 | 0.0080156 | 0.011149 | 0.0080156 | 0.011149 | 0.0080156
[149 empty] | 7.3.2.1.3 Advanced weather monitoring and weather stations Weather StationsWLDFRElectric Reliability | WLDFR | HFTD - Distribution - Tier 2 - 5QU CoRE ¦ 1QU LoRE | Red Flag Warning - Large Fires | 2028 | Electric Reliability | 0.74734 | 700.8825 | 2028 | Mitigation | 0.011149 | 10 | 0 | esc | 0.011149 | 0.0083319 | 0.011149 | 0.0083319 | 0.011149 | 0.0083319 | 0.011149 | 0.0083319
[149 empty] | 7.3.2.1.3 Advanced weather monitoring and weather stations Weather StationsWLDFRElectric Reliability | WLDFR | HFTD - Distribution - Tier 2 - 5QU CoRE ¦ 1QU LoRE | Red Flag Warning - Large Fires | 2029 | Electric Reliability | 0.74734 | 700.8825 | 2029 | Mitigation | 0.011149 | 10 | 0 | esc | 0.011149 | 0.0083319 | 0.011149 | 0.0083319 | 0.011149 | 0.0083319 | 0.011149 | 0.0083319
[149 empty] | 7.3.2.1.3 Advanced weather monitoring and weather stations Weather StationsWLDFRElectric Reliability | WLDFR | HFTD - Distribution - Tier 2 - 5QU CoRE ¦ 1QU LoRE | Red Flag Warning - Large Fires | 2030 | Electric Reliability | 0.74734 | 700.8825 | 2030 | Mitigation | 0.011149 | 10 | 0 | esc | 0 | 0 | 0.011149 | 0.0083319 | 0.011149 | 0.0083319 | 0.011149 | 0.0083319
[149 empty] | 7.3.2.1.3 Advanced weather monitoring and weather stations Weather StationsWLDFRElectric Reliability | WLDFR | HFTD - Distribution - Tier 2 - 5QU CoRE ¦ 1QU LoRE | Red Flag Warning - Large Fires | 2031 | Electric Reliability | 0.74734 | 700.8825 | 2031 | Mitigation | 0.011149 | 10 | 0 | esc | 0 | 0 | 0 | 0 | 0.011149 | 0.0083319 | 0.011149 | 0.0083319
[149 empty] | 7.3.2.1.3 Advanced weather monitoring and weather stations Weather StationsWLDFRElectric Reliability | WLDFR | HFTD - Distribution - Tier 2 - 5QU CoRE ¦ 1QU LoRE | Red Flag Warning - Large Fires | 2032 | Electric Reliability | 0.74734 | 700.8825 | 2032 | Mitigation | 0.011149 | 10 | 0 | esc | 0 | 0 | 0 | 0 | 0 | 0 | 0.011149 | 0.0083319
[149 empty] | 7.3.2.1.3 Advanced weather monitoring and weather stations Weather StationsWLDFRElectric Reliability | WLDFR | HFTD - Distribution - Tier 2 - 5QU CoRE ¦ 1QU LoRE | Red Flag Warning - Small Fires | 2021 | Electric Reliability | 0.036425 | 700.8825 | 2021 | Mitigation | 0.011149 | 10 | 0 | esc | 0.011149 | 0.0004061 | 0.011149 | 0.0004061 | 0 | 0 | 0 | 0
[149 empty] | 7.3.2.1.3 Advanced weather monitoring and weather stations Weather StationsWLDFRElectric Reliability | WLDFR | HFTD - Distribution - Tier 2 - 5QU CoRE ¦ 1QU LoRE | Red Flag Warning - Small Fires | 2022 | Electric Reliability | 0.036425 | 700.8825 | 2022 | Mitigation | 0.011149 | 10 | 0 | esc | 0.011149 | 0.0004061 | 0.011149 | 0.0004061 | 0.011149 | 0.0004061 | 0 | 0
[149 empty] | 7.3.2.1.3 Advanced weather monitoring and weather stations Weather StationsWLDFRElectric Reliability | WLDFR | HFTD - Distribution - Tier 2 - 5QU CoRE ¦ 1QU LoRE | Red Flag Warning - Small Fires | 2023 | Electric Reliability | 0.03759 | 700.8825 | 2023 | Mitigation | 0.011149 | 10 | 0 | esc | 0.011149 | 0.00041909 | 0.011149 | 0.00041909 | 0.011149 | 0.00041909 | 0.011149 | 0.00041909
[149 empty] | 7.3.2.1.3 Advanced weather monitoring and weather stations Weather StationsWLDFRElectric Reliability | WLDFR | HFTD - Distribution - Tier 2 - 5QU CoRE ¦ 1QU LoRE | Red Flag Warning - Small Fires | 2024 | Electric Reliability | 0.03759 | 700.8825 | 2024 | Mitigation | 0.011149 | 10 | 0 | esc | 0.011149 | 0.00041909 | 0.011149 | 0.00041909 | 0.011149 | 0.00041909 | 0.011149 | 0.00041909
[149 empty] | 7.3.2.1.3 Advanced weather monitoring and weather stations Weather StationsWLDFRElectric Reliability | WLDFR | HFTD - Distribution - Tier 2 - 5QU CoRE ¦ 1QU LoRE | Red Flag Warning - Small Fires | 2025 | Electric Reliability | 0.03759 | 700.8825 | 2025 | Mitigation | 0.011149 | 10 | 0 | esc | 0.011149 | 0.00041909 | 0.011149 | 0.00041909 | 0.011149 | 0.00041909 | 0.011149 | 0.00041909
[149 empty] | 7.3.2.1.3 Advanced weather monitoring and weather stations Weather StationsWLDFRElectric Reliability | WLDFR | HFTD - Distribution - Tier 2 - 5QU CoRE ¦ 1QU LoRE | Red Flag Warning - Small Fires | 2026 | Electric Reliability | 0.03759 | 700.8825 | 2026 | Mitigation | 0.011149 | 10 | 0 | esc | 0.011149 | 0.00041909 | 0.011149 | 0.00041909 | 0.011149 | 0.00041909 | 0.011149 | 0.00041909
[149 empty] | 7.3.2.1.3 Advanced weather monitoring and weather stations Weather StationsWLDFRElectric Reliability | WLDFR | HFTD - Distribution - Tier 2 - 5QU CoRE ¦ 1QU LoRE | Red Flag Warning - Small Fires | 2027 | Electric Reliability | 0.03759 | 700.8825 | 2027 | Mitigation | 0.011149 | 10 | 0 | esc | 0.011149 | 0.00041909 | 0.011149 | 0.00041909 | 0.011149 | 0.00041909 | 0.011149 | 0.00041909
[149 empty] | 7.3.2.1.3 Advanced weather monitoring and weather stations Weather StationsWLDFRElectric Reliability | WLDFR | HFTD - Distribution - Tier 2 - 5QU CoRE ¦ 1QU LoRE | Red Flag Warning - Small Fires | 2028 | Electric Reliability | 0.039055 | 700.8825 | 2028 | Mitigation | 0.011149 | 10 | 0 | esc | 0.011149 | 0.00043542 | 0.011149 | 0.00043542 | 0.011149 | 0.00043542 | 0.011149 | 0.00043542
[149 empty] | 7.3.2.1.3 Advanced weather monitoring and weather stations Weather StationsWLDFRElectric Reliability | WLDFR | HFTD - Distribution - Tier 2 - 5QU CoRE ¦ 1QU LoRE | Red Flag Warning - Small Fires | 2029 | Electric Reliability | 0.039055 | 700.8825 | 2029 | Mitigation | 0.011149 | 10 | 0 | esc | 0.011149 | 0.00043542 | 0.011149 | 0.00043542 | 0.011149 | 0.00043542 | 0.011149 | 0.00043542
[149 empty] | 7.3.2.1.3 Advanced weather monitoring and weather stations Weather StationsWLDFRElectric Reliability | WLDFR | HFTD - Distribution - Tier 2 - 5QU CoRE ¦ 1QU LoRE | Red Flag Warning - Small Fires | 2030 | Electric Reliability | 0.039055 | 700.8825 | 2030 | Mitigation | 0.011149 | 10 | 0 | esc | 0 | 0 | 0.011149 | 0.00043542 | 0.011149 | 0.00043542 | 0.011149 | 0.00043542
[149 empty] | 7.3.2.1.3 Advanced weather monitoring and weather stations Weather StationsWLDFRElectric Reliability | WLDFR | HFTD - Distribution - Tier 2 - 5QU CoRE ¦ 1QU LoRE | Red Flag Warning - Small Fires | 2031 | Electric Reliability | 0.039055 | 700.8825 | 2031 | Mitigation | 0.011149 | 10 | 0 | esc | 0 | 0 | 0 | 0 | 0.011149 | 0.00043542 | 0.011149 | 0.00043542
[149 empty] | 7.3.2.1.3 Advanced weather monitoring and weather stations Weather StationsWLDFRElectric Reliability | WLDFR | HFTD - Distribution - Tier 2 - 5QU CoRE ¦ 1QU LoRE | Red Flag Warning - Small Fires | 2032 | Electric Reliability | 0.039055 | 700.8825 | 2032 | Mitigation | 0.011149 | 10 | 0 | esc | 0 | 0 | 0 | 0 | 0 | 0 | 0.011149 | 0.00043542
[149 empty] | 7.3.2.1.3 Advanced weather monitoring and weather stations Weather StationsWLDFRElectric Reliability | WLDFR | HFTD - Distribution - Tier 2 - 5QU CoRE ¦ 1QU LoRE | Seismic - Non-Red Flag Warning - Catastrophic Fires | 2021 | Electric Reliability | 409.2237 | 700.8825 | 2021 | Mitigation | 0.011149 | 10 | 0 | esc | 0.011149 | 4.5624 | 0.011149 | 4.5624 | 0 | 0 | 0 | 0
[149 empty] | 7.3.2.1.3 Advanced weather monitoring and weather stations Weather StationsWLDFRElectric Reliability | WLDFR | HFTD - Distribution - Tier 2 - 5QU CoRE ¦ 1QU LoRE | Seismic - Non-Red Flag Warning - Catastrophic Fires | 2022 | Electric Reliability | 409.2237 | 700.8825 | 2022 | Mitigation | 0.011149 | 10 | 0 | esc | 0.011149 | 4.5624 | 0.011149 | 4.5624 | 0.011149 | 4.5624 | 0 | 0
[149 empty] | 7.3.2.1.3 Advanced weather monitoring and weather stations Weather StationsWLDFRElectric Reliability | WLDFR | HFTD - Distribution - Tier 2 - 5QU CoRE ¦ 1QU LoRE | Seismic - Non-Red Flag Warning - Catastrophic Fires | 2023 | Electric Reliability | 428.6023 | 700.8825 | 2023 | Mitigation | 0.011149 | 10 | 0 | esc | 0.011149 | 4.7784 | 0.011149 | 4.7784 | 0.011149 | 4.7784 | 0.011149 | 4.7784
[149 empty] | 7.3.2.1.3 Advanced weather monitoring and weather stations Weather StationsWLDFRElectric Reliability | WLDFR | HFTD - Distribution - Tier 2 - 5QU CoRE ¦ 1QU LoRE | Seismic - Non-Red Flag Warning - Catastrophic Fires | 2024 | Electric Reliability | 428.6023 | 700.8825 | 2024 | Mitigation | 0.011149 | 10 | 0 | esc | 0.011149 | 4.7784 | 0.011149 | 4.7784 | 0.011149 | 4.7784 | 0.011149 | 4.7784
[149 empty] | 7.3.2.1.3 Advanced weather monitoring and weather stations Weather StationsWLDFRElectric Reliability | WLDFR | HFTD - Distribution - Tier 2 - 5QU CoRE ¦ 1QU LoRE | Seismic - Non-Red Flag Warning - Catastrophic Fires | 2025 | Electric Reliability | 428.6023 | 700.8825 | 2025 | Mitigation | 0.011149 | 10 | 0 | esc | 0.011149 | 4.7784 | 0.011149 | 4.7784 | 0.011149 | 4.7784 | 0.011149 | 4.7784
[149 empty] | 7.3.2.1.3 Advanced weather monitoring and weather stations Weather StationsWLDFRElectric Reliability | WLDFR | HFTD - Distribution - Tier 2 - 5QU CoRE ¦ 1QU LoRE | Seismic - Non-Red Flag Warning - Catastrophic Fires | 2026 | Electric Reliability | 428.6023 | 700.8825 | 2026 | Mitigation | 0.011149 | 10 | 0 | esc | 0.011149 | 4.7784 | 0.011149 | 4.7784 | 0.011149 | 4.7784 | 0.011149 | 4.7784
[149 empty] | 7.3.2.1.3 Advanced weather monitoring and weather stations Weather StationsWLDFRElectric Reliability | WLDFR | HFTD - Distribution - Tier 2 - 5QU CoRE ¦ 1QU LoRE | Seismic - Non-Red Flag Warning - Catastrophic Fires | 2027 | Electric Reliability | 428.6023 | 700.8825 | 2027 | Mitigation | 0.011149 | 10 | 0 | esc | 0.011149 | 4.7784 | 0.011149 | 4.7784 | 0.011149 | 4.7784 | 0.011149 | 4.7784
[149 empty] | 7.3.2.1.3 Advanced weather monitoring and weather stations Weather StationsWLDFRElectric Reliability | WLDFR | HFTD - Distribution - Tier 2 - 5QU CoRE ¦ 1QU LoRE | Seismic - Non-Red Flag Warning - Catastrophic Fires | 2028 | Electric Reliability | 453.261 | 700.8825 | 2028 | Mitigation | 0.011149 | 10 | 0 | esc | 0.011149 | 5.0533 | 0.011149 | 5.0533 | 0.011149 | 5.0533 | 0.011149 | 5.0533
[149 empty] | 7.3.2.1.3 Advanced weather monitoring and weather stations Weather StationsWLDFRElectric Reliability | WLDFR | HFTD - Distribution - Tier 2 - 5QU CoRE ¦ 1QU LoRE | Seismic - Non-Red Flag Warning - Catastrophic Fires | 2029 | Electric Reliability | 453.261 | 700.8825 | 2029 | Mitigation | 0.011149 | 10 | 0 | esc | 0.011149 | 5.0533 | 0.011149 | 5.0533 | 0.011149 | 5.0533 | 0.011149 | 5.0533
[149 empty] | 7.3.2.1.3 Advanced weather monitoring and weather stations Weather StationsWLDFRElectric Reliability | WLDFR | HFTD - Distribution - Tier 2 - 5QU CoRE ¦ 1QU LoRE | Seismic - Non-Red Flag Warning - Catastrophic Fires | 2030 | Electric Reliability | 453.261 | 700.8825 | 2030 | Mitigation | 0.011149 | 10 | 0 | esc | 0 | 0 | 0.011149 | 5.0533 | 0.011149 | 5.0533 | 0.011149 | 5.0533
[149 empty] | 7.3.2.1.3 Advanced weather monitoring and weather stations Weather StationsWLDFRElectric Reliability | WLDFR | HFTD - Distribution - Tier 2 - 5QU CoRE ¦ 1QU LoRE | Seismic - Non-Red Flag Warning - Catastrophic Fires | 2031 | Electric Reliability | 453.261 | 700.8825 | 2031 | Mitigation | 0.011149 | 10 | 0 | esc | 0 | 0 | 0 | 0 | 0.011149 | 5.0533 | 0.011149 | 5.0533
[149 empty] | 7.3.2.1.3 Advanced weather monitoring and weather stations Weather StationsWLDFRElectric Reliability | WLDFR | HFTD - Distribution - Tier 2 - 5QU CoRE ¦ 1QU LoRE | Seismic - Non-Red Flag Warning - Catastrophic Fires | 2032 | Electric Reliability | 453.261 | 700.8825 | 2032 | Mitigation | 0.011149 | 10 | 0 | esc | 0 | 0 | 0 | 0 | 0 | 0 | 0.011149 | 5.0533
[149 empty] | 7.3.2.1.3 Advanced weather monitoring and weather stations Weather StationsWLDFRElectric Reliability | WLDFR | HFTD - Distribution - Tier 2 - 5QU CoRE ¦ 1QU LoRE | Seismic - Red Flag Warning - Catastrophic Fires | 2021 | Electric Reliability | 409.2237 | 700.8825 | 2021 | Mitigation | 0.011149 | 10 | 0 | esc | 0.011149 | 4.5624 | 0.011149 | 4.5624 | 0 | 0 | 0 | 0
[149 empty] | 7.3.2.1.3 Advanced weather monitoring and weather stations Weather StationsWLDFRElectric Reliability | WLDFR | HFTD - Distribution - Tier 2 - 5QU CoRE ¦ 1QU LoRE | Seismic - Red Flag Warning - Catastrophic Fires | 2022 | Electric Reliability | 409.2237 | 700.8825 | 2022 | Mitigation | 0.011149 | 10 | 0 | esc | 0.011149 | 4.5624 | 0.011149 | 4.5624 | 0.011149 | 4.5624 | 0 | 0
[149 empty] | 7.3.2.1.3 Advanced weather monitoring and weather stations Weather StationsWLDFRElectric Reliability | WLDFR | HFTD - Distribution - Tier 2 - 5QU CoRE ¦ 1QU LoRE | Seismic - Red Flag Warning - Catastrophic Fires | 2023 | Electric Reliability | 428.6023 | 700.8825 | 2023 | Mitigation | 0.011149 | 10 | 0 | esc | 0.011149 | 4.7784 | 0.011149 | 4.7784 | 0.011149 | 4.7784 | 0.011149 | 4.7784
[149 empty] | 7.3.2.1.3 Advanced weather monitoring and weather stations Weather StationsWLDFRElectric Reliability | WLDFR | HFTD - Distribution - Tier 2 - 5QU CoRE ¦ 1QU LoRE | Seismic - Red Flag Warning - Catastrophic Fires | 2024 | Electric Reliability | 428.6023 | 700.8825 | 2024 | Mitigation | 0.011149 | 10 | 0 | esc | 0.011149 | 4.7784 | 0.011149 | 4.7784 | 0.011149 | 4.7784 | 0.011149 | 4.7784
[149 empty] | 7.3.2.1.3 Advanced weather monitoring and weather stations Weather StationsWLDFRElectric Reliability | WLDFR | HFTD - Distribution - Tier 2 - 5QU CoRE ¦ 1QU LoRE | Seismic - Red Flag Warning - Catastrophic Fires | 2025 | Electric Reliability | 428.6023 | 700.8825 | 2025 | Mitigation | 0.011149 | 10 | 0 | esc | 0.011149 | 4.7784 | 0.011149 | 4.7784 | 0.011149 | 4.7784 | 0.011149 | 4.7784
[149 empty] | 7.3.2.1.3 Advanced weather monitoring and weather stations Weather StationsWLDFRElectric Reliability | WLDFR | HFTD - Distribution - Tier 2 - 5QU CoRE ¦ 1QU LoRE | Seismic - Red Flag Warning - Catastrophic Fires | 2026 | Electric Reliability | 428.6023 | 700.8825 | 2026 | Mitigation | 0.011149 | 10 | 0 | esc | 0.011149 | 4.7784 | 0.011149 | 4.7784 | 0.011149 | 4.7784 | 0.011149 | 4.7784
[149 empty] | 7.3.2.1.3 Advanced weather monitoring and weather stations Weather StationsWLDFRElectric Reliability | WLDFR | HFTD - Distribution - Tier 2 - 5QU CoRE ¦ 1QU LoRE | Seismic - Red Flag Warning - Catastrophic Fires | 2027 | Electric Reliability | 428.6023 | 700.8825 | 2027 | Mitigation | 0.011149 | 10 | 0 | esc | 0.011149 | 4.7784 | 0.011149 | 4.7784 | 0.011149 | 4.7784 | 0.011149 | 4.7784
[149 empty] | 7.3.2.1.3 Advanced weather monitoring and weather stations Weather StationsWLDFRElectric Reliability | WLDFR | HFTD - Distribution - Tier 2 - 5QU CoRE ¦ 1QU LoRE | Seismic - Red Flag Warning - Catastrophic Fires | 2028 | Electric Reliability | 453.261 | 700.8825 | 2028 | Mitigation | 0.011149 | 10 | 0 | esc | 0.011149 | 5.0533 | 0.011149 | 5.0533 | 0.011149 | 5.0533 | 0.011149 | 5.0533
[149 empty] | 7.3.2.1.3 Advanced weather monitoring and weather stations Weather StationsWLDFRElectric Reliability | WLDFR | HFTD - Distribution - Tier 2 - 5QU CoRE ¦ 1QU LoRE | Seismic - Red Flag Warning - Catastrophic Fires | 2029 | Electric Reliability | 453.261 | 700.8825 | 2029 | Mitigation | 0.011149 | 10 | 0 | esc | 0.011149 | 5.0533 | 0.011149 | 5.0533 | 0.011149 | 5.0533 | 0.011149 | 5.0533
[149 empty] | 7.3.2.1.3 Advanced weather monitoring and weather stations Weather StationsWLDFRElectric Reliability | WLDFR | HFTD - Distribution - Tier 2 - 5QU CoRE ¦ 1QU LoRE | Seismic - Red Flag Warning - Catastrophic Fires | 2030 | Electric Reliability | 453.261 | 700.8825 | 2030 | Mitigation | 0.011149 | 10 | 0 | esc | 0 | 0 | 0.011149 | 5.0533 | 0.011149 | 5.0533 | 0.011149 | 5.0533
[149 empty] | 7.3.2.1.3 Advanced weather monitoring and weather stations Weather StationsWLDFRElectric Reliability | WLDFR | HFTD - Distribution - Tier 2 - 5QU CoRE ¦ 1QU LoRE | Seismic - Red Flag Warning - Catastrophic Fires | 2031 | Electric Reliability | 453.261 | 700.8825 | 2031 | Mitigation | 0.011149 | 10 | 0 | esc | 0 | 0 | 0 | 0 | 0.011149 | 5.0533 | 0.011149 | 5.0533
[149 empty] | 7.3.2.1.3 Advanced weather monitoring and weather stations Weather StationsWLDFRElectric Reliability | WLDFR | HFTD - Distribution - Tier 2 - 5QU CoRE ¦ 1QU LoRE | Seismic - Red Flag Warning - Catastrophic Fires | 2032 | Electric Reliability | 453.261 | 700.8825 | 2032 | Mitigation | 0.011149 | 10 | 0 | esc | 0 | 0 | 0 | 0 | 0 | 0 | 0.011149 | 5.0533
[149 empty] | 7.3.2.1.3 Advanced weather monitoring and weather stations Weather StationsWLDFRElectric Reliability | WLDFR | HFTD - Distribution - Tier 2 - 5QU CoRE ¦ 2QU LoRE | Non-Red Flag Warning - Catastrophic Fires | 2021 | Electric Reliability | 222.2294 | 774.3498 | 2021 | Mitigation | 0.011149 | 10 | 0 | esc | 0.011149 | 2.4776 | 0.011149 | 2.4776 | 0 | 0 | 0 | 0
[149 empty] | 7.3.2.1.3 Advanced weather monitoring and weather stations Weather StationsWLDFRElectric Reliability | WLDFR | HFTD - Distribution - Tier 2 - 5QU CoRE ¦ 2QU LoRE | Non-Red Flag Warning - Catastrophic Fires | 2022 | Electric Reliability | 222.2294 | 774.3498 | 2022 | Mitigation | 0.011149 | 10 | 0 | esc | 0.011149 | 2.4776 | 0.011149 | 2.4776 | 0.011149 | 2.4776 | 0 | 0
[149 empty] | 7.3.2.1.3 Advanced weather monitoring and weather stations Weather StationsWLDFRElectric Reliability | WLDFR | HFTD - Distribution - Tier 2 - 5QU CoRE ¦ 2QU LoRE | Non-Red Flag Warning - Catastrophic Fires | 2023 | Electric Reliability | 233.2301 | 774.3498 | 2023 | Mitigation | 0.011149 | 10 | 0 | esc | 0.011149 | 2.6002 | 0.011149 | 2.6002 | 0.011149 | 2.6002 | 0.011149 | 2.6002
[149 empty] | 7.3.2.1.3 Advanced weather monitoring and weather stations Weather StationsWLDFRElectric Reliability | WLDFR | HFTD - Distribution - Tier 2 - 5QU CoRE ¦ 2QU LoRE | Non-Red Flag Warning - Catastrophic Fires | 2024 | Electric Reliability | 233.2301 | 774.3498 | 2024 | Mitigation | 0.011149 | 10 | 0 | esc | 0.011149 | 2.6002 | 0.011149 | 2.6002 | 0.011149 | 2.6002 | 0.011149 | 2.6002
[149 empty] | 7.3.2.1.3 Advanced weather monitoring and weather stations Weather StationsWLDFRElectric Reliability | WLDFR | HFTD - Distribution - Tier 2 - 5QU CoRE ¦ 2QU LoRE | Non-Red Flag Warning - Catastrophic Fires | 2025 | Electric Reliability | 233.2301 | 774.3498 | 2025 | Mitigation | 0.011149 | 10 | 0 | esc | 0.011149 | 2.6002 | 0.011149 | 2.6002 | 0.011149 | 2.6002 | 0.011149 | 2.6002
[149 empty] | 7.3.2.1.3 Advanced weather monitoring and weather stations Weather StationsWLDFRElectric Reliability | WLDFR | HFTD - Distribution - Tier 2 - 5QU CoRE ¦ 2QU LoRE | Non-Red Flag Warning - Catastrophic Fires | 2026 | Electric Reliability | 233.2301 | 774.3498 | 2026 | Mitigation | 0.011149 | 10 | 0 | esc | 0.011149 | 2.6002 | 0.011149 | 2.6002 | 0.011149 | 2.6002 | 0.011149 | 2.6002
[149 empty] | 7.3.2.1.3 Advanced weather monitoring and weather stations Weather StationsWLDFRElectric Reliability | WLDFR | HFTD - Distribution - Tier 2 - 5QU CoRE ¦ 2QU LoRE | Non-Red Flag Warning - Catastrophic Fires | 2027 | Electric Reliability | 233.2301 | 774.3498 | 2027 | Mitigation | 0.011149 | 10 | 0 | esc | 0.011149 | 2.6002 | 0.011149 | 2.6002 | 0.011149 | 2.6002 | 0.011149 | 2.6002
[149 empty] | 7.3.2.1.3 Advanced weather monitoring and weather stations Weather StationsWLDFRElectric Reliability | WLDFR | HFTD - Distribution - Tier 2 - 5QU CoRE ¦ 2QU LoRE | Non-Red Flag Warning - Catastrophic Fires | 2028 | Electric Reliability | 247.273 | 774.3498 | 2028 | Mitigation | 0.011149 | 10 | 0 | esc | 0.011149 | 2.7568 | 0.011149 | 2.7568 | 0.011149 | 2.7568 | 0.011149 | 2.7568
[149 empty] | 7.3.2.1.3 Advanced weather monitoring and weather stations Weather StationsWLDFRElectric Reliability | WLDFR | HFTD - Distribution - Tier 2 - 5QU CoRE ¦ 2QU LoRE | Non-Red Flag Warning - Catastrophic Fires | 2029 | Electric Reliability | 247.273 | 774.3498 | 2029 | Mitigation | 0.011149 | 10 | 0 | esc | 0.011149 | 2.7568 | 0.011149 | 2.7568 | 0.011149 | 2.7568 | 0.011149 | 2.7568
[149 empty] | 7.3.2.1.3 Advanced weather monitoring and weather stations Weather StationsWLDFRElectric Reliability | WLDFR | HFTD - Distribution - Tier 2 - 5QU CoRE ¦ 2QU LoRE | Non-Red Flag Warning - Catastrophic Fires | 2030 | Electric Reliability | 247.273 | 774.3498 | 2030 | Mitigation | 0.011149 | 10 | 0 | esc | 0 | 0 | 0.011149 | 2.7568 | 0.011149 | 2.7568 | 0.011149 | 2.7568
[149 empty] | 7.3.2.1.3 Advanced weather monitoring and weather stations Weather StationsWLDFRElectric Reliability | WLDFR | HFTD - Distribution - Tier 2 - 5QU CoRE ¦ 2QU LoRE | Non-Red Flag Warning - Catastrophic Fires | 2031 | Electric Reliability | 247.273 | 774.3498 | 2031 | Mitigation | 0.011149 | 10 | 0 | esc | 0 | 0 | 0 | 0 | 0.011149 | 2.7568 | 0.011149 | 2.7568
[149 empty] | 7.3.2.1.3 Advanced weather monitoring and weather stations Weather StationsWLDFRElectric Reliability | WLDFR | HFTD - Distribution - Tier 2 - 5QU CoRE ¦ 2QU LoRE | Non-Red Flag Warning - Catastrophic Fires | 2032 | Electric Reliability | 247.273 | 774.3498 | 2032 | Mitigation | 0.011149 | 10 | 0 | esc | 0 | 0 | 0 | 0 | 0 | 0 | 0.011149 | 2.7568
[149 empty] | 7.3.2.1.3 Advanced weather monitoring and weather stations Weather StationsWLDFRElectric Reliability | WLDFR | HFTD - Distribution - Tier 2 - 5QU CoRE ¦ 2QU LoRE | Non-Red Flag Warning - Destructive Fires | 2021 | Electric Reliability | 222.2294 | 774.3498 | 2021 | Mitigation | 0.011149 | 10 | 0 | esc | 0.011149 | 2.4776 | 0.011149 | 2.4776 | 0 | 0 | 0 | 0
[149 empty] | 7.3.2.1.3 Advanced weather monitoring and weather stations Weather StationsWLDFRElectric Reliability | WLDFR | HFTD - Distribution - Tier 2 - 5QU CoRE ¦ 2QU LoRE | Non-Red Flag Warning - Destructive Fires | 2022 | Electric Reliability | 222.2294 | 774.3498 | 2022 | Mitigation | 0.011149 | 10 | 0 | esc | 0.011149 | 2.4776 | 0.011149 | 2.4776 | 0.011149 | 2.4776 | 0 | 0
[149 empty] | 7.3.2.1.3 Advanced weather monitoring and weather stations Weather StationsWLDFRElectric Reliability | WLDFR | HFTD - Distribution - Tier 2 - 5QU CoRE ¦ 2QU LoRE | Non-Red Flag Warning - Destructive Fires | 2023 | Electric Reliability | 233.2301 | 774.3498 | 2023 | Mitigation | 0.011149 | 10 | 0 | esc | 0.011149 | 2.6002 | 0.011149 | 2.6002 | 0.011149 | 2.6002 | 0.011149 | 2.6002
[149 empty] | 7.3.2.1.3 Advanced weather monitoring and weather stations Weather StationsWLDFRElectric Reliability | WLDFR | HFTD - Distribution - Tier 2 - 5QU CoRE ¦ 2QU LoRE | Non-Red Flag Warning - Destructive Fires | 2024 | Electric Reliability | 233.2301 | 774.3498 | 2024 | Mitigation | 0.011149 | 10 | 0 | esc | 0.011149 | 2.6002 | 0.011149 | 2.6002 | 0.011149 | 2.6002 | 0.011149 | 2.6002
[149 empty] | 7.3.2.1.3 Advanced weather monitoring and weather stations Weather StationsWLDFRElectric Reliability | WLDFR | HFTD - Distribution - Tier 2 - 5QU CoRE ¦ 2QU LoRE | Non-Red Flag Warning - Destructive Fires | 2025 | Electric Reliability | 233.2301 | 774.3498 | 2025 | Mitigation | 0.011149 | 10 | 0 | esc | 0.011149 | 2.6002 | 0.011149 | 2.6002 | 0.011149 | 2.6002 | 0.011149 | 2.6002
[149 empty] | 7.3.2.1.3 Advanced weather monitoring and weather stations Weather StationsWLDFRElectric Reliability | WLDFR | HFTD - Distribution - Tier 2 - 5QU CoRE ¦ 2QU LoRE | Non-Red Flag Warning - Destructive Fires | 2026 | Electric Reliability | 233.2301 | 774.3498 | 2026 | Mitigation | 0.011149 | 10 | 0 | esc | 0.011149 | 2.6002 | 0.011149 | 2.6002 | 0.011149 | 2.6002 | 0.011149 | 2.6002
[149 empty] | 7.3.2.1.3 Advanced weather monitoring and weather stations Weather StationsWLDFRElectric Reliability | WLDFR | HFTD - Distribution - Tier 2 - 5QU CoRE ¦ 2QU LoRE | Non-Red Flag Warning - Destructive Fires | 2027 | Electric Reliability | 233.2301 | 774.3498 | 2027 | Mitigation | 0.011149 | 10 | 0 | esc | 0.011149 | 2.6002 | 0.011149 | 2.6002 | 0.011149 | 2.6002 | 0.011149 | 2.6002
[149 empty] | 7.3.2.1.3 Advanced weather monitoring and weather stations Weather StationsWLDFRElectric Reliability | WLDFR | HFTD - Distribution - Tier 2 - 5QU CoRE ¦ 2QU LoRE | Non-Red Flag Warning - Destructive Fires | 2028 | Electric Reliability | 247.273 | 774.3498 | 2028 | Mitigation | 0.011149 | 10 | 0 | esc | 0.011149 | 2.7568 | 0.011149 | 2.7568 | 0.011149 | 2.7568 | 0.011149 | 2.7568
[149 empty] | 7.3.2.1.3 Advanced weather monitoring and weather stations Weather StationsWLDFRElectric Reliability | WLDFR | HFTD - Distribution - Tier 2 - 5QU CoRE ¦ 2QU LoRE | Non-Red Flag Warning - Destructive Fires | 2029 | Electric Reliability | 247.273 | 774.3498 | 2029 | Mitigation | 0.011149 | 10 | 0 | esc | 0.011149 | 2.7568 | 0.011149 | 2.7568 | 0.011149 | 2.7568 | 0.011149 | 2.7568
[149 empty] | 7.3.2.1.3 Advanced weather monitoring and weather stations Weather StationsWLDFRElectric Reliability | WLDFR | HFTD - Distribution - Tier 2 - 5QU CoRE ¦ 2QU LoRE | Non-Red Flag Warning - Destructive Fires | 2030 | Electric Reliability | 247.273 | 774.3498 | 2030 | Mitigation | 0.011149 | 10 | 0 | esc | 0 | 0 | 0.011149 | 2.7568 | 0.011149 | 2.7568 | 0.011149 | 2.7568
[149 empty] | 7.3.2.1.3 Advanced weather monitoring and weather stations Weather StationsWLDFRElectric Reliability | WLDFR | HFTD - Distribution - Tier 2 - 5QU CoRE ¦ 2QU LoRE | Non-Red Flag Warning - Destructive Fires | 2031 | Electric Reliability | 247.273 | 774.3498 | 2031 | Mitigation | 0.011149 | 10 | 0 | esc | 0 | 0 | 0 | 0 | 0.011149 | 2.7568 | 0.011149 | 2.7568
[149 empty] | 7.3.2.1.3 Advanced weather monitoring and weather stations Weather StationsWLDFRElectric Reliability | WLDFR | HFTD - Distribution - Tier 2 - 5QU CoRE ¦ 2QU LoRE | Non-Red Flag Warning - Destructive Fires | 2032 | Electric Reliability | 247.273 | 774.3498 | 2032 | Mitigation | 0.011149 | 10 | 0 | esc | 0 | 0 | 0 | 0 | 0 | 0 | 0.011149 | 2.7568
[149 empty] | 7.3.2.1.3 Advanced weather monitoring and weather stations Weather StationsWLDFRElectric Reliability | WLDFR | HFTD - Distribution - Tier 2 - 5QU CoRE ¦ 2QU LoRE | Non-Red Flag Warning - Large Fires | 2021 | Electric Reliability | 0.69642 | 774.3498 | 2021 | Mitigation | 0.011149 | 10 | 0 | esc | 0.011149 | 0.0077642 | 0.011149 | 0.0077642 | 0 | 0 | 0 | 0
[149 empty] | 7.3.2.1.3 Advanced weather monitoring and weather stations Weather StationsWLDFRElectric Reliability | WLDFR | HFTD - Distribution - Tier 2 - 5QU CoRE ¦ 2QU LoRE | Non-Red Flag Warning - Large Fires | 2022 | Electric Reliability | 0.69642 | 774.3498 | 2022 | Mitigation | 0.011149 | 10 | 0 | esc | 0.011149 | 0.0077642 | 0.011149 | 0.0077642 | 0.011149 | 0.0077642 | 0 | 0
[149 empty] | 7.3.2.1.3 Advanced weather monitoring and weather stations Weather StationsWLDFRElectric Reliability | WLDFR | HFTD - Distribution - Tier 2 - 5QU CoRE ¦ 2QU LoRE | Non-Red Flag Warning - Large Fires | 2023 | Electric Reliability | 0.71896 | 774.3498 | 2023 | Mitigation | 0.011149 | 10 | 0 | esc | 0.011149 | 0.0080156 | 0.011149 | 0.0080156 | 0.011149 | 0.0080156 | 0.011149 | 0.0080156
[149 empty] | 7.3.2.1.3 Advanced weather monitoring and weather stations Weather StationsWLDFRElectric Reliability | WLDFR | HFTD - Distribution - Tier 2 - 5QU CoRE ¦ 2QU LoRE | Non-Red Flag Warning - Large Fires | 2024 | Electric Reliability | 0.71896 | 774.3498 | 2024 | Mitigation | 0.011149 | 10 | 0 | esc | 0.011149 | 0.0080156 | 0.011149 | 0.0080156 | 0.011149 | 0.0080156 | 0.011149 | 0.0080156
[149 empty] | 7.3.2.1.3 Advanced weather monitoring and weather stations Weather StationsWLDFRElectric Reliability | WLDFR | HFTD - Distribution - Tier 2 - 5QU CoRE ¦ 2QU LoRE | Non-Red Flag Warning - Large Fires | 2025 | Electric Reliability | 0.71896 | 774.3498 | 2025 | Mitigation | 0.011149 | 10 | 0 | esc | 0.011149 | 0.0080156 | 0.011149 | 0.0080156 | 0.011149 | 0.0080156 | 0.011149 | 0.0080156
[149 empty] | 7.3.2.1.3 Advanced weather monitoring and weather stations Weather StationsWLDFRElectric Reliability | WLDFR | HFTD - Distribution - Tier 2 - 5QU CoRE ¦ 2QU LoRE | Non-Red Flag Warning - Large Fires | 2026 | Electric Reliability | 0.71896 | 774.3498 | 2026 | Mitigation | 0.011149 | 10 | 0 | esc | 0.011149 | 0.0080156 | 0.011149 | 0.0080156 | 0.011149 | 0.0080156 | 0.011149 | 0.0080156
[149 empty] | 7.3.2.1.3 Advanced weather monitoring and weather stations Weather StationsWLDFRElectric Reliability | WLDFR | HFTD - Distribution - Tier 2 - 5QU CoRE ¦ 2QU LoRE | Non-Red Flag Warning - Large Fires | 2027 | Electric Reliability | 0.71896 | 774.3498 | 2027 | Mitigation | 0.011149 | 10 | 0 | esc | 0.011149 | 0.0080156 | 0.011149 | 0.0080156 | 0.011149 | 0.0080156 | 0.011149 | 0.0080156
[149 empty] | 7.3.2.1.3 Advanced weather monitoring and weather stations Weather StationsWLDFRElectric Reliability | WLDFR | HFTD - Distribution - Tier 2 - 5QU CoRE ¦ 2QU LoRE | Non-Red Flag Warning - Large Fires | 2028 | Electric Reliability | 0.74734 | 774.3498 | 2028 | Mitigation | 0.011149 | 10 | 0 | esc | 0.011149 | 0.0083319 | 0.011149 | 0.0083319 | 0.011149 | 0.0083319 | 0.011149 | 0.0083319
[149 empty] | 7.3.2.1.3 Advanced weather monitoring and weather stations Weather StationsWLDFRElectric Reliability | WLDFR | HFTD - Distribution - Tier 2 - 5QU CoRE ¦ 2QU LoRE | Non-Red Flag Warning - Large Fires | 2029 | Electric Reliability | 0.74734 | 774.3498 | 2029 | Mitigation | 0.011149 | 10 | 0 | esc | 0.011149 | 0.0083319 | 0.011149 | 0.0083319 | 0.011149 | 0.0083319 | 0.011149 | 0.0083319
[149 empty] | 7.3.2.1.3 Advanced weather monitoring and weather stations Weather StationsWLDFRElectric Reliability | WLDFR | HFTD - Distribution - Tier 2 - 5QU CoRE ¦ 2QU LoRE | Non-Red Flag Warning - Large Fires | 2030 | Electric Reliability | 0.74734 | 774.3498 | 2030 | Mitigation | 0.011149 | 10 | 0 | esc | 0 | 0 | 0.011149 | 0.0083319 | 0.011149 | 0.0083319 | 0.011149 | 0.0083319
[149 empty] | 7.3.2.1.3 Advanced weather monitoring and weather stations Weather StationsWLDFRElectric Reliability | WLDFR | HFTD - Distribution - Tier 2 - 5QU CoRE ¦ 2QU LoRE | Non-Red Flag Warning - Large Fires | 2031 | Electric Reliability | 0.74734 | 774.3498 | 2031 | Mitigation | 0.011149 | 10 | 0 | esc | 0 | 0 | 0 | 0 | 0.011149 | 0.0083319 | 0.011149 | 0.0083319
[149 empty] | 7.3.2.1.3 Advanced weather monitoring and weather stations Weather StationsWLDFRElectric Reliability | WLDFR | HFTD - Distribution - Tier 2 - 5QU CoRE ¦ 2QU LoRE | Non-Red Flag Warning - Large Fires | 2032 | Electric Reliability | 0.74734 | 774.3498 | 2032 | Mitigation | 0.011149 | 10 | 0 | esc | 0 | 0 | 0 | 0 | 0 | 0 | 0.011149 | 0.0083319
[149 empty] | 7.3.2.1.3 Advanced weather monitoring and weather stations Weather StationsWLDFRElectric Reliability | WLDFR | HFTD - Distribution - Tier 2 - 5QU CoRE ¦ 2QU LoRE | Non-Red Flag Warning - Small Fires | 2021 | Electric Reliability | 0.036425 | 774.3498 | 2021 | Mitigation | 0.011149 | 10 | 0 | esc | 0.011149 | 0.0004061 | 0.011149 | 0.0004061 | 0 | 0 | 0 | 0
[149 empty] | 7.3.2.1.3 Advanced weather monitoring and weather stations Weather StationsWLDFRElectric Reliability | WLDFR | HFTD - Distribution - Tier 2 - 5QU CoRE ¦ 2QU LoRE | Non-Red Flag Warning - Small Fires | 2022 | Electric Reliability | 0.036425 | 774.3498 | 2022 | Mitigation | 0.011149 | 10 | 0 | esc | 0.011149 | 0.0004061 | 0.011149 | 0.0004061 | 0.011149 | 0.0004061 | 0 | 0
[149 empty] | 7.3.2.1.3 Advanced weather monitoring and weather stations Weather StationsWLDFRElectric Reliability | WLDFR | HFTD - Distribution - Tier 2 - 5QU CoRE ¦ 2QU LoRE | Non-Red Flag Warning - Small Fires | 2023 | Electric Reliability | 0.03759 | 774.3498 | 2023 | Mitigation | 0.011149 | 10 | 0 | esc | 0.011149 | 0.00041909 | 0.011149 | 0.00041909 | 0.011149 | 0.00041909 | 0.011149 | 0.00041909
[149 empty] | 7.3.2.1.3 Advanced weather monitoring and weather stations Weather StationsWLDFRElectric Reliability | WLDFR | HFTD - Distribution - Tier 2 - 5QU CoRE ¦ 2QU LoRE | Non-Red Flag Warning - Small Fires | 2024 | Electric Reliability | 0.03759 | 774.3498 | 2024 | Mitigation | 0.011149 | 10 | 0 | esc | 0.011149 | 0.00041909 | 0.011149 | 0.00041909 | 0.011149 | 0.00041909 | 0.011149 | 0.00041909
[149 empty] | 7.3.2.1.3 Advanced weather monitoring and weather stations Weather StationsWLDFRElectric Reliability | WLDFR | HFTD - Distribution - Tier 2 - 5QU CoRE ¦ 2QU LoRE | Non-Red Flag Warning - Small Fires | 2025 | Electric Reliability | 0.03759 | 774.3498 | 2025 | Mitigation | 0.011149 | 10 | 0 | esc | 0.011149 | 0.00041909 | 0.011149 | 0.00041909 | 0.011149 | 0.00041909 | 0.011149 | 0.00041909
[149 empty] | 7.3.2.1.3 Advanced weather monitoring and weather stations Weather StationsWLDFRElectric Reliability | WLDFR | HFTD - Distribution - Tier 2 - 5QU CoRE ¦ 2QU LoRE | Non-Red Flag Warning - Small Fires | 2026 | Electric Reliability | 0.03759 | 774.3498 | 2026 | Mitigation | 0.011149 | 10 | 0 | esc | 0.011149 | 0.00041909 | 0.011149 | 0.00041909 | 0.011149 | 0.00041909 | 0.011149 | 0.00041909
[149 empty] | 7.3.2.1.3 Advanced weather monitoring and weather stations Weather StationsWLDFRElectric Reliability | WLDFR | HFTD - Distribution - Tier 2 - 5QU CoRE ¦ 2QU LoRE | Non-Red Flag Warning - Small Fires | 2027 | Electric Reliability | 0.03759 | 774.3498 | 2027 | Mitigation | 0.011149 | 10 | 0 | esc | 0.011149 | 0.00041909 | 0.011149 | 0.00041909 | 0.011149 | 0.00041909 | 0.011149 | 0.00041909
[149 empty] | 7.3.2.1.3 Advanced weather monitoring and weather stations Weather StationsWLDFRElectric Reliability | WLDFR | HFTD - Distribution - Tier 2 - 5QU CoRE ¦ 2QU LoRE | Non-Red Flag Warning - Small Fires | 2028 | Electric Reliability | 0.039055 | 774.3498 | 2028 | Mitigation | 0.011149 | 10 | 0 | esc | 0.011149 | 0.00043542 | 0.011149 | 0.00043542 | 0.011149 | 0.00043542 | 0.011149 | 0.00043542
[149 empty] | 7.3.2.1.3 Advanced weather monitoring and weather stations Weather StationsWLDFRElectric Reliability | WLDFR | HFTD - Distribution - Tier 2 - 5QU CoRE ¦ 2QU LoRE | Non-Red Flag Warning - Small Fires | 2029 | Electric Reliability | 0.039055 | 774.3498 | 2029 | Mitigation | 0.011149 | 10 | 0 | esc | 0.011149 | 0.00043542 | 0.011149 | 0.00043542 | 0.011149 | 0.00043542 | 0.011149 | 0.00043542
[149 empty] | 7.3.2.1.3 Advanced weather monitoring and weather stations Weather StationsWLDFRElectric Reliability | WLDFR | HFTD - Distribution - Tier 2 - 5QU CoRE ¦ 2QU LoRE | Non-Red Flag Warning - Small Fires | 2030 | Electric Reliability | 0.039055 | 774.3498 | 2030 | Mitigation | 0.011149 | 10 | 0 | esc | 0 | 0 | 0.011149 | 0.00043542 | 0.011149 | 0.00043542 | 0.011149 | 0.00043542
[149 empty] | 7.3.2.1.3 Advanced weather monitoring and weather stations Weather StationsWLDFRElectric Reliability | WLDFR | HFTD - Distribution - Tier 2 - 5QU CoRE ¦ 2QU LoRE | Non-Red Flag Warning - Small Fires | 2031 | Electric Reliability | 0.039055 | 774.3498 | 2031 | Mitigation | 0.011149 | 10 | 0 | esc | 0 | 0 | 0 | 0 | 0.011149 | 0.00043542 | 0.011149 | 0.00043542
[149 empty] | 7.3.2.1.3 Advanced weather monitoring and weather stations Weather StationsWLDFRElectric Reliability | WLDFR | HFTD - Distribution - Tier 2 - 5QU CoRE ¦ 2QU LoRE | Non-Red Flag Warning - Small Fires | 2032 | Electric Reliability | 0.039055 | 774.3498 | 2032 | Mitigation | 0.011149 | 10 | 0 | esc | 0 | 0 | 0 | 0 | 0 | 0 | 0.011149 | 0.00043542
[149 empty] | 7.3.2.1.3 Advanced weather monitoring and weather stations Weather StationsWLDFRElectric Reliability | WLDFR | HFTD - Distribution - Tier 2 - 5QU CoRE ¦ 2QU LoRE | Red Flag Warning - Catastrophic Fires | 2021 | Electric Reliability | 222.2294 | 774.3498 | 2021 | Mitigation | 0.011149 | 10 | 0 | esc | 0.011149 | 2.4776 | 0.011149 | 2.4776 | 0 | 0 | 0 | 0
[149 empty] | 7.3.2.1.3 Advanced weather monitoring and weather stations Weather StationsWLDFRElectric Reliability | WLDFR | HFTD - Distribution - Tier 2 - 5QU CoRE ¦ 2QU LoRE | Red Flag Warning - Catastrophic Fires | 2022 | Electric Reliability | 222.2294 | 774.3498 | 2022 | Mitigation | 0.011149 | 10 | 0 | esc | 0.011149 | 2.4776 | 0.011149 | 2.4776 | 0.011149 | 2.4776 | 0 | 0
[149 empty] | 7.3.2.1.3 Advanced weather monitoring and weather stations Weather StationsWLDFRElectric Reliability | WLDFR | HFTD - Distribution - Tier 2 - 5QU CoRE ¦ 2QU LoRE | Red Flag Warning - Catastrophic Fires | 2023 | Electric Reliability | 233.2301 | 774.3498 | 2023 | Mitigation | 0.011149 | 10 | 0 | esc | 0.011149 | 2.6002 | 0.011149 | 2.6002 | 0.011149 | 2.6002 | 0.011149 | 2.6002
[149 empty] | 7.3.2.1.3 Advanced weather monitoring and weather stations Weather StationsWLDFRElectric Reliability | WLDFR | HFTD - Distribution - Tier 2 - 5QU CoRE ¦ 2QU LoRE | Red Flag Warning - Catastrophic Fires | 2024 | Electric Reliability | 233.2301 | 774.3498 | 2024 | Mitigation | 0.011149 | 10 | 0 | esc | 0.011149 | 2.6002 | 0.011149 | 2.6002 | 0.011149 | 2.6002 | 0.011149 | 2.6002
[149 empty] | 7.3.2.1.3 Advanced weather monitoring and weather stations Weather StationsWLDFRElectric Reliability | WLDFR | HFTD - Distribution - Tier 2 - 5QU CoRE ¦ 2QU LoRE | Red Flag Warning - Catastrophic Fires | 2025 | Electric Reliability | 233.2301 | 774.3498 | 2025 | Mitigation | 0.011149 | 10 | 0 | esc | 0.011149 | 2.6002 | 0.011149 | 2.6002 | 0.011149 | 2.6002 | 0.011149 | 2.6002
[149 empty] | 7.3.2.1.3 Advanced weather monitoring and weather stations Weather StationsWLDFRElectric Reliability | WLDFR | HFTD - Distribution - Tier 2 - 5QU CoRE ¦ 2QU LoRE | Red Flag Warning - Catastrophic Fires | 2026 | Electric Reliability | 233.2301 | 774.3498 | 2026 | Mitigation | 0.011149 | 10 | 0 | esc | 0.011149 | 2.6002 | 0.011149 | 2.6002 | 0.011149 | 2.6002 | 0.011149 | 2.6002
[149 empty] | 7.3.2.1.3 Advanced weather monitoring and weather stations Weather StationsWLDFRElectric Reliability | WLDFR | HFTD - Distribution - Tier 2 - 5QU CoRE ¦ 2QU LoRE | Red Flag Warning - Catastrophic Fires | 2027 | Electric Reliability | 233.2301 | 774.3498 | 2027 | Mitigation | 0.011149 | 10 | 0 | esc | 0.011149 | 2.6002 | 0.011149 | 2.6002 | 0.011149 | 2.6002 | 0.011149 | 2.6002
[149 empty] | 7.3.2.1.3 Advanced weather monitoring and weather stations Weather StationsWLDFRElectric Reliability | WLDFR | HFTD - Distribution - Tier 2 - 5QU CoRE ¦ 2QU LoRE | Red Flag Warning - Catastrophic Fires | 2028 | Electric Reliability | 247.273 | 774.3498 | 2028 | Mitigation | 0.011149 | 10 | 0 | esc | 0.011149 | 2.7568 | 0.011149 | 2.7568 | 0.011149 | 2.7568 | 0.011149 | 2.7568
[149 empty] | 7.3.2.1.3 Advanced weather monitoring and weather stations Weather StationsWLDFRElectric Reliability | WLDFR | HFTD - Distribution - Tier 2 - 5QU CoRE ¦ 2QU LoRE | Red Flag Warning - Catastrophic Fires | 2029 | Electric Reliability | 247.273 | 774.3498 | 2029 | Mitigation | 0.011149 | 10 | 0 | esc | 0.011149 | 2.7568 | 0.011149 | 2.7568 | 0.011149 | 2.7568 | 0.011149 | 2.7568
[149 empty] | 7.3.2.1.3 Advanced weather monitoring and weather stations Weather StationsWLDFRElectric Reliability | WLDFR | HFTD - Distribution - Tier 2 - 5QU CoRE ¦ 2QU LoRE | Red Flag Warning - Catastrophic Fires | 2030 | Electric Reliability | 247.273 | 774.3498 | 2030 | Mitigation | 0.011149 | 10 | 0 | esc | 0 | 0 | 0.011149 | 2.7568 | 0.011149 | 2.7568 | 0.011149 | 2.7568
[149 empty] | 7.3.2.1.3 Advanced weather monitoring and weather stations Weather StationsWLDFRElectric Reliability | WLDFR | HFTD - Distribution - Tier 2 - 5QU CoRE ¦ 2QU LoRE | Red Flag Warning - Catastrophic Fires | 2031 | Electric Reliability | 247.273 | 774.3498 | 2031 | Mitigation | 0.011149 | 10 | 0 | esc | 0 | 0 | 0 | 0 | 0.011149 | 2.7568 | 0.011149 | 2.7568
[149 empty] | 7.3.2.1.3 Advanced weather monitoring and weather stations Weather StationsWLDFRElectric Reliability | WLDFR | HFTD - Distribution - Tier 2 - 5QU CoRE ¦ 2QU LoRE | Red Flag Warning - Catastrophic Fires | 2032 | Electric Reliability | 247.273 | 774.3498 | 2032 | Mitigation | 0.011149 | 10 | 0 | esc | 0 | 0 | 0 | 0 | 0 | 0 | 0.011149 | 2.7568
[149 empty] | 7.3.2.1.3 Advanced weather monitoring and weather stations Weather StationsWLDFRElectric Reliability | WLDFR | HFTD - Distribution - Tier 2 - 5QU CoRE ¦ 2QU LoRE | Red Flag Warning - Destructive Fires | 2021 | Electric Reliability | 222.2294 | 774.3498 | 2021 | Mitigation | 0.011149 | 10 | 0 | esc | 0.011149 | 2.4776 | 0.011149 | 2.4776 | 0 | 0 | 0 | 0
[149 empty] | 7.3.2.1.3 Advanced weather monitoring and weather stations Weather StationsWLDFRElectric Reliability | WLDFR | HFTD - Distribution - Tier 2 - 5QU CoRE ¦ 2QU LoRE | Red Flag Warning - Destructive Fires | 2022 | Electric Reliability | 222.2294 | 774.3498 | 2022 | Mitigation | 0.011149 | 10 | 0 | esc | 0.011149 | 2.4776 | 0.011149 | 2.4776 | 0.011149 | 2.4776 | 0 | 0
[149 empty] | 7.3.2.1.3 Advanced weather monitoring and weather stations Weather StationsWLDFRElectric Reliability | WLDFR | HFTD - Distribution - Tier 2 - 5QU CoRE ¦ 2QU LoRE | Red Flag Warning - Destructive Fires | 2023 | Electric Reliability | 233.2301 | 774.3498 | 2023 | Mitigation | 0.011149 | 10 | 0 | esc | 0.011149 | 2.6002 | 0.011149 | 2.6002 | 0.011149 | 2.6002 | 0.011149 | 2.6002
[149 empty] | 7.3.2.1.3 Advanced weather monitoring and weather stations Weather StationsWLDFRElectric Reliability | WLDFR | HFTD - Distribution - Tier 2 - 5QU CoRE ¦ 2QU LoRE | Red Flag Warning - Destructive Fires | 2024 | Electric Reliability | 233.2301 | 774.3498 | 2024 | Mitigation | 0.011149 | 10 | 0 | esc | 0.011149 | 2.6002 | 0.011149 | 2.6002 | 0.011149 | 2.6002 | 0.011149 | 2.6002
[149 empty] | 7.3.2.1.3 Advanced weather monitoring and weather stations Weather StationsWLDFRElectric Reliability | WLDFR | HFTD - Distribution - Tier 2 - 5QU CoRE ¦ 2QU LoRE | Red Flag Warning - Destructive Fires | 2025 | Electric Reliability | 233.2301 | 774.3498 | 2025 | Mitigation | 0.011149 | 10 | 0 | esc | 0.011149 | 2.6002 | 0.011149 | 2.6002 | 0.011149 | 2.6002 | 0.011149 | 2.6002
[149 empty] | 7.3.2.1.3 Advanced weather monitoring and weather stations Weather StationsWLDFRElectric Reliability | WLDFR | HFTD - Distribution - Tier 2 - 5QU CoRE ¦ 2QU LoRE | Red Flag Warning - Destructive Fires | 2026 | Electric Reliability | 233.2301 | 774.3498 | 2026 | Mitigation | 0.011149 | 10 | 0 | esc | 0.011149 | 2.6002 | 0.011149 | 2.6002 | 0.011149 | 2.6002 | 0.011149 | 2.6002
[149 empty] | 7.3.2.1.3 Advanced weather monitoring and weather stations Weather StationsWLDFRElectric Reliability | WLDFR | HFTD - Distribution - Tier 2 - 5QU CoRE ¦ 2QU LoRE | Red Flag Warning - Destructive Fires | 2027 | Electric Reliability | 233.2301 | 774.3498 | 2027 | Mitigation | 0.011149 | 10 | 0 | esc | 0.011149 | 2.6002 | 0.011149 | 2.6002 | 0.011149 | 2.6002 | 0.011149 | 2.6002
[149 empty] | 7.3.2.1.3 Advanced weather monitoring and weather stations Weather StationsWLDFRElectric Reliability | WLDFR | HFTD - Distribution - Tier 2 - 5QU CoRE ¦ 2QU LoRE | Red Flag Warning - Destructive Fires | 2028 | Electric Reliability | 247.273 | 774.3498 | 2028 | Mitigation | 0.011149 | 10 | 0 | esc | 0.011149 | 2.7568 | 0.011149 | 2.7568 | 0.011149 | 2.7568 | 0.011149 | 2.7568
[149 empty] | 7.3.2.1.3 Advanced weather monitoring and weather stations Weather StationsWLDFRElectric Reliability | WLDFR | HFTD - Distribution - Tier 2 - 5QU CoRE ¦ 2QU LoRE | Red Flag Warning - Destructive Fires | 2029 | Electric Reliability | 247.273 | 774.3498 | 2029 | Mitigation | 0.011149 | 10 | 0 | esc | 0.011149 | 2.7568 | 0.011149 | 2.7568 | 0.011149 | 2.7568 | 0.011149 | 2.7568
[149 empty] | 7.3.2.1.3 Advanced weather monitoring and weather stations Weather StationsWLDFRElectric Reliability | WLDFR | HFTD - Distribution - Tier 2 - 5QU CoRE ¦ 2QU LoRE | Red Flag Warning - Destructive Fires | 2030 | Electric Reliability | 247.273 | 774.3498 | 2030 | Mitigation | 0.011149 | 10 | 0 | esc | 0 | 0 | 0.011149 | 2.7568 | 0.011149 | 2.7568 | 0.011149 | 2.7568
[149 empty] | 7.3.2.1.3 Advanced weather monitoring and weather stations Weather StationsWLDFRElectric Reliability | WLDFR | HFTD - Distribution - Tier 2 - 5QU CoRE ¦ 2QU LoRE | Red Flag Warning - Destructive Fires | 2031 | Electric Reliability | 247.273 | 774.3498 | 2031 | Mitigation | 0.011149 | 10 | 0 | esc | 0 | 0 | 0 | 0 | 0.011149 | 2.7568 | 0.011149 | 2.7568
[149 empty] | 7.3.2.1.3 Advanced weather monitoring and weather stations Weather StationsWLDFRElectric Reliability | WLDFR | HFTD - Distribution - Tier 2 - 5QU CoRE ¦ 2QU LoRE | Red Flag Warning - Destructive Fires | 2032 | Electric Reliability | 247.273 | 774.3498 | 2032 | Mitigation | 0.011149 | 10 | 0 | esc | 0 | 0 | 0 | 0 | 0 | 0 | 0.011149 | 2.7568
[149 empty] | 7.3.2.1.3 Advanced weather monitoring and weather stations Weather StationsWLDFRElectric Reliability | WLDFR | HFTD - Distribution - Tier 2 - 5QU CoRE ¦ 2QU LoRE | Red Flag Warning - Large Fires | 2021 | Electric Reliability | 0.69642 | 774.3498 | 2021 | Mitigation | 0.011149 | 10 | 0 | esc | 0.011149 | 0.0077642 | 0.011149 | 0.0077642 | 0 | 0 | 0 | 0
[149 empty] | 7.3.2.1.3 Advanced weather monitoring and weather stations Weather StationsWLDFRElectric Reliability | WLDFR | HFTD - Distribution - Tier 2 - 5QU CoRE ¦ 2QU LoRE | Red Flag Warning - Large Fires | 2022 | Electric Reliability | 0.69642 | 774.3498 | 2022 | Mitigation | 0.011149 | 10 | 0 | esc | 0.011149 | 0.0077642 | 0.011149 | 0.0077642 | 0.011149 | 0.0077642 | 0 | 0
[149 empty] | 7.3.2.1.3 Advanced weather monitoring and weather stations Weather StationsWLDFRElectric Reliability | WLDFR | HFTD - Distribution - Tier 2 - 5QU CoRE ¦ 2QU LoRE | Red Flag Warning - Large Fires | 2023 | Electric Reliability | 0.71896 | 774.3498 | 2023 | Mitigation | 0.011149 | 10 | 0 | esc | 0.011149 | 0.0080156 | 0.011149 | 0.0080156 | 0.011149 | 0.0080156 | 0.011149 | 0.0080156
[149 empty] | 7.3.2.1.3 Advanced weather monitoring and weather stations Weather StationsWLDFRElectric Reliability | WLDFR | HFTD - Distribution - Tier 2 - 5QU CoRE ¦ 2QU LoRE | Red Flag Warning - Large Fires | 2024 | Electric Reliability | 0.71896 | 774.3498 | 2024 | Mitigation | 0.011149 | 10 | 0 | esc | 0.011149 | 0.0080156 | 0.011149 | 0.0080156 | 0.011149 | 0.0080156 | 0.011149 | 0.0080156
[149 empty] | 7.3.2.1.3 Advanced weather monitoring and weather stations Weather StationsWLDFRElectric Reliability | WLDFR | HFTD - Distribution - Tier 2 - 5QU CoRE ¦ 2QU LoRE | Red Flag Warning - Large Fires | 2025 | Electric Reliability | 0.71896 | 774.3498 | 2025 | Mitigation | 0.011149 | 10 | 0 | esc | 0.011149 | 0.0080156 | 0.011149 | 0.0080156 | 0.011149 | 0.0080156 | 0.011149 | 0.0080156
[149 empty] | 7.3.2.1.3 Advanced weather monitoring and weather stations Weather StationsWLDFRElectric Reliability | WLDFR | HFTD - Distribution - Tier 2 - 5QU CoRE ¦ 2QU LoRE | Red Flag Warning - Large Fires | 2026 | Electric Reliability | 0.71896 | 774.3498 | 2026 | Mitigation | 0.011149 | 10 | 0 | esc | 0.011149 | 0.0080156 | 0.011149 | 0.0080156 | 0.011149 | 0.0080156 | 0.011149 | 0.0080156
[149 empty] | 7.3.2.1.3 Advanced weather monitoring and weather stations Weather StationsWLDFRElectric Reliability | WLDFR | HFTD - Distribution - Tier 2 - 5QU CoRE ¦ 2QU LoRE | Red Flag Warning - Large Fires | 2027 | Electric Reliability | 0.71896 | 774.3498 | 2027 | Mitigation | 0.011149 | 10 | 0 | esc | 0.011149 | 0.0080156 | 0.011149 | 0.0080156 | 0.011149 | 0.0080156 | 0.011149 | 0.0080156
[149 empty] | 7.3.2.1.3 Advanced weather monitoring and weather stations Weather StationsWLDFRElectric Reliability | WLDFR | HFTD - Distribution - Tier 2 - 5QU CoRE ¦ 2QU LoRE | Red Flag Warning - Large Fires | 2028 | Electric Reliability | 0.74734 | 774.3498 | 2028 | Mitigation | 0.011149 | 10 | 0 | esc | 0.011149 | 0.0083319 | 0.011149 | 0.0083319 | 0.011149 | 0.0083319 | 0.011149 | 0.0083319
[149 empty] | 7.3.2.1.3 Advanced weather monitoring and weather stations Weather StationsWLDFRElectric Reliability | WLDFR | HFTD - Distribution - Tier 2 - 5QU CoRE ¦ 2QU LoRE | Red Flag Warning - Large Fires | 2029 | Electric Reliability | 0.74734 | 774.3498 | 2029 | Mitigation | 0.011149 | 10 | 0 | esc | 0.011149 | 0.0083319 | 0.011149 | 0.0083319 | 0.011149 | 0.0083319 | 0.011149 | 0.0083319
[149 empty] | 7.3.2.1.3 Advanced weather monitoring and weather stations Weather StationsWLDFRElectric Reliability | WLDFR | HFTD - Distribution - Tier 2 - 5QU CoRE ¦ 2QU LoRE | Red Flag Warning - Large Fires | 2030 | Electric Reliability | 0.74734 | 774.3498 | 2030 | Mitigation | 0.011149 | 10 | 0 | esc | 0 | 0 | 0.011149 | 0.0083319 | 0.011149 | 0.0083319 | 0.011149 | 0.0083319
[149 empty] | 7.3.2.1.3 Advanced weather monitoring and weather stations Weather StationsWLDFRElectric Reliability | WLDFR | HFTD - Distribution - Tier 2 - 5QU CoRE ¦ 2QU LoRE | Red Flag Warning - Large Fires | 2031 | Electric Reliability | 0.74734 | 774.3498 | 2031 | Mitigation | 0.011149 | 10 | 0 | esc | 0 | 0 | 0 | 0 | 0.011149 | 0.0083319 | 0.011149 | 0.0083319
[149 empty] | 7.3.2.1.3 Advanced weather monitoring and weather stations Weather StationsWLDFRElectric Reliability | WLDFR | HFTD - Distribution - Tier 2 - 5QU CoRE ¦ 2QU LoRE | Red Flag Warning - Large Fires | 2032 | Electric Reliability | 0.74734 | 774.3498 | 2032 | Mitigation | 0.011149 | 10 | 0 | esc | 0 | 0 | 0 | 0 | 0 | 0 | 0.011149 | 0.0083319
[149 empty] | 7.3.2.1.3 Advanced weather monitoring and weather stations Weather StationsWLDFRElectric Reliability | WLDFR | HFTD - Distribution - Tier 2 - 5QU CoRE ¦ 2QU LoRE | Red Flag Warning - Small Fires | 2021 | Electric Reliability | 0.036425 | 774.3498 | 2021 | Mitigation | 0.011149 | 10 | 0 | esc | 0.011149 | 0.0004061 | 0.011149 | 0.0004061 | 0 | 0 | 0 | 0
[149 empty] | 7.3.2.1.3 Advanced weather monitoring and weather stations Weather StationsWLDFRElectric Reliability | WLDFR | HFTD - Distribution - Tier 2 - 5QU CoRE ¦ 2QU LoRE | Red Flag Warning - Small Fires | 2022 | Electric Reliability | 0.036425 | 774.3498 | 2022 | Mitigation | 0.011149 | 10 | 0 | esc | 0.011149 | 0.0004061 | 0.011149 | 0.0004061 | 0.011149 | 0.0004061 | 0 | 0
[149 empty] | 7.3.2.1.3 Advanced weather monitoring and weather stations Weather StationsWLDFRElectric Reliability | WLDFR | HFTD - Distribution - Tier 2 - 5QU CoRE ¦ 2QU LoRE | Red Flag Warning - Small Fires | 2023 | Electric Reliability | 0.03759 | 774.3498 | 2023 | Mitigation | 0.011149 | 10 | 0 | esc | 0.011149 | 0.00041909 | 0.011149 | 0.00041909 | 0.011149 | 0.00041909 | 0.011149 | 0.00041909
[149 empty] | 7.3.2.1.3 Advanced weather monitoring and weather stations Weather StationsWLDFRElectric Reliability | WLDFR | HFTD - Distribution - Tier 2 - 5QU CoRE ¦ 2QU LoRE | Red Flag Warning - Small Fires | 2024 | Electric Reliability | 0.03759 | 774.3498 | 2024 | Mitigation | 0.011149 | 10 | 0 | esc | 0.011149 | 0.00041909 | 0.011149 | 0.00041909 | 0.011149 | 0.00041909 | 0.011149 | 0.00041909
[149 empty] | 7.3.2.1.3 Advanced weather monitoring and weather stations Weather StationsWLDFRElectric Reliability | WLDFR | HFTD - Distribution - Tier 2 - 5QU CoRE ¦ 2QU LoRE | Red Flag Warning - Small Fires | 2025 | Electric Reliability | 0.03759 | 774.3498 | 2025 | Mitigation | 0.011149 | 10 | 0 | esc | 0.011149 | 0.00041909 | 0.011149 | 0.00041909 | 0.011149 | 0.00041909 | 0.011149 | 0.00041909
[149 empty] | 7.3.2.1.3 Advanced weather monitoring and weather stations Weather StationsWLDFRElectric Reliability | WLDFR | HFTD - Distribution - Tier 2 - 5QU CoRE ¦ 2QU LoRE | Red Flag Warning - Small Fires | 2026 | Electric Reliability | 0.03759 | 774.3498 | 2026 | Mitigation | 0.011149 | 10 | 0 | esc | 0.011149 | 0.00041909 | 0.011149 | 0.00041909 | 0.011149 | 0.00041909 | 0.011149 | 0.00041909
[149 empty] | 7.3.2.1.3 Advanced weather monitoring and weather stations Weather StationsWLDFRElectric Reliability | WLDFR | HFTD - Distribution - Tier 2 - 5QU CoRE ¦ 2QU LoRE | Red Flag Warning - Small Fires | 2027 | Electric Reliability | 0.03759 | 774.3498 | 2027 | Mitigation | 0.011149 | 10 | 0 | esc | 0.011149 | 0.00041909 | 0.011149 | 0.00041909 | 0.011149 | 0.00041909 | 0.011149 | 0.00041909
[149 empty] | 7.3.2.1.3 Advanced weather monitoring and weather stations Weather StationsWLDFRElectric Reliability | WLDFR | HFTD - Distribution - Tier 2 - 5QU CoRE ¦ 2QU LoRE | Red Flag Warning - Small Fires | 2028 | Electric Reliability | 0.039055 | 774.3498 | 2028 | Mitigation | 0.011149 | 10 | 0 | esc | 0.011149 | 0.00043542 | 0.011149 | 0.00043542 | 0.011149 | 0.00043542 | 0.011149 | 0.00043542
[149 empty] | 7.3.2.1.3 Advanced weather monitoring and weather stations Weather StationsWLDFRElectric Reliability | WLDFR | HFTD - Distribution - Tier 2 - 5QU CoRE ¦ 2QU LoRE | Red Flag Warning - Small Fires | 2029 | Electric Reliability | 0.039055 | 774.3498 | 2029 | Mitigation | 0.011149 | 10 | 0 | esc | 0.011149 | 0.00043542 | 0.011149 | 0.00043542 | 0.011149 | 0.00043542 | 0.011149 | 0.00043542
[149 empty] | 7.3.2.1.3 Advanced weather monitoring and weather stations Weather StationsWLDFRElectric Reliability | WLDFR | HFTD - Distribution - Tier 2 - 5QU CoRE ¦ 2QU LoRE | Red Flag Warning - Small Fires | 2030 | Electric Reliability | 0.039055 | 774.3498 | 2030 | Mitigation | 0.011149 | 10 | 0 | esc | 0 | 0 | 0.011149 | 0.00043542 | 0.011149 | 0.00043542 | 0.011149 | 0.00043542
[149 empty] | 7.3.2.1.3 Advanced weather monitoring and weather stations Weather StationsWLDFRElectric Reliability | WLDFR | HFTD - Distribution - Tier 2 - 5QU CoRE ¦ 2QU LoRE | Red Flag Warning - Small Fires | 2031 | Electric Reliability | 0.039055 | 774.3498 | 2031 | Mitigation | 0.011149 | 10 | 0 | esc | 0 | 0 | 0 | 0 | 0.011149 | 0.00043542 | 0.011149 | 0.00043542
[149 empty] | 7.3.2.1.3 Advanced weather monitoring and weather stations Weather StationsWLDFRElectric Reliability | WLDFR | HFTD - Distribution - Tier 2 - 5QU CoRE ¦ 2QU LoRE | Red Flag Warning - Small Fires | 2032 | Electric Reliability | 0.039055 | 774.3498 | 2032 | Mitigation | 0.011149 | 10 | 0 | esc | 0 | 0 | 0 | 0 | 0 | 0 | 0.011149 | 0.00043542
[149 empty] | 7.3.2.1.3 Advanced weather monitoring and weather stations Weather StationsWLDFRElectric Reliability | WLDFR | HFTD - Distribution - Tier 2 - 5QU CoRE ¦ 2QU LoRE | Seismic - Non-Red Flag Warning - Catastrophic Fires | 2021 | Electric Reliability | 409.2237 | 774.3498 | 2021 | Mitigation | 0.011149 | 10 | 0 | esc | 0.011149 | 4.5624 | 0.011149 | 4.5624 | 0 | 0 | 0 | 0
[149 empty] | 7.3.2.1.3 Advanced weather monitoring and weather stations Weather StationsWLDFRElectric Reliability | WLDFR | HFTD - Distribution - Tier 2 - 5QU CoRE ¦ 2QU LoRE | Seismic - Non-Red Flag Warning - Catastrophic Fires | 2022 | Electric Reliability | 409.2237 | 774.3498 | 2022 | Mitigation | 0.011149 | 10 | 0 | esc | 0.011149 | 4.5624 | 0.011149 | 4.5624 | 0.011149 | 4.5624 | 0 | 0
[149 empty] | 7.3.2.1.3 Advanced weather monitoring and weather stations Weather StationsWLDFRElectric Reliability | WLDFR | HFTD - Distribution - Tier 2 - 5QU CoRE ¦ 2QU LoRE | Seismic - Non-Red Flag Warning - Catastrophic Fires | 2023 | Electric Reliability | 428.6023 | 774.3498 | 2023 | Mitigation | 0.011149 | 10 | 0 | esc | 0.011149 | 4.7784 | 0.011149 | 4.7784 | 0.011149 | 4.7784 | 0.011149 | 4.7784
[149 empty] | 7.3.2.1.3 Advanced weather monitoring and weather stations Weather StationsWLDFRElectric Reliability | WLDFR | HFTD - Distribution - Tier 2 - 5QU CoRE ¦ 2QU LoRE | Seismic - Non-Red Flag Warning - Catastrophic Fires | 2024 | Electric Reliability | 428.6023 | 774.3498 | 2024 | Mitigation | 0.011149 | 10 | 0 | esc | 0.011149 | 4.7784 | 0.011149 | 4.7784 | 0.011149 | 4.7784 | 0.011149 | 4.7784
[149 empty] | 7.3.2.1.3 Advanced weather monitoring and weather stations Weather StationsWLDFRElectric Reliability | WLDFR | HFTD - Distribution - Tier 2 - 5QU CoRE ¦ 2QU LoRE | Seismic - Non-Red Flag Warning - Catastrophic Fires | 2025 | Electric Reliability | 428.6023 | 774.3498 | 2025 | Mitigation | 0.011149 | 10 | 0 | esc | 0.011149 | 4.7784 | 0.011149 | 4.7784 | 0.011149 | 4.7784 | 0.011149 | 4.7784
[149 empty] | 7.3.2.1.3 Advanced weather monitoring and weather stations Weather StationsWLDFRElectric Reliability | WLDFR | HFTD - Distribution - Tier 2 - 5QU CoRE ¦ 2QU LoRE | Seismic - Non-Red Flag Warning - Catastrophic Fires | 2026 | Electric Reliability | 428.6023 | 774.3498 | 2026 | Mitigation | 0.011149 | 10 | 0 | esc | 0.011149 | 4.7784 | 0.011149 | 4.7784 | 0.011149 | 4.7784 | 0.011149 | 4.7784
[149 empty] | 7.3.2.1.3 Advanced weather monitoring and weather stations Weather StationsWLDFRElectric Reliability | WLDFR | HFTD - Distribution - Tier 2 - 5QU CoRE ¦ 2QU LoRE | Seismic - Non-Red Flag Warning - Catastrophic Fires | 2027 | Electric Reliability | 428.6023 | 774.3498 | 2027 | Mitigation | 0.011149 | 10 | 0 | esc | 0.011149 | 4.7784 | 0.011149 | 4.7784 | 0.011149 | 4.7784 | 0.011149 | 4.7784
[149 empty] | 7.3.2.1.3 Advanced weather monitoring and weather stations Weather StationsWLDFRElectric Reliability | WLDFR | HFTD - Distribution - Tier 2 - 5QU CoRE ¦ 2QU LoRE | Seismic - Non-Red Flag Warning - Catastrophic Fires | 2028 | Electric Reliability | 453.261 | 774.3498 | 2028 | Mitigation | 0.011149 | 10 | 0 | esc | 0.011149 | 5.0533 | 0.011149 | 5.0533 | 0.011149 | 5.0533 | 0.011149 | 5.0533
[149 empty] | 7.3.2.1.3 Advanced weather monitoring and weather stations Weather StationsWLDFRElectric Reliability | WLDFR | HFTD - Distribution - Tier 2 - 5QU CoRE ¦ 2QU LoRE | Seismic - Non-Red Flag Warning - Catastrophic Fires | 2029 | Electric Reliability | 453.261 | 774.3498 | 2029 | Mitigation | 0.011149 | 10 | 0 | esc | 0.011149 | 5.0533 | 0.011149 | 5.0533 | 0.011149 | 5.0533 | 0.011149 | 5.0533
[149 empty] | 7.3.2.1.3 Advanced weather monitoring and weather stations Weather StationsWLDFRElectric Reliability | WLDFR | HFTD - Distribution - Tier 2 - 5QU CoRE ¦ 2QU LoRE | Seismic - Non-Red Flag Warning - Catastrophic Fires | 2030 | Electric Reliability | 453.261 | 774.3498 | 2030 | Mitigation | 0.011149 | 10 | 0 | esc | 0 | 0 | 0.011149 | 5.0533 | 0.011149 | 5.0533 | 0.011149 | 5.0533
[149 empty] | 7.3.2.1.3 Advanced weather monitoring and weather stations Weather StationsWLDFRElectric Reliability | WLDFR | HFTD - Distribution - Tier 2 - 5QU CoRE ¦ 2QU LoRE | Seismic - Non-Red Flag Warning - Catastrophic Fires | 2031 | Electric Reliability | 453.261 | 774.3498 | 2031 | Mitigation | 0.011149 | 10 | 0 | esc | 0 | 0 | 0 | 0 | 0.011149 | 5.0533 | 0.011149 | 5.0533
[149 empty] | 7.3.2.1.3 Advanced weather monitoring and weather stations Weather StationsWLDFRElectric Reliability | WLDFR | HFTD - Distribution - Tier 2 - 5QU CoRE ¦ 2QU LoRE | Seismic - Non-Red Flag Warning - Catastrophic Fires | 2032 | Electric Reliability | 453.261 | 774.3498 | 2032 | Mitigation | 0.011149 | 10 | 0 | esc | 0 | 0 | 0 | 0 | 0 | 0 | 0.011149 | 5.0533
[149 empty] | 7.3.2.1.3 Advanced weather monitoring and weather stations Weather StationsWLDFRElectric Reliability | WLDFR | HFTD - Distribution - Tier 2 - 5QU CoRE ¦ 2QU LoRE | Seismic - Red Flag Warning - Catastrophic Fires | 2021 | Electric Reliability | 409.2237 | 774.3498 | 2021 | Mitigation | 0.011149 | 10 | 0 | esc | 0.011149 | 4.5624 | 0.011149 | 4.5624 | 0 | 0 | 0 | 0
[149 empty] | 7.3.2.1.3 Advanced weather monitoring and weather stations Weather StationsWLDFRElectric Reliability | WLDFR | HFTD - Distribution - Tier 2 - 5QU CoRE ¦ 2QU LoRE | Seismic - Red Flag Warning - Catastrophic Fires | 2022 | Electric Reliability | 409.2237 | 774.3498 | 2022 | Mitigation | 0.011149 | 10 | 0 | esc | 0.011149 | 4.5624 | 0.011149 | 4.5624 | 0.011149 | 4.5624 | 0 | 0
[149 empty] | 7.3.2.1.3 Advanced weather monitoring and weather stations Weather StationsWLDFRElectric Reliability | WLDFR | HFTD - Distribution - Tier 2 - 5QU CoRE ¦ 2QU LoRE | Seismic - Red Flag Warning - Catastrophic Fires | 2023 | Electric Reliability | 428.6023 | 774.3498 | 2023 | Mitigation | 0.011149 | 10 | 0 | esc | 0.011149 | 4.7784 | 0.011149 | 4.7784 | 0.011149 | 4.7784 | 0.011149 | 4.7784
[149 empty] | 7.3.2.1.3 Advanced weather monitoring and weather stations Weather StationsWLDFRElectric Reliability | WLDFR | HFTD - Distribution - Tier 2 - 5QU CoRE ¦ 2QU LoRE | Seismic - Red Flag Warning - Catastrophic Fires | 2024 | Electric Reliability | 428.6023 | 774.3498 | 2024 | Mitigation | 0.011149 | 10 | 0 | esc | 0.011149 | 4.7784 | 0.011149 | 4.7784 | 0.011149 | 4.7784 | 0.011149 | 4.7784
[149 empty] | 7.3.2.1.3 Advanced weather monitoring and weather stations Weather StationsWLDFRElectric Reliability | WLDFR | HFTD - Distribution - Tier 2 - 5QU CoRE ¦ 2QU LoRE | Seismic - Red Flag Warning - Catastrophic Fires | 2025 | Electric Reliability | 428.6023 | 774.3498 | 2025 | Mitigation | 0.011149 | 10 | 0 | esc | 0.011149 | 4.7784 | 0.011149 | 4.7784 | 0.011149 | 4.7784 | 0.011149 | 4.7784
[149 empty] | 7.3.2.1.3 Advanced weather monitoring and weather stations Weather StationsWLDFRElectric Reliability | WLDFR | HFTD - Distribution - Tier 2 - 5QU CoRE ¦ 2QU LoRE | Seismic - Red Flag Warning - Catastrophic Fires | 2026 | Electric Reliability | 428.6023 | 774.3498 | 2026 | Mitigation | 0.011149 | 10 | 0 | esc | 0.011149 | 4.7784 | 0.011149 | 4.7784 | 0.011149 | 4.7784 | 0.011149 | 4.7784
[149 empty] | 7.3.2.1.3 Advanced weather monitoring and weather stations Weather StationsWLDFRElectric Reliability | WLDFR | HFTD - Distribution - Tier 2 - 5QU CoRE ¦ 2QU LoRE | Seismic - Red Flag Warning - Catastrophic Fires | 2027 | Electric Reliability | 428.6023 | 774.3498 | 2027 | Mitigation | 0.011149 | 10 | 0 | esc | 0.011149 | 4.7784 | 0.011149 | 4.7784 | 0.011149 | 4.7784 | 0.011149 | 4.7784
[149 empty] | 7.3.2.1.3 Advanced weather monitoring and weather stations Weather StationsWLDFRElectric Reliability | WLDFR | HFTD - Distribution - Tier 2 - 5QU CoRE ¦ 2QU LoRE | Seismic - Red Flag Warning - Catastrophic Fires | 2028 | Electric Reliability | 453.261 | 774.3498 | 2028 | Mitigation | 0.011149 | 10 | 0 | esc | 0.011149 | 5.0533 | 0.011149 | 5.0533 | 0.011149 | 5.0533 | 0.011149 | 5.0533
[149 empty] | 7.3.2.1.3 Advanced weather monitoring and weather stations Weather StationsWLDFRElectric Reliability | WLDFR | HFTD - Distribution - Tier 2 - 5QU CoRE ¦ 2QU LoRE | Seismic - Red Flag Warning - Catastrophic Fires | 2029 | Electric Reliability | 453.261 | 774.3498 | 2029 | Mitigation | 0.011149 | 10 | 0 | esc | 0.011149 | 5.0533 | 0.011149 | 5.0533 | 0.011149 | 5.0533 | 0.011149 | 5.0533
[149 empty] | 7.3.2.1.3 Advanced weather monitoring and weather stations Weather StationsWLDFRElectric Reliability | WLDFR | HFTD - Distribution - Tier 2 - 5QU CoRE ¦ 2QU LoRE | Seismic - Red Flag Warning - Catastrophic Fires | 2030 | Electric Reliability | 453.261 | 774.3498 | 2030 | Mitigation | 0.011149 | 10 | 0 | esc | 0 | 0 | 0.011149 | 5.0533 | 0.011149 | 5.0533 | 0.011149 | 5.0533
[149 empty] | 7.3.2.1.3 Advanced weather monitoring and weather stations Weather StationsWLDFRElectric Reliability | WLDFR | HFTD - Distribution - Tier 2 - 5QU CoRE ¦ 2QU LoRE | Seismic - Red Flag Warning - Catastrophic Fires | 2031 | Electric Reliability | 453.261 | 774.3498 | 2031 | Mitigation | 0.011149 | 10 | 0 | esc | 0 | 0 | 0 | 0 | 0.011149 | 5.0533 | 0.011149 | 5.0533
[149 empty] | 7.3.2.1.3 Advanced weather monitoring and weather stations Weather StationsWLDFRElectric Reliability | WLDFR | HFTD - Distribution - Tier 2 - 5QU CoRE ¦ 2QU LoRE | Seismic - Red Flag Warning - Catastrophic Fires | 2032 | Electric Reliability | 453.261 | 774.3498 | 2032 | Mitigation | 0.011149 | 10 | 0 | esc | 0 | 0 | 0 | 0 | 0 | 0 | 0.011149 | 5.0533
[149 empty] | 7.3.2.1.3 Advanced weather monitoring and weather stations Weather StationsWLDFRElectric Reliability | WLDFR | HFTD - Distribution - Tier 2 - 5QU CoRE ¦ 3QU LoRE | Non-Red Flag Warning - Catastrophic Fires | 2021 | Electric Reliability | 222.2294 | 487.9227 | 2021 | Mitigation | 0.011149 | 10 | 0 | esc | 0.011149 | 2.4776 | 0.011149 | 2.4776 | 0 | 0 | 0 | 0
[149 empty] | 7.3.2.1.3 Advanced weather monitoring and weather stations Weather StationsWLDFRElectric Reliability | WLDFR | HFTD - Distribution - Tier 2 - 5QU CoRE ¦ 3QU LoRE | Non-Red Flag Warning - Catastrophic Fires | 2022 | Electric Reliability | 222.2294 | 487.9227 | 2022 | Mitigation | 0.011149 | 10 | 0 | esc | 0.011149 | 2.4776 | 0.011149 | 2.4776 | 0.011149 | 2.4776 | 0 | 0
[149 empty] | 7.3.2.1.3 Advanced weather monitoring and weather stations Weather StationsWLDFRElectric Reliability | WLDFR | HFTD - Distribution - Tier 2 - 5QU CoRE ¦ 3QU LoRE | Non-Red Flag Warning - Catastrophic Fires | 2023 | Electric Reliability | 233.2301 | 487.9227 | 2023 | Mitigation | 0.011149 | 10 | 0 | esc | 0.011149 | 2.6002 | 0.011149 | 2.6002 | 0.011149 | 2.6002 | 0.011149 | 2.6002
[149 empty] | 7.3.2.1.3 Advanced weather monitoring and weather stations Weather StationsWLDFRElectric Reliability | WLDFR | HFTD - Distribution - Tier 2 - 5QU CoRE ¦ 3QU LoRE | Non-Red Flag Warning - Catastrophic Fires | 2024 | Electric Reliability | 233.2301 | 487.9227 | 2024 | Mitigation | 0.011149 | 10 | 0 | esc | 0.011149 | 2.6002 | 0.011149 | 2.6002 | 0.011149 | 2.6002 | 0.011149 | 2.6002
[149 empty] | 7.3.2.1.3 Advanced weather monitoring and weather stations Weather StationsWLDFRElectric Reliability | WLDFR | HFTD - Distribution - Tier 2 - 5QU CoRE ¦ 3QU LoRE | Non-Red Flag Warning - Catastrophic Fires | 2025 | Electric Reliability | 233.2301 | 487.9227 | 2025 | Mitigation | 0.011149 | 10 | 0 | esc | 0.011149 | 2.6002 | 0.011149 | 2.6002 | 0.011149 | 2.6002 | 0.011149 | 2.6002
[149 empty] | 7.3.2.1.3 Advanced weather monitoring and weather stations Weather StationsWLDFRElectric Reliability | WLDFR | HFTD - Distribution - Tier 2 - 5QU CoRE ¦ 3QU LoRE | Non-Red Flag Warning - Catastrophic Fires | 2026 | Electric Reliability | 233.2301 | 487.9227 | 2026 | Mitigation | 0.011149 | 10 | 0 | esc | 0.011149 | 2.6002 | 0.011149 | 2.6002 | 0.011149 | 2.6002 | 0.011149 | 2.6002
[149 empty] | 7.3.2.1.3 Advanced weather monitoring and weather stations Weather StationsWLDFRElectric Reliability | WLDFR | HFTD - Distribution - Tier 2 - 5QU CoRE ¦ 3QU LoRE | Non-Red Flag Warning - Catastrophic Fires | 2027 | Electric Reliability | 233.2301 | 487.9227 | 2027 | Mitigation | 0.011149 | 10 | 0 | esc | 0.011149 | 2.6002 | 0.011149 | 2.6002 | 0.011149 | 2.6002 | 0.011149 | 2.6002
[149 empty] | 7.3.2.1.3 Advanced weather monitoring and weather stations Weather StationsWLDFRElectric Reliability | WLDFR | HFTD - Distribution - Tier 2 - 5QU CoRE ¦ 3QU LoRE | Non-Red Flag Warning - Catastrophic Fires | 2028 | Electric Reliability | 247.273 | 487.9227 | 2028 | Mitigation | 0.011149 | 10 | 0 | esc | 0.011149 | 2.7568 | 0.011149 | 2.7568 | 0.011149 | 2.7568 | 0.011149 | 2.7568
[149 empty] | 7.3.2.1.3 Advanced weather monitoring and weather stations Weather StationsWLDFRElectric Reliability | WLDFR | HFTD - Distribution - Tier 2 - 5QU CoRE ¦ 3QU LoRE | Non-Red Flag Warning - Catastrophic Fires | 2029 | Electric Reliability | 247.273 | 487.9227 | 2029 | Mitigation | 0.011149 | 10 | 0 | esc | 0.011149 | 2.7568 | 0.011149 | 2.7568 | 0.011149 | 2.7568 | 0.011149 | 2.7568
[149 empty] | 7.3.2.1.3 Advanced weather monitoring and weather stations Weather StationsWLDFRElectric Reliability | WLDFR | HFTD - Distribution - Tier 2 - 5QU CoRE ¦ 3QU LoRE | Non-Red Flag Warning - Catastrophic Fires | 2030 | Electric Reliability | 247.273 | 487.9227 | 2030 | Mitigation | 0.011149 | 10 | 0 | esc | 0 | 0 | 0.011149 | 2.7568 | 0.011149 | 2.7568 | 0.011149 | 2.7568
[149 empty] | 7.3.2.1.3 Advanced weather monitoring and weather stations Weather StationsWLDFRElectric Reliability | WLDFR | HFTD - Distribution - Tier 2 - 5QU CoRE ¦ 3QU LoRE | Non-Red Flag Warning - Catastrophic Fires | 2031 | Electric Reliability | 247.273 | 487.9227 | 2031 | Mitigation | 0.011149 | 10 | 0 | esc | 0 | 0 | 0 | 0 | 0.011149 | 2.7568 | 0.011149 | 2.7568
[149 empty] | 7.3.2.1.3 Advanced weather monitoring and weather stations Weather StationsWLDFRElectric Reliability | WLDFR | HFTD - Distribution - Tier 2 - 5QU CoRE ¦ 3QU LoRE | Non-Red Flag Warning - Catastrophic Fires | 2032 | Electric Reliability | 247.273 | 487.9227 | 2032 | Mitigation | 0.011149 | 10 | 0 | esc | 0 | 0 | 0 | 0 | 0 | 0 | 0.011149 | 2.7568
[149 empty] | 7.3.2.1.3 Advanced weather monitoring and weather stations Weather StationsWLDFRElectric Reliability | WLDFR | HFTD - Distribution - Tier 2 - 5QU CoRE ¦ 3QU LoRE | Non-Red Flag Warning - Destructive Fires | 2021 | Electric Reliability | 222.2294 | 487.9227 | 2021 | Mitigation | 0.011149 | 10 | 0 | esc | 0.011149 | 2.4776 | 0.011149 | 2.4776 | 0 | 0 | 0 | 0
[149 empty] | 7.3.2.1.3 Advanced weather monitoring and weather stations Weather StationsWLDFRElectric Reliability | WLDFR | HFTD - Distribution - Tier 2 - 5QU CoRE ¦ 3QU LoRE | Non-Red Flag Warning - Destructive Fires | 2022 | Electric Reliability | 222.2294 | 487.9227 | 2022 | Mitigation | 0.011149 | 10 | 0 | esc | 0.011149 | 2.4776 | 0.011149 | 2.4776 | 0.011149 | 2.4776 | 0 | 0
[149 empty] | 7.3.2.1.3 Advanced weather monitoring and weather stations Weather StationsWLDFRElectric Reliability | WLDFR | HFTD - Distribution - Tier 2 - 5QU CoRE ¦ 3QU LoRE | Non-Red Flag Warning - Destructive Fires | 2023 | Electric Reliability | 233.2301 | 487.9227 | 2023 | Mitigation | 0.011149 | 10 | 0 | esc | 0.011149 | 2.6002 | 0.011149 | 2.6002 | 0.011149 | 2.6002 | 0.011149 | 2.6002
[149 empty] | 7.3.2.1.3 Advanced weather monitoring and weather stations Weather StationsWLDFRElectric Reliability | WLDFR | HFTD - Distribution - Tier 2 - 5QU CoRE ¦ 3QU LoRE | Non-Red Flag Warning - Destructive Fires | 2024 | Electric Reliability | 233.2301 | 487.9227 | 2024 | Mitigation | 0.011149 | 10 | 0 | esc | 0.011149 | 2.6002 | 0.011149 | 2.6002 | 0.011149 | 2.6002 | 0.011149 | 2.6002
[149 empty] | 7.3.2.1.3 Advanced weather monitoring and weather stations Weather StationsWLDFRElectric Reliability | WLDFR | HFTD - Distribution - Tier 2 - 5QU CoRE ¦ 3QU LoRE | Non-Red Flag Warning - Destructive Fires | 2025 | Electric Reliability | 233.2301 | 487.9227 | 2025 | Mitigation | 0.011149 | 10 | 0 | esc | 0.011149 | 2.6002 | 0.011149 | 2.6002 | 0.011149 | 2.6002 | 0.011149 | 2.6002
[149 empty] | 7.3.2.1.3 Advanced weather monitoring and weather stations Weather StationsWLDFRElectric Reliability | WLDFR | HFTD - Distribution - Tier 2 - 5QU CoRE ¦ 3QU LoRE | Non-Red Flag Warning - Destructive Fires | 2026 | Electric Reliability | 233.2301 | 487.9227 | 2026 | Mitigation | 0.011149 | 10 | 0 | esc | 0.011149 | 2.6002 | 0.011149 | 2.6002 | 0.011149 | 2.6002 | 0.011149 | 2.6002
[149 empty] | 7.3.2.1.3 Advanced weather monitoring and weather stations Weather StationsWLDFRElectric Reliability | WLDFR | HFTD - Distribution - Tier 2 - 5QU CoRE ¦ 3QU LoRE | Non-Red Flag Warning - Destructive Fires | 2027 | Electric Reliability | 233.2301 | 487.9227 | 2027 | Mitigation | 0.011149 | 10 | 0 | esc | 0.011149 | 2.6002 | 0.011149 | 2.6002 | 0.011149 | 2.6002 | 0.011149 | 2.6002
[149 empty] | 7.3.2.1.3 Advanced weather monitoring and weather stations Weather StationsWLDFRElectric Reliability | WLDFR | HFTD - Distribution - Tier 2 - 5QU CoRE ¦ 3QU LoRE | Non-Red Flag Warning - Destructive Fires | 2028 | Electric Reliability | 247.273 | 487.9227 | 2028 | Mitigation | 0.011149 | 10 | 0 | esc | 0.011149 | 2.7568 | 0.011149 | 2.7568 | 0.011149 | 2.7568 | 0.011149 | 2.7568
[149 empty] | 7.3.2.1.3 Advanced weather monitoring and weather stations Weather StationsWLDFRElectric Reliability | WLDFR | HFTD - Distribution - Tier 2 - 5QU CoRE ¦ 3QU LoRE | Non-Red Flag Warning - Destructive Fires | 2029 | Electric Reliability | 247.273 | 487.9227 | 2029 | Mitigation | 0.011149 | 10 | 0 | esc | 0.011149 | 2.7568 | 0.011149 | 2.7568 | 0.011149 | 2.7568 | 0.011149 | 2.7568
[149 empty] | 7.3.2.1.3 Advanced weather monitoring and weather stations Weather StationsWLDFRElectric Reliability | WLDFR | HFTD - Distribution - Tier 2 - 5QU CoRE ¦ 3QU LoRE | Non-Red Flag Warning - Destructive Fires | 2030 | Electric Reliability | 247.273 | 487.9227 | 2030 | Mitigation | 0.011149 | 10 | 0 | esc | 0 | 0 | 0.011149 | 2.7568 | 0.011149 | 2.7568 | 0.011149 | 2.7568
[149 empty] | 7.3.2.1.3 Advanced weather monitoring and weather stations Weather StationsWLDFRElectric Reliability | WLDFR | HFTD - Distribution - Tier 2 - 5QU CoRE ¦ 3QU LoRE | Non-Red Flag Warning - Destructive Fires | 2031 | Electric Reliability | 247.273 | 487.9227 | 2031 | Mitigation | 0.011149 | 10 | 0 | esc | 0 | 0 | 0 | 0 | 0.011149 | 2.7568 | 0.011149 | 2.7568
[149 empty] | 7.3.2.1.3 Advanced weather monitoring and weather stations Weather StationsWLDFRElectric Reliability | WLDFR | HFTD - Distribution - Tier 2 - 5QU CoRE ¦ 3QU LoRE | Non-Red Flag Warning - Destructive Fires | 2032 | Electric Reliability | 247.273 | 487.9227 | 2032 | Mitigation | 0.011149 | 10 | 0 | esc | 0 | 0 | 0 | 0 | 0 | 0 | 0.011149 | 2.7568
[149 empty] | 7.3.2.1.3 Advanced weather monitoring and weather stations Weather StationsWLDFRElectric Reliability | WLDFR | HFTD - Distribution - Tier 2 - 5QU CoRE ¦ 3QU LoRE | Non-Red Flag Warning - Large Fires | 2021 | Electric Reliability | 0.69642 | 487.9227 | 2021 | Mitigation | 0.011149 | 10 | 0 | esc | 0.011149 | 0.0077642 | 0.011149 | 0.0077642 | 0 | 0 | 0 | 0
[149 empty] | 7.3.2.1.3 Advanced weather monitoring and weather stations Weather StationsWLDFRElectric Reliability | WLDFR | HFTD - Distribution - Tier 2 - 5QU CoRE ¦ 3QU LoRE | Non-Red Flag Warning - Large Fires | 2022 | Electric Reliability | 0.69642 | 487.9227 | 2022 | Mitigation | 0.011149 | 10 | 0 | esc | 0.011149 | 0.0077642 | 0.011149 | 0.0077642 | 0.011149 | 0.0077642 | 0 | 0
[149 empty] | 7.3.2.1.3 Advanced weather monitoring and weather stations Weather StationsWLDFRElectric Reliability | WLDFR | HFTD - Distribution - Tier 2 - 5QU CoRE ¦ 3QU LoRE | Non-Red Flag Warning - Large Fires | 2023 | Electric Reliability | 0.71896 | 487.9227 | 2023 | Mitigation | 0.011149 | 10 | 0 | esc | 0.011149 | 0.0080156 | 0.011149 | 0.0080156 | 0.011149 | 0.0080156 | 0.011149 | 0.0080156
[149 empty] | 7.3.2.1.3 Advanced weather monitoring and weather stations Weather StationsWLDFRElectric Reliability | WLDFR | HFTD - Distribution - Tier 2 - 5QU CoRE ¦ 3QU LoRE | Non-Red Flag Warning - Large Fires | 2024 | Electric Reliability | 0.71896 | 487.9227 | 2024 | Mitigation | 0.011149 | 10 | 0 | esc | 0.011149 | 0.0080156 | 0.011149 | 0.0080156 | 0.011149 | 0.0080156 | 0.011149 | 0.0080156
[149 empty] | 7.3.2.1.3 Advanced weather monitoring and weather stations Weather StationsWLDFRElectric Reliability | WLDFR | HFTD - Distribution - Tier 2 - 5QU CoRE ¦ 3QU LoRE | Non-Red Flag Warning - Large Fires | 2025 | Electric Reliability | 0.71896 | 487.9227 | 2025 | Mitigation | 0.011149 | 10 | 0 | esc | 0.011149 | 0.0080156 | 0.011149 | 0.0080156 | 0.011149 | 0.0080156 | 0.011149 | 0.0080156
[149 empty] | 7.3.2.1.3 Advanced weather monitoring and weather stations Weather StationsWLDFRElectric Reliability | WLDFR | HFTD - Distribution - Tier 2 - 5QU CoRE ¦ 3QU LoRE | Non-Red Flag Warning - Large Fires | 2026 | Electric Reliability | 0.71896 | 487.9227 | 2026 | Mitigation | 0.011149 | 10 | 0 | esc | 0.011149 | 0.0080156 | 0.011149 | 0.0080156 | 0.011149 | 0.0080156 | 0.011149 | 0.0080156
[149 empty] | 7.3.2.1.3 Advanced weather monitoring and weather stations Weather StationsWLDFRElectric Reliability | WLDFR | HFTD - Distribution - Tier 2 - 5QU CoRE ¦ 3QU LoRE | Non-Red Flag Warning - Large Fires | 2027 | Electric Reliability | 0.71896 | 487.9227 | 2027 | Mitigation | 0.011149 | 10 | 0 | esc | 0.011149 | 0.0080156 | 0.011149 | 0.0080156 | 0.011149 | 0.0080156 | 0.011149 | 0.0080156
[149 empty] | 7.3.2.1.3 Advanced weather monitoring and weather stations Weather StationsWLDFRElectric Reliability | WLDFR | HFTD - Distribution - Tier 2 - 5QU CoRE ¦ 3QU LoRE | Non-Red Flag Warning - Large Fires | 2028 | Electric Reliability | 0.74734 | 487.9227 | 2028 | Mitigation | 0.011149 | 10 | 0 | esc | 0.011149 | 0.0083319 | 0.011149 | 0.0083319 | 0.011149 | 0.0083319 | 0.011149 | 0.0083319
[149 empty] | 7.3.2.1.3 Advanced weather monitoring and weather stations Weather StationsWLDFRElectric Reliability | WLDFR | HFTD - Distribution - Tier 2 - 5QU CoRE ¦ 3QU LoRE | Non-Red Flag Warning - Large Fires | 2029 | Electric Reliability | 0.74734 | 487.9227 | 2029 | Mitigation | 0.011149 | 10 | 0 | esc | 0.011149 | 0.0083319 | 0.011149 | 0.0083319 | 0.011149 | 0.0083319 | 0.011149 | 0.0083319
[149 empty] | 7.3.2.1.3 Advanced weather monitoring and weather stations Weather StationsWLDFRElectric Reliability | WLDFR | HFTD - Distribution - Tier 2 - 5QU CoRE ¦ 3QU LoRE | Non-Red Flag Warning - Large Fires | 2030 | Electric Reliability | 0.74734 | 487.9227 | 2030 | Mitigation | 0.011149 | 10 | 0 | esc | 0 | 0 | 0.011149 | 0.0083319 | 0.011149 | 0.0083319 | 0.011149 | 0.0083319
[149 empty] | 7.3.2.1.3 Advanced weather monitoring and weather stations Weather StationsWLDFRElectric Reliability | WLDFR | HFTD - Distribution - Tier 2 - 5QU CoRE ¦ 3QU LoRE | Non-Red Flag Warning - Large Fires | 2031 | Electric Reliability | 0.74734 | 487.9227 | 2031 | Mitigation | 0.011149 | 10 | 0 | esc | 0 | 0 | 0 | 0 | 0.011149 | 0.0083319 | 0.011149 | 0.0083319
[149 empty] | 7.3.2.1.3 Advanced weather monitoring and weather stations Weather StationsWLDFRElectric Reliability | WLDFR | HFTD - Distribution - Tier 2 - 5QU CoRE ¦ 3QU LoRE | Non-Red Flag Warning - Large Fires | 2032 | Electric Reliability | 0.74734 | 487.9227 | 2032 | Mitigation | 0.011149 | 10 | 0 | esc | 0 | 0 | 0 | 0 | 0 | 0 | 0.011149 | 0.0083319
[149 empty] | 7.3.2.1.3 Advanced weather monitoring and weather stations Weather StationsWLDFRElectric Reliability | WLDFR | HFTD - Distribution - Tier 2 - 5QU CoRE ¦ 3QU LoRE | Non-Red Flag Warning - Small Fires | 2021 | Electric Reliability | 0.036425 | 487.9227 | 2021 | Mitigation | 0.011149 | 10 | 0 | esc | 0.011149 | 0.0004061 | 0.011149 | 0.0004061 | 0 | 0 | 0 | 0
[149 empty] | 7.3.2.1.3 Advanced weather monitoring and weather stations Weather StationsWLDFRElectric Reliability | WLDFR | HFTD - Distribution - Tier 2 - 5QU CoRE ¦ 3QU LoRE | Non-Red Flag Warning - Small Fires | 2022 | Electric Reliability | 0.036425 | 487.9227 | 2022 | Mitigation | 0.011149 | 10 | 0 | esc | 0.011149 | 0.0004061 | 0.011149 | 0.0004061 | 0.011149 | 0.0004061 | 0 | 0
[149 empty] | 7.3.2.1.3 Advanced weather monitoring and weather stations Weather StationsWLDFRElectric Reliability | WLDFR | HFTD - Distribution - Tier 2 - 5QU CoRE ¦ 3QU LoRE | Non-Red Flag Warning - Small Fires | 2023 | Electric Reliability | 0.03759 | 487.9227 | 2023 | Mitigation | 0.011149 | 10 | 0 | esc | 0.011149 | 0.00041909 | 0.011149 | 0.00041909 | 0.011149 | 0.00041909 | 0.011149 | 0.00041909
[149 empty] | 7.3.2.1.3 Advanced weather monitoring and weather stations Weather StationsWLDFRElectric Reliability | WLDFR | HFTD - Distribution - Tier 2 - 5QU CoRE ¦ 3QU LoRE | Non-Red Flag Warning - Small Fires | 2024 | Electric Reliability | 0.03759 | 487.9227 | 2024 | Mitigation | 0.011149 | 10 | 0 | esc | 0.011149 | 0.00041909 | 0.011149 | 0.00041909 | 0.011149 | 0.00041909 | 0.011149 | 0.00041909
[149 empty] | 7.3.2.1.3 Advanced weather monitoring and weather stations Weather StationsWLDFRElectric Reliability | WLDFR | HFTD - Distribution - Tier 2 - 5QU CoRE ¦ 3QU LoRE | Non-Red Flag Warning - Small Fires | 2025 | Electric Reliability | 0.03759 | 487.9227 | 2025 | Mitigation | 0.011149 | 10 | 0 | esc | 0.011149 | 0.00041909 | 0.011149 | 0.00041909 | 0.011149 | 0.00041909 | 0.011149 | 0.00041909
[149 empty] | 7.3.2.1.3 Advanced weather monitoring and weather stations Weather StationsWLDFRElectric Reliability | WLDFR | HFTD - Distribution - Tier 2 - 5QU CoRE ¦ 3QU LoRE | Non-Red Flag Warning - Small Fires | 2026 | Electric Reliability | 0.03759 | 487.9227 | 2026 | Mitigation | 0.011149 | 10 | 0 | esc | 0.011149 | 0.00041909 | 0.011149 | 0.00041909 | 0.011149 | 0.00041909 | 0.011149 | 0.00041909
[149 empty] | 7.3.2.1.3 Advanced weather monitoring and weather stations Weather StationsWLDFRElectric Reliability | WLDFR | HFTD - Distribution - Tier 2 - 5QU CoRE ¦ 3QU LoRE | Non-Red Flag Warning - Small Fires | 2027 | Electric Reliability | 0.03759 | 487.9227 | 2027 | Mitigation | 0.011149 | 10 | 0 | esc | 0.011149 | 0.00041909 | 0.011149 | 0.00041909 | 0.011149 | 0.00041909 | 0.011149 | 0.00041909
[149 empty] | 7.3.2.1.3 Advanced weather monitoring and weather stations Weather StationsWLDFRElectric Reliability | WLDFR | HFTD - Distribution - Tier 2 - 5QU CoRE ¦ 3QU LoRE | Non-Red Flag Warning - Small Fires | 2028 | Electric Reliability | 0.039055 | 487.9227 | 2028 | Mitigation | 0.011149 | 10 | 0 | esc | 0.011149 | 0.00043542 | 0.011149 | 0.00043542 | 0.011149 | 0.00043542 | 0.011149 | 0.00043542
[149 empty] | 7.3.2.1.3 Advanced weather monitoring and weather stations Weather StationsWLDFRElectric Reliability | WLDFR | HFTD - Distribution - Tier 2 - 5QU CoRE ¦ 3QU LoRE | Non-Red Flag Warning - Small Fires | 2029 | Electric Reliability | 0.039055 | 487.9227 | 2029 | Mitigation | 0.011149 | 10 | 0 | esc | 0.011149 | 0.00043542 | 0.011149 | 0.00043542 | 0.011149 | 0.00043542 | 0.011149 | 0.00043542
[149 empty] | 7.3.2.1.3 Advanced weather monitoring and weather stations Weather StationsWLDFRElectric Reliability | WLDFR | HFTD - Distribution - Tier 2 - 5QU CoRE ¦ 3QU LoRE | Non-Red Flag Warning - Small Fires | 2030 | Electric Reliability | 0.039055 | 487.9227 | 2030 | Mitigation | 0.011149 | 10 | 0 | esc | 0 | 0 | 0.011149 | 0.00043542 | 0.011149 | 0.00043542 | 0.011149 | 0.00043542
[149 empty] | 7.3.2.1.3 Advanced weather monitoring and weather stations Weather StationsWLDFRElectric Reliability | WLDFR | HFTD - Distribution - Tier 2 - 5QU CoRE ¦ 3QU LoRE | Non-Red Flag Warning - Small Fires | 2031 | Electric Reliability | 0.039055 | 487.9227 | 2031 | Mitigation | 0.011149 | 10 | 0 | esc | 0 | 0 | 0 | 0 | 0.011149 | 0.00043542 | 0.011149 | 0.00043542
[149 empty] | 7.3.2.1.3 Advanced weather monitoring and weather stations Weather StationsWLDFRElectric Reliability | WLDFR | HFTD - Distribution - Tier 2 - 5QU CoRE ¦ 3QU LoRE | Non-Red Flag Warning - Small Fires | 2032 | Electric Reliability | 0.039055 | 487.9227 | 2032 | Mitigation | 0.011149 | 10 | 0 | esc | 0 | 0 | 0 | 0 | 0 | 0 | 0.011149 | 0.00043542
[149 empty] | 7.3.2.1.3 Advanced weather monitoring and weather stations Weather StationsWLDFRElectric Reliability | WLDFR | HFTD - Distribution - Tier 2 - 5QU CoRE ¦ 3QU LoRE | Red Flag Warning - Catastrophic Fires | 2021 | Electric Reliability | 222.2294 | 487.9227 | 2021 | Mitigation | 0.011149 | 10 | 0 | esc | 0.011149 | 2.4776 | 0.011149 | 2.4776 | 0 | 0 | 0 | 0
[149 empty] | 7.3.2.1.3 Advanced weather monitoring and weather stations Weather StationsWLDFRElectric Reliability | WLDFR | HFTD - Distribution - Tier 2 - 5QU CoRE ¦ 3QU LoRE | Red Flag Warning - Catastrophic Fires | 2022 | Electric Reliability | 222.2294 | 487.9227 | 2022 | Mitigation | 0.011149 | 10 | 0 | esc | 0.011149 | 2.4776 | 0.011149 | 2.4776 | 0.011149 | 2.4776 | 0 | 0
[149 empty] | 7.3.2.1.3 Advanced weather monitoring and weather stations Weather StationsWLDFRElectric Reliability | WLDFR | HFTD - Distribution - Tier 2 - 5QU CoRE ¦ 3QU LoRE | Red Flag Warning - Catastrophic Fires | 2023 | Electric Reliability | 233.2301 | 487.9227 | 2023 | Mitigation | 0.011149 | 10 | 0 | esc | 0.011149 | 2.6002 | 0.011149 | 2.6002 | 0.011149 | 2.6002 | 0.011149 | 2.6002
[149 empty] | 7.3.2.1.3 Advanced weather monitoring and weather stations Weather StationsWLDFRElectric Reliability | WLDFR | HFTD - Distribution - Tier 2 - 5QU CoRE ¦ 3QU LoRE | Red Flag Warning - Catastrophic Fires | 2024 | Electric Reliability | 233.2301 | 487.9227 | 2024 | Mitigation | 0.011149 | 10 | 0 | esc | 0.011149 | 2.6002 | 0.011149 | 2.6002 | 0.011149 | 2.6002 | 0.011149 | 2.6002
[149 empty] | 7.3.2.1.3 Advanced weather monitoring and weather stations Weather StationsWLDFRElectric Reliability | WLDFR | HFTD - Distribution - Tier 2 - 5QU CoRE ¦ 3QU LoRE | Red Flag Warning - Catastrophic Fires | 2025 | Electric Reliability | 233.2301 | 487.9227 | 2025 | Mitigation | 0.011149 | 10 | 0 | esc | 0.011149 | 2.6002 | 0.011149 | 2.6002 | 0.011149 | 2.6002 | 0.011149 | 2.6002
[149 empty] | 7.3.2.1.3 Advanced weather monitoring and weather stations Weather StationsWLDFRElectric Reliability | WLDFR | HFTD - Distribution - Tier 2 - 5QU CoRE ¦ 3QU LoRE | Red Flag Warning - Catastrophic Fires | 2026 | Electric Reliability | 233.2301 | 487.9227 | 2026 | Mitigation | 0.011149 | 10 | 0 | esc | 0.011149 | 2.6002 | 0.011149 | 2.6002 | 0.011149 | 2.6002 | 0.011149 | 2.6002
[149 empty] | 7.3.2.1.3 Advanced weather monitoring and weather stations Weather StationsWLDFRElectric Reliability | WLDFR | HFTD - Distribution - Tier 2 - 5QU CoRE ¦ 3QU LoRE | Red Flag Warning - Catastrophic Fires | 2027 | Electric Reliability | 233.2301 | 487.9227 | 2027 | Mitigation | 0.011149 | 10 | 0 | esc | 0.011149 | 2.6002 | 0.011149 | 2.6002 | 0.011149 | 2.6002 | 0.011149 | 2.6002
[149 empty] | 7.3.2.1.3 Advanced weather monitoring and weather stations Weather StationsWLDFRElectric Reliability | WLDFR | HFTD - Distribution - Tier 2 - 5QU CoRE ¦ 3QU LoRE | Red Flag Warning - Catastrophic Fires | 2028 | Electric Reliability | 247.273 | 487.9227 | 2028 | Mitigation | 0.011149 | 10 | 0 | esc | 0.011149 | 2.7568 | 0.011149 | 2.7568 | 0.011149 | 2.7568 | 0.011149 | 2.7568
[149 empty] | 7.3.2.1.3 Advanced weather monitoring and weather stations Weather StationsWLDFRElectric Reliability | WLDFR | HFTD - Distribution - Tier 2 - 5QU CoRE ¦ 3QU LoRE | Red Flag Warning - Catastrophic Fires | 2029 | Electric Reliability | 247.273 | 487.9227 | 2029 | Mitigation | 0.011149 | 10 | 0 | esc | 0.011149 | 2.7568 | 0.011149 | 2.7568 | 0.011149 | 2.7568 | 0.011149 | 2.7568
[149 empty] | 7.3.2.1.3 Advanced weather monitoring and weather stations Weather StationsWLDFRElectric Reliability | WLDFR | HFTD - Distribution - Tier 2 - 5QU CoRE ¦ 3QU LoRE | Red Flag Warning - Catastrophic Fires | 2030 | Electric Reliability | 247.273 | 487.9227 | 2030 | Mitigation | 0.011149 | 10 | 0 | esc | 0 | 0 | 0.011149 | 2.7568 | 0.011149 | 2.7568 | 0.011149 | 2.7568
[149 empty] | 7.3.2.1.3 Advanced weather monitoring and weather stations Weather StationsWLDFRElectric Reliability | WLDFR | HFTD - Distribution - Tier 2 - 5QU CoRE ¦ 3QU LoRE | Red Flag Warning - Catastrophic Fires | 2031 | Electric Reliability | 247.273 | 487.9227 | 2031 | Mitigation | 0.011149 | 10 | 0 | esc | 0 | 0 | 0 | 0 | 0.011149 | 2.7568 | 0.011149 | 2.7568
[149 empty] | 7.3.2.1.3 Advanced weather monitoring and weather stations Weather StationsWLDFRElectric Reliability | WLDFR | HFTD - Distribution - Tier 2 - 5QU CoRE ¦ 3QU LoRE | Red Flag Warning - Catastrophic Fires | 2032 | Electric Reliability | 247.273 | 487.9227 | 2032 | Mitigation | 0.011149 | 10 | 0 | esc | 0 | 0 | 0 | 0 | 0 | 0 | 0.011149 | 2.7568
[149 empty] | 7.3.2.1.3 Advanced weather monitoring and weather stations Weather StationsWLDFRElectric Reliability | WLDFR | HFTD - Distribution - Tier 2 - 5QU CoRE ¦ 3QU LoRE | Red Flag Warning - Destructive Fires | 2021 | Electric Reliability | 222.2294 | 487.9227 | 2021 | Mitigation | 0.011149 | 10 | 0 | esc | 0.011149 | 2.4776 | 0.011149 | 2.4776 | 0 | 0 | 0 | 0
[149 empty] | 7.3.2.1.3 Advanced weather monitoring and weather stations Weather StationsWLDFRElectric Reliability | WLDFR | HFTD - Distribution - Tier 2 - 5QU CoRE ¦ 3QU LoRE | Red Flag Warning - Destructive Fires | 2022 | Electric Reliability | 222.2294 | 487.9227 | 2022 | Mitigation | 0.011149 | 10 | 0 | esc | 0.011149 | 2.4776 | 0.011149 | 2.4776 | 0.011149 | 2.4776 | 0 | 0
[149 empty] | 7.3.2.1.3 Advanced weather monitoring and weather stations Weather StationsWLDFRElectric Reliability | WLDFR | HFTD - Distribution - Tier 2 - 5QU CoRE ¦ 3QU LoRE | Red Flag Warning - Destructive Fires | 2023 | Electric Reliability | 233.2301 | 487.9227 | 2023 | Mitigation | 0.011149 | 10 | 0 | esc | 0.011149 | 2.6002 | 0.011149 | 2.6002 | 0.011149 | 2.6002 | 0.011149 | 2.6002
[149 empty] | 7.3.2.1.3 Advanced weather monitoring and weather stations Weather StationsWLDFRElectric Reliability | WLDFR | HFTD - Distribution - Tier 2 - 5QU CoRE ¦ 3QU LoRE | Red Flag Warning - Destructive Fires | 2024 | Electric Reliability | 233.2301 | 487.9227 | 2024 | Mitigation | 0.011149 | 10 | 0 | esc | 0.011149 | 2.6002 | 0.011149 | 2.6002 | 0.011149 | 2.6002 | 0.011149 | 2.6002
[149 empty] | 7.3.2.1.3 Advanced weather monitoring and weather stations Weather StationsWLDFRElectric Reliability | WLDFR | HFTD - Distribution - Tier 2 - 5QU CoRE ¦ 3QU LoRE | Red Flag Warning - Destructive Fires | 2025 | Electric Reliability | 233.2301 | 487.9227 | 2025 | Mitigation | 0.011149 | 10 | 0 | esc | 0.011149 | 2.6002 | 0.011149 | 2.6002 | 0.011149 | 2.6002 | 0.011149 | 2.6002
[149 empty] | 7.3.2.1.3 Advanced weather monitoring and weather stations Weather StationsWLDFRElectric Reliability | WLDFR | HFTD - Distribution - Tier 2 - 5QU CoRE ¦ 3QU LoRE | Red Flag Warning - Destructive Fires | 2026 | Electric Reliability | 233.2301 | 487.9227 | 2026 | Mitigation | 0.011149 | 10 | 0 | esc | 0.011149 | 2.6002 | 0.011149 | 2.6002 | 0.011149 | 2.6002 | 0.011149 | 2.6002
[149 empty] | 7.3.2.1.3 Advanced weather monitoring and weather stations Weather StationsWLDFRElectric Reliability | WLDFR | HFTD - Distribution - Tier 2 - 5QU CoRE ¦ 3QU LoRE | Red Flag Warning - Destructive Fires | 2027 | Electric Reliability | 233.2301 | 487.9227 | 2027 | Mitigation | 0.011149 | 10 | 0 | esc | 0.011149 | 2.6002 | 0.011149 | 2.6002 | 0.011149 | 2.6002 | 0.011149 | 2.6002
[149 empty] | 7.3.2.1.3 Advanced weather monitoring and weather stations Weather StationsWLDFRElectric Reliability | WLDFR | HFTD - Distribution - Tier 2 - 5QU CoRE ¦ 3QU LoRE | Red Flag Warning - Destructive Fires | 2028 | Electric Reliability | 247.273 | 487.9227 | 2028 | Mitigation | 0.011149 | 10 | 0 | esc | 0.011149 | 2.7568 | 0.011149 | 2.7568 | 0.011149 | 2.7568 | 0.011149 | 2.7568
[149 empty] | 7.3.2.1.3 Advanced weather monitoring and weather stations Weather StationsWLDFRElectric Reliability | WLDFR | HFTD - Distribution - Tier 2 - 5QU CoRE ¦ 3QU LoRE | Red Flag Warning - Destructive Fires | 2029 | Electric Reliability | 247.273 | 487.9227 | 2029 | Mitigation | 0.011149 | 10 | 0 | esc | 0.011149 | 2.7568 | 0.011149 | 2.7568 | 0.011149 | 2.7568 | 0.011149 | 2.7568
[149 empty] | 7.3.2.1.3 Advanced weather monitoring and weather stations Weather StationsWLDFRElectric Reliability | WLDFR | HFTD - Distribution - Tier 2 - 5QU CoRE ¦ 3QU LoRE | Red Flag Warning - Destructive Fires | 2030 | Electric Reliability | 247.273 | 487.9227 | 2030 | Mitigation | 0.011149 | 10 | 0 | esc | 0 | 0 | 0.011149 | 2.7568 | 0.011149 | 2.7568 | 0.011149 | 2.7568
[149 empty] | 7.3.2.1.3 Advanced weather monitoring and weather stations Weather StationsWLDFRElectric Reliability | WLDFR | HFTD - Distribution - Tier 2 - 5QU CoRE ¦ 3QU LoRE | Red Flag Warning - Destructive Fires | 2031 | Electric Reliability | 247.273 | 487.9227 | 2031 | Mitigation | 0.011149 | 10 | 0 | esc | 0 | 0 | 0 | 0 | 0.011149 | 2.7568 | 0.011149 | 2.7568
[149 empty] | 7.3.2.1.3 Advanced weather monitoring and weather stations Weather StationsWLDFRElectric Reliability | WLDFR | HFTD - Distribution - Tier 2 - 5QU CoRE ¦ 3QU LoRE | Red Flag Warning - Destructive Fires | 2032 | Electric Reliability | 247.273 | 487.9227 | 2032 | Mitigation | 0.011149 | 10 | 0 | esc | 0 | 0 | 0 | 0 | 0 | 0 | 0.011149 | 2.7568
[149 empty] | 7.3.2.1.3 Advanced weather monitoring and weather stations Weather StationsWLDFRElectric Reliability | WLDFR | HFTD - Distribution - Tier 2 - 5QU CoRE ¦ 3QU LoRE | Red Flag Warning - Large Fires | 2021 | Electric Reliability | 0.69642 | 487.9227 | 2021 | Mitigation | 0.011149 | 10 | 0 | esc | 0.011149 | 0.0077642 | 0.011149 | 0.0077642 | 0 | 0 | 0 | 0
[149 empty] | 7.3.2.1.3 Advanced weather monitoring and weather stations Weather StationsWLDFRElectric Reliability | WLDFR | HFTD - Distribution - Tier 2 - 5QU CoRE ¦ 3QU LoRE | Red Flag Warning - Large Fires | 2022 | Electric Reliability | 0.69642 | 487.9227 | 2022 | Mitigation | 0.011149 | 10 | 0 | esc | 0.011149 | 0.0077642 | 0.011149 | 0.0077642 | 0.011149 | 0.0077642 | 0 | 0
[149 empty] | 7.3.2.1.3 Advanced weather monitoring and weather stations Weather StationsWLDFRElectric Reliability | WLDFR | HFTD - Distribution - Tier 2 - 5QU CoRE ¦ 3QU LoRE | Red Flag Warning - Large Fires | 2023 | Electric Reliability | 0.71896 | 487.9227 | 2023 | Mitigation | 0.011149 | 10 | 0 | esc | 0.011149 | 0.0080156 | 0.011149 | 0.0080156 | 0.011149 | 0.0080156 | 0.011149 | 0.0080156
[149 empty] | 7.3.2.1.3 Advanced weather monitoring and weather stations Weather StationsWLDFRElectric Reliability | WLDFR | HFTD - Distribution - Tier 2 - 5QU CoRE ¦ 3QU LoRE | Red Flag Warning - Large Fires | 2024 | Electric Reliability | 0.71896 | 487.9227 | 2024 | Mitigation | 0.011149 | 10 | 0 | esc | 0.011149 | 0.0080156 | 0.011149 | 0.0080156 | 0.011149 | 0.0080156 | 0.011149 | 0.0080156
[149 empty] | 7.3.2.1.3 Advanced weather monitoring and weather stations Weather StationsWLDFRElectric Reliability | WLDFR | HFTD - Distribution - Tier 2 - 5QU CoRE ¦ 3QU LoRE | Red Flag Warning - Large Fires | 2025 | Electric Reliability | 0.71896 | 487.9227 | 2025 | Mitigation | 0.011149 | 10 | 0 | esc | 0.011149 | 0.0080156 | 0.011149 | 0.0080156 | 0.011149 | 0.0080156 | 0.011149 | 0.0080156
[149 empty] | 7.3.2.1.3 Advanced weather monitoring and weather stations Weather StationsWLDFRElectric Reliability | WLDFR | HFTD - Distribution - Tier 2 - 5QU CoRE ¦ 3QU LoRE | Red Flag Warning - Large Fires | 2026 | Electric Reliability | 0.71896 | 487.9227 | 2026 | Mitigation | 0.011149 | 10 | 0 | esc | 0.011149 | 0.0080156 | 0.011149 | 0.0080156 | 0.011149 | 0.0080156 | 0.011149 | 0.0080156
[149 empty] | 7.3.2.1.3 Advanced weather monitoring and weather stations Weather StationsWLDFRElectric Reliability | WLDFR | HFTD - Distribution - Tier 2 - 5QU CoRE ¦ 3QU LoRE | Red Flag Warning - Large Fires | 2027 | Electric Reliability | 0.71896 | 487.9227 | 2027 | Mitigation | 0.011149 | 10 | 0 | esc | 0.011149 | 0.0080156 | 0.011149 | 0.0080156 | 0.011149 | 0.0080156 | 0.011149 | 0.0080156
[149 empty] | 7.3.2.1.3 Advanced weather monitoring and weather stations Weather StationsWLDFRElectric Reliability | WLDFR | HFTD - Distribution - Tier 2 - 5QU CoRE ¦ 3QU LoRE | Red Flag Warning - Large Fires | 2028 | Electric Reliability | 0.74734 | 487.9227 | 2028 | Mitigation | 0.011149 | 10 | 0 | esc | 0.011149 | 0.0083319 | 0.011149 | 0.0083319 | 0.011149 | 0.0083319 | 0.011149 | 0.0083319
[149 empty] | 7.3.2.1.3 Advanced weather monitoring and weather stations Weather StationsWLDFRElectric Reliability | WLDFR | HFTD - Distribution - Tier 2 - 5QU CoRE ¦ 3QU LoRE | Red Flag Warning - Large Fires | 2029 | Electric Reliability | 0.74734 | 487.9227 | 2029 | Mitigation | 0.011149 | 10 | 0 | esc | 0.011149 | 0.0083319 | 0.011149 | 0.0083319 | 0.011149 | 0.0083319 | 0.011149 | 0.0083319
[149 empty] | 7.3.2.1.3 Advanced weather monitoring and weather stations Weather StationsWLDFRElectric Reliability | WLDFR | HFTD - Distribution - Tier 2 - 5QU CoRE ¦ 3QU LoRE | Red Flag Warning - Large Fires | 2030 | Electric Reliability | 0.74734 | 487.9227 | 2030 | Mitigation | 0.011149 | 10 | 0 | esc | 0 | 0 | 0.011149 | 0.0083319 | 0.011149 | 0.0083319 | 0.011149 | 0.0083319
[149 empty] | 7.3.2.1.3 Advanced weather monitoring and weather stations Weather StationsWLDFRElectric Reliability | WLDFR | HFTD - Distribution - Tier 2 - 5QU CoRE ¦ 3QU LoRE | Red Flag Warning - Large Fires | 2031 | Electric Reliability | 0.74734 | 487.9227 | 2031 | Mitigation | 0.011149 | 10 | 0 | esc | 0 | 0 | 0 | 0 | 0.011149 | 0.0083319 | 0.011149 | 0.0083319
[149 empty] | 7.3.2.1.3 Advanced weather monitoring and weather stations Weather StationsWLDFRElectric Reliability | WLDFR | HFTD - Distribution - Tier 2 - 5QU CoRE ¦ 3QU LoRE | Red Flag Warning - Large Fires | 2032 | Electric Reliability | 0.74734 | 487.9227 | 2032 | Mitigation | 0.011149 | 10 | 0 | esc | 0 | 0 | 0 | 0 | 0 | 0 | 0.011149 | 0.0083319
[149 empty] | 7.3.2.1.3 Advanced weather monitoring and weather stations Weather StationsWLDFRElectric Reliability | WLDFR | HFTD - Distribution - Tier 2 - 5QU CoRE ¦ 3QU LoRE | Red Flag Warning - Small Fires | 2021 | Electric Reliability | 0.036425 | 487.9227 | 2021 | Mitigation | 0.011149 | 10 | 0 | esc | 0.011149 | 0.0004061 | 0.011149 | 0.0004061 | 0 | 0 | 0 | 0
[149 empty] | 7.3.2.1.3 Advanced weather monitoring and weather stations Weather StationsWLDFRElectric Reliability | WLDFR | HFTD - Distribution - Tier 2 - 5QU CoRE ¦ 3QU LoRE | Red Flag Warning - Small Fires | 2022 | Electric Reliability | 0.036425 | 487.9227 | 2022 | Mitigation | 0.011149 | 10 | 0 | esc | 0.011149 | 0.0004061 | 0.011149 | 0.0004061 | 0.011149 | 0.0004061 | 0 | 0
[149 empty] | 7.3.2.1.3 Advanced weather monitoring and weather stations Weather StationsWLDFRElectric Reliability | WLDFR | HFTD - Distribution - Tier 2 - 5QU CoRE ¦ 3QU LoRE | Red Flag Warning - Small Fires | 2023 | Electric Reliability | 0.03759 | 487.9227 | 2023 | Mitigation | 0.011149 | 10 | 0 | esc | 0.011149 | 0.00041909 | 0.011149 | 0.00041909 | 0.011149 | 0.00041909 | 0.011149 | 0.00041909
[149 empty] | 7.3.2.1.3 Advanced weather monitoring and weather stations Weather StationsWLDFRElectric Reliability | WLDFR | HFTD - Distribution - Tier 2 - 5QU CoRE ¦ 3QU LoRE | Red Flag Warning - Small Fires | 2024 | Electric Reliability | 0.03759 | 487.9227 | 2024 | Mitigation | 0.011149 | 10 | 0 | esc | 0.011149 | 0.00041909 | 0.011149 | 0.00041909 | 0.011149 | 0.00041909 | 0.011149 | 0.00041909
[149 empty] | 7.3.2.1.3 Advanced weather monitoring and weather stations Weather StationsWLDFRElectric Reliability | WLDFR | HFTD - Distribution - Tier 2 - 5QU CoRE ¦ 3QU LoRE | Red Flag Warning - Small Fires | 2025 | Electric Reliability | 0.03759 | 487.9227 | 2025 | Mitigation | 0.011149 | 10 | 0 | esc | 0.011149 | 0.00041909 | 0.011149 | 0.00041909 | 0.011149 | 0.00041909 | 0.011149 | 0.00041909
[149 empty] | 7.3.2.1.3 Advanced weather monitoring and weather stations Weather StationsWLDFRElectric Reliability | WLDFR | HFTD - Distribution - Tier 2 - 5QU CoRE ¦ 3QU LoRE | Red Flag Warning - Small Fires | 2026 | Electric Reliability | 0.03759 | 487.9227 | 2026 | Mitigation | 0.011149 | 10 | 0 | esc | 0.011149 | 0.00041909 | 0.011149 | 0.00041909 | 0.011149 | 0.00041909 | 0.011149 | 0.00041909
[149 empty] | 7.3.2.1.3 Advanced weather monitoring and weather stations Weather StationsWLDFRElectric Reliability | WLDFR | HFTD - Distribution - Tier 2 - 5QU CoRE ¦ 3QU LoRE | Red Flag Warning - Small Fires | 2027 | Electric Reliability | 0.03759 | 487.9227 | 2027 | Mitigation | 0.011149 | 10 | 0 | esc | 0.011149 | 0.00041909 | 0.011149 | 0.00041909 | 0.011149 | 0.00041909 | 0.011149 | 0.00041909
[149 empty] | 7.3.2.1.3 Advanced weather monitoring and weather stations Weather StationsWLDFRElectric Reliability | WLDFR | HFTD - Distribution - Tier 2 - 5QU CoRE ¦ 3QU LoRE | Red Flag Warning - Small Fires | 2028 | Electric Reliability | 0.039055 | 487.9227 | 2028 | Mitigation | 0.011149 | 10 | 0 | esc | 0.011149 | 0.00043542 | 0.011149 | 0.00043542 | 0.011149 | 0.00043542 | 0.011149 | 0.00043542
[149 empty] | 7.3.2.1.3 Advanced weather monitoring and weather stations Weather StationsWLDFRElectric Reliability | WLDFR | HFTD - Distribution - Tier 2 - 5QU CoRE ¦ 3QU LoRE | Red Flag Warning - Small Fires | 2029 | Electric Reliability | 0.039055 | 487.9227 | 2029 | Mitigation | 0.011149 | 10 | 0 | esc | 0.011149 | 0.00043542 | 0.011149 | 0.00043542 | 0.011149 | 0.00043542 | 0.011149 | 0.00043542
[149 empty] | 7.3.2.1.3 Advanced weather monitoring and weather stations Weather StationsWLDFRElectric Reliability | WLDFR | HFTD - Distribution - Tier 2 - 5QU CoRE ¦ 3QU LoRE | Red Flag Warning - Small Fires | 2030 | Electric Reliability | 0.039055 | 487.9227 | 2030 | Mitigation | 0.011149 | 10 | 0 | esc | 0 | 0 | 0.011149 | 0.00043542 | 0.011149 | 0.00043542 | 0.011149 | 0.00043542
[149 empty] | 7.3.2.1.3 Advanced weather monitoring and weather stations Weather StationsWLDFRElectric Reliability | WLDFR | HFTD - Distribution - Tier 2 - 5QU CoRE ¦ 3QU LoRE | Red Flag Warning - Small Fires | 2031 | Electric Reliability | 0.039055 | 487.9227 | 2031 | Mitigation | 0.011149 | 10 | 0 | esc | 0 | 0 | 0 | 0 | 0.011149 | 0.00043542 | 0.011149 | 0.00043542
[149 empty] | 7.3.2.1.3 Advanced weather monitoring and weather stations Weather StationsWLDFRElectric Reliability | WLDFR | HFTD - Distribution - Tier 2 - 5QU CoRE ¦ 3QU LoRE | Red Flag Warning - Small Fires | 2032 | Electric Reliability | 0.039055 | 487.9227 | 2032 | Mitigation | 0.011149 | 10 | 0 | esc | 0 | 0 | 0 | 0 | 0 | 0 | 0.011149 | 0.00043542
[149 empty] | 7.3.2.1.3 Advanced weather monitoring and weather stations Weather StationsWLDFRElectric Reliability | WLDFR | HFTD - Distribution - Tier 2 - 5QU CoRE ¦ 3QU LoRE | Seismic - Non-Red Flag Warning - Catastrophic Fires | 2021 | Electric Reliability | 409.2237 | 487.9227 | 2021 | Mitigation | 0.011149 | 10 | 0 | esc | 0.011149 | 4.5624 | 0.011149 | 4.5624 | 0 | 0 | 0 | 0
[149 empty] | 7.3.2.1.3 Advanced weather monitoring and weather stations Weather StationsWLDFRElectric Reliability | WLDFR | HFTD - Distribution - Tier 2 - 5QU CoRE ¦ 3QU LoRE | Seismic - Non-Red Flag Warning - Catastrophic Fires | 2022 | Electric Reliability | 409.2237 | 487.9227 | 2022 | Mitigation | 0.011149 | 10 | 0 | esc | 0.011149 | 4.5624 | 0.011149 | 4.5624 | 0.011149 | 4.5624 | 0 | 0
[149 empty] | 7.3.2.1.3 Advanced weather monitoring and weather stations Weather StationsWLDFRElectric Reliability | WLDFR | HFTD - Distribution - Tier 2 - 5QU CoRE ¦ 3QU LoRE | Seismic - Non-Red Flag Warning - Catastrophic Fires | 2023 | Electric Reliability | 428.6023 | 487.9227 | 2023 | Mitigation | 0.011149 | 10 | 0 | esc | 0.011149 | 4.7784 | 0.011149 | 4.7784 | 0.011149 | 4.7784 | 0.011149 | 4.7784
[149 empty] | 7.3.2.1.3 Advanced weather monitoring and weather stations Weather StationsWLDFRElectric Reliability | WLDFR | HFTD - Distribution - Tier 2 - 5QU CoRE ¦ 3QU LoRE | Seismic - Non-Red Flag Warning - Catastrophic Fires | 2024 | Electric Reliability | 428.6023 | 487.9227 | 2024 | Mitigation | 0.011149 | 10 | 0 | esc | 0.011149 | 4.7784 | 0.011149 | 4.7784 | 0.011149 | 4.7784 | 0.011149 | 4.7784
[149 empty] | 7.3.2.1.3 Advanced weather monitoring and weather stations Weather StationsWLDFRElectric Reliability | WLDFR | HFTD - Distribution - Tier 2 - 5QU CoRE ¦ 3QU LoRE | Seismic - Non-Red Flag Warning - Catastrophic Fires | 2025 | Electric Reliability | 428.6023 | 487.9227 | 2025 | Mitigation | 0.011149 | 10 | 0 | esc | 0.011149 | 4.7784 | 0.011149 | 4.7784 | 0.011149 | 4.7784 | 0.011149 | 4.7784
[149 empty] | 7.3.2.1.3 Advanced weather monitoring and weather stations Weather StationsWLDFRElectric Reliability | WLDFR | HFTD - Distribution - Tier 2 - 5QU CoRE ¦ 3QU LoRE | Seismic - Non-Red Flag Warning - Catastrophic Fires | 2026 | Electric Reliability | 428.6023 | 487.9227 | 2026 | Mitigation | 0.011149 | 10 | 0 | esc | 0.011149 | 4.7784 | 0.011149 | 4.7784 | 0.011149 | 4.7784 | 0.011149 | 4.7784
[149 empty] | 7.3.2.1.3 Advanced weather monitoring and weather stations Weather StationsWLDFRElectric Reliability | WLDFR | HFTD - Distribution - Tier 2 - 5QU CoRE ¦ 3QU LoRE | Seismic - Non-Red Flag Warning - Catastrophic Fires | 2027 | Electric Reliability | 428.6023 | 487.9227 | 2027 | Mitigation | 0.011149 | 10 | 0 | esc | 0.011149 | 4.7784 | 0.011149 | 4.7784 | 0.011149 | 4.7784 | 0.011149 | 4.7784
[149 empty] | 7.3.2.1.3 Advanced weather monitoring and weather stations Weather StationsWLDFRElectric Reliability | WLDFR | HFTD - Distribution - Tier 2 - 5QU CoRE ¦ 3QU LoRE | Seismic - Non-Red Flag Warning - Catastrophic Fires | 2028 | Electric Reliability | 453.261 | 487.9227 | 2028 | Mitigation | 0.011149 | 10 | 0 | esc | 0.011149 | 5.0533 | 0.011149 | 5.0533 | 0.011149 | 5.0533 | 0.011149 | 5.0533
[149 empty] | 7.3.2.1.3 Advanced weather monitoring and weather stations Weather StationsWLDFRElectric Reliability | WLDFR | HFTD - Distribution - Tier 2 - 5QU CoRE ¦ 3QU LoRE | Seismic - Non-Red Flag Warning - Catastrophic Fires | 2029 | Electric Reliability | 453.261 | 487.9227 | 2029 | Mitigation | 0.011149 | 10 | 0 | esc | 0.011149 | 5.0533 | 0.011149 | 5.0533 | 0.011149 | 5.0533 | 0.011149 | 5.0533
[149 empty] | 7.3.2.1.3 Advanced weather monitoring and weather stations Weather StationsWLDFRElectric Reliability | WLDFR | HFTD - Distribution - Tier 2 - 5QU CoRE ¦ 3QU LoRE | Seismic - Non-Red Flag Warning - Catastrophic Fires | 2030 | Electric Reliability | 453.261 | 487.9227 | 2030 | Mitigation | 0.011149 | 10 | 0 | esc | 0 | 0 | 0.011149 | 5.0533 | 0.011149 | 5.0533 | 0.011149 | 5.0533
[149 empty] | 7.3.2.1.3 Advanced weather monitoring and weather stations Weather StationsWLDFRElectric Reliability | WLDFR | HFTD - Distribution - Tier 2 - 5QU CoRE ¦ 3QU LoRE | Seismic - Non-Red Flag Warning - Catastrophic Fires | 2031 | Electric Reliability | 453.261 | 487.9227 | 2031 | Mitigation | 0.011149 | 10 | 0 | esc | 0 | 0 | 0 | 0 | 0.011149 | 5.0533 | 0.011149 | 5.0533
[149 empty] | 7.3.2.1.3 Advanced weather monitoring and weather stations Weather StationsWLDFRElectric Reliability | WLDFR | HFTD - Distribution - Tier 2 - 5QU CoRE ¦ 3QU LoRE | Seismic - Non-Red Flag Warning - Catastrophic Fires | 2032 | Electric Reliability | 453.261 | 487.9227 | 2032 | Mitigation | 0.011149 | 10 | 0 | esc | 0 | 0 | 0 | 0 | 0 | 0 | 0.011149 | 5.0533
[149 empty] | 7.3.2.1.3 Advanced weather monitoring and weather stations Weather StationsWLDFRElectric Reliability | WLDFR | HFTD - Distribution - Tier 2 - 5QU CoRE ¦ 3QU LoRE | Seismic - Red Flag Warning - Catastrophic Fires | 2021 | Electric Reliability | 409.2237 | 487.9227 | 2021 | Mitigation | 0.011149 | 10 | 0 | esc | 0.011149 | 4.5624 | 0.011149 | 4.5624 | 0 | 0 | 0 | 0
[149 empty] | 7.3.2.1.3 Advanced weather monitoring and weather stations Weather StationsWLDFRElectric Reliability | WLDFR | HFTD - Distribution - Tier 2 - 5QU CoRE ¦ 3QU LoRE | Seismic - Red Flag Warning - Catastrophic Fires | 2022 | Electric Reliability | 409.2237 | 487.9227 | 2022 | Mitigation | 0.011149 | 10 | 0 | esc | 0.011149 | 4.5624 | 0.011149 | 4.5624 | 0.011149 | 4.5624 | 0 | 0
[149 empty] | 7.3.2.1.3 Advanced weather monitoring and weather stations Weather StationsWLDFRElectric Reliability | WLDFR | HFTD - Distribution - Tier 2 - 5QU CoRE ¦ 3QU LoRE | Seismic - Red Flag Warning - Catastrophic Fires | 2023 | Electric Reliability | 428.6023 | 487.9227 | 2023 | Mitigation | 0.011149 | 10 | 0 | esc | 0.011149 | 4.7784 | 0.011149 | 4.7784 | 0.011149 | 4.7784 | 0.011149 | 4.7784
[149 empty] | 7.3.2.1.3 Advanced weather monitoring and weather stations Weather StationsWLDFRElectric Reliability | WLDFR | HFTD - Distribution - Tier 2 - 5QU CoRE ¦ 3QU LoRE | Seismic - Red Flag Warning - Catastrophic Fires | 2024 | Electric Reliability | 428.6023 | 487.9227 | 2024 | Mitigation | 0.011149 | 10 | 0 | esc | 0.011149 | 4.7784 | 0.011149 | 4.7784 | 0.011149 | 4.7784 | 0.011149 | 4.7784
[149 empty] | 7.3.2.1.3 Advanced weather monitoring and weather stations Weather StationsWLDFRElectric Reliability | WLDFR | HFTD - Distribution - Tier 2 - 5QU CoRE ¦ 3QU LoRE | Seismic - Red Flag Warning - Catastrophic Fires | 2025 | Electric Reliability | 428.6023 | 487.9227 | 2025 | Mitigation | 0.011149 | 10 | 0 | esc | 0.011149 | 4.7784 | 0.011149 | 4.7784 | 0.011149 | 4.7784 | 0.011149 | 4.7784
[149 empty] | 7.3.2.1.3 Advanced weather monitoring and weather stations Weather StationsWLDFRElectric Reliability | WLDFR | HFTD - Distribution - Tier 2 - 5QU CoRE ¦ 3QU LoRE | Seismic - Red Flag Warning - Catastrophic Fires | 2026 | Electric Reliability | 428.6023 | 487.9227 | 2026 | Mitigation | 0.011149 | 10 | 0 | esc | 0.011149 | 4.7784 | 0.011149 | 4.7784 | 0.011149 | 4.7784 | 0.011149 | 4.7784
[149 empty] | 7.3.2.1.3 Advanced weather monitoring and weather stations Weather StationsWLDFRElectric Reliability | WLDFR | HFTD - Distribution - Tier 2 - 5QU CoRE ¦ 3QU LoRE | Seismic - Red Flag Warning - Catastrophic Fires | 2027 | Electric Reliability | 428.6023 | 487.9227 | 2027 | Mitigation | 0.011149 | 10 | 0 | esc | 0.011149 | 4.7784 | 0.011149 | 4.7784 | 0.011149 | 4.7784 | 0.011149 | 4.7784
[149 empty] | 7.3.2.1.3 Advanced weather monitoring and weather stations Weather StationsWLDFRElectric Reliability | WLDFR | HFTD - Distribution - Tier 2 - 5QU CoRE ¦ 3QU LoRE | Seismic - Red Flag Warning - Catastrophic Fires | 2028 | Electric Reliability | 453.261 | 487.9227 | 2028 | Mitigation | 0.011149 | 10 | 0 | esc | 0.011149 | 5.0533 | 0.011149 | 5.0533 | 0.011149 | 5.0533 | 0.011149 | 5.0533
[149 empty] | 7.3.2.1.3 Advanced weather monitoring and weather stations Weather StationsWLDFRElectric Reliability | WLDFR | HFTD - Distribution - Tier 2 - 5QU CoRE ¦ 3QU LoRE | Seismic - Red Flag Warning - Catastrophic Fires | 2029 | Electric Reliability | 453.261 | 487.9227 | 2029 | Mitigation | 0.011149 | 10 | 0 | esc | 0.011149 | 5.0533 | 0.011149 | 5.0533 | 0.011149 | 5.0533 | 0.011149 | 5.0533
[149 empty] | 7.3.2.1.3 Advanced weather monitoring and weather stations Weather StationsWLDFRElectric Reliability | WLDFR | HFTD - Distribution - Tier 2 - 5QU CoRE ¦ 3QU LoRE | Seismic - Red Flag Warning - Catastrophic Fires | 2030 | Electric Reliability | 453.261 | 487.9227 | 2030 | Mitigation | 0.011149 | 10 | 0 | esc | 0 | 0 | 0.011149 | 5.0533 | 0.011149 | 5.0533 | 0.011149 | 5.0533
[149 empty] | 7.3.2.1.3 Advanced weather monitoring and weather stations Weather StationsWLDFRElectric Reliability | WLDFR | HFTD - Distribution - Tier 2 - 5QU CoRE ¦ 3QU LoRE | Seismic - Red Flag Warning - Catastrophic Fires | 2031 | Electric Reliability | 453.261 | 487.9227 | 2031 | Mitigation | 0.011149 | 10 | 0 | esc | 0 | 0 | 0 | 0 | 0.011149 | 5.0533 | 0.011149 | 5.0533
[149 empty] | 7.3.2.1.3 Advanced weather monitoring and weather stations Weather StationsWLDFRElectric Reliability | WLDFR | HFTD - Distribution - Tier 2 - 5QU CoRE ¦ 3QU LoRE | Seismic - Red Flag Warning - Catastrophic Fires | 2032 | Electric Reliability | 453.261 | 487.9227 | 2032 | Mitigation | 0.011149 | 10 | 0 | esc | 0 | 0 | 0 | 0 | 0 | 0 | 0.011149 | 5.0533
[149 empty] | 7.3.2.1.3 Advanced weather monitoring and weather stations Weather StationsWLDFRElectric Reliability | WLDFR | HFTD - Distribution - Tier 2 - 5QU CoRE ¦ 4QU LoRE | Non-Red Flag Warning - Catastrophic Fires | 2021 | Electric Reliability | 222.2294 | 375.6459 | 2021 | Mitigation | 0.011149 | 10 | 0 | esc | 0.011149 | 2.4776 | 0.011149 | 2.4776 | 0 | 0 | 0 | 0
[149 empty] | 7.3.2.1.3 Advanced weather monitoring and weather stations Weather StationsWLDFRElectric Reliability | WLDFR | HFTD - Distribution - Tier 2 - 5QU CoRE ¦ 4QU LoRE | Non-Red Flag Warning - Catastrophic Fires | 2022 | Electric Reliability | 222.2294 | 375.6459 | 2022 | Mitigation | 0.011149 | 10 | 0 | esc | 0.011149 | 2.4776 | 0.011149 | 2.4776 | 0.011149 | 2.4776 | 0 | 0
[149 empty] | 7.3.2.1.3 Advanced weather monitoring and weather stations Weather StationsWLDFRElectric Reliability | WLDFR | HFTD - Distribution - Tier 2 - 5QU CoRE ¦ 4QU LoRE | Non-Red Flag Warning - Catastrophic Fires | 2023 | Electric Reliability | 233.2301 | 375.6459 | 2023 | Mitigation | 0.011149 | 10 | 0 | esc | 0.011149 | 2.6002 | 0.011149 | 2.6002 | 0.011149 | 2.6002 | 0.011149 | 2.6002
[149 empty] | 7.3.2.1.3 Advanced weather monitoring and weather stations Weather StationsWLDFRElectric Reliability | WLDFR | HFTD - Distribution - Tier 2 - 5QU CoRE ¦ 4QU LoRE | Non-Red Flag Warning - Catastrophic Fires | 2024 | Electric Reliability | 233.2301 | 375.6459 | 2024 | Mitigation | 0.011149 | 10 | 0 | esc | 0.011149 | 2.6002 | 0.011149 | 2.6002 | 0.011149 | 2.6002 | 0.011149 | 2.6002
[149 empty] | 7.3.2.1.3 Advanced weather monitoring and weather stations Weather StationsWLDFRElectric Reliability | WLDFR | HFTD - Distribution - Tier 2 - 5QU CoRE ¦ 4QU LoRE | Non-Red Flag Warning - Catastrophic Fires | 2025 | Electric Reliability | 233.2301 | 375.6459 | 2025 | Mitigation | 0.011149 | 10 | 0 | esc | 0.011149 | 2.6002 | 0.011149 | 2.6002 | 0.011149 | 2.6002 | 0.011149 | 2.6002
[149 empty] | 7.3.2.1.3 Advanced weather monitoring and weather stations Weather StationsWLDFRElectric Reliability | WLDFR | HFTD - Distribution - Tier 2 - 5QU CoRE ¦ 4QU LoRE | Non-Red Flag Warning - Catastrophic Fires | 2026 | Electric Reliability | 233.2301 | 375.6459 | 2026 | Mitigation | 0.011149 | 10 | 0 | esc | 0.011149 | 2.6002 | 0.011149 | 2.6002 | 0.011149 | 2.6002 | 0.011149 | 2.6002
[149 empty] | 7.3.2.1.3 Advanced weather monitoring and weather stations Weather StationsWLDFRElectric Reliability | WLDFR | HFTD - Distribution - Tier 2 - 5QU CoRE ¦ 4QU LoRE | Non-Red Flag Warning - Catastrophic Fires | 2027 | Electric Reliability | 233.2301 | 375.6459 | 2027 | Mitigation | 0.011149 | 10 | 0 | esc | 0.011149 | 2.6002 | 0.011149 | 2.6002 | 0.011149 | 2.6002 | 0.011149 | 2.6002
[149 empty] | 7.3.2.1.3 Advanced weather monitoring and weather stations Weather StationsWLDFRElectric Reliability | WLDFR | HFTD - Distribution - Tier 2 - 5QU CoRE ¦ 4QU LoRE | Non-Red Flag Warning - Catastrophic Fires | 2028 | Electric Reliability | 247.273 | 375.6459 | 2028 | Mitigation | 0.011149 | 10 | 0 | esc | 0.011149 | 2.7568 | 0.011149 | 2.7568 | 0.011149 | 2.7568 | 0.011149 | 2.7568
[149 empty] | 7.3.2.1.3 Advanced weather monitoring and weather stations Weather StationsWLDFRElectric Reliability | WLDFR | HFTD - Distribution - Tier 2 - 5QU CoRE ¦ 4QU LoRE | Non-Red Flag Warning - Catastrophic Fires | 2029 | Electric Reliability | 247.273 | 375.6459 | 2029 | Mitigation | 0.011149 | 10 | 0 | esc | 0.011149 | 2.7568 | 0.011149 | 2.7568 | 0.011149 | 2.7568 | 0.011149 | 2.7568
[149 empty] | 7.3.2.1.3 Advanced weather monitoring and weather stations Weather StationsWLDFRElectric Reliability | WLDFR | HFTD - Distribution - Tier 2 - 5QU CoRE ¦ 4QU LoRE | Non-Red Flag Warning - Catastrophic Fires | 2030 | Electric Reliability | 247.273 | 375.6459 | 2030 | Mitigation | 0.011149 | 10 | 0 | esc | 0 | 0 | 0.011149 | 2.7568 | 0.011149 | 2.7568 | 0.011149 | 2.7568
[149 empty] | 7.3.2.1.3 Advanced weather monitoring and weather stations Weather StationsWLDFRElectric Reliability | WLDFR | HFTD - Distribution - Tier 2 - 5QU CoRE ¦ 4QU LoRE | Non-Red Flag Warning - Catastrophic Fires | 2031 | Electric Reliability | 247.273 | 375.6459 | 2031 | Mitigation | 0.011149 | 10 | 0 | esc | 0 | 0 | 0 | 0 | 0.011149 | 2.7568 | 0.011149 | 2.7568
[149 empty] | 7.3.2.1.3 Advanced weather monitoring and weather stations Weather StationsWLDFRElectric Reliability | WLDFR | HFTD - Distribution - Tier 2 - 5QU CoRE ¦ 4QU LoRE | Non-Red Flag Warning - Catastrophic Fires | 2032 | Electric Reliability | 247.273 | 375.6459 | 2032 | Mitigation | 0.011149 | 10 | 0 | esc | 0 | 0 | 0 | 0 | 0 | 0 | 0.011149 | 2.7568
[149 empty] | 7.3.2.1.3 Advanced weather monitoring and weather stations Weather StationsWLDFRElectric Reliability | WLDFR | HFTD - Distribution - Tier 2 - 5QU CoRE ¦ 4QU LoRE | Non-Red Flag Warning - Destructive Fires | 2021 | Electric Reliability | 222.2294 | 375.6459 | 2021 | Mitigation | 0.011149 | 10 | 0 | esc | 0.011149 | 2.4776 | 0.011149 | 2.4776 | 0 | 0 | 0 | 0
[149 empty] | 7.3.2.1.3 Advanced weather monitoring and weather stations Weather StationsWLDFRElectric Reliability | WLDFR | HFTD - Distribution - Tier 2 - 5QU CoRE ¦ 4QU LoRE | Non-Red Flag Warning - Destructive Fires | 2022 | Electric Reliability | 222.2294 | 375.6459 | 2022 | Mitigation | 0.011149 | 10 | 0 | esc | 0.011149 | 2.4776 | 0.011149 | 2.4776 | 0.011149 | 2.4776 | 0 | 0
[149 empty] | 7.3.2.1.3 Advanced weather monitoring and weather stations Weather StationsWLDFRElectric Reliability | WLDFR | HFTD - Distribution - Tier 2 - 5QU CoRE ¦ 4QU LoRE | Non-Red Flag Warning - Destructive Fires | 2023 | Electric Reliability | 233.2301 | 375.6459 | 2023 | Mitigation | 0.011149 | 10 | 0 | esc | 0.011149 | 2.6002 | 0.011149 | 2.6002 | 0.011149 | 2.6002 | 0.011149 | 2.6002
[149 empty] | 7.3.2.1.3 Advanced weather monitoring and weather stations Weather StationsWLDFRElectric Reliability | WLDFR | HFTD - Distribution - Tier 2 - 5QU CoRE ¦ 4QU LoRE | Non-Red Flag Warning - Destructive Fires | 2024 | Electric Reliability | 233.2301 | 375.6459 | 2024 | Mitigation | 0.011149 | 10 | 0 | esc | 0.011149 | 2.6002 | 0.011149 | 2.6002 | 0.011149 | 2.6002 | 0.011149 | 2.6002
[149 empty] | 7.3.2.1.3 Advanced weather monitoring and weather stations Weather StationsWLDFRElectric Reliability | WLDFR | HFTD - Distribution - Tier 2 - 5QU CoRE ¦ 4QU LoRE | Non-Red Flag Warning - Destructive Fires | 2025 | Electric Reliability | 233.2301 | 375.6459 | 2025 | Mitigation | 0.011149 | 10 | 0 | esc | 0.011149 | 2.6002 | 0.011149 | 2.6002 | 0.011149 | 2.6002 | 0.011149 | 2.6002
[149 empty] | 7.3.2.1.3 Advanced weather monitoring and weather stations Weather StationsWLDFRElectric Reliability | WLDFR | HFTD - Distribution - Tier 2 - 5QU CoRE ¦ 4QU LoRE | Non-Red Flag Warning - Destructive Fires | 2026 | Electric Reliability | 233.2301 | 375.6459 | 2026 | Mitigation | 0.011149 | 10 | 0 | esc | 0.011149 | 2.6002 | 0.011149 | 2.6002 | 0.011149 | 2.6002 | 0.011149 | 2.6002
[149 empty] | 7.3.2.1.3 Advanced weather monitoring and weather stations Weather StationsWLDFRElectric Reliability | WLDFR | HFTD - Distribution - Tier 2 - 5QU CoRE ¦ 4QU LoRE | Non-Red Flag Warning - Destructive Fires | 2027 | Electric Reliability | 233.2301 | 375.6459 | 2027 | Mitigation | 0.011149 | 10 | 0 | esc | 0.011149 | 2.6002 | 0.011149 | 2.6002 | 0.011149 | 2.6002 | 0.011149 | 2.6002
[149 empty] | 7.3.2.1.3 Advanced weather monitoring and weather stations Weather StationsWLDFRElectric Reliability | WLDFR | HFTD - Distribution - Tier 2 - 5QU CoRE ¦ 4QU LoRE | Non-Red Flag Warning - Destructive Fires | 2028 | Electric Reliability | 247.273 | 375.6459 | 2028 | Mitigation | 0.011149 | 10 | 0 | esc | 0.011149 | 2.7568 | 0.011149 | 2.7568 | 0.011149 | 2.7568 | 0.011149 | 2.7568
[149 empty] | 7.3.2.1.3 Advanced weather monitoring and weather stations Weather StationsWLDFRElectric Reliability | WLDFR | HFTD - Distribution - Tier 2 - 5QU CoRE ¦ 4QU LoRE | Non-Red Flag Warning - Destructive Fires | 2029 | Electric Reliability | 247.273 | 375.6459 | 2029 | Mitigation | 0.011149 | 10 | 0 | esc | 0.011149 | 2.7568 | 0.011149 | 2.7568 | 0.011149 | 2.7568 | 0.011149 | 2.7568
[149 empty] | 7.3.2.1.3 Advanced weather monitoring and weather stations Weather StationsWLDFRElectric Reliability | WLDFR | HFTD - Distribution - Tier 2 - 5QU CoRE ¦ 4QU LoRE | Non-Red Flag Warning - Destructive Fires | 2030 | Electric Reliability | 247.273 | 375.6459 | 2030 | Mitigation | 0.011149 | 10 | 0 | esc | 0 | 0 | 0.011149 | 2.7568 | 0.011149 | 2.7568 | 0.011149 | 2.7568
[149 empty] | 7.3.2.1.3 Advanced weather monitoring and weather stations Weather StationsWLDFRElectric Reliability | WLDFR | HFTD - Distribution - Tier 2 - 5QU CoRE ¦ 4QU LoRE | Non-Red Flag Warning - Destructive Fires | 2031 | Electric Reliability | 247.273 | 375.6459 | 2031 | Mitigation | 0.011149 | 10 | 0 | esc | 0 | 0 | 0 | 0 | 0.011149 | 2.7568 | 0.011149 | 2.7568
[149 empty] | 7.3.2.1.3 Advanced weather monitoring and weather stations Weather StationsWLDFRElectric Reliability | WLDFR | HFTD - Distribution - Tier 2 - 5QU CoRE ¦ 4QU LoRE | Non-Red Flag Warning - Destructive Fires | 2032 | Electric Reliability | 247.273 | 375.6459 | 2032 | Mitigation | 0.011149 | 10 | 0 | esc | 0 | 0 | 0 | 0 | 0 | 0 | 0.011149 | 2.7568
[149 empty] | 7.3.2.1.3 Advanced weather monitoring and weather stations Weather StationsWLDFRElectric Reliability | WLDFR | HFTD - Distribution - Tier 2 - 5QU CoRE ¦ 4QU LoRE | Non-Red Flag Warning - Large Fires | 2021 | Electric Reliability | 0.69642 | 375.6459 | 2021 | Mitigation | 0.011149 | 10 | 0 | esc | 0.011149 | 0.0077642 | 0.011149 | 0.0077642 | 0 | 0 | 0 | 0
[149 empty] | 7.3.2.1.3 Advanced weather monitoring and weather stations Weather StationsWLDFRElectric Reliability | WLDFR | HFTD - Distribution - Tier 2 - 5QU CoRE ¦ 4QU LoRE | Non-Red Flag Warning - Large Fires | 2022 | Electric Reliability | 0.69642 | 375.6459 | 2022 | Mitigation | 0.011149 | 10 | 0 | esc | 0.011149 | 0.0077642 | 0.011149 | 0.0077642 | 0.011149 | 0.0077642 | 0 | 0
[149 empty] | 7.3.2.1.3 Advanced weather monitoring and weather stations Weather StationsWLDFRElectric Reliability | WLDFR | HFTD - Distribution - Tier 2 - 5QU CoRE ¦ 4QU LoRE | Non-Red Flag Warning - Large Fires | 2023 | Electric Reliability | 0.71896 | 375.6459 | 2023 | Mitigation | 0.011149 | 10 | 0 | esc | 0.011149 | 0.0080156 | 0.011149 | 0.0080156 | 0.011149 | 0.0080156 | 0.011149 | 0.0080156
[149 empty] | 7.3.2.1.3 Advanced weather monitoring and weather stations Weather StationsWLDFRElectric Reliability | WLDFR | HFTD - Distribution - Tier 2 - 5QU CoRE ¦ 4QU LoRE | Non-Red Flag Warning - Large Fires | 2024 | Electric Reliability | 0.71896 | 375.6459 | 2024 | Mitigation | 0.011149 | 10 | 0 | esc | 0.011149 | 0.0080156 | 0.011149 | 0.0080156 | 0.011149 | 0.0080156 | 0.011149 | 0.0080156
[149 empty] | 7.3.2.1.3 Advanced weather monitoring and weather stations Weather StationsWLDFRElectric Reliability | WLDFR | HFTD - Distribution - Tier 2 - 5QU CoRE ¦ 4QU LoRE | Non-Red Flag Warning - Large Fires | 2025 | Electric Reliability | 0.71896 | 375.6459 | 2025 | Mitigation | 0.011149 | 10 | 0 | esc | 0.011149 | 0.0080156 | 0.011149 | 0.0080156 | 0.011149 | 0.0080156 | 0.011149 | 0.0080156
[149 empty] | 7.3.2.1.3 Advanced weather monitoring and weather stations Weather StationsWLDFRElectric Reliability | WLDFR | HFTD - Distribution - Tier 2 - 5QU CoRE ¦ 4QU LoRE | Non-Red Flag Warning - Large Fires | 2026 | Electric Reliability | 0.71896 | 375.6459 | 2026 | Mitigation | 0.011149 | 10 | 0 | esc | 0.011149 | 0.0080156 | 0.011149 | 0.0080156 | 0.011149 | 0.0080156 | 0.011149 | 0.0080156
[149 empty] | 7.3.2.1.3 Advanced weather monitoring and weather stations Weather StationsWLDFRElectric Reliability | WLDFR | HFTD - Distribution - Tier 2 - 5QU CoRE ¦ 4QU LoRE | Non-Red Flag Warning - Large Fires | 2027 | Electric Reliability | 0.71896 | 375.6459 | 2027 | Mitigation | 0.011149 | 10 | 0 | esc | 0.011149 | 0.0080156 | 0.011149 | 0.0080156 | 0.011149 | 0.0080156 | 0.011149 | 0.0080156
[149 empty] | 7.3.2.1.3 Advanced weather monitoring and weather stations Weather StationsWLDFRElectric Reliability | WLDFR | HFTD - Distribution - Tier 2 - 5QU CoRE ¦ 4QU LoRE | Non-Red Flag Warning - Large Fires | 2028 | Electric Reliability | 0.74734 | 375.6459 | 2028 | Mitigation | 0.011149 | 10 | 0 | esc | 0.011149 | 0.0083319 | 0.011149 | 0.0083319 | 0.011149 | 0.0083319 | 0.011149 | 0.0083319
[149 empty] | 7.3.2.1.3 Advanced weather monitoring and weather stations Weather StationsWLDFRElectric Reliability | WLDFR | HFTD - Distribution - Tier 2 - 5QU CoRE ¦ 4QU LoRE | Non-Red Flag Warning - Large Fires | 2029 | Electric Reliability | 0.74734 | 375.6459 | 2029 | Mitigation | 0.011149 | 10 | 0 | esc | 0.011149 | 0.0083319 | 0.011149 | 0.0083319 | 0.011149 | 0.0083319 | 0.011149 | 0.0083319
[149 empty] | 7.3.2.1.3 Advanced weather monitoring and weather stations Weather StationsWLDFRElectric Reliability | WLDFR | HFTD - Distribution - Tier 2 - 5QU CoRE ¦ 4QU LoRE | Non-Red Flag Warning - Large Fires | 2030 | Electric Reliability | 0.74734 | 375.6459 | 2030 | Mitigation | 0.011149 | 10 | 0 | esc | 0 | 0 | 0.011149 | 0.0083319 | 0.011149 | 0.0083319 | 0.011149 | 0.0083319
[149 empty] | 7.3.2.1.3 Advanced weather monitoring and weather stations Weather StationsWLDFRElectric Reliability | WLDFR | HFTD - Distribution - Tier 2 - 5QU CoRE ¦ 4QU LoRE | Non-Red Flag Warning - Large Fires | 2031 | Electric Reliability | 0.74734 | 375.6459 | 2031 | Mitigation | 0.011149 | 10 | 0 | esc | 0 | 0 | 0 | 0 | 0.011149 | 0.0083319 | 0.011149 | 0.0083319
[149 empty] | 7.3.2.1.3 Advanced weather monitoring and weather stations Weather StationsWLDFRElectric Reliability | WLDFR | HFTD - Distribution - Tier 2 - 5QU CoRE ¦ 4QU LoRE | Non-Red Flag Warning - Large Fires | 2032 | Electric Reliability | 0.74734 | 375.6459 | 2032 | Mitigation | 0.011149 | 10 | 0 | esc | 0 | 0 | 0 | 0 | 0 | 0 | 0.011149 | 0.0083319
[149 empty] | 7.3.2.1.3 Advanced weather monitoring and weather stations Weather StationsWLDFRElectric Reliability | WLDFR | HFTD - Distribution - Tier 2 - 5QU CoRE ¦ 4QU LoRE | Non-Red Flag Warning - Small Fires | 2021 | Electric Reliability | 0.036425 | 375.6459 | 2021 | Mitigation | 0.011149 | 10 | 0 | esc | 0.011149 | 0.0004061 | 0.011149 | 0.0004061 | 0 | 0 | 0 | 0
[149 empty] | 7.3.2.1.3 Advanced weather monitoring and weather stations Weather StationsWLDFRElectric Reliability | WLDFR | HFTD - Distribution - Tier 2 - 5QU CoRE ¦ 4QU LoRE | Non-Red Flag Warning - Small Fires | 2022 | Electric Reliability | 0.036425 | 375.6459 | 2022 | Mitigation | 0.011149 | 10 | 0 | esc | 0.011149 | 0.0004061 | 0.011149 | 0.0004061 | 0.011149 | 0.0004061 | 0 | 0
[149 empty] | 7.3.2.1.3 Advanced weather monitoring and weather stations Weather StationsWLDFRElectric Reliability | WLDFR | HFTD - Distribution - Tier 2 - 5QU CoRE ¦ 4QU LoRE | Non-Red Flag Warning - Small Fires | 2023 | Electric Reliability | 0.03759 | 375.6459 | 2023 | Mitigation | 0.011149 | 10 | 0 | esc | 0.011149 | 0.00041909 | 0.011149 | 0.00041909 | 0.011149 | 0.00041909 | 0.011149 | 0.00041909
[149 empty] | 7.3.2.1.3 Advanced weather monitoring and weather stations Weather StationsWLDFRElectric Reliability | WLDFR | HFTD - Distribution - Tier 2 - 5QU CoRE ¦ 4QU LoRE | Non-Red Flag Warning - Small Fires | 2024 | Electric Reliability | 0.03759 | 375.6459 | 2024 | Mitigation | 0.011149 | 10 | 0 | esc | 0.011149 | 0.00041909 | 0.011149 | 0.00041909 | 0.011149 | 0.00041909 | 0.011149 | 0.00041909
[149 empty] | 7.3.2.1.3 Advanced weather monitoring and weather stations Weather StationsWLDFRElectric Reliability | WLDFR | HFTD - Distribution - Tier 2 - 5QU CoRE ¦ 4QU LoRE | Non-Red Flag Warning - Small Fires | 2025 | Electric Reliability | 0.03759 | 375.6459 | 2025 | Mitigation | 0.011149 | 10 | 0 | esc | 0.011149 | 0.00041909 | 0.011149 | 0.00041909 | 0.011149 | 0.00041909 | 0.011149 | 0.00041909
[149 empty] | 7.3.2.1.3 Advanced weather monitoring and weather stations Weather StationsWLDFRElectric Reliability | WLDFR | HFTD - Distribution - Tier 2 - 5QU CoRE ¦ 4QU LoRE | Non-Red Flag Warning - Small Fires | 2026 | Electric Reliability | 0.03759 | 375.6459 | 2026 | Mitigation | 0.011149 | 10 | 0 | esc | 0.011149 | 0.00041909 | 0.011149 | 0.00041909 | 0.011149 | 0.00041909 | 0.011149 | 0.00041909
[149 empty] | 7.3.2.1.3 Advanced weather monitoring and weather stations Weather StationsWLDFRElectric Reliability | WLDFR | HFTD - Distribution - Tier 2 - 5QU CoRE ¦ 4QU LoRE | Non-Red Flag Warning - Small Fires | 2027 | Electric Reliability | 0.03759 | 375.6459 | 2027 | Mitigation | 0.011149 | 10 | 0 | esc | 0.011149 | 0.00041909 | 0.011149 | 0.00041909 | 0.011149 | 0.00041909 | 0.011149 | 0.00041909
[149 empty] | 7.3.2.1.3 Advanced weather monitoring and weather stations Weather StationsWLDFRElectric Reliability | WLDFR | HFTD - Distribution - Tier 2 - 5QU CoRE ¦ 4QU LoRE | Non-Red Flag Warning - Small Fires | 2028 | Electric Reliability | 0.039055 | 375.6459 | 2028 | Mitigation | 0.011149 | 10 | 0 | esc | 0.011149 | 0.00043542 | 0.011149 | 0.00043542 | 0.011149 | 0.00043542 | 0.011149 | 0.00043542
[149 empty] | 7.3.2.1.3 Advanced weather monitoring and weather stations Weather StationsWLDFRElectric Reliability | WLDFR | HFTD - Distribution - Tier 2 - 5QU CoRE ¦ 4QU LoRE | Non-Red Flag Warning - Small Fires | 2029 | Electric Reliability | 0.039055 | 375.6459 | 2029 | Mitigation | 0.011149 | 10 | 0 | esc | 0.011149 | 0.00043542 | 0.011149 | 0.00043542 | 0.011149 | 0.00043542 | 0.011149 | 0.00043542
[149 empty] | 7.3.2.1.3 Advanced weather monitoring and weather stations Weather StationsWLDFRElectric Reliability | WLDFR | HFTD - Distribution - Tier 2 - 5QU CoRE ¦ 4QU LoRE | Non-Red Flag Warning - Small Fires | 2030 | Electric Reliability | 0.039055 | 375.6459 | 2030 | Mitigation | 0.011149 | 10 | 0 | esc | 0 | 0 | 0.011149 | 0.00043542 | 0.011149 | 0.00043542 | 0.011149 | 0.00043542
[149 empty] | 7.3.2.1.3 Advanced weather monitoring and weather stations Weather StationsWLDFRElectric Reliability | WLDFR | HFTD - Distribution - Tier 2 - 5QU CoRE ¦ 4QU LoRE | Non-Red Flag Warning - Small Fires | 2031 | Electric Reliability | 0.039055 | 375.6459 | 2031 | Mitigation | 0.011149 | 10 | 0 | esc | 0 | 0 | 0 | 0 | 0.011149 | 0.00043542 | 0.011149 | 0.00043542
[149 empty] | 7.3.2.1.3 Advanced weather monitoring and weather stations Weather StationsWLDFRElectric Reliability | WLDFR | HFTD - Distribution - Tier 2 - 5QU CoRE ¦ 4QU LoRE | Non-Red Flag Warning - Small Fires | 2032 | Electric Reliability | 0.039055 | 375.6459 | 2032 | Mitigation | 0.011149 | 10 | 0 | esc | 0 | 0 | 0 | 0 | 0 | 0 | 0.011149 | 0.00043542
[149 empty] | 7.3.2.1.3 Advanced weather monitoring and weather stations Weather StationsWLDFRElectric Reliability | WLDFR | HFTD - Distribution - Tier 2 - 5QU CoRE ¦ 4QU LoRE | Red Flag Warning - Catastrophic Fires | 2021 | Electric Reliability | 222.2294 | 375.6459 | 2021 | Mitigation | 0.011149 | 10 | 0 | esc | 0.011149 | 2.4776 | 0.011149 | 2.4776 | 0 | 0 | 0 | 0
[149 empty] | 7.3.2.1.3 Advanced weather monitoring and weather stations Weather StationsWLDFRElectric Reliability | WLDFR | HFTD - Distribution - Tier 2 - 5QU CoRE ¦ 4QU LoRE | Red Flag Warning - Catastrophic Fires | 2022 | Electric Reliability | 222.2294 | 375.6459 | 2022 | Mitigation | 0.011149 | 10 | 0 | esc | 0.011149 | 2.4776 | 0.011149 | 2.4776 | 0.011149 | 2.4776 | 0 | 0
[149 empty] | 7.3.2.1.3 Advanced weather monitoring and weather stations Weather StationsWLDFRElectric Reliability | WLDFR | HFTD - Distribution - Tier 2 - 5QU CoRE ¦ 4QU LoRE | Red Flag Warning - Catastrophic Fires | 2023 | Electric Reliability | 233.2301 | 375.6459 | 2023 | Mitigation | 0.011149 | 10 | 0 | esc | 0.011149 | 2.6002 | 0.011149 | 2.6002 | 0.011149 | 2.6002 | 0.011149 | 2.6002
[149 empty] | 7.3.2.1.3 Advanced weather monitoring and weather stations Weather StationsWLDFRElectric Reliability | WLDFR | HFTD - Distribution - Tier 2 - 5QU CoRE ¦ 4QU LoRE | Red Flag Warning - Catastrophic Fires | 2024 | Electric Reliability | 233.2301 | 375.6459 | 2024 | Mitigation | 0.011149 | 10 | 0 | esc | 0.011149 | 2.6002 | 0.011149 | 2.6002 | 0.011149 | 2.6002 | 0.011149 | 2.6002
[149 empty] | 7.3.2.1.3 Advanced weather monitoring and weather stations Weather StationsWLDFRElectric Reliability | WLDFR | HFTD - Distribution - Tier 2 - 5QU CoRE ¦ 4QU LoRE | Red Flag Warning - Catastrophic Fires | 2025 | Electric Reliability | 233.2301 | 375.6459 | 2025 | Mitigation | 0.011149 | 10 | 0 | esc | 0.011149 | 2.6002 | 0.011149 | 2.6002 | 0.011149 | 2.6002 | 0.011149 | 2.6002
[149 empty] | 7.3.2.1.3 Advanced weather monitoring and weather stations Weather StationsWLDFRElectric Reliability | WLDFR | HFTD - Distribution - Tier 2 - 5QU CoRE ¦ 4QU LoRE | Red Flag Warning - Catastrophic Fires | 2026 | Electric Reliability | 233.2301 | 375.6459 | 2026 | Mitigation | 0.011149 | 10 | 0 | esc | 0.011149 | 2.6002 | 0.011149 | 2.6002 | 0.011149 | 2.6002 | 0.011149 | 2.6002
[149 empty] | 7.3.2.1.3 Advanced weather monitoring and weather stations Weather StationsWLDFRElectric Reliability | WLDFR | HFTD - Distribution - Tier 2 - 5QU CoRE ¦ 4QU LoRE | Red Flag Warning - Catastrophic Fires | 2027 | Electric Reliability | 233.2301 | 375.6459 | 2027 | Mitigation | 0.011149 | 10 | 0 | esc | 0.011149 | 2.6002 | 0.011149 | 2.6002 | 0.011149 | 2.6002 | 0.011149 | 2.6002
[149 empty] | 7.3.2.1.3 Advanced weather monitoring and weather stations Weather StationsWLDFRElectric Reliability | WLDFR | HFTD - Distribution - Tier 2 - 5QU CoRE ¦ 4QU LoRE | Red Flag Warning - Catastrophic Fires | 2028 | Electric Reliability | 247.273 | 375.6459 | 2028 | Mitigation | 0.011149 | 10 | 0 | esc | 0.011149 | 2.7568 | 0.011149 | 2.7568 | 0.011149 | 2.7568 | 0.011149 | 2.7568
[149 empty] | 7.3.2.1.3 Advanced weather monitoring and weather stations Weather StationsWLDFRElectric Reliability | WLDFR | HFTD - Distribution - Tier 2 - 5QU CoRE ¦ 4QU LoRE | Red Flag Warning - Catastrophic Fires | 2029 | Electric Reliability | 247.273 | 375.6459 | 2029 | Mitigation | 0.011149 | 10 | 0 | esc | 0.011149 | 2.7568 | 0.011149 | 2.7568 | 0.011149 | 2.7568 | 0.011149 | 2.7568
[149 empty] | 7.3.2.1.3 Advanced weather monitoring and weather stations Weather StationsWLDFRElectric Reliability | WLDFR | HFTD - Distribution - Tier 2 - 5QU CoRE ¦ 4QU LoRE | Red Flag Warning - Catastrophic Fires | 2030 | Electric Reliability | 247.273 | 375.6459 | 2030 | Mitigation | 0.011149 | 10 | 0 | esc | 0 | 0 | 0.011149 | 2.7568 | 0.011149 | 2.7568 | 0.011149 | 2.7568
[149 empty] | 7.3.2.1.3 Advanced weather monitoring and weather stations Weather StationsWLDFRElectric Reliability | WLDFR | HFTD - Distribution - Tier 2 - 5QU CoRE ¦ 4QU LoRE | Red Flag Warning - Catastrophic Fires | 2031 | Electric Reliability | 247.273 | 375.6459 | 2031 | Mitigation | 0.011149 | 10 | 0 | esc | 0 | 0 | 0 | 0 | 0.011149 | 2.7568 | 0.011149 | 2.7568
[149 empty] | 7.3.2.1.3 Advanced weather monitoring and weather stations Weather StationsWLDFRElectric Reliability | WLDFR | HFTD - Distribution - Tier 2 - 5QU CoRE ¦ 4QU LoRE | Red Flag Warning - Catastrophic Fires | 2032 | Electric Reliability | 247.273 | 375.6459 | 2032 | Mitigation | 0.011149 | 10 | 0 | esc | 0 | 0 | 0 | 0 | 0 | 0 | 0.011149 | 2.7568
[149 empty] | 7.3.2.1.3 Advanced weather monitoring and weather stations Weather StationsWLDFRElectric Reliability | WLDFR | HFTD - Distribution - Tier 2 - 5QU CoRE ¦ 4QU LoRE | Red Flag Warning - Destructive Fires | 2021 | Electric Reliability | 222.2294 | 375.6459 | 2021 | Mitigation | 0.011149 | 10 | 0 | esc | 0.011149 | 2.4776 | 0.011149 | 2.4776 | 0 | 0 | 0 | 0
[149 empty] | 7.3.2.1.3 Advanced weather monitoring and weather stations Weather StationsWLDFRElectric Reliability | WLDFR | HFTD - Distribution - Tier 2 - 5QU CoRE ¦ 4QU LoRE | Red Flag Warning - Destructive Fires | 2022 | Electric Reliability | 222.2294 | 375.6459 | 2022 | Mitigation | 0.011149 | 10 | 0 | esc | 0.011149 | 2.4776 | 0.011149 | 2.4776 | 0.011149 | 2.4776 | 0 | 0
[149 empty] | 7.3.2.1.3 Advanced weather monitoring and weather stations Weather StationsWLDFRElectric Reliability | WLDFR | HFTD - Distribution - Tier 2 - 5QU CoRE ¦ 4QU LoRE | Red Flag Warning - Destructive Fires | 2023 | Electric Reliability | 233.2301 | 375.6459 | 2023 | Mitigation | 0.011149 | 10 | 0 | esc | 0.011149 | 2.6002 | 0.011149 | 2.6002 | 0.011149 | 2.6002 | 0.011149 | 2.6002
[149 empty] | 7.3.2.1.3 Advanced weather monitoring and weather stations Weather StationsWLDFRElectric Reliability | WLDFR | HFTD - Distribution - Tier 2 - 5QU CoRE ¦ 4QU LoRE | Red Flag Warning - Destructive Fires | 2024 | Electric Reliability | 233.2301 | 375.6459 | 2024 | Mitigation | 0.011149 | 10 | 0 | esc | 0.011149 | 2.6002 | 0.011149 | 2.6002 | 0.011149 | 2.6002 | 0.011149 | 2.6002
[149 empty] | 7.3.2.1.3 Advanced weather monitoring and weather stations Weather StationsWLDFRElectric Reliability | WLDFR | HFTD - Distribution - Tier 2 - 5QU CoRE ¦ 4QU LoRE | Red Flag Warning - Destructive Fires | 2025 | Electric Reliability | 233.2301 | 375.6459 | 2025 | Mitigation | 0.011149 | 10 | 0 | esc | 0.011149 | 2.6002 | 0.011149 | 2.6002 | 0.011149 | 2.6002 | 0.011149 | 2.6002
[149 empty] | 7.3.2.1.3 Advanced weather monitoring and weather stations Weather StationsWLDFRElectric Reliability | WLDFR | HFTD - Distribution - Tier 2 - 5QU CoRE ¦ 4QU LoRE | Red Flag Warning - Destructive Fires | 2026 | Electric Reliability | 233.2301 | 375.6459 | 2026 | Mitigation | 0.011149 | 10 | 0 | esc | 0.011149 | 2.6002 | 0.011149 | 2.6002 | 0.011149 | 2.6002 | 0.011149 | 2.6002
[149 empty] | 7.3.2.1.3 Advanced weather monitoring and weather stations Weather StationsWLDFRElectric Reliability | WLDFR | HFTD - Distribution - Tier 2 - 5QU CoRE ¦ 4QU LoRE | Red Flag Warning - Destructive Fires | 2027 | Electric Reliability | 233.2301 | 375.6459 | 2027 | Mitigation | 0.011149 | 10 | 0 | esc | 0.011149 | 2.6002 | 0.011149 | 2.6002 | 0.011149 | 2.6002 | 0.011149 | 2.6002
[149 empty] | 7.3.2.1.3 Advanced weather monitoring and weather stations Weather StationsWLDFRElectric Reliability | WLDFR | HFTD - Distribution - Tier 2 - 5QU CoRE ¦ 4QU LoRE | Red Flag Warning - Destructive Fires | 2028 | Electric Reliability | 247.273 | 375.6459 | 2028 | Mitigation | 0.011149 | 10 | 0 | esc | 0.011149 | 2.7568 | 0.011149 | 2.7568 | 0.011149 | 2.7568 | 0.011149 | 2.7568
[149 empty] | 7.3.2.1.3 Advanced weather monitoring and weather stations Weather StationsWLDFRElectric Reliability | WLDFR | HFTD - Distribution - Tier 2 - 5QU CoRE ¦ 4QU LoRE | Red Flag Warning - Destructive Fires | 2029 | Electric Reliability | 247.273 | 375.6459 | 2029 | Mitigation | 0.011149 | 10 | 0 | esc | 0.011149 | 2.7568 | 0.011149 | 2.7568 | 0.011149 | 2.7568 | 0.011149 | 2.7568
[149 empty] | 7.3.2.1.3 Advanced weather monitoring and weather stations Weather StationsWLDFRElectric Reliability | WLDFR | HFTD - Distribution - Tier 2 - 5QU CoRE ¦ 4QU LoRE | Red Flag Warning - Destructive Fires | 2030 | Electric Reliability | 247.273 | 375.6459 | 2030 | Mitigation | 0.011149 | 10 | 0 | esc | 0 | 0 | 0.011149 | 2.7568 | 0.011149 | 2.7568 | 0.011149 | 2.7568
[149 empty] | 7.3.2.1.3 Advanced weather monitoring and weather stations Weather StationsWLDFRElectric Reliability | WLDFR | HFTD - Distribution - Tier 2 - 5QU CoRE ¦ 4QU LoRE | Red Flag Warning - Destructive Fires | 2031 | Electric Reliability | 247.273 | 375.6459 | 2031 | Mitigation | 0.011149 | 10 | 0 | esc | 0 | 0 | 0 | 0 | 0.011149 | 2.7568 | 0.011149 | 2.7568
[149 empty] | 7.3.2.1.3 Advanced weather monitoring and weather stations Weather StationsWLDFRElectric Reliability | WLDFR | HFTD - Distribution - Tier 2 - 5QU CoRE ¦ 4QU LoRE | Red Flag Warning - Destructive Fires | 2032 | Electric Reliability | 247.273 | 375.6459 | 2032 | Mitigation | 0.011149 | 10 | 0 | esc | 0 | 0 | 0 | 0 | 0 | 0 | 0.011149 | 2.7568
[149 empty] | 7.3.2.1.3 Advanced weather monitoring and weather stations Weather StationsWLDFRElectric Reliability | WLDFR | HFTD - Distribution - Tier 2 - 5QU CoRE ¦ 4QU LoRE | Red Flag Warning - Large Fires | 2021 | Electric Reliability | 0.69642 | 375.6459 | 2021 | Mitigation | 0.011149 | 10 | 0 | esc | 0.011149 | 0.0077642 | 0.011149 | 0.0077642 | 0 | 0 | 0 | 0
[149 empty] | 7.3.2.1.3 Advanced weather monitoring and weather stations Weather StationsWLDFRElectric Reliability | WLDFR | HFTD - Distribution - Tier 2 - 5QU CoRE ¦ 4QU LoRE | Red Flag Warning - Large Fires | 2022 | Electric Reliability | 0.69642 | 375.6459 | 2022 | Mitigation | 0.011149 | 10 | 0 | esc | 0.011149 | 0.0077642 | 0.011149 | 0.0077642 | 0.011149 | 0.0077642 | 0 | 0
[149 empty] | 7.3.2.1.3 Advanced weather monitoring and weather stations Weather StationsWLDFRElectric Reliability | WLDFR | HFTD - Distribution - Tier 2 - 5QU CoRE ¦ 4QU LoRE | Red Flag Warning - Large Fires | 2023 | Electric Reliability | 0.71896 | 375.6459 | 2023 | Mitigation | 0.011149 | 10 | 0 | esc | 0.011149 | 0.0080156 | 0.011149 | 0.0080156 | 0.011149 | 0.0080156 | 0.011149 | 0.0080156
[149 empty] | 7.3.2.1.3 Advanced weather monitoring and weather stations Weather StationsWLDFRElectric Reliability | WLDFR | HFTD - Distribution - Tier 2 - 5QU CoRE ¦ 4QU LoRE | Red Flag Warning - Large Fires | 2024 | Electric Reliability | 0.71896 | 375.6459 | 2024 | Mitigation | 0.011149 | 10 | 0 | esc | 0.011149 | 0.0080156 | 0.011149 | 0.0080156 | 0.011149 | 0.0080156 | 0.011149 | 0.0080156
[149 empty] | 7.3.2.1.3 Advanced weather monitoring and weather stations Weather StationsWLDFRElectric Reliability | WLDFR | HFTD - Distribution - Tier 2 - 5QU CoRE ¦ 4QU LoRE | Red Flag Warning - Large Fires | 2025 | Electric Reliability | 0.71896 | 375.6459 | 2025 | Mitigation | 0.011149 | 10 | 0 | esc | 0.011149 | 0.0080156 | 0.011149 | 0.0080156 | 0.011149 | 0.0080156 | 0.011149 | 0.0080156
[149 empty] | 7.3.2.1.3 Advanced weather monitoring and weather stations Weather StationsWLDFRElectric Reliability | WLDFR | HFTD - Distribution - Tier 2 - 5QU CoRE ¦ 4QU LoRE | Red Flag Warning - Large Fires | 2026 | Electric Reliability | 0.71896 | 375.6459 | 2026 | Mitigation | 0.011149 | 10 | 0 | esc | 0.011149 | 0.0080156 | 0.011149 | 0.0080156 | 0.011149 | 0.0080156 | 0.011149 | 0.0080156
[149 empty] | 7.3.2.1.3 Advanced weather monitoring and weather stations Weather StationsWLDFRElectric Reliability | WLDFR | HFTD - Distribution - Tier 2 - 5QU CoRE ¦ 4QU LoRE | Red Flag Warning - Large Fires | 2027 | Electric Reliability | 0.71896 | 375.6459 | 2027 | Mitigation | 0.011149 | 10 | 0 | esc | 0.011149 | 0.0080156 | 0.011149 | 0.0080156 | 0.011149 | 0.0080156 | 0.011149 | 0.0080156
[149 empty] | 7.3.2.1.3 Advanced weather monitoring and weather stations Weather StationsWLDFRElectric Reliability | WLDFR | HFTD - Distribution - Tier 2 - 5QU CoRE ¦ 4QU LoRE | Red Flag Warning - Large Fires | 2028 | Electric Reliability | 0.74734 | 375.6459 | 2028 | Mitigation | 0.011149 | 10 | 0 | esc | 0.011149 | 0.0083319 | 0.011149 | 0.0083319 | 0.011149 | 0.0083319 | 0.011149 | 0.0083319
[149 empty] | 7.3.2.1.3 Advanced weather monitoring and weather stations Weather StationsWLDFRElectric Reliability | WLDFR | HFTD - Distribution - Tier 2 - 5QU CoRE ¦ 4QU LoRE | Red Flag Warning - Large Fires | 2029 | Electric Reliability | 0.74734 | 375.6459 | 2029 | Mitigation | 0.011149 | 10 | 0 | esc | 0.011149 | 0.0083319 | 0.011149 | 0.0083319 | 0.011149 | 0.0083319 | 0.011149 | 0.0083319
[149 empty] | 7.3.2.1.3 Advanced weather monitoring and weather stations Weather StationsWLDFRElectric Reliability | WLDFR | HFTD - Distribution - Tier 2 - 5QU CoRE ¦ 4QU LoRE | Red Flag Warning - Large Fires | 2030 | Electric Reliability | 0.74734 | 375.6459 | 2030 | Mitigation | 0.011149 | 10 | 0 | esc | 0 | 0 | 0.011149 | 0.0083319 | 0.011149 | 0.0083319 | 0.011149 | 0.0083319
[149 empty] | 7.3.2.1.3 Advanced weather monitoring and weather stations Weather StationsWLDFRElectric Reliability | WLDFR | HFTD - Distribution - Tier 2 - 5QU CoRE ¦ 4QU LoRE | Red Flag Warning - Large Fires | 2031 | Electric Reliability | 0.74734 | 375.6459 | 2031 | Mitigation | 0.011149 | 10 | 0 | esc | 0 | 0 | 0 | 0 | 0.011149 | 0.0083319 | 0.011149 | 0.0083319
[149 empty] | 7.3.2.1.3 Advanced weather monitoring and weather stations Weather StationsWLDFRElectric Reliability | WLDFR | HFTD - Distribution - Tier 2 - 5QU CoRE ¦ 4QU LoRE | Red Flag Warning - Large Fires | 2032 | Electric Reliability | 0.74734 | 375.6459 | 2032 | Mitigation | 0.011149 | 10 | 0 | esc | 0 | 0 | 0 | 0 | 0 | 0 | 0.011149 | 0.0083319
[149 empty] | 7.3.2.1.3 Advanced weather monitoring and weather stations Weather StationsWLDFRElectric Reliability | WLDFR | HFTD - Distribution - Tier 2 - 5QU CoRE ¦ 4QU LoRE | Red Flag Warning - Small Fires | 2021 | Electric Reliability | 0.036425 | 375.6459 | 2021 | Mitigation | 0.011149 | 10 | 0 | esc | 0.011149 | 0.0004061 | 0.011149 | 0.0004061 | 0 | 0 | 0 | 0
[149 empty] | 7.3.2.1.3 Advanced weather monitoring and weather stations Weather StationsWLDFRElectric Reliability | WLDFR | HFTD - Distribution - Tier 2 - 5QU CoRE ¦ 4QU LoRE | Red Flag Warning - Small Fires | 2022 | Electric Reliability | 0.036425 | 375.6459 | 2022 | Mitigation | 0.011149 | 10 | 0 | esc | 0.011149 | 0.0004061 | 0.011149 | 0.0004061 | 0.011149 | 0.0004061 | 0 | 0
[149 empty] | 7.3.2.1.3 Advanced weather monitoring and weather stations Weather StationsWLDFRElectric Reliability | WLDFR | HFTD - Distribution - Tier 2 - 5QU CoRE ¦ 4QU LoRE | Red Flag Warning - Small Fires | 2023 | Electric Reliability | 0.03759 | 375.6459 | 2023 | Mitigation | 0.011149 | 10 | 0 | esc | 0.011149 | 0.00041909 | 0.011149 | 0.00041909 | 0.011149 | 0.00041909 | 0.011149 | 0.00041909
[149 empty] | 7.3.2.1.3 Advanced weather monitoring and weather stations Weather StationsWLDFRElectric Reliability | WLDFR | HFTD - Distribution - Tier 2 - 5QU CoRE ¦ 4QU LoRE | Red Flag Warning - Small Fires | 2024 | Electric Reliability | 0.03759 | 375.6459 | 2024 | Mitigation | 0.011149 | 10 | 0 | esc | 0.011149 | 0.00041909 | 0.011149 | 0.00041909 | 0.011149 | 0.00041909 | 0.011149 | 0.00041909
[149 empty] | 7.3.2.1.3 Advanced weather monitoring and weather stations Weather StationsWLDFRElectric Reliability | WLDFR | HFTD - Distribution - Tier 2 - 5QU CoRE ¦ 4QU LoRE | Red Flag Warning - Small Fires | 2025 | Electric Reliability | 0.03759 | 375.6459 | 2025 | Mitigation | 0.011149 | 10 | 0 | esc | 0.011149 | 0.00041909 | 0.011149 | 0.00041909 | 0.011149 | 0.00041909 | 0.011149 | 0.00041909
[149 empty] | 7.3.2.1.3 Advanced weather monitoring and weather stations Weather StationsWLDFRElectric Reliability | WLDFR | HFTD - Distribution - Tier 2 - 5QU CoRE ¦ 4QU LoRE | Red Flag Warning - Small Fires | 2026 | Electric Reliability | 0.03759 | 375.6459 | 2026 | Mitigation | 0.011149 | 10 | 0 | esc | 0.011149 | 0.00041909 | 0.011149 | 0.00041909 | 0.011149 | 0.00041909 | 0.011149 | 0.00041909
[149 empty] | 7.3.2.1.3 Advanced weather monitoring and weather stations Weather StationsWLDFRElectric Reliability | WLDFR | HFTD - Distribution - Tier 2 - 5QU CoRE ¦ 4QU LoRE | Red Flag Warning - Small Fires | 2027 | Electric Reliability | 0.03759 | 375.6459 | 2027 | Mitigation | 0.011149 | 10 | 0 | esc | 0.011149 | 0.00041909 | 0.011149 | 0.00041909 | 0.011149 | 0.00041909 | 0.011149 | 0.00041909
[149 empty] | 7.3.2.1.3 Advanced weather monitoring and weather stations Weather StationsWLDFRElectric Reliability | WLDFR | HFTD - Distribution - Tier 2 - 5QU CoRE ¦ 4QU LoRE | Red Flag Warning - Small Fires | 2028 | Electric Reliability | 0.039055 | 375.6459 | 2028 | Mitigation | 0.011149 | 10 | 0 | esc | 0.011149 | 0.00043542 | 0.011149 | 0.00043542 | 0.011149 | 0.00043542 | 0.011149 | 0.00043542
[149 empty] | 7.3.2.1.3 Advanced weather monitoring and weather stations Weather StationsWLDFRElectric Reliability | WLDFR | HFTD - Distribution - Tier 2 - 5QU CoRE ¦ 4QU LoRE | Red Flag Warning - Small Fires | 2029 | Electric Reliability | 0.039055 | 375.6459 | 2029 | Mitigation | 0.011149 | 10 | 0 | esc | 0.011149 | 0.00043542 | 0.011149 | 0.00043542 | 0.011149 | 0.00043542 | 0.011149 | 0.00043542
[149 empty] | 7.3.2.1.3 Advanced weather monitoring and weather stations Weather StationsWLDFRElectric Reliability | WLDFR | HFTD - Distribution - Tier 2 - 5QU CoRE ¦ 4QU LoRE | Red Flag Warning - Small Fires | 2030 | Electric Reliability | 0.039055 | 375.6459 | 2030 | Mitigation | 0.011149 | 10 | 0 | esc | 0 | 0 | 0.011149 | 0.00043542 | 0.011149 | 0.00043542 | 0.011149 | 0.00043542
[149 empty] | 7.3.2.1.3 Advanced weather monitoring and weather stations Weather StationsWLDFRElectric Reliability | WLDFR | HFTD - Distribution - Tier 2 - 5QU CoRE ¦ 4QU LoRE | Red Flag Warning - Small Fires | 2031 | Electric Reliability | 0.039055 | 375.6459 | 2031 | Mitigation | 0.011149 | 10 | 0 | esc | 0 | 0 | 0 | 0 | 0.011149 | 0.00043542 | 0.011149 | 0.00043542
[149 empty] | 7.3.2.1.3 Advanced weather monitoring and weather stations Weather StationsWLDFRElectric Reliability | WLDFR | HFTD - Distribution - Tier 2 - 5QU CoRE ¦ 4QU LoRE | Red Flag Warning - Small Fires | 2032 | Electric Reliability | 0.039055 | 375.6459 | 2032 | Mitigation | 0.011149 | 10 | 0 | esc | 0 | 0 | 0 | 0 | 0 | 0 | 0.011149 | 0.00043542
[149 empty] | 7.3.2.1.3 Advanced weather monitoring and weather stations Weather StationsWLDFRElectric Reliability | WLDFR | HFTD - Distribution - Tier 2 - 5QU CoRE ¦ 4QU LoRE | Seismic - Non-Red Flag Warning - Catastrophic Fires | 2021 | Electric Reliability | 409.2237 | 375.6459 | 2021 | Mitigation | 0.011149 | 10 | 0 | esc | 0.011149 | 4.5624 | 0.011149 | 4.5624 | 0 | 0 | 0 | 0
[149 empty] | 7.3.2.1.3 Advanced weather monitoring and weather stations Weather StationsWLDFRElectric Reliability | WLDFR | HFTD - Distribution - Tier 2 - 5QU CoRE ¦ 4QU LoRE | Seismic - Non-Red Flag Warning - Catastrophic Fires | 2022 | Electric Reliability | 409.2237 | 375.6459 | 2022 | Mitigation | 0.011149 | 10 | 0 | esc | 0.011149 | 4.5624 | 0.011149 | 4.5624 | 0.011149 | 4.5624 | 0 | 0
[149 empty] | 7.3.2.1.3 Advanced weather monitoring and weather stations Weather StationsWLDFRElectric Reliability | WLDFR | HFTD - Distribution - Tier 2 - 5QU CoRE ¦ 4QU LoRE | Seismic - Non-Red Flag Warning - Catastrophic Fires | 2023 | Electric Reliability | 428.6023 | 375.6459 | 2023 | Mitigation | 0.011149 | 10 | 0 | esc | 0.011149 | 4.7784 | 0.011149 | 4.7784 | 0.011149 | 4.7784 | 0.011149 | 4.7784
[149 empty] | 7.3.2.1.3 Advanced weather monitoring and weather stations Weather StationsWLDFRElectric Reliability | WLDFR | HFTD - Distribution - Tier 2 - 5QU CoRE ¦ 4QU LoRE | Seismic - Non-Red Flag Warning - Catastrophic Fires | 2024 | Electric Reliability | 428.6023 | 375.6459 | 2024 | Mitigation | 0.011149 | 10 | 0 | esc | 0.011149 | 4.7784 | 0.011149 | 4.7784 | 0.011149 | 4.7784 | 0.011149 | 4.7784
[79 empty] | WLDFR | HFTD - Distribution - Tier 2 - 5QU CoRE ¦ 3QU LoRE | Non-Red Flag Warning - Catastrophic Fires | 2020 | 0 | 0 | 0 | 0 | 14146.1306 | 222.2294 | 8585.7228 | 5338.1784 | 2.4776 | 0 | 0 | 0 | 7.6996e-08 |  | 0 | 1.9077e-07 | 1.9077e-07 | 0 | 0 | 0 | 0 | 0 | 0 | 0 | 0 | Column30: 0 | [29 empty] | 7.3.2.1.3 Advanced weather monitoring and weather stations Weather StationsWLDFRElectric Reliability | WLDFR | HFTD - Distribution - Tier 2 - 5QU CoRE ¦ 4QU LoRE | Seismic - Non-Red Flag Warning - Catastrophic Fires | 2025 | Electric Reliability | 428.6023 | 375.6459 | 2025 | Mitigation | 0.011149 | 10 | 0 | esc | 0.011149 | 4.7784 | 0.011149 | 4.7784 | 0.011149 | 4.7784 | 0.011149 | 4.7784
[79 empty] | WLDFR | HFTD - Distribution - Tier 2 - 5QU CoRE ¦ 3QU LoRE | Non-Red Flag Warning - Catastrophic Fires | 2021 | 0 | 0 | 0 | 0 | 14146.1306 | 222.2294 | 8585.7228 | 5338.1784 | 2.4776 | 2.4776 | 0 | 0 | 7.6996e-08 |  | 0 | 1.9077e-07 | 1.9077e-07 | 0 | 1.9077e-07 | 1.9077e-07 | 0 | 0 | 0 | 0 | 0 | Column30: 0 | [29 empty] | 7.3.2.1.3 Advanced weather monitoring and weather stations Weather StationsWLDFRElectric Reliability | WLDFR | HFTD - Distribution - Tier 2 - 5QU CoRE ¦ 4QU LoRE | Seismic - Non-Red Flag Warning - Catastrophic Fires | 2026 | Electric Reliability | 428.6023 | 375.6459 | 2026 | Mitigation | 0.011149 | 10 | 0 | esc | 0.011149 | 4.7784 | 0.011149 | 4.7784 | 0.011149 | 4.7784 | 0.011149 | 4.7784
[79 empty] | WLDFR | HFTD - Distribution - Tier 2 - 5QU CoRE ¦ 3QU LoRE | Non-Red Flag Warning - Catastrophic Fires | 2022 | 0 | 0 | 0 | 0 | 14146.1306 | 222.2294 | 8585.7228 | 5338.1784 | 2.4776 | 2.4776 | 2.4776 | 0 | 7.6996e-08 |  | 0 | 1.9077e-07 | 1.9077e-07 | 0 | 1.9077e-07 | 1.9077e-07 | 0 | 1.9077e-07 | 1.9077e-07 | 0 | 0 | Column30: 0 | [29 empty] | 7.3.2.1.3 Advanced weather monitoring and weather stations Weather StationsWLDFRElectric Reliability | WLDFR | HFTD - Distribution - Tier 2 - 5QU CoRE ¦ 4QU LoRE | Seismic - Non-Red Flag Warning - Catastrophic Fires | 2027 | Electric Reliability | 428.6023 | 375.6459 | 2027 | Mitigation | 0.011149 | 10 | 0 | esc | 0.011149 | 4.7784 | 0.011149 | 4.7784 | 0.011149 | 4.7784 | 0.011149 | 4.7784
[79 empty] | WLDFR | HFTD - Distribution - Tier 2 - 5QU CoRE ¦ 3QU LoRE | Non-Red Flag Warning - Catastrophic Fires | 2023 | 0 | 0 | 0 | 0 | 14664.6376 | 233.2301 | 8896.516 | 5534.8915 | 2.6002 | 2.6002 | 2.6002 | 2.6002 | 7.6996e-08 |  | 0 | 2.0021e-07 | 2.0021e-07 | 0 | 2.0021e-07 | 2.0021e-07 | 0 | 2.0021e-07 | 2.0021e-07 | 0 | 2.0021e-07 | Column30: 2.0021e-07 | [29 empty] | 7.3.2.1.3 Advanced weather monitoring and weather stations Weather StationsWLDFRElectric Reliability | WLDFR | HFTD - Distribution - Tier 2 - 5QU CoRE ¦ 4QU LoRE | Seismic - Non-Red Flag Warning - Catastrophic Fires | 2028 | Electric Reliability | 453.261 | 375.6459 | 2028 | Mitigation | 0.011149 | 10 | 0 | esc | 0.011149 | 5.0533 | 0.011149 | 5.0533 | 0.011149 | 5.0533 | 0.011149 | 5.0533
[79 empty] | WLDFR | HFTD - Distribution - Tier 2 - 5QU CoRE ¦ 3QU LoRE | Non-Red Flag Warning - Catastrophic Fires | 2024 | 0 | 0 | 0 | 0 | 14664.6376 | 233.2301 | 8896.516 | 5534.8915 | 2.6002 | 2.6002 | 2.6002 | 2.6002 | 7.6996e-08 |  | 0 | 2.0021e-07 | 2.0021e-07 | 0 | 2.0021e-07 | 2.0021e-07 | 0 | 2.0021e-07 | 2.0021e-07 | 0 | 2.0021e-07 | Column30: 2.0021e-07 | [29 empty] | 7.3.2.1.3 Advanced weather monitoring and weather stations Weather StationsWLDFRElectric Reliability | WLDFR | HFTD - Distribution - Tier 2 - 5QU CoRE ¦ 4QU LoRE | Seismic - Non-Red Flag Warning - Catastrophic Fires | 2029 | Electric Reliability | 453.261 | 375.6459 | 2029 | Mitigation | 0.011149 | 10 | 0 | esc | 0.011149 | 5.0533 | 0.011149 | 5.0533 | 0.011149 | 5.0533 | 0.011149 | 5.0533
[79 empty] | WLDFR | HFTD - Distribution - Tier 2 - 5QU CoRE ¦ 3QU LoRE | Non-Red Flag Warning - Catastrophic Fires | 2025 | 0 | 0 | 0 | 0 | 14664.6376 | 233.2301 | 8896.516 | 5534.8915 | 2.6002 | 2.6002 | 2.6002 | 2.6002 | 7.6996e-08 |  | 0 | 2.0021e-07 | 2.0021e-07 | 0 | 2.0021e-07 | 2.0021e-07 | 0 | 2.0021e-07 | 2.0021e-07 | 0 | 2.0021e-07 | Column30: 2.0021e-07 | [29 empty] | 7.3.2.1.3 Advanced weather monitoring and weather stations Weather StationsWLDFRElectric Reliability | WLDFR | HFTD - Distribution - Tier 2 - 5QU CoRE ¦ 4QU LoRE | Seismic - Non-Red Flag Warning - Catastrophic Fires | 2030 | Electric Reliability | 453.261 | 375.6459 | 2030 | Mitigation | 0.011149 | 10 | 0 | esc | 0 | 0 | 0.011149 | 5.0533 | 0.011149 | 5.0533 | 0.011149 | 5.0533
[79 empty] | WLDFR | HFTD - Distribution - Tier 2 - 5QU CoRE ¦ 3QU LoRE | Non-Red Flag Warning - Catastrophic Fires | 2026 | 0 | 0 | 0 | 0 | 14664.6376 | 233.2301 | 8896.516 | 5534.8915 | 2.6002 | 2.6002 | 2.6002 | 2.6002 | 7.6996e-08 |  | 0 | 2.0021e-07 | 2.0021e-07 | 0 | 2.0021e-07 | 2.0021e-07 | 0 | 2.0021e-07 | 2.0021e-07 | 0 | 2.0021e-07 | Column30: 2.0021e-07 | [29 empty] | 7.3.2.1.3 Advanced weather monitoring and weather stations Weather StationsWLDFRElectric Reliability | WLDFR | HFTD - Distribution - Tier 2 - 5QU CoRE ¦ 4QU LoRE | Seismic - Non-Red Flag Warning - Catastrophic Fires | 2031 | Electric Reliability | 453.261 | 375.6459 | 2031 | Mitigation | 0.011149 | 10 | 0 | esc | 0 | 0 | 0 | 0 | 0.011149 | 5.0533 | 0.011149 | 5.0533
[79 empty] | WLDFR | HFTD - Distribution - Tier 2 - 5QU CoRE ¦ 3QU LoRE | Non-Red Flag Warning - Catastrophic Fires | 2027 | 0 | 0 | 0 | 0 | 14664.6376 | 233.2301 | 8896.516 | 5534.8915 | 2.6002 | 2.6002 | 2.6002 | 2.6002 | 7.6996e-08 |  | 0 | 2.0021e-07 | 2.0021e-07 | 0 | 2.0021e-07 | 2.0021e-07 | 0 | 2.0021e-07 | 2.0021e-07 | 0 | 2.0021e-07 | Column30: 2.0021e-07 | [29 empty] | 7.3.2.1.3 Advanced weather monitoring and weather stations Weather StationsWLDFRElectric Reliability | WLDFR | HFTD - Distribution - Tier 2 - 5QU CoRE ¦ 4QU LoRE | Seismic - Non-Red Flag Warning - Catastrophic Fires | 2032 | Electric Reliability | 453.261 | 375.6459 | 2032 | Mitigation | 0.011149 | 10 | 0 | esc | 0 | 0 | 0 | 0 | 0 | 0 | 0.011149 | 5.0533
[79 empty] | WLDFR | HFTD - Distribution - Tier 2 - 5QU CoRE ¦ 3QU LoRE | Non-Red Flag Warning - Catastrophic Fires | 2028 | 0 | 0 | 0 | 0 | 15317.9909 | 247.273 | 9287.6491 | 5783.0689 | 2.7568 | 2.7568 | 2.7568 | 2.7568 | 7.6996e-08 |  | 0 | 2.1226e-07 | 2.1226e-07 | 0 | 2.1226e-07 | 2.1226e-07 | 0 | 2.1226e-07 | 2.1226e-07 | 0 | 2.1226e-07 | Column30: 2.1226e-07 | [29 empty] | 7.3.2.1.3 Advanced weather monitoring and weather stations Weather StationsWLDFRElectric Reliability | WLDFR | HFTD - Distribution - Tier 2 - 5QU CoRE ¦ 4QU LoRE | Seismic - Red Flag Warning - Catastrophic Fires | 2021 | Electric Reliability | 409.2237 | 375.6459 | 2021 | Mitigation | 0.011149 | 10 | 0 | esc | 0.011149 | 4.5624 | 0.011149 | 4.5624 | 0 | 0 | 0 | 0
[79 empty] | WLDFR | HFTD - Distribution - Tier 2 - 5QU CoRE ¦ 3QU LoRE | Non-Red Flag Warning - Catastrophic Fires | 2029 | 0 | 0 | 0 | 0 | 15317.9909 | 247.273 | 9287.6491 | 5783.0689 | 2.7568 | 2.7568 | 2.7568 | 2.7568 | 7.6996e-08 |  | 0 | 2.1226e-07 | 2.1226e-07 | 0 | 2.1226e-07 | 2.1226e-07 | 0 | 2.1226e-07 | 2.1226e-07 | 0 | 2.1226e-07 | Column30: 2.1226e-07 | [29 empty] | 7.3.2.1.3 Advanced weather monitoring and weather stations Weather StationsWLDFRElectric Reliability | WLDFR | HFTD - Distribution - Tier 2 - 5QU CoRE ¦ 4QU LoRE | Seismic - Red Flag Warning - Catastrophic Fires | 2022 | Electric Reliability | 409.2237 | 375.6459 | 2022 | Mitigation | 0.011149 | 10 | 0 | esc | 0.011149 | 4.5624 | 0.011149 | 4.5624 | 0.011149 | 4.5624 | 0 | 0
[79 empty] | WLDFR | HFTD - Distribution - Tier 2 - 5QU CoRE ¦ 3QU LoRE | Non-Red Flag Warning - Catastrophic Fires | 2030 | 0 | 0 | 0 | 0 | 15317.9909 | 247.273 | 9287.6491 | 5783.0689 | 0 | 2.7568 | 2.7568 | 2.7568 | 7.6996e-08 |  | 0 | 0 | 0 | 0 | 2.1226e-07 | 2.1226e-07 | 0 | 2.1226e-07 | 2.1226e-07 | 0 | 2.1226e-07 | Column30: 2.1226e-07 | [29 empty] | 7.3.2.1.3 Advanced weather monitoring and weather stations Weather StationsWLDFRElectric Reliability | WLDFR | HFTD - Distribution - Tier 2 - 5QU CoRE ¦ 4QU LoRE | Seismic - Red Flag Warning - Catastrophic Fires | 2023 | Electric Reliability | 428.6023 | 375.6459 | 2023 | Mitigation | 0.011149 | 10 | 0 | esc | 0.011149 | 4.7784 | 0.011149 | 4.7784 | 0.011149 | 4.7784 | 0.011149 | 4.7784
[79 empty] | WLDFR | HFTD - Distribution - Tier 2 - 5QU CoRE ¦ 3QU LoRE | Non-Red Flag Warning - Catastrophic Fires | 2031 | 0 | 0 | 0 | 0 | 15317.9909 | 247.273 | 9287.6491 | 5783.0689 | 0 | 0 | 2.7568 | 2.7568 | 7.6996e-08 |  | 0 | 0 | 0 | 0 | 0 | 0 | 0 | 2.1226e-07 | 2.1226e-07 | 0 | 2.1226e-07 | Column30: 2.1226e-07 | [29 empty] | 7.3.2.1.3 Advanced weather monitoring and weather stations Weather StationsWLDFRElectric Reliability | WLDFR | HFTD - Distribution - Tier 2 - 5QU CoRE ¦ 4QU LoRE | Seismic - Red Flag Warning - Catastrophic Fires | 2024 | Electric Reliability | 428.6023 | 375.6459 | 2024 | Mitigation | 0.011149 | 10 | 0 | esc | 0.011149 | 4.7784 | 0.011149 | 4.7784 | 0.011149 | 4.7784 | 0.011149 | 4.7784
[79 empty] | WLDFR | HFTD - Distribution - Tier 2 - 5QU CoRE ¦ 3QU LoRE | Non-Red Flag Warning - Catastrophic Fires | 2032 | 0 | 0 | 0 | 0 | 15317.9909 | 247.273 | 9287.6491 | 5783.0689 | 0 | 0 | 0 | 2.7568 | 7.6996e-08 |  | 0 | 0 | 0 | 0 | 0 | 0 | 0 | 0 | 0 | 0 | 2.1226e-07 | Column30: 2.1226e-07 | [29 empty] | 7.3.2.1.3 Advanced weather monitoring and weather stations Weather StationsWLDFRElectric Reliability | WLDFR | HFTD - Distribution - Tier 2 - 5QU CoRE ¦ 4QU LoRE | Seismic - Red Flag Warning - Catastrophic Fires | 2025 | Electric Reliability | 428.6023 | 375.6459 | 2025 | Mitigation | 0.011149 | 10 | 0 | esc | 0.011149 | 4.7784 | 0.011149 | 4.7784 | 0.011149 | 4.7784 | 0.011149 | 4.7784
[79 empty] | WLDFR | HFTD - Distribution - Tier 2 - 5QU CoRE ¦ 3QU LoRE | Non-Red Flag Warning - Destructive Fires | 2020 | 0 | 0 | 0 | 0 | 8807.9522 | 222.2294 | 8585.7228 | 0 | 2.4776 | 0 | 0 | 0 | 9.6929e-08 |  | 0 | 2.4015e-07 | 2.4015e-07 | 0 | 0 | 0 | 0 | 0 | 0 | 0 | 0 | Column30: 0 | [29 empty] | 7.3.2.1.3 Advanced weather monitoring and weather stations Weather StationsWLDFRElectric Reliability | WLDFR | HFTD - Distribution - Tier 2 - 5QU CoRE ¦ 4QU LoRE | Seismic - Red Flag Warning - Catastrophic Fires | 2026 | Electric Reliability | 428.6023 | 375.6459 | 2026 | Mitigation | 0.011149 | 10 | 0 | esc | 0.011149 | 4.7784 | 0.011149 | 4.7784 | 0.011149 | 4.7784 | 0.011149 | 4.7784
[79 empty] | WLDFR | HFTD - Distribution - Tier 2 - 5QU CoRE ¦ 3QU LoRE | Non-Red Flag Warning - Destructive Fires | 2021 | 0 | 0 | 0 | 0 | 8807.9522 | 222.2294 | 8585.7228 | 0 | 2.4776 | 2.4776 | 0 | 0 | 9.6929e-08 |  | 0 | 2.4015e-07 | 2.4015e-07 | 0 | 2.4015e-07 | 2.4015e-07 | 0 | 0 | 0 | 0 | 0 | Column30: 0 | [29 empty] | 7.3.2.1.3 Advanced weather monitoring and weather stations Weather StationsWLDFRElectric Reliability | WLDFR | HFTD - Distribution - Tier 2 - 5QU CoRE ¦ 4QU LoRE | Seismic - Red Flag Warning - Catastrophic Fires | 2027 | Electric Reliability | 428.6023 | 375.6459 | 2027 | Mitigation | 0.011149 | 10 | 0 | esc | 0.011149 | 4.7784 | 0.011149 | 4.7784 | 0.011149 | 4.7784 | 0.011149 | 4.7784
[79 empty] | WLDFR | HFTD - Distribution - Tier 2 - 5QU CoRE ¦ 3QU LoRE | Non-Red Flag Warning - Destructive Fires | 2022 | 0 | 0 | 0 | 0 | 8807.9522 | 222.2294 | 8585.7228 | 0 | 2.4776 | 2.4776 | 2.4776 | 0 | 9.6929e-08 |  | 0 | 2.4015e-07 | 2.4015e-07 | 0 | 2.4015e-07 | 2.4015e-07 | 0 | 2.4015e-07 | 2.4015e-07 | 0 | 0 | Column30: 0 | [29 empty] | 7.3.2.1.3 Advanced weather monitoring and weather stations Weather StationsWLDFRElectric Reliability | WLDFR | HFTD - Distribution - Tier 2 - 5QU CoRE ¦ 4QU LoRE | Seismic - Red Flag Warning - Catastrophic Fires | 2028 | Electric Reliability | 453.261 | 375.6459 | 2028 | Mitigation | 0.011149 | 10 | 0 | esc | 0.011149 | 5.0533 | 0.011149 | 5.0533 | 0.011149 | 5.0533 | 0.011149 | 5.0533
[79 empty] | WLDFR | HFTD - Distribution - Tier 2 - 5QU CoRE ¦ 3QU LoRE | Non-Red Flag Warning - Destructive Fires | 2023 | 0 | 0 | 0 | 0 | 9129.7461 | 233.2301 | 8896.516 | 0 | 2.6002 | 2.6002 | 2.6002 | 2.6002 | 9.6929e-08 |  | 0 | 2.5204e-07 | 2.5204e-07 | 0 | 2.5204e-07 | 2.5204e-07 | 0 | 2.5204e-07 | 2.5204e-07 | 0 | 2.5204e-07 | Column30: 2.5204e-07 | [29 empty] | 7.3.2.1.3 Advanced weather monitoring and weather stations Weather StationsWLDFRElectric Reliability | WLDFR | HFTD - Distribution - Tier 2 - 5QU CoRE ¦ 4QU LoRE | Seismic - Red Flag Warning - Catastrophic Fires | 2029 | Electric Reliability | 453.261 | 375.6459 | 2029 | Mitigation | 0.011149 | 10 | 0 | esc | 0.011149 | 5.0533 | 0.011149 | 5.0533 | 0.011149 | 5.0533 | 0.011149 | 5.0533
[79 empty] | WLDFR | HFTD - Distribution - Tier 2 - 5QU CoRE ¦ 3QU LoRE | Non-Red Flag Warning - Destructive Fires | 2024 | 0 | 0 | 0 | 0 | 9129.7461 | 233.2301 | 8896.516 | 0 | 2.6002 | 2.6002 | 2.6002 | 2.6002 | 9.6929e-08 |  | 0 | 2.5204e-07 | 2.5204e-07 | 0 | 2.5204e-07 | 2.5204e-07 | 0 | 2.5204e-07 | 2.5204e-07 | 0 | 2.5204e-07 | Column30: 2.5204e-07 | [29 empty] | 7.3.2.1.3 Advanced weather monitoring and weather stations Weather StationsWLDFRElectric Reliability | WLDFR | HFTD - Distribution - Tier 2 - 5QU CoRE ¦ 4QU LoRE | Seismic - Red Flag Warning - Catastrophic Fires | 2030 | Electric Reliability | 453.261 | 375.6459 | 2030 | Mitigation | 0.011149 | 10 | 0 | esc | 0 | 0 | 0.011149 | 5.0533 | 0.011149 | 5.0533 | 0.011149 | 5.0533
[79 empty] | WLDFR | HFTD - Distribution - Tier 2 - 5QU CoRE ¦ 3QU LoRE | Non-Red Flag Warning - Destructive Fires | 2025 | 0 | 0 | 0 | 0 | 9129.7461 | 233.2301 | 8896.516 | 0 | 2.6002 | 2.6002 | 2.6002 | 2.6002 | 9.6929e-08 |  | 0 | 2.5204e-07 | 2.5204e-07 | 0 | 2.5204e-07 | 2.5204e-07 | 0 | 2.5204e-07 | 2.5204e-07 | 0 | 2.5204e-07 | Column30: 2.5204e-07 | [29 empty] | 7.3.2.1.3 Advanced weather monitoring and weather stations Weather StationsWLDFRElectric Reliability | WLDFR | HFTD - Distribution - Tier 2 - 5QU CoRE ¦ 4QU LoRE | Seismic - Red Flag Warning - Catastrophic Fires | 2031 | Electric Reliability | 453.261 | 375.6459 | 2031 | Mitigation | 0.011149 | 10 | 0 | esc | 0 | 0 | 0 | 0 | 0.011149 | 5.0533 | 0.011149 | 5.0533
[79 empty] | WLDFR | HFTD - Distribution - Tier 2 - 5QU CoRE ¦ 3QU LoRE | Non-Red Flag Warning - Destructive Fires | 2026 | 0 | 0 | 0 | 0 | 9129.7461 | 233.2301 | 8896.516 | 0 | 2.6002 | 2.6002 | 2.6002 | 2.6002 | 9.6929e-08 |  | 0 | 2.5204e-07 | 2.5204e-07 | 0 | 2.5204e-07 | 2.5204e-07 | 0 | 2.5204e-07 | 2.5204e-07 | 0 | 2.5204e-07 | Column30: 2.5204e-07 | [29 empty] | 7.3.2.1.3 Advanced weather monitoring and weather stations Weather StationsWLDFRElectric Reliability | WLDFR | HFTD - Distribution - Tier 2 - 5QU CoRE ¦ 4QU LoRE | Seismic - Red Flag Warning - Catastrophic Fires | 2032 | Electric Reliability | 453.261 | 375.6459 | 2032 | Mitigation | 0.011149 | 10 | 0 | esc | 0 | 0 | 0 | 0 | 0 | 0 | 0.011149 | 5.0533
[79 empty] | WLDFR | HFTD - Distribution - Tier 2 - 5QU CoRE ¦ 3QU LoRE | Non-Red Flag Warning - Destructive Fires | 2027 | 0 | 0 | 0 | 0 | 9129.7461 | 233.2301 | 8896.516 | 0 | 2.6002 | 2.6002 | 2.6002 | 2.6002 | 9.6929e-08 |  | 0 | 2.5204e-07 | 2.5204e-07 | 0 | 2.5204e-07 | 2.5204e-07 | 0 | 2.5204e-07 | 2.5204e-07 | 0 | 2.5204e-07 | Column30: 2.5204e-07 | [29 empty] | 7.3.2.1.3 Advanced weather monitoring and weather stations Weather StationsWLDFRElectric Reliability | WLDFR | HFTD - Distribution - Tier 2 - 5QU CoRE ¦ 5QU LoRE | Non-Red Flag Warning - Catastrophic Fires | 2021 | Electric Reliability | 222.2294 | 415.2775 | 2021 | Mitigation | 0.011149 | 10 | 0 | esc | 0.011149 | 2.4776 | 0.011149 | 2.4776 | 0 | 0 | 0 | 0
[79 empty] | WLDFR | HFTD - Distribution - Tier 2 - 5QU CoRE ¦ 3QU LoRE | Non-Red Flag Warning - Destructive Fires | 2028 | 0 | 0 | 0 | 0 | 9534.9221 | 247.273 | 9287.6491 | 0 | 2.7568 | 2.7568 | 2.7568 | 2.7568 | 9.6929e-08 |  | 0 | 2.6722e-07 | 2.6722e-07 | 0 | 2.6722e-07 | 2.6722e-07 | 0 | 2.6722e-07 | 2.6722e-07 | 0 | 2.6722e-07 | Column30: 2.6722e-07 | [29 empty] | 7.3.2.1.3 Advanced weather monitoring and weather stations Weather StationsWLDFRElectric Reliability | WLDFR | HFTD - Distribution - Tier 2 - 5QU CoRE ¦ 5QU LoRE | Non-Red Flag Warning - Catastrophic Fires | 2022 | Electric Reliability | 222.2294 | 415.2775 | 2022 | Mitigation | 0.011149 | 10 | 0 | esc | 0.011149 | 2.4776 | 0.011149 | 2.4776 | 0.011149 | 2.4776 | 0 | 0
[79 empty] | WLDFR | HFTD - Distribution - Tier 2 - 5QU CoRE ¦ 3QU LoRE | Non-Red Flag Warning - Destructive Fires | 2029 | 0 | 0 | 0 | 0 | 9534.9221 | 247.273 | 9287.6491 | 0 | 2.7568 | 2.7568 | 2.7568 | 2.7568 | 9.6929e-08 |  | 0 | 2.6722e-07 | 2.6722e-07 | 0 | 2.6722e-07 | 2.6722e-07 | 0 | 2.6722e-07 | 2.6722e-07 | 0 | 2.6722e-07 | Column30: 2.6722e-07 | [29 empty] | 7.3.2.1.3 Advanced weather monitoring and weather stations Weather StationsWLDFRElectric Reliability | WLDFR | HFTD - Distribution - Tier 2 - 5QU CoRE ¦ 5QU LoRE | Non-Red Flag Warning - Catastrophic Fires | 2023 | Electric Reliability | 233.2301 | 415.2775 | 2023 | Mitigation | 0.011149 | 10 | 0 | esc | 0.011149 | 2.6002 | 0.011149 | 2.6002 | 0.011149 | 2.6002 | 0.011149 | 2.6002
[79 empty] | WLDFR | HFTD - Distribution - Tier 2 - 5QU CoRE ¦ 3QU LoRE | Non-Red Flag Warning - Destructive Fires | 2030 | 0 | 0 | 0 | 0 | 9534.9221 | 247.273 | 9287.6491 | 0 | 0 | 2.7568 | 2.7568 | 2.7568 | 9.6929e-08 |  | 0 | 0 | 0 | 0 | 2.6722e-07 | 2.6722e-07 | 0 | 2.6722e-07 | 2.6722e-07 | 0 | 2.6722e-07 | Column30: 2.6722e-07 | [29 empty] | 7.3.2.1.3 Advanced weather monitoring and weather stations Weather StationsWLDFRElectric Reliability | WLDFR | HFTD - Distribution - Tier 2 - 5QU CoRE ¦ 5QU LoRE | Non-Red Flag Warning - Catastrophic Fires | 2024 | Electric Reliability | 233.2301 | 415.2775 | 2024 | Mitigation | 0.011149 | 10 | 0 | esc | 0.011149 | 2.6002 | 0.011149 | 2.6002 | 0.011149 | 2.6002 | 0.011149 | 2.6002
[79 empty] | WLDFR | HFTD - Distribution - Tier 2 - 5QU CoRE ¦ 3QU LoRE | Non-Red Flag Warning - Destructive Fires | 2031 | 0 | 0 | 0 | 0 | 9534.9221 | 247.273 | 9287.6491 | 0 | 0 | 0 | 2.7568 | 2.7568 | 9.6929e-08 |  | 0 | 0 | 0 | 0 | 0 | 0 | 0 | 2.6722e-07 | 2.6722e-07 | 0 | 2.6722e-07 | Column30: 2.6722e-07 | [29 empty] | 7.3.2.1.3 Advanced weather monitoring and weather stations Weather StationsWLDFRElectric Reliability | WLDFR | HFTD - Distribution - Tier 2 - 5QU CoRE ¦ 5QU LoRE | Non-Red Flag Warning - Catastrophic Fires | 2025 | Electric Reliability | 233.2301 | 415.2775 | 2025 | Mitigation | 0.011149 | 10 | 0 | esc | 0.011149 | 2.6002 | 0.011149 | 2.6002 | 0.011149 | 2.6002 | 0.011149 | 2.6002
[79 empty] | WLDFR | HFTD - Distribution - Tier 2 - 5QU CoRE ¦ 3QU LoRE | Non-Red Flag Warning - Destructive Fires | 2032 | 0 | 0 | 0 | 0 | 9534.9221 | 247.273 | 9287.6491 | 0 | 0 | 0 | 0 | 2.7568 | 9.6929e-08 |  | 0 | 0 | 0 | 0 | 0 | 0 | 0 | 0 | 0 | 0 | 2.6722e-07 | Column30: 2.6722e-07 | [29 empty] | 7.3.2.1.3 Advanced weather monitoring and weather stations Weather StationsWLDFRElectric Reliability | WLDFR | HFTD - Distribution - Tier 2 - 5QU CoRE ¦ 5QU LoRE | Non-Red Flag Warning - Catastrophic Fires | 2026 | Electric Reliability | 233.2301 | 415.2775 | 2026 | Mitigation | 0.011149 | 10 | 0 | esc | 0.011149 | 2.6002 | 0.011149 | 2.6002 | 0.011149 | 2.6002 | 0.011149 | 2.6002
[79 empty] | WLDFR | HFTD - Distribution - Tier 2 - 5QU CoRE ¦ 3QU LoRE | Non-Red Flag Warning - Large Fires | 2020 | 0 | 0 | 0 | 0 | 5.2406 | 0.69642 | 2.942 | 1.6022 | 0.0077642 | 0 | 0 | 0 | 1.1721e-05 |  | 0 | 9.1002e-08 | 9.1002e-08 | 0 | 0 | 0 | 0 | 0 | 0 | 0 | 0 | Column30: 0 | [29 empty] | 7.3.2.1.3 Advanced weather monitoring and weather stations Weather StationsWLDFRElectric Reliability | WLDFR | HFTD - Distribution - Tier 2 - 5QU CoRE ¦ 5QU LoRE | Non-Red Flag Warning - Catastrophic Fires | 2027 | Electric Reliability | 233.2301 | 415.2775 | 2027 | Mitigation | 0.011149 | 10 | 0 | esc | 0.011149 | 2.6002 | 0.011149 | 2.6002 | 0.011149 | 2.6002 | 0.011149 | 2.6002
[79 empty] | WLDFR | HFTD - Distribution - Tier 2 - 5QU CoRE ¦ 3QU LoRE | Non-Red Flag Warning - Large Fires | 2021 | 0 | 0 | 0 | 0 | 5.2406 | 0.69642 | 2.942 | 1.6022 | 0.0077642 | 0.0077642 | 0 | 0 | 1.1721e-05 |  | 0 | 9.1002e-08 | 9.1002e-08 | 0 | 9.1002e-08 | 9.1002e-08 | 0 | 0 | 0 | 0 | 0 | Column30: 0 | [29 empty] | 7.3.2.1.3 Advanced weather monitoring and weather stations Weather StationsWLDFRElectric Reliability | WLDFR | HFTD - Distribution - Tier 2 - 5QU CoRE ¦ 5QU LoRE | Non-Red Flag Warning - Catastrophic Fires | 2028 | Electric Reliability | 247.273 | 415.2775 | 2028 | Mitigation | 0.011149 | 10 | 0 | esc | 0.011149 | 2.7568 | 0.011149 | 2.7568 | 0.011149 | 2.7568 | 0.011149 | 2.7568
[79 empty] | WLDFR | HFTD - Distribution - Tier 2 - 5QU CoRE ¦ 3QU LoRE | Non-Red Flag Warning - Large Fires | 2022 | 0 | 0 | 0 | 0 | 5.2406 | 0.69642 | 2.942 | 1.6022 | 0.0077642 | 0.0077642 | 0.0077642 | 0 | 1.1721e-05 |  | 0 | 9.1002e-08 | 9.1002e-08 | 0 | 9.1002e-08 | 9.1002e-08 | 0 | 9.1002e-08 | 9.1002e-08 | 0 | 0 | Column30: 0 | [29 empty] | 7.3.2.1.3 Advanced weather monitoring and weather stations Weather StationsWLDFRElectric Reliability | WLDFR | HFTD - Distribution - Tier 2 - 5QU CoRE ¦ 5QU LoRE | Non-Red Flag Warning - Catastrophic Fires | 2029 | Electric Reliability | 247.273 | 415.2775 | 2029 | Mitigation | 0.011149 | 10 | 0 | esc | 0.011149 | 2.7568 | 0.011149 | 2.7568 | 0.011149 | 2.7568 | 0.011149 | 2.7568
[79 empty] | WLDFR | HFTD - Distribution - Tier 2 - 5QU CoRE ¦ 3QU LoRE | Non-Red Flag Warning - Large Fires | 2023 | 0 | 0 | 0 | 0 | 5.475 | 0.71896 | 3.0715 | 1.6846 | 0.0080156 | 0.0080156 | 0.0080156 | 0.0080156 | 1.1721e-05 |  | 0 | 9.3947e-08 | 9.3947e-08 | 0 | 9.3947e-08 | 9.3947e-08 | 0 | 9.3947e-08 | 9.3947e-08 | 0 | 9.3947e-08 | Column30: 9.3947e-08 | [29 empty] | 7.3.2.1.3 Advanced weather monitoring and weather stations Weather StationsWLDFRElectric Reliability | WLDFR | HFTD - Distribution - Tier 2 - 5QU CoRE ¦ 5QU LoRE | Non-Red Flag Warning - Catastrophic Fires | 2030 | Electric Reliability | 247.273 | 415.2775 | 2030 | Mitigation | 0.011149 | 10 | 0 | esc | 0 | 0 | 0.011149 | 2.7568 | 0.011149 | 2.7568 | 0.011149 | 2.7568
[79 empty] | WLDFR | HFTD - Distribution - Tier 2 - 5QU CoRE ¦ 3QU LoRE | Non-Red Flag Warning - Large Fires | 2024 | 0 | 0 | 0 | 0 | 5.475 | 0.71896 | 3.0715 | 1.6846 | 0.0080156 | 0.0080156 | 0.0080156 | 0.0080156 | 1.1721e-05 |  | 0 | 9.3947e-08 | 9.3947e-08 | 0 | 9.3947e-08 | 9.3947e-08 | 0 | 9.3947e-08 | 9.3947e-08 | 0 | 9.3947e-08 | Column30: 9.3947e-08 | [29 empty] | 7.3.2.1.3 Advanced weather monitoring and weather stations Weather StationsWLDFRElectric Reliability | WLDFR | HFTD - Distribution - Tier 2 - 5QU CoRE ¦ 5QU LoRE | Non-Red Flag Warning - Catastrophic Fires | 2031 | Electric Reliability | 247.273 | 415.2775 | 2031 | Mitigation | 0.011149 | 10 | 0 | esc | 0 | 0 | 0 | 0 | 0.011149 | 2.7568 | 0.011149 | 2.7568
[79 empty] | WLDFR | HFTD - Distribution - Tier 2 - 5QU CoRE ¦ 3QU LoRE | Non-Red Flag Warning - Large Fires | 2025 | 0 | 0 | 0 | 0 | 5.475 | 0.71896 | 3.0715 | 1.6846 | 0.0080156 | 0.0080156 | 0.0080156 | 0.0080156 | 1.1721e-05 |  | 0 | 9.3947e-08 | 9.3947e-08 | 0 | 9.3947e-08 | 9.3947e-08 | 0 | 9.3947e-08 | 9.3947e-08 | 0 | 9.3947e-08 | Column30: 9.3947e-08 | [29 empty] | 7.3.2.1.3 Advanced weather monitoring and weather stations Weather StationsWLDFRElectric Reliability | WLDFR | HFTD - Distribution - Tier 2 - 5QU CoRE ¦ 5QU LoRE | Non-Red Flag Warning - Catastrophic Fires | 2032 | Electric Reliability | 247.273 | 415.2775 | 2032 | Mitigation | 0.011149 | 10 | 0 | esc | 0 | 0 | 0 | 0 | 0 | 0 | 0.011149 | 2.7568
[79 empty] | WLDFR | HFTD - Distribution - Tier 2 - 5QU CoRE ¦ 3QU LoRE | Non-Red Flag Warning - Large Fires | 2026 | 0 | 0 | 0 | 0 | 5.475 | 0.71896 | 3.0715 | 1.6846 | 0.0080156 | 0.0080156 | 0.0080156 | 0.0080156 | 1.1721e-05 |  | 0 | 9.3947e-08 | 9.3947e-08 | 0 | 9.3947e-08 | 9.3947e-08 | 0 | 9.3947e-08 | 9.3947e-08 | 0 | 9.3947e-08 | Column30: 9.3947e-08 | [29 empty] | 7.3.2.1.3 Advanced weather monitoring and weather stations Weather StationsWLDFRElectric Reliability | WLDFR | HFTD - Distribution - Tier 2 - 5QU CoRE ¦ 5QU LoRE | Non-Red Flag Warning - Destructive Fires | 2021 | Electric Reliability | 222.2294 | 415.2775 | 2021 | Mitigation | 0.011149 | 10 | 0 | esc | 0.011149 | 2.4776 | 0.011149 | 2.4776 | 0 | 0 | 0 | 0
[79 empty] | WLDFR | HFTD - Distribution - Tier 2 - 5QU CoRE ¦ 3QU LoRE | Non-Red Flag Warning - Large Fires | 2027 | 0 | 0 | 0 | 0 | 5.475 | 0.71896 | 3.0715 | 1.6846 | 0.0080156 | 0.0080156 | 0.0080156 | 0.0080156 | 1.1721e-05 |  | 0 | 9.3947e-08 | 9.3947e-08 | 0 | 9.3947e-08 | 9.3947e-08 | 0 | 9.3947e-08 | 9.3947e-08 | 0 | 9.3947e-08 | Column30: 9.3947e-08 | [29 empty] | 7.3.2.1.3 Advanced weather monitoring and weather stations Weather StationsWLDFRElectric Reliability | WLDFR | HFTD - Distribution - Tier 2 - 5QU CoRE ¦ 5QU LoRE | Non-Red Flag Warning - Destructive Fires | 2022 | Electric Reliability | 222.2294 | 415.2775 | 2022 | Mitigation | 0.011149 | 10 | 0 | esc | 0.011149 | 2.4776 | 0.011149 | 2.4776 | 0.011149 | 2.4776 | 0 | 0
[79 empty] | WLDFR | HFTD - Distribution - Tier 2 - 5QU CoRE ¦ 3QU LoRE | Non-Red Flag Warning - Large Fires | 2028 | 0 | 0 | 0 | 0 | 5.777 | 0.74734 | 3.238 | 1.7917 | 0.0083319 | 0.0083319 | 0.0083319 | 0.0083319 | 1.1721e-05 |  | 0 | 9.7655e-08 | 9.7655e-08 | 0 | 9.7655e-08 | 9.7655e-08 | 0 | 9.7655e-08 | 9.7655e-08 | 0 | 9.7655e-08 | Column30: 9.7655e-08 | [29 empty] | 7.3.2.1.3 Advanced weather monitoring and weather stations Weather StationsWLDFRElectric Reliability | WLDFR | HFTD - Distribution - Tier 2 - 5QU CoRE ¦ 5QU LoRE | Non-Red Flag Warning - Destructive Fires | 2023 | Electric Reliability | 233.2301 | 415.2775 | 2023 | Mitigation | 0.011149 | 10 | 0 | esc | 0.011149 | 2.6002 | 0.011149 | 2.6002 | 0.011149 | 2.6002 | 0.011149 | 2.6002
[79 empty] | WLDFR | HFTD - Distribution - Tier 2 - 5QU CoRE ¦ 3QU LoRE | Non-Red Flag Warning - Large Fires | 2029 | 0 | 0 | 0 | 0 | 5.777 | 0.74734 | 3.238 | 1.7917 | 0.0083319 | 0.0083319 | 0.0083319 | 0.0083319 | 1.1721e-05 |  | 0 | 9.7655e-08 | 9.7655e-08 | 0 | 9.7655e-08 | 9.7655e-08 | 0 | 9.7655e-08 | 9.7655e-08 | 0 | 9.7655e-08 | Column30: 9.7655e-08 | [29 empty] | 7.3.2.1.3 Advanced weather monitoring and weather stations Weather StationsWLDFRElectric Reliability | WLDFR | HFTD - Distribution - Tier 2 - 5QU CoRE ¦ 5QU LoRE | Non-Red Flag Warning - Destructive Fires | 2024 | Electric Reliability | 233.2301 | 415.2775 | 2024 | Mitigation | 0.011149 | 10 | 0 | esc | 0.011149 | 2.6002 | 0.011149 | 2.6002 | 0.011149 | 2.6002 | 0.011149 | 2.6002
[79 empty] | WLDFR | HFTD - Distribution - Tier 2 - 5QU CoRE ¦ 3QU LoRE | Non-Red Flag Warning - Large Fires | 2030 | 0 | 0 | 0 | 0 | 5.777 | 0.74734 | 3.238 | 1.7917 | 0 | 0.0083319 | 0.0083319 | 0.0083319 | 1.1721e-05 |  | 0 | 0 | 0 | 0 | 9.7655e-08 | 9.7655e-08 | 0 | 9.7655e-08 | 9.7655e-08 | 0 | 9.7655e-08 | Column30: 9.7655e-08 | [29 empty] | 7.3.2.1.3 Advanced weather monitoring and weather stations Weather StationsWLDFRElectric Reliability | WLDFR | HFTD - Distribution - Tier 2 - 5QU CoRE ¦ 5QU LoRE | Non-Red Flag Warning - Destructive Fires | 2025 | Electric Reliability | 233.2301 | 415.2775 | 2025 | Mitigation | 0.011149 | 10 | 0 | esc | 0.011149 | 2.6002 | 0.011149 | 2.6002 | 0.011149 | 2.6002 | 0.011149 | 2.6002
[79 empty] | WLDFR | HFTD - Distribution - Tier 2 - 5QU CoRE ¦ 3QU LoRE | Non-Red Flag Warning - Large Fires | 2031 | 0 | 0 | 0 | 0 | 5.777 | 0.74734 | 3.238 | 1.7917 | 0 | 0 | 0.0083319 | 0.0083319 | 1.1721e-05 |  | 0 | 0 | 0 | 0 | 0 | 0 | 0 | 9.7655e-08 | 9.7655e-08 | 0 | 9.7655e-08 | Column30: 9.7655e-08 | [29 empty] | 7.3.2.1.3 Advanced weather monitoring and weather stations Weather StationsWLDFRElectric Reliability | WLDFR | HFTD - Distribution - Tier 2 - 5QU CoRE ¦ 5QU LoRE | Non-Red Flag Warning - Destructive Fires | 2026 | Electric Reliability | 233.2301 | 415.2775 | 2026 | Mitigation | 0.011149 | 10 | 0 | esc | 0.011149 | 2.6002 | 0.011149 | 2.6002 | 0.011149 | 2.6002 | 0.011149 | 2.6002
[79 empty] | WLDFR | HFTD - Distribution - Tier 2 - 5QU CoRE ¦ 3QU LoRE | Non-Red Flag Warning - Large Fires | 2032 | 0 | 0 | 0 | 0 | 5.777 | 0.74734 | 3.238 | 1.7917 | 0 | 0 | 0 | 0.0083319 | 1.1721e-05 |  | 0 | 0 | 0 | 0 | 0 | 0 | 0 | 0 | 0 | 0 | 9.7655e-08 | Column30: 9.7655e-08 | [29 empty] | 7.3.2.1.3 Advanced weather monitoring and weather stations Weather StationsWLDFRElectric Reliability | WLDFR | HFTD - Distribution - Tier 2 - 5QU CoRE ¦ 5QU LoRE | Non-Red Flag Warning - Destructive Fires | 2027 | Electric Reliability | 233.2301 | 415.2775 | 2027 | Mitigation | 0.011149 | 10 | 0 | esc | 0.011149 | 2.6002 | 0.011149 | 2.6002 | 0.011149 | 2.6002 | 0.011149 | 2.6002
[79 empty] | WLDFR | HFTD - Distribution - Tier 2 - 5QU CoRE ¦ 3QU LoRE | Non-Red Flag Warning - Small Fires | 2020 | 0 | 0 | 0 | 0 | 0.077901 | 0.036425 | 0.0015809 | 0.039895 | 0.0004061 | 0 | 0 | 0 | 0.0046321 |  | 0 | 1.8811e-06 | 1.8811e-06 | 0 | 0 | 0 | 0 | 0 | 0 | 0 | 0 | Column30: 0 | [29 empty] | 7.3.2.1.3 Advanced weather monitoring and weather stations Weather StationsWLDFRElectric Reliability | WLDFR | HFTD - Distribution - Tier 2 - 5QU CoRE ¦ 5QU LoRE | Non-Red Flag Warning - Destructive Fires | 2028 | Electric Reliability | 247.273 | 415.2775 | 2028 | Mitigation | 0.011149 | 10 | 0 | esc | 0.011149 | 2.7568 | 0.011149 | 2.7568 | 0.011149 | 2.7568 | 0.011149 | 2.7568
[79 empty] | WLDFR | HFTD - Distribution - Tier 2 - 5QU CoRE ¦ 3QU LoRE | Non-Red Flag Warning - Small Fires | 2021 | 0 | 0 | 0 | 0 | 0.077901 | 0.036425 | 0.0015809 | 0.039895 | 0.0004061 | 0.0004061 | 0 | 0 | 0.0046321 |  | 0 | 1.8811e-06 | 1.8811e-06 | 0 | 1.8811e-06 | 1.8811e-06 | 0 | 0 | 0 | 0 | 0 | Column30: 0 | [29 empty] | 7.3.2.1.3 Advanced weather monitoring and weather stations Weather StationsWLDFRElectric Reliability | WLDFR | HFTD - Distribution - Tier 2 - 5QU CoRE ¦ 5QU LoRE | Non-Red Flag Warning - Destructive Fires | 2029 | Electric Reliability | 247.273 | 415.2775 | 2029 | Mitigation | 0.011149 | 10 | 0 | esc | 0.011149 | 2.7568 | 0.011149 | 2.7568 | 0.011149 | 2.7568 | 0.011149 | 2.7568
[79 empty] | WLDFR | HFTD - Distribution - Tier 2 - 5QU CoRE ¦ 3QU LoRE | Non-Red Flag Warning - Small Fires | 2022 | 0 | 0 | 0 | 0 | 0.077901 | 0.036425 | 0.0015809 | 0.039895 | 0.0004061 | 0.0004061 | 0.0004061 | 0 | 0.0046321 |  | 0 | 1.8811e-06 | 1.8811e-06 | 0 | 1.8811e-06 | 1.8811e-06 | 0 | 1.8811e-06 | 1.8811e-06 | 0 | 0 | Column30: 0 | [29 empty] | 7.3.2.1.3 Advanced weather monitoring and weather stations Weather StationsWLDFRElectric Reliability | WLDFR | HFTD - Distribution - Tier 2 - 5QU CoRE ¦ 5QU LoRE | Non-Red Flag Warning - Destructive Fires | 2030 | Electric Reliability | 247.273 | 415.2775 | 2030 | Mitigation | 0.011149 | 10 | 0 | esc | 0 | 0 | 0.011149 | 2.7568 | 0.011149 | 2.7568 | 0.011149 | 2.7568
[79 empty] | WLDFR | HFTD - Distribution - Tier 2 - 5QU CoRE ¦ 3QU LoRE | Non-Red Flag Warning - Small Fires | 2023 | 0 | 0 | 0 | 0 | 0.080408 | 0.03759 | 0.0016314 | 0.041187 | 0.00041909 | 0.00041909 | 0.00041909 | 0.00041909 | 0.0046321 |  | 0 | 1.9412e-06 | 1.9412e-06 | 0 | 1.9412e-06 | 1.9412e-06 | 0 | 1.9412e-06 | 1.9412e-06 | 0 | 1.9412e-06 | Column30: 1.9412e-06 | [29 empty] | 7.3.2.1.3 Advanced weather monitoring and weather stations Weather StationsWLDFRElectric Reliability | WLDFR | HFTD - Distribution - Tier 2 - 5QU CoRE ¦ 5QU LoRE | Non-Red Flag Warning - Destructive Fires | 2031 | Electric Reliability | 247.273 | 415.2775 | 2031 | Mitigation | 0.011149 | 10 | 0 | esc | 0 | 0 | 0 | 0 | 0.011149 | 2.7568 | 0.011149 | 2.7568
[79 empty] | WLDFR | HFTD - Distribution - Tier 2 - 5QU CoRE ¦ 3QU LoRE | Non-Red Flag Warning - Small Fires | 2024 | 0 | 0 | 0 | 0 | 0.080408 | 0.03759 | 0.0016314 | 0.041187 | 0.00041909 | 0.00041909 | 0.00041909 | 0.00041909 | 0.0046321 |  | 0 | 1.9412e-06 | 1.9412e-06 | 0 | 1.9412e-06 | 1.9412e-06 | 0 | 1.9412e-06 | 1.9412e-06 | 0 | 1.9412e-06 | Column30: 1.9412e-06 | [29 empty] | 7.3.2.1.3 Advanced weather monitoring and weather stations Weather StationsWLDFRElectric Reliability | WLDFR | HFTD - Distribution - Tier 2 - 5QU CoRE ¦ 5QU LoRE | Non-Red Flag Warning - Destructive Fires | 2032 | Electric Reliability | 247.273 | 415.2775 | 2032 | Mitigation | 0.011149 | 10 | 0 | esc | 0 | 0 | 0 | 0 | 0 | 0 | 0.011149 | 2.7568
[79 empty] | WLDFR | HFTD - Distribution - Tier 2 - 5QU CoRE ¦ 3QU LoRE | Non-Red Flag Warning - Small Fires | 2025 | 0 | 0 | 0 | 0 | 0.080408 | 0.03759 | 0.0016314 | 0.041187 | 0.00041909 | 0.00041909 | 0.00041909 | 0.00041909 | 0.0046321 |  | 0 | 1.9412e-06 | 1.9412e-06 | 0 | 1.9412e-06 | 1.9412e-06 | 0 | 1.9412e-06 | 1.9412e-06 | 0 | 1.9412e-06 | Column30: 1.9412e-06 | [29 empty] | 7.3.2.1.3 Advanced weather monitoring and weather stations Weather StationsWLDFRElectric Reliability | WLDFR | HFTD - Distribution - Tier 2 - 5QU CoRE ¦ 5QU LoRE | Non-Red Flag Warning - Large Fires | 2021 | Electric Reliability | 0.69642 | 415.2775 | 2021 | Mitigation | 0.011149 | 10 | 0 | esc | 0.011149 | 0.0077642 | 0.011149 | 0.0077642 | 0 | 0 | 0 | 0
[79 empty] | WLDFR | HFTD - Distribution - Tier 2 - 5QU CoRE ¦ 3QU LoRE | Non-Red Flag Warning - Small Fires | 2026 | 0 | 0 | 0 | 0 | 0.080408 | 0.03759 | 0.0016314 | 0.041187 | 0.00041909 | 0.00041909 | 0.00041909 | 0.00041909 | 0.0046321 |  | 0 | 1.9412e-06 | 1.9412e-06 | 0 | 1.9412e-06 | 1.9412e-06 | 0 | 1.9412e-06 | 1.9412e-06 | 0 | 1.9412e-06 | Column30: 1.9412e-06 | [29 empty] | 7.3.2.1.3 Advanced weather monitoring and weather stations Weather StationsWLDFRElectric Reliability | WLDFR | HFTD - Distribution - Tier 2 - 5QU CoRE ¦ 5QU LoRE | Non-Red Flag Warning - Large Fires | 2022 | Electric Reliability | 0.69642 | 415.2775 | 2022 | Mitigation | 0.011149 | 10 | 0 | esc | 0.011149 | 0.0077642 | 0.011149 | 0.0077642 | 0.011149 | 0.0077642 | 0 | 0
[79 empty] | WLDFR | HFTD - Distribution - Tier 2 - 5QU CoRE ¦ 3QU LoRE | Non-Red Flag Warning - Small Fires | 2027 | 0 | 0 | 0 | 0 | 0.080408 | 0.03759 | 0.0016314 | 0.041187 | 0.00041909 | 0.00041909 | 0.00041909 | 0.00041909 | 0.0046321 |  | 0 | 1.9412e-06 | 1.9412e-06 | 0 | 1.9412e-06 | 1.9412e-06 | 0 | 1.9412e-06 | 1.9412e-06 | 0 | 1.9412e-06 | Column30: 1.9412e-06 | [29 empty] | 7.3.2.1.3 Advanced weather monitoring and weather stations Weather StationsWLDFRElectric Reliability | WLDFR | HFTD - Distribution - Tier 2 - 5QU CoRE ¦ 5QU LoRE | Non-Red Flag Warning - Large Fires | 2023 | Electric Reliability | 0.71896 | 415.2775 | 2023 | Mitigation | 0.011149 | 10 | 0 | esc | 0.011149 | 0.0080156 | 0.011149 | 0.0080156 | 0.011149 | 0.0080156 | 0.011149 | 0.0080156
[79 empty] | WLDFR | HFTD - Distribution - Tier 2 - 5QU CoRE ¦ 3QU LoRE | Non-Red Flag Warning - Small Fires | 2028 | 0 | 0 | 0 | 0 | 0.083606 | 0.039055 | 0.001695 | 0.042856 | 0.00043542 | 0.00043542 | 0.00043542 | 0.00043542 | 0.0046321 |  | 0 | 2.0169e-06 | 2.0169e-06 | 0 | 2.0169e-06 | 2.0169e-06 | 0 | 2.0169e-06 | 2.0169e-06 | 0 | 2.0169e-06 | Column30: 2.0169e-06 | [29 empty] | 7.3.2.1.3 Advanced weather monitoring and weather stations Weather StationsWLDFRElectric Reliability | WLDFR | HFTD - Distribution - Tier 2 - 5QU CoRE ¦ 5QU LoRE | Non-Red Flag Warning - Large Fires | 2024 | Electric Reliability | 0.71896 | 415.2775 | 2024 | Mitigation | 0.011149 | 10 | 0 | esc | 0.011149 | 0.0080156 | 0.011149 | 0.0080156 | 0.011149 | 0.0080156 | 0.011149 | 0.0080156
[79 empty] | WLDFR | HFTD - Distribution - Tier 2 - 5QU CoRE ¦ 3QU LoRE | Non-Red Flag Warning - Small Fires | 2029 | 0 | 0 | 0 | 0 | 0.083606 | 0.039055 | 0.001695 | 0.042856 | 0.00043542 | 0.00043542 | 0.00043542 | 0.00043542 | 0.0046321 |  | 0 | 2.0169e-06 | 2.0169e-06 | 0 | 2.0169e-06 | 2.0169e-06 | 0 | 2.0169e-06 | 2.0169e-06 | 0 | 2.0169e-06 | Column30: 2.0169e-06 | [29 empty] | 7.3.2.1.3 Advanced weather monitoring and weather stations Weather StationsWLDFRElectric Reliability | WLDFR | HFTD - Distribution - Tier 2 - 5QU CoRE ¦ 5QU LoRE | Non-Red Flag Warning - Large Fires | 2025 | Electric Reliability | 0.71896 | 415.2775 | 2025 | Mitigation | 0.011149 | 10 | 0 | esc | 0.011149 | 0.0080156 | 0.011149 | 0.0080156 | 0.011149 | 0.0080156 | 0.011149 | 0.0080156
[79 empty] | WLDFR | HFTD - Distribution - Tier 2 - 5QU CoRE ¦ 3QU LoRE | Non-Red Flag Warning - Small Fires | 2030 | 0 | 0 | 0 | 0 | 0.083606 | 0.039055 | 0.001695 | 0.042856 | 0 | 0.00043542 | 0.00043542 | 0.00043542 | 0.0046321 |  | 0 | 0 | 0 | 0 | 2.0169e-06 | 2.0169e-06 | 0 | 2.0169e-06 | 2.0169e-06 | 0 | 2.0169e-06 | Column30: 2.0169e-06 | [29 empty] | 7.3.2.1.3 Advanced weather monitoring and weather stations Weather StationsWLDFRElectric Reliability | WLDFR | HFTD - Distribution - Tier 2 - 5QU CoRE ¦ 5QU LoRE | Non-Red Flag Warning - Large Fires | 2026 | Electric Reliability | 0.71896 | 415.2775 | 2026 | Mitigation | 0.011149 | 10 | 0 | esc | 0.011149 | 0.0080156 | 0.011149 | 0.0080156 | 0.011149 | 0.0080156 | 0.011149 | 0.0080156
[79 empty] | WLDFR | HFTD - Distribution - Tier 2 - 5QU CoRE ¦ 3QU LoRE | Non-Red Flag Warning - Small Fires | 2031 | 0 | 0 | 0 | 0 | 0.083606 | 0.039055 | 0.001695 | 0.042856 | 0 | 0 | 0.00043542 | 0.00043542 | 0.0046321 |  | 0 | 0 | 0 | 0 | 0 | 0 | 0 | 2.0169e-06 | 2.0169e-06 | 0 | 2.0169e-06 | Column30: 2.0169e-06 | [29 empty] | 7.3.2.1.3 Advanced weather monitoring and weather stations Weather StationsWLDFRElectric Reliability | WLDFR | HFTD - Distribution - Tier 2 - 5QU CoRE ¦ 5QU LoRE | Non-Red Flag Warning - Large Fires | 2027 | Electric Reliability | 0.71896 | 415.2775 | 2027 | Mitigation | 0.011149 | 10 | 0 | esc | 0.011149 | 0.0080156 | 0.011149 | 0.0080156 | 0.011149 | 0.0080156 | 0.011149 | 0.0080156
[79 empty] | WLDFR | HFTD - Distribution - Tier 2 - 5QU CoRE ¦ 3QU LoRE | Non-Red Flag Warning - Small Fires | 2032 | 0 | 0 | 0 | 0 | 0.083606 | 0.039055 | 0.001695 | 0.042856 | 0 | 0 | 0 | 0.00043542 | 0.0046321 |  | 0 | 0 | 0 | 0 | 0 | 0 | 0 | 0 | 0 | 0 | 2.0169e-06 | Column30: 2.0169e-06 | [29 empty] | 7.3.2.1.3 Advanced weather monitoring and weather stations Weather StationsWLDFRElectric Reliability | WLDFR | HFTD - Distribution - Tier 2 - 5QU CoRE ¦ 5QU LoRE | Non-Red Flag Warning - Large Fires | 2028 | Electric Reliability | 0.74734 | 415.2775 | 2028 | Mitigation | 0.011149 | 10 | 0 | esc | 0.011149 | 0.0083319 | 0.011149 | 0.0083319 | 0.011149 | 0.0083319 | 0.011149 | 0.0083319
[79 empty] | WLDFR | HFTD - Distribution - Tier 2 - 5QU CoRE ¦ 3QU LoRE | Red Flag Warning - Catastrophic Fires | 2020 | 0 | 0 | 0 | 0 | 14146.1306 | 222.2294 | 8585.7228 | 5338.1784 | 2.4776 | 0 | 0 | 0 | 1.5233e-06 |  | 0 | 3.7742e-06 | 3.7742e-06 | 0 | 0 | 0 | 0 | 0 | 0 | 0 | 0 | Column30: 0 | [29 empty] | 7.3.2.1.3 Advanced weather monitoring and weather stations Weather StationsWLDFRElectric Reliability | WLDFR | HFTD - Distribution - Tier 2 - 5QU CoRE ¦ 5QU LoRE | Non-Red Flag Warning - Large Fires | 2029 | Electric Reliability | 0.74734 | 415.2775 | 2029 | Mitigation | 0.011149 | 10 | 0 | esc | 0.011149 | 0.0083319 | 0.011149 | 0.0083319 | 0.011149 | 0.0083319 | 0.011149 | 0.0083319
[79 empty] | WLDFR | HFTD - Distribution - Tier 2 - 5QU CoRE ¦ 3QU LoRE | Red Flag Warning - Catastrophic Fires | 2021 | 0 | 0 | 0 | 0 | 14146.1306 | 222.2294 | 8585.7228 | 5338.1784 | 2.4776 | 2.4776 | 0 | 0 | 1.5233e-06 |  | 0 | 3.7742e-06 | 3.7742e-06 | 0 | 3.7742e-06 | 3.7742e-06 | 0 | 0 | 0 | 0 | 0 | Column30: 0 | [29 empty] | 7.3.2.1.3 Advanced weather monitoring and weather stations Weather StationsWLDFRElectric Reliability | WLDFR | HFTD - Distribution - Tier 2 - 5QU CoRE ¦ 5QU LoRE | Non-Red Flag Warning - Large Fires | 2030 | Electric Reliability | 0.74734 | 415.2775 | 2030 | Mitigation | 0.011149 | 10 | 0 | esc | 0 | 0 | 0.011149 | 0.0083319 | 0.011149 | 0.0083319 | 0.011149 | 0.0083319
[79 empty] | WLDFR | HFTD - Distribution - Tier 2 - 5QU CoRE ¦ 3QU LoRE | Red Flag Warning - Catastrophic Fires | 2022 | 0 | 0 | 0 | 0 | 14146.1306 | 222.2294 | 8585.7228 | 5338.1784 | 2.4776 | 2.4776 | 2.4776 | 0 | 1.5233e-06 |  | 0 | 3.7742e-06 | 3.7742e-06 | 0 | 3.7742e-06 | 3.7742e-06 | 0 | 3.7742e-06 | 3.7742e-06 | 0 | 0 | Column30: 0 | [29 empty] | 7.3.2.1.3 Advanced weather monitoring and weather stations Weather StationsWLDFRElectric Reliability | WLDFR | HFTD - Distribution - Tier 2 - 5QU CoRE ¦ 5QU LoRE | Non-Red Flag Warning - Large Fires | 2031 | Electric Reliability | 0.74734 | 415.2775 | 2031 | Mitigation | 0.011149 | 10 | 0 | esc | 0 | 0 | 0 | 0 | 0.011149 | 0.0083319 | 0.011149 | 0.0083319
[79 empty] | WLDFR | HFTD - Distribution - Tier 2 - 5QU CoRE ¦ 3QU LoRE | Red Flag Warning - Catastrophic Fires | 2023 | 0 | 0 | 0 | 0 | 14664.6376 | 233.2301 | 8896.516 | 5534.8915 | 2.6002 | 2.6002 | 2.6002 | 2.6002 | 1.5233e-06 |  | 0 | 3.961e-06 | 3.961e-06 | 0 | 3.961e-06 | 3.961e-06 | 0 | 3.961e-06 | 3.961e-06 | 0 | 3.961e-06 | Column30: 3.961e-06 | [29 empty] | 7.3.2.1.3 Advanced weather monitoring and weather stations Weather StationsWLDFRElectric Reliability | WLDFR | HFTD - Distribution - Tier 2 - 5QU CoRE ¦ 5QU LoRE | Non-Red Flag Warning - Large Fires | 2032 | Electric Reliability | 0.74734 | 415.2775 | 2032 | Mitigation | 0.011149 | 10 | 0 | esc | 0 | 0 | 0 | 0 | 0 | 0 | 0.011149 | 0.0083319
[79 empty] | WLDFR | HFTD - Distribution - Tier 2 - 5QU CoRE ¦ 3QU LoRE | Red Flag Warning - Catastrophic Fires | 2024 | 0 | 0 | 0 | 0 | 14664.6376 | 233.2301 | 8896.516 | 5534.8915 | 2.6002 | 2.6002 | 2.6002 | 2.6002 | 1.5233e-06 |  | 0 | 3.961e-06 | 3.961e-06 | 0 | 3.961e-06 | 3.961e-06 | 0 | 3.961e-06 | 3.961e-06 | 0 | 3.961e-06 | Column30: 3.961e-06 | [29 empty] | 7.3.2.1.3 Advanced weather monitoring and weather stations Weather StationsWLDFRElectric Reliability | WLDFR | HFTD - Distribution - Tier 2 - 5QU CoRE ¦ 5QU LoRE | Non-Red Flag Warning - Small Fires | 2021 | Electric Reliability | 0.036425 | 415.2775 | 2021 | Mitigation | 0.011149 | 10 | 0 | esc | 0.011149 | 0.0004061 | 0.011149 | 0.0004061 | 0 | 0 | 0 | 0
[79 empty] | WLDFR | HFTD - Distribution - Tier 2 - 5QU CoRE ¦ 3QU LoRE | Red Flag Warning - Catastrophic Fires | 2025 | 0 | 0 | 0 | 0 | 14664.6376 | 233.2301 | 8896.516 | 5534.8915 | 2.6002 | 2.6002 | 2.6002 | 2.6002 | 1.5233e-06 |  | 0 | 3.961e-06 | 3.961e-06 | 0 | 3.961e-06 | 3.961e-06 | 0 | 3.961e-06 | 3.961e-06 | 0 | 3.961e-06 | Column30: 3.961e-06 | [29 empty] | 7.3.2.1.3 Advanced weather monitoring and weather stations Weather StationsWLDFRElectric Reliability | WLDFR | HFTD - Distribution - Tier 2 - 5QU CoRE ¦ 5QU LoRE | Non-Red Flag Warning - Small Fires | 2022 | Electric Reliability | 0.036425 | 415.2775 | 2022 | Mitigation | 0.011149 | 10 | 0 | esc | 0.011149 | 0.0004061 | 0.011149 | 0.0004061 | 0.011149 | 0.0004061 | 0 | 0
[79 empty] | WLDFR | HFTD - Distribution - Tier 2 - 5QU CoRE ¦ 3QU LoRE | Red Flag Warning - Catastrophic Fires | 2026 | 0 | 0 | 0 | 0 | 14664.6376 | 233.2301 | 8896.516 | 5534.8915 | 2.6002 | 2.6002 | 2.6002 | 2.6002 | 1.5233e-06 |  | 0 | 3.961e-06 | 3.961e-06 | 0 | 3.961e-06 | 3.961e-06 | 0 | 3.961e-06 | 3.961e-06 | 0 | 3.961e-06 | Column30: 3.961e-06 | [29 empty] | 7.3.2.1.3 Advanced weather monitoring and weather stations Weather StationsWLDFRElectric Reliability | WLDFR | HFTD - Distribution - Tier 2 - 5QU CoRE ¦ 5QU LoRE | Non-Red Flag Warning - Small Fires | 2023 | Electric Reliability | 0.03759 | 415.2775 | 2023 | Mitigation | 0.011149 | 10 | 0 | esc | 0.011149 | 0.00041909 | 0.011149 | 0.00041909 | 0.011149 | 0.00041909 | 0.011149 | 0.00041909
[79 empty] | WLDFR | HFTD - Distribution - Tier 2 - 5QU CoRE ¦ 3QU LoRE | Red Flag Warning - Catastrophic Fires | 2027 | 0 | 0 | 0 | 0 | 14664.6376 | 233.2301 | 8896.516 | 5534.8915 | 2.6002 | 2.6002 | 2.6002 | 2.6002 | 1.5233e-06 |  | 0 | 3.961e-06 | 3.961e-06 | 0 | 3.961e-06 | 3.961e-06 | 0 | 3.961e-06 | 3.961e-06 | 0 | 3.961e-06 | Column30: 3.961e-06 | [29 empty] | 7.3.2.1.3 Advanced weather monitoring and weather stations Weather StationsWLDFRElectric Reliability | WLDFR | HFTD - Distribution - Tier 2 - 5QU CoRE ¦ 5QU LoRE | Non-Red Flag Warning - Small Fires | 2024 | Electric Reliability | 0.03759 | 415.2775 | 2024 | Mitigation | 0.011149 | 10 | 0 | esc | 0.011149 | 0.00041909 | 0.011149 | 0.00041909 | 0.011149 | 0.00041909 | 0.011149 | 0.00041909
[79 empty] | WLDFR | HFTD - Distribution - Tier 2 - 5QU CoRE ¦ 3QU LoRE | Red Flag Warning - Catastrophic Fires | 2028 | 0 | 0 | 0 | 0 | 15317.9909 | 247.273 | 9287.6491 | 5783.0689 | 2.7568 | 2.7568 | 2.7568 | 2.7568 | 1.5233e-06 |  | 0 | 4.1995e-06 | 4.1995e-06 | 0 | 4.1995e-06 | 4.1995e-06 | 0 | 4.1995e-06 | 4.1995e-06 | 0 | 4.1995e-06 | Column30: 4.1995e-06 | [29 empty] | 7.3.2.1.3 Advanced weather monitoring and weather stations Weather StationsWLDFRElectric Reliability | WLDFR | HFTD - Distribution - Tier 2 - 5QU CoRE ¦ 5QU LoRE | Non-Red Flag Warning - Small Fires | 2025 | Electric Reliability | 0.03759 | 415.2775 | 2025 | Mitigation | 0.011149 | 10 | 0 | esc | 0.011149 | 0.00041909 | 0.011149 | 0.00041909 | 0.011149 | 0.00041909 | 0.011149 | 0.00041909
[79 empty] | WLDFR | HFTD - Distribution - Tier 2 - 5QU CoRE ¦ 3QU LoRE | Red Flag Warning - Catastrophic Fires | 2029 | 0 | 0 | 0 | 0 | 15317.9909 | 247.273 | 9287.6491 | 5783.0689 | 2.7568 | 2.7568 | 2.7568 | 2.7568 | 1.5233e-06 |  | 0 | 4.1995e-06 | 4.1995e-06 | 0 | 4.1995e-06 | 4.1995e-06 | 0 | 4.1995e-06 | 4.1995e-06 | 0 | 4.1995e-06 | Column30: 4.1995e-06 | [29 empty] | 7.3.2.1.3 Advanced weather monitoring and weather stations Weather StationsWLDFRElectric Reliability | WLDFR | HFTD - Distribution - Tier 2 - 5QU CoRE ¦ 5QU LoRE | Non-Red Flag Warning - Small Fires | 2026 | Electric Reliability | 0.03759 | 415.2775 | 2026 | Mitigation | 0.011149 | 10 | 0 | esc | 0.011149 | 0.00041909 | 0.011149 | 0.00041909 | 0.011149 | 0.00041909 | 0.011149 | 0.00041909
[79 empty] | WLDFR | HFTD - Distribution - Tier 2 - 5QU CoRE ¦ 3QU LoRE | Red Flag Warning - Catastrophic Fires | 2030 | 0 | 0 | 0 | 0 | 15317.9909 | 247.273 | 9287.6491 | 5783.0689 | 0 | 2.7568 | 2.7568 | 2.7568 | 1.5233e-06 |  | 0 | 0 | 0 | 0 | 4.1995e-06 | 4.1995e-06 | 0 | 4.1995e-06 | 4.1995e-06 | 0 | 4.1995e-06 | Column30: 4.1995e-06 | [29 empty] | 7.3.2.1.3 Advanced weather monitoring and weather stations Weather StationsWLDFRElectric Reliability | WLDFR | HFTD - Distribution - Tier 2 - 5QU CoRE ¦ 5QU LoRE | Non-Red Flag Warning - Small Fires | 2027 | Electric Reliability | 0.03759 | 415.2775 | 2027 | Mitigation | 0.011149 | 10 | 0 | esc | 0.011149 | 0.00041909 | 0.011149 | 0.00041909 | 0.011149 | 0.00041909 | 0.011149 | 0.00041909
[79 empty] | WLDFR | HFTD - Distribution - Tier 2 - 5QU CoRE ¦ 3QU LoRE | Red Flag Warning - Catastrophic Fires | 2031 | 0 | 0 | 0 | 0 | 15317.9909 | 247.273 | 9287.6491 | 5783.0689 | 0 | 0 | 2.7568 | 2.7568 | 1.5233e-06 |  | 0 | 0 | 0 | 0 | 0 | 0 | 0 | 4.1995e-06 | 4.1995e-06 | 0 | 4.1995e-06 | Column30: 4.1995e-06 | [29 empty] | 7.3.2.1.3 Advanced weather monitoring and weather stations Weather StationsWLDFRElectric Reliability | WLDFR | HFTD - Distribution - Tier 2 - 5QU CoRE ¦ 5QU LoRE | Non-Red Flag Warning - Small Fires | 2028 | Electric Reliability | 0.039055 | 415.2775 | 2028 | Mitigation | 0.011149 | 10 | 0 | esc | 0.011149 | 0.00043542 | 0.011149 | 0.00043542 | 0.011149 | 0.00043542 | 0.011149 | 0.00043542
[79 empty] | WLDFR | HFTD - Distribution - Tier 2 - 5QU CoRE ¦ 3QU LoRE | Red Flag Warning - Catastrophic Fires | 2032 | 0 | 0 | 0 | 0 | 15317.9909 | 247.273 | 9287.6491 | 5783.0689 | 0 | 0 | 0 | 2.7568 | 1.5233e-06 |  | 0 | 0 | 0 | 0 | 0 | 0 | 0 | 0 | 0 | 0 | 4.1995e-06 | Column30: 4.1995e-06 | [29 empty] | 7.3.2.1.3 Advanced weather monitoring and weather stations Weather StationsWLDFRElectric Reliability | WLDFR | HFTD - Distribution - Tier 2 - 5QU CoRE ¦ 5QU LoRE | Non-Red Flag Warning - Small Fires | 2029 | Electric Reliability | 0.039055 | 415.2775 | 2029 | Mitigation | 0.011149 | 10 | 0 | esc | 0.011149 | 0.00043542 | 0.011149 | 0.00043542 | 0.011149 | 0.00043542 | 0.011149 | 0.00043542
[79 empty] | WLDFR | HFTD - Distribution - Tier 2 - 5QU CoRE ¦ 3QU LoRE | Red Flag Warning - Destructive Fires | 2020 | 0 | 0 | 0 | 0 | 8807.9522 | 222.2294 | 8585.7228 | 0 | 2.4776 | 0 | 0 | 0 | 2.7003e-07 |  | 0 | 6.6902e-07 | 6.6902e-07 | 0 | 0 | 0 | 0 | 0 | 0 | 0 | 0 | Column30: 0 | [29 empty] | 7.3.2.1.3 Advanced weather monitoring and weather stations Weather StationsWLDFRElectric Reliability | WLDFR | HFTD - Distribution - Tier 2 - 5QU CoRE ¦ 5QU LoRE | Non-Red Flag Warning - Small Fires | 2030 | Electric Reliability | 0.039055 | 415.2775 | 2030 | Mitigation | 0.011149 | 10 | 0 | esc | 0 | 0 | 0.011149 | 0.00043542 | 0.011149 | 0.00043542 | 0.011149 | 0.00043542
[79 empty] | WLDFR | HFTD - Distribution - Tier 2 - 5QU CoRE ¦ 3QU LoRE | Red Flag Warning - Destructive Fires | 2021 | 0 | 0 | 0 | 0 | 8807.9522 | 222.2294 | 8585.7228 | 0 | 2.4776 | 2.4776 | 0 | 0 | 2.7003e-07 |  | 0 | 6.6902e-07 | 6.6902e-07 | 0 | 6.6902e-07 | 6.6902e-07 | 0 | 0 | 0 | 0 | 0 | Column30: 0 | [29 empty] | 7.3.2.1.3 Advanced weather monitoring and weather stations Weather StationsWLDFRElectric Reliability | WLDFR | HFTD - Distribution - Tier 2 - 5QU CoRE ¦ 5QU LoRE | Non-Red Flag Warning - Small Fires | 2031 | Electric Reliability | 0.039055 | 415.2775 | 2031 | Mitigation | 0.011149 | 10 | 0 | esc | 0 | 0 | 0 | 0 | 0.011149 | 0.00043542 | 0.011149 | 0.00043542
[79 empty] | WLDFR | HFTD - Distribution - Tier 2 - 5QU CoRE ¦ 3QU LoRE | Red Flag Warning - Destructive Fires | 2022 | 0 | 0 | 0 | 0 | 8807.9522 | 222.2294 | 8585.7228 | 0 | 2.4776 | 2.4776 | 2.4776 | 0 | 2.7003e-07 |  | 0 | 6.6902e-07 | 6.6902e-07 | 0 | 6.6902e-07 | 6.6902e-07 | 0 | 6.6902e-07 | 6.6902e-07 | 0 | 0 | Column30: 0 | [29 empty] | 7.3.2.1.3 Advanced weather monitoring and weather stations Weather StationsWLDFRElectric Reliability | WLDFR | HFTD - Distribution - Tier 2 - 5QU CoRE ¦ 5QU LoRE | Non-Red Flag Warning - Small Fires | 2032 | Electric Reliability | 0.039055 | 415.2775 | 2032 | Mitigation | 0.011149 | 10 | 0 | esc | 0 | 0 | 0 | 0 | 0 | 0 | 0.011149 | 0.00043542
[79 empty] | WLDFR | HFTD - Distribution - Tier 2 - 5QU CoRE ¦ 3QU LoRE | Red Flag Warning - Destructive Fires | 2023 | 0 | 0 | 0 | 0 | 9129.7461 | 233.2301 | 8896.516 | 0 | 2.6002 | 2.6002 | 2.6002 | 2.6002 | 2.7003e-07 |  | 0 | 7.0214e-07 | 7.0214e-07 | 0 | 7.0214e-07 | 7.0214e-07 | 0 | 7.0214e-07 | 7.0214e-07 | 0 | 7.0214e-07 | Column30: 7.0214e-07 | [29 empty] | 7.3.2.1.3 Advanced weather monitoring and weather stations Weather StationsWLDFRElectric Reliability | WLDFR | HFTD - Distribution - Tier 2 - 5QU CoRE ¦ 5QU LoRE | Red Flag Warning - Catastrophic Fires | 2021 | Electric Reliability | 222.2294 | 415.2775 | 2021 | Mitigation | 0.011149 | 10 | 0 | esc | 0.011149 | 2.4776 | 0.011149 | 2.4776 | 0 | 0 | 0 | 0
[79 empty] | WLDFR | HFTD - Distribution - Tier 2 - 5QU CoRE ¦ 3QU LoRE | Red Flag Warning - Destructive Fires | 2024 | 0 | 0 | 0 | 0 | 9129.7461 | 233.2301 | 8896.516 | 0 | 2.6002 | 2.6002 | 2.6002 | 2.6002 | 2.7003e-07 |  | 0 | 7.0214e-07 | 7.0214e-07 | 0 | 7.0214e-07 | 7.0214e-07 | 0 | 7.0214e-07 | 7.0214e-07 | 0 | 7.0214e-07 | Column30: 7.0214e-07 | [29 empty] | 7.3.2.1.3 Advanced weather monitoring and weather stations Weather StationsWLDFRElectric Reliability | WLDFR | HFTD - Distribution - Tier 2 - 5QU CoRE ¦ 5QU LoRE | Red Flag Warning - Catastrophic Fires | 2022 | Electric Reliability | 222.2294 | 415.2775 | 2022 | Mitigation | 0.011149 | 10 | 0 | esc | 0.011149 | 2.4776 | 0.011149 | 2.4776 | 0.011149 | 2.4776 | 0 | 0
[79 empty] | WLDFR | HFTD - Distribution - Tier 2 - 5QU CoRE ¦ 3QU LoRE | Red Flag Warning - Destructive Fires | 2025 | 0 | 0 | 0 | 0 | 9129.7461 | 233.2301 | 8896.516 | 0 | 2.6002 | 2.6002 | 2.6002 | 2.6002 | 2.7003e-07 |  | 0 | 7.0214e-07 | 7.0214e-07 | 0 | 7.0214e-07 | 7.0214e-07 | 0 | 7.0214e-07 | 7.0214e-07 | 0 | 7.0214e-07 | Column30: 7.0214e-07 | [29 empty] | 7.3.2.1.3 Advanced weather monitoring and weather stations Weather StationsWLDFRElectric Reliability | WLDFR | HFTD - Distribution - Tier 2 - 5QU CoRE ¦ 5QU LoRE | Red Flag Warning - Catastrophic Fires | 2023 | Electric Reliability | 233.2301 | 415.2775 | 2023 | Mitigation | 0.011149 | 10 | 0 | esc | 0.011149 | 2.6002 | 0.011149 | 2.6002 | 0.011149 | 2.6002 | 0.011149 | 2.6002
[79 empty] | WLDFR | HFTD - Distribution - Tier 2 - 5QU CoRE ¦ 3QU LoRE | Red Flag Warning - Destructive Fires | 2026 | 0 | 0 | 0 | 0 | 9129.7461 | 233.2301 | 8896.516 | 0 | 2.6002 | 2.6002 | 2.6002 | 2.6002 | 2.7003e-07 |  | 0 | 7.0214e-07 | 7.0214e-07 | 0 | 7.0214e-07 | 7.0214e-07 | 0 | 7.0214e-07 | 7.0214e-07 | 0 | 7.0214e-07 | Column30: 7.0214e-07 | [29 empty] | 7.3.2.1.3 Advanced weather monitoring and weather stations Weather StationsWLDFRElectric Reliability | WLDFR | HFTD - Distribution - Tier 2 - 5QU CoRE ¦ 5QU LoRE | Red Flag Warning - Catastrophic Fires | 2024 | Electric Reliability | 233.2301 | 415.2775 | 2024 | Mitigation | 0.011149 | 10 | 0 | esc | 0.011149 | 2.6002 | 0.011149 | 2.6002 | 0.011149 | 2.6002 | 0.011149 | 2.6002
[79 empty] | WLDFR | HFTD - Distribution - Tier 2 - 5QU CoRE ¦ 3QU LoRE | Red Flag Warning - Destructive Fires | 2027 | 0 | 0 | 0 | 0 | 9129.7461 | 233.2301 | 8896.516 | 0 | 2.6002 | 2.6002 | 2.6002 | 2.6002 | 2.7003e-07 |  | 0 | 7.0214e-07 | 7.0214e-07 | 0 | 7.0214e-07 | 7.0214e-07 | 0 | 7.0214e-07 | 7.0214e-07 | 0 | 7.0214e-07 | Column30: 7.0214e-07 | [29 empty] | 7.3.2.1.3 Advanced weather monitoring and weather stations Weather StationsWLDFRElectric Reliability | WLDFR | HFTD - Distribution - Tier 2 - 5QU CoRE ¦ 5QU LoRE | Red Flag Warning - Catastrophic Fires | 2025 | Electric Reliability | 233.2301 | 415.2775 | 2025 | Mitigation | 0.011149 | 10 | 0 | esc | 0.011149 | 2.6002 | 0.011149 | 2.6002 | 0.011149 | 2.6002 | 0.011149 | 2.6002
[79 empty] | WLDFR | HFTD - Distribution - Tier 2 - 5QU CoRE ¦ 3QU LoRE | Red Flag Warning - Destructive Fires | 2028 | 0 | 0 | 0 | 0 | 9534.9221 | 247.273 | 9287.6491 | 0 | 2.7568 | 2.7568 | 2.7568 | 2.7568 | 2.7003e-07 |  | 0 | 7.4441e-07 | 7.4441e-07 | 0 | 7.4441e-07 | 7.4441e-07 | 0 | 7.4441e-07 | 7.4441e-07 | 0 | 7.4441e-07 | Column30: 7.4441e-07 | [29 empty] | 7.3.2.1.3 Advanced weather monitoring and weather stations Weather StationsWLDFRElectric Reliability | WLDFR | HFTD - Distribution - Tier 2 - 5QU CoRE ¦ 5QU LoRE | Red Flag Warning - Catastrophic Fires | 2026 | Electric Reliability | 233.2301 | 415.2775 | 2026 | Mitigation | 0.011149 | 10 | 0 | esc | 0.011149 | 2.6002 | 0.011149 | 2.6002 | 0.011149 | 2.6002 | 0.011149 | 2.6002
[79 empty] | WLDFR | HFTD - Distribution - Tier 2 - 5QU CoRE ¦ 3QU LoRE | Red Flag Warning - Destructive Fires | 2029 | 0 | 0 | 0 | 0 | 9534.9221 | 247.273 | 9287.6491 | 0 | 2.7568 | 2.7568 | 2.7568 | 2.7568 | 2.7003e-07 |  | 0 | 7.4441e-07 | 7.4441e-07 | 0 | 7.4441e-07 | 7.4441e-07 | 0 | 7.4441e-07 | 7.4441e-07 | 0 | 7.4441e-07 | Column30: 7.4441e-07 | [29 empty] | 7.3.2.1.3 Advanced weather monitoring and weather stations Weather StationsWLDFRElectric Reliability | WLDFR | HFTD - Distribution - Tier 2 - 5QU CoRE ¦ 5QU LoRE | Red Flag Warning - Catastrophic Fires | 2027 | Electric Reliability | 233.2301 | 415.2775 | 2027 | Mitigation | 0.011149 | 10 | 0 | esc | 0.011149 | 2.6002 | 0.011149 | 2.6002 | 0.011149 | 2.6002 | 0.011149 | 2.6002
[79 empty] | WLDFR | HFTD - Distribution - Tier 2 - 5QU CoRE ¦ 3QU LoRE | Red Flag Warning - Destructive Fires | 2030 | 0 | 0 | 0 | 0 | 9534.9221 | 247.273 | 9287.6491 | 0 | 0 | 2.7568 | 2.7568 | 2.7568 | 2.7003e-07 |  | 0 | 0 | 0 | 0 | 7.4441e-07 | 7.4441e-07 | 0 | 7.4441e-07 | 7.4441e-07 | 0 | 7.4441e-07 | Column30: 7.4441e-07 | [29 empty] | 7.3.2.1.3 Advanced weather monitoring and weather stations Weather StationsWLDFRElectric Reliability | WLDFR | HFTD - Distribution - Tier 2 - 5QU CoRE ¦ 5QU LoRE | Red Flag Warning - Catastrophic Fires | 2028 | Electric Reliability | 247.273 | 415.2775 | 2028 | Mitigation | 0.011149 | 10 | 0 | esc | 0.011149 | 2.7568 | 0.011149 | 2.7568 | 0.011149 | 2.7568 | 0.011149 | 2.7568
[79 empty] | WLDFR | HFTD - Distribution - Tier 2 - 5QU CoRE ¦ 3QU LoRE | Red Flag Warning - Destructive Fires | 2031 | 0 | 0 | 0 | 0 | 9534.9221 | 247.273 | 9287.6491 | 0 | 0 | 0 | 2.7568 | 2.7568 | 2.7003e-07 |  | 0 | 0 | 0 | 0 | 0 | 0 | 0 | 7.4441e-07 | 7.4441e-07 | 0 | 7.4441e-07 | Column30: 7.4441e-07 | [29 empty] | 7.3.2.1.3 Advanced weather monitoring and weather stations Weather StationsWLDFRElectric Reliability | WLDFR | HFTD - Distribution - Tier 2 - 5QU CoRE ¦ 5QU LoRE | Red Flag Warning - Catastrophic Fires | 2029 | Electric Reliability | 247.273 | 415.2775 | 2029 | Mitigation | 0.011149 | 10 | 0 | esc | 0.011149 | 2.7568 | 0.011149 | 2.7568 | 0.011149 | 2.7568 | 0.011149 | 2.7568
[79 empty] | WLDFR | HFTD - Distribution - Tier 2 - 5QU CoRE ¦ 3QU LoRE | Red Flag Warning - Destructive Fires | 2032 | 0 | 0 | 0 | 0 | 9534.9221 | 247.273 | 9287.6491 | 0 | 0 | 0 | 0 | 2.7568 | 2.7003e-07 |  | 0 | 0 | 0 | 0 | 0 | 0 | 0 | 0 | 0 | 0 | 7.4441e-07 | Column30: 7.4441e-07 | [29 empty] | 7.3.2.1.3 Advanced weather monitoring and weather stations Weather StationsWLDFRElectric Reliability | WLDFR | HFTD - Distribution - Tier 2 - 5QU CoRE ¦ 5QU LoRE | Red Flag Warning - Catastrophic Fires | 2030 | Electric Reliability | 247.273 | 415.2775 | 2030 | Mitigation | 0.011149 | 10 | 0 | esc | 0 | 0 | 0.011149 | 2.7568 | 0.011149 | 2.7568 | 0.011149 | 2.7568
[79 empty] | WLDFR | HFTD - Distribution - Tier 2 - 5QU CoRE ¦ 3QU LoRE | Red Flag Warning - Large Fires | 2020 | 0 | 0 | 0 | 0 | 5.2406 | 0.69642 | 2.942 | 1.6022 | 0.0077642 | 0 | 0 | 0 | 2.1298e-05 |  | 0 | 1.6536e-07 | 1.6536e-07 | 0 | 0 | 0 | 0 | 0 | 0 | 0 | 0 | Column30: 0 | [29 empty] | 7.3.2.1.3 Advanced weather monitoring and weather stations Weather StationsWLDFRElectric Reliability | WLDFR | HFTD - Distribution - Tier 2 - 5QU CoRE ¦ 5QU LoRE | Red Flag Warning - Catastrophic Fires | 2031 | Electric Reliability | 247.273 | 415.2775 | 2031 | Mitigation | 0.011149 | 10 | 0 | esc | 0 | 0 | 0 | 0 | 0.011149 | 2.7568 | 0.011149 | 2.7568
[79 empty] | WLDFR | HFTD - Distribution - Tier 2 - 5QU CoRE ¦ 3QU LoRE | Red Flag Warning - Large Fires | 2021 | 0 | 0 | 0 | 0 | 5.2406 | 0.69642 | 2.942 | 1.6022 | 0.0077642 | 0.0077642 | 0 | 0 | 2.1298e-05 |  | 0 | 1.6536e-07 | 1.6536e-07 | 0 | 1.6536e-07 | 1.6536e-07 | 0 | 0 | 0 | 0 | 0 | Column30: 0 | [29 empty] | 7.3.2.1.3 Advanced weather monitoring and weather stations Weather StationsWLDFRElectric Reliability | WLDFR | HFTD - Distribution - Tier 2 - 5QU CoRE ¦ 5QU LoRE | Red Flag Warning - Catastrophic Fires | 2032 | Electric Reliability | 247.273 | 415.2775 | 2032 | Mitigation | 0.011149 | 10 | 0 | esc | 0 | 0 | 0 | 0 | 0 | 0 | 0.011149 | 2.7568
[79 empty] | WLDFR | HFTD - Distribution - Tier 2 - 5QU CoRE ¦ 3QU LoRE | Red Flag Warning - Large Fires | 2022 | 0 | 0 | 0 | 0 | 5.2406 | 0.69642 | 2.942 | 1.6022 | 0.0077642 | 0.0077642 | 0.0077642 | 0 | 2.1298e-05 |  | 0 | 1.6536e-07 | 1.6536e-07 | 0 | 1.6536e-07 | 1.6536e-07 | 0 | 1.6536e-07 | 1.6536e-07 | 0 | 0 | Column30: 0 | [29 empty] | 7.3.2.1.3 Advanced weather monitoring and weather stations Weather StationsWLDFRElectric Reliability | WLDFR | HFTD - Distribution - Tier 2 - 5QU CoRE ¦ 5QU LoRE | Red Flag Warning - Destructive Fires | 2021 | Electric Reliability | 222.2294 | 415.2775 | 2021 | Mitigation | 0.011149 | 10 | 0 | esc | 0.011149 | 2.4776 | 0.011149 | 2.4776 | 0 | 0 | 0 | 0
[79 empty] | WLDFR | HFTD - Distribution - Tier 2 - 5QU CoRE ¦ 3QU LoRE | Red Flag Warning - Large Fires | 2023 | 0 | 0 | 0 | 0 | 5.475 | 0.71896 | 3.0715 | 1.6846 | 0.0080156 | 0.0080156 | 0.0080156 | 0.0080156 | 2.1298e-05 |  | 0 | 1.7072e-07 | 1.7072e-07 | 0 | 1.7072e-07 | 1.7072e-07 | 0 | 1.7072e-07 | 1.7072e-07 | 0 | 1.7072e-07 | Column30: 1.7072e-07 | [29 empty] | 7.3.2.1.3 Advanced weather monitoring and weather stations Weather StationsWLDFRElectric Reliability | WLDFR | HFTD - Distribution - Tier 2 - 5QU CoRE ¦ 5QU LoRE | Red Flag Warning - Destructive Fires | 2022 | Electric Reliability | 222.2294 | 415.2775 | 2022 | Mitigation | 0.011149 | 10 | 0 | esc | 0.011149 | 2.4776 | 0.011149 | 2.4776 | 0.011149 | 2.4776 | 0 | 0
[79 empty] | WLDFR | HFTD - Distribution - Tier 2 - 5QU CoRE ¦ 3QU LoRE | Red Flag Warning - Large Fires | 2024 | 0 | 0 | 0 | 0 | 5.475 | 0.71896 | 3.0715 | 1.6846 | 0.0080156 | 0.0080156 | 0.0080156 | 0.0080156 | 2.1298e-05 |  | 0 | 1.7072e-07 | 1.7072e-07 | 0 | 1.7072e-07 | 1.7072e-07 | 0 | 1.7072e-07 | 1.7072e-07 | 0 | 1.7072e-07 | Column30: 1.7072e-07 | [29 empty] | 7.3.2.1.3 Advanced weather monitoring and weather stations Weather StationsWLDFRElectric Reliability | WLDFR | HFTD - Distribution - Tier 2 - 5QU CoRE ¦ 5QU LoRE | Red Flag Warning - Destructive Fires | 2023 | Electric Reliability | 233.2301 | 415.2775 | 2023 | Mitigation | 0.011149 | 10 | 0 | esc | 0.011149 | 2.6002 | 0.011149 | 2.6002 | 0.011149 | 2.6002 | 0.011149 | 2.6002
[79 empty] | WLDFR | HFTD - Distribution - Tier 2 - 5QU CoRE ¦ 3QU LoRE | Red Flag Warning - Large Fires | 2025 | 0 | 0 | 0 | 0 | 5.475 | 0.71896 | 3.0715 | 1.6846 | 0.0080156 | 0.0080156 | 0.0080156 | 0.0080156 | 2.1298e-05 |  | 0 | 1.7072e-07 | 1.7072e-07 | 0 | 1.7072e-07 | 1.7072e-07 | 0 | 1.7072e-07 | 1.7072e-07 | 0 | 1.7072e-07 | Column30: 1.7072e-07 | [29 empty] | 7.3.2.1.3 Advanced weather monitoring and weather stations Weather StationsWLDFRElectric Reliability | WLDFR | HFTD - Distribution - Tier 2 - 5QU CoRE ¦ 5QU LoRE | Red Flag Warning - Destructive Fires | 2024 | Electric Reliability | 233.2301 | 415.2775 | 2024 | Mitigation | 0.011149 | 10 | 0 | esc | 0.011149 | 2.6002 | 0.011149 | 2.6002 | 0.011149 | 2.6002 | 0.011149 | 2.6002
[79 empty] | WLDFR | HFTD - Distribution - Tier 2 - 5QU CoRE ¦ 3QU LoRE | Red Flag Warning - Large Fires | 2026 | 0 | 0 | 0 | 0 | 5.475 | 0.71896 | 3.0715 | 1.6846 | 0.0080156 | 0.0080156 | 0.0080156 | 0.0080156 | 2.1298e-05 |  | 0 | 1.7072e-07 | 1.7072e-07 | 0 | 1.7072e-07 | 1.7072e-07 | 0 | 1.7072e-07 | 1.7072e-07 | 0 | 1.7072e-07 | Column30: 1.7072e-07 | [29 empty] | 7.3.2.1.3 Advanced weather monitoring and weather stations Weather StationsWLDFRElectric Reliability | WLDFR | HFTD - Distribution - Tier 2 - 5QU CoRE ¦ 5QU LoRE | Red Flag Warning - Destructive Fires | 2025 | Electric Reliability | 233.2301 | 415.2775 | 2025 | Mitigation | 0.011149 | 10 | 0 | esc | 0.011149 | 2.6002 | 0.011149 | 2.6002 | 0.011149 | 2.6002 | 0.011149 | 2.6002
[79 empty] | WLDFR | HFTD - Distribution - Tier 2 - 5QU CoRE ¦ 3QU LoRE | Red Flag Warning - Large Fires | 2027 | 0 | 0 | 0 | 0 | 5.475 | 0.71896 | 3.0715 | 1.6846 | 0.0080156 | 0.0080156 | 0.0080156 | 0.0080156 | 2.1298e-05 |  | 0 | 1.7072e-07 | 1.7072e-07 | 0 | 1.7072e-07 | 1.7072e-07 | 0 | 1.7072e-07 | 1.7072e-07 | 0 | 1.7072e-07 | Column30: 1.7072e-07 | [29 empty] | 7.3.2.1.3 Advanced weather monitoring and weather stations Weather StationsWLDFRElectric Reliability | WLDFR | HFTD - Distribution - Tier 2 - 5QU CoRE ¦ 5QU LoRE | Red Flag Warning - Destructive Fires | 2026 | Electric Reliability | 233.2301 | 415.2775 | 2026 | Mitigation | 0.011149 | 10 | 0 | esc | 0.011149 | 2.6002 | 0.011149 | 2.6002 | 0.011149 | 2.6002 | 0.011149 | 2.6002
[79 empty] | WLDFR | HFTD - Distribution - Tier 2 - 5QU CoRE ¦ 3QU LoRE | Red Flag Warning - Large Fires | 2028 | 0 | 0 | 0 | 0 | 5.777 | 0.74734 | 3.238 | 1.7917 | 0.0083319 | 0.0083319 | 0.0083319 | 0.0083319 | 2.1298e-05 |  | 0 | 1.7746e-07 | 1.7746e-07 | 0 | 1.7746e-07 | 1.7746e-07 | 0 | 1.7746e-07 | 1.7746e-07 | 0 | 1.7746e-07 | Column30: 1.7746e-07 | [29 empty] | 7.3.2.1.3 Advanced weather monitoring and weather stations Weather StationsWLDFRElectric Reliability | WLDFR | HFTD - Distribution - Tier 2 - 5QU CoRE ¦ 5QU LoRE | Red Flag Warning - Destructive Fires | 2027 | Electric Reliability | 233.2301 | 415.2775 | 2027 | Mitigation | 0.011149 | 10 | 0 | esc | 0.011149 | 2.6002 | 0.011149 | 2.6002 | 0.011149 | 2.6002 | 0.011149 | 2.6002
[79 empty] | WLDFR | HFTD - Distribution - Tier 2 - 5QU CoRE ¦ 3QU LoRE | Red Flag Warning - Large Fires | 2029 | 0 | 0 | 0 | 0 | 5.777 | 0.74734 | 3.238 | 1.7917 | 0.0083319 | 0.0083319 | 0.0083319 | 0.0083319 | 2.1298e-05 |  | 0 | 1.7746e-07 | 1.7746e-07 | 0 | 1.7746e-07 | 1.7746e-07 | 0 | 1.7746e-07 | 1.7746e-07 | 0 | 1.7746e-07 | Column30: 1.7746e-07 | [29 empty] | 7.3.2.1.3 Advanced weather monitoring and weather stations Weather StationsWLDFRElectric Reliability | WLDFR | HFTD - Distribution - Tier 2 - 5QU CoRE ¦ 5QU LoRE | Red Flag Warning - Destructive Fires | 2028 | Electric Reliability | 247.273 | 415.2775 | 2028 | Mitigation | 0.011149 | 10 | 0 | esc | 0.011149 | 2.7568 | 0.011149 | 2.7568 | 0.011149 | 2.7568 | 0.011149 | 2.7568
[79 empty] | WLDFR | HFTD - Distribution - Tier 2 - 5QU CoRE ¦ 3QU LoRE | Red Flag Warning - Large Fires | 2030 | 0 | 0 | 0 | 0 | 5.777 | 0.74734 | 3.238 | 1.7917 | 0 | 0.0083319 | 0.0083319 | 0.0083319 | 2.1298e-05 |  | 0 | 0 | 0 | 0 | 1.7746e-07 | 1.7746e-07 | 0 | 1.7746e-07 | 1.7746e-07 | 0 | 1.7746e-07 | Column30: 1.7746e-07 | [29 empty] | 7.3.2.1.3 Advanced weather monitoring and weather stations Weather StationsWLDFRElectric Reliability | WLDFR | HFTD - Distribution - Tier 2 - 5QU CoRE ¦ 5QU LoRE | Red Flag Warning - Destructive Fires | 2029 | Electric Reliability | 247.273 | 415.2775 | 2029 | Mitigation | 0.011149 | 10 | 0 | esc | 0.011149 | 2.7568 | 0.011149 | 2.7568 | 0.011149 | 2.7568 | 0.011149 | 2.7568
[79 empty] | WLDFR | HFTD - Distribution - Tier 2 - 5QU CoRE ¦ 3QU LoRE | Red Flag Warning - Large Fires | 2031 | 0 | 0 | 0 | 0 | 5.777 | 0.74734 | 3.238 | 1.7917 | 0 | 0 | 0.0083319 | 0.0083319 | 2.1298e-05 |  | 0 | 0 | 0 | 0 | 0 | 0 | 0 | 1.7746e-07 | 1.7746e-07 | 0 | 1.7746e-07 | Column30: 1.7746e-07 | [29 empty] | 7.3.2.1.3 Advanced weather monitoring and weather stations Weather StationsWLDFRElectric Reliability | WLDFR | HFTD - Distribution - Tier 2 - 5QU CoRE ¦ 5QU LoRE | Red Flag Warning - Destructive Fires | 2030 | Electric Reliability | 247.273 | 415.2775 | 2030 | Mitigation | 0.011149 | 10 | 0 | esc | 0 | 0 | 0.011149 | 2.7568 | 0.011149 | 2.7568 | 0.011149 | 2.7568
[79 empty] | WLDFR | HFTD - Distribution - Tier 2 - 5QU CoRE ¦ 3QU LoRE | Red Flag Warning - Large Fires | 2032 | 0 | 0 | 0 | 0 | 5.777 | 0.74734 | 3.238 | 1.7917 | 0 | 0 | 0 | 0.0083319 | 2.1298e-05 |  | 0 | 0 | 0 | 0 | 0 | 0 | 0 | 0 | 0 | 0 | 1.7746e-07 | Column30: 1.7746e-07 | [29 empty] | 7.3.2.1.3 Advanced weather monitoring and weather stations Weather StationsWLDFRElectric Reliability | WLDFR | HFTD - Distribution - Tier 2 - 5QU CoRE ¦ 5QU LoRE | Red Flag Warning - Destructive Fires | 2031 | Electric Reliability | 247.273 | 415.2775 | 2031 | Mitigation | 0.011149 | 10 | 0 | esc | 0 | 0 | 0 | 0 | 0.011149 | 2.7568 | 0.011149 | 2.7568
[79 empty] | WLDFR | HFTD - Distribution - Tier 2 - 5QU CoRE ¦ 3QU LoRE | Red Flag Warning - Small Fires | 2020 | 0 | 0 | 0 | 0 | 0.077901 | 0.036425 | 0.0015809 | 0.039895 | 0.0004061 | 0 | 0 | 0 | 0.00058378 |  | 0 | 2.3707e-07 | 2.3707e-07 | 0 | 0 | 0 | 0 | 0 | 0 | 0 | 0 | Column30: 0 | [29 empty] | 7.3.2.1.3 Advanced weather monitoring and weather stations Weather StationsWLDFRElectric Reliability | WLDFR | HFTD - Distribution - Tier 2 - 5QU CoRE ¦ 5QU LoRE | Red Flag Warning - Destructive Fires | 2032 | Electric Reliability | 247.273 | 415.2775 | 2032 | Mitigation | 0.011149 | 10 | 0 | esc | 0 | 0 | 0 | 0 | 0 | 0 | 0.011149 | 2.7568
[79 empty] | WLDFR | HFTD - Distribution - Tier 2 - 5QU CoRE ¦ 3QU LoRE | Red Flag Warning - Small Fires | 2021 | 0 | 0 | 0 | 0 | 0.077901 | 0.036425 | 0.0015809 | 0.039895 | 0.0004061 | 0.0004061 | 0 | 0 | 0.00058378 |  | 0 | 2.3707e-07 | 2.3707e-07 | 0 | 2.3707e-07 | 2.3707e-07 | 0 | 0 | 0 | 0 | 0 | Column30: 0 | [29 empty] | 7.3.2.1.3 Advanced weather monitoring and weather stations Weather StationsWLDFRElectric Reliability | WLDFR | HFTD - Distribution - Tier 2 - 5QU CoRE ¦ 5QU LoRE | Red Flag Warning - Large Fires | 2021 | Electric Reliability | 0.69642 | 415.2775 | 2021 | Mitigation | 0.011149 | 10 | 0 | esc | 0.011149 | 0.0077642 | 0.011149 | 0.0077642 | 0 | 0 | 0 | 0
[79 empty] | WLDFR | HFTD - Distribution - Tier 2 - 5QU CoRE ¦ 3QU LoRE | Red Flag Warning - Small Fires | 2022 | 0 | 0 | 0 | 0 | 0.077901 | 0.036425 | 0.0015809 | 0.039895 | 0.0004061 | 0.0004061 | 0.0004061 | 0 | 0.00058378 |  | 0 | 2.3707e-07 | 2.3707e-07 | 0 | 2.3707e-07 | 2.3707e-07 | 0 | 2.3707e-07 | 2.3707e-07 | 0 | 0 | Column30: 0 | [29 empty] | 7.3.2.1.3 Advanced weather monitoring and weather stations Weather StationsWLDFRElectric Reliability | WLDFR | HFTD - Distribution - Tier 2 - 5QU CoRE ¦ 5QU LoRE | Red Flag Warning - Large Fires | 2022 | Electric Reliability | 0.69642 | 415.2775 | 2022 | Mitigation | 0.011149 | 10 | 0 | esc | 0.011149 | 0.0077642 | 0.011149 | 0.0077642 | 0.011149 | 0.0077642 | 0 | 0
[79 empty] | WLDFR | HFTD - Distribution - Tier 2 - 5QU CoRE ¦ 3QU LoRE | Red Flag Warning - Small Fires | 2023 | 0 | 0 | 0 | 0 | 0.080408 | 0.03759 | 0.0016314 | 0.041187 | 0.00041909 | 0.00041909 | 0.00041909 | 0.00041909 | 0.00058378 |  | 0 | 2.4466e-07 | 2.4466e-07 | 0 | 2.4466e-07 | 2.4466e-07 | 0 | 2.4466e-07 | 2.4466e-07 | 0 | 2.4466e-07 | Column30: 2.4466e-07 | [29 empty] | 7.3.2.1.3 Advanced weather monitoring and weather stations Weather StationsWLDFRElectric Reliability | WLDFR | HFTD - Distribution - Tier 2 - 5QU CoRE ¦ 5QU LoRE | Red Flag Warning - Large Fires | 2023 | Electric Reliability | 0.71896 | 415.2775 | 2023 | Mitigation | 0.011149 | 10 | 0 | esc | 0.011149 | 0.0080156 | 0.011149 | 0.0080156 | 0.011149 | 0.0080156 | 0.011149 | 0.0080156
[79 empty] | WLDFR | HFTD - Distribution - Tier 2 - 5QU CoRE ¦ 3QU LoRE | Red Flag Warning - Small Fires | 2024 | 0 | 0 | 0 | 0 | 0.080408 | 0.03759 | 0.0016314 | 0.041187 | 0.00041909 | 0.00041909 | 0.00041909 | 0.00041909 | 0.00058378 |  | 0 | 2.4466e-07 | 2.4466e-07 | 0 | 2.4466e-07 | 2.4466e-07 | 0 | 2.4466e-07 | 2.4466e-07 | 0 | 2.4466e-07 | Column30: 2.4466e-07 | [29 empty] | 7.3.2.1.3 Advanced weather monitoring and weather stations Weather StationsWLDFRElectric Reliability | WLDFR | HFTD - Distribution - Tier 2 - 5QU CoRE ¦ 5QU LoRE | Red Flag Warning - Large Fires | 2024 | Electric Reliability | 0.71896 | 415.2775 | 2024 | Mitigation | 0.011149 | 10 | 0 | esc | 0.011149 | 0.0080156 | 0.011149 | 0.0080156 | 0.011149 | 0.0080156 | 0.011149 | 0.0080156
[79 empty] | WLDFR | HFTD - Distribution - Tier 2 - 5QU CoRE ¦ 3QU LoRE | Red Flag Warning - Small Fires | 2025 | 0 | 0 | 0 | 0 | 0.080408 | 0.03759 | 0.0016314 | 0.041187 | 0.00041909 | 0.00041909 | 0.00041909 | 0.00041909 | 0.00058378 |  | 0 | 2.4466e-07 | 2.4466e-07 | 0 | 2.4466e-07 | 2.4466e-07 | 0 | 2.4466e-07 | 2.4466e-07 | 0 | 2.4466e-07 | Column30: 2.4466e-07 | [29 empty] | 7.3.2.1.3 Advanced weather monitoring and weather stations Weather StationsWLDFRElectric Reliability | WLDFR | HFTD - Distribution - Tier 2 - 5QU CoRE ¦ 5QU LoRE | Red Flag Warning - Large Fires | 2025 | Electric Reliability | 0.71896 | 415.2775 | 2025 | Mitigation | 0.011149 | 10 | 0 | esc | 0.011149 | 0.0080156 | 0.011149 | 0.0080156 | 0.011149 | 0.0080156 | 0.011149 | 0.0080156
[79 empty] | WLDFR | HFTD - Distribution - Tier 2 - 5QU CoRE ¦ 3QU LoRE | Red Flag Warning - Small Fires | 2026 | 0 | 0 | 0 | 0 | 0.080408 | 0.03759 | 0.0016314 | 0.041187 | 0.00041909 | 0.00041909 | 0.00041909 | 0.00041909 | 0.00058378 |  | 0 | 2.4466e-07 | 2.4466e-07 | 0 | 2.4466e-07 | 2.4466e-07 | 0 | 2.4466e-07 | 2.4466e-07 | 0 | 2.4466e-07 | Column30: 2.4466e-07 | [29 empty] | 7.3.2.1.3 Advanced weather monitoring and weather stations Weather StationsWLDFRElectric Reliability | WLDFR | HFTD - Distribution - Tier 2 - 5QU CoRE ¦ 5QU LoRE | Red Flag Warning - Large Fires | 2026 | Electric Reliability | 0.71896 | 415.2775 | 2026 | Mitigation | 0.011149 | 10 | 0 | esc | 0.011149 | 0.0080156 | 0.011149 | 0.0080156 | 0.011149 | 0.0080156 | 0.011149 | 0.0080156
[79 empty] | WLDFR | HFTD - Distribution - Tier 2 - 5QU CoRE ¦ 3QU LoRE | Red Flag Warning - Small Fires | 2027 | 0 | 0 | 0 | 0 | 0.080408 | 0.03759 | 0.0016314 | 0.041187 | 0.00041909 | 0.00041909 | 0.00041909 | 0.00041909 | 0.00058378 |  | 0 | 2.4466e-07 | 2.4466e-07 | 0 | 2.4466e-07 | 2.4466e-07 | 0 | 2.4466e-07 | 2.4466e-07 | 0 | 2.4466e-07 | Column30: 2.4466e-07 | [29 empty] | 7.3.2.1.3 Advanced weather monitoring and weather stations Weather StationsWLDFRElectric Reliability | WLDFR | HFTD - Distribution - Tier 2 - 5QU CoRE ¦ 5QU LoRE | Red Flag Warning - Large Fires | 2027 | Electric Reliability | 0.71896 | 415.2775 | 2027 | Mitigation | 0.011149 | 10 | 0 | esc | 0.011149 | 0.0080156 | 0.011149 | 0.0080156 | 0.011149 | 0.0080156 | 0.011149 | 0.0080156
[79 empty] | WLDFR | HFTD - Distribution - Tier 2 - 5QU CoRE ¦ 3QU LoRE | Red Flag Warning - Small Fires | 2028 | 0 | 0 | 0 | 0 | 0.083606 | 0.039055 | 0.001695 | 0.042856 | 0.00043542 | 0.00043542 | 0.00043542 | 0.00043542 | 0.00058378 |  | 0 | 2.5419e-07 | 2.5419e-07 | 0 | 2.5419e-07 | 2.5419e-07 | 0 | 2.5419e-07 | 2.5419e-07 | 0 | 2.5419e-07 | Column30: 2.5419e-07 | [29 empty] | 7.3.2.1.3 Advanced weather monitoring and weather stations Weather StationsWLDFRElectric Reliability | WLDFR | HFTD - Distribution - Tier 2 - 5QU CoRE ¦ 5QU LoRE | Red Flag Warning - Large Fires | 2028 | Electric Reliability | 0.74734 | 415.2775 | 2028 | Mitigation | 0.011149 | 10 | 0 | esc | 0.011149 | 0.0083319 | 0.011149 | 0.0083319 | 0.011149 | 0.0083319 | 0.011149 | 0.0083319
[79 empty] | WLDFR | HFTD - Distribution - Tier 2 - 5QU CoRE ¦ 3QU LoRE | Red Flag Warning - Small Fires | 2029 | 0 | 0 | 0 | 0 | 0.083606 | 0.039055 | 0.001695 | 0.042856 | 0.00043542 | 0.00043542 | 0.00043542 | 0.00043542 | 0.00058378 |  | 0 | 2.5419e-07 | 2.5419e-07 | 0 | 2.5419e-07 | 2.5419e-07 | 0 | 2.5419e-07 | 2.5419e-07 | 0 | 2.5419e-07 | Column30: 2.5419e-07 | [29 empty] | 7.3.2.1.3 Advanced weather monitoring and weather stations Weather StationsWLDFRElectric Reliability | WLDFR | HFTD - Distribution - Tier 2 - 5QU CoRE ¦ 5QU LoRE | Red Flag Warning - Large Fires | 2029 | Electric Reliability | 0.74734 | 415.2775 | 2029 | Mitigation | 0.011149 | 10 | 0 | esc | 0.011149 | 0.0083319 | 0.011149 | 0.0083319 | 0.011149 | 0.0083319 | 0.011149 | 0.0083319
[79 empty] | WLDFR | HFTD - Distribution - Tier 2 - 5QU CoRE ¦ 3QU LoRE | Red Flag Warning - Small Fires | 2030 | 0 | 0 | 0 | 0 | 0.083606 | 0.039055 | 0.001695 | 0.042856 | 0 | 0.00043542 | 0.00043542 | 0.00043542 | 0.00058378 |  | 0 | 0 | 0 | 0 | 2.5419e-07 | 2.5419e-07 | 0 | 2.5419e-07 | 2.5419e-07 | 0 | 2.5419e-07 | Column30: 2.5419e-07 | [29 empty] | 7.3.2.1.3 Advanced weather monitoring and weather stations Weather StationsWLDFRElectric Reliability | WLDFR | HFTD - Distribution - Tier 2 - 5QU CoRE ¦ 5QU LoRE | Red Flag Warning - Large Fires | 2030 | Electric Reliability | 0.74734 | 415.2775 | 2030 | Mitigation | 0.011149 | 10 | 0 | esc | 0 | 0 | 0.011149 | 0.0083319 | 0.011149 | 0.0083319 | 0.011149 | 0.0083319
[79 empty] | WLDFR | HFTD - Distribution - Tier 2 - 5QU CoRE ¦ 3QU LoRE | Red Flag Warning - Small Fires | 2031 | 0 | 0 | 0 | 0 | 0.083606 | 0.039055 | 0.001695 | 0.042856 | 0 | 0 | 0.00043542 | 0.00043542 | 0.00058378 |  | 0 | 0 | 0 | 0 | 0 | 0 | 0 | 2.5419e-07 | 2.5419e-07 | 0 | 2.5419e-07 | Column30: 2.5419e-07 | [29 empty] | 7.3.2.1.3 Advanced weather monitoring and weather stations Weather StationsWLDFRElectric Reliability | WLDFR | HFTD - Distribution - Tier 2 - 5QU CoRE ¦ 5QU LoRE | Red Flag Warning - Large Fires | 2031 | Electric Reliability | 0.74734 | 415.2775 | 2031 | Mitigation | 0.011149 | 10 | 0 | esc | 0 | 0 | 0 | 0 | 0.011149 | 0.0083319 | 0.011149 | 0.0083319
[79 empty] | WLDFR | HFTD - Distribution - Tier 2 - 5QU CoRE ¦ 3QU LoRE | Red Flag Warning - Small Fires | 2032 | 0 | 0 | 0 | 0 | 0.083606 | 0.039055 | 0.001695 | 0.042856 | 0 | 0 | 0 | 0.00043542 | 0.00058378 |  | 0 | 0 | 0 | 0 | 0 | 0 | 0 | 0 | 0 | 0 | 2.5419e-07 | Column30: 2.5419e-07 | [29 empty] | 7.3.2.1.3 Advanced weather monitoring and weather stations Weather StationsWLDFRElectric Reliability | WLDFR | HFTD - Distribution - Tier 2 - 5QU CoRE ¦ 5QU LoRE | Red Flag Warning - Large Fires | 2032 | Electric Reliability | 0.74734 | 415.2775 | 2032 | Mitigation | 0.011149 | 10 | 0 | esc | 0 | 0 | 0 | 0 | 0 | 0 | 0.011149 | 0.0083319
[79 empty] | WLDFR | HFTD - Distribution - Tier 2 - 5QU CoRE ¦ 3QU LoRE | Seismic - Non-Red Flag Warning - Catastrophic Fires | 2020 | 0 | 0 | 0 | 0 | 21083.8428 | 409.2237 | 13469.0878 | 7205.5313 | 4.5624 | 0 | 0 | 0 | 1.1051e-09 |  | 0 | 5.0417e-09 | 5.0417e-09 | 0 | 0 | 0 | 0 | 0 | 0 | 0 | 0 | Column30: 0 | [29 empty] | 7.3.2.1.3 Advanced weather monitoring and weather stations Weather StationsWLDFRElectric Reliability | WLDFR | HFTD - Distribution - Tier 2 - 5QU CoRE ¦ 5QU LoRE | Red Flag Warning - Small Fires | 2021 | Electric Reliability | 0.036425 | 415.2775 | 2021 | Mitigation | 0.011149 | 10 | 0 | esc | 0.011149 | 0.0004061 | 0.011149 | 0.0004061 | 0 | 0 | 0 | 0
[79 empty] | WLDFR | HFTD - Distribution - Tier 2 - 5QU CoRE ¦ 3QU LoRE | Seismic - Non-Red Flag Warning - Catastrophic Fires | 2021 | 0 | 0 | 0 | 0 | 21083.8428 | 409.2237 | 13469.0878 | 7205.5313 | 4.5624 | 4.5624 | 0 | 0 | 1.1051e-09 |  | 0 | 5.0417e-09 | 5.0417e-09 | 0 | 5.0417e-09 | 5.0417e-09 | 0 | 0 | 0 | 0 | 0 | Column30: 0 | [29 empty] | 7.3.2.1.3 Advanced weather monitoring and weather stations Weather StationsWLDFRElectric Reliability | WLDFR | HFTD - Distribution - Tier 2 - 5QU CoRE ¦ 5QU LoRE | Red Flag Warning - Small Fires | 2022 | Electric Reliability | 0.036425 | 415.2775 | 2022 | Mitigation | 0.011149 | 10 | 0 | esc | 0.011149 | 0.0004061 | 0.011149 | 0.0004061 | 0.011149 | 0.0004061 | 0 | 0
[79 empty] | WLDFR | HFTD - Distribution - Tier 2 - 5QU CoRE ¦ 3QU LoRE | Seismic - Non-Red Flag Warning - Catastrophic Fires | 2022 | 0 | 0 | 0 | 0 | 21083.8428 | 409.2237 | 13469.0878 | 7205.5313 | 4.5624 | 4.5624 | 4.5624 | 0 | 1.1051e-09 |  | 0 | 5.0417e-09 | 5.0417e-09 | 0 | 5.0417e-09 | 5.0417e-09 | 0 | 5.0417e-09 | 5.0417e-09 | 0 | 0 | Column30: 0 | [29 empty] | 7.3.2.1.3 Advanced weather monitoring and weather stations Weather StationsWLDFRElectric Reliability | WLDFR | HFTD - Distribution - Tier 2 - 5QU CoRE ¦ 5QU LoRE | Red Flag Warning - Small Fires | 2023 | Electric Reliability | 0.03759 | 415.2775 | 2023 | Mitigation | 0.011149 | 10 | 0 | esc | 0.011149 | 0.00041909 | 0.011149 | 0.00041909 | 0.011149 | 0.00041909 | 0.011149 | 0.00041909
[79 empty] | WLDFR | HFTD - Distribution - Tier 2 - 5QU CoRE ¦ 3QU LoRE | Seismic - Non-Red Flag Warning - Catastrophic Fires | 2023 | 0 | 0 | 0 | 0 | 21835.9781 | 428.6023 | 13939.561 | 7467.8148 | 4.7784 | 4.7784 | 4.7784 | 4.7784 | 1.1051e-09 |  | 0 | 5.2804e-09 | 5.2804e-09 | 0 | 5.2804e-09 | 5.2804e-09 | 0 | 5.2804e-09 | 5.2804e-09 | 0 | 5.2804e-09 | Column30: 5.2804e-09 | [29 empty] | 7.3.2.1.3 Advanced weather monitoring and weather stations Weather StationsWLDFRElectric Reliability | WLDFR | HFTD - Distribution - Tier 2 - 5QU CoRE ¦ 5QU LoRE | Red Flag Warning - Small Fires | 2024 | Electric Reliability | 0.03759 | 415.2775 | 2024 | Mitigation | 0.011149 | 10 | 0 | esc | 0.011149 | 0.00041909 | 0.011149 | 0.00041909 | 0.011149 | 0.00041909 | 0.011149 | 0.00041909
[79 empty] | WLDFR | HFTD - Distribution - Tier 2 - 5QU CoRE ¦ 3QU LoRE | Seismic - Non-Red Flag Warning - Catastrophic Fires | 2024 | 0 | 0 | 0 | 0 | 21835.9781 | 428.6023 | 13939.561 | 7467.8148 | 4.7784 | 4.7784 | 4.7784 | 4.7784 | 1.1051e-09 |  | 0 | 5.2804e-09 | 5.2804e-09 | 0 | 5.2804e-09 | 5.2804e-09 | 0 | 5.2804e-09 | 5.2804e-09 | 0 | 5.2804e-09 | Column30: 5.2804e-09 | [29 empty] | 7.3.2.1.3 Advanced weather monitoring and weather stations Weather StationsWLDFRElectric Reliability | WLDFR | HFTD - Distribution - Tier 2 - 5QU CoRE ¦ 5QU LoRE | Red Flag Warning - Small Fires | 2025 | Electric Reliability | 0.03759 | 415.2775 | 2025 | Mitigation | 0.011149 | 10 | 0 | esc | 0.011149 | 0.00041909 | 0.011149 | 0.00041909 | 0.011149 | 0.00041909 | 0.011149 | 0.00041909
[79 empty] | WLDFR | HFTD - Distribution - Tier 2 - 5QU CoRE ¦ 3QU LoRE | Seismic - Non-Red Flag Warning - Catastrophic Fires | 2025 | 0 | 0 | 0 | 0 | 21835.9781 | 428.6023 | 13939.561 | 7467.8148 | 4.7784 | 4.7784 | 4.7784 | 4.7784 | 1.1051e-09 |  | 0 | 5.2804e-09 | 5.2804e-09 | 0 | 5.2804e-09 | 5.2804e-09 | 0 | 5.2804e-09 | 5.2804e-09 | 0 | 5.2804e-09 | Column30: 5.2804e-09 | [29 empty] | 7.3.2.1.3 Advanced weather monitoring and weather stations Weather StationsWLDFRElectric Reliability | WLDFR | HFTD - Distribution - Tier 2 - 5QU CoRE ¦ 5QU LoRE | Red Flag Warning - Small Fires | 2026 | Electric Reliability | 0.03759 | 415.2775 | 2026 | Mitigation | 0.011149 | 10 | 0 | esc | 0.011149 | 0.00041909 | 0.011149 | 0.00041909 | 0.011149 | 0.00041909 | 0.011149 | 0.00041909
[79 empty] | WLDFR | HFTD - Distribution - Tier 2 - 5QU CoRE ¦ 3QU LoRE | Seismic - Non-Red Flag Warning - Catastrophic Fires | 2026 | 0 | 0 | 0 | 0 | 21835.9781 | 428.6023 | 13939.561 | 7467.8148 | 4.7784 | 4.7784 | 4.7784 | 4.7784 | 1.1051e-09 |  | 0 | 5.2804e-09 | 5.2804e-09 | 0 | 5.2804e-09 | 5.2804e-09 | 0 | 5.2804e-09 | 5.2804e-09 | 0 | 5.2804e-09 | Column30: 5.2804e-09 | [29 empty] | 7.3.2.1.3 Advanced weather monitoring and weather stations Weather StationsWLDFRElectric Reliability | WLDFR | HFTD - Distribution - Tier 2 - 5QU CoRE ¦ 5QU LoRE | Red Flag Warning - Small Fires | 2027 | Electric Reliability | 0.03759 | 415.2775 | 2027 | Mitigation | 0.011149 | 10 | 0 | esc | 0.011149 | 0.00041909 | 0.011149 | 0.00041909 | 0.011149 | 0.00041909 | 0.011149 | 0.00041909
[79 empty] | WLDFR | HFTD - Distribution - Tier 2 - 5QU CoRE ¦ 3QU LoRE | Seismic - Non-Red Flag Warning - Catastrophic Fires | 2027 | 0 | 0 | 0 | 0 | 21835.9781 | 428.6023 | 13939.561 | 7467.8148 | 4.7784 | 4.7784 | 4.7784 | 4.7784 | 1.1051e-09 |  | 0 | 5.2804e-09 | 5.2804e-09 | 0 | 5.2804e-09 | 5.2804e-09 | 0 | 5.2804e-09 | 5.2804e-09 | 0 | 5.2804e-09 | Column30: 5.2804e-09 | [29 empty] | 7.3.2.1.3 Advanced weather monitoring and weather stations Weather StationsWLDFRElectric Reliability | WLDFR | HFTD - Distribution - Tier 2 - 5QU CoRE ¦ 5QU LoRE | Red Flag Warning - Small Fires | 2028 | Electric Reliability | 0.039055 | 415.2775 | 2028 | Mitigation | 0.011149 | 10 | 0 | esc | 0.011149 | 0.00043542 | 0.011149 | 0.00043542 | 0.011149 | 0.00043542 | 0.011149 | 0.00043542
[79 empty] | WLDFR | HFTD - Distribution - Tier 2 - 5QU CoRE ¦ 3QU LoRE | Seismic - Non-Red Flag Warning - Catastrophic Fires | 2028 | 0 | 0 | 0 | 0 | 22783.187 | 453.261 | 14531.3357 | 7798.5904 | 5.0533 | 5.0533 | 5.0533 | 5.0533 | 1.1051e-09 |  | 0 | 5.5842e-09 | 5.5842e-09 | 0 | 5.5842e-09 | 5.5842e-09 | 0 | 5.5842e-09 | 5.5842e-09 | 0 | 5.5842e-09 | Column30: 5.5842e-09 | [29 empty] | 7.3.2.1.3 Advanced weather monitoring and weather stations Weather StationsWLDFRElectric Reliability | WLDFR | HFTD - Distribution - Tier 2 - 5QU CoRE ¦ 5QU LoRE | Red Flag Warning - Small Fires | 2029 | Electric Reliability | 0.039055 | 415.2775 | 2029 | Mitigation | 0.011149 | 10 | 0 | esc | 0.011149 | 0.00043542 | 0.011149 | 0.00043542 | 0.011149 | 0.00043542 | 0.011149 | 0.00043542
[79 empty] | WLDFR | HFTD - Distribution - Tier 2 - 5QU CoRE ¦ 3QU LoRE | Seismic - Non-Red Flag Warning - Catastrophic Fires | 2029 | 0 | 0 | 0 | 0 | 22783.187 | 453.261 | 14531.3357 | 7798.5904 | 5.0533 | 5.0533 | 5.0533 | 5.0533 | 1.1051e-09 |  | 0 | 5.5842e-09 | 5.5842e-09 | 0 | 5.5842e-09 | 5.5842e-09 | 0 | 5.5842e-09 | 5.5842e-09 | 0 | 5.5842e-09 | Column30: 5.5842e-09 | [29 empty] | 7.3.2.1.3 Advanced weather monitoring and weather stations Weather StationsWLDFRElectric Reliability | WLDFR | HFTD - Distribution - Tier 2 - 5QU CoRE ¦ 5QU LoRE | Red Flag Warning - Small Fires | 2030 | Electric Reliability | 0.039055 | 415.2775 | 2030 | Mitigation | 0.011149 | 10 | 0 | esc | 0 | 0 | 0.011149 | 0.00043542 | 0.011149 | 0.00043542 | 0.011149 | 0.00043542
[79 empty] | WLDFR | HFTD - Distribution - Tier 2 - 5QU CoRE ¦ 3QU LoRE | Seismic - Non-Red Flag Warning - Catastrophic Fires | 2030 | 0 | 0 | 0 | 0 | 22783.187 | 453.261 | 14531.3357 | 7798.5904 | 0 | 5.0533 | 5.0533 | 5.0533 | 1.1051e-09 |  | 0 | 0 | 0 | 0 | 5.5842e-09 | 5.5842e-09 | 0 | 5.5842e-09 | 5.5842e-09 | 0 | 5.5842e-09 | Column30: 5.5842e-09 | [29 empty] | 7.3.2.1.3 Advanced weather monitoring and weather stations Weather StationsWLDFRElectric Reliability | WLDFR | HFTD - Distribution - Tier 2 - 5QU CoRE ¦ 5QU LoRE | Red Flag Warning - Small Fires | 2031 | Electric Reliability | 0.039055 | 415.2775 | 2031 | Mitigation | 0.011149 | 10 | 0 | esc | 0 | 0 | 0 | 0 | 0.011149 | 0.00043542 | 0.011149 | 0.00043542
[79 empty] | WLDFR | HFTD - Distribution - Tier 2 - 5QU CoRE ¦ 3QU LoRE | Seismic - Non-Red Flag Warning - Catastrophic Fires | 2031 | 0 | 0 | 0 | 0 | 22783.187 | 453.261 | 14531.3357 | 7798.5904 | 0 | 0 | 5.0533 | 5.0533 | 1.1051e-09 |  | 0 | 0 | 0 | 0 | 0 | 0 | 0 | 5.5842e-09 | 5.5842e-09 | 0 | 5.5842e-09 | Column30: 5.5842e-09 | [29 empty] | 7.3.2.1.3 Advanced weather monitoring and weather stations Weather StationsWLDFRElectric Reliability | WLDFR | HFTD - Distribution - Tier 2 - 5QU CoRE ¦ 5QU LoRE | Red Flag Warning - Small Fires | 2032 | Electric Reliability | 0.039055 | 415.2775 | 2032 | Mitigation | 0.011149 | 10 | 0 | esc | 0 | 0 | 0 | 0 | 0 | 0 | 0.011149 | 0.00043542
[79 empty] | WLDFR | HFTD - Distribution - Tier 2 - 5QU CoRE ¦ 3QU LoRE | Seismic - Non-Red Flag Warning - Catastrophic Fires | 2032 | 0 | 0 | 0 | 0 | 22783.187 | 453.261 | 14531.3357 | 7798.5904 | 0 | 0 | 0 | 5.0533 | 1.1051e-09 |  | 0 | 0 | 0 | 0 | 0 | 0 | 0 | 0 | 0 | 0 | 5.5842e-09 | Column30: 5.5842e-09 | [29 empty] | 7.3.2.1.3 Advanced weather monitoring and weather stations Weather StationsWLDFRElectric Reliability | WLDFR | HFTD - Distribution - Tier 2 - 5QU CoRE ¦ 5QU LoRE | Seismic - Non-Red Flag Warning - Catastrophic Fires | 2021 | Electric Reliability | 409.2237 | 415.2775 | 2021 | Mitigation | 0.011149 | 10 | 0 | esc | 0.011149 | 4.5624 | 0.011149 | 4.5624 | 0 | 0 | 0 | 0
[79 empty] | WLDFR | HFTD - Distribution - Tier 2 - 5QU CoRE ¦ 3QU LoRE | Seismic - Red Flag Warning - Catastrophic Fires | 2020 | 0 | 0 | 0 | 0 | 21083.8428 | 409.2237 | 13469.0878 | 7205.5313 | 4.5624 | 0 | 0 | 0 | 4.766e-08 |  | 0 | 2.1744e-07 | 2.1744e-07 | 0 | 0 | 0 | 0 | 0 | 0 | 0 | 0 | Column30: 0 | [29 empty] | 7.3.2.1.3 Advanced weather monitoring and weather stations Weather StationsWLDFRElectric Reliability | WLDFR | HFTD - Distribution - Tier 2 - 5QU CoRE ¦ 5QU LoRE | Seismic - Non-Red Flag Warning - Catastrophic Fires | 2022 | Electric Reliability | 409.2237 | 415.2775 | 2022 | Mitigation | 0.011149 | 10 | 0 | esc | 0.011149 | 4.5624 | 0.011149 | 4.5624 | 0.011149 | 4.5624 | 0 | 0
[79 empty] | WLDFR | HFTD - Distribution - Tier 2 - 5QU CoRE ¦ 3QU LoRE | Seismic - Red Flag Warning - Catastrophic Fires | 2021 | 0 | 0 | 0 | 0 | 21083.8428 | 409.2237 | 13469.0878 | 7205.5313 | 4.5624 | 4.5624 | 0 | 0 | 4.766e-08 |  | 0 | 2.1744e-07 | 2.1744e-07 | 0 | 2.1744e-07 | 2.1744e-07 | 0 | 0 | 0 | 0 | 0 | Column30: 0 | [29 empty] | 7.3.2.1.3 Advanced weather monitoring and weather stations Weather StationsWLDFRElectric Reliability | WLDFR | HFTD - Distribution - Tier 2 - 5QU CoRE ¦ 5QU LoRE | Seismic - Non-Red Flag Warning - Catastrophic Fires | 2023 | Electric Reliability | 428.6023 | 415.2775 | 2023 | Mitigation | 0.011149 | 10 | 0 | esc | 0.011149 | 4.7784 | 0.011149 | 4.7784 | 0.011149 | 4.7784 | 0.011149 | 4.7784
[79 empty] | WLDFR | HFTD - Distribution - Tier 2 - 5QU CoRE ¦ 3QU LoRE | Seismic - Red Flag Warning - Catastrophic Fires | 2022 | 0 | 0 | 0 | 0 | 21083.8428 | 409.2237 | 13469.0878 | 7205.5313 | 4.5624 | 4.5624 | 4.5624 | 0 | 4.766e-08 |  | 0 | 2.1744e-07 | 2.1744e-07 | 0 | 2.1744e-07 | 2.1744e-07 | 0 | 2.1744e-07 | 2.1744e-07 | 0 | 0 | Column30: 0 | [29 empty] | 7.3.2.1.3 Advanced weather monitoring and weather stations Weather StationsWLDFRElectric Reliability | WLDFR | HFTD - Distribution - Tier 2 - 5QU CoRE ¦ 5QU LoRE | Seismic - Non-Red Flag Warning - Catastrophic Fires | 2024 | Electric Reliability | 428.6023 | 415.2775 | 2024 | Mitigation | 0.011149 | 10 | 0 | esc | 0.011149 | 4.7784 | 0.011149 | 4.7784 | 0.011149 | 4.7784 | 0.011149 | 4.7784
[79 empty] | WLDFR | HFTD - Distribution - Tier 2 - 5QU CoRE ¦ 3QU LoRE | Seismic - Red Flag Warning - Catastrophic Fires | 2023 | 0 | 0 | 0 | 0 | 21835.9781 | 428.6023 | 13939.561 | 7467.8148 | 4.7784 | 4.7784 | 4.7784 | 4.7784 | 4.766e-08 |  | 0 | 2.2774e-07 | 2.2774e-07 | 0 | 2.2774e-07 | 2.2774e-07 | 0 | 2.2774e-07 | 2.2774e-07 | 0 | 2.2774e-07 | Column30: 2.2774e-07 | [29 empty] | 7.3.2.1.3 Advanced weather monitoring and weather stations Weather StationsWLDFRElectric Reliability | WLDFR | HFTD - Distribution - Tier 2 - 5QU CoRE ¦ 5QU LoRE | Seismic - Non-Red Flag Warning - Catastrophic Fires | 2025 | Electric Reliability | 428.6023 | 415.2775 | 2025 | Mitigation | 0.011149 | 10 | 0 | esc | 0.011149 | 4.7784 | 0.011149 | 4.7784 | 0.011149 | 4.7784 | 0.011149 | 4.7784
[79 empty] | WLDFR | HFTD - Distribution - Tier 2 - 5QU CoRE ¦ 3QU LoRE | Seismic - Red Flag Warning - Catastrophic Fires | 2024 | 0 | 0 | 0 | 0 | 21835.9781 | 428.6023 | 13939.561 | 7467.8148 | 4.7784 | 4.7784 | 4.7784 | 4.7784 | 4.766e-08 |  | 0 | 2.2774e-07 | 2.2774e-07 | 0 | 2.2774e-07 | 2.2774e-07 | 0 | 2.2774e-07 | 2.2774e-07 | 0 | 2.2774e-07 | Column30: 2.2774e-07 | [29 empty] | 7.3.2.1.3 Advanced weather monitoring and weather stations Weather StationsWLDFRElectric Reliability | WLDFR | HFTD - Distribution - Tier 2 - 5QU CoRE ¦ 5QU LoRE | Seismic - Non-Red Flag Warning - Catastrophic Fires | 2026 | Electric Reliability | 428.6023 | 415.2775 | 2026 | Mitigation | 0.011149 | 10 | 0 | esc | 0.011149 | 4.7784 | 0.011149 | 4.7784 | 0.011149 | 4.7784 | 0.011149 | 4.7784
[79 empty] | WLDFR | HFTD - Distribution - Tier 2 - 5QU CoRE ¦ 3QU LoRE | Seismic - Red Flag Warning - Catastrophic Fires | 2025 | 0 | 0 | 0 | 0 | 21835.9781 | 428.6023 | 13939.561 | 7467.8148 | 4.7784 | 4.7784 | 4.7784 | 4.7784 | 4.766e-08 |  | 0 | 2.2774e-07 | 2.2774e-07 | 0 | 2.2774e-07 | 2.2774e-07 | 0 | 2.2774e-07 | 2.2774e-07 | 0 | 2.2774e-07 | Column30: 2.2774e-07 | [29 empty] | 7.3.2.1.3 Advanced weather monitoring and weather stations Weather StationsWLDFRElectric Reliability | WLDFR | HFTD - Distribution - Tier 2 - 5QU CoRE ¦ 5QU LoRE | Seismic - Non-Red Flag Warning - Catastrophic Fires | 2027 | Electric Reliability | 428.6023 | 415.2775 | 2027 | Mitigation | 0.011149 | 10 | 0 | esc | 0.011149 | 4.7784 | 0.011149 | 4.7784 | 0.011149 | 4.7784 | 0.011149 | 4.7784
[79 empty] | WLDFR | HFTD - Distribution - Tier 2 - 5QU CoRE ¦ 3QU LoRE | Seismic - Red Flag Warning - Catastrophic Fires | 2026 | 0 | 0 | 0 | 0 | 21835.9781 | 428.6023 | 13939.561 | 7467.8148 | 4.7784 | 4.7784 | 4.7784 | 4.7784 | 4.766e-08 |  | 0 | 2.2774e-07 | 2.2774e-07 | 0 | 2.2774e-07 | 2.2774e-07 | 0 | 2.2774e-07 | 2.2774e-07 | 0 | 2.2774e-07 | Column30: 2.2774e-07 | [29 empty] | 7.3.2.1.3 Advanced weather monitoring and weather stations Weather StationsWLDFRElectric Reliability | WLDFR | HFTD - Distribution - Tier 2 - 5QU CoRE ¦ 5QU LoRE | Seismic - Non-Red Flag Warning - Catastrophic Fires | 2028 | Electric Reliability | 453.261 | 415.2775 | 2028 | Mitigation | 0.011149 | 10 | 0 | esc | 0.011149 | 5.0533 | 0.011149 | 5.0533 | 0.011149 | 5.0533 | 0.011149 | 5.0533
[79 empty] | WLDFR | HFTD - Distribution - Tier 2 - 5QU CoRE ¦ 3QU LoRE | Seismic - Red Flag Warning - Catastrophic Fires | 2027 | 0 | 0 | 0 | 0 | 21835.9781 | 428.6023 | 13939.561 | 7467.8148 | 4.7784 | 4.7784 | 4.7784 | 4.7784 | 4.766e-08 |  | 0 | 2.2774e-07 | 2.2774e-07 | 0 | 2.2774e-07 | 2.2774e-07 | 0 | 2.2774e-07 | 2.2774e-07 | 0 | 2.2774e-07 | Column30: 2.2774e-07 | [29 empty] | 7.3.2.1.3 Advanced weather monitoring and weather stations Weather StationsWLDFRElectric Reliability | WLDFR | HFTD - Distribution - Tier 2 - 5QU CoRE ¦ 5QU LoRE | Seismic - Non-Red Flag Warning - Catastrophic Fires | 2029 | Electric Reliability | 453.261 | 415.2775 | 2029 | Mitigation | 0.011149 | 10 | 0 | esc | 0.011149 | 5.0533 | 0.011149 | 5.0533 | 0.011149 | 5.0533 | 0.011149 | 5.0533
[79 empty] | WLDFR | HFTD - Distribution - Tier 2 - 5QU CoRE ¦ 3QU LoRE | Seismic - Red Flag Warning - Catastrophic Fires | 2028 | 0 | 0 | 0 | 0 | 22783.187 | 453.261 | 14531.3357 | 7798.5904 | 5.0533 | 5.0533 | 5.0533 | 5.0533 | 4.766e-08 |  | 0 | 2.4084e-07 | 2.4084e-07 | 0 | 2.4084e-07 | 2.4084e-07 | 0 | 2.4084e-07 | 2.4084e-07 | 0 | 2.4084e-07 | Column30: 2.4084e-07 | [29 empty] | 7.3.2.1.3 Advanced weather monitoring and weather stations Weather StationsWLDFRElectric Reliability | WLDFR | HFTD - Distribution - Tier 2 - 5QU CoRE ¦ 5QU LoRE | Seismic - Non-Red Flag Warning - Catastrophic Fires | 2030 | Electric Reliability | 453.261 | 415.2775 | 2030 | Mitigation | 0.011149 | 10 | 0 | esc | 0 | 0 | 0.011149 | 5.0533 | 0.011149 | 5.0533 | 0.011149 | 5.0533
[79 empty] | WLDFR | HFTD - Distribution - Tier 2 - 5QU CoRE ¦ 3QU LoRE | Seismic - Red Flag Warning - Catastrophic Fires | 2029 | 0 | 0 | 0 | 0 | 22783.187 | 453.261 | 14531.3357 | 7798.5904 | 5.0533 | 5.0533 | 5.0533 | 5.0533 | 4.766e-08 |  | 0 | 2.4084e-07 | 2.4084e-07 | 0 | 2.4084e-07 | 2.4084e-07 | 0 | 2.4084e-07 | 2.4084e-07 | 0 | 2.4084e-07 | Column30: 2.4084e-07 | [29 empty] | 7.3.2.1.3 Advanced weather monitoring and weather stations Weather StationsWLDFRElectric Reliability | WLDFR | HFTD - Distribution - Tier 2 - 5QU CoRE ¦ 5QU LoRE | Seismic - Non-Red Flag Warning - Catastrophic Fires | 2031 | Electric Reliability | 453.261 | 415.2775 | 2031 | Mitigation | 0.011149 | 10 | 0 | esc | 0 | 0 | 0 | 0 | 0.011149 | 5.0533 | 0.011149 | 5.0533
[79 empty] | WLDFR | HFTD - Distribution - Tier 2 - 5QU CoRE ¦ 3QU LoRE | Seismic - Red Flag Warning - Catastrophic Fires | 2030 | 0 | 0 | 0 | 0 | 22783.187 | 453.261 | 14531.3357 | 7798.5904 | 0 | 5.0533 | 5.0533 | 5.0533 | 4.766e-08 |  | 0 | 0 | 0 | 0 | 2.4084e-07 | 2.4084e-07 | 0 | 2.4084e-07 | 2.4084e-07 | 0 | 2.4084e-07 | Column30: 2.4084e-07 | [29 empty] | 7.3.2.1.3 Advanced weather monitoring and weather stations Weather StationsWLDFRElectric Reliability | WLDFR | HFTD - Distribution - Tier 2 - 5QU CoRE ¦ 5QU LoRE | Seismic - Non-Red Flag Warning - Catastrophic Fires | 2032 | Electric Reliability | 453.261 | 415.2775 | 2032 | Mitigation | 0.011149 | 10 | 0 | esc | 0 | 0 | 0 | 0 | 0 | 0 | 0.011149 | 5.0533
[79 empty] | WLDFR | HFTD - Distribution - Tier 2 - 5QU CoRE ¦ 3QU LoRE | Seismic - Red Flag Warning - Catastrophic Fires | 2031 | 0 | 0 | 0 | 0 | 22783.187 | 453.261 | 14531.3357 | 7798.5904 | 0 | 0 | 5.0533 | 5.0533 | 4.766e-08 |  | 0 | 0 | 0 | 0 | 0 | 0 | 0 | 2.4084e-07 | 2.4084e-07 | 0 | 2.4084e-07 | Column30: 2.4084e-07 | [29 empty] | 7.3.2.1.3 Advanced weather monitoring and weather stations Weather StationsWLDFRElectric Reliability | WLDFR | HFTD - Distribution - Tier 2 - 5QU CoRE ¦ 5QU LoRE | Seismic - Red Flag Warning - Catastrophic Fires | 2021 | Electric Reliability | 409.2237 | 415.2775 | 2021 | Mitigation | 0.011149 | 10 | 0 | esc | 0.011149 | 4.5624 | 0.011149 | 4.5624 | 0 | 0 | 0 | 0
[79 empty] | WLDFR | HFTD - Distribution - Tier 2 - 5QU CoRE ¦ 3QU LoRE | Seismic - Red Flag Warning - Catastrophic Fires | 2032 | 0 | 0 | 0 | 0 | 22783.187 | 453.261 | 14531.3357 | 7798.5904 | 0 | 0 | 0 | 5.0533 | 4.766e-08 |  | 0 | 0 | 0 | 0 | 0 | 0 | 0 | 0 | 0 | 0 | 2.4084e-07 | Column30: 2.4084e-07 | [29 empty] | 7.3.2.1.3 Advanced weather monitoring and weather stations Weather StationsWLDFRElectric Reliability | WLDFR | HFTD - Distribution - Tier 2 - 5QU CoRE ¦ 5QU LoRE | Seismic - Red Flag Warning - Catastrophic Fires | 2022 | Electric Reliability | 409.2237 | 415.2775 | 2022 | Mitigation | 0.011149 | 10 | 0 | esc | 0.011149 | 4.5624 | 0.011149 | 4.5624 | 0.011149 | 4.5624 | 0 | 0
[79 empty] | WLDFR | HFTD - Distribution - Tier 2 - 5QU CoRE ¦ 4QU LoRE | Non-Red Flag Warning - Catastrophic Fires | 2020 | 0 | 0 | 0 | 0 | 14146.1306 | 222.2294 | 8585.7228 | 5338.1784 | 2.4776 | 0 | 0 | 0 | 8.9203e-08 |  | 0 | 2.2101e-07 | 2.2101e-07 | 0 | 0 | 0 | 0 | 0 | 0 | 0 | 0 | Column30: 0 | [29 empty] | 7.3.2.1.3 Advanced weather monitoring and weather stations Weather StationsWLDFRElectric Reliability | WLDFR | HFTD - Distribution - Tier 2 - 5QU CoRE ¦ 5QU LoRE | Seismic - Red Flag Warning - Catastrophic Fires | 2023 | Electric Reliability | 428.6023 | 415.2775 | 2023 | Mitigation | 0.011149 | 10 | 0 | esc | 0.011149 | 4.7784 | 0.011149 | 4.7784 | 0.011149 | 4.7784 | 0.011149 | 4.7784
[79 empty] | WLDFR | HFTD - Distribution - Tier 2 - 5QU CoRE ¦ 4QU LoRE | Non-Red Flag Warning - Catastrophic Fires | 2021 | 0 | 0 | 0 | 0 | 14146.1306 | 222.2294 | 8585.7228 | 5338.1784 | 2.4776 | 2.4776 | 0 | 0 | 8.9203e-08 |  | 0 | 2.2101e-07 | 2.2101e-07 | 0 | 2.2101e-07 | 2.2101e-07 | 0 | 0 | 0 | 0 | 0 | Column30: 0 | [29 empty] | 7.3.2.1.3 Advanced weather monitoring and weather stations Weather StationsWLDFRElectric Reliability | WLDFR | HFTD - Distribution - Tier 2 - 5QU CoRE ¦ 5QU LoRE | Seismic - Red Flag Warning - Catastrophic Fires | 2024 | Electric Reliability | 428.6023 | 415.2775 | 2024 | Mitigation | 0.011149 | 10 | 0 | esc | 0.011149 | 4.7784 | 0.011149 | 4.7784 | 0.011149 | 4.7784 | 0.011149 | 4.7784
[79 empty] | WLDFR | HFTD - Distribution - Tier 2 - 5QU CoRE ¦ 4QU LoRE | Non-Red Flag Warning - Catastrophic Fires | 2022 | 0 | 0 | 0 | 0 | 14146.1306 | 222.2294 | 8585.7228 | 5338.1784 | 2.4776 | 2.4776 | 2.4776 | 0 | 8.9203e-08 |  | 0 | 2.2101e-07 | 2.2101e-07 | 0 | 2.2101e-07 | 2.2101e-07 | 0 | 2.2101e-07 | 2.2101e-07 | 0 | 0 | Column30: 0 | [29 empty] | 7.3.2.1.3 Advanced weather monitoring and weather stations Weather StationsWLDFRElectric Reliability | WLDFR | HFTD - Distribution - Tier 2 - 5QU CoRE ¦ 5QU LoRE | Seismic - Red Flag Warning - Catastrophic Fires | 2025 | Electric Reliability | 428.6023 | 415.2775 | 2025 | Mitigation | 0.011149 | 10 | 0 | esc | 0.011149 | 4.7784 | 0.011149 | 4.7784 | 0.011149 | 4.7784 | 0.011149 | 4.7784
[79 empty] | WLDFR | HFTD - Distribution - Tier 2 - 5QU CoRE ¦ 4QU LoRE | Non-Red Flag Warning - Catastrophic Fires | 2023 | 0 | 0 | 0 | 0 | 14664.6376 | 233.2301 | 8896.516 | 5534.8915 | 2.6002 | 2.6002 | 2.6002 | 2.6002 | 8.9203e-08 |  | 0 | 2.3195e-07 | 2.3195e-07 | 0 | 2.3195e-07 | 2.3195e-07 | 0 | 2.3195e-07 | 2.3195e-07 | 0 | 2.3195e-07 | Column30: 2.3195e-07 | [29 empty] | 7.3.2.1.3 Advanced weather monitoring and weather stations Weather StationsWLDFRElectric Reliability | WLDFR | HFTD - Distribution - Tier 2 - 5QU CoRE ¦ 5QU LoRE | Seismic - Red Flag Warning - Catastrophic Fires | 2026 | Electric Reliability | 428.6023 | 415.2775 | 2026 | Mitigation | 0.011149 | 10 | 0 | esc | 0.011149 | 4.7784 | 0.011149 | 4.7784 | 0.011149 | 4.7784 | 0.011149 | 4.7784
[79 empty] | WLDFR | HFTD - Distribution - Tier 2 - 5QU CoRE ¦ 4QU LoRE | Non-Red Flag Warning - Catastrophic Fires | 2024 | 0 | 0 | 0 | 0 | 14664.6376 | 233.2301 | 8896.516 | 5534.8915 | 2.6002 | 2.6002 | 2.6002 | 2.6002 | 8.9203e-08 |  | 0 | 2.3195e-07 | 2.3195e-07 | 0 | 2.3195e-07 | 2.3195e-07 | 0 | 2.3195e-07 | 2.3195e-07 | 0 | 2.3195e-07 | Column30: 2.3195e-07 | [29 empty] | 7.3.2.1.3 Advanced weather monitoring and weather stations Weather StationsWLDFRElectric Reliability | WLDFR | HFTD - Distribution - Tier 2 - 5QU CoRE ¦ 5QU LoRE | Seismic - Red Flag Warning - Catastrophic Fires | 2027 | Electric Reliability | 428.6023 | 415.2775 | 2027 | Mitigation | 0.011149 | 10 | 0 | esc | 0.011149 | 4.7784 | 0.011149 | 4.7784 | 0.011149 | 4.7784 | 0.011149 | 4.7784
[79 empty] | WLDFR | HFTD - Distribution - Tier 2 - 5QU CoRE ¦ 4QU LoRE | Non-Red Flag Warning - Catastrophic Fires | 2025 | 0 | 0 | 0 | 0 | 14664.6376 | 233.2301 | 8896.516 | 5534.8915 | 2.6002 | 2.6002 | 2.6002 | 2.6002 | 8.9203e-08 |  | 0 | 2.3195e-07 | 2.3195e-07 | 0 | 2.3195e-07 | 2.3195e-07 | 0 | 2.3195e-07 | 2.3195e-07 | 0 | 2.3195e-07 | Column30: 2.3195e-07 | [29 empty] | 7.3.2.1.3 Advanced weather monitoring and weather stations Weather StationsWLDFRElectric Reliability | WLDFR | HFTD - Distribution - Tier 2 - 5QU CoRE ¦ 5QU LoRE | Seismic - Red Flag Warning - Catastrophic Fires | 2028 | Electric Reliability | 453.261 | 415.2775 | 2028 | Mitigation | 0.011149 | 10 | 0 | esc | 0.011149 | 5.0533 | 0.011149 | 5.0533 | 0.011149 | 5.0533 | 0.011149 | 5.0533
[79 empty] | WLDFR | HFTD - Distribution - Tier 2 - 5QU CoRE ¦ 4QU LoRE | Non-Red Flag Warning - Catastrophic Fires | 2026 | 0 | 0 | 0 | 0 | 14664.6376 | 233.2301 | 8896.516 | 5534.8915 | 2.6002 | 2.6002 | 2.6002 | 2.6002 | 8.9203e-08 |  | 0 | 2.3195e-07 | 2.3195e-07 | 0 | 2.3195e-07 | 2.3195e-07 | 0 | 2.3195e-07 | 2.3195e-07 | 0 | 2.3195e-07 | Column30: 2.3195e-07 | [29 empty] | 7.3.2.1.3 Advanced weather monitoring and weather stations Weather StationsWLDFRElectric Reliability | WLDFR | HFTD - Distribution - Tier 2 - 5QU CoRE ¦ 5QU LoRE | Seismic - Red Flag Warning - Catastrophic Fires | 2029 | Electric Reliability | 453.261 | 415.2775 | 2029 | Mitigation | 0.011149 | 10 | 0 | esc | 0.011149 | 5.0533 | 0.011149 | 5.0533 | 0.011149 | 5.0533 | 0.011149 | 5.0533
[79 empty] | WLDFR | HFTD - Distribution - Tier 2 - 5QU CoRE ¦ 4QU LoRE | Non-Red Flag Warning - Catastrophic Fires | 2027 | 0 | 0 | 0 | 0 | 14664.6376 | 233.2301 | 8896.516 | 5534.8915 | 2.6002 | 2.6002 | 2.6002 | 2.6002 | 8.9203e-08 |  | 0 | 2.3195e-07 | 2.3195e-07 | 0 | 2.3195e-07 | 2.3195e-07 | 0 | 2.3195e-07 | 2.3195e-07 | 0 | 2.3195e-07 | Column30: 2.3195e-07 | [29 empty] | 7.3.2.1.3 Advanced weather monitoring and weather stations Weather StationsWLDFRElectric Reliability | WLDFR | HFTD - Distribution - Tier 2 - 5QU CoRE ¦ 5QU LoRE | Seismic - Red Flag Warning - Catastrophic Fires | 2030 | Electric Reliability | 453.261 | 415.2775 | 2030 | Mitigation | 0.011149 | 10 | 0 | esc | 0 | 0 | 0.011149 | 5.0533 | 0.011149 | 5.0533 | 0.011149 | 5.0533
[79 empty] | WLDFR | HFTD - Distribution - Tier 2 - 5QU CoRE ¦ 4QU LoRE | Non-Red Flag Warning - Catastrophic Fires | 2028 | 0 | 0 | 0 | 0 | 15317.9909 | 247.273 | 9287.6491 | 5783.0689 | 2.7568 | 2.7568 | 2.7568 | 2.7568 | 8.9203e-08 |  | 0 | 2.4592e-07 | 2.4592e-07 | 0 | 2.4592e-07 | 2.4592e-07 | 0 | 2.4592e-07 | 2.4592e-07 | 0 | 2.4592e-07 | Column30: 2.4592e-07 | [29 empty] | 7.3.2.1.3 Advanced weather monitoring and weather stations Weather StationsWLDFRElectric Reliability | WLDFR | HFTD - Distribution - Tier 2 - 5QU CoRE ¦ 5QU LoRE | Seismic - Red Flag Warning - Catastrophic Fires | 2031 | Electric Reliability | 453.261 | 415.2775 | 2031 | Mitigation | 0.011149 | 10 | 0 | esc | 0 | 0 | 0 | 0 | 0.011149 | 5.0533 | 0.011149 | 5.0533
[79 empty] | WLDFR | HFTD - Distribution - Tier 2 - 5QU CoRE ¦ 4QU LoRE | Non-Red Flag Warning - Catastrophic Fires | 2029 | 0 | 0 | 0 | 0 | 15317.9909 | 247.273 | 9287.6491 | 5783.0689 | 2.7568 | 2.7568 | 2.7568 | 2.7568 | 8.9203e-08 |  | 0 | 2.4592e-07 | 2.4592e-07 | 0 | 2.4592e-07 | 2.4592e-07 | 0 | 2.4592e-07 | 2.4592e-07 | 0 | 2.4592e-07 | Column30: 2.4592e-07 | [29 empty] | 7.3.2.1.3 Advanced weather monitoring and weather stations Weather StationsWLDFRElectric Reliability | WLDFR | HFTD - Distribution - Tier 2 - 5QU CoRE ¦ 5QU LoRE | Seismic - Red Flag Warning - Catastrophic Fires | 2032 | Electric Reliability | 453.261 | 415.2775 | 2032 | Mitigation | 0.011149 | 10 | 0 | esc | 0 | 0 | 0 | 0 | 0 | 0 | 0.011149 | 5.0533
[79 empty] | WLDFR | HFTD - Distribution - Tier 2 - 5QU CoRE ¦ 4QU LoRE | Non-Red Flag Warning - Catastrophic Fires | 2030 | 0 | 0 | 0 | 0 | 15317.9909 | 247.273 | 9287.6491 | 5783.0689 | 0 | 2.7568 | 2.7568 | 2.7568 | 8.9203e-08 |  | 0 | 0 | 0 | 0 | 2.4592e-07 | 2.4592e-07 | 0 | 2.4592e-07 | 2.4592e-07 | 0 | 2.4592e-07 | Column30: 2.4592e-07 | [29 empty] | 7.3.2.1.3 Advanced weather monitoring and weather stations Weather StationsWLDFRElectric Reliability | WLDFR | HFTD - Distribution - Tier 3 - 1QU CoRE ¦ 1QU LoRE | Non-Red Flag Warning - Catastrophic Fires | 2021 | Electric Reliability | 222.2294 | 68.3395 | 2021 | Mitigation | 0.011149 | 10 | 0 | esc | 0.011149 | 2.4776 | 0.011149 | 2.4776 | 0 | 0 | 0 | 0
[79 empty] | WLDFR | HFTD - Distribution - Tier 2 - 5QU CoRE ¦ 4QU LoRE | Non-Red Flag Warning - Catastrophic Fires | 2031 | 0 | 0 | 0 | 0 | 15317.9909 | 247.273 | 9287.6491 | 5783.0689 | 0 | 0 | 2.7568 | 2.7568 | 8.9203e-08 |  | 0 | 0 | 0 | 0 | 0 | 0 | 0 | 2.4592e-07 | 2.4592e-07 | 0 | 2.4592e-07 | Column30: 2.4592e-07 | [29 empty] | 7.3.2.1.3 Advanced weather monitoring and weather stations Weather StationsWLDFRElectric Reliability | WLDFR | HFTD - Distribution - Tier 3 - 1QU CoRE ¦ 1QU LoRE | Non-Red Flag Warning - Catastrophic Fires | 2022 | Electric Reliability | 222.2294 | 68.3395 | 2022 | Mitigation | 0.011149 | 10 | 0 | esc | 0.011149 | 2.4776 | 0.011149 | 2.4776 | 0.011149 | 2.4776 | 0 | 0
[79 empty] | WLDFR | HFTD - Distribution - Tier 2 - 5QU CoRE ¦ 4QU LoRE | Non-Red Flag Warning - Catastrophic Fires | 2032 | 0 | 0 | 0 | 0 | 15317.9909 | 247.273 | 9287.6491 | 5783.0689 | 0 | 0 | 0 | 2.7568 | 8.9203e-08 |  | 0 | 0 | 0 | 0 | 0 | 0 | 0 | 0 | 0 | 0 | 2.4592e-07 | Column30: 2.4592e-07 | [29 empty] | 7.3.2.1.3 Advanced weather monitoring and weather stations Weather StationsWLDFRElectric Reliability | WLDFR | HFTD - Distribution - Tier 3 - 1QU CoRE ¦ 1QU LoRE | Non-Red Flag Warning - Catastrophic Fires | 2023 | Electric Reliability | 233.2301 | 68.3395 | 2023 | Mitigation | 0.011149 | 10 | 0 | esc | 0.011149 | 2.6002 | 0.011149 | 2.6002 | 0.011149 | 2.6002 | 0.011149 | 2.6002
[79 empty] | WLDFR | HFTD - Distribution - Tier 2 - 5QU CoRE ¦ 4QU LoRE | Non-Red Flag Warning - Destructive Fires | 2020 | 0 | 0 | 0 | 0 | 8807.9522 | 222.2294 | 8585.7228 | 0 | 2.4776 | 0 | 0 | 0 | 9.8913e-08 |  | 0 | 2.4507e-07 | 2.4507e-07 | 0 | 0 | 0 | 0 | 0 | 0 | 0 | 0 | Column30: 0 | [29 empty] | 7.3.2.1.3 Advanced weather monitoring and weather stations Weather StationsWLDFRElectric Reliability | WLDFR | HFTD - Distribution - Tier 3 - 1QU CoRE ¦ 1QU LoRE | Non-Red Flag Warning - Catastrophic Fires | 2024 | Electric Reliability | 233.2301 | 68.3395 | 2024 | Mitigation | 0.011149 | 10 | 0 | esc | 0.011149 | 2.6002 | 0.011149 | 2.6002 | 0.011149 | 2.6002 | 0.011149 | 2.6002
[79 empty] | WLDFR | HFTD - Distribution - Tier 2 - 5QU CoRE ¦ 4QU LoRE | Non-Red Flag Warning - Destructive Fires | 2021 | 0 | 0 | 0 | 0 | 8807.9522 | 222.2294 | 8585.7228 | 0 | 2.4776 | 2.4776 | 0 | 0 | 9.8913e-08 |  | 0 | 2.4507e-07 | 2.4507e-07 | 0 | 2.4507e-07 | 2.4507e-07 | 0 | 0 | 0 | 0 | 0 | Column30: 0 | [29 empty] | 7.3.2.1.3 Advanced weather monitoring and weather stations Weather StationsWLDFRElectric Reliability | WLDFR | HFTD - Distribution - Tier 3 - 1QU CoRE ¦ 1QU LoRE | Non-Red Flag Warning - Catastrophic Fires | 2025 | Electric Reliability | 233.2301 | 68.3395 | 2025 | Mitigation | 0.011149 | 10 | 0 | esc | 0.011149 | 2.6002 | 0.011149 | 2.6002 | 0.011149 | 2.6002 | 0.011149 | 2.6002
[79 empty] | WLDFR | HFTD - Distribution - Tier 2 - 5QU CoRE ¦ 4QU LoRE | Non-Red Flag Warning - Destructive Fires | 2022 | 0 | 0 | 0 | 0 | 8807.9522 | 222.2294 | 8585.7228 | 0 | 2.4776 | 2.4776 | 2.4776 | 0 | 9.8913e-08 |  | 0 | 2.4507e-07 | 2.4507e-07 | 0 | 2.4507e-07 | 2.4507e-07 | 0 | 2.4507e-07 | 2.4507e-07 | 0 | 0 | Column30: 0 | [29 empty] | 7.3.2.1.3 Advanced weather monitoring and weather stations Weather StationsWLDFRElectric Reliability | WLDFR | HFTD - Distribution - Tier 3 - 1QU CoRE ¦ 1QU LoRE | Non-Red Flag Warning - Catastrophic Fires | 2026 | Electric Reliability | 233.2301 | 68.3395 | 2026 | Mitigation | 0.011149 | 10 | 0 | esc | 0.011149 | 2.6002 | 0.011149 | 2.6002 | 0.011149 | 2.6002 | 0.011149 | 2.6002
[79 empty] | WLDFR | HFTD - Distribution - Tier 2 - 5QU CoRE ¦ 4QU LoRE | Non-Red Flag Warning - Destructive Fires | 2023 | 0 | 0 | 0 | 0 | 9129.7461 | 233.2301 | 8896.516 | 0 | 2.6002 | 2.6002 | 2.6002 | 2.6002 | 9.8913e-08 |  | 0 | 2.572e-07 | 2.572e-07 | 0 | 2.572e-07 | 2.572e-07 | 0 | 2.572e-07 | 2.572e-07 | 0 | 2.572e-07 | Column30: 2.572e-07 | [29 empty] | 7.3.2.1.3 Advanced weather monitoring and weather stations Weather StationsWLDFRElectric Reliability | WLDFR | HFTD - Distribution - Tier 3 - 1QU CoRE ¦ 1QU LoRE | Non-Red Flag Warning - Catastrophic Fires | 2027 | Electric Reliability | 233.2301 | 68.3395 | 2027 | Mitigation | 0.011149 | 10 | 0 | esc | 0.011149 | 2.6002 | 0.011149 | 2.6002 | 0.011149 | 2.6002 | 0.011149 | 2.6002
[79 empty] | WLDFR | HFTD - Distribution - Tier 2 - 5QU CoRE ¦ 4QU LoRE | Non-Red Flag Warning - Destructive Fires | 2024 | 0 | 0 | 0 | 0 | 9129.7461 | 233.2301 | 8896.516 | 0 | 2.6002 | 2.6002 | 2.6002 | 2.6002 | 9.8913e-08 |  | 0 | 2.572e-07 | 2.572e-07 | 0 | 2.572e-07 | 2.572e-07 | 0 | 2.572e-07 | 2.572e-07 | 0 | 2.572e-07 | Column30: 2.572e-07 | [29 empty] | 7.3.2.1.3 Advanced weather monitoring and weather stations Weather StationsWLDFRElectric Reliability | WLDFR | HFTD - Distribution - Tier 3 - 1QU CoRE ¦ 1QU LoRE | Non-Red Flag Warning - Catastrophic Fires | 2028 | Electric Reliability | 247.273 | 68.3395 | 2028 | Mitigation | 0.011149 | 10 | 0 | esc | 0.011149 | 2.7568 | 0.011149 | 2.7568 | 0.011149 | 2.7568 | 0.011149 | 2.7568
[79 empty] | WLDFR | HFTD - Distribution - Tier 2 - 5QU CoRE ¦ 4QU LoRE | Non-Red Flag Warning - Destructive Fires | 2025 | 0 | 0 | 0 | 0 | 9129.7461 | 233.2301 | 8896.516 | 0 | 2.6002 | 2.6002 | 2.6002 | 2.6002 | 9.8913e-08 |  | 0 | 2.572e-07 | 2.572e-07 | 0 | 2.572e-07 | 2.572e-07 | 0 | 2.572e-07 | 2.572e-07 | 0 | 2.572e-07 | Column30: 2.572e-07 | [29 empty] | 7.3.2.1.3 Advanced weather monitoring and weather stations Weather StationsWLDFRElectric Reliability | WLDFR | HFTD - Distribution - Tier 3 - 1QU CoRE ¦ 1QU LoRE | Non-Red Flag Warning - Catastrophic Fires | 2029 | Electric Reliability | 247.273 | 68.3395 | 2029 | Mitigation | 0.011149 | 10 | 0 | esc | 0.011149 | 2.7568 | 0.011149 | 2.7568 | 0.011149 | 2.7568 | 0.011149 | 2.7568
[79 empty] | WLDFR | HFTD - Distribution - Tier 2 - 5QU CoRE ¦ 4QU LoRE | Non-Red Flag Warning - Destructive Fires | 2026 | 0 | 0 | 0 | 0 | 9129.7461 | 233.2301 | 8896.516 | 0 | 2.6002 | 2.6002 | 2.6002 | 2.6002 | 9.8913e-08 |  | 0 | 2.572e-07 | 2.572e-07 | 0 | 2.572e-07 | 2.572e-07 | 0 | 2.572e-07 | 2.572e-07 | 0 | 2.572e-07 | Column30: 2.572e-07 | [29 empty] | 7.3.2.1.3 Advanced weather monitoring and weather stations Weather StationsWLDFRElectric Reliability | WLDFR | HFTD - Distribution - Tier 3 - 1QU CoRE ¦ 1QU LoRE | Non-Red Flag Warning - Catastrophic Fires | 2030 | Electric Reliability | 247.273 | 68.3395 | 2030 | Mitigation | 0.011149 | 10 | 0 | esc | 0 | 0 | 0.011149 | 2.7568 | 0.011149 | 2.7568 | 0.011149 | 2.7568
[79 empty] | WLDFR | HFTD - Distribution - Tier 2 - 5QU CoRE ¦ 4QU LoRE | Non-Red Flag Warning - Destructive Fires | 2027 | 0 | 0 | 0 | 0 | 9129.7461 | 233.2301 | 8896.516 | 0 | 2.6002 | 2.6002 | 2.6002 | 2.6002 | 9.8913e-08 |  | 0 | 2.572e-07 | 2.572e-07 | 0 | 2.572e-07 | 2.572e-07 | 0 | 2.572e-07 | 2.572e-07 | 0 | 2.572e-07 | Column30: 2.572e-07 | [29 empty] | 7.3.2.1.3 Advanced weather monitoring and weather stations Weather StationsWLDFRElectric Reliability | WLDFR | HFTD - Distribution - Tier 3 - 1QU CoRE ¦ 1QU LoRE | Non-Red Flag Warning - Catastrophic Fires | 2031 | Electric Reliability | 247.273 | 68.3395 | 2031 | Mitigation | 0.011149 | 10 | 0 | esc | 0 | 0 | 0 | 0 | 0.011149 | 2.7568 | 0.011149 | 2.7568
[79 empty] | WLDFR | HFTD - Distribution - Tier 2 - 5QU CoRE ¦ 4QU LoRE | Non-Red Flag Warning - Destructive Fires | 2028 | 0 | 0 | 0 | 0 | 9534.9221 | 247.273 | 9287.6491 | 0 | 2.7568 | 2.7568 | 2.7568 | 2.7568 | 9.8913e-08 |  | 0 | 2.7268e-07 | 2.7268e-07 | 0 | 2.7268e-07 | 2.7268e-07 | 0 | 2.7268e-07 | 2.7268e-07 | 0 | 2.7268e-07 | Column30: 2.7268e-07 | [29 empty] | 7.3.2.1.3 Advanced weather monitoring and weather stations Weather StationsWLDFRElectric Reliability | WLDFR | HFTD - Distribution - Tier 3 - 1QU CoRE ¦ 1QU LoRE | Non-Red Flag Warning - Catastrophic Fires | 2032 | Electric Reliability | 247.273 | 68.3395 | 2032 | Mitigation | 0.011149 | 10 | 0 | esc | 0 | 0 | 0 | 0 | 0 | 0 | 0.011149 | 2.7568
[79 empty] | WLDFR | HFTD - Distribution - Tier 2 - 5QU CoRE ¦ 4QU LoRE | Non-Red Flag Warning - Destructive Fires | 2029 | 0 | 0 | 0 | 0 | 9534.9221 | 247.273 | 9287.6491 | 0 | 2.7568 | 2.7568 | 2.7568 | 2.7568 | 9.8913e-08 |  | 0 | 2.7268e-07 | 2.7268e-07 | 0 | 2.7268e-07 | 2.7268e-07 | 0 | 2.7268e-07 | 2.7268e-07 | 0 | 2.7268e-07 | Column30: 2.7268e-07 | [29 empty] | 7.3.2.1.3 Advanced weather monitoring and weather stations Weather StationsWLDFRElectric Reliability | WLDFR | HFTD - Distribution - Tier 3 - 1QU CoRE ¦ 1QU LoRE | Non-Red Flag Warning - Destructive Fires | 2021 | Electric Reliability | 222.2294 | 68.3395 | 2021 | Mitigation | 0.011149 | 10 | 0 | esc | 0.011149 | 2.4776 | 0.011149 | 2.4776 | 0 | 0 | 0 | 0
[79 empty] | WLDFR | HFTD - Distribution - Tier 2 - 5QU CoRE ¦ 4QU LoRE | Non-Red Flag Warning - Destructive Fires | 2030 | 0 | 0 | 0 | 0 | 9534.9221 | 247.273 | 9287.6491 | 0 | 0 | 2.7568 | 2.7568 | 2.7568 | 9.8913e-08 |  | 0 | 0 | 0 | 0 | 2.7268e-07 | 2.7268e-07 | 0 | 2.7268e-07 | 2.7268e-07 | 0 | 2.7268e-07 | Column30: 2.7268e-07 | [29 empty] | 7.3.2.1.3 Advanced weather monitoring and weather stations Weather StationsWLDFRElectric Reliability | WLDFR | HFTD - Distribution - Tier 3 - 1QU CoRE ¦ 1QU LoRE | Non-Red Flag Warning - Destructive Fires | 2022 | Electric Reliability | 222.2294 | 68.3395 | 2022 | Mitigation | 0.011149 | 10 | 0 | esc | 0.011149 | 2.4776 | 0.011149 | 2.4776 | 0.011149 | 2.4776 | 0 | 0
[79 empty] | WLDFR | HFTD - Distribution - Tier 2 - 5QU CoRE ¦ 4QU LoRE | Non-Red Flag Warning - Destructive Fires | 2031 | 0 | 0 | 0 | 0 | 9534.9221 | 247.273 | 9287.6491 | 0 | 0 | 0 | 2.7568 | 2.7568 | 9.8913e-08 |  | 0 | 0 | 0 | 0 | 0 | 0 | 0 | 2.7268e-07 | 2.7268e-07 | 0 | 2.7268e-07 | Column30: 2.7268e-07 | [29 empty] | 7.3.2.1.3 Advanced weather monitoring and weather stations Weather StationsWLDFRElectric Reliability | WLDFR | HFTD - Distribution - Tier 3 - 1QU CoRE ¦ 1QU LoRE | Non-Red Flag Warning - Destructive Fires | 2023 | Electric Reliability | 233.2301 | 68.3395 | 2023 | Mitigation | 0.011149 | 10 | 0 | esc | 0.011149 | 2.6002 | 0.011149 | 2.6002 | 0.011149 | 2.6002 | 0.011149 | 2.6002
[79 empty] | WLDFR | HFTD - Distribution - Tier 2 - 5QU CoRE ¦ 4QU LoRE | Non-Red Flag Warning - Destructive Fires | 2032 | 0 | 0 | 0 | 0 | 9534.9221 | 247.273 | 9287.6491 | 0 | 0 | 0 | 0 | 2.7568 | 9.8913e-08 |  | 0 | 0 | 0 | 0 | 0 | 0 | 0 | 0 | 0 | 0 | 2.7268e-07 | Column30: 2.7268e-07 | [29 empty] | 7.3.2.1.3 Advanced weather monitoring and weather stations Weather StationsWLDFRElectric Reliability | WLDFR | HFTD - Distribution - Tier 3 - 1QU CoRE ¦ 1QU LoRE | Non-Red Flag Warning - Destructive Fires | 2024 | Electric Reliability | 233.2301 | 68.3395 | 2024 | Mitigation | 0.011149 | 10 | 0 | esc | 0.011149 | 2.6002 | 0.011149 | 2.6002 | 0.011149 | 2.6002 | 0.011149 | 2.6002
[79 empty] | WLDFR | HFTD - Distribution - Tier 2 - 5QU CoRE ¦ 4QU LoRE | Non-Red Flag Warning - Large Fires | 2020 | 0 | 0 | 0 | 0 | 5.2406 | 0.69642 | 2.942 | 1.6022 | 0.0077642 | 0 | 0 | 0 | 1.0702e-05 |  | 0 | 8.3096e-08 | 8.3096e-08 | 0 | 0 | 0 | 0 | 0 | 0 | 0 | 0 | Column30: 0 | [29 empty] | 7.3.2.1.3 Advanced weather monitoring and weather stations Weather StationsWLDFRElectric Reliability | WLDFR | HFTD - Distribution - Tier 3 - 1QU CoRE ¦ 1QU LoRE | Non-Red Flag Warning - Destructive Fires | 2025 | Electric Reliability | 233.2301 | 68.3395 | 2025 | Mitigation | 0.011149 | 10 | 0 | esc | 0.011149 | 2.6002 | 0.011149 | 2.6002 | 0.011149 | 2.6002 | 0.011149 | 2.6002
[79 empty] | WLDFR | HFTD - Distribution - Tier 2 - 5QU CoRE ¦ 4QU LoRE | Non-Red Flag Warning - Large Fires | 2021 | 0 | 0 | 0 | 0 | 5.2406 | 0.69642 | 2.942 | 1.6022 | 0.0077642 | 0.0077642 | 0 | 0 | 1.0702e-05 |  | 0 | 8.3096e-08 | 8.3096e-08 | 0 | 8.3096e-08 | 8.3096e-08 | 0 | 0 | 0 | 0 | 0 | Column30: 0 | [29 empty] | 7.3.2.1.3 Advanced weather monitoring and weather stations Weather StationsWLDFRElectric Reliability | WLDFR | HFTD - Distribution - Tier 3 - 1QU CoRE ¦ 1QU LoRE | Non-Red Flag Warning - Destructive Fires | 2026 | Electric Reliability | 233.2301 | 68.3395 | 2026 | Mitigation | 0.011149 | 10 | 0 | esc | 0.011149 | 2.6002 | 0.011149 | 2.6002 | 0.011149 | 2.6002 | 0.011149 | 2.6002
[79 empty] | WLDFR | HFTD - Distribution - Tier 2 - 5QU CoRE ¦ 4QU LoRE | Non-Red Flag Warning - Large Fires | 2022 | 0 | 0 | 0 | 0 | 5.2406 | 0.69642 | 2.942 | 1.6022 | 0.0077642 | 0.0077642 | 0.0077642 | 0 | 1.0702e-05 |  | 0 | 8.3096e-08 | 8.3096e-08 | 0 | 8.3096e-08 | 8.3096e-08 | 0 | 8.3096e-08 | 8.3096e-08 | 0 | 0 | Column30: 0 | [29 empty] | 7.3.2.1.3 Advanced weather monitoring and weather stations Weather StationsWLDFRElectric Reliability | WLDFR | HFTD - Distribution - Tier 3 - 1QU CoRE ¦ 1QU LoRE | Non-Red Flag Warning - Destructive Fires | 2027 | Electric Reliability | 233.2301 | 68.3395 | 2027 | Mitigation | 0.011149 | 10 | 0 | esc | 0.011149 | 2.6002 | 0.011149 | 2.6002 | 0.011149 | 2.6002 | 0.011149 | 2.6002
[79 empty] | WLDFR | HFTD - Distribution - Tier 2 - 5QU CoRE ¦ 4QU LoRE | Non-Red Flag Warning - Large Fires | 2023 | 0 | 0 | 0 | 0 | 5.475 | 0.71896 | 3.0715 | 1.6846 | 0.0080156 | 0.0080156 | 0.0080156 | 0.0080156 | 1.0702e-05 |  | 0 | 8.5786e-08 | 8.5786e-08 | 0 | 8.5786e-08 | 8.5786e-08 | 0 | 8.5786e-08 | 8.5786e-08 | 0 | 8.5786e-08 | Column30: 8.5786e-08 | [29 empty] | 7.3.2.1.3 Advanced weather monitoring and weather stations Weather StationsWLDFRElectric Reliability | WLDFR | HFTD - Distribution - Tier 3 - 1QU CoRE ¦ 1QU LoRE | Non-Red Flag Warning - Destructive Fires | 2028 | Electric Reliability | 247.273 | 68.3395 | 2028 | Mitigation | 0.011149 | 10 | 0 | esc | 0.011149 | 2.7568 | 0.011149 | 2.7568 | 0.011149 | 2.7568 | 0.011149 | 2.7568
[79 empty] | WLDFR | HFTD - Distribution - Tier 2 - 5QU CoRE ¦ 4QU LoRE | Non-Red Flag Warning - Large Fires | 2024 | 0 | 0 | 0 | 0 | 5.475 | 0.71896 | 3.0715 | 1.6846 | 0.0080156 | 0.0080156 | 0.0080156 | 0.0080156 | 1.0702e-05 |  | 0 | 8.5786e-08 | 8.5786e-08 | 0 | 8.5786e-08 | 8.5786e-08 | 0 | 8.5786e-08 | 8.5786e-08 | 0 | 8.5786e-08 | Column30: 8.5786e-08 | [29 empty] | 7.3.2.1.3 Advanced weather monitoring and weather stations Weather StationsWLDFRElectric Reliability | WLDFR | HFTD - Distribution - Tier 3 - 1QU CoRE ¦ 1QU LoRE | Non-Red Flag Warning - Destructive Fires | 2029 | Electric Reliability | 247.273 | 68.3395 | 2029 | Mitigation | 0.011149 | 10 | 0 | esc | 0.011149 | 2.7568 | 0.011149 | 2.7568 | 0.011149 | 2.7568 | 0.011149 | 2.7568
[79 empty] | WLDFR | HFTD - Distribution - Tier 2 - 5QU CoRE ¦ 4QU LoRE | Non-Red Flag Warning - Large Fires | 2025 | 0 | 0 | 0 | 0 | 5.475 | 0.71896 | 3.0715 | 1.6846 | 0.0080156 | 0.0080156 | 0.0080156 | 0.0080156 | 1.0702e-05 |  | 0 | 8.5786e-08 | 8.5786e-08 | 0 | 8.5786e-08 | 8.5786e-08 | 0 | 8.5786e-08 | 8.5786e-08 | 0 | 8.5786e-08 | Column30: 8.5786e-08 | [29 empty] | 7.3.2.1.3 Advanced weather monitoring and weather stations Weather StationsWLDFRElectric Reliability | WLDFR | HFTD - Distribution - Tier 3 - 1QU CoRE ¦ 1QU LoRE | Non-Red Flag Warning - Destructive Fires | 2030 | Electric Reliability | 247.273 | 68.3395 | 2030 | Mitigation | 0.011149 | 10 | 0 | esc | 0 | 0 | 0.011149 | 2.7568 | 0.011149 | 2.7568 | 0.011149 | 2.7568
[79 empty] | WLDFR | HFTD - Distribution - Tier 2 - 5QU CoRE ¦ 4QU LoRE | Non-Red Flag Warning - Large Fires | 2026 | 0 | 0 | 0 | 0 | 5.475 | 0.71896 | 3.0715 | 1.6846 | 0.0080156 | 0.0080156 | 0.0080156 | 0.0080156 | 1.0702e-05 |  | 0 | 8.5786e-08 | 8.5786e-08 | 0 | 8.5786e-08 | 8.5786e-08 | 0 | 8.5786e-08 | 8.5786e-08 | 0 | 8.5786e-08 | Column30: 8.5786e-08 | [29 empty] | 7.3.2.1.3 Advanced weather monitoring and weather stations Weather StationsWLDFRElectric Reliability | WLDFR | HFTD - Distribution - Tier 3 - 1QU CoRE ¦ 1QU LoRE | Non-Red Flag Warning - Destructive Fires | 2031 | Electric Reliability | 247.273 | 68.3395 | 2031 | Mitigation | 0.011149 | 10 | 0 | esc | 0 | 0 | 0 | 0 | 0.011149 | 2.7568 | 0.011149 | 2.7568
[79 empty] | WLDFR | HFTD - Distribution - Tier 2 - 5QU CoRE ¦ 4QU LoRE | Non-Red Flag Warning - Large Fires | 2027 | 0 | 0 | 0 | 0 | 5.475 | 0.71896 | 3.0715 | 1.6846 | 0.0080156 | 0.0080156 | 0.0080156 | 0.0080156 | 1.0702e-05 |  | 0 | 8.5786e-08 | 8.5786e-08 | 0 | 8.5786e-08 | 8.5786e-08 | 0 | 8.5786e-08 | 8.5786e-08 | 0 | 8.5786e-08 | Column30: 8.5786e-08 | [29 empty] | 7.3.2.1.3 Advanced weather monitoring and weather stations Weather StationsWLDFRElectric Reliability | WLDFR | HFTD - Distribution - Tier 3 - 1QU CoRE ¦ 1QU LoRE | Non-Red Flag Warning - Destructive Fires | 2032 | Electric Reliability | 247.273 | 68.3395 | 2032 | Mitigation | 0.011149 | 10 | 0 | esc | 0 | 0 | 0 | 0 | 0 | 0 | 0.011149 | 2.7568
[79 empty] | WLDFR | HFTD - Distribution - Tier 2 - 5QU CoRE ¦ 4QU LoRE | Non-Red Flag Warning - Large Fires | 2028 | 0 | 0 | 0 | 0 | 5.777 | 0.74734 | 3.238 | 1.7917 | 0.0083319 | 0.0083319 | 0.0083319 | 0.0083319 | 1.0702e-05 |  | 0 | 8.9172e-08 | 8.9172e-08 | 0 | 8.9172e-08 | 8.9172e-08 | 0 | 8.9172e-08 | 8.9172e-08 | 0 | 8.9172e-08 | Column30: 8.9172e-08 | [29 empty] | 7.3.2.1.3 Advanced weather monitoring and weather stations Weather StationsWLDFRElectric Reliability | WLDFR | HFTD - Distribution - Tier 3 - 1QU CoRE ¦ 1QU LoRE | Non-Red Flag Warning - Large Fires | 2021 | Electric Reliability | 0.69642 | 68.3395 | 2021 | Mitigation | 0.011149 | 10 | 0 | esc | 0.011149 | 0.0077642 | 0.011149 | 0.0077642 | 0 | 0 | 0 | 0
[79 empty] | WLDFR | HFTD - Distribution - Tier 2 - 5QU CoRE ¦ 4QU LoRE | Non-Red Flag Warning - Large Fires | 2029 | 0 | 0 | 0 | 0 | 5.777 | 0.74734 | 3.238 | 1.7917 | 0.0083319 | 0.0083319 | 0.0083319 | 0.0083319 | 1.0702e-05 |  | 0 | 8.9172e-08 | 8.9172e-08 | 0 | 8.9172e-08 | 8.9172e-08 | 0 | 8.9172e-08 | 8.9172e-08 | 0 | 8.9172e-08 | Column30: 8.9172e-08 | [29 empty] | 7.3.2.1.3 Advanced weather monitoring and weather stations Weather StationsWLDFRElectric Reliability | WLDFR | HFTD - Distribution - Tier 3 - 1QU CoRE ¦ 1QU LoRE | Non-Red Flag Warning - Large Fires | 2022 | Electric Reliability | 0.69642 | 68.3395 | 2022 | Mitigation | 0.011149 | 10 | 0 | esc | 0.011149 | 0.0077642 | 0.011149 | 0.0077642 | 0.011149 | 0.0077642 | 0 | 0
[79 empty] | WLDFR | HFTD - Distribution - Tier 2 - 5QU CoRE ¦ 4QU LoRE | Non-Red Flag Warning - Large Fires | 2030 | 0 | 0 | 0 | 0 | 5.777 | 0.74734 | 3.238 | 1.7917 | 0 | 0.0083319 | 0.0083319 | 0.0083319 | 1.0702e-05 |  | 0 | 0 | 0 | 0 | 8.9172e-08 | 8.9172e-08 | 0 | 8.9172e-08 | 8.9172e-08 | 0 | 8.9172e-08 | Column30: 8.9172e-08 | [29 empty] | 7.3.2.1.3 Advanced weather monitoring and weather stations Weather StationsWLDFRElectric Reliability | WLDFR | HFTD - Distribution - Tier 3 - 1QU CoRE ¦ 1QU LoRE | Non-Red Flag Warning - Large Fires | 2023 | Electric Reliability | 0.71896 | 68.3395 | 2023 | Mitigation | 0.011149 | 10 | 0 | esc | 0.011149 | 0.0080156 | 0.011149 | 0.0080156 | 0.011149 | 0.0080156 | 0.011149 | 0.0080156
[79 empty] | WLDFR | HFTD - Distribution - Tier 2 - 5QU CoRE ¦ 4QU LoRE | Non-Red Flag Warning - Large Fires | 2031 | 0 | 0 | 0 | 0 | 5.777 | 0.74734 | 3.238 | 1.7917 | 0 | 0 | 0.0083319 | 0.0083319 | 1.0702e-05 |  | 0 | 0 | 0 | 0 | 0 | 0 | 0 | 8.9172e-08 | 8.9172e-08 | 0 | 8.9172e-08 | Column30: 8.9172e-08 | [29 empty] | 7.3.2.1.3 Advanced weather monitoring and weather stations Weather StationsWLDFRElectric Reliability | WLDFR | HFTD - Distribution - Tier 3 - 1QU CoRE ¦ 1QU LoRE | Non-Red Flag Warning - Large Fires | 2024 | Electric Reliability | 0.71896 | 68.3395 | 2024 | Mitigation | 0.011149 | 10 | 0 | esc | 0.011149 | 0.0080156 | 0.011149 | 0.0080156 | 0.011149 | 0.0080156 | 0.011149 | 0.0080156
[79 empty] | WLDFR | HFTD - Distribution - Tier 2 - 5QU CoRE ¦ 4QU LoRE | Non-Red Flag Warning - Large Fires | 2032 | 0 | 0 | 0 | 0 | 5.777 | 0.74734 | 3.238 | 1.7917 | 0 | 0 | 0 | 0.0083319 | 1.0702e-05 |  | 0 | 0 | 0 | 0 | 0 | 0 | 0 | 0 | 0 | 0 | 8.9172e-08 | Column30: 8.9172e-08 | [29 empty] | 7.3.2.1.3 Advanced weather monitoring and weather stations Weather StationsWLDFRElectric Reliability | WLDFR | HFTD - Distribution - Tier 3 - 1QU CoRE ¦ 1QU LoRE | Non-Red Flag Warning - Large Fires | 2025 | Electric Reliability | 0.71896 | 68.3395 | 2025 | Mitigation | 0.011149 | 10 | 0 | esc | 0.011149 | 0.0080156 | 0.011149 | 0.0080156 | 0.011149 | 0.0080156 | 0.011149 | 0.0080156
[79 empty] | WLDFR | HFTD - Distribution - Tier 2 - 5QU CoRE ¦ 4QU LoRE | Non-Red Flag Warning - Small Fires | 2020 | 0 | 0 | 0 | 0 | 0.077901 | 0.036425 | 0.0015809 | 0.039895 | 0.0004061 | 0 | 0 | 0 | 0.0035886 |  | 0 | 1.4573e-06 | 1.4573e-06 | 0 | 0 | 0 | 0 | 0 | 0 | 0 | 0 | Column30: 0 | [29 empty] | 7.3.2.1.3 Advanced weather monitoring and weather stations Weather StationsWLDFRElectric Reliability | WLDFR | HFTD - Distribution - Tier 3 - 1QU CoRE ¦ 1QU LoRE | Non-Red Flag Warning - Large Fires | 2026 | Electric Reliability | 0.71896 | 68.3395 | 2026 | Mitigation | 0.011149 | 10 | 0 | esc | 0.011149 | 0.0080156 | 0.011149 | 0.0080156 | 0.011149 | 0.0080156 | 0.011149 | 0.0080156
[79 empty] | WLDFR | HFTD - Distribution - Tier 2 - 5QU CoRE ¦ 4QU LoRE | Non-Red Flag Warning - Small Fires | 2021 | 0 | 0 | 0 | 0 | 0.077901 | 0.036425 | 0.0015809 | 0.039895 | 0.0004061 | 0.0004061 | 0 | 0 | 0.0035886 |  | 0 | 1.4573e-06 | 1.4573e-06 | 0 | 1.4573e-06 | 1.4573e-06 | 0 | 0 | 0 | 0 | 0 | Column30: 0 | [29 empty] | 7.3.2.1.3 Advanced weather monitoring and weather stations Weather StationsWLDFRElectric Reliability | WLDFR | HFTD - Distribution - Tier 3 - 1QU CoRE ¦ 1QU LoRE | Non-Red Flag Warning - Large Fires | 2027 | Electric Reliability | 0.71896 | 68.3395 | 2027 | Mitigation | 0.011149 | 10 | 0 | esc | 0.011149 | 0.0080156 | 0.011149 | 0.0080156 | 0.011149 | 0.0080156 | 0.011149 | 0.0080156
[79 empty] | WLDFR | HFTD - Distribution - Tier 2 - 5QU CoRE ¦ 4QU LoRE | Non-Red Flag Warning - Small Fires | 2022 | 0 | 0 | 0 | 0 | 0.077901 | 0.036425 | 0.0015809 | 0.039895 | 0.0004061 | 0.0004061 | 0.0004061 | 0 | 0.0035886 |  | 0 | 1.4573e-06 | 1.4573e-06 | 0 | 1.4573e-06 | 1.4573e-06 | 0 | 1.4573e-06 | 1.4573e-06 | 0 | 0 | Column30: 0 | [29 empty] | 7.3.2.1.3 Advanced weather monitoring and weather stations Weather StationsWLDFRElectric Reliability | WLDFR | HFTD - Distribution - Tier 3 - 1QU CoRE ¦ 1QU LoRE | Non-Red Flag Warning - Large Fires | 2028 | Electric Reliability | 0.74734 | 68.3395 | 2028 | Mitigation | 0.011149 | 10 | 0 | esc | 0.011149 | 0.0083319 | 0.011149 | 0.0083319 | 0.011149 | 0.0083319 | 0.011149 | 0.0083319
[79 empty] | WLDFR | HFTD - Distribution - Tier 2 - 5QU CoRE ¦ 4QU LoRE | Non-Red Flag Warning - Small Fires | 2023 | 0 | 0 | 0 | 0 | 0.080408 | 0.03759 | 0.0016314 | 0.041187 | 0.00041909 | 0.00041909 | 0.00041909 | 0.00041909 | 0.0035886 |  | 0 | 1.5039e-06 | 1.5039e-06 | 0 | 1.5039e-06 | 1.5039e-06 | 0 | 1.5039e-06 | 1.5039e-06 | 0 | 1.5039e-06 | Column30: 1.5039e-06 | [29 empty] | 7.3.2.1.3 Advanced weather monitoring and weather stations Weather StationsWLDFRElectric Reliability | WLDFR | HFTD - Distribution - Tier 3 - 1QU CoRE ¦ 1QU LoRE | Non-Red Flag Warning - Large Fires | 2029 | Electric Reliability | 0.74734 | 68.3395 | 2029 | Mitigation | 0.011149 | 10 | 0 | esc | 0.011149 | 0.0083319 | 0.011149 | 0.0083319 | 0.011149 | 0.0083319 | 0.011149 | 0.0083319
[79 empty] | WLDFR | HFTD - Distribution - Tier 2 - 5QU CoRE ¦ 4QU LoRE | Non-Red Flag Warning - Small Fires | 2024 | 0 | 0 | 0 | 0 | 0.080408 | 0.03759 | 0.0016314 | 0.041187 | 0.00041909 | 0.00041909 | 0.00041909 | 0.00041909 | 0.0035886 |  | 0 | 1.5039e-06 | 1.5039e-06 | 0 | 1.5039e-06 | 1.5039e-06 | 0 | 1.5039e-06 | 1.5039e-06 | 0 | 1.5039e-06 | Column30: 1.5039e-06 | [29 empty] | 7.3.2.1.3 Advanced weather monitoring and weather stations Weather StationsWLDFRElectric Reliability | WLDFR | HFTD - Distribution - Tier 3 - 1QU CoRE ¦ 1QU LoRE | Non-Red Flag Warning - Large Fires | 2030 | Electric Reliability | 0.74734 | 68.3395 | 2030 | Mitigation | 0.011149 | 10 | 0 | esc | 0 | 0 | 0.011149 | 0.0083319 | 0.011149 | 0.0083319 | 0.011149 | 0.0083319
[79 empty] | WLDFR | HFTD - Distribution - Tier 2 - 5QU CoRE ¦ 4QU LoRE | Non-Red Flag Warning - Small Fires | 2025 | 0 | 0 | 0 | 0 | 0.080408 | 0.03759 | 0.0016314 | 0.041187 | 0.00041909 | 0.00041909 | 0.00041909 | 0.00041909 | 0.0035886 |  | 0 | 1.5039e-06 | 1.5039e-06 | 0 | 1.5039e-06 | 1.5039e-06 | 0 | 1.5039e-06 | 1.5039e-06 | 0 | 1.5039e-06 | Column30: 1.5039e-06 | [29 empty] | 7.3.2.1.3 Advanced weather monitoring and weather stations Weather StationsWLDFRElectric Reliability | WLDFR | HFTD - Distribution - Tier 3 - 1QU CoRE ¦ 1QU LoRE | Non-Red Flag Warning - Large Fires | 2031 | Electric Reliability | 0.74734 | 68.3395 | 2031 | Mitigation | 0.011149 | 10 | 0 | esc | 0 | 0 | 0 | 0 | 0.011149 | 0.0083319 | 0.011149 | 0.0083319
[79 empty] | WLDFR | HFTD - Distribution - Tier 2 - 5QU CoRE ¦ 4QU LoRE | Non-Red Flag Warning - Small Fires | 2026 | 0 | 0 | 0 | 0 | 0.080408 | 0.03759 | 0.0016314 | 0.041187 | 0.00041909 | 0.00041909 | 0.00041909 | 0.00041909 | 0.0035886 |  | 0 | 1.5039e-06 | 1.5039e-06 | 0 | 1.5039e-06 | 1.5039e-06 | 0 | 1.5039e-06 | 1.5039e-06 | 0 | 1.5039e-06 | Column30: 1.5039e-06 | [29 empty] | 7.3.2.1.3 Advanced weather monitoring and weather stations Weather StationsWLDFRElectric Reliability | WLDFR | HFTD - Distribution - Tier 3 - 1QU CoRE ¦ 1QU LoRE | Non-Red Flag Warning - Large Fires | 2032 | Electric Reliability | 0.74734 | 68.3395 | 2032 | Mitigation | 0.011149 | 10 | 0 | esc | 0 | 0 | 0 | 0 | 0 | 0 | 0.011149 | 0.0083319
[79 empty] | WLDFR | HFTD - Distribution - Tier 2 - 5QU CoRE ¦ 4QU LoRE | Non-Red Flag Warning - Small Fires | 2027 | 0 | 0 | 0 | 0 | 0.080408 | 0.03759 | 0.0016314 | 0.041187 | 0.00041909 | 0.00041909 | 0.00041909 | 0.00041909 | 0.0035886 |  | 0 | 1.5039e-06 | 1.5039e-06 | 0 | 1.5039e-06 | 1.5039e-06 | 0 | 1.5039e-06 | 1.5039e-06 | 0 | 1.5039e-06 | Column30: 1.5039e-06 | [29 empty] | 7.3.2.1.3 Advanced weather monitoring and weather stations Weather StationsWLDFRElectric Reliability | WLDFR | HFTD - Distribution - Tier 3 - 1QU CoRE ¦ 1QU LoRE | Non-Red Flag Warning - Small Fires | 2021 | Electric Reliability | 0.036425 | 68.3395 | 2021 | Mitigation | 0.011149 | 10 | 0 | esc | 0.011149 | 0.0004061 | 0.011149 | 0.0004061 | 0 | 0 | 0 | 0
[79 empty] | WLDFR | HFTD - Distribution - Tier 2 - 5QU CoRE ¦ 4QU LoRE | Non-Red Flag Warning - Small Fires | 2028 | 0 | 0 | 0 | 0 | 0.083606 | 0.039055 | 0.001695 | 0.042856 | 0.00043542 | 0.00043542 | 0.00043542 | 0.00043542 | 0.0035886 |  | 0 | 1.5625e-06 | 1.5625e-06 | 0 | 1.5625e-06 | 1.5625e-06 | 0 | 1.5625e-06 | 1.5625e-06 | 0 | 1.5625e-06 | Column30: 1.5625e-06 | [29 empty] | 7.3.2.1.3 Advanced weather monitoring and weather stations Weather StationsWLDFRElectric Reliability | WLDFR | HFTD - Distribution - Tier 3 - 1QU CoRE ¦ 1QU LoRE | Non-Red Flag Warning - Small Fires | 2022 | Electric Reliability | 0.036425 | 68.3395 | 2022 | Mitigation | 0.011149 | 10 | 0 | esc | 0.011149 | 0.0004061 | 0.011149 | 0.0004061 | 0.011149 | 0.0004061 | 0 | 0
[79 empty] | WLDFR | HFTD - Distribution - Tier 2 - 5QU CoRE ¦ 4QU LoRE | Non-Red Flag Warning - Small Fires | 2029 | 0 | 0 | 0 | 0 | 0.083606 | 0.039055 | 0.001695 | 0.042856 | 0.00043542 | 0.00043542 | 0.00043542 | 0.00043542 | 0.0035886 |  | 0 | 1.5625e-06 | 1.5625e-06 | 0 | 1.5625e-06 | 1.5625e-06 | 0 | 1.5625e-06 | 1.5625e-06 | 0 | 1.5625e-06 | Column30: 1.5625e-06 | [29 empty] | 7.3.2.1.3 Advanced weather monitoring and weather stations Weather StationsWLDFRElectric Reliability | WLDFR | HFTD - Distribution - Tier 3 - 1QU CoRE ¦ 1QU LoRE | Non-Red Flag Warning - Small Fires | 2023 | Electric Reliability | 0.03759 | 68.3395 | 2023 | Mitigation | 0.011149 | 10 | 0 | esc | 0.011149 | 0.00041909 | 0.011149 | 0.00041909 | 0.011149 | 0.00041909 | 0.011149 | 0.00041909
[79 empty] | WLDFR | HFTD - Distribution - Tier 2 - 5QU CoRE ¦ 4QU LoRE | Non-Red Flag Warning - Small Fires | 2030 | 0 | 0 | 0 | 0 | 0.083606 | 0.039055 | 0.001695 | 0.042856 | 0 | 0.00043542 | 0.00043542 | 0.00043542 | 0.0035886 |  | 0 | 0 | 0 | 0 | 1.5625e-06 | 1.5625e-06 | 0 | 1.5625e-06 | 1.5625e-06 | 0 | 1.5625e-06 | Column30: 1.5625e-06 | [29 empty] | 7.3.2.1.3 Advanced weather monitoring and weather stations Weather StationsWLDFRElectric Reliability | WLDFR | HFTD - Distribution - Tier 3 - 1QU CoRE ¦ 1QU LoRE | Non-Red Flag Warning - Small Fires | 2024 | Electric Reliability | 0.03759 | 68.3395 | 2024 | Mitigation | 0.011149 | 10 | 0 | esc | 0.011149 | 0.00041909 | 0.011149 | 0.00041909 | 0.011149 | 0.00041909 | 0.011149 | 0.00041909
[79 empty] | WLDFR | HFTD - Distribution - Tier 2 - 5QU CoRE ¦ 4QU LoRE | Non-Red Flag Warning - Small Fires | 2031 | 0 | 0 | 0 | 0 | 0.083606 | 0.039055 | 0.001695 | 0.042856 | 0 | 0 | 0.00043542 | 0.00043542 | 0.0035886 |  | 0 | 0 | 0 | 0 | 0 | 0 | 0 | 1.5625e-06 | 1.5625e-06 | 0 | 1.5625e-06 | Column30: 1.5625e-06 | [29 empty] | 7.3.2.1.3 Advanced weather monitoring and weather stations Weather StationsWLDFRElectric Reliability | WLDFR | HFTD - Distribution - Tier 3 - 1QU CoRE ¦ 1QU LoRE | Non-Red Flag Warning - Small Fires | 2025 | Electric Reliability | 0.03759 | 68.3395 | 2025 | Mitigation | 0.011149 | 10 | 0 | esc | 0.011149 | 0.00041909 | 0.011149 | 0.00041909 | 0.011149 | 0.00041909 | 0.011149 | 0.00041909
[79 empty] | WLDFR | HFTD - Distribution - Tier 2 - 5QU CoRE ¦ 4QU LoRE | Non-Red Flag Warning - Small Fires | 2032 | 0 | 0 | 0 | 0 | 0.083606 | 0.039055 | 0.001695 | 0.042856 | 0 | 0 | 0 | 0.00043542 | 0.0035886 |  | 0 | 0 | 0 | 0 | 0 | 0 | 0 | 0 | 0 | 0 | 1.5625e-06 | Column30: 1.5625e-06 | [29 empty] | 7.3.2.1.3 Advanced weather monitoring and weather stations Weather StationsWLDFRElectric Reliability | WLDFR | HFTD - Distribution - Tier 3 - 1QU CoRE ¦ 1QU LoRE | Non-Red Flag Warning - Small Fires | 2026 | Electric Reliability | 0.03759 | 68.3395 | 2026 | Mitigation | 0.011149 | 10 | 0 | esc | 0.011149 | 0.00041909 | 0.011149 | 0.00041909 | 0.011149 | 0.00041909 | 0.011149 | 0.00041909
[79 empty] | WLDFR | HFTD - Distribution - Tier 2 - 5QU CoRE ¦ 4QU LoRE | Red Flag Warning - Catastrophic Fires | 2020 | 0 | 0 | 0 | 0 | 14146.1306 | 222.2294 | 8585.7228 | 5338.1784 | 2.4776 | 0 | 0 | 0 | 1.3659e-06 |  | 0 | 3.3843e-06 | 3.3843e-06 | 0 | 0 | 0 | 0 | 0 | 0 | 0 | 0 | Column30: 0 | [29 empty] | 7.3.2.1.3 Advanced weather monitoring and weather stations Weather StationsWLDFRElectric Reliability | WLDFR | HFTD - Distribution - Tier 3 - 1QU CoRE ¦ 1QU LoRE | Non-Red Flag Warning - Small Fires | 2027 | Electric Reliability | 0.03759 | 68.3395 | 2027 | Mitigation | 0.011149 | 10 | 0 | esc | 0.011149 | 0.00041909 | 0.011149 | 0.00041909 | 0.011149 | 0.00041909 | 0.011149 | 0.00041909
[79 empty] | WLDFR | HFTD - Distribution - Tier 2 - 5QU CoRE ¦ 4QU LoRE | Red Flag Warning - Catastrophic Fires | 2021 | 0 | 0 | 0 | 0 | 14146.1306 | 222.2294 | 8585.7228 | 5338.1784 | 2.4776 | 2.4776 | 0 | 0 | 1.3659e-06 |  | 0 | 3.3843e-06 | 3.3843e-06 | 0 | 3.3843e-06 | 3.3843e-06 | 0 | 0 | 0 | 0 | 0 | Column30: 0 | [29 empty] | 7.3.2.1.3 Advanced weather monitoring and weather stations Weather StationsWLDFRElectric Reliability | WLDFR | HFTD - Distribution - Tier 3 - 1QU CoRE ¦ 1QU LoRE | Non-Red Flag Warning - Small Fires | 2028 | Electric Reliability | 0.039055 | 68.3395 | 2028 | Mitigation | 0.011149 | 10 | 0 | esc | 0.011149 | 0.00043542 | 0.011149 | 0.00043542 | 0.011149 | 0.00043542 | 0.011149 | 0.00043542
[79 empty] | WLDFR | HFTD - Distribution - Tier 2 - 5QU CoRE ¦ 4QU LoRE | Red Flag Warning - Catastrophic Fires | 2022 | 0 | 0 | 0 | 0 | 14146.1306 | 222.2294 | 8585.7228 | 5338.1784 | 2.4776 | 2.4776 | 2.4776 | 0 | 1.3659e-06 |  | 0 | 3.3843e-06 | 3.3843e-06 | 0 | 3.3843e-06 | 3.3843e-06 | 0 | 3.3843e-06 | 3.3843e-06 | 0 | 0 | Column30: 0 | [29 empty] | 7.3.2.1.3 Advanced weather monitoring and weather stations Weather StationsWLDFRElectric Reliability | WLDFR | HFTD - Distribution - Tier 3 - 1QU CoRE ¦ 1QU LoRE | Non-Red Flag Warning - Small Fires | 2029 | Electric Reliability | 0.039055 | 68.3395 | 2029 | Mitigation | 0.011149 | 10 | 0 | esc | 0.011149 | 0.00043542 | 0.011149 | 0.00043542 | 0.011149 | 0.00043542 | 0.011149 | 0.00043542
[79 empty] | WLDFR | HFTD - Distribution - Tier 2 - 5QU CoRE ¦ 4QU LoRE | Red Flag Warning - Catastrophic Fires | 2023 | 0 | 0 | 0 | 0 | 14664.6376 | 233.2301 | 8896.516 | 5534.8915 | 2.6002 | 2.6002 | 2.6002 | 2.6002 | 1.3659e-06 |  | 0 | 3.5518e-06 | 3.5518e-06 | 0 | 3.5518e-06 | 3.5518e-06 | 0 | 3.5518e-06 | 3.5518e-06 | 0 | 3.5518e-06 | Column30: 3.5518e-06 | [29 empty] | 7.3.2.1.3 Advanced weather monitoring and weather stations Weather StationsWLDFRElectric Reliability | WLDFR | HFTD - Distribution - Tier 3 - 1QU CoRE ¦ 1QU LoRE | Non-Red Flag Warning - Small Fires | 2030 | Electric Reliability | 0.039055 | 68.3395 | 2030 | Mitigation | 0.011149 | 10 | 0 | esc | 0 | 0 | 0.011149 | 0.00043542 | 0.011149 | 0.00043542 | 0.011149 | 0.00043542
[79 empty] | WLDFR | HFTD - Distribution - Tier 2 - 5QU CoRE ¦ 4QU LoRE | Red Flag Warning - Catastrophic Fires | 2024 | 0 | 0 | 0 | 0 | 14664.6376 | 233.2301 | 8896.516 | 5534.8915 | 2.6002 | 2.6002 | 2.6002 | 2.6002 | 1.3659e-06 |  | 0 | 3.5518e-06 | 3.5518e-06 | 0 | 3.5518e-06 | 3.5518e-06 | 0 | 3.5518e-06 | 3.5518e-06 | 0 | 3.5518e-06 | Column30: 3.5518e-06 | [29 empty] | 7.3.2.1.3 Advanced weather monitoring and weather stations Weather StationsWLDFRElectric Reliability | WLDFR | HFTD - Distribution - Tier 3 - 1QU CoRE ¦ 1QU LoRE | Non-Red Flag Warning - Small Fires | 2031 | Electric Reliability | 0.039055 | 68.3395 | 2031 | Mitigation | 0.011149 | 10 | 0 | esc | 0 | 0 | 0 | 0 | 0.011149 | 0.00043542 | 0.011149 | 0.00043542
[79 empty] | WLDFR | HFTD - Distribution - Tier 2 - 5QU CoRE ¦ 4QU LoRE | Red Flag Warning - Catastrophic Fires | 2025 | 0 | 0 | 0 | 0 | 14664.6376 | 233.2301 | 8896.516 | 5534.8915 | 2.6002 | 2.6002 | 2.6002 | 2.6002 | 1.3659e-06 |  | 0 | 3.5518e-06 | 3.5518e-06 | 0 | 3.5518e-06 | 3.5518e-06 | 0 | 3.5518e-06 | 3.5518e-06 | 0 | 3.5518e-06 | Column30: 3.5518e-06 | [29 empty] | 7.3.2.1.3 Advanced weather monitoring and weather stations Weather StationsWLDFRElectric Reliability | WLDFR | HFTD - Distribution - Tier 3 - 1QU CoRE ¦ 1QU LoRE | Non-Red Flag Warning - Small Fires | 2032 | Electric Reliability | 0.039055 | 68.3395 | 2032 | Mitigation | 0.011149 | 10 | 0 | esc | 0 | 0 | 0 | 0 | 0 | 0 | 0.011149 | 0.00043542
[79 empty] | WLDFR | HFTD - Distribution - Tier 2 - 5QU CoRE ¦ 4QU LoRE | Red Flag Warning - Catastrophic Fires | 2026 | 0 | 0 | 0 | 0 | 14664.6376 | 233.2301 | 8896.516 | 5534.8915 | 2.6002 | 2.6002 | 2.6002 | 2.6002 | 1.3659e-06 |  | 0 | 3.5518e-06 | 3.5518e-06 | 0 | 3.5518e-06 | 3.5518e-06 | 0 | 3.5518e-06 | 3.5518e-06 | 0 | 3.5518e-06 | Column30: 3.5518e-06 | [29 empty] | 7.3.2.1.3 Advanced weather monitoring and weather stations Weather StationsWLDFRElectric Reliability | WLDFR | HFTD - Distribution - Tier 3 - 1QU CoRE ¦ 1QU LoRE | Red Flag Warning - Catastrophic Fires | 2021 | Electric Reliability | 222.2294 | 68.3395 | 2021 | Mitigation | 0.011149 | 10 | 0 | esc | 0.011149 | 2.4776 | 0.011149 | 2.4776 | 0 | 0 | 0 | 0
[79 empty] | WLDFR | HFTD - Distribution - Tier 2 - 5QU CoRE ¦ 4QU LoRE | Red Flag Warning - Catastrophic Fires | 2027 | 0 | 0 | 0 | 0 | 14664.6376 | 233.2301 | 8896.516 | 5534.8915 | 2.6002 | 2.6002 | 2.6002 | 2.6002 | 1.3659e-06 |  | 0 | 3.5518e-06 | 3.5518e-06 | 0 | 3.5518e-06 | 3.5518e-06 | 0 | 3.5518e-06 | 3.5518e-06 | 0 | 3.5518e-06 | Column30: 3.5518e-06 | [29 empty] | 7.3.2.1.3 Advanced weather monitoring and weather stations Weather StationsWLDFRElectric Reliability | WLDFR | HFTD - Distribution - Tier 3 - 1QU CoRE ¦ 1QU LoRE | Red Flag Warning - Catastrophic Fires | 2022 | Electric Reliability | 222.2294 | 68.3395 | 2022 | Mitigation | 0.011149 | 10 | 0 | esc | 0.011149 | 2.4776 | 0.011149 | 2.4776 | 0.011149 | 2.4776 | 0 | 0
[79 empty] | WLDFR | HFTD - Distribution - Tier 2 - 5QU CoRE ¦ 4QU LoRE | Red Flag Warning - Catastrophic Fires | 2028 | 0 | 0 | 0 | 0 | 15317.9909 | 247.273 | 9287.6491 | 5783.0689 | 2.7568 | 2.7568 | 2.7568 | 2.7568 | 1.3659e-06 |  | 0 | 3.7656e-06 | 3.7656e-06 | 0 | 3.7656e-06 | 3.7656e-06 | 0 | 3.7656e-06 | 3.7656e-06 | 0 | 3.7656e-06 | Column30: 3.7656e-06 | [29 empty] | 7.3.2.1.3 Advanced weather monitoring and weather stations Weather StationsWLDFRElectric Reliability | WLDFR | HFTD - Distribution - Tier 3 - 1QU CoRE ¦ 1QU LoRE | Red Flag Warning - Catastrophic Fires | 2023 | Electric Reliability | 233.2301 | 68.3395 | 2023 | Mitigation | 0.011149 | 10 | 0 | esc | 0.011149 | 2.6002 | 0.011149 | 2.6002 | 0.011149 | 2.6002 | 0.011149 | 2.6002
[79 empty] | WLDFR | HFTD - Distribution - Tier 2 - 5QU CoRE ¦ 4QU LoRE | Red Flag Warning - Catastrophic Fires | 2029 | 0 | 0 | 0 | 0 | 15317.9909 | 247.273 | 9287.6491 | 5783.0689 | 2.7568 | 2.7568 | 2.7568 | 2.7568 | 1.3659e-06 |  | 0 | 3.7656e-06 | 3.7656e-06 | 0 | 3.7656e-06 | 3.7656e-06 | 0 | 3.7656e-06 | 3.7656e-06 | 0 | 3.7656e-06 | Column30: 3.7656e-06 | [29 empty] | 7.3.2.1.3 Advanced weather monitoring and weather stations Weather StationsWLDFRElectric Reliability | WLDFR | HFTD - Distribution - Tier 3 - 1QU CoRE ¦ 1QU LoRE | Red Flag Warning - Catastrophic Fires | 2024 | Electric Reliability | 233.2301 | 68.3395 | 2024 | Mitigation | 0.011149 | 10 | 0 | esc | 0.011149 | 2.6002 | 0.011149 | 2.6002 | 0.011149 | 2.6002 | 0.011149 | 2.6002
[79 empty] | WLDFR | HFTD - Distribution - Tier 2 - 5QU CoRE ¦ 4QU LoRE | Red Flag Warning - Catastrophic Fires | 2030 | 0 | 0 | 0 | 0 | 15317.9909 | 247.273 | 9287.6491 | 5783.0689 | 0 | 2.7568 | 2.7568 | 2.7568 | 1.3659e-06 |  | 0 | 0 | 0 | 0 | 3.7656e-06 | 3.7656e-06 | 0 | 3.7656e-06 | 3.7656e-06 | 0 | 3.7656e-06 | Column30: 3.7656e-06 | [29 empty] | 7.3.2.1.3 Advanced weather monitoring and weather stations Weather StationsWLDFRElectric Reliability | WLDFR | HFTD - Distribution - Tier 3 - 1QU CoRE ¦ 1QU LoRE | Red Flag Warning - Catastrophic Fires | 2025 | Electric Reliability | 233.2301 | 68.3395 | 2025 | Mitigation | 0.011149 | 10 | 0 | esc | 0.011149 | 2.6002 | 0.011149 | 2.6002 | 0.011149 | 2.6002 | 0.011149 | 2.6002
[79 empty] | WLDFR | HFTD - Distribution - Tier 2 - 5QU CoRE ¦ 4QU LoRE | Red Flag Warning - Catastrophic Fires | 2031 | 0 | 0 | 0 | 0 | 15317.9909 | 247.273 | 9287.6491 | 5783.0689 | 0 | 0 | 2.7568 | 2.7568 | 1.3659e-06 |  | 0 | 0 | 0 | 0 | 0 | 0 | 0 | 3.7656e-06 | 3.7656e-06 | 0 | 3.7656e-06 | Column30: 3.7656e-06 | [29 empty] | 7.3.2.1.3 Advanced weather monitoring and weather stations Weather StationsWLDFRElectric Reliability | WLDFR | HFTD - Distribution - Tier 3 - 1QU CoRE ¦ 1QU LoRE | Red Flag Warning - Catastrophic Fires | 2026 | Electric Reliability | 233.2301 | 68.3395 | 2026 | Mitigation | 0.011149 | 10 | 0 | esc | 0.011149 | 2.6002 | 0.011149 | 2.6002 | 0.011149 | 2.6002 | 0.011149 | 2.6002
[79 empty] | WLDFR | HFTD - Distribution - Tier 2 - 5QU CoRE ¦ 4QU LoRE | Red Flag Warning - Catastrophic Fires | 2032 | 0 | 0 | 0 | 0 | 15317.9909 | 247.273 | 9287.6491 | 5783.0689 | 0 | 0 | 0 | 2.7568 | 1.3659e-06 |  | 0 | 0 | 0 | 0 | 0 | 0 | 0 | 0 | 0 | 0 | 3.7656e-06 | Column30: 3.7656e-06 | [29 empty] | 7.3.2.1.3 Advanced weather monitoring and weather stations Weather StationsWLDFRElectric Reliability | WLDFR | HFTD - Distribution - Tier 3 - 1QU CoRE ¦ 1QU LoRE | Red Flag Warning - Catastrophic Fires | 2027 | Electric Reliability | 233.2301 | 68.3395 | 2027 | Mitigation | 0.011149 | 10 | 0 | esc | 0.011149 | 2.6002 | 0.011149 | 2.6002 | 0.011149 | 2.6002 | 0.011149 | 2.6002
[79 empty] | WLDFR | HFTD - Distribution - Tier 2 - 5QU CoRE ¦ 4QU LoRE | Red Flag Warning - Destructive Fires | 2020 | 0 | 0 | 0 | 0 | 8807.9522 | 222.2294 | 8585.7228 | 0 | 2.4776 | 0 | 0 | 0 | 2.3373e-07 |  | 0 | 5.7908e-07 | 5.7908e-07 | 0 | 0 | 0 | 0 | 0 | 0 | 0 | 0 | Column30: 0 | [29 empty] | 7.3.2.1.3 Advanced weather monitoring and weather stations Weather StationsWLDFRElectric Reliability | WLDFR | HFTD - Distribution - Tier 3 - 1QU CoRE ¦ 1QU LoRE | Red Flag Warning - Catastrophic Fires | 2028 | Electric Reliability | 247.273 | 68.3395 | 2028 | Mitigation | 0.011149 | 10 | 0 | esc | 0.011149 | 2.7568 | 0.011149 | 2.7568 | 0.011149 | 2.7568 | 0.011149 | 2.7568
[79 empty] | WLDFR | HFTD - Distribution - Tier 2 - 5QU CoRE ¦ 4QU LoRE | Red Flag Warning - Destructive Fires | 2021 | 0 | 0 | 0 | 0 | 8807.9522 | 222.2294 | 8585.7228 | 0 | 2.4776 | 2.4776 | 0 | 0 | 2.3373e-07 |  | 0 | 5.7908e-07 | 5.7908e-07 | 0 | 5.7908e-07 | 5.7908e-07 | 0 | 0 | 0 | 0 | 0 | Column30: 0 | [29 empty] | 7.3.2.1.3 Advanced weather monitoring and weather stations Weather StationsWLDFRElectric Reliability | WLDFR | HFTD - Distribution - Tier 3 - 1QU CoRE ¦ 1QU LoRE | Red Flag Warning - Catastrophic Fires | 2029 | Electric Reliability | 247.273 | 68.3395 | 2029 | Mitigation | 0.011149 | 10 | 0 | esc | 0.011149 | 2.7568 | 0.011149 | 2.7568 | 0.011149 | 2.7568 | 0.011149 | 2.7568
[79 empty] | WLDFR | HFTD - Distribution - Tier 2 - 5QU CoRE ¦ 4QU LoRE | Red Flag Warning - Destructive Fires | 2022 | 0 | 0 | 0 | 0 | 8807.9522 | 222.2294 | 8585.7228 | 0 | 2.4776 | 2.4776 | 2.4776 | 0 | 2.3373e-07 |  | 0 | 5.7908e-07 | 5.7908e-07 | 0 | 5.7908e-07 | 5.7908e-07 | 0 | 5.7908e-07 | 5.7908e-07 | 0 | 0 | Column30: 0 | [29 empty] | 7.3.2.1.3 Advanced weather monitoring and weather stations Weather StationsWLDFRElectric Reliability | WLDFR | HFTD - Distribution - Tier 3 - 1QU CoRE ¦ 1QU LoRE | Red Flag Warning - Catastrophic Fires | 2030 | Electric Reliability | 247.273 | 68.3395 | 2030 | Mitigation | 0.011149 | 10 | 0 | esc | 0 | 0 | 0.011149 | 2.7568 | 0.011149 | 2.7568 | 0.011149 | 2.7568
[79 empty] | WLDFR | HFTD - Distribution - Tier 2 - 5QU CoRE ¦ 4QU LoRE | Red Flag Warning - Destructive Fires | 2023 | 0 | 0 | 0 | 0 | 9129.7461 | 233.2301 | 8896.516 | 0 | 2.6002 | 2.6002 | 2.6002 | 2.6002 | 2.3373e-07 |  | 0 | 6.0774e-07 | 6.0774e-07 | 0 | 6.0774e-07 | 6.0774e-07 | 0 | 6.0774e-07 | 6.0774e-07 | 0 | 6.0774e-07 | Column30: 6.0774e-07 | [29 empty] | 7.3.2.1.3 Advanced weather monitoring and weather stations Weather StationsWLDFRElectric Reliability | WLDFR | HFTD - Distribution - Tier 3 - 1QU CoRE ¦ 1QU LoRE | Red Flag Warning - Catastrophic Fires | 2031 | Electric Reliability | 247.273 | 68.3395 | 2031 | Mitigation | 0.011149 | 10 | 0 | esc | 0 | 0 | 0 | 0 | 0.011149 | 2.7568 | 0.011149 | 2.7568
[79 empty] | WLDFR | HFTD - Distribution - Tier 2 - 5QU CoRE ¦ 4QU LoRE | Red Flag Warning - Destructive Fires | 2024 | 0 | 0 | 0 | 0 | 9129.7461 | 233.2301 | 8896.516 | 0 | 2.6002 | 2.6002 | 2.6002 | 2.6002 | 2.3373e-07 |  | 0 | 6.0774e-07 | 6.0774e-07 | 0 | 6.0774e-07 | 6.0774e-07 | 0 | 6.0774e-07 | 6.0774e-07 | 0 | 6.0774e-07 | Column30: 6.0774e-07 | [29 empty] | 7.3.2.1.3 Advanced weather monitoring and weather stations Weather StationsWLDFRElectric Reliability | WLDFR | HFTD - Distribution - Tier 3 - 1QU CoRE ¦ 1QU LoRE | Red Flag Warning - Catastrophic Fires | 2032 | Electric Reliability | 247.273 | 68.3395 | 2032 | Mitigation | 0.011149 | 10 | 0 | esc | 0 | 0 | 0 | 0 | 0 | 0 | 0.011149 | 2.7568
[79 empty] | WLDFR | HFTD - Distribution - Tier 2 - 5QU CoRE ¦ 4QU LoRE | Red Flag Warning - Destructive Fires | 2025 | 0 | 0 | 0 | 0 | 9129.7461 | 233.2301 | 8896.516 | 0 | 2.6002 | 2.6002 | 2.6002 | 2.6002 | 2.3373e-07 |  | 0 | 6.0774e-07 | 6.0774e-07 | 0 | 6.0774e-07 | 6.0774e-07 | 0 | 6.0774e-07 | 6.0774e-07 | 0 | 6.0774e-07 | Column30: 6.0774e-07 | [29 empty] | 7.3.2.1.3 Advanced weather monitoring and weather stations Weather StationsWLDFRElectric Reliability | WLDFR | HFTD - Distribution - Tier 3 - 1QU CoRE ¦ 1QU LoRE | Red Flag Warning - Destructive Fires | 2021 | Electric Reliability | 222.2294 | 68.3395 | 2021 | Mitigation | 0.011149 | 10 | 0 | esc | 0.011149 | 2.4776 | 0.011149 | 2.4776 | 0 | 0 | 0 | 0
[79 empty] | WLDFR | HFTD - Distribution - Tier 2 - 5QU CoRE ¦ 4QU LoRE | Red Flag Warning - Destructive Fires | 2026 | 0 | 0 | 0 | 0 | 9129.7461 | 233.2301 | 8896.516 | 0 | 2.6002 | 2.6002 | 2.6002 | 2.6002 | 2.3373e-07 |  | 0 | 6.0774e-07 | 6.0774e-07 | 0 | 6.0774e-07 | 6.0774e-07 | 0 | 6.0774e-07 | 6.0774e-07 | 0 | 6.0774e-07 | Column30: 6.0774e-07 | [29 empty] | 7.3.2.1.3 Advanced weather monitoring and weather stations Weather StationsWLDFRElectric Reliability | WLDFR | HFTD - Distribution - Tier 3 - 1QU CoRE ¦ 1QU LoRE | Red Flag Warning - Destructive Fires | 2022 | Electric Reliability | 222.2294 | 68.3395 | 2022 | Mitigation | 0.011149 | 10 | 0 | esc | 0.011149 | 2.4776 | 0.011149 | 2.4776 | 0.011149 | 2.4776 | 0 | 0
[79 empty] | WLDFR | HFTD - Distribution - Tier 2 - 5QU CoRE ¦ 4QU LoRE | Red Flag Warning - Destructive Fires | 2027 | 0 | 0 | 0 | 0 | 9129.7461 | 233.2301 | 8896.516 | 0 | 2.6002 | 2.6002 | 2.6002 | 2.6002 | 2.3373e-07 |  | 0 | 6.0774e-07 | 6.0774e-07 | 0 | 6.0774e-07 | 6.0774e-07 | 0 | 6.0774e-07 | 6.0774e-07 | 0 | 6.0774e-07 | Column30: 6.0774e-07 | [29 empty] | 7.3.2.1.3 Advanced weather monitoring and weather stations Weather StationsWLDFRElectric Reliability | WLDFR | HFTD - Distribution - Tier 3 - 1QU CoRE ¦ 1QU LoRE | Red Flag Warning - Destructive Fires | 2023 | Electric Reliability | 233.2301 | 68.3395 | 2023 | Mitigation | 0.011149 | 10 | 0 | esc | 0.011149 | 2.6002 | 0.011149 | 2.6002 | 0.011149 | 2.6002 | 0.011149 | 2.6002
[79 empty] | WLDFR | HFTD - Distribution - Tier 2 - 5QU CoRE ¦ 4QU LoRE | Red Flag Warning - Destructive Fires | 2028 | 0 | 0 | 0 | 0 | 9534.9221 | 247.273 | 9287.6491 | 0 | 2.7568 | 2.7568 | 2.7568 | 2.7568 | 2.3373e-07 |  | 0 | 6.4434e-07 | 6.4434e-07 | 0 | 6.4434e-07 | 6.4434e-07 | 0 | 6.4434e-07 | 6.4434e-07 | 0 | 6.4434e-07 | Column30: 6.4434e-07 | [29 empty] | 7.3.2.1.3 Advanced weather monitoring and weather stations Weather StationsWLDFRElectric Reliability | WLDFR | HFTD - Distribution - Tier 3 - 1QU CoRE ¦ 1QU LoRE | Red Flag Warning - Destructive Fires | 2024 | Electric Reliability | 233.2301 | 68.3395 | 2024 | Mitigation | 0.011149 | 10 | 0 | esc | 0.011149 | 2.6002 | 0.011149 | 2.6002 | 0.011149 | 2.6002 | 0.011149 | 2.6002
[79 empty] | WLDFR | HFTD - Distribution - Tier 2 - 5QU CoRE ¦ 4QU LoRE | Red Flag Warning - Destructive Fires | 2029 | 0 | 0 | 0 | 0 | 9534.9221 | 247.273 | 9287.6491 | 0 | 2.7568 | 2.7568 | 2.7568 | 2.7568 | 2.3373e-07 |  | 0 | 6.4434e-07 | 6.4434e-07 | 0 | 6.4434e-07 | 6.4434e-07 | 0 | 6.4434e-07 | 6.4434e-07 | 0 | 6.4434e-07 | Column30: 6.4434e-07 | [29 empty] | 7.3.2.1.3 Advanced weather monitoring and weather stations Weather StationsWLDFRElectric Reliability | WLDFR | HFTD - Distribution - Tier 3 - 1QU CoRE ¦ 1QU LoRE | Red Flag Warning - Destructive Fires | 2025 | Electric Reliability | 233.2301 | 68.3395 | 2025 | Mitigation | 0.011149 | 10 | 0 | esc | 0.011149 | 2.6002 | 0.011149 | 2.6002 | 0.011149 | 2.6002 | 0.011149 | 2.6002
[79 empty] | WLDFR | HFTD - Distribution - Tier 2 - 5QU CoRE ¦ 4QU LoRE | Red Flag Warning - Destructive Fires | 2030 | 0 | 0 | 0 | 0 | 9534.9221 | 247.273 | 9287.6491 | 0 | 0 | 2.7568 | 2.7568 | 2.7568 | 2.3373e-07 |  | 0 | 0 | 0 | 0 | 6.4434e-07 | 6.4434e-07 | 0 | 6.4434e-07 | 6.4434e-07 | 0 | 6.4434e-07 | Column30: 6.4434e-07 | [29 empty] | 7.3.2.1.3 Advanced weather monitoring and weather stations Weather StationsWLDFRElectric Reliability | WLDFR | HFTD - Distribution - Tier 3 - 1QU CoRE ¦ 1QU LoRE | Red Flag Warning - Destructive Fires | 2026 | Electric Reliability | 233.2301 | 68.3395 | 2026 | Mitigation | 0.011149 | 10 | 0 | esc | 0.011149 | 2.6002 | 0.011149 | 2.6002 | 0.011149 | 2.6002 | 0.011149 | 2.6002
[79 empty] | WLDFR | HFTD - Distribution - Tier 2 - 5QU CoRE ¦ 4QU LoRE | Red Flag Warning - Destructive Fires | 2031 | 0 | 0 | 0 | 0 | 9534.9221 | 247.273 | 9287.6491 | 0 | 0 | 0 | 2.7568 | 2.7568 | 2.3373e-07 |  | 0 | 0 | 0 | 0 | 0 | 0 | 0 | 6.4434e-07 | 6.4434e-07 | 0 | 6.4434e-07 | Column30: 6.4434e-07 | [29 empty] | 7.3.2.1.3 Advanced weather monitoring and weather stations Weather StationsWLDFRElectric Reliability | WLDFR | HFTD - Distribution - Tier 3 - 1QU CoRE ¦ 1QU LoRE | Red Flag Warning - Destructive Fires | 2027 | Electric Reliability | 233.2301 | 68.3395 | 2027 | Mitigation | 0.011149 | 10 | 0 | esc | 0.011149 | 2.6002 | 0.011149 | 2.6002 | 0.011149 | 2.6002 | 0.011149 | 2.6002
[79 empty] | WLDFR | HFTD - Distribution - Tier 2 - 5QU CoRE ¦ 4QU LoRE | Red Flag Warning - Destructive Fires | 2032 | 0 | 0 | 0 | 0 | 9534.9221 | 247.273 | 9287.6491 | 0 | 0 | 0 | 0 | 2.7568 | 2.3373e-07 |  | 0 | 0 | 0 | 0 | 0 | 0 | 0 | 0 | 0 | 0 | 6.4434e-07 | Column30: 6.4434e-07 | [29 empty] | 7.3.2.1.3 Advanced weather monitoring and weather stations Weather StationsWLDFRElectric Reliability | WLDFR | HFTD - Distribution - Tier 3 - 1QU CoRE ¦ 1QU LoRE | Red Flag Warning - Destructive Fires | 2028 | Electric Reliability | 247.273 | 68.3395 | 2028 | Mitigation | 0.011149 | 10 | 0 | esc | 0.011149 | 2.7568 | 0.011149 | 2.7568 | 0.011149 | 2.7568 | 0.011149 | 2.7568
[79 empty] | WLDFR | HFTD - Distribution - Tier 2 - 5QU CoRE ¦ 4QU LoRE | Red Flag Warning - Large Fires | 2020 | 0 | 0 | 0 | 0 | 5.2406 | 0.69642 | 2.942 | 1.6022 | 0.0077642 | 0 | 0 | 0 | 1.7431e-05 |  | 0 | 1.3534e-07 | 1.3534e-07 | 0 | 0 | 0 | 0 | 0 | 0 | 0 | 0 | Column30: 0 | [29 empty] | 7.3.2.1.3 Advanced weather monitoring and weather stations Weather StationsWLDFRElectric Reliability | WLDFR | HFTD - Distribution - Tier 3 - 1QU CoRE ¦ 1QU LoRE | Red Flag Warning - Destructive Fires | 2029 | Electric Reliability | 247.273 | 68.3395 | 2029 | Mitigation | 0.011149 | 10 | 0 | esc | 0.011149 | 2.7568 | 0.011149 | 2.7568 | 0.011149 | 2.7568 | 0.011149 | 2.7568
[79 empty] | WLDFR | HFTD - Distribution - Tier 2 - 5QU CoRE ¦ 4QU LoRE | Red Flag Warning - Large Fires | 2021 | 0 | 0 | 0 | 0 | 5.2406 | 0.69642 | 2.942 | 1.6022 | 0.0077642 | 0.0077642 | 0 | 0 | 1.7431e-05 |  | 0 | 1.3534e-07 | 1.3534e-07 | 0 | 1.3534e-07 | 1.3534e-07 | 0 | 0 | 0 | 0 | 0 | Column30: 0 | [29 empty] | 7.3.2.1.3 Advanced weather monitoring and weather stations Weather StationsWLDFRElectric Reliability | WLDFR | HFTD - Distribution - Tier 3 - 1QU CoRE ¦ 1QU LoRE | Red Flag Warning - Destructive Fires | 2030 | Electric Reliability | 247.273 | 68.3395 | 2030 | Mitigation | 0.011149 | 10 | 0 | esc | 0 | 0 | 0.011149 | 2.7568 | 0.011149 | 2.7568 | 0.011149 | 2.7568
[79 empty] | WLDFR | HFTD - Distribution - Tier 2 - 5QU CoRE ¦ 4QU LoRE | Red Flag Warning - Large Fires | 2022 | 0 | 0 | 0 | 0 | 5.2406 | 0.69642 | 2.942 | 1.6022 | 0.0077642 | 0.0077642 | 0.0077642 | 0 | 1.7431e-05 |  | 0 | 1.3534e-07 | 1.3534e-07 | 0 | 1.3534e-07 | 1.3534e-07 | 0 | 1.3534e-07 | 1.3534e-07 | 0 | 0 | Column30: 0 | [29 empty] | 7.3.2.1.3 Advanced weather monitoring and weather stations Weather StationsWLDFRElectric Reliability | WLDFR | HFTD - Distribution - Tier 3 - 1QU CoRE ¦ 1QU LoRE | Red Flag Warning - Destructive Fires | 2031 | Electric Reliability | 247.273 | 68.3395 | 2031 | Mitigation | 0.011149 | 10 | 0 | esc | 0 | 0 | 0 | 0 | 0.011149 | 2.7568 | 0.011149 | 2.7568
[79 empty] | WLDFR | HFTD - Distribution - Tier 2 - 5QU CoRE ¦ 4QU LoRE | Red Flag Warning - Large Fires | 2023 | 0 | 0 | 0 | 0 | 5.475 | 0.71896 | 3.0715 | 1.6846 | 0.0080156 | 0.0080156 | 0.0080156 | 0.0080156 | 1.7431e-05 |  | 0 | 1.3972e-07 | 1.3972e-07 | 0 | 1.3972e-07 | 1.3972e-07 | 0 | 1.3972e-07 | 1.3972e-07 | 0 | 1.3972e-07 | Column30: 1.3972e-07 | [29 empty] | 7.3.2.1.3 Advanced weather monitoring and weather stations Weather StationsWLDFRElectric Reliability | WLDFR | HFTD - Distribution - Tier 3 - 1QU CoRE ¦ 1QU LoRE | Red Flag Warning - Destructive Fires | 2032 | Electric Reliability | 247.273 | 68.3395 | 2032 | Mitigation | 0.011149 | 10 | 0 | esc | 0 | 0 | 0 | 0 | 0 | 0 | 0.011149 | 2.7568
[79 empty] | WLDFR | HFTD - Distribution - Tier 2 - 5QU CoRE ¦ 4QU LoRE | Red Flag Warning - Large Fires | 2024 | 0 | 0 | 0 | 0 | 5.475 | 0.71896 | 3.0715 | 1.6846 | 0.0080156 | 0.0080156 | 0.0080156 | 0.0080156 | 1.7431e-05 |  | 0 | 1.3972e-07 | 1.3972e-07 | 0 | 1.3972e-07 | 1.3972e-07 | 0 | 1.3972e-07 | 1.3972e-07 | 0 | 1.3972e-07 | Column30: 1.3972e-07 | [29 empty] | 7.3.2.1.3 Advanced weather monitoring and weather stations Weather StationsWLDFRElectric Reliability | WLDFR | HFTD - Distribution - Tier 3 - 1QU CoRE ¦ 1QU LoRE | Red Flag Warning - Large Fires | 2021 | Electric Reliability | 0.69642 | 68.3395 | 2021 | Mitigation | 0.011149 | 10 | 0 | esc | 0.011149 | 0.0077642 | 0.011149 | 0.0077642 | 0 | 0 | 0 | 0
[79 empty] | WLDFR | HFTD - Distribution - Tier 2 - 5QU CoRE ¦ 4QU LoRE | Red Flag Warning - Large Fires | 2025 | 0 | 0 | 0 | 0 | 5.475 | 0.71896 | 3.0715 | 1.6846 | 0.0080156 | 0.0080156 | 0.0080156 | 0.0080156 | 1.7431e-05 |  | 0 | 1.3972e-07 | 1.3972e-07 | 0 | 1.3972e-07 | 1.3972e-07 | 0 | 1.3972e-07 | 1.3972e-07 | 0 | 1.3972e-07 | Column30: 1.3972e-07 | [29 empty] | 7.3.2.1.3 Advanced weather monitoring and weather stations Weather StationsWLDFRElectric Reliability | WLDFR | HFTD - Distribution - Tier 3 - 1QU CoRE ¦ 1QU LoRE | Red Flag Warning - Large Fires | 2022 | Electric Reliability | 0.69642 | 68.3395 | 2022 | Mitigation | 0.011149 | 10 | 0 | esc | 0.011149 | 0.0077642 | 0.011149 | 0.0077642 | 0.011149 | 0.0077642 | 0 | 0
[79 empty] | WLDFR | HFTD - Distribution - Tier 2 - 5QU CoRE ¦ 4QU LoRE | Red Flag Warning - Large Fires | 2026 | 0 | 0 | 0 | 0 | 5.475 | 0.71896 | 3.0715 | 1.6846 | 0.0080156 | 0.0080156 | 0.0080156 | 0.0080156 | 1.7431e-05 |  | 0 | 1.3972e-07 | 1.3972e-07 | 0 | 1.3972e-07 | 1.3972e-07 | 0 | 1.3972e-07 | 1.3972e-07 | 0 | 1.3972e-07 | Column30: 1.3972e-07 | [29 empty] | 7.3.2.1.3 Advanced weather monitoring and weather stations Weather StationsWLDFRElectric Reliability | WLDFR | HFTD - Distribution - Tier 3 - 1QU CoRE ¦ 1QU LoRE | Red Flag Warning - Large Fires | 2023 | Electric Reliability | 0.71896 | 68.3395 | 2023 | Mitigation | 0.011149 | 10 | 0 | esc | 0.011149 | 0.0080156 | 0.011149 | 0.0080156 | 0.011149 | 0.0080156 | 0.011149 | 0.0080156
[79 empty] | WLDFR | HFTD - Distribution - Tier 2 - 5QU CoRE ¦ 4QU LoRE | Red Flag Warning - Large Fires | 2027 | 0 | 0 | 0 | 0 | 5.475 | 0.71896 | 3.0715 | 1.6846 | 0.0080156 | 0.0080156 | 0.0080156 | 0.0080156 | 1.7431e-05 |  | 0 | 1.3972e-07 | 1.3972e-07 | 0 | 1.3972e-07 | 1.3972e-07 | 0 | 1.3972e-07 | 1.3972e-07 | 0 | 1.3972e-07 | Column30: 1.3972e-07 | [29 empty] | 7.3.2.1.3 Advanced weather monitoring and weather stations Weather StationsWLDFRElectric Reliability | WLDFR | HFTD - Distribution - Tier 3 - 1QU CoRE ¦ 1QU LoRE | Red Flag Warning - Large Fires | 2024 | Electric Reliability | 0.71896 | 68.3395 | 2024 | Mitigation | 0.011149 | 10 | 0 | esc | 0.011149 | 0.0080156 | 0.011149 | 0.0080156 | 0.011149 | 0.0080156 | 0.011149 | 0.0080156
[79 empty] | WLDFR | HFTD - Distribution - Tier 2 - 5QU CoRE ¦ 4QU LoRE | Red Flag Warning - Large Fires | 2028 | 0 | 0 | 0 | 0 | 5.777 | 0.74734 | 3.238 | 1.7917 | 0.0083319 | 0.0083319 | 0.0083319 | 0.0083319 | 1.7431e-05 |  | 0 | 1.4524e-07 | 1.4524e-07 | 0 | 1.4524e-07 | 1.4524e-07 | 0 | 1.4524e-07 | 1.4524e-07 | 0 | 1.4524e-07 | Column30: 1.4524e-07 | [29 empty] | 7.3.2.1.3 Advanced weather monitoring and weather stations Weather StationsWLDFRElectric Reliability | WLDFR | HFTD - Distribution - Tier 3 - 1QU CoRE ¦ 1QU LoRE | Red Flag Warning - Large Fires | 2025 | Electric Reliability | 0.71896 | 68.3395 | 2025 | Mitigation | 0.011149 | 10 | 0 | esc | 0.011149 | 0.0080156 | 0.011149 | 0.0080156 | 0.011149 | 0.0080156 | 0.011149 | 0.0080156
[79 empty] | WLDFR | HFTD - Distribution - Tier 2 - 5QU CoRE ¦ 4QU LoRE | Red Flag Warning - Large Fires | 2029 | 0 | 0 | 0 | 0 | 5.777 | 0.74734 | 3.238 | 1.7917 | 0.0083319 | 0.0083319 | 0.0083319 | 0.0083319 | 1.7431e-05 |  | 0 | 1.4524e-07 | 1.4524e-07 | 0 | 1.4524e-07 | 1.4524e-07 | 0 | 1.4524e-07 | 1.4524e-07 | 0 | 1.4524e-07 | Column30: 1.4524e-07 | [29 empty] | 7.3.2.1.3 Advanced weather monitoring and weather stations Weather StationsWLDFRElectric Reliability | WLDFR | HFTD - Distribution - Tier 3 - 1QU CoRE ¦ 1QU LoRE | Red Flag Warning - Large Fires | 2026 | Electric Reliability | 0.71896 | 68.3395 | 2026 | Mitigation | 0.011149 | 10 | 0 | esc | 0.011149 | 0.0080156 | 0.011149 | 0.0080156 | 0.011149 | 0.0080156 | 0.011149 | 0.0080156
[79 empty] | WLDFR | HFTD - Distribution - Tier 2 - 5QU CoRE ¦ 4QU LoRE | Red Flag Warning - Large Fires | 2030 | 0 | 0 | 0 | 0 | 5.777 | 0.74734 | 3.238 | 1.7917 | 0 | 0.0083319 | 0.0083319 | 0.0083319 | 1.7431e-05 |  | 0 | 0 | 0 | 0 | 1.4524e-07 | 1.4524e-07 | 0 | 1.4524e-07 | 1.4524e-07 | 0 | 1.4524e-07 | Column30: 1.4524e-07 | [29 empty] | 7.3.2.1.3 Advanced weather monitoring and weather stations Weather StationsWLDFRElectric Reliability | WLDFR | HFTD - Distribution - Tier 3 - 1QU CoRE ¦ 1QU LoRE | Red Flag Warning - Large Fires | 2027 | Electric Reliability | 0.71896 | 68.3395 | 2027 | Mitigation | 0.011149 | 10 | 0 | esc | 0.011149 | 0.0080156 | 0.011149 | 0.0080156 | 0.011149 | 0.0080156 | 0.011149 | 0.0080156
[79 empty] | WLDFR | HFTD - Distribution - Tier 2 - 5QU CoRE ¦ 4QU LoRE | Red Flag Warning - Large Fires | 2031 | 0 | 0 | 0 | 0 | 5.777 | 0.74734 | 3.238 | 1.7917 | 0 | 0 | 0.0083319 | 0.0083319 | 1.7431e-05 |  | 0 | 0 | 0 | 0 | 0 | 0 | 0 | 1.4524e-07 | 1.4524e-07 | 0 | 1.4524e-07 | Column30: 1.4524e-07 | [29 empty] | 7.3.2.1.3 Advanced weather monitoring and weather stations Weather StationsWLDFRElectric Reliability | WLDFR | HFTD - Distribution - Tier 3 - 1QU CoRE ¦ 1QU LoRE | Red Flag Warning - Large Fires | 2028 | Electric Reliability | 0.74734 | 68.3395 | 2028 | Mitigation | 0.011149 | 10 | 0 | esc | 0.011149 | 0.0083319 | 0.011149 | 0.0083319 | 0.011149 | 0.0083319 | 0.011149 | 0.0083319
[79 empty] | WLDFR | HFTD - Distribution - Tier 2 - 5QU CoRE ¦ 4QU LoRE | Red Flag Warning - Large Fires | 2032 | 0 | 0 | 0 | 0 | 5.777 | 0.74734 | 3.238 | 1.7917 | 0 | 0 | 0 | 0.0083319 | 1.7431e-05 |  | 0 | 0 | 0 | 0 | 0 | 0 | 0 | 0 | 0 | 0 | 1.4524e-07 | Column30: 1.4524e-07 | [29 empty] | 7.3.2.1.3 Advanced weather monitoring and weather stations Weather StationsWLDFRElectric Reliability | WLDFR | HFTD - Distribution - Tier 3 - 1QU CoRE ¦ 1QU LoRE | Red Flag Warning - Large Fires | 2029 | Electric Reliability | 0.74734 | 68.3395 | 2029 | Mitigation | 0.011149 | 10 | 0 | esc | 0.011149 | 0.0083319 | 0.011149 | 0.0083319 | 0.011149 | 0.0083319 | 0.011149 | 0.0083319
[79 empty] | WLDFR | HFTD - Distribution - Tier 2 - 5QU CoRE ¦ 4QU LoRE | Red Flag Warning - Small Fires | 2020 | 0 | 0 | 0 | 0 | 0.077901 | 0.036425 | 0.0015809 | 0.039895 | 0.0004061 | 0 | 0 | 0 | 0.00042571 |  | 0 | 1.7288e-07 | 1.7288e-07 | 0 | 0 | 0 | 0 | 0 | 0 | 0 | 0 | Column30: 0 | [29 empty] | 7.3.2.1.3 Advanced weather monitoring and weather stations Weather StationsWLDFRElectric Reliability | WLDFR | HFTD - Distribution - Tier 3 - 1QU CoRE ¦ 1QU LoRE | Red Flag Warning - Large Fires | 2030 | Electric Reliability | 0.74734 | 68.3395 | 2030 | Mitigation | 0.011149 | 10 | 0 | esc | 0 | 0 | 0.011149 | 0.0083319 | 0.011149 | 0.0083319 | 0.011149 | 0.0083319
[79 empty] | WLDFR | HFTD - Distribution - Tier 2 - 5QU CoRE ¦ 4QU LoRE | Red Flag Warning - Small Fires | 2021 | 0 | 0 | 0 | 0 | 0.077901 | 0.036425 | 0.0015809 | 0.039895 | 0.0004061 | 0.0004061 | 0 | 0 | 0.00042571 |  | 0 | 1.7288e-07 | 1.7288e-07 | 0 | 1.7288e-07 | 1.7288e-07 | 0 | 0 | 0 | 0 | 0 | Column30: 0 | [29 empty] | 7.3.2.1.3 Advanced weather monitoring and weather stations Weather StationsWLDFRElectric Reliability | WLDFR | HFTD - Distribution - Tier 3 - 1QU CoRE ¦ 1QU LoRE | Red Flag Warning - Large Fires | 2031 | Electric Reliability | 0.74734 | 68.3395 | 2031 | Mitigation | 0.011149 | 10 | 0 | esc | 0 | 0 | 0 | 0 | 0.011149 | 0.0083319 | 0.011149 | 0.0083319
[79 empty] | WLDFR | HFTD - Distribution - Tier 2 - 5QU CoRE ¦ 4QU LoRE | Red Flag Warning - Small Fires | 2022 | 0 | 0 | 0 | 0 | 0.077901 | 0.036425 | 0.0015809 | 0.039895 | 0.0004061 | 0.0004061 | 0.0004061 | 0 | 0.00042571 |  | 0 | 1.7288e-07 | 1.7288e-07 | 0 | 1.7288e-07 | 1.7288e-07 | 0 | 1.7288e-07 | 1.7288e-07 | 0 | 0 | Column30: 0 | [29 empty] | 7.3.2.1.3 Advanced weather monitoring and weather stations Weather StationsWLDFRElectric Reliability | WLDFR | HFTD - Distribution - Tier 3 - 1QU CoRE ¦ 1QU LoRE | Red Flag Warning - Large Fires | 2032 | Electric Reliability | 0.74734 | 68.3395 | 2032 | Mitigation | 0.011149 | 10 | 0 | esc | 0 | 0 | 0 | 0 | 0 | 0 | 0.011149 | 0.0083319
[79 empty] | WLDFR | HFTD - Distribution - Tier 2 - 5QU CoRE ¦ 4QU LoRE | Red Flag Warning - Small Fires | 2023 | 0 | 0 | 0 | 0 | 0.080408 | 0.03759 | 0.0016314 | 0.041187 | 0.00041909 | 0.00041909 | 0.00041909 | 0.00041909 | 0.00042571 |  | 0 | 1.7841e-07 | 1.7841e-07 | 0 | 1.7841e-07 | 1.7841e-07 | 0 | 1.7841e-07 | 1.7841e-07 | 0 | 1.7841e-07 | Column30: 1.7841e-07 | [29 empty] | 7.3.2.1.3 Advanced weather monitoring and weather stations Weather StationsWLDFRElectric Reliability | WLDFR | HFTD - Distribution - Tier 3 - 1QU CoRE ¦ 1QU LoRE | Red Flag Warning - Small Fires | 2021 | Electric Reliability | 0.036425 | 68.3395 | 2021 | Mitigation | 0.011149 | 10 | 0 | esc | 0.011149 | 0.0004061 | 0.011149 | 0.0004061 | 0 | 0 | 0 | 0
[79 empty] | WLDFR | HFTD - Distribution - Tier 2 - 5QU CoRE ¦ 4QU LoRE | Red Flag Warning - Small Fires | 2024 | 0 | 0 | 0 | 0 | 0.080408 | 0.03759 | 0.0016314 | 0.041187 | 0.00041909 | 0.00041909 | 0.00041909 | 0.00041909 | 0.00042571 |  | 0 | 1.7841e-07 | 1.7841e-07 | 0 | 1.7841e-07 | 1.7841e-07 | 0 | 1.7841e-07 | 1.7841e-07 | 0 | 1.7841e-07 | Column30: 1.7841e-07 | [29 empty] | 7.3.2.1.3 Advanced weather monitoring and weather stations Weather StationsWLDFRElectric Reliability | WLDFR | HFTD - Distribution - Tier 3 - 1QU CoRE ¦ 1QU LoRE | Red Flag Warning - Small Fires | 2022 | Electric Reliability | 0.036425 | 68.3395 | 2022 | Mitigation | 0.011149 | 10 | 0 | esc | 0.011149 | 0.0004061 | 0.011149 | 0.0004061 | 0.011149 | 0.0004061 | 0 | 0
[79 empty] | WLDFR | HFTD - Distribution - Tier 2 - 5QU CoRE ¦ 4QU LoRE | Red Flag Warning - Small Fires | 2025 | 0 | 0 | 0 | 0 | 0.080408 | 0.03759 | 0.0016314 | 0.041187 | 0.00041909 | 0.00041909 | 0.00041909 | 0.00041909 | 0.00042571 |  | 0 | 1.7841e-07 | 1.7841e-07 | 0 | 1.7841e-07 | 1.7841e-07 | 0 | 1.7841e-07 | 1.7841e-07 | 0 | 1.7841e-07 | Column30: 1.7841e-07 | [29 empty] | 7.3.2.1.3 Advanced weather monitoring and weather stations Weather StationsWLDFRElectric Reliability | WLDFR | HFTD - Distribution - Tier 3 - 1QU CoRE ¦ 1QU LoRE | Red Flag Warning - Small Fires | 2023 | Electric Reliability | 0.03759 | 68.3395 | 2023 | Mitigation | 0.011149 | 10 | 0 | esc | 0.011149 | 0.00041909 | 0.011149 | 0.00041909 | 0.011149 | 0.00041909 | 0.011149 | 0.00041909
[79 empty] | WLDFR | HFTD - Distribution - Tier 2 - 5QU CoRE ¦ 4QU LoRE | Red Flag Warning - Small Fires | 2026 | 0 | 0 | 0 | 0 | 0.080408 | 0.03759 | 0.0016314 | 0.041187 | 0.00041909 | 0.00041909 | 0.00041909 | 0.00041909 | 0.00042571 |  | 0 | 1.7841e-07 | 1.7841e-07 | 0 | 1.7841e-07 | 1.7841e-07 | 0 | 1.7841e-07 | 1.7841e-07 | 0 | 1.7841e-07 | Column30: 1.7841e-07 | [29 empty] | 7.3.2.1.3 Advanced weather monitoring and weather stations Weather StationsWLDFRElectric Reliability | WLDFR | HFTD - Distribution - Tier 3 - 1QU CoRE ¦ 1QU LoRE | Red Flag Warning - Small Fires | 2024 | Electric Reliability | 0.03759 | 68.3395 | 2024 | Mitigation | 0.011149 | 10 | 0 | esc | 0.011149 | 0.00041909 | 0.011149 | 0.00041909 | 0.011149 | 0.00041909 | 0.011149 | 0.00041909
[79 empty] | WLDFR | HFTD - Distribution - Tier 2 - 5QU CoRE ¦ 4QU LoRE | Red Flag Warning - Small Fires | 2027 | 0 | 0 | 0 | 0 | 0.080408 | 0.03759 | 0.0016314 | 0.041187 | 0.00041909 | 0.00041909 | 0.00041909 | 0.00041909 | 0.00042571 |  | 0 | 1.7841e-07 | 1.7841e-07 | 0 | 1.7841e-07 | 1.7841e-07 | 0 | 1.7841e-07 | 1.7841e-07 | 0 | 1.7841e-07 | Column30: 1.7841e-07 | [29 empty] | 7.3.2.1.3 Advanced weather monitoring and weather stations Weather StationsWLDFRElectric Reliability | WLDFR | HFTD - Distribution - Tier 3 - 1QU CoRE ¦ 1QU LoRE | Red Flag Warning - Small Fires | 2025 | Electric Reliability | 0.03759 | 68.3395 | 2025 | Mitigation | 0.011149 | 10 | 0 | esc | 0.011149 | 0.00041909 | 0.011149 | 0.00041909 | 0.011149 | 0.00041909 | 0.011149 | 0.00041909
[79 empty] | WLDFR | HFTD - Distribution - Tier 2 - 5QU CoRE ¦ 4QU LoRE | Red Flag Warning - Small Fires | 2028 | 0 | 0 | 0 | 0 | 0.083606 | 0.039055 | 0.001695 | 0.042856 | 0.00043542 | 0.00043542 | 0.00043542 | 0.00043542 | 0.00042571 |  | 0 | 1.8536e-07 | 1.8536e-07 | 0 | 1.8536e-07 | 1.8536e-07 | 0 | 1.8536e-07 | 1.8536e-07 | 0 | 1.8536e-07 | Column30: 1.8536e-07 | [29 empty] | 7.3.2.1.3 Advanced weather monitoring and weather stations Weather StationsWLDFRElectric Reliability | WLDFR | HFTD - Distribution - Tier 3 - 1QU CoRE ¦ 1QU LoRE | Red Flag Warning - Small Fires | 2026 | Electric Reliability | 0.03759 | 68.3395 | 2026 | Mitigation | 0.011149 | 10 | 0 | esc | 0.011149 | 0.00041909 | 0.011149 | 0.00041909 | 0.011149 | 0.00041909 | 0.011149 | 0.00041909
[79 empty] | WLDFR | HFTD - Distribution - Tier 2 - 5QU CoRE ¦ 4QU LoRE | Red Flag Warning - Small Fires | 2029 | 0 | 0 | 0 | 0 | 0.083606 | 0.039055 | 0.001695 | 0.042856 | 0.00043542 | 0.00043542 | 0.00043542 | 0.00043542 | 0.00042571 |  | 0 | 1.8536e-07 | 1.8536e-07 | 0 | 1.8536e-07 | 1.8536e-07 | 0 | 1.8536e-07 | 1.8536e-07 | 0 | 1.8536e-07 | Column30: 1.8536e-07 | [29 empty] | 7.3.2.1.3 Advanced weather monitoring and weather stations Weather StationsWLDFRElectric Reliability | WLDFR | HFTD - Distribution - Tier 3 - 1QU CoRE ¦ 1QU LoRE | Red Flag Warning - Small Fires | 2027 | Electric Reliability | 0.03759 | 68.3395 | 2027 | Mitigation | 0.011149 | 10 | 0 | esc | 0.011149 | 0.00041909 | 0.011149 | 0.00041909 | 0.011149 | 0.00041909 | 0.011149 | 0.00041909
[79 empty] | WLDFR | HFTD - Distribution - Tier 2 - 5QU CoRE ¦ 4QU LoRE | Red Flag Warning - Small Fires | 2030 | 0 | 0 | 0 | 0 | 0.083606 | 0.039055 | 0.001695 | 0.042856 | 0 | 0.00043542 | 0.00043542 | 0.00043542 | 0.00042571 |  | 0 | 0 | 0 | 0 | 1.8536e-07 | 1.8536e-07 | 0 | 1.8536e-07 | 1.8536e-07 | 0 | 1.8536e-07 | Column30: 1.8536e-07 | [29 empty] | 7.3.2.1.3 Advanced weather monitoring and weather stations Weather StationsWLDFRElectric Reliability | WLDFR | HFTD - Distribution - Tier 3 - 1QU CoRE ¦ 1QU LoRE | Red Flag Warning - Small Fires | 2028 | Electric Reliability | 0.039055 | 68.3395 | 2028 | Mitigation | 0.011149 | 10 | 0 | esc | 0.011149 | 0.00043542 | 0.011149 | 0.00043542 | 0.011149 | 0.00043542 | 0.011149 | 0.00043542
[79 empty] | WLDFR | HFTD - Distribution - Tier 2 - 5QU CoRE ¦ 4QU LoRE | Red Flag Warning - Small Fires | 2031 | 0 | 0 | 0 | 0 | 0.083606 | 0.039055 | 0.001695 | 0.042856 | 0 | 0 | 0.00043542 | 0.00043542 | 0.00042571 |  | 0 | 0 | 0 | 0 | 0 | 0 | 0 | 1.8536e-07 | 1.8536e-07 | 0 | 1.8536e-07 | Column30: 1.8536e-07 | [29 empty] | 7.3.2.1.3 Advanced weather monitoring and weather stations Weather StationsWLDFRElectric Reliability | WLDFR | HFTD - Distribution - Tier 3 - 1QU CoRE ¦ 1QU LoRE | Red Flag Warning - Small Fires | 2029 | Electric Reliability | 0.039055 | 68.3395 | 2029 | Mitigation | 0.011149 | 10 | 0 | esc | 0.011149 | 0.00043542 | 0.011149 | 0.00043542 | 0.011149 | 0.00043542 | 0.011149 | 0.00043542
[79 empty] | WLDFR | HFTD - Distribution - Tier 2 - 5QU CoRE ¦ 4QU LoRE | Red Flag Warning - Small Fires | 2032 | 0 | 0 | 0 | 0 | 0.083606 | 0.039055 | 0.001695 | 0.042856 | 0 | 0 | 0 | 0.00043542 | 0.00042571 |  | 0 | 0 | 0 | 0 | 0 | 0 | 0 | 0 | 0 | 0 | 1.8536e-07 | Column30: 1.8536e-07 | [29 empty] | 7.3.2.1.3 Advanced weather monitoring and weather stations Weather StationsWLDFRElectric Reliability | WLDFR | HFTD - Distribution - Tier 3 - 1QU CoRE ¦ 1QU LoRE | Red Flag Warning - Small Fires | 2030 | Electric Reliability | 0.039055 | 68.3395 | 2030 | Mitigation | 0.011149 | 10 | 0 | esc | 0 | 0 | 0.011149 | 0.00043542 | 0.011149 | 0.00043542 | 0.011149 | 0.00043542
[79 empty] | WLDFR | HFTD - Distribution - Tier 2 - 5QU CoRE ¦ 4QU LoRE | Seismic - Non-Red Flag Warning - Catastrophic Fires | 2020 | 0 | 0 | 0 | 0 | 21083.8428 | 409.2237 | 13469.0878 | 7205.5313 | 4.5624 | 0 | 0 | 0 | 1.1618e-09 |  | 0 | 5.3006e-09 | 5.3006e-09 | 0 | 0 | 0 | 0 | 0 | 0 | 0 | 0 | Column30: 0 | [29 empty] | 7.3.2.1.3 Advanced weather monitoring and weather stations Weather StationsWLDFRElectric Reliability | WLDFR | HFTD - Distribution - Tier 3 - 1QU CoRE ¦ 1QU LoRE | Red Flag Warning - Small Fires | 2031 | Electric Reliability | 0.039055 | 68.3395 | 2031 | Mitigation | 0.011149 | 10 | 0 | esc | 0 | 0 | 0 | 0 | 0.011149 | 0.00043542 | 0.011149 | 0.00043542
[79 empty] | WLDFR | HFTD - Distribution - Tier 2 - 5QU CoRE ¦ 4QU LoRE | Seismic - Non-Red Flag Warning - Catastrophic Fires | 2021 | 0 | 0 | 0 | 0 | 21083.8428 | 409.2237 | 13469.0878 | 7205.5313 | 4.5624 | 4.5624 | 0 | 0 | 1.1618e-09 |  | 0 | 5.3006e-09 | 5.3006e-09 | 0 | 5.3006e-09 | 5.3006e-09 | 0 | 0 | 0 | 0 | 0 | Column30: 0 | [29 empty] | 7.3.2.1.3 Advanced weather monitoring and weather stations Weather StationsWLDFRElectric Reliability | WLDFR | HFTD - Distribution - Tier 3 - 1QU CoRE ¦ 1QU LoRE | Red Flag Warning - Small Fires | 2032 | Electric Reliability | 0.039055 | 68.3395 | 2032 | Mitigation | 0.011149 | 10 | 0 | esc | 0 | 0 | 0 | 0 | 0 | 0 | 0.011149 | 0.00043542
[79 empty] | WLDFR | HFTD - Distribution - Tier 2 - 5QU CoRE ¦ 4QU LoRE | Seismic - Non-Red Flag Warning - Catastrophic Fires | 2022 | 0 | 0 | 0 | 0 | 21083.8428 | 409.2237 | 13469.0878 | 7205.5313 | 4.5624 | 4.5624 | 4.5624 | 0 | 1.1618e-09 |  | 0 | 5.3006e-09 | 5.3006e-09 | 0 | 5.3006e-09 | 5.3006e-09 | 0 | 5.3006e-09 | 5.3006e-09 | 0 | 0 | Column30: 0 | [29 empty] | 7.3.2.1.3 Advanced weather monitoring and weather stations Weather StationsWLDFRElectric Reliability | WLDFR | HFTD - Distribution - Tier 3 - 1QU CoRE ¦ 1QU LoRE | Seismic - Non-Red Flag Warning - Catastrophic Fires | 2021 | Electric Reliability | 409.2237 | 68.3395 | 2021 | Mitigation | 0.011149 | 10 | 0 | esc | 0.011149 | 4.5624 | 0.011149 | 4.5624 | 0 | 0 | 0 | 0
[79 empty] | WLDFR | HFTD - Distribution - Tier 2 - 5QU CoRE ¦ 4QU LoRE | Seismic - Non-Red Flag Warning - Catastrophic Fires | 2023 | 0 | 0 | 0 | 0 | 21835.9781 | 428.6023 | 13939.561 | 7467.8148 | 4.7784 | 4.7784 | 4.7784 | 4.7784 | 1.1618e-09 |  | 0 | 5.5516e-09 | 5.5516e-09 | 0 | 5.5516e-09 | 5.5516e-09 | 0 | 5.5516e-09 | 5.5516e-09 | 0 | 5.5516e-09 | Column30: 5.5516e-09 | [29 empty] | 7.3.2.1.3 Advanced weather monitoring and weather stations Weather StationsWLDFRElectric Reliability | WLDFR | HFTD - Distribution - Tier 3 - 1QU CoRE ¦ 1QU LoRE | Seismic - Non-Red Flag Warning - Catastrophic Fires | 2022 | Electric Reliability | 409.2237 | 68.3395 | 2022 | Mitigation | 0.011149 | 10 | 0 | esc | 0.011149 | 4.5624 | 0.011149 | 4.5624 | 0.011149 | 4.5624 | 0 | 0
[79 empty] | WLDFR | HFTD - Distribution - Tier 2 - 5QU CoRE ¦ 4QU LoRE | Seismic - Non-Red Flag Warning - Catastrophic Fires | 2024 | 0 | 0 | 0 | 0 | 21835.9781 | 428.6023 | 13939.561 | 7467.8148 | 4.7784 | 4.7784 | 4.7784 | 4.7784 | 1.1618e-09 |  | 0 | 5.5516e-09 | 5.5516e-09 | 0 | 5.5516e-09 | 5.5516e-09 | 0 | 5.5516e-09 | 5.5516e-09 | 0 | 5.5516e-09 | Column30: 5.5516e-09 | [29 empty] | 7.3.2.1.3 Advanced weather monitoring and weather stations Weather StationsWLDFRElectric Reliability | WLDFR | HFTD - Distribution - Tier 3 - 1QU CoRE ¦ 1QU LoRE | Seismic - Non-Red Flag Warning - Catastrophic Fires | 2023 | Electric Reliability | 428.6023 | 68.3395 | 2023 | Mitigation | 0.011149 | 10 | 0 | esc | 0.011149 | 4.7784 | 0.011149 | 4.7784 | 0.011149 | 4.7784 | 0.011149 | 4.7784
[79 empty] | WLDFR | HFTD - Distribution - Tier 2 - 5QU CoRE ¦ 4QU LoRE | Seismic - Non-Red Flag Warning - Catastrophic Fires | 2025 | 0 | 0 | 0 | 0 | 21835.9781 | 428.6023 | 13939.561 | 7467.8148 | 4.7784 | 4.7784 | 4.7784 | 4.7784 | 1.1618e-09 |  | 0 | 5.5516e-09 | 5.5516e-09 | 0 | 5.5516e-09 | 5.5516e-09 | 0 | 5.5516e-09 | 5.5516e-09 | 0 | 5.5516e-09 | Column30: 5.5516e-09 | [29 empty] | 7.3.2.1.3 Advanced weather monitoring and weather stations Weather StationsWLDFRElectric Reliability | WLDFR | HFTD - Distribution - Tier 3 - 1QU CoRE ¦ 1QU LoRE | Seismic - Non-Red Flag Warning - Catastrophic Fires | 2024 | Electric Reliability | 428.6023 | 68.3395 | 2024 | Mitigation | 0.011149 | 10 | 0 | esc | 0.011149 | 4.7784 | 0.011149 | 4.7784 | 0.011149 | 4.7784 | 0.011149 | 4.7784
[79 empty] | WLDFR | HFTD - Distribution - Tier 2 - 5QU CoRE ¦ 4QU LoRE | Seismic - Non-Red Flag Warning - Catastrophic Fires | 2026 | 0 | 0 | 0 | 0 | 21835.9781 | 428.6023 | 13939.561 | 7467.8148 | 4.7784 | 4.7784 | 4.7784 | 4.7784 | 1.1618e-09 |  | 0 | 5.5516e-09 | 5.5516e-09 | 0 | 5.5516e-09 | 5.5516e-09 | 0 | 5.5516e-09 | 5.5516e-09 | 0 | 5.5516e-09 | Column30: 5.5516e-09 | [29 empty] | 7.3.2.1.3 Advanced weather monitoring and weather stations Weather StationsWLDFRElectric Reliability | WLDFR | HFTD - Distribution - Tier 3 - 1QU CoRE ¦ 1QU LoRE | Seismic - Non-Red Flag Warning - Catastrophic Fires | 2025 | Electric Reliability | 428.6023 | 68.3395 | 2025 | Mitigation | 0.011149 | 10 | 0 | esc | 0.011149 | 4.7784 | 0.011149 | 4.7784 | 0.011149 | 4.7784 | 0.011149 | 4.7784
[79 empty] | WLDFR | HFTD - Distribution - Tier 2 - 5QU CoRE ¦ 4QU LoRE | Seismic - Non-Red Flag Warning - Catastrophic Fires | 2027 | 0 | 0 | 0 | 0 | 21835.9781 | 428.6023 | 13939.561 | 7467.8148 | 4.7784 | 4.7784 | 4.7784 | 4.7784 | 1.1618e-09 |  | 0 | 5.5516e-09 | 5.5516e-09 | 0 | 5.5516e-09 | 5.5516e-09 | 0 | 5.5516e-09 | 5.5516e-09 | 0 | 5.5516e-09 | Column30: 5.5516e-09 | [29 empty] | 7.3.2.1.3 Advanced weather monitoring and weather stations Weather StationsWLDFRElectric Reliability | WLDFR | HFTD - Distribution - Tier 3 - 1QU CoRE ¦ 1QU LoRE | Seismic - Non-Red Flag Warning - Catastrophic Fires | 2026 | Electric Reliability | 428.6023 | 68.3395 | 2026 | Mitigation | 0.011149 | 10 | 0 | esc | 0.011149 | 4.7784 | 0.011149 | 4.7784 | 0.011149 | 4.7784 | 0.011149 | 4.7784
[79 empty] | WLDFR | HFTD - Distribution - Tier 2 - 5QU CoRE ¦ 4QU LoRE | Seismic - Non-Red Flag Warning - Catastrophic Fires | 2028 | 0 | 0 | 0 | 0 | 22783.187 | 453.261 | 14531.3357 | 7798.5904 | 5.0533 | 5.0533 | 5.0533 | 5.0533 | 1.1618e-09 |  | 0 | 5.871e-09 | 5.871e-09 | 0 | 5.871e-09 | 5.871e-09 | 0 | 5.871e-09 | 5.871e-09 | 0 | 5.871e-09 | Column30: 5.871e-09 | [29 empty] | 7.3.2.1.3 Advanced weather monitoring and weather stations Weather StationsWLDFRElectric Reliability | WLDFR | HFTD - Distribution - Tier 3 - 1QU CoRE ¦ 1QU LoRE | Seismic - Non-Red Flag Warning - Catastrophic Fires | 2027 | Electric Reliability | 428.6023 | 68.3395 | 2027 | Mitigation | 0.011149 | 10 | 0 | esc | 0.011149 | 4.7784 | 0.011149 | 4.7784 | 0.011149 | 4.7784 | 0.011149 | 4.7784
[79 empty] | WLDFR | HFTD - Distribution - Tier 2 - 5QU CoRE ¦ 4QU LoRE | Seismic - Non-Red Flag Warning - Catastrophic Fires | 2029 | 0 | 0 | 0 | 0 | 22783.187 | 453.261 | 14531.3357 | 7798.5904 | 5.0533 | 5.0533 | 5.0533 | 5.0533 | 1.1618e-09 |  | 0 | 5.871e-09 | 5.871e-09 | 0 | 5.871e-09 | 5.871e-09 | 0 | 5.871e-09 | 5.871e-09 | 0 | 5.871e-09 | Column30: 5.871e-09 | [29 empty] | 7.3.2.1.3 Advanced weather monitoring and weather stations Weather StationsWLDFRElectric Reliability | WLDFR | HFTD - Distribution - Tier 3 - 1QU CoRE ¦ 1QU LoRE | Seismic - Non-Red Flag Warning - Catastrophic Fires | 2028 | Electric Reliability | 453.261 | 68.3395 | 2028 | Mitigation | 0.011149 | 10 | 0 | esc | 0.011149 | 5.0533 | 0.011149 | 5.0533 | 0.011149 | 5.0533 | 0.011149 | 5.0533
[79 empty] | WLDFR | HFTD - Distribution - Tier 2 - 5QU CoRE ¦ 4QU LoRE | Seismic - Non-Red Flag Warning - Catastrophic Fires | 2030 | 0 | 0 | 0 | 0 | 22783.187 | 453.261 | 14531.3357 | 7798.5904 | 0 | 5.0533 | 5.0533 | 5.0533 | 1.1618e-09 |  | 0 | 0 | 0 | 0 | 5.871e-09 | 5.871e-09 | 0 | 5.871e-09 | 5.871e-09 | 0 | 5.871e-09 | Column30: 5.871e-09 | [29 empty] | 7.3.2.1.3 Advanced weather monitoring and weather stations Weather StationsWLDFRElectric Reliability | WLDFR | HFTD - Distribution - Tier 3 - 1QU CoRE ¦ 1QU LoRE | Seismic - Non-Red Flag Warning - Catastrophic Fires | 2029 | Electric Reliability | 453.261 | 68.3395 | 2029 | Mitigation | 0.011149 | 10 | 0 | esc | 0.011149 | 5.0533 | 0.011149 | 5.0533 | 0.011149 | 5.0533 | 0.011149 | 5.0533
[79 empty] | WLDFR | HFTD - Distribution - Tier 2 - 5QU CoRE ¦ 4QU LoRE | Seismic - Non-Red Flag Warning - Catastrophic Fires | 2031 | 0 | 0 | 0 | 0 | 22783.187 | 453.261 | 14531.3357 | 7798.5904 | 0 | 0 | 5.0533 | 5.0533 | 1.1618e-09 |  | 0 | 0 | 0 | 0 | 0 | 0 | 0 | 5.871e-09 | 5.871e-09 | 0 | 5.871e-09 | Column30: 5.871e-09 | [29 empty] | 7.3.2.1.3 Advanced weather monitoring and weather stations Weather StationsWLDFRElectric Reliability | WLDFR | HFTD - Distribution - Tier 3 - 1QU CoRE ¦ 1QU LoRE | Seismic - Non-Red Flag Warning - Catastrophic Fires | 2030 | Electric Reliability | 453.261 | 68.3395 | 2030 | Mitigation | 0.011149 | 10 | 0 | esc | 0 | 0 | 0.011149 | 5.0533 | 0.011149 | 5.0533 | 0.011149 | 5.0533
[79 empty] | WLDFR | HFTD - Distribution - Tier 2 - 5QU CoRE ¦ 4QU LoRE | Seismic - Non-Red Flag Warning - Catastrophic Fires | 2032 | 0 | 0 | 0 | 0 | 22783.187 | 453.261 | 14531.3357 | 7798.5904 | 0 | 0 | 0 | 5.0533 | 1.1618e-09 |  | 0 | 0 | 0 | 0 | 0 | 0 | 0 | 0 | 0 | 0 | 5.871e-09 | Column30: 5.871e-09 | [29 empty] | 7.3.2.1.3 Advanced weather monitoring and weather stations Weather StationsWLDFRElectric Reliability | WLDFR | HFTD - Distribution - Tier 3 - 1QU CoRE ¦ 1QU LoRE | Seismic - Non-Red Flag Warning - Catastrophic Fires | 2031 | Electric Reliability | 453.261 | 68.3395 | 2031 | Mitigation | 0.011149 | 10 | 0 | esc | 0 | 0 | 0 | 0 | 0.011149 | 5.0533 | 0.011149 | 5.0533
[79 empty] | WLDFR | HFTD - Distribution - Tier 2 - 5QU CoRE ¦ 4QU LoRE | Seismic - Red Flag Warning - Catastrophic Fires | 2020 | 0 | 0 | 0 | 0 | 21083.8428 | 409.2237 | 13469.0878 | 7205.5313 | 4.5624 | 0 | 0 | 0 | 5.0107e-08 |  | 0 | 2.2861e-07 | 2.2861e-07 | 0 | 0 | 0 | 0 | 0 | 0 | 0 | 0 | Column30: 0 | [29 empty] | 7.3.2.1.3 Advanced weather monitoring and weather stations Weather StationsWLDFRElectric Reliability | WLDFR | HFTD - Distribution - Tier 3 - 1QU CoRE ¦ 1QU LoRE | Seismic - Non-Red Flag Warning - Catastrophic Fires | 2032 | Electric Reliability | 453.261 | 68.3395 | 2032 | Mitigation | 0.011149 | 10 | 0 | esc | 0 | 0 | 0 | 0 | 0 | 0 | 0.011149 | 5.0533
[79 empty] | WLDFR | HFTD - Distribution - Tier 2 - 5QU CoRE ¦ 4QU LoRE | Seismic - Red Flag Warning - Catastrophic Fires | 2021 | 0 | 0 | 0 | 0 | 21083.8428 | 409.2237 | 13469.0878 | 7205.5313 | 4.5624 | 4.5624 | 0 | 0 | 5.0107e-08 |  | 0 | 2.2861e-07 | 2.2861e-07 | 0 | 2.2861e-07 | 2.2861e-07 | 0 | 0 | 0 | 0 | 0 | Column30: 0 | [29 empty] | 7.3.2.1.3 Advanced weather monitoring and weather stations Weather StationsWLDFRElectric Reliability | WLDFR | HFTD - Distribution - Tier 3 - 1QU CoRE ¦ 1QU LoRE | Seismic - Red Flag Warning - Catastrophic Fires | 2021 | Electric Reliability | 409.2237 | 68.3395 | 2021 | Mitigation | 0.011149 | 10 | 0 | esc | 0.011149 | 4.5624 | 0.011149 | 4.5624 | 0 | 0 | 0 | 0
[79 empty] | WLDFR | HFTD - Distribution - Tier 2 - 5QU CoRE ¦ 4QU LoRE | Seismic - Red Flag Warning - Catastrophic Fires | 2022 | 0 | 0 | 0 | 0 | 21083.8428 | 409.2237 | 13469.0878 | 7205.5313 | 4.5624 | 4.5624 | 4.5624 | 0 | 5.0107e-08 |  | 0 | 2.2861e-07 | 2.2861e-07 | 0 | 2.2861e-07 | 2.2861e-07 | 0 | 2.2861e-07 | 2.2861e-07 | 0 | 0 | Column30: 0 | [29 empty] | 7.3.2.1.3 Advanced weather monitoring and weather stations Weather StationsWLDFRElectric Reliability | WLDFR | HFTD - Distribution - Tier 3 - 1QU CoRE ¦ 1QU LoRE | Seismic - Red Flag Warning - Catastrophic Fires | 2022 | Electric Reliability | 409.2237 | 68.3395 | 2022 | Mitigation | 0.011149 | 10 | 0 | esc | 0.011149 | 4.5624 | 0.011149 | 4.5624 | 0.011149 | 4.5624 | 0 | 0
[79 empty] | WLDFR | HFTD - Distribution - Tier 2 - 5QU CoRE ¦ 4QU LoRE | Seismic - Red Flag Warning - Catastrophic Fires | 2023 | 0 | 0 | 0 | 0 | 21835.9781 | 428.6023 | 13939.561 | 7467.8148 | 4.7784 | 4.7784 | 4.7784 | 4.7784 | 5.0107e-08 |  | 0 | 2.3943e-07 | 2.3943e-07 | 0 | 2.3943e-07 | 2.3943e-07 | 0 | 2.3943e-07 | 2.3943e-07 | 0 | 2.3943e-07 | Column30: 2.3943e-07 | [29 empty] | 7.3.2.1.3 Advanced weather monitoring and weather stations Weather StationsWLDFRElectric Reliability | WLDFR | HFTD - Distribution - Tier 3 - 1QU CoRE ¦ 1QU LoRE | Seismic - Red Flag Warning - Catastrophic Fires | 2023 | Electric Reliability | 428.6023 | 68.3395 | 2023 | Mitigation | 0.011149 | 10 | 0 | esc | 0.011149 | 4.7784 | 0.011149 | 4.7784 | 0.011149 | 4.7784 | 0.011149 | 4.7784
[79 empty] | WLDFR | HFTD - Distribution - Tier 2 - 5QU CoRE ¦ 4QU LoRE | Seismic - Red Flag Warning - Catastrophic Fires | 2024 | 0 | 0 | 0 | 0 | 21835.9781 | 428.6023 | 13939.561 | 7467.8148 | 4.7784 | 4.7784 | 4.7784 | 4.7784 | 5.0107e-08 |  | 0 | 2.3943e-07 | 2.3943e-07 | 0 | 2.3943e-07 | 2.3943e-07 | 0 | 2.3943e-07 | 2.3943e-07 | 0 | 2.3943e-07 | Column30: 2.3943e-07 | [29 empty] | 7.3.2.1.3 Advanced weather monitoring and weather stations Weather StationsWLDFRElectric Reliability | WLDFR | HFTD - Distribution - Tier 3 - 1QU CoRE ¦ 1QU LoRE | Seismic - Red Flag Warning - Catastrophic Fires | 2024 | Electric Reliability | 428.6023 | 68.3395 | 2024 | Mitigation | 0.011149 | 10 | 0 | esc | 0.011149 | 4.7784 | 0.011149 | 4.7784 | 0.011149 | 4.7784 | 0.011149 | 4.7784
[79 empty] | WLDFR | HFTD - Distribution - Tier 2 - 5QU CoRE ¦ 4QU LoRE | Seismic - Red Flag Warning - Catastrophic Fires | 2025 | 0 | 0 | 0 | 0 | 21835.9781 | 428.6023 | 13939.561 | 7467.8148 | 4.7784 | 4.7784 | 4.7784 | 4.7784 | 5.0107e-08 |  | 0 | 2.3943e-07 | 2.3943e-07 | 0 | 2.3943e-07 | 2.3943e-07 | 0 | 2.3943e-07 | 2.3943e-07 | 0 | 2.3943e-07 | Column30: 2.3943e-07 | [29 empty] | 7.3.2.1.3 Advanced weather monitoring and weather stations Weather StationsWLDFRElectric Reliability | WLDFR | HFTD - Distribution - Tier 3 - 1QU CoRE ¦ 1QU LoRE | Seismic - Red Flag Warning - Catastrophic Fires | 2025 | Electric Reliability | 428.6023 | 68.3395 | 2025 | Mitigation | 0.011149 | 10 | 0 | esc | 0.011149 | 4.7784 | 0.011149 | 4.7784 | 0.011149 | 4.7784 | 0.011149 | 4.7784
[79 empty] | WLDFR | HFTD - Distribution - Tier 2 - 5QU CoRE ¦ 4QU LoRE | Seismic - Red Flag Warning - Catastrophic Fires | 2026 | 0 | 0 | 0 | 0 | 21835.9781 | 428.6023 | 13939.561 | 7467.8148 | 4.7784 | 4.7784 | 4.7784 | 4.7784 | 5.0107e-08 |  | 0 | 2.3943e-07 | 2.3943e-07 | 0 | 2.3943e-07 | 2.3943e-07 | 0 | 2.3943e-07 | 2.3943e-07 | 0 | 2.3943e-07 | Column30: 2.3943e-07 | [29 empty] | 7.3.2.1.3 Advanced weather monitoring and weather stations Weather StationsWLDFRElectric Reliability | WLDFR | HFTD - Distribution - Tier 3 - 1QU CoRE ¦ 1QU LoRE | Seismic - Red Flag Warning - Catastrophic Fires | 2026 | Electric Reliability | 428.6023 | 68.3395 | 2026 | Mitigation | 0.011149 | 10 | 0 | esc | 0.011149 | 4.7784 | 0.011149 | 4.7784 | 0.011149 | 4.7784 | 0.011149 | 4.7784
[79 empty] | WLDFR | HFTD - Distribution - Tier 2 - 5QU CoRE ¦ 4QU LoRE | Seismic - Red Flag Warning - Catastrophic Fires | 2027 | 0 | 0 | 0 | 0 | 21835.9781 | 428.6023 | 13939.561 | 7467.8148 | 4.7784 | 4.7784 | 4.7784 | 4.7784 | 5.0107e-08 |  | 0 | 2.3943e-07 | 2.3943e-07 | 0 | 2.3943e-07 | 2.3943e-07 | 0 | 2.3943e-07 | 2.3943e-07 | 0 | 2.3943e-07 | Column30: 2.3943e-07 | [29 empty] | 7.3.2.1.3 Advanced weather monitoring and weather stations Weather StationsWLDFRElectric Reliability | WLDFR | HFTD - Distribution - Tier 3 - 1QU CoRE ¦ 1QU LoRE | Seismic - Red Flag Warning - Catastrophic Fires | 2027 | Electric Reliability | 428.6023 | 68.3395 | 2027 | Mitigation | 0.011149 | 10 | 0 | esc | 0.011149 | 4.7784 | 0.011149 | 4.7784 | 0.011149 | 4.7784 | 0.011149 | 4.7784
[79 empty] | WLDFR | HFTD - Distribution - Tier 2 - 5QU CoRE ¦ 4QU LoRE | Seismic - Red Flag Warning - Catastrophic Fires | 2028 | 0 | 0 | 0 | 0 | 22783.187 | 453.261 | 14531.3357 | 7798.5904 | 5.0533 | 5.0533 | 5.0533 | 5.0533 | 5.0107e-08 |  | 0 | 2.5321e-07 | 2.5321e-07 | 0 | 2.5321e-07 | 2.5321e-07 | 0 | 2.5321e-07 | 2.5321e-07 | 0 | 2.5321e-07 | Column30: 2.5321e-07 | [29 empty] | 7.3.2.1.3 Advanced weather monitoring and weather stations Weather StationsWLDFRElectric Reliability | WLDFR | HFTD - Distribution - Tier 3 - 1QU CoRE ¦ 1QU LoRE | Seismic - Red Flag Warning - Catastrophic Fires | 2028 | Electric Reliability | 453.261 | 68.3395 | 2028 | Mitigation | 0.011149 | 10 | 0 | esc | 0.011149 | 5.0533 | 0.011149 | 5.0533 | 0.011149 | 5.0533 | 0.011149 | 5.0533
[79 empty] | WLDFR | HFTD - Distribution - Tier 2 - 5QU CoRE ¦ 4QU LoRE | Seismic - Red Flag Warning - Catastrophic Fires | 2029 | 0 | 0 | 0 | 0 | 22783.187 | 453.261 | 14531.3357 | 7798.5904 | 5.0533 | 5.0533 | 5.0533 | 5.0533 | 5.0107e-08 |  | 0 | 2.5321e-07 | 2.5321e-07 | 0 | 2.5321e-07 | 2.5321e-07 | 0 | 2.5321e-07 | 2.5321e-07 | 0 | 2.5321e-07 | Column30: 2.5321e-07 | [29 empty] | 7.3.2.1.3 Advanced weather monitoring and weather stations Weather StationsWLDFRElectric Reliability | WLDFR | HFTD - Distribution - Tier 3 - 1QU CoRE ¦ 1QU LoRE | Seismic - Red Flag Warning - Catastrophic Fires | 2029 | Electric Reliability | 453.261 | 68.3395 | 2029 | Mitigation | 0.011149 | 10 | 0 | esc | 0.011149 | 5.0533 | 0.011149 | 5.0533 | 0.011149 | 5.0533 | 0.011149 | 5.0533
[79 empty] | WLDFR | HFTD - Distribution - Tier 2 - 5QU CoRE ¦ 4QU LoRE | Seismic - Red Flag Warning - Catastrophic Fires | 2030 | 0 | 0 | 0 | 0 | 22783.187 | 453.261 | 14531.3357 | 7798.5904 | 0 | 5.0533 | 5.0533 | 5.0533 | 5.0107e-08 |  | 0 | 0 | 0 | 0 | 2.5321e-07 | 2.5321e-07 | 0 | 2.5321e-07 | 2.5321e-07 | 0 | 2.5321e-07 | Column30: 2.5321e-07 | [29 empty] | 7.3.2.1.3 Advanced weather monitoring and weather stations Weather StationsWLDFRElectric Reliability | WLDFR | HFTD - Distribution - Tier 3 - 1QU CoRE ¦ 1QU LoRE | Seismic - Red Flag Warning - Catastrophic Fires | 2030 | Electric Reliability | 453.261 | 68.3395 | 2030 | Mitigation | 0.011149 | 10 | 0 | esc | 0 | 0 | 0.011149 | 5.0533 | 0.011149 | 5.0533 | 0.011149 | 5.0533
[79 empty] | WLDFR | HFTD - Distribution - Tier 2 - 5QU CoRE ¦ 4QU LoRE | Seismic - Red Flag Warning - Catastrophic Fires | 2031 | 0 | 0 | 0 | 0 | 22783.187 | 453.261 | 14531.3357 | 7798.5904 | 0 | 0 | 5.0533 | 5.0533 | 5.0107e-08 |  | 0 | 0 | 0 | 0 | 0 | 0 | 0 | 2.5321e-07 | 2.5321e-07 | 0 | 2.5321e-07 | Column30: 2.5321e-07 | [29 empty] | 7.3.2.1.3 Advanced weather monitoring and weather stations Weather StationsWLDFRElectric Reliability | WLDFR | HFTD - Distribution - Tier 3 - 1QU CoRE ¦ 1QU LoRE | Seismic - Red Flag Warning - Catastrophic Fires | 2031 | Electric Reliability | 453.261 | 68.3395 | 2031 | Mitigation | 0.011149 | 10 | 0 | esc | 0 | 0 | 0 | 0 | 0.011149 | 5.0533 | 0.011149 | 5.0533
[79 empty] | WLDFR | HFTD - Distribution - Tier 2 - 5QU CoRE ¦ 4QU LoRE | Seismic - Red Flag Warning - Catastrophic Fires | 2032 | 0 | 0 | 0 | 0 | 22783.187 | 453.261 | 14531.3357 | 7798.5904 | 0 | 0 | 0 | 5.0533 | 5.0107e-08 |  | 0 | 0 | 0 | 0 | 0 | 0 | 0 | 0 | 0 | 0 | 2.5321e-07 | Column30: 2.5321e-07 | [29 empty] | 7.3.2.1.3 Advanced weather monitoring and weather stations Weather StationsWLDFRElectric Reliability | WLDFR | HFTD - Distribution - Tier 3 - 1QU CoRE ¦ 1QU LoRE | Seismic - Red Flag Warning - Catastrophic Fires | 2032 | Electric Reliability | 453.261 | 68.3395 | 2032 | Mitigation | 0.011149 | 10 | 0 | esc | 0 | 0 | 0 | 0 | 0 | 0 | 0.011149 | 5.0533
[79 empty] | WLDFR | HFTD - Distribution - Tier 2 - 5QU CoRE ¦ 5QU LoRE | Non-Red Flag Warning - Catastrophic Fires | 2020 | 0 | 0 | 0 | 0 | 14146.1306 | 222.2294 | 8585.7228 | 5338.1784 | 2.4776 | 0 | 0 | 0 | 5.4301e-08 |  | 0 | 1.3454e-07 | 1.3454e-07 | 0 | 0 | 0 | 0 | 0 | 0 | 0 | 0 | Column30: 0 | [29 empty] | 7.3.2.1.3 Advanced weather monitoring and weather stations Weather StationsWLDFRElectric Reliability | WLDFR | HFTD - Distribution - Tier 3 - 1QU CoRE ¦ 2QU LoRE | Non-Red Flag Warning - Catastrophic Fires | 2021 | Electric Reliability | 222.2294 | 145.2608 | 2021 | Mitigation | 0.011149 | 10 | 0 | esc | 0.011149 | 2.4776 | 0.011149 | 2.4776 | 0 | 0 | 0 | 0
[79 empty] | WLDFR | HFTD - Distribution - Tier 2 - 5QU CoRE ¦ 5QU LoRE | Non-Red Flag Warning - Catastrophic Fires | 2021 | 0 | 0 | 0 | 0 | 14146.1306 | 222.2294 | 8585.7228 | 5338.1784 | 2.4776 | 2.4776 | 0 | 0 | 5.4301e-08 |  | 0 | 1.3454e-07 | 1.3454e-07 | 0 | 1.3454e-07 | 1.3454e-07 | 0 | 0 | 0 | 0 | 0 | Column30: 0 | [29 empty] | 7.3.2.1.3 Advanced weather monitoring and weather stations Weather StationsWLDFRElectric Reliability | WLDFR | HFTD - Distribution - Tier 3 - 1QU CoRE ¦ 2QU LoRE | Non-Red Flag Warning - Catastrophic Fires | 2022 | Electric Reliability | 222.2294 | 145.2608 | 2022 | Mitigation | 0.011149 | 10 | 0 | esc | 0.011149 | 2.4776 | 0.011149 | 2.4776 | 0.011149 | 2.4776 | 0 | 0
[79 empty] | WLDFR | HFTD - Distribution - Tier 2 - 5QU CoRE ¦ 5QU LoRE | Non-Red Flag Warning - Catastrophic Fires | 2022 | 0 | 0 | 0 | 0 | 14146.1306 | 222.2294 | 8585.7228 | 5338.1784 | 2.4776 | 2.4776 | 2.4776 | 0 | 5.4301e-08 |  | 0 | 1.3454e-07 | 1.3454e-07 | 0 | 1.3454e-07 | 1.3454e-07 | 0 | 1.3454e-07 | 1.3454e-07 | 0 | 0 | Column30: 0 | [29 empty] | 7.3.2.1.3 Advanced weather monitoring and weather stations Weather StationsWLDFRElectric Reliability | WLDFR | HFTD - Distribution - Tier 3 - 1QU CoRE ¦ 2QU LoRE | Non-Red Flag Warning - Catastrophic Fires | 2023 | Electric Reliability | 233.2301 | 145.2608 | 2023 | Mitigation | 0.011149 | 10 | 0 | esc | 0.011149 | 2.6002 | 0.011149 | 2.6002 | 0.011149 | 2.6002 | 0.011149 | 2.6002
[79 empty] | WLDFR | HFTD - Distribution - Tier 2 - 5QU CoRE ¦ 5QU LoRE | Non-Red Flag Warning - Catastrophic Fires | 2023 | 0 | 0 | 0 | 0 | 14664.6376 | 233.2301 | 8896.516 | 5534.8915 | 2.6002 | 2.6002 | 2.6002 | 2.6002 | 5.4301e-08 |  | 0 | 1.412e-07 | 1.412e-07 | 0 | 1.412e-07 | 1.412e-07 | 0 | 1.412e-07 | 1.412e-07 | 0 | 1.412e-07 | Column30: 1.412e-07 | [29 empty] | 7.3.2.1.3 Advanced weather monitoring and weather stations Weather StationsWLDFRElectric Reliability | WLDFR | HFTD - Distribution - Tier 3 - 1QU CoRE ¦ 2QU LoRE | Non-Red Flag Warning - Catastrophic Fires | 2024 | Electric Reliability | 233.2301 | 145.2608 | 2024 | Mitigation | 0.011149 | 10 | 0 | esc | 0.011149 | 2.6002 | 0.011149 | 2.6002 | 0.011149 | 2.6002 | 0.011149 | 2.6002
[79 empty] | WLDFR | HFTD - Distribution - Tier 2 - 5QU CoRE ¦ 5QU LoRE | Non-Red Flag Warning - Catastrophic Fires | 2024 | 0 | 0 | 0 | 0 | 14664.6376 | 233.2301 | 8896.516 | 5534.8915 | 2.6002 | 2.6002 | 2.6002 | 2.6002 | 5.4301e-08 |  | 0 | 1.412e-07 | 1.412e-07 | 0 | 1.412e-07 | 1.412e-07 | 0 | 1.412e-07 | 1.412e-07 | 0 | 1.412e-07 | Column30: 1.412e-07 | [29 empty] | 7.3.2.1.3 Advanced weather monitoring and weather stations Weather StationsWLDFRElectric Reliability | WLDFR | HFTD - Distribution - Tier 3 - 1QU CoRE ¦ 2QU LoRE | Non-Red Flag Warning - Catastrophic Fires | 2025 | Electric Reliability | 233.2301 | 145.2608 | 2025 | Mitigation | 0.011149 | 10 | 0 | esc | 0.011149 | 2.6002 | 0.011149 | 2.6002 | 0.011149 | 2.6002 | 0.011149 | 2.6002
[79 empty] | WLDFR | HFTD - Distribution - Tier 2 - 5QU CoRE ¦ 5QU LoRE | Non-Red Flag Warning - Catastrophic Fires | 2025 | 0 | 0 | 0 | 0 | 14664.6376 | 233.2301 | 8896.516 | 5534.8915 | 2.6002 | 2.6002 | 2.6002 | 2.6002 | 5.4301e-08 |  | 0 | 1.412e-07 | 1.412e-07 | 0 | 1.412e-07 | 1.412e-07 | 0 | 1.412e-07 | 1.412e-07 | 0 | 1.412e-07 | Column30: 1.412e-07 | [29 empty] | 7.3.2.1.3 Advanced weather monitoring and weather stations Weather StationsWLDFRElectric Reliability | WLDFR | HFTD - Distribution - Tier 3 - 1QU CoRE ¦ 2QU LoRE | Non-Red Flag Warning - Catastrophic Fires | 2026 | Electric Reliability | 233.2301 | 145.2608 | 2026 | Mitigation | 0.011149 | 10 | 0 | esc | 0.011149 | 2.6002 | 0.011149 | 2.6002 | 0.011149 | 2.6002 | 0.011149 | 2.6002
[79 empty] | WLDFR | HFTD - Distribution - Tier 2 - 5QU CoRE ¦ 5QU LoRE | Non-Red Flag Warning - Catastrophic Fires | 2026 | 0 | 0 | 0 | 0 | 14664.6376 | 233.2301 | 8896.516 | 5534.8915 | 2.6002 | 2.6002 | 2.6002 | 2.6002 | 5.4301e-08 |  | 0 | 1.412e-07 | 1.412e-07 | 0 | 1.412e-07 | 1.412e-07 | 0 | 1.412e-07 | 1.412e-07 | 0 | 1.412e-07 | Column30: 1.412e-07 | [29 empty] | 7.3.2.1.3 Advanced weather monitoring and weather stations Weather StationsWLDFRElectric Reliability | WLDFR | HFTD - Distribution - Tier 3 - 1QU CoRE ¦ 2QU LoRE | Non-Red Flag Warning - Catastrophic Fires | 2027 | Electric Reliability | 233.2301 | 145.2608 | 2027 | Mitigation | 0.011149 | 10 | 0 | esc | 0.011149 | 2.6002 | 0.011149 | 2.6002 | 0.011149 | 2.6002 | 0.011149 | 2.6002
[79 empty] | WLDFR | HFTD - Distribution - Tier 2 - 5QU CoRE ¦ 5QU LoRE | Non-Red Flag Warning - Catastrophic Fires | 2027 | 0 | 0 | 0 | 0 | 14664.6376 | 233.2301 | 8896.516 | 5534.8915 | 2.6002 | 2.6002 | 2.6002 | 2.6002 | 5.4301e-08 |  | 0 | 1.412e-07 | 1.412e-07 | 0 | 1.412e-07 | 1.412e-07 | 0 | 1.412e-07 | 1.412e-07 | 0 | 1.412e-07 | Column30: 1.412e-07 | [29 empty] | 7.3.2.1.3 Advanced weather monitoring and weather stations Weather StationsWLDFRElectric Reliability | WLDFR | HFTD - Distribution - Tier 3 - 1QU CoRE ¦ 2QU LoRE | Non-Red Flag Warning - Catastrophic Fires | 2028 | Electric Reliability | 247.273 | 145.2608 | 2028 | Mitigation | 0.011149 | 10 | 0 | esc | 0.011149 | 2.7568 | 0.011149 | 2.7568 | 0.011149 | 2.7568 | 0.011149 | 2.7568
[79 empty] | WLDFR | HFTD - Distribution - Tier 2 - 5QU CoRE ¦ 5QU LoRE | Non-Red Flag Warning - Catastrophic Fires | 2028 | 0 | 0 | 0 | 0 | 15317.9909 | 247.273 | 9287.6491 | 5783.0689 | 2.7568 | 2.7568 | 2.7568 | 2.7568 | 5.4301e-08 |  | 0 | 1.497e-07 | 1.497e-07 | 0 | 1.497e-07 | 1.497e-07 | 0 | 1.497e-07 | 1.497e-07 | 0 | 1.497e-07 | Column30: 1.497e-07 | [29 empty] | 7.3.2.1.3 Advanced weather monitoring and weather stations Weather StationsWLDFRElectric Reliability | WLDFR | HFTD - Distribution - Tier 3 - 1QU CoRE ¦ 2QU LoRE | Non-Red Flag Warning - Catastrophic Fires | 2029 | Electric Reliability | 247.273 | 145.2608 | 2029 | Mitigation | 0.011149 | 10 | 0 | esc | 0.011149 | 2.7568 | 0.011149 | 2.7568 | 0.011149 | 2.7568 | 0.011149 | 2.7568
[79 empty] | WLDFR | HFTD - Distribution - Tier 2 - 5QU CoRE ¦ 5QU LoRE | Non-Red Flag Warning - Catastrophic Fires | 2029 | 0 | 0 | 0 | 0 | 15317.9909 | 247.273 | 9287.6491 | 5783.0689 | 2.7568 | 2.7568 | 2.7568 | 2.7568 | 5.4301e-08 |  | 0 | 1.497e-07 | 1.497e-07 | 0 | 1.497e-07 | 1.497e-07 | 0 | 1.497e-07 | 1.497e-07 | 0 | 1.497e-07 | Column30: 1.497e-07 | [29 empty] | 7.3.2.1.3 Advanced weather monitoring and weather stations Weather StationsWLDFRElectric Reliability | WLDFR | HFTD - Distribution - Tier 3 - 1QU CoRE ¦ 2QU LoRE | Non-Red Flag Warning - Catastrophic Fires | 2030 | Electric Reliability | 247.273 | 145.2608 | 2030 | Mitigation | 0.011149 | 10 | 0 | esc | 0 | 0 | 0.011149 | 2.7568 | 0.011149 | 2.7568 | 0.011149 | 2.7568
[79 empty] | WLDFR | HFTD - Distribution - Tier 2 - 5QU CoRE ¦ 5QU LoRE | Non-Red Flag Warning - Catastrophic Fires | 2030 | 0 | 0 | 0 | 0 | 15317.9909 | 247.273 | 9287.6491 | 5783.0689 | 0 | 2.7568 | 2.7568 | 2.7568 | 5.4301e-08 |  | 0 | 0 | 0 | 0 | 1.497e-07 | 1.497e-07 | 0 | 1.497e-07 | 1.497e-07 | 0 | 1.497e-07 | Column30: 1.497e-07 | [29 empty] | 7.3.2.1.3 Advanced weather monitoring and weather stations Weather StationsWLDFRElectric Reliability | WLDFR | HFTD - Distribution - Tier 3 - 1QU CoRE ¦ 2QU LoRE | Non-Red Flag Warning - Catastrophic Fires | 2031 | Electric Reliability | 247.273 | 145.2608 | 2031 | Mitigation | 0.011149 | 10 | 0 | esc | 0 | 0 | 0 | 0 | 0.011149 | 2.7568 | 0.011149 | 2.7568
[79 empty] | WLDFR | HFTD - Distribution - Tier 2 - 5QU CoRE ¦ 5QU LoRE | Non-Red Flag Warning - Catastrophic Fires | 2031 | 0 | 0 | 0 | 0 | 15317.9909 | 247.273 | 9287.6491 | 5783.0689 | 0 | 0 | 2.7568 | 2.7568 | 5.4301e-08 |  | 0 | 0 | 0 | 0 | 0 | 0 | 0 | 1.497e-07 | 1.497e-07 | 0 | 1.497e-07 | Column30: 1.497e-07 | [29 empty] | 7.3.2.1.3 Advanced weather monitoring and weather stations Weather StationsWLDFRElectric Reliability | WLDFR | HFTD - Distribution - Tier 3 - 1QU CoRE ¦ 2QU LoRE | Non-Red Flag Warning - Catastrophic Fires | 2032 | Electric Reliability | 247.273 | 145.2608 | 2032 | Mitigation | 0.011149 | 10 | 0 | esc | 0 | 0 | 0 | 0 | 0 | 0 | 0.011149 | 2.7568
[79 empty] | WLDFR | HFTD - Distribution - Tier 2 - 5QU CoRE ¦ 5QU LoRE | Non-Red Flag Warning - Catastrophic Fires | 2032 | 0 | 0 | 0 | 0 | 15317.9909 | 247.273 | 9287.6491 | 5783.0689 | 0 | 0 | 0 | 2.7568 | 5.4301e-08 |  | 0 | 0 | 0 | 0 | 0 | 0 | 0 | 0 | 0 | 0 | 1.497e-07 | Column30: 1.497e-07 | [29 empty] | 7.3.2.1.3 Advanced weather monitoring and weather stations Weather StationsWLDFRElectric Reliability | WLDFR | HFTD - Distribution - Tier 3 - 1QU CoRE ¦ 2QU LoRE | Non-Red Flag Warning - Destructive Fires | 2021 | Electric Reliability | 222.2294 | 145.2608 | 2021 | Mitigation | 0.011149 | 10 | 0 | esc | 0.011149 | 2.4776 | 0.011149 | 2.4776 | 0 | 0 | 0 | 0
[79 empty] | WLDFR | HFTD - Distribution - Tier 2 - 5QU CoRE ¦ 5QU LoRE | Non-Red Flag Warning - Destructive Fires | 2020 | 0 | 0 | 0 | 0 | 8807.9522 | 222.2294 | 8585.7228 | 0 | 2.4776 | 0 | 0 | 0 | 5.3932e-08 |  | 0 | 1.3362e-07 | 1.3362e-07 | 0 | 0 | 0 | 0 | 0 | 0 | 0 | 0 | Column30: 0 | [29 empty] | 7.3.2.1.3 Advanced weather monitoring and weather stations Weather StationsWLDFRElectric Reliability | WLDFR | HFTD - Distribution - Tier 3 - 1QU CoRE ¦ 2QU LoRE | Non-Red Flag Warning - Destructive Fires | 2022 | Electric Reliability | 222.2294 | 145.2608 | 2022 | Mitigation | 0.011149 | 10 | 0 | esc | 0.011149 | 2.4776 | 0.011149 | 2.4776 | 0.011149 | 2.4776 | 0 | 0
[79 empty] | WLDFR | HFTD - Distribution - Tier 2 - 5QU CoRE ¦ 5QU LoRE | Non-Red Flag Warning - Destructive Fires | 2021 | 0 | 0 | 0 | 0 | 8807.9522 | 222.2294 | 8585.7228 | 0 | 2.4776 | 2.4776 | 0 | 0 | 5.3932e-08 |  | 0 | 1.3362e-07 | 1.3362e-07 | 0 | 1.3362e-07 | 1.3362e-07 | 0 | 0 | 0 | 0 | 0 | Column30: 0 | [29 empty] | 7.3.2.1.3 Advanced weather monitoring and weather stations Weather StationsWLDFRElectric Reliability | WLDFR | HFTD - Distribution - Tier 3 - 1QU CoRE ¦ 2QU LoRE | Non-Red Flag Warning - Destructive Fires | 2023 | Electric Reliability | 233.2301 | 145.2608 | 2023 | Mitigation | 0.011149 | 10 | 0 | esc | 0.011149 | 2.6002 | 0.011149 | 2.6002 | 0.011149 | 2.6002 | 0.011149 | 2.6002
[79 empty] | WLDFR | HFTD - Distribution - Tier 2 - 5QU CoRE ¦ 5QU LoRE | Non-Red Flag Warning - Destructive Fires | 2022 | 0 | 0 | 0 | 0 | 8807.9522 | 222.2294 | 8585.7228 | 0 | 2.4776 | 2.4776 | 2.4776 | 0 | 5.3932e-08 |  | 0 | 1.3362e-07 | 1.3362e-07 | 0 | 1.3362e-07 | 1.3362e-07 | 0 | 1.3362e-07 | 1.3362e-07 | 0 | 0 | Column30: 0 | [29 empty] | 7.3.2.1.3 Advanced weather monitoring and weather stations Weather StationsWLDFRElectric Reliability | WLDFR | HFTD - Distribution - Tier 3 - 1QU CoRE ¦ 2QU LoRE | Non-Red Flag Warning - Destructive Fires | 2024 | Electric Reliability | 233.2301 | 145.2608 | 2024 | Mitigation | 0.011149 | 10 | 0 | esc | 0.011149 | 2.6002 | 0.011149 | 2.6002 | 0.011149 | 2.6002 | 0.011149 | 2.6002
[79 empty] | WLDFR | HFTD - Distribution - Tier 2 - 5QU CoRE ¦ 5QU LoRE | Non-Red Flag Warning - Destructive Fires | 2023 | 0 | 0 | 0 | 0 | 9129.7461 | 233.2301 | 8896.516 | 0 | 2.6002 | 2.6002 | 2.6002 | 2.6002 | 5.3932e-08 |  | 0 | 1.4024e-07 | 1.4024e-07 | 0 | 1.4024e-07 | 1.4024e-07 | 0 | 1.4024e-07 | 1.4024e-07 | 0 | 1.4024e-07 | Column30: 1.4024e-07 | [29 empty] | 7.3.2.1.3 Advanced weather monitoring and weather stations Weather StationsWLDFRElectric Reliability | WLDFR | HFTD - Distribution - Tier 3 - 1QU CoRE ¦ 2QU LoRE | Non-Red Flag Warning - Destructive Fires | 2025 | Electric Reliability | 233.2301 | 145.2608 | 2025 | Mitigation | 0.011149 | 10 | 0 | esc | 0.011149 | 2.6002 | 0.011149 | 2.6002 | 0.011149 | 2.6002 | 0.011149 | 2.6002
[79 empty] | WLDFR | HFTD - Distribution - Tier 2 - 5QU CoRE ¦ 5QU LoRE | Non-Red Flag Warning - Destructive Fires | 2024 | 0 | 0 | 0 | 0 | 9129.7461 | 233.2301 | 8896.516 | 0 | 2.6002 | 2.6002 | 2.6002 | 2.6002 | 5.3932e-08 |  | 0 | 1.4024e-07 | 1.4024e-07 | 0 | 1.4024e-07 | 1.4024e-07 | 0 | 1.4024e-07 | 1.4024e-07 | 0 | 1.4024e-07 | Column30: 1.4024e-07 | [29 empty] | 7.3.2.1.3 Advanced weather monitoring and weather stations Weather StationsWLDFRElectric Reliability | WLDFR | HFTD - Distribution - Tier 3 - 1QU CoRE ¦ 2QU LoRE | Non-Red Flag Warning - Destructive Fires | 2026 | Electric Reliability | 233.2301 | 145.2608 | 2026 | Mitigation | 0.011149 | 10 | 0 | esc | 0.011149 | 2.6002 | 0.011149 | 2.6002 | 0.011149 | 2.6002 | 0.011149 | 2.6002
[79 empty] | WLDFR | HFTD - Distribution - Tier 2 - 5QU CoRE ¦ 5QU LoRE | Non-Red Flag Warning - Destructive Fires | 2025 | 0 | 0 | 0 | 0 | 9129.7461 | 233.2301 | 8896.516 | 0 | 2.6002 | 2.6002 | 2.6002 | 2.6002 | 5.3932e-08 |  | 0 | 1.4024e-07 | 1.4024e-07 | 0 | 1.4024e-07 | 1.4024e-07 | 0 | 1.4024e-07 | 1.4024e-07 | 0 | 1.4024e-07 | Column30: 1.4024e-07 | [29 empty] | 7.3.2.1.3 Advanced weather monitoring and weather stations Weather StationsWLDFRElectric Reliability | WLDFR | HFTD - Distribution - Tier 3 - 1QU CoRE ¦ 2QU LoRE | Non-Red Flag Warning - Destructive Fires | 2027 | Electric Reliability | 233.2301 | 145.2608 | 2027 | Mitigation | 0.011149 | 10 | 0 | esc | 0.011149 | 2.6002 | 0.011149 | 2.6002 | 0.011149 | 2.6002 | 0.011149 | 2.6002
[79 empty] | WLDFR | HFTD - Distribution - Tier 2 - 5QU CoRE ¦ 5QU LoRE | Non-Red Flag Warning - Destructive Fires | 2026 | 0 | 0 | 0 | 0 | 9129.7461 | 233.2301 | 8896.516 | 0 | 2.6002 | 2.6002 | 2.6002 | 2.6002 | 5.3932e-08 |  | 0 | 1.4024e-07 | 1.4024e-07 | 0 | 1.4024e-07 | 1.4024e-07 | 0 | 1.4024e-07 | 1.4024e-07 | 0 | 1.4024e-07 | Column30: 1.4024e-07 | [29 empty] | 7.3.2.1.3 Advanced weather monitoring and weather stations Weather StationsWLDFRElectric Reliability | WLDFR | HFTD - Distribution - Tier 3 - 1QU CoRE ¦ 2QU LoRE | Non-Red Flag Warning - Destructive Fires | 2028 | Electric Reliability | 247.273 | 145.2608 | 2028 | Mitigation | 0.011149 | 10 | 0 | esc | 0.011149 | 2.7568 | 0.011149 | 2.7568 | 0.011149 | 2.7568 | 0.011149 | 2.7568
[79 empty] | WLDFR | HFTD - Distribution - Tier 2 - 5QU CoRE ¦ 5QU LoRE | Non-Red Flag Warning - Destructive Fires | 2027 | 0 | 0 | 0 | 0 | 9129.7461 | 233.2301 | 8896.516 | 0 | 2.6002 | 2.6002 | 2.6002 | 2.6002 | 5.3932e-08 |  | 0 | 1.4024e-07 | 1.4024e-07 | 0 | 1.4024e-07 | 1.4024e-07 | 0 | 1.4024e-07 | 1.4024e-07 | 0 | 1.4024e-07 | Column30: 1.4024e-07 | [29 empty] | 7.3.2.1.3 Advanced weather monitoring and weather stations Weather StationsWLDFRElectric Reliability | WLDFR | HFTD - Distribution - Tier 3 - 1QU CoRE ¦ 2QU LoRE | Non-Red Flag Warning - Destructive Fires | 2029 | Electric Reliability | 247.273 | 145.2608 | 2029 | Mitigation | 0.011149 | 10 | 0 | esc | 0.011149 | 2.7568 | 0.011149 | 2.7568 | 0.011149 | 2.7568 | 0.011149 | 2.7568
[79 empty] | WLDFR | HFTD - Distribution - Tier 2 - 5QU CoRE ¦ 5QU LoRE | Non-Red Flag Warning - Destructive Fires | 2028 | 0 | 0 | 0 | 0 | 9534.9221 | 247.273 | 9287.6491 | 0 | 2.7568 | 2.7568 | 2.7568 | 2.7568 | 5.3932e-08 |  | 0 | 1.4868e-07 | 1.4868e-07 | 0 | 1.4868e-07 | 1.4868e-07 | 0 | 1.4868e-07 | 1.4868e-07 | 0 | 1.4868e-07 | Column30: 1.4868e-07 | [29 empty] | 7.3.2.1.3 Advanced weather monitoring and weather stations Weather StationsWLDFRElectric Reliability | WLDFR | HFTD - Distribution - Tier 3 - 1QU CoRE ¦ 2QU LoRE | Non-Red Flag Warning - Destructive Fires | 2030 | Electric Reliability | 247.273 | 145.2608 | 2030 | Mitigation | 0.011149 | 10 | 0 | esc | 0 | 0 | 0.011149 | 2.7568 | 0.011149 | 2.7568 | 0.011149 | 2.7568
[79 empty] | WLDFR | HFTD - Distribution - Tier 2 - 5QU CoRE ¦ 5QU LoRE | Non-Red Flag Warning - Destructive Fires | 2029 | 0 | 0 | 0 | 0 | 9534.9221 | 247.273 | 9287.6491 | 0 | 2.7568 | 2.7568 | 2.7568 | 2.7568 | 5.3932e-08 |  | 0 | 1.4868e-07 | 1.4868e-07 | 0 | 1.4868e-07 | 1.4868e-07 | 0 | 1.4868e-07 | 1.4868e-07 | 0 | 1.4868e-07 | Column30: 1.4868e-07 | [29 empty] | 7.3.2.1.3 Advanced weather monitoring and weather stations Weather StationsWLDFRElectric Reliability | WLDFR | HFTD - Distribution - Tier 3 - 1QU CoRE ¦ 2QU LoRE | Non-Red Flag Warning - Destructive Fires | 2031 | Electric Reliability | 247.273 | 145.2608 | 2031 | Mitigation | 0.011149 | 10 | 0 | esc | 0 | 0 | 0 | 0 | 0.011149 | 2.7568 | 0.011149 | 2.7568
[79 empty] | WLDFR | HFTD - Distribution - Tier 2 - 5QU CoRE ¦ 5QU LoRE | Non-Red Flag Warning - Destructive Fires | 2030 | 0 | 0 | 0 | 0 | 9534.9221 | 247.273 | 9287.6491 | 0 | 0 | 2.7568 | 2.7568 | 2.7568 | 5.3932e-08 |  | 0 | 0 | 0 | 0 | 1.4868e-07 | 1.4868e-07 | 0 | 1.4868e-07 | 1.4868e-07 | 0 | 1.4868e-07 | Column30: 1.4868e-07 | [29 empty] | 7.3.2.1.3 Advanced weather monitoring and weather stations Weather StationsWLDFRElectric Reliability | WLDFR | HFTD - Distribution - Tier 3 - 1QU CoRE ¦ 2QU LoRE | Non-Red Flag Warning - Destructive Fires | 2032 | Electric Reliability | 247.273 | 145.2608 | 2032 | Mitigation | 0.011149 | 10 | 0 | esc | 0 | 0 | 0 | 0 | 0 | 0 | 0.011149 | 2.7568
[79 empty] | WLDFR | HFTD - Distribution - Tier 2 - 5QU CoRE ¦ 5QU LoRE | Non-Red Flag Warning - Destructive Fires | 2031 | 0 | 0 | 0 | 0 | 9534.9221 | 247.273 | 9287.6491 | 0 | 0 | 0 | 2.7568 | 2.7568 | 5.3932e-08 |  | 0 | 0 | 0 | 0 | 0 | 0 | 0 | 1.4868e-07 | 1.4868e-07 | 0 | 1.4868e-07 | Column30: 1.4868e-07 | [29 empty] | 7.3.2.1.3 Advanced weather monitoring and weather stations Weather StationsWLDFRElectric Reliability | WLDFR | HFTD - Distribution - Tier 3 - 1QU CoRE ¦ 2QU LoRE | Non-Red Flag Warning - Large Fires | 2021 | Electric Reliability | 0.69642 | 145.2608 | 2021 | Mitigation | 0.011149 | 10 | 0 | esc | 0.011149 | 0.0077642 | 0.011149 | 0.0077642 | 0 | 0 | 0 | 0
[79 empty] | WLDFR | HFTD - Distribution - Tier 2 - 5QU CoRE ¦ 5QU LoRE | Non-Red Flag Warning - Destructive Fires | 2032 | 0 | 0 | 0 | 0 | 9534.9221 | 247.273 | 9287.6491 | 0 | 0 | 0 | 0 | 2.7568 | 5.3932e-08 |  | 0 | 0 | 0 | 0 | 0 | 0 | 0 | 0 | 0 | 0 | 1.4868e-07 | Column30: 1.4868e-07 | [29 empty] | 7.3.2.1.3 Advanced weather monitoring and weather stations Weather StationsWLDFRElectric Reliability | WLDFR | HFTD - Distribution - Tier 3 - 1QU CoRE ¦ 2QU LoRE | Non-Red Flag Warning - Large Fires | 2022 | Electric Reliability | 0.69642 | 145.2608 | 2022 | Mitigation | 0.011149 | 10 | 0 | esc | 0.011149 | 0.0077642 | 0.011149 | 0.0077642 | 0.011149 | 0.0077642 | 0 | 0
[79 empty] | WLDFR | HFTD - Distribution - Tier 2 - 5QU CoRE ¦ 5QU LoRE | Non-Red Flag Warning - Large Fires | 2020 | 0 | 0 | 0 | 0 | 5.2406 | 0.69642 | 2.942 | 1.6022 | 0.0077642 | 0 | 0 | 0 | 6.0654e-06 |  | 0 | 4.7094e-08 | 4.7094e-08 | 0 | 0 | 0 | 0 | 0 | 0 | 0 | 0 | Column30: 0 | [29 empty] | 7.3.2.1.3 Advanced weather monitoring and weather stations Weather StationsWLDFRElectric Reliability | WLDFR | HFTD - Distribution - Tier 3 - 1QU CoRE ¦ 2QU LoRE | Non-Red Flag Warning - Large Fires | 2023 | Electric Reliability | 0.71896 | 145.2608 | 2023 | Mitigation | 0.011149 | 10 | 0 | esc | 0.011149 | 0.0080156 | 0.011149 | 0.0080156 | 0.011149 | 0.0080156 | 0.011149 | 0.0080156
[79 empty] | WLDFR | HFTD - Distribution - Tier 2 - 5QU CoRE ¦ 5QU LoRE | Non-Red Flag Warning - Large Fires | 2021 | 0 | 0 | 0 | 0 | 5.2406 | 0.69642 | 2.942 | 1.6022 | 0.0077642 | 0.0077642 | 0 | 0 | 6.0654e-06 |  | 0 | 4.7094e-08 | 4.7094e-08 | 0 | 4.7094e-08 | 4.7094e-08 | 0 | 0 | 0 | 0 | 0 | Column30: 0 | [29 empty] | 7.3.2.1.3 Advanced weather monitoring and weather stations Weather StationsWLDFRElectric Reliability | WLDFR | HFTD - Distribution - Tier 3 - 1QU CoRE ¦ 2QU LoRE | Non-Red Flag Warning - Large Fires | 2024 | Electric Reliability | 0.71896 | 145.2608 | 2024 | Mitigation | 0.011149 | 10 | 0 | esc | 0.011149 | 0.0080156 | 0.011149 | 0.0080156 | 0.011149 | 0.0080156 | 0.011149 | 0.0080156
[79 empty] | WLDFR | HFTD - Distribution - Tier 2 - 5QU CoRE ¦ 5QU LoRE | Non-Red Flag Warning - Large Fires | 2022 | 0 | 0 | 0 | 0 | 5.2406 | 0.69642 | 2.942 | 1.6022 | 0.0077642 | 0.0077642 | 0.0077642 | 0 | 6.0654e-06 |  | 0 | 4.7094e-08 | 4.7094e-08 | 0 | 4.7094e-08 | 4.7094e-08 | 0 | 4.7094e-08 | 4.7094e-08 | 0 | 0 | Column30: 0 | [29 empty] | 7.3.2.1.3 Advanced weather monitoring and weather stations Weather StationsWLDFRElectric Reliability | WLDFR | HFTD - Distribution - Tier 3 - 1QU CoRE ¦ 2QU LoRE | Non-Red Flag Warning - Large Fires | 2025 | Electric Reliability | 0.71896 | 145.2608 | 2025 | Mitigation | 0.011149 | 10 | 0 | esc | 0.011149 | 0.0080156 | 0.011149 | 0.0080156 | 0.011149 | 0.0080156 | 0.011149 | 0.0080156
[79 empty] | WLDFR | HFTD - Distribution - Tier 2 - 5QU CoRE ¦ 5QU LoRE | Non-Red Flag Warning - Large Fires | 2023 | 0 | 0 | 0 | 0 | 5.475 | 0.71896 | 3.0715 | 1.6846 | 0.0080156 | 0.0080156 | 0.0080156 | 0.0080156 | 6.0654e-06 |  | 0 | 4.8618e-08 | 4.8618e-08 | 0 | 4.8618e-08 | 4.8618e-08 | 0 | 4.8618e-08 | 4.8618e-08 | 0 | 4.8618e-08 | Column30: 4.8618e-08 | [29 empty] | 7.3.2.1.3 Advanced weather monitoring and weather stations Weather StationsWLDFRElectric Reliability | WLDFR | HFTD - Distribution - Tier 3 - 1QU CoRE ¦ 2QU LoRE | Non-Red Flag Warning - Large Fires | 2026 | Electric Reliability | 0.71896 | 145.2608 | 2026 | Mitigation | 0.011149 | 10 | 0 | esc | 0.011149 | 0.0080156 | 0.011149 | 0.0080156 | 0.011149 | 0.0080156 | 0.011149 | 0.0080156
[79 empty] | WLDFR | HFTD - Distribution - Tier 2 - 5QU CoRE ¦ 5QU LoRE | Non-Red Flag Warning - Large Fires | 2024 | 0 | 0 | 0 | 0 | 5.475 | 0.71896 | 3.0715 | 1.6846 | 0.0080156 | 0.0080156 | 0.0080156 | 0.0080156 | 6.0654e-06 |  | 0 | 4.8618e-08 | 4.8618e-08 | 0 | 4.8618e-08 | 4.8618e-08 | 0 | 4.8618e-08 | 4.8618e-08 | 0 | 4.8618e-08 | Column30: 4.8618e-08 | [29 empty] | 7.3.2.1.3 Advanced weather monitoring and weather stations Weather StationsWLDFRElectric Reliability | WLDFR | HFTD - Distribution - Tier 3 - 1QU CoRE ¦ 2QU LoRE | Non-Red Flag Warning - Large Fires | 2027 | Electric Reliability | 0.71896 | 145.2608 | 2027 | Mitigation | 0.011149 | 10 | 0 | esc | 0.011149 | 0.0080156 | 0.011149 | 0.0080156 | 0.011149 | 0.0080156 | 0.011149 | 0.0080156
[79 empty] | WLDFR | HFTD - Distribution - Tier 2 - 5QU CoRE ¦ 5QU LoRE | Non-Red Flag Warning - Large Fires | 2025 | 0 | 0 | 0 | 0 | 5.475 | 0.71896 | 3.0715 | 1.6846 | 0.0080156 | 0.0080156 | 0.0080156 | 0.0080156 | 6.0654e-06 |  | 0 | 4.8618e-08 | 4.8618e-08 | 0 | 4.8618e-08 | 4.8618e-08 | 0 | 4.8618e-08 | 4.8618e-08 | 0 | 4.8618e-08 | Column30: 4.8618e-08 | [29 empty] | 7.3.2.1.3 Advanced weather monitoring and weather stations Weather StationsWLDFRElectric Reliability | WLDFR | HFTD - Distribution - Tier 3 - 1QU CoRE ¦ 2QU LoRE | Non-Red Flag Warning - Large Fires | 2028 | Electric Reliability | 0.74734 | 145.2608 | 2028 | Mitigation | 0.011149 | 10 | 0 | esc | 0.011149 | 0.0083319 | 0.011149 | 0.0083319 | 0.011149 | 0.0083319 | 0.011149 | 0.0083319
[79 empty] | WLDFR | HFTD - Distribution - Tier 2 - 5QU CoRE ¦ 5QU LoRE | Non-Red Flag Warning - Large Fires | 2026 | 0 | 0 | 0 | 0 | 5.475 | 0.71896 | 3.0715 | 1.6846 | 0.0080156 | 0.0080156 | 0.0080156 | 0.0080156 | 6.0654e-06 |  | 0 | 4.8618e-08 | 4.8618e-08 | 0 | 4.8618e-08 | 4.8618e-08 | 0 | 4.8618e-08 | 4.8618e-08 | 0 | 4.8618e-08 | Column30: 4.8618e-08 | [29 empty] | 7.3.2.1.3 Advanced weather monitoring and weather stations Weather StationsWLDFRElectric Reliability | WLDFR | HFTD - Distribution - Tier 3 - 1QU CoRE ¦ 2QU LoRE | Non-Red Flag Warning - Large Fires | 2029 | Electric Reliability | 0.74734 | 145.2608 | 2029 | Mitigation | 0.011149 | 10 | 0 | esc | 0.011149 | 0.0083319 | 0.011149 | 0.0083319 | 0.011149 | 0.0083319 | 0.011149 | 0.0083319
[79 empty] | WLDFR | HFTD - Distribution - Tier 2 - 5QU CoRE ¦ 5QU LoRE | Non-Red Flag Warning - Large Fires | 2027 | 0 | 0 | 0 | 0 | 5.475 | 0.71896 | 3.0715 | 1.6846 | 0.0080156 | 0.0080156 | 0.0080156 | 0.0080156 | 6.0654e-06 |  | 0 | 4.8618e-08 | 4.8618e-08 | 0 | 4.8618e-08 | 4.8618e-08 | 0 | 4.8618e-08 | 4.8618e-08 | 0 | 4.8618e-08 | Column30: 4.8618e-08 | [29 empty] | 7.3.2.1.3 Advanced weather monitoring and weather stations Weather StationsWLDFRElectric Reliability | WLDFR | HFTD - Distribution - Tier 3 - 1QU CoRE ¦ 2QU LoRE | Non-Red Flag Warning - Large Fires | 2030 | Electric Reliability | 0.74734 | 145.2608 | 2030 | Mitigation | 0.011149 | 10 | 0 | esc | 0 | 0 | 0.011149 | 0.0083319 | 0.011149 | 0.0083319 | 0.011149 | 0.0083319
[79 empty] | WLDFR | HFTD - Distribution - Tier 2 - 5QU CoRE ¦ 5QU LoRE | Non-Red Flag Warning - Large Fires | 2028 | 0 | 0 | 0 | 0 | 5.777 | 0.74734 | 3.238 | 1.7917 | 0.0083319 | 0.0083319 | 0.0083319 | 0.0083319 | 6.0654e-06 |  | 0 | 5.0537e-08 | 5.0537e-08 | 0 | 5.0537e-08 | 5.0537e-08 | 0 | 5.0537e-08 | 5.0537e-08 | 0 | 5.0537e-08 | Column30: 5.0537e-08 | [29 empty] | 7.3.2.1.3 Advanced weather monitoring and weather stations Weather StationsWLDFRElectric Reliability | WLDFR | HFTD - Distribution - Tier 3 - 1QU CoRE ¦ 2QU LoRE | Non-Red Flag Warning - Large Fires | 2031 | Electric Reliability | 0.74734 | 145.2608 | 2031 | Mitigation | 0.011149 | 10 | 0 | esc | 0 | 0 | 0 | 0 | 0.011149 | 0.0083319 | 0.011149 | 0.0083319
[79 empty] | WLDFR | HFTD - Distribution - Tier 2 - 5QU CoRE ¦ 5QU LoRE | Non-Red Flag Warning - Large Fires | 2029 | 0 | 0 | 0 | 0 | 5.777 | 0.74734 | 3.238 | 1.7917 | 0.0083319 | 0.0083319 | 0.0083319 | 0.0083319 | 6.0654e-06 |  | 0 | 5.0537e-08 | 5.0537e-08 | 0 | 5.0537e-08 | 5.0537e-08 | 0 | 5.0537e-08 | 5.0537e-08 | 0 | 5.0537e-08 | Column30: 5.0537e-08 | [29 empty] | 7.3.2.1.3 Advanced weather monitoring and weather stations Weather StationsWLDFRElectric Reliability | WLDFR | HFTD - Distribution - Tier 3 - 1QU CoRE ¦ 2QU LoRE | Non-Red Flag Warning - Large Fires | 2032 | Electric Reliability | 0.74734 | 145.2608 | 2032 | Mitigation | 0.011149 | 10 | 0 | esc | 0 | 0 | 0 | 0 | 0 | 0 | 0.011149 | 0.0083319
[79 empty] | WLDFR | HFTD - Distribution - Tier 2 - 5QU CoRE ¦ 5QU LoRE | Non-Red Flag Warning - Large Fires | 2030 | 0 | 0 | 0 | 0 | 5.777 | 0.74734 | 3.238 | 1.7917 | 0 | 0.0083319 | 0.0083319 | 0.0083319 | 6.0654e-06 |  | 0 | 0 | 0 | 0 | 5.0537e-08 | 5.0537e-08 | 0 | 5.0537e-08 | 5.0537e-08 | 0 | 5.0537e-08 | Column30: 5.0537e-08 | [29 empty] | 7.3.2.1.3 Advanced weather monitoring and weather stations Weather StationsWLDFRElectric Reliability | WLDFR | HFTD - Distribution - Tier 3 - 1QU CoRE ¦ 2QU LoRE | Non-Red Flag Warning - Small Fires | 2021 | Electric Reliability | 0.036425 | 145.2608 | 2021 | Mitigation | 0.011149 | 10 | 0 | esc | 0.011149 | 0.0004061 | 0.011149 | 0.0004061 | 0 | 0 | 0 | 0
[79 empty] | WLDFR | HFTD - Distribution - Tier 2 - 5QU CoRE ¦ 5QU LoRE | Non-Red Flag Warning - Large Fires | 2031 | 0 | 0 | 0 | 0 | 5.777 | 0.74734 | 3.238 | 1.7917 | 0 | 0 | 0.0083319 | 0.0083319 | 6.0654e-06 |  | 0 | 0 | 0 | 0 | 0 | 0 | 0 | 5.0537e-08 | 5.0537e-08 | 0 | 5.0537e-08 | Column30: 5.0537e-08 | [29 empty] | 7.3.2.1.3 Advanced weather monitoring and weather stations Weather StationsWLDFRElectric Reliability | WLDFR | HFTD - Distribution - Tier 3 - 1QU CoRE ¦ 2QU LoRE | Non-Red Flag Warning - Small Fires | 2022 | Electric Reliability | 0.036425 | 145.2608 | 2022 | Mitigation | 0.011149 | 10 | 0 | esc | 0.011149 | 0.0004061 | 0.011149 | 0.0004061 | 0.011149 | 0.0004061 | 0 | 0
[79 empty] | WLDFR | HFTD - Distribution - Tier 2 - 5QU CoRE ¦ 5QU LoRE | Non-Red Flag Warning - Large Fires | 2032 | 0 | 0 | 0 | 0 | 5.777 | 0.74734 | 3.238 | 1.7917 | 0 | 0 | 0 | 0.0083319 | 6.0654e-06 |  | 0 | 0 | 0 | 0 | 0 | 0 | 0 | 0 | 0 | 0 | 5.0537e-08 | Column30: 5.0537e-08 | [29 empty] | 7.3.2.1.3 Advanced weather monitoring and weather stations Weather StationsWLDFRElectric Reliability | WLDFR | HFTD - Distribution - Tier 3 - 1QU CoRE ¦ 2QU LoRE | Non-Red Flag Warning - Small Fires | 2023 | Electric Reliability | 0.03759 | 145.2608 | 2023 | Mitigation | 0.011149 | 10 | 0 | esc | 0.011149 | 0.00041909 | 0.011149 | 0.00041909 | 0.011149 | 0.00041909 | 0.011149 | 0.00041909
[79 empty] | WLDFR | HFTD - Distribution - Tier 2 - 5QU CoRE ¦ 5QU LoRE | Non-Red Flag Warning - Small Fires | 2020 | 0 | 0 | 0 | 0 | 0.077901 | 0.036425 | 0.0015809 | 0.039895 | 0.0004061 | 0 | 0 | 0 | 0.0021752 |  | 0 | 8.8335e-07 | 8.8335e-07 | 0 | 0 | 0 | 0 | 0 | 0 | 0 | 0 | Column30: 0 | [29 empty] | 7.3.2.1.3 Advanced weather monitoring and weather stations Weather StationsWLDFRElectric Reliability | WLDFR | HFTD - Distribution - Tier 3 - 1QU CoRE ¦ 2QU LoRE | Non-Red Flag Warning - Small Fires | 2024 | Electric Reliability | 0.03759 | 145.2608 | 2024 | Mitigation | 0.011149 | 10 | 0 | esc | 0.011149 | 0.00041909 | 0.011149 | 0.00041909 | 0.011149 | 0.00041909 | 0.011149 | 0.00041909
[79 empty] | WLDFR | HFTD - Distribution - Tier 2 - 5QU CoRE ¦ 5QU LoRE | Non-Red Flag Warning - Small Fires | 2021 | 0 | 0 | 0 | 0 | 0.077901 | 0.036425 | 0.0015809 | 0.039895 | 0.0004061 | 0.0004061 | 0 | 0 | 0.0021752 |  | 0 | 8.8335e-07 | 8.8335e-07 | 0 | 8.8335e-07 | 8.8335e-07 | 0 | 0 | 0 | 0 | 0 | Column30: 0 | [29 empty] | 7.3.2.1.3 Advanced weather monitoring and weather stations Weather StationsWLDFRElectric Reliability | WLDFR | HFTD - Distribution - Tier 3 - 1QU CoRE ¦ 2QU LoRE | Non-Red Flag Warning - Small Fires | 2025 | Electric Reliability | 0.03759 | 145.2608 | 2025 | Mitigation | 0.011149 | 10 | 0 | esc | 0.011149 | 0.00041909 | 0.011149 | 0.00041909 | 0.011149 | 0.00041909 | 0.011149 | 0.00041909
[79 empty] | WLDFR | HFTD - Distribution - Tier 2 - 5QU CoRE ¦ 5QU LoRE | Non-Red Flag Warning - Small Fires | 2022 | 0 | 0 | 0 | 0 | 0.077901 | 0.036425 | 0.0015809 | 0.039895 | 0.0004061 | 0.0004061 | 0.0004061 | 0 | 0.0021752 |  | 0 | 8.8335e-07 | 8.8335e-07 | 0 | 8.8335e-07 | 8.8335e-07 | 0 | 8.8335e-07 | 8.8335e-07 | 0 | 0 | Column30: 0 | [29 empty] | 7.3.2.1.3 Advanced weather monitoring and weather stations Weather StationsWLDFRElectric Reliability | WLDFR | HFTD - Distribution - Tier 3 - 1QU CoRE ¦ 2QU LoRE | Non-Red Flag Warning - Small Fires | 2026 | Electric Reliability | 0.03759 | 145.2608 | 2026 | Mitigation | 0.011149 | 10 | 0 | esc | 0.011149 | 0.00041909 | 0.011149 | 0.00041909 | 0.011149 | 0.00041909 | 0.011149 | 0.00041909
[79 empty] | WLDFR | HFTD - Distribution - Tier 2 - 5QU CoRE ¦ 5QU LoRE | Non-Red Flag Warning - Small Fires | 2023 | 0 | 0 | 0 | 0 | 0.080408 | 0.03759 | 0.0016314 | 0.041187 | 0.00041909 | 0.00041909 | 0.00041909 | 0.00041909 | 0.0021752 |  | 0 | 9.1161e-07 | 9.1161e-07 | 0 | 9.1161e-07 | 9.1161e-07 | 0 | 9.1161e-07 | 9.1161e-07 | 0 | 9.1161e-07 | Column30: 9.1161e-07 | [29 empty] | 7.3.2.1.3 Advanced weather monitoring and weather stations Weather StationsWLDFRElectric Reliability | WLDFR | HFTD - Distribution - Tier 3 - 1QU CoRE ¦ 2QU LoRE | Non-Red Flag Warning - Small Fires | 2027 | Electric Reliability | 0.03759 | 145.2608 | 2027 | Mitigation | 0.011149 | 10 | 0 | esc | 0.011149 | 0.00041909 | 0.011149 | 0.00041909 | 0.011149 | 0.00041909 | 0.011149 | 0.00041909
[79 empty] | WLDFR | HFTD - Distribution - Tier 2 - 5QU CoRE ¦ 5QU LoRE | Non-Red Flag Warning - Small Fires | 2024 | 0 | 0 | 0 | 0 | 0.080408 | 0.03759 | 0.0016314 | 0.041187 | 0.00041909 | 0.00041909 | 0.00041909 | 0.00041909 | 0.0021752 |  | 0 | 9.1161e-07 | 9.1161e-07 | 0 | 9.1161e-07 | 9.1161e-07 | 0 | 9.1161e-07 | 9.1161e-07 | 0 | 9.1161e-07 | Column30: 9.1161e-07 | [29 empty] | 7.3.2.1.3 Advanced weather monitoring and weather stations Weather StationsWLDFRElectric Reliability | WLDFR | HFTD - Distribution - Tier 3 - 1QU CoRE ¦ 2QU LoRE | Non-Red Flag Warning - Small Fires | 2028 | Electric Reliability | 0.039055 | 145.2608 | 2028 | Mitigation | 0.011149 | 10 | 0 | esc | 0.011149 | 0.00043542 | 0.011149 | 0.00043542 | 0.011149 | 0.00043542 | 0.011149 | 0.00043542
[79 empty] | WLDFR | HFTD - Distribution - Tier 2 - 5QU CoRE ¦ 5QU LoRE | Non-Red Flag Warning - Small Fires | 2025 | 0 | 0 | 0 | 0 | 0.080408 | 0.03759 | 0.0016314 | 0.041187 | 0.00041909 | 0.00041909 | 0.00041909 | 0.00041909 | 0.0021752 |  | 0 | 9.1161e-07 | 9.1161e-07 | 0 | 9.1161e-07 | 9.1161e-07 | 0 | 9.1161e-07 | 9.1161e-07 | 0 | 9.1161e-07 | Column30: 9.1161e-07 | [29 empty] | 7.3.2.1.3 Advanced weather monitoring and weather stations Weather StationsWLDFRElectric Reliability | WLDFR | HFTD - Distribution - Tier 3 - 1QU CoRE ¦ 2QU LoRE | Non-Red Flag Warning - Small Fires | 2029 | Electric Reliability | 0.039055 | 145.2608 | 2029 | Mitigation | 0.011149 | 10 | 0 | esc | 0.011149 | 0.00043542 | 0.011149 | 0.00043542 | 0.011149 | 0.00043542 | 0.011149 | 0.00043542
[79 empty] | WLDFR | HFTD - Distribution - Tier 2 - 5QU CoRE ¦ 5QU LoRE | Non-Red Flag Warning - Small Fires | 2026 | 0 | 0 | 0 | 0 | 0.080408 | 0.03759 | 0.0016314 | 0.041187 | 0.00041909 | 0.00041909 | 0.00041909 | 0.00041909 | 0.0021752 |  | 0 | 9.1161e-07 | 9.1161e-07 | 0 | 9.1161e-07 | 9.1161e-07 | 0 | 9.1161e-07 | 9.1161e-07 | 0 | 9.1161e-07 | Column30: 9.1161e-07 | [29 empty] | 7.3.2.1.3 Advanced weather monitoring and weather stations Weather StationsWLDFRElectric Reliability | WLDFR | HFTD - Distribution - Tier 3 - 1QU CoRE ¦ 2QU LoRE | Non-Red Flag Warning - Small Fires | 2030 | Electric Reliability | 0.039055 | 145.2608 | 2030 | Mitigation | 0.011149 | 10 | 0 | esc | 0 | 0 | 0.011149 | 0.00043542 | 0.011149 | 0.00043542 | 0.011149 | 0.00043542
[79 empty] | WLDFR | HFTD - Distribution - Tier 2 - 5QU CoRE ¦ 5QU LoRE | Non-Red Flag Warning - Small Fires | 2027 | 0 | 0 | 0 | 0 | 0.080408 | 0.03759 | 0.0016314 | 0.041187 | 0.00041909 | 0.00041909 | 0.00041909 | 0.00041909 | 0.0021752 |  | 0 | 9.1161e-07 | 9.1161e-07 | 0 | 9.1161e-07 | 9.1161e-07 | 0 | 9.1161e-07 | 9.1161e-07 | 0 | 9.1161e-07 | Column30: 9.1161e-07 | [29 empty] | 7.3.2.1.3 Advanced weather monitoring and weather stations Weather StationsWLDFRElectric Reliability | WLDFR | HFTD - Distribution - Tier 3 - 1QU CoRE ¦ 2QU LoRE | Non-Red Flag Warning - Small Fires | 2031 | Electric Reliability | 0.039055 | 145.2608 | 2031 | Mitigation | 0.011149 | 10 | 0 | esc | 0 | 0 | 0 | 0 | 0.011149 | 0.00043542 | 0.011149 | 0.00043542
[79 empty] | WLDFR | HFTD - Distribution - Tier 2 - 5QU CoRE ¦ 5QU LoRE | Non-Red Flag Warning - Small Fires | 2028 | 0 | 0 | 0 | 0 | 0.083606 | 0.039055 | 0.001695 | 0.042856 | 0.00043542 | 0.00043542 | 0.00043542 | 0.00043542 | 0.0021752 |  | 0 | 9.4713e-07 | 9.4713e-07 | 0 | 9.4713e-07 | 9.4713e-07 | 0 | 9.4713e-07 | 9.4713e-07 | 0 | 9.4713e-07 | Column30: 9.4713e-07 | [29 empty] | 7.3.2.1.3 Advanced weather monitoring and weather stations Weather StationsWLDFRElectric Reliability | WLDFR | HFTD - Distribution - Tier 3 - 1QU CoRE ¦ 2QU LoRE | Non-Red Flag Warning - Small Fires | 2032 | Electric Reliability | 0.039055 | 145.2608 | 2032 | Mitigation | 0.011149 | 10 | 0 | esc | 0 | 0 | 0 | 0 | 0 | 0 | 0.011149 | 0.00043542
[79 empty] | WLDFR | HFTD - Distribution - Tier 2 - 5QU CoRE ¦ 5QU LoRE | Non-Red Flag Warning - Small Fires | 2029 | 0 | 0 | 0 | 0 | 0.083606 | 0.039055 | 0.001695 | 0.042856 | 0.00043542 | 0.00043542 | 0.00043542 | 0.00043542 | 0.0021752 |  | 0 | 9.4713e-07 | 9.4713e-07 | 0 | 9.4713e-07 | 9.4713e-07 | 0 | 9.4713e-07 | 9.4713e-07 | 0 | 9.4713e-07 | Column30: 9.4713e-07 | [29 empty] | 7.3.2.1.3 Advanced weather monitoring and weather stations Weather StationsWLDFRElectric Reliability | WLDFR | HFTD - Distribution - Tier 3 - 1QU CoRE ¦ 2QU LoRE | Red Flag Warning - Catastrophic Fires | 2021 | Electric Reliability | 222.2294 | 145.2608 | 2021 | Mitigation | 0.011149 | 10 | 0 | esc | 0.011149 | 2.4776 | 0.011149 | 2.4776 | 0 | 0 | 0 | 0
[79 empty] | WLDFR | HFTD - Distribution - Tier 2 - 5QU CoRE ¦ 5QU LoRE | Non-Red Flag Warning - Small Fires | 2030 | 0 | 0 | 0 | 0 | 0.083606 | 0.039055 | 0.001695 | 0.042856 | 0 | 0.00043542 | 0.00043542 | 0.00043542 | 0.0021752 |  | 0 | 0 | 0 | 0 | 9.4713e-07 | 9.4713e-07 | 0 | 9.4713e-07 | 9.4713e-07 | 0 | 9.4713e-07 | Column30: 9.4713e-07 | [29 empty] | 7.3.2.1.3 Advanced weather monitoring and weather stations Weather StationsWLDFRElectric Reliability | WLDFR | HFTD - Distribution - Tier 3 - 1QU CoRE ¦ 2QU LoRE | Red Flag Warning - Catastrophic Fires | 2022 | Electric Reliability | 222.2294 | 145.2608 | 2022 | Mitigation | 0.011149 | 10 | 0 | esc | 0.011149 | 2.4776 | 0.011149 | 2.4776 | 0.011149 | 2.4776 | 0 | 0
[79 empty] | WLDFR | HFTD - Distribution - Tier 2 - 5QU CoRE ¦ 5QU LoRE | Non-Red Flag Warning - Small Fires | 2031 | 0 | 0 | 0 | 0 | 0.083606 | 0.039055 | 0.001695 | 0.042856 | 0 | 0 | 0.00043542 | 0.00043542 | 0.0021752 |  | 0 | 0 | 0 | 0 | 0 | 0 | 0 | 9.4713e-07 | 9.4713e-07 | 0 | 9.4713e-07 | Column30: 9.4713e-07 | [29 empty] | 7.3.2.1.3 Advanced weather monitoring and weather stations Weather StationsWLDFRElectric Reliability | WLDFR | HFTD - Distribution - Tier 3 - 1QU CoRE ¦ 2QU LoRE | Red Flag Warning - Catastrophic Fires | 2023 | Electric Reliability | 233.2301 | 145.2608 | 2023 | Mitigation | 0.011149 | 10 | 0 | esc | 0.011149 | 2.6002 | 0.011149 | 2.6002 | 0.011149 | 2.6002 | 0.011149 | 2.6002
[79 empty] | WLDFR | HFTD - Distribution - Tier 2 - 5QU CoRE ¦ 5QU LoRE | Non-Red Flag Warning - Small Fires | 2032 | 0 | 0 | 0 | 0 | 0.083606 | 0.039055 | 0.001695 | 0.042856 | 0 | 0 | 0 | 0.00043542 | 0.0021752 |  | 0 | 0 | 0 | 0 | 0 | 0 | 0 | 0 | 0 | 0 | 9.4713e-07 | Column30: 9.4713e-07 | [29 empty] | 7.3.2.1.3 Advanced weather monitoring and weather stations Weather StationsWLDFRElectric Reliability | WLDFR | HFTD - Distribution - Tier 3 - 1QU CoRE ¦ 2QU LoRE | Red Flag Warning - Catastrophic Fires | 2024 | Electric Reliability | 233.2301 | 145.2608 | 2024 | Mitigation | 0.011149 | 10 | 0 | esc | 0.011149 | 2.6002 | 0.011149 | 2.6002 | 0.011149 | 2.6002 | 0.011149 | 2.6002
[79 empty] | WLDFR | HFTD - Distribution - Tier 2 - 5QU CoRE ¦ 5QU LoRE | Red Flag Warning - Catastrophic Fires | 2020 | 0 | 0 | 0 | 0 | 14146.1306 | 222.2294 | 8585.7228 | 5338.1784 | 2.4776 | 0 | 0 | 0 | 6.1248e-07 |  | 0 | 1.5175e-06 | 1.5175e-06 | 0 | 0 | 0 | 0 | 0 | 0 | 0 | 0 | Column30: 0 | [29 empty] | 7.3.2.1.3 Advanced weather monitoring and weather stations Weather StationsWLDFRElectric Reliability | WLDFR | HFTD - Distribution - Tier 3 - 1QU CoRE ¦ 2QU LoRE | Red Flag Warning - Catastrophic Fires | 2025 | Electric Reliability | 233.2301 | 145.2608 | 2025 | Mitigation | 0.011149 | 10 | 0 | esc | 0.011149 | 2.6002 | 0.011149 | 2.6002 | 0.011149 | 2.6002 | 0.011149 | 2.6002
[79 empty] | WLDFR | HFTD - Distribution - Tier 2 - 5QU CoRE ¦ 5QU LoRE | Red Flag Warning - Catastrophic Fires | 2021 | 0 | 0 | 0 | 0 | 14146.1306 | 222.2294 | 8585.7228 | 5338.1784 | 2.4776 | 2.4776 | 0 | 0 | 6.1248e-07 |  | 0 | 1.5175e-06 | 1.5175e-06 | 0 | 1.5175e-06 | 1.5175e-06 | 0 | 0 | 0 | 0 | 0 | Column30: 0 | [29 empty] | 7.3.2.1.3 Advanced weather monitoring and weather stations Weather StationsWLDFRElectric Reliability | WLDFR | HFTD - Distribution - Tier 3 - 1QU CoRE ¦ 2QU LoRE | Red Flag Warning - Catastrophic Fires | 2026 | Electric Reliability | 233.2301 | 145.2608 | 2026 | Mitigation | 0.011149 | 10 | 0 | esc | 0.011149 | 2.6002 | 0.011149 | 2.6002 | 0.011149 | 2.6002 | 0.011149 | 2.6002
[79 empty] | WLDFR | HFTD - Distribution - Tier 2 - 5QU CoRE ¦ 5QU LoRE | Red Flag Warning - Catastrophic Fires | 2022 | 0 | 0 | 0 | 0 | 14146.1306 | 222.2294 | 8585.7228 | 5338.1784 | 2.4776 | 2.4776 | 2.4776 | 0 | 6.1248e-07 |  | 0 | 1.5175e-06 | 1.5175e-06 | 0 | 1.5175e-06 | 1.5175e-06 | 0 | 1.5175e-06 | 1.5175e-06 | 0 | 0 | Column30: 0 | [29 empty] | 7.3.2.1.3 Advanced weather monitoring and weather stations Weather StationsWLDFRElectric Reliability | WLDFR | HFTD - Distribution - Tier 3 - 1QU CoRE ¦ 2QU LoRE | Red Flag Warning - Catastrophic Fires | 2027 | Electric Reliability | 233.2301 | 145.2608 | 2027 | Mitigation | 0.011149 | 10 | 0 | esc | 0.011149 | 2.6002 | 0.011149 | 2.6002 | 0.011149 | 2.6002 | 0.011149 | 2.6002
[79 empty] | WLDFR | HFTD - Distribution - Tier 2 - 5QU CoRE ¦ 5QU LoRE | Red Flag Warning - Catastrophic Fires | 2023 | 0 | 0 | 0 | 0 | 14664.6376 | 233.2301 | 8896.516 | 5534.8915 | 2.6002 | 2.6002 | 2.6002 | 2.6002 | 6.1248e-07 |  | 0 | 1.5926e-06 | 1.5926e-06 | 0 | 1.5926e-06 | 1.5926e-06 | 0 | 1.5926e-06 | 1.5926e-06 | 0 | 1.5926e-06 | Column30: 1.5926e-06 | [29 empty] | 7.3.2.1.3 Advanced weather monitoring and weather stations Weather StationsWLDFRElectric Reliability | WLDFR | HFTD - Distribution - Tier 3 - 1QU CoRE ¦ 2QU LoRE | Red Flag Warning - Catastrophic Fires | 2028 | Electric Reliability | 247.273 | 145.2608 | 2028 | Mitigation | 0.011149 | 10 | 0 | esc | 0.011149 | 2.7568 | 0.011149 | 2.7568 | 0.011149 | 2.7568 | 0.011149 | 2.7568
[79 empty] | WLDFR | HFTD - Distribution - Tier 2 - 5QU CoRE ¦ 5QU LoRE | Red Flag Warning - Catastrophic Fires | 2024 | 0 | 0 | 0 | 0 | 14664.6376 | 233.2301 | 8896.516 | 5534.8915 | 2.6002 | 2.6002 | 2.6002 | 2.6002 | 6.1248e-07 |  | 0 | 1.5926e-06 | 1.5926e-06 | 0 | 1.5926e-06 | 1.5926e-06 | 0 | 1.5926e-06 | 1.5926e-06 | 0 | 1.5926e-06 | Column30: 1.5926e-06 | [29 empty] | 7.3.2.1.3 Advanced weather monitoring and weather stations Weather StationsWLDFRElectric Reliability | WLDFR | HFTD - Distribution - Tier 3 - 1QU CoRE ¦ 2QU LoRE | Red Flag Warning - Catastrophic Fires | 2029 | Electric Reliability | 247.273 | 145.2608 | 2029 | Mitigation | 0.011149 | 10 | 0 | esc | 0.011149 | 2.7568 | 0.011149 | 2.7568 | 0.011149 | 2.7568 | 0.011149 | 2.7568
[79 empty] | WLDFR | HFTD - Distribution - Tier 2 - 5QU CoRE ¦ 5QU LoRE | Red Flag Warning - Catastrophic Fires | 2025 | 0 | 0 | 0 | 0 | 14664.6376 | 233.2301 | 8896.516 | 5534.8915 | 2.6002 | 2.6002 | 2.6002 | 2.6002 | 6.1248e-07 |  | 0 | 1.5926e-06 | 1.5926e-06 | 0 | 1.5926e-06 | 1.5926e-06 | 0 | 1.5926e-06 | 1.5926e-06 | 0 | 1.5926e-06 | Column30: 1.5926e-06 | [29 empty] | 7.3.2.1.3 Advanced weather monitoring and weather stations Weather StationsWLDFRElectric Reliability | WLDFR | HFTD - Distribution - Tier 3 - 1QU CoRE ¦ 2QU LoRE | Red Flag Warning - Catastrophic Fires | 2030 | Electric Reliability | 247.273 | 145.2608 | 2030 | Mitigation | 0.011149 | 10 | 0 | esc | 0 | 0 | 0.011149 | 2.7568 | 0.011149 | 2.7568 | 0.011149 | 2.7568
[79 empty] | WLDFR | HFTD - Distribution - Tier 2 - 5QU CoRE ¦ 5QU LoRE | Red Flag Warning - Catastrophic Fires | 2026 | 0 | 0 | 0 | 0 | 14664.6376 | 233.2301 | 8896.516 | 5534.8915 | 2.6002 | 2.6002 | 2.6002 | 2.6002 | 6.1248e-07 |  | 0 | 1.5926e-06 | 1.5926e-06 | 0 | 1.5926e-06 | 1.5926e-06 | 0 | 1.5926e-06 | 1.5926e-06 | 0 | 1.5926e-06 | Column30: 1.5926e-06 | [29 empty] | 7.3.2.1.3 Advanced weather monitoring and weather stations Weather StationsWLDFRElectric Reliability | WLDFR | HFTD - Distribution - Tier 3 - 1QU CoRE ¦ 2QU LoRE | Red Flag Warning - Catastrophic Fires | 2031 | Electric Reliability | 247.273 | 145.2608 | 2031 | Mitigation | 0.011149 | 10 | 0 | esc | 0 | 0 | 0 | 0 | 0.011149 | 2.7568 | 0.011149 | 2.7568
[79 empty] | WLDFR | HFTD - Distribution - Tier 2 - 5QU CoRE ¦ 5QU LoRE | Red Flag Warning - Catastrophic Fires | 2027 | 0 | 0 | 0 | 0 | 14664.6376 | 233.2301 | 8896.516 | 5534.8915 | 2.6002 | 2.6002 | 2.6002 | 2.6002 | 6.1248e-07 |  | 0 | 1.5926e-06 | 1.5926e-06 | 0 | 1.5926e-06 | 1.5926e-06 | 0 | 1.5926e-06 | 1.5926e-06 | 0 | 1.5926e-06 | Column30: 1.5926e-06 | [29 empty] | 7.3.2.1.3 Advanced weather monitoring and weather stations Weather StationsWLDFRElectric Reliability | WLDFR | HFTD - Distribution - Tier 3 - 1QU CoRE ¦ 2QU LoRE | Red Flag Warning - Catastrophic Fires | 2032 | Electric Reliability | 247.273 | 145.2608 | 2032 | Mitigation | 0.011149 | 10 | 0 | esc | 0 | 0 | 0 | 0 | 0 | 0 | 0.011149 | 2.7568
[79 empty] | WLDFR | HFTD - Distribution - Tier 2 - 5QU CoRE ¦ 5QU LoRE | Red Flag Warning - Catastrophic Fires | 2028 | 0 | 0 | 0 | 0 | 15317.9909 | 247.273 | 9287.6491 | 5783.0689 | 2.7568 | 2.7568 | 2.7568 | 2.7568 | 6.1248e-07 |  | 0 | 1.6885e-06 | 1.6885e-06 | 0 | 1.6885e-06 | 1.6885e-06 | 0 | 1.6885e-06 | 1.6885e-06 | 0 | 1.6885e-06 | Column30: 1.6885e-06 | [29 empty] | 7.3.2.1.3 Advanced weather monitoring and weather stations Weather StationsWLDFRElectric Reliability | WLDFR | HFTD - Distribution - Tier 3 - 1QU CoRE ¦ 2QU LoRE | Red Flag Warning - Destructive Fires | 2021 | Electric Reliability | 222.2294 | 145.2608 | 2021 | Mitigation | 0.011149 | 10 | 0 | esc | 0.011149 | 2.4776 | 0.011149 | 2.4776 | 0 | 0 | 0 | 0
[79 empty] | WLDFR | HFTD - Distribution - Tier 2 - 5QU CoRE ¦ 5QU LoRE | Red Flag Warning - Catastrophic Fires | 2029 | 0 | 0 | 0 | 0 | 15317.9909 | 247.273 | 9287.6491 | 5783.0689 | 2.7568 | 2.7568 | 2.7568 | 2.7568 | 6.1248e-07 |  | 0 | 1.6885e-06 | 1.6885e-06 | 0 | 1.6885e-06 | 1.6885e-06 | 0 | 1.6885e-06 | 1.6885e-06 | 0 | 1.6885e-06 | Column30: 1.6885e-06 | [29 empty] | 7.3.2.1.3 Advanced weather monitoring and weather stations Weather StationsWLDFRElectric Reliability | WLDFR | HFTD - Distribution - Tier 3 - 1QU CoRE ¦ 2QU LoRE | Red Flag Warning - Destructive Fires | 2022 | Electric Reliability | 222.2294 | 145.2608 | 2022 | Mitigation | 0.011149 | 10 | 0 | esc | 0.011149 | 2.4776 | 0.011149 | 2.4776 | 0.011149 | 2.4776 | 0 | 0
[79 empty] | WLDFR | HFTD - Distribution - Tier 2 - 5QU CoRE ¦ 5QU LoRE | Red Flag Warning - Catastrophic Fires | 2030 | 0 | 0 | 0 | 0 | 15317.9909 | 247.273 | 9287.6491 | 5783.0689 | 0 | 2.7568 | 2.7568 | 2.7568 | 6.1248e-07 |  | 0 | 0 | 0 | 0 | 1.6885e-06 | 1.6885e-06 | 0 | 1.6885e-06 | 1.6885e-06 | 0 | 1.6885e-06 | Column30: 1.6885e-06 | [29 empty] | 7.3.2.1.3 Advanced weather monitoring and weather stations Weather StationsWLDFRElectric Reliability | WLDFR | HFTD - Distribution - Tier 3 - 1QU CoRE ¦ 2QU LoRE | Red Flag Warning - Destructive Fires | 2023 | Electric Reliability | 233.2301 | 145.2608 | 2023 | Mitigation | 0.011149 | 10 | 0 | esc | 0.011149 | 2.6002 | 0.011149 | 2.6002 | 0.011149 | 2.6002 | 0.011149 | 2.6002
[79 empty] | WLDFR | HFTD - Distribution - Tier 2 - 5QU CoRE ¦ 5QU LoRE | Red Flag Warning - Catastrophic Fires | 2031 | 0 | 0 | 0 | 0 | 15317.9909 | 247.273 | 9287.6491 | 5783.0689 | 0 | 0 | 2.7568 | 2.7568 | 6.1248e-07 |  | 0 | 0 | 0 | 0 | 0 | 0 | 0 | 1.6885e-06 | 1.6885e-06 | 0 | 1.6885e-06 | Column30: 1.6885e-06 | [29 empty] | 7.3.2.1.3 Advanced weather monitoring and weather stations Weather StationsWLDFRElectric Reliability | WLDFR | HFTD - Distribution - Tier 3 - 1QU CoRE ¦ 2QU LoRE | Red Flag Warning - Destructive Fires | 2024 | Electric Reliability | 233.2301 | 145.2608 | 2024 | Mitigation | 0.011149 | 10 | 0 | esc | 0.011149 | 2.6002 | 0.011149 | 2.6002 | 0.011149 | 2.6002 | 0.011149 | 2.6002
[79 empty] | WLDFR | HFTD - Distribution - Tier 2 - 5QU CoRE ¦ 5QU LoRE | Red Flag Warning - Catastrophic Fires | 2032 | 0 | 0 | 0 | 0 | 15317.9909 | 247.273 | 9287.6491 | 5783.0689 | 0 | 0 | 0 | 2.7568 | 6.1248e-07 |  | 0 | 0 | 0 | 0 | 0 | 0 | 0 | 0 | 0 | 0 | 1.6885e-06 | Column30: 1.6885e-06 | [29 empty] | 7.3.2.1.3 Advanced weather monitoring and weather stations Weather StationsWLDFRElectric Reliability | WLDFR | HFTD - Distribution - Tier 3 - 1QU CoRE ¦ 2QU LoRE | Red Flag Warning - Destructive Fires | 2025 | Electric Reliability | 233.2301 | 145.2608 | 2025 | Mitigation | 0.011149 | 10 | 0 | esc | 0.011149 | 2.6002 | 0.011149 | 2.6002 | 0.011149 | 2.6002 | 0.011149 | 2.6002
[79 empty] | WLDFR | HFTD - Distribution - Tier 2 - 5QU CoRE ¦ 5QU LoRE | Red Flag Warning - Destructive Fires | 2020 | 0 | 0 | 0 | 0 | 8807.9522 | 222.2294 | 8585.7228 | 0 | 2.4776 | 0 | 0 | 0 | 1.1247e-07 |  | 0 | 2.7865e-07 | 2.7865e-07 | 0 | 0 | 0 | 0 | 0 | 0 | 0 | 0 | Column30: 0 | [29 empty] | 7.3.2.1.3 Advanced weather monitoring and weather stations Weather StationsWLDFRElectric Reliability | WLDFR | HFTD - Distribution - Tier 3 - 1QU CoRE ¦ 2QU LoRE | Red Flag Warning - Destructive Fires | 2026 | Electric Reliability | 233.2301 | 145.2608 | 2026 | Mitigation | 0.011149 | 10 | 0 | esc | 0.011149 | 2.6002 | 0.011149 | 2.6002 | 0.011149 | 2.6002 | 0.011149 | 2.6002
[79 empty] | WLDFR | HFTD - Distribution - Tier 2 - 5QU CoRE ¦ 5QU LoRE | Red Flag Warning - Destructive Fires | 2021 | 0 | 0 | 0 | 0 | 8807.9522 | 222.2294 | 8585.7228 | 0 | 2.4776 | 2.4776 | 0 | 0 | 1.1247e-07 |  | 0 | 2.7865e-07 | 2.7865e-07 | 0 | 2.7865e-07 | 2.7865e-07 | 0 | 0 | 0 | 0 | 0 | Column30: 0 | [29 empty] | 7.3.2.1.3 Advanced weather monitoring and weather stations Weather StationsWLDFRElectric Reliability | WLDFR | HFTD - Distribution - Tier 3 - 1QU CoRE ¦ 2QU LoRE | Red Flag Warning - Destructive Fires | 2027 | Electric Reliability | 233.2301 | 145.2608 | 2027 | Mitigation | 0.011149 | 10 | 0 | esc | 0.011149 | 2.6002 | 0.011149 | 2.6002 | 0.011149 | 2.6002 | 0.011149 | 2.6002
[79 empty] | WLDFR | HFTD - Distribution - Tier 2 - 5QU CoRE ¦ 5QU LoRE | Red Flag Warning - Destructive Fires | 2022 | 0 | 0 | 0 | 0 | 8807.9522 | 222.2294 | 8585.7228 | 0 | 2.4776 | 2.4776 | 2.4776 | 0 | 1.1247e-07 |  | 0 | 2.7865e-07 | 2.7865e-07 | 0 | 2.7865e-07 | 2.7865e-07 | 0 | 2.7865e-07 | 2.7865e-07 | 0 | 0 | Column30: 0 | [29 empty] | 7.3.2.1.3 Advanced weather monitoring and weather stations Weather StationsWLDFRElectric Reliability | WLDFR | HFTD - Distribution - Tier 3 - 1QU CoRE ¦ 2QU LoRE | Red Flag Warning - Destructive Fires | 2028 | Electric Reliability | 247.273 | 145.2608 | 2028 | Mitigation | 0.011149 | 10 | 0 | esc | 0.011149 | 2.7568 | 0.011149 | 2.7568 | 0.011149 | 2.7568 | 0.011149 | 2.7568
[79 empty] | WLDFR | HFTD - Distribution - Tier 2 - 5QU CoRE ¦ 5QU LoRE | Red Flag Warning - Destructive Fires | 2023 | 0 | 0 | 0 | 0 | 9129.7461 | 233.2301 | 8896.516 | 0 | 2.6002 | 2.6002 | 2.6002 | 2.6002 | 1.1247e-07 |  | 0 | 2.9245e-07 | 2.9245e-07 | 0 | 2.9245e-07 | 2.9245e-07 | 0 | 2.9245e-07 | 2.9245e-07 | 0 | 2.9245e-07 | Column30: 2.9245e-07 | [29 empty] | 7.3.2.1.3 Advanced weather monitoring and weather stations Weather StationsWLDFRElectric Reliability | WLDFR | HFTD - Distribution - Tier 3 - 1QU CoRE ¦ 2QU LoRE | Red Flag Warning - Destructive Fires | 2029 | Electric Reliability | 247.273 | 145.2608 | 2029 | Mitigation | 0.011149 | 10 | 0 | esc | 0.011149 | 2.7568 | 0.011149 | 2.7568 | 0.011149 | 2.7568 | 0.011149 | 2.7568
[79 empty] | WLDFR | HFTD - Distribution - Tier 2 - 5QU CoRE ¦ 5QU LoRE | Red Flag Warning - Destructive Fires | 2024 | 0 | 0 | 0 | 0 | 9129.7461 | 233.2301 | 8896.516 | 0 | 2.6002 | 2.6002 | 2.6002 | 2.6002 | 1.1247e-07 |  | 0 | 2.9245e-07 | 2.9245e-07 | 0 | 2.9245e-07 | 2.9245e-07 | 0 | 2.9245e-07 | 2.9245e-07 | 0 | 2.9245e-07 | Column30: 2.9245e-07 | [29 empty] | 7.3.2.1.3 Advanced weather monitoring and weather stations Weather StationsWLDFRElectric Reliability | WLDFR | HFTD - Distribution - Tier 3 - 1QU CoRE ¦ 2QU LoRE | Red Flag Warning - Destructive Fires | 2030 | Electric Reliability | 247.273 | 145.2608 | 2030 | Mitigation | 0.011149 | 10 | 0 | esc | 0 | 0 | 0.011149 | 2.7568 | 0.011149 | 2.7568 | 0.011149 | 2.7568
[79 empty] | WLDFR | HFTD - Distribution - Tier 2 - 5QU CoRE ¦ 5QU LoRE | Red Flag Warning - Destructive Fires | 2025 | 0 | 0 | 0 | 0 | 9129.7461 | 233.2301 | 8896.516 | 0 | 2.6002 | 2.6002 | 2.6002 | 2.6002 | 1.1247e-07 |  | 0 | 2.9245e-07 | 2.9245e-07 | 0 | 2.9245e-07 | 2.9245e-07 | 0 | 2.9245e-07 | 2.9245e-07 | 0 | 2.9245e-07 | Column30: 2.9245e-07 | [29 empty] | 7.3.2.1.3 Advanced weather monitoring and weather stations Weather StationsWLDFRElectric Reliability | WLDFR | HFTD - Distribution - Tier 3 - 1QU CoRE ¦ 2QU LoRE | Red Flag Warning - Destructive Fires | 2031 | Electric Reliability | 247.273 | 145.2608 | 2031 | Mitigation | 0.011149 | 10 | 0 | esc | 0 | 0 | 0 | 0 | 0.011149 | 2.7568 | 0.011149 | 2.7568
[79 empty] | WLDFR | HFTD - Distribution - Tier 2 - 5QU CoRE ¦ 5QU LoRE | Red Flag Warning - Destructive Fires | 2026 | 0 | 0 | 0 | 0 | 9129.7461 | 233.2301 | 8896.516 | 0 | 2.6002 | 2.6002 | 2.6002 | 2.6002 | 1.1247e-07 |  | 0 | 2.9245e-07 | 2.9245e-07 | 0 | 2.9245e-07 | 2.9245e-07 | 0 | 2.9245e-07 | 2.9245e-07 | 0 | 2.9245e-07 | Column30: 2.9245e-07 | [29 empty] | 7.3.2.1.3 Advanced weather monitoring and weather stations Weather StationsWLDFRElectric Reliability | WLDFR | HFTD - Distribution - Tier 3 - 1QU CoRE ¦ 2QU LoRE | Red Flag Warning - Destructive Fires | 2032 | Electric Reliability | 247.273 | 145.2608 | 2032 | Mitigation | 0.011149 | 10 | 0 | esc | 0 | 0 | 0 | 0 | 0 | 0 | 0.011149 | 2.7568
[79 empty] | WLDFR | HFTD - Distribution - Tier 2 - 5QU CoRE ¦ 5QU LoRE | Red Flag Warning - Destructive Fires | 2027 | 0 | 0 | 0 | 0 | 9129.7461 | 233.2301 | 8896.516 | 0 | 2.6002 | 2.6002 | 2.6002 | 2.6002 | 1.1247e-07 |  | 0 | 2.9245e-07 | 2.9245e-07 | 0 | 2.9245e-07 | 2.9245e-07 | 0 | 2.9245e-07 | 2.9245e-07 | 0 | 2.9245e-07 | Column30: 2.9245e-07 | [29 empty] | 7.3.2.1.3 Advanced weather monitoring and weather stations Weather StationsWLDFRElectric Reliability | WLDFR | HFTD - Distribution - Tier 3 - 1QU CoRE ¦ 2QU LoRE | Red Flag Warning - Large Fires | 2021 | Electric Reliability | 0.69642 | 145.2608 | 2021 | Mitigation | 0.011149 | 10 | 0 | esc | 0.011149 | 0.0077642 | 0.011149 | 0.0077642 | 0 | 0 | 0 | 0
[79 empty] | WLDFR | HFTD - Distribution - Tier 2 - 5QU CoRE ¦ 5QU LoRE | Red Flag Warning - Destructive Fires | 2028 | 0 | 0 | 0 | 0 | 9534.9221 | 247.273 | 9287.6491 | 0 | 2.7568 | 2.7568 | 2.7568 | 2.7568 | 1.1247e-07 |  | 0 | 3.1006e-07 | 3.1006e-07 | 0 | 3.1006e-07 | 3.1006e-07 | 0 | 3.1006e-07 | 3.1006e-07 | 0 | 3.1006e-07 | Column30: 3.1006e-07 | [29 empty] | 7.3.2.1.3 Advanced weather monitoring and weather stations Weather StationsWLDFRElectric Reliability | WLDFR | HFTD - Distribution - Tier 3 - 1QU CoRE ¦ 2QU LoRE | Red Flag Warning - Large Fires | 2022 | Electric Reliability | 0.69642 | 145.2608 | 2022 | Mitigation | 0.011149 | 10 | 0 | esc | 0.011149 | 0.0077642 | 0.011149 | 0.0077642 | 0.011149 | 0.0077642 | 0 | 0
[79 empty] | WLDFR | HFTD - Distribution - Tier 2 - 5QU CoRE ¦ 5QU LoRE | Red Flag Warning - Destructive Fires | 2029 | 0 | 0 | 0 | 0 | 9534.9221 | 247.273 | 9287.6491 | 0 | 2.7568 | 2.7568 | 2.7568 | 2.7568 | 1.1247e-07 |  | 0 | 3.1006e-07 | 3.1006e-07 | 0 | 3.1006e-07 | 3.1006e-07 | 0 | 3.1006e-07 | 3.1006e-07 | 0 | 3.1006e-07 | Column30: 3.1006e-07 | [29 empty] | 7.3.2.1.3 Advanced weather monitoring and weather stations Weather StationsWLDFRElectric Reliability | WLDFR | HFTD - Distribution - Tier 3 - 1QU CoRE ¦ 2QU LoRE | Red Flag Warning - Large Fires | 2023 | Electric Reliability | 0.71896 | 145.2608 | 2023 | Mitigation | 0.011149 | 10 | 0 | esc | 0.011149 | 0.0080156 | 0.011149 | 0.0080156 | 0.011149 | 0.0080156 | 0.011149 | 0.0080156
[79 empty] | WLDFR | HFTD - Distribution - Tier 2 - 5QU CoRE ¦ 5QU LoRE | Red Flag Warning - Destructive Fires | 2030 | 0 | 0 | 0 | 0 | 9534.9221 | 247.273 | 9287.6491 | 0 | 0 | 2.7568 | 2.7568 | 2.7568 | 1.1247e-07 |  | 0 | 0 | 0 | 0 | 3.1006e-07 | 3.1006e-07 | 0 | 3.1006e-07 | 3.1006e-07 | 0 | 3.1006e-07 | Column30: 3.1006e-07 | [29 empty] | 7.3.2.1.3 Advanced weather monitoring and weather stations Weather StationsWLDFRElectric Reliability | WLDFR | HFTD - Distribution - Tier 3 - 1QU CoRE ¦ 2QU LoRE | Red Flag Warning - Large Fires | 2024 | Electric Reliability | 0.71896 | 145.2608 | 2024 | Mitigation | 0.011149 | 10 | 0 | esc | 0.011149 | 0.0080156 | 0.011149 | 0.0080156 | 0.011149 | 0.0080156 | 0.011149 | 0.0080156
[79 empty] | WLDFR | HFTD - Distribution - Tier 2 - 5QU CoRE ¦ 5QU LoRE | Red Flag Warning - Destructive Fires | 2031 | 0 | 0 | 0 | 0 | 9534.9221 | 247.273 | 9287.6491 | 0 | 0 | 0 | 2.7568 | 2.7568 | 1.1247e-07 |  | 0 | 0 | 0 | 0 | 0 | 0 | 0 | 3.1006e-07 | 3.1006e-07 | 0 | 3.1006e-07 | Column30: 3.1006e-07 | [29 empty] | 7.3.2.1.3 Advanced weather monitoring and weather stations Weather StationsWLDFRElectric Reliability | WLDFR | HFTD - Distribution - Tier 3 - 1QU CoRE ¦ 2QU LoRE | Red Flag Warning - Large Fires | 2025 | Electric Reliability | 0.71896 | 145.2608 | 2025 | Mitigation | 0.011149 | 10 | 0 | esc | 0.011149 | 0.0080156 | 0.011149 | 0.0080156 | 0.011149 | 0.0080156 | 0.011149 | 0.0080156
[79 empty] | WLDFR | HFTD - Distribution - Tier 2 - 5QU CoRE ¦ 5QU LoRE | Red Flag Warning - Destructive Fires | 2032 | 0 | 0 | 0 | 0 | 9534.9221 | 247.273 | 9287.6491 | 0 | 0 | 0 | 0 | 2.7568 | 1.1247e-07 |  | 0 | 0 | 0 | 0 | 0 | 0 | 0 | 0 | 0 | 0 | 3.1006e-07 | Column30: 3.1006e-07 | [29 empty] | 7.3.2.1.3 Advanced weather monitoring and weather stations Weather StationsWLDFRElectric Reliability | WLDFR | HFTD - Distribution - Tier 3 - 1QU CoRE ¦ 2QU LoRE | Red Flag Warning - Large Fires | 2026 | Electric Reliability | 0.71896 | 145.2608 | 2026 | Mitigation | 0.011149 | 10 | 0 | esc | 0.011149 | 0.0080156 | 0.011149 | 0.0080156 | 0.011149 | 0.0080156 | 0.011149 | 0.0080156
[79 empty] | WLDFR | HFTD - Distribution - Tier 2 - 5QU CoRE ¦ 5QU LoRE | Red Flag Warning - Large Fires | 2020 | 0 | 0 | 0 | 0 | 5.2406 | 0.69642 | 2.942 | 1.6022 | 0.0077642 | 0 | 0 | 0 | 1.0018e-05 |  | 0 | 7.7784e-08 | 7.7784e-08 | 0 | 0 | 0 | 0 | 0 | 0 | 0 | 0 | Column30: 0 | [29 empty] | 7.3.2.1.3 Advanced weather monitoring and weather stations Weather StationsWLDFRElectric Reliability | WLDFR | HFTD - Distribution - Tier 3 - 1QU CoRE ¦ 2QU LoRE | Red Flag Warning - Large Fires | 2027 | Electric Reliability | 0.71896 | 145.2608 | 2027 | Mitigation | 0.011149 | 10 | 0 | esc | 0.011149 | 0.0080156 | 0.011149 | 0.0080156 | 0.011149 | 0.0080156 | 0.011149 | 0.0080156
[79 empty] | WLDFR | HFTD - Distribution - Tier 2 - 5QU CoRE ¦ 5QU LoRE | Red Flag Warning - Large Fires | 2021 | 0 | 0 | 0 | 0 | 5.2406 | 0.69642 | 2.942 | 1.6022 | 0.0077642 | 0.0077642 | 0 | 0 | 1.0018e-05 |  | 0 | 7.7784e-08 | 7.7784e-08 | 0 | 7.7784e-08 | 7.7784e-08 | 0 | 0 | 0 | 0 | 0 | Column30: 0 | [29 empty] | 7.3.2.1.3 Advanced weather monitoring and weather stations Weather StationsWLDFRElectric Reliability | WLDFR | HFTD - Distribution - Tier 3 - 1QU CoRE ¦ 2QU LoRE | Red Flag Warning - Large Fires | 2028 | Electric Reliability | 0.74734 | 145.2608 | 2028 | Mitigation | 0.011149 | 10 | 0 | esc | 0.011149 | 0.0083319 | 0.011149 | 0.0083319 | 0.011149 | 0.0083319 | 0.011149 | 0.0083319
[79 empty] | WLDFR | HFTD - Distribution - Tier 2 - 5QU CoRE ¦ 5QU LoRE | Red Flag Warning - Large Fires | 2022 | 0 | 0 | 0 | 0 | 5.2406 | 0.69642 | 2.942 | 1.6022 | 0.0077642 | 0.0077642 | 0.0077642 | 0 | 1.0018e-05 |  | 0 | 7.7784e-08 | 7.7784e-08 | 0 | 7.7784e-08 | 7.7784e-08 | 0 | 7.7784e-08 | 7.7784e-08 | 0 | 0 | Column30: 0 | [29 empty] | 7.3.2.1.3 Advanced weather monitoring and weather stations Weather StationsWLDFRElectric Reliability | WLDFR | HFTD - Distribution - Tier 3 - 1QU CoRE ¦ 2QU LoRE | Red Flag Warning - Large Fires | 2029 | Electric Reliability | 0.74734 | 145.2608 | 2029 | Mitigation | 0.011149 | 10 | 0 | esc | 0.011149 | 0.0083319 | 0.011149 | 0.0083319 | 0.011149 | 0.0083319 | 0.011149 | 0.0083319
[79 empty] | WLDFR | HFTD - Distribution - Tier 2 - 5QU CoRE ¦ 5QU LoRE | Red Flag Warning - Large Fires | 2023 | 0 | 0 | 0 | 0 | 5.475 | 0.71896 | 3.0715 | 1.6846 | 0.0080156 | 0.0080156 | 0.0080156 | 0.0080156 | 1.0018e-05 |  | 0 | 8.0301e-08 | 8.0301e-08 | 0 | 8.0301e-08 | 8.0301e-08 | 0 | 8.0301e-08 | 8.0301e-08 | 0 | 8.0301e-08 | Column30: 8.0301e-08 | [29 empty] | 7.3.2.1.3 Advanced weather monitoring and weather stations Weather StationsWLDFRElectric Reliability | WLDFR | HFTD - Distribution - Tier 3 - 1QU CoRE ¦ 2QU LoRE | Red Flag Warning - Large Fires | 2030 | Electric Reliability | 0.74734 | 145.2608 | 2030 | Mitigation | 0.011149 | 10 | 0 | esc | 0 | 0 | 0.011149 | 0.0083319 | 0.011149 | 0.0083319 | 0.011149 | 0.0083319
[79 empty] | WLDFR | HFTD - Distribution - Tier 2 - 5QU CoRE ¦ 5QU LoRE | Red Flag Warning - Large Fires | 2024 | 0 | 0 | 0 | 0 | 5.475 | 0.71896 | 3.0715 | 1.6846 | 0.0080156 | 0.0080156 | 0.0080156 | 0.0080156 | 1.0018e-05 |  | 0 | 8.0301e-08 | 8.0301e-08 | 0 | 8.0301e-08 | 8.0301e-08 | 0 | 8.0301e-08 | 8.0301e-08 | 0 | 8.0301e-08 | Column30: 8.0301e-08 | [29 empty] | 7.3.2.1.3 Advanced weather monitoring and weather stations Weather StationsWLDFRElectric Reliability | WLDFR | HFTD - Distribution - Tier 3 - 1QU CoRE ¦ 2QU LoRE | Red Flag Warning - Large Fires | 2031 | Electric Reliability | 0.74734 | 145.2608 | 2031 | Mitigation | 0.011149 | 10 | 0 | esc | 0 | 0 | 0 | 0 | 0.011149 | 0.0083319 | 0.011149 | 0.0083319
[79 empty] | WLDFR | HFTD - Distribution - Tier 2 - 5QU CoRE ¦ 5QU LoRE | Red Flag Warning - Large Fires | 2025 | 0 | 0 | 0 | 0 | 5.475 | 0.71896 | 3.0715 | 1.6846 | 0.0080156 | 0.0080156 | 0.0080156 | 0.0080156 | 1.0018e-05 |  | 0 | 8.0301e-08 | 8.0301e-08 | 0 | 8.0301e-08 | 8.0301e-08 | 0 | 8.0301e-08 | 8.0301e-08 | 0 | 8.0301e-08 | Column30: 8.0301e-08 | [29 empty] | 7.3.2.1.3 Advanced weather monitoring and weather stations Weather StationsWLDFRElectric Reliability | WLDFR | HFTD - Distribution - Tier 3 - 1QU CoRE ¦ 2QU LoRE | Red Flag Warning - Large Fires | 2032 | Electric Reliability | 0.74734 | 145.2608 | 2032 | Mitigation | 0.011149 | 10 | 0 | esc | 0 | 0 | 0 | 0 | 0 | 0 | 0.011149 | 0.0083319
[79 empty] | WLDFR | HFTD - Distribution - Tier 2 - 5QU CoRE ¦ 5QU LoRE | Red Flag Warning - Large Fires | 2026 | 0 | 0 | 0 | 0 | 5.475 | 0.71896 | 3.0715 | 1.6846 | 0.0080156 | 0.0080156 | 0.0080156 | 0.0080156 | 1.0018e-05 |  | 0 | 8.0301e-08 | 8.0301e-08 | 0 | 8.0301e-08 | 8.0301e-08 | 0 | 8.0301e-08 | 8.0301e-08 | 0 | 8.0301e-08 | Column30: 8.0301e-08 | [29 empty] | 7.3.2.1.3 Advanced weather monitoring and weather stations Weather StationsWLDFRElectric Reliability | WLDFR | HFTD - Distribution - Tier 3 - 1QU CoRE ¦ 2QU LoRE | Red Flag Warning - Small Fires | 2021 | Electric Reliability | 0.036425 | 145.2608 | 2021 | Mitigation | 0.011149 | 10 | 0 | esc | 0.011149 | 0.0004061 | 0.011149 | 0.0004061 | 0 | 0 | 0 | 0
[79 empty] | WLDFR | HFTD - Distribution - Tier 2 - 5QU CoRE ¦ 5QU LoRE | Red Flag Warning - Large Fires | 2027 | 0 | 0 | 0 | 0 | 5.475 | 0.71896 | 3.0715 | 1.6846 | 0.0080156 | 0.0080156 | 0.0080156 | 0.0080156 | 1.0018e-05 |  | 0 | 8.0301e-08 | 8.0301e-08 | 0 | 8.0301e-08 | 8.0301e-08 | 0 | 8.0301e-08 | 8.0301e-08 | 0 | 8.0301e-08 | Column30: 8.0301e-08 | [29 empty] | 7.3.2.1.3 Advanced weather monitoring and weather stations Weather StationsWLDFRElectric Reliability | WLDFR | HFTD - Distribution - Tier 3 - 1QU CoRE ¦ 2QU LoRE | Red Flag Warning - Small Fires | 2022 | Electric Reliability | 0.036425 | 145.2608 | 2022 | Mitigation | 0.011149 | 10 | 0 | esc | 0.011149 | 0.0004061 | 0.011149 | 0.0004061 | 0.011149 | 0.0004061 | 0 | 0
[79 empty] | WLDFR | HFTD - Distribution - Tier 2 - 5QU CoRE ¦ 5QU LoRE | Red Flag Warning - Large Fires | 2028 | 0 | 0 | 0 | 0 | 5.777 | 0.74734 | 3.238 | 1.7917 | 0.0083319 | 0.0083319 | 0.0083319 | 0.0083319 | 1.0018e-05 |  | 0 | 8.3471e-08 | 8.3471e-08 | 0 | 8.3471e-08 | 8.3471e-08 | 0 | 8.3471e-08 | 8.3471e-08 | 0 | 8.3471e-08 | Column30: 8.3471e-08 | [29 empty] | 7.3.2.1.3 Advanced weather monitoring and weather stations Weather StationsWLDFRElectric Reliability | WLDFR | HFTD - Distribution - Tier 3 - 1QU CoRE ¦ 2QU LoRE | Red Flag Warning - Small Fires | 2023 | Electric Reliability | 0.03759 | 145.2608 | 2023 | Mitigation | 0.011149 | 10 | 0 | esc | 0.011149 | 0.00041909 | 0.011149 | 0.00041909 | 0.011149 | 0.00041909 | 0.011149 | 0.00041909
[79 empty] | WLDFR | HFTD - Distribution - Tier 2 - 5QU CoRE ¦ 5QU LoRE | Red Flag Warning - Large Fires | 2029 | 0 | 0 | 0 | 0 | 5.777 | 0.74734 | 3.238 | 1.7917 | 0.0083319 | 0.0083319 | 0.0083319 | 0.0083319 | 1.0018e-05 |  | 0 | 8.3471e-08 | 8.3471e-08 | 0 | 8.3471e-08 | 8.3471e-08 | 0 | 8.3471e-08 | 8.3471e-08 | 0 | 8.3471e-08 | Column30: 8.3471e-08 | [29 empty] | 7.3.2.1.3 Advanced weather monitoring and weather stations Weather StationsWLDFRElectric Reliability | WLDFR | HFTD - Distribution - Tier 3 - 1QU CoRE ¦ 2QU LoRE | Red Flag Warning - Small Fires | 2024 | Electric Reliability | 0.03759 | 145.2608 | 2024 | Mitigation | 0.011149 | 10 | 0 | esc | 0.011149 | 0.00041909 | 0.011149 | 0.00041909 | 0.011149 | 0.00041909 | 0.011149 | 0.00041909
[79 empty] | WLDFR | HFTD - Distribution - Tier 2 - 5QU CoRE ¦ 5QU LoRE | Red Flag Warning - Large Fires | 2030 | 0 | 0 | 0 | 0 | 5.777 | 0.74734 | 3.238 | 1.7917 | 0 | 0.0083319 | 0.0083319 | 0.0083319 | 1.0018e-05 |  | 0 | 0 | 0 | 0 | 8.3471e-08 | 8.3471e-08 | 0 | 8.3471e-08 | 8.3471e-08 | 0 | 8.3471e-08 | Column30: 8.3471e-08 | [29 empty] | 7.3.2.1.3 Advanced weather monitoring and weather stations Weather StationsWLDFRElectric Reliability | WLDFR | HFTD - Distribution - Tier 3 - 1QU CoRE ¦ 2QU LoRE | Red Flag Warning - Small Fires | 2025 | Electric Reliability | 0.03759 | 145.2608 | 2025 | Mitigation | 0.011149 | 10 | 0 | esc | 0.011149 | 0.00041909 | 0.011149 | 0.00041909 | 0.011149 | 0.00041909 | 0.011149 | 0.00041909
[79 empty] | WLDFR | HFTD - Distribution - Tier 2 - 5QU CoRE ¦ 5QU LoRE | Red Flag Warning - Large Fires | 2031 | 0 | 0 | 0 | 0 | 5.777 | 0.74734 | 3.238 | 1.7917 | 0 | 0 | 0.0083319 | 0.0083319 | 1.0018e-05 |  | 0 | 0 | 0 | 0 | 0 | 0 | 0 | 8.3471e-08 | 8.3471e-08 | 0 | 8.3471e-08 | Column30: 8.3471e-08 | [29 empty] | 7.3.2.1.3 Advanced weather monitoring and weather stations Weather StationsWLDFRElectric Reliability | WLDFR | HFTD - Distribution - Tier 3 - 1QU CoRE ¦ 2QU LoRE | Red Flag Warning - Small Fires | 2026 | Electric Reliability | 0.03759 | 145.2608 | 2026 | Mitigation | 0.011149 | 10 | 0 | esc | 0.011149 | 0.00041909 | 0.011149 | 0.00041909 | 0.011149 | 0.00041909 | 0.011149 | 0.00041909
[79 empty] | WLDFR | HFTD - Distribution - Tier 2 - 5QU CoRE ¦ 5QU LoRE | Red Flag Warning - Large Fires | 2032 | 0 | 0 | 0 | 0 | 5.777 | 0.74734 | 3.238 | 1.7917 | 0 | 0 | 0 | 0.0083319 | 1.0018e-05 |  | 0 | 0 | 0 | 0 | 0 | 0 | 0 | 0 | 0 | 0 | 8.3471e-08 | Column30: 8.3471e-08 | [29 empty] | 7.3.2.1.3 Advanced weather monitoring and weather stations Weather StationsWLDFRElectric Reliability | WLDFR | HFTD - Distribution - Tier 3 - 1QU CoRE ¦ 2QU LoRE | Red Flag Warning - Small Fires | 2027 | Electric Reliability | 0.03759 | 145.2608 | 2027 | Mitigation | 0.011149 | 10 | 0 | esc | 0.011149 | 0.00041909 | 0.011149 | 0.00041909 | 0.011149 | 0.00041909 | 0.011149 | 0.00041909
[79 empty] | WLDFR | HFTD - Distribution - Tier 2 - 5QU CoRE ¦ 5QU LoRE | Red Flag Warning - Small Fires | 2020 | 0 | 0 | 0 | 0 | 0.077901 | 0.036425 | 0.0015809 | 0.039895 | 0.0004061 | 0 | 0 | 0 | 0.00023753 |  | 0 | 9.6462e-08 | 9.6462e-08 | 0 | 0 | 0 | 0 | 0 | 0 | 0 | 0 | Column30: 0 | [29 empty] | 7.3.2.1.3 Advanced weather monitoring and weather stations Weather StationsWLDFRElectric Reliability | WLDFR | HFTD - Distribution - Tier 3 - 1QU CoRE ¦ 2QU LoRE | Red Flag Warning - Small Fires | 2028 | Electric Reliability | 0.039055 | 145.2608 | 2028 | Mitigation | 0.011149 | 10 | 0 | esc | 0.011149 | 0.00043542 | 0.011149 | 0.00043542 | 0.011149 | 0.00043542 | 0.011149 | 0.00043542
[79 empty] | WLDFR | HFTD - Distribution - Tier 2 - 5QU CoRE ¦ 5QU LoRE | Red Flag Warning - Small Fires | 2021 | 0 | 0 | 0 | 0 | 0.077901 | 0.036425 | 0.0015809 | 0.039895 | 0.0004061 | 0.0004061 | 0 | 0 | 0.00023753 |  | 0 | 9.6462e-08 | 9.6462e-08 | 0 | 9.6462e-08 | 9.6462e-08 | 0 | 0 | 0 | 0 | 0 | Column30: 0 | [29 empty] | 7.3.2.1.3 Advanced weather monitoring and weather stations Weather StationsWLDFRElectric Reliability | WLDFR | HFTD - Distribution - Tier 3 - 1QU CoRE ¦ 2QU LoRE | Red Flag Warning - Small Fires | 2029 | Electric Reliability | 0.039055 | 145.2608 | 2029 | Mitigation | 0.011149 | 10 | 0 | esc | 0.011149 | 0.00043542 | 0.011149 | 0.00043542 | 0.011149 | 0.00043542 | 0.011149 | 0.00043542
[79 empty] | WLDFR | HFTD - Distribution - Tier 2 - 5QU CoRE ¦ 5QU LoRE | Red Flag Warning - Small Fires | 2022 | 0 | 0 | 0 | 0 | 0.077901 | 0.036425 | 0.0015809 | 0.039895 | 0.0004061 | 0.0004061 | 0.0004061 | 0 | 0.00023753 |  | 0 | 9.6462e-08 | 9.6462e-08 | 0 | 9.6462e-08 | 9.6462e-08 | 0 | 9.6462e-08 | 9.6462e-08 | 0 | 0 | Column30: 0 | [29 empty] | 7.3.2.1.3 Advanced weather monitoring and weather stations Weather StationsWLDFRElectric Reliability | WLDFR | HFTD - Distribution - Tier 3 - 1QU CoRE ¦ 2QU LoRE | Red Flag Warning - Small Fires | 2030 | Electric Reliability | 0.039055 | 145.2608 | 2030 | Mitigation | 0.011149 | 10 | 0 | esc | 0 | 0 | 0.011149 | 0.00043542 | 0.011149 | 0.00043542 | 0.011149 | 0.00043542
[79 empty] | WLDFR | HFTD - Distribution - Tier 2 - 5QU CoRE ¦ 5QU LoRE | Red Flag Warning - Small Fires | 2023 | 0 | 0 | 0 | 0 | 0.080408 | 0.03759 | 0.0016314 | 0.041187 | 0.00041909 | 0.00041909 | 0.00041909 | 0.00041909 | 0.00023753 |  | 0 | 9.9548e-08 | 9.9548e-08 | 0 | 9.9548e-08 | 9.9548e-08 | 0 | 9.9548e-08 | 9.9548e-08 | 0 | 9.9548e-08 | Column30: 9.9548e-08 | [29 empty] | 7.3.2.1.3 Advanced weather monitoring and weather stations Weather StationsWLDFRElectric Reliability | WLDFR | HFTD - Distribution - Tier 3 - 1QU CoRE ¦ 2QU LoRE | Red Flag Warning - Small Fires | 2031 | Electric Reliability | 0.039055 | 145.2608 | 2031 | Mitigation | 0.011149 | 10 | 0 | esc | 0 | 0 | 0 | 0 | 0.011149 | 0.00043542 | 0.011149 | 0.00043542
[79 empty] | WLDFR | HFTD - Distribution - Tier 2 - 5QU CoRE ¦ 5QU LoRE | Red Flag Warning - Small Fires | 2024 | 0 | 0 | 0 | 0 | 0.080408 | 0.03759 | 0.0016314 | 0.041187 | 0.00041909 | 0.00041909 | 0.00041909 | 0.00041909 | 0.00023753 |  | 0 | 9.9548e-08 | 9.9548e-08 | 0 | 9.9548e-08 | 9.9548e-08 | 0 | 9.9548e-08 | 9.9548e-08 | 0 | 9.9548e-08 | Column30: 9.9548e-08 | [29 empty] | 7.3.2.1.3 Advanced weather monitoring and weather stations Weather StationsWLDFRElectric Reliability | WLDFR | HFTD - Distribution - Tier 3 - 1QU CoRE ¦ 2QU LoRE | Red Flag Warning - Small Fires | 2032 | Electric Reliability | 0.039055 | 145.2608 | 2032 | Mitigation | 0.011149 | 10 | 0 | esc | 0 | 0 | 0 | 0 | 0 | 0 | 0.011149 | 0.00043542
[79 empty] | WLDFR | HFTD - Distribution - Tier 2 - 5QU CoRE ¦ 5QU LoRE | Red Flag Warning - Small Fires | 2025 | 0 | 0 | 0 | 0 | 0.080408 | 0.03759 | 0.0016314 | 0.041187 | 0.00041909 | 0.00041909 | 0.00041909 | 0.00041909 | 0.00023753 |  | 0 | 9.9548e-08 | 9.9548e-08 | 0 | 9.9548e-08 | 9.9548e-08 | 0 | 9.9548e-08 | 9.9548e-08 | 0 | 9.9548e-08 | Column30: 9.9548e-08 | [29 empty] | 7.3.2.1.3 Advanced weather monitoring and weather stations Weather StationsWLDFRElectric Reliability | WLDFR | HFTD - Distribution - Tier 3 - 1QU CoRE ¦ 2QU LoRE | Seismic - Non-Red Flag Warning - Catastrophic Fires | 2021 | Electric Reliability | 409.2237 | 145.2608 | 2021 | Mitigation | 0.011149 | 10 | 0 | esc | 0.011149 | 4.5624 | 0.011149 | 4.5624 | 0 | 0 | 0 | 0
[79 empty] | WLDFR | HFTD - Distribution - Tier 2 - 5QU CoRE ¦ 5QU LoRE | Red Flag Warning - Small Fires | 2026 | 0 | 0 | 0 | 0 | 0.080408 | 0.03759 | 0.0016314 | 0.041187 | 0.00041909 | 0.00041909 | 0.00041909 | 0.00041909 | 0.00023753 |  | 0 | 9.9548e-08 | 9.9548e-08 | 0 | 9.9548e-08 | 9.9548e-08 | 0 | 9.9548e-08 | 9.9548e-08 | 0 | 9.9548e-08 | Column30: 9.9548e-08 | [29 empty] | 7.3.2.1.3 Advanced weather monitoring and weather stations Weather StationsWLDFRElectric Reliability | WLDFR | HFTD - Distribution - Tier 3 - 1QU CoRE ¦ 2QU LoRE | Seismic - Non-Red Flag Warning - Catastrophic Fires | 2022 | Electric Reliability | 409.2237 | 145.2608 | 2022 | Mitigation | 0.011149 | 10 | 0 | esc | 0.011149 | 4.5624 | 0.011149 | 4.5624 | 0.011149 | 4.5624 | 0 | 0
[79 empty] | WLDFR | HFTD - Distribution - Tier 2 - 5QU CoRE ¦ 5QU LoRE | Red Flag Warning - Small Fires | 2027 | 0 | 0 | 0 | 0 | 0.080408 | 0.03759 | 0.0016314 | 0.041187 | 0.00041909 | 0.00041909 | 0.00041909 | 0.00041909 | 0.00023753 |  | 0 | 9.9548e-08 | 9.9548e-08 | 0 | 9.9548e-08 | 9.9548e-08 | 0 | 9.9548e-08 | 9.9548e-08 | 0 | 9.9548e-08 | Column30: 9.9548e-08 | [29 empty] | 7.3.2.1.3 Advanced weather monitoring and weather stations Weather StationsWLDFRElectric Reliability | WLDFR | HFTD - Distribution - Tier 3 - 1QU CoRE ¦ 2QU LoRE | Seismic - Non-Red Flag Warning - Catastrophic Fires | 2023 | Electric Reliability | 428.6023 | 145.2608 | 2023 | Mitigation | 0.011149 | 10 | 0 | esc | 0.011149 | 4.7784 | 0.011149 | 4.7784 | 0.011149 | 4.7784 | 0.011149 | 4.7784
[79 empty] | WLDFR | HFTD - Distribution - Tier 2 - 5QU CoRE ¦ 5QU LoRE | Red Flag Warning - Small Fires | 2028 | 0 | 0 | 0 | 0 | 0.083606 | 0.039055 | 0.001695 | 0.042856 | 0.00043542 | 0.00043542 | 0.00043542 | 0.00043542 | 0.00023753 |  | 0 | 1.0343e-07 | 1.0343e-07 | 0 | 1.0343e-07 | 1.0343e-07 | 0 | 1.0343e-07 | 1.0343e-07 | 0 | 1.0343e-07 | Column30: 1.0343e-07 | [29 empty] | 7.3.2.1.3 Advanced weather monitoring and weather stations Weather StationsWLDFRElectric Reliability | WLDFR | HFTD - Distribution - Tier 3 - 1QU CoRE ¦ 2QU LoRE | Seismic - Non-Red Flag Warning - Catastrophic Fires | 2024 | Electric Reliability | 428.6023 | 145.2608 | 2024 | Mitigation | 0.011149 | 10 | 0 | esc | 0.011149 | 4.7784 | 0.011149 | 4.7784 | 0.011149 | 4.7784 | 0.011149 | 4.7784
[79 empty] | WLDFR | HFTD - Distribution - Tier 2 - 5QU CoRE ¦ 5QU LoRE | Red Flag Warning - Small Fires | 2029 | 0 | 0 | 0 | 0 | 0.083606 | 0.039055 | 0.001695 | 0.042856 | 0.00043542 | 0.00043542 | 0.00043542 | 0.00043542 | 0.00023753 |  | 0 | 1.0343e-07 | 1.0343e-07 | 0 | 1.0343e-07 | 1.0343e-07 | 0 | 1.0343e-07 | 1.0343e-07 | 0 | 1.0343e-07 | Column30: 1.0343e-07 | [29 empty] | 7.3.2.1.3 Advanced weather monitoring and weather stations Weather StationsWLDFRElectric Reliability | WLDFR | HFTD - Distribution - Tier 3 - 1QU CoRE ¦ 2QU LoRE | Seismic - Non-Red Flag Warning - Catastrophic Fires | 2025 | Electric Reliability | 428.6023 | 145.2608 | 2025 | Mitigation | 0.011149 | 10 | 0 | esc | 0.011149 | 4.7784 | 0.011149 | 4.7784 | 0.011149 | 4.7784 | 0.011149 | 4.7784
[79 empty] | WLDFR | HFTD - Distribution - Tier 2 - 5QU CoRE ¦ 5QU LoRE | Red Flag Warning - Small Fires | 2030 | 0 | 0 | 0 | 0 | 0.083606 | 0.039055 | 0.001695 | 0.042856 | 0 | 0.00043542 | 0.00043542 | 0.00043542 | 0.00023753 |  | 0 | 0 | 0 | 0 | 1.0343e-07 | 1.0343e-07 | 0 | 1.0343e-07 | 1.0343e-07 | 0 | 1.0343e-07 | Column30: 1.0343e-07 | [29 empty] | 7.3.2.1.3 Advanced weather monitoring and weather stations Weather StationsWLDFRElectric Reliability | WLDFR | HFTD - Distribution - Tier 3 - 1QU CoRE ¦ 2QU LoRE | Seismic - Non-Red Flag Warning - Catastrophic Fires | 2026 | Electric Reliability | 428.6023 | 145.2608 | 2026 | Mitigation | 0.011149 | 10 | 0 | esc | 0.011149 | 4.7784 | 0.011149 | 4.7784 | 0.011149 | 4.7784 | 0.011149 | 4.7784
[79 empty] | WLDFR | HFTD - Distribution - Tier 2 - 5QU CoRE ¦ 5QU LoRE | Red Flag Warning - Small Fires | 2031 | 0 | 0 | 0 | 0 | 0.083606 | 0.039055 | 0.001695 | 0.042856 | 0 | 0 | 0.00043542 | 0.00043542 | 0.00023753 |  | 0 | 0 | 0 | 0 | 0 | 0 | 0 | 1.0343e-07 | 1.0343e-07 | 0 | 1.0343e-07 | Column30: 1.0343e-07 | [29 empty] | 7.3.2.1.3 Advanced weather monitoring and weather stations Weather StationsWLDFRElectric Reliability | WLDFR | HFTD - Distribution - Tier 3 - 1QU CoRE ¦ 2QU LoRE | Seismic - Non-Red Flag Warning - Catastrophic Fires | 2027 | Electric Reliability | 428.6023 | 145.2608 | 2027 | Mitigation | 0.011149 | 10 | 0 | esc | 0.011149 | 4.7784 | 0.011149 | 4.7784 | 0.011149 | 4.7784 | 0.011149 | 4.7784
[79 empty] | WLDFR | HFTD - Distribution - Tier 2 - 5QU CoRE ¦ 5QU LoRE | Red Flag Warning - Small Fires | 2032 | 0 | 0 | 0 | 0 | 0.083606 | 0.039055 | 0.001695 | 0.042856 | 0 | 0 | 0 | 0.00043542 | 0.00023753 |  | 0 | 0 | 0 | 0 | 0 | 0 | 0 | 0 | 0 | 0 | 1.0343e-07 | Column30: 1.0343e-07 | [29 empty] | 7.3.2.1.3 Advanced weather monitoring and weather stations Weather StationsWLDFRElectric Reliability | WLDFR | HFTD - Distribution - Tier 3 - 1QU CoRE ¦ 2QU LoRE | Seismic - Non-Red Flag Warning - Catastrophic Fires | 2028 | Electric Reliability | 453.261 | 145.2608 | 2028 | Mitigation | 0.011149 | 10 | 0 | esc | 0.011149 | 5.0533 | 0.011149 | 5.0533 | 0.011149 | 5.0533 | 0.011149 | 5.0533
[79 empty] | WLDFR | HFTD - Distribution - Tier 2 - 5QU CoRE ¦ 5QU LoRE | Seismic - Non-Red Flag Warning - Catastrophic Fires | 2020 | 0 | 0 | 0 | 0 | 21083.8428 | 409.2237 | 13469.0878 | 7205.5313 | 4.5624 | 0 | 0 | 0 | 1.7053e-09 |  | 0 | 7.7802e-09 | 7.7802e-09 | 0 | 0 | 0 | 0 | 0 | 0 | 0 | 0 | Column30: 0 | [29 empty] | 7.3.2.1.3 Advanced weather monitoring and weather stations Weather StationsWLDFRElectric Reliability | WLDFR | HFTD - Distribution - Tier 3 - 1QU CoRE ¦ 2QU LoRE | Seismic - Non-Red Flag Warning - Catastrophic Fires | 2029 | Electric Reliability | 453.261 | 145.2608 | 2029 | Mitigation | 0.011149 | 10 | 0 | esc | 0.011149 | 5.0533 | 0.011149 | 5.0533 | 0.011149 | 5.0533 | 0.011149 | 5.0533
[79 empty] | WLDFR | HFTD - Distribution - Tier 2 - 5QU CoRE ¦ 5QU LoRE | Seismic - Non-Red Flag Warning - Catastrophic Fires | 2021 | 0 | 0 | 0 | 0 | 21083.8428 | 409.2237 | 13469.0878 | 7205.5313 | 4.5624 | 4.5624 | 0 | 0 | 1.7053e-09 |  | 0 | 7.7802e-09 | 7.7802e-09 | 0 | 7.7802e-09 | 7.7802e-09 | 0 | 0 | 0 | 0 | 0 | Column30: 0 | [29 empty] | 7.3.2.1.3 Advanced weather monitoring and weather stations Weather StationsWLDFRElectric Reliability | WLDFR | HFTD - Distribution - Tier 3 - 1QU CoRE ¦ 2QU LoRE | Seismic - Non-Red Flag Warning - Catastrophic Fires | 2030 | Electric Reliability | 453.261 | 145.2608 | 2030 | Mitigation | 0.011149 | 10 | 0 | esc | 0 | 0 | 0.011149 | 5.0533 | 0.011149 | 5.0533 | 0.011149 | 5.0533
[79 empty] | WLDFR | HFTD - Distribution - Tier 2 - 5QU CoRE ¦ 5QU LoRE | Seismic - Non-Red Flag Warning - Catastrophic Fires | 2022 | 0 | 0 | 0 | 0 | 21083.8428 | 409.2237 | 13469.0878 | 7205.5313 | 4.5624 | 4.5624 | 4.5624 | 0 | 1.7053e-09 |  | 0 | 7.7802e-09 | 7.7802e-09 | 0 | 7.7802e-09 | 7.7802e-09 | 0 | 7.7802e-09 | 7.7802e-09 | 0 | 0 | Column30: 0 | [29 empty] | 7.3.2.1.3 Advanced weather monitoring and weather stations Weather StationsWLDFRElectric Reliability | WLDFR | HFTD - Distribution - Tier 3 - 1QU CoRE ¦ 2QU LoRE | Seismic - Non-Red Flag Warning - Catastrophic Fires | 2031 | Electric Reliability | 453.261 | 145.2608 | 2031 | Mitigation | 0.011149 | 10 | 0 | esc | 0 | 0 | 0 | 0 | 0.011149 | 5.0533 | 0.011149 | 5.0533
[79 empty] | WLDFR | HFTD - Distribution - Tier 2 - 5QU CoRE ¦ 5QU LoRE | Seismic - Non-Red Flag Warning - Catastrophic Fires | 2023 | 0 | 0 | 0 | 0 | 21835.9781 | 428.6023 | 13939.561 | 7467.8148 | 4.7784 | 4.7784 | 4.7784 | 4.7784 | 1.7053e-09 |  | 0 | 8.1486e-09 | 8.1486e-09 | 0 | 8.1486e-09 | 8.1486e-09 | 0 | 8.1486e-09 | 8.1486e-09 | 0 | 8.1486e-09 | Column30: 8.1486e-09 | [29 empty] | 7.3.2.1.3 Advanced weather monitoring and weather stations Weather StationsWLDFRElectric Reliability | WLDFR | HFTD - Distribution - Tier 3 - 1QU CoRE ¦ 2QU LoRE | Seismic - Non-Red Flag Warning - Catastrophic Fires | 2032 | Electric Reliability | 453.261 | 145.2608 | 2032 | Mitigation | 0.011149 | 10 | 0 | esc | 0 | 0 | 0 | 0 | 0 | 0 | 0.011149 | 5.0533
[79 empty] | WLDFR | HFTD - Distribution - Tier 2 - 5QU CoRE ¦ 5QU LoRE | Seismic - Non-Red Flag Warning - Catastrophic Fires | 2024 | 0 | 0 | 0 | 0 | 21835.9781 | 428.6023 | 13939.561 | 7467.8148 | 4.7784 | 4.7784 | 4.7784 | 4.7784 | 1.7053e-09 |  | 0 | 8.1486e-09 | 8.1486e-09 | 0 | 8.1486e-09 | 8.1486e-09 | 0 | 8.1486e-09 | 8.1486e-09 | 0 | 8.1486e-09 | Column30: 8.1486e-09 | [29 empty] | 7.3.2.1.3 Advanced weather monitoring and weather stations Weather StationsWLDFRElectric Reliability | WLDFR | HFTD - Distribution - Tier 3 - 1QU CoRE ¦ 2QU LoRE | Seismic - Red Flag Warning - Catastrophic Fires | 2021 | Electric Reliability | 409.2237 | 145.2608 | 2021 | Mitigation | 0.011149 | 10 | 0 | esc | 0.011149 | 4.5624 | 0.011149 | 4.5624 | 0 | 0 | 0 | 0
[79 empty] | WLDFR | HFTD - Distribution - Tier 2 - 5QU CoRE ¦ 5QU LoRE | Seismic - Non-Red Flag Warning - Catastrophic Fires | 2025 | 0 | 0 | 0 | 0 | 21835.9781 | 428.6023 | 13939.561 | 7467.8148 | 4.7784 | 4.7784 | 4.7784 | 4.7784 | 1.7053e-09 |  | 0 | 8.1486e-09 | 8.1486e-09 | 0 | 8.1486e-09 | 8.1486e-09 | 0 | 8.1486e-09 | 8.1486e-09 | 0 | 8.1486e-09 | Column30: 8.1486e-09 | [29 empty] | 7.3.2.1.3 Advanced weather monitoring and weather stations Weather StationsWLDFRElectric Reliability | WLDFR | HFTD - Distribution - Tier 3 - 1QU CoRE ¦ 2QU LoRE | Seismic - Red Flag Warning - Catastrophic Fires | 2022 | Electric Reliability | 409.2237 | 145.2608 | 2022 | Mitigation | 0.011149 | 10 | 0 | esc | 0.011149 | 4.5624 | 0.011149 | 4.5624 | 0.011149 | 4.5624 | 0 | 0
[79 empty] | WLDFR | HFTD - Distribution - Tier 2 - 5QU CoRE ¦ 5QU LoRE | Seismic - Non-Red Flag Warning - Catastrophic Fires | 2026 | 0 | 0 | 0 | 0 | 21835.9781 | 428.6023 | 13939.561 | 7467.8148 | 4.7784 | 4.7784 | 4.7784 | 4.7784 | 1.7053e-09 |  | 0 | 8.1486e-09 | 8.1486e-09 | 0 | 8.1486e-09 | 8.1486e-09 | 0 | 8.1486e-09 | 8.1486e-09 | 0 | 8.1486e-09 | Column30: 8.1486e-09 | [29 empty] | 7.3.2.1.3 Advanced weather monitoring and weather stations Weather StationsWLDFRElectric Reliability | WLDFR | HFTD - Distribution - Tier 3 - 1QU CoRE ¦ 2QU LoRE | Seismic - Red Flag Warning - Catastrophic Fires | 2023 | Electric Reliability | 428.6023 | 145.2608 | 2023 | Mitigation | 0.011149 | 10 | 0 | esc | 0.011149 | 4.7784 | 0.011149 | 4.7784 | 0.011149 | 4.7784 | 0.011149 | 4.7784
[79 empty] | WLDFR | HFTD - Distribution - Tier 2 - 5QU CoRE ¦ 5QU LoRE | Seismic - Non-Red Flag Warning - Catastrophic Fires | 2027 | 0 | 0 | 0 | 0 | 21835.9781 | 428.6023 | 13939.561 | 7467.8148 | 4.7784 | 4.7784 | 4.7784 | 4.7784 | 1.7053e-09 |  | 0 | 8.1486e-09 | 8.1486e-09 | 0 | 8.1486e-09 | 8.1486e-09 | 0 | 8.1486e-09 | 8.1486e-09 | 0 | 8.1486e-09 | Column30: 8.1486e-09 | [29 empty] | 7.3.2.1.3 Advanced weather monitoring and weather stations Weather StationsWLDFRElectric Reliability | WLDFR | HFTD - Distribution - Tier 3 - 1QU CoRE ¦ 2QU LoRE | Seismic - Red Flag Warning - Catastrophic Fires | 2024 | Electric Reliability | 428.6023 | 145.2608 | 2024 | Mitigation | 0.011149 | 10 | 0 | esc | 0.011149 | 4.7784 | 0.011149 | 4.7784 | 0.011149 | 4.7784 | 0.011149 | 4.7784
[79 empty] | WLDFR | HFTD - Distribution - Tier 2 - 5QU CoRE ¦ 5QU LoRE | Seismic - Non-Red Flag Warning - Catastrophic Fires | 2028 | 0 | 0 | 0 | 0 | 22783.187 | 453.261 | 14531.3357 | 7798.5904 | 5.0533 | 5.0533 | 5.0533 | 5.0533 | 1.7053e-09 |  | 0 | 8.6174e-09 | 8.6174e-09 | 0 | 8.6174e-09 | 8.6174e-09 | 0 | 8.6174e-09 | 8.6174e-09 | 0 | 8.6174e-09 | Column30: 8.6174e-09 | [29 empty] | 7.3.2.1.3 Advanced weather monitoring and weather stations Weather StationsWLDFRElectric Reliability | WLDFR | HFTD - Distribution - Tier 3 - 1QU CoRE ¦ 2QU LoRE | Seismic - Red Flag Warning - Catastrophic Fires | 2025 | Electric Reliability | 428.6023 | 145.2608 | 2025 | Mitigation | 0.011149 | 10 | 0 | esc | 0.011149 | 4.7784 | 0.011149 | 4.7784 | 0.011149 | 4.7784 | 0.011149 | 4.7784
[79 empty] | WLDFR | HFTD - Distribution - Tier 2 - 5QU CoRE ¦ 5QU LoRE | Seismic - Non-Red Flag Warning - Catastrophic Fires | 2029 | 0 | 0 | 0 | 0 | 22783.187 | 453.261 | 14531.3357 | 7798.5904 | 5.0533 | 5.0533 | 5.0533 | 5.0533 | 1.7053e-09 |  | 0 | 8.6174e-09 | 8.6174e-09 | 0 | 8.6174e-09 | 8.6174e-09 | 0 | 8.6174e-09 | 8.6174e-09 | 0 | 8.6174e-09 | Column30: 8.6174e-09 | [29 empty] | 7.3.2.1.3 Advanced weather monitoring and weather stations Weather StationsWLDFRElectric Reliability | WLDFR | HFTD - Distribution - Tier 3 - 1QU CoRE ¦ 2QU LoRE | Seismic - Red Flag Warning - Catastrophic Fires | 2026 | Electric Reliability | 428.6023 | 145.2608 | 2026 | Mitigation | 0.011149 | 10 | 0 | esc | 0.011149 | 4.7784 | 0.011149 | 4.7784 | 0.011149 | 4.7784 | 0.011149 | 4.7784
[79 empty] | WLDFR | HFTD - Distribution - Tier 2 - 5QU CoRE ¦ 5QU LoRE | Seismic - Non-Red Flag Warning - Catastrophic Fires | 2030 | 0 | 0 | 0 | 0 | 22783.187 | 453.261 | 14531.3357 | 7798.5904 | 0 | 5.0533 | 5.0533 | 5.0533 | 1.7053e-09 |  | 0 | 0 | 0 | 0 | 8.6174e-09 | 8.6174e-09 | 0 | 8.6174e-09 | 8.6174e-09 | 0 | 8.6174e-09 | Column30: 8.6174e-09 | [29 empty] | 7.3.2.1.3 Advanced weather monitoring and weather stations Weather StationsWLDFRElectric Reliability | WLDFR | HFTD - Distribution - Tier 3 - 1QU CoRE ¦ 2QU LoRE | Seismic - Red Flag Warning - Catastrophic Fires | 2027 | Electric Reliability | 428.6023 | 145.2608 | 2027 | Mitigation | 0.011149 | 10 | 0 | esc | 0.011149 | 4.7784 | 0.011149 | 4.7784 | 0.011149 | 4.7784 | 0.011149 | 4.7784
[79 empty] | WLDFR | HFTD - Distribution - Tier 2 - 5QU CoRE ¦ 5QU LoRE | Seismic - Non-Red Flag Warning - Catastrophic Fires | 2031 | 0 | 0 | 0 | 0 | 22783.187 | 453.261 | 14531.3357 | 7798.5904 | 0 | 0 | 5.0533 | 5.0533 | 1.7053e-09 |  | 0 | 0 | 0 | 0 | 0 | 0 | 0 | 8.6174e-09 | 8.6174e-09 | 0 | 8.6174e-09 | Column30: 8.6174e-09 | [29 empty] | 7.3.2.1.3 Advanced weather monitoring and weather stations Weather StationsWLDFRElectric Reliability | WLDFR | HFTD - Distribution - Tier 3 - 1QU CoRE ¦ 2QU LoRE | Seismic - Red Flag Warning - Catastrophic Fires | 2028 | Electric Reliability | 453.261 | 145.2608 | 2028 | Mitigation | 0.011149 | 10 | 0 | esc | 0.011149 | 5.0533 | 0.011149 | 5.0533 | 0.011149 | 5.0533 | 0.011149 | 5.0533
[79 empty] | WLDFR | HFTD - Distribution - Tier 2 - 5QU CoRE ¦ 5QU LoRE | Seismic - Non-Red Flag Warning - Catastrophic Fires | 2032 | 0 | 0 | 0 | 0 | 22783.187 | 453.261 | 14531.3357 | 7798.5904 | 0 | 0 | 0 | 5.0533 | 1.7053e-09 |  | 0 | 0 | 0 | 0 | 0 | 0 | 0 | 0 | 0 | 0 | 8.6174e-09 | Column30: 8.6174e-09 | [29 empty] | 7.3.2.1.3 Advanced weather monitoring and weather stations Weather StationsWLDFRElectric Reliability | WLDFR | HFTD - Distribution - Tier 3 - 1QU CoRE ¦ 2QU LoRE | Seismic - Red Flag Warning - Catastrophic Fires | 2029 | Electric Reliability | 453.261 | 145.2608 | 2029 | Mitigation | 0.011149 | 10 | 0 | esc | 0.011149 | 5.0533 | 0.011149 | 5.0533 | 0.011149 | 5.0533 | 0.011149 | 5.0533
[79 empty] | WLDFR | HFTD - Distribution - Tier 2 - 5QU CoRE ¦ 5QU LoRE | Seismic - Red Flag Warning - Catastrophic Fires | 2020 | 0 | 0 | 0 | 0 | 21083.8428 | 409.2237 | 13469.0878 | 7205.5313 | 4.5624 | 0 | 0 | 0 | 7.3547e-08 |  | 0 | 3.3555e-07 | 3.3555e-07 | 0 | 0 | 0 | 0 | 0 | 0 | 0 | 0 | Column30: 0 | [29 empty] | 7.3.2.1.3 Advanced weather monitoring and weather stations Weather StationsWLDFRElectric Reliability | WLDFR | HFTD - Distribution - Tier 3 - 1QU CoRE ¦ 2QU LoRE | Seismic - Red Flag Warning - Catastrophic Fires | 2030 | Electric Reliability | 453.261 | 145.2608 | 2030 | Mitigation | 0.011149 | 10 | 0 | esc | 0 | 0 | 0.011149 | 5.0533 | 0.011149 | 5.0533 | 0.011149 | 5.0533
[79 empty] | WLDFR | HFTD - Distribution - Tier 2 - 5QU CoRE ¦ 5QU LoRE | Seismic - Red Flag Warning - Catastrophic Fires | 2021 | 0 | 0 | 0 | 0 | 21083.8428 | 409.2237 | 13469.0878 | 7205.5313 | 4.5624 | 4.5624 | 0 | 0 | 7.3547e-08 |  | 0 | 3.3555e-07 | 3.3555e-07 | 0 | 3.3555e-07 | 3.3555e-07 | 0 | 0 | 0 | 0 | 0 | Column30: 0 | [29 empty] | 7.3.2.1.3 Advanced weather monitoring and weather stations Weather StationsWLDFRElectric Reliability | WLDFR | HFTD - Distribution - Tier 3 - 1QU CoRE ¦ 2QU LoRE | Seismic - Red Flag Warning - Catastrophic Fires | 2031 | Electric Reliability | 453.261 | 145.2608 | 2031 | Mitigation | 0.011149 | 10 | 0 | esc | 0 | 0 | 0 | 0 | 0.011149 | 5.0533 | 0.011149 | 5.0533
[79 empty] | WLDFR | HFTD - Distribution - Tier 2 - 5QU CoRE ¦ 5QU LoRE | Seismic - Red Flag Warning - Catastrophic Fires | 2022 | 0 | 0 | 0 | 0 | 21083.8428 | 409.2237 | 13469.0878 | 7205.5313 | 4.5624 | 4.5624 | 4.5624 | 0 | 7.3547e-08 |  | 0 | 3.3555e-07 | 3.3555e-07 | 0 | 3.3555e-07 | 3.3555e-07 | 0 | 3.3555e-07 | 3.3555e-07 | 0 | 0 | Column30: 0 | [29 empty] | 7.3.2.1.3 Advanced weather monitoring and weather stations Weather StationsWLDFRElectric Reliability | WLDFR | HFTD - Distribution - Tier 3 - 1QU CoRE ¦ 2QU LoRE | Seismic - Red Flag Warning - Catastrophic Fires | 2032 | Electric Reliability | 453.261 | 145.2608 | 2032 | Mitigation | 0.011149 | 10 | 0 | esc | 0 | 0 | 0 | 0 | 0 | 0 | 0.011149 | 5.0533
[79 empty] | WLDFR | HFTD - Distribution - Tier 2 - 5QU CoRE ¦ 5QU LoRE | Seismic - Red Flag Warning - Catastrophic Fires | 2023 | 0 | 0 | 0 | 0 | 21835.9781 | 428.6023 | 13939.561 | 7467.8148 | 4.7784 | 4.7784 | 4.7784 | 4.7784 | 7.3547e-08 |  | 0 | 3.5144e-07 | 3.5144e-07 | 0 | 3.5144e-07 | 3.5144e-07 | 0 | 3.5144e-07 | 3.5144e-07 | 0 | 3.5144e-07 | Column30: 3.5144e-07 | [29 empty] | 7.3.2.1.3 Advanced weather monitoring and weather stations Weather StationsWLDFRElectric Reliability | WLDFR | HFTD - Distribution - Tier 3 - 1QU CoRE ¦ 3QU LoRE | Non-Red Flag Warning - Catastrophic Fires | 2021 | Electric Reliability | 222.2294 | 57.5921 | 2021 | Mitigation | 0.011149 | 10 | 0 | esc | 0.011149 | 2.4776 | 0.011149 | 2.4776 | 0 | 0 | 0 | 0
[79 empty] | WLDFR | HFTD - Distribution - Tier 2 - 5QU CoRE ¦ 5QU LoRE | Seismic - Red Flag Warning - Catastrophic Fires | 2024 | 0 | 0 | 0 | 0 | 21835.9781 | 428.6023 | 13939.561 | 7467.8148 | 4.7784 | 4.7784 | 4.7784 | 4.7784 | 7.3547e-08 |  | 0 | 3.5144e-07 | 3.5144e-07 | 0 | 3.5144e-07 | 3.5144e-07 | 0 | 3.5144e-07 | 3.5144e-07 | 0 | 3.5144e-07 | Column30: 3.5144e-07 | [29 empty] | 7.3.2.1.3 Advanced weather monitoring and weather stations Weather StationsWLDFRElectric Reliability | WLDFR | HFTD - Distribution - Tier 3 - 1QU CoRE ¦ 3QU LoRE | Non-Red Flag Warning - Catastrophic Fires | 2022 | Electric Reliability | 222.2294 | 57.5921 | 2022 | Mitigation | 0.011149 | 10 | 0 | esc | 0.011149 | 2.4776 | 0.011149 | 2.4776 | 0.011149 | 2.4776 | 0 | 0
[79 empty] | WLDFR | HFTD - Distribution - Tier 2 - 5QU CoRE ¦ 5QU LoRE | Seismic - Red Flag Warning - Catastrophic Fires | 2025 | 0 | 0 | 0 | 0 | 21835.9781 | 428.6023 | 13939.561 | 7467.8148 | 4.7784 | 4.7784 | 4.7784 | 4.7784 | 7.3547e-08 |  | 0 | 3.5144e-07 | 3.5144e-07 | 0 | 3.5144e-07 | 3.5144e-07 | 0 | 3.5144e-07 | 3.5144e-07 | 0 | 3.5144e-07 | Column30: 3.5144e-07 | [29 empty] | 7.3.2.1.3 Advanced weather monitoring and weather stations Weather StationsWLDFRElectric Reliability | WLDFR | HFTD - Distribution - Tier 3 - 1QU CoRE ¦ 3QU LoRE | Non-Red Flag Warning - Catastrophic Fires | 2023 | Electric Reliability | 233.2301 | 57.5921 | 2023 | Mitigation | 0.011149 | 10 | 0 | esc | 0.011149 | 2.6002 | 0.011149 | 2.6002 | 0.011149 | 2.6002 | 0.011149 | 2.6002
[79 empty] | WLDFR | HFTD - Distribution - Tier 2 - 5QU CoRE ¦ 5QU LoRE | Seismic - Red Flag Warning - Catastrophic Fires | 2026 | 0 | 0 | 0 | 0 | 21835.9781 | 428.6023 | 13939.561 | 7467.8148 | 4.7784 | 4.7784 | 4.7784 | 4.7784 | 7.3547e-08 |  | 0 | 3.5144e-07 | 3.5144e-07 | 0 | 3.5144e-07 | 3.5144e-07 | 0 | 3.5144e-07 | 3.5144e-07 | 0 | 3.5144e-07 | Column30: 3.5144e-07 | [29 empty] | 7.3.2.1.3 Advanced weather monitoring and weather stations Weather StationsWLDFRElectric Reliability | WLDFR | HFTD - Distribution - Tier 3 - 1QU CoRE ¦ 3QU LoRE | Non-Red Flag Warning - Catastrophic Fires | 2024 | Electric Reliability | 233.2301 | 57.5921 | 2024 | Mitigation | 0.011149 | 10 | 0 | esc | 0.011149 | 2.6002 | 0.011149 | 2.6002 | 0.011149 | 2.6002 | 0.011149 | 2.6002
[79 empty] | WLDFR | HFTD - Distribution - Tier 2 - 5QU CoRE ¦ 5QU LoRE | Seismic - Red Flag Warning - Catastrophic Fires | 2027 | 0 | 0 | 0 | 0 | 21835.9781 | 428.6023 | 13939.561 | 7467.8148 | 4.7784 | 4.7784 | 4.7784 | 4.7784 | 7.3547e-08 |  | 0 | 3.5144e-07 | 3.5144e-07 | 0 | 3.5144e-07 | 3.5144e-07 | 0 | 3.5144e-07 | 3.5144e-07 | 0 | 3.5144e-07 | Column30: 3.5144e-07 | [29 empty] | 7.3.2.1.3 Advanced weather monitoring and weather stations Weather StationsWLDFRElectric Reliability | WLDFR | HFTD - Distribution - Tier 3 - 1QU CoRE ¦ 3QU LoRE | Non-Red Flag Warning - Catastrophic Fires | 2025 | Electric Reliability | 233.2301 | 57.5921 | 2025 | Mitigation | 0.011149 | 10 | 0 | esc | 0.011149 | 2.6002 | 0.011149 | 2.6002 | 0.011149 | 2.6002 | 0.011149 | 2.6002
[79 empty] | WLDFR | HFTD - Distribution - Tier 2 - 5QU CoRE ¦ 5QU LoRE | Seismic - Red Flag Warning - Catastrophic Fires | 2028 | 0 | 0 | 0 | 0 | 22783.187 | 453.261 | 14531.3357 | 7798.5904 | 5.0533 | 5.0533 | 5.0533 | 5.0533 | 7.3547e-08 |  | 0 | 3.7166e-07 | 3.7166e-07 | 0 | 3.7166e-07 | 3.7166e-07 | 0 | 3.7166e-07 | 3.7166e-07 | 0 | 3.7166e-07 | Column30: 3.7166e-07 | [29 empty] | 7.3.2.1.3 Advanced weather monitoring and weather stations Weather StationsWLDFRElectric Reliability | WLDFR | HFTD - Distribution - Tier 3 - 1QU CoRE ¦ 3QU LoRE | Non-Red Flag Warning - Catastrophic Fires | 2026 | Electric Reliability | 233.2301 | 57.5921 | 2026 | Mitigation | 0.011149 | 10 | 0 | esc | 0.011149 | 2.6002 | 0.011149 | 2.6002 | 0.011149 | 2.6002 | 0.011149 | 2.6002
[79 empty] | WLDFR | HFTD - Distribution - Tier 2 - 5QU CoRE ¦ 5QU LoRE | Seismic - Red Flag Warning - Catastrophic Fires | 2029 | 0 | 0 | 0 | 0 | 22783.187 | 453.261 | 14531.3357 | 7798.5904 | 5.0533 | 5.0533 | 5.0533 | 5.0533 | 7.3547e-08 |  | 0 | 3.7166e-07 | 3.7166e-07 | 0 | 3.7166e-07 | 3.7166e-07 | 0 | 3.7166e-07 | 3.7166e-07 | 0 | 3.7166e-07 | Column30: 3.7166e-07 | [29 empty] | 7.3.2.1.3 Advanced weather monitoring and weather stations Weather StationsWLDFRElectric Reliability | WLDFR | HFTD - Distribution - Tier 3 - 1QU CoRE ¦ 3QU LoRE | Non-Red Flag Warning - Catastrophic Fires | 2027 | Electric Reliability | 233.2301 | 57.5921 | 2027 | Mitigation | 0.011149 | 10 | 0 | esc | 0.011149 | 2.6002 | 0.011149 | 2.6002 | 0.011149 | 2.6002 | 0.011149 | 2.6002
[79 empty] | WLDFR | HFTD - Distribution - Tier 2 - 5QU CoRE ¦ 5QU LoRE | Seismic - Red Flag Warning - Catastrophic Fires | 2030 | 0 | 0 | 0 | 0 | 22783.187 | 453.261 | 14531.3357 | 7798.5904 | 0 | 5.0533 | 5.0533 | 5.0533 | 7.3547e-08 |  | 0 | 0 | 0 | 0 | 3.7166e-07 | 3.7166e-07 | 0 | 3.7166e-07 | 3.7166e-07 | 0 | 3.7166e-07 | Column30: 3.7166e-07 | [29 empty] | 7.3.2.1.3 Advanced weather monitoring and weather stations Weather StationsWLDFRElectric Reliability | WLDFR | HFTD - Distribution - Tier 3 - 1QU CoRE ¦ 3QU LoRE | Non-Red Flag Warning - Catastrophic Fires | 2028 | Electric Reliability | 247.273 | 57.5921 | 2028 | Mitigation | 0.011149 | 10 | 0 | esc | 0.011149 | 2.7568 | 0.011149 | 2.7568 | 0.011149 | 2.7568 | 0.011149 | 2.7568
[79 empty] | WLDFR | HFTD - Distribution - Tier 2 - 5QU CoRE ¦ 5QU LoRE | Seismic - Red Flag Warning - Catastrophic Fires | 2031 | 0 | 0 | 0 | 0 | 22783.187 | 453.261 | 14531.3357 | 7798.5904 | 0 | 0 | 5.0533 | 5.0533 | 7.3547e-08 |  | 0 | 0 | 0 | 0 | 0 | 0 | 0 | 3.7166e-07 | 3.7166e-07 | 0 | 3.7166e-07 | Column30: 3.7166e-07 | [29 empty] | 7.3.2.1.3 Advanced weather monitoring and weather stations Weather StationsWLDFRElectric Reliability | WLDFR | HFTD - Distribution - Tier 3 - 1QU CoRE ¦ 3QU LoRE | Non-Red Flag Warning - Catastrophic Fires | 2029 | Electric Reliability | 247.273 | 57.5921 | 2029 | Mitigation | 0.011149 | 10 | 0 | esc | 0.011149 | 2.7568 | 0.011149 | 2.7568 | 0.011149 | 2.7568 | 0.011149 | 2.7568
[79 empty] | WLDFR | HFTD - Distribution - Tier 2 - 5QU CoRE ¦ 5QU LoRE | Seismic - Red Flag Warning - Catastrophic Fires | 2032 | 0 | 0 | 0 | 0 | 22783.187 | 453.261 | 14531.3357 | 7798.5904 | 0 | 0 | 0 | 5.0533 | 7.3547e-08 |  | 0 | 0 | 0 | 0 | 0 | 0 | 0 | 0 | 0 | 0 | 3.7166e-07 | Column30: 3.7166e-07 | [29 empty] | 7.3.2.1.3 Advanced weather monitoring and weather stations Weather StationsWLDFRElectric Reliability | WLDFR | HFTD - Distribution - Tier 3 - 1QU CoRE ¦ 3QU LoRE | Non-Red Flag Warning - Catastrophic Fires | 2030 | Electric Reliability | 247.273 | 57.5921 | 2030 | Mitigation | 0.011149 | 10 | 0 | esc | 0 | 0 | 0.011149 | 2.7568 | 0.011149 | 2.7568 | 0.011149 | 2.7568
[79 empty] | WLDFR | HFTD - Distribution - Tier 3 - 1QU CoRE ¦ 1QU LoRE | Non-Red Flag Warning - Catastrophic Fires | 2020 | 0 | 0 | 0 | 0 | 14146.1306 | 222.2294 | 8585.7228 | 5338.1784 | 2.4776 | 0 | 0 | 0 | 2.3498e-05 |  | 0 | 5.822e-05 | 5.822e-05 | 0 | 0 | 0 | 0 | 0 | 0 | 0 | 0 | Column30: 0 | [29 empty] | 7.3.2.1.3 Advanced weather monitoring and weather stations Weather StationsWLDFRElectric Reliability | WLDFR | HFTD - Distribution - Tier 3 - 1QU CoRE ¦ 3QU LoRE | Non-Red Flag Warning - Catastrophic Fires | 2031 | Electric Reliability | 247.273 | 57.5921 | 2031 | Mitigation | 0.011149 | 10 | 0 | esc | 0 | 0 | 0 | 0 | 0.011149 | 2.7568 | 0.011149 | 2.7568
[79 empty] | WLDFR | HFTD - Distribution - Tier 3 - 1QU CoRE ¦ 1QU LoRE | Non-Red Flag Warning - Catastrophic Fires | 2021 | 0 | 0 | 0 | 0 | 14146.1306 | 222.2294 | 8585.7228 | 5338.1784 | 2.4776 | 2.4776 | 0 | 0 | 2.3498e-05 |  | 0 | 5.822e-05 | 5.822e-05 | 0 | 5.822e-05 | 5.822e-05 | 0 | 0 | 0 | 0 | 0 | Column30: 0 | [29 empty] | 7.3.2.1.3 Advanced weather monitoring and weather stations Weather StationsWLDFRElectric Reliability | WLDFR | HFTD - Distribution - Tier 3 - 1QU CoRE ¦ 3QU LoRE | Non-Red Flag Warning - Catastrophic Fires | 2032 | Electric Reliability | 247.273 | 57.5921 | 2032 | Mitigation | 0.011149 | 10 | 0 | esc | 0 | 0 | 0 | 0 | 0 | 0 | 0.011149 | 2.7568
[79 empty] | WLDFR | HFTD - Distribution - Tier 3 - 1QU CoRE ¦ 1QU LoRE | Non-Red Flag Warning - Catastrophic Fires | 2022 | 0 | 0 | 0 | 0 | 14146.1306 | 222.2294 | 8585.7228 | 5338.1784 | 2.4776 | 2.4776 | 2.4776 | 0 | 2.3498e-05 |  | 0 | 5.822e-05 | 5.822e-05 | 0 | 5.822e-05 | 5.822e-05 | 0 | 5.822e-05 | 5.822e-05 | 0 | 0 | Column30: 0 | [29 empty] | 7.3.2.1.3 Advanced weather monitoring and weather stations Weather StationsWLDFRElectric Reliability | WLDFR | HFTD - Distribution - Tier 3 - 1QU CoRE ¦ 3QU LoRE | Non-Red Flag Warning - Destructive Fires | 2021 | Electric Reliability | 222.2294 | 57.5921 | 2021 | Mitigation | 0.011149 | 10 | 0 | esc | 0.011149 | 2.4776 | 0.011149 | 2.4776 | 0 | 0 | 0 | 0
[79 empty] | WLDFR | HFTD - Distribution - Tier 3 - 1QU CoRE ¦ 1QU LoRE | Non-Red Flag Warning - Catastrophic Fires | 2023 | 0 | 0 | 0 | 0 | 14664.6376 | 233.2301 | 8896.516 | 5534.8915 | 2.6002 | 2.6002 | 2.6002 | 2.6002 | 2.3498e-05 |  | 0 | 6.1102e-05 | 6.1102e-05 | 0 | 6.1102e-05 | 6.1102e-05 | 0 | 6.1102e-05 | 6.1102e-05 | 0 | 6.1102e-05 | Column30: 6.1102e-05 | [29 empty] | 7.3.2.1.3 Advanced weather monitoring and weather stations Weather StationsWLDFRElectric Reliability | WLDFR | HFTD - Distribution - Tier 3 - 1QU CoRE ¦ 3QU LoRE | Non-Red Flag Warning - Destructive Fires | 2022 | Electric Reliability | 222.2294 | 57.5921 | 2022 | Mitigation | 0.011149 | 10 | 0 | esc | 0.011149 | 2.4776 | 0.011149 | 2.4776 | 0.011149 | 2.4776 | 0 | 0
[79 empty] | WLDFR | HFTD - Distribution - Tier 3 - 1QU CoRE ¦ 1QU LoRE | Non-Red Flag Warning - Catastrophic Fires | 2024 | 0 | 0 | 0 | 0 | 14664.6376 | 233.2301 | 8896.516 | 5534.8915 | 2.6002 | 2.6002 | 2.6002 | 2.6002 | 2.3498e-05 |  | 0 | 6.1102e-05 | 6.1102e-05 | 0 | 6.1102e-05 | 6.1102e-05 | 0 | 6.1102e-05 | 6.1102e-05 | 0 | 6.1102e-05 | Column30: 6.1102e-05 | [29 empty] | 7.3.2.1.3 Advanced weather monitoring and weather stations Weather StationsWLDFRElectric Reliability | WLDFR | HFTD - Distribution - Tier 3 - 1QU CoRE ¦ 3QU LoRE | Non-Red Flag Warning - Destructive Fires | 2023 | Electric Reliability | 233.2301 | 57.5921 | 2023 | Mitigation | 0.011149 | 10 | 0 | esc | 0.011149 | 2.6002 | 0.011149 | 2.6002 | 0.011149 | 2.6002 | 0.011149 | 2.6002
[79 empty] | WLDFR | HFTD - Distribution - Tier 3 - 1QU CoRE ¦ 1QU LoRE | Non-Red Flag Warning - Catastrophic Fires | 2025 | 0 | 0 | 0 | 0 | 14664.6376 | 233.2301 | 8896.516 | 5534.8915 | 2.6002 | 2.6002 | 2.6002 | 2.6002 | 2.3498e-05 |  | 0 | 6.1102e-05 | 6.1102e-05 | 0 | 6.1102e-05 | 6.1102e-05 | 0 | 6.1102e-05 | 6.1102e-05 | 0 | 6.1102e-05 | Column30: 6.1102e-05 | [29 empty] | 7.3.2.1.3 Advanced weather monitoring and weather stations Weather StationsWLDFRElectric Reliability | WLDFR | HFTD - Distribution - Tier 3 - 1QU CoRE ¦ 3QU LoRE | Non-Red Flag Warning - Destructive Fires | 2024 | Electric Reliability | 233.2301 | 57.5921 | 2024 | Mitigation | 0.011149 | 10 | 0 | esc | 0.011149 | 2.6002 | 0.011149 | 2.6002 | 0.011149 | 2.6002 | 0.011149 | 2.6002
[79 empty] | WLDFR | HFTD - Distribution - Tier 3 - 1QU CoRE ¦ 1QU LoRE | Non-Red Flag Warning - Catastrophic Fires | 2026 | 0 | 0 | 0 | 0 | 14664.6376 | 233.2301 | 8896.516 | 5534.8915 | 2.6002 | 2.6002 | 2.6002 | 2.6002 | 2.3498e-05 |  | 0 | 6.1102e-05 | 6.1102e-05 | 0 | 6.1102e-05 | 6.1102e-05 | 0 | 6.1102e-05 | 6.1102e-05 | 0 | 6.1102e-05 | Column30: 6.1102e-05 | [29 empty] | 7.3.2.1.3 Advanced weather monitoring and weather stations Weather StationsWLDFRElectric Reliability | WLDFR | HFTD - Distribution - Tier 3 - 1QU CoRE ¦ 3QU LoRE | Non-Red Flag Warning - Destructive Fires | 2025 | Electric Reliability | 233.2301 | 57.5921 | 2025 | Mitigation | 0.011149 | 10 | 0 | esc | 0.011149 | 2.6002 | 0.011149 | 2.6002 | 0.011149 | 2.6002 | 0.011149 | 2.6002
[79 empty] | WLDFR | HFTD - Distribution - Tier 3 - 1QU CoRE ¦ 1QU LoRE | Non-Red Flag Warning - Catastrophic Fires | 2027 | 0 | 0 | 0 | 0 | 14664.6376 | 233.2301 | 8896.516 | 5534.8915 | 2.6002 | 2.6002 | 2.6002 | 2.6002 | 2.3498e-05 |  | 0 | 6.1102e-05 | 6.1102e-05 | 0 | 6.1102e-05 | 6.1102e-05 | 0 | 6.1102e-05 | 6.1102e-05 | 0 | 6.1102e-05 | Column30: 6.1102e-05 | [29 empty] | 7.3.2.1.3 Advanced weather monitoring and weather stations Weather StationsWLDFRElectric Reliability | WLDFR | HFTD - Distribution - Tier 3 - 1QU CoRE ¦ 3QU LoRE | Non-Red Flag Warning - Destructive Fires | 2026 | Electric Reliability | 233.2301 | 57.5921 | 2026 | Mitigation | 0.011149 | 10 | 0 | esc | 0.011149 | 2.6002 | 0.011149 | 2.6002 | 0.011149 | 2.6002 | 0.011149 | 2.6002
[79 empty] | WLDFR | HFTD - Distribution - Tier 3 - 1QU CoRE ¦ 1QU LoRE | Non-Red Flag Warning - Catastrophic Fires | 2028 | 0 | 0 | 0 | 0 | 15317.9909 | 247.273 | 9287.6491 | 5783.0689 | 2.7568 | 2.7568 | 2.7568 | 2.7568 | 2.3498e-05 |  | 0 | 6.4781e-05 | 6.4781e-05 | 0 | 6.4781e-05 | 6.4781e-05 | 0 | 6.4781e-05 | 6.4781e-05 | 0 | 6.4781e-05 | Column30: 6.4781e-05 | [29 empty] | 7.3.2.1.3 Advanced weather monitoring and weather stations Weather StationsWLDFRElectric Reliability | WLDFR | HFTD - Distribution - Tier 3 - 1QU CoRE ¦ 3QU LoRE | Non-Red Flag Warning - Destructive Fires | 2027 | Electric Reliability | 233.2301 | 57.5921 | 2027 | Mitigation | 0.011149 | 10 | 0 | esc | 0.011149 | 2.6002 | 0.011149 | 2.6002 | 0.011149 | 2.6002 | 0.011149 | 2.6002
[79 empty] | WLDFR | HFTD - Distribution - Tier 3 - 1QU CoRE ¦ 1QU LoRE | Non-Red Flag Warning - Catastrophic Fires | 2029 | 0 | 0 | 0 | 0 | 15317.9909 | 247.273 | 9287.6491 | 5783.0689 | 2.7568 | 2.7568 | 2.7568 | 2.7568 | 2.3498e-05 |  | 0 | 6.4781e-05 | 6.4781e-05 | 0 | 6.4781e-05 | 6.4781e-05 | 0 | 6.4781e-05 | 6.4781e-05 | 0 | 6.4781e-05 | Column30: 6.4781e-05 | [29 empty] | 7.3.2.1.3 Advanced weather monitoring and weather stations Weather StationsWLDFRElectric Reliability | WLDFR | HFTD - Distribution - Tier 3 - 1QU CoRE ¦ 3QU LoRE | Non-Red Flag Warning - Destructive Fires | 2028 | Electric Reliability | 247.273 | 57.5921 | 2028 | Mitigation | 0.011149 | 10 | 0 | esc | 0.011149 | 2.7568 | 0.011149 | 2.7568 | 0.011149 | 2.7568 | 0.011149 | 2.7568
[79 empty] | WLDFR | HFTD - Distribution - Tier 3 - 1QU CoRE ¦ 1QU LoRE | Non-Red Flag Warning - Catastrophic Fires | 2030 | 0 | 0 | 0 | 0 | 15317.9909 | 247.273 | 9287.6491 | 5783.0689 | 0 | 2.7568 | 2.7568 | 2.7568 | 2.3498e-05 |  | 0 | 0 | 0 | 0 | 6.4781e-05 | 6.4781e-05 | 0 | 6.4781e-05 | 6.4781e-05 | 0 | 6.4781e-05 | Column30: 6.4781e-05 | [29 empty] | 7.3.2.1.3 Advanced weather monitoring and weather stations Weather StationsWLDFRElectric Reliability | WLDFR | HFTD - Distribution - Tier 3 - 1QU CoRE ¦ 3QU LoRE | Non-Red Flag Warning - Destructive Fires | 2029 | Electric Reliability | 247.273 | 57.5921 | 2029 | Mitigation | 0.011149 | 10 | 0 | esc | 0.011149 | 2.7568 | 0.011149 | 2.7568 | 0.011149 | 2.7568 | 0.011149 | 2.7568
[79 empty] | WLDFR | HFTD - Distribution - Tier 3 - 1QU CoRE ¦ 1QU LoRE | Non-Red Flag Warning - Catastrophic Fires | 2031 | 0 | 0 | 0 | 0 | 15317.9909 | 247.273 | 9287.6491 | 5783.0689 | 0 | 0 | 2.7568 | 2.7568 | 2.3498e-05 |  | 0 | 0 | 0 | 0 | 0 | 0 | 0 | 6.4781e-05 | 6.4781e-05 | 0 | 6.4781e-05 | Column30: 6.4781e-05 | [29 empty] | 7.3.2.1.3 Advanced weather monitoring and weather stations Weather StationsWLDFRElectric Reliability | WLDFR | HFTD - Distribution - Tier 3 - 1QU CoRE ¦ 3QU LoRE | Non-Red Flag Warning - Destructive Fires | 2030 | Electric Reliability | 247.273 | 57.5921 | 2030 | Mitigation | 0.011149 | 10 | 0 | esc | 0 | 0 | 0.011149 | 2.7568 | 0.011149 | 2.7568 | 0.011149 | 2.7568
[79 empty] | WLDFR | HFTD - Distribution - Tier 3 - 1QU CoRE ¦ 1QU LoRE | Non-Red Flag Warning - Catastrophic Fires | 2032 | 0 | 0 | 0 | 0 | 15317.9909 | 247.273 | 9287.6491 | 5783.0689 | 0 | 0 | 0 | 2.7568 | 2.3498e-05 |  | 0 | 0 | 0 | 0 | 0 | 0 | 0 | 0 | 0 | 0 | 6.4781e-05 | Column30: 6.4781e-05 | [29 empty] | 7.3.2.1.3 Advanced weather monitoring and weather stations Weather StationsWLDFRElectric Reliability | WLDFR | HFTD - Distribution - Tier 3 - 1QU CoRE ¦ 3QU LoRE | Non-Red Flag Warning - Destructive Fires | 2031 | Electric Reliability | 247.273 | 57.5921 | 2031 | Mitigation | 0.011149 | 10 | 0 | esc | 0 | 0 | 0 | 0 | 0.011149 | 2.7568 | 0.011149 | 2.7568
[79 empty] | WLDFR | HFTD - Distribution - Tier 3 - 1QU CoRE ¦ 1QU LoRE | Non-Red Flag Warning - Destructive Fires | 2020 | 0 | 0 | 0 | 0 | 8807.9522 | 222.2294 | 8585.7228 | 0 | 2.4776 | 0 | 0 | 0 | 2.2096e-05 |  | 0 | 5.4745e-05 | 5.4745e-05 | 0 | 0 | 0 | 0 | 0 | 0 | 0 | 0 | Column30: 0 | [29 empty] | 7.3.2.1.3 Advanced weather monitoring and weather stations Weather StationsWLDFRElectric Reliability | WLDFR | HFTD - Distribution - Tier 3 - 1QU CoRE ¦ 3QU LoRE | Non-Red Flag Warning - Destructive Fires | 2032 | Electric Reliability | 247.273 | 57.5921 | 2032 | Mitigation | 0.011149 | 10 | 0 | esc | 0 | 0 | 0 | 0 | 0 | 0 | 0.011149 | 2.7568
[79 empty] | WLDFR | HFTD - Distribution - Tier 3 - 1QU CoRE ¦ 1QU LoRE | Non-Red Flag Warning - Destructive Fires | 2021 | 0 | 0 | 0 | 0 | 8807.9522 | 222.2294 | 8585.7228 | 0 | 2.4776 | 2.4776 | 0 | 0 | 2.2096e-05 |  | 0 | 5.4745e-05 | 5.4745e-05 | 0 | 5.4745e-05 | 5.4745e-05 | 0 | 0 | 0 | 0 | 0 | Column30: 0 | [29 empty] | 7.3.2.1.3 Advanced weather monitoring and weather stations Weather StationsWLDFRElectric Reliability | WLDFR | HFTD - Distribution - Tier 3 - 1QU CoRE ¦ 3QU LoRE | Non-Red Flag Warning - Large Fires | 2021 | Electric Reliability | 0.69642 | 57.5921 | 2021 | Mitigation | 0.011149 | 10 | 0 | esc | 0.011149 | 0.0077642 | 0.011149 | 0.0077642 | 0 | 0 | 0 | 0
[79 empty] | WLDFR | HFTD - Distribution - Tier 3 - 1QU CoRE ¦ 1QU LoRE | Non-Red Flag Warning - Destructive Fires | 2022 | 0 | 0 | 0 | 0 | 8807.9522 | 222.2294 | 8585.7228 | 0 | 2.4776 | 2.4776 | 2.4776 | 0 | 2.2096e-05 |  | 0 | 5.4745e-05 | 5.4745e-05 | 0 | 5.4745e-05 | 5.4745e-05 | 0 | 5.4745e-05 | 5.4745e-05 | 0 | 0 | Column30: 0 | [29 empty] | 7.3.2.1.3 Advanced weather monitoring and weather stations Weather StationsWLDFRElectric Reliability | WLDFR | HFTD - Distribution - Tier 3 - 1QU CoRE ¦ 3QU LoRE | Non-Red Flag Warning - Large Fires | 2022 | Electric Reliability | 0.69642 | 57.5921 | 2022 | Mitigation | 0.011149 | 10 | 0 | esc | 0.011149 | 0.0077642 | 0.011149 | 0.0077642 | 0.011149 | 0.0077642 | 0 | 0
[79 empty] | WLDFR | HFTD - Distribution - Tier 3 - 1QU CoRE ¦ 1QU LoRE | Non-Red Flag Warning - Destructive Fires | 2023 | 0 | 0 | 0 | 0 | 9129.7461 | 233.2301 | 8896.516 | 0 | 2.6002 | 2.6002 | 2.6002 | 2.6002 | 2.2096e-05 |  | 0 | 5.7455e-05 | 5.7455e-05 | 0 | 5.7455e-05 | 5.7455e-05 | 0 | 5.7455e-05 | 5.7455e-05 | 0 | 5.7455e-05 | Column30: 5.7455e-05 | [29 empty] | 7.3.2.1.3 Advanced weather monitoring and weather stations Weather StationsWLDFRElectric Reliability | WLDFR | HFTD - Distribution - Tier 3 - 1QU CoRE ¦ 3QU LoRE | Non-Red Flag Warning - Large Fires | 2023 | Electric Reliability | 0.71896 | 57.5921 | 2023 | Mitigation | 0.011149 | 10 | 0 | esc | 0.011149 | 0.0080156 | 0.011149 | 0.0080156 | 0.011149 | 0.0080156 | 0.011149 | 0.0080156
[79 empty] | WLDFR | HFTD - Distribution - Tier 3 - 1QU CoRE ¦ 1QU LoRE | Non-Red Flag Warning - Destructive Fires | 2024 | 0 | 0 | 0 | 0 | 9129.7461 | 233.2301 | 8896.516 | 0 | 2.6002 | 2.6002 | 2.6002 | 2.6002 | 2.2096e-05 |  | 0 | 5.7455e-05 | 5.7455e-05 | 0 | 5.7455e-05 | 5.7455e-05 | 0 | 5.7455e-05 | 5.7455e-05 | 0 | 5.7455e-05 | Column30: 5.7455e-05 | [29 empty] | 7.3.2.1.3 Advanced weather monitoring and weather stations Weather StationsWLDFRElectric Reliability | WLDFR | HFTD - Distribution - Tier 3 - 1QU CoRE ¦ 3QU LoRE | Non-Red Flag Warning - Large Fires | 2024 | Electric Reliability | 0.71896 | 57.5921 | 2024 | Mitigation | 0.011149 | 10 | 0 | esc | 0.011149 | 0.0080156 | 0.011149 | 0.0080156 | 0.011149 | 0.0080156 | 0.011149 | 0.0080156
[79 empty] | WLDFR | HFTD - Distribution - Tier 3 - 1QU CoRE ¦ 1QU LoRE | Non-Red Flag Warning - Destructive Fires | 2025 | 0 | 0 | 0 | 0 | 9129.7461 | 233.2301 | 8896.516 | 0 | 2.6002 | 2.6002 | 2.6002 | 2.6002 | 2.2096e-05 |  | 0 | 5.7455e-05 | 5.7455e-05 | 0 | 5.7455e-05 | 5.7455e-05 | 0 | 5.7455e-05 | 5.7455e-05 | 0 | 5.7455e-05 | Column30: 5.7455e-05 | [29 empty] | 7.3.2.1.3 Advanced weather monitoring and weather stations Weather StationsWLDFRElectric Reliability | WLDFR | HFTD - Distribution - Tier 3 - 1QU CoRE ¦ 3QU LoRE | Non-Red Flag Warning - Large Fires | 2025 | Electric Reliability | 0.71896 | 57.5921 | 2025 | Mitigation | 0.011149 | 10 | 0 | esc | 0.011149 | 0.0080156 | 0.011149 | 0.0080156 | 0.011149 | 0.0080156 | 0.011149 | 0.0080156
[79 empty] | WLDFR | HFTD - Distribution - Tier 3 - 1QU CoRE ¦ 1QU LoRE | Non-Red Flag Warning - Destructive Fires | 2026 | 0 | 0 | 0 | 0 | 9129.7461 | 233.2301 | 8896.516 | 0 | 2.6002 | 2.6002 | 2.6002 | 2.6002 | 2.2096e-05 |  | 0 | 5.7455e-05 | 5.7455e-05 | 0 | 5.7455e-05 | 5.7455e-05 | 0 | 5.7455e-05 | 5.7455e-05 | 0 | 5.7455e-05 | Column30: 5.7455e-05 | [29 empty] | 7.3.2.1.3 Advanced weather monitoring and weather stations Weather StationsWLDFRElectric Reliability | WLDFR | HFTD - Distribution - Tier 3 - 1QU CoRE ¦ 3QU LoRE | Non-Red Flag Warning - Large Fires | 2026 | Electric Reliability | 0.71896 | 57.5921 | 2026 | Mitigation | 0.011149 | 10 | 0 | esc | 0.011149 | 0.0080156 | 0.011149 | 0.0080156 | 0.011149 | 0.0080156 | 0.011149 | 0.0080156
[79 empty] | WLDFR | HFTD - Distribution - Tier 3 - 1QU CoRE ¦ 1QU LoRE | Non-Red Flag Warning - Destructive Fires | 2027 | 0 | 0 | 0 | 0 | 9129.7461 | 233.2301 | 8896.516 | 0 | 2.6002 | 2.6002 | 2.6002 | 2.6002 | 2.2096e-05 |  | 0 | 5.7455e-05 | 5.7455e-05 | 0 | 5.7455e-05 | 5.7455e-05 | 0 | 5.7455e-05 | 5.7455e-05 | 0 | 5.7455e-05 | Column30: 5.7455e-05 | [29 empty] | 7.3.2.1.3 Advanced weather monitoring and weather stations Weather StationsWLDFRElectric Reliability | WLDFR | HFTD - Distribution - Tier 3 - 1QU CoRE ¦ 3QU LoRE | Non-Red Flag Warning - Large Fires | 2027 | Electric Reliability | 0.71896 | 57.5921 | 2027 | Mitigation | 0.011149 | 10 | 0 | esc | 0.011149 | 0.0080156 | 0.011149 | 0.0080156 | 0.011149 | 0.0080156 | 0.011149 | 0.0080156
[79 empty] | WLDFR | HFTD - Distribution - Tier 3 - 1QU CoRE ¦ 1QU LoRE | Non-Red Flag Warning - Destructive Fires | 2028 | 0 | 0 | 0 | 0 | 9534.9221 | 247.273 | 9287.6491 | 0 | 2.7568 | 2.7568 | 2.7568 | 2.7568 | 2.2096e-05 |  | 0 | 6.0915e-05 | 6.0915e-05 | 0 | 6.0915e-05 | 6.0915e-05 | 0 | 6.0915e-05 | 6.0915e-05 | 0 | 6.0915e-05 | Column30: 6.0915e-05 | [29 empty] | 7.3.2.1.3 Advanced weather monitoring and weather stations Weather StationsWLDFRElectric Reliability | WLDFR | HFTD - Distribution - Tier 3 - 1QU CoRE ¦ 3QU LoRE | Non-Red Flag Warning - Large Fires | 2028 | Electric Reliability | 0.74734 | 57.5921 | 2028 | Mitigation | 0.011149 | 10 | 0 | esc | 0.011149 | 0.0083319 | 0.011149 | 0.0083319 | 0.011149 | 0.0083319 | 0.011149 | 0.0083319
[79 empty] | WLDFR | HFTD - Distribution - Tier 3 - 1QU CoRE ¦ 1QU LoRE | Non-Red Flag Warning - Destructive Fires | 2029 | 0 | 0 | 0 | 0 | 9534.9221 | 247.273 | 9287.6491 | 0 | 2.7568 | 2.7568 | 2.7568 | 2.7568 | 2.2096e-05 |  | 0 | 6.0915e-05 | 6.0915e-05 | 0 | 6.0915e-05 | 6.0915e-05 | 0 | 6.0915e-05 | 6.0915e-05 | 0 | 6.0915e-05 | Column30: 6.0915e-05 | [29 empty] | 7.3.2.1.3 Advanced weather monitoring and weather stations Weather StationsWLDFRElectric Reliability | WLDFR | HFTD - Distribution - Tier 3 - 1QU CoRE ¦ 3QU LoRE | Non-Red Flag Warning - Large Fires | 2029 | Electric Reliability | 0.74734 | 57.5921 | 2029 | Mitigation | 0.011149 | 10 | 0 | esc | 0.011149 | 0.0083319 | 0.011149 | 0.0083319 | 0.011149 | 0.0083319 | 0.011149 | 0.0083319
[79 empty] | WLDFR | HFTD - Distribution - Tier 3 - 1QU CoRE ¦ 1QU LoRE | Non-Red Flag Warning - Destructive Fires | 2030 | 0 | 0 | 0 | 0 | 9534.9221 | 247.273 | 9287.6491 | 0 | 0 | 2.7568 | 2.7568 | 2.7568 | 2.2096e-05 |  | 0 | 0 | 0 | 0 | 6.0915e-05 | 6.0915e-05 | 0 | 6.0915e-05 | 6.0915e-05 | 0 | 6.0915e-05 | Column30: 6.0915e-05 | [29 empty] | 7.3.2.1.3 Advanced weather monitoring and weather stations Weather StationsWLDFRElectric Reliability | WLDFR | HFTD - Distribution - Tier 3 - 1QU CoRE ¦ 3QU LoRE | Non-Red Flag Warning - Large Fires | 2030 | Electric Reliability | 0.74734 | 57.5921 | 2030 | Mitigation | 0.011149 | 10 | 0 | esc | 0 | 0 | 0.011149 | 0.0083319 | 0.011149 | 0.0083319 | 0.011149 | 0.0083319
[79 empty] | WLDFR | HFTD - Distribution - Tier 3 - 1QU CoRE ¦ 1QU LoRE | Non-Red Flag Warning - Destructive Fires | 2031 | 0 | 0 | 0 | 0 | 9534.9221 | 247.273 | 9287.6491 | 0 | 0 | 0 | 2.7568 | 2.7568 | 2.2096e-05 |  | 0 | 0 | 0 | 0 | 0 | 0 | 0 | 6.0915e-05 | 6.0915e-05 | 0 | 6.0915e-05 | Column30: 6.0915e-05 | [29 empty] | 7.3.2.1.3 Advanced weather monitoring and weather stations Weather StationsWLDFRElectric Reliability | WLDFR | HFTD - Distribution - Tier 3 - 1QU CoRE ¦ 3QU LoRE | Non-Red Flag Warning - Large Fires | 2031 | Electric Reliability | 0.74734 | 57.5921 | 2031 | Mitigation | 0.011149 | 10 | 0 | esc | 0 | 0 | 0 | 0 | 0.011149 | 0.0083319 | 0.011149 | 0.0083319
[79 empty] | WLDFR | HFTD - Distribution - Tier 3 - 1QU CoRE ¦ 1QU LoRE | Non-Red Flag Warning - Destructive Fires | 2032 | 0 | 0 | 0 | 0 | 9534.9221 | 247.273 | 9287.6491 | 0 | 0 | 0 | 0 | 2.7568 | 2.2096e-05 |  | 0 | 0 | 0 | 0 | 0 | 0 | 0 | 0 | 0 | 0 | 6.0915e-05 | Column30: 6.0915e-05 | [29 empty] | 7.3.2.1.3 Advanced weather monitoring and weather stations Weather StationsWLDFRElectric Reliability | WLDFR | HFTD - Distribution - Tier 3 - 1QU CoRE ¦ 3QU LoRE | Non-Red Flag Warning - Large Fires | 2032 | Electric Reliability | 0.74734 | 57.5921 | 2032 | Mitigation | 0.011149 | 10 | 0 | esc | 0 | 0 | 0 | 0 | 0 | 0 | 0.011149 | 0.0083319
[79 empty] | WLDFR | HFTD - Distribution - Tier 3 - 1QU CoRE ¦ 1QU LoRE | Non-Red Flag Warning - Large Fires | 2020 | 0 | 0 | 0 | 0 | 5.2406 | 0.69642 | 2.942 | 1.6022 | 0.0077642 | 0 | 0 | 0 | 0.00010786 |  | 0 | 8.3742e-07 | 8.3742e-07 | 0 | 0 | 0 | 0 | 0 | 0 | 0 | 0 | Column30: 0 | [29 empty] | 7.3.2.1.3 Advanced weather monitoring and weather stations Weather StationsWLDFRElectric Reliability | WLDFR | HFTD - Distribution - Tier 3 - 1QU CoRE ¦ 3QU LoRE | Non-Red Flag Warning - Small Fires | 2021 | Electric Reliability | 0.036425 | 57.5921 | 2021 | Mitigation | 0.011149 | 10 | 0 | esc | 0.011149 | 0.0004061 | 0.011149 | 0.0004061 | 0 | 0 | 0 | 0
[79 empty] | WLDFR | HFTD - Distribution - Tier 3 - 1QU CoRE ¦ 1QU LoRE | Non-Red Flag Warning - Large Fires | 2021 | 0 | 0 | 0 | 0 | 5.2406 | 0.69642 | 2.942 | 1.6022 | 0.0077642 | 0.0077642 | 0 | 0 | 0.00010786 |  | 0 | 8.3742e-07 | 8.3742e-07 | 0 | 8.3742e-07 | 8.3742e-07 | 0 | 0 | 0 | 0 | 0 | Column30: 0 | [29 empty] | 7.3.2.1.3 Advanced weather monitoring and weather stations Weather StationsWLDFRElectric Reliability | WLDFR | HFTD - Distribution - Tier 3 - 1QU CoRE ¦ 3QU LoRE | Non-Red Flag Warning - Small Fires | 2022 | Electric Reliability | 0.036425 | 57.5921 | 2022 | Mitigation | 0.011149 | 10 | 0 | esc | 0.011149 | 0.0004061 | 0.011149 | 0.0004061 | 0.011149 | 0.0004061 | 0 | 0
[79 empty] | WLDFR | HFTD - Distribution - Tier 3 - 1QU CoRE ¦ 1QU LoRE | Non-Red Flag Warning - Large Fires | 2022 | 0 | 0 | 0 | 0 | 5.2406 | 0.69642 | 2.942 | 1.6022 | 0.0077642 | 0.0077642 | 0.0077642 | 0 | 0.00010786 |  | 0 | 8.3742e-07 | 8.3742e-07 | 0 | 8.3742e-07 | 8.3742e-07 | 0 | 8.3742e-07 | 8.3742e-07 | 0 | 0 | Column30: 0 | [29 empty] | 7.3.2.1.3 Advanced weather monitoring and weather stations Weather StationsWLDFRElectric Reliability | WLDFR | HFTD - Distribution - Tier 3 - 1QU CoRE ¦ 3QU LoRE | Non-Red Flag Warning - Small Fires | 2023 | Electric Reliability | 0.03759 | 57.5921 | 2023 | Mitigation | 0.011149 | 10 | 0 | esc | 0.011149 | 0.00041909 | 0.011149 | 0.00041909 | 0.011149 | 0.00041909 | 0.011149 | 0.00041909
[79 empty] | WLDFR | HFTD - Distribution - Tier 3 - 1QU CoRE ¦ 1QU LoRE | Non-Red Flag Warning - Large Fires | 2023 | 0 | 0 | 0 | 0 | 5.475 | 0.71896 | 3.0715 | 1.6846 | 0.0080156 | 0.0080156 | 0.0080156 | 0.0080156 | 0.00010786 |  | 0 | 8.6452e-07 | 8.6452e-07 | 0 | 8.6452e-07 | 8.6452e-07 | 0 | 8.6452e-07 | 8.6452e-07 | 0 | 8.6452e-07 | Column30: 8.6452e-07 | [29 empty] | 7.3.2.1.3 Advanced weather monitoring and weather stations Weather StationsWLDFRElectric Reliability | WLDFR | HFTD - Distribution - Tier 3 - 1QU CoRE ¦ 3QU LoRE | Non-Red Flag Warning - Small Fires | 2024 | Electric Reliability | 0.03759 | 57.5921 | 2024 | Mitigation | 0.011149 | 10 | 0 | esc | 0.011149 | 0.00041909 | 0.011149 | 0.00041909 | 0.011149 | 0.00041909 | 0.011149 | 0.00041909
[79 empty] | WLDFR | HFTD - Distribution - Tier 3 - 1QU CoRE ¦ 1QU LoRE | Non-Red Flag Warning - Large Fires | 2024 | 0 | 0 | 0 | 0 | 5.475 | 0.71896 | 3.0715 | 1.6846 | 0.0080156 | 0.0080156 | 0.0080156 | 0.0080156 | 0.00010786 |  | 0 | 8.6452e-07 | 8.6452e-07 | 0 | 8.6452e-07 | 8.6452e-07 | 0 | 8.6452e-07 | 8.6452e-07 | 0 | 8.6452e-07 | Column30: 8.6452e-07 | [29 empty] | 7.3.2.1.3 Advanced weather monitoring and weather stations Weather StationsWLDFRElectric Reliability | WLDFR | HFTD - Distribution - Tier 3 - 1QU CoRE ¦ 3QU LoRE | Non-Red Flag Warning - Small Fires | 2025 | Electric Reliability | 0.03759 | 57.5921 | 2025 | Mitigation | 0.011149 | 10 | 0 | esc | 0.011149 | 0.00041909 | 0.011149 | 0.00041909 | 0.011149 | 0.00041909 | 0.011149 | 0.00041909
[79 empty] | WLDFR | HFTD - Distribution - Tier 3 - 1QU CoRE ¦ 1QU LoRE | Non-Red Flag Warning - Large Fires | 2025 | 0 | 0 | 0 | 0 | 5.475 | 0.71896 | 3.0715 | 1.6846 | 0.0080156 | 0.0080156 | 0.0080156 | 0.0080156 | 0.00010786 |  | 0 | 8.6452e-07 | 8.6452e-07 | 0 | 8.6452e-07 | 8.6452e-07 | 0 | 8.6452e-07 | 8.6452e-07 | 0 | 8.6452e-07 | Column30: 8.6452e-07 | [29 empty] | 7.3.2.1.3 Advanced weather monitoring and weather stations Weather StationsWLDFRElectric Reliability | WLDFR | HFTD - Distribution - Tier 3 - 1QU CoRE ¦ 3QU LoRE | Non-Red Flag Warning - Small Fires | 2026 | Electric Reliability | 0.03759 | 57.5921 | 2026 | Mitigation | 0.011149 | 10 | 0 | esc | 0.011149 | 0.00041909 | 0.011149 | 0.00041909 | 0.011149 | 0.00041909 | 0.011149 | 0.00041909
[79 empty] | WLDFR | HFTD - Distribution - Tier 3 - 1QU CoRE ¦ 1QU LoRE | Non-Red Flag Warning - Large Fires | 2026 | 0 | 0 | 0 | 0 | 5.475 | 0.71896 | 3.0715 | 1.6846 | 0.0080156 | 0.0080156 | 0.0080156 | 0.0080156 | 0.00010786 |  | 0 | 8.6452e-07 | 8.6452e-07 | 0 | 8.6452e-07 | 8.6452e-07 | 0 | 8.6452e-07 | 8.6452e-07 | 0 | 8.6452e-07 | Column30: 8.6452e-07 | [29 empty] | 7.3.2.1.3 Advanced weather monitoring and weather stations Weather StationsWLDFRElectric Reliability | WLDFR | HFTD - Distribution - Tier 3 - 1QU CoRE ¦ 3QU LoRE | Non-Red Flag Warning - Small Fires | 2027 | Electric Reliability | 0.03759 | 57.5921 | 2027 | Mitigation | 0.011149 | 10 | 0 | esc | 0.011149 | 0.00041909 | 0.011149 | 0.00041909 | 0.011149 | 0.00041909 | 0.011149 | 0.00041909
[79 empty] | WLDFR | HFTD - Distribution - Tier 3 - 1QU CoRE ¦ 1QU LoRE | Non-Red Flag Warning - Large Fires | 2027 | 0 | 0 | 0 | 0 | 5.475 | 0.71896 | 3.0715 | 1.6846 | 0.0080156 | 0.0080156 | 0.0080156 | 0.0080156 | 0.00010786 |  | 0 | 8.6452e-07 | 8.6452e-07 | 0 | 8.6452e-07 | 8.6452e-07 | 0 | 8.6452e-07 | 8.6452e-07 | 0 | 8.6452e-07 | Column30: 8.6452e-07 | [29 empty] | 7.3.2.1.3 Advanced weather monitoring and weather stations Weather StationsWLDFRElectric Reliability | WLDFR | HFTD - Distribution - Tier 3 - 1QU CoRE ¦ 3QU LoRE | Non-Red Flag Warning - Small Fires | 2028 | Electric Reliability | 0.039055 | 57.5921 | 2028 | Mitigation | 0.011149 | 10 | 0 | esc | 0.011149 | 0.00043542 | 0.011149 | 0.00043542 | 0.011149 | 0.00043542 | 0.011149 | 0.00043542
[79 empty] | WLDFR | HFTD - Distribution - Tier 3 - 1QU CoRE ¦ 1QU LoRE | Non-Red Flag Warning - Large Fires | 2028 | 0 | 0 | 0 | 0 | 5.777 | 0.74734 | 3.238 | 1.7917 | 0.0083319 | 0.0083319 | 0.0083319 | 0.0083319 | 0.00010786 |  | 0 | 8.9865e-07 | 8.9865e-07 | 0 | 8.9865e-07 | 8.9865e-07 | 0 | 8.9865e-07 | 8.9865e-07 | 0 | 8.9865e-07 | Column30: 8.9865e-07 | [29 empty] | 7.3.2.1.3 Advanced weather monitoring and weather stations Weather StationsWLDFRElectric Reliability | WLDFR | HFTD - Distribution - Tier 3 - 1QU CoRE ¦ 3QU LoRE | Non-Red Flag Warning - Small Fires | 2029 | Electric Reliability | 0.039055 | 57.5921 | 2029 | Mitigation | 0.011149 | 10 | 0 | esc | 0.011149 | 0.00043542 | 0.011149 | 0.00043542 | 0.011149 | 0.00043542 | 0.011149 | 0.00043542
[79 empty] | WLDFR | HFTD - Distribution - Tier 3 - 1QU CoRE ¦ 1QU LoRE | Non-Red Flag Warning - Large Fires | 2029 | 0 | 0 | 0 | 0 | 5.777 | 0.74734 | 3.238 | 1.7917 | 0.0083319 | 0.0083319 | 0.0083319 | 0.0083319 | 0.00010786 |  | 0 | 8.9865e-07 | 8.9865e-07 | 0 | 8.9865e-07 | 8.9865e-07 | 0 | 8.9865e-07 | 8.9865e-07 | 0 | 8.9865e-07 | Column30: 8.9865e-07 | [29 empty] | 7.3.2.1.3 Advanced weather monitoring and weather stations Weather StationsWLDFRElectric Reliability | WLDFR | HFTD - Distribution - Tier 3 - 1QU CoRE ¦ 3QU LoRE | Non-Red Flag Warning - Small Fires | 2030 | Electric Reliability | 0.039055 | 57.5921 | 2030 | Mitigation | 0.011149 | 10 | 0 | esc | 0 | 0 | 0.011149 | 0.00043542 | 0.011149 | 0.00043542 | 0.011149 | 0.00043542
[79 empty] | WLDFR | HFTD - Distribution - Tier 3 - 1QU CoRE ¦ 1QU LoRE | Non-Red Flag Warning - Large Fires | 2030 | 0 | 0 | 0 | 0 | 5.777 | 0.74734 | 3.238 | 1.7917 | 0 | 0.0083319 | 0.0083319 | 0.0083319 | 0.00010786 |  | 0 | 0 | 0 | 0 | 8.9865e-07 | 8.9865e-07 | 0 | 8.9865e-07 | 8.9865e-07 | 0 | 8.9865e-07 | Column30: 8.9865e-07 | [29 empty] | 7.3.2.1.3 Advanced weather monitoring and weather stations Weather StationsWLDFRElectric Reliability | WLDFR | HFTD - Distribution - Tier 3 - 1QU CoRE ¦ 3QU LoRE | Non-Red Flag Warning - Small Fires | 2031 | Electric Reliability | 0.039055 | 57.5921 | 2031 | Mitigation | 0.011149 | 10 | 0 | esc | 0 | 0 | 0 | 0 | 0.011149 | 0.00043542 | 0.011149 | 0.00043542
[79 empty] | WLDFR | HFTD - Distribution - Tier 3 - 1QU CoRE ¦ 1QU LoRE | Non-Red Flag Warning - Large Fires | 2031 | 0 | 0 | 0 | 0 | 5.777 | 0.74734 | 3.238 | 1.7917 | 0 | 0 | 0.0083319 | 0.0083319 | 0.00010786 |  | 0 | 0 | 0 | 0 | 0 | 0 | 0 | 8.9865e-07 | 8.9865e-07 | 0 | 8.9865e-07 | Column30: 8.9865e-07 | [29 empty] | 7.3.2.1.3 Advanced weather monitoring and weather stations Weather StationsWLDFRElectric Reliability | WLDFR | HFTD - Distribution - Tier 3 - 1QU CoRE ¦ 3QU LoRE | Non-Red Flag Warning - Small Fires | 2032 | Electric Reliability | 0.039055 | 57.5921 | 2032 | Mitigation | 0.011149 | 10 | 0 | esc | 0 | 0 | 0 | 0 | 0 | 0 | 0.011149 | 0.00043542
[79 empty] | WLDFR | HFTD - Distribution - Tier 3 - 1QU CoRE ¦ 1QU LoRE | Non-Red Flag Warning - Large Fires | 2032 | 0 | 0 | 0 | 0 | 5.777 | 0.74734 | 3.238 | 1.7917 | 0 | 0 | 0 | 0.0083319 | 0.00010786 |  | 0 | 0 | 0 | 0 | 0 | 0 | 0 | 0 | 0 | 0 | 8.9865e-07 | Column30: 8.9865e-07 | [29 empty] | 7.3.2.1.3 Advanced weather monitoring and weather stations Weather StationsWLDFRElectric Reliability | WLDFR | HFTD - Distribution - Tier 3 - 1QU CoRE ¦ 3QU LoRE | Red Flag Warning - Catastrophic Fires | 2021 | Electric Reliability | 222.2294 | 57.5921 | 2021 | Mitigation | 0.011149 | 10 | 0 | esc | 0.011149 | 2.4776 | 0.011149 | 2.4776 | 0 | 0 | 0 | 0
[79 empty] | WLDFR | HFTD - Distribution - Tier 3 - 1QU CoRE ¦ 1QU LoRE | Non-Red Flag Warning - Small Fires | 2020 | 0 | 0 | 0 | 0 | 0.077901 | 0.036425 | 0.0015809 | 0.039895 | 0.0004061 | 0 | 0 | 0 | 0.0079894 |  | 0 | 3.2445e-06 | 3.2445e-06 | 0 | 0 | 0 | 0 | 0 | 0 | 0 | 0 | Column30: 0 | [29 empty] | 7.3.2.1.3 Advanced weather monitoring and weather stations Weather StationsWLDFRElectric Reliability | WLDFR | HFTD - Distribution - Tier 3 - 1QU CoRE ¦ 3QU LoRE | Red Flag Warning - Catastrophic Fires | 2022 | Electric Reliability | 222.2294 | 57.5921 | 2022 | Mitigation | 0.011149 | 10 | 0 | esc | 0.011149 | 2.4776 | 0.011149 | 2.4776 | 0.011149 | 2.4776 | 0 | 0
[79 empty] | WLDFR | HFTD - Distribution - Tier 3 - 1QU CoRE ¦ 1QU LoRE | Non-Red Flag Warning - Small Fires | 2021 | 0 | 0 | 0 | 0 | 0.077901 | 0.036425 | 0.0015809 | 0.039895 | 0.0004061 | 0.0004061 | 0 | 0 | 0.0079894 |  | 0 | 3.2445e-06 | 3.2445e-06 | 0 | 3.2445e-06 | 3.2445e-06 | 0 | 0 | 0 | 0 | 0 | Column30: 0 | [29 empty] | 7.3.2.1.3 Advanced weather monitoring and weather stations Weather StationsWLDFRElectric Reliability | WLDFR | HFTD - Distribution - Tier 3 - 1QU CoRE ¦ 3QU LoRE | Red Flag Warning - Catastrophic Fires | 2023 | Electric Reliability | 233.2301 | 57.5921 | 2023 | Mitigation | 0.011149 | 10 | 0 | esc | 0.011149 | 2.6002 | 0.011149 | 2.6002 | 0.011149 | 2.6002 | 0.011149 | 2.6002
[79 empty] | WLDFR | HFTD - Distribution - Tier 3 - 1QU CoRE ¦ 1QU LoRE | Non-Red Flag Warning - Small Fires | 2022 | 0 | 0 | 0 | 0 | 0.077901 | 0.036425 | 0.0015809 | 0.039895 | 0.0004061 | 0.0004061 | 0.0004061 | 0 | 0.0079894 |  | 0 | 3.2445e-06 | 3.2445e-06 | 0 | 3.2445e-06 | 3.2445e-06 | 0 | 3.2445e-06 | 3.2445e-06 | 0 | 0 | Column30: 0 | [29 empty] | 7.3.2.1.3 Advanced weather monitoring and weather stations Weather StationsWLDFRElectric Reliability | WLDFR | HFTD - Distribution - Tier 3 - 1QU CoRE ¦ 3QU LoRE | Red Flag Warning - Catastrophic Fires | 2024 | Electric Reliability | 233.2301 | 57.5921 | 2024 | Mitigation | 0.011149 | 10 | 0 | esc | 0.011149 | 2.6002 | 0.011149 | 2.6002 | 0.011149 | 2.6002 | 0.011149 | 2.6002
[79 empty] | WLDFR | HFTD - Distribution - Tier 3 - 1QU CoRE ¦ 1QU LoRE | Non-Red Flag Warning - Small Fires | 2023 | 0 | 0 | 0 | 0 | 0.080408 | 0.03759 | 0.0016314 | 0.041187 | 0.00041909 | 0.00041909 | 0.00041909 | 0.00041909 | 0.0079894 |  | 0 | 3.3482e-06 | 3.3482e-06 | 0 | 3.3482e-06 | 3.3482e-06 | 0 | 3.3482e-06 | 3.3482e-06 | 0 | 3.3482e-06 | Column30: 3.3482e-06 | [29 empty] | 7.3.2.1.3 Advanced weather monitoring and weather stations Weather StationsWLDFRElectric Reliability | WLDFR | HFTD - Distribution - Tier 3 - 1QU CoRE ¦ 3QU LoRE | Red Flag Warning - Catastrophic Fires | 2025 | Electric Reliability | 233.2301 | 57.5921 | 2025 | Mitigation | 0.011149 | 10 | 0 | esc | 0.011149 | 2.6002 | 0.011149 | 2.6002 | 0.011149 | 2.6002 | 0.011149 | 2.6002
[79 empty] | WLDFR | HFTD - Distribution - Tier 3 - 1QU CoRE ¦ 1QU LoRE | Non-Red Flag Warning - Small Fires | 2024 | 0 | 0 | 0 | 0 | 0.080408 | 0.03759 | 0.0016314 | 0.041187 | 0.00041909 | 0.00041909 | 0.00041909 | 0.00041909 | 0.0079894 |  | 0 | 3.3482e-06 | 3.3482e-06 | 0 | 3.3482e-06 | 3.3482e-06 | 0 | 3.3482e-06 | 3.3482e-06 | 0 | 3.3482e-06 | Column30: 3.3482e-06 | [29 empty] | 7.3.2.1.3 Advanced weather monitoring and weather stations Weather StationsWLDFRElectric Reliability | WLDFR | HFTD - Distribution - Tier 3 - 1QU CoRE ¦ 3QU LoRE | Red Flag Warning - Catastrophic Fires | 2026 | Electric Reliability | 233.2301 | 57.5921 | 2026 | Mitigation | 0.011149 | 10 | 0 | esc | 0.011149 | 2.6002 | 0.011149 | 2.6002 | 0.011149 | 2.6002 | 0.011149 | 2.6002
[79 empty] | WLDFR | HFTD - Distribution - Tier 3 - 1QU CoRE ¦ 1QU LoRE | Non-Red Flag Warning - Small Fires | 2025 | 0 | 0 | 0 | 0 | 0.080408 | 0.03759 | 0.0016314 | 0.041187 | 0.00041909 | 0.00041909 | 0.00041909 | 0.00041909 | 0.0079894 |  | 0 | 3.3482e-06 | 3.3482e-06 | 0 | 3.3482e-06 | 3.3482e-06 | 0 | 3.3482e-06 | 3.3482e-06 | 0 | 3.3482e-06 | Column30: 3.3482e-06 | [29 empty] | 7.3.2.1.3 Advanced weather monitoring and weather stations Weather StationsWLDFRElectric Reliability | WLDFR | HFTD - Distribution - Tier 3 - 1QU CoRE ¦ 3QU LoRE | Red Flag Warning - Catastrophic Fires | 2027 | Electric Reliability | 233.2301 | 57.5921 | 2027 | Mitigation | 0.011149 | 10 | 0 | esc | 0.011149 | 2.6002 | 0.011149 | 2.6002 | 0.011149 | 2.6002 | 0.011149 | 2.6002
[79 empty] | WLDFR | HFTD - Distribution - Tier 3 - 1QU CoRE ¦ 1QU LoRE | Non-Red Flag Warning - Small Fires | 2026 | 0 | 0 | 0 | 0 | 0.080408 | 0.03759 | 0.0016314 | 0.041187 | 0.00041909 | 0.00041909 | 0.00041909 | 0.00041909 | 0.0079894 |  | 0 | 3.3482e-06 | 3.3482e-06 | 0 | 3.3482e-06 | 3.3482e-06 | 0 | 3.3482e-06 | 3.3482e-06 | 0 | 3.3482e-06 | Column30: 3.3482e-06 | [29 empty] | 7.3.2.1.3 Advanced weather monitoring and weather stations Weather StationsWLDFRElectric Reliability | WLDFR | HFTD - Distribution - Tier 3 - 1QU CoRE ¦ 3QU LoRE | Red Flag Warning - Catastrophic Fires | 2028 | Electric Reliability | 247.273 | 57.5921 | 2028 | Mitigation | 0.011149 | 10 | 0 | esc | 0.011149 | 2.7568 | 0.011149 | 2.7568 | 0.011149 | 2.7568 | 0.011149 | 2.7568
[79 empty] | WLDFR | HFTD - Distribution - Tier 3 - 1QU CoRE ¦ 1QU LoRE | Non-Red Flag Warning - Small Fires | 2027 | 0 | 0 | 0 | 0 | 0.080408 | 0.03759 | 0.0016314 | 0.041187 | 0.00041909 | 0.00041909 | 0.00041909 | 0.00041909 | 0.0079894 |  | 0 | 3.3482e-06 | 3.3482e-06 | 0 | 3.3482e-06 | 3.3482e-06 | 0 | 3.3482e-06 | 3.3482e-06 | 0 | 3.3482e-06 | Column30: 3.3482e-06 | [29 empty] | 7.3.2.1.3 Advanced weather monitoring and weather stations Weather StationsWLDFRElectric Reliability | WLDFR | HFTD - Distribution - Tier 3 - 1QU CoRE ¦ 3QU LoRE | Red Flag Warning - Catastrophic Fires | 2029 | Electric Reliability | 247.273 | 57.5921 | 2029 | Mitigation | 0.011149 | 10 | 0 | esc | 0.011149 | 2.7568 | 0.011149 | 2.7568 | 0.011149 | 2.7568 | 0.011149 | 2.7568
[79 empty] | WLDFR | HFTD - Distribution - Tier 3 - 1QU CoRE ¦ 1QU LoRE | Non-Red Flag Warning - Small Fires | 2028 | 0 | 0 | 0 | 0 | 0.083606 | 0.039055 | 0.001695 | 0.042856 | 0.00043542 | 0.00043542 | 0.00043542 | 0.00043542 | 0.0079894 |  | 0 | 3.4787e-06 | 3.4787e-06 | 0 | 3.4787e-06 | 3.4787e-06 | 0 | 3.4787e-06 | 3.4787e-06 | 0 | 3.4787e-06 | Column30: 3.4787e-06 | [29 empty] | 7.3.2.1.3 Advanced weather monitoring and weather stations Weather StationsWLDFRElectric Reliability | WLDFR | HFTD - Distribution - Tier 3 - 1QU CoRE ¦ 3QU LoRE | Red Flag Warning - Catastrophic Fires | 2030 | Electric Reliability | 247.273 | 57.5921 | 2030 | Mitigation | 0.011149 | 10 | 0 | esc | 0 | 0 | 0.011149 | 2.7568 | 0.011149 | 2.7568 | 0.011149 | 2.7568
[79 empty] | WLDFR | HFTD - Distribution - Tier 3 - 1QU CoRE ¦ 1QU LoRE | Non-Red Flag Warning - Small Fires | 2029 | 0 | 0 | 0 | 0 | 0.083606 | 0.039055 | 0.001695 | 0.042856 | 0.00043542 | 0.00043542 | 0.00043542 | 0.00043542 | 0.0079894 |  | 0 | 3.4787e-06 | 3.4787e-06 | 0 | 3.4787e-06 | 3.4787e-06 | 0 | 3.4787e-06 | 3.4787e-06 | 0 | 3.4787e-06 | Column30: 3.4787e-06 | [29 empty] | 7.3.2.1.3 Advanced weather monitoring and weather stations Weather StationsWLDFRElectric Reliability | WLDFR | HFTD - Distribution - Tier 3 - 1QU CoRE ¦ 3QU LoRE | Red Flag Warning - Catastrophic Fires | 2031 | Electric Reliability | 247.273 | 57.5921 | 2031 | Mitigation | 0.011149 | 10 | 0 | esc | 0 | 0 | 0 | 0 | 0.011149 | 2.7568 | 0.011149 | 2.7568
[79 empty] | WLDFR | HFTD - Distribution - Tier 3 - 1QU CoRE ¦ 1QU LoRE | Non-Red Flag Warning - Small Fires | 2030 | 0 | 0 | 0 | 0 | 0.083606 | 0.039055 | 0.001695 | 0.042856 | 0 | 0.00043542 | 0.00043542 | 0.00043542 | 0.0079894 |  | 0 | 0 | 0 | 0 | 3.4787e-06 | 3.4787e-06 | 0 | 3.4787e-06 | 3.4787e-06 | 0 | 3.4787e-06 | Column30: 3.4787e-06 | [29 empty] | 7.3.2.1.3 Advanced weather monitoring and weather stations Weather StationsWLDFRElectric Reliability | WLDFR | HFTD - Distribution - Tier 3 - 1QU CoRE ¦ 3QU LoRE | Red Flag Warning - Catastrophic Fires | 2032 | Electric Reliability | 247.273 | 57.5921 | 2032 | Mitigation | 0.011149 | 10 | 0 | esc | 0 | 0 | 0 | 0 | 0 | 0 | 0.011149 | 2.7568
[79 empty] | WLDFR | HFTD - Distribution - Tier 3 - 1QU CoRE ¦ 1QU LoRE | Non-Red Flag Warning - Small Fires | 2031 | 0 | 0 | 0 | 0 | 0.083606 | 0.039055 | 0.001695 | 0.042856 | 0 | 0 | 0.00043542 | 0.00043542 | 0.0079894 |  | 0 | 0 | 0 | 0 | 0 | 0 | 0 | 3.4787e-06 | 3.4787e-06 | 0 | 3.4787e-06 | Column30: 3.4787e-06 | [29 empty] | 7.3.2.1.3 Advanced weather monitoring and weather stations Weather StationsWLDFRElectric Reliability | WLDFR | HFTD - Distribution - Tier 3 - 1QU CoRE ¦ 3QU LoRE | Red Flag Warning - Destructive Fires | 2021 | Electric Reliability | 222.2294 | 57.5921 | 2021 | Mitigation | 0.011149 | 10 | 0 | esc | 0.011149 | 2.4776 | 0.011149 | 2.4776 | 0 | 0 | 0 | 0
[79 empty] | WLDFR | HFTD - Distribution - Tier 3 - 1QU CoRE ¦ 1QU LoRE | Non-Red Flag Warning - Small Fires | 2032 | 0 | 0 | 0 | 0 | 0.083606 | 0.039055 | 0.001695 | 0.042856 | 0 | 0 | 0 | 0.00043542 | 0.0079894 |  | 0 | 0 | 0 | 0 | 0 | 0 | 0 | 0 | 0 | 0 | 3.4787e-06 | Column30: 3.4787e-06 | [29 empty] | 7.3.2.1.3 Advanced weather monitoring and weather stations Weather StationsWLDFRElectric Reliability | WLDFR | HFTD - Distribution - Tier 3 - 1QU CoRE ¦ 3QU LoRE | Red Flag Warning - Destructive Fires | 2022 | Electric Reliability | 222.2294 | 57.5921 | 2022 | Mitigation | 0.011149 | 10 | 0 | esc | 0.011149 | 2.4776 | 0.011149 | 2.4776 | 0.011149 | 2.4776 | 0 | 0
[79 empty] | WLDFR | HFTD - Distribution - Tier 3 - 1QU CoRE ¦ 1QU LoRE | Red Flag Warning - Catastrophic Fires | 2020 | 0 | 0 | 0 | 0 | 14146.1306 | 222.2294 | 8585.7228 | 5338.1784 | 2.4776 | 0 | 0 | 0 | 0.00030753 |  | 0 | 0.00076194 | 0.00076194 | 0 | 0 | 0 | 0 | 0 | 0 | 0 | 0 | Column30: 0 | [29 empty] | 7.3.2.1.3 Advanced weather monitoring and weather stations Weather StationsWLDFRElectric Reliability | WLDFR | HFTD - Distribution - Tier 3 - 1QU CoRE ¦ 3QU LoRE | Red Flag Warning - Destructive Fires | 2023 | Electric Reliability | 233.2301 | 57.5921 | 2023 | Mitigation | 0.011149 | 10 | 0 | esc | 0.011149 | 2.6002 | 0.011149 | 2.6002 | 0.011149 | 2.6002 | 0.011149 | 2.6002
[79 empty] | WLDFR | HFTD - Distribution - Tier 3 - 1QU CoRE ¦ 1QU LoRE | Red Flag Warning - Catastrophic Fires | 2021 | 0 | 0 | 0 | 0 | 14146.1306 | 222.2294 | 8585.7228 | 5338.1784 | 2.4776 | 2.4776 | 0 | 0 | 0.00030753 |  | 0 | 0.00076194 | 0.00076194 | 0 | 0.00076194 | 0.00076194 | 0 | 0 | 0 | 0 | 0 | Column30: 0 | [29 empty] | 7.3.2.1.3 Advanced weather monitoring and weather stations Weather StationsWLDFRElectric Reliability | WLDFR | HFTD - Distribution - Tier 3 - 1QU CoRE ¦ 3QU LoRE | Red Flag Warning - Destructive Fires | 2024 | Electric Reliability | 233.2301 | 57.5921 | 2024 | Mitigation | 0.011149 | 10 | 0 | esc | 0.011149 | 2.6002 | 0.011149 | 2.6002 | 0.011149 | 2.6002 | 0.011149 | 2.6002
[79 empty] | WLDFR | HFTD - Distribution - Tier 3 - 1QU CoRE ¦ 1QU LoRE | Red Flag Warning - Catastrophic Fires | 2022 | 0 | 0 | 0 | 0 | 14146.1306 | 222.2294 | 8585.7228 | 5338.1784 | 2.4776 | 2.4776 | 2.4776 | 0 | 0.00030753 |  | 0 | 0.00076194 | 0.00076194 | 0 | 0.00076194 | 0.00076194 | 0 | 0.00076194 | 0.00076194 | 0 | 0 | Column30: 0 | [29 empty] | 7.3.2.1.3 Advanced weather monitoring and weather stations Weather StationsWLDFRElectric Reliability | WLDFR | HFTD - Distribution - Tier 3 - 1QU CoRE ¦ 3QU LoRE | Red Flag Warning - Destructive Fires | 2025 | Electric Reliability | 233.2301 | 57.5921 | 2025 | Mitigation | 0.011149 | 10 | 0 | esc | 0.011149 | 2.6002 | 0.011149 | 2.6002 | 0.011149 | 2.6002 | 0.011149 | 2.6002
[79 empty] | WLDFR | HFTD - Distribution - Tier 3 - 1QU CoRE ¦ 1QU LoRE | Red Flag Warning - Catastrophic Fires | 2023 | 0 | 0 | 0 | 0 | 14664.6376 | 233.2301 | 8896.516 | 5534.8915 | 2.6002 | 2.6002 | 2.6002 | 2.6002 | 0.00030753 |  | 0 | 0.00079966 | 0.00079966 | 0 | 0.00079966 | 0.00079966 | 0 | 0.00079966 | 0.00079966 | 0 | 0.00079966 | Column30: 0.00079966 | [29 empty] | 7.3.2.1.3 Advanced weather monitoring and weather stations Weather StationsWLDFRElectric Reliability | WLDFR | HFTD - Distribution - Tier 3 - 1QU CoRE ¦ 3QU LoRE | Red Flag Warning - Destructive Fires | 2026 | Electric Reliability | 233.2301 | 57.5921 | 2026 | Mitigation | 0.011149 | 10 | 0 | esc | 0.011149 | 2.6002 | 0.011149 | 2.6002 | 0.011149 | 2.6002 | 0.011149 | 2.6002
[79 empty] | WLDFR | HFTD - Distribution - Tier 3 - 1QU CoRE ¦ 1QU LoRE | Red Flag Warning - Catastrophic Fires | 2024 | 0 | 0 | 0 | 0 | 14664.6376 | 233.2301 | 8896.516 | 5534.8915 | 2.6002 | 2.6002 | 2.6002 | 2.6002 | 0.00030753 |  | 0 | 0.00079966 | 0.00079966 | 0 | 0.00079966 | 0.00079966 | 0 | 0.00079966 | 0.00079966 | 0 | 0.00079966 | Column30: 0.00079966 | [29 empty] | 7.3.2.1.3 Advanced weather monitoring and weather stations Weather StationsWLDFRElectric Reliability | WLDFR | HFTD - Distribution - Tier 3 - 1QU CoRE ¦ 3QU LoRE | Red Flag Warning - Destructive Fires | 2027 | Electric Reliability | 233.2301 | 57.5921 | 2027 | Mitigation | 0.011149 | 10 | 0 | esc | 0.011149 | 2.6002 | 0.011149 | 2.6002 | 0.011149 | 2.6002 | 0.011149 | 2.6002
[79 empty] | WLDFR | HFTD - Distribution - Tier 3 - 1QU CoRE ¦ 1QU LoRE | Red Flag Warning - Catastrophic Fires | 2025 | 0 | 0 | 0 | 0 | 14664.6376 | 233.2301 | 8896.516 | 5534.8915 | 2.6002 | 2.6002 | 2.6002 | 2.6002 | 0.00030753 |  | 0 | 0.00079966 | 0.00079966 | 0 | 0.00079966 | 0.00079966 | 0 | 0.00079966 | 0.00079966 | 0 | 0.00079966 | Column30: 0.00079966 | [29 empty] | 7.3.2.1.3 Advanced weather monitoring and weather stations Weather StationsWLDFRElectric Reliability | WLDFR | HFTD - Distribution - Tier 3 - 1QU CoRE ¦ 3QU LoRE | Red Flag Warning - Destructive Fires | 2028 | Electric Reliability | 247.273 | 57.5921 | 2028 | Mitigation | 0.011149 | 10 | 0 | esc | 0.011149 | 2.7568 | 0.011149 | 2.7568 | 0.011149 | 2.7568 | 0.011149 | 2.7568
[79 empty] | WLDFR | HFTD - Distribution - Tier 3 - 1QU CoRE ¦ 1QU LoRE | Red Flag Warning - Catastrophic Fires | 2026 | 0 | 0 | 0 | 0 | 14664.6376 | 233.2301 | 8896.516 | 5534.8915 | 2.6002 | 2.6002 | 2.6002 | 2.6002 | 0.00030753 |  | 0 | 0.00079966 | 0.00079966 | 0 | 0.00079966 | 0.00079966 | 0 | 0.00079966 | 0.00079966 | 0 | 0.00079966 | Column30: 0.00079966 | [29 empty] | 7.3.2.1.3 Advanced weather monitoring and weather stations Weather StationsWLDFRElectric Reliability | WLDFR | HFTD - Distribution - Tier 3 - 1QU CoRE ¦ 3QU LoRE | Red Flag Warning - Destructive Fires | 2029 | Electric Reliability | 247.273 | 57.5921 | 2029 | Mitigation | 0.011149 | 10 | 0 | esc | 0.011149 | 2.7568 | 0.011149 | 2.7568 | 0.011149 | 2.7568 | 0.011149 | 2.7568
[79 empty] | WLDFR | HFTD - Distribution - Tier 3 - 1QU CoRE ¦ 1QU LoRE | Red Flag Warning - Catastrophic Fires | 2027 | 0 | 0 | 0 | 0 | 14664.6376 | 233.2301 | 8896.516 | 5534.8915 | 2.6002 | 2.6002 | 2.6002 | 2.6002 | 0.00030753 |  | 0 | 0.00079966 | 0.00079966 | 0 | 0.00079966 | 0.00079966 | 0 | 0.00079966 | 0.00079966 | 0 | 0.00079966 | Column30: 0.00079966 | [29 empty] | 7.3.2.1.3 Advanced weather monitoring and weather stations Weather StationsWLDFRElectric Reliability | WLDFR | HFTD - Distribution - Tier 3 - 1QU CoRE ¦ 3QU LoRE | Red Flag Warning - Destructive Fires | 2030 | Electric Reliability | 247.273 | 57.5921 | 2030 | Mitigation | 0.011149 | 10 | 0 | esc | 0 | 0 | 0.011149 | 2.7568 | 0.011149 | 2.7568 | 0.011149 | 2.7568
[79 empty] | WLDFR | HFTD - Distribution - Tier 3 - 1QU CoRE ¦ 1QU LoRE | Red Flag Warning - Catastrophic Fires | 2028 | 0 | 0 | 0 | 0 | 15317.9909 | 247.273 | 9287.6491 | 5783.0689 | 2.7568 | 2.7568 | 2.7568 | 2.7568 | 0.00030753 |  | 0 | 0.00084781 | 0.00084781 | 0 | 0.00084781 | 0.00084781 | 0 | 0.00084781 | 0.00084781 | 0 | 0.00084781 | Column30: 0.00084781 | [29 empty] | 7.3.2.1.3 Advanced weather monitoring and weather stations Weather StationsWLDFRElectric Reliability | WLDFR | HFTD - Distribution - Tier 3 - 1QU CoRE ¦ 3QU LoRE | Red Flag Warning - Destructive Fires | 2031 | Electric Reliability | 247.273 | 57.5921 | 2031 | Mitigation | 0.011149 | 10 | 0 | esc | 0 | 0 | 0 | 0 | 0.011149 | 2.7568 | 0.011149 | 2.7568
[79 empty] | WLDFR | HFTD - Distribution - Tier 3 - 1QU CoRE ¦ 1QU LoRE | Red Flag Warning - Catastrophic Fires | 2029 | 0 | 0 | 0 | 0 | 15317.9909 | 247.273 | 9287.6491 | 5783.0689 | 2.7568 | 2.7568 | 2.7568 | 2.7568 | 0.00030753 |  | 0 | 0.00084781 | 0.00084781 | 0 | 0.00084781 | 0.00084781 | 0 | 0.00084781 | 0.00084781 | 0 | 0.00084781 | Column30: 0.00084781 | [29 empty] | 7.3.2.1.3 Advanced weather monitoring and weather stations Weather StationsWLDFRElectric Reliability | WLDFR | HFTD - Distribution - Tier 3 - 1QU CoRE ¦ 3QU LoRE | Red Flag Warning - Destructive Fires | 2032 | Electric Reliability | 247.273 | 57.5921 | 2032 | Mitigation | 0.011149 | 10 | 0 | esc | 0 | 0 | 0 | 0 | 0 | 0 | 0.011149 | 2.7568
[79 empty] | WLDFR | HFTD - Distribution - Tier 3 - 1QU CoRE ¦ 1QU LoRE | Red Flag Warning - Catastrophic Fires | 2030 | 0 | 0 | 0 | 0 | 15317.9909 | 247.273 | 9287.6491 | 5783.0689 | 0 | 2.7568 | 2.7568 | 2.7568 | 0.00030753 |  | 0 | 0 | 0 | 0 | 0.00084781 | 0.00084781 | 0 | 0.00084781 | 0.00084781 | 0 | 0.00084781 | Column30: 0.00084781 | [29 empty] | 7.3.2.1.3 Advanced weather monitoring and weather stations Weather StationsWLDFRElectric Reliability | WLDFR | HFTD - Distribution - Tier 3 - 1QU CoRE ¦ 3QU LoRE | Red Flag Warning - Large Fires | 2021 | Electric Reliability | 0.69642 | 57.5921 | 2021 | Mitigation | 0.011149 | 10 | 0 | esc | 0.011149 | 0.0077642 | 0.011149 | 0.0077642 | 0 | 0 | 0 | 0
[79 empty] | WLDFR | HFTD - Distribution - Tier 3 - 1QU CoRE ¦ 1QU LoRE | Red Flag Warning - Catastrophic Fires | 2031 | 0 | 0 | 0 | 0 | 15317.9909 | 247.273 | 9287.6491 | 5783.0689 | 0 | 0 | 2.7568 | 2.7568 | 0.00030753 |  | 0 | 0 | 0 | 0 | 0 | 0 | 0 | 0.00084781 | 0.00084781 | 0 | 0.00084781 | Column30: 0.00084781 | [29 empty] | 7.3.2.1.3 Advanced weather monitoring and weather stations Weather StationsWLDFRElectric Reliability | WLDFR | HFTD - Distribution - Tier 3 - 1QU CoRE ¦ 3QU LoRE | Red Flag Warning - Large Fires | 2022 | Electric Reliability | 0.69642 | 57.5921 | 2022 | Mitigation | 0.011149 | 10 | 0 | esc | 0.011149 | 0.0077642 | 0.011149 | 0.0077642 | 0.011149 | 0.0077642 | 0 | 0
[79 empty] | WLDFR | HFTD - Distribution - Tier 3 - 1QU CoRE ¦ 1QU LoRE | Red Flag Warning - Catastrophic Fires | 2032 | 0 | 0 | 0 | 0 | 15317.9909 | 247.273 | 9287.6491 | 5783.0689 | 0 | 0 | 0 | 2.7568 | 0.00030753 |  | 0 | 0 | 0 | 0 | 0 | 0 | 0 | 0 | 0 | 0 | 0.00084781 | Column30: 0.00084781 | [29 empty] | 7.3.2.1.3 Advanced weather monitoring and weather stations Weather StationsWLDFRElectric Reliability | WLDFR | HFTD - Distribution - Tier 3 - 1QU CoRE ¦ 3QU LoRE | Red Flag Warning - Large Fires | 2023 | Electric Reliability | 0.71896 | 57.5921 | 2023 | Mitigation | 0.011149 | 10 | 0 | esc | 0.011149 | 0.0080156 | 0.011149 | 0.0080156 | 0.011149 | 0.0080156 | 0.011149 | 0.0080156
[79 empty] | WLDFR | HFTD - Distribution - Tier 3 - 1QU CoRE ¦ 1QU LoRE | Red Flag Warning - Destructive Fires | 2020 | 0 | 0 | 0 | 0 | 8807.9522 | 222.2294 | 8585.7228 | 0 | 2.4776 | 0 | 0 | 0 | 4.2101e-05 |  | 0 | 0.00010431 | 0.00010431 | 0 | 0 | 0 | 0 | 0 | 0 | 0 | 0 | Column30: 0 | [29 empty] | 7.3.2.1.3 Advanced weather monitoring and weather stations Weather StationsWLDFRElectric Reliability | WLDFR | HFTD - Distribution - Tier 3 - 1QU CoRE ¦ 3QU LoRE | Red Flag Warning - Large Fires | 2024 | Electric Reliability | 0.71896 | 57.5921 | 2024 | Mitigation | 0.011149 | 10 | 0 | esc | 0.011149 | 0.0080156 | 0.011149 | 0.0080156 | 0.011149 | 0.0080156 | 0.011149 | 0.0080156
[79 empty] | WLDFR | HFTD - Distribution - Tier 3 - 1QU CoRE ¦ 1QU LoRE | Red Flag Warning - Destructive Fires | 2021 | 0 | 0 | 0 | 0 | 8807.9522 | 222.2294 | 8585.7228 | 0 | 2.4776 | 2.4776 | 0 | 0 | 4.2101e-05 |  | 0 | 0.00010431 | 0.00010431 | 0 | 0.00010431 | 0.00010431 | 0 | 0 | 0 | 0 | 0 | Column30: 0 | [29 empty] | 7.3.2.1.3 Advanced weather monitoring and weather stations Weather StationsWLDFRElectric Reliability | WLDFR | HFTD - Distribution - Tier 3 - 1QU CoRE ¦ 3QU LoRE | Red Flag Warning - Large Fires | 2025 | Electric Reliability | 0.71896 | 57.5921 | 2025 | Mitigation | 0.011149 | 10 | 0 | esc | 0.011149 | 0.0080156 | 0.011149 | 0.0080156 | 0.011149 | 0.0080156 | 0.011149 | 0.0080156
[79 empty] | WLDFR | HFTD - Distribution - Tier 3 - 1QU CoRE ¦ 1QU LoRE | Red Flag Warning - Destructive Fires | 2022 | 0 | 0 | 0 | 0 | 8807.9522 | 222.2294 | 8585.7228 | 0 | 2.4776 | 2.4776 | 2.4776 | 0 | 4.2101e-05 |  | 0 | 0.00010431 | 0.00010431 | 0 | 0.00010431 | 0.00010431 | 0 | 0.00010431 | 0.00010431 | 0 | 0 | Column30: 0 | [29 empty] | 7.3.2.1.3 Advanced weather monitoring and weather stations Weather StationsWLDFRElectric Reliability | WLDFR | HFTD - Distribution - Tier 3 - 1QU CoRE ¦ 3QU LoRE | Red Flag Warning - Large Fires | 2026 | Electric Reliability | 0.71896 | 57.5921 | 2026 | Mitigation | 0.011149 | 10 | 0 | esc | 0.011149 | 0.0080156 | 0.011149 | 0.0080156 | 0.011149 | 0.0080156 | 0.011149 | 0.0080156
[79 empty] | WLDFR | HFTD - Distribution - Tier 3 - 1QU CoRE ¦ 1QU LoRE | Red Flag Warning - Destructive Fires | 2023 | 0 | 0 | 0 | 0 | 9129.7461 | 233.2301 | 8896.516 | 0 | 2.6002 | 2.6002 | 2.6002 | 2.6002 | 4.2101e-05 |  | 0 | 0.00010947 | 0.00010947 | 0 | 0.00010947 | 0.00010947 | 0 | 0.00010947 | 0.00010947 | 0 | 0.00010947 | Column30: 0.00010947 | [29 empty] | 7.3.2.1.3 Advanced weather monitoring and weather stations Weather StationsWLDFRElectric Reliability | WLDFR | HFTD - Distribution - Tier 3 - 1QU CoRE ¦ 3QU LoRE | Red Flag Warning - Large Fires | 2027 | Electric Reliability | 0.71896 | 57.5921 | 2027 | Mitigation | 0.011149 | 10 | 0 | esc | 0.011149 | 0.0080156 | 0.011149 | 0.0080156 | 0.011149 | 0.0080156 | 0.011149 | 0.0080156
[79 empty] | WLDFR | HFTD - Distribution - Tier 3 - 1QU CoRE ¦ 1QU LoRE | Red Flag Warning - Destructive Fires | 2024 | 0 | 0 | 0 | 0 | 9129.7461 | 233.2301 | 8896.516 | 0 | 2.6002 | 2.6002 | 2.6002 | 2.6002 | 4.2101e-05 |  | 0 | 0.00010947 | 0.00010947 | 0 | 0.00010947 | 0.00010947 | 0 | 0.00010947 | 0.00010947 | 0 | 0.00010947 | Column30: 0.00010947 | [29 empty] | 7.3.2.1.3 Advanced weather monitoring and weather stations Weather StationsWLDFRElectric Reliability | WLDFR | HFTD - Distribution - Tier 3 - 1QU CoRE ¦ 3QU LoRE | Red Flag Warning - Large Fires | 2028 | Electric Reliability | 0.74734 | 57.5921 | 2028 | Mitigation | 0.011149 | 10 | 0 | esc | 0.011149 | 0.0083319 | 0.011149 | 0.0083319 | 0.011149 | 0.0083319 | 0.011149 | 0.0083319
[79 empty] | WLDFR | HFTD - Distribution - Tier 3 - 1QU CoRE ¦ 1QU LoRE | Red Flag Warning - Destructive Fires | 2025 | 0 | 0 | 0 | 0 | 9129.7461 | 233.2301 | 8896.516 | 0 | 2.6002 | 2.6002 | 2.6002 | 2.6002 | 4.2101e-05 |  | 0 | 0.00010947 | 0.00010947 | 0 | 0.00010947 | 0.00010947 | 0 | 0.00010947 | 0.00010947 | 0 | 0.00010947 | Column30: 0.00010947 | [29 empty] | 7.3.2.1.3 Advanced weather monitoring and weather stations Weather StationsWLDFRElectric Reliability | WLDFR | HFTD - Distribution - Tier 3 - 1QU CoRE ¦ 3QU LoRE | Red Flag Warning - Large Fires | 2029 | Electric Reliability | 0.74734 | 57.5921 | 2029 | Mitigation | 0.011149 | 10 | 0 | esc | 0.011149 | 0.0083319 | 0.011149 | 0.0083319 | 0.011149 | 0.0083319 | 0.011149 | 0.0083319
[79 empty] | WLDFR | HFTD - Distribution - Tier 3 - 1QU CoRE ¦ 1QU LoRE | Red Flag Warning - Destructive Fires | 2026 | 0 | 0 | 0 | 0 | 9129.7461 | 233.2301 | 8896.516 | 0 | 2.6002 | 2.6002 | 2.6002 | 2.6002 | 4.2101e-05 |  | 0 | 0.00010947 | 0.00010947 | 0 | 0.00010947 | 0.00010947 | 0 | 0.00010947 | 0.00010947 | 0 | 0.00010947 | Column30: 0.00010947 | [29 empty] | 7.3.2.1.3 Advanced weather monitoring and weather stations Weather StationsWLDFRElectric Reliability | WLDFR | HFTD - Distribution - Tier 3 - 1QU CoRE ¦ 3QU LoRE | Red Flag Warning - Large Fires | 2030 | Electric Reliability | 0.74734 | 57.5921 | 2030 | Mitigation | 0.011149 | 10 | 0 | esc | 0 | 0 | 0.011149 | 0.0083319 | 0.011149 | 0.0083319 | 0.011149 | 0.0083319
[79 empty] | WLDFR | HFTD - Distribution - Tier 3 - 1QU CoRE ¦ 1QU LoRE | Red Flag Warning - Destructive Fires | 2027 | 0 | 0 | 0 | 0 | 9129.7461 | 233.2301 | 8896.516 | 0 | 2.6002 | 2.6002 | 2.6002 | 2.6002 | 4.2101e-05 |  | 0 | 0.00010947 | 0.00010947 | 0 | 0.00010947 | 0.00010947 | 0 | 0.00010947 | 0.00010947 | 0 | 0.00010947 | Column30: 0.00010947 | [29 empty] | 7.3.2.1.3 Advanced weather monitoring and weather stations Weather StationsWLDFRElectric Reliability | WLDFR | HFTD - Distribution - Tier 3 - 1QU CoRE ¦ 3QU LoRE | Red Flag Warning - Large Fires | 2031 | Electric Reliability | 0.74734 | 57.5921 | 2031 | Mitigation | 0.011149 | 10 | 0 | esc | 0 | 0 | 0 | 0 | 0.011149 | 0.0083319 | 0.011149 | 0.0083319
[79 empty] | WLDFR | HFTD - Distribution - Tier 3 - 1QU CoRE ¦ 1QU LoRE | Red Flag Warning - Destructive Fires | 2028 | 0 | 0 | 0 | 0 | 9534.9221 | 247.273 | 9287.6491 | 0 | 2.7568 | 2.7568 | 2.7568 | 2.7568 | 4.2101e-05 |  | 0 | 0.00011607 | 0.00011607 | 0 | 0.00011607 | 0.00011607 | 0 | 0.00011607 | 0.00011607 | 0 | 0.00011607 | Column30: 0.00011607 | [29 empty] | 7.3.2.1.3 Advanced weather monitoring and weather stations Weather StationsWLDFRElectric Reliability | WLDFR | HFTD - Distribution - Tier 3 - 1QU CoRE ¦ 3QU LoRE | Red Flag Warning - Large Fires | 2032 | Electric Reliability | 0.74734 | 57.5921 | 2032 | Mitigation | 0.011149 | 10 | 0 | esc | 0 | 0 | 0 | 0 | 0 | 0 | 0.011149 | 0.0083319
[79 empty] | WLDFR | HFTD - Distribution - Tier 3 - 1QU CoRE ¦ 1QU LoRE | Red Flag Warning - Destructive Fires | 2029 | 0 | 0 | 0 | 0 | 9534.9221 | 247.273 | 9287.6491 | 0 | 2.7568 | 2.7568 | 2.7568 | 2.7568 | 4.2101e-05 |  | 0 | 0.00011607 | 0.00011607 | 0 | 0.00011607 | 0.00011607 | 0 | 0.00011607 | 0.00011607 | 0 | 0.00011607 | Column30: 0.00011607 | [29 empty] | 7.3.2.1.3 Advanced weather monitoring and weather stations Weather StationsWLDFRElectric Reliability | WLDFR | HFTD - Distribution - Tier 3 - 1QU CoRE ¦ 3QU LoRE | Red Flag Warning - Small Fires | 2021 | Electric Reliability | 0.036425 | 57.5921 | 2021 | Mitigation | 0.011149 | 10 | 0 | esc | 0.011149 | 0.0004061 | 0.011149 | 0.0004061 | 0 | 0 | 0 | 0
[79 empty] | WLDFR | HFTD - Distribution - Tier 3 - 1QU CoRE ¦ 1QU LoRE | Red Flag Warning - Destructive Fires | 2030 | 0 | 0 | 0 | 0 | 9534.9221 | 247.273 | 9287.6491 | 0 | 0 | 2.7568 | 2.7568 | 2.7568 | 4.2101e-05 |  | 0 | 0 | 0 | 0 | 0.00011607 | 0.00011607 | 0 | 0.00011607 | 0.00011607 | 0 | 0.00011607 | Column30: 0.00011607 | [29 empty] | 7.3.2.1.3 Advanced weather monitoring and weather stations Weather StationsWLDFRElectric Reliability | WLDFR | HFTD - Distribution - Tier 3 - 1QU CoRE ¦ 3QU LoRE | Red Flag Warning - Small Fires | 2022 | Electric Reliability | 0.036425 | 57.5921 | 2022 | Mitigation | 0.011149 | 10 | 0 | esc | 0.011149 | 0.0004061 | 0.011149 | 0.0004061 | 0.011149 | 0.0004061 | 0 | 0
[79 empty] | WLDFR | HFTD - Distribution - Tier 3 - 1QU CoRE ¦ 1QU LoRE | Red Flag Warning - Destructive Fires | 2031 | 0 | 0 | 0 | 0 | 9534.9221 | 247.273 | 9287.6491 | 0 | 0 | 0 | 2.7568 | 2.7568 | 4.2101e-05 |  | 0 | 0 | 0 | 0 | 0 | 0 | 0 | 0.00011607 | 0.00011607 | 0 | 0.00011607 | Column30: 0.00011607 | [29 empty] | 7.3.2.1.3 Advanced weather monitoring and weather stations Weather StationsWLDFRElectric Reliability | WLDFR | HFTD - Distribution - Tier 3 - 1QU CoRE ¦ 3QU LoRE | Red Flag Warning - Small Fires | 2023 | Electric Reliability | 0.03759 | 57.5921 | 2023 | Mitigation | 0.011149 | 10 | 0 | esc | 0.011149 | 0.00041909 | 0.011149 | 0.00041909 | 0.011149 | 0.00041909 | 0.011149 | 0.00041909
[79 empty] | WLDFR | HFTD - Distribution - Tier 3 - 1QU CoRE ¦ 1QU LoRE | Red Flag Warning - Destructive Fires | 2032 | 0 | 0 | 0 | 0 | 9534.9221 | 247.273 | 9287.6491 | 0 | 0 | 0 | 0 | 2.7568 | 4.2101e-05 |  | 0 | 0 | 0 | 0 | 0 | 0 | 0 | 0 | 0 | 0 | 0.00011607 | Column30: 0.00011607 | [29 empty] | 7.3.2.1.3 Advanced weather monitoring and weather stations Weather StationsWLDFRElectric Reliability | WLDFR | HFTD - Distribution - Tier 3 - 1QU CoRE ¦ 3QU LoRE | Red Flag Warning - Small Fires | 2024 | Electric Reliability | 0.03759 | 57.5921 | 2024 | Mitigation | 0.011149 | 10 | 0 | esc | 0.011149 | 0.00041909 | 0.011149 | 0.00041909 | 0.011149 | 0.00041909 | 0.011149 | 0.00041909
[79 empty] | WLDFR | HFTD - Distribution - Tier 3 - 1QU CoRE ¦ 1QU LoRE | Red Flag Warning - Large Fires | 2020 | 0 | 0 | 0 | 0 | 5.2406 | 0.69642 | 2.942 | 1.6022 | 0.0077642 | 0 | 0 | 0 | 0.00015365 |  | 0 | 1.1929e-06 | 1.1929e-06 | 0 | 0 | 0 | 0 | 0 | 0 | 0 | 0 | Column30: 0 | [29 empty] | 7.3.2.1.3 Advanced weather monitoring and weather stations Weather StationsWLDFRElectric Reliability | WLDFR | HFTD - Distribution - Tier 3 - 1QU CoRE ¦ 3QU LoRE | Red Flag Warning - Small Fires | 2025 | Electric Reliability | 0.03759 | 57.5921 | 2025 | Mitigation | 0.011149 | 10 | 0 | esc | 0.011149 | 0.00041909 | 0.011149 | 0.00041909 | 0.011149 | 0.00041909 | 0.011149 | 0.00041909
[79 empty] | WLDFR | HFTD - Distribution - Tier 3 - 1QU CoRE ¦ 1QU LoRE | Red Flag Warning - Large Fires | 2021 | 0 | 0 | 0 | 0 | 5.2406 | 0.69642 | 2.942 | 1.6022 | 0.0077642 | 0.0077642 | 0 | 0 | 0.00015365 |  | 0 | 1.1929e-06 | 1.1929e-06 | 0 | 1.1929e-06 | 1.1929e-06 | 0 | 0 | 0 | 0 | 0 | Column30: 0 | [29 empty] | 7.3.2.1.3 Advanced weather monitoring and weather stations Weather StationsWLDFRElectric Reliability | WLDFR | HFTD - Distribution - Tier 3 - 1QU CoRE ¦ 3QU LoRE | Red Flag Warning - Small Fires | 2026 | Electric Reliability | 0.03759 | 57.5921 | 2026 | Mitigation | 0.011149 | 10 | 0 | esc | 0.011149 | 0.00041909 | 0.011149 | 0.00041909 | 0.011149 | 0.00041909 | 0.011149 | 0.00041909
[79 empty] | WLDFR | HFTD - Distribution - Tier 3 - 1QU CoRE ¦ 1QU LoRE | Red Flag Warning - Large Fires | 2022 | 0 | 0 | 0 | 0 | 5.2406 | 0.69642 | 2.942 | 1.6022 | 0.0077642 | 0.0077642 | 0.0077642 | 0 | 0.00015365 |  | 0 | 1.1929e-06 | 1.1929e-06 | 0 | 1.1929e-06 | 1.1929e-06 | 0 | 1.1929e-06 | 1.1929e-06 | 0 | 0 | Column30: 0 | [29 empty] | 7.3.2.1.3 Advanced weather monitoring and weather stations Weather StationsWLDFRElectric Reliability | WLDFR | HFTD - Distribution - Tier 3 - 1QU CoRE ¦ 3QU LoRE | Red Flag Warning - Small Fires | 2027 | Electric Reliability | 0.03759 | 57.5921 | 2027 | Mitigation | 0.011149 | 10 | 0 | esc | 0.011149 | 0.00041909 | 0.011149 | 0.00041909 | 0.011149 | 0.00041909 | 0.011149 | 0.00041909
[79 empty] | WLDFR | HFTD - Distribution - Tier 3 - 1QU CoRE ¦ 1QU LoRE | Red Flag Warning - Large Fires | 2023 | 0 | 0 | 0 | 0 | 5.475 | 0.71896 | 3.0715 | 1.6846 | 0.0080156 | 0.0080156 | 0.0080156 | 0.0080156 | 0.00015365 |  | 0 | 1.2316e-06 | 1.2316e-06 | 0 | 1.2316e-06 | 1.2316e-06 | 0 | 1.2316e-06 | 1.2316e-06 | 0 | 1.2316e-06 | Column30: 1.2316e-06 | [29 empty] | 7.3.2.1.3 Advanced weather monitoring and weather stations Weather StationsWLDFRElectric Reliability | WLDFR | HFTD - Distribution - Tier 3 - 1QU CoRE ¦ 3QU LoRE | Red Flag Warning - Small Fires | 2028 | Electric Reliability | 0.039055 | 57.5921 | 2028 | Mitigation | 0.011149 | 10 | 0 | esc | 0.011149 | 0.00043542 | 0.011149 | 0.00043542 | 0.011149 | 0.00043542 | 0.011149 | 0.00043542
[79 empty] | WLDFR | HFTD - Distribution - Tier 3 - 1QU CoRE ¦ 1QU LoRE | Red Flag Warning - Large Fires | 2024 | 0 | 0 | 0 | 0 | 5.475 | 0.71896 | 3.0715 | 1.6846 | 0.0080156 | 0.0080156 | 0.0080156 | 0.0080156 | 0.00015365 |  | 0 | 1.2316e-06 | 1.2316e-06 | 0 | 1.2316e-06 | 1.2316e-06 | 0 | 1.2316e-06 | 1.2316e-06 | 0 | 1.2316e-06 | Column30: 1.2316e-06 | [29 empty] | 7.3.2.1.3 Advanced weather monitoring and weather stations Weather StationsWLDFRElectric Reliability | WLDFR | HFTD - Distribution - Tier 3 - 1QU CoRE ¦ 3QU LoRE | Red Flag Warning - Small Fires | 2029 | Electric Reliability | 0.039055 | 57.5921 | 2029 | Mitigation | 0.011149 | 10 | 0 | esc | 0.011149 | 0.00043542 | 0.011149 | 0.00043542 | 0.011149 | 0.00043542 | 0.011149 | 0.00043542
[79 empty] | WLDFR | HFTD - Distribution - Tier 3 - 1QU CoRE ¦ 1QU LoRE | Red Flag Warning - Large Fires | 2025 | 0 | 0 | 0 | 0 | 5.475 | 0.71896 | 3.0715 | 1.6846 | 0.0080156 | 0.0080156 | 0.0080156 | 0.0080156 | 0.00015365 |  | 0 | 1.2316e-06 | 1.2316e-06 | 0 | 1.2316e-06 | 1.2316e-06 | 0 | 1.2316e-06 | 1.2316e-06 | 0 | 1.2316e-06 | Column30: 1.2316e-06 | [29 empty] | 7.3.2.1.3 Advanced weather monitoring and weather stations Weather StationsWLDFRElectric Reliability | WLDFR | HFTD - Distribution - Tier 3 - 1QU CoRE ¦ 3QU LoRE | Red Flag Warning - Small Fires | 2030 | Electric Reliability | 0.039055 | 57.5921 | 2030 | Mitigation | 0.011149 | 10 | 0 | esc | 0 | 0 | 0.011149 | 0.00043542 | 0.011149 | 0.00043542 | 0.011149 | 0.00043542
[79 empty] | WLDFR | HFTD - Distribution - Tier 3 - 1QU CoRE ¦ 1QU LoRE | Red Flag Warning - Large Fires | 2026 | 0 | 0 | 0 | 0 | 5.475 | 0.71896 | 3.0715 | 1.6846 | 0.0080156 | 0.0080156 | 0.0080156 | 0.0080156 | 0.00015365 |  | 0 | 1.2316e-06 | 1.2316e-06 | 0 | 1.2316e-06 | 1.2316e-06 | 0 | 1.2316e-06 | 1.2316e-06 | 0 | 1.2316e-06 | Column30: 1.2316e-06 | [29 empty] | 7.3.2.1.3 Advanced weather monitoring and weather stations Weather StationsWLDFRElectric Reliability | WLDFR | HFTD - Distribution - Tier 3 - 1QU CoRE ¦ 3QU LoRE | Red Flag Warning - Small Fires | 2031 | Electric Reliability | 0.039055 | 57.5921 | 2031 | Mitigation | 0.011149 | 10 | 0 | esc | 0 | 0 | 0 | 0 | 0.011149 | 0.00043542 | 0.011149 | 0.00043542
[79 empty] | WLDFR | HFTD - Distribution - Tier 3 - 1QU CoRE ¦ 1QU LoRE | Red Flag Warning - Large Fires | 2027 | 0 | 0 | 0 | 0 | 5.475 | 0.71896 | 3.0715 | 1.6846 | 0.0080156 | 0.0080156 | 0.0080156 | 0.0080156 | 0.00015365 |  | 0 | 1.2316e-06 | 1.2316e-06 | 0 | 1.2316e-06 | 1.2316e-06 | 0 | 1.2316e-06 | 1.2316e-06 | 0 | 1.2316e-06 | Column30: 1.2316e-06 | [29 empty] | 7.3.2.1.3 Advanced weather monitoring and weather stations Weather StationsWLDFRElectric Reliability | WLDFR | HFTD - Distribution - Tier 3 - 1QU CoRE ¦ 3QU LoRE | Red Flag Warning - Small Fires | 2032 | Electric Reliability | 0.039055 | 57.5921 | 2032 | Mitigation | 0.011149 | 10 | 0 | esc | 0 | 0 | 0 | 0 | 0 | 0 | 0.011149 | 0.00043542
[79 empty] | WLDFR | HFTD - Distribution - Tier 3 - 1QU CoRE ¦ 1QU LoRE | Red Flag Warning - Large Fires | 2028 | 0 | 0 | 0 | 0 | 5.777 | 0.74734 | 3.238 | 1.7917 | 0.0083319 | 0.0083319 | 0.0083319 | 0.0083319 | 0.00015365 |  | 0 | 1.2802e-06 | 1.2802e-06 | 0 | 1.2802e-06 | 1.2802e-06 | 0 | 1.2802e-06 | 1.2802e-06 | 0 | 1.2802e-06 | Column30: 1.2802e-06 | [29 empty] | 7.3.2.1.3 Advanced weather monitoring and weather stations Weather StationsWLDFRElectric Reliability | WLDFR | HFTD - Distribution - Tier 3 - 1QU CoRE ¦ 3QU LoRE | Seismic - Non-Red Flag Warning - Catastrophic Fires | 2021 | Electric Reliability | 409.2237 | 57.5921 | 2021 | Mitigation | 0.011149 | 10 | 0 | esc | 0.011149 | 4.5624 | 0.011149 | 4.5624 | 0 | 0 | 0 | 0
[79 empty] | WLDFR | HFTD - Distribution - Tier 3 - 1QU CoRE ¦ 1QU LoRE | Red Flag Warning - Large Fires | 2029 | 0 | 0 | 0 | 0 | 5.777 | 0.74734 | 3.238 | 1.7917 | 0.0083319 | 0.0083319 | 0.0083319 | 0.0083319 | 0.00015365 |  | 0 | 1.2802e-06 | 1.2802e-06 | 0 | 1.2802e-06 | 1.2802e-06 | 0 | 1.2802e-06 | 1.2802e-06 | 0 | 1.2802e-06 | Column30: 1.2802e-06 | [29 empty] | 7.3.2.1.3 Advanced weather monitoring and weather stations Weather StationsWLDFRElectric Reliability | WLDFR | HFTD - Distribution - Tier 3 - 1QU CoRE ¦ 3QU LoRE | Seismic - Non-Red Flag Warning - Catastrophic Fires | 2022 | Electric Reliability | 409.2237 | 57.5921 | 2022 | Mitigation | 0.011149 | 10 | 0 | esc | 0.011149 | 4.5624 | 0.011149 | 4.5624 | 0.011149 | 4.5624 | 0 | 0
[79 empty] | WLDFR | HFTD - Distribution - Tier 3 - 1QU CoRE ¦ 1QU LoRE | Red Flag Warning - Large Fires | 2030 | 0 | 0 | 0 | 0 | 5.777 | 0.74734 | 3.238 | 1.7917 | 0 | 0.0083319 | 0.0083319 | 0.0083319 | 0.00015365 |  | 0 | 0 | 0 | 0 | 1.2802e-06 | 1.2802e-06 | 0 | 1.2802e-06 | 1.2802e-06 | 0 | 1.2802e-06 | Column30: 1.2802e-06 | [29 empty] | 7.3.2.1.3 Advanced weather monitoring and weather stations Weather StationsWLDFRElectric Reliability | WLDFR | HFTD - Distribution - Tier 3 - 1QU CoRE ¦ 3QU LoRE | Seismic - Non-Red Flag Warning - Catastrophic Fires | 2023 | Electric Reliability | 428.6023 | 57.5921 | 2023 | Mitigation | 0.011149 | 10 | 0 | esc | 0.011149 | 4.7784 | 0.011149 | 4.7784 | 0.011149 | 4.7784 | 0.011149 | 4.7784
[79 empty] | WLDFR | HFTD - Distribution - Tier 3 - 1QU CoRE ¦ 1QU LoRE | Red Flag Warning - Large Fires | 2031 | 0 | 0 | 0 | 0 | 5.777 | 0.74734 | 3.238 | 1.7917 | 0 | 0 | 0.0083319 | 0.0083319 | 0.00015365 |  | 0 | 0 | 0 | 0 | 0 | 0 | 0 | 1.2802e-06 | 1.2802e-06 | 0 | 1.2802e-06 | Column30: 1.2802e-06 | [29 empty] | 7.3.2.1.3 Advanced weather monitoring and weather stations Weather StationsWLDFRElectric Reliability | WLDFR | HFTD - Distribution - Tier 3 - 1QU CoRE ¦ 3QU LoRE | Seismic - Non-Red Flag Warning - Catastrophic Fires | 2024 | Electric Reliability | 428.6023 | 57.5921 | 2024 | Mitigation | 0.011149 | 10 | 0 | esc | 0.011149 | 4.7784 | 0.011149 | 4.7784 | 0.011149 | 4.7784 | 0.011149 | 4.7784
[79 empty] | WLDFR | HFTD - Distribution - Tier 3 - 1QU CoRE ¦ 1QU LoRE | Red Flag Warning - Large Fires | 2032 | 0 | 0 | 0 | 0 | 5.777 | 0.74734 | 3.238 | 1.7917 | 0 | 0 | 0 | 0.0083319 | 0.00015365 |  | 0 | 0 | 0 | 0 | 0 | 0 | 0 | 0 | 0 | 0 | 1.2802e-06 | Column30: 1.2802e-06 | [29 empty] | 7.3.2.1.3 Advanced weather monitoring and weather stations Weather StationsWLDFRElectric Reliability | WLDFR | HFTD - Distribution - Tier 3 - 1QU CoRE ¦ 3QU LoRE | Seismic - Non-Red Flag Warning - Catastrophic Fires | 2025 | Electric Reliability | 428.6023 | 57.5921 | 2025 | Mitigation | 0.011149 | 10 | 0 | esc | 0.011149 | 4.7784 | 0.011149 | 4.7784 | 0.011149 | 4.7784 | 0.011149 | 4.7784
[79 empty] | WLDFR | HFTD - Distribution - Tier 3 - 1QU CoRE ¦ 1QU LoRE | Red Flag Warning - Small Fires | 2020 | 0 | 0 | 0 | 0 | 0.077901 | 0.036425 | 0.0015809 | 0.039895 | 0.0004061 | 0 | 0 | 0 | 0.0010411 |  | 0 | 4.2281e-07 | 4.2281e-07 | 0 | 0 | 0 | 0 | 0 | 0 | 0 | 0 | Column30: 0 | [29 empty] | 7.3.2.1.3 Advanced weather monitoring and weather stations Weather StationsWLDFRElectric Reliability | WLDFR | HFTD - Distribution - Tier 3 - 1QU CoRE ¦ 3QU LoRE | Seismic - Non-Red Flag Warning - Catastrophic Fires | 2026 | Electric Reliability | 428.6023 | 57.5921 | 2026 | Mitigation | 0.011149 | 10 | 0 | esc | 0.011149 | 4.7784 | 0.011149 | 4.7784 | 0.011149 | 4.7784 | 0.011149 | 4.7784
[79 empty] | WLDFR | HFTD - Distribution - Tier 3 - 1QU CoRE ¦ 1QU LoRE | Red Flag Warning - Small Fires | 2021 | 0 | 0 | 0 | 0 | 0.077901 | 0.036425 | 0.0015809 | 0.039895 | 0.0004061 | 0.0004061 | 0 | 0 | 0.0010411 |  | 0 | 4.2281e-07 | 4.2281e-07 | 0 | 4.2281e-07 | 4.2281e-07 | 0 | 0 | 0 | 0 | 0 | Column30: 0 | [29 empty] | 7.3.2.1.3 Advanced weather monitoring and weather stations Weather StationsWLDFRElectric Reliability | WLDFR | HFTD - Distribution - Tier 3 - 1QU CoRE ¦ 3QU LoRE | Seismic - Non-Red Flag Warning - Catastrophic Fires | 2027 | Electric Reliability | 428.6023 | 57.5921 | 2027 | Mitigation | 0.011149 | 10 | 0 | esc | 0.011149 | 4.7784 | 0.011149 | 4.7784 | 0.011149 | 4.7784 | 0.011149 | 4.7784
[79 empty] | WLDFR | HFTD - Distribution - Tier 3 - 1QU CoRE ¦ 1QU LoRE | Red Flag Warning - Small Fires | 2022 | 0 | 0 | 0 | 0 | 0.077901 | 0.036425 | 0.0015809 | 0.039895 | 0.0004061 | 0.0004061 | 0.0004061 | 0 | 0.0010411 |  | 0 | 4.2281e-07 | 4.2281e-07 | 0 | 4.2281e-07 | 4.2281e-07 | 0 | 4.2281e-07 | 4.2281e-07 | 0 | 0 | Column30: 0 | [29 empty] | 7.3.2.1.3 Advanced weather monitoring and weather stations Weather StationsWLDFRElectric Reliability | WLDFR | HFTD - Distribution - Tier 3 - 1QU CoRE ¦ 3QU LoRE | Seismic - Non-Red Flag Warning - Catastrophic Fires | 2028 | Electric Reliability | 453.261 | 57.5921 | 2028 | Mitigation | 0.011149 | 10 | 0 | esc | 0.011149 | 5.0533 | 0.011149 | 5.0533 | 0.011149 | 5.0533 | 0.011149 | 5.0533
[79 empty] | WLDFR | HFTD - Distribution - Tier 3 - 1QU CoRE ¦ 1QU LoRE | Red Flag Warning - Small Fires | 2023 | 0 | 0 | 0 | 0 | 0.080408 | 0.03759 | 0.0016314 | 0.041187 | 0.00041909 | 0.00041909 | 0.00041909 | 0.00041909 | 0.0010411 |  | 0 | 4.3633e-07 | 4.3633e-07 | 0 | 4.3633e-07 | 4.3633e-07 | 0 | 4.3633e-07 | 4.3633e-07 | 0 | 4.3633e-07 | Column30: 4.3633e-07 | [29 empty] | 7.3.2.1.3 Advanced weather monitoring and weather stations Weather StationsWLDFRElectric Reliability | WLDFR | HFTD - Distribution - Tier 3 - 1QU CoRE ¦ 3QU LoRE | Seismic - Non-Red Flag Warning - Catastrophic Fires | 2029 | Electric Reliability | 453.261 | 57.5921 | 2029 | Mitigation | 0.011149 | 10 | 0 | esc | 0.011149 | 5.0533 | 0.011149 | 5.0533 | 0.011149 | 5.0533 | 0.011149 | 5.0533
[79 empty] | WLDFR | HFTD - Distribution - Tier 3 - 1QU CoRE ¦ 1QU LoRE | Red Flag Warning - Small Fires | 2024 | 0 | 0 | 0 | 0 | 0.080408 | 0.03759 | 0.0016314 | 0.041187 | 0.00041909 | 0.00041909 | 0.00041909 | 0.00041909 | 0.0010411 |  | 0 | 4.3633e-07 | 4.3633e-07 | 0 | 4.3633e-07 | 4.3633e-07 | 0 | 4.3633e-07 | 4.3633e-07 | 0 | 4.3633e-07 | Column30: 4.3633e-07 | [29 empty] | 7.3.2.1.3 Advanced weather monitoring and weather stations Weather StationsWLDFRElectric Reliability | WLDFR | HFTD - Distribution - Tier 3 - 1QU CoRE ¦ 3QU LoRE | Seismic - Non-Red Flag Warning - Catastrophic Fires | 2030 | Electric Reliability | 453.261 | 57.5921 | 2030 | Mitigation | 0.011149 | 10 | 0 | esc | 0 | 0 | 0.011149 | 5.0533 | 0.011149 | 5.0533 | 0.011149 | 5.0533
[79 empty] | WLDFR | HFTD - Distribution - Tier 3 - 1QU CoRE ¦ 1QU LoRE | Red Flag Warning - Small Fires | 2025 | 0 | 0 | 0 | 0 | 0.080408 | 0.03759 | 0.0016314 | 0.041187 | 0.00041909 | 0.00041909 | 0.00041909 | 0.00041909 | 0.0010411 |  | 0 | 4.3633e-07 | 4.3633e-07 | 0 | 4.3633e-07 | 4.3633e-07 | 0 | 4.3633e-07 | 4.3633e-07 | 0 | 4.3633e-07 | Column30: 4.3633e-07 | [29 empty] | 7.3.2.1.3 Advanced weather monitoring and weather stations Weather StationsWLDFRElectric Reliability | WLDFR | HFTD - Distribution - Tier 3 - 1QU CoRE ¦ 3QU LoRE | Seismic - Non-Red Flag Warning - Catastrophic Fires | 2031 | Electric Reliability | 453.261 | 57.5921 | 2031 | Mitigation | 0.011149 | 10 | 0 | esc | 0 | 0 | 0 | 0 | 0.011149 | 5.0533 | 0.011149 | 5.0533
[79 empty] | WLDFR | HFTD - Distribution - Tier 3 - 1QU CoRE ¦ 1QU LoRE | Red Flag Warning - Small Fires | 2026 | 0 | 0 | 0 | 0 | 0.080408 | 0.03759 | 0.0016314 | 0.041187 | 0.00041909 | 0.00041909 | 0.00041909 | 0.00041909 | 0.0010411 |  | 0 | 4.3633e-07 | 4.3633e-07 | 0 | 4.3633e-07 | 4.3633e-07 | 0 | 4.3633e-07 | 4.3633e-07 | 0 | 4.3633e-07 | Column30: 4.3633e-07 | [29 empty] | 7.3.2.1.3 Advanced weather monitoring and weather stations Weather StationsWLDFRElectric Reliability | WLDFR | HFTD - Distribution - Tier 3 - 1QU CoRE ¦ 3QU LoRE | Seismic - Non-Red Flag Warning - Catastrophic Fires | 2032 | Electric Reliability | 453.261 | 57.5921 | 2032 | Mitigation | 0.011149 | 10 | 0 | esc | 0 | 0 | 0 | 0 | 0 | 0 | 0.011149 | 5.0533
[79 empty] | WLDFR | HFTD - Distribution - Tier 3 - 1QU CoRE ¦ 1QU LoRE | Red Flag Warning - Small Fires | 2027 | 0 | 0 | 0 | 0 | 0.080408 | 0.03759 | 0.0016314 | 0.041187 | 0.00041909 | 0.00041909 | 0.00041909 | 0.00041909 | 0.0010411 |  | 0 | 4.3633e-07 | 4.3633e-07 | 0 | 4.3633e-07 | 4.3633e-07 | 0 | 4.3633e-07 | 4.3633e-07 | 0 | 4.3633e-07 | Column30: 4.3633e-07 | [29 empty] | 7.3.2.1.3 Advanced weather monitoring and weather stations Weather StationsWLDFRElectric Reliability | WLDFR | HFTD - Distribution - Tier 3 - 1QU CoRE ¦ 3QU LoRE | Seismic - Red Flag Warning - Catastrophic Fires | 2021 | Electric Reliability | 409.2237 | 57.5921 | 2021 | Mitigation | 0.011149 | 10 | 0 | esc | 0.011149 | 4.5624 | 0.011149 | 4.5624 | 0 | 0 | 0 | 0
[79 empty] | WLDFR | HFTD - Distribution - Tier 3 - 1QU CoRE ¦ 1QU LoRE | Red Flag Warning - Small Fires | 2028 | 0 | 0 | 0 | 0 | 0.083606 | 0.039055 | 0.001695 | 0.042856 | 0.00043542 | 0.00043542 | 0.00043542 | 0.00043542 | 0.0010411 |  | 0 | 4.5334e-07 | 4.5334e-07 | 0 | 4.5334e-07 | 4.5334e-07 | 0 | 4.5334e-07 | 4.5334e-07 | 0 | 4.5334e-07 | Column30: 4.5334e-07 | [29 empty] | 7.3.2.1.3 Advanced weather monitoring and weather stations Weather StationsWLDFRElectric Reliability | WLDFR | HFTD - Distribution - Tier 3 - 1QU CoRE ¦ 3QU LoRE | Seismic - Red Flag Warning - Catastrophic Fires | 2022 | Electric Reliability | 409.2237 | 57.5921 | 2022 | Mitigation | 0.011149 | 10 | 0 | esc | 0.011149 | 4.5624 | 0.011149 | 4.5624 | 0.011149 | 4.5624 | 0 | 0
[79 empty] | WLDFR | HFTD - Distribution - Tier 3 - 1QU CoRE ¦ 1QU LoRE | Red Flag Warning - Small Fires | 2029 | 0 | 0 | 0 | 0 | 0.083606 | 0.039055 | 0.001695 | 0.042856 | 0.00043542 | 0.00043542 | 0.00043542 | 0.00043542 | 0.0010411 |  | 0 | 4.5334e-07 | 4.5334e-07 | 0 | 4.5334e-07 | 4.5334e-07 | 0 | 4.5334e-07 | 4.5334e-07 | 0 | 4.5334e-07 | Column30: 4.5334e-07 | [29 empty] | 7.3.2.1.3 Advanced weather monitoring and weather stations Weather StationsWLDFRElectric Reliability | WLDFR | HFTD - Distribution - Tier 3 - 1QU CoRE ¦ 3QU LoRE | Seismic - Red Flag Warning - Catastrophic Fires | 2023 | Electric Reliability | 428.6023 | 57.5921 | 2023 | Mitigation | 0.011149 | 10 | 0 | esc | 0.011149 | 4.7784 | 0.011149 | 4.7784 | 0.011149 | 4.7784 | 0.011149 | 4.7784
[79 empty] | WLDFR | HFTD - Distribution - Tier 3 - 1QU CoRE ¦ 1QU LoRE | Red Flag Warning - Small Fires | 2030 | 0 | 0 | 0 | 0 | 0.083606 | 0.039055 | 0.001695 | 0.042856 | 0 | 0.00043542 | 0.00043542 | 0.00043542 | 0.0010411 |  | 0 | 0 | 0 | 0 | 4.5334e-07 | 4.5334e-07 | 0 | 4.5334e-07 | 4.5334e-07 | 0 | 4.5334e-07 | Column30: 4.5334e-07 | [29 empty] | 7.3.2.1.3 Advanced weather monitoring and weather stations Weather StationsWLDFRElectric Reliability | WLDFR | HFTD - Distribution - Tier 3 - 1QU CoRE ¦ 3QU LoRE | Seismic - Red Flag Warning - Catastrophic Fires | 2024 | Electric Reliability | 428.6023 | 57.5921 | 2024 | Mitigation | 0.011149 | 10 | 0 | esc | 0.011149 | 4.7784 | 0.011149 | 4.7784 | 0.011149 | 4.7784 | 0.011149 | 4.7784
[79 empty] | WLDFR | HFTD - Distribution - Tier 3 - 1QU CoRE ¦ 1QU LoRE | Red Flag Warning - Small Fires | 2031 | 0 | 0 | 0 | 0 | 0.083606 | 0.039055 | 0.001695 | 0.042856 | 0 | 0 | 0.00043542 | 0.00043542 | 0.0010411 |  | 0 | 0 | 0 | 0 | 0 | 0 | 0 | 4.5334e-07 | 4.5334e-07 | 0 | 4.5334e-07 | Column30: 4.5334e-07 | [29 empty] | 7.3.2.1.3 Advanced weather monitoring and weather stations Weather StationsWLDFRElectric Reliability | WLDFR | HFTD - Distribution - Tier 3 - 1QU CoRE ¦ 3QU LoRE | Seismic - Red Flag Warning - Catastrophic Fires | 2025 | Electric Reliability | 428.6023 | 57.5921 | 2025 | Mitigation | 0.011149 | 10 | 0 | esc | 0.011149 | 4.7784 | 0.011149 | 4.7784 | 0.011149 | 4.7784 | 0.011149 | 4.7784
[79 empty] | WLDFR | HFTD - Distribution - Tier 3 - 1QU CoRE ¦ 1QU LoRE | Red Flag Warning - Small Fires | 2032 | 0 | 0 | 0 | 0 | 0.083606 | 0.039055 | 0.001695 | 0.042856 | 0 | 0 | 0 | 0.00043542 | 0.0010411 |  | 0 | 0 | 0 | 0 | 0 | 0 | 0 | 0 | 0 | 0 | 4.5334e-07 | Column30: 4.5334e-07 | [29 empty] | 7.3.2.1.3 Advanced weather monitoring and weather stations Weather StationsWLDFRElectric Reliability | WLDFR | HFTD - Distribution - Tier 3 - 1QU CoRE ¦ 3QU LoRE | Seismic - Red Flag Warning - Catastrophic Fires | 2026 | Electric Reliability | 428.6023 | 57.5921 | 2026 | Mitigation | 0.011149 | 10 | 0 | esc | 0.011149 | 4.7784 | 0.011149 | 4.7784 | 0.011149 | 4.7784 | 0.011149 | 4.7784
[79 empty] | WLDFR | HFTD - Distribution - Tier 3 - 1QU CoRE ¦ 1QU LoRE | Seismic - Non-Red Flag Warning - Catastrophic Fires | 2020 | 0 | 0 | 0 | 0 | 21083.8428 | 409.2237 | 13469.0878 | 7205.5313 | 4.5624 | 0 | 0 | 0 | 4.1156e-10 |  | 0 | 1.8777e-09 | 1.8777e-09 | 0 | 0 | 0 | 0 | 0 | 0 | 0 | 0 | Column30: 0 | [29 empty] | 7.3.2.1.3 Advanced weather monitoring and weather stations Weather StationsWLDFRElectric Reliability | WLDFR | HFTD - Distribution - Tier 3 - 1QU CoRE ¦ 3QU LoRE | Seismic - Red Flag Warning - Catastrophic Fires | 2027 | Electric Reliability | 428.6023 | 57.5921 | 2027 | Mitigation | 0.011149 | 10 | 0 | esc | 0.011149 | 4.7784 | 0.011149 | 4.7784 | 0.011149 | 4.7784 | 0.011149 | 4.7784
[79 empty] | WLDFR | HFTD - Distribution - Tier 3 - 1QU CoRE ¦ 1QU LoRE | Seismic - Non-Red Flag Warning - Catastrophic Fires | 2021 | 0 | 0 | 0 | 0 | 21083.8428 | 409.2237 | 13469.0878 | 7205.5313 | 4.5624 | 4.5624 | 0 | 0 | 4.1156e-10 |  | 0 | 1.8777e-09 | 1.8777e-09 | 0 | 1.8777e-09 | 1.8777e-09 | 0 | 0 | 0 | 0 | 0 | Column30: 0 | [29 empty] | 7.3.2.1.3 Advanced weather monitoring and weather stations Weather StationsWLDFRElectric Reliability | WLDFR | HFTD - Distribution - Tier 3 - 1QU CoRE ¦ 3QU LoRE | Seismic - Red Flag Warning - Catastrophic Fires | 2028 | Electric Reliability | 453.261 | 57.5921 | 2028 | Mitigation | 0.011149 | 10 | 0 | esc | 0.011149 | 5.0533 | 0.011149 | 5.0533 | 0.011149 | 5.0533 | 0.011149 | 5.0533
[79 empty] | WLDFR | HFTD - Distribution - Tier 3 - 1QU CoRE ¦ 1QU LoRE | Seismic - Non-Red Flag Warning - Catastrophic Fires | 2022 | 0 | 0 | 0 | 0 | 21083.8428 | 409.2237 | 13469.0878 | 7205.5313 | 4.5624 | 4.5624 | 4.5624 | 0 | 4.1156e-10 |  | 0 | 1.8777e-09 | 1.8777e-09 | 0 | 1.8777e-09 | 1.8777e-09 | 0 | 1.8777e-09 | 1.8777e-09 | 0 | 0 | Column30: 0 | [29 empty] | 7.3.2.1.3 Advanced weather monitoring and weather stations Weather StationsWLDFRElectric Reliability | WLDFR | HFTD - Distribution - Tier 3 - 1QU CoRE ¦ 3QU LoRE | Seismic - Red Flag Warning - Catastrophic Fires | 2029 | Electric Reliability | 453.261 | 57.5921 | 2029 | Mitigation | 0.011149 | 10 | 0 | esc | 0.011149 | 5.0533 | 0.011149 | 5.0533 | 0.011149 | 5.0533 | 0.011149 | 5.0533
[79 empty] | WLDFR | HFTD - Distribution - Tier 3 - 1QU CoRE ¦ 1QU LoRE | Seismic - Non-Red Flag Warning - Catastrophic Fires | 2023 | 0 | 0 | 0 | 0 | 21835.9781 | 428.6023 | 13939.561 | 7467.8148 | 4.7784 | 4.7784 | 4.7784 | 4.7784 | 4.1156e-10 |  | 0 | 1.9666e-09 | 1.9666e-09 | 0 | 1.9666e-09 | 1.9666e-09 | 0 | 1.9666e-09 | 1.9666e-09 | 0 | 1.9666e-09 | Column30: 1.9666e-09 | [29 empty] | 7.3.2.1.3 Advanced weather monitoring and weather stations Weather StationsWLDFRElectric Reliability | WLDFR | HFTD - Distribution - Tier 3 - 1QU CoRE ¦ 3QU LoRE | Seismic - Red Flag Warning - Catastrophic Fires | 2030 | Electric Reliability | 453.261 | 57.5921 | 2030 | Mitigation | 0.011149 | 10 | 0 | esc | 0 | 0 | 0.011149 | 5.0533 | 0.011149 | 5.0533 | 0.011149 | 5.0533
[79 empty] | WLDFR | HFTD - Distribution - Tier 3 - 1QU CoRE ¦ 1QU LoRE | Seismic - Non-Red Flag Warning - Catastrophic Fires | 2024 | 0 | 0 | 0 | 0 | 21835.9781 | 428.6023 | 13939.561 | 7467.8148 | 4.7784 | 4.7784 | 4.7784 | 4.7784 | 4.1156e-10 |  | 0 | 1.9666e-09 | 1.9666e-09 | 0 | 1.9666e-09 | 1.9666e-09 | 0 | 1.9666e-09 | 1.9666e-09 | 0 | 1.9666e-09 | Column30: 1.9666e-09 | [29 empty] | 7.3.2.1.3 Advanced weather monitoring and weather stations Weather StationsWLDFRElectric Reliability | WLDFR | HFTD - Distribution - Tier 3 - 1QU CoRE ¦ 3QU LoRE | Seismic - Red Flag Warning - Catastrophic Fires | 2031 | Electric Reliability | 453.261 | 57.5921 | 2031 | Mitigation | 0.011149 | 10 | 0 | esc | 0 | 0 | 0 | 0 | 0.011149 | 5.0533 | 0.011149 | 5.0533
[79 empty] | WLDFR | HFTD - Distribution - Tier 3 - 1QU CoRE ¦ 1QU LoRE | Seismic - Non-Red Flag Warning - Catastrophic Fires | 2025 | 0 | 0 | 0 | 0 | 21835.9781 | 428.6023 | 13939.561 | 7467.8148 | 4.7784 | 4.7784 | 4.7784 | 4.7784 | 4.1156e-10 |  | 0 | 1.9666e-09 | 1.9666e-09 | 0 | 1.9666e-09 | 1.9666e-09 | 0 | 1.9666e-09 | 1.9666e-09 | 0 | 1.9666e-09 | Column30: 1.9666e-09 | [29 empty] | 7.3.2.1.3 Advanced weather monitoring and weather stations Weather StationsWLDFRElectric Reliability | WLDFR | HFTD - Distribution - Tier 3 - 1QU CoRE ¦ 3QU LoRE | Seismic - Red Flag Warning - Catastrophic Fires | 2032 | Electric Reliability | 453.261 | 57.5921 | 2032 | Mitigation | 0.011149 | 10 | 0 | esc | 0 | 0 | 0 | 0 | 0 | 0 | 0.011149 | 5.0533
[79 empty] | WLDFR | HFTD - Distribution - Tier 3 - 1QU CoRE ¦ 1QU LoRE | Seismic - Non-Red Flag Warning - Catastrophic Fires | 2026 | 0 | 0 | 0 | 0 | 21835.9781 | 428.6023 | 13939.561 | 7467.8148 | 4.7784 | 4.7784 | 4.7784 | 4.7784 | 4.1156e-10 |  | 0 | 1.9666e-09 | 1.9666e-09 | 0 | 1.9666e-09 | 1.9666e-09 | 0 | 1.9666e-09 | 1.9666e-09 | 0 | 1.9666e-09 | Column30: 1.9666e-09 | [29 empty] | 7.3.2.1.3 Advanced weather monitoring and weather stations Weather StationsWLDFRElectric Reliability | WLDFR | HFTD - Distribution - Tier 3 - 1QU CoRE ¦ 4QU LoRE | Non-Red Flag Warning - Catastrophic Fires | 2021 | Electric Reliability | 222.2294 | 88.5056 | 2021 | Mitigation | 0.011149 | 10 | 0 | esc | 0.011149 | 2.4776 | 0.011149 | 2.4776 | 0 | 0 | 0 | 0
[79 empty] | WLDFR | HFTD - Distribution - Tier 3 - 1QU CoRE ¦ 1QU LoRE | Seismic - Non-Red Flag Warning - Catastrophic Fires | 2027 | 0 | 0 | 0 | 0 | 21835.9781 | 428.6023 | 13939.561 | 7467.8148 | 4.7784 | 4.7784 | 4.7784 | 4.7784 | 4.1156e-10 |  | 0 | 1.9666e-09 | 1.9666e-09 | 0 | 1.9666e-09 | 1.9666e-09 | 0 | 1.9666e-09 | 1.9666e-09 | 0 | 1.9666e-09 | Column30: 1.9666e-09 | [29 empty] | 7.3.2.1.3 Advanced weather monitoring and weather stations Weather StationsWLDFRElectric Reliability | WLDFR | HFTD - Distribution - Tier 3 - 1QU CoRE ¦ 4QU LoRE | Non-Red Flag Warning - Catastrophic Fires | 2022 | Electric Reliability | 222.2294 | 88.5056 | 2022 | Mitigation | 0.011149 | 10 | 0 | esc | 0.011149 | 2.4776 | 0.011149 | 2.4776 | 0.011149 | 2.4776 | 0 | 0
[79 empty] | WLDFR | HFTD - Distribution - Tier 3 - 1QU CoRE ¦ 1QU LoRE | Seismic - Non-Red Flag Warning - Catastrophic Fires | 2028 | 0 | 0 | 0 | 0 | 22783.187 | 453.261 | 14531.3357 | 7798.5904 | 5.0533 | 5.0533 | 5.0533 | 5.0533 | 4.1156e-10 |  | 0 | 2.0798e-09 | 2.0798e-09 | 0 | 2.0798e-09 | 2.0798e-09 | 0 | 2.0798e-09 | 2.0798e-09 | 0 | 2.0798e-09 | Column30: 2.0798e-09 | [29 empty] | 7.3.2.1.3 Advanced weather monitoring and weather stations Weather StationsWLDFRElectric Reliability | WLDFR | HFTD - Distribution - Tier 3 - 1QU CoRE ¦ 4QU LoRE | Non-Red Flag Warning - Catastrophic Fires | 2023 | Electric Reliability | 233.2301 | 88.5056 | 2023 | Mitigation | 0.011149 | 10 | 0 | esc | 0.011149 | 2.6002 | 0.011149 | 2.6002 | 0.011149 | 2.6002 | 0.011149 | 2.6002
[79 empty] | WLDFR | HFTD - Distribution - Tier 3 - 1QU CoRE ¦ 1QU LoRE | Seismic - Non-Red Flag Warning - Catastrophic Fires | 2029 | 0 | 0 | 0 | 0 | 22783.187 | 453.261 | 14531.3357 | 7798.5904 | 5.0533 | 5.0533 | 5.0533 | 5.0533 | 4.1156e-10 |  | 0 | 2.0798e-09 | 2.0798e-09 | 0 | 2.0798e-09 | 2.0798e-09 | 0 | 2.0798e-09 | 2.0798e-09 | 0 | 2.0798e-09 | Column30: 2.0798e-09 | [29 empty] | 7.3.2.1.3 Advanced weather monitoring and weather stations Weather StationsWLDFRElectric Reliability | WLDFR | HFTD - Distribution - Tier 3 - 1QU CoRE ¦ 4QU LoRE | Non-Red Flag Warning - Catastrophic Fires | 2024 | Electric Reliability | 233.2301 | 88.5056 | 2024 | Mitigation | 0.011149 | 10 | 0 | esc | 0.011149 | 2.6002 | 0.011149 | 2.6002 | 0.011149 | 2.6002 | 0.011149 | 2.6002
[79 empty] | WLDFR | HFTD - Distribution - Tier 3 - 1QU CoRE ¦ 1QU LoRE | Seismic - Non-Red Flag Warning - Catastrophic Fires | 2030 | 0 | 0 | 0 | 0 | 22783.187 | 453.261 | 14531.3357 | 7798.5904 | 0 | 5.0533 | 5.0533 | 5.0533 | 4.1156e-10 |  | 0 | 0 | 0 | 0 | 2.0798e-09 | 2.0798e-09 | 0 | 2.0798e-09 | 2.0798e-09 | 0 | 2.0798e-09 | Column30: 2.0798e-09 | [29 empty] | 7.3.2.1.3 Advanced weather monitoring and weather stations Weather StationsWLDFRElectric Reliability | WLDFR | HFTD - Distribution - Tier 3 - 1QU CoRE ¦ 4QU LoRE | Non-Red Flag Warning - Catastrophic Fires | 2025 | Electric Reliability | 233.2301 | 88.5056 | 2025 | Mitigation | 0.011149 | 10 | 0 | esc | 0.011149 | 2.6002 | 0.011149 | 2.6002 | 0.011149 | 2.6002 | 0.011149 | 2.6002
[79 empty] | WLDFR | HFTD - Distribution - Tier 3 - 1QU CoRE ¦ 1QU LoRE | Seismic - Non-Red Flag Warning - Catastrophic Fires | 2031 | 0 | 0 | 0 | 0 | 22783.187 | 453.261 | 14531.3357 | 7798.5904 | 0 | 0 | 5.0533 | 5.0533 | 4.1156e-10 |  | 0 | 0 | 0 | 0 | 0 | 0 | 0 | 2.0798e-09 | 2.0798e-09 | 0 | 2.0798e-09 | Column30: 2.0798e-09 | [29 empty] | 7.3.2.1.3 Advanced weather monitoring and weather stations Weather StationsWLDFRElectric Reliability | WLDFR | HFTD - Distribution - Tier 3 - 1QU CoRE ¦ 4QU LoRE | Non-Red Flag Warning - Catastrophic Fires | 2026 | Electric Reliability | 233.2301 | 88.5056 | 2026 | Mitigation | 0.011149 | 10 | 0 | esc | 0.011149 | 2.6002 | 0.011149 | 2.6002 | 0.011149 | 2.6002 | 0.011149 | 2.6002
[79 empty] | WLDFR | HFTD - Distribution - Tier 3 - 1QU CoRE ¦ 1QU LoRE | Seismic - Non-Red Flag Warning - Catastrophic Fires | 2032 | 0 | 0 | 0 | 0 | 22783.187 | 453.261 | 14531.3357 | 7798.5904 | 0 | 0 | 0 | 5.0533 | 4.1156e-10 |  | 0 | 0 | 0 | 0 | 0 | 0 | 0 | 0 | 0 | 0 | 2.0798e-09 | Column30: 2.0798e-09 | [29 empty] | 7.3.2.1.3 Advanced weather monitoring and weather stations Weather StationsWLDFRElectric Reliability | WLDFR | HFTD - Distribution - Tier 3 - 1QU CoRE ¦ 4QU LoRE | Non-Red Flag Warning - Catastrophic Fires | 2027 | Electric Reliability | 233.2301 | 88.5056 | 2027 | Mitigation | 0.011149 | 10 | 0 | esc | 0.011149 | 2.6002 | 0.011149 | 2.6002 | 0.011149 | 2.6002 | 0.011149 | 2.6002
[79 empty] | WLDFR | HFTD - Distribution - Tier 3 - 1QU CoRE ¦ 1QU LoRE | Seismic - Red Flag Warning - Catastrophic Fires | 2020 | 0 | 0 | 0 | 0 | 21083.8428 | 409.2237 | 13469.0878 | 7205.5313 | 4.5624 | 0 | 0 | 0 | 1.775e-08 |  | 0 | 8.0982e-08 | 8.0982e-08 | 0 | 0 | 0 | 0 | 0 | 0 | 0 | 0 | Column30: 0 | [29 empty] | 7.3.2.1.3 Advanced weather monitoring and weather stations Weather StationsWLDFRElectric Reliability | WLDFR | HFTD - Distribution - Tier 3 - 1QU CoRE ¦ 4QU LoRE | Non-Red Flag Warning - Catastrophic Fires | 2028 | Electric Reliability | 247.273 | 88.5056 | 2028 | Mitigation | 0.011149 | 10 | 0 | esc | 0.011149 | 2.7568 | 0.011149 | 2.7568 | 0.011149 | 2.7568 | 0.011149 | 2.7568
[79 empty] | WLDFR | HFTD - Distribution - Tier 3 - 1QU CoRE ¦ 1QU LoRE | Seismic - Red Flag Warning - Catastrophic Fires | 2021 | 0 | 0 | 0 | 0 | 21083.8428 | 409.2237 | 13469.0878 | 7205.5313 | 4.5624 | 4.5624 | 0 | 0 | 1.775e-08 |  | 0 | 8.0982e-08 | 8.0982e-08 | 0 | 8.0982e-08 | 8.0982e-08 | 0 | 0 | 0 | 0 | 0 | Column30: 0 | [29 empty] | 7.3.2.1.3 Advanced weather monitoring and weather stations Weather StationsWLDFRElectric Reliability | WLDFR | HFTD - Distribution - Tier 3 - 1QU CoRE ¦ 4QU LoRE | Non-Red Flag Warning - Catastrophic Fires | 2029 | Electric Reliability | 247.273 | 88.5056 | 2029 | Mitigation | 0.011149 | 10 | 0 | esc | 0.011149 | 2.7568 | 0.011149 | 2.7568 | 0.011149 | 2.7568 | 0.011149 | 2.7568
[79 empty] | WLDFR | HFTD - Distribution - Tier 3 - 1QU CoRE ¦ 1QU LoRE | Seismic - Red Flag Warning - Catastrophic Fires | 2022 | 0 | 0 | 0 | 0 | 21083.8428 | 409.2237 | 13469.0878 | 7205.5313 | 4.5624 | 4.5624 | 4.5624 | 0 | 1.775e-08 |  | 0 | 8.0982e-08 | 8.0982e-08 | 0 | 8.0982e-08 | 8.0982e-08 | 0 | 8.0982e-08 | 8.0982e-08 | 0 | 0 | Column30: 0 | [29 empty] | 7.3.2.1.3 Advanced weather monitoring and weather stations Weather StationsWLDFRElectric Reliability | WLDFR | HFTD - Distribution - Tier 3 - 1QU CoRE ¦ 4QU LoRE | Non-Red Flag Warning - Catastrophic Fires | 2030 | Electric Reliability | 247.273 | 88.5056 | 2030 | Mitigation | 0.011149 | 10 | 0 | esc | 0 | 0 | 0.011149 | 2.7568 | 0.011149 | 2.7568 | 0.011149 | 2.7568
[79 empty] | WLDFR | HFTD - Distribution - Tier 3 - 1QU CoRE ¦ 1QU LoRE | Seismic - Red Flag Warning - Catastrophic Fires | 2023 | 0 | 0 | 0 | 0 | 21835.9781 | 428.6023 | 13939.561 | 7467.8148 | 4.7784 | 4.7784 | 4.7784 | 4.7784 | 1.775e-08 |  | 0 | 8.4817e-08 | 8.4817e-08 | 0 | 8.4817e-08 | 8.4817e-08 | 0 | 8.4817e-08 | 8.4817e-08 | 0 | 8.4817e-08 | Column30: 8.4817e-08 | [29 empty] | 7.3.2.1.3 Advanced weather monitoring and weather stations Weather StationsWLDFRElectric Reliability | WLDFR | HFTD - Distribution - Tier 3 - 1QU CoRE ¦ 4QU LoRE | Non-Red Flag Warning - Catastrophic Fires | 2031 | Electric Reliability | 247.273 | 88.5056 | 2031 | Mitigation | 0.011149 | 10 | 0 | esc | 0 | 0 | 0 | 0 | 0.011149 | 2.7568 | 0.011149 | 2.7568
[79 empty] | WLDFR | HFTD - Distribution - Tier 3 - 1QU CoRE ¦ 1QU LoRE | Seismic - Red Flag Warning - Catastrophic Fires | 2024 | 0 | 0 | 0 | 0 | 21835.9781 | 428.6023 | 13939.561 | 7467.8148 | 4.7784 | 4.7784 | 4.7784 | 4.7784 | 1.775e-08 |  | 0 | 8.4817e-08 | 8.4817e-08 | 0 | 8.4817e-08 | 8.4817e-08 | 0 | 8.4817e-08 | 8.4817e-08 | 0 | 8.4817e-08 | Column30: 8.4817e-08 | [29 empty] | 7.3.2.1.3 Advanced weather monitoring and weather stations Weather StationsWLDFRElectric Reliability | WLDFR | HFTD - Distribution - Tier 3 - 1QU CoRE ¦ 4QU LoRE | Non-Red Flag Warning - Catastrophic Fires | 2032 | Electric Reliability | 247.273 | 88.5056 | 2032 | Mitigation | 0.011149 | 10 | 0 | esc | 0 | 0 | 0 | 0 | 0 | 0 | 0.011149 | 2.7568
[79 empty] | WLDFR | HFTD - Distribution - Tier 3 - 1QU CoRE ¦ 1QU LoRE | Seismic - Red Flag Warning - Catastrophic Fires | 2025 | 0 | 0 | 0 | 0 | 21835.9781 | 428.6023 | 13939.561 | 7467.8148 | 4.7784 | 4.7784 | 4.7784 | 4.7784 | 1.775e-08 |  | 0 | 8.4817e-08 | 8.4817e-08 | 0 | 8.4817e-08 | 8.4817e-08 | 0 | 8.4817e-08 | 8.4817e-08 | 0 | 8.4817e-08 | Column30: 8.4817e-08 | [29 empty] | 7.3.2.1.3 Advanced weather monitoring and weather stations Weather StationsWLDFRElectric Reliability | WLDFR | HFTD - Distribution - Tier 3 - 1QU CoRE ¦ 4QU LoRE | Non-Red Flag Warning - Destructive Fires | 2021 | Electric Reliability | 222.2294 | 88.5056 | 2021 | Mitigation | 0.011149 | 10 | 0 | esc | 0.011149 | 2.4776 | 0.011149 | 2.4776 | 0 | 0 | 0 | 0
[79 empty] | WLDFR | HFTD - Distribution - Tier 3 - 1QU CoRE ¦ 1QU LoRE | Seismic - Red Flag Warning - Catastrophic Fires | 2026 | 0 | 0 | 0 | 0 | 21835.9781 | 428.6023 | 13939.561 | 7467.8148 | 4.7784 | 4.7784 | 4.7784 | 4.7784 | 1.775e-08 |  | 0 | 8.4817e-08 | 8.4817e-08 | 0 | 8.4817e-08 | 8.4817e-08 | 0 | 8.4817e-08 | 8.4817e-08 | 0 | 8.4817e-08 | Column30: 8.4817e-08 | [29 empty] | 7.3.2.1.3 Advanced weather monitoring and weather stations Weather StationsWLDFRElectric Reliability | WLDFR | HFTD - Distribution - Tier 3 - 1QU CoRE ¦ 4QU LoRE | Non-Red Flag Warning - Destructive Fires | 2022 | Electric Reliability | 222.2294 | 88.5056 | 2022 | Mitigation | 0.011149 | 10 | 0 | esc | 0.011149 | 2.4776 | 0.011149 | 2.4776 | 0.011149 | 2.4776 | 0 | 0
[79 empty] | WLDFR | HFTD - Distribution - Tier 3 - 1QU CoRE ¦ 1QU LoRE | Seismic - Red Flag Warning - Catastrophic Fires | 2027 | 0 | 0 | 0 | 0 | 21835.9781 | 428.6023 | 13939.561 | 7467.8148 | 4.7784 | 4.7784 | 4.7784 | 4.7784 | 1.775e-08 |  | 0 | 8.4817e-08 | 8.4817e-08 | 0 | 8.4817e-08 | 8.4817e-08 | 0 | 8.4817e-08 | 8.4817e-08 | 0 | 8.4817e-08 | Column30: 8.4817e-08 | [29 empty] | 7.3.2.1.3 Advanced weather monitoring and weather stations Weather StationsWLDFRElectric Reliability | WLDFR | HFTD - Distribution - Tier 3 - 1QU CoRE ¦ 4QU LoRE | Non-Red Flag Warning - Destructive Fires | 2023 | Electric Reliability | 233.2301 | 88.5056 | 2023 | Mitigation | 0.011149 | 10 | 0 | esc | 0.011149 | 2.6002 | 0.011149 | 2.6002 | 0.011149 | 2.6002 | 0.011149 | 2.6002
[79 empty] | WLDFR | HFTD - Distribution - Tier 3 - 1QU CoRE ¦ 1QU LoRE | Seismic - Red Flag Warning - Catastrophic Fires | 2028 | 0 | 0 | 0 | 0 | 22783.187 | 453.261 | 14531.3357 | 7798.5904 | 5.0533 | 5.0533 | 5.0533 | 5.0533 | 1.775e-08 |  | 0 | 8.9697e-08 | 8.9697e-08 | 0 | 8.9697e-08 | 8.9697e-08 | 0 | 8.9697e-08 | 8.9697e-08 | 0 | 8.9697e-08 | Column30: 8.9697e-08 | [29 empty] | 7.3.2.1.3 Advanced weather monitoring and weather stations Weather StationsWLDFRElectric Reliability | WLDFR | HFTD - Distribution - Tier 3 - 1QU CoRE ¦ 4QU LoRE | Non-Red Flag Warning - Destructive Fires | 2024 | Electric Reliability | 233.2301 | 88.5056 | 2024 | Mitigation | 0.011149 | 10 | 0 | esc | 0.011149 | 2.6002 | 0.011149 | 2.6002 | 0.011149 | 2.6002 | 0.011149 | 2.6002
[79 empty] | WLDFR | HFTD - Distribution - Tier 3 - 1QU CoRE ¦ 1QU LoRE | Seismic - Red Flag Warning - Catastrophic Fires | 2029 | 0 | 0 | 0 | 0 | 22783.187 | 453.261 | 14531.3357 | 7798.5904 | 5.0533 | 5.0533 | 5.0533 | 5.0533 | 1.775e-08 |  | 0 | 8.9697e-08 | 8.9697e-08 | 0 | 8.9697e-08 | 8.9697e-08 | 0 | 8.9697e-08 | 8.9697e-08 | 0 | 8.9697e-08 | Column30: 8.9697e-08 | [29 empty] | 7.3.2.1.3 Advanced weather monitoring and weather stations Weather StationsWLDFRElectric Reliability | WLDFR | HFTD - Distribution - Tier 3 - 1QU CoRE ¦ 4QU LoRE | Non-Red Flag Warning - Destructive Fires | 2025 | Electric Reliability | 233.2301 | 88.5056 | 2025 | Mitigation | 0.011149 | 10 | 0 | esc | 0.011149 | 2.6002 | 0.011149 | 2.6002 | 0.011149 | 2.6002 | 0.011149 | 2.6002
[79 empty] | WLDFR | HFTD - Distribution - Tier 3 - 1QU CoRE ¦ 1QU LoRE | Seismic - Red Flag Warning - Catastrophic Fires | 2030 | 0 | 0 | 0 | 0 | 22783.187 | 453.261 | 14531.3357 | 7798.5904 | 0 | 5.0533 | 5.0533 | 5.0533 | 1.775e-08 |  | 0 | 0 | 0 | 0 | 8.9697e-08 | 8.9697e-08 | 0 | 8.9697e-08 | 8.9697e-08 | 0 | 8.9697e-08 | Column30: 8.9697e-08 | [29 empty] | 7.3.2.1.3 Advanced weather monitoring and weather stations Weather StationsWLDFRElectric Reliability | WLDFR | HFTD - Distribution - Tier 3 - 1QU CoRE ¦ 4QU LoRE | Non-Red Flag Warning - Destructive Fires | 2026 | Electric Reliability | 233.2301 | 88.5056 | 2026 | Mitigation | 0.011149 | 10 | 0 | esc | 0.011149 | 2.6002 | 0.011149 | 2.6002 | 0.011149 | 2.6002 | 0.011149 | 2.6002
[79 empty] | WLDFR | HFTD - Distribution - Tier 3 - 1QU CoRE ¦ 1QU LoRE | Seismic - Red Flag Warning - Catastrophic Fires | 2031 | 0 | 0 | 0 | 0 | 22783.187 | 453.261 | 14531.3357 | 7798.5904 | 0 | 0 | 5.0533 | 5.0533 | 1.775e-08 |  | 0 | 0 | 0 | 0 | 0 | 0 | 0 | 8.9697e-08 | 8.9697e-08 | 0 | 8.9697e-08 | Column30: 8.9697e-08 | [29 empty] | 7.3.2.1.3 Advanced weather monitoring and weather stations Weather StationsWLDFRElectric Reliability | WLDFR | HFTD - Distribution - Tier 3 - 1QU CoRE ¦ 4QU LoRE | Non-Red Flag Warning - Destructive Fires | 2027 | Electric Reliability | 233.2301 | 88.5056 | 2027 | Mitigation | 0.011149 | 10 | 0 | esc | 0.011149 | 2.6002 | 0.011149 | 2.6002 | 0.011149 | 2.6002 | 0.011149 | 2.6002
[79 empty] | WLDFR | HFTD - Distribution - Tier 3 - 1QU CoRE ¦ 1QU LoRE | Seismic - Red Flag Warning - Catastrophic Fires | 2032 | 0 | 0 | 0 | 0 | 22783.187 | 453.261 | 14531.3357 | 7798.5904 | 0 | 0 | 0 | 5.0533 | 1.775e-08 |  | 0 | 0 | 0 | 0 | 0 | 0 | 0 | 0 | 0 | 0 | 8.9697e-08 | Column30: 8.9697e-08 | [29 empty] | 7.3.2.1.3 Advanced weather monitoring and weather stations Weather StationsWLDFRElectric Reliability | WLDFR | HFTD - Distribution - Tier 3 - 1QU CoRE ¦ 4QU LoRE | Non-Red Flag Warning - Destructive Fires | 2028 | Electric Reliability | 247.273 | 88.5056 | 2028 | Mitigation | 0.011149 | 10 | 0 | esc | 0.011149 | 2.7568 | 0.011149 | 2.7568 | 0.011149 | 2.7568 | 0.011149 | 2.7568
[79 empty] | WLDFR | HFTD - Distribution - Tier 3 - 1QU CoRE ¦ 2QU LoRE | Non-Red Flag Warning - Catastrophic Fires | 2020 | 0 | 0 | 0 | 0 | 14146.1306 | 222.2294 | 8585.7228 | 5338.1784 | 2.4776 | 0 | 0 | 0 | 7.6707e-06 |  | 0 | 1.9005e-05 | 1.9005e-05 | 0 | 0 | 0 | 0 | 0 | 0 | 0 | 0 | Column30: 0 | [29 empty] | 7.3.2.1.3 Advanced weather monitoring and weather stations Weather StationsWLDFRElectric Reliability | WLDFR | HFTD - Distribution - Tier 3 - 1QU CoRE ¦ 4QU LoRE | Non-Red Flag Warning - Destructive Fires | 2029 | Electric Reliability | 247.273 | 88.5056 | 2029 | Mitigation | 0.011149 | 10 | 0 | esc | 0.011149 | 2.7568 | 0.011149 | 2.7568 | 0.011149 | 2.7568 | 0.011149 | 2.7568
[79 empty] | WLDFR | HFTD - Distribution - Tier 3 - 1QU CoRE ¦ 2QU LoRE | Non-Red Flag Warning - Catastrophic Fires | 2021 | 0 | 0 | 0 | 0 | 14146.1306 | 222.2294 | 8585.7228 | 5338.1784 | 2.4776 | 2.4776 | 0 | 0 | 7.6707e-06 |  | 0 | 1.9005e-05 | 1.9005e-05 | 0 | 1.9005e-05 | 1.9005e-05 | 0 | 0 | 0 | 0 | 0 | Column30: 0 | [29 empty] | 7.3.2.1.3 Advanced weather monitoring and weather stations Weather StationsWLDFRElectric Reliability | WLDFR | HFTD - Distribution - Tier 3 - 1QU CoRE ¦ 4QU LoRE | Non-Red Flag Warning - Destructive Fires | 2030 | Electric Reliability | 247.273 | 88.5056 | 2030 | Mitigation | 0.011149 | 10 | 0 | esc | 0 | 0 | 0.011149 | 2.7568 | 0.011149 | 2.7568 | 0.011149 | 2.7568
[79 empty] | WLDFR | HFTD - Distribution - Tier 3 - 1QU CoRE ¦ 2QU LoRE | Non-Red Flag Warning - Catastrophic Fires | 2022 | 0 | 0 | 0 | 0 | 14146.1306 | 222.2294 | 8585.7228 | 5338.1784 | 2.4776 | 2.4776 | 2.4776 | 0 | 7.6707e-06 |  | 0 | 1.9005e-05 | 1.9005e-05 | 0 | 1.9005e-05 | 1.9005e-05 | 0 | 1.9005e-05 | 1.9005e-05 | 0 | 0 | Column30: 0 | [29 empty] | 7.3.2.1.3 Advanced weather monitoring and weather stations Weather StationsWLDFRElectric Reliability | WLDFR | HFTD - Distribution - Tier 3 - 1QU CoRE ¦ 4QU LoRE | Non-Red Flag Warning - Destructive Fires | 2031 | Electric Reliability | 247.273 | 88.5056 | 2031 | Mitigation | 0.011149 | 10 | 0 | esc | 0 | 0 | 0 | 0 | 0.011149 | 2.7568 | 0.011149 | 2.7568
[79 empty] | WLDFR | HFTD - Distribution - Tier 3 - 1QU CoRE ¦ 2QU LoRE | Non-Red Flag Warning - Catastrophic Fires | 2023 | 0 | 0 | 0 | 0 | 14664.6376 | 233.2301 | 8896.516 | 5534.8915 | 2.6002 | 2.6002 | 2.6002 | 2.6002 | 7.6707e-06 |  | 0 | 1.9946e-05 | 1.9946e-05 | 0 | 1.9946e-05 | 1.9946e-05 | 0 | 1.9946e-05 | 1.9946e-05 | 0 | 1.9946e-05 | Column30: 1.9946e-05 | [29 empty] | 7.3.2.1.3 Advanced weather monitoring and weather stations Weather StationsWLDFRElectric Reliability | WLDFR | HFTD - Distribution - Tier 3 - 1QU CoRE ¦ 4QU LoRE | Non-Red Flag Warning - Destructive Fires | 2032 | Electric Reliability | 247.273 | 88.5056 | 2032 | Mitigation | 0.011149 | 10 | 0 | esc | 0 | 0 | 0 | 0 | 0 | 0 | 0.011149 | 2.7568
[79 empty] | WLDFR | HFTD - Distribution - Tier 3 - 1QU CoRE ¦ 2QU LoRE | Non-Red Flag Warning - Catastrophic Fires | 2024 | 0 | 0 | 0 | 0 | 14664.6376 | 233.2301 | 8896.516 | 5534.8915 | 2.6002 | 2.6002 | 2.6002 | 2.6002 | 7.6707e-06 |  | 0 | 1.9946e-05 | 1.9946e-05 | 0 | 1.9946e-05 | 1.9946e-05 | 0 | 1.9946e-05 | 1.9946e-05 | 0 | 1.9946e-05 | Column30: 1.9946e-05 | [29 empty] | 7.3.2.1.3 Advanced weather monitoring and weather stations Weather StationsWLDFRElectric Reliability | WLDFR | HFTD - Distribution - Tier 3 - 1QU CoRE ¦ 4QU LoRE | Non-Red Flag Warning - Large Fires | 2021 | Electric Reliability | 0.69642 | 88.5056 | 2021 | Mitigation | 0.011149 | 10 | 0 | esc | 0.011149 | 0.0077642 | 0.011149 | 0.0077642 | 0 | 0 | 0 | 0
[79 empty] | WLDFR | HFTD - Distribution - Tier 3 - 1QU CoRE ¦ 2QU LoRE | Non-Red Flag Warning - Catastrophic Fires | 2025 | 0 | 0 | 0 | 0 | 14664.6376 | 233.2301 | 8896.516 | 5534.8915 | 2.6002 | 2.6002 | 2.6002 | 2.6002 | 7.6707e-06 |  | 0 | 1.9946e-05 | 1.9946e-05 | 0 | 1.9946e-05 | 1.9946e-05 | 0 | 1.9946e-05 | 1.9946e-05 | 0 | 1.9946e-05 | Column30: 1.9946e-05 | [29 empty] | 7.3.2.1.3 Advanced weather monitoring and weather stations Weather StationsWLDFRElectric Reliability | WLDFR | HFTD - Distribution - Tier 3 - 1QU CoRE ¦ 4QU LoRE | Non-Red Flag Warning - Large Fires | 2022 | Electric Reliability | 0.69642 | 88.5056 | 2022 | Mitigation | 0.011149 | 10 | 0 | esc | 0.011149 | 0.0077642 | 0.011149 | 0.0077642 | 0.011149 | 0.0077642 | 0 | 0
[79 empty] | WLDFR | HFTD - Distribution - Tier 3 - 1QU CoRE ¦ 2QU LoRE | Non-Red Flag Warning - Catastrophic Fires | 2026 | 0 | 0 | 0 | 0 | 14664.6376 | 233.2301 | 8896.516 | 5534.8915 | 2.6002 | 2.6002 | 2.6002 | 2.6002 | 7.6707e-06 |  | 0 | 1.9946e-05 | 1.9946e-05 | 0 | 1.9946e-05 | 1.9946e-05 | 0 | 1.9946e-05 | 1.9946e-05 | 0 | 1.9946e-05 | Column30: 1.9946e-05 | [29 empty] | 7.3.2.1.3 Advanced weather monitoring and weather stations Weather StationsWLDFRElectric Reliability | WLDFR | HFTD - Distribution - Tier 3 - 1QU CoRE ¦ 4QU LoRE | Non-Red Flag Warning - Large Fires | 2023 | Electric Reliability | 0.71896 | 88.5056 | 2023 | Mitigation | 0.011149 | 10 | 0 | esc | 0.011149 | 0.0080156 | 0.011149 | 0.0080156 | 0.011149 | 0.0080156 | 0.011149 | 0.0080156
[79 empty] | WLDFR | HFTD - Distribution - Tier 3 - 1QU CoRE ¦ 2QU LoRE | Non-Red Flag Warning - Catastrophic Fires | 2027 | 0 | 0 | 0 | 0 | 14664.6376 | 233.2301 | 8896.516 | 5534.8915 | 2.6002 | 2.6002 | 2.6002 | 2.6002 | 7.6707e-06 |  | 0 | 1.9946e-05 | 1.9946e-05 | 0 | 1.9946e-05 | 1.9946e-05 | 0 | 1.9946e-05 | 1.9946e-05 | 0 | 1.9946e-05 | Column30: 1.9946e-05 | [29 empty] | 7.3.2.1.3 Advanced weather monitoring and weather stations Weather StationsWLDFRElectric Reliability | WLDFR | HFTD - Distribution - Tier 3 - 1QU CoRE ¦ 4QU LoRE | Non-Red Flag Warning - Large Fires | 2024 | Electric Reliability | 0.71896 | 88.5056 | 2024 | Mitigation | 0.011149 | 10 | 0 | esc | 0.011149 | 0.0080156 | 0.011149 | 0.0080156 | 0.011149 | 0.0080156 | 0.011149 | 0.0080156
[79 empty] | WLDFR | HFTD - Distribution - Tier 3 - 1QU CoRE ¦ 2QU LoRE | Non-Red Flag Warning - Catastrophic Fires | 2028 | 0 | 0 | 0 | 0 | 15317.9909 | 247.273 | 9287.6491 | 5783.0689 | 2.7568 | 2.7568 | 2.7568 | 2.7568 | 7.6707e-06 |  | 0 | 2.1147e-05 | 2.1147e-05 | 0 | 2.1147e-05 | 2.1147e-05 | 0 | 2.1147e-05 | 2.1147e-05 | 0 | 2.1147e-05 | Column30: 2.1147e-05 | [29 empty] | 7.3.2.1.3 Advanced weather monitoring and weather stations Weather StationsWLDFRElectric Reliability | WLDFR | HFTD - Distribution - Tier 3 - 1QU CoRE ¦ 4QU LoRE | Non-Red Flag Warning - Large Fires | 2025 | Electric Reliability | 0.71896 | 88.5056 | 2025 | Mitigation | 0.011149 | 10 | 0 | esc | 0.011149 | 0.0080156 | 0.011149 | 0.0080156 | 0.011149 | 0.0080156 | 0.011149 | 0.0080156
[79 empty] | WLDFR | HFTD - Distribution - Tier 3 - 1QU CoRE ¦ 2QU LoRE | Non-Red Flag Warning - Catastrophic Fires | 2029 | 0 | 0 | 0 | 0 | 15317.9909 | 247.273 | 9287.6491 | 5783.0689 | 2.7568 | 2.7568 | 2.7568 | 2.7568 | 7.6707e-06 |  | 0 | 2.1147e-05 | 2.1147e-05 | 0 | 2.1147e-05 | 2.1147e-05 | 0 | 2.1147e-05 | 2.1147e-05 | 0 | 2.1147e-05 | Column30: 2.1147e-05 | [29 empty] | 7.3.2.1.3 Advanced weather monitoring and weather stations Weather StationsWLDFRElectric Reliability | WLDFR | HFTD - Distribution - Tier 3 - 1QU CoRE ¦ 4QU LoRE | Non-Red Flag Warning - Large Fires | 2026 | Electric Reliability | 0.71896 | 88.5056 | 2026 | Mitigation | 0.011149 | 10 | 0 | esc | 0.011149 | 0.0080156 | 0.011149 | 0.0080156 | 0.011149 | 0.0080156 | 0.011149 | 0.0080156
[79 empty] | WLDFR | HFTD - Distribution - Tier 3 - 1QU CoRE ¦ 2QU LoRE | Non-Red Flag Warning - Catastrophic Fires | 2030 | 0 | 0 | 0 | 0 | 15317.9909 | 247.273 | 9287.6491 | 5783.0689 | 0 | 2.7568 | 2.7568 | 2.7568 | 7.6707e-06 |  | 0 | 0 | 0 | 0 | 2.1147e-05 | 2.1147e-05 | 0 | 2.1147e-05 | 2.1147e-05 | 0 | 2.1147e-05 | Column30: 2.1147e-05 | [29 empty] | 7.3.2.1.3 Advanced weather monitoring and weather stations Weather StationsWLDFRElectric Reliability | WLDFR | HFTD - Distribution - Tier 3 - 1QU CoRE ¦ 4QU LoRE | Non-Red Flag Warning - Large Fires | 2027 | Electric Reliability | 0.71896 | 88.5056 | 2027 | Mitigation | 0.011149 | 10 | 0 | esc | 0.011149 | 0.0080156 | 0.011149 | 0.0080156 | 0.011149 | 0.0080156 | 0.011149 | 0.0080156
[79 empty] | WLDFR | HFTD - Distribution - Tier 3 - 1QU CoRE ¦ 2QU LoRE | Non-Red Flag Warning - Catastrophic Fires | 2031 | 0 | 0 | 0 | 0 | 15317.9909 | 247.273 | 9287.6491 | 5783.0689 | 0 | 0 | 2.7568 | 2.7568 | 7.6707e-06 |  | 0 | 0 | 0 | 0 | 0 | 0 | 0 | 2.1147e-05 | 2.1147e-05 | 0 | 2.1147e-05 | Column30: 2.1147e-05 | [29 empty] | 7.3.2.1.3 Advanced weather monitoring and weather stations Weather StationsWLDFRElectric Reliability | WLDFR | HFTD - Distribution - Tier 3 - 1QU CoRE ¦ 4QU LoRE | Non-Red Flag Warning - Large Fires | 2028 | Electric Reliability | 0.74734 | 88.5056 | 2028 | Mitigation | 0.011149 | 10 | 0 | esc | 0.011149 | 0.0083319 | 0.011149 | 0.0083319 | 0.011149 | 0.0083319 | 0.011149 | 0.0083319
[79 empty] | WLDFR | HFTD - Distribution - Tier 3 - 1QU CoRE ¦ 2QU LoRE | Non-Red Flag Warning - Catastrophic Fires | 2032 | 0 | 0 | 0 | 0 | 15317.9909 | 247.273 | 9287.6491 | 5783.0689 | 0 | 0 | 0 | 2.7568 | 7.6707e-06 |  | 0 | 0 | 0 | 0 | 0 | 0 | 0 | 0 | 0 | 0 | 2.1147e-05 | Column30: 2.1147e-05 | [29 empty] | 7.3.2.1.3 Advanced weather monitoring and weather stations Weather StationsWLDFRElectric Reliability | WLDFR | HFTD - Distribution - Tier 3 - 1QU CoRE ¦ 4QU LoRE | Non-Red Flag Warning - Large Fires | 2029 | Electric Reliability | 0.74734 | 88.5056 | 2029 | Mitigation | 0.011149 | 10 | 0 | esc | 0.011149 | 0.0083319 | 0.011149 | 0.0083319 | 0.011149 | 0.0083319 | 0.011149 | 0.0083319
[79 empty] | WLDFR | HFTD - Distribution - Tier 3 - 1QU CoRE ¦ 2QU LoRE | Non-Red Flag Warning - Destructive Fires | 2020 | 0 | 0 | 0 | 0 | 8807.9522 | 222.2294 | 8585.7228 | 0 | 2.4776 | 0 | 0 | 0 | 8.5567e-06 |  | 0 | 2.12e-05 | 2.12e-05 | 0 | 0 | 0 | 0 | 0 | 0 | 0 | 0 | Column30: 0 | [29 empty] | 7.3.2.1.3 Advanced weather monitoring and weather stations Weather StationsWLDFRElectric Reliability | WLDFR | HFTD - Distribution - Tier 3 - 1QU CoRE ¦ 4QU LoRE | Non-Red Flag Warning - Large Fires | 2030 | Electric Reliability | 0.74734 | 88.5056 | 2030 | Mitigation | 0.011149 | 10 | 0 | esc | 0 | 0 | 0.011149 | 0.0083319 | 0.011149 | 0.0083319 | 0.011149 | 0.0083319
[79 empty] | WLDFR | HFTD - Distribution - Tier 3 - 1QU CoRE ¦ 2QU LoRE | Non-Red Flag Warning - Destructive Fires | 2021 | 0 | 0 | 0 | 0 | 8807.9522 | 222.2294 | 8585.7228 | 0 | 2.4776 | 2.4776 | 0 | 0 | 8.5567e-06 |  | 0 | 2.12e-05 | 2.12e-05 | 0 | 2.12e-05 | 2.12e-05 | 0 | 0 | 0 | 0 | 0 | Column30: 0 | [29 empty] | 7.3.2.1.3 Advanced weather monitoring and weather stations Weather StationsWLDFRElectric Reliability | WLDFR | HFTD - Distribution - Tier 3 - 1QU CoRE ¦ 4QU LoRE | Non-Red Flag Warning - Large Fires | 2031 | Electric Reliability | 0.74734 | 88.5056 | 2031 | Mitigation | 0.011149 | 10 | 0 | esc | 0 | 0 | 0 | 0 | 0.011149 | 0.0083319 | 0.011149 | 0.0083319
[79 empty] | WLDFR | HFTD - Distribution - Tier 3 - 1QU CoRE ¦ 2QU LoRE | Non-Red Flag Warning - Destructive Fires | 2022 | 0 | 0 | 0 | 0 | 8807.9522 | 222.2294 | 8585.7228 | 0 | 2.4776 | 2.4776 | 2.4776 | 0 | 8.5567e-06 |  | 0 | 2.12e-05 | 2.12e-05 | 0 | 2.12e-05 | 2.12e-05 | 0 | 2.12e-05 | 2.12e-05 | 0 | 0 | Column30: 0 | [29 empty] | 7.3.2.1.3 Advanced weather monitoring and weather stations Weather StationsWLDFRElectric Reliability | WLDFR | HFTD - Distribution - Tier 3 - 1QU CoRE ¦ 4QU LoRE | Non-Red Flag Warning - Large Fires | 2032 | Electric Reliability | 0.74734 | 88.5056 | 2032 | Mitigation | 0.011149 | 10 | 0 | esc | 0 | 0 | 0 | 0 | 0 | 0 | 0.011149 | 0.0083319
[79 empty] | WLDFR | HFTD - Distribution - Tier 3 - 1QU CoRE ¦ 2QU LoRE | Non-Red Flag Warning - Destructive Fires | 2023 | 0 | 0 | 0 | 0 | 9129.7461 | 233.2301 | 8896.516 | 0 | 2.6002 | 2.6002 | 2.6002 | 2.6002 | 8.5567e-06 |  | 0 | 2.2249e-05 | 2.2249e-05 | 0 | 2.2249e-05 | 2.2249e-05 | 0 | 2.2249e-05 | 2.2249e-05 | 0 | 2.2249e-05 | Column30: 2.2249e-05 | [29 empty] | 7.3.2.1.3 Advanced weather monitoring and weather stations Weather StationsWLDFRElectric Reliability | WLDFR | HFTD - Distribution - Tier 3 - 1QU CoRE ¦ 4QU LoRE | Non-Red Flag Warning - Small Fires | 2021 | Electric Reliability | 0.036425 | 88.5056 | 2021 | Mitigation | 0.011149 | 10 | 0 | esc | 0.011149 | 0.0004061 | 0.011149 | 0.0004061 | 0 | 0 | 0 | 0
[79 empty] | WLDFR | HFTD - Distribution - Tier 3 - 1QU CoRE ¦ 2QU LoRE | Non-Red Flag Warning - Destructive Fires | 2024 | 0 | 0 | 0 | 0 | 9129.7461 | 233.2301 | 8896.516 | 0 | 2.6002 | 2.6002 | 2.6002 | 2.6002 | 8.5567e-06 |  | 0 | 2.2249e-05 | 2.2249e-05 | 0 | 2.2249e-05 | 2.2249e-05 | 0 | 2.2249e-05 | 2.2249e-05 | 0 | 2.2249e-05 | Column30: 2.2249e-05 | [29 empty] | 7.3.2.1.3 Advanced weather monitoring and weather stations Weather StationsWLDFRElectric Reliability | WLDFR | HFTD - Distribution - Tier 3 - 1QU CoRE ¦ 4QU LoRE | Non-Red Flag Warning - Small Fires | 2022 | Electric Reliability | 0.036425 | 88.5056 | 2022 | Mitigation | 0.011149 | 10 | 0 | esc | 0.011149 | 0.0004061 | 0.011149 | 0.0004061 | 0.011149 | 0.0004061 | 0 | 0
[79 empty] | WLDFR | HFTD - Distribution - Tier 3 - 1QU CoRE ¦ 2QU LoRE | Non-Red Flag Warning - Destructive Fires | 2025 | 0 | 0 | 0 | 0 | 9129.7461 | 233.2301 | 8896.516 | 0 | 2.6002 | 2.6002 | 2.6002 | 2.6002 | 8.5567e-06 |  | 0 | 2.2249e-05 | 2.2249e-05 | 0 | 2.2249e-05 | 2.2249e-05 | 0 | 2.2249e-05 | 2.2249e-05 | 0 | 2.2249e-05 | Column30: 2.2249e-05 | [29 empty] | 7.3.2.1.3 Advanced weather monitoring and weather stations Weather StationsWLDFRElectric Reliability | WLDFR | HFTD - Distribution - Tier 3 - 1QU CoRE ¦ 4QU LoRE | Non-Red Flag Warning - Small Fires | 2023 | Electric Reliability | 0.03759 | 88.5056 | 2023 | Mitigation | 0.011149 | 10 | 0 | esc | 0.011149 | 0.00041909 | 0.011149 | 0.00041909 | 0.011149 | 0.00041909 | 0.011149 | 0.00041909
[79 empty] | WLDFR | HFTD - Distribution - Tier 3 - 1QU CoRE ¦ 2QU LoRE | Non-Red Flag Warning - Destructive Fires | 2026 | 0 | 0 | 0 | 0 | 9129.7461 | 233.2301 | 8896.516 | 0 | 2.6002 | 2.6002 | 2.6002 | 2.6002 | 8.5567e-06 |  | 0 | 2.2249e-05 | 2.2249e-05 | 0 | 2.2249e-05 | 2.2249e-05 | 0 | 2.2249e-05 | 2.2249e-05 | 0 | 2.2249e-05 | Column30: 2.2249e-05 | [29 empty] | 7.3.2.1.3 Advanced weather monitoring and weather stations Weather StationsWLDFRElectric Reliability | WLDFR | HFTD - Distribution - Tier 3 - 1QU CoRE ¦ 4QU LoRE | Non-Red Flag Warning - Small Fires | 2024 | Electric Reliability | 0.03759 | 88.5056 | 2024 | Mitigation | 0.011149 | 10 | 0 | esc | 0.011149 | 0.00041909 | 0.011149 | 0.00041909 | 0.011149 | 0.00041909 | 0.011149 | 0.00041909
[79 empty] | WLDFR | HFTD - Distribution - Tier 3 - 1QU CoRE ¦ 2QU LoRE | Non-Red Flag Warning - Destructive Fires | 2027 | 0 | 0 | 0 | 0 | 9129.7461 | 233.2301 | 8896.516 | 0 | 2.6002 | 2.6002 | 2.6002 | 2.6002 | 8.5567e-06 |  | 0 | 2.2249e-05 | 2.2249e-05 | 0 | 2.2249e-05 | 2.2249e-05 | 0 | 2.2249e-05 | 2.2249e-05 | 0 | 2.2249e-05 | Column30: 2.2249e-05 | [29 empty] | 7.3.2.1.3 Advanced weather monitoring and weather stations Weather StationsWLDFRElectric Reliability | WLDFR | HFTD - Distribution - Tier 3 - 1QU CoRE ¦ 4QU LoRE | Non-Red Flag Warning - Small Fires | 2025 | Electric Reliability | 0.03759 | 88.5056 | 2025 | Mitigation | 0.011149 | 10 | 0 | esc | 0.011149 | 0.00041909 | 0.011149 | 0.00041909 | 0.011149 | 0.00041909 | 0.011149 | 0.00041909
[79 empty] | WLDFR | HFTD - Distribution - Tier 3 - 1QU CoRE ¦ 2QU LoRE | Non-Red Flag Warning - Destructive Fires | 2028 | 0 | 0 | 0 | 0 | 9534.9221 | 247.273 | 9287.6491 | 0 | 2.7568 | 2.7568 | 2.7568 | 2.7568 | 8.5567e-06 |  | 0 | 2.3589e-05 | 2.3589e-05 | 0 | 2.3589e-05 | 2.3589e-05 | 0 | 2.3589e-05 | 2.3589e-05 | 0 | 2.3589e-05 | Column30: 2.3589e-05 | [29 empty] | 7.3.2.1.3 Advanced weather monitoring and weather stations Weather StationsWLDFRElectric Reliability | WLDFR | HFTD - Distribution - Tier 3 - 1QU CoRE ¦ 4QU LoRE | Non-Red Flag Warning - Small Fires | 2026 | Electric Reliability | 0.03759 | 88.5056 | 2026 | Mitigation | 0.011149 | 10 | 0 | esc | 0.011149 | 0.00041909 | 0.011149 | 0.00041909 | 0.011149 | 0.00041909 | 0.011149 | 0.00041909
[79 empty] | WLDFR | HFTD - Distribution - Tier 3 - 1QU CoRE ¦ 2QU LoRE | Non-Red Flag Warning - Destructive Fires | 2029 | 0 | 0 | 0 | 0 | 9534.9221 | 247.273 | 9287.6491 | 0 | 2.7568 | 2.7568 | 2.7568 | 2.7568 | 8.5567e-06 |  | 0 | 2.3589e-05 | 2.3589e-05 | 0 | 2.3589e-05 | 2.3589e-05 | 0 | 2.3589e-05 | 2.3589e-05 | 0 | 2.3589e-05 | Column30: 2.3589e-05 | [29 empty] | 7.3.2.1.3 Advanced weather monitoring and weather stations Weather StationsWLDFRElectric Reliability | WLDFR | HFTD - Distribution - Tier 3 - 1QU CoRE ¦ 4QU LoRE | Non-Red Flag Warning - Small Fires | 2027 | Electric Reliability | 0.03759 | 88.5056 | 2027 | Mitigation | 0.011149 | 10 | 0 | esc | 0.011149 | 0.00041909 | 0.011149 | 0.00041909 | 0.011149 | 0.00041909 | 0.011149 | 0.00041909
[79 empty] | WLDFR | HFTD - Distribution - Tier 3 - 1QU CoRE ¦ 2QU LoRE | Non-Red Flag Warning - Destructive Fires | 2030 | 0 | 0 | 0 | 0 | 9534.9221 | 247.273 | 9287.6491 | 0 | 0 | 2.7568 | 2.7568 | 2.7568 | 8.5567e-06 |  | 0 | 0 | 0 | 0 | 2.3589e-05 | 2.3589e-05 | 0 | 2.3589e-05 | 2.3589e-05 | 0 | 2.3589e-05 | Column30: 2.3589e-05 | [29 empty] | 7.3.2.1.3 Advanced weather monitoring and weather stations Weather StationsWLDFRElectric Reliability | WLDFR | HFTD - Distribution - Tier 3 - 1QU CoRE ¦ 4QU LoRE | Non-Red Flag Warning - Small Fires | 2028 | Electric Reliability | 0.039055 | 88.5056 | 2028 | Mitigation | 0.011149 | 10 | 0 | esc | 0.011149 | 0.00043542 | 0.011149 | 0.00043542 | 0.011149 | 0.00043542 | 0.011149 | 0.00043542
[79 empty] | WLDFR | HFTD - Distribution - Tier 3 - 1QU CoRE ¦ 2QU LoRE | Non-Red Flag Warning - Destructive Fires | 2031 | 0 | 0 | 0 | 0 | 9534.9221 | 247.273 | 9287.6491 | 0 | 0 | 0 | 2.7568 | 2.7568 | 8.5567e-06 |  | 0 | 0 | 0 | 0 | 0 | 0 | 0 | 2.3589e-05 | 2.3589e-05 | 0 | 2.3589e-05 | Column30: 2.3589e-05 | [29 empty] | 7.3.2.1.3 Advanced weather monitoring and weather stations Weather StationsWLDFRElectric Reliability | WLDFR | HFTD - Distribution - Tier 3 - 1QU CoRE ¦ 4QU LoRE | Non-Red Flag Warning - Small Fires | 2029 | Electric Reliability | 0.039055 | 88.5056 | 2029 | Mitigation | 0.011149 | 10 | 0 | esc | 0.011149 | 0.00043542 | 0.011149 | 0.00043542 | 0.011149 | 0.00043542 | 0.011149 | 0.00043542
[79 empty] | WLDFR | HFTD - Distribution - Tier 3 - 1QU CoRE ¦ 2QU LoRE | Non-Red Flag Warning - Destructive Fires | 2032 | 0 | 0 | 0 | 0 | 9534.9221 | 247.273 | 9287.6491 | 0 | 0 | 0 | 0 | 2.7568 | 8.5567e-06 |  | 0 | 0 | 0 | 0 | 0 | 0 | 0 | 0 | 0 | 0 | 2.3589e-05 | Column30: 2.3589e-05 | [29 empty] | 7.3.2.1.3 Advanced weather monitoring and weather stations Weather StationsWLDFRElectric Reliability | WLDFR | HFTD - Distribution - Tier 3 - 1QU CoRE ¦ 4QU LoRE | Non-Red Flag Warning - Small Fires | 2030 | Electric Reliability | 0.039055 | 88.5056 | 2030 | Mitigation | 0.011149 | 10 | 0 | esc | 0 | 0 | 0.011149 | 0.00043542 | 0.011149 | 0.00043542 | 0.011149 | 0.00043542
[79 empty] | WLDFR | HFTD - Distribution - Tier 3 - 1QU CoRE ¦ 2QU LoRE | Non-Red Flag Warning - Large Fires | 2020 | 0 | 0 | 0 | 0 | 5.2406 | 0.69642 | 2.942 | 1.6022 | 0.0077642 | 0 | 0 | 0 | 5.7819e-05 |  | 0 | 4.4892e-07 | 4.4892e-07 | 0 | 0 | 0 | 0 | 0 | 0 | 0 | 0 | Column30: 0 | [29 empty] | 7.3.2.1.3 Advanced weather monitoring and weather stations Weather StationsWLDFRElectric Reliability | WLDFR | HFTD - Distribution - Tier 3 - 1QU CoRE ¦ 4QU LoRE | Non-Red Flag Warning - Small Fires | 2031 | Electric Reliability | 0.039055 | 88.5056 | 2031 | Mitigation | 0.011149 | 10 | 0 | esc | 0 | 0 | 0 | 0 | 0.011149 | 0.00043542 | 0.011149 | 0.00043542
[79 empty] | WLDFR | HFTD - Distribution - Tier 3 - 1QU CoRE ¦ 2QU LoRE | Non-Red Flag Warning - Large Fires | 2021 | 0 | 0 | 0 | 0 | 5.2406 | 0.69642 | 2.942 | 1.6022 | 0.0077642 | 0.0077642 | 0 | 0 | 5.7819e-05 |  | 0 | 4.4892e-07 | 4.4892e-07 | 0 | 4.4892e-07 | 4.4892e-07 | 0 | 0 | 0 | 0 | 0 | Column30: 0 | [29 empty] | 7.3.2.1.3 Advanced weather monitoring and weather stations Weather StationsWLDFRElectric Reliability | WLDFR | HFTD - Distribution - Tier 3 - 1QU CoRE ¦ 4QU LoRE | Non-Red Flag Warning - Small Fires | 2032 | Electric Reliability | 0.039055 | 88.5056 | 2032 | Mitigation | 0.011149 | 10 | 0 | esc | 0 | 0 | 0 | 0 | 0 | 0 | 0.011149 | 0.00043542
[79 empty] | WLDFR | HFTD - Distribution - Tier 3 - 1QU CoRE ¦ 2QU LoRE | Non-Red Flag Warning - Large Fires | 2022 | 0 | 0 | 0 | 0 | 5.2406 | 0.69642 | 2.942 | 1.6022 | 0.0077642 | 0.0077642 | 0.0077642 | 0 | 5.7819e-05 |  | 0 | 4.4892e-07 | 4.4892e-07 | 0 | 4.4892e-07 | 4.4892e-07 | 0 | 4.4892e-07 | 4.4892e-07 | 0 | 0 | Column30: 0 | [29 empty] | 7.3.2.1.3 Advanced weather monitoring and weather stations Weather StationsWLDFRElectric Reliability | WLDFR | HFTD - Distribution - Tier 3 - 1QU CoRE ¦ 4QU LoRE | Red Flag Warning - Catastrophic Fires | 2021 | Electric Reliability | 222.2294 | 88.5056 | 2021 | Mitigation | 0.011149 | 10 | 0 | esc | 0.011149 | 2.4776 | 0.011149 | 2.4776 | 0 | 0 | 0 | 0
[79 empty] | WLDFR | HFTD - Distribution - Tier 3 - 1QU CoRE ¦ 2QU LoRE | Non-Red Flag Warning - Large Fires | 2023 | 0 | 0 | 0 | 0 | 5.475 | 0.71896 | 3.0715 | 1.6846 | 0.0080156 | 0.0080156 | 0.0080156 | 0.0080156 | 5.7819e-05 |  | 0 | 4.6345e-07 | 4.6345e-07 | 0 | 4.6345e-07 | 4.6345e-07 | 0 | 4.6345e-07 | 4.6345e-07 | 0 | 4.6345e-07 | Column30: 4.6345e-07 | [29 empty] | 7.3.2.1.3 Advanced weather monitoring and weather stations Weather StationsWLDFRElectric Reliability | WLDFR | HFTD - Distribution - Tier 3 - 1QU CoRE ¦ 4QU LoRE | Red Flag Warning - Catastrophic Fires | 2022 | Electric Reliability | 222.2294 | 88.5056 | 2022 | Mitigation | 0.011149 | 10 | 0 | esc | 0.011149 | 2.4776 | 0.011149 | 2.4776 | 0.011149 | 2.4776 | 0 | 0
[79 empty] | WLDFR | HFTD - Distribution - Tier 3 - 1QU CoRE ¦ 2QU LoRE | Non-Red Flag Warning - Large Fires | 2024 | 0 | 0 | 0 | 0 | 5.475 | 0.71896 | 3.0715 | 1.6846 | 0.0080156 | 0.0080156 | 0.0080156 | 0.0080156 | 5.7819e-05 |  | 0 | 4.6345e-07 | 4.6345e-07 | 0 | 4.6345e-07 | 4.6345e-07 | 0 | 4.6345e-07 | 4.6345e-07 | 0 | 4.6345e-07 | Column30: 4.6345e-07 | [29 empty] | 7.3.2.1.3 Advanced weather monitoring and weather stations Weather StationsWLDFRElectric Reliability | WLDFR | HFTD - Distribution - Tier 3 - 1QU CoRE ¦ 4QU LoRE | Red Flag Warning - Catastrophic Fires | 2023 | Electric Reliability | 233.2301 | 88.5056 | 2023 | Mitigation | 0.011149 | 10 | 0 | esc | 0.011149 | 2.6002 | 0.011149 | 2.6002 | 0.011149 | 2.6002 | 0.011149 | 2.6002
[79 empty] | WLDFR | HFTD - Distribution - Tier 3 - 1QU CoRE ¦ 2QU LoRE | Non-Red Flag Warning - Large Fires | 2025 | 0 | 0 | 0 | 0 | 5.475 | 0.71896 | 3.0715 | 1.6846 | 0.0080156 | 0.0080156 | 0.0080156 | 0.0080156 | 5.7819e-05 |  | 0 | 4.6345e-07 | 4.6345e-07 | 0 | 4.6345e-07 | 4.6345e-07 | 0 | 4.6345e-07 | 4.6345e-07 | 0 | 4.6345e-07 | Column30: 4.6345e-07 | [29 empty] | 7.3.2.1.3 Advanced weather monitoring and weather stations Weather StationsWLDFRElectric Reliability | WLDFR | HFTD - Distribution - Tier 3 - 1QU CoRE ¦ 4QU LoRE | Red Flag Warning - Catastrophic Fires | 2024 | Electric Reliability | 233.2301 | 88.5056 | 2024 | Mitigation | 0.011149 | 10 | 0 | esc | 0.011149 | 2.6002 | 0.011149 | 2.6002 | 0.011149 | 2.6002 | 0.011149 | 2.6002
[79 empty] | WLDFR | HFTD - Distribution - Tier 3 - 1QU CoRE ¦ 2QU LoRE | Non-Red Flag Warning - Large Fires | 2026 | 0 | 0 | 0 | 0 | 5.475 | 0.71896 | 3.0715 | 1.6846 | 0.0080156 | 0.0080156 | 0.0080156 | 0.0080156 | 5.7819e-05 |  | 0 | 4.6345e-07 | 4.6345e-07 | 0 | 4.6345e-07 | 4.6345e-07 | 0 | 4.6345e-07 | 4.6345e-07 | 0 | 4.6345e-07 | Column30: 4.6345e-07 | [29 empty] | 7.3.2.1.3 Advanced weather monitoring and weather stations Weather StationsWLDFRElectric Reliability | WLDFR | HFTD - Distribution - Tier 3 - 1QU CoRE ¦ 4QU LoRE | Red Flag Warning - Catastrophic Fires | 2025 | Electric Reliability | 233.2301 | 88.5056 | 2025 | Mitigation | 0.011149 | 10 | 0 | esc | 0.011149 | 2.6002 | 0.011149 | 2.6002 | 0.011149 | 2.6002 | 0.011149 | 2.6002
[79 empty] | WLDFR | HFTD - Distribution - Tier 3 - 1QU CoRE ¦ 2QU LoRE | Non-Red Flag Warning - Large Fires | 2027 | 0 | 0 | 0 | 0 | 5.475 | 0.71896 | 3.0715 | 1.6846 | 0.0080156 | 0.0080156 | 0.0080156 | 0.0080156 | 5.7819e-05 |  | 0 | 4.6345e-07 | 4.6345e-07 | 0 | 4.6345e-07 | 4.6345e-07 | 0 | 4.6345e-07 | 4.6345e-07 | 0 | 4.6345e-07 | Column30: 4.6345e-07 | [29 empty] | 7.3.2.1.3 Advanced weather monitoring and weather stations Weather StationsWLDFRElectric Reliability | WLDFR | HFTD - Distribution - Tier 3 - 1QU CoRE ¦ 4QU LoRE | Red Flag Warning - Catastrophic Fires | 2026 | Electric Reliability | 233.2301 | 88.5056 | 2026 | Mitigation | 0.011149 | 10 | 0 | esc | 0.011149 | 2.6002 | 0.011149 | 2.6002 | 0.011149 | 2.6002 | 0.011149 | 2.6002
[79 empty] | WLDFR | HFTD - Distribution - Tier 3 - 1QU CoRE ¦ 2QU LoRE | Non-Red Flag Warning - Large Fires | 2028 | 0 | 0 | 0 | 0 | 5.777 | 0.74734 | 3.238 | 1.7917 | 0.0083319 | 0.0083319 | 0.0083319 | 0.0083319 | 5.7819e-05 |  | 0 | 4.8174e-07 | 4.8174e-07 | 0 | 4.8174e-07 | 4.8174e-07 | 0 | 4.8174e-07 | 4.8174e-07 | 0 | 4.8174e-07 | Column30: 4.8174e-07 | [29 empty] | 7.3.2.1.3 Advanced weather monitoring and weather stations Weather StationsWLDFRElectric Reliability | WLDFR | HFTD - Distribution - Tier 3 - 1QU CoRE ¦ 4QU LoRE | Red Flag Warning - Catastrophic Fires | 2027 | Electric Reliability | 233.2301 | 88.5056 | 2027 | Mitigation | 0.011149 | 10 | 0 | esc | 0.011149 | 2.6002 | 0.011149 | 2.6002 | 0.011149 | 2.6002 | 0.011149 | 2.6002
[79 empty] | WLDFR | HFTD - Distribution - Tier 3 - 1QU CoRE ¦ 2QU LoRE | Non-Red Flag Warning - Large Fires | 2029 | 0 | 0 | 0 | 0 | 5.777 | 0.74734 | 3.238 | 1.7917 | 0.0083319 | 0.0083319 | 0.0083319 | 0.0083319 | 5.7819e-05 |  | 0 | 4.8174e-07 | 4.8174e-07 | 0 | 4.8174e-07 | 4.8174e-07 | 0 | 4.8174e-07 | 4.8174e-07 | 0 | 4.8174e-07 | Column30: 4.8174e-07 | [29 empty] | 7.3.2.1.3 Advanced weather monitoring and weather stations Weather StationsWLDFRElectric Reliability | WLDFR | HFTD - Distribution - Tier 3 - 1QU CoRE ¦ 4QU LoRE | Red Flag Warning - Catastrophic Fires | 2028 | Electric Reliability | 247.273 | 88.5056 | 2028 | Mitigation | 0.011149 | 10 | 0 | esc | 0.011149 | 2.7568 | 0.011149 | 2.7568 | 0.011149 | 2.7568 | 0.011149 | 2.7568
[79 empty] | WLDFR | HFTD - Distribution - Tier 3 - 1QU CoRE ¦ 2QU LoRE | Non-Red Flag Warning - Large Fires | 2030 | 0 | 0 | 0 | 0 | 5.777 | 0.74734 | 3.238 | 1.7917 | 0 | 0.0083319 | 0.0083319 | 0.0083319 | 5.7819e-05 |  | 0 | 0 | 0 | 0 | 4.8174e-07 | 4.8174e-07 | 0 | 4.8174e-07 | 4.8174e-07 | 0 | 4.8174e-07 | Column30: 4.8174e-07 | [29 empty] | 7.3.2.1.3 Advanced weather monitoring and weather stations Weather StationsWLDFRElectric Reliability | WLDFR | HFTD - Distribution - Tier 3 - 1QU CoRE ¦ 4QU LoRE | Red Flag Warning - Catastrophic Fires | 2029 | Electric Reliability | 247.273 | 88.5056 | 2029 | Mitigation | 0.011149 | 10 | 0 | esc | 0.011149 | 2.7568 | 0.011149 | 2.7568 | 0.011149 | 2.7568 | 0.011149 | 2.7568
[79 empty] | WLDFR | HFTD - Distribution - Tier 3 - 1QU CoRE ¦ 2QU LoRE | Non-Red Flag Warning - Large Fires | 2031 | 0 | 0 | 0 | 0 | 5.777 | 0.74734 | 3.238 | 1.7917 | 0 | 0 | 0.0083319 | 0.0083319 | 5.7819e-05 |  | 0 | 0 | 0 | 0 | 0 | 0 | 0 | 4.8174e-07 | 4.8174e-07 | 0 | 4.8174e-07 | Column30: 4.8174e-07 | [29 empty] | 7.3.2.1.3 Advanced weather monitoring and weather stations Weather StationsWLDFRElectric Reliability | WLDFR | HFTD - Distribution - Tier 3 - 1QU CoRE ¦ 4QU LoRE | Red Flag Warning - Catastrophic Fires | 2030 | Electric Reliability | 247.273 | 88.5056 | 2030 | Mitigation | 0.011149 | 10 | 0 | esc | 0 | 0 | 0.011149 | 2.7568 | 0.011149 | 2.7568 | 0.011149 | 2.7568
[79 empty] | WLDFR | HFTD - Distribution - Tier 3 - 1QU CoRE ¦ 2QU LoRE | Non-Red Flag Warning - Large Fires | 2032 | 0 | 0 | 0 | 0 | 5.777 | 0.74734 | 3.238 | 1.7917 | 0 | 0 | 0 | 0.0083319 | 5.7819e-05 |  | 0 | 0 | 0 | 0 | 0 | 0 | 0 | 0 | 0 | 0 | 4.8174e-07 | Column30: 4.8174e-07 | [29 empty] | 7.3.2.1.3 Advanced weather monitoring and weather stations Weather StationsWLDFRElectric Reliability | WLDFR | HFTD - Distribution - Tier 3 - 1QU CoRE ¦ 4QU LoRE | Red Flag Warning - Catastrophic Fires | 2031 | Electric Reliability | 247.273 | 88.5056 | 2031 | Mitigation | 0.011149 | 10 | 0 | esc | 0 | 0 | 0 | 0 | 0.011149 | 2.7568 | 0.011149 | 2.7568
[79 empty] | WLDFR | HFTD - Distribution - Tier 3 - 1QU CoRE ¦ 2QU LoRE | Non-Red Flag Warning - Small Fires | 2020 | 0 | 0 | 0 | 0 | 0.077901 | 0.036425 | 0.0015809 | 0.039895 | 0.0004061 | 0 | 0 | 0 | 0.0055929 |  | 0 | 2.2712e-06 | 2.2712e-06 | 0 | 0 | 0 | 0 | 0 | 0 | 0 | 0 | Column30: 0 | [29 empty] | 7.3.2.1.3 Advanced weather monitoring and weather stations Weather StationsWLDFRElectric Reliability | WLDFR | HFTD - Distribution - Tier 3 - 1QU CoRE ¦ 4QU LoRE | Red Flag Warning - Catastrophic Fires | 2032 | Electric Reliability | 247.273 | 88.5056 | 2032 | Mitigation | 0.011149 | 10 | 0 | esc | 0 | 0 | 0 | 0 | 0 | 0 | 0.011149 | 2.7568
[79 empty] | WLDFR | HFTD - Distribution - Tier 3 - 1QU CoRE ¦ 2QU LoRE | Non-Red Flag Warning - Small Fires | 2021 | 0 | 0 | 0 | 0 | 0.077901 | 0.036425 | 0.0015809 | 0.039895 | 0.0004061 | 0.0004061 | 0 | 0 | 0.0055929 |  | 0 | 2.2712e-06 | 2.2712e-06 | 0 | 2.2712e-06 | 2.2712e-06 | 0 | 0 | 0 | 0 | 0 | Column30: 0 | [29 empty] | 7.3.2.1.3 Advanced weather monitoring and weather stations Weather StationsWLDFRElectric Reliability | WLDFR | HFTD - Distribution - Tier 3 - 1QU CoRE ¦ 4QU LoRE | Red Flag Warning - Destructive Fires | 2021 | Electric Reliability | 222.2294 | 88.5056 | 2021 | Mitigation | 0.011149 | 10 | 0 | esc | 0.011149 | 2.4776 | 0.011149 | 2.4776 | 0 | 0 | 0 | 0
[79 empty] | WLDFR | HFTD - Distribution - Tier 3 - 1QU CoRE ¦ 2QU LoRE | Non-Red Flag Warning - Small Fires | 2022 | 0 | 0 | 0 | 0 | 0.077901 | 0.036425 | 0.0015809 | 0.039895 | 0.0004061 | 0.0004061 | 0.0004061 | 0 | 0.0055929 |  | 0 | 2.2712e-06 | 2.2712e-06 | 0 | 2.2712e-06 | 2.2712e-06 | 0 | 2.2712e-06 | 2.2712e-06 | 0 | 0 | Column30: 0 | [29 empty] | 7.3.2.1.3 Advanced weather monitoring and weather stations Weather StationsWLDFRElectric Reliability | WLDFR | HFTD - Distribution - Tier 3 - 1QU CoRE ¦ 4QU LoRE | Red Flag Warning - Destructive Fires | 2022 | Electric Reliability | 222.2294 | 88.5056 | 2022 | Mitigation | 0.011149 | 10 | 0 | esc | 0.011149 | 2.4776 | 0.011149 | 2.4776 | 0.011149 | 2.4776 | 0 | 0
[79 empty] | WLDFR | HFTD - Distribution - Tier 3 - 1QU CoRE ¦ 2QU LoRE | Non-Red Flag Warning - Small Fires | 2023 | 0 | 0 | 0 | 0 | 0.080408 | 0.03759 | 0.0016314 | 0.041187 | 0.00041909 | 0.00041909 | 0.00041909 | 0.00041909 | 0.0055929 |  | 0 | 2.3439e-06 | 2.3439e-06 | 0 | 2.3439e-06 | 2.3439e-06 | 0 | 2.3439e-06 | 2.3439e-06 | 0 | 2.3439e-06 | Column30: 2.3439e-06 | [29 empty] | 7.3.2.1.3 Advanced weather monitoring and weather stations Weather StationsWLDFRElectric Reliability | WLDFR | HFTD - Distribution - Tier 3 - 1QU CoRE ¦ 4QU LoRE | Red Flag Warning - Destructive Fires | 2023 | Electric Reliability | 233.2301 | 88.5056 | 2023 | Mitigation | 0.011149 | 10 | 0 | esc | 0.011149 | 2.6002 | 0.011149 | 2.6002 | 0.011149 | 2.6002 | 0.011149 | 2.6002
[79 empty] | WLDFR | HFTD - Distribution - Tier 3 - 1QU CoRE ¦ 2QU LoRE | Non-Red Flag Warning - Small Fires | 2024 | 0 | 0 | 0 | 0 | 0.080408 | 0.03759 | 0.0016314 | 0.041187 | 0.00041909 | 0.00041909 | 0.00041909 | 0.00041909 | 0.0055929 |  | 0 | 2.3439e-06 | 2.3439e-06 | 0 | 2.3439e-06 | 2.3439e-06 | 0 | 2.3439e-06 | 2.3439e-06 | 0 | 2.3439e-06 | Column30: 2.3439e-06 | [29 empty] | 7.3.2.1.3 Advanced weather monitoring and weather stations Weather StationsWLDFRElectric Reliability | WLDFR | HFTD - Distribution - Tier 3 - 1QU CoRE ¦ 4QU LoRE | Red Flag Warning - Destructive Fires | 2024 | Electric Reliability | 233.2301 | 88.5056 | 2024 | Mitigation | 0.011149 | 10 | 0 | esc | 0.011149 | 2.6002 | 0.011149 | 2.6002 | 0.011149 | 2.6002 | 0.011149 | 2.6002
[79 empty] | WLDFR | HFTD - Distribution - Tier 3 - 1QU CoRE ¦ 2QU LoRE | Non-Red Flag Warning - Small Fires | 2025 | 0 | 0 | 0 | 0 | 0.080408 | 0.03759 | 0.0016314 | 0.041187 | 0.00041909 | 0.00041909 | 0.00041909 | 0.00041909 | 0.0055929 |  | 0 | 2.3439e-06 | 2.3439e-06 | 0 | 2.3439e-06 | 2.3439e-06 | 0 | 2.3439e-06 | 2.3439e-06 | 0 | 2.3439e-06 | Column30: 2.3439e-06 | [29 empty] | 7.3.2.1.3 Advanced weather monitoring and weather stations Weather StationsWLDFRElectric Reliability | WLDFR | HFTD - Distribution - Tier 3 - 1QU CoRE ¦ 4QU LoRE | Red Flag Warning - Destructive Fires | 2025 | Electric Reliability | 233.2301 | 88.5056 | 2025 | Mitigation | 0.011149 | 10 | 0 | esc | 0.011149 | 2.6002 | 0.011149 | 2.6002 | 0.011149 | 2.6002 | 0.011149 | 2.6002
[79 empty] | WLDFR | HFTD - Distribution - Tier 3 - 1QU CoRE ¦ 2QU LoRE | Non-Red Flag Warning - Small Fires | 2026 | 0 | 0 | 0 | 0 | 0.080408 | 0.03759 | 0.0016314 | 0.041187 | 0.00041909 | 0.00041909 | 0.00041909 | 0.00041909 | 0.0055929 |  | 0 | 2.3439e-06 | 2.3439e-06 | 0 | 2.3439e-06 | 2.3439e-06 | 0 | 2.3439e-06 | 2.3439e-06 | 0 | 2.3439e-06 | Column30: 2.3439e-06 | [29 empty] | 7.3.2.1.3 Advanced weather monitoring and weather stations Weather StationsWLDFRElectric Reliability | WLDFR | HFTD - Distribution - Tier 3 - 1QU CoRE ¦ 4QU LoRE | Red Flag Warning - Destructive Fires | 2026 | Electric Reliability | 233.2301 | 88.5056 | 2026 | Mitigation | 0.011149 | 10 | 0 | esc | 0.011149 | 2.6002 | 0.011149 | 2.6002 | 0.011149 | 2.6002 | 0.011149 | 2.6002
[79 empty] | WLDFR | HFTD - Distribution - Tier 3 - 1QU CoRE ¦ 2QU LoRE | Non-Red Flag Warning - Small Fires | 2027 | 0 | 0 | 0 | 0 | 0.080408 | 0.03759 | 0.0016314 | 0.041187 | 0.00041909 | 0.00041909 | 0.00041909 | 0.00041909 | 0.0055929 |  | 0 | 2.3439e-06 | 2.3439e-06 | 0 | 2.3439e-06 | 2.3439e-06 | 0 | 2.3439e-06 | 2.3439e-06 | 0 | 2.3439e-06 | Column30: 2.3439e-06 | [29 empty] | 7.3.2.1.3 Advanced weather monitoring and weather stations Weather StationsWLDFRElectric Reliability | WLDFR | HFTD - Distribution - Tier 3 - 1QU CoRE ¦ 4QU LoRE | Red Flag Warning - Destructive Fires | 2027 | Electric Reliability | 233.2301 | 88.5056 | 2027 | Mitigation | 0.011149 | 10 | 0 | esc | 0.011149 | 2.6002 | 0.011149 | 2.6002 | 0.011149 | 2.6002 | 0.011149 | 2.6002
[79 empty] | WLDFR | HFTD - Distribution - Tier 3 - 1QU CoRE ¦ 2QU LoRE | Non-Red Flag Warning - Small Fires | 2028 | 0 | 0 | 0 | 0 | 0.083606 | 0.039055 | 0.001695 | 0.042856 | 0.00043542 | 0.00043542 | 0.00043542 | 0.00043542 | 0.0055929 |  | 0 | 2.4352e-06 | 2.4352e-06 | 0 | 2.4352e-06 | 2.4352e-06 | 0 | 2.4352e-06 | 2.4352e-06 | 0 | 2.4352e-06 | Column30: 2.4352e-06 | [29 empty] | 7.3.2.1.3 Advanced weather monitoring and weather stations Weather StationsWLDFRElectric Reliability | WLDFR | HFTD - Distribution - Tier 3 - 1QU CoRE ¦ 4QU LoRE | Red Flag Warning - Destructive Fires | 2028 | Electric Reliability | 247.273 | 88.5056 | 2028 | Mitigation | 0.011149 | 10 | 0 | esc | 0.011149 | 2.7568 | 0.011149 | 2.7568 | 0.011149 | 2.7568 | 0.011149 | 2.7568
[79 empty] | WLDFR | HFTD - Distribution - Tier 3 - 1QU CoRE ¦ 2QU LoRE | Non-Red Flag Warning - Small Fires | 2029 | 0 | 0 | 0 | 0 | 0.083606 | 0.039055 | 0.001695 | 0.042856 | 0.00043542 | 0.00043542 | 0.00043542 | 0.00043542 | 0.0055929 |  | 0 | 2.4352e-06 | 2.4352e-06 | 0 | 2.4352e-06 | 2.4352e-06 | 0 | 2.4352e-06 | 2.4352e-06 | 0 | 2.4352e-06 | Column30: 2.4352e-06 | [29 empty] | 7.3.2.1.3 Advanced weather monitoring and weather stations Weather StationsWLDFRElectric Reliability | WLDFR | HFTD - Distribution - Tier 3 - 1QU CoRE ¦ 4QU LoRE | Red Flag Warning - Destructive Fires | 2029 | Electric Reliability | 247.273 | 88.5056 | 2029 | Mitigation | 0.011149 | 10 | 0 | esc | 0.011149 | 2.7568 | 0.011149 | 2.7568 | 0.011149 | 2.7568 | 0.011149 | 2.7568
[79 empty] | WLDFR | HFTD - Distribution - Tier 3 - 1QU CoRE ¦ 2QU LoRE | Non-Red Flag Warning - Small Fires | 2030 | 0 | 0 | 0 | 0 | 0.083606 | 0.039055 | 0.001695 | 0.042856 | 0 | 0.00043542 | 0.00043542 | 0.00043542 | 0.0055929 |  | 0 | 0 | 0 | 0 | 2.4352e-06 | 2.4352e-06 | 0 | 2.4352e-06 | 2.4352e-06 | 0 | 2.4352e-06 | Column30: 2.4352e-06 | [29 empty] | 7.3.2.1.3 Advanced weather monitoring and weather stations Weather StationsWLDFRElectric Reliability | WLDFR | HFTD - Distribution - Tier 3 - 1QU CoRE ¦ 4QU LoRE | Red Flag Warning - Destructive Fires | 2030 | Electric Reliability | 247.273 | 88.5056 | 2030 | Mitigation | 0.011149 | 10 | 0 | esc | 0 | 0 | 0.011149 | 2.7568 | 0.011149 | 2.7568 | 0.011149 | 2.7568
[79 empty] | WLDFR | HFTD - Distribution - Tier 3 - 1QU CoRE ¦ 2QU LoRE | Non-Red Flag Warning - Small Fires | 2031 | 0 | 0 | 0 | 0 | 0.083606 | 0.039055 | 0.001695 | 0.042856 | 0 | 0 | 0.00043542 | 0.00043542 | 0.0055929 |  | 0 | 0 | 0 | 0 | 0 | 0 | 0 | 2.4352e-06 | 2.4352e-06 | 0 | 2.4352e-06 | Column30: 2.4352e-06 | [29 empty] | 7.3.2.1.3 Advanced weather monitoring and weather stations Weather StationsWLDFRElectric Reliability | WLDFR | HFTD - Distribution - Tier 3 - 1QU CoRE ¦ 4QU LoRE | Red Flag Warning - Destructive Fires | 2031 | Electric Reliability | 247.273 | 88.5056 | 2031 | Mitigation | 0.011149 | 10 | 0 | esc | 0 | 0 | 0 | 0 | 0.011149 | 2.7568 | 0.011149 | 2.7568
[79 empty] | WLDFR | HFTD - Distribution - Tier 3 - 1QU CoRE ¦ 2QU LoRE | Non-Red Flag Warning - Small Fires | 2032 | 0 | 0 | 0 | 0 | 0.083606 | 0.039055 | 0.001695 | 0.042856 | 0 | 0 | 0 | 0.00043542 | 0.0055929 |  | 0 | 0 | 0 | 0 | 0 | 0 | 0 | 0 | 0 | 0 | 2.4352e-06 | Column30: 2.4352e-06 | [29 empty] | 7.3.2.1.3 Advanced weather monitoring and weather stations Weather StationsWLDFRElectric Reliability | WLDFR | HFTD - Distribution - Tier 3 - 1QU CoRE ¦ 4QU LoRE | Red Flag Warning - Destructive Fires | 2032 | Electric Reliability | 247.273 | 88.5056 | 2032 | Mitigation | 0.011149 | 10 | 0 | esc | 0 | 0 | 0 | 0 | 0 | 0 | 0.011149 | 2.7568
[79 empty] | WLDFR | HFTD - Distribution - Tier 3 - 1QU CoRE ¦ 2QU LoRE | Red Flag Warning - Catastrophic Fires | 2020 | 0 | 0 | 0 | 0 | 14146.1306 | 222.2294 | 8585.7228 | 5338.1784 | 2.4776 | 0 | 0 | 0 | 0.00019065 |  | 0 | 0.00047236 | 0.00047236 | 0 | 0 | 0 | 0 | 0 | 0 | 0 | 0 | Column30: 0 | [29 empty] | 7.3.2.1.3 Advanced weather monitoring and weather stations Weather StationsWLDFRElectric Reliability | WLDFR | HFTD - Distribution - Tier 3 - 1QU CoRE ¦ 4QU LoRE | Red Flag Warning - Large Fires | 2021 | Electric Reliability | 0.69642 | 88.5056 | 2021 | Mitigation | 0.011149 | 10 | 0 | esc | 0.011149 | 0.0077642 | 0.011149 | 0.0077642 | 0 | 0 | 0 | 0
[79 empty] | WLDFR | HFTD - Distribution - Tier 3 - 1QU CoRE ¦ 2QU LoRE | Red Flag Warning - Catastrophic Fires | 2021 | 0 | 0 | 0 | 0 | 14146.1306 | 222.2294 | 8585.7228 | 5338.1784 | 2.4776 | 2.4776 | 0 | 0 | 0.00019065 |  | 0 | 0.00047236 | 0.00047236 | 0 | 0.00047236 | 0.00047236 | 0 | 0 | 0 | 0 | 0 | Column30: 0 | [29 empty] | 7.3.2.1.3 Advanced weather monitoring and weather stations Weather StationsWLDFRElectric Reliability | WLDFR | HFTD - Distribution - Tier 3 - 1QU CoRE ¦ 4QU LoRE | Red Flag Warning - Large Fires | 2022 | Electric Reliability | 0.69642 | 88.5056 | 2022 | Mitigation | 0.011149 | 10 | 0 | esc | 0.011149 | 0.0077642 | 0.011149 | 0.0077642 | 0.011149 | 0.0077642 | 0 | 0
[79 empty] | WLDFR | HFTD - Distribution - Tier 3 - 1QU CoRE ¦ 2QU LoRE | Red Flag Warning - Catastrophic Fires | 2022 | 0 | 0 | 0 | 0 | 14146.1306 | 222.2294 | 8585.7228 | 5338.1784 | 2.4776 | 2.4776 | 2.4776 | 0 | 0.00019065 |  | 0 | 0.00047236 | 0.00047236 | 0 | 0.00047236 | 0.00047236 | 0 | 0.00047236 | 0.00047236 | 0 | 0 | Column30: 0 | [29 empty] | 7.3.2.1.3 Advanced weather monitoring and weather stations Weather StationsWLDFRElectric Reliability | WLDFR | HFTD - Distribution - Tier 3 - 1QU CoRE ¦ 4QU LoRE | Red Flag Warning - Large Fires | 2023 | Electric Reliability | 0.71896 | 88.5056 | 2023 | Mitigation | 0.011149 | 10 | 0 | esc | 0.011149 | 0.0080156 | 0.011149 | 0.0080156 | 0.011149 | 0.0080156 | 0.011149 | 0.0080156
[79 empty] | WLDFR | HFTD - Distribution - Tier 3 - 1QU CoRE ¦ 2QU LoRE | Red Flag Warning - Catastrophic Fires | 2023 | 0 | 0 | 0 | 0 | 14664.6376 | 233.2301 | 8896.516 | 5534.8915 | 2.6002 | 2.6002 | 2.6002 | 2.6002 | 0.00019065 |  | 0 | 0.00049575 | 0.00049575 | 0 | 0.00049575 | 0.00049575 | 0 | 0.00049575 | 0.00049575 | 0 | 0.00049575 | Column30: 0.00049575 | [29 empty] | 7.3.2.1.3 Advanced weather monitoring and weather stations Weather StationsWLDFRElectric Reliability | WLDFR | HFTD - Distribution - Tier 3 - 1QU CoRE ¦ 4QU LoRE | Red Flag Warning - Large Fires | 2024 | Electric Reliability | 0.71896 | 88.5056 | 2024 | Mitigation | 0.011149 | 10 | 0 | esc | 0.011149 | 0.0080156 | 0.011149 | 0.0080156 | 0.011149 | 0.0080156 | 0.011149 | 0.0080156
[79 empty] | WLDFR | HFTD - Distribution - Tier 3 - 1QU CoRE ¦ 2QU LoRE | Red Flag Warning - Catastrophic Fires | 2024 | 0 | 0 | 0 | 0 | 14664.6376 | 233.2301 | 8896.516 | 5534.8915 | 2.6002 | 2.6002 | 2.6002 | 2.6002 | 0.00019065 |  | 0 | 0.00049575 | 0.00049575 | 0 | 0.00049575 | 0.00049575 | 0 | 0.00049575 | 0.00049575 | 0 | 0.00049575 | Column30: 0.00049575 | [29 empty] | 7.3.2.1.3 Advanced weather monitoring and weather stations Weather StationsWLDFRElectric Reliability | WLDFR | HFTD - Distribution - Tier 3 - 1QU CoRE ¦ 4QU LoRE | Red Flag Warning - Large Fires | 2025 | Electric Reliability | 0.71896 | 88.5056 | 2025 | Mitigation | 0.011149 | 10 | 0 | esc | 0.011149 | 0.0080156 | 0.011149 | 0.0080156 | 0.011149 | 0.0080156 | 0.011149 | 0.0080156
[79 empty] | WLDFR | HFTD - Distribution - Tier 3 - 1QU CoRE ¦ 2QU LoRE | Red Flag Warning - Catastrophic Fires | 2025 | 0 | 0 | 0 | 0 | 14664.6376 | 233.2301 | 8896.516 | 5534.8915 | 2.6002 | 2.6002 | 2.6002 | 2.6002 | 0.00019065 |  | 0 | 0.00049575 | 0.00049575 | 0 | 0.00049575 | 0.00049575 | 0 | 0.00049575 | 0.00049575 | 0 | 0.00049575 | Column30: 0.00049575 | [29 empty] | 7.3.2.1.3 Advanced weather monitoring and weather stations Weather StationsWLDFRElectric Reliability | WLDFR | HFTD - Distribution - Tier 3 - 1QU CoRE ¦ 4QU LoRE | Red Flag Warning - Large Fires | 2026 | Electric Reliability | 0.71896 | 88.5056 | 2026 | Mitigation | 0.011149 | 10 | 0 | esc | 0.011149 | 0.0080156 | 0.011149 | 0.0080156 | 0.011149 | 0.0080156 | 0.011149 | 0.0080156
[79 empty] | WLDFR | HFTD - Distribution - Tier 3 - 1QU CoRE ¦ 2QU LoRE | Red Flag Warning - Catastrophic Fires | 2026 | 0 | 0 | 0 | 0 | 14664.6376 | 233.2301 | 8896.516 | 5534.8915 | 2.6002 | 2.6002 | 2.6002 | 2.6002 | 0.00019065 |  | 0 | 0.00049575 | 0.00049575 | 0 | 0.00049575 | 0.00049575 | 0 | 0.00049575 | 0.00049575 | 0 | 0.00049575 | Column30: 0.00049575 | [29 empty] | 7.3.2.1.3 Advanced weather monitoring and weather stations Weather StationsWLDFRElectric Reliability | WLDFR | HFTD - Distribution - Tier 3 - 1QU CoRE ¦ 4QU LoRE | Red Flag Warning - Large Fires | 2027 | Electric Reliability | 0.71896 | 88.5056 | 2027 | Mitigation | 0.011149 | 10 | 0 | esc | 0.011149 | 0.0080156 | 0.011149 | 0.0080156 | 0.011149 | 0.0080156 | 0.011149 | 0.0080156
[79 empty] | WLDFR | HFTD - Distribution - Tier 3 - 1QU CoRE ¦ 2QU LoRE | Red Flag Warning - Catastrophic Fires | 2027 | 0 | 0 | 0 | 0 | 14664.6376 | 233.2301 | 8896.516 | 5534.8915 | 2.6002 | 2.6002 | 2.6002 | 2.6002 | 0.00019065 |  | 0 | 0.00049575 | 0.00049575 | 0 | 0.00049575 | 0.00049575 | 0 | 0.00049575 | 0.00049575 | 0 | 0.00049575 | Column30: 0.00049575 | [29 empty] | 7.3.2.1.3 Advanced weather monitoring and weather stations Weather StationsWLDFRElectric Reliability | WLDFR | HFTD - Distribution - Tier 3 - 1QU CoRE ¦ 4QU LoRE | Red Flag Warning - Large Fires | 2028 | Electric Reliability | 0.74734 | 88.5056 | 2028 | Mitigation | 0.011149 | 10 | 0 | esc | 0.011149 | 0.0083319 | 0.011149 | 0.0083319 | 0.011149 | 0.0083319 | 0.011149 | 0.0083319
[79 empty] | WLDFR | HFTD - Distribution - Tier 3 - 1QU CoRE ¦ 2QU LoRE | Red Flag Warning - Catastrophic Fires | 2028 | 0 | 0 | 0 | 0 | 15317.9909 | 247.273 | 9287.6491 | 5783.0689 | 2.7568 | 2.7568 | 2.7568 | 2.7568 | 0.00019065 |  | 0 | 0.00052559 | 0.00052559 | 0 | 0.00052559 | 0.00052559 | 0 | 0.00052559 | 0.00052559 | 0 | 0.00052559 | Column30: 0.00052559 | [29 empty] | 7.3.2.1.3 Advanced weather monitoring and weather stations Weather StationsWLDFRElectric Reliability | WLDFR | HFTD - Distribution - Tier 3 - 1QU CoRE ¦ 4QU LoRE | Red Flag Warning - Large Fires | 2029 | Electric Reliability | 0.74734 | 88.5056 | 2029 | Mitigation | 0.011149 | 10 | 0 | esc | 0.011149 | 0.0083319 | 0.011149 | 0.0083319 | 0.011149 | 0.0083319 | 0.011149 | 0.0083319
[79 empty] | WLDFR | HFTD - Distribution - Tier 3 - 1QU CoRE ¦ 2QU LoRE | Red Flag Warning - Catastrophic Fires | 2029 | 0 | 0 | 0 | 0 | 15317.9909 | 247.273 | 9287.6491 | 5783.0689 | 2.7568 | 2.7568 | 2.7568 | 2.7568 | 0.00019065 |  | 0 | 0.00052559 | 0.00052559 | 0 | 0.00052559 | 0.00052559 | 0 | 0.00052559 | 0.00052559 | 0 | 0.00052559 | Column30: 0.00052559 | [29 empty] | 7.3.2.1.3 Advanced weather monitoring and weather stations Weather StationsWLDFRElectric Reliability | WLDFR | HFTD - Distribution - Tier 3 - 1QU CoRE ¦ 4QU LoRE | Red Flag Warning - Large Fires | 2030 | Electric Reliability | 0.74734 | 88.5056 | 2030 | Mitigation | 0.011149 | 10 | 0 | esc | 0 | 0 | 0.011149 | 0.0083319 | 0.011149 | 0.0083319 | 0.011149 | 0.0083319
[79 empty] | WLDFR | HFTD - Distribution - Tier 3 - 1QU CoRE ¦ 2QU LoRE | Red Flag Warning - Catastrophic Fires | 2030 | 0 | 0 | 0 | 0 | 15317.9909 | 247.273 | 9287.6491 | 5783.0689 | 0 | 2.7568 | 2.7568 | 2.7568 | 0.00019065 |  | 0 | 0 | 0 | 0 | 0.00052559 | 0.00052559 | 0 | 0.00052559 | 0.00052559 | 0 | 0.00052559 | Column30: 0.00052559 | [29 empty] | 7.3.2.1.3 Advanced weather monitoring and weather stations Weather StationsWLDFRElectric Reliability | WLDFR | HFTD - Distribution - Tier 3 - 1QU CoRE ¦ 4QU LoRE | Red Flag Warning - Large Fires | 2031 | Electric Reliability | 0.74734 | 88.5056 | 2031 | Mitigation | 0.011149 | 10 | 0 | esc | 0 | 0 | 0 | 0 | 0.011149 | 0.0083319 | 0.011149 | 0.0083319
[79 empty] | WLDFR | HFTD - Distribution - Tier 3 - 1QU CoRE ¦ 2QU LoRE | Red Flag Warning - Catastrophic Fires | 2031 | 0 | 0 | 0 | 0 | 15317.9909 | 247.273 | 9287.6491 | 5783.0689 | 0 | 0 | 2.7568 | 2.7568 | 0.00019065 |  | 0 | 0 | 0 | 0 | 0 | 0 | 0 | 0.00052559 | 0.00052559 | 0 | 0.00052559 | Column30: 0.00052559 | [29 empty] | 7.3.2.1.3 Advanced weather monitoring and weather stations Weather StationsWLDFRElectric Reliability | WLDFR | HFTD - Distribution - Tier 3 - 1QU CoRE ¦ 4QU LoRE | Red Flag Warning - Large Fires | 2032 | Electric Reliability | 0.74734 | 88.5056 | 2032 | Mitigation | 0.011149 | 10 | 0 | esc | 0 | 0 | 0 | 0 | 0 | 0 | 0.011149 | 0.0083319
[79 empty] | WLDFR | HFTD - Distribution - Tier 3 - 1QU CoRE ¦ 2QU LoRE | Red Flag Warning - Catastrophic Fires | 2032 | 0 | 0 | 0 | 0 | 15317.9909 | 247.273 | 9287.6491 | 5783.0689 | 0 | 0 | 0 | 2.7568 | 0.00019065 |  | 0 | 0 | 0 | 0 | 0 | 0 | 0 | 0 | 0 | 0 | 0.00052559 | Column30: 0.00052559 | [29 empty] | 7.3.2.1.3 Advanced weather monitoring and weather stations Weather StationsWLDFRElectric Reliability | WLDFR | HFTD - Distribution - Tier 3 - 1QU CoRE ¦ 4QU LoRE | Red Flag Warning - Small Fires | 2021 | Electric Reliability | 0.036425 | 88.5056 | 2021 | Mitigation | 0.011149 | 10 | 0 | esc | 0.011149 | 0.0004061 | 0.011149 | 0.0004061 | 0 | 0 | 0 | 0
[79 empty] | WLDFR | HFTD - Distribution - Tier 3 - 1QU CoRE ¦ 2QU LoRE | Red Flag Warning - Destructive Fires | 2020 | 0 | 0 | 0 | 0 | 8807.9522 | 222.2294 | 8585.7228 | 0 | 2.4776 | 0 | 0 | 0 | 2.401e-05 |  | 0 | 5.9487e-05 | 5.9487e-05 | 0 | 0 | 0 | 0 | 0 | 0 | 0 | 0 | Column30: 0 | [29 empty] | 7.3.2.1.3 Advanced weather monitoring and weather stations Weather StationsWLDFRElectric Reliability | WLDFR | HFTD - Distribution - Tier 3 - 1QU CoRE ¦ 4QU LoRE | Red Flag Warning - Small Fires | 2022 | Electric Reliability | 0.036425 | 88.5056 | 2022 | Mitigation | 0.011149 | 10 | 0 | esc | 0.011149 | 0.0004061 | 0.011149 | 0.0004061 | 0.011149 | 0.0004061 | 0 | 0
[79 empty] | WLDFR | HFTD - Distribution - Tier 3 - 1QU CoRE ¦ 2QU LoRE | Red Flag Warning - Destructive Fires | 2021 | 0 | 0 | 0 | 0 | 8807.9522 | 222.2294 | 8585.7228 | 0 | 2.4776 | 2.4776 | 0 | 0 | 2.401e-05 |  | 0 | 5.9487e-05 | 5.9487e-05 | 0 | 5.9487e-05 | 5.9487e-05 | 0 | 0 | 0 | 0 | 0 | Column30: 0 | [29 empty] | 7.3.2.1.3 Advanced weather monitoring and weather stations Weather StationsWLDFRElectric Reliability | WLDFR | HFTD - Distribution - Tier 3 - 1QU CoRE ¦ 4QU LoRE | Red Flag Warning - Small Fires | 2023 | Electric Reliability | 0.03759 | 88.5056 | 2023 | Mitigation | 0.011149 | 10 | 0 | esc | 0.011149 | 0.00041909 | 0.011149 | 0.00041909 | 0.011149 | 0.00041909 | 0.011149 | 0.00041909
[79 empty] | WLDFR | HFTD - Distribution - Tier 3 - 1QU CoRE ¦ 2QU LoRE | Red Flag Warning - Destructive Fires | 2022 | 0 | 0 | 0 | 0 | 8807.9522 | 222.2294 | 8585.7228 | 0 | 2.4776 | 2.4776 | 2.4776 | 0 | 2.401e-05 |  | 0 | 5.9487e-05 | 5.9487e-05 | 0 | 5.9487e-05 | 5.9487e-05 | 0 | 5.9487e-05 | 5.9487e-05 | 0 | 0 | Column30: 0 | [29 empty] | 7.3.2.1.3 Advanced weather monitoring and weather stations Weather StationsWLDFRElectric Reliability | WLDFR | HFTD - Distribution - Tier 3 - 1QU CoRE ¦ 4QU LoRE | Red Flag Warning - Small Fires | 2024 | Electric Reliability | 0.03759 | 88.5056 | 2024 | Mitigation | 0.011149 | 10 | 0 | esc | 0.011149 | 0.00041909 | 0.011149 | 0.00041909 | 0.011149 | 0.00041909 | 0.011149 | 0.00041909
[79 empty] | WLDFR | HFTD - Distribution - Tier 3 - 1QU CoRE ¦ 2QU LoRE | Red Flag Warning - Destructive Fires | 2023 | 0 | 0 | 0 | 0 | 9129.7461 | 233.2301 | 8896.516 | 0 | 2.6002 | 2.6002 | 2.6002 | 2.6002 | 2.401e-05 |  | 0 | 6.2431e-05 | 6.2431e-05 | 0 | 6.2431e-05 | 6.2431e-05 | 0 | 6.2431e-05 | 6.2431e-05 | 0 | 6.2431e-05 | Column30: 6.2431e-05 | [29 empty] | 7.3.2.1.3 Advanced weather monitoring and weather stations Weather StationsWLDFRElectric Reliability | WLDFR | HFTD - Distribution - Tier 3 - 1QU CoRE ¦ 4QU LoRE | Red Flag Warning - Small Fires | 2025 | Electric Reliability | 0.03759 | 88.5056 | 2025 | Mitigation | 0.011149 | 10 | 0 | esc | 0.011149 | 0.00041909 | 0.011149 | 0.00041909 | 0.011149 | 0.00041909 | 0.011149 | 0.00041909
[79 empty] | WLDFR | HFTD - Distribution - Tier 3 - 1QU CoRE ¦ 2QU LoRE | Red Flag Warning - Destructive Fires | 2024 | 0 | 0 | 0 | 0 | 9129.7461 | 233.2301 | 8896.516 | 0 | 2.6002 | 2.6002 | 2.6002 | 2.6002 | 2.401e-05 |  | 0 | 6.2431e-05 | 6.2431e-05 | 0 | 6.2431e-05 | 6.2431e-05 | 0 | 6.2431e-05 | 6.2431e-05 | 0 | 6.2431e-05 | Column30: 6.2431e-05 | [29 empty] | 7.3.2.1.3 Advanced weather monitoring and weather stations Weather StationsWLDFRElectric Reliability | WLDFR | HFTD - Distribution - Tier 3 - 1QU CoRE ¦ 4QU LoRE | Red Flag Warning - Small Fires | 2026 | Electric Reliability | 0.03759 | 88.5056 | 2026 | Mitigation | 0.011149 | 10 | 0 | esc | 0.011149 | 0.00041909 | 0.011149 | 0.00041909 | 0.011149 | 0.00041909 | 0.011149 | 0.00041909
[79 empty] | WLDFR | HFTD - Distribution - Tier 3 - 1QU CoRE ¦ 2QU LoRE | Red Flag Warning - Destructive Fires | 2025 | 0 | 0 | 0 | 0 | 9129.7461 | 233.2301 | 8896.516 | 0 | 2.6002 | 2.6002 | 2.6002 | 2.6002 | 2.401e-05 |  | 0 | 6.2431e-05 | 6.2431e-05 | 0 | 6.2431e-05 | 6.2431e-05 | 0 | 6.2431e-05 | 6.2431e-05 | 0 | 6.2431e-05 | Column30: 6.2431e-05 | [29 empty] | 7.3.2.1.3 Advanced weather monitoring and weather stations Weather StationsWLDFRElectric Reliability | WLDFR | HFTD - Distribution - Tier 3 - 1QU CoRE ¦ 4QU LoRE | Red Flag Warning - Small Fires | 2027 | Electric Reliability | 0.03759 | 88.5056 | 2027 | Mitigation | 0.011149 | 10 | 0 | esc | 0.011149 | 0.00041909 | 0.011149 | 0.00041909 | 0.011149 | 0.00041909 | 0.011149 | 0.00041909
[79 empty] | WLDFR | HFTD - Distribution - Tier 3 - 1QU CoRE ¦ 2QU LoRE | Red Flag Warning - Destructive Fires | 2026 | 0 | 0 | 0 | 0 | 9129.7461 | 233.2301 | 8896.516 | 0 | 2.6002 | 2.6002 | 2.6002 | 2.6002 | 2.401e-05 |  | 0 | 6.2431e-05 | 6.2431e-05 | 0 | 6.2431e-05 | 6.2431e-05 | 0 | 6.2431e-05 | 6.2431e-05 | 0 | 6.2431e-05 | Column30: 6.2431e-05 | [29 empty] | 7.3.2.1.3 Advanced weather monitoring and weather stations Weather StationsWLDFRElectric Reliability | WLDFR | HFTD - Distribution - Tier 3 - 1QU CoRE ¦ 4QU LoRE | Red Flag Warning - Small Fires | 2028 | Electric Reliability | 0.039055 | 88.5056 | 2028 | Mitigation | 0.011149 | 10 | 0 | esc | 0.011149 | 0.00043542 | 0.011149 | 0.00043542 | 0.011149 | 0.00043542 | 0.011149 | 0.00043542
[79 empty] | WLDFR | HFTD - Distribution - Tier 3 - 1QU CoRE ¦ 2QU LoRE | Red Flag Warning - Destructive Fires | 2027 | 0 | 0 | 0 | 0 | 9129.7461 | 233.2301 | 8896.516 | 0 | 2.6002 | 2.6002 | 2.6002 | 2.6002 | 2.401e-05 |  | 0 | 6.2431e-05 | 6.2431e-05 | 0 | 6.2431e-05 | 6.2431e-05 | 0 | 6.2431e-05 | 6.2431e-05 | 0 | 6.2431e-05 | Column30: 6.2431e-05 | [29 empty] | 7.3.2.1.3 Advanced weather monitoring and weather stations Weather StationsWLDFRElectric Reliability | WLDFR | HFTD - Distribution - Tier 3 - 1QU CoRE ¦ 4QU LoRE | Red Flag Warning - Small Fires | 2029 | Electric Reliability | 0.039055 | 88.5056 | 2029 | Mitigation | 0.011149 | 10 | 0 | esc | 0.011149 | 0.00043542 | 0.011149 | 0.00043542 | 0.011149 | 0.00043542 | 0.011149 | 0.00043542
[79 empty] | WLDFR | HFTD - Distribution - Tier 3 - 1QU CoRE ¦ 2QU LoRE | Red Flag Warning - Destructive Fires | 2028 | 0 | 0 | 0 | 0 | 9534.9221 | 247.273 | 9287.6491 | 0 | 2.7568 | 2.7568 | 2.7568 | 2.7568 | 2.401e-05 |  | 0 | 6.619e-05 | 6.619e-05 | 0 | 6.619e-05 | 6.619e-05 | 0 | 6.619e-05 | 6.619e-05 | 0 | 6.619e-05 | Column30: 6.619e-05 | [29 empty] | 7.3.2.1.3 Advanced weather monitoring and weather stations Weather StationsWLDFRElectric Reliability | WLDFR | HFTD - Distribution - Tier 3 - 1QU CoRE ¦ 4QU LoRE | Red Flag Warning - Small Fires | 2030 | Electric Reliability | 0.039055 | 88.5056 | 2030 | Mitigation | 0.011149 | 10 | 0 | esc | 0 | 0 | 0.011149 | 0.00043542 | 0.011149 | 0.00043542 | 0.011149 | 0.00043542
[79 empty] | WLDFR | HFTD - Distribution - Tier 3 - 1QU CoRE ¦ 2QU LoRE | Red Flag Warning - Destructive Fires | 2029 | 0 | 0 | 0 | 0 | 9534.9221 | 247.273 | 9287.6491 | 0 | 2.7568 | 2.7568 | 2.7568 | 2.7568 | 2.401e-05 |  | 0 | 6.619e-05 | 6.619e-05 | 0 | 6.619e-05 | 6.619e-05 | 0 | 6.619e-05 | 6.619e-05 | 0 | 6.619e-05 | Column30: 6.619e-05 | [29 empty] | 7.3.2.1.3 Advanced weather monitoring and weather stations Weather StationsWLDFRElectric Reliability | WLDFR | HFTD - Distribution - Tier 3 - 1QU CoRE ¦ 4QU LoRE | Red Flag Warning - Small Fires | 2031 | Electric Reliability | 0.039055 | 88.5056 | 2031 | Mitigation | 0.011149 | 10 | 0 | esc | 0 | 0 | 0 | 0 | 0.011149 | 0.00043542 | 0.011149 | 0.00043542
[79 empty] | WLDFR | HFTD - Distribution - Tier 3 - 1QU CoRE ¦ 2QU LoRE | Red Flag Warning - Destructive Fires | 2030 | 0 | 0 | 0 | 0 | 9534.9221 | 247.273 | 9287.6491 | 0 | 0 | 2.7568 | 2.7568 | 2.7568 | 2.401e-05 |  | 0 | 0 | 0 | 0 | 6.619e-05 | 6.619e-05 | 0 | 6.619e-05 | 6.619e-05 | 0 | 6.619e-05 | Column30: 6.619e-05 | [29 empty] | 7.3.2.1.3 Advanced weather monitoring and weather stations Weather StationsWLDFRElectric Reliability | WLDFR | HFTD - Distribution - Tier 3 - 1QU CoRE ¦ 4QU LoRE | Red Flag Warning - Small Fires | 2032 | Electric Reliability | 0.039055 | 88.5056 | 2032 | Mitigation | 0.011149 | 10 | 0 | esc | 0 | 0 | 0 | 0 | 0 | 0 | 0.011149 | 0.00043542
[79 empty] | WLDFR | HFTD - Distribution - Tier 3 - 1QU CoRE ¦ 2QU LoRE | Red Flag Warning - Destructive Fires | 2031 | 0 | 0 | 0 | 0 | 9534.9221 | 247.273 | 9287.6491 | 0 | 0 | 0 | 2.7568 | 2.7568 | 2.401e-05 |  | 0 | 0 | 0 | 0 | 0 | 0 | 0 | 6.619e-05 | 6.619e-05 | 0 | 6.619e-05 | Column30: 6.619e-05 | [29 empty] | 7.3.2.1.3 Advanced weather monitoring and weather stations Weather StationsWLDFRElectric Reliability | WLDFR | HFTD - Distribution - Tier 3 - 1QU CoRE ¦ 4QU LoRE | Seismic - Non-Red Flag Warning - Catastrophic Fires | 2021 | Electric Reliability | 409.2237 | 88.5056 | 2021 | Mitigation | 0.011149 | 10 | 0 | esc | 0.011149 | 4.5624 | 0.011149 | 4.5624 | 0 | 0 | 0 | 0
[79 empty] | WLDFR | HFTD - Distribution - Tier 3 - 1QU CoRE ¦ 2QU LoRE | Red Flag Warning - Destructive Fires | 2032 | 0 | 0 | 0 | 0 | 9534.9221 | 247.273 | 9287.6491 | 0 | 0 | 0 | 0 | 2.7568 | 2.401e-05 |  | 0 | 0 | 0 | 0 | 0 | 0 | 0 | 0 | 0 | 0 | 6.619e-05 | Column30: 6.619e-05 | [29 empty] | 7.3.2.1.3 Advanced weather monitoring and weather stations Weather StationsWLDFRElectric Reliability | WLDFR | HFTD - Distribution - Tier 3 - 1QU CoRE ¦ 4QU LoRE | Seismic - Non-Red Flag Warning - Catastrophic Fires | 2022 | Electric Reliability | 409.2237 | 88.5056 | 2022 | Mitigation | 0.011149 | 10 | 0 | esc | 0.011149 | 4.5624 | 0.011149 | 4.5624 | 0.011149 | 4.5624 | 0 | 0
[79 empty] | WLDFR | HFTD - Distribution - Tier 3 - 1QU CoRE ¦ 2QU LoRE | Red Flag Warning - Large Fires | 2020 | 0 | 0 | 0 | 0 | 5.2406 | 0.69642 | 2.942 | 1.6022 | 0.0077642 | 0 | 0 | 0 | 9.7824e-05 |  | 0 | 7.5953e-07 | 7.5953e-07 | 0 | 0 | 0 | 0 | 0 | 0 | 0 | 0 | Column30: 0 | [29 empty] | 7.3.2.1.3 Advanced weather monitoring and weather stations Weather StationsWLDFRElectric Reliability | WLDFR | HFTD - Distribution - Tier 3 - 1QU CoRE ¦ 4QU LoRE | Seismic - Non-Red Flag Warning - Catastrophic Fires | 2023 | Electric Reliability | 428.6023 | 88.5056 | 2023 | Mitigation | 0.011149 | 10 | 0 | esc | 0.011149 | 4.7784 | 0.011149 | 4.7784 | 0.011149 | 4.7784 | 0.011149 | 4.7784
[79 empty] | WLDFR | HFTD - Distribution - Tier 3 - 1QU CoRE ¦ 2QU LoRE | Red Flag Warning - Large Fires | 2021 | 0 | 0 | 0 | 0 | 5.2406 | 0.69642 | 2.942 | 1.6022 | 0.0077642 | 0.0077642 | 0 | 0 | 9.7824e-05 |  | 0 | 7.5953e-07 | 7.5953e-07 | 0 | 7.5953e-07 | 7.5953e-07 | 0 | 0 | 0 | 0 | 0 | Column30: 0 | [29 empty] | 7.3.2.1.3 Advanced weather monitoring and weather stations Weather StationsWLDFRElectric Reliability | WLDFR | HFTD - Distribution - Tier 3 - 1QU CoRE ¦ 4QU LoRE | Seismic - Non-Red Flag Warning - Catastrophic Fires | 2024 | Electric Reliability | 428.6023 | 88.5056 | 2024 | Mitigation | 0.011149 | 10 | 0 | esc | 0.011149 | 4.7784 | 0.011149 | 4.7784 | 0.011149 | 4.7784 | 0.011149 | 4.7784
[79 empty] | WLDFR | HFTD - Distribution - Tier 3 - 1QU CoRE ¦ 2QU LoRE | Red Flag Warning - Large Fires | 2022 | 0 | 0 | 0 | 0 | 5.2406 | 0.69642 | 2.942 | 1.6022 | 0.0077642 | 0.0077642 | 0.0077642 | 0 | 9.7824e-05 |  | 0 | 7.5953e-07 | 7.5953e-07 | 0 | 7.5953e-07 | 7.5953e-07 | 0 | 7.5953e-07 | 7.5953e-07 | 0 | 0 | Column30: 0 | [29 empty] | 7.3.2.1.3 Advanced weather monitoring and weather stations Weather StationsWLDFRElectric Reliability | WLDFR | HFTD - Distribution - Tier 3 - 1QU CoRE ¦ 4QU LoRE | Seismic - Non-Red Flag Warning - Catastrophic Fires | 2025 | Electric Reliability | 428.6023 | 88.5056 | 2025 | Mitigation | 0.011149 | 10 | 0 | esc | 0.011149 | 4.7784 | 0.011149 | 4.7784 | 0.011149 | 4.7784 | 0.011149 | 4.7784
[79 empty] | WLDFR | HFTD - Distribution - Tier 3 - 1QU CoRE ¦ 2QU LoRE | Red Flag Warning - Large Fires | 2023 | 0 | 0 | 0 | 0 | 5.475 | 0.71896 | 3.0715 | 1.6846 | 0.0080156 | 0.0080156 | 0.0080156 | 0.0080156 | 9.7824e-05 |  | 0 | 7.8411e-07 | 7.8411e-07 | 0 | 7.8411e-07 | 7.8411e-07 | 0 | 7.8411e-07 | 7.8411e-07 | 0 | 7.8411e-07 | Column30: 7.8411e-07 | [29 empty] | 7.3.2.1.3 Advanced weather monitoring and weather stations Weather StationsWLDFRElectric Reliability | WLDFR | HFTD - Distribution - Tier 3 - 1QU CoRE ¦ 4QU LoRE | Seismic - Non-Red Flag Warning - Catastrophic Fires | 2026 | Electric Reliability | 428.6023 | 88.5056 | 2026 | Mitigation | 0.011149 | 10 | 0 | esc | 0.011149 | 4.7784 | 0.011149 | 4.7784 | 0.011149 | 4.7784 | 0.011149 | 4.7784
[79 empty] | WLDFR | HFTD - Distribution - Tier 3 - 1QU CoRE ¦ 2QU LoRE | Red Flag Warning - Large Fires | 2024 | 0 | 0 | 0 | 0 | 5.475 | 0.71896 | 3.0715 | 1.6846 | 0.0080156 | 0.0080156 | 0.0080156 | 0.0080156 | 9.7824e-05 |  | 0 | 7.8411e-07 | 7.8411e-07 | 0 | 7.8411e-07 | 7.8411e-07 | 0 | 7.8411e-07 | 7.8411e-07 | 0 | 7.8411e-07 | Column30: 7.8411e-07 | [29 empty] | 7.3.2.1.3 Advanced weather monitoring and weather stations Weather StationsWLDFRElectric Reliability | WLDFR | HFTD - Distribution - Tier 3 - 1QU CoRE ¦ 4QU LoRE | Seismic - Non-Red Flag Warning - Catastrophic Fires | 2027 | Electric Reliability | 428.6023 | 88.5056 | 2027 | Mitigation | 0.011149 | 10 | 0 | esc | 0.011149 | 4.7784 | 0.011149 | 4.7784 | 0.011149 | 4.7784 | 0.011149 | 4.7784
[79 empty] | WLDFR | HFTD - Distribution - Tier 3 - 1QU CoRE ¦ 2QU LoRE | Red Flag Warning - Large Fires | 2025 | 0 | 0 | 0 | 0 | 5.475 | 0.71896 | 3.0715 | 1.6846 | 0.0080156 | 0.0080156 | 0.0080156 | 0.0080156 | 9.7824e-05 |  | 0 | 7.8411e-07 | 7.8411e-07 | 0 | 7.8411e-07 | 7.8411e-07 | 0 | 7.8411e-07 | 7.8411e-07 | 0 | 7.8411e-07 | Column30: 7.8411e-07 | [29 empty] | 7.3.2.1.3 Advanced weather monitoring and weather stations Weather StationsWLDFRElectric Reliability | WLDFR | HFTD - Distribution - Tier 3 - 1QU CoRE ¦ 4QU LoRE | Seismic - Non-Red Flag Warning - Catastrophic Fires | 2028 | Electric Reliability | 453.261 | 88.5056 | 2028 | Mitigation | 0.011149 | 10 | 0 | esc | 0.011149 | 5.0533 | 0.011149 | 5.0533 | 0.011149 | 5.0533 | 0.011149 | 5.0533
[79 empty] | WLDFR | HFTD - Distribution - Tier 3 - 1QU CoRE ¦ 2QU LoRE | Red Flag Warning - Large Fires | 2026 | 0 | 0 | 0 | 0 | 5.475 | 0.71896 | 3.0715 | 1.6846 | 0.0080156 | 0.0080156 | 0.0080156 | 0.0080156 | 9.7824e-05 |  | 0 | 7.8411e-07 | 7.8411e-07 | 0 | 7.8411e-07 | 7.8411e-07 | 0 | 7.8411e-07 | 7.8411e-07 | 0 | 7.8411e-07 | Column30: 7.8411e-07 | [29 empty] | 7.3.2.1.3 Advanced weather monitoring and weather stations Weather StationsWLDFRElectric Reliability | WLDFR | HFTD - Distribution - Tier 3 - 1QU CoRE ¦ 4QU LoRE | Seismic - Non-Red Flag Warning - Catastrophic Fires | 2029 | Electric Reliability | 453.261 | 88.5056 | 2029 | Mitigation | 0.011149 | 10 | 0 | esc | 0.011149 | 5.0533 | 0.011149 | 5.0533 | 0.011149 | 5.0533 | 0.011149 | 5.0533
[79 empty] | WLDFR | HFTD - Distribution - Tier 3 - 1QU CoRE ¦ 2QU LoRE | Red Flag Warning - Large Fires | 2027 | 0 | 0 | 0 | 0 | 5.475 | 0.71896 | 3.0715 | 1.6846 | 0.0080156 | 0.0080156 | 0.0080156 | 0.0080156 | 9.7824e-05 |  | 0 | 7.8411e-07 | 7.8411e-07 | 0 | 7.8411e-07 | 7.8411e-07 | 0 | 7.8411e-07 | 7.8411e-07 | 0 | 7.8411e-07 | Column30: 7.8411e-07 | [29 empty] | 7.3.2.1.3 Advanced weather monitoring and weather stations Weather StationsWLDFRElectric Reliability | WLDFR | HFTD - Distribution - Tier 3 - 1QU CoRE ¦ 4QU LoRE | Seismic - Non-Red Flag Warning - Catastrophic Fires | 2030 | Electric Reliability | 453.261 | 88.5056 | 2030 | Mitigation | 0.011149 | 10 | 0 | esc | 0 | 0 | 0.011149 | 5.0533 | 0.011149 | 5.0533 | 0.011149 | 5.0533
[79 empty] | WLDFR | HFTD - Distribution - Tier 3 - 1QU CoRE ¦ 2QU LoRE | Red Flag Warning - Large Fires | 2028 | 0 | 0 | 0 | 0 | 5.777 | 0.74734 | 3.238 | 1.7917 | 0.0083319 | 0.0083319 | 0.0083319 | 0.0083319 | 9.7824e-05 |  | 0 | 8.1506e-07 | 8.1506e-07 | 0 | 8.1506e-07 | 8.1506e-07 | 0 | 8.1506e-07 | 8.1506e-07 | 0 | 8.1506e-07 | Column30: 8.1506e-07 | [29 empty] | 7.3.2.1.3 Advanced weather monitoring and weather stations Weather StationsWLDFRElectric Reliability | WLDFR | HFTD - Distribution - Tier 3 - 1QU CoRE ¦ 4QU LoRE | Seismic - Non-Red Flag Warning - Catastrophic Fires | 2031 | Electric Reliability | 453.261 | 88.5056 | 2031 | Mitigation | 0.011149 | 10 | 0 | esc | 0 | 0 | 0 | 0 | 0.011149 | 5.0533 | 0.011149 | 5.0533
[79 empty] | WLDFR | HFTD - Distribution - Tier 3 - 1QU CoRE ¦ 2QU LoRE | Red Flag Warning - Large Fires | 2029 | 0 | 0 | 0 | 0 | 5.777 | 0.74734 | 3.238 | 1.7917 | 0.0083319 | 0.0083319 | 0.0083319 | 0.0083319 | 9.7824e-05 |  | 0 | 8.1506e-07 | 8.1506e-07 | 0 | 8.1506e-07 | 8.1506e-07 | 0 | 8.1506e-07 | 8.1506e-07 | 0 | 8.1506e-07 | Column30: 8.1506e-07 | [29 empty] | 7.3.2.1.3 Advanced weather monitoring and weather stations Weather StationsWLDFRElectric Reliability | WLDFR | HFTD - Distribution - Tier 3 - 1QU CoRE ¦ 4QU LoRE | Seismic - Non-Red Flag Warning - Catastrophic Fires | 2032 | Electric Reliability | 453.261 | 88.5056 | 2032 | Mitigation | 0.011149 | 10 | 0 | esc | 0 | 0 | 0 | 0 | 0 | 0 | 0.011149 | 5.0533
[79 empty] | WLDFR | HFTD - Distribution - Tier 3 - 1QU CoRE ¦ 2QU LoRE | Red Flag Warning - Large Fires | 2030 | 0 | 0 | 0 | 0 | 5.777 | 0.74734 | 3.238 | 1.7917 | 0 | 0.0083319 | 0.0083319 | 0.0083319 | 9.7824e-05 |  | 0 | 0 | 0 | 0 | 8.1506e-07 | 8.1506e-07 | 0 | 8.1506e-07 | 8.1506e-07 | 0 | 8.1506e-07 | Column30: 8.1506e-07 | [29 empty] | 7.3.2.1.3 Advanced weather monitoring and weather stations Weather StationsWLDFRElectric Reliability | WLDFR | HFTD - Distribution - Tier 3 - 1QU CoRE ¦ 4QU LoRE | Seismic - Red Flag Warning - Catastrophic Fires | 2021 | Electric Reliability | 409.2237 | 88.5056 | 2021 | Mitigation | 0.011149 | 10 | 0 | esc | 0.011149 | 4.5624 | 0.011149 | 4.5624 | 0 | 0 | 0 | 0
[79 empty] | WLDFR | HFTD - Distribution - Tier 3 - 1QU CoRE ¦ 2QU LoRE | Red Flag Warning - Large Fires | 2031 | 0 | 0 | 0 | 0 | 5.777 | 0.74734 | 3.238 | 1.7917 | 0 | 0 | 0.0083319 | 0.0083319 | 9.7824e-05 |  | 0 | 0 | 0 | 0 | 0 | 0 | 0 | 8.1506e-07 | 8.1506e-07 | 0 | 8.1506e-07 | Column30: 8.1506e-07 | [29 empty] | 7.3.2.1.3 Advanced weather monitoring and weather stations Weather StationsWLDFRElectric Reliability | WLDFR | HFTD - Distribution - Tier 3 - 1QU CoRE ¦ 4QU LoRE | Seismic - Red Flag Warning - Catastrophic Fires | 2022 | Electric Reliability | 409.2237 | 88.5056 | 2022 | Mitigation | 0.011149 | 10 | 0 | esc | 0.011149 | 4.5624 | 0.011149 | 4.5624 | 0.011149 | 4.5624 | 0 | 0
[79 empty] | WLDFR | HFTD - Distribution - Tier 3 - 1QU CoRE ¦ 2QU LoRE | Red Flag Warning - Large Fires | 2032 | 0 | 0 | 0 | 0 | 5.777 | 0.74734 | 3.238 | 1.7917 | 0 | 0 | 0 | 0.0083319 | 9.7824e-05 |  | 0 | 0 | 0 | 0 | 0 | 0 | 0 | 0 | 0 | 0 | 8.1506e-07 | Column30: 8.1506e-07 | [29 empty] | 7.3.2.1.3 Advanced weather monitoring and weather stations Weather StationsWLDFRElectric Reliability | WLDFR | HFTD - Distribution - Tier 3 - 1QU CoRE ¦ 4QU LoRE | Seismic - Red Flag Warning - Catastrophic Fires | 2023 | Electric Reliability | 428.6023 | 88.5056 | 2023 | Mitigation | 0.011149 | 10 | 0 | esc | 0.011149 | 4.7784 | 0.011149 | 4.7784 | 0.011149 | 4.7784 | 0.011149 | 4.7784
[79 empty] | WLDFR | HFTD - Distribution - Tier 3 - 1QU CoRE ¦ 2QU LoRE | Red Flag Warning - Small Fires | 2020 | 0 | 0 | 0 | 0 | 0.077901 | 0.036425 | 0.0015809 | 0.039895 | 0.0004061 | 0 | 0 | 0 | 0.00080822 |  | 0 | 3.2821e-07 | 3.2821e-07 | 0 | 0 | 0 | 0 | 0 | 0 | 0 | 0 | Column30: 0 | [29 empty] | 7.3.2.1.3 Advanced weather monitoring and weather stations Weather StationsWLDFRElectric Reliability | WLDFR | HFTD - Distribution - Tier 3 - 1QU CoRE ¦ 4QU LoRE | Seismic - Red Flag Warning - Catastrophic Fires | 2024 | Electric Reliability | 428.6023 | 88.5056 | 2024 | Mitigation | 0.011149 | 10 | 0 | esc | 0.011149 | 4.7784 | 0.011149 | 4.7784 | 0.011149 | 4.7784 | 0.011149 | 4.7784
[79 empty] | WLDFR | HFTD - Distribution - Tier 3 - 1QU CoRE ¦ 2QU LoRE | Red Flag Warning - Small Fires | 2021 | 0 | 0 | 0 | 0 | 0.077901 | 0.036425 | 0.0015809 | 0.039895 | 0.0004061 | 0.0004061 | 0 | 0 | 0.00080822 |  | 0 | 3.2821e-07 | 3.2821e-07 | 0 | 3.2821e-07 | 3.2821e-07 | 0 | 0 | 0 | 0 | 0 | Column30: 0 | [29 empty] | 7.3.2.1.3 Advanced weather monitoring and weather stations Weather StationsWLDFRElectric Reliability | WLDFR | HFTD - Distribution - Tier 3 - 1QU CoRE ¦ 4QU LoRE | Seismic - Red Flag Warning - Catastrophic Fires | 2025 | Electric Reliability | 428.6023 | 88.5056 | 2025 | Mitigation | 0.011149 | 10 | 0 | esc | 0.011149 | 4.7784 | 0.011149 | 4.7784 | 0.011149 | 4.7784 | 0.011149 | 4.7784
[79 empty] | WLDFR | HFTD - Distribution - Tier 3 - 1QU CoRE ¦ 2QU LoRE | Red Flag Warning - Small Fires | 2022 | 0 | 0 | 0 | 0 | 0.077901 | 0.036425 | 0.0015809 | 0.039895 | 0.0004061 | 0.0004061 | 0.0004061 | 0 | 0.00080822 |  | 0 | 3.2821e-07 | 3.2821e-07 | 0 | 3.2821e-07 | 3.2821e-07 | 0 | 3.2821e-07 | 3.2821e-07 | 0 | 0 | Column30: 0 | [29 empty] | 7.3.2.1.3 Advanced weather monitoring and weather stations Weather StationsWLDFRElectric Reliability | WLDFR | HFTD - Distribution - Tier 3 - 1QU CoRE ¦ 4QU LoRE | Seismic - Red Flag Warning - Catastrophic Fires | 2026 | Electric Reliability | 428.6023 | 88.5056 | 2026 | Mitigation | 0.011149 | 10 | 0 | esc | 0.011149 | 4.7784 | 0.011149 | 4.7784 | 0.011149 | 4.7784 | 0.011149 | 4.7784
[79 empty] | WLDFR | HFTD - Distribution - Tier 3 - 1QU CoRE ¦ 2QU LoRE | Red Flag Warning - Small Fires | 2023 | 0 | 0 | 0 | 0 | 0.080408 | 0.03759 | 0.0016314 | 0.041187 | 0.00041909 | 0.00041909 | 0.00041909 | 0.00041909 | 0.00080822 |  | 0 | 3.3871e-07 | 3.3871e-07 | 0 | 3.3871e-07 | 3.3871e-07 | 0 | 3.3871e-07 | 3.3871e-07 | 0 | 3.3871e-07 | Column30: 3.3871e-07 | [29 empty] | 7.3.2.1.3 Advanced weather monitoring and weather stations Weather StationsWLDFRElectric Reliability | WLDFR | HFTD - Distribution - Tier 3 - 1QU CoRE ¦ 4QU LoRE | Seismic - Red Flag Warning - Catastrophic Fires | 2027 | Electric Reliability | 428.6023 | 88.5056 | 2027 | Mitigation | 0.011149 | 10 | 0 | esc | 0.011149 | 4.7784 | 0.011149 | 4.7784 | 0.011149 | 4.7784 | 0.011149 | 4.7784
[79 empty] | WLDFR | HFTD - Distribution - Tier 3 - 1QU CoRE ¦ 2QU LoRE | Red Flag Warning - Small Fires | 2024 | 0 | 0 | 0 | 0 | 0.080408 | 0.03759 | 0.0016314 | 0.041187 | 0.00041909 | 0.00041909 | 0.00041909 | 0.00041909 | 0.00080822 |  | 0 | 3.3871e-07 | 3.3871e-07 | 0 | 3.3871e-07 | 3.3871e-07 | 0 | 3.3871e-07 | 3.3871e-07 | 0 | 3.3871e-07 | Column30: 3.3871e-07 | [29 empty] | 7.3.2.1.3 Advanced weather monitoring and weather stations Weather StationsWLDFRElectric Reliability | WLDFR | HFTD - Distribution - Tier 3 - 1QU CoRE ¦ 4QU LoRE | Seismic - Red Flag Warning - Catastrophic Fires | 2028 | Electric Reliability | 453.261 | 88.5056 | 2028 | Mitigation | 0.011149 | 10 | 0 | esc | 0.011149 | 5.0533 | 0.011149 | 5.0533 | 0.011149 | 5.0533 | 0.011149 | 5.0533
[79 empty] | WLDFR | HFTD - Distribution - Tier 3 - 1QU CoRE ¦ 2QU LoRE | Red Flag Warning - Small Fires | 2025 | 0 | 0 | 0 | 0 | 0.080408 | 0.03759 | 0.0016314 | 0.041187 | 0.00041909 | 0.00041909 | 0.00041909 | 0.00041909 | 0.00080822 |  | 0 | 3.3871e-07 | 3.3871e-07 | 0 | 3.3871e-07 | 3.3871e-07 | 0 | 3.3871e-07 | 3.3871e-07 | 0 | 3.3871e-07 | Column30: 3.3871e-07 | [29 empty] | 7.3.2.1.3 Advanced weather monitoring and weather stations Weather StationsWLDFRElectric Reliability | WLDFR | HFTD - Distribution - Tier 3 - 1QU CoRE ¦ 4QU LoRE | Seismic - Red Flag Warning - Catastrophic Fires | 2029 | Electric Reliability | 453.261 | 88.5056 | 2029 | Mitigation | 0.011149 | 10 | 0 | esc | 0.011149 | 5.0533 | 0.011149 | 5.0533 | 0.011149 | 5.0533 | 0.011149 | 5.0533
[79 empty] | WLDFR | HFTD - Distribution - Tier 3 - 1QU CoRE ¦ 2QU LoRE | Red Flag Warning - Small Fires | 2026 | 0 | 0 | 0 | 0 | 0.080408 | 0.03759 | 0.0016314 | 0.041187 | 0.00041909 | 0.00041909 | 0.00041909 | 0.00041909 | 0.00080822 |  | 0 | 3.3871e-07 | 3.3871e-07 | 0 | 3.3871e-07 | 3.3871e-07 | 0 | 3.3871e-07 | 3.3871e-07 | 0 | 3.3871e-07 | Column30: 3.3871e-07 | [29 empty] | 7.3.2.1.3 Advanced weather monitoring and weather stations Weather StationsWLDFRElectric Reliability | WLDFR | HFTD - Distribution - Tier 3 - 1QU CoRE ¦ 4QU LoRE | Seismic - Red Flag Warning - Catastrophic Fires | 2030 | Electric Reliability | 453.261 | 88.5056 | 2030 | Mitigation | 0.011149 | 10 | 0 | esc | 0 | 0 | 0.011149 | 5.0533 | 0.011149 | 5.0533 | 0.011149 | 5.0533
[79 empty] | WLDFR | HFTD - Distribution - Tier 3 - 1QU CoRE ¦ 2QU LoRE | Red Flag Warning - Small Fires | 2027 | 0 | 0 | 0 | 0 | 0.080408 | 0.03759 | 0.0016314 | 0.041187 | 0.00041909 | 0.00041909 | 0.00041909 | 0.00041909 | 0.00080822 |  | 0 | 3.3871e-07 | 3.3871e-07 | 0 | 3.3871e-07 | 3.3871e-07 | 0 | 3.3871e-07 | 3.3871e-07 | 0 | 3.3871e-07 | Column30: 3.3871e-07 | [29 empty] | 7.3.2.1.3 Advanced weather monitoring and weather stations Weather StationsWLDFRElectric Reliability | WLDFR | HFTD - Distribution - Tier 3 - 1QU CoRE ¦ 4QU LoRE | Seismic - Red Flag Warning - Catastrophic Fires | 2031 | Electric Reliability | 453.261 | 88.5056 | 2031 | Mitigation | 0.011149 | 10 | 0 | esc | 0 | 0 | 0 | 0 | 0.011149 | 5.0533 | 0.011149 | 5.0533
[79 empty] | WLDFR | HFTD - Distribution - Tier 3 - 1QU CoRE ¦ 2QU LoRE | Red Flag Warning - Small Fires | 2028 | 0 | 0 | 0 | 0 | 0.083606 | 0.039055 | 0.001695 | 0.042856 | 0.00043542 | 0.00043542 | 0.00043542 | 0.00043542 | 0.00080822 |  | 0 | 3.5191e-07 | 3.5191e-07 | 0 | 3.5191e-07 | 3.5191e-07 | 0 | 3.5191e-07 | 3.5191e-07 | 0 | 3.5191e-07 | Column30: 3.5191e-07 | [29 empty] | 7.3.2.1.3 Advanced weather monitoring and weather stations Weather StationsWLDFRElectric Reliability | WLDFR | HFTD - Distribution - Tier 3 - 1QU CoRE ¦ 4QU LoRE | Seismic - Red Flag Warning - Catastrophic Fires | 2032 | Electric Reliability | 453.261 | 88.5056 | 2032 | Mitigation | 0.011149 | 10 | 0 | esc | 0 | 0 | 0 | 0 | 0 | 0 | 0.011149 | 5.0533
[79 empty] | WLDFR | HFTD - Distribution - Tier 3 - 1QU CoRE ¦ 2QU LoRE | Red Flag Warning - Small Fires | 2029 | 0 | 0 | 0 | 0 | 0.083606 | 0.039055 | 0.001695 | 0.042856 | 0.00043542 | 0.00043542 | 0.00043542 | 0.00043542 | 0.00080822 |  | 0 | 3.5191e-07 | 3.5191e-07 | 0 | 3.5191e-07 | 3.5191e-07 | 0 | 3.5191e-07 | 3.5191e-07 | 0 | 3.5191e-07 | Column30: 3.5191e-07 | [29 empty] | 7.3.2.1.3 Advanced weather monitoring and weather stations Weather StationsWLDFRElectric Reliability | WLDFR | HFTD - Distribution - Tier 3 - 1QU CoRE ¦ 5QU LoRE | Non-Red Flag Warning - Catastrophic Fires | 2021 | Electric Reliability | 222.2294 | 88.4245 | 2021 | Mitigation | 0.011149 | 10 | 0 | esc | 0.011149 | 2.4776 | 0.011149 | 2.4776 | 0 | 0 | 0 | 0
[79 empty] | WLDFR | HFTD - Distribution - Tier 3 - 1QU CoRE ¦ 2QU LoRE | Red Flag Warning - Small Fires | 2030 | 0 | 0 | 0 | 0 | 0.083606 | 0.039055 | 0.001695 | 0.042856 | 0 | 0.00043542 | 0.00043542 | 0.00043542 | 0.00080822 |  | 0 | 0 | 0 | 0 | 3.5191e-07 | 3.5191e-07 | 0 | 3.5191e-07 | 3.5191e-07 | 0 | 3.5191e-07 | Column30: 3.5191e-07 | [29 empty] | 7.3.2.1.3 Advanced weather monitoring and weather stations Weather StationsWLDFRElectric Reliability | WLDFR | HFTD - Distribution - Tier 3 - 1QU CoRE ¦ 5QU LoRE | Non-Red Flag Warning - Catastrophic Fires | 2022 | Electric Reliability | 222.2294 | 88.4245 | 2022 | Mitigation | 0.011149 | 10 | 0 | esc | 0.011149 | 2.4776 | 0.011149 | 2.4776 | 0.011149 | 2.4776 | 0 | 0
[79 empty] | WLDFR | HFTD - Distribution - Tier 3 - 1QU CoRE ¦ 2QU LoRE | Red Flag Warning - Small Fires | 2031 | 0 | 0 | 0 | 0 | 0.083606 | 0.039055 | 0.001695 | 0.042856 | 0 | 0 | 0.00043542 | 0.00043542 | 0.00080822 |  | 0 | 0 | 0 | 0 | 0 | 0 | 0 | 3.5191e-07 | 3.5191e-07 | 0 | 3.5191e-07 | Column30: 3.5191e-07 | [29 empty] | 7.3.2.1.3 Advanced weather monitoring and weather stations Weather StationsWLDFRElectric Reliability | WLDFR | HFTD - Distribution - Tier 3 - 1QU CoRE ¦ 5QU LoRE | Non-Red Flag Warning - Catastrophic Fires | 2023 | Electric Reliability | 233.2301 | 88.4245 | 2023 | Mitigation | 0.011149 | 10 | 0 | esc | 0.011149 | 2.6002 | 0.011149 | 2.6002 | 0.011149 | 2.6002 | 0.011149 | 2.6002
[79 empty] | WLDFR | HFTD - Distribution - Tier 3 - 1QU CoRE ¦ 2QU LoRE | Red Flag Warning - Small Fires | 2032 | 0 | 0 | 0 | 0 | 0.083606 | 0.039055 | 0.001695 | 0.042856 | 0 | 0 | 0 | 0.00043542 | 0.00080822 |  | 0 | 0 | 0 | 0 | 0 | 0 | 0 | 0 | 0 | 0 | 3.5191e-07 | Column30: 3.5191e-07 | [29 empty] | 7.3.2.1.3 Advanced weather monitoring and weather stations Weather StationsWLDFRElectric Reliability | WLDFR | HFTD - Distribution - Tier 3 - 1QU CoRE ¦ 5QU LoRE | Non-Red Flag Warning - Catastrophic Fires | 2024 | Electric Reliability | 233.2301 | 88.4245 | 2024 | Mitigation | 0.011149 | 10 | 0 | esc | 0.011149 | 2.6002 | 0.011149 | 2.6002 | 0.011149 | 2.6002 | 0.011149 | 2.6002
[79 empty] | WLDFR | HFTD - Distribution - Tier 3 - 1QU CoRE ¦ 2QU LoRE | Seismic - Non-Red Flag Warning - Catastrophic Fires | 2020 | 0 | 0 | 0 | 0 | 21083.8428 | 409.2237 | 13469.0878 | 7205.5313 | 4.5624 | 0 | 0 | 0 | 2.0475e-10 |  | 0 | 9.3413e-10 | 9.3413e-10 | 0 | 0 | 0 | 0 | 0 | 0 | 0 | 0 | Column30: 0 | [29 empty] | 7.3.2.1.3 Advanced weather monitoring and weather stations Weather StationsWLDFRElectric Reliability | WLDFR | HFTD - Distribution - Tier 3 - 1QU CoRE ¦ 5QU LoRE | Non-Red Flag Warning - Catastrophic Fires | 2025 | Electric Reliability | 233.2301 | 88.4245 | 2025 | Mitigation | 0.011149 | 10 | 0 | esc | 0.011149 | 2.6002 | 0.011149 | 2.6002 | 0.011149 | 2.6002 | 0.011149 | 2.6002
[79 empty] | WLDFR | HFTD - Distribution - Tier 3 - 1QU CoRE ¦ 2QU LoRE | Seismic - Non-Red Flag Warning - Catastrophic Fires | 2021 | 0 | 0 | 0 | 0 | 21083.8428 | 409.2237 | 13469.0878 | 7205.5313 | 4.5624 | 4.5624 | 0 | 0 | 2.0475e-10 |  | 0 | 9.3413e-10 | 9.3413e-10 | 0 | 9.3413e-10 | 9.3413e-10 | 0 | 0 | 0 | 0 | 0 | Column30: 0 | [29 empty] | 7.3.2.1.3 Advanced weather monitoring and weather stations Weather StationsWLDFRElectric Reliability | WLDFR | HFTD - Distribution - Tier 3 - 1QU CoRE ¦ 5QU LoRE | Non-Red Flag Warning - Catastrophic Fires | 2026 | Electric Reliability | 233.2301 | 88.4245 | 2026 | Mitigation | 0.011149 | 10 | 0 | esc | 0.011149 | 2.6002 | 0.011149 | 2.6002 | 0.011149 | 2.6002 | 0.011149 | 2.6002
[79 empty] | WLDFR | HFTD - Distribution - Tier 3 - 1QU CoRE ¦ 2QU LoRE | Seismic - Non-Red Flag Warning - Catastrophic Fires | 2022 | 0 | 0 | 0 | 0 | 21083.8428 | 409.2237 | 13469.0878 | 7205.5313 | 4.5624 | 4.5624 | 4.5624 | 0 | 2.0475e-10 |  | 0 | 9.3413e-10 | 9.3413e-10 | 0 | 9.3413e-10 | 9.3413e-10 | 0 | 9.3413e-10 | 9.3413e-10 | 0 | 0 | Column30: 0 | [29 empty] | 7.3.2.1.3 Advanced weather monitoring and weather stations Weather StationsWLDFRElectric Reliability | WLDFR | HFTD - Distribution - Tier 3 - 1QU CoRE ¦ 5QU LoRE | Non-Red Flag Warning - Catastrophic Fires | 2027 | Electric Reliability | 233.2301 | 88.4245 | 2027 | Mitigation | 0.011149 | 10 | 0 | esc | 0.011149 | 2.6002 | 0.011149 | 2.6002 | 0.011149 | 2.6002 | 0.011149 | 2.6002
[79 empty] | WLDFR | HFTD - Distribution - Tier 3 - 1QU CoRE ¦ 2QU LoRE | Seismic - Non-Red Flag Warning - Catastrophic Fires | 2023 | 0 | 0 | 0 | 0 | 21835.9781 | 428.6023 | 13939.561 | 7467.8148 | 4.7784 | 4.7784 | 4.7784 | 4.7784 | 2.0475e-10 |  | 0 | 9.7837e-10 | 9.7837e-10 | 0 | 9.7837e-10 | 9.7837e-10 | 0 | 9.7837e-10 | 9.7837e-10 | 0 | 9.7837e-10 | Column30: 9.7837e-10 | [29 empty] | 7.3.2.1.3 Advanced weather monitoring and weather stations Weather StationsWLDFRElectric Reliability | WLDFR | HFTD - Distribution - Tier 3 - 1QU CoRE ¦ 5QU LoRE | Non-Red Flag Warning - Catastrophic Fires | 2028 | Electric Reliability | 247.273 | 88.4245 | 2028 | Mitigation | 0.011149 | 10 | 0 | esc | 0.011149 | 2.7568 | 0.011149 | 2.7568 | 0.011149 | 2.7568 | 0.011149 | 2.7568
[79 empty] | WLDFR | HFTD - Distribution - Tier 3 - 1QU CoRE ¦ 2QU LoRE | Seismic - Non-Red Flag Warning - Catastrophic Fires | 2024 | 0 | 0 | 0 | 0 | 21835.9781 | 428.6023 | 13939.561 | 7467.8148 | 4.7784 | 4.7784 | 4.7784 | 4.7784 | 2.0475e-10 |  | 0 | 9.7837e-10 | 9.7837e-10 | 0 | 9.7837e-10 | 9.7837e-10 | 0 | 9.7837e-10 | 9.7837e-10 | 0 | 9.7837e-10 | Column30: 9.7837e-10 | [29 empty] | 7.3.2.1.3 Advanced weather monitoring and weather stations Weather StationsWLDFRElectric Reliability | WLDFR | HFTD - Distribution - Tier 3 - 1QU CoRE ¦ 5QU LoRE | Non-Red Flag Warning - Catastrophic Fires | 2029 | Electric Reliability | 247.273 | 88.4245 | 2029 | Mitigation | 0.011149 | 10 | 0 | esc | 0.011149 | 2.7568 | 0.011149 | 2.7568 | 0.011149 | 2.7568 | 0.011149 | 2.7568
[79 empty] | WLDFR | HFTD - Distribution - Tier 3 - 1QU CoRE ¦ 2QU LoRE | Seismic - Non-Red Flag Warning - Catastrophic Fires | 2025 | 0 | 0 | 0 | 0 | 21835.9781 | 428.6023 | 13939.561 | 7467.8148 | 4.7784 | 4.7784 | 4.7784 | 4.7784 | 2.0475e-10 |  | 0 | 9.7837e-10 | 9.7837e-10 | 0 | 9.7837e-10 | 9.7837e-10 | 0 | 9.7837e-10 | 9.7837e-10 | 0 | 9.7837e-10 | Column30: 9.7837e-10 | [29 empty] | 7.3.2.1.3 Advanced weather monitoring and weather stations Weather StationsWLDFRElectric Reliability | WLDFR | HFTD - Distribution - Tier 3 - 1QU CoRE ¦ 5QU LoRE | Non-Red Flag Warning - Catastrophic Fires | 2030 | Electric Reliability | 247.273 | 88.4245 | 2030 | Mitigation | 0.011149 | 10 | 0 | esc | 0 | 0 | 0.011149 | 2.7568 | 0.011149 | 2.7568 | 0.011149 | 2.7568
[79 empty] | WLDFR | HFTD - Distribution - Tier 3 - 1QU CoRE ¦ 2QU LoRE | Seismic - Non-Red Flag Warning - Catastrophic Fires | 2026 | 0 | 0 | 0 | 0 | 21835.9781 | 428.6023 | 13939.561 | 7467.8148 | 4.7784 | 4.7784 | 4.7784 | 4.7784 | 2.0475e-10 |  | 0 | 9.7837e-10 | 9.7837e-10 | 0 | 9.7837e-10 | 9.7837e-10 | 0 | 9.7837e-10 | 9.7837e-10 | 0 | 9.7837e-10 | Column30: 9.7837e-10 | [29 empty] | 7.3.2.1.3 Advanced weather monitoring and weather stations Weather StationsWLDFRElectric Reliability | WLDFR | HFTD - Distribution - Tier 3 - 1QU CoRE ¦ 5QU LoRE | Non-Red Flag Warning - Catastrophic Fires | 2031 | Electric Reliability | 247.273 | 88.4245 | 2031 | Mitigation | 0.011149 | 10 | 0 | esc | 0 | 0 | 0 | 0 | 0.011149 | 2.7568 | 0.011149 | 2.7568
[79 empty] | WLDFR | HFTD - Distribution - Tier 3 - 1QU CoRE ¦ 2QU LoRE | Seismic - Non-Red Flag Warning - Catastrophic Fires | 2027 | 0 | 0 | 0 | 0 | 21835.9781 | 428.6023 | 13939.561 | 7467.8148 | 4.7784 | 4.7784 | 4.7784 | 4.7784 | 2.0475e-10 |  | 0 | 9.7837e-10 | 9.7837e-10 | 0 | 9.7837e-10 | 9.7837e-10 | 0 | 9.7837e-10 | 9.7837e-10 | 0 | 9.7837e-10 | Column30: 9.7837e-10 | [29 empty] | 7.3.2.1.3 Advanced weather monitoring and weather stations Weather StationsWLDFRElectric Reliability | WLDFR | HFTD - Distribution - Tier 3 - 1QU CoRE ¦ 5QU LoRE | Non-Red Flag Warning - Catastrophic Fires | 2032 | Electric Reliability | 247.273 | 88.4245 | 2032 | Mitigation | 0.011149 | 10 | 0 | esc | 0 | 0 | 0 | 0 | 0 | 0 | 0.011149 | 2.7568
[79 empty] | WLDFR | HFTD - Distribution - Tier 3 - 1QU CoRE ¦ 2QU LoRE | Seismic - Non-Red Flag Warning - Catastrophic Fires | 2028 | 0 | 0 | 0 | 0 | 22783.187 | 453.261 | 14531.3357 | 7798.5904 | 5.0533 | 5.0533 | 5.0533 | 5.0533 | 2.0475e-10 |  | 0 | 1.0347e-09 | 1.0347e-09 | 0 | 1.0347e-09 | 1.0347e-09 | 0 | 1.0347e-09 | 1.0347e-09 | 0 | 1.0347e-09 | Column30: 1.0347e-09 | [29 empty] | 7.3.2.1.3 Advanced weather monitoring and weather stations Weather StationsWLDFRElectric Reliability | WLDFR | HFTD - Distribution - Tier 3 - 1QU CoRE ¦ 5QU LoRE | Non-Red Flag Warning - Destructive Fires | 2021 | Electric Reliability | 222.2294 | 88.4245 | 2021 | Mitigation | 0.011149 | 10 | 0 | esc | 0.011149 | 2.4776 | 0.011149 | 2.4776 | 0 | 0 | 0 | 0
[79 empty] | WLDFR | HFTD - Distribution - Tier 3 - 1QU CoRE ¦ 2QU LoRE | Seismic - Non-Red Flag Warning - Catastrophic Fires | 2029 | 0 | 0 | 0 | 0 | 22783.187 | 453.261 | 14531.3357 | 7798.5904 | 5.0533 | 5.0533 | 5.0533 | 5.0533 | 2.0475e-10 |  | 0 | 1.0347e-09 | 1.0347e-09 | 0 | 1.0347e-09 | 1.0347e-09 | 0 | 1.0347e-09 | 1.0347e-09 | 0 | 1.0347e-09 | Column30: 1.0347e-09 | [29 empty] | 7.3.2.1.3 Advanced weather monitoring and weather stations Weather StationsWLDFRElectric Reliability | WLDFR | HFTD - Distribution - Tier 3 - 1QU CoRE ¦ 5QU LoRE | Non-Red Flag Warning - Destructive Fires | 2022 | Electric Reliability | 222.2294 | 88.4245 | 2022 | Mitigation | 0.011149 | 10 | 0 | esc | 0.011149 | 2.4776 | 0.011149 | 2.4776 | 0.011149 | 2.4776 | 0 | 0
[79 empty] | WLDFR | HFTD - Distribution - Tier 3 - 1QU CoRE ¦ 2QU LoRE | Seismic - Non-Red Flag Warning - Catastrophic Fires | 2030 | 0 | 0 | 0 | 0 | 22783.187 | 453.261 | 14531.3357 | 7798.5904 | 0 | 5.0533 | 5.0533 | 5.0533 | 2.0475e-10 |  | 0 | 0 | 0 | 0 | 1.0347e-09 | 1.0347e-09 | 0 | 1.0347e-09 | 1.0347e-09 | 0 | 1.0347e-09 | Column30: 1.0347e-09 | [29 empty] | 7.3.2.1.3 Advanced weather monitoring and weather stations Weather StationsWLDFRElectric Reliability | WLDFR | HFTD - Distribution - Tier 3 - 1QU CoRE ¦ 5QU LoRE | Non-Red Flag Warning - Destructive Fires | 2023 | Electric Reliability | 233.2301 | 88.4245 | 2023 | Mitigation | 0.011149 | 10 | 0 | esc | 0.011149 | 2.6002 | 0.011149 | 2.6002 | 0.011149 | 2.6002 | 0.011149 | 2.6002
[79 empty] | WLDFR | HFTD - Distribution - Tier 3 - 1QU CoRE ¦ 2QU LoRE | Seismic - Non-Red Flag Warning - Catastrophic Fires | 2031 | 0 | 0 | 0 | 0 | 22783.187 | 453.261 | 14531.3357 | 7798.5904 | 0 | 0 | 5.0533 | 5.0533 | 2.0475e-10 |  | 0 | 0 | 0 | 0 | 0 | 0 | 0 | 1.0347e-09 | 1.0347e-09 | 0 | 1.0347e-09 | Column30: 1.0347e-09 | [29 empty] | 7.3.2.1.3 Advanced weather monitoring and weather stations Weather StationsWLDFRElectric Reliability | WLDFR | HFTD - Distribution - Tier 3 - 1QU CoRE ¦ 5QU LoRE | Non-Red Flag Warning - Destructive Fires | 2024 | Electric Reliability | 233.2301 | 88.4245 | 2024 | Mitigation | 0.011149 | 10 | 0 | esc | 0.011149 | 2.6002 | 0.011149 | 2.6002 | 0.011149 | 2.6002 | 0.011149 | 2.6002
[79 empty] | WLDFR | HFTD - Distribution - Tier 3 - 1QU CoRE ¦ 2QU LoRE | Seismic - Non-Red Flag Warning - Catastrophic Fires | 2032 | 0 | 0 | 0 | 0 | 22783.187 | 453.261 | 14531.3357 | 7798.5904 | 0 | 0 | 0 | 5.0533 | 2.0475e-10 |  | 0 | 0 | 0 | 0 | 0 | 0 | 0 | 0 | 0 | 0 | 1.0347e-09 | Column30: 1.0347e-09 | [29 empty] | 7.3.2.1.3 Advanced weather monitoring and weather stations Weather StationsWLDFRElectric Reliability | WLDFR | HFTD - Distribution - Tier 3 - 1QU CoRE ¦ 5QU LoRE | Non-Red Flag Warning - Destructive Fires | 2025 | Electric Reliability | 233.2301 | 88.4245 | 2025 | Mitigation | 0.011149 | 10 | 0 | esc | 0.011149 | 2.6002 | 0.011149 | 2.6002 | 0.011149 | 2.6002 | 0.011149 | 2.6002
[79 empty] | WLDFR | HFTD - Distribution - Tier 3 - 1QU CoRE ¦ 2QU LoRE | Seismic - Red Flag Warning - Catastrophic Fires | 2020 | 0 | 0 | 0 | 0 | 21083.8428 | 409.2237 | 13469.0878 | 7205.5313 | 4.5624 | 0 | 0 | 0 | 8.8305e-09 |  | 0 | 4.0288e-08 | 4.0288e-08 | 0 | 0 | 0 | 0 | 0 | 0 | 0 | 0 | Column30: 0 | [29 empty] | 7.3.2.1.3 Advanced weather monitoring and weather stations Weather StationsWLDFRElectric Reliability | WLDFR | HFTD - Distribution - Tier 3 - 1QU CoRE ¦ 5QU LoRE | Non-Red Flag Warning - Destructive Fires | 2026 | Electric Reliability | 233.2301 | 88.4245 | 2026 | Mitigation | 0.011149 | 10 | 0 | esc | 0.011149 | 2.6002 | 0.011149 | 2.6002 | 0.011149 | 2.6002 | 0.011149 | 2.6002
[79 empty] | WLDFR | HFTD - Distribution - Tier 3 - 1QU CoRE ¦ 2QU LoRE | Seismic - Red Flag Warning - Catastrophic Fires | 2021 | 0 | 0 | 0 | 0 | 21083.8428 | 409.2237 | 13469.0878 | 7205.5313 | 4.5624 | 4.5624 | 0 | 0 | 8.8305e-09 |  | 0 | 4.0288e-08 | 4.0288e-08 | 0 | 4.0288e-08 | 4.0288e-08 | 0 | 0 | 0 | 0 | 0 | Column30: 0 | [29 empty] | 7.3.2.1.3 Advanced weather monitoring and weather stations Weather StationsWLDFRElectric Reliability | WLDFR | HFTD - Distribution - Tier 3 - 1QU CoRE ¦ 5QU LoRE | Non-Red Flag Warning - Destructive Fires | 2027 | Electric Reliability | 233.2301 | 88.4245 | 2027 | Mitigation | 0.011149 | 10 | 0 | esc | 0.011149 | 2.6002 | 0.011149 | 2.6002 | 0.011149 | 2.6002 | 0.011149 | 2.6002
[79 empty] | WLDFR | HFTD - Distribution - Tier 3 - 1QU CoRE ¦ 2QU LoRE | Seismic - Red Flag Warning - Catastrophic Fires | 2022 | 0 | 0 | 0 | 0 | 21083.8428 | 409.2237 | 13469.0878 | 7205.5313 | 4.5624 | 4.5624 | 4.5624 | 0 | 8.8305e-09 |  | 0 | 4.0288e-08 | 4.0288e-08 | 0 | 4.0288e-08 | 4.0288e-08 | 0 | 4.0288e-08 | 4.0288e-08 | 0 | 0 | Column30: 0 | [29 empty] | 7.3.2.1.3 Advanced weather monitoring and weather stations Weather StationsWLDFRElectric Reliability | WLDFR | HFTD - Distribution - Tier 3 - 1QU CoRE ¦ 5QU LoRE | Non-Red Flag Warning - Destructive Fires | 2028 | Electric Reliability | 247.273 | 88.4245 | 2028 | Mitigation | 0.011149 | 10 | 0 | esc | 0.011149 | 2.7568 | 0.011149 | 2.7568 | 0.011149 | 2.7568 | 0.011149 | 2.7568
[79 empty] | WLDFR | HFTD - Distribution - Tier 3 - 1QU CoRE ¦ 2QU LoRE | Seismic - Red Flag Warning - Catastrophic Fires | 2023 | 0 | 0 | 0 | 0 | 21835.9781 | 428.6023 | 13939.561 | 7467.8148 | 4.7784 | 4.7784 | 4.7784 | 4.7784 | 8.8305e-09 |  | 0 | 4.2196e-08 | 4.2196e-08 | 0 | 4.2196e-08 | 4.2196e-08 | 0 | 4.2196e-08 | 4.2196e-08 | 0 | 4.2196e-08 | Column30: 4.2196e-08 | [29 empty] | 7.3.2.1.3 Advanced weather monitoring and weather stations Weather StationsWLDFRElectric Reliability | WLDFR | HFTD - Distribution - Tier 3 - 1QU CoRE ¦ 5QU LoRE | Non-Red Flag Warning - Destructive Fires | 2029 | Electric Reliability | 247.273 | 88.4245 | 2029 | Mitigation | 0.011149 | 10 | 0 | esc | 0.011149 | 2.7568 | 0.011149 | 2.7568 | 0.011149 | 2.7568 | 0.011149 | 2.7568
[79 empty] | WLDFR | HFTD - Distribution - Tier 3 - 1QU CoRE ¦ 2QU LoRE | Seismic - Red Flag Warning - Catastrophic Fires | 2024 | 0 | 0 | 0 | 0 | 21835.9781 | 428.6023 | 13939.561 | 7467.8148 | 4.7784 | 4.7784 | 4.7784 | 4.7784 | 8.8305e-09 |  | 0 | 4.2196e-08 | 4.2196e-08 | 0 | 4.2196e-08 | 4.2196e-08 | 0 | 4.2196e-08 | 4.2196e-08 | 0 | 4.2196e-08 | Column30: 4.2196e-08 | [29 empty] | 7.3.2.1.3 Advanced weather monitoring and weather stations Weather StationsWLDFRElectric Reliability | WLDFR | HFTD - Distribution - Tier 3 - 1QU CoRE ¦ 5QU LoRE | Non-Red Flag Warning - Destructive Fires | 2030 | Electric Reliability | 247.273 | 88.4245 | 2030 | Mitigation | 0.011149 | 10 | 0 | esc | 0 | 0 | 0.011149 | 2.7568 | 0.011149 | 2.7568 | 0.011149 | 2.7568
[79 empty] | WLDFR | HFTD - Distribution - Tier 3 - 1QU CoRE ¦ 2QU LoRE | Seismic - Red Flag Warning - Catastrophic Fires | 2025 | 0 | 0 | 0 | 0 | 21835.9781 | 428.6023 | 13939.561 | 7467.8148 | 4.7784 | 4.7784 | 4.7784 | 4.7784 | 8.8305e-09 |  | 0 | 4.2196e-08 | 4.2196e-08 | 0 | 4.2196e-08 | 4.2196e-08 | 0 | 4.2196e-08 | 4.2196e-08 | 0 | 4.2196e-08 | Column30: 4.2196e-08 | [29 empty] | 7.3.2.1.3 Advanced weather monitoring and weather stations Weather StationsWLDFRElectric Reliability | WLDFR | HFTD - Distribution - Tier 3 - 1QU CoRE ¦ 5QU LoRE | Non-Red Flag Warning - Destructive Fires | 2031 | Electric Reliability | 247.273 | 88.4245 | 2031 | Mitigation | 0.011149 | 10 | 0 | esc | 0 | 0 | 0 | 0 | 0.011149 | 2.7568 | 0.011149 | 2.7568
[79 empty] | WLDFR | HFTD - Distribution - Tier 3 - 1QU CoRE ¦ 2QU LoRE | Seismic - Red Flag Warning - Catastrophic Fires | 2026 | 0 | 0 | 0 | 0 | 21835.9781 | 428.6023 | 13939.561 | 7467.8148 | 4.7784 | 4.7784 | 4.7784 | 4.7784 | 8.8305e-09 |  | 0 | 4.2196e-08 | 4.2196e-08 | 0 | 4.2196e-08 | 4.2196e-08 | 0 | 4.2196e-08 | 4.2196e-08 | 0 | 4.2196e-08 | Column30: 4.2196e-08 | [29 empty] | 7.3.2.1.3 Advanced weather monitoring and weather stations Weather StationsWLDFRElectric Reliability | WLDFR | HFTD - Distribution - Tier 3 - 1QU CoRE ¦ 5QU LoRE | Non-Red Flag Warning - Destructive Fires | 2032 | Electric Reliability | 247.273 | 88.4245 | 2032 | Mitigation | 0.011149 | 10 | 0 | esc | 0 | 0 | 0 | 0 | 0 | 0 | 0.011149 | 2.7568
[79 empty] | WLDFR | HFTD - Distribution - Tier 3 - 1QU CoRE ¦ 2QU LoRE | Seismic - Red Flag Warning - Catastrophic Fires | 2027 | 0 | 0 | 0 | 0 | 21835.9781 | 428.6023 | 13939.561 | 7467.8148 | 4.7784 | 4.7784 | 4.7784 | 4.7784 | 8.8305e-09 |  | 0 | 4.2196e-08 | 4.2196e-08 | 0 | 4.2196e-08 | 4.2196e-08 | 0 | 4.2196e-08 | 4.2196e-08 | 0 | 4.2196e-08 | Column30: 4.2196e-08 | [29 empty] | 7.3.2.1.3 Advanced weather monitoring and weather stations Weather StationsWLDFRElectric Reliability | WLDFR | HFTD - Distribution - Tier 3 - 1QU CoRE ¦ 5QU LoRE | Non-Red Flag Warning - Large Fires | 2021 | Electric Reliability | 0.69642 | 88.4245 | 2021 | Mitigation | 0.011149 | 10 | 0 | esc | 0.011149 | 0.0077642 | 0.011149 | 0.0077642 | 0 | 0 | 0 | 0
[79 empty] | WLDFR | HFTD - Distribution - Tier 3 - 1QU CoRE ¦ 2QU LoRE | Seismic - Red Flag Warning - Catastrophic Fires | 2028 | 0 | 0 | 0 | 0 | 22783.187 | 453.261 | 14531.3357 | 7798.5904 | 5.0533 | 5.0533 | 5.0533 | 5.0533 | 8.8305e-09 |  | 0 | 4.4623e-08 | 4.4623e-08 | 0 | 4.4623e-08 | 4.4623e-08 | 0 | 4.4623e-08 | 4.4623e-08 | 0 | 4.4623e-08 | Column30: 4.4623e-08 | [29 empty] | 7.3.2.1.3 Advanced weather monitoring and weather stations Weather StationsWLDFRElectric Reliability | WLDFR | HFTD - Distribution - Tier 3 - 1QU CoRE ¦ 5QU LoRE | Non-Red Flag Warning - Large Fires | 2022 | Electric Reliability | 0.69642 | 88.4245 | 2022 | Mitigation | 0.011149 | 10 | 0 | esc | 0.011149 | 0.0077642 | 0.011149 | 0.0077642 | 0.011149 | 0.0077642 | 0 | 0
[79 empty] | WLDFR | HFTD - Distribution - Tier 3 - 1QU CoRE ¦ 2QU LoRE | Seismic - Red Flag Warning - Catastrophic Fires | 2029 | 0 | 0 | 0 | 0 | 22783.187 | 453.261 | 14531.3357 | 7798.5904 | 5.0533 | 5.0533 | 5.0533 | 5.0533 | 8.8305e-09 |  | 0 | 4.4623e-08 | 4.4623e-08 | 0 | 4.4623e-08 | 4.4623e-08 | 0 | 4.4623e-08 | 4.4623e-08 | 0 | 4.4623e-08 | Column30: 4.4623e-08 | [29 empty] | 7.3.2.1.3 Advanced weather monitoring and weather stations Weather StationsWLDFRElectric Reliability | WLDFR | HFTD - Distribution - Tier 3 - 1QU CoRE ¦ 5QU LoRE | Non-Red Flag Warning - Large Fires | 2023 | Electric Reliability | 0.71896 | 88.4245 | 2023 | Mitigation | 0.011149 | 10 | 0 | esc | 0.011149 | 0.0080156 | 0.011149 | 0.0080156 | 0.011149 | 0.0080156 | 0.011149 | 0.0080156
[79 empty] | WLDFR | HFTD - Distribution - Tier 3 - 1QU CoRE ¦ 2QU LoRE | Seismic - Red Flag Warning - Catastrophic Fires | 2030 | 0 | 0 | 0 | 0 | 22783.187 | 453.261 | 14531.3357 | 7798.5904 | 0 | 5.0533 | 5.0533 | 5.0533 | 8.8305e-09 |  | 0 | 0 | 0 | 0 | 4.4623e-08 | 4.4623e-08 | 0 | 4.4623e-08 | 4.4623e-08 | 0 | 4.4623e-08 | Column30: 4.4623e-08 | [29 empty] | 7.3.2.1.3 Advanced weather monitoring and weather stations Weather StationsWLDFRElectric Reliability | WLDFR | HFTD - Distribution - Tier 3 - 1QU CoRE ¦ 5QU LoRE | Non-Red Flag Warning - Large Fires | 2024 | Electric Reliability | 0.71896 | 88.4245 | 2024 | Mitigation | 0.011149 | 10 | 0 | esc | 0.011149 | 0.0080156 | 0.011149 | 0.0080156 | 0.011149 | 0.0080156 | 0.011149 | 0.0080156
[79 empty] | WLDFR | HFTD - Distribution - Tier 3 - 1QU CoRE ¦ 2QU LoRE | Seismic - Red Flag Warning - Catastrophic Fires | 2031 | 0 | 0 | 0 | 0 | 22783.187 | 453.261 | 14531.3357 | 7798.5904 | 0 | 0 | 5.0533 | 5.0533 | 8.8305e-09 |  | 0 | 0 | 0 | 0 | 0 | 0 | 0 | 4.4623e-08 | 4.4623e-08 | 0 | 4.4623e-08 | Column30: 4.4623e-08 | [29 empty] | 7.3.2.1.3 Advanced weather monitoring and weather stations Weather StationsWLDFRElectric Reliability | WLDFR | HFTD - Distribution - Tier 3 - 1QU CoRE ¦ 5QU LoRE | Non-Red Flag Warning - Large Fires | 2025 | Electric Reliability | 0.71896 | 88.4245 | 2025 | Mitigation | 0.011149 | 10 | 0 | esc | 0.011149 | 0.0080156 | 0.011149 | 0.0080156 | 0.011149 | 0.0080156 | 0.011149 | 0.0080156
[79 empty] | WLDFR | HFTD - Distribution - Tier 3 - 1QU CoRE ¦ 2QU LoRE | Seismic - Red Flag Warning - Catastrophic Fires | 2032 | 0 | 0 | 0 | 0 | 22783.187 | 453.261 | 14531.3357 | 7798.5904 | 0 | 0 | 0 | 5.0533 | 8.8305e-09 |  | 0 | 0 | 0 | 0 | 0 | 0 | 0 | 0 | 0 | 0 | 4.4623e-08 | Column30: 4.4623e-08 | [29 empty] | 7.3.2.1.3 Advanced weather monitoring and weather stations Weather StationsWLDFRElectric Reliability | WLDFR | HFTD - Distribution - Tier 3 - 1QU CoRE ¦ 5QU LoRE | Non-Red Flag Warning - Large Fires | 2026 | Electric Reliability | 0.71896 | 88.4245 | 2026 | Mitigation | 0.011149 | 10 | 0 | esc | 0.011149 | 0.0080156 | 0.011149 | 0.0080156 | 0.011149 | 0.0080156 | 0.011149 | 0.0080156
[79 empty] | WLDFR | HFTD - Distribution - Tier 3 - 1QU CoRE ¦ 3QU LoRE | Non-Red Flag Warning - Catastrophic Fires | 2020 | 0 | 0 | 0 | 0 | 14146.1306 | 222.2294 | 8585.7228 | 5338.1784 | 2.4776 | 0 | 0 | 0 | 3.8036e-06 |  | 0 | 9.4238e-06 | 9.4238e-06 | 0 | 0 | 0 | 0 | 0 | 0 | 0 | 0 | Column30: 0 | [29 empty] | 7.3.2.1.3 Advanced weather monitoring and weather stations Weather StationsWLDFRElectric Reliability | WLDFR | HFTD - Distribution - Tier 3 - 1QU CoRE ¦ 5QU LoRE | Non-Red Flag Warning - Large Fires | 2027 | Electric Reliability | 0.71896 | 88.4245 | 2027 | Mitigation | 0.011149 | 10 | 0 | esc | 0.011149 | 0.0080156 | 0.011149 | 0.0080156 | 0.011149 | 0.0080156 | 0.011149 | 0.0080156
[79 empty] | WLDFR | HFTD - Distribution - Tier 3 - 1QU CoRE ¦ 3QU LoRE | Non-Red Flag Warning - Catastrophic Fires | 2021 | 0 | 0 | 0 | 0 | 14146.1306 | 222.2294 | 8585.7228 | 5338.1784 | 2.4776 | 2.4776 | 0 | 0 | 3.8036e-06 |  | 0 | 9.4238e-06 | 9.4238e-06 | 0 | 9.4238e-06 | 9.4238e-06 | 0 | 0 | 0 | 0 | 0 | Column30: 0 | [29 empty] | 7.3.2.1.3 Advanced weather monitoring and weather stations Weather StationsWLDFRElectric Reliability | WLDFR | HFTD - Distribution - Tier 3 - 1QU CoRE ¦ 5QU LoRE | Non-Red Flag Warning - Large Fires | 2028 | Electric Reliability | 0.74734 | 88.4245 | 2028 | Mitigation | 0.011149 | 10 | 0 | esc | 0.011149 | 0.0083319 | 0.011149 | 0.0083319 | 0.011149 | 0.0083319 | 0.011149 | 0.0083319
[79 empty] | WLDFR | HFTD - Distribution - Tier 3 - 1QU CoRE ¦ 3QU LoRE | Non-Red Flag Warning - Catastrophic Fires | 2022 | 0 | 0 | 0 | 0 | 14146.1306 | 222.2294 | 8585.7228 | 5338.1784 | 2.4776 | 2.4776 | 2.4776 | 0 | 3.8036e-06 |  | 0 | 9.4238e-06 | 9.4238e-06 | 0 | 9.4238e-06 | 9.4238e-06 | 0 | 9.4238e-06 | 9.4238e-06 | 0 | 0 | Column30: 0 | [29 empty] | 7.3.2.1.3 Advanced weather monitoring and weather stations Weather StationsWLDFRElectric Reliability | WLDFR | HFTD - Distribution - Tier 3 - 1QU CoRE ¦ 5QU LoRE | Non-Red Flag Warning - Large Fires | 2029 | Electric Reliability | 0.74734 | 88.4245 | 2029 | Mitigation | 0.011149 | 10 | 0 | esc | 0.011149 | 0.0083319 | 0.011149 | 0.0083319 | 0.011149 | 0.0083319 | 0.011149 | 0.0083319
[79 empty] | WLDFR | HFTD - Distribution - Tier 3 - 1QU CoRE ¦ 3QU LoRE | Non-Red Flag Warning - Catastrophic Fires | 2023 | 0 | 0 | 0 | 0 | 14664.6376 | 233.2301 | 8896.516 | 5534.8915 | 2.6002 | 2.6002 | 2.6002 | 2.6002 | 3.8036e-06 |  | 0 | 9.8903e-06 | 9.8903e-06 | 0 | 9.8903e-06 | 9.8903e-06 | 0 | 9.8903e-06 | 9.8903e-06 | 0 | 9.8903e-06 | Column30: 9.8903e-06 | [29 empty] | 7.3.2.1.3 Advanced weather monitoring and weather stations Weather StationsWLDFRElectric Reliability | WLDFR | HFTD - Distribution - Tier 3 - 1QU CoRE ¦ 5QU LoRE | Non-Red Flag Warning - Large Fires | 2030 | Electric Reliability | 0.74734 | 88.4245 | 2030 | Mitigation | 0.011149 | 10 | 0 | esc | 0 | 0 | 0.011149 | 0.0083319 | 0.011149 | 0.0083319 | 0.011149 | 0.0083319
[79 empty] | WLDFR | HFTD - Distribution - Tier 3 - 1QU CoRE ¦ 3QU LoRE | Non-Red Flag Warning - Catastrophic Fires | 2024 | 0 | 0 | 0 | 0 | 14664.6376 | 233.2301 | 8896.516 | 5534.8915 | 2.6002 | 2.6002 | 2.6002 | 2.6002 | 3.8036e-06 |  | 0 | 9.8903e-06 | 9.8903e-06 | 0 | 9.8903e-06 | 9.8903e-06 | 0 | 9.8903e-06 | 9.8903e-06 | 0 | 9.8903e-06 | Column30: 9.8903e-06 | [29 empty] | 7.3.2.1.3 Advanced weather monitoring and weather stations Weather StationsWLDFRElectric Reliability | WLDFR | HFTD - Distribution - Tier 3 - 1QU CoRE ¦ 5QU LoRE | Non-Red Flag Warning - Large Fires | 2031 | Electric Reliability | 0.74734 | 88.4245 | 2031 | Mitigation | 0.011149 | 10 | 0 | esc | 0 | 0 | 0 | 0 | 0.011149 | 0.0083319 | 0.011149 | 0.0083319
[79 empty] | WLDFR | HFTD - Distribution - Tier 3 - 1QU CoRE ¦ 3QU LoRE | Non-Red Flag Warning - Catastrophic Fires | 2025 | 0 | 0 | 0 | 0 | 14664.6376 | 233.2301 | 8896.516 | 5534.8915 | 2.6002 | 2.6002 | 2.6002 | 2.6002 | 3.8036e-06 |  | 0 | 9.8903e-06 | 9.8903e-06 | 0 | 9.8903e-06 | 9.8903e-06 | 0 | 9.8903e-06 | 9.8903e-06 | 0 | 9.8903e-06 | Column30: 9.8903e-06 | [29 empty] | 7.3.2.1.3 Advanced weather monitoring and weather stations Weather StationsWLDFRElectric Reliability | WLDFR | HFTD - Distribution - Tier 3 - 1QU CoRE ¦ 5QU LoRE | Non-Red Flag Warning - Large Fires | 2032 | Electric Reliability | 0.74734 | 88.4245 | 2032 | Mitigation | 0.011149 | 10 | 0 | esc | 0 | 0 | 0 | 0 | 0 | 0 | 0.011149 | 0.0083319
[79 empty] | WLDFR | HFTD - Distribution - Tier 3 - 1QU CoRE ¦ 3QU LoRE | Non-Red Flag Warning - Catastrophic Fires | 2026 | 0 | 0 | 0 | 0 | 14664.6376 | 233.2301 | 8896.516 | 5534.8915 | 2.6002 | 2.6002 | 2.6002 | 2.6002 | 3.8036e-06 |  | 0 | 9.8903e-06 | 9.8903e-06 | 0 | 9.8903e-06 | 9.8903e-06 | 0 | 9.8903e-06 | 9.8903e-06 | 0 | 9.8903e-06 | Column30: 9.8903e-06 | [29 empty] | 7.3.2.1.3 Advanced weather monitoring and weather stations Weather StationsWLDFRElectric Reliability | WLDFR | HFTD - Distribution - Tier 3 - 1QU CoRE ¦ 5QU LoRE | Non-Red Flag Warning - Small Fires | 2021 | Electric Reliability | 0.036425 | 88.4245 | 2021 | Mitigation | 0.011149 | 10 | 0 | esc | 0.011149 | 0.0004061 | 0.011149 | 0.0004061 | 0 | 0 | 0 | 0
[79 empty] | WLDFR | HFTD - Distribution - Tier 3 - 1QU CoRE ¦ 3QU LoRE | Non-Red Flag Warning - Catastrophic Fires | 2027 | 0 | 0 | 0 | 0 | 14664.6376 | 233.2301 | 8896.516 | 5534.8915 | 2.6002 | 2.6002 | 2.6002 | 2.6002 | 3.8036e-06 |  | 0 | 9.8903e-06 | 9.8903e-06 | 0 | 9.8903e-06 | 9.8903e-06 | 0 | 9.8903e-06 | 9.8903e-06 | 0 | 9.8903e-06 | Column30: 9.8903e-06 | [29 empty] | 7.3.2.1.3 Advanced weather monitoring and weather stations Weather StationsWLDFRElectric Reliability | WLDFR | HFTD - Distribution - Tier 3 - 1QU CoRE ¦ 5QU LoRE | Non-Red Flag Warning - Small Fires | 2022 | Electric Reliability | 0.036425 | 88.4245 | 2022 | Mitigation | 0.011149 | 10 | 0 | esc | 0.011149 | 0.0004061 | 0.011149 | 0.0004061 | 0.011149 | 0.0004061 | 0 | 0
[79 empty] | WLDFR | HFTD - Distribution - Tier 3 - 1QU CoRE ¦ 3QU LoRE | Non-Red Flag Warning - Catastrophic Fires | 2028 | 0 | 0 | 0 | 0 | 15317.9909 | 247.273 | 9287.6491 | 5783.0689 | 2.7568 | 2.7568 | 2.7568 | 2.7568 | 3.8036e-06 |  | 0 | 1.0486e-05 | 1.0486e-05 | 0 | 1.0486e-05 | 1.0486e-05 | 0 | 1.0486e-05 | 1.0486e-05 | 0 | 1.0486e-05 | Column30: 1.0486e-05 | [29 empty] | 7.3.2.1.3 Advanced weather monitoring and weather stations Weather StationsWLDFRElectric Reliability | WLDFR | HFTD - Distribution - Tier 3 - 1QU CoRE ¦ 5QU LoRE | Non-Red Flag Warning - Small Fires | 2023 | Electric Reliability | 0.03759 | 88.4245 | 2023 | Mitigation | 0.011149 | 10 | 0 | esc | 0.011149 | 0.00041909 | 0.011149 | 0.00041909 | 0.011149 | 0.00041909 | 0.011149 | 0.00041909
[79 empty] | WLDFR | HFTD - Distribution - Tier 3 - 1QU CoRE ¦ 3QU LoRE | Non-Red Flag Warning - Catastrophic Fires | 2029 | 0 | 0 | 0 | 0 | 15317.9909 | 247.273 | 9287.6491 | 5783.0689 | 2.7568 | 2.7568 | 2.7568 | 2.7568 | 3.8036e-06 |  | 0 | 1.0486e-05 | 1.0486e-05 | 0 | 1.0486e-05 | 1.0486e-05 | 0 | 1.0486e-05 | 1.0486e-05 | 0 | 1.0486e-05 | Column30: 1.0486e-05 | [29 empty] | 7.3.2.1.3 Advanced weather monitoring and weather stations Weather StationsWLDFRElectric Reliability | WLDFR | HFTD - Distribution - Tier 3 - 1QU CoRE ¦ 5QU LoRE | Non-Red Flag Warning - Small Fires | 2024 | Electric Reliability | 0.03759 | 88.4245 | 2024 | Mitigation | 0.011149 | 10 | 0 | esc | 0.011149 | 0.00041909 | 0.011149 | 0.00041909 | 0.011149 | 0.00041909 | 0.011149 | 0.00041909
[79 empty] | WLDFR | HFTD - Distribution - Tier 3 - 1QU CoRE ¦ 3QU LoRE | Non-Red Flag Warning - Catastrophic Fires | 2030 | 0 | 0 | 0 | 0 | 15317.9909 | 247.273 | 9287.6491 | 5783.0689 | 0 | 2.7568 | 2.7568 | 2.7568 | 3.8036e-06 |  | 0 | 0 | 0 | 0 | 1.0486e-05 | 1.0486e-05 | 0 | 1.0486e-05 | 1.0486e-05 | 0 | 1.0486e-05 | Column30: 1.0486e-05 | [29 empty] | 7.3.2.1.3 Advanced weather monitoring and weather stations Weather StationsWLDFRElectric Reliability | WLDFR | HFTD - Distribution - Tier 3 - 1QU CoRE ¦ 5QU LoRE | Non-Red Flag Warning - Small Fires | 2025 | Electric Reliability | 0.03759 | 88.4245 | 2025 | Mitigation | 0.011149 | 10 | 0 | esc | 0.011149 | 0.00041909 | 0.011149 | 0.00041909 | 0.011149 | 0.00041909 | 0.011149 | 0.00041909
[79 empty] | WLDFR | HFTD - Distribution - Tier 3 - 1QU CoRE ¦ 3QU LoRE | Non-Red Flag Warning - Catastrophic Fires | 2031 | 0 | 0 | 0 | 0 | 15317.9909 | 247.273 | 9287.6491 | 5783.0689 | 0 | 0 | 2.7568 | 2.7568 | 3.8036e-06 |  | 0 | 0 | 0 | 0 | 0 | 0 | 0 | 1.0486e-05 | 1.0486e-05 | 0 | 1.0486e-05 | Column30: 1.0486e-05 | [29 empty] | 7.3.2.1.3 Advanced weather monitoring and weather stations Weather StationsWLDFRElectric Reliability | WLDFR | HFTD - Distribution - Tier 3 - 1QU CoRE ¦ 5QU LoRE | Non-Red Flag Warning - Small Fires | 2026 | Electric Reliability | 0.03759 | 88.4245 | 2026 | Mitigation | 0.011149 | 10 | 0 | esc | 0.011149 | 0.00041909 | 0.011149 | 0.00041909 | 0.011149 | 0.00041909 | 0.011149 | 0.00041909
[79 empty] | WLDFR | HFTD - Distribution - Tier 3 - 1QU CoRE ¦ 3QU LoRE | Non-Red Flag Warning - Catastrophic Fires | 2032 | 0 | 0 | 0 | 0 | 15317.9909 | 247.273 | 9287.6491 | 5783.0689 | 0 | 0 | 0 | 2.7568 | 3.8036e-06 |  | 0 | 0 | 0 | 0 | 0 | 0 | 0 | 0 | 0 | 0 | 1.0486e-05 | Column30: 1.0486e-05 | [29 empty] | 7.3.2.1.3 Advanced weather monitoring and weather stations Weather StationsWLDFRElectric Reliability | WLDFR | HFTD - Distribution - Tier 3 - 1QU CoRE ¦ 5QU LoRE | Non-Red Flag Warning - Small Fires | 2027 | Electric Reliability | 0.03759 | 88.4245 | 2027 | Mitigation | 0.011149 | 10 | 0 | esc | 0.011149 | 0.00041909 | 0.011149 | 0.00041909 | 0.011149 | 0.00041909 | 0.011149 | 0.00041909
[79 empty] | WLDFR | HFTD - Distribution - Tier 3 - 1QU CoRE ¦ 3QU LoRE | Non-Red Flag Warning - Destructive Fires | 2020 | 0 | 0 | 0 | 0 | 8807.9522 | 222.2294 | 8585.7228 | 0 | 2.4776 | 0 | 0 | 0 | 4.9541e-06 |  | 0 | 1.2274e-05 | 1.2274e-05 | 0 | 0 | 0 | 0 | 0 | 0 | 0 | 0 | Column30: 0 | [29 empty] | 7.3.2.1.3 Advanced weather monitoring and weather stations Weather StationsWLDFRElectric Reliability | WLDFR | HFTD - Distribution - Tier 3 - 1QU CoRE ¦ 5QU LoRE | Non-Red Flag Warning - Small Fires | 2028 | Electric Reliability | 0.039055 | 88.4245 | 2028 | Mitigation | 0.011149 | 10 | 0 | esc | 0.011149 | 0.00043542 | 0.011149 | 0.00043542 | 0.011149 | 0.00043542 | 0.011149 | 0.00043542
[79 empty] | WLDFR | HFTD - Distribution - Tier 3 - 1QU CoRE ¦ 3QU LoRE | Non-Red Flag Warning - Destructive Fires | 2021 | 0 | 0 | 0 | 0 | 8807.9522 | 222.2294 | 8585.7228 | 0 | 2.4776 | 2.4776 | 0 | 0 | 4.9541e-06 |  | 0 | 1.2274e-05 | 1.2274e-05 | 0 | 1.2274e-05 | 1.2274e-05 | 0 | 0 | 0 | 0 | 0 | Column30: 0 | [29 empty] | 7.3.2.1.3 Advanced weather monitoring and weather stations Weather StationsWLDFRElectric Reliability | WLDFR | HFTD - Distribution - Tier 3 - 1QU CoRE ¦ 5QU LoRE | Non-Red Flag Warning - Small Fires | 2029 | Electric Reliability | 0.039055 | 88.4245 | 2029 | Mitigation | 0.011149 | 10 | 0 | esc | 0.011149 | 0.00043542 | 0.011149 | 0.00043542 | 0.011149 | 0.00043542 | 0.011149 | 0.00043542
[79 empty] | WLDFR | HFTD - Distribution - Tier 3 - 1QU CoRE ¦ 3QU LoRE | Non-Red Flag Warning - Destructive Fires | 2022 | 0 | 0 | 0 | 0 | 8807.9522 | 222.2294 | 8585.7228 | 0 | 2.4776 | 2.4776 | 2.4776 | 0 | 4.9541e-06 |  | 0 | 1.2274e-05 | 1.2274e-05 | 0 | 1.2274e-05 | 1.2274e-05 | 0 | 1.2274e-05 | 1.2274e-05 | 0 | 0 | Column30: 0 | [29 empty] | 7.3.2.1.3 Advanced weather monitoring and weather stations Weather StationsWLDFRElectric Reliability | WLDFR | HFTD - Distribution - Tier 3 - 1QU CoRE ¦ 5QU LoRE | Non-Red Flag Warning - Small Fires | 2030 | Electric Reliability | 0.039055 | 88.4245 | 2030 | Mitigation | 0.011149 | 10 | 0 | esc | 0 | 0 | 0.011149 | 0.00043542 | 0.011149 | 0.00043542 | 0.011149 | 0.00043542
[79 empty] | WLDFR | HFTD - Distribution - Tier 3 - 1QU CoRE ¦ 3QU LoRE | Non-Red Flag Warning - Destructive Fires | 2023 | 0 | 0 | 0 | 0 | 9129.7461 | 233.2301 | 8896.516 | 0 | 2.6002 | 2.6002 | 2.6002 | 2.6002 | 4.9541e-06 |  | 0 | 1.2882e-05 | 1.2882e-05 | 0 | 1.2882e-05 | 1.2882e-05 | 0 | 1.2882e-05 | 1.2882e-05 | 0 | 1.2882e-05 | Column30: 1.2882e-05 | [29 empty] | 7.3.2.1.3 Advanced weather monitoring and weather stations Weather StationsWLDFRElectric Reliability | WLDFR | HFTD - Distribution - Tier 3 - 1QU CoRE ¦ 5QU LoRE | Non-Red Flag Warning - Small Fires | 2031 | Electric Reliability | 0.039055 | 88.4245 | 2031 | Mitigation | 0.011149 | 10 | 0 | esc | 0 | 0 | 0 | 0 | 0.011149 | 0.00043542 | 0.011149 | 0.00043542
[79 empty] | WLDFR | HFTD - Distribution - Tier 3 - 1QU CoRE ¦ 3QU LoRE | Non-Red Flag Warning - Destructive Fires | 2024 | 0 | 0 | 0 | 0 | 9129.7461 | 233.2301 | 8896.516 | 0 | 2.6002 | 2.6002 | 2.6002 | 2.6002 | 4.9541e-06 |  | 0 | 1.2882e-05 | 1.2882e-05 | 0 | 1.2882e-05 | 1.2882e-05 | 0 | 1.2882e-05 | 1.2882e-05 | 0 | 1.2882e-05 | Column30: 1.2882e-05 | [29 empty] | 7.3.2.1.3 Advanced weather monitoring and weather stations Weather StationsWLDFRElectric Reliability | WLDFR | HFTD - Distribution - Tier 3 - 1QU CoRE ¦ 5QU LoRE | Non-Red Flag Warning - Small Fires | 2032 | Electric Reliability | 0.039055 | 88.4245 | 2032 | Mitigation | 0.011149 | 10 | 0 | esc | 0 | 0 | 0 | 0 | 0 | 0 | 0.011149 | 0.00043542
[79 empty] | WLDFR | HFTD - Distribution - Tier 3 - 1QU CoRE ¦ 3QU LoRE | Non-Red Flag Warning - Destructive Fires | 2025 | 0 | 0 | 0 | 0 | 9129.7461 | 233.2301 | 8896.516 | 0 | 2.6002 | 2.6002 | 2.6002 | 2.6002 | 4.9541e-06 |  | 0 | 1.2882e-05 | 1.2882e-05 | 0 | 1.2882e-05 | 1.2882e-05 | 0 | 1.2882e-05 | 1.2882e-05 | 0 | 1.2882e-05 | Column30: 1.2882e-05 | [29 empty] | 7.3.2.1.3 Advanced weather monitoring and weather stations Weather StationsWLDFRElectric Reliability | WLDFR | HFTD - Distribution - Tier 3 - 1QU CoRE ¦ 5QU LoRE | Red Flag Warning - Catastrophic Fires | 2021 | Electric Reliability | 222.2294 | 88.4245 | 2021 | Mitigation | 0.011149 | 10 | 0 | esc | 0.011149 | 2.4776 | 0.011149 | 2.4776 | 0 | 0 | 0 | 0
[79 empty] | WLDFR | HFTD - Distribution - Tier 3 - 1QU CoRE ¦ 3QU LoRE | Non-Red Flag Warning - Destructive Fires | 2026 | 0 | 0 | 0 | 0 | 9129.7461 | 233.2301 | 8896.516 | 0 | 2.6002 | 2.6002 | 2.6002 | 2.6002 | 4.9541e-06 |  | 0 | 1.2882e-05 | 1.2882e-05 | 0 | 1.2882e-05 | 1.2882e-05 | 0 | 1.2882e-05 | 1.2882e-05 | 0 | 1.2882e-05 | Column30: 1.2882e-05 | [29 empty] | 7.3.2.1.3 Advanced weather monitoring and weather stations Weather StationsWLDFRElectric Reliability | WLDFR | HFTD - Distribution - Tier 3 - 1QU CoRE ¦ 5QU LoRE | Red Flag Warning - Catastrophic Fires | 2022 | Electric Reliability | 222.2294 | 88.4245 | 2022 | Mitigation | 0.011149 | 10 | 0 | esc | 0.011149 | 2.4776 | 0.011149 | 2.4776 | 0.011149 | 2.4776 | 0 | 0
[79 empty] | WLDFR | HFTD - Distribution - Tier 3 - 1QU CoRE ¦ 3QU LoRE | Non-Red Flag Warning - Destructive Fires | 2027 | 0 | 0 | 0 | 0 | 9129.7461 | 233.2301 | 8896.516 | 0 | 2.6002 | 2.6002 | 2.6002 | 2.6002 | 4.9541e-06 |  | 0 | 1.2882e-05 | 1.2882e-05 | 0 | 1.2882e-05 | 1.2882e-05 | 0 | 1.2882e-05 | 1.2882e-05 | 0 | 1.2882e-05 | Column30: 1.2882e-05 | [29 empty] | 7.3.2.1.3 Advanced weather monitoring and weather stations Weather StationsWLDFRElectric Reliability | WLDFR | HFTD - Distribution - Tier 3 - 1QU CoRE ¦ 5QU LoRE | Red Flag Warning - Catastrophic Fires | 2023 | Electric Reliability | 233.2301 | 88.4245 | 2023 | Mitigation | 0.011149 | 10 | 0 | esc | 0.011149 | 2.6002 | 0.011149 | 2.6002 | 0.011149 | 2.6002 | 0.011149 | 2.6002
[79 empty] | WLDFR | HFTD - Distribution - Tier 3 - 1QU CoRE ¦ 3QU LoRE | Non-Red Flag Warning - Destructive Fires | 2028 | 0 | 0 | 0 | 0 | 9534.9221 | 247.273 | 9287.6491 | 0 | 2.7568 | 2.7568 | 2.7568 | 2.7568 | 4.9541e-06 |  | 0 | 1.3657e-05 | 1.3657e-05 | 0 | 1.3657e-05 | 1.3657e-05 | 0 | 1.3657e-05 | 1.3657e-05 | 0 | 1.3657e-05 | Column30: 1.3657e-05 | [29 empty] | 7.3.2.1.3 Advanced weather monitoring and weather stations Weather StationsWLDFRElectric Reliability | WLDFR | HFTD - Distribution - Tier 3 - 1QU CoRE ¦ 5QU LoRE | Red Flag Warning - Catastrophic Fires | 2024 | Electric Reliability | 233.2301 | 88.4245 | 2024 | Mitigation | 0.011149 | 10 | 0 | esc | 0.011149 | 2.6002 | 0.011149 | 2.6002 | 0.011149 | 2.6002 | 0.011149 | 2.6002
[79 empty] | WLDFR | HFTD - Distribution - Tier 3 - 1QU CoRE ¦ 3QU LoRE | Non-Red Flag Warning - Destructive Fires | 2029 | 0 | 0 | 0 | 0 | 9534.9221 | 247.273 | 9287.6491 | 0 | 2.7568 | 2.7568 | 2.7568 | 2.7568 | 4.9541e-06 |  | 0 | 1.3657e-05 | 1.3657e-05 | 0 | 1.3657e-05 | 1.3657e-05 | 0 | 1.3657e-05 | 1.3657e-05 | 0 | 1.3657e-05 | Column30: 1.3657e-05 | [29 empty] | 7.3.2.1.3 Advanced weather monitoring and weather stations Weather StationsWLDFRElectric Reliability | WLDFR | HFTD - Distribution - Tier 3 - 1QU CoRE ¦ 5QU LoRE | Red Flag Warning - Catastrophic Fires | 2025 | Electric Reliability | 233.2301 | 88.4245 | 2025 | Mitigation | 0.011149 | 10 | 0 | esc | 0.011149 | 2.6002 | 0.011149 | 2.6002 | 0.011149 | 2.6002 | 0.011149 | 2.6002
[79 empty] | WLDFR | HFTD - Distribution - Tier 3 - 1QU CoRE ¦ 3QU LoRE | Non-Red Flag Warning - Destructive Fires | 2030 | 0 | 0 | 0 | 0 | 9534.9221 | 247.273 | 9287.6491 | 0 | 0 | 2.7568 | 2.7568 | 2.7568 | 4.9541e-06 |  | 0 | 0 | 0 | 0 | 1.3657e-05 | 1.3657e-05 | 0 | 1.3657e-05 | 1.3657e-05 | 0 | 1.3657e-05 | Column30: 1.3657e-05 | [29 empty] | 7.3.2.1.3 Advanced weather monitoring and weather stations Weather StationsWLDFRElectric Reliability | WLDFR | HFTD - Distribution - Tier 3 - 1QU CoRE ¦ 5QU LoRE | Red Flag Warning - Catastrophic Fires | 2026 | Electric Reliability | 233.2301 | 88.4245 | 2026 | Mitigation | 0.011149 | 10 | 0 | esc | 0.011149 | 2.6002 | 0.011149 | 2.6002 | 0.011149 | 2.6002 | 0.011149 | 2.6002
[79 empty] | WLDFR | HFTD - Distribution - Tier 3 - 1QU CoRE ¦ 3QU LoRE | Non-Red Flag Warning - Destructive Fires | 2031 | 0 | 0 | 0 | 0 | 9534.9221 | 247.273 | 9287.6491 | 0 | 0 | 0 | 2.7568 | 2.7568 | 4.9541e-06 |  | 0 | 0 | 0 | 0 | 0 | 0 | 0 | 1.3657e-05 | 1.3657e-05 | 0 | 1.3657e-05 | Column30: 1.3657e-05 | [29 empty] | 7.3.2.1.3 Advanced weather monitoring and weather stations Weather StationsWLDFRElectric Reliability | WLDFR | HFTD - Distribution - Tier 3 - 1QU CoRE ¦ 5QU LoRE | Red Flag Warning - Catastrophic Fires | 2027 | Electric Reliability | 233.2301 | 88.4245 | 2027 | Mitigation | 0.011149 | 10 | 0 | esc | 0.011149 | 2.6002 | 0.011149 | 2.6002 | 0.011149 | 2.6002 | 0.011149 | 2.6002
[79 empty] | WLDFR | HFTD - Distribution - Tier 3 - 1QU CoRE ¦ 3QU LoRE | Non-Red Flag Warning - Destructive Fires | 2032 | 0 | 0 | 0 | 0 | 9534.9221 | 247.273 | 9287.6491 | 0 | 0 | 0 | 0 | 2.7568 | 4.9541e-06 |  | 0 | 0 | 0 | 0 | 0 | 0 | 0 | 0 | 0 | 0 | 1.3657e-05 | Column30: 1.3657e-05 | [29 empty] | 7.3.2.1.3 Advanced weather monitoring and weather stations Weather StationsWLDFRElectric Reliability | WLDFR | HFTD - Distribution - Tier 3 - 1QU CoRE ¦ 5QU LoRE | Red Flag Warning - Catastrophic Fires | 2028 | Electric Reliability | 247.273 | 88.4245 | 2028 | Mitigation | 0.011149 | 10 | 0 | esc | 0.011149 | 2.7568 | 0.011149 | 2.7568 | 0.011149 | 2.7568 | 0.011149 | 2.7568
[79 empty] | WLDFR | HFTD - Distribution - Tier 3 - 1QU CoRE ¦ 3QU LoRE | Non-Red Flag Warning - Large Fires | 2020 | 0 | 0 | 0 | 0 | 5.2406 | 0.69642 | 2.942 | 1.6022 | 0.0077642 | 0 | 0 | 0 | 4.8033e-05 |  | 0 | 3.7294e-07 | 3.7294e-07 | 0 | 0 | 0 | 0 | 0 | 0 | 0 | 0 | Column30: 0 | [29 empty] | 7.3.2.1.3 Advanced weather monitoring and weather stations Weather StationsWLDFRElectric Reliability | WLDFR | HFTD - Distribution - Tier 3 - 1QU CoRE ¦ 5QU LoRE | Red Flag Warning - Catastrophic Fires | 2029 | Electric Reliability | 247.273 | 88.4245 | 2029 | Mitigation | 0.011149 | 10 | 0 | esc | 0.011149 | 2.7568 | 0.011149 | 2.7568 | 0.011149 | 2.7568 | 0.011149 | 2.7568
[79 empty] | WLDFR | HFTD - Distribution - Tier 3 - 1QU CoRE ¦ 3QU LoRE | Non-Red Flag Warning - Large Fires | 2021 | 0 | 0 | 0 | 0 | 5.2406 | 0.69642 | 2.942 | 1.6022 | 0.0077642 | 0.0077642 | 0 | 0 | 4.8033e-05 |  | 0 | 3.7294e-07 | 3.7294e-07 | 0 | 3.7294e-07 | 3.7294e-07 | 0 | 0 | 0 | 0 | 0 | Column30: 0 | [29 empty] | 7.3.2.1.3 Advanced weather monitoring and weather stations Weather StationsWLDFRElectric Reliability | WLDFR | HFTD - Distribution - Tier 3 - 1QU CoRE ¦ 5QU LoRE | Red Flag Warning - Catastrophic Fires | 2030 | Electric Reliability | 247.273 | 88.4245 | 2030 | Mitigation | 0.011149 | 10 | 0 | esc | 0 | 0 | 0.011149 | 2.7568 | 0.011149 | 2.7568 | 0.011149 | 2.7568
[79 empty] | WLDFR | HFTD - Distribution - Tier 3 - 1QU CoRE ¦ 3QU LoRE | Non-Red Flag Warning - Large Fires | 2022 | 0 | 0 | 0 | 0 | 5.2406 | 0.69642 | 2.942 | 1.6022 | 0.0077642 | 0.0077642 | 0.0077642 | 0 | 4.8033e-05 |  | 0 | 3.7294e-07 | 3.7294e-07 | 0 | 3.7294e-07 | 3.7294e-07 | 0 | 3.7294e-07 | 3.7294e-07 | 0 | 0 | Column30: 0 | [29 empty] | 7.3.2.1.3 Advanced weather monitoring and weather stations Weather StationsWLDFRElectric Reliability | WLDFR | HFTD - Distribution - Tier 3 - 1QU CoRE ¦ 5QU LoRE | Red Flag Warning - Catastrophic Fires | 2031 | Electric Reliability | 247.273 | 88.4245 | 2031 | Mitigation | 0.011149 | 10 | 0 | esc | 0 | 0 | 0 | 0 | 0.011149 | 2.7568 | 0.011149 | 2.7568
[79 empty] | WLDFR | HFTD - Distribution - Tier 3 - 1QU CoRE ¦ 3QU LoRE | Non-Red Flag Warning - Large Fires | 2023 | 0 | 0 | 0 | 0 | 5.475 | 0.71896 | 3.0715 | 1.6846 | 0.0080156 | 0.0080156 | 0.0080156 | 0.0080156 | 4.8033e-05 |  | 0 | 3.8501e-07 | 3.8501e-07 | 0 | 3.8501e-07 | 3.8501e-07 | 0 | 3.8501e-07 | 3.8501e-07 | 0 | 3.8501e-07 | Column30: 3.8501e-07 | [29 empty] | 7.3.2.1.3 Advanced weather monitoring and weather stations Weather StationsWLDFRElectric Reliability | WLDFR | HFTD - Distribution - Tier 3 - 1QU CoRE ¦ 5QU LoRE | Red Flag Warning - Catastrophic Fires | 2032 | Electric Reliability | 247.273 | 88.4245 | 2032 | Mitigation | 0.011149 | 10 | 0 | esc | 0 | 0 | 0 | 0 | 0 | 0 | 0.011149 | 2.7568
[79 empty] | WLDFR | HFTD - Distribution - Tier 3 - 1QU CoRE ¦ 3QU LoRE | Non-Red Flag Warning - Large Fires | 2024 | 0 | 0 | 0 | 0 | 5.475 | 0.71896 | 3.0715 | 1.6846 | 0.0080156 | 0.0080156 | 0.0080156 | 0.0080156 | 4.8033e-05 |  | 0 | 3.8501e-07 | 3.8501e-07 | 0 | 3.8501e-07 | 3.8501e-07 | 0 | 3.8501e-07 | 3.8501e-07 | 0 | 3.8501e-07 | Column30: 3.8501e-07 | [29 empty] | 7.3.2.1.3 Advanced weather monitoring and weather stations Weather StationsWLDFRElectric Reliability | WLDFR | HFTD - Distribution - Tier 3 - 1QU CoRE ¦ 5QU LoRE | Red Flag Warning - Destructive Fires | 2021 | Electric Reliability | 222.2294 | 88.4245 | 2021 | Mitigation | 0.011149 | 10 | 0 | esc | 0.011149 | 2.4776 | 0.011149 | 2.4776 | 0 | 0 | 0 | 0
[79 empty] | WLDFR | HFTD - Distribution - Tier 3 - 1QU CoRE ¦ 3QU LoRE | Non-Red Flag Warning - Large Fires | 2025 | 0 | 0 | 0 | 0 | 5.475 | 0.71896 | 3.0715 | 1.6846 | 0.0080156 | 0.0080156 | 0.0080156 | 0.0080156 | 4.8033e-05 |  | 0 | 3.8501e-07 | 3.8501e-07 | 0 | 3.8501e-07 | 3.8501e-07 | 0 | 3.8501e-07 | 3.8501e-07 | 0 | 3.8501e-07 | Column30: 3.8501e-07 | [29 empty] | 7.3.2.1.3 Advanced weather monitoring and weather stations Weather StationsWLDFRElectric Reliability | WLDFR | HFTD - Distribution - Tier 3 - 1QU CoRE ¦ 5QU LoRE | Red Flag Warning - Destructive Fires | 2022 | Electric Reliability | 222.2294 | 88.4245 | 2022 | Mitigation | 0.011149 | 10 | 0 | esc | 0.011149 | 2.4776 | 0.011149 | 2.4776 | 0.011149 | 2.4776 | 0 | 0
[79 empty] | WLDFR | HFTD - Distribution - Tier 3 - 1QU CoRE ¦ 3QU LoRE | Non-Red Flag Warning - Large Fires | 2026 | 0 | 0 | 0 | 0 | 5.475 | 0.71896 | 3.0715 | 1.6846 | 0.0080156 | 0.0080156 | 0.0080156 | 0.0080156 | 4.8033e-05 |  | 0 | 3.8501e-07 | 3.8501e-07 | 0 | 3.8501e-07 | 3.8501e-07 | 0 | 3.8501e-07 | 3.8501e-07 | 0 | 3.8501e-07 | Column30: 3.8501e-07 | [29 empty] | 7.3.2.1.3 Advanced weather monitoring and weather stations Weather StationsWLDFRElectric Reliability | WLDFR | HFTD - Distribution - Tier 3 - 1QU CoRE ¦ 5QU LoRE | Red Flag Warning - Destructive Fires | 2023 | Electric Reliability | 233.2301 | 88.4245 | 2023 | Mitigation | 0.011149 | 10 | 0 | esc | 0.011149 | 2.6002 | 0.011149 | 2.6002 | 0.011149 | 2.6002 | 0.011149 | 2.6002
[79 empty] | WLDFR | HFTD - Distribution - Tier 3 - 1QU CoRE ¦ 3QU LoRE | Non-Red Flag Warning - Large Fires | 2027 | 0 | 0 | 0 | 0 | 5.475 | 0.71896 | 3.0715 | 1.6846 | 0.0080156 | 0.0080156 | 0.0080156 | 0.0080156 | 4.8033e-05 |  | 0 | 3.8501e-07 | 3.8501e-07 | 0 | 3.8501e-07 | 3.8501e-07 | 0 | 3.8501e-07 | 3.8501e-07 | 0 | 3.8501e-07 | Column30: 3.8501e-07 | [29 empty] | 7.3.2.1.3 Advanced weather monitoring and weather stations Weather StationsWLDFRElectric Reliability | WLDFR | HFTD - Distribution - Tier 3 - 1QU CoRE ¦ 5QU LoRE | Red Flag Warning - Destructive Fires | 2024 | Electric Reliability | 233.2301 | 88.4245 | 2024 | Mitigation | 0.011149 | 10 | 0 | esc | 0.011149 | 2.6002 | 0.011149 | 2.6002 | 0.011149 | 2.6002 | 0.011149 | 2.6002
[79 empty] | WLDFR | HFTD - Distribution - Tier 3 - 1QU CoRE ¦ 3QU LoRE | Non-Red Flag Warning - Large Fires | 2028 | 0 | 0 | 0 | 0 | 5.777 | 0.74734 | 3.238 | 1.7917 | 0.0083319 | 0.0083319 | 0.0083319 | 0.0083319 | 4.8033e-05 |  | 0 | 4.002e-07 | 4.002e-07 | 0 | 4.002e-07 | 4.002e-07 | 0 | 4.002e-07 | 4.002e-07 | 0 | 4.002e-07 | Column30: 4.002e-07 | [29 empty] | 7.3.2.1.3 Advanced weather monitoring and weather stations Weather StationsWLDFRElectric Reliability | WLDFR | HFTD - Distribution - Tier 3 - 1QU CoRE ¦ 5QU LoRE | Red Flag Warning - Destructive Fires | 2025 | Electric Reliability | 233.2301 | 88.4245 | 2025 | Mitigation | 0.011149 | 10 | 0 | esc | 0.011149 | 2.6002 | 0.011149 | 2.6002 | 0.011149 | 2.6002 | 0.011149 | 2.6002
[79 empty] | WLDFR | HFTD - Distribution - Tier 3 - 1QU CoRE ¦ 3QU LoRE | Non-Red Flag Warning - Large Fires | 2029 | 0 | 0 | 0 | 0 | 5.777 | 0.74734 | 3.238 | 1.7917 | 0.0083319 | 0.0083319 | 0.0083319 | 0.0083319 | 4.8033e-05 |  | 0 | 4.002e-07 | 4.002e-07 | 0 | 4.002e-07 | 4.002e-07 | 0 | 4.002e-07 | 4.002e-07 | 0 | 4.002e-07 | Column30: 4.002e-07 | [29 empty] | 7.3.2.1.3 Advanced weather monitoring and weather stations Weather StationsWLDFRElectric Reliability | WLDFR | HFTD - Distribution - Tier 3 - 1QU CoRE ¦ 5QU LoRE | Red Flag Warning - Destructive Fires | 2026 | Electric Reliability | 233.2301 | 88.4245 | 2026 | Mitigation | 0.011149 | 10 | 0 | esc | 0.011149 | 2.6002 | 0.011149 | 2.6002 | 0.011149 | 2.6002 | 0.011149 | 2.6002
[79 empty] | WLDFR | HFTD - Distribution - Tier 3 - 1QU CoRE ¦ 3QU LoRE | Non-Red Flag Warning - Large Fires | 2030 | 0 | 0 | 0 | 0 | 5.777 | 0.74734 | 3.238 | 1.7917 | 0 | 0.0083319 | 0.0083319 | 0.0083319 | 4.8033e-05 |  | 0 | 0 | 0 | 0 | 4.002e-07 | 4.002e-07 | 0 | 4.002e-07 | 4.002e-07 | 0 | 4.002e-07 | Column30: 4.002e-07 | [29 empty] | 7.3.2.1.3 Advanced weather monitoring and weather stations Weather StationsWLDFRElectric Reliability | WLDFR | HFTD - Distribution - Tier 3 - 1QU CoRE ¦ 5QU LoRE | Red Flag Warning - Destructive Fires | 2027 | Electric Reliability | 233.2301 | 88.4245 | 2027 | Mitigation | 0.011149 | 10 | 0 | esc | 0.011149 | 2.6002 | 0.011149 | 2.6002 | 0.011149 | 2.6002 | 0.011149 | 2.6002
[79 empty] | WLDFR | HFTD - Distribution - Tier 3 - 1QU CoRE ¦ 3QU LoRE | Non-Red Flag Warning - Large Fires | 2031 | 0 | 0 | 0 | 0 | 5.777 | 0.74734 | 3.238 | 1.7917 | 0 | 0 | 0.0083319 | 0.0083319 | 4.8033e-05 |  | 0 | 0 | 0 | 0 | 0 | 0 | 0 | 4.002e-07 | 4.002e-07 | 0 | 4.002e-07 | Column30: 4.002e-07 | [29 empty] | 7.3.2.1.3 Advanced weather monitoring and weather stations Weather StationsWLDFRElectric Reliability | WLDFR | HFTD - Distribution - Tier 3 - 1QU CoRE ¦ 5QU LoRE | Red Flag Warning - Destructive Fires | 2028 | Electric Reliability | 247.273 | 88.4245 | 2028 | Mitigation | 0.011149 | 10 | 0 | esc | 0.011149 | 2.7568 | 0.011149 | 2.7568 | 0.011149 | 2.7568 | 0.011149 | 2.7568
[79 empty] | WLDFR | HFTD - Distribution - Tier 3 - 1QU CoRE ¦ 3QU LoRE | Non-Red Flag Warning - Large Fires | 2032 | 0 | 0 | 0 | 0 | 5.777 | 0.74734 | 3.238 | 1.7917 | 0 | 0 | 0 | 0.0083319 | 4.8033e-05 |  | 0 | 0 | 0 | 0 | 0 | 0 | 0 | 0 | 0 | 0 | 4.002e-07 | Column30: 4.002e-07 | [29 empty] | 7.3.2.1.3 Advanced weather monitoring and weather stations Weather StationsWLDFRElectric Reliability | WLDFR | HFTD - Distribution - Tier 3 - 1QU CoRE ¦ 5QU LoRE | Red Flag Warning - Destructive Fires | 2029 | Electric Reliability | 247.273 | 88.4245 | 2029 | Mitigation | 0.011149 | 10 | 0 | esc | 0.011149 | 2.7568 | 0.011149 | 2.7568 | 0.011149 | 2.7568 | 0.011149 | 2.7568
[79 empty] | WLDFR | HFTD - Distribution - Tier 3 - 1QU CoRE ¦ 3QU LoRE | Non-Red Flag Warning - Small Fires | 2020 | 0 | 0 | 0 | 0 | 0.077901 | 0.036425 | 0.0015809 | 0.039895 | 0.0004061 | 0 | 0 | 0 | 0.0041899 |  | 0 | 1.7015e-06 | 1.7015e-06 | 0 | 0 | 0 | 0 | 0 | 0 | 0 | 0 | Column30: 0 | [29 empty] | 7.3.2.1.3 Advanced weather monitoring and weather stations Weather StationsWLDFRElectric Reliability | WLDFR | HFTD - Distribution - Tier 3 - 1QU CoRE ¦ 5QU LoRE | Red Flag Warning - Destructive Fires | 2030 | Electric Reliability | 247.273 | 88.4245 | 2030 | Mitigation | 0.011149 | 10 | 0 | esc | 0 | 0 | 0.011149 | 2.7568 | 0.011149 | 2.7568 | 0.011149 | 2.7568
[79 empty] | WLDFR | HFTD - Distribution - Tier 3 - 1QU CoRE ¦ 3QU LoRE | Non-Red Flag Warning - Small Fires | 2021 | 0 | 0 | 0 | 0 | 0.077901 | 0.036425 | 0.0015809 | 0.039895 | 0.0004061 | 0.0004061 | 0 | 0 | 0.0041899 |  | 0 | 1.7015e-06 | 1.7015e-06 | 0 | 1.7015e-06 | 1.7015e-06 | 0 | 0 | 0 | 0 | 0 | Column30: 0 | [29 empty] | 7.3.2.1.3 Advanced weather monitoring and weather stations Weather StationsWLDFRElectric Reliability | WLDFR | HFTD - Distribution - Tier 3 - 1QU CoRE ¦ 5QU LoRE | Red Flag Warning - Destructive Fires | 2031 | Electric Reliability | 247.273 | 88.4245 | 2031 | Mitigation | 0.011149 | 10 | 0 | esc | 0 | 0 | 0 | 0 | 0.011149 | 2.7568 | 0.011149 | 2.7568
[79 empty] | WLDFR | HFTD - Distribution - Tier 3 - 1QU CoRE ¦ 3QU LoRE | Non-Red Flag Warning - Small Fires | 2022 | 0 | 0 | 0 | 0 | 0.077901 | 0.036425 | 0.0015809 | 0.039895 | 0.0004061 | 0.0004061 | 0.0004061 | 0 | 0.0041899 |  | 0 | 1.7015e-06 | 1.7015e-06 | 0 | 1.7015e-06 | 1.7015e-06 | 0 | 1.7015e-06 | 1.7015e-06 | 0 | 0 | Column30: 0 | [29 empty] | 7.3.2.1.3 Advanced weather monitoring and weather stations Weather StationsWLDFRElectric Reliability | WLDFR | HFTD - Distribution - Tier 3 - 1QU CoRE ¦ 5QU LoRE | Red Flag Warning - Destructive Fires | 2032 | Electric Reliability | 247.273 | 88.4245 | 2032 | Mitigation | 0.011149 | 10 | 0 | esc | 0 | 0 | 0 | 0 | 0 | 0 | 0.011149 | 2.7568
[79 empty] | WLDFR | HFTD - Distribution - Tier 3 - 1QU CoRE ¦ 3QU LoRE | Non-Red Flag Warning - Small Fires | 2023 | 0 | 0 | 0 | 0 | 0.080408 | 0.03759 | 0.0016314 | 0.041187 | 0.00041909 | 0.00041909 | 0.00041909 | 0.00041909 | 0.0041899 |  | 0 | 1.7559e-06 | 1.7559e-06 | 0 | 1.7559e-06 | 1.7559e-06 | 0 | 1.7559e-06 | 1.7559e-06 | 0 | 1.7559e-06 | Column30: 1.7559e-06 | [29 empty] | 7.3.2.1.3 Advanced weather monitoring and weather stations Weather StationsWLDFRElectric Reliability | WLDFR | HFTD - Distribution - Tier 3 - 1QU CoRE ¦ 5QU LoRE | Red Flag Warning - Large Fires | 2021 | Electric Reliability | 0.69642 | 88.4245 | 2021 | Mitigation | 0.011149 | 10 | 0 | esc | 0.011149 | 0.0077642 | 0.011149 | 0.0077642 | 0 | 0 | 0 | 0
[79 empty] | WLDFR | HFTD - Distribution - Tier 3 - 1QU CoRE ¦ 3QU LoRE | Non-Red Flag Warning - Small Fires | 2024 | 0 | 0 | 0 | 0 | 0.080408 | 0.03759 | 0.0016314 | 0.041187 | 0.00041909 | 0.00041909 | 0.00041909 | 0.00041909 | 0.0041899 |  | 0 | 1.7559e-06 | 1.7559e-06 | 0 | 1.7559e-06 | 1.7559e-06 | 0 | 1.7559e-06 | 1.7559e-06 | 0 | 1.7559e-06 | Column30: 1.7559e-06 | [29 empty] | 7.3.2.1.3 Advanced weather monitoring and weather stations Weather StationsWLDFRElectric Reliability | WLDFR | HFTD - Distribution - Tier 3 - 1QU CoRE ¦ 5QU LoRE | Red Flag Warning - Large Fires | 2022 | Electric Reliability | 0.69642 | 88.4245 | 2022 | Mitigation | 0.011149 | 10 | 0 | esc | 0.011149 | 0.0077642 | 0.011149 | 0.0077642 | 0.011149 | 0.0077642 | 0 | 0
[79 empty] | WLDFR | HFTD - Distribution - Tier 3 - 1QU CoRE ¦ 3QU LoRE | Non-Red Flag Warning - Small Fires | 2025 | 0 | 0 | 0 | 0 | 0.080408 | 0.03759 | 0.0016314 | 0.041187 | 0.00041909 | 0.00041909 | 0.00041909 | 0.00041909 | 0.0041899 |  | 0 | 1.7559e-06 | 1.7559e-06 | 0 | 1.7559e-06 | 1.7559e-06 | 0 | 1.7559e-06 | 1.7559e-06 | 0 | 1.7559e-06 | Column30: 1.7559e-06 | [29 empty] | 7.3.2.1.3 Advanced weather monitoring and weather stations Weather StationsWLDFRElectric Reliability | WLDFR | HFTD - Distribution - Tier 3 - 1QU CoRE ¦ 5QU LoRE | Red Flag Warning - Large Fires | 2023 | Electric Reliability | 0.71896 | 88.4245 | 2023 | Mitigation | 0.011149 | 10 | 0 | esc | 0.011149 | 0.0080156 | 0.011149 | 0.0080156 | 0.011149 | 0.0080156 | 0.011149 | 0.0080156
[79 empty] | WLDFR | HFTD - Distribution - Tier 3 - 1QU CoRE ¦ 3QU LoRE | Non-Red Flag Warning - Small Fires | 2026 | 0 | 0 | 0 | 0 | 0.080408 | 0.03759 | 0.0016314 | 0.041187 | 0.00041909 | 0.00041909 | 0.00041909 | 0.00041909 | 0.0041899 |  | 0 | 1.7559e-06 | 1.7559e-06 | 0 | 1.7559e-06 | 1.7559e-06 | 0 | 1.7559e-06 | 1.7559e-06 | 0 | 1.7559e-06 | Column30: 1.7559e-06 | [29 empty] | 7.3.2.1.3 Advanced weather monitoring and weather stations Weather StationsWLDFRElectric Reliability | WLDFR | HFTD - Distribution - Tier 3 - 1QU CoRE ¦ 5QU LoRE | Red Flag Warning - Large Fires | 2024 | Electric Reliability | 0.71896 | 88.4245 | 2024 | Mitigation | 0.011149 | 10 | 0 | esc | 0.011149 | 0.0080156 | 0.011149 | 0.0080156 | 0.011149 | 0.0080156 | 0.011149 | 0.0080156
[79 empty] | WLDFR | HFTD - Distribution - Tier 3 - 1QU CoRE ¦ 3QU LoRE | Non-Red Flag Warning - Small Fires | 2027 | 0 | 0 | 0 | 0 | 0.080408 | 0.03759 | 0.0016314 | 0.041187 | 0.00041909 | 0.00041909 | 0.00041909 | 0.00041909 | 0.0041899 |  | 0 | 1.7559e-06 | 1.7559e-06 | 0 | 1.7559e-06 | 1.7559e-06 | 0 | 1.7559e-06 | 1.7559e-06 | 0 | 1.7559e-06 | Column30: 1.7559e-06 | [29 empty] | 7.3.2.1.3 Advanced weather monitoring and weather stations Weather StationsWLDFRElectric Reliability | WLDFR | HFTD - Distribution - Tier 3 - 1QU CoRE ¦ 5QU LoRE | Red Flag Warning - Large Fires | 2025 | Electric Reliability | 0.71896 | 88.4245 | 2025 | Mitigation | 0.011149 | 10 | 0 | esc | 0.011149 | 0.0080156 | 0.011149 | 0.0080156 | 0.011149 | 0.0080156 | 0.011149 | 0.0080156
[79 empty] | WLDFR | HFTD - Distribution - Tier 3 - 1QU CoRE ¦ 3QU LoRE | Non-Red Flag Warning - Small Fires | 2028 | 0 | 0 | 0 | 0 | 0.083606 | 0.039055 | 0.001695 | 0.042856 | 0.00043542 | 0.00043542 | 0.00043542 | 0.00043542 | 0.0041899 |  | 0 | 1.8243e-06 | 1.8243e-06 | 0 | 1.8243e-06 | 1.8243e-06 | 0 | 1.8243e-06 | 1.8243e-06 | 0 | 1.8243e-06 | Column30: 1.8243e-06 | [29 empty] | 7.3.2.1.3 Advanced weather monitoring and weather stations Weather StationsWLDFRElectric Reliability | WLDFR | HFTD - Distribution - Tier 3 - 1QU CoRE ¦ 5QU LoRE | Red Flag Warning - Large Fires | 2026 | Electric Reliability | 0.71896 | 88.4245 | 2026 | Mitigation | 0.011149 | 10 | 0 | esc | 0.011149 | 0.0080156 | 0.011149 | 0.0080156 | 0.011149 | 0.0080156 | 0.011149 | 0.0080156
[79 empty] | WLDFR | HFTD - Distribution - Tier 3 - 1QU CoRE ¦ 3QU LoRE | Non-Red Flag Warning - Small Fires | 2029 | 0 | 0 | 0 | 0 | 0.083606 | 0.039055 | 0.001695 | 0.042856 | 0.00043542 | 0.00043542 | 0.00043542 | 0.00043542 | 0.0041899 |  | 0 | 1.8243e-06 | 1.8243e-06 | 0 | 1.8243e-06 | 1.8243e-06 | 0 | 1.8243e-06 | 1.8243e-06 | 0 | 1.8243e-06 | Column30: 1.8243e-06 | [29 empty] | 7.3.2.1.3 Advanced weather monitoring and weather stations Weather StationsWLDFRElectric Reliability | WLDFR | HFTD - Distribution - Tier 3 - 1QU CoRE ¦ 5QU LoRE | Red Flag Warning - Large Fires | 2027 | Electric Reliability | 0.71896 | 88.4245 | 2027 | Mitigation | 0.011149 | 10 | 0 | esc | 0.011149 | 0.0080156 | 0.011149 | 0.0080156 | 0.011149 | 0.0080156 | 0.011149 | 0.0080156
[79 empty] | WLDFR | HFTD - Distribution - Tier 3 - 1QU CoRE ¦ 3QU LoRE | Non-Red Flag Warning - Small Fires | 2030 | 0 | 0 | 0 | 0 | 0.083606 | 0.039055 | 0.001695 | 0.042856 | 0 | 0.00043542 | 0.00043542 | 0.00043542 | 0.0041899 |  | 0 | 0 | 0 | 0 | 1.8243e-06 | 1.8243e-06 | 0 | 1.8243e-06 | 1.8243e-06 | 0 | 1.8243e-06 | Column30: 1.8243e-06 | [29 empty] | 7.3.2.1.3 Advanced weather monitoring and weather stations Weather StationsWLDFRElectric Reliability | WLDFR | HFTD - Distribution - Tier 3 - 1QU CoRE ¦ 5QU LoRE | Red Flag Warning - Large Fires | 2028 | Electric Reliability | 0.74734 | 88.4245 | 2028 | Mitigation | 0.011149 | 10 | 0 | esc | 0.011149 | 0.0083319 | 0.011149 | 0.0083319 | 0.011149 | 0.0083319 | 0.011149 | 0.0083319
[79 empty] | WLDFR | HFTD - Distribution - Tier 3 - 1QU CoRE ¦ 3QU LoRE | Non-Red Flag Warning - Small Fires | 2031 | 0 | 0 | 0 | 0 | 0.083606 | 0.039055 | 0.001695 | 0.042856 | 0 | 0 | 0.00043542 | 0.00043542 | 0.0041899 |  | 0 | 0 | 0 | 0 | 0 | 0 | 0 | 1.8243e-06 | 1.8243e-06 | 0 | 1.8243e-06 | Column30: 1.8243e-06 | [29 empty] | 7.3.2.1.3 Advanced weather monitoring and weather stations Weather StationsWLDFRElectric Reliability | WLDFR | HFTD - Distribution - Tier 3 - 1QU CoRE ¦ 5QU LoRE | Red Flag Warning - Large Fires | 2029 | Electric Reliability | 0.74734 | 88.4245 | 2029 | Mitigation | 0.011149 | 10 | 0 | esc | 0.011149 | 0.0083319 | 0.011149 | 0.0083319 | 0.011149 | 0.0083319 | 0.011149 | 0.0083319
[79 empty] | WLDFR | HFTD - Distribution - Tier 3 - 1QU CoRE ¦ 3QU LoRE | Non-Red Flag Warning - Small Fires | 2032 | 0 | 0 | 0 | 0 | 0.083606 | 0.039055 | 0.001695 | 0.042856 | 0 | 0 | 0 | 0.00043542 | 0.0041899 |  | 0 | 0 | 0 | 0 | 0 | 0 | 0 | 0 | 0 | 0 | 1.8243e-06 | Column30: 1.8243e-06 | [29 empty] | 7.3.2.1.3 Advanced weather monitoring and weather stations Weather StationsWLDFRElectric Reliability | WLDFR | HFTD - Distribution - Tier 3 - 1QU CoRE ¦ 5QU LoRE | Red Flag Warning - Large Fires | 2030 | Electric Reliability | 0.74734 | 88.4245 | 2030 | Mitigation | 0.011149 | 10 | 0 | esc | 0 | 0 | 0.011149 | 0.0083319 | 0.011149 | 0.0083319 | 0.011149 | 0.0083319
[79 empty] | WLDFR | HFTD - Distribution - Tier 3 - 1QU CoRE ¦ 3QU LoRE | Red Flag Warning - Catastrophic Fires | 2020 | 0 | 0 | 0 | 0 | 14146.1306 | 222.2294 | 8585.7228 | 5338.1784 | 2.4776 | 0 | 0 | 0 | 0.00013566 |  | 0 | 0.0003361 | 0.0003361 | 0 | 0 | 0 | 0 | 0 | 0 | 0 | 0 | Column30: 0 | [29 empty] | 7.3.2.1.3 Advanced weather monitoring and weather stations Weather StationsWLDFRElectric Reliability | WLDFR | HFTD - Distribution - Tier 3 - 1QU CoRE ¦ 5QU LoRE | Red Flag Warning - Large Fires | 2031 | Electric Reliability | 0.74734 | 88.4245 | 2031 | Mitigation | 0.011149 | 10 | 0 | esc | 0 | 0 | 0 | 0 | 0.011149 | 0.0083319 | 0.011149 | 0.0083319
[79 empty] | WLDFR | HFTD - Distribution - Tier 3 - 1QU CoRE ¦ 3QU LoRE | Red Flag Warning - Catastrophic Fires | 2021 | 0 | 0 | 0 | 0 | 14146.1306 | 222.2294 | 8585.7228 | 5338.1784 | 2.4776 | 2.4776 | 0 | 0 | 0.00013566 |  | 0 | 0.0003361 | 0.0003361 | 0 | 0.0003361 | 0.0003361 | 0 | 0 | 0 | 0 | 0 | Column30: 0 | [29 empty] | 7.3.2.1.3 Advanced weather monitoring and weather stations Weather StationsWLDFRElectric Reliability | WLDFR | HFTD - Distribution - Tier 3 - 1QU CoRE ¦ 5QU LoRE | Red Flag Warning - Large Fires | 2032 | Electric Reliability | 0.74734 | 88.4245 | 2032 | Mitigation | 0.011149 | 10 | 0 | esc | 0 | 0 | 0 | 0 | 0 | 0 | 0.011149 | 0.0083319
[79 empty] | WLDFR | HFTD - Distribution - Tier 3 - 1QU CoRE ¦ 3QU LoRE | Red Flag Warning - Catastrophic Fires | 2022 | 0 | 0 | 0 | 0 | 14146.1306 | 222.2294 | 8585.7228 | 5338.1784 | 2.4776 | 2.4776 | 2.4776 | 0 | 0.00013566 |  | 0 | 0.0003361 | 0.0003361 | 0 | 0.0003361 | 0.0003361 | 0 | 0.0003361 | 0.0003361 | 0 | 0 | Column30: 0 | [29 empty] | 7.3.2.1.3 Advanced weather monitoring and weather stations Weather StationsWLDFRElectric Reliability | WLDFR | HFTD - Distribution - Tier 3 - 1QU CoRE ¦ 5QU LoRE | Red Flag Warning - Small Fires | 2021 | Electric Reliability | 0.036425 | 88.4245 | 2021 | Mitigation | 0.011149 | 10 | 0 | esc | 0.011149 | 0.0004061 | 0.011149 | 0.0004061 | 0 | 0 | 0 | 0
[79 empty] | WLDFR | HFTD - Distribution - Tier 3 - 1QU CoRE ¦ 3QU LoRE | Red Flag Warning - Catastrophic Fires | 2023 | 0 | 0 | 0 | 0 | 14664.6376 | 233.2301 | 8896.516 | 5534.8915 | 2.6002 | 2.6002 | 2.6002 | 2.6002 | 0.00013566 |  | 0 | 0.00035274 | 0.00035274 | 0 | 0.00035274 | 0.00035274 | 0 | 0.00035274 | 0.00035274 | 0 | 0.00035274 | Column30: 0.00035274 | [29 empty] | 7.3.2.1.3 Advanced weather monitoring and weather stations Weather StationsWLDFRElectric Reliability | WLDFR | HFTD - Distribution - Tier 3 - 1QU CoRE ¦ 5QU LoRE | Red Flag Warning - Small Fires | 2022 | Electric Reliability | 0.036425 | 88.4245 | 2022 | Mitigation | 0.011149 | 10 | 0 | esc | 0.011149 | 0.0004061 | 0.011149 | 0.0004061 | 0.011149 | 0.0004061 | 0 | 0
[79 empty] | WLDFR | HFTD - Distribution - Tier 3 - 1QU CoRE ¦ 3QU LoRE | Red Flag Warning - Catastrophic Fires | 2024 | 0 | 0 | 0 | 0 | 14664.6376 | 233.2301 | 8896.516 | 5534.8915 | 2.6002 | 2.6002 | 2.6002 | 2.6002 | 0.00013566 |  | 0 | 0.00035274 | 0.00035274 | 0 | 0.00035274 | 0.00035274 | 0 | 0.00035274 | 0.00035274 | 0 | 0.00035274 | Column30: 0.00035274 | [29 empty] | 7.3.2.1.3 Advanced weather monitoring and weather stations Weather StationsWLDFRElectric Reliability | WLDFR | HFTD - Distribution - Tier 3 - 1QU CoRE ¦ 5QU LoRE | Red Flag Warning - Small Fires | 2023 | Electric Reliability | 0.03759 | 88.4245 | 2023 | Mitigation | 0.011149 | 10 | 0 | esc | 0.011149 | 0.00041909 | 0.011149 | 0.00041909 | 0.011149 | 0.00041909 | 0.011149 | 0.00041909
[79 empty] | WLDFR | HFTD - Distribution - Tier 3 - 1QU CoRE ¦ 3QU LoRE | Red Flag Warning - Catastrophic Fires | 2025 | 0 | 0 | 0 | 0 | 14664.6376 | 233.2301 | 8896.516 | 5534.8915 | 2.6002 | 2.6002 | 2.6002 | 2.6002 | 0.00013566 |  | 0 | 0.00035274 | 0.00035274 | 0 | 0.00035274 | 0.00035274 | 0 | 0.00035274 | 0.00035274 | 0 | 0.00035274 | Column30: 0.00035274 | [29 empty] | 7.3.2.1.3 Advanced weather monitoring and weather stations Weather StationsWLDFRElectric Reliability | WLDFR | HFTD - Distribution - Tier 3 - 1QU CoRE ¦ 5QU LoRE | Red Flag Warning - Small Fires | 2024 | Electric Reliability | 0.03759 | 88.4245 | 2024 | Mitigation | 0.011149 | 10 | 0 | esc | 0.011149 | 0.00041909 | 0.011149 | 0.00041909 | 0.011149 | 0.00041909 | 0.011149 | 0.00041909
[79 empty] | WLDFR | HFTD - Distribution - Tier 3 - 1QU CoRE ¦ 3QU LoRE | Red Flag Warning - Catastrophic Fires | 2026 | 0 | 0 | 0 | 0 | 14664.6376 | 233.2301 | 8896.516 | 5534.8915 | 2.6002 | 2.6002 | 2.6002 | 2.6002 | 0.00013566 |  | 0 | 0.00035274 | 0.00035274 | 0 | 0.00035274 | 0.00035274 | 0 | 0.00035274 | 0.00035274 | 0 | 0.00035274 | Column30: 0.00035274 | [29 empty] | 7.3.2.1.3 Advanced weather monitoring and weather stations Weather StationsWLDFRElectric Reliability | WLDFR | HFTD - Distribution - Tier 3 - 1QU CoRE ¦ 5QU LoRE | Red Flag Warning - Small Fires | 2025 | Electric Reliability | 0.03759 | 88.4245 | 2025 | Mitigation | 0.011149 | 10 | 0 | esc | 0.011149 | 0.00041909 | 0.011149 | 0.00041909 | 0.011149 | 0.00041909 | 0.011149 | 0.00041909
[79 empty] | WLDFR | HFTD - Distribution - Tier 3 - 1QU CoRE ¦ 3QU LoRE | Red Flag Warning - Catastrophic Fires | 2027 | 0 | 0 | 0 | 0 | 14664.6376 | 233.2301 | 8896.516 | 5534.8915 | 2.6002 | 2.6002 | 2.6002 | 2.6002 | 0.00013566 |  | 0 | 0.00035274 | 0.00035274 | 0 | 0.00035274 | 0.00035274 | 0 | 0.00035274 | 0.00035274 | 0 | 0.00035274 | Column30: 0.00035274 | [29 empty] | 7.3.2.1.3 Advanced weather monitoring and weather stations Weather StationsWLDFRElectric Reliability | WLDFR | HFTD - Distribution - Tier 3 - 1QU CoRE ¦ 5QU LoRE | Red Flag Warning - Small Fires | 2026 | Electric Reliability | 0.03759 | 88.4245 | 2026 | Mitigation | 0.011149 | 10 | 0 | esc | 0.011149 | 0.00041909 | 0.011149 | 0.00041909 | 0.011149 | 0.00041909 | 0.011149 | 0.00041909
[79 empty] | WLDFR | HFTD - Distribution - Tier 3 - 1QU CoRE ¦ 3QU LoRE | Red Flag Warning - Catastrophic Fires | 2028 | 0 | 0 | 0 | 0 | 15317.9909 | 247.273 | 9287.6491 | 5783.0689 | 2.7568 | 2.7568 | 2.7568 | 2.7568 | 0.00013566 |  | 0 | 0.00037398 | 0.00037398 | 0 | 0.00037398 | 0.00037398 | 0 | 0.00037398 | 0.00037398 | 0 | 0.00037398 | Column30: 0.00037398 | [29 empty] | 7.3.2.1.3 Advanced weather monitoring and weather stations Weather StationsWLDFRElectric Reliability | WLDFR | HFTD - Distribution - Tier 3 - 1QU CoRE ¦ 5QU LoRE | Red Flag Warning - Small Fires | 2027 | Electric Reliability | 0.03759 | 88.4245 | 2027 | Mitigation | 0.011149 | 10 | 0 | esc | 0.011149 | 0.00041909 | 0.011149 | 0.00041909 | 0.011149 | 0.00041909 | 0.011149 | 0.00041909
[79 empty] | WLDFR | HFTD - Distribution - Tier 3 - 1QU CoRE ¦ 3QU LoRE | Red Flag Warning - Catastrophic Fires | 2029 | 0 | 0 | 0 | 0 | 15317.9909 | 247.273 | 9287.6491 | 5783.0689 | 2.7568 | 2.7568 | 2.7568 | 2.7568 | 0.00013566 |  | 0 | 0.00037398 | 0.00037398 | 0 | 0.00037398 | 0.00037398 | 0 | 0.00037398 | 0.00037398 | 0 | 0.00037398 | Column30: 0.00037398 | [29 empty] | 7.3.2.1.3 Advanced weather monitoring and weather stations Weather StationsWLDFRElectric Reliability | WLDFR | HFTD - Distribution - Tier 3 - 1QU CoRE ¦ 5QU LoRE | Red Flag Warning - Small Fires | 2028 | Electric Reliability | 0.039055 | 88.4245 | 2028 | Mitigation | 0.011149 | 10 | 0 | esc | 0.011149 | 0.00043542 | 0.011149 | 0.00043542 | 0.011149 | 0.00043542 | 0.011149 | 0.00043542
[79 empty] | WLDFR | HFTD - Distribution - Tier 3 - 1QU CoRE ¦ 3QU LoRE | Red Flag Warning - Catastrophic Fires | 2030 | 0 | 0 | 0 | 0 | 15317.9909 | 247.273 | 9287.6491 | 5783.0689 | 0 | 2.7568 | 2.7568 | 2.7568 | 0.00013566 |  | 0 | 0 | 0 | 0 | 0.00037398 | 0.00037398 | 0 | 0.00037398 | 0.00037398 | 0 | 0.00037398 | Column30: 0.00037398 | [29 empty] | 7.3.2.1.3 Advanced weather monitoring and weather stations Weather StationsWLDFRElectric Reliability | WLDFR | HFTD - Distribution - Tier 3 - 1QU CoRE ¦ 5QU LoRE | Red Flag Warning - Small Fires | 2029 | Electric Reliability | 0.039055 | 88.4245 | 2029 | Mitigation | 0.011149 | 10 | 0 | esc | 0.011149 | 0.00043542 | 0.011149 | 0.00043542 | 0.011149 | 0.00043542 | 0.011149 | 0.00043542
[79 empty] | WLDFR | HFTD - Distribution - Tier 3 - 1QU CoRE ¦ 3QU LoRE | Red Flag Warning - Catastrophic Fires | 2031 | 0 | 0 | 0 | 0 | 15317.9909 | 247.273 | 9287.6491 | 5783.0689 | 0 | 0 | 2.7568 | 2.7568 | 0.00013566 |  | 0 | 0 | 0 | 0 | 0 | 0 | 0 | 0.00037398 | 0.00037398 | 0 | 0.00037398 | Column30: 0.00037398 | [29 empty] | 7.3.2.1.3 Advanced weather monitoring and weather stations Weather StationsWLDFRElectric Reliability | WLDFR | HFTD - Distribution - Tier 3 - 1QU CoRE ¦ 5QU LoRE | Red Flag Warning - Small Fires | 2030 | Electric Reliability | 0.039055 | 88.4245 | 2030 | Mitigation | 0.011149 | 10 | 0 | esc | 0 | 0 | 0.011149 | 0.00043542 | 0.011149 | 0.00043542 | 0.011149 | 0.00043542
[79 empty] | WLDFR | HFTD - Distribution - Tier 3 - 1QU CoRE ¦ 3QU LoRE | Red Flag Warning - Catastrophic Fires | 2032 | 0 | 0 | 0 | 0 | 15317.9909 | 247.273 | 9287.6491 | 5783.0689 | 0 | 0 | 0 | 2.7568 | 0.00013566 |  | 0 | 0 | 0 | 0 | 0 | 0 | 0 | 0 | 0 | 0 | 0.00037398 | Column30: 0.00037398 | [29 empty] | 7.3.2.1.3 Advanced weather monitoring and weather stations Weather StationsWLDFRElectric Reliability | WLDFR | HFTD - Distribution - Tier 3 - 1QU CoRE ¦ 5QU LoRE | Red Flag Warning - Small Fires | 2031 | Electric Reliability | 0.039055 | 88.4245 | 2031 | Mitigation | 0.011149 | 10 | 0 | esc | 0 | 0 | 0 | 0 | 0.011149 | 0.00043542 | 0.011149 | 0.00043542
[79 empty] | WLDFR | HFTD - Distribution - Tier 3 - 1QU CoRE ¦ 3QU LoRE | Red Flag Warning - Destructive Fires | 2020 | 0 | 0 | 0 | 0 | 8807.9522 | 222.2294 | 8585.7228 | 0 | 2.4776 | 0 | 0 | 0 | 1.6894e-05 |  | 0 | 4.1857e-05 | 4.1857e-05 | 0 | 0 | 0 | 0 | 0 | 0 | 0 | 0 | Column30: 0 | [29 empty] | 7.3.2.1.3 Advanced weather monitoring and weather stations Weather StationsWLDFRElectric Reliability | WLDFR | HFTD - Distribution - Tier 3 - 1QU CoRE ¦ 5QU LoRE | Red Flag Warning - Small Fires | 2032 | Electric Reliability | 0.039055 | 88.4245 | 2032 | Mitigation | 0.011149 | 10 | 0 | esc | 0 | 0 | 0 | 0 | 0 | 0 | 0.011149 | 0.00043542
[79 empty] | WLDFR | HFTD - Distribution - Tier 3 - 1QU CoRE ¦ 3QU LoRE | Red Flag Warning - Destructive Fires | 2021 | 0 | 0 | 0 | 0 | 8807.9522 | 222.2294 | 8585.7228 | 0 | 2.4776 | 2.4776 | 0 | 0 | 1.6894e-05 |  | 0 | 4.1857e-05 | 4.1857e-05 | 0 | 4.1857e-05 | 4.1857e-05 | 0 | 0 | 0 | 0 | 0 | Column30: 0 | [29 empty] | 7.3.2.1.3 Advanced weather monitoring and weather stations Weather StationsWLDFRElectric Reliability | WLDFR | HFTD - Distribution - Tier 3 - 1QU CoRE ¦ 5QU LoRE | Seismic - Non-Red Flag Warning - Catastrophic Fires | 2021 | Electric Reliability | 409.2237 | 88.4245 | 2021 | Mitigation | 0.011149 | 10 | 0 | esc | 0.011149 | 4.5624 | 0.011149 | 4.5624 | 0 | 0 | 0 | 0
[79 empty] | WLDFR | HFTD - Distribution - Tier 3 - 1QU CoRE ¦ 3QU LoRE | Red Flag Warning - Destructive Fires | 2022 | 0 | 0 | 0 | 0 | 8807.9522 | 222.2294 | 8585.7228 | 0 | 2.4776 | 2.4776 | 2.4776 | 0 | 1.6894e-05 |  | 0 | 4.1857e-05 | 4.1857e-05 | 0 | 4.1857e-05 | 4.1857e-05 | 0 | 4.1857e-05 | 4.1857e-05 | 0 | 0 | Column30: 0 | [29 empty] | 7.3.2.1.3 Advanced weather monitoring and weather stations Weather StationsWLDFRElectric Reliability | WLDFR | HFTD - Distribution - Tier 3 - 1QU CoRE ¦ 5QU LoRE | Seismic - Non-Red Flag Warning - Catastrophic Fires | 2022 | Electric Reliability | 409.2237 | 88.4245 | 2022 | Mitigation | 0.011149 | 10 | 0 | esc | 0.011149 | 4.5624 | 0.011149 | 4.5624 | 0.011149 | 4.5624 | 0 | 0
[79 empty] | WLDFR | HFTD - Distribution - Tier 3 - 1QU CoRE ¦ 3QU LoRE | Red Flag Warning - Destructive Fires | 2023 | 0 | 0 | 0 | 0 | 9129.7461 | 233.2301 | 8896.516 | 0 | 2.6002 | 2.6002 | 2.6002 | 2.6002 | 1.6894e-05 |  | 0 | 4.3929e-05 | 4.3929e-05 | 0 | 4.3929e-05 | 4.3929e-05 | 0 | 4.3929e-05 | 4.3929e-05 | 0 | 4.3929e-05 | Column30: 4.3929e-05 | [29 empty] | 7.3.2.1.3 Advanced weather monitoring and weather stations Weather StationsWLDFRElectric Reliability | WLDFR | HFTD - Distribution - Tier 3 - 1QU CoRE ¦ 5QU LoRE | Seismic - Non-Red Flag Warning - Catastrophic Fires | 2023 | Electric Reliability | 428.6023 | 88.4245 | 2023 | Mitigation | 0.011149 | 10 | 0 | esc | 0.011149 | 4.7784 | 0.011149 | 4.7784 | 0.011149 | 4.7784 | 0.011149 | 4.7784
[79 empty] | WLDFR | HFTD - Distribution - Tier 3 - 1QU CoRE ¦ 3QU LoRE | Red Flag Warning - Destructive Fires | 2024 | 0 | 0 | 0 | 0 | 9129.7461 | 233.2301 | 8896.516 | 0 | 2.6002 | 2.6002 | 2.6002 | 2.6002 | 1.6894e-05 |  | 0 | 4.3929e-05 | 4.3929e-05 | 0 | 4.3929e-05 | 4.3929e-05 | 0 | 4.3929e-05 | 4.3929e-05 | 0 | 4.3929e-05 | Column30: 4.3929e-05 | [29 empty] | 7.3.2.1.3 Advanced weather monitoring and weather stations Weather StationsWLDFRElectric Reliability | WLDFR | HFTD - Distribution - Tier 3 - 1QU CoRE ¦ 5QU LoRE | Seismic - Non-Red Flag Warning - Catastrophic Fires | 2024 | Electric Reliability | 428.6023 | 88.4245 | 2024 | Mitigation | 0.011149 | 10 | 0 | esc | 0.011149 | 4.7784 | 0.011149 | 4.7784 | 0.011149 | 4.7784 | 0.011149 | 4.7784
[79 empty] | WLDFR | HFTD - Distribution - Tier 3 - 1QU CoRE ¦ 3QU LoRE | Red Flag Warning - Destructive Fires | 2025 | 0 | 0 | 0 | 0 | 9129.7461 | 233.2301 | 8896.516 | 0 | 2.6002 | 2.6002 | 2.6002 | 2.6002 | 1.6894e-05 |  | 0 | 4.3929e-05 | 4.3929e-05 | 0 | 4.3929e-05 | 4.3929e-05 | 0 | 4.3929e-05 | 4.3929e-05 | 0 | 4.3929e-05 | Column30: 4.3929e-05 | [29 empty] | 7.3.2.1.3 Advanced weather monitoring and weather stations Weather StationsWLDFRElectric Reliability | WLDFR | HFTD - Distribution - Tier 3 - 1QU CoRE ¦ 5QU LoRE | Seismic - Non-Red Flag Warning - Catastrophic Fires | 2025 | Electric Reliability | 428.6023 | 88.4245 | 2025 | Mitigation | 0.011149 | 10 | 0 | esc | 0.011149 | 4.7784 | 0.011149 | 4.7784 | 0.011149 | 4.7784 | 0.011149 | 4.7784
[79 empty] | WLDFR | HFTD - Distribution - Tier 3 - 1QU CoRE ¦ 3QU LoRE | Red Flag Warning - Destructive Fires | 2026 | 0 | 0 | 0 | 0 | 9129.7461 | 233.2301 | 8896.516 | 0 | 2.6002 | 2.6002 | 2.6002 | 2.6002 | 1.6894e-05 |  | 0 | 4.3929e-05 | 4.3929e-05 | 0 | 4.3929e-05 | 4.3929e-05 | 0 | 4.3929e-05 | 4.3929e-05 | 0 | 4.3929e-05 | Column30: 4.3929e-05 | [29 empty] | 7.3.2.1.3 Advanced weather monitoring and weather stations Weather StationsWLDFRElectric Reliability | WLDFR | HFTD - Distribution - Tier 3 - 1QU CoRE ¦ 5QU LoRE | Seismic - Non-Red Flag Warning - Catastrophic Fires | 2026 | Electric Reliability | 428.6023 | 88.4245 | 2026 | Mitigation | 0.011149 | 10 | 0 | esc | 0.011149 | 4.7784 | 0.011149 | 4.7784 | 0.011149 | 4.7784 | 0.011149 | 4.7784
[79 empty] | WLDFR | HFTD - Distribution - Tier 3 - 1QU CoRE ¦ 3QU LoRE | Red Flag Warning - Destructive Fires | 2027 | 0 | 0 | 0 | 0 | 9129.7461 | 233.2301 | 8896.516 | 0 | 2.6002 | 2.6002 | 2.6002 | 2.6002 | 1.6894e-05 |  | 0 | 4.3929e-05 | 4.3929e-05 | 0 | 4.3929e-05 | 4.3929e-05 | 0 | 4.3929e-05 | 4.3929e-05 | 0 | 4.3929e-05 | Column30: 4.3929e-05 | [29 empty] | 7.3.2.1.3 Advanced weather monitoring and weather stations Weather StationsWLDFRElectric Reliability | WLDFR | HFTD - Distribution - Tier 3 - 1QU CoRE ¦ 5QU LoRE | Seismic - Non-Red Flag Warning - Catastrophic Fires | 2027 | Electric Reliability | 428.6023 | 88.4245 | 2027 | Mitigation | 0.011149 | 10 | 0 | esc | 0.011149 | 4.7784 | 0.011149 | 4.7784 | 0.011149 | 4.7784 | 0.011149 | 4.7784
[79 empty] | WLDFR | HFTD - Distribution - Tier 3 - 1QU CoRE ¦ 3QU LoRE | Red Flag Warning - Destructive Fires | 2028 | 0 | 0 | 0 | 0 | 9534.9221 | 247.273 | 9287.6491 | 0 | 2.7568 | 2.7568 | 2.7568 | 2.7568 | 1.6894e-05 |  | 0 | 4.6574e-05 | 4.6574e-05 | 0 | 4.6574e-05 | 4.6574e-05 | 0 | 4.6574e-05 | 4.6574e-05 | 0 | 4.6574e-05 | Column30: 4.6574e-05 | [29 empty] | 7.3.2.1.3 Advanced weather monitoring and weather stations Weather StationsWLDFRElectric Reliability | WLDFR | HFTD - Distribution - Tier 3 - 1QU CoRE ¦ 5QU LoRE | Seismic - Non-Red Flag Warning - Catastrophic Fires | 2028 | Electric Reliability | 453.261 | 88.4245 | 2028 | Mitigation | 0.011149 | 10 | 0 | esc | 0.011149 | 5.0533 | 0.011149 | 5.0533 | 0.011149 | 5.0533 | 0.011149 | 5.0533
[79 empty] | WLDFR | HFTD - Distribution - Tier 3 - 1QU CoRE ¦ 3QU LoRE | Red Flag Warning - Destructive Fires | 2029 | 0 | 0 | 0 | 0 | 9534.9221 | 247.273 | 9287.6491 | 0 | 2.7568 | 2.7568 | 2.7568 | 2.7568 | 1.6894e-05 |  | 0 | 4.6574e-05 | 4.6574e-05 | 0 | 4.6574e-05 | 4.6574e-05 | 0 | 4.6574e-05 | 4.6574e-05 | 0 | 4.6574e-05 | Column30: 4.6574e-05 | [29 empty] | 7.3.2.1.3 Advanced weather monitoring and weather stations Weather StationsWLDFRElectric Reliability | WLDFR | HFTD - Distribution - Tier 3 - 1QU CoRE ¦ 5QU LoRE | Seismic - Non-Red Flag Warning - Catastrophic Fires | 2029 | Electric Reliability | 453.261 | 88.4245 | 2029 | Mitigation | 0.011149 | 10 | 0 | esc | 0.011149 | 5.0533 | 0.011149 | 5.0533 | 0.011149 | 5.0533 | 0.011149 | 5.0533
[79 empty] | WLDFR | HFTD - Distribution - Tier 3 - 1QU CoRE ¦ 3QU LoRE | Red Flag Warning - Destructive Fires | 2030 | 0 | 0 | 0 | 0 | 9534.9221 | 247.273 | 9287.6491 | 0 | 0 | 2.7568 | 2.7568 | 2.7568 | 1.6894e-05 |  | 0 | 0 | 0 | 0 | 4.6574e-05 | 4.6574e-05 | 0 | 4.6574e-05 | 4.6574e-05 | 0 | 4.6574e-05 | Column30: 4.6574e-05 | [29 empty] | 7.3.2.1.3 Advanced weather monitoring and weather stations Weather StationsWLDFRElectric Reliability | WLDFR | HFTD - Distribution - Tier 3 - 1QU CoRE ¦ 5QU LoRE | Seismic - Non-Red Flag Warning - Catastrophic Fires | 2030 | Electric Reliability | 453.261 | 88.4245 | 2030 | Mitigation | 0.011149 | 10 | 0 | esc | 0 | 0 | 0.011149 | 5.0533 | 0.011149 | 5.0533 | 0.011149 | 5.0533
[79 empty] | WLDFR | HFTD - Distribution - Tier 3 - 1QU CoRE ¦ 3QU LoRE | Red Flag Warning - Destructive Fires | 2031 | 0 | 0 | 0 | 0 | 9534.9221 | 247.273 | 9287.6491 | 0 | 0 | 0 | 2.7568 | 2.7568 | 1.6894e-05 |  | 0 | 0 | 0 | 0 | 0 | 0 | 0 | 4.6574e-05 | 4.6574e-05 | 0 | 4.6574e-05 | Column30: 4.6574e-05 | [29 empty] | 7.3.2.1.3 Advanced weather monitoring and weather stations Weather StationsWLDFRElectric Reliability | WLDFR | HFTD - Distribution - Tier 3 - 1QU CoRE ¦ 5QU LoRE | Seismic - Non-Red Flag Warning - Catastrophic Fires | 2031 | Electric Reliability | 453.261 | 88.4245 | 2031 | Mitigation | 0.011149 | 10 | 0 | esc | 0 | 0 | 0 | 0 | 0.011149 | 5.0533 | 0.011149 | 5.0533
[79 empty] | WLDFR | HFTD - Distribution - Tier 3 - 1QU CoRE ¦ 3QU LoRE | Red Flag Warning - Destructive Fires | 2032 | 0 | 0 | 0 | 0 | 9534.9221 | 247.273 | 9287.6491 | 0 | 0 | 0 | 0 | 2.7568 | 1.6894e-05 |  | 0 | 0 | 0 | 0 | 0 | 0 | 0 | 0 | 0 | 0 | 4.6574e-05 | Column30: 4.6574e-05 | [29 empty] | 7.3.2.1.3 Advanced weather monitoring and weather stations Weather StationsWLDFRElectric Reliability | WLDFR | HFTD - Distribution - Tier 3 - 1QU CoRE ¦ 5QU LoRE | Seismic - Non-Red Flag Warning - Catastrophic Fires | 2032 | Electric Reliability | 453.261 | 88.4245 | 2032 | Mitigation | 0.011149 | 10 | 0 | esc | 0 | 0 | 0 | 0 | 0 | 0 | 0.011149 | 5.0533
[79 empty] | WLDFR | HFTD - Distribution - Tier 3 - 1QU CoRE ¦ 3QU LoRE | Red Flag Warning - Large Fires | 2020 | 0 | 0 | 0 | 0 | 5.2406 | 0.69642 | 2.942 | 1.6022 | 0.0077642 | 0 | 0 | 0 | 0.00010105 |  | 0 | 7.8461e-07 | 7.8461e-07 | 0 | 0 | 0 | 0 | 0 | 0 | 0 | 0 | Column30: 0 | [29 empty] | 7.3.2.1.3 Advanced weather monitoring and weather stations Weather StationsWLDFRElectric Reliability | WLDFR | HFTD - Distribution - Tier 3 - 1QU CoRE ¦ 5QU LoRE | Seismic - Red Flag Warning - Catastrophic Fires | 2021 | Electric Reliability | 409.2237 | 88.4245 | 2021 | Mitigation | 0.011149 | 10 | 0 | esc | 0.011149 | 4.5624 | 0.011149 | 4.5624 | 0 | 0 | 0 | 0
[79 empty] | WLDFR | HFTD - Distribution - Tier 3 - 1QU CoRE ¦ 3QU LoRE | Red Flag Warning - Large Fires | 2021 | 0 | 0 | 0 | 0 | 5.2406 | 0.69642 | 2.942 | 1.6022 | 0.0077642 | 0.0077642 | 0 | 0 | 0.00010105 |  | 0 | 7.8461e-07 | 7.8461e-07 | 0 | 7.8461e-07 | 7.8461e-07 | 0 | 0 | 0 | 0 | 0 | Column30: 0 | [29 empty] | 7.3.2.1.3 Advanced weather monitoring and weather stations Weather StationsWLDFRElectric Reliability | WLDFR | HFTD - Distribution - Tier 3 - 1QU CoRE ¦ 5QU LoRE | Seismic - Red Flag Warning - Catastrophic Fires | 2022 | Electric Reliability | 409.2237 | 88.4245 | 2022 | Mitigation | 0.011149 | 10 | 0 | esc | 0.011149 | 4.5624 | 0.011149 | 4.5624 | 0.011149 | 4.5624 | 0 | 0
[79 empty] | WLDFR | HFTD - Distribution - Tier 3 - 1QU CoRE ¦ 3QU LoRE | Red Flag Warning - Large Fires | 2022 | 0 | 0 | 0 | 0 | 5.2406 | 0.69642 | 2.942 | 1.6022 | 0.0077642 | 0.0077642 | 0.0077642 | 0 | 0.00010105 |  | 0 | 7.8461e-07 | 7.8461e-07 | 0 | 7.8461e-07 | 7.8461e-07 | 0 | 7.8461e-07 | 7.8461e-07 | 0 | 0 | Column30: 0 | [29 empty] | 7.3.2.1.3 Advanced weather monitoring and weather stations Weather StationsWLDFRElectric Reliability | WLDFR | HFTD - Distribution - Tier 3 - 1QU CoRE ¦ 5QU LoRE | Seismic - Red Flag Warning - Catastrophic Fires | 2023 | Electric Reliability | 428.6023 | 88.4245 | 2023 | Mitigation | 0.011149 | 10 | 0 | esc | 0.011149 | 4.7784 | 0.011149 | 4.7784 | 0.011149 | 4.7784 | 0.011149 | 4.7784
[79 empty] | WLDFR | HFTD - Distribution - Tier 3 - 1QU CoRE ¦ 3QU LoRE | Red Flag Warning - Large Fires | 2023 | 0 | 0 | 0 | 0 | 5.475 | 0.71896 | 3.0715 | 1.6846 | 0.0080156 | 0.0080156 | 0.0080156 | 0.0080156 | 0.00010105 |  | 0 | 8.1e-07 | 8.1e-07 | 0 | 8.1e-07 | 8.1e-07 | 0 | 8.1e-07 | 8.1e-07 | 0 | 8.1e-07 | Column30: 8.1e-07 | [29 empty] | 7.3.2.1.3 Advanced weather monitoring and weather stations Weather StationsWLDFRElectric Reliability | WLDFR | HFTD - Distribution - Tier 3 - 1QU CoRE ¦ 5QU LoRE | Seismic - Red Flag Warning - Catastrophic Fires | 2024 | Electric Reliability | 428.6023 | 88.4245 | 2024 | Mitigation | 0.011149 | 10 | 0 | esc | 0.011149 | 4.7784 | 0.011149 | 4.7784 | 0.011149 | 4.7784 | 0.011149 | 4.7784
[79 empty] | WLDFR | HFTD - Distribution - Tier 3 - 1QU CoRE ¦ 3QU LoRE | Red Flag Warning - Large Fires | 2024 | 0 | 0 | 0 | 0 | 5.475 | 0.71896 | 3.0715 | 1.6846 | 0.0080156 | 0.0080156 | 0.0080156 | 0.0080156 | 0.00010105 |  | 0 | 8.1e-07 | 8.1e-07 | 0 | 8.1e-07 | 8.1e-07 | 0 | 8.1e-07 | 8.1e-07 | 0 | 8.1e-07 | Column30: 8.1e-07 | [29 empty] | 7.3.2.1.3 Advanced weather monitoring and weather stations Weather StationsWLDFRElectric Reliability | WLDFR | HFTD - Distribution - Tier 3 - 1QU CoRE ¦ 5QU LoRE | Seismic - Red Flag Warning - Catastrophic Fires | 2025 | Electric Reliability | 428.6023 | 88.4245 | 2025 | Mitigation | 0.011149 | 10 | 0 | esc | 0.011149 | 4.7784 | 0.011149 | 4.7784 | 0.011149 | 4.7784 | 0.011149 | 4.7784
[79 empty] | WLDFR | HFTD - Distribution - Tier 3 - 1QU CoRE ¦ 3QU LoRE | Red Flag Warning - Large Fires | 2025 | 0 | 0 | 0 | 0 | 5.475 | 0.71896 | 3.0715 | 1.6846 | 0.0080156 | 0.0080156 | 0.0080156 | 0.0080156 | 0.00010105 |  | 0 | 8.1e-07 | 8.1e-07 | 0 | 8.1e-07 | 8.1e-07 | 0 | 8.1e-07 | 8.1e-07 | 0 | 8.1e-07 | Column30: 8.1e-07 | [29 empty] | 7.3.2.1.3 Advanced weather monitoring and weather stations Weather StationsWLDFRElectric Reliability | WLDFR | HFTD - Distribution - Tier 3 - 1QU CoRE ¦ 5QU LoRE | Seismic - Red Flag Warning - Catastrophic Fires | 2026 | Electric Reliability | 428.6023 | 88.4245 | 2026 | Mitigation | 0.011149 | 10 | 0 | esc | 0.011149 | 4.7784 | 0.011149 | 4.7784 | 0.011149 | 4.7784 | 0.011149 | 4.7784
[79 empty] | WLDFR | HFTD - Distribution - Tier 3 - 1QU CoRE ¦ 3QU LoRE | Red Flag Warning - Large Fires | 2026 | 0 | 0 | 0 | 0 | 5.475 | 0.71896 | 3.0715 | 1.6846 | 0.0080156 | 0.0080156 | 0.0080156 | 0.0080156 | 0.00010105 |  | 0 | 8.1e-07 | 8.1e-07 | 0 | 8.1e-07 | 8.1e-07 | 0 | 8.1e-07 | 8.1e-07 | 0 | 8.1e-07 | Column30: 8.1e-07 | [29 empty] | 7.3.2.1.3 Advanced weather monitoring and weather stations Weather StationsWLDFRElectric Reliability | WLDFR | HFTD - Distribution - Tier 3 - 1QU CoRE ¦ 5QU LoRE | Seismic - Red Flag Warning - Catastrophic Fires | 2027 | Electric Reliability | 428.6023 | 88.4245 | 2027 | Mitigation | 0.011149 | 10 | 0 | esc | 0.011149 | 4.7784 | 0.011149 | 4.7784 | 0.011149 | 4.7784 | 0.011149 | 4.7784
[79 empty] | WLDFR | HFTD - Distribution - Tier 3 - 1QU CoRE ¦ 3QU LoRE | Red Flag Warning - Large Fires | 2027 | 0 | 0 | 0 | 0 | 5.475 | 0.71896 | 3.0715 | 1.6846 | 0.0080156 | 0.0080156 | 0.0080156 | 0.0080156 | 0.00010105 |  | 0 | 8.1e-07 | 8.1e-07 | 0 | 8.1e-07 | 8.1e-07 | 0 | 8.1e-07 | 8.1e-07 | 0 | 8.1e-07 | Column30: 8.1e-07 | [29 empty] | 7.3.2.1.3 Advanced weather monitoring and weather stations Weather StationsWLDFRElectric Reliability | WLDFR | HFTD - Distribution - Tier 3 - 1QU CoRE ¦ 5QU LoRE | Seismic - Red Flag Warning - Catastrophic Fires | 2028 | Electric Reliability | 453.261 | 88.4245 | 2028 | Mitigation | 0.011149 | 10 | 0 | esc | 0.011149 | 5.0533 | 0.011149 | 5.0533 | 0.011149 | 5.0533 | 0.011149 | 5.0533
[79 empty] | WLDFR | HFTD - Distribution - Tier 3 - 1QU CoRE ¦ 3QU LoRE | Red Flag Warning - Large Fires | 2028 | 0 | 0 | 0 | 0 | 5.777 | 0.74734 | 3.238 | 1.7917 | 0.0083319 | 0.0083319 | 0.0083319 | 0.0083319 | 0.00010105 |  | 0 | 8.4197e-07 | 8.4197e-07 | 0 | 8.4197e-07 | 8.4197e-07 | 0 | 8.4197e-07 | 8.4197e-07 | 0 | 8.4197e-07 | Column30: 8.4197e-07 | [29 empty] | 7.3.2.1.3 Advanced weather monitoring and weather stations Weather StationsWLDFRElectric Reliability | WLDFR | HFTD - Distribution - Tier 3 - 1QU CoRE ¦ 5QU LoRE | Seismic - Red Flag Warning - Catastrophic Fires | 2029 | Electric Reliability | 453.261 | 88.4245 | 2029 | Mitigation | 0.011149 | 10 | 0 | esc | 0.011149 | 5.0533 | 0.011149 | 5.0533 | 0.011149 | 5.0533 | 0.011149 | 5.0533
[79 empty] | WLDFR | HFTD - Distribution - Tier 3 - 1QU CoRE ¦ 3QU LoRE | Red Flag Warning - Large Fires | 2029 | 0 | 0 | 0 | 0 | 5.777 | 0.74734 | 3.238 | 1.7917 | 0.0083319 | 0.0083319 | 0.0083319 | 0.0083319 | 0.00010105 |  | 0 | 8.4197e-07 | 8.4197e-07 | 0 | 8.4197e-07 | 8.4197e-07 | 0 | 8.4197e-07 | 8.4197e-07 | 0 | 8.4197e-07 | Column30: 8.4197e-07 | [29 empty] | 7.3.2.1.3 Advanced weather monitoring and weather stations Weather StationsWLDFRElectric Reliability | WLDFR | HFTD - Distribution - Tier 3 - 1QU CoRE ¦ 5QU LoRE | Seismic - Red Flag Warning - Catastrophic Fires | 2030 | Electric Reliability | 453.261 | 88.4245 | 2030 | Mitigation | 0.011149 | 10 | 0 | esc | 0 | 0 | 0.011149 | 5.0533 | 0.011149 | 5.0533 | 0.011149 | 5.0533
[79 empty] | WLDFR | HFTD - Distribution - Tier 3 - 1QU CoRE ¦ 3QU LoRE | Red Flag Warning - Large Fires | 2030 | 0 | 0 | 0 | 0 | 5.777 | 0.74734 | 3.238 | 1.7917 | 0 | 0.0083319 | 0.0083319 | 0.0083319 | 0.00010105 |  | 0 | 0 | 0 | 0 | 8.4197e-07 | 8.4197e-07 | 0 | 8.4197e-07 | 8.4197e-07 | 0 | 8.4197e-07 | Column30: 8.4197e-07 | [29 empty] | 7.3.2.1.3 Advanced weather monitoring and weather stations Weather StationsWLDFRElectric Reliability | WLDFR | HFTD - Distribution - Tier 3 - 1QU CoRE ¦ 5QU LoRE | Seismic - Red Flag Warning - Catastrophic Fires | 2031 | Electric Reliability | 453.261 | 88.4245 | 2031 | Mitigation | 0.011149 | 10 | 0 | esc | 0 | 0 | 0 | 0 | 0.011149 | 5.0533 | 0.011149 | 5.0533
[79 empty] | WLDFR | HFTD - Distribution - Tier 3 - 1QU CoRE ¦ 3QU LoRE | Red Flag Warning - Large Fires | 2031 | 0 | 0 | 0 | 0 | 5.777 | 0.74734 | 3.238 | 1.7917 | 0 | 0 | 0.0083319 | 0.0083319 | 0.00010105 |  | 0 | 0 | 0 | 0 | 0 | 0 | 0 | 8.4197e-07 | 8.4197e-07 | 0 | 8.4197e-07 | Column30: 8.4197e-07 | [29 empty] | 7.3.2.1.3 Advanced weather monitoring and weather stations Weather StationsWLDFRElectric Reliability | WLDFR | HFTD - Distribution - Tier 3 - 1QU CoRE ¦ 5QU LoRE | Seismic - Red Flag Warning - Catastrophic Fires | 2032 | Electric Reliability | 453.261 | 88.4245 | 2032 | Mitigation | 0.011149 | 10 | 0 | esc | 0 | 0 | 0 | 0 | 0 | 0 | 0.011149 | 5.0533
[79 empty] | WLDFR | HFTD - Distribution - Tier 3 - 1QU CoRE ¦ 3QU LoRE | Red Flag Warning - Large Fires | 2032 | 0 | 0 | 0 | 0 | 5.777 | 0.74734 | 3.238 | 1.7917 | 0 | 0 | 0 | 0.0083319 | 0.00010105 |  | 0 | 0 | 0 | 0 | 0 | 0 | 0 | 0 | 0 | 0 | 8.4197e-07 | Column30: 8.4197e-07 | [29 empty] | 7.3.2.1.3 Advanced weather monitoring and weather stations Weather StationsWLDFRElectric Reliability | WLDFR | HFTD - Distribution - Tier 3 - 2QU CoRE ¦ 1QU LoRE | Non-Red Flag Warning - Catastrophic Fires | 2021 | Electric Reliability | 222.2294 | 226.4749 | 2021 | Mitigation | 0.011149 | 10 | 0 | esc | 0.011149 | 2.4776 | 0.011149 | 2.4776 | 0 | 0 | 0 | 0
[79 empty] | WLDFR | HFTD - Distribution - Tier 3 - 1QU CoRE ¦ 3QU LoRE | Red Flag Warning - Small Fires | 2020 | 0 | 0 | 0 | 0 | 0.077901 | 0.036425 | 0.0015809 | 0.039895 | 0.0004061 | 0 | 0 | 0 | 0.00066884 |  | 0 | 2.7161e-07 | 2.7161e-07 | 0 | 0 | 0 | 0 | 0 | 0 | 0 | 0 | Column30: 0 | [29 empty] | 7.3.2.1.3 Advanced weather monitoring and weather stations Weather StationsWLDFRElectric Reliability | WLDFR | HFTD - Distribution - Tier 3 - 2QU CoRE ¦ 1QU LoRE | Non-Red Flag Warning - Catastrophic Fires | 2022 | Electric Reliability | 222.2294 | 226.4749 | 2022 | Mitigation | 0.011149 | 10 | 0 | esc | 0.011149 | 2.4776 | 0.011149 | 2.4776 | 0.011149 | 2.4776 | 0 | 0
[79 empty] | WLDFR | HFTD - Distribution - Tier 3 - 1QU CoRE ¦ 3QU LoRE | Red Flag Warning - Small Fires | 2021 | 0 | 0 | 0 | 0 | 0.077901 | 0.036425 | 0.0015809 | 0.039895 | 0.0004061 | 0.0004061 | 0 | 0 | 0.00066884 |  | 0 | 2.7161e-07 | 2.7161e-07 | 0 | 2.7161e-07 | 2.7161e-07 | 0 | 0 | 0 | 0 | 0 | Column30: 0 | [29 empty] | 7.3.2.1.3 Advanced weather monitoring and weather stations Weather StationsWLDFRElectric Reliability | WLDFR | HFTD - Distribution - Tier 3 - 2QU CoRE ¦ 1QU LoRE | Non-Red Flag Warning - Catastrophic Fires | 2023 | Electric Reliability | 233.2301 | 226.4749 | 2023 | Mitigation | 0.011149 | 10 | 0 | esc | 0.011149 | 2.6002 | 0.011149 | 2.6002 | 0.011149 | 2.6002 | 0.011149 | 2.6002
[79 empty] | WLDFR | HFTD - Distribution - Tier 3 - 1QU CoRE ¦ 3QU LoRE | Red Flag Warning - Small Fires | 2022 | 0 | 0 | 0 | 0 | 0.077901 | 0.036425 | 0.0015809 | 0.039895 | 0.0004061 | 0.0004061 | 0.0004061 | 0 | 0.00066884 |  | 0 | 2.7161e-07 | 2.7161e-07 | 0 | 2.7161e-07 | 2.7161e-07 | 0 | 2.7161e-07 | 2.7161e-07 | 0 | 0 | Column30: 0 | [29 empty] | 7.3.2.1.3 Advanced weather monitoring and weather stations Weather StationsWLDFRElectric Reliability | WLDFR | HFTD - Distribution - Tier 3 - 2QU CoRE ¦ 1QU LoRE | Non-Red Flag Warning - Catastrophic Fires | 2024 | Electric Reliability | 233.2301 | 226.4749 | 2024 | Mitigation | 0.011149 | 10 | 0 | esc | 0.011149 | 2.6002 | 0.011149 | 2.6002 | 0.011149 | 2.6002 | 0.011149 | 2.6002
[79 empty] | WLDFR | HFTD - Distribution - Tier 3 - 1QU CoRE ¦ 3QU LoRE | Red Flag Warning - Small Fires | 2023 | 0 | 0 | 0 | 0 | 0.080408 | 0.03759 | 0.0016314 | 0.041187 | 0.00041909 | 0.00041909 | 0.00041909 | 0.00041909 | 0.00066884 |  | 0 | 2.803e-07 | 2.803e-07 | 0 | 2.803e-07 | 2.803e-07 | 0 | 2.803e-07 | 2.803e-07 | 0 | 2.803e-07 | Column30: 2.803e-07 | [29 empty] | 7.3.2.1.3 Advanced weather monitoring and weather stations Weather StationsWLDFRElectric Reliability | WLDFR | HFTD - Distribution - Tier 3 - 2QU CoRE ¦ 1QU LoRE | Non-Red Flag Warning - Catastrophic Fires | 2025 | Electric Reliability | 233.2301 | 226.4749 | 2025 | Mitigation | 0.011149 | 10 | 0 | esc | 0.011149 | 2.6002 | 0.011149 | 2.6002 | 0.011149 | 2.6002 | 0.011149 | 2.6002
[79 empty] | WLDFR | HFTD - Distribution - Tier 3 - 1QU CoRE ¦ 3QU LoRE | Red Flag Warning - Small Fires | 2024 | 0 | 0 | 0 | 0 | 0.080408 | 0.03759 | 0.0016314 | 0.041187 | 0.00041909 | 0.00041909 | 0.00041909 | 0.00041909 | 0.00066884 |  | 0 | 2.803e-07 | 2.803e-07 | 0 | 2.803e-07 | 2.803e-07 | 0 | 2.803e-07 | 2.803e-07 | 0 | 2.803e-07 | Column30: 2.803e-07 | [29 empty] | 7.3.2.1.3 Advanced weather monitoring and weather stations Weather StationsWLDFRElectric Reliability | WLDFR | HFTD - Distribution - Tier 3 - 2QU CoRE ¦ 1QU LoRE | Non-Red Flag Warning - Catastrophic Fires | 2026 | Electric Reliability | 233.2301 | 226.4749 | 2026 | Mitigation | 0.011149 | 10 | 0 | esc | 0.011149 | 2.6002 | 0.011149 | 2.6002 | 0.011149 | 2.6002 | 0.011149 | 2.6002
[79 empty] | WLDFR | HFTD - Distribution - Tier 3 - 1QU CoRE ¦ 3QU LoRE | Red Flag Warning - Small Fires | 2025 | 0 | 0 | 0 | 0 | 0.080408 | 0.03759 | 0.0016314 | 0.041187 | 0.00041909 | 0.00041909 | 0.00041909 | 0.00041909 | 0.00066884 |  | 0 | 2.803e-07 | 2.803e-07 | 0 | 2.803e-07 | 2.803e-07 | 0 | 2.803e-07 | 2.803e-07 | 0 | 2.803e-07 | Column30: 2.803e-07 | [29 empty] | 7.3.2.1.3 Advanced weather monitoring and weather stations Weather StationsWLDFRElectric Reliability | WLDFR | HFTD - Distribution - Tier 3 - 2QU CoRE ¦ 1QU LoRE | Non-Red Flag Warning - Catastrophic Fires | 2027 | Electric Reliability | 233.2301 | 226.4749 | 2027 | Mitigation | 0.011149 | 10 | 0 | esc | 0.011149 | 2.6002 | 0.011149 | 2.6002 | 0.011149 | 2.6002 | 0.011149 | 2.6002
[79 empty] | WLDFR | HFTD - Distribution - Tier 3 - 1QU CoRE ¦ 3QU LoRE | Red Flag Warning - Small Fires | 2026 | 0 | 0 | 0 | 0 | 0.080408 | 0.03759 | 0.0016314 | 0.041187 | 0.00041909 | 0.00041909 | 0.00041909 | 0.00041909 | 0.00066884 |  | 0 | 2.803e-07 | 2.803e-07 | 0 | 2.803e-07 | 2.803e-07 | 0 | 2.803e-07 | 2.803e-07 | 0 | 2.803e-07 | Column30: 2.803e-07 | [29 empty] | 7.3.2.1.3 Advanced weather monitoring and weather stations Weather StationsWLDFRElectric Reliability | WLDFR | HFTD - Distribution - Tier 3 - 2QU CoRE ¦ 1QU LoRE | Non-Red Flag Warning - Catastrophic Fires | 2028 | Electric Reliability | 247.273 | 226.4749 | 2028 | Mitigation | 0.011149 | 10 | 0 | esc | 0.011149 | 2.7568 | 0.011149 | 2.7568 | 0.011149 | 2.7568 | 0.011149 | 2.7568
[79 empty] | WLDFR | HFTD - Distribution - Tier 3 - 1QU CoRE ¦ 3QU LoRE | Red Flag Warning - Small Fires | 2027 | 0 | 0 | 0 | 0 | 0.080408 | 0.03759 | 0.0016314 | 0.041187 | 0.00041909 | 0.00041909 | 0.00041909 | 0.00041909 | 0.00066884 |  | 0 | 2.803e-07 | 2.803e-07 | 0 | 2.803e-07 | 2.803e-07 | 0 | 2.803e-07 | 2.803e-07 | 0 | 2.803e-07 | Column30: 2.803e-07 | [29 empty] | 7.3.2.1.3 Advanced weather monitoring and weather stations Weather StationsWLDFRElectric Reliability | WLDFR | HFTD - Distribution - Tier 3 - 2QU CoRE ¦ 1QU LoRE | Non-Red Flag Warning - Catastrophic Fires | 2029 | Electric Reliability | 247.273 | 226.4749 | 2029 | Mitigation | 0.011149 | 10 | 0 | esc | 0.011149 | 2.7568 | 0.011149 | 2.7568 | 0.011149 | 2.7568 | 0.011149 | 2.7568
[79 empty] | WLDFR | HFTD - Distribution - Tier 3 - 1QU CoRE ¦ 3QU LoRE | Red Flag Warning - Small Fires | 2028 | 0 | 0 | 0 | 0 | 0.083606 | 0.039055 | 0.001695 | 0.042856 | 0.00043542 | 0.00043542 | 0.00043542 | 0.00043542 | 0.00066884 |  | 0 | 2.9123e-07 | 2.9123e-07 | 0 | 2.9123e-07 | 2.9123e-07 | 0 | 2.9123e-07 | 2.9123e-07 | 0 | 2.9123e-07 | Column30: 2.9123e-07 | [29 empty] | 7.3.2.1.3 Advanced weather monitoring and weather stations Weather StationsWLDFRElectric Reliability | WLDFR | HFTD - Distribution - Tier 3 - 2QU CoRE ¦ 1QU LoRE | Non-Red Flag Warning - Catastrophic Fires | 2030 | Electric Reliability | 247.273 | 226.4749 | 2030 | Mitigation | 0.011149 | 10 | 0 | esc | 0 | 0 | 0.011149 | 2.7568 | 0.011149 | 2.7568 | 0.011149 | 2.7568
[79 empty] | WLDFR | HFTD - Distribution - Tier 3 - 1QU CoRE ¦ 3QU LoRE | Red Flag Warning - Small Fires | 2029 | 0 | 0 | 0 | 0 | 0.083606 | 0.039055 | 0.001695 | 0.042856 | 0.00043542 | 0.00043542 | 0.00043542 | 0.00043542 | 0.00066884 |  | 0 | 2.9123e-07 | 2.9123e-07 | 0 | 2.9123e-07 | 2.9123e-07 | 0 | 2.9123e-07 | 2.9123e-07 | 0 | 2.9123e-07 | Column30: 2.9123e-07 | [29 empty] | 7.3.2.1.3 Advanced weather monitoring and weather stations Weather StationsWLDFRElectric Reliability | WLDFR | HFTD - Distribution - Tier 3 - 2QU CoRE ¦ 1QU LoRE | Non-Red Flag Warning - Catastrophic Fires | 2031 | Electric Reliability | 247.273 | 226.4749 | 2031 | Mitigation | 0.011149 | 10 | 0 | esc | 0 | 0 | 0 | 0 | 0.011149 | 2.7568 | 0.011149 | 2.7568
[79 empty] | WLDFR | HFTD - Distribution - Tier 3 - 1QU CoRE ¦ 3QU LoRE | Red Flag Warning - Small Fires | 2030 | 0 | 0 | 0 | 0 | 0.083606 | 0.039055 | 0.001695 | 0.042856 | 0 | 0.00043542 | 0.00043542 | 0.00043542 | 0.00066884 |  | 0 | 0 | 0 | 0 | 2.9123e-07 | 2.9123e-07 | 0 | 2.9123e-07 | 2.9123e-07 | 0 | 2.9123e-07 | Column30: 2.9123e-07 | [29 empty] | 7.3.2.1.3 Advanced weather monitoring and weather stations Weather StationsWLDFRElectric Reliability | WLDFR | HFTD - Distribution - Tier 3 - 2QU CoRE ¦ 1QU LoRE | Non-Red Flag Warning - Catastrophic Fires | 2032 | Electric Reliability | 247.273 | 226.4749 | 2032 | Mitigation | 0.011149 | 10 | 0 | esc | 0 | 0 | 0 | 0 | 0 | 0 | 0.011149 | 2.7568
[79 empty] | WLDFR | HFTD - Distribution - Tier 3 - 1QU CoRE ¦ 3QU LoRE | Red Flag Warning - Small Fires | 2031 | 0 | 0 | 0 | 0 | 0.083606 | 0.039055 | 0.001695 | 0.042856 | 0 | 0 | 0.00043542 | 0.00043542 | 0.00066884 |  | 0 | 0 | 0 | 0 | 0 | 0 | 0 | 2.9123e-07 | 2.9123e-07 | 0 | 2.9123e-07 | Column30: 2.9123e-07 | [29 empty] | 7.3.2.1.3 Advanced weather monitoring and weather stations Weather StationsWLDFRElectric Reliability | WLDFR | HFTD - Distribution - Tier 3 - 2QU CoRE ¦ 1QU LoRE | Non-Red Flag Warning - Destructive Fires | 2021 | Electric Reliability | 222.2294 | 226.4749 | 2021 | Mitigation | 0.011149 | 10 | 0 | esc | 0.011149 | 2.4776 | 0.011149 | 2.4776 | 0 | 0 | 0 | 0
[79 empty] | WLDFR | HFTD - Distribution - Tier 3 - 1QU CoRE ¦ 3QU LoRE | Red Flag Warning - Small Fires | 2032 | 0 | 0 | 0 | 0 | 0.083606 | 0.039055 | 0.001695 | 0.042856 | 0 | 0 | 0 | 0.00043542 | 0.00066884 |  | 0 | 0 | 0 | 0 | 0 | 0 | 0 | 0 | 0 | 0 | 2.9123e-07 | Column30: 2.9123e-07 | [29 empty] | 7.3.2.1.3 Advanced weather monitoring and weather stations Weather StationsWLDFRElectric Reliability | WLDFR | HFTD - Distribution - Tier 3 - 2QU CoRE ¦ 1QU LoRE | Non-Red Flag Warning - Destructive Fires | 2022 | Electric Reliability | 222.2294 | 226.4749 | 2022 | Mitigation | 0.011149 | 10 | 0 | esc | 0.011149 | 2.4776 | 0.011149 | 2.4776 | 0.011149 | 2.4776 | 0 | 0
[79 empty] | WLDFR | HFTD - Distribution - Tier 3 - 1QU CoRE ¦ 3QU LoRE | Seismic - Non-Red Flag Warning - Catastrophic Fires | 2020 | 0 | 0 | 0 | 0 | 21083.8428 | 409.2237 | 13469.0878 | 7205.5313 | 4.5624 | 0 | 0 | 0 | 2.0615e-10 |  | 0 | 9.4055e-10 | 9.4055e-10 | 0 | 0 | 0 | 0 | 0 | 0 | 0 | 0 | Column30: 0 | [29 empty] | 7.3.2.1.3 Advanced weather monitoring and weather stations Weather StationsWLDFRElectric Reliability | WLDFR | HFTD - Distribution - Tier 3 - 2QU CoRE ¦ 1QU LoRE | Non-Red Flag Warning - Destructive Fires | 2023 | Electric Reliability | 233.2301 | 226.4749 | 2023 | Mitigation | 0.011149 | 10 | 0 | esc | 0.011149 | 2.6002 | 0.011149 | 2.6002 | 0.011149 | 2.6002 | 0.011149 | 2.6002
[79 empty] | WLDFR | HFTD - Distribution - Tier 3 - 1QU CoRE ¦ 3QU LoRE | Seismic - Non-Red Flag Warning - Catastrophic Fires | 2021 | 0 | 0 | 0 | 0 | 21083.8428 | 409.2237 | 13469.0878 | 7205.5313 | 4.5624 | 4.5624 | 0 | 0 | 2.0615e-10 |  | 0 | 9.4055e-10 | 9.4055e-10 | 0 | 9.4055e-10 | 9.4055e-10 | 0 | 0 | 0 | 0 | 0 | Column30: 0 | [29 empty] | 7.3.2.1.3 Advanced weather monitoring and weather stations Weather StationsWLDFRElectric Reliability | WLDFR | HFTD - Distribution - Tier 3 - 2QU CoRE ¦ 1QU LoRE | Non-Red Flag Warning - Destructive Fires | 2024 | Electric Reliability | 233.2301 | 226.4749 | 2024 | Mitigation | 0.011149 | 10 | 0 | esc | 0.011149 | 2.6002 | 0.011149 | 2.6002 | 0.011149 | 2.6002 | 0.011149 | 2.6002
[79 empty] | WLDFR | HFTD - Distribution - Tier 3 - 1QU CoRE ¦ 3QU LoRE | Seismic - Non-Red Flag Warning - Catastrophic Fires | 2022 | 0 | 0 | 0 | 0 | 21083.8428 | 409.2237 | 13469.0878 | 7205.5313 | 4.5624 | 4.5624 | 4.5624 | 0 | 2.0615e-10 |  | 0 | 9.4055e-10 | 9.4055e-10 | 0 | 9.4055e-10 | 9.4055e-10 | 0 | 9.4055e-10 | 9.4055e-10 | 0 | 0 | Column30: 0 | [29 empty] | 7.3.2.1.3 Advanced weather monitoring and weather stations Weather StationsWLDFRElectric Reliability | WLDFR | HFTD - Distribution - Tier 3 - 2QU CoRE ¦ 1QU LoRE | Non-Red Flag Warning - Destructive Fires | 2025 | Electric Reliability | 233.2301 | 226.4749 | 2025 | Mitigation | 0.011149 | 10 | 0 | esc | 0.011149 | 2.6002 | 0.011149 | 2.6002 | 0.011149 | 2.6002 | 0.011149 | 2.6002
[79 empty] | WLDFR | HFTD - Distribution - Tier 3 - 1QU CoRE ¦ 3QU LoRE | Seismic - Non-Red Flag Warning - Catastrophic Fires | 2023 | 0 | 0 | 0 | 0 | 21835.9781 | 428.6023 | 13939.561 | 7467.8148 | 4.7784 | 4.7784 | 4.7784 | 4.7784 | 2.0615e-10 |  | 0 | 9.8509e-10 | 9.8509e-10 | 0 | 9.8509e-10 | 9.8509e-10 | 0 | 9.8509e-10 | 9.8509e-10 | 0 | 9.8509e-10 | Column30: 9.8509e-10 | [29 empty] | 7.3.2.1.3 Advanced weather monitoring and weather stations Weather StationsWLDFRElectric Reliability | WLDFR | HFTD - Distribution - Tier 3 - 2QU CoRE ¦ 1QU LoRE | Non-Red Flag Warning - Destructive Fires | 2026 | Electric Reliability | 233.2301 | 226.4749 | 2026 | Mitigation | 0.011149 | 10 | 0 | esc | 0.011149 | 2.6002 | 0.011149 | 2.6002 | 0.011149 | 2.6002 | 0.011149 | 2.6002
[79 empty] | WLDFR | HFTD - Distribution - Tier 3 - 1QU CoRE ¦ 3QU LoRE | Seismic - Non-Red Flag Warning - Catastrophic Fires | 2024 | 0 | 0 | 0 | 0 | 21835.9781 | 428.6023 | 13939.561 | 7467.8148 | 4.7784 | 4.7784 | 4.7784 | 4.7784 | 2.0615e-10 |  | 0 | 9.8509e-10 | 9.8509e-10 | 0 | 9.8509e-10 | 9.8509e-10 | 0 | 9.8509e-10 | 9.8509e-10 | 0 | 9.8509e-10 | Column30: 9.8509e-10 | [29 empty] | 7.3.2.1.3 Advanced weather monitoring and weather stations Weather StationsWLDFRElectric Reliability | WLDFR | HFTD - Distribution - Tier 3 - 2QU CoRE ¦ 1QU LoRE | Non-Red Flag Warning - Destructive Fires | 2027 | Electric Reliability | 233.2301 | 226.4749 | 2027 | Mitigation | 0.011149 | 10 | 0 | esc | 0.011149 | 2.6002 | 0.011149 | 2.6002 | 0.011149 | 2.6002 | 0.011149 | 2.6002
[79 empty] | WLDFR | HFTD - Distribution - Tier 3 - 1QU CoRE ¦ 3QU LoRE | Seismic - Non-Red Flag Warning - Catastrophic Fires | 2025 | 0 | 0 | 0 | 0 | 21835.9781 | 428.6023 | 13939.561 | 7467.8148 | 4.7784 | 4.7784 | 4.7784 | 4.7784 | 2.0615e-10 |  | 0 | 9.8509e-10 | 9.8509e-10 | 0 | 9.8509e-10 | 9.8509e-10 | 0 | 9.8509e-10 | 9.8509e-10 | 0 | 9.8509e-10 | Column30: 9.8509e-10 | [29 empty] | 7.3.2.1.3 Advanced weather monitoring and weather stations Weather StationsWLDFRElectric Reliability | WLDFR | HFTD - Distribution - Tier 3 - 2QU CoRE ¦ 1QU LoRE | Non-Red Flag Warning - Destructive Fires | 2028 | Electric Reliability | 247.273 | 226.4749 | 2028 | Mitigation | 0.011149 | 10 | 0 | esc | 0.011149 | 2.7568 | 0.011149 | 2.7568 | 0.011149 | 2.7568 | 0.011149 | 2.7568
[79 empty] | WLDFR | HFTD - Distribution - Tier 3 - 1QU CoRE ¦ 3QU LoRE | Seismic - Non-Red Flag Warning - Catastrophic Fires | 2026 | 0 | 0 | 0 | 0 | 21835.9781 | 428.6023 | 13939.561 | 7467.8148 | 4.7784 | 4.7784 | 4.7784 | 4.7784 | 2.0615e-10 |  | 0 | 9.8509e-10 | 9.8509e-10 | 0 | 9.8509e-10 | 9.8509e-10 | 0 | 9.8509e-10 | 9.8509e-10 | 0 | 9.8509e-10 | Column30: 9.8509e-10 | [29 empty] | 7.3.2.1.3 Advanced weather monitoring and weather stations Weather StationsWLDFRElectric Reliability | WLDFR | HFTD - Distribution - Tier 3 - 2QU CoRE ¦ 1QU LoRE | Non-Red Flag Warning - Destructive Fires | 2029 | Electric Reliability | 247.273 | 226.4749 | 2029 | Mitigation | 0.011149 | 10 | 0 | esc | 0.011149 | 2.7568 | 0.011149 | 2.7568 | 0.011149 | 2.7568 | 0.011149 | 2.7568
[79 empty] | WLDFR | HFTD - Distribution - Tier 3 - 1QU CoRE ¦ 3QU LoRE | Seismic - Non-Red Flag Warning - Catastrophic Fires | 2027 | 0 | 0 | 0 | 0 | 21835.9781 | 428.6023 | 13939.561 | 7467.8148 | 4.7784 | 4.7784 | 4.7784 | 4.7784 | 2.0615e-10 |  | 0 | 9.8509e-10 | 9.8509e-10 | 0 | 9.8509e-10 | 9.8509e-10 | 0 | 9.8509e-10 | 9.8509e-10 | 0 | 9.8509e-10 | Column30: 9.8509e-10 | [29 empty] | 7.3.2.1.3 Advanced weather monitoring and weather stations Weather StationsWLDFRElectric Reliability | WLDFR | HFTD - Distribution - Tier 3 - 2QU CoRE ¦ 1QU LoRE | Non-Red Flag Warning - Destructive Fires | 2030 | Electric Reliability | 247.273 | 226.4749 | 2030 | Mitigation | 0.011149 | 10 | 0 | esc | 0 | 0 | 0.011149 | 2.7568 | 0.011149 | 2.7568 | 0.011149 | 2.7568
[79 empty] | WLDFR | HFTD - Distribution - Tier 3 - 1QU CoRE ¦ 3QU LoRE | Seismic - Non-Red Flag Warning - Catastrophic Fires | 2028 | 0 | 0 | 0 | 0 | 22783.187 | 453.261 | 14531.3357 | 7798.5904 | 5.0533 | 5.0533 | 5.0533 | 5.0533 | 2.0615e-10 |  | 0 | 1.0418e-09 | 1.0418e-09 | 0 | 1.0418e-09 | 1.0418e-09 | 0 | 1.0418e-09 | 1.0418e-09 | 0 | 1.0418e-09 | Column30: 1.0418e-09 | [29 empty] | 7.3.2.1.3 Advanced weather monitoring and weather stations Weather StationsWLDFRElectric Reliability | WLDFR | HFTD - Distribution - Tier 3 - 2QU CoRE ¦ 1QU LoRE | Non-Red Flag Warning - Destructive Fires | 2031 | Electric Reliability | 247.273 | 226.4749 | 2031 | Mitigation | 0.011149 | 10 | 0 | esc | 0 | 0 | 0 | 0 | 0.011149 | 2.7568 | 0.011149 | 2.7568
[79 empty] | WLDFR | HFTD - Distribution - Tier 3 - 1QU CoRE ¦ 3QU LoRE | Seismic - Non-Red Flag Warning - Catastrophic Fires | 2029 | 0 | 0 | 0 | 0 | 22783.187 | 453.261 | 14531.3357 | 7798.5904 | 5.0533 | 5.0533 | 5.0533 | 5.0533 | 2.0615e-10 |  | 0 | 1.0418e-09 | 1.0418e-09 | 0 | 1.0418e-09 | 1.0418e-09 | 0 | 1.0418e-09 | 1.0418e-09 | 0 | 1.0418e-09 | Column30: 1.0418e-09 | [29 empty] | 7.3.2.1.3 Advanced weather monitoring and weather stations Weather StationsWLDFRElectric Reliability | WLDFR | HFTD - Distribution - Tier 3 - 2QU CoRE ¦ 1QU LoRE | Non-Red Flag Warning - Destructive Fires | 2032 | Electric Reliability | 247.273 | 226.4749 | 2032 | Mitigation | 0.011149 | 10 | 0 | esc | 0 | 0 | 0 | 0 | 0 | 0 | 0.011149 | 2.7568
[79 empty] | WLDFR | HFTD - Distribution - Tier 3 - 1QU CoRE ¦ 3QU LoRE | Seismic - Non-Red Flag Warning - Catastrophic Fires | 2030 | 0 | 0 | 0 | 0 | 22783.187 | 453.261 | 14531.3357 | 7798.5904 | 0 | 5.0533 | 5.0533 | 5.0533 | 2.0615e-10 |  | 0 | 0 | 0 | 0 | 1.0418e-09 | 1.0418e-09 | 0 | 1.0418e-09 | 1.0418e-09 | 0 | 1.0418e-09 | Column30: 1.0418e-09 | [29 empty] | 7.3.2.1.3 Advanced weather monitoring and weather stations Weather StationsWLDFRElectric Reliability | WLDFR | HFTD - Distribution - Tier 3 - 2QU CoRE ¦ 1QU LoRE | Non-Red Flag Warning - Large Fires | 2021 | Electric Reliability | 0.69642 | 226.4749 | 2021 | Mitigation | 0.011149 | 10 | 0 | esc | 0.011149 | 0.0077642 | 0.011149 | 0.0077642 | 0 | 0 | 0 | 0
[79 empty] | WLDFR | HFTD - Distribution - Tier 3 - 1QU CoRE ¦ 3QU LoRE | Seismic - Non-Red Flag Warning - Catastrophic Fires | 2031 | 0 | 0 | 0 | 0 | 22783.187 | 453.261 | 14531.3357 | 7798.5904 | 0 | 0 | 5.0533 | 5.0533 | 2.0615e-10 |  | 0 | 0 | 0 | 0 | 0 | 0 | 0 | 1.0418e-09 | 1.0418e-09 | 0 | 1.0418e-09 | Column30: 1.0418e-09 | [29 empty] | 7.3.2.1.3 Advanced weather monitoring and weather stations Weather StationsWLDFRElectric Reliability | WLDFR | HFTD - Distribution - Tier 3 - 2QU CoRE ¦ 1QU LoRE | Non-Red Flag Warning - Large Fires | 2022 | Electric Reliability | 0.69642 | 226.4749 | 2022 | Mitigation | 0.011149 | 10 | 0 | esc | 0.011149 | 0.0077642 | 0.011149 | 0.0077642 | 0.011149 | 0.0077642 | 0 | 0
[79 empty] | WLDFR | HFTD - Distribution - Tier 3 - 1QU CoRE ¦ 3QU LoRE | Seismic - Non-Red Flag Warning - Catastrophic Fires | 2032 | 0 | 0 | 0 | 0 | 22783.187 | 453.261 | 14531.3357 | 7798.5904 | 0 | 0 | 0 | 5.0533 | 2.0615e-10 |  | 0 | 0 | 0 | 0 | 0 | 0 | 0 | 0 | 0 | 0 | 1.0418e-09 | Column30: 1.0418e-09 | [29 empty] | 7.3.2.1.3 Advanced weather monitoring and weather stations Weather StationsWLDFRElectric Reliability | WLDFR | HFTD - Distribution - Tier 3 - 2QU CoRE ¦ 1QU LoRE | Non-Red Flag Warning - Large Fires | 2023 | Electric Reliability | 0.71896 | 226.4749 | 2023 | Mitigation | 0.011149 | 10 | 0 | esc | 0.011149 | 0.0080156 | 0.011149 | 0.0080156 | 0.011149 | 0.0080156 | 0.011149 | 0.0080156
[79 empty] | WLDFR | HFTD - Distribution - Tier 3 - 1QU CoRE ¦ 3QU LoRE | Seismic - Red Flag Warning - Catastrophic Fires | 2020 | 0 | 0 | 0 | 0 | 21083.8428 | 409.2237 | 13469.0878 | 7205.5313 | 4.5624 | 0 | 0 | 0 | 8.8912e-09 |  | 0 | 4.0565e-08 | 4.0565e-08 | 0 | 0 | 0 | 0 | 0 | 0 | 0 | 0 | Column30: 0 | [29 empty] | 7.3.2.1.3 Advanced weather monitoring and weather stations Weather StationsWLDFRElectric Reliability | WLDFR | HFTD - Distribution - Tier 3 - 2QU CoRE ¦ 1QU LoRE | Non-Red Flag Warning - Large Fires | 2024 | Electric Reliability | 0.71896 | 226.4749 | 2024 | Mitigation | 0.011149 | 10 | 0 | esc | 0.011149 | 0.0080156 | 0.011149 | 0.0080156 | 0.011149 | 0.0080156 | 0.011149 | 0.0080156
[79 empty] | WLDFR | HFTD - Distribution - Tier 3 - 1QU CoRE ¦ 3QU LoRE | Seismic - Red Flag Warning - Catastrophic Fires | 2021 | 0 | 0 | 0 | 0 | 21083.8428 | 409.2237 | 13469.0878 | 7205.5313 | 4.5624 | 4.5624 | 0 | 0 | 8.8912e-09 |  | 0 | 4.0565e-08 | 4.0565e-08 | 0 | 4.0565e-08 | 4.0565e-08 | 0 | 0 | 0 | 0 | 0 | Column30: 0 | [29 empty] | 7.3.2.1.3 Advanced weather monitoring and weather stations Weather StationsWLDFRElectric Reliability | WLDFR | HFTD - Distribution - Tier 3 - 2QU CoRE ¦ 1QU LoRE | Non-Red Flag Warning - Large Fires | 2025 | Electric Reliability | 0.71896 | 226.4749 | 2025 | Mitigation | 0.011149 | 10 | 0 | esc | 0.011149 | 0.0080156 | 0.011149 | 0.0080156 | 0.011149 | 0.0080156 | 0.011149 | 0.0080156
[79 empty] | WLDFR | HFTD - Distribution - Tier 3 - 1QU CoRE ¦ 3QU LoRE | Seismic - Red Flag Warning - Catastrophic Fires | 2022 | 0 | 0 | 0 | 0 | 21083.8428 | 409.2237 | 13469.0878 | 7205.5313 | 4.5624 | 4.5624 | 4.5624 | 0 | 8.8912e-09 |  | 0 | 4.0565e-08 | 4.0565e-08 | 0 | 4.0565e-08 | 4.0565e-08 | 0 | 4.0565e-08 | 4.0565e-08 | 0 | 0 | Column30: 0 | [29 empty] | 7.3.2.1.3 Advanced weather monitoring and weather stations Weather StationsWLDFRElectric Reliability | WLDFR | HFTD - Distribution - Tier 3 - 2QU CoRE ¦ 1QU LoRE | Non-Red Flag Warning - Large Fires | 2026 | Electric Reliability | 0.71896 | 226.4749 | 2026 | Mitigation | 0.011149 | 10 | 0 | esc | 0.011149 | 0.0080156 | 0.011149 | 0.0080156 | 0.011149 | 0.0080156 | 0.011149 | 0.0080156
[79 empty] | WLDFR | HFTD - Distribution - Tier 3 - 1QU CoRE ¦ 3QU LoRE | Seismic - Red Flag Warning - Catastrophic Fires | 2023 | 0 | 0 | 0 | 0 | 21835.9781 | 428.6023 | 13939.561 | 7467.8148 | 4.7784 | 4.7784 | 4.7784 | 4.7784 | 8.8912e-09 |  | 0 | 4.2486e-08 | 4.2486e-08 | 0 | 4.2486e-08 | 4.2486e-08 | 0 | 4.2486e-08 | 4.2486e-08 | 0 | 4.2486e-08 | Column30: 4.2486e-08 | [29 empty] | 7.3.2.1.3 Advanced weather monitoring and weather stations Weather StationsWLDFRElectric Reliability | WLDFR | HFTD - Distribution - Tier 3 - 2QU CoRE ¦ 1QU LoRE | Non-Red Flag Warning - Large Fires | 2027 | Electric Reliability | 0.71896 | 226.4749 | 2027 | Mitigation | 0.011149 | 10 | 0 | esc | 0.011149 | 0.0080156 | 0.011149 | 0.0080156 | 0.011149 | 0.0080156 | 0.011149 | 0.0080156
[79 empty] | WLDFR | HFTD - Distribution - Tier 3 - 1QU CoRE ¦ 3QU LoRE | Seismic - Red Flag Warning - Catastrophic Fires | 2024 | 0 | 0 | 0 | 0 | 21835.9781 | 428.6023 | 13939.561 | 7467.8148 | 4.7784 | 4.7784 | 4.7784 | 4.7784 | 8.8912e-09 |  | 0 | 4.2486e-08 | 4.2486e-08 | 0 | 4.2486e-08 | 4.2486e-08 | 0 | 4.2486e-08 | 4.2486e-08 | 0 | 4.2486e-08 | Column30: 4.2486e-08 | [29 empty] | 7.3.2.1.3 Advanced weather monitoring and weather stations Weather StationsWLDFRElectric Reliability | WLDFR | HFTD - Distribution - Tier 3 - 2QU CoRE ¦ 1QU LoRE | Non-Red Flag Warning - Large Fires | 2028 | Electric Reliability | 0.74734 | 226.4749 | 2028 | Mitigation | 0.011149 | 10 | 0 | esc | 0.011149 | 0.0083319 | 0.011149 | 0.0083319 | 0.011149 | 0.0083319 | 0.011149 | 0.0083319
[79 empty] | WLDFR | HFTD - Distribution - Tier 3 - 1QU CoRE ¦ 3QU LoRE | Seismic - Red Flag Warning - Catastrophic Fires | 2025 | 0 | 0 | 0 | 0 | 21835.9781 | 428.6023 | 13939.561 | 7467.8148 | 4.7784 | 4.7784 | 4.7784 | 4.7784 | 8.8912e-09 |  | 0 | 4.2486e-08 | 4.2486e-08 | 0 | 4.2486e-08 | 4.2486e-08 | 0 | 4.2486e-08 | 4.2486e-08 | 0 | 4.2486e-08 | Column30: 4.2486e-08 | [29 empty] | 7.3.2.1.3 Advanced weather monitoring and weather stations Weather StationsWLDFRElectric Reliability | WLDFR | HFTD - Distribution - Tier 3 - 2QU CoRE ¦ 1QU LoRE | Non-Red Flag Warning - Large Fires | 2029 | Electric Reliability | 0.74734 | 226.4749 | 2029 | Mitigation | 0.011149 | 10 | 0 | esc | 0.011149 | 0.0083319 | 0.011149 | 0.0083319 | 0.011149 | 0.0083319 | 0.011149 | 0.0083319
[79 empty] | WLDFR | HFTD - Distribution - Tier 3 - 1QU CoRE ¦ 3QU LoRE | Seismic - Red Flag Warning - Catastrophic Fires | 2026 | 0 | 0 | 0 | 0 | 21835.9781 | 428.6023 | 13939.561 | 7467.8148 | 4.7784 | 4.7784 | 4.7784 | 4.7784 | 8.8912e-09 |  | 0 | 4.2486e-08 | 4.2486e-08 | 0 | 4.2486e-08 | 4.2486e-08 | 0 | 4.2486e-08 | 4.2486e-08 | 0 | 4.2486e-08 | Column30: 4.2486e-08 | [29 empty] | 7.3.2.1.3 Advanced weather monitoring and weather stations Weather StationsWLDFRElectric Reliability | WLDFR | HFTD - Distribution - Tier 3 - 2QU CoRE ¦ 1QU LoRE | Non-Red Flag Warning - Large Fires | 2030 | Electric Reliability | 0.74734 | 226.4749 | 2030 | Mitigation | 0.011149 | 10 | 0 | esc | 0 | 0 | 0.011149 | 0.0083319 | 0.011149 | 0.0083319 | 0.011149 | 0.0083319
[79 empty] | WLDFR | HFTD - Distribution - Tier 3 - 1QU CoRE ¦ 3QU LoRE | Seismic - Red Flag Warning - Catastrophic Fires | 2027 | 0 | 0 | 0 | 0 | 21835.9781 | 428.6023 | 13939.561 | 7467.8148 | 4.7784 | 4.7784 | 4.7784 | 4.7784 | 8.8912e-09 |  | 0 | 4.2486e-08 | 4.2486e-08 | 0 | 4.2486e-08 | 4.2486e-08 | 0 | 4.2486e-08 | 4.2486e-08 | 0 | 4.2486e-08 | Column30: 4.2486e-08 | [29 empty] | 7.3.2.1.3 Advanced weather monitoring and weather stations Weather StationsWLDFRElectric Reliability | WLDFR | HFTD - Distribution - Tier 3 - 2QU CoRE ¦ 1QU LoRE | Non-Red Flag Warning - Large Fires | 2031 | Electric Reliability | 0.74734 | 226.4749 | 2031 | Mitigation | 0.011149 | 10 | 0 | esc | 0 | 0 | 0 | 0 | 0.011149 | 0.0083319 | 0.011149 | 0.0083319
[79 empty] | WLDFR | HFTD - Distribution - Tier 3 - 1QU CoRE ¦ 3QU LoRE | Seismic - Red Flag Warning - Catastrophic Fires | 2028 | 0 | 0 | 0 | 0 | 22783.187 | 453.261 | 14531.3357 | 7798.5904 | 5.0533 | 5.0533 | 5.0533 | 5.0533 | 8.8912e-09 |  | 0 | 4.493e-08 | 4.493e-08 | 0 | 4.493e-08 | 4.493e-08 | 0 | 4.493e-08 | 4.493e-08 | 0 | 4.493e-08 | Column30: 4.493e-08 | [29 empty] | 7.3.2.1.3 Advanced weather monitoring and weather stations Weather StationsWLDFRElectric Reliability | WLDFR | HFTD - Distribution - Tier 3 - 2QU CoRE ¦ 1QU LoRE | Non-Red Flag Warning - Large Fires | 2032 | Electric Reliability | 0.74734 | 226.4749 | 2032 | Mitigation | 0.011149 | 10 | 0 | esc | 0 | 0 | 0 | 0 | 0 | 0 | 0.011149 | 0.0083319
[79 empty] | WLDFR | HFTD - Distribution - Tier 3 - 1QU CoRE ¦ 3QU LoRE | Seismic - Red Flag Warning - Catastrophic Fires | 2029 | 0 | 0 | 0 | 0 | 22783.187 | 453.261 | 14531.3357 | 7798.5904 | 5.0533 | 5.0533 | 5.0533 | 5.0533 | 8.8912e-09 |  | 0 | 4.493e-08 | 4.493e-08 | 0 | 4.493e-08 | 4.493e-08 | 0 | 4.493e-08 | 4.493e-08 | 0 | 4.493e-08 | Column30: 4.493e-08 | [29 empty] | 7.3.2.1.3 Advanced weather monitoring and weather stations Weather StationsWLDFRElectric Reliability | WLDFR | HFTD - Distribution - Tier 3 - 2QU CoRE ¦ 1QU LoRE | Non-Red Flag Warning - Small Fires | 2021 | Electric Reliability | 0.036425 | 226.4749 | 2021 | Mitigation | 0.011149 | 10 | 0 | esc | 0.011149 | 0.0004061 | 0.011149 | 0.0004061 | 0 | 0 | 0 | 0
[79 empty] | WLDFR | HFTD - Distribution - Tier 3 - 1QU CoRE ¦ 3QU LoRE | Seismic - Red Flag Warning - Catastrophic Fires | 2030 | 0 | 0 | 0 | 0 | 22783.187 | 453.261 | 14531.3357 | 7798.5904 | 0 | 5.0533 | 5.0533 | 5.0533 | 8.8912e-09 |  | 0 | 0 | 0 | 0 | 4.493e-08 | 4.493e-08 | 0 | 4.493e-08 | 4.493e-08 | 0 | 4.493e-08 | Column30: 4.493e-08 | [29 empty] | 7.3.2.1.3 Advanced weather monitoring and weather stations Weather StationsWLDFRElectric Reliability | WLDFR | HFTD - Distribution - Tier 3 - 2QU CoRE ¦ 1QU LoRE | Non-Red Flag Warning - Small Fires | 2022 | Electric Reliability | 0.036425 | 226.4749 | 2022 | Mitigation | 0.011149 | 10 | 0 | esc | 0.011149 | 0.0004061 | 0.011149 | 0.0004061 | 0.011149 | 0.0004061 | 0 | 0
[79 empty] | WLDFR | HFTD - Distribution - Tier 3 - 1QU CoRE ¦ 3QU LoRE | Seismic - Red Flag Warning - Catastrophic Fires | 2031 | 0 | 0 | 0 | 0 | 22783.187 | 453.261 | 14531.3357 | 7798.5904 | 0 | 0 | 5.0533 | 5.0533 | 8.8912e-09 |  | 0 | 0 | 0 | 0 | 0 | 0 | 0 | 4.493e-08 | 4.493e-08 | 0 | 4.493e-08 | Column30: 4.493e-08 | [29 empty] | 7.3.2.1.3 Advanced weather monitoring and weather stations Weather StationsWLDFRElectric Reliability | WLDFR | HFTD - Distribution - Tier 3 - 2QU CoRE ¦ 1QU LoRE | Non-Red Flag Warning - Small Fires | 2023 | Electric Reliability | 0.03759 | 226.4749 | 2023 | Mitigation | 0.011149 | 10 | 0 | esc | 0.011149 | 0.00041909 | 0.011149 | 0.00041909 | 0.011149 | 0.00041909 | 0.011149 | 0.00041909
[79 empty] | WLDFR | HFTD - Distribution - Tier 3 - 1QU CoRE ¦ 3QU LoRE | Seismic - Red Flag Warning - Catastrophic Fires | 2032 | 0 | 0 | 0 | 0 | 22783.187 | 453.261 | 14531.3357 | 7798.5904 | 0 | 0 | 0 | 5.0533 | 8.8912e-09 |  | 0 | 0 | 0 | 0 | 0 | 0 | 0 | 0 | 0 | 0 | 4.493e-08 | Column30: 4.493e-08 | [29 empty] | 7.3.2.1.3 Advanced weather monitoring and weather stations Weather StationsWLDFRElectric Reliability | WLDFR | HFTD - Distribution - Tier 3 - 2QU CoRE ¦ 1QU LoRE | Non-Red Flag Warning - Small Fires | 2024 | Electric Reliability | 0.03759 | 226.4749 | 2024 | Mitigation | 0.011149 | 10 | 0 | esc | 0.011149 | 0.00041909 | 0.011149 | 0.00041909 | 0.011149 | 0.00041909 | 0.011149 | 0.00041909
[79 empty] | WLDFR | HFTD - Distribution - Tier 3 - 1QU CoRE ¦ 4QU LoRE | Non-Red Flag Warning - Catastrophic Fires | 2020 | 0 | 0 | 0 | 0 | 14146.1306 | 222.2294 | 8585.7228 | 5338.1784 | 2.4776 | 0 | 0 | 0 | 3.8965e-06 |  | 0 | 9.6539e-06 | 9.6539e-06 | 0 | 0 | 0 | 0 | 0 | 0 | 0 | 0 | Column30: 0 | [29 empty] | 7.3.2.1.3 Advanced weather monitoring and weather stations Weather StationsWLDFRElectric Reliability | WLDFR | HFTD - Distribution - Tier 3 - 2QU CoRE ¦ 1QU LoRE | Non-Red Flag Warning - Small Fires | 2025 | Electric Reliability | 0.03759 | 226.4749 | 2025 | Mitigation | 0.011149 | 10 | 0 | esc | 0.011149 | 0.00041909 | 0.011149 | 0.00041909 | 0.011149 | 0.00041909 | 0.011149 | 0.00041909
[79 empty] | WLDFR | HFTD - Distribution - Tier 3 - 1QU CoRE ¦ 4QU LoRE | Non-Red Flag Warning - Catastrophic Fires | 2021 | 0 | 0 | 0 | 0 | 14146.1306 | 222.2294 | 8585.7228 | 5338.1784 | 2.4776 | 2.4776 | 0 | 0 | 3.8965e-06 |  | 0 | 9.6539e-06 | 9.6539e-06 | 0 | 9.6539e-06 | 9.6539e-06 | 0 | 0 | 0 | 0 | 0 | Column30: 0 | [29 empty] | 7.3.2.1.3 Advanced weather monitoring and weather stations Weather StationsWLDFRElectric Reliability | WLDFR | HFTD - Distribution - Tier 3 - 2QU CoRE ¦ 1QU LoRE | Non-Red Flag Warning - Small Fires | 2026 | Electric Reliability | 0.03759 | 226.4749 | 2026 | Mitigation | 0.011149 | 10 | 0 | esc | 0.011149 | 0.00041909 | 0.011149 | 0.00041909 | 0.011149 | 0.00041909 | 0.011149 | 0.00041909
[79 empty] | WLDFR | HFTD - Distribution - Tier 3 - 1QU CoRE ¦ 4QU LoRE | Non-Red Flag Warning - Catastrophic Fires | 2022 | 0 | 0 | 0 | 0 | 14146.1306 | 222.2294 | 8585.7228 | 5338.1784 | 2.4776 | 2.4776 | 2.4776 | 0 | 3.8965e-06 |  | 0 | 9.6539e-06 | 9.6539e-06 | 0 | 9.6539e-06 | 9.6539e-06 | 0 | 9.6539e-06 | 9.6539e-06 | 0 | 0 | Column30: 0 | [29 empty] | 7.3.2.1.3 Advanced weather monitoring and weather stations Weather StationsWLDFRElectric Reliability | WLDFR | HFTD - Distribution - Tier 3 - 2QU CoRE ¦ 1QU LoRE | Non-Red Flag Warning - Small Fires | 2027 | Electric Reliability | 0.03759 | 226.4749 | 2027 | Mitigation | 0.011149 | 10 | 0 | esc | 0.011149 | 0.00041909 | 0.011149 | 0.00041909 | 0.011149 | 0.00041909 | 0.011149 | 0.00041909
[79 empty] | WLDFR | HFTD - Distribution - Tier 3 - 1QU CoRE ¦ 4QU LoRE | Non-Red Flag Warning - Catastrophic Fires | 2023 | 0 | 0 | 0 | 0 | 14664.6376 | 233.2301 | 8896.516 | 5534.8915 | 2.6002 | 2.6002 | 2.6002 | 2.6002 | 3.8965e-06 |  | 0 | 1.0132e-05 | 1.0132e-05 | 0 | 1.0132e-05 | 1.0132e-05 | 0 | 1.0132e-05 | 1.0132e-05 | 0 | 1.0132e-05 | Column30: 1.0132e-05 | [29 empty] | 7.3.2.1.3 Advanced weather monitoring and weather stations Weather StationsWLDFRElectric Reliability | WLDFR | HFTD - Distribution - Tier 3 - 2QU CoRE ¦ 1QU LoRE | Non-Red Flag Warning - Small Fires | 2028 | Electric Reliability | 0.039055 | 226.4749 | 2028 | Mitigation | 0.011149 | 10 | 0 | esc | 0.011149 | 0.00043542 | 0.011149 | 0.00043542 | 0.011149 | 0.00043542 | 0.011149 | 0.00043542
[79 empty] | WLDFR | HFTD - Distribution - Tier 3 - 1QU CoRE ¦ 4QU LoRE | Non-Red Flag Warning - Catastrophic Fires | 2024 | 0 | 0 | 0 | 0 | 14664.6376 | 233.2301 | 8896.516 | 5534.8915 | 2.6002 | 2.6002 | 2.6002 | 2.6002 | 3.8965e-06 |  | 0 | 1.0132e-05 | 1.0132e-05 | 0 | 1.0132e-05 | 1.0132e-05 | 0 | 1.0132e-05 | 1.0132e-05 | 0 | 1.0132e-05 | Column30: 1.0132e-05 | [29 empty] | 7.3.2.1.3 Advanced weather monitoring and weather stations Weather StationsWLDFRElectric Reliability | WLDFR | HFTD - Distribution - Tier 3 - 2QU CoRE ¦ 1QU LoRE | Non-Red Flag Warning - Small Fires | 2029 | Electric Reliability | 0.039055 | 226.4749 | 2029 | Mitigation | 0.011149 | 10 | 0 | esc | 0.011149 | 0.00043542 | 0.011149 | 0.00043542 | 0.011149 | 0.00043542 | 0.011149 | 0.00043542
[79 empty] | WLDFR | HFTD - Distribution - Tier 3 - 1QU CoRE ¦ 4QU LoRE | Non-Red Flag Warning - Catastrophic Fires | 2025 | 0 | 0 | 0 | 0 | 14664.6376 | 233.2301 | 8896.516 | 5534.8915 | 2.6002 | 2.6002 | 2.6002 | 2.6002 | 3.8965e-06 |  | 0 | 1.0132e-05 | 1.0132e-05 | 0 | 1.0132e-05 | 1.0132e-05 | 0 | 1.0132e-05 | 1.0132e-05 | 0 | 1.0132e-05 | Column30: 1.0132e-05 | [29 empty] | 7.3.2.1.3 Advanced weather monitoring and weather stations Weather StationsWLDFRElectric Reliability | WLDFR | HFTD - Distribution - Tier 3 - 2QU CoRE ¦ 1QU LoRE | Non-Red Flag Warning - Small Fires | 2030 | Electric Reliability | 0.039055 | 226.4749 | 2030 | Mitigation | 0.011149 | 10 | 0 | esc | 0 | 0 | 0.011149 | 0.00043542 | 0.011149 | 0.00043542 | 0.011149 | 0.00043542
[79 empty] | WLDFR | HFTD - Distribution - Tier 3 - 1QU CoRE ¦ 4QU LoRE | Non-Red Flag Warning - Catastrophic Fires | 2026 | 0 | 0 | 0 | 0 | 14664.6376 | 233.2301 | 8896.516 | 5534.8915 | 2.6002 | 2.6002 | 2.6002 | 2.6002 | 3.8965e-06 |  | 0 | 1.0132e-05 | 1.0132e-05 | 0 | 1.0132e-05 | 1.0132e-05 | 0 | 1.0132e-05 | 1.0132e-05 | 0 | 1.0132e-05 | Column30: 1.0132e-05 | [29 empty] | 7.3.2.1.3 Advanced weather monitoring and weather stations Weather StationsWLDFRElectric Reliability | WLDFR | HFTD - Distribution - Tier 3 - 2QU CoRE ¦ 1QU LoRE | Non-Red Flag Warning - Small Fires | 2031 | Electric Reliability | 0.039055 | 226.4749 | 2031 | Mitigation | 0.011149 | 10 | 0 | esc | 0 | 0 | 0 | 0 | 0.011149 | 0.00043542 | 0.011149 | 0.00043542
[79 empty] | WLDFR | HFTD - Distribution - Tier 3 - 1QU CoRE ¦ 4QU LoRE | Non-Red Flag Warning - Catastrophic Fires | 2027 | 0 | 0 | 0 | 0 | 14664.6376 | 233.2301 | 8896.516 | 5534.8915 | 2.6002 | 2.6002 | 2.6002 | 2.6002 | 3.8965e-06 |  | 0 | 1.0132e-05 | 1.0132e-05 | 0 | 1.0132e-05 | 1.0132e-05 | 0 | 1.0132e-05 | 1.0132e-05 | 0 | 1.0132e-05 | Column30: 1.0132e-05 | [29 empty] | 7.3.2.1.3 Advanced weather monitoring and weather stations Weather StationsWLDFRElectric Reliability | WLDFR | HFTD - Distribution - Tier 3 - 2QU CoRE ¦ 1QU LoRE | Non-Red Flag Warning - Small Fires | 2032 | Electric Reliability | 0.039055 | 226.4749 | 2032 | Mitigation | 0.011149 | 10 | 0 | esc | 0 | 0 | 0 | 0 | 0 | 0 | 0.011149 | 0.00043542
[79 empty] | WLDFR | HFTD - Distribution - Tier 3 - 1QU CoRE ¦ 4QU LoRE | Non-Red Flag Warning - Catastrophic Fires | 2028 | 0 | 0 | 0 | 0 | 15317.9909 | 247.273 | 9287.6491 | 5783.0689 | 2.7568 | 2.7568 | 2.7568 | 2.7568 | 3.8965e-06 |  | 0 | 1.0742e-05 | 1.0742e-05 | 0 | 1.0742e-05 | 1.0742e-05 | 0 | 1.0742e-05 | 1.0742e-05 | 0 | 1.0742e-05 | Column30: 1.0742e-05 | [29 empty] | 7.3.2.1.3 Advanced weather monitoring and weather stations Weather StationsWLDFRElectric Reliability | WLDFR | HFTD - Distribution - Tier 3 - 2QU CoRE ¦ 1QU LoRE | Red Flag Warning - Catastrophic Fires | 2021 | Electric Reliability | 222.2294 | 226.4749 | 2021 | Mitigation | 0.011149 | 10 | 0 | esc | 0.011149 | 2.4776 | 0.011149 | 2.4776 | 0 | 0 | 0 | 0
[79 empty] | WLDFR | HFTD - Distribution - Tier 3 - 1QU CoRE ¦ 4QU LoRE | Non-Red Flag Warning - Catastrophic Fires | 2029 | 0 | 0 | 0 | 0 | 15317.9909 | 247.273 | 9287.6491 | 5783.0689 | 2.7568 | 2.7568 | 2.7568 | 2.7568 | 3.8965e-06 |  | 0 | 1.0742e-05 | 1.0742e-05 | 0 | 1.0742e-05 | 1.0742e-05 | 0 | 1.0742e-05 | 1.0742e-05 | 0 | 1.0742e-05 | Column30: 1.0742e-05 | [29 empty] | 7.3.2.1.3 Advanced weather monitoring and weather stations Weather StationsWLDFRElectric Reliability | WLDFR | HFTD - Distribution - Tier 3 - 2QU CoRE ¦ 1QU LoRE | Red Flag Warning - Catastrophic Fires | 2022 | Electric Reliability | 222.2294 | 226.4749 | 2022 | Mitigation | 0.011149 | 10 | 0 | esc | 0.011149 | 2.4776 | 0.011149 | 2.4776 | 0.011149 | 2.4776 | 0 | 0
[79 empty] | WLDFR | HFTD - Distribution - Tier 3 - 1QU CoRE ¦ 4QU LoRE | Non-Red Flag Warning - Catastrophic Fires | 2030 | 0 | 0 | 0 | 0 | 15317.9909 | 247.273 | 9287.6491 | 5783.0689 | 0 | 2.7568 | 2.7568 | 2.7568 | 3.8965e-06 |  | 0 | 0 | 0 | 0 | 1.0742e-05 | 1.0742e-05 | 0 | 1.0742e-05 | 1.0742e-05 | 0 | 1.0742e-05 | Column30: 1.0742e-05 | [29 empty] | 7.3.2.1.3 Advanced weather monitoring and weather stations Weather StationsWLDFRElectric Reliability | WLDFR | HFTD - Distribution - Tier 3 - 2QU CoRE ¦ 1QU LoRE | Red Flag Warning - Catastrophic Fires | 2023 | Electric Reliability | 233.2301 | 226.4749 | 2023 | Mitigation | 0.011149 | 10 | 0 | esc | 0.011149 | 2.6002 | 0.011149 | 2.6002 | 0.011149 | 2.6002 | 0.011149 | 2.6002
[79 empty] | WLDFR | HFTD - Distribution - Tier 3 - 1QU CoRE ¦ 4QU LoRE | Non-Red Flag Warning - Catastrophic Fires | 2031 | 0 | 0 | 0 | 0 | 15317.9909 | 247.273 | 9287.6491 | 5783.0689 | 0 | 0 | 2.7568 | 2.7568 | 3.8965e-06 |  | 0 | 0 | 0 | 0 | 0 | 0 | 0 | 1.0742e-05 | 1.0742e-05 | 0 | 1.0742e-05 | Column30: 1.0742e-05 | [29 empty] | 7.3.2.1.3 Advanced weather monitoring and weather stations Weather StationsWLDFRElectric Reliability | WLDFR | HFTD - Distribution - Tier 3 - 2QU CoRE ¦ 1QU LoRE | Red Flag Warning - Catastrophic Fires | 2024 | Electric Reliability | 233.2301 | 226.4749 | 2024 | Mitigation | 0.011149 | 10 | 0 | esc | 0.011149 | 2.6002 | 0.011149 | 2.6002 | 0.011149 | 2.6002 | 0.011149 | 2.6002
[79 empty] | WLDFR | HFTD - Distribution - Tier 3 - 1QU CoRE ¦ 4QU LoRE | Non-Red Flag Warning - Catastrophic Fires | 2032 | 0 | 0 | 0 | 0 | 15317.9909 | 247.273 | 9287.6491 | 5783.0689 | 0 | 0 | 0 | 2.7568 | 3.8965e-06 |  | 0 | 0 | 0 | 0 | 0 | 0 | 0 | 0 | 0 | 0 | 1.0742e-05 | Column30: 1.0742e-05 | [29 empty] | 7.3.2.1.3 Advanced weather monitoring and weather stations Weather StationsWLDFRElectric Reliability | WLDFR | HFTD - Distribution - Tier 3 - 2QU CoRE ¦ 1QU LoRE | Red Flag Warning - Catastrophic Fires | 2025 | Electric Reliability | 233.2301 | 226.4749 | 2025 | Mitigation | 0.011149 | 10 | 0 | esc | 0.011149 | 2.6002 | 0.011149 | 2.6002 | 0.011149 | 2.6002 | 0.011149 | 2.6002
[79 empty] | WLDFR | HFTD - Distribution - Tier 3 - 1QU CoRE ¦ 4QU LoRE | Non-Red Flag Warning - Destructive Fires | 2020 | 0 | 0 | 0 | 0 | 8807.9522 | 222.2294 | 8585.7228 | 0 | 2.4776 | 0 | 0 | 0 | 4.6092e-06 |  | 0 | 1.142e-05 | 1.142e-05 | 0 | 0 | 0 | 0 | 0 | 0 | 0 | 0 | Column30: 0 | [29 empty] | 7.3.2.1.3 Advanced weather monitoring and weather stations Weather StationsWLDFRElectric Reliability | WLDFR | HFTD - Distribution - Tier 3 - 2QU CoRE ¦ 1QU LoRE | Red Flag Warning - Catastrophic Fires | 2026 | Electric Reliability | 233.2301 | 226.4749 | 2026 | Mitigation | 0.011149 | 10 | 0 | esc | 0.011149 | 2.6002 | 0.011149 | 2.6002 | 0.011149 | 2.6002 | 0.011149 | 2.6002
[79 empty] | WLDFR | HFTD - Distribution - Tier 3 - 1QU CoRE ¦ 4QU LoRE | Non-Red Flag Warning - Destructive Fires | 2021 | 0 | 0 | 0 | 0 | 8807.9522 | 222.2294 | 8585.7228 | 0 | 2.4776 | 2.4776 | 0 | 0 | 4.6092e-06 |  | 0 | 1.142e-05 | 1.142e-05 | 0 | 1.142e-05 | 1.142e-05 | 0 | 0 | 0 | 0 | 0 | Column30: 0 | [29 empty] | 7.3.2.1.3 Advanced weather monitoring and weather stations Weather StationsWLDFRElectric Reliability | WLDFR | HFTD - Distribution - Tier 3 - 2QU CoRE ¦ 1QU LoRE | Red Flag Warning - Catastrophic Fires | 2027 | Electric Reliability | 233.2301 | 226.4749 | 2027 | Mitigation | 0.011149 | 10 | 0 | esc | 0.011149 | 2.6002 | 0.011149 | 2.6002 | 0.011149 | 2.6002 | 0.011149 | 2.6002
[79 empty] | WLDFR | HFTD - Distribution - Tier 3 - 1QU CoRE ¦ 4QU LoRE | Non-Red Flag Warning - Destructive Fires | 2022 | 0 | 0 | 0 | 0 | 8807.9522 | 222.2294 | 8585.7228 | 0 | 2.4776 | 2.4776 | 2.4776 | 0 | 4.6092e-06 |  | 0 | 1.142e-05 | 1.142e-05 | 0 | 1.142e-05 | 1.142e-05 | 0 | 1.142e-05 | 1.142e-05 | 0 | 0 | Column30: 0 | [29 empty] | 7.3.2.1.3 Advanced weather monitoring and weather stations Weather StationsWLDFRElectric Reliability | WLDFR | HFTD - Distribution - Tier 3 - 2QU CoRE ¦ 1QU LoRE | Red Flag Warning - Catastrophic Fires | 2028 | Electric Reliability | 247.273 | 226.4749 | 2028 | Mitigation | 0.011149 | 10 | 0 | esc | 0.011149 | 2.7568 | 0.011149 | 2.7568 | 0.011149 | 2.7568 | 0.011149 | 2.7568
[79 empty] | WLDFR | HFTD - Distribution - Tier 3 - 1QU CoRE ¦ 4QU LoRE | Non-Red Flag Warning - Destructive Fires | 2023 | 0 | 0 | 0 | 0 | 9129.7461 | 233.2301 | 8896.516 | 0 | 2.6002 | 2.6002 | 2.6002 | 2.6002 | 4.6092e-06 |  | 0 | 1.1985e-05 | 1.1985e-05 | 0 | 1.1985e-05 | 1.1985e-05 | 0 | 1.1985e-05 | 1.1985e-05 | 0 | 1.1985e-05 | Column30: 1.1985e-05 | [29 empty] | 7.3.2.1.3 Advanced weather monitoring and weather stations Weather StationsWLDFRElectric Reliability | WLDFR | HFTD - Distribution - Tier 3 - 2QU CoRE ¦ 1QU LoRE | Red Flag Warning - Catastrophic Fires | 2029 | Electric Reliability | 247.273 | 226.4749 | 2029 | Mitigation | 0.011149 | 10 | 0 | esc | 0.011149 | 2.7568 | 0.011149 | 2.7568 | 0.011149 | 2.7568 | 0.011149 | 2.7568
[79 empty] | WLDFR | HFTD - Distribution - Tier 3 - 1QU CoRE ¦ 4QU LoRE | Non-Red Flag Warning - Destructive Fires | 2024 | 0 | 0 | 0 | 0 | 9129.7461 | 233.2301 | 8896.516 | 0 | 2.6002 | 2.6002 | 2.6002 | 2.6002 | 4.6092e-06 |  | 0 | 1.1985e-05 | 1.1985e-05 | 0 | 1.1985e-05 | 1.1985e-05 | 0 | 1.1985e-05 | 1.1985e-05 | 0 | 1.1985e-05 | Column30: 1.1985e-05 | [29 empty] | 7.3.2.1.3 Advanced weather monitoring and weather stations Weather StationsWLDFRElectric Reliability | WLDFR | HFTD - Distribution - Tier 3 - 2QU CoRE ¦ 1QU LoRE | Red Flag Warning - Catastrophic Fires | 2030 | Electric Reliability | 247.273 | 226.4749 | 2030 | Mitigation | 0.011149 | 10 | 0 | esc | 0 | 0 | 0.011149 | 2.7568 | 0.011149 | 2.7568 | 0.011149 | 2.7568
[79 empty] | WLDFR | HFTD - Distribution - Tier 3 - 1QU CoRE ¦ 4QU LoRE | Non-Red Flag Warning - Destructive Fires | 2025 | 0 | 0 | 0 | 0 | 9129.7461 | 233.2301 | 8896.516 | 0 | 2.6002 | 2.6002 | 2.6002 | 2.6002 | 4.6092e-06 |  | 0 | 1.1985e-05 | 1.1985e-05 | 0 | 1.1985e-05 | 1.1985e-05 | 0 | 1.1985e-05 | 1.1985e-05 | 0 | 1.1985e-05 | Column30: 1.1985e-05 | [29 empty] | 7.3.2.1.3 Advanced weather monitoring and weather stations Weather StationsWLDFRElectric Reliability | WLDFR | HFTD - Distribution - Tier 3 - 2QU CoRE ¦ 1QU LoRE | Red Flag Warning - Catastrophic Fires | 2031 | Electric Reliability | 247.273 | 226.4749 | 2031 | Mitigation | 0.011149 | 10 | 0 | esc | 0 | 0 | 0 | 0 | 0.011149 | 2.7568 | 0.011149 | 2.7568
[79 empty] | WLDFR | HFTD - Distribution - Tier 3 - 1QU CoRE ¦ 4QU LoRE | Non-Red Flag Warning - Destructive Fires | 2026 | 0 | 0 | 0 | 0 | 9129.7461 | 233.2301 | 8896.516 | 0 | 2.6002 | 2.6002 | 2.6002 | 2.6002 | 4.6092e-06 |  | 0 | 1.1985e-05 | 1.1985e-05 | 0 | 1.1985e-05 | 1.1985e-05 | 0 | 1.1985e-05 | 1.1985e-05 | 0 | 1.1985e-05 | Column30: 1.1985e-05 | [29 empty] | 7.3.2.1.3 Advanced weather monitoring and weather stations Weather StationsWLDFRElectric Reliability | WLDFR | HFTD - Distribution - Tier 3 - 2QU CoRE ¦ 1QU LoRE | Red Flag Warning - Catastrophic Fires | 2032 | Electric Reliability | 247.273 | 226.4749 | 2032 | Mitigation | 0.011149 | 10 | 0 | esc | 0 | 0 | 0 | 0 | 0 | 0 | 0.011149 | 2.7568
[79 empty] | WLDFR | HFTD - Distribution - Tier 3 - 1QU CoRE ¦ 4QU LoRE | Non-Red Flag Warning - Destructive Fires | 2027 | 0 | 0 | 0 | 0 | 9129.7461 | 233.2301 | 8896.516 | 0 | 2.6002 | 2.6002 | 2.6002 | 2.6002 | 4.6092e-06 |  | 0 | 1.1985e-05 | 1.1985e-05 | 0 | 1.1985e-05 | 1.1985e-05 | 0 | 1.1985e-05 | 1.1985e-05 | 0 | 1.1985e-05 | Column30: 1.1985e-05 | [29 empty] | 7.3.2.1.3 Advanced weather monitoring and weather stations Weather StationsWLDFRElectric Reliability | WLDFR | HFTD - Distribution - Tier 3 - 2QU CoRE ¦ 1QU LoRE | Red Flag Warning - Destructive Fires | 2021 | Electric Reliability | 222.2294 | 226.4749 | 2021 | Mitigation | 0.011149 | 10 | 0 | esc | 0.011149 | 2.4776 | 0.011149 | 2.4776 | 0 | 0 | 0 | 0
[79 empty] | WLDFR | HFTD - Distribution - Tier 3 - 1QU CoRE ¦ 4QU LoRE | Non-Red Flag Warning - Destructive Fires | 2028 | 0 | 0 | 0 | 0 | 9534.9221 | 247.273 | 9287.6491 | 0 | 2.7568 | 2.7568 | 2.7568 | 2.7568 | 4.6092e-06 |  | 0 | 1.2707e-05 | 1.2707e-05 | 0 | 1.2707e-05 | 1.2707e-05 | 0 | 1.2707e-05 | 1.2707e-05 | 0 | 1.2707e-05 | Column30: 1.2707e-05 | [29 empty] | 7.3.2.1.3 Advanced weather monitoring and weather stations Weather StationsWLDFRElectric Reliability | WLDFR | HFTD - Distribution - Tier 3 - 2QU CoRE ¦ 1QU LoRE | Red Flag Warning - Destructive Fires | 2022 | Electric Reliability | 222.2294 | 226.4749 | 2022 | Mitigation | 0.011149 | 10 | 0 | esc | 0.011149 | 2.4776 | 0.011149 | 2.4776 | 0.011149 | 2.4776 | 0 | 0
[79 empty] | WLDFR | HFTD - Distribution - Tier 3 - 1QU CoRE ¦ 4QU LoRE | Non-Red Flag Warning - Destructive Fires | 2029 | 0 | 0 | 0 | 0 | 9534.9221 | 247.273 | 9287.6491 | 0 | 2.7568 | 2.7568 | 2.7568 | 2.7568 | 4.6092e-06 |  | 0 | 1.2707e-05 | 1.2707e-05 | 0 | 1.2707e-05 | 1.2707e-05 | 0 | 1.2707e-05 | 1.2707e-05 | 0 | 1.2707e-05 | Column30: 1.2707e-05 | [29 empty] | 7.3.2.1.3 Advanced weather monitoring and weather stations Weather StationsWLDFRElectric Reliability | WLDFR | HFTD - Distribution - Tier 3 - 2QU CoRE ¦ 1QU LoRE | Red Flag Warning - Destructive Fires | 2023 | Electric Reliability | 233.2301 | 226.4749 | 2023 | Mitigation | 0.011149 | 10 | 0 | esc | 0.011149 | 2.6002 | 0.011149 | 2.6002 | 0.011149 | 2.6002 | 0.011149 | 2.6002
[79 empty] | WLDFR | HFTD - Distribution - Tier 3 - 1QU CoRE ¦ 4QU LoRE | Non-Red Flag Warning - Destructive Fires | 2030 | 0 | 0 | 0 | 0 | 9534.9221 | 247.273 | 9287.6491 | 0 | 0 | 2.7568 | 2.7568 | 2.7568 | 4.6092e-06 |  | 0 | 0 | 0 | 0 | 1.2707e-05 | 1.2707e-05 | 0 | 1.2707e-05 | 1.2707e-05 | 0 | 1.2707e-05 | Column30: 1.2707e-05 | [29 empty] | 7.3.2.1.3 Advanced weather monitoring and weather stations Weather StationsWLDFRElectric Reliability | WLDFR | HFTD - Distribution - Tier 3 - 2QU CoRE ¦ 1QU LoRE | Red Flag Warning - Destructive Fires | 2024 | Electric Reliability | 233.2301 | 226.4749 | 2024 | Mitigation | 0.011149 | 10 | 0 | esc | 0.011149 | 2.6002 | 0.011149 | 2.6002 | 0.011149 | 2.6002 | 0.011149 | 2.6002
[79 empty] | WLDFR | HFTD - Distribution - Tier 3 - 1QU CoRE ¦ 4QU LoRE | Non-Red Flag Warning - Destructive Fires | 2031 | 0 | 0 | 0 | 0 | 9534.9221 | 247.273 | 9287.6491 | 0 | 0 | 0 | 2.7568 | 2.7568 | 4.6092e-06 |  | 0 | 0 | 0 | 0 | 0 | 0 | 0 | 1.2707e-05 | 1.2707e-05 | 0 | 1.2707e-05 | Column30: 1.2707e-05 | [29 empty] | 7.3.2.1.3 Advanced weather monitoring and weather stations Weather StationsWLDFRElectric Reliability | WLDFR | HFTD - Distribution - Tier 3 - 2QU CoRE ¦ 1QU LoRE | Red Flag Warning - Destructive Fires | 2025 | Electric Reliability | 233.2301 | 226.4749 | 2025 | Mitigation | 0.011149 | 10 | 0 | esc | 0.011149 | 2.6002 | 0.011149 | 2.6002 | 0.011149 | 2.6002 | 0.011149 | 2.6002
[79 empty] | WLDFR | HFTD - Distribution - Tier 3 - 1QU CoRE ¦ 4QU LoRE | Non-Red Flag Warning - Destructive Fires | 2032 | 0 | 0 | 0 | 0 | 9534.9221 | 247.273 | 9287.6491 | 0 | 0 | 0 | 0 | 2.7568 | 4.6092e-06 |  | 0 | 0 | 0 | 0 | 0 | 0 | 0 | 0 | 0 | 0 | 1.2707e-05 | Column30: 1.2707e-05 | [29 empty] | 7.3.2.1.3 Advanced weather monitoring and weather stations Weather StationsWLDFRElectric Reliability | WLDFR | HFTD - Distribution - Tier 3 - 2QU CoRE ¦ 1QU LoRE | Red Flag Warning - Destructive Fires | 2026 | Electric Reliability | 233.2301 | 226.4749 | 2026 | Mitigation | 0.011149 | 10 | 0 | esc | 0.011149 | 2.6002 | 0.011149 | 2.6002 | 0.011149 | 2.6002 | 0.011149 | 2.6002
[79 empty] | WLDFR | HFTD - Distribution - Tier 3 - 1QU CoRE ¦ 4QU LoRE | Non-Red Flag Warning - Large Fires | 2020 | 0 | 0 | 0 | 0 | 5.2406 | 0.69642 | 2.942 | 1.6022 | 0.0077642 | 0 | 0 | 0 | 2.9621e-05 |  | 0 | 2.2999e-07 | 2.2999e-07 | 0 | 0 | 0 | 0 | 0 | 0 | 0 | 0 | Column30: 0 | [29 empty] | 7.3.2.1.3 Advanced weather monitoring and weather stations Weather StationsWLDFRElectric Reliability | WLDFR | HFTD - Distribution - Tier 3 - 2QU CoRE ¦ 1QU LoRE | Red Flag Warning - Destructive Fires | 2027 | Electric Reliability | 233.2301 | 226.4749 | 2027 | Mitigation | 0.011149 | 10 | 0 | esc | 0.011149 | 2.6002 | 0.011149 | 2.6002 | 0.011149 | 2.6002 | 0.011149 | 2.6002
[79 empty] | WLDFR | HFTD - Distribution - Tier 3 - 1QU CoRE ¦ 4QU LoRE | Non-Red Flag Warning - Large Fires | 2021 | 0 | 0 | 0 | 0 | 5.2406 | 0.69642 | 2.942 | 1.6022 | 0.0077642 | 0.0077642 | 0 | 0 | 2.9621e-05 |  | 0 | 2.2999e-07 | 2.2999e-07 | 0 | 2.2999e-07 | 2.2999e-07 | 0 | 0 | 0 | 0 | 0 | Column30: 0 | [29 empty] | 7.3.2.1.3 Advanced weather monitoring and weather stations Weather StationsWLDFRElectric Reliability | WLDFR | HFTD - Distribution - Tier 3 - 2QU CoRE ¦ 1QU LoRE | Red Flag Warning - Destructive Fires | 2028 | Electric Reliability | 247.273 | 226.4749 | 2028 | Mitigation | 0.011149 | 10 | 0 | esc | 0.011149 | 2.7568 | 0.011149 | 2.7568 | 0.011149 | 2.7568 | 0.011149 | 2.7568
[79 empty] | WLDFR | HFTD - Distribution - Tier 3 - 1QU CoRE ¦ 4QU LoRE | Non-Red Flag Warning - Large Fires | 2022 | 0 | 0 | 0 | 0 | 5.2406 | 0.69642 | 2.942 | 1.6022 | 0.0077642 | 0.0077642 | 0.0077642 | 0 | 2.9621e-05 |  | 0 | 2.2999e-07 | 2.2999e-07 | 0 | 2.2999e-07 | 2.2999e-07 | 0 | 2.2999e-07 | 2.2999e-07 | 0 | 0 | Column30: 0 | [29 empty] | 7.3.2.1.3 Advanced weather monitoring and weather stations Weather StationsWLDFRElectric Reliability | WLDFR | HFTD - Distribution - Tier 3 - 2QU CoRE ¦ 1QU LoRE | Red Flag Warning - Destructive Fires | 2029 | Electric Reliability | 247.273 | 226.4749 | 2029 | Mitigation | 0.011149 | 10 | 0 | esc | 0.011149 | 2.7568 | 0.011149 | 2.7568 | 0.011149 | 2.7568 | 0.011149 | 2.7568
[79 empty] | WLDFR | HFTD - Distribution - Tier 3 - 1QU CoRE ¦ 4QU LoRE | Non-Red Flag Warning - Large Fires | 2023 | 0 | 0 | 0 | 0 | 5.475 | 0.71896 | 3.0715 | 1.6846 | 0.0080156 | 0.0080156 | 0.0080156 | 0.0080156 | 2.9621e-05 |  | 0 | 2.3743e-07 | 2.3743e-07 | 0 | 2.3743e-07 | 2.3743e-07 | 0 | 2.3743e-07 | 2.3743e-07 | 0 | 2.3743e-07 | Column30: 2.3743e-07 | [29 empty] | 7.3.2.1.3 Advanced weather monitoring and weather stations Weather StationsWLDFRElectric Reliability | WLDFR | HFTD - Distribution - Tier 3 - 2QU CoRE ¦ 1QU LoRE | Red Flag Warning - Destructive Fires | 2030 | Electric Reliability | 247.273 | 226.4749 | 2030 | Mitigation | 0.011149 | 10 | 0 | esc | 0 | 0 | 0.011149 | 2.7568 | 0.011149 | 2.7568 | 0.011149 | 2.7568
[79 empty] | WLDFR | HFTD - Distribution - Tier 3 - 1QU CoRE ¦ 4QU LoRE | Non-Red Flag Warning - Large Fires | 2024 | 0 | 0 | 0 | 0 | 5.475 | 0.71896 | 3.0715 | 1.6846 | 0.0080156 | 0.0080156 | 0.0080156 | 0.0080156 | 2.9621e-05 |  | 0 | 2.3743e-07 | 2.3743e-07 | 0 | 2.3743e-07 | 2.3743e-07 | 0 | 2.3743e-07 | 2.3743e-07 | 0 | 2.3743e-07 | Column30: 2.3743e-07 | [29 empty] | 7.3.2.1.3 Advanced weather monitoring and weather stations Weather StationsWLDFRElectric Reliability | WLDFR | HFTD - Distribution - Tier 3 - 2QU CoRE ¦ 1QU LoRE | Red Flag Warning - Destructive Fires | 2031 | Electric Reliability | 247.273 | 226.4749 | 2031 | Mitigation | 0.011149 | 10 | 0 | esc | 0 | 0 | 0 | 0 | 0.011149 | 2.7568 | 0.011149 | 2.7568
[79 empty] | WLDFR | HFTD - Distribution - Tier 3 - 1QU CoRE ¦ 4QU LoRE | Non-Red Flag Warning - Large Fires | 2025 | 0 | 0 | 0 | 0 | 5.475 | 0.71896 | 3.0715 | 1.6846 | 0.0080156 | 0.0080156 | 0.0080156 | 0.0080156 | 2.9621e-05 |  | 0 | 2.3743e-07 | 2.3743e-07 | 0 | 2.3743e-07 | 2.3743e-07 | 0 | 2.3743e-07 | 2.3743e-07 | 0 | 2.3743e-07 | Column30: 2.3743e-07 | [29 empty] | 7.3.2.1.3 Advanced weather monitoring and weather stations Weather StationsWLDFRElectric Reliability | WLDFR | HFTD - Distribution - Tier 3 - 2QU CoRE ¦ 1QU LoRE | Red Flag Warning - Destructive Fires | 2032 | Electric Reliability | 247.273 | 226.4749 | 2032 | Mitigation | 0.011149 | 10 | 0 | esc | 0 | 0 | 0 | 0 | 0 | 0 | 0.011149 | 2.7568
[79 empty] | WLDFR | HFTD - Distribution - Tier 3 - 1QU CoRE ¦ 4QU LoRE | Non-Red Flag Warning - Large Fires | 2026 | 0 | 0 | 0 | 0 | 5.475 | 0.71896 | 3.0715 | 1.6846 | 0.0080156 | 0.0080156 | 0.0080156 | 0.0080156 | 2.9621e-05 |  | 0 | 2.3743e-07 | 2.3743e-07 | 0 | 2.3743e-07 | 2.3743e-07 | 0 | 2.3743e-07 | 2.3743e-07 | 0 | 2.3743e-07 | Column30: 2.3743e-07 | [29 empty] | 7.3.2.1.3 Advanced weather monitoring and weather stations Weather StationsWLDFRElectric Reliability | WLDFR | HFTD - Distribution - Tier 3 - 2QU CoRE ¦ 1QU LoRE | Red Flag Warning - Large Fires | 2021 | Electric Reliability | 0.69642 | 226.4749 | 2021 | Mitigation | 0.011149 | 10 | 0 | esc | 0.011149 | 0.0077642 | 0.011149 | 0.0077642 | 0 | 0 | 0 | 0
[79 empty] | WLDFR | HFTD - Distribution - Tier 3 - 1QU CoRE ¦ 4QU LoRE | Non-Red Flag Warning - Large Fires | 2027 | 0 | 0 | 0 | 0 | 5.475 | 0.71896 | 3.0715 | 1.6846 | 0.0080156 | 0.0080156 | 0.0080156 | 0.0080156 | 2.9621e-05 |  | 0 | 2.3743e-07 | 2.3743e-07 | 0 | 2.3743e-07 | 2.3743e-07 | 0 | 2.3743e-07 | 2.3743e-07 | 0 | 2.3743e-07 | Column30: 2.3743e-07 | [29 empty] | 7.3.2.1.3 Advanced weather monitoring and weather stations Weather StationsWLDFRElectric Reliability | WLDFR | HFTD - Distribution - Tier 3 - 2QU CoRE ¦ 1QU LoRE | Red Flag Warning - Large Fires | 2022 | Electric Reliability | 0.69642 | 226.4749 | 2022 | Mitigation | 0.011149 | 10 | 0 | esc | 0.011149 | 0.0077642 | 0.011149 | 0.0077642 | 0.011149 | 0.0077642 | 0 | 0
[79 empty] | WLDFR | HFTD - Distribution - Tier 3 - 1QU CoRE ¦ 4QU LoRE | Non-Red Flag Warning - Large Fires | 2028 | 0 | 0 | 0 | 0 | 5.777 | 0.74734 | 3.238 | 1.7917 | 0.0083319 | 0.0083319 | 0.0083319 | 0.0083319 | 2.9621e-05 |  | 0 | 2.468e-07 | 2.468e-07 | 0 | 2.468e-07 | 2.468e-07 | 0 | 2.468e-07 | 2.468e-07 | 0 | 2.468e-07 | Column30: 2.468e-07 | [29 empty] | 7.3.2.1.3 Advanced weather monitoring and weather stations Weather StationsWLDFRElectric Reliability | WLDFR | HFTD - Distribution - Tier 3 - 2QU CoRE ¦ 1QU LoRE | Red Flag Warning - Large Fires | 2023 | Electric Reliability | 0.71896 | 226.4749 | 2023 | Mitigation | 0.011149 | 10 | 0 | esc | 0.011149 | 0.0080156 | 0.011149 | 0.0080156 | 0.011149 | 0.0080156 | 0.011149 | 0.0080156
[79 empty] | WLDFR | HFTD - Distribution - Tier 3 - 1QU CoRE ¦ 4QU LoRE | Non-Red Flag Warning - Large Fires | 2029 | 0 | 0 | 0 | 0 | 5.777 | 0.74734 | 3.238 | 1.7917 | 0.0083319 | 0.0083319 | 0.0083319 | 0.0083319 | 2.9621e-05 |  | 0 | 2.468e-07 | 2.468e-07 | 0 | 2.468e-07 | 2.468e-07 | 0 | 2.468e-07 | 2.468e-07 | 0 | 2.468e-07 | Column30: 2.468e-07 | [29 empty] | 7.3.2.1.3 Advanced weather monitoring and weather stations Weather StationsWLDFRElectric Reliability | WLDFR | HFTD - Distribution - Tier 3 - 2QU CoRE ¦ 1QU LoRE | Red Flag Warning - Large Fires | 2024 | Electric Reliability | 0.71896 | 226.4749 | 2024 | Mitigation | 0.011149 | 10 | 0 | esc | 0.011149 | 0.0080156 | 0.011149 | 0.0080156 | 0.011149 | 0.0080156 | 0.011149 | 0.0080156
[79 empty] | WLDFR | HFTD - Distribution - Tier 3 - 1QU CoRE ¦ 4QU LoRE | Non-Red Flag Warning - Large Fires | 2030 | 0 | 0 | 0 | 0 | 5.777 | 0.74734 | 3.238 | 1.7917 | 0 | 0.0083319 | 0.0083319 | 0.0083319 | 2.9621e-05 |  | 0 | 0 | 0 | 0 | 2.468e-07 | 2.468e-07 | 0 | 2.468e-07 | 2.468e-07 | 0 | 2.468e-07 | Column30: 2.468e-07 | [29 empty] | 7.3.2.1.3 Advanced weather monitoring and weather stations Weather StationsWLDFRElectric Reliability | WLDFR | HFTD - Distribution - Tier 3 - 2QU CoRE ¦ 1QU LoRE | Red Flag Warning - Large Fires | 2025 | Electric Reliability | 0.71896 | 226.4749 | 2025 | Mitigation | 0.011149 | 10 | 0 | esc | 0.011149 | 0.0080156 | 0.011149 | 0.0080156 | 0.011149 | 0.0080156 | 0.011149 | 0.0080156
[79 empty] | WLDFR | HFTD - Distribution - Tier 3 - 1QU CoRE ¦ 4QU LoRE | Non-Red Flag Warning - Large Fires | 2031 | 0 | 0 | 0 | 0 | 5.777 | 0.74734 | 3.238 | 1.7917 | 0 | 0 | 0.0083319 | 0.0083319 | 2.9621e-05 |  | 0 | 0 | 0 | 0 | 0 | 0 | 0 | 2.468e-07 | 2.468e-07 | 0 | 2.468e-07 | Column30: 2.468e-07 | [29 empty] | 7.3.2.1.3 Advanced weather monitoring and weather stations Weather StationsWLDFRElectric Reliability | WLDFR | HFTD - Distribution - Tier 3 - 2QU CoRE ¦ 1QU LoRE | Red Flag Warning - Large Fires | 2026 | Electric Reliability | 0.71896 | 226.4749 | 2026 | Mitigation | 0.011149 | 10 | 0 | esc | 0.011149 | 0.0080156 | 0.011149 | 0.0080156 | 0.011149 | 0.0080156 | 0.011149 | 0.0080156
[79 empty] | WLDFR | HFTD - Distribution - Tier 3 - 1QU CoRE ¦ 4QU LoRE | Non-Red Flag Warning - Large Fires | 2032 | 0 | 0 | 0 | 0 | 5.777 | 0.74734 | 3.238 | 1.7917 | 0 | 0 | 0 | 0.0083319 | 2.9621e-05 |  | 0 | 0 | 0 | 0 | 0 | 0 | 0 | 0 | 0 | 0 | 2.468e-07 | Column30: 2.468e-07 | [29 empty] | 7.3.2.1.3 Advanced weather monitoring and weather stations Weather StationsWLDFRElectric Reliability | WLDFR | HFTD - Distribution - Tier 3 - 2QU CoRE ¦ 1QU LoRE | Red Flag Warning - Large Fires | 2027 | Electric Reliability | 0.71896 | 226.4749 | 2027 | Mitigation | 0.011149 | 10 | 0 | esc | 0.011149 | 0.0080156 | 0.011149 | 0.0080156 | 0.011149 | 0.0080156 | 0.011149 | 0.0080156
[79 empty] | WLDFR | HFTD - Distribution - Tier 3 - 1QU CoRE ¦ 4QU LoRE | Non-Red Flag Warning - Small Fires | 2020 | 0 | 0 | 0 | 0 | 0.077901 | 0.036425 | 0.0015809 | 0.039895 | 0.0004061 | 0 | 0 | 0 | 0.0032078 |  | 0 | 1.3027e-06 | 1.3027e-06 | 0 | 0 | 0 | 0 | 0 | 0 | 0 | 0 | Column30: 0 | [29 empty] | 7.3.2.1.3 Advanced weather monitoring and weather stations Weather StationsWLDFRElectric Reliability | WLDFR | HFTD - Distribution - Tier 3 - 2QU CoRE ¦ 1QU LoRE | Red Flag Warning - Large Fires | 2028 | Electric Reliability | 0.74734 | 226.4749 | 2028 | Mitigation | 0.011149 | 10 | 0 | esc | 0.011149 | 0.0083319 | 0.011149 | 0.0083319 | 0.011149 | 0.0083319 | 0.011149 | 0.0083319
[79 empty] | WLDFR | HFTD - Distribution - Tier 3 - 1QU CoRE ¦ 4QU LoRE | Non-Red Flag Warning - Small Fires | 2021 | 0 | 0 | 0 | 0 | 0.077901 | 0.036425 | 0.0015809 | 0.039895 | 0.0004061 | 0.0004061 | 0 | 0 | 0.0032078 |  | 0 | 1.3027e-06 | 1.3027e-06 | 0 | 1.3027e-06 | 1.3027e-06 | 0 | 0 | 0 | 0 | 0 | Column30: 0 | [29 empty] | 7.3.2.1.3 Advanced weather monitoring and weather stations Weather StationsWLDFRElectric Reliability | WLDFR | HFTD - Distribution - Tier 3 - 2QU CoRE ¦ 1QU LoRE | Red Flag Warning - Large Fires | 2029 | Electric Reliability | 0.74734 | 226.4749 | 2029 | Mitigation | 0.011149 | 10 | 0 | esc | 0.011149 | 0.0083319 | 0.011149 | 0.0083319 | 0.011149 | 0.0083319 | 0.011149 | 0.0083319
[79 empty] | WLDFR | HFTD - Distribution - Tier 3 - 1QU CoRE ¦ 4QU LoRE | Non-Red Flag Warning - Small Fires | 2022 | 0 | 0 | 0 | 0 | 0.077901 | 0.036425 | 0.0015809 | 0.039895 | 0.0004061 | 0.0004061 | 0.0004061 | 0 | 0.0032078 |  | 0 | 1.3027e-06 | 1.3027e-06 | 0 | 1.3027e-06 | 1.3027e-06 | 0 | 1.3027e-06 | 1.3027e-06 | 0 | 0 | Column30: 0 | [29 empty] | 7.3.2.1.3 Advanced weather monitoring and weather stations Weather StationsWLDFRElectric Reliability | WLDFR | HFTD - Distribution - Tier 3 - 2QU CoRE ¦ 1QU LoRE | Red Flag Warning - Large Fires | 2030 | Electric Reliability | 0.74734 | 226.4749 | 2030 | Mitigation | 0.011149 | 10 | 0 | esc | 0 | 0 | 0.011149 | 0.0083319 | 0.011149 | 0.0083319 | 0.011149 | 0.0083319
[79 empty] | WLDFR | HFTD - Distribution - Tier 3 - 1QU CoRE ¦ 4QU LoRE | Non-Red Flag Warning - Small Fires | 2023 | 0 | 0 | 0 | 0 | 0.080408 | 0.03759 | 0.0016314 | 0.041187 | 0.00041909 | 0.00041909 | 0.00041909 | 0.00041909 | 0.0032078 |  | 0 | 1.3443e-06 | 1.3443e-06 | 0 | 1.3443e-06 | 1.3443e-06 | 0 | 1.3443e-06 | 1.3443e-06 | 0 | 1.3443e-06 | Column30: 1.3443e-06 | [29 empty] | 7.3.2.1.3 Advanced weather monitoring and weather stations Weather StationsWLDFRElectric Reliability | WLDFR | HFTD - Distribution - Tier 3 - 2QU CoRE ¦ 1QU LoRE | Red Flag Warning - Large Fires | 2031 | Electric Reliability | 0.74734 | 226.4749 | 2031 | Mitigation | 0.011149 | 10 | 0 | esc | 0 | 0 | 0 | 0 | 0.011149 | 0.0083319 | 0.011149 | 0.0083319
[79 empty] | WLDFR | HFTD - Distribution - Tier 3 - 1QU CoRE ¦ 4QU LoRE | Non-Red Flag Warning - Small Fires | 2024 | 0 | 0 | 0 | 0 | 0.080408 | 0.03759 | 0.0016314 | 0.041187 | 0.00041909 | 0.00041909 | 0.00041909 | 0.00041909 | 0.0032078 |  | 0 | 1.3443e-06 | 1.3443e-06 | 0 | 1.3443e-06 | 1.3443e-06 | 0 | 1.3443e-06 | 1.3443e-06 | 0 | 1.3443e-06 | Column30: 1.3443e-06 | [29 empty] | 7.3.2.1.3 Advanced weather monitoring and weather stations Weather StationsWLDFRElectric Reliability | WLDFR | HFTD - Distribution - Tier 3 - 2QU CoRE ¦ 1QU LoRE | Red Flag Warning - Large Fires | 2032 | Electric Reliability | 0.74734 | 226.4749 | 2032 | Mitigation | 0.011149 | 10 | 0 | esc | 0 | 0 | 0 | 0 | 0 | 0 | 0.011149 | 0.0083319
[79 empty] | WLDFR | HFTD - Distribution - Tier 3 - 1QU CoRE ¦ 4QU LoRE | Non-Red Flag Warning - Small Fires | 2025 | 0 | 0 | 0 | 0 | 0.080408 | 0.03759 | 0.0016314 | 0.041187 | 0.00041909 | 0.00041909 | 0.00041909 | 0.00041909 | 0.0032078 |  | 0 | 1.3443e-06 | 1.3443e-06 | 0 | 1.3443e-06 | 1.3443e-06 | 0 | 1.3443e-06 | 1.3443e-06 | 0 | 1.3443e-06 | Column30: 1.3443e-06 | [29 empty] | 7.3.2.1.3 Advanced weather monitoring and weather stations Weather StationsWLDFRElectric Reliability | WLDFR | HFTD - Distribution - Tier 3 - 2QU CoRE ¦ 1QU LoRE | Red Flag Warning - Small Fires | 2021 | Electric Reliability | 0.036425 | 226.4749 | 2021 | Mitigation | 0.011149 | 10 | 0 | esc | 0.011149 | 0.0004061 | 0.011149 | 0.0004061 | 0 | 0 | 0 | 0
[79 empty] | WLDFR | HFTD - Distribution - Tier 3 - 1QU CoRE ¦ 4QU LoRE | Non-Red Flag Warning - Small Fires | 2026 | 0 | 0 | 0 | 0 | 0.080408 | 0.03759 | 0.0016314 | 0.041187 | 0.00041909 | 0.00041909 | 0.00041909 | 0.00041909 | 0.0032078 |  | 0 | 1.3443e-06 | 1.3443e-06 | 0 | 1.3443e-06 | 1.3443e-06 | 0 | 1.3443e-06 | 1.3443e-06 | 0 | 1.3443e-06 | Column30: 1.3443e-06 | [29 empty] | 7.3.2.1.3 Advanced weather monitoring and weather stations Weather StationsWLDFRElectric Reliability | WLDFR | HFTD - Distribution - Tier 3 - 2QU CoRE ¦ 1QU LoRE | Red Flag Warning - Small Fires | 2022 | Electric Reliability | 0.036425 | 226.4749 | 2022 | Mitigation | 0.011149 | 10 | 0 | esc | 0.011149 | 0.0004061 | 0.011149 | 0.0004061 | 0.011149 | 0.0004061 | 0 | 0
[79 empty] | WLDFR | HFTD - Distribution - Tier 3 - 1QU CoRE ¦ 4QU LoRE | Non-Red Flag Warning - Small Fires | 2027 | 0 | 0 | 0 | 0 | 0.080408 | 0.03759 | 0.0016314 | 0.041187 | 0.00041909 | 0.00041909 | 0.00041909 | 0.00041909 | 0.0032078 |  | 0 | 1.3443e-06 | 1.3443e-06 | 0 | 1.3443e-06 | 1.3443e-06 | 0 | 1.3443e-06 | 1.3443e-06 | 0 | 1.3443e-06 | Column30: 1.3443e-06 | [29 empty] | 7.3.2.1.3 Advanced weather monitoring and weather stations Weather StationsWLDFRElectric Reliability | WLDFR | HFTD - Distribution - Tier 3 - 2QU CoRE ¦ 1QU LoRE | Red Flag Warning - Small Fires | 2023 | Electric Reliability | 0.03759 | 226.4749 | 2023 | Mitigation | 0.011149 | 10 | 0 | esc | 0.011149 | 0.00041909 | 0.011149 | 0.00041909 | 0.011149 | 0.00041909 | 0.011149 | 0.00041909
[79 empty] | WLDFR | HFTD - Distribution - Tier 3 - 1QU CoRE ¦ 4QU LoRE | Non-Red Flag Warning - Small Fires | 2028 | 0 | 0 | 0 | 0 | 0.083606 | 0.039055 | 0.001695 | 0.042856 | 0.00043542 | 0.00043542 | 0.00043542 | 0.00043542 | 0.0032078 |  | 0 | 1.3967e-06 | 1.3967e-06 | 0 | 1.3967e-06 | 1.3967e-06 | 0 | 1.3967e-06 | 1.3967e-06 | 0 | 1.3967e-06 | Column30: 1.3967e-06 | [29 empty] | 7.3.2.1.3 Advanced weather monitoring and weather stations Weather StationsWLDFRElectric Reliability | WLDFR | HFTD - Distribution - Tier 3 - 2QU CoRE ¦ 1QU LoRE | Red Flag Warning - Small Fires | 2024 | Electric Reliability | 0.03759 | 226.4749 | 2024 | Mitigation | 0.011149 | 10 | 0 | esc | 0.011149 | 0.00041909 | 0.011149 | 0.00041909 | 0.011149 | 0.00041909 | 0.011149 | 0.00041909
[79 empty] | WLDFR | HFTD - Distribution - Tier 3 - 1QU CoRE ¦ 4QU LoRE | Non-Red Flag Warning - Small Fires | 2029 | 0 | 0 | 0 | 0 | 0.083606 | 0.039055 | 0.001695 | 0.042856 | 0.00043542 | 0.00043542 | 0.00043542 | 0.00043542 | 0.0032078 |  | 0 | 1.3967e-06 | 1.3967e-06 | 0 | 1.3967e-06 | 1.3967e-06 | 0 | 1.3967e-06 | 1.3967e-06 | 0 | 1.3967e-06 | Column30: 1.3967e-06 | [29 empty] | 7.3.2.1.3 Advanced weather monitoring and weather stations Weather StationsWLDFRElectric Reliability | WLDFR | HFTD - Distribution - Tier 3 - 2QU CoRE ¦ 1QU LoRE | Red Flag Warning - Small Fires | 2025 | Electric Reliability | 0.03759 | 226.4749 | 2025 | Mitigation | 0.011149 | 10 | 0 | esc | 0.011149 | 0.00041909 | 0.011149 | 0.00041909 | 0.011149 | 0.00041909 | 0.011149 | 0.00041909
[79 empty] | WLDFR | HFTD - Distribution - Tier 3 - 1QU CoRE ¦ 4QU LoRE | Non-Red Flag Warning - Small Fires | 2030 | 0 | 0 | 0 | 0 | 0.083606 | 0.039055 | 0.001695 | 0.042856 | 0 | 0.00043542 | 0.00043542 | 0.00043542 | 0.0032078 |  | 0 | 0 | 0 | 0 | 1.3967e-06 | 1.3967e-06 | 0 | 1.3967e-06 | 1.3967e-06 | 0 | 1.3967e-06 | Column30: 1.3967e-06 | [29 empty] | 7.3.2.1.3 Advanced weather monitoring and weather stations Weather StationsWLDFRElectric Reliability | WLDFR | HFTD - Distribution - Tier 3 - 2QU CoRE ¦ 1QU LoRE | Red Flag Warning - Small Fires | 2026 | Electric Reliability | 0.03759 | 226.4749 | 2026 | Mitigation | 0.011149 | 10 | 0 | esc | 0.011149 | 0.00041909 | 0.011149 | 0.00041909 | 0.011149 | 0.00041909 | 0.011149 | 0.00041909
[79 empty] | WLDFR | HFTD - Distribution - Tier 3 - 1QU CoRE ¦ 4QU LoRE | Non-Red Flag Warning - Small Fires | 2031 | 0 | 0 | 0 | 0 | 0.083606 | 0.039055 | 0.001695 | 0.042856 | 0 | 0 | 0.00043542 | 0.00043542 | 0.0032078 |  | 0 | 0 | 0 | 0 | 0 | 0 | 0 | 1.3967e-06 | 1.3967e-06 | 0 | 1.3967e-06 | Column30: 1.3967e-06 | [29 empty] | 7.3.2.1.3 Advanced weather monitoring and weather stations Weather StationsWLDFRElectric Reliability | WLDFR | HFTD - Distribution - Tier 3 - 2QU CoRE ¦ 1QU LoRE | Red Flag Warning - Small Fires | 2027 | Electric Reliability | 0.03759 | 226.4749 | 2027 | Mitigation | 0.011149 | 10 | 0 | esc | 0.011149 | 0.00041909 | 0.011149 | 0.00041909 | 0.011149 | 0.00041909 | 0.011149 | 0.00041909
[79 empty] | WLDFR | HFTD - Distribution - Tier 3 - 1QU CoRE ¦ 4QU LoRE | Non-Red Flag Warning - Small Fires | 2032 | 0 | 0 | 0 | 0 | 0.083606 | 0.039055 | 0.001695 | 0.042856 | 0 | 0 | 0 | 0.00043542 | 0.0032078 |  | 0 | 0 | 0 | 0 | 0 | 0 | 0 | 0 | 0 | 0 | 1.3967e-06 | Column30: 1.3967e-06 | [29 empty] | 7.3.2.1.3 Advanced weather monitoring and weather stations Weather StationsWLDFRElectric Reliability | WLDFR | HFTD - Distribution - Tier 3 - 2QU CoRE ¦ 1QU LoRE | Red Flag Warning - Small Fires | 2028 | Electric Reliability | 0.039055 | 226.4749 | 2028 | Mitigation | 0.011149 | 10 | 0 | esc | 0.011149 | 0.00043542 | 0.011149 | 0.00043542 | 0.011149 | 0.00043542 | 0.011149 | 0.00043542
[79 empty] | WLDFR | HFTD - Distribution - Tier 3 - 1QU CoRE ¦ 4QU LoRE | Red Flag Warning - Catastrophic Fires | 2020 | 0 | 0 | 0 | 0 | 14146.1306 | 222.2294 | 8585.7228 | 5338.1784 | 2.4776 | 0 | 0 | 0 | 0.00010821 |  | 0 | 0.00026809 | 0.00026809 | 0 | 0 | 0 | 0 | 0 | 0 | 0 | 0 | Column30: 0 | [29 empty] | 7.3.2.1.3 Advanced weather monitoring and weather stations Weather StationsWLDFRElectric Reliability | WLDFR | HFTD - Distribution - Tier 3 - 2QU CoRE ¦ 1QU LoRE | Red Flag Warning - Small Fires | 2029 | Electric Reliability | 0.039055 | 226.4749 | 2029 | Mitigation | 0.011149 | 10 | 0 | esc | 0.011149 | 0.00043542 | 0.011149 | 0.00043542 | 0.011149 | 0.00043542 | 0.011149 | 0.00043542
[79 empty] | WLDFR | HFTD - Distribution - Tier 3 - 1QU CoRE ¦ 4QU LoRE | Red Flag Warning - Catastrophic Fires | 2021 | 0 | 0 | 0 | 0 | 14146.1306 | 222.2294 | 8585.7228 | 5338.1784 | 2.4776 | 2.4776 | 0 | 0 | 0.00010821 |  | 0 | 0.00026809 | 0.00026809 | 0 | 0.00026809 | 0.00026809 | 0 | 0 | 0 | 0 | 0 | Column30: 0 | [29 empty] | 7.3.2.1.3 Advanced weather monitoring and weather stations Weather StationsWLDFRElectric Reliability | WLDFR | HFTD - Distribution - Tier 3 - 2QU CoRE ¦ 1QU LoRE | Red Flag Warning - Small Fires | 2030 | Electric Reliability | 0.039055 | 226.4749 | 2030 | Mitigation | 0.011149 | 10 | 0 | esc | 0 | 0 | 0.011149 | 0.00043542 | 0.011149 | 0.00043542 | 0.011149 | 0.00043542
[79 empty] | WLDFR | HFTD - Distribution - Tier 3 - 1QU CoRE ¦ 4QU LoRE | Red Flag Warning - Catastrophic Fires | 2022 | 0 | 0 | 0 | 0 | 14146.1306 | 222.2294 | 8585.7228 | 5338.1784 | 2.4776 | 2.4776 | 2.4776 | 0 | 0.00010821 |  | 0 | 0.00026809 | 0.00026809 | 0 | 0.00026809 | 0.00026809 | 0 | 0.00026809 | 0.00026809 | 0 | 0 | Column30: 0 | [29 empty] | 7.3.2.1.3 Advanced weather monitoring and weather stations Weather StationsWLDFRElectric Reliability | WLDFR | HFTD - Distribution - Tier 3 - 2QU CoRE ¦ 1QU LoRE | Red Flag Warning - Small Fires | 2031 | Electric Reliability | 0.039055 | 226.4749 | 2031 | Mitigation | 0.011149 | 10 | 0 | esc | 0 | 0 | 0 | 0 | 0.011149 | 0.00043542 | 0.011149 | 0.00043542
[79 empty] | WLDFR | HFTD - Distribution - Tier 3 - 1QU CoRE ¦ 4QU LoRE | Red Flag Warning - Catastrophic Fires | 2023 | 0 | 0 | 0 | 0 | 14664.6376 | 233.2301 | 8896.516 | 5534.8915 | 2.6002 | 2.6002 | 2.6002 | 2.6002 | 0.00010821 |  | 0 | 0.00028137 | 0.00028137 | 0 | 0.00028137 | 0.00028137 | 0 | 0.00028137 | 0.00028137 | 0 | 0.00028137 | Column30: 0.00028137 | [29 empty] | 7.3.2.1.3 Advanced weather monitoring and weather stations Weather StationsWLDFRElectric Reliability | WLDFR | HFTD - Distribution - Tier 3 - 2QU CoRE ¦ 1QU LoRE | Red Flag Warning - Small Fires | 2032 | Electric Reliability | 0.039055 | 226.4749 | 2032 | Mitigation | 0.011149 | 10 | 0 | esc | 0 | 0 | 0 | 0 | 0 | 0 | 0.011149 | 0.00043542
[79 empty] | WLDFR | HFTD - Distribution - Tier 3 - 1QU CoRE ¦ 4QU LoRE | Red Flag Warning - Catastrophic Fires | 2024 | 0 | 0 | 0 | 0 | 14664.6376 | 233.2301 | 8896.516 | 5534.8915 | 2.6002 | 2.6002 | 2.6002 | 2.6002 | 0.00010821 |  | 0 | 0.00028137 | 0.00028137 | 0 | 0.00028137 | 0.00028137 | 0 | 0.00028137 | 0.00028137 | 0 | 0.00028137 | Column30: 0.00028137 | [29 empty] | 7.3.2.1.3 Advanced weather monitoring and weather stations Weather StationsWLDFRElectric Reliability | WLDFR | HFTD - Distribution - Tier 3 - 2QU CoRE ¦ 1QU LoRE | Seismic - Non-Red Flag Warning - Catastrophic Fires | 2021 | Electric Reliability | 409.2237 | 226.4749 | 2021 | Mitigation | 0.011149 | 10 | 0 | esc | 0.011149 | 4.5624 | 0.011149 | 4.5624 | 0 | 0 | 0 | 0
[79 empty] | WLDFR | HFTD - Distribution - Tier 3 - 1QU CoRE ¦ 4QU LoRE | Red Flag Warning - Catastrophic Fires | 2025 | 0 | 0 | 0 | 0 | 14664.6376 | 233.2301 | 8896.516 | 5534.8915 | 2.6002 | 2.6002 | 2.6002 | 2.6002 | 0.00010821 |  | 0 | 0.00028137 | 0.00028137 | 0 | 0.00028137 | 0.00028137 | 0 | 0.00028137 | 0.00028137 | 0 | 0.00028137 | Column30: 0.00028137 | [29 empty] | 7.3.2.1.3 Advanced weather monitoring and weather stations Weather StationsWLDFRElectric Reliability | WLDFR | HFTD - Distribution - Tier 3 - 2QU CoRE ¦ 1QU LoRE | Seismic - Non-Red Flag Warning - Catastrophic Fires | 2022 | Electric Reliability | 409.2237 | 226.4749 | 2022 | Mitigation | 0.011149 | 10 | 0 | esc | 0.011149 | 4.5624 | 0.011149 | 4.5624 | 0.011149 | 4.5624 | 0 | 0
[79 empty] | WLDFR | HFTD - Distribution - Tier 3 - 1QU CoRE ¦ 4QU LoRE | Red Flag Warning - Catastrophic Fires | 2026 | 0 | 0 | 0 | 0 | 14664.6376 | 233.2301 | 8896.516 | 5534.8915 | 2.6002 | 2.6002 | 2.6002 | 2.6002 | 0.00010821 |  | 0 | 0.00028137 | 0.00028137 | 0 | 0.00028137 | 0.00028137 | 0 | 0.00028137 | 0.00028137 | 0 | 0.00028137 | Column30: 0.00028137 | [29 empty] | 7.3.2.1.3 Advanced weather monitoring and weather stations Weather StationsWLDFRElectric Reliability | WLDFR | HFTD - Distribution - Tier 3 - 2QU CoRE ¦ 1QU LoRE | Seismic - Non-Red Flag Warning - Catastrophic Fires | 2023 | Electric Reliability | 428.6023 | 226.4749 | 2023 | Mitigation | 0.011149 | 10 | 0 | esc | 0.011149 | 4.7784 | 0.011149 | 4.7784 | 0.011149 | 4.7784 | 0.011149 | 4.7784
[79 empty] | WLDFR | HFTD - Distribution - Tier 3 - 1QU CoRE ¦ 4QU LoRE | Red Flag Warning - Catastrophic Fires | 2027 | 0 | 0 | 0 | 0 | 14664.6376 | 233.2301 | 8896.516 | 5534.8915 | 2.6002 | 2.6002 | 2.6002 | 2.6002 | 0.00010821 |  | 0 | 0.00028137 | 0.00028137 | 0 | 0.00028137 | 0.00028137 | 0 | 0.00028137 | 0.00028137 | 0 | 0.00028137 | Column30: 0.00028137 | [29 empty] | 7.3.2.1.3 Advanced weather monitoring and weather stations Weather StationsWLDFRElectric Reliability | WLDFR | HFTD - Distribution - Tier 3 - 2QU CoRE ¦ 1QU LoRE | Seismic - Non-Red Flag Warning - Catastrophic Fires | 2024 | Electric Reliability | 428.6023 | 226.4749 | 2024 | Mitigation | 0.011149 | 10 | 0 | esc | 0.011149 | 4.7784 | 0.011149 | 4.7784 | 0.011149 | 4.7784 | 0.011149 | 4.7784
[79 empty] | WLDFR | HFTD - Distribution - Tier 3 - 1QU CoRE ¦ 4QU LoRE | Red Flag Warning - Catastrophic Fires | 2028 | 0 | 0 | 0 | 0 | 15317.9909 | 247.273 | 9287.6491 | 5783.0689 | 2.7568 | 2.7568 | 2.7568 | 2.7568 | 0.00010821 |  | 0 | 0.00029831 | 0.00029831 | 0 | 0.00029831 | 0.00029831 | 0 | 0.00029831 | 0.00029831 | 0 | 0.00029831 | Column30: 0.00029831 | [29 empty] | 7.3.2.1.3 Advanced weather monitoring and weather stations Weather StationsWLDFRElectric Reliability | WLDFR | HFTD - Distribution - Tier 3 - 2QU CoRE ¦ 1QU LoRE | Seismic - Non-Red Flag Warning - Catastrophic Fires | 2025 | Electric Reliability | 428.6023 | 226.4749 | 2025 | Mitigation | 0.011149 | 10 | 0 | esc | 0.011149 | 4.7784 | 0.011149 | 4.7784 | 0.011149 | 4.7784 | 0.011149 | 4.7784
[79 empty] | WLDFR | HFTD - Distribution - Tier 3 - 1QU CoRE ¦ 4QU LoRE | Red Flag Warning - Catastrophic Fires | 2029 | 0 | 0 | 0 | 0 | 15317.9909 | 247.273 | 9287.6491 | 5783.0689 | 2.7568 | 2.7568 | 2.7568 | 2.7568 | 0.00010821 |  | 0 | 0.00029831 | 0.00029831 | 0 | 0.00029831 | 0.00029831 | 0 | 0.00029831 | 0.00029831 | 0 | 0.00029831 | Column30: 0.00029831 | [29 empty] | 7.3.2.1.3 Advanced weather monitoring and weather stations Weather StationsWLDFRElectric Reliability | WLDFR | HFTD - Distribution - Tier 3 - 2QU CoRE ¦ 1QU LoRE | Seismic - Non-Red Flag Warning - Catastrophic Fires | 2026 | Electric Reliability | 428.6023 | 226.4749 | 2026 | Mitigation | 0.011149 | 10 | 0 | esc | 0.011149 | 4.7784 | 0.011149 | 4.7784 | 0.011149 | 4.7784 | 0.011149 | 4.7784
[79 empty] | WLDFR | HFTD - Distribution - Tier 3 - 1QU CoRE ¦ 4QU LoRE | Red Flag Warning - Catastrophic Fires | 2030 | 0 | 0 | 0 | 0 | 15317.9909 | 247.273 | 9287.6491 | 5783.0689 | 0 | 2.7568 | 2.7568 | 2.7568 | 0.00010821 |  | 0 | 0 | 0 | 0 | 0.00029831 | 0.00029831 | 0 | 0.00029831 | 0.00029831 | 0 | 0.00029831 | Column30: 0.00029831 | [29 empty] | 7.3.2.1.3 Advanced weather monitoring and weather stations Weather StationsWLDFRElectric Reliability | WLDFR | HFTD - Distribution - Tier 3 - 2QU CoRE ¦ 1QU LoRE | Seismic - Non-Red Flag Warning - Catastrophic Fires | 2027 | Electric Reliability | 428.6023 | 226.4749 | 2027 | Mitigation | 0.011149 | 10 | 0 | esc | 0.011149 | 4.7784 | 0.011149 | 4.7784 | 0.011149 | 4.7784 | 0.011149 | 4.7784
[79 empty] | WLDFR | HFTD - Distribution - Tier 3 - 1QU CoRE ¦ 4QU LoRE | Red Flag Warning - Catastrophic Fires | 2031 | 0 | 0 | 0 | 0 | 15317.9909 | 247.273 | 9287.6491 | 5783.0689 | 0 | 0 | 2.7568 | 2.7568 | 0.00010821 |  | 0 | 0 | 0 | 0 | 0 | 0 | 0 | 0.00029831 | 0.00029831 | 0 | 0.00029831 | Column30: 0.00029831 | [29 empty] | 7.3.2.1.3 Advanced weather monitoring and weather stations Weather StationsWLDFRElectric Reliability | WLDFR | HFTD - Distribution - Tier 3 - 2QU CoRE ¦ 1QU LoRE | Seismic - Non-Red Flag Warning - Catastrophic Fires | 2028 | Electric Reliability | 453.261 | 226.4749 | 2028 | Mitigation | 0.011149 | 10 | 0 | esc | 0.011149 | 5.0533 | 0.011149 | 5.0533 | 0.011149 | 5.0533 | 0.011149 | 5.0533
[79 empty] | WLDFR | HFTD - Distribution - Tier 3 - 1QU CoRE ¦ 4QU LoRE | Red Flag Warning - Catastrophic Fires | 2032 | 0 | 0 | 0 | 0 | 15317.9909 | 247.273 | 9287.6491 | 5783.0689 | 0 | 0 | 0 | 2.7568 | 0.00010821 |  | 0 | 0 | 0 | 0 | 0 | 0 | 0 | 0 | 0 | 0 | 0.00029831 | Column30: 0.00029831 | [29 empty] | 7.3.2.1.3 Advanced weather monitoring and weather stations Weather StationsWLDFRElectric Reliability | WLDFR | HFTD - Distribution - Tier 3 - 2QU CoRE ¦ 1QU LoRE | Seismic - Non-Red Flag Warning - Catastrophic Fires | 2029 | Electric Reliability | 453.261 | 226.4749 | 2029 | Mitigation | 0.011149 | 10 | 0 | esc | 0.011149 | 5.0533 | 0.011149 | 5.0533 | 0.011149 | 5.0533 | 0.011149 | 5.0533
[79 empty] | WLDFR | HFTD - Distribution - Tier 3 - 1QU CoRE ¦ 4QU LoRE | Red Flag Warning - Destructive Fires | 2020 | 0 | 0 | 0 | 0 | 8807.9522 | 222.2294 | 8585.7228 | 0 | 2.4776 | 0 | 0 | 0 | 1.4097e-05 |  | 0 | 3.4928e-05 | 3.4928e-05 | 0 | 0 | 0 | 0 | 0 | 0 | 0 | 0 | Column30: 0 | [29 empty] | 7.3.2.1.3 Advanced weather monitoring and weather stations Weather StationsWLDFRElectric Reliability | WLDFR | HFTD - Distribution - Tier 3 - 2QU CoRE ¦ 1QU LoRE | Seismic - Non-Red Flag Warning - Catastrophic Fires | 2030 | Electric Reliability | 453.261 | 226.4749 | 2030 | Mitigation | 0.011149 | 10 | 0 | esc | 0 | 0 | 0.011149 | 5.0533 | 0.011149 | 5.0533 | 0.011149 | 5.0533
[79 empty] | WLDFR | HFTD - Distribution - Tier 3 - 1QU CoRE ¦ 4QU LoRE | Red Flag Warning - Destructive Fires | 2021 | 0 | 0 | 0 | 0 | 8807.9522 | 222.2294 | 8585.7228 | 0 | 2.4776 | 2.4776 | 0 | 0 | 1.4097e-05 |  | 0 | 3.4928e-05 | 3.4928e-05 | 0 | 3.4928e-05 | 3.4928e-05 | 0 | 0 | 0 | 0 | 0 | Column30: 0 | [29 empty] | 7.3.2.1.3 Advanced weather monitoring and weather stations Weather StationsWLDFRElectric Reliability | WLDFR | HFTD - Distribution - Tier 3 - 2QU CoRE ¦ 1QU LoRE | Seismic - Non-Red Flag Warning - Catastrophic Fires | 2031 | Electric Reliability | 453.261 | 226.4749 | 2031 | Mitigation | 0.011149 | 10 | 0 | esc | 0 | 0 | 0 | 0 | 0.011149 | 5.0533 | 0.011149 | 5.0533
[79 empty] | WLDFR | HFTD - Distribution - Tier 3 - 1QU CoRE ¦ 4QU LoRE | Red Flag Warning - Destructive Fires | 2022 | 0 | 0 | 0 | 0 | 8807.9522 | 222.2294 | 8585.7228 | 0 | 2.4776 | 2.4776 | 2.4776 | 0 | 1.4097e-05 |  | 0 | 3.4928e-05 | 3.4928e-05 | 0 | 3.4928e-05 | 3.4928e-05 | 0 | 3.4928e-05 | 3.4928e-05 | 0 | 0 | Column30: 0 | [29 empty] | 7.3.2.1.3 Advanced weather monitoring and weather stations Weather StationsWLDFRElectric Reliability | WLDFR | HFTD - Distribution - Tier 3 - 2QU CoRE ¦ 1QU LoRE | Seismic - Non-Red Flag Warning - Catastrophic Fires | 2032 | Electric Reliability | 453.261 | 226.4749 | 2032 | Mitigation | 0.011149 | 10 | 0 | esc | 0 | 0 | 0 | 0 | 0 | 0 | 0.011149 | 5.0533
[79 empty] | WLDFR | HFTD - Distribution - Tier 3 - 1QU CoRE ¦ 4QU LoRE | Red Flag Warning - Destructive Fires | 2023 | 0 | 0 | 0 | 0 | 9129.7461 | 233.2301 | 8896.516 | 0 | 2.6002 | 2.6002 | 2.6002 | 2.6002 | 1.4097e-05 |  | 0 | 3.6656e-05 | 3.6656e-05 | 0 | 3.6656e-05 | 3.6656e-05 | 0 | 3.6656e-05 | 3.6656e-05 | 0 | 3.6656e-05 | Column30: 3.6656e-05 | [29 empty] | 7.3.2.1.3 Advanced weather monitoring and weather stations Weather StationsWLDFRElectric Reliability | WLDFR | HFTD - Distribution - Tier 3 - 2QU CoRE ¦ 1QU LoRE | Seismic - Red Flag Warning - Catastrophic Fires | 2021 | Electric Reliability | 409.2237 | 226.4749 | 2021 | Mitigation | 0.011149 | 10 | 0 | esc | 0.011149 | 4.5624 | 0.011149 | 4.5624 | 0 | 0 | 0 | 0
[79 empty] | WLDFR | HFTD - Distribution - Tier 3 - 1QU CoRE ¦ 4QU LoRE | Red Flag Warning - Destructive Fires | 2024 | 0 | 0 | 0 | 0 | 9129.7461 | 233.2301 | 8896.516 | 0 | 2.6002 | 2.6002 | 2.6002 | 2.6002 | 1.4097e-05 |  | 0 | 3.6656e-05 | 3.6656e-05 | 0 | 3.6656e-05 | 3.6656e-05 | 0 | 3.6656e-05 | 3.6656e-05 | 0 | 3.6656e-05 | Column30: 3.6656e-05 | [29 empty] | 7.3.2.1.3 Advanced weather monitoring and weather stations Weather StationsWLDFRElectric Reliability | WLDFR | HFTD - Distribution - Tier 3 - 2QU CoRE ¦ 1QU LoRE | Seismic - Red Flag Warning - Catastrophic Fires | 2022 | Electric Reliability | 409.2237 | 226.4749 | 2022 | Mitigation | 0.011149 | 10 | 0 | esc | 0.011149 | 4.5624 | 0.011149 | 4.5624 | 0.011149 | 4.5624 | 0 | 0
[79 empty] | WLDFR | HFTD - Distribution - Tier 3 - 1QU CoRE ¦ 4QU LoRE | Red Flag Warning - Destructive Fires | 2025 | 0 | 0 | 0 | 0 | 9129.7461 | 233.2301 | 8896.516 | 0 | 2.6002 | 2.6002 | 2.6002 | 2.6002 | 1.4097e-05 |  | 0 | 3.6656e-05 | 3.6656e-05 | 0 | 3.6656e-05 | 3.6656e-05 | 0 | 3.6656e-05 | 3.6656e-05 | 0 | 3.6656e-05 | Column30: 3.6656e-05 | [29 empty] | 7.3.2.1.3 Advanced weather monitoring and weather stations Weather StationsWLDFRElectric Reliability | WLDFR | HFTD - Distribution - Tier 3 - 2QU CoRE ¦ 1QU LoRE | Seismic - Red Flag Warning - Catastrophic Fires | 2023 | Electric Reliability | 428.6023 | 226.4749 | 2023 | Mitigation | 0.011149 | 10 | 0 | esc | 0.011149 | 4.7784 | 0.011149 | 4.7784 | 0.011149 | 4.7784 | 0.011149 | 4.7784
[79 empty] | WLDFR | HFTD - Distribution - Tier 3 - 1QU CoRE ¦ 4QU LoRE | Red Flag Warning - Destructive Fires | 2026 | 0 | 0 | 0 | 0 | 9129.7461 | 233.2301 | 8896.516 | 0 | 2.6002 | 2.6002 | 2.6002 | 2.6002 | 1.4097e-05 |  | 0 | 3.6656e-05 | 3.6656e-05 | 0 | 3.6656e-05 | 3.6656e-05 | 0 | 3.6656e-05 | 3.6656e-05 | 0 | 3.6656e-05 | Column30: 3.6656e-05 | [29 empty] | 7.3.2.1.3 Advanced weather monitoring and weather stations Weather StationsWLDFRElectric Reliability | WLDFR | HFTD - Distribution - Tier 3 - 2QU CoRE ¦ 1QU LoRE | Seismic - Red Flag Warning - Catastrophic Fires | 2024 | Electric Reliability | 428.6023 | 226.4749 | 2024 | Mitigation | 0.011149 | 10 | 0 | esc | 0.011149 | 4.7784 | 0.011149 | 4.7784 | 0.011149 | 4.7784 | 0.011149 | 4.7784
[79 empty] | WLDFR | HFTD - Distribution - Tier 3 - 1QU CoRE ¦ 4QU LoRE | Red Flag Warning - Destructive Fires | 2027 | 0 | 0 | 0 | 0 | 9129.7461 | 233.2301 | 8896.516 | 0 | 2.6002 | 2.6002 | 2.6002 | 2.6002 | 1.4097e-05 |  | 0 | 3.6656e-05 | 3.6656e-05 | 0 | 3.6656e-05 | 3.6656e-05 | 0 | 3.6656e-05 | 3.6656e-05 | 0 | 3.6656e-05 | Column30: 3.6656e-05 | [29 empty] | 7.3.2.1.3 Advanced weather monitoring and weather stations Weather StationsWLDFRElectric Reliability | WLDFR | HFTD - Distribution - Tier 3 - 2QU CoRE ¦ 1QU LoRE | Seismic - Red Flag Warning - Catastrophic Fires | 2025 | Electric Reliability | 428.6023 | 226.4749 | 2025 | Mitigation | 0.011149 | 10 | 0 | esc | 0.011149 | 4.7784 | 0.011149 | 4.7784 | 0.011149 | 4.7784 | 0.011149 | 4.7784
[79 empty] | WLDFR | HFTD - Distribution - Tier 3 - 1QU CoRE ¦ 4QU LoRE | Red Flag Warning - Destructive Fires | 2028 | 0 | 0 | 0 | 0 | 9534.9221 | 247.273 | 9287.6491 | 0 | 2.7568 | 2.7568 | 2.7568 | 2.7568 | 1.4097e-05 |  | 0 | 3.8864e-05 | 3.8864e-05 | 0 | 3.8864e-05 | 3.8864e-05 | 0 | 3.8864e-05 | 3.8864e-05 | 0 | 3.8864e-05 | Column30: 3.8864e-05 | [29 empty] | 7.3.2.1.3 Advanced weather monitoring and weather stations Weather StationsWLDFRElectric Reliability | WLDFR | HFTD - Distribution - Tier 3 - 2QU CoRE ¦ 1QU LoRE | Seismic - Red Flag Warning - Catastrophic Fires | 2026 | Electric Reliability | 428.6023 | 226.4749 | 2026 | Mitigation | 0.011149 | 10 | 0 | esc | 0.011149 | 4.7784 | 0.011149 | 4.7784 | 0.011149 | 4.7784 | 0.011149 | 4.7784
[79 empty] | WLDFR | HFTD - Distribution - Tier 3 - 1QU CoRE ¦ 4QU LoRE | Red Flag Warning - Destructive Fires | 2029 | 0 | 0 | 0 | 0 | 9534.9221 | 247.273 | 9287.6491 | 0 | 2.7568 | 2.7568 | 2.7568 | 2.7568 | 1.4097e-05 |  | 0 | 3.8864e-05 | 3.8864e-05 | 0 | 3.8864e-05 | 3.8864e-05 | 0 | 3.8864e-05 | 3.8864e-05 | 0 | 3.8864e-05 | Column30: 3.8864e-05 | [29 empty] | 7.3.2.1.3 Advanced weather monitoring and weather stations Weather StationsWLDFRElectric Reliability | WLDFR | HFTD - Distribution - Tier 3 - 2QU CoRE ¦ 1QU LoRE | Seismic - Red Flag Warning - Catastrophic Fires | 2027 | Electric Reliability | 428.6023 | 226.4749 | 2027 | Mitigation | 0.011149 | 10 | 0 | esc | 0.011149 | 4.7784 | 0.011149 | 4.7784 | 0.011149 | 4.7784 | 0.011149 | 4.7784
[79 empty] | WLDFR | HFTD - Distribution - Tier 3 - 1QU CoRE ¦ 4QU LoRE | Red Flag Warning - Destructive Fires | 2030 | 0 | 0 | 0 | 0 | 9534.9221 | 247.273 | 9287.6491 | 0 | 0 | 2.7568 | 2.7568 | 2.7568 | 1.4097e-05 |  | 0 | 0 | 0 | 0 | 3.8864e-05 | 3.8864e-05 | 0 | 3.8864e-05 | 3.8864e-05 | 0 | 3.8864e-05 | Column30: 3.8864e-05 | [29 empty] | 7.3.2.1.3 Advanced weather monitoring and weather stations Weather StationsWLDFRElectric Reliability | WLDFR | HFTD - Distribution - Tier 3 - 2QU CoRE ¦ 1QU LoRE | Seismic - Red Flag Warning - Catastrophic Fires | 2028 | Electric Reliability | 453.261 | 226.4749 | 2028 | Mitigation | 0.011149 | 10 | 0 | esc | 0.011149 | 5.0533 | 0.011149 | 5.0533 | 0.011149 | 5.0533 | 0.011149 | 5.0533
[79 empty] | WLDFR | HFTD - Distribution - Tier 3 - 1QU CoRE ¦ 4QU LoRE | Red Flag Warning - Destructive Fires | 2031 | 0 | 0 | 0 | 0 | 9534.9221 | 247.273 | 9287.6491 | 0 | 0 | 0 | 2.7568 | 2.7568 | 1.4097e-05 |  | 0 | 0 | 0 | 0 | 0 | 0 | 0 | 3.8864e-05 | 3.8864e-05 | 0 | 3.8864e-05 | Column30: 3.8864e-05 | [29 empty] | 7.3.2.1.3 Advanced weather monitoring and weather stations Weather StationsWLDFRElectric Reliability | WLDFR | HFTD - Distribution - Tier 3 - 2QU CoRE ¦ 1QU LoRE | Seismic - Red Flag Warning - Catastrophic Fires | 2029 | Electric Reliability | 453.261 | 226.4749 | 2029 | Mitigation | 0.011149 | 10 | 0 | esc | 0.011149 | 5.0533 | 0.011149 | 5.0533 | 0.011149 | 5.0533 | 0.011149 | 5.0533
[79 empty] | WLDFR | HFTD - Distribution - Tier 3 - 1QU CoRE ¦ 4QU LoRE | Red Flag Warning - Destructive Fires | 2032 | 0 | 0 | 0 | 0 | 9534.9221 | 247.273 | 9287.6491 | 0 | 0 | 0 | 0 | 2.7568 | 1.4097e-05 |  | 0 | 0 | 0 | 0 | 0 | 0 | 0 | 0 | 0 | 0 | 3.8864e-05 | Column30: 3.8864e-05 | [29 empty] | 7.3.2.1.3 Advanced weather monitoring and weather stations Weather StationsWLDFRElectric Reliability | WLDFR | HFTD - Distribution - Tier 3 - 2QU CoRE ¦ 1QU LoRE | Seismic - Red Flag Warning - Catastrophic Fires | 2030 | Electric Reliability | 453.261 | 226.4749 | 2030 | Mitigation | 0.011149 | 10 | 0 | esc | 0 | 0 | 0.011149 | 5.0533 | 0.011149 | 5.0533 | 0.011149 | 5.0533
[79 empty] | WLDFR | HFTD - Distribution - Tier 3 - 1QU CoRE ¦ 4QU LoRE | Red Flag Warning - Large Fires | 2020 | 0 | 0 | 0 | 0 | 5.2406 | 0.69642 | 2.942 | 1.6022 | 0.0077642 | 0 | 0 | 0 | 5.4525e-05 |  | 0 | 4.2334e-07 | 4.2334e-07 | 0 | 0 | 0 | 0 | 0 | 0 | 0 | 0 | Column30: 0 | [29 empty] | 7.3.2.1.3 Advanced weather monitoring and weather stations Weather StationsWLDFRElectric Reliability | WLDFR | HFTD - Distribution - Tier 3 - 2QU CoRE ¦ 1QU LoRE | Seismic - Red Flag Warning - Catastrophic Fires | 2031 | Electric Reliability | 453.261 | 226.4749 | 2031 | Mitigation | 0.011149 | 10 | 0 | esc | 0 | 0 | 0 | 0 | 0.011149 | 5.0533 | 0.011149 | 5.0533
[79 empty] | WLDFR | HFTD - Distribution - Tier 3 - 1QU CoRE ¦ 4QU LoRE | Red Flag Warning - Large Fires | 2021 | 0 | 0 | 0 | 0 | 5.2406 | 0.69642 | 2.942 | 1.6022 | 0.0077642 | 0.0077642 | 0 | 0 | 5.4525e-05 |  | 0 | 4.2334e-07 | 4.2334e-07 | 0 | 4.2334e-07 | 4.2334e-07 | 0 | 0 | 0 | 0 | 0 | Column30: 0 | [29 empty] | 7.3.2.1.3 Advanced weather monitoring and weather stations Weather StationsWLDFRElectric Reliability | WLDFR | HFTD - Distribution - Tier 3 - 2QU CoRE ¦ 1QU LoRE | Seismic - Red Flag Warning - Catastrophic Fires | 2032 | Electric Reliability | 453.261 | 226.4749 | 2032 | Mitigation | 0.011149 | 10 | 0 | esc | 0 | 0 | 0 | 0 | 0 | 0 | 0.011149 | 5.0533
[79 empty] | WLDFR | HFTD - Distribution - Tier 3 - 1QU CoRE ¦ 4QU LoRE | Red Flag Warning - Large Fires | 2022 | 0 | 0 | 0 | 0 | 5.2406 | 0.69642 | 2.942 | 1.6022 | 0.0077642 | 0.0077642 | 0.0077642 | 0 | 5.4525e-05 |  | 0 | 4.2334e-07 | 4.2334e-07 | 0 | 4.2334e-07 | 4.2334e-07 | 0 | 4.2334e-07 | 4.2334e-07 | 0 | 0 | Column30: 0 | [29 empty] | 7.3.2.1.3 Advanced weather monitoring and weather stations Weather StationsWLDFRElectric Reliability | WLDFR | HFTD - Distribution - Tier 3 - 2QU CoRE ¦ 2QU LoRE | Non-Red Flag Warning - Catastrophic Fires | 2021 | Electric Reliability | 222.2294 | 280.2309 | 2021 | Mitigation | 0.011149 | 10 | 0 | esc | 0.011149 | 2.4776 | 0.011149 | 2.4776 | 0 | 0 | 0 | 0
[79 empty] | WLDFR | HFTD - Distribution - Tier 3 - 1QU CoRE ¦ 4QU LoRE | Red Flag Warning - Large Fires | 2023 | 0 | 0 | 0 | 0 | 5.475 | 0.71896 | 3.0715 | 1.6846 | 0.0080156 | 0.0080156 | 0.0080156 | 0.0080156 | 5.4525e-05 |  | 0 | 4.3705e-07 | 4.3705e-07 | 0 | 4.3705e-07 | 4.3705e-07 | 0 | 4.3705e-07 | 4.3705e-07 | 0 | 4.3705e-07 | Column30: 4.3705e-07 | [29 empty] | 7.3.2.1.3 Advanced weather monitoring and weather stations Weather StationsWLDFRElectric Reliability | WLDFR | HFTD - Distribution - Tier 3 - 2QU CoRE ¦ 2QU LoRE | Non-Red Flag Warning - Catastrophic Fires | 2022 | Electric Reliability | 222.2294 | 280.2309 | 2022 | Mitigation | 0.011149 | 10 | 0 | esc | 0.011149 | 2.4776 | 0.011149 | 2.4776 | 0.011149 | 2.4776 | 0 | 0
[79 empty] | WLDFR | HFTD - Distribution - Tier 3 - 1QU CoRE ¦ 4QU LoRE | Red Flag Warning - Large Fires | 2024 | 0 | 0 | 0 | 0 | 5.475 | 0.71896 | 3.0715 | 1.6846 | 0.0080156 | 0.0080156 | 0.0080156 | 0.0080156 | 5.4525e-05 |  | 0 | 4.3705e-07 | 4.3705e-07 | 0 | 4.3705e-07 | 4.3705e-07 | 0 | 4.3705e-07 | 4.3705e-07 | 0 | 4.3705e-07 | Column30: 4.3705e-07 | [29 empty] | 7.3.2.1.3 Advanced weather monitoring and weather stations Weather StationsWLDFRElectric Reliability | WLDFR | HFTD - Distribution - Tier 3 - 2QU CoRE ¦ 2QU LoRE | Non-Red Flag Warning - Catastrophic Fires | 2023 | Electric Reliability | 233.2301 | 280.2309 | 2023 | Mitigation | 0.011149 | 10 | 0 | esc | 0.011149 | 2.6002 | 0.011149 | 2.6002 | 0.011149 | 2.6002 | 0.011149 | 2.6002
[79 empty] | WLDFR | HFTD - Distribution - Tier 3 - 1QU CoRE ¦ 4QU LoRE | Red Flag Warning - Large Fires | 2025 | 0 | 0 | 0 | 0 | 5.475 | 0.71896 | 3.0715 | 1.6846 | 0.0080156 | 0.0080156 | 0.0080156 | 0.0080156 | 5.4525e-05 |  | 0 | 4.3705e-07 | 4.3705e-07 | 0 | 4.3705e-07 | 4.3705e-07 | 0 | 4.3705e-07 | 4.3705e-07 | 0 | 4.3705e-07 | Column30: 4.3705e-07 | [29 empty] | 7.3.2.1.3 Advanced weather monitoring and weather stations Weather StationsWLDFRElectric Reliability | WLDFR | HFTD - Distribution - Tier 3 - 2QU CoRE ¦ 2QU LoRE | Non-Red Flag Warning - Catastrophic Fires | 2024 | Electric Reliability | 233.2301 | 280.2309 | 2024 | Mitigation | 0.011149 | 10 | 0 | esc | 0.011149 | 2.6002 | 0.011149 | 2.6002 | 0.011149 | 2.6002 | 0.011149 | 2.6002
[79 empty] | WLDFR | HFTD - Distribution - Tier 3 - 1QU CoRE ¦ 4QU LoRE | Red Flag Warning - Large Fires | 2026 | 0 | 0 | 0 | 0 | 5.475 | 0.71896 | 3.0715 | 1.6846 | 0.0080156 | 0.0080156 | 0.0080156 | 0.0080156 | 5.4525e-05 |  | 0 | 4.3705e-07 | 4.3705e-07 | 0 | 4.3705e-07 | 4.3705e-07 | 0 | 4.3705e-07 | 4.3705e-07 | 0 | 4.3705e-07 | Column30: 4.3705e-07 | [29 empty] | 7.3.2.1.3 Advanced weather monitoring and weather stations Weather StationsWLDFRElectric Reliability | WLDFR | HFTD - Distribution - Tier 3 - 2QU CoRE ¦ 2QU LoRE | Non-Red Flag Warning - Catastrophic Fires | 2025 | Electric Reliability | 233.2301 | 280.2309 | 2025 | Mitigation | 0.011149 | 10 | 0 | esc | 0.011149 | 2.6002 | 0.011149 | 2.6002 | 0.011149 | 2.6002 | 0.011149 | 2.6002
[79 empty] | WLDFR | HFTD - Distribution - Tier 3 - 1QU CoRE ¦ 4QU LoRE | Red Flag Warning - Large Fires | 2027 | 0 | 0 | 0 | 0 | 5.475 | 0.71896 | 3.0715 | 1.6846 | 0.0080156 | 0.0080156 | 0.0080156 | 0.0080156 | 5.4525e-05 |  | 0 | 4.3705e-07 | 4.3705e-07 | 0 | 4.3705e-07 | 4.3705e-07 | 0 | 4.3705e-07 | 4.3705e-07 | 0 | 4.3705e-07 | Column30: 4.3705e-07 | [29 empty] | 7.3.2.1.3 Advanced weather monitoring and weather stations Weather StationsWLDFRElectric Reliability | WLDFR | HFTD - Distribution - Tier 3 - 2QU CoRE ¦ 2QU LoRE | Non-Red Flag Warning - Catastrophic Fires | 2026 | Electric Reliability | 233.2301 | 280.2309 | 2026 | Mitigation | 0.011149 | 10 | 0 | esc | 0.011149 | 2.6002 | 0.011149 | 2.6002 | 0.011149 | 2.6002 | 0.011149 | 2.6002
[79 empty] | WLDFR | HFTD - Distribution - Tier 3 - 1QU CoRE ¦ 4QU LoRE | Red Flag Warning - Large Fires | 2028 | 0 | 0 | 0 | 0 | 5.777 | 0.74734 | 3.238 | 1.7917 | 0.0083319 | 0.0083319 | 0.0083319 | 0.0083319 | 5.4525e-05 |  | 0 | 4.543e-07 | 4.543e-07 | 0 | 4.543e-07 | 4.543e-07 | 0 | 4.543e-07 | 4.543e-07 | 0 | 4.543e-07 | Column30: 4.543e-07 | [29 empty] | 7.3.2.1.3 Advanced weather monitoring and weather stations Weather StationsWLDFRElectric Reliability | WLDFR | HFTD - Distribution - Tier 3 - 2QU CoRE ¦ 2QU LoRE | Non-Red Flag Warning - Catastrophic Fires | 2027 | Electric Reliability | 233.2301 | 280.2309 | 2027 | Mitigation | 0.011149 | 10 | 0 | esc | 0.011149 | 2.6002 | 0.011149 | 2.6002 | 0.011149 | 2.6002 | 0.011149 | 2.6002
[79 empty] | WLDFR | HFTD - Distribution - Tier 3 - 1QU CoRE ¦ 4QU LoRE | Red Flag Warning - Large Fires | 2029 | 0 | 0 | 0 | 0 | 5.777 | 0.74734 | 3.238 | 1.7917 | 0.0083319 | 0.0083319 | 0.0083319 | 0.0083319 | 5.4525e-05 |  | 0 | 4.543e-07 | 4.543e-07 | 0 | 4.543e-07 | 4.543e-07 | 0 | 4.543e-07 | 4.543e-07 | 0 | 4.543e-07 | Column30: 4.543e-07 | [29 empty] | 7.3.2.1.3 Advanced weather monitoring and weather stations Weather StationsWLDFRElectric Reliability | WLDFR | HFTD - Distribution - Tier 3 - 2QU CoRE ¦ 2QU LoRE | Non-Red Flag Warning - Catastrophic Fires | 2028 | Electric Reliability | 247.273 | 280.2309 | 2028 | Mitigation | 0.011149 | 10 | 0 | esc | 0.011149 | 2.7568 | 0.011149 | 2.7568 | 0.011149 | 2.7568 | 0.011149 | 2.7568
[79 empty] | WLDFR | HFTD - Distribution - Tier 3 - 1QU CoRE ¦ 4QU LoRE | Red Flag Warning - Large Fires | 2030 | 0 | 0 | 0 | 0 | 5.777 | 0.74734 | 3.238 | 1.7917 | 0 | 0.0083319 | 0.0083319 | 0.0083319 | 5.4525e-05 |  | 0 | 0 | 0 | 0 | 4.543e-07 | 4.543e-07 | 0 | 4.543e-07 | 4.543e-07 | 0 | 4.543e-07 | Column30: 4.543e-07 | [29 empty] | 7.3.2.1.3 Advanced weather monitoring and weather stations Weather StationsWLDFRElectric Reliability | WLDFR | HFTD - Distribution - Tier 3 - 2QU CoRE ¦ 2QU LoRE | Non-Red Flag Warning - Catastrophic Fires | 2029 | Electric Reliability | 247.273 | 280.2309 | 2029 | Mitigation | 0.011149 | 10 | 0 | esc | 0.011149 | 2.7568 | 0.011149 | 2.7568 | 0.011149 | 2.7568 | 0.011149 | 2.7568
[79 empty] | WLDFR | HFTD - Distribution - Tier 3 - 1QU CoRE ¦ 4QU LoRE | Red Flag Warning - Large Fires | 2031 | 0 | 0 | 0 | 0 | 5.777 | 0.74734 | 3.238 | 1.7917 | 0 | 0 | 0.0083319 | 0.0083319 | 5.4525e-05 |  | 0 | 0 | 0 | 0 | 0 | 0 | 0 | 4.543e-07 | 4.543e-07 | 0 | 4.543e-07 | Column30: 4.543e-07 | [29 empty] | 7.3.2.1.3 Advanced weather monitoring and weather stations Weather StationsWLDFRElectric Reliability | WLDFR | HFTD - Distribution - Tier 3 - 2QU CoRE ¦ 2QU LoRE | Non-Red Flag Warning - Catastrophic Fires | 2030 | Electric Reliability | 247.273 | 280.2309 | 2030 | Mitigation | 0.011149 | 10 | 0 | esc | 0 | 0 | 0.011149 | 2.7568 | 0.011149 | 2.7568 | 0.011149 | 2.7568
[79 empty] | WLDFR | HFTD - Distribution - Tier 3 - 1QU CoRE ¦ 4QU LoRE | Red Flag Warning - Large Fires | 2032 | 0 | 0 | 0 | 0 | 5.777 | 0.74734 | 3.238 | 1.7917 | 0 | 0 | 0 | 0.0083319 | 5.4525e-05 |  | 0 | 0 | 0 | 0 | 0 | 0 | 0 | 0 | 0 | 0 | 4.543e-07 | Column30: 4.543e-07 | [29 empty] | 7.3.2.1.3 Advanced weather monitoring and weather stations Weather StationsWLDFRElectric Reliability | WLDFR | HFTD - Distribution - Tier 3 - 2QU CoRE ¦ 2QU LoRE | Non-Red Flag Warning - Catastrophic Fires | 2031 | Electric Reliability | 247.273 | 280.2309 | 2031 | Mitigation | 0.011149 | 10 | 0 | esc | 0 | 0 | 0 | 0 | 0.011149 | 2.7568 | 0.011149 | 2.7568
[79 empty] | WLDFR | HFTD - Distribution - Tier 3 - 1QU CoRE ¦ 4QU LoRE | Red Flag Warning - Small Fires | 2020 | 0 | 0 | 0 | 0 | 0.077901 | 0.036425 | 0.0015809 | 0.039895 | 0.0004061 | 0 | 0 | 0 | 0.00045295 |  | 0 | 1.8394e-07 | 1.8394e-07 | 0 | 0 | 0 | 0 | 0 | 0 | 0 | 0 | Column30: 0 | [29 empty] | 7.3.2.1.3 Advanced weather monitoring and weather stations Weather StationsWLDFRElectric Reliability | WLDFR | HFTD - Distribution - Tier 3 - 2QU CoRE ¦ 2QU LoRE | Non-Red Flag Warning - Catastrophic Fires | 2032 | Electric Reliability | 247.273 | 280.2309 | 2032 | Mitigation | 0.011149 | 10 | 0 | esc | 0 | 0 | 0 | 0 | 0 | 0 | 0.011149 | 2.7568
[79 empty] | WLDFR | HFTD - Distribution - Tier 3 - 1QU CoRE ¦ 4QU LoRE | Red Flag Warning - Small Fires | 2021 | 0 | 0 | 0 | 0 | 0.077901 | 0.036425 | 0.0015809 | 0.039895 | 0.0004061 | 0.0004061 | 0 | 0 | 0.00045295 |  | 0 | 1.8394e-07 | 1.8394e-07 | 0 | 1.8394e-07 | 1.8394e-07 | 0 | 0 | 0 | 0 | 0 | Column30: 0 | [29 empty] | 7.3.2.1.3 Advanced weather monitoring and weather stations Weather StationsWLDFRElectric Reliability | WLDFR | HFTD - Distribution - Tier 3 - 2QU CoRE ¦ 2QU LoRE | Non-Red Flag Warning - Destructive Fires | 2021 | Electric Reliability | 222.2294 | 280.2309 | 2021 | Mitigation | 0.011149 | 10 | 0 | esc | 0.011149 | 2.4776 | 0.011149 | 2.4776 | 0 | 0 | 0 | 0
[79 empty] | WLDFR | HFTD - Distribution - Tier 3 - 1QU CoRE ¦ 4QU LoRE | Red Flag Warning - Small Fires | 2022 | 0 | 0 | 0 | 0 | 0.077901 | 0.036425 | 0.0015809 | 0.039895 | 0.0004061 | 0.0004061 | 0.0004061 | 0 | 0.00045295 |  | 0 | 1.8394e-07 | 1.8394e-07 | 0 | 1.8394e-07 | 1.8394e-07 | 0 | 1.8394e-07 | 1.8394e-07 | 0 | 0 | Column30: 0 | [29 empty] | 7.3.2.1.3 Advanced weather monitoring and weather stations Weather StationsWLDFRElectric Reliability | WLDFR | HFTD - Distribution - Tier 3 - 2QU CoRE ¦ 2QU LoRE | Non-Red Flag Warning - Destructive Fires | 2022 | Electric Reliability | 222.2294 | 280.2309 | 2022 | Mitigation | 0.011149 | 10 | 0 | esc | 0.011149 | 2.4776 | 0.011149 | 2.4776 | 0.011149 | 2.4776 | 0 | 0
[79 empty] | WLDFR | HFTD - Distribution - Tier 3 - 1QU CoRE ¦ 4QU LoRE | Red Flag Warning - Small Fires | 2023 | 0 | 0 | 0 | 0 | 0.080408 | 0.03759 | 0.0016314 | 0.041187 | 0.00041909 | 0.00041909 | 0.00041909 | 0.00041909 | 0.00045295 |  | 0 | 1.8983e-07 | 1.8983e-07 | 0 | 1.8983e-07 | 1.8983e-07 | 0 | 1.8983e-07 | 1.8983e-07 | 0 | 1.8983e-07 | Column30: 1.8983e-07 | [29 empty] | 7.3.2.1.3 Advanced weather monitoring and weather stations Weather StationsWLDFRElectric Reliability | WLDFR | HFTD - Distribution - Tier 3 - 2QU CoRE ¦ 2QU LoRE | Non-Red Flag Warning - Destructive Fires | 2023 | Electric Reliability | 233.2301 | 280.2309 | 2023 | Mitigation | 0.011149 | 10 | 0 | esc | 0.011149 | 2.6002 | 0.011149 | 2.6002 | 0.011149 | 2.6002 | 0.011149 | 2.6002
[79 empty] | WLDFR | HFTD - Distribution - Tier 3 - 1QU CoRE ¦ 4QU LoRE | Red Flag Warning - Small Fires | 2024 | 0 | 0 | 0 | 0 | 0.080408 | 0.03759 | 0.0016314 | 0.041187 | 0.00041909 | 0.00041909 | 0.00041909 | 0.00041909 | 0.00045295 |  | 0 | 1.8983e-07 | 1.8983e-07 | 0 | 1.8983e-07 | 1.8983e-07 | 0 | 1.8983e-07 | 1.8983e-07 | 0 | 1.8983e-07 | Column30: 1.8983e-07 | [29 empty] | 7.3.2.1.3 Advanced weather monitoring and weather stations Weather StationsWLDFRElectric Reliability | WLDFR | HFTD - Distribution - Tier 3 - 2QU CoRE ¦ 2QU LoRE | Non-Red Flag Warning - Destructive Fires | 2024 | Electric Reliability | 233.2301 | 280.2309 | 2024 | Mitigation | 0.011149 | 10 | 0 | esc | 0.011149 | 2.6002 | 0.011149 | 2.6002 | 0.011149 | 2.6002 | 0.011149 | 2.6002
[79 empty] | WLDFR | HFTD - Distribution - Tier 3 - 1QU CoRE ¦ 4QU LoRE | Red Flag Warning - Small Fires | 2025 | 0 | 0 | 0 | 0 | 0.080408 | 0.03759 | 0.0016314 | 0.041187 | 0.00041909 | 0.00041909 | 0.00041909 | 0.00041909 | 0.00045295 |  | 0 | 1.8983e-07 | 1.8983e-07 | 0 | 1.8983e-07 | 1.8983e-07 | 0 | 1.8983e-07 | 1.8983e-07 | 0 | 1.8983e-07 | Column30: 1.8983e-07 | [29 empty] | 7.3.2.1.3 Advanced weather monitoring and weather stations Weather StationsWLDFRElectric Reliability | WLDFR | HFTD - Distribution - Tier 3 - 2QU CoRE ¦ 2QU LoRE | Non-Red Flag Warning - Destructive Fires | 2025 | Electric Reliability | 233.2301 | 280.2309 | 2025 | Mitigation | 0.011149 | 10 | 0 | esc | 0.011149 | 2.6002 | 0.011149 | 2.6002 | 0.011149 | 2.6002 | 0.011149 | 2.6002
[79 empty] | WLDFR | HFTD - Distribution - Tier 3 - 1QU CoRE ¦ 4QU LoRE | Red Flag Warning - Small Fires | 2026 | 0 | 0 | 0 | 0 | 0.080408 | 0.03759 | 0.0016314 | 0.041187 | 0.00041909 | 0.00041909 | 0.00041909 | 0.00041909 | 0.00045295 |  | 0 | 1.8983e-07 | 1.8983e-07 | 0 | 1.8983e-07 | 1.8983e-07 | 0 | 1.8983e-07 | 1.8983e-07 | 0 | 1.8983e-07 | Column30: 1.8983e-07 | [29 empty] | 7.3.2.1.3 Advanced weather monitoring and weather stations Weather StationsWLDFRElectric Reliability | WLDFR | HFTD - Distribution - Tier 3 - 2QU CoRE ¦ 2QU LoRE | Non-Red Flag Warning - Destructive Fires | 2026 | Electric Reliability | 233.2301 | 280.2309 | 2026 | Mitigation | 0.011149 | 10 | 0 | esc | 0.011149 | 2.6002 | 0.011149 | 2.6002 | 0.011149 | 2.6002 | 0.011149 | 2.6002
[79 empty] | WLDFR | HFTD - Distribution - Tier 3 - 1QU CoRE ¦ 4QU LoRE | Red Flag Warning - Small Fires | 2027 | 0 | 0 | 0 | 0 | 0.080408 | 0.03759 | 0.0016314 | 0.041187 | 0.00041909 | 0.00041909 | 0.00041909 | 0.00041909 | 0.00045295 |  | 0 | 1.8983e-07 | 1.8983e-07 | 0 | 1.8983e-07 | 1.8983e-07 | 0 | 1.8983e-07 | 1.8983e-07 | 0 | 1.8983e-07 | Column30: 1.8983e-07 | [29 empty] | 7.3.2.1.3 Advanced weather monitoring and weather stations Weather StationsWLDFRElectric Reliability | WLDFR | HFTD - Distribution - Tier 3 - 2QU CoRE ¦ 2QU LoRE | Non-Red Flag Warning - Destructive Fires | 2027 | Electric Reliability | 233.2301 | 280.2309 | 2027 | Mitigation | 0.011149 | 10 | 0 | esc | 0.011149 | 2.6002 | 0.011149 | 2.6002 | 0.011149 | 2.6002 | 0.011149 | 2.6002
[79 empty] | WLDFR | HFTD - Distribution - Tier 3 - 1QU CoRE ¦ 4QU LoRE | Red Flag Warning - Small Fires | 2028 | 0 | 0 | 0 | 0 | 0.083606 | 0.039055 | 0.001695 | 0.042856 | 0.00043542 | 0.00043542 | 0.00043542 | 0.00043542 | 0.00045295 |  | 0 | 1.9722e-07 | 1.9722e-07 | 0 | 1.9722e-07 | 1.9722e-07 | 0 | 1.9722e-07 | 1.9722e-07 | 0 | 1.9722e-07 | Column30: 1.9722e-07 | [29 empty] | 7.3.2.1.3 Advanced weather monitoring and weather stations Weather StationsWLDFRElectric Reliability | WLDFR | HFTD - Distribution - Tier 3 - 2QU CoRE ¦ 2QU LoRE | Non-Red Flag Warning - Destructive Fires | 2028 | Electric Reliability | 247.273 | 280.2309 | 2028 | Mitigation | 0.011149 | 10 | 0 | esc | 0.011149 | 2.7568 | 0.011149 | 2.7568 | 0.011149 | 2.7568 | 0.011149 | 2.7568
[79 empty] | WLDFR | HFTD - Distribution - Tier 3 - 1QU CoRE ¦ 4QU LoRE | Red Flag Warning - Small Fires | 2029 | 0 | 0 | 0 | 0 | 0.083606 | 0.039055 | 0.001695 | 0.042856 | 0.00043542 | 0.00043542 | 0.00043542 | 0.00043542 | 0.00045295 |  | 0 | 1.9722e-07 | 1.9722e-07 | 0 | 1.9722e-07 | 1.9722e-07 | 0 | 1.9722e-07 | 1.9722e-07 | 0 | 1.9722e-07 | Column30: 1.9722e-07 | [29 empty] | 7.3.2.1.3 Advanced weather monitoring and weather stations Weather StationsWLDFRElectric Reliability | WLDFR | HFTD - Distribution - Tier 3 - 2QU CoRE ¦ 2QU LoRE | Non-Red Flag Warning - Destructive Fires | 2029 | Electric Reliability | 247.273 | 280.2309 | 2029 | Mitigation | 0.011149 | 10 | 0 | esc | 0.011149 | 2.7568 | 0.011149 | 2.7568 | 0.011149 | 2.7568 | 0.011149 | 2.7568
[79 empty] | WLDFR | HFTD - Distribution - Tier 3 - 1QU CoRE ¦ 4QU LoRE | Red Flag Warning - Small Fires | 2030 | 0 | 0 | 0 | 0 | 0.083606 | 0.039055 | 0.001695 | 0.042856 | 0 | 0.00043542 | 0.00043542 | 0.00043542 | 0.00045295 |  | 0 | 0 | 0 | 0 | 1.9722e-07 | 1.9722e-07 | 0 | 1.9722e-07 | 1.9722e-07 | 0 | 1.9722e-07 | Column30: 1.9722e-07 | [29 empty] | 7.3.2.1.3 Advanced weather monitoring and weather stations Weather StationsWLDFRElectric Reliability | WLDFR | HFTD - Distribution - Tier 3 - 2QU CoRE ¦ 2QU LoRE | Non-Red Flag Warning - Destructive Fires | 2030 | Electric Reliability | 247.273 | 280.2309 | 2030 | Mitigation | 0.011149 | 10 | 0 | esc | 0 | 0 | 0.011149 | 2.7568 | 0.011149 | 2.7568 | 0.011149 | 2.7568
[79 empty] | WLDFR | HFTD - Distribution - Tier 3 - 1QU CoRE ¦ 4QU LoRE | Red Flag Warning - Small Fires | 2031 | 0 | 0 | 0 | 0 | 0.083606 | 0.039055 | 0.001695 | 0.042856 | 0 | 0 | 0.00043542 | 0.00043542 | 0.00045295 |  | 0 | 0 | 0 | 0 | 0 | 0 | 0 | 1.9722e-07 | 1.9722e-07 | 0 | 1.9722e-07 | Column30: 1.9722e-07 | [29 empty] | 7.3.2.1.3 Advanced weather monitoring and weather stations Weather StationsWLDFRElectric Reliability | WLDFR | HFTD - Distribution - Tier 3 - 2QU CoRE ¦ 2QU LoRE | Non-Red Flag Warning - Destructive Fires | 2031 | Electric Reliability | 247.273 | 280.2309 | 2031 | Mitigation | 0.011149 | 10 | 0 | esc | 0 | 0 | 0 | 0 | 0.011149 | 2.7568 | 0.011149 | 2.7568
[79 empty] | WLDFR | HFTD - Distribution - Tier 3 - 1QU CoRE ¦ 4QU LoRE | Red Flag Warning - Small Fires | 2032 | 0 | 0 | 0 | 0 | 0.083606 | 0.039055 | 0.001695 | 0.042856 | 0 | 0 | 0 | 0.00043542 | 0.00045295 |  | 0 | 0 | 0 | 0 | 0 | 0 | 0 | 0 | 0 | 0 | 1.9722e-07 | Column30: 1.9722e-07 | [29 empty] | 7.3.2.1.3 Advanced weather monitoring and weather stations Weather StationsWLDFRElectric Reliability | WLDFR | HFTD - Distribution - Tier 3 - 2QU CoRE ¦ 2QU LoRE | Non-Red Flag Warning - Destructive Fires | 2032 | Electric Reliability | 247.273 | 280.2309 | 2032 | Mitigation | 0.011149 | 10 | 0 | esc | 0 | 0 | 0 | 0 | 0 | 0 | 0.011149 | 2.7568
[79 empty] | WLDFR | HFTD - Distribution - Tier 3 - 1QU CoRE ¦ 4QU LoRE | Seismic - Non-Red Flag Warning - Catastrophic Fires | 2020 | 0 | 0 | 0 | 0 | 21083.8428 | 409.2237 | 13469.0878 | 7205.5313 | 4.5624 | 0 | 0 | 0 | 4.0354e-10 |  | 0 | 1.8411e-09 | 1.8411e-09 | 0 | 0 | 0 | 0 | 0 | 0 | 0 | 0 | Column30: 0 | [29 empty] | 7.3.2.1.3 Advanced weather monitoring and weather stations Weather StationsWLDFRElectric Reliability | WLDFR | HFTD - Distribution - Tier 3 - 2QU CoRE ¦ 2QU LoRE | Non-Red Flag Warning - Large Fires | 2021 | Electric Reliability | 0.69642 | 280.2309 | 2021 | Mitigation | 0.011149 | 10 | 0 | esc | 0.011149 | 0.0077642 | 0.011149 | 0.0077642 | 0 | 0 | 0 | 0
[79 empty] | WLDFR | HFTD - Distribution - Tier 3 - 1QU CoRE ¦ 4QU LoRE | Seismic - Non-Red Flag Warning - Catastrophic Fires | 2021 | 0 | 0 | 0 | 0 | 21083.8428 | 409.2237 | 13469.0878 | 7205.5313 | 4.5624 | 4.5624 | 0 | 0 | 4.0354e-10 |  | 0 | 1.8411e-09 | 1.8411e-09 | 0 | 1.8411e-09 | 1.8411e-09 | 0 | 0 | 0 | 0 | 0 | Column30: 0 | [29 empty] | 7.3.2.1.3 Advanced weather monitoring and weather stations Weather StationsWLDFRElectric Reliability | WLDFR | HFTD - Distribution - Tier 3 - 2QU CoRE ¦ 2QU LoRE | Non-Red Flag Warning - Large Fires | 2022 | Electric Reliability | 0.69642 | 280.2309 | 2022 | Mitigation | 0.011149 | 10 | 0 | esc | 0.011149 | 0.0077642 | 0.011149 | 0.0077642 | 0.011149 | 0.0077642 | 0 | 0
[79 empty] | WLDFR | HFTD - Distribution - Tier 3 - 1QU CoRE ¦ 4QU LoRE | Seismic - Non-Red Flag Warning - Catastrophic Fires | 2022 | 0 | 0 | 0 | 0 | 21083.8428 | 409.2237 | 13469.0878 | 7205.5313 | 4.5624 | 4.5624 | 4.5624 | 0 | 4.0354e-10 |  | 0 | 1.8411e-09 | 1.8411e-09 | 0 | 1.8411e-09 | 1.8411e-09 | 0 | 1.8411e-09 | 1.8411e-09 | 0 | 0 | Column30: 0 | [29 empty] | 7.3.2.1.3 Advanced weather monitoring and weather stations Weather StationsWLDFRElectric Reliability | WLDFR | HFTD - Distribution - Tier 3 - 2QU CoRE ¦ 2QU LoRE | Non-Red Flag Warning - Large Fires | 2023 | Electric Reliability | 0.71896 | 280.2309 | 2023 | Mitigation | 0.011149 | 10 | 0 | esc | 0.011149 | 0.0080156 | 0.011149 | 0.0080156 | 0.011149 | 0.0080156 | 0.011149 | 0.0080156
[79 empty] | WLDFR | HFTD - Distribution - Tier 3 - 1QU CoRE ¦ 4QU LoRE | Seismic - Non-Red Flag Warning - Catastrophic Fires | 2023 | 0 | 0 | 0 | 0 | 21835.9781 | 428.6023 | 13939.561 | 7467.8148 | 4.7784 | 4.7784 | 4.7784 | 4.7784 | 4.0354e-10 |  | 0 | 1.9283e-09 | 1.9283e-09 | 0 | 1.9283e-09 | 1.9283e-09 | 0 | 1.9283e-09 | 1.9283e-09 | 0 | 1.9283e-09 | Column30: 1.9283e-09 | [29 empty] | 7.3.2.1.3 Advanced weather monitoring and weather stations Weather StationsWLDFRElectric Reliability | WLDFR | HFTD - Distribution - Tier 3 - 2QU CoRE ¦ 2QU LoRE | Non-Red Flag Warning - Large Fires | 2024 | Electric Reliability | 0.71896 | 280.2309 | 2024 | Mitigation | 0.011149 | 10 | 0 | esc | 0.011149 | 0.0080156 | 0.011149 | 0.0080156 | 0.011149 | 0.0080156 | 0.011149 | 0.0080156
[79 empty] | WLDFR | HFTD - Distribution - Tier 3 - 1QU CoRE ¦ 4QU LoRE | Seismic - Non-Red Flag Warning - Catastrophic Fires | 2024 | 0 | 0 | 0 | 0 | 21835.9781 | 428.6023 | 13939.561 | 7467.8148 | 4.7784 | 4.7784 | 4.7784 | 4.7784 | 4.0354e-10 |  | 0 | 1.9283e-09 | 1.9283e-09 | 0 | 1.9283e-09 | 1.9283e-09 | 0 | 1.9283e-09 | 1.9283e-09 | 0 | 1.9283e-09 | Column30: 1.9283e-09 | [29 empty] | 7.3.2.1.3 Advanced weather monitoring and weather stations Weather StationsWLDFRElectric Reliability | WLDFR | HFTD - Distribution - Tier 3 - 2QU CoRE ¦ 2QU LoRE | Non-Red Flag Warning - Large Fires | 2025 | Electric Reliability | 0.71896 | 280.2309 | 2025 | Mitigation | 0.011149 | 10 | 0 | esc | 0.011149 | 0.0080156 | 0.011149 | 0.0080156 | 0.011149 | 0.0080156 | 0.011149 | 0.0080156
[79 empty] | WLDFR | HFTD - Distribution - Tier 3 - 1QU CoRE ¦ 4QU LoRE | Seismic - Non-Red Flag Warning - Catastrophic Fires | 2025 | 0 | 0 | 0 | 0 | 21835.9781 | 428.6023 | 13939.561 | 7467.8148 | 4.7784 | 4.7784 | 4.7784 | 4.7784 | 4.0354e-10 |  | 0 | 1.9283e-09 | 1.9283e-09 | 0 | 1.9283e-09 | 1.9283e-09 | 0 | 1.9283e-09 | 1.9283e-09 | 0 | 1.9283e-09 | Column30: 1.9283e-09 | [29 empty] | 7.3.2.1.3 Advanced weather monitoring and weather stations Weather StationsWLDFRElectric Reliability | WLDFR | HFTD - Distribution - Tier 3 - 2QU CoRE ¦ 2QU LoRE | Non-Red Flag Warning - Large Fires | 2026 | Electric Reliability | 0.71896 | 280.2309 | 2026 | Mitigation | 0.011149 | 10 | 0 | esc | 0.011149 | 0.0080156 | 0.011149 | 0.0080156 | 0.011149 | 0.0080156 | 0.011149 | 0.0080156
[79 empty] | WLDFR | HFTD - Distribution - Tier 3 - 1QU CoRE ¦ 4QU LoRE | Seismic - Non-Red Flag Warning - Catastrophic Fires | 2026 | 0 | 0 | 0 | 0 | 21835.9781 | 428.6023 | 13939.561 | 7467.8148 | 4.7784 | 4.7784 | 4.7784 | 4.7784 | 4.0354e-10 |  | 0 | 1.9283e-09 | 1.9283e-09 | 0 | 1.9283e-09 | 1.9283e-09 | 0 | 1.9283e-09 | 1.9283e-09 | 0 | 1.9283e-09 | Column30: 1.9283e-09 | [29 empty] | 7.3.2.1.3 Advanced weather monitoring and weather stations Weather StationsWLDFRElectric Reliability | WLDFR | HFTD - Distribution - Tier 3 - 2QU CoRE ¦ 2QU LoRE | Non-Red Flag Warning - Large Fires | 2027 | Electric Reliability | 0.71896 | 280.2309 | 2027 | Mitigation | 0.011149 | 10 | 0 | esc | 0.011149 | 0.0080156 | 0.011149 | 0.0080156 | 0.011149 | 0.0080156 | 0.011149 | 0.0080156
[79 empty] | WLDFR | HFTD - Distribution - Tier 3 - 1QU CoRE ¦ 4QU LoRE | Seismic - Non-Red Flag Warning - Catastrophic Fires | 2027 | 0 | 0 | 0 | 0 | 21835.9781 | 428.6023 | 13939.561 | 7467.8148 | 4.7784 | 4.7784 | 4.7784 | 4.7784 | 4.0354e-10 |  | 0 | 1.9283e-09 | 1.9283e-09 | 0 | 1.9283e-09 | 1.9283e-09 | 0 | 1.9283e-09 | 1.9283e-09 | 0 | 1.9283e-09 | Column30: 1.9283e-09 | [29 empty] | 7.3.2.1.3 Advanced weather monitoring and weather stations Weather StationsWLDFRElectric Reliability | WLDFR | HFTD - Distribution - Tier 3 - 2QU CoRE ¦ 2QU LoRE | Non-Red Flag Warning - Large Fires | 2028 | Electric Reliability | 0.74734 | 280.2309 | 2028 | Mitigation | 0.011149 | 10 | 0 | esc | 0.011149 | 0.0083319 | 0.011149 | 0.0083319 | 0.011149 | 0.0083319 | 0.011149 | 0.0083319
[79 empty] | WLDFR | HFTD - Distribution - Tier 3 - 1QU CoRE ¦ 4QU LoRE | Seismic - Non-Red Flag Warning - Catastrophic Fires | 2028 | 0 | 0 | 0 | 0 | 22783.187 | 453.261 | 14531.3357 | 7798.5904 | 5.0533 | 5.0533 | 5.0533 | 5.0533 | 4.0354e-10 |  | 0 | 2.0392e-09 | 2.0392e-09 | 0 | 2.0392e-09 | 2.0392e-09 | 0 | 2.0392e-09 | 2.0392e-09 | 0 | 2.0392e-09 | Column30: 2.0392e-09 | [29 empty] | 7.3.2.1.3 Advanced weather monitoring and weather stations Weather StationsWLDFRElectric Reliability | WLDFR | HFTD - Distribution - Tier 3 - 2QU CoRE ¦ 2QU LoRE | Non-Red Flag Warning - Large Fires | 2029 | Electric Reliability | 0.74734 | 280.2309 | 2029 | Mitigation | 0.011149 | 10 | 0 | esc | 0.011149 | 0.0083319 | 0.011149 | 0.0083319 | 0.011149 | 0.0083319 | 0.011149 | 0.0083319
[79 empty] | WLDFR | HFTD - Distribution - Tier 3 - 1QU CoRE ¦ 4QU LoRE | Seismic - Non-Red Flag Warning - Catastrophic Fires | 2029 | 0 | 0 | 0 | 0 | 22783.187 | 453.261 | 14531.3357 | 7798.5904 | 5.0533 | 5.0533 | 5.0533 | 5.0533 | 4.0354e-10 |  | 0 | 2.0392e-09 | 2.0392e-09 | 0 | 2.0392e-09 | 2.0392e-09 | 0 | 2.0392e-09 | 2.0392e-09 | 0 | 2.0392e-09 | Column30: 2.0392e-09 | [29 empty] | 7.3.2.1.3 Advanced weather monitoring and weather stations Weather StationsWLDFRElectric Reliability | WLDFR | HFTD - Distribution - Tier 3 - 2QU CoRE ¦ 2QU LoRE | Non-Red Flag Warning - Large Fires | 2030 | Electric Reliability | 0.74734 | 280.2309 | 2030 | Mitigation | 0.011149 | 10 | 0 | esc | 0 | 0 | 0.011149 | 0.0083319 | 0.011149 | 0.0083319 | 0.011149 | 0.0083319
[79 empty] | WLDFR | HFTD - Distribution - Tier 3 - 1QU CoRE ¦ 4QU LoRE | Seismic - Non-Red Flag Warning - Catastrophic Fires | 2030 | 0 | 0 | 0 | 0 | 22783.187 | 453.261 | 14531.3357 | 7798.5904 | 0 | 5.0533 | 5.0533 | 5.0533 | 4.0354e-10 |  | 0 | 0 | 0 | 0 | 2.0392e-09 | 2.0392e-09 | 0 | 2.0392e-09 | 2.0392e-09 | 0 | 2.0392e-09 | Column30: 2.0392e-09 | [29 empty] | 7.3.2.1.3 Advanced weather monitoring and weather stations Weather StationsWLDFRElectric Reliability | WLDFR | HFTD - Distribution - Tier 3 - 2QU CoRE ¦ 2QU LoRE | Non-Red Flag Warning - Large Fires | 2031 | Electric Reliability | 0.74734 | 280.2309 | 2031 | Mitigation | 0.011149 | 10 | 0 | esc | 0 | 0 | 0 | 0 | 0.011149 | 0.0083319 | 0.011149 | 0.0083319
[79 empty] | WLDFR | HFTD - Distribution - Tier 3 - 1QU CoRE ¦ 4QU LoRE | Seismic - Non-Red Flag Warning - Catastrophic Fires | 2031 | 0 | 0 | 0 | 0 | 22783.187 | 453.261 | 14531.3357 | 7798.5904 | 0 | 0 | 5.0533 | 5.0533 | 4.0354e-10 |  | 0 | 0 | 0 | 0 | 0 | 0 | 0 | 2.0392e-09 | 2.0392e-09 | 0 | 2.0392e-09 | Column30: 2.0392e-09 | [29 empty] | 7.3.2.1.3 Advanced weather monitoring and weather stations Weather StationsWLDFRElectric Reliability | WLDFR | HFTD - Distribution - Tier 3 - 2QU CoRE ¦ 2QU LoRE | Non-Red Flag Warning - Large Fires | 2032 | Electric Reliability | 0.74734 | 280.2309 | 2032 | Mitigation | 0.011149 | 10 | 0 | esc | 0 | 0 | 0 | 0 | 0 | 0 | 0.011149 | 0.0083319
[79 empty] | WLDFR | HFTD - Distribution - Tier 3 - 1QU CoRE ¦ 4QU LoRE | Seismic - Non-Red Flag Warning - Catastrophic Fires | 2032 | 0 | 0 | 0 | 0 | 22783.187 | 453.261 | 14531.3357 | 7798.5904 | 0 | 0 | 0 | 5.0533 | 4.0354e-10 |  | 0 | 0 | 0 | 0 | 0 | 0 | 0 | 0 | 0 | 0 | 2.0392e-09 | Column30: 2.0392e-09 | [29 empty] | 7.3.2.1.3 Advanced weather monitoring and weather stations Weather StationsWLDFRElectric Reliability | WLDFR | HFTD - Distribution - Tier 3 - 2QU CoRE ¦ 2QU LoRE | Non-Red Flag Warning - Small Fires | 2021 | Electric Reliability | 0.036425 | 280.2309 | 2021 | Mitigation | 0.011149 | 10 | 0 | esc | 0.011149 | 0.0004061 | 0.011149 | 0.0004061 | 0 | 0 | 0 | 0
[79 empty] | WLDFR | HFTD - Distribution - Tier 3 - 1QU CoRE ¦ 4QU LoRE | Seismic - Red Flag Warning - Catastrophic Fires | 2020 | 0 | 0 | 0 | 0 | 21083.8428 | 409.2237 | 13469.0878 | 7205.5313 | 4.5624 | 0 | 0 | 0 | 1.7404e-08 |  | 0 | 7.9405e-08 | 7.9405e-08 | 0 | 0 | 0 | 0 | 0 | 0 | 0 | 0 | Column30: 0 | [29 empty] | 7.3.2.1.3 Advanced weather monitoring and weather stations Weather StationsWLDFRElectric Reliability | WLDFR | HFTD - Distribution - Tier 3 - 2QU CoRE ¦ 2QU LoRE | Non-Red Flag Warning - Small Fires | 2022 | Electric Reliability | 0.036425 | 280.2309 | 2022 | Mitigation | 0.011149 | 10 | 0 | esc | 0.011149 | 0.0004061 | 0.011149 | 0.0004061 | 0.011149 | 0.0004061 | 0 | 0
[79 empty] | WLDFR | HFTD - Distribution - Tier 3 - 1QU CoRE ¦ 4QU LoRE | Seismic - Red Flag Warning - Catastrophic Fires | 2021 | 0 | 0 | 0 | 0 | 21083.8428 | 409.2237 | 13469.0878 | 7205.5313 | 4.5624 | 4.5624 | 0 | 0 | 1.7404e-08 |  | 0 | 7.9405e-08 | 7.9405e-08 | 0 | 7.9405e-08 | 7.9405e-08 | 0 | 0 | 0 | 0 | 0 | Column30: 0 | [29 empty] | 7.3.2.1.3 Advanced weather monitoring and weather stations Weather StationsWLDFRElectric Reliability | WLDFR | HFTD - Distribution - Tier 3 - 2QU CoRE ¦ 2QU LoRE | Non-Red Flag Warning - Small Fires | 2023 | Electric Reliability | 0.03759 | 280.2309 | 2023 | Mitigation | 0.011149 | 10 | 0 | esc | 0.011149 | 0.00041909 | 0.011149 | 0.00041909 | 0.011149 | 0.00041909 | 0.011149 | 0.00041909
[79 empty] | WLDFR | HFTD - Distribution - Tier 3 - 1QU CoRE ¦ 4QU LoRE | Seismic - Red Flag Warning - Catastrophic Fires | 2022 | 0 | 0 | 0 | 0 | 21083.8428 | 409.2237 | 13469.0878 | 7205.5313 | 4.5624 | 4.5624 | 4.5624 | 0 | 1.7404e-08 |  | 0 | 7.9405e-08 | 7.9405e-08 | 0 | 7.9405e-08 | 7.9405e-08 | 0 | 7.9405e-08 | 7.9405e-08 | 0 | 0 | Column30: 0 | [29 empty] | 7.3.2.1.3 Advanced weather monitoring and weather stations Weather StationsWLDFRElectric Reliability | WLDFR | HFTD - Distribution - Tier 3 - 2QU CoRE ¦ 2QU LoRE | Non-Red Flag Warning - Small Fires | 2024 | Electric Reliability | 0.03759 | 280.2309 | 2024 | Mitigation | 0.011149 | 10 | 0 | esc | 0.011149 | 0.00041909 | 0.011149 | 0.00041909 | 0.011149 | 0.00041909 | 0.011149 | 0.00041909
[79 empty] | WLDFR | HFTD - Distribution - Tier 3 - 1QU CoRE ¦ 4QU LoRE | Seismic - Red Flag Warning - Catastrophic Fires | 2023 | 0 | 0 | 0 | 0 | 21835.9781 | 428.6023 | 13939.561 | 7467.8148 | 4.7784 | 4.7784 | 4.7784 | 4.7784 | 1.7404e-08 |  | 0 | 8.3165e-08 | 8.3165e-08 | 0 | 8.3165e-08 | 8.3165e-08 | 0 | 8.3165e-08 | 8.3165e-08 | 0 | 8.3165e-08 | Column30: 8.3165e-08 | [29 empty] | 7.3.2.1.3 Advanced weather monitoring and weather stations Weather StationsWLDFRElectric Reliability | WLDFR | HFTD - Distribution - Tier 3 - 2QU CoRE ¦ 2QU LoRE | Non-Red Flag Warning - Small Fires | 2025 | Electric Reliability | 0.03759 | 280.2309 | 2025 | Mitigation | 0.011149 | 10 | 0 | esc | 0.011149 | 0.00041909 | 0.011149 | 0.00041909 | 0.011149 | 0.00041909 | 0.011149 | 0.00041909
[79 empty] | WLDFR | HFTD - Distribution - Tier 3 - 1QU CoRE ¦ 4QU LoRE | Seismic - Red Flag Warning - Catastrophic Fires | 2024 | 0 | 0 | 0 | 0 | 21835.9781 | 428.6023 | 13939.561 | 7467.8148 | 4.7784 | 4.7784 | 4.7784 | 4.7784 | 1.7404e-08 |  | 0 | 8.3165e-08 | 8.3165e-08 | 0 | 8.3165e-08 | 8.3165e-08 | 0 | 8.3165e-08 | 8.3165e-08 | 0 | 8.3165e-08 | Column30: 8.3165e-08 | [29 empty] | 7.3.2.1.3 Advanced weather monitoring and weather stations Weather StationsWLDFRElectric Reliability | WLDFR | HFTD - Distribution - Tier 3 - 2QU CoRE ¦ 2QU LoRE | Non-Red Flag Warning - Small Fires | 2026 | Electric Reliability | 0.03759 | 280.2309 | 2026 | Mitigation | 0.011149 | 10 | 0 | esc | 0.011149 | 0.00041909 | 0.011149 | 0.00041909 | 0.011149 | 0.00041909 | 0.011149 | 0.00041909
[79 empty] | WLDFR | HFTD - Distribution - Tier 3 - 1QU CoRE ¦ 4QU LoRE | Seismic - Red Flag Warning - Catastrophic Fires | 2025 | 0 | 0 | 0 | 0 | 21835.9781 | 428.6023 | 13939.561 | 7467.8148 | 4.7784 | 4.7784 | 4.7784 | 4.7784 | 1.7404e-08 |  | 0 | 8.3165e-08 | 8.3165e-08 | 0 | 8.3165e-08 | 8.3165e-08 | 0 | 8.3165e-08 | 8.3165e-08 | 0 | 8.3165e-08 | Column30: 8.3165e-08 | [29 empty] | 7.3.2.1.3 Advanced weather monitoring and weather stations Weather StationsWLDFRElectric Reliability | WLDFR | HFTD - Distribution - Tier 3 - 2QU CoRE ¦ 2QU LoRE | Non-Red Flag Warning - Small Fires | 2027 | Electric Reliability | 0.03759 | 280.2309 | 2027 | Mitigation | 0.011149 | 10 | 0 | esc | 0.011149 | 0.00041909 | 0.011149 | 0.00041909 | 0.011149 | 0.00041909 | 0.011149 | 0.00041909
[79 empty] | WLDFR | HFTD - Distribution - Tier 3 - 1QU CoRE ¦ 4QU LoRE | Seismic - Red Flag Warning - Catastrophic Fires | 2026 | 0 | 0 | 0 | 0 | 21835.9781 | 428.6023 | 13939.561 | 7467.8148 | 4.7784 | 4.7784 | 4.7784 | 4.7784 | 1.7404e-08 |  | 0 | 8.3165e-08 | 8.3165e-08 | 0 | 8.3165e-08 | 8.3165e-08 | 0 | 8.3165e-08 | 8.3165e-08 | 0 | 8.3165e-08 | Column30: 8.3165e-08 | [29 empty] | 7.3.2.1.3 Advanced weather monitoring and weather stations Weather StationsWLDFRElectric Reliability | WLDFR | HFTD - Distribution - Tier 3 - 2QU CoRE ¦ 2QU LoRE | Non-Red Flag Warning - Small Fires | 2028 | Electric Reliability | 0.039055 | 280.2309 | 2028 | Mitigation | 0.011149 | 10 | 0 | esc | 0.011149 | 0.00043542 | 0.011149 | 0.00043542 | 0.011149 | 0.00043542 | 0.011149 | 0.00043542
[79 empty] | WLDFR | HFTD - Distribution - Tier 3 - 1QU CoRE ¦ 4QU LoRE | Seismic - Red Flag Warning - Catastrophic Fires | 2027 | 0 | 0 | 0 | 0 | 21835.9781 | 428.6023 | 13939.561 | 7467.8148 | 4.7784 | 4.7784 | 4.7784 | 4.7784 | 1.7404e-08 |  | 0 | 8.3165e-08 | 8.3165e-08 | 0 | 8.3165e-08 | 8.3165e-08 | 0 | 8.3165e-08 | 8.3165e-08 | 0 | 8.3165e-08 | Column30: 8.3165e-08 | [29 empty] | 7.3.2.1.3 Advanced weather monitoring and weather stations Weather StationsWLDFRElectric Reliability | WLDFR | HFTD - Distribution - Tier 3 - 2QU CoRE ¦ 2QU LoRE | Non-Red Flag Warning - Small Fires | 2029 | Electric Reliability | 0.039055 | 280.2309 | 2029 | Mitigation | 0.011149 | 10 | 0 | esc | 0.011149 | 0.00043542 | 0.011149 | 0.00043542 | 0.011149 | 0.00043542 | 0.011149 | 0.00043542
[79 empty] | WLDFR | HFTD - Distribution - Tier 3 - 1QU CoRE ¦ 4QU LoRE | Seismic - Red Flag Warning - Catastrophic Fires | 2028 | 0 | 0 | 0 | 0 | 22783.187 | 453.261 | 14531.3357 | 7798.5904 | 5.0533 | 5.0533 | 5.0533 | 5.0533 | 1.7404e-08 |  | 0 | 8.795e-08 | 8.795e-08 | 0 | 8.795e-08 | 8.795e-08 | 0 | 8.795e-08 | 8.795e-08 | 0 | 8.795e-08 | Column30: 8.795e-08 | [29 empty] | 7.3.2.1.3 Advanced weather monitoring and weather stations Weather StationsWLDFRElectric Reliability | WLDFR | HFTD - Distribution - Tier 3 - 2QU CoRE ¦ 2QU LoRE | Non-Red Flag Warning - Small Fires | 2030 | Electric Reliability | 0.039055 | 280.2309 | 2030 | Mitigation | 0.011149 | 10 | 0 | esc | 0 | 0 | 0.011149 | 0.00043542 | 0.011149 | 0.00043542 | 0.011149 | 0.00043542
[79 empty] | WLDFR | HFTD - Distribution - Tier 3 - 1QU CoRE ¦ 4QU LoRE | Seismic - Red Flag Warning - Catastrophic Fires | 2029 | 0 | 0 | 0 | 0 | 22783.187 | 453.261 | 14531.3357 | 7798.5904 | 5.0533 | 5.0533 | 5.0533 | 5.0533 | 1.7404e-08 |  | 0 | 8.795e-08 | 8.795e-08 | 0 | 8.795e-08 | 8.795e-08 | 0 | 8.795e-08 | 8.795e-08 | 0 | 8.795e-08 | Column30: 8.795e-08 | [29 empty] | 7.3.2.1.3 Advanced weather monitoring and weather stations Weather StationsWLDFRElectric Reliability | WLDFR | HFTD - Distribution - Tier 3 - 2QU CoRE ¦ 2QU LoRE | Non-Red Flag Warning - Small Fires | 2031 | Electric Reliability | 0.039055 | 280.2309 | 2031 | Mitigation | 0.011149 | 10 | 0 | esc | 0 | 0 | 0 | 0 | 0.011149 | 0.00043542 | 0.011149 | 0.00043542
[79 empty] | WLDFR | HFTD - Distribution - Tier 3 - 1QU CoRE ¦ 4QU LoRE | Seismic - Red Flag Warning - Catastrophic Fires | 2030 | 0 | 0 | 0 | 0 | 22783.187 | 453.261 | 14531.3357 | 7798.5904 | 0 | 5.0533 | 5.0533 | 5.0533 | 1.7404e-08 |  | 0 | 0 | 0 | 0 | 8.795e-08 | 8.795e-08 | 0 | 8.795e-08 | 8.795e-08 | 0 | 8.795e-08 | Column30: 8.795e-08 | [29 empty] | 7.3.2.1.3 Advanced weather monitoring and weather stations Weather StationsWLDFRElectric Reliability | WLDFR | HFTD - Distribution - Tier 3 - 2QU CoRE ¦ 2QU LoRE | Non-Red Flag Warning - Small Fires | 2032 | Electric Reliability | 0.039055 | 280.2309 | 2032 | Mitigation | 0.011149 | 10 | 0 | esc | 0 | 0 | 0 | 0 | 0 | 0 | 0.011149 | 0.00043542
[79 empty] | WLDFR | HFTD - Distribution - Tier 3 - 1QU CoRE ¦ 4QU LoRE | Seismic - Red Flag Warning - Catastrophic Fires | 2031 | 0 | 0 | 0 | 0 | 22783.187 | 453.261 | 14531.3357 | 7798.5904 | 0 | 0 | 5.0533 | 5.0533 | 1.7404e-08 |  | 0 | 0 | 0 | 0 | 0 | 0 | 0 | 8.795e-08 | 8.795e-08 | 0 | 8.795e-08 | Column30: 8.795e-08 | [29 empty] | 7.3.2.1.3 Advanced weather monitoring and weather stations Weather StationsWLDFRElectric Reliability | WLDFR | HFTD - Distribution - Tier 3 - 2QU CoRE ¦ 2QU LoRE | Red Flag Warning - Catastrophic Fires | 2021 | Electric Reliability | 222.2294 | 280.2309 | 2021 | Mitigation | 0.011149 | 10 | 0 | esc | 0.011149 | 2.4776 | 0.011149 | 2.4776 | 0 | 0 | 0 | 0
[79 empty] | WLDFR | HFTD - Distribution - Tier 3 - 1QU CoRE ¦ 4QU LoRE | Seismic - Red Flag Warning - Catastrophic Fires | 2032 | 0 | 0 | 0 | 0 | 22783.187 | 453.261 | 14531.3357 | 7798.5904 | 0 | 0 | 0 | 5.0533 | 1.7404e-08 |  | 0 | 0 | 0 | 0 | 0 | 0 | 0 | 0 | 0 | 0 | 8.795e-08 | Column30: 8.795e-08 | [29 empty] | 7.3.2.1.3 Advanced weather monitoring and weather stations Weather StationsWLDFRElectric Reliability | WLDFR | HFTD - Distribution - Tier 3 - 2QU CoRE ¦ 2QU LoRE | Red Flag Warning - Catastrophic Fires | 2022 | Electric Reliability | 222.2294 | 280.2309 | 2022 | Mitigation | 0.011149 | 10 | 0 | esc | 0.011149 | 2.4776 | 0.011149 | 2.4776 | 0.011149 | 2.4776 | 0 | 0
[79 empty] | WLDFR | HFTD - Distribution - Tier 3 - 1QU CoRE ¦ 5QU LoRE | Non-Red Flag Warning - Catastrophic Fires | 2020 | 0 | 0 | 0 | 0 | 14146.1306 | 222.2294 | 8585.7228 | 5338.1784 | 2.4776 | 0 | 0 | 0 | 2.6885e-06 |  | 0 | 6.6611e-06 | 6.6611e-06 | 0 | 0 | 0 | 0 | 0 | 0 | 0 | 0 | Column30: 0 | [29 empty] | 7.3.2.1.3 Advanced weather monitoring and weather stations Weather StationsWLDFRElectric Reliability | WLDFR | HFTD - Distribution - Tier 3 - 2QU CoRE ¦ 2QU LoRE | Red Flag Warning - Catastrophic Fires | 2023 | Electric Reliability | 233.2301 | 280.2309 | 2023 | Mitigation | 0.011149 | 10 | 0 | esc | 0.011149 | 2.6002 | 0.011149 | 2.6002 | 0.011149 | 2.6002 | 0.011149 | 2.6002
[79 empty] | WLDFR | HFTD - Distribution - Tier 3 - 1QU CoRE ¦ 5QU LoRE | Non-Red Flag Warning - Catastrophic Fires | 2021 | 0 | 0 | 0 | 0 | 14146.1306 | 222.2294 | 8585.7228 | 5338.1784 | 2.4776 | 2.4776 | 0 | 0 | 2.6885e-06 |  | 0 | 6.6611e-06 | 6.6611e-06 | 0 | 6.6611e-06 | 6.6611e-06 | 0 | 0 | 0 | 0 | 0 | Column30: 0 | [29 empty] | 7.3.2.1.3 Advanced weather monitoring and weather stations Weather StationsWLDFRElectric Reliability | WLDFR | HFTD - Distribution - Tier 3 - 2QU CoRE ¦ 2QU LoRE | Red Flag Warning - Catastrophic Fires | 2024 | Electric Reliability | 233.2301 | 280.2309 | 2024 | Mitigation | 0.011149 | 10 | 0 | esc | 0.011149 | 2.6002 | 0.011149 | 2.6002 | 0.011149 | 2.6002 | 0.011149 | 2.6002
[79 empty] | WLDFR | HFTD - Distribution - Tier 3 - 1QU CoRE ¦ 5QU LoRE | Non-Red Flag Warning - Catastrophic Fires | 2022 | 0 | 0 | 0 | 0 | 14146.1306 | 222.2294 | 8585.7228 | 5338.1784 | 2.4776 | 2.4776 | 2.4776 | 0 | 2.6885e-06 |  | 0 | 6.6611e-06 | 6.6611e-06 | 0 | 6.6611e-06 | 6.6611e-06 | 0 | 6.6611e-06 | 6.6611e-06 | 0 | 0 | Column30: 0 | [29 empty] | 7.3.2.1.3 Advanced weather monitoring and weather stations Weather StationsWLDFRElectric Reliability | WLDFR | HFTD - Distribution - Tier 3 - 2QU CoRE ¦ 2QU LoRE | Red Flag Warning - Catastrophic Fires | 2025 | Electric Reliability | 233.2301 | 280.2309 | 2025 | Mitigation | 0.011149 | 10 | 0 | esc | 0.011149 | 2.6002 | 0.011149 | 2.6002 | 0.011149 | 2.6002 | 0.011149 | 2.6002
[79 empty] | WLDFR | HFTD - Distribution - Tier 3 - 1QU CoRE ¦ 5QU LoRE | Non-Red Flag Warning - Catastrophic Fires | 2023 | 0 | 0 | 0 | 0 | 14664.6376 | 233.2301 | 8896.516 | 5534.8915 | 2.6002 | 2.6002 | 2.6002 | 2.6002 | 2.6885e-06 |  | 0 | 6.9909e-06 | 6.9909e-06 | 0 | 6.9909e-06 | 6.9909e-06 | 0 | 6.9909e-06 | 6.9909e-06 | 0 | 6.9909e-06 | Column30: 6.9909e-06 | [29 empty] | 7.3.2.1.3 Advanced weather monitoring and weather stations Weather StationsWLDFRElectric Reliability | WLDFR | HFTD - Distribution - Tier 3 - 2QU CoRE ¦ 2QU LoRE | Red Flag Warning - Catastrophic Fires | 2026 | Electric Reliability | 233.2301 | 280.2309 | 2026 | Mitigation | 0.011149 | 10 | 0 | esc | 0.011149 | 2.6002 | 0.011149 | 2.6002 | 0.011149 | 2.6002 | 0.011149 | 2.6002
[79 empty] | WLDFR | HFTD - Distribution - Tier 3 - 1QU CoRE ¦ 5QU LoRE | Non-Red Flag Warning - Catastrophic Fires | 2024 | 0 | 0 | 0 | 0 | 14664.6376 | 233.2301 | 8896.516 | 5534.8915 | 2.6002 | 2.6002 | 2.6002 | 2.6002 | 2.6885e-06 |  | 0 | 6.9909e-06 | 6.9909e-06 | 0 | 6.9909e-06 | 6.9909e-06 | 0 | 6.9909e-06 | 6.9909e-06 | 0 | 6.9909e-06 | Column30: 6.9909e-06 | [29 empty] | 7.3.2.1.3 Advanced weather monitoring and weather stations Weather StationsWLDFRElectric Reliability | WLDFR | HFTD - Distribution - Tier 3 - 2QU CoRE ¦ 2QU LoRE | Red Flag Warning - Catastrophic Fires | 2027 | Electric Reliability | 233.2301 | 280.2309 | 2027 | Mitigation | 0.011149 | 10 | 0 | esc | 0.011149 | 2.6002 | 0.011149 | 2.6002 | 0.011149 | 2.6002 | 0.011149 | 2.6002
[79 empty] | WLDFR | HFTD - Distribution - Tier 3 - 1QU CoRE ¦ 5QU LoRE | Non-Red Flag Warning - Catastrophic Fires | 2025 | 0 | 0 | 0 | 0 | 14664.6376 | 233.2301 | 8896.516 | 5534.8915 | 2.6002 | 2.6002 | 2.6002 | 2.6002 | 2.6885e-06 |  | 0 | 6.9909e-06 | 6.9909e-06 | 0 | 6.9909e-06 | 6.9909e-06 | 0 | 6.9909e-06 | 6.9909e-06 | 0 | 6.9909e-06 | Column30: 6.9909e-06 | [29 empty] | 7.3.2.1.3 Advanced weather monitoring and weather stations Weather StationsWLDFRElectric Reliability | WLDFR | HFTD - Distribution - Tier 3 - 2QU CoRE ¦ 2QU LoRE | Red Flag Warning - Catastrophic Fires | 2028 | Electric Reliability | 247.273 | 280.2309 | 2028 | Mitigation | 0.011149 | 10 | 0 | esc | 0.011149 | 2.7568 | 0.011149 | 2.7568 | 0.011149 | 2.7568 | 0.011149 | 2.7568
[79 empty] | WLDFR | HFTD - Distribution - Tier 3 - 1QU CoRE ¦ 5QU LoRE | Non-Red Flag Warning - Catastrophic Fires | 2026 | 0 | 0 | 0 | 0 | 14664.6376 | 233.2301 | 8896.516 | 5534.8915 | 2.6002 | 2.6002 | 2.6002 | 2.6002 | 2.6885e-06 |  | 0 | 6.9909e-06 | 6.9909e-06 | 0 | 6.9909e-06 | 6.9909e-06 | 0 | 6.9909e-06 | 6.9909e-06 | 0 | 6.9909e-06 | Column30: 6.9909e-06 | [29 empty] | 7.3.2.1.3 Advanced weather monitoring and weather stations Weather StationsWLDFRElectric Reliability | WLDFR | HFTD - Distribution - Tier 3 - 2QU CoRE ¦ 2QU LoRE | Red Flag Warning - Catastrophic Fires | 2029 | Electric Reliability | 247.273 | 280.2309 | 2029 | Mitigation | 0.011149 | 10 | 0 | esc | 0.011149 | 2.7568 | 0.011149 | 2.7568 | 0.011149 | 2.7568 | 0.011149 | 2.7568
[79 empty] | WLDFR | HFTD - Distribution - Tier 3 - 1QU CoRE ¦ 5QU LoRE | Non-Red Flag Warning - Catastrophic Fires | 2027 | 0 | 0 | 0 | 0 | 14664.6376 | 233.2301 | 8896.516 | 5534.8915 | 2.6002 | 2.6002 | 2.6002 | 2.6002 | 2.6885e-06 |  | 0 | 6.9909e-06 | 6.9909e-06 | 0 | 6.9909e-06 | 6.9909e-06 | 0 | 6.9909e-06 | 6.9909e-06 | 0 | 6.9909e-06 | Column30: 6.9909e-06 | [29 empty] | 7.3.2.1.3 Advanced weather monitoring and weather stations Weather StationsWLDFRElectric Reliability | WLDFR | HFTD - Distribution - Tier 3 - 2QU CoRE ¦ 2QU LoRE | Red Flag Warning - Catastrophic Fires | 2030 | Electric Reliability | 247.273 | 280.2309 | 2030 | Mitigation | 0.011149 | 10 | 0 | esc | 0 | 0 | 0.011149 | 2.7568 | 0.011149 | 2.7568 | 0.011149 | 2.7568
[79 empty] | WLDFR | HFTD - Distribution - Tier 3 - 1QU CoRE ¦ 5QU LoRE | Non-Red Flag Warning - Catastrophic Fires | 2028 | 0 | 0 | 0 | 0 | 15317.9909 | 247.273 | 9287.6491 | 5783.0689 | 2.7568 | 2.7568 | 2.7568 | 2.7568 | 2.6885e-06 |  | 0 | 7.4118e-06 | 7.4118e-06 | 0 | 7.4118e-06 | 7.4118e-06 | 0 | 7.4118e-06 | 7.4118e-06 | 0 | 7.4118e-06 | Column30: 7.4118e-06 | [29 empty] | 7.3.2.1.3 Advanced weather monitoring and weather stations Weather StationsWLDFRElectric Reliability | WLDFR | HFTD - Distribution - Tier 3 - 2QU CoRE ¦ 2QU LoRE | Red Flag Warning - Catastrophic Fires | 2031 | Electric Reliability | 247.273 | 280.2309 | 2031 | Mitigation | 0.011149 | 10 | 0 | esc | 0 | 0 | 0 | 0 | 0.011149 | 2.7568 | 0.011149 | 2.7568
[79 empty] | WLDFR | HFTD - Distribution - Tier 3 - 1QU CoRE ¦ 5QU LoRE | Non-Red Flag Warning - Catastrophic Fires | 2029 | 0 | 0 | 0 | 0 | 15317.9909 | 247.273 | 9287.6491 | 5783.0689 | 2.7568 | 2.7568 | 2.7568 | 2.7568 | 2.6885e-06 |  | 0 | 7.4118e-06 | 7.4118e-06 | 0 | 7.4118e-06 | 7.4118e-06 | 0 | 7.4118e-06 | 7.4118e-06 | 0 | 7.4118e-06 | Column30: 7.4118e-06 | [29 empty] | 7.3.2.1.3 Advanced weather monitoring and weather stations Weather StationsWLDFRElectric Reliability | WLDFR | HFTD - Distribution - Tier 3 - 2QU CoRE ¦ 2QU LoRE | Red Flag Warning - Catastrophic Fires | 2032 | Electric Reliability | 247.273 | 280.2309 | 2032 | Mitigation | 0.011149 | 10 | 0 | esc | 0 | 0 | 0 | 0 | 0 | 0 | 0.011149 | 2.7568
[79 empty] | WLDFR | HFTD - Distribution - Tier 3 - 1QU CoRE ¦ 5QU LoRE | Non-Red Flag Warning - Catastrophic Fires | 2030 | 0 | 0 | 0 | 0 | 15317.9909 | 247.273 | 9287.6491 | 5783.0689 | 0 | 2.7568 | 2.7568 | 2.7568 | 2.6885e-06 |  | 0 | 0 | 0 | 0 | 7.4118e-06 | 7.4118e-06 | 0 | 7.4118e-06 | 7.4118e-06 | 0 | 7.4118e-06 | Column30: 7.4118e-06 | [29 empty] | 7.3.2.1.3 Advanced weather monitoring and weather stations Weather StationsWLDFRElectric Reliability | WLDFR | HFTD - Distribution - Tier 3 - 2QU CoRE ¦ 2QU LoRE | Red Flag Warning - Destructive Fires | 2021 | Electric Reliability | 222.2294 | 280.2309 | 2021 | Mitigation | 0.011149 | 10 | 0 | esc | 0.011149 | 2.4776 | 0.011149 | 2.4776 | 0 | 0 | 0 | 0
[79 empty] | WLDFR | HFTD - Distribution - Tier 3 - 1QU CoRE ¦ 5QU LoRE | Non-Red Flag Warning - Catastrophic Fires | 2031 | 0 | 0 | 0 | 0 | 15317.9909 | 247.273 | 9287.6491 | 5783.0689 | 0 | 0 | 2.7568 | 2.7568 | 2.6885e-06 |  | 0 | 0 | 0 | 0 | 0 | 0 | 0 | 7.4118e-06 | 7.4118e-06 | 0 | 7.4118e-06 | Column30: 7.4118e-06 | [29 empty] | 7.3.2.1.3 Advanced weather monitoring and weather stations Weather StationsWLDFRElectric Reliability | WLDFR | HFTD - Distribution - Tier 3 - 2QU CoRE ¦ 2QU LoRE | Red Flag Warning - Destructive Fires | 2022 | Electric Reliability | 222.2294 | 280.2309 | 2022 | Mitigation | 0.011149 | 10 | 0 | esc | 0.011149 | 2.4776 | 0.011149 | 2.4776 | 0.011149 | 2.4776 | 0 | 0
[79 empty] | WLDFR | HFTD - Distribution - Tier 3 - 1QU CoRE ¦ 5QU LoRE | Non-Red Flag Warning - Catastrophic Fires | 2032 | 0 | 0 | 0 | 0 | 15317.9909 | 247.273 | 9287.6491 | 5783.0689 | 0 | 0 | 0 | 2.7568 | 2.6885e-06 |  | 0 | 0 | 0 | 0 | 0 | 0 | 0 | 0 | 0 | 0 | 7.4118e-06 | Column30: 7.4118e-06 | [29 empty] | 7.3.2.1.3 Advanced weather monitoring and weather stations Weather StationsWLDFRElectric Reliability | WLDFR | HFTD - Distribution - Tier 3 - 2QU CoRE ¦ 2QU LoRE | Red Flag Warning - Destructive Fires | 2023 | Electric Reliability | 233.2301 | 280.2309 | 2023 | Mitigation | 0.011149 | 10 | 0 | esc | 0.011149 | 2.6002 | 0.011149 | 2.6002 | 0.011149 | 2.6002 | 0.011149 | 2.6002
[79 empty] | WLDFR | HFTD - Distribution - Tier 3 - 1QU CoRE ¦ 5QU LoRE | Non-Red Flag Warning - Destructive Fires | 2020 | 0 | 0 | 0 | 0 | 8807.9522 | 222.2294 | 8585.7228 | 0 | 2.4776 | 0 | 0 | 0 | 3.587e-06 |  | 0 | 8.887e-06 | 8.887e-06 | 0 | 0 | 0 | 0 | 0 | 0 | 0 | 0 | Column30: 0 | [29 empty] | 7.3.2.1.3 Advanced weather monitoring and weather stations Weather StationsWLDFRElectric Reliability | WLDFR | HFTD - Distribution - Tier 3 - 2QU CoRE ¦ 2QU LoRE | Red Flag Warning - Destructive Fires | 2024 | Electric Reliability | 233.2301 | 280.2309 | 2024 | Mitigation | 0.011149 | 10 | 0 | esc | 0.011149 | 2.6002 | 0.011149 | 2.6002 | 0.011149 | 2.6002 | 0.011149 | 2.6002
[79 empty] | WLDFR | HFTD - Distribution - Tier 3 - 1QU CoRE ¦ 5QU LoRE | Non-Red Flag Warning - Destructive Fires | 2021 | 0 | 0 | 0 | 0 | 8807.9522 | 222.2294 | 8585.7228 | 0 | 2.4776 | 2.4776 | 0 | 0 | 3.587e-06 |  | 0 | 8.887e-06 | 8.887e-06 | 0 | 8.887e-06 | 8.887e-06 | 0 | 0 | 0 | 0 | 0 | Column30: 0 | [29 empty] | 7.3.2.1.3 Advanced weather monitoring and weather stations Weather StationsWLDFRElectric Reliability | WLDFR | HFTD - Distribution - Tier 3 - 2QU CoRE ¦ 2QU LoRE | Red Flag Warning - Destructive Fires | 2025 | Electric Reliability | 233.2301 | 280.2309 | 2025 | Mitigation | 0.011149 | 10 | 0 | esc | 0.011149 | 2.6002 | 0.011149 | 2.6002 | 0.011149 | 2.6002 | 0.011149 | 2.6002
[79 empty] | WLDFR | HFTD - Distribution - Tier 3 - 1QU CoRE ¦ 5QU LoRE | Non-Red Flag Warning - Destructive Fires | 2022 | 0 | 0 | 0 | 0 | 8807.9522 | 222.2294 | 8585.7228 | 0 | 2.4776 | 2.4776 | 2.4776 | 0 | 3.587e-06 |  | 0 | 8.887e-06 | 8.887e-06 | 0 | 8.887e-06 | 8.887e-06 | 0 | 8.887e-06 | 8.887e-06 | 0 | 0 | Column30: 0 | [29 empty] | 7.3.2.1.3 Advanced weather monitoring and weather stations Weather StationsWLDFRElectric Reliability | WLDFR | HFTD - Distribution - Tier 3 - 2QU CoRE ¦ 2QU LoRE | Red Flag Warning - Destructive Fires | 2026 | Electric Reliability | 233.2301 | 280.2309 | 2026 | Mitigation | 0.011149 | 10 | 0 | esc | 0.011149 | 2.6002 | 0.011149 | 2.6002 | 0.011149 | 2.6002 | 0.011149 | 2.6002
[79 empty] | WLDFR | HFTD - Distribution - Tier 3 - 1QU CoRE ¦ 5QU LoRE | Non-Red Flag Warning - Destructive Fires | 2023 | 0 | 0 | 0 | 0 | 9129.7461 | 233.2301 | 8896.516 | 0 | 2.6002 | 2.6002 | 2.6002 | 2.6002 | 3.587e-06 |  | 0 | 9.327e-06 | 9.327e-06 | 0 | 9.327e-06 | 9.327e-06 | 0 | 9.327e-06 | 9.327e-06 | 0 | 9.327e-06 | Column30: 9.327e-06 | [29 empty] | 7.3.2.1.3 Advanced weather monitoring and weather stations Weather StationsWLDFRElectric Reliability | WLDFR | HFTD - Distribution - Tier 3 - 2QU CoRE ¦ 2QU LoRE | Red Flag Warning - Destructive Fires | 2027 | Electric Reliability | 233.2301 | 280.2309 | 2027 | Mitigation | 0.011149 | 10 | 0 | esc | 0.011149 | 2.6002 | 0.011149 | 2.6002 | 0.011149 | 2.6002 | 0.011149 | 2.6002
[79 empty] | WLDFR | HFTD - Distribution - Tier 3 - 1QU CoRE ¦ 5QU LoRE | Non-Red Flag Warning - Destructive Fires | 2024 | 0 | 0 | 0 | 0 | 9129.7461 | 233.2301 | 8896.516 | 0 | 2.6002 | 2.6002 | 2.6002 | 2.6002 | 3.587e-06 |  | 0 | 9.327e-06 | 9.327e-06 | 0 | 9.327e-06 | 9.327e-06 | 0 | 9.327e-06 | 9.327e-06 | 0 | 9.327e-06 | Column30: 9.327e-06 | [29 empty] | 7.3.2.1.3 Advanced weather monitoring and weather stations Weather StationsWLDFRElectric Reliability | WLDFR | HFTD - Distribution - Tier 3 - 2QU CoRE ¦ 2QU LoRE | Red Flag Warning - Destructive Fires | 2028 | Electric Reliability | 247.273 | 280.2309 | 2028 | Mitigation | 0.011149 | 10 | 0 | esc | 0.011149 | 2.7568 | 0.011149 | 2.7568 | 0.011149 | 2.7568 | 0.011149 | 2.7568
[79 empty] | WLDFR | HFTD - Distribution - Tier 3 - 1QU CoRE ¦ 5QU LoRE | Non-Red Flag Warning - Destructive Fires | 2025 | 0 | 0 | 0 | 0 | 9129.7461 | 233.2301 | 8896.516 | 0 | 2.6002 | 2.6002 | 2.6002 | 2.6002 | 3.587e-06 |  | 0 | 9.327e-06 | 9.327e-06 | 0 | 9.327e-06 | 9.327e-06 | 0 | 9.327e-06 | 9.327e-06 | 0 | 9.327e-06 | Column30: 9.327e-06 | [29 empty] | 7.3.2.1.3 Advanced weather monitoring and weather stations Weather StationsWLDFRElectric Reliability | WLDFR | HFTD - Distribution - Tier 3 - 2QU CoRE ¦ 2QU LoRE | Red Flag Warning - Destructive Fires | 2029 | Electric Reliability | 247.273 | 280.2309 | 2029 | Mitigation | 0.011149 | 10 | 0 | esc | 0.011149 | 2.7568 | 0.011149 | 2.7568 | 0.011149 | 2.7568 | 0.011149 | 2.7568
[79 empty] | WLDFR | HFTD - Distribution - Tier 3 - 1QU CoRE ¦ 5QU LoRE | Non-Red Flag Warning - Destructive Fires | 2026 | 0 | 0 | 0 | 0 | 9129.7461 | 233.2301 | 8896.516 | 0 | 2.6002 | 2.6002 | 2.6002 | 2.6002 | 3.587e-06 |  | 0 | 9.327e-06 | 9.327e-06 | 0 | 9.327e-06 | 9.327e-06 | 0 | 9.327e-06 | 9.327e-06 | 0 | 9.327e-06 | Column30: 9.327e-06 | [29 empty] | 7.3.2.1.3 Advanced weather monitoring and weather stations Weather StationsWLDFRElectric Reliability | WLDFR | HFTD - Distribution - Tier 3 - 2QU CoRE ¦ 2QU LoRE | Red Flag Warning - Destructive Fires | 2030 | Electric Reliability | 247.273 | 280.2309 | 2030 | Mitigation | 0.011149 | 10 | 0 | esc | 0 | 0 | 0.011149 | 2.7568 | 0.011149 | 2.7568 | 0.011149 | 2.7568
[79 empty] | WLDFR | HFTD - Distribution - Tier 3 - 1QU CoRE ¦ 5QU LoRE | Non-Red Flag Warning - Destructive Fires | 2027 | 0 | 0 | 0 | 0 | 9129.7461 | 233.2301 | 8896.516 | 0 | 2.6002 | 2.6002 | 2.6002 | 2.6002 | 3.587e-06 |  | 0 | 9.327e-06 | 9.327e-06 | 0 | 9.327e-06 | 9.327e-06 | 0 | 9.327e-06 | 9.327e-06 | 0 | 9.327e-06 | Column30: 9.327e-06 | [29 empty] | 7.3.2.1.3 Advanced weather monitoring and weather stations Weather StationsWLDFRElectric Reliability | WLDFR | HFTD - Distribution - Tier 3 - 2QU CoRE ¦ 2QU LoRE | Red Flag Warning - Destructive Fires | 2031 | Electric Reliability | 247.273 | 280.2309 | 2031 | Mitigation | 0.011149 | 10 | 0 | esc | 0 | 0 | 0 | 0 | 0.011149 | 2.7568 | 0.011149 | 2.7568
[79 empty] | WLDFR | HFTD - Distribution - Tier 3 - 1QU CoRE ¦ 5QU LoRE | Non-Red Flag Warning - Destructive Fires | 2028 | 0 | 0 | 0 | 0 | 9534.9221 | 247.273 | 9287.6491 | 0 | 2.7568 | 2.7568 | 2.7568 | 2.7568 | 3.587e-06 |  | 0 | 9.8886e-06 | 9.8886e-06 | 0 | 9.8886e-06 | 9.8886e-06 | 0 | 9.8886e-06 | 9.8886e-06 | 0 | 9.8886e-06 | Column30: 9.8886e-06 | [29 empty] | 7.3.2.1.3 Advanced weather monitoring and weather stations Weather StationsWLDFRElectric Reliability | WLDFR | HFTD - Distribution - Tier 3 - 2QU CoRE ¦ 2QU LoRE | Red Flag Warning - Destructive Fires | 2032 | Electric Reliability | 247.273 | 280.2309 | 2032 | Mitigation | 0.011149 | 10 | 0 | esc | 0 | 0 | 0 | 0 | 0 | 0 | 0.011149 | 2.7568
[79 empty] | WLDFR | HFTD - Distribution - Tier 3 - 1QU CoRE ¦ 5QU LoRE | Non-Red Flag Warning - Destructive Fires | 2029 | 0 | 0 | 0 | 0 | 9534.9221 | 247.273 | 9287.6491 | 0 | 2.7568 | 2.7568 | 2.7568 | 2.7568 | 3.587e-06 |  | 0 | 9.8886e-06 | 9.8886e-06 | 0 | 9.8886e-06 | 9.8886e-06 | 0 | 9.8886e-06 | 9.8886e-06 | 0 | 9.8886e-06 | Column30: 9.8886e-06 | [29 empty] | 7.3.2.1.3 Advanced weather monitoring and weather stations Weather StationsWLDFRElectric Reliability | WLDFR | HFTD - Distribution - Tier 3 - 2QU CoRE ¦ 2QU LoRE | Red Flag Warning - Large Fires | 2021 | Electric Reliability | 0.69642 | 280.2309 | 2021 | Mitigation | 0.011149 | 10 | 0 | esc | 0.011149 | 0.0077642 | 0.011149 | 0.0077642 | 0 | 0 | 0 | 0
[79 empty] | WLDFR | HFTD - Distribution - Tier 3 - 1QU CoRE ¦ 5QU LoRE | Non-Red Flag Warning - Destructive Fires | 2030 | 0 | 0 | 0 | 0 | 9534.9221 | 247.273 | 9287.6491 | 0 | 0 | 2.7568 | 2.7568 | 2.7568 | 3.587e-06 |  | 0 | 0 | 0 | 0 | 9.8886e-06 | 9.8886e-06 | 0 | 9.8886e-06 | 9.8886e-06 | 0 | 9.8886e-06 | Column30: 9.8886e-06 | [29 empty] | 7.3.2.1.3 Advanced weather monitoring and weather stations Weather StationsWLDFRElectric Reliability | WLDFR | HFTD - Distribution - Tier 3 - 2QU CoRE ¦ 2QU LoRE | Red Flag Warning - Large Fires | 2022 | Electric Reliability | 0.69642 | 280.2309 | 2022 | Mitigation | 0.011149 | 10 | 0 | esc | 0.011149 | 0.0077642 | 0.011149 | 0.0077642 | 0.011149 | 0.0077642 | 0 | 0
[79 empty] | WLDFR | HFTD - Distribution - Tier 3 - 1QU CoRE ¦ 5QU LoRE | Non-Red Flag Warning - Destructive Fires | 2031 | 0 | 0 | 0 | 0 | 9534.9221 | 247.273 | 9287.6491 | 0 | 0 | 0 | 2.7568 | 2.7568 | 3.587e-06 |  | 0 | 0 | 0 | 0 | 0 | 0 | 0 | 9.8886e-06 | 9.8886e-06 | 0 | 9.8886e-06 | Column30: 9.8886e-06 | [29 empty] | 7.3.2.1.3 Advanced weather monitoring and weather stations Weather StationsWLDFRElectric Reliability | WLDFR | HFTD - Distribution - Tier 3 - 2QU CoRE ¦ 2QU LoRE | Red Flag Warning - Large Fires | 2023 | Electric Reliability | 0.71896 | 280.2309 | 2023 | Mitigation | 0.011149 | 10 | 0 | esc | 0.011149 | 0.0080156 | 0.011149 | 0.0080156 | 0.011149 | 0.0080156 | 0.011149 | 0.0080156
[79 empty] | WLDFR | HFTD - Distribution - Tier 3 - 1QU CoRE ¦ 5QU LoRE | Non-Red Flag Warning - Destructive Fires | 2032 | 0 | 0 | 0 | 0 | 9534.9221 | 247.273 | 9287.6491 | 0 | 0 | 0 | 0 | 2.7568 | 3.587e-06 |  | 0 | 0 | 0 | 0 | 0 | 0 | 0 | 0 | 0 | 0 | 9.8886e-06 | Column30: 9.8886e-06 | [29 empty] | 7.3.2.1.3 Advanced weather monitoring and weather stations Weather StationsWLDFRElectric Reliability | WLDFR | HFTD - Distribution - Tier 3 - 2QU CoRE ¦ 2QU LoRE | Red Flag Warning - Large Fires | 2024 | Electric Reliability | 0.71896 | 280.2309 | 2024 | Mitigation | 0.011149 | 10 | 0 | esc | 0.011149 | 0.0080156 | 0.011149 | 0.0080156 | 0.011149 | 0.0080156 | 0.011149 | 0.0080156
[79 empty] | WLDFR | HFTD - Distribution - Tier 3 - 1QU CoRE ¦ 5QU LoRE | Non-Red Flag Warning - Large Fires | 2020 | 0 | 0 | 0 | 0 | 5.2406 | 0.69642 | 2.942 | 1.6022 | 0.0077642 | 0 | 0 | 0 | 1.9946e-05 |  | 0 | 1.5486e-07 | 1.5486e-07 | 0 | 0 | 0 | 0 | 0 | 0 | 0 | 0 | Column30: 0 | [29 empty] | 7.3.2.1.3 Advanced weather monitoring and weather stations Weather StationsWLDFRElectric Reliability | WLDFR | HFTD - Distribution - Tier 3 - 2QU CoRE ¦ 2QU LoRE | Red Flag Warning - Large Fires | 2025 | Electric Reliability | 0.71896 | 280.2309 | 2025 | Mitigation | 0.011149 | 10 | 0 | esc | 0.011149 | 0.0080156 | 0.011149 | 0.0080156 | 0.011149 | 0.0080156 | 0.011149 | 0.0080156
[79 empty] | WLDFR | HFTD - Distribution - Tier 3 - 1QU CoRE ¦ 5QU LoRE | Non-Red Flag Warning - Large Fires | 2021 | 0 | 0 | 0 | 0 | 5.2406 | 0.69642 | 2.942 | 1.6022 | 0.0077642 | 0.0077642 | 0 | 0 | 1.9946e-05 |  | 0 | 1.5486e-07 | 1.5486e-07 | 0 | 1.5486e-07 | 1.5486e-07 | 0 | 0 | 0 | 0 | 0 | Column30: 0 | [29 empty] | 7.3.2.1.3 Advanced weather monitoring and weather stations Weather StationsWLDFRElectric Reliability | WLDFR | HFTD - Distribution - Tier 3 - 2QU CoRE ¦ 2QU LoRE | Red Flag Warning - Large Fires | 2026 | Electric Reliability | 0.71896 | 280.2309 | 2026 | Mitigation | 0.011149 | 10 | 0 | esc | 0.011149 | 0.0080156 | 0.011149 | 0.0080156 | 0.011149 | 0.0080156 | 0.011149 | 0.0080156
[79 empty] | WLDFR | HFTD - Distribution - Tier 3 - 1QU CoRE ¦ 5QU LoRE | Non-Red Flag Warning - Large Fires | 2022 | 0 | 0 | 0 | 0 | 5.2406 | 0.69642 | 2.942 | 1.6022 | 0.0077642 | 0.0077642 | 0.0077642 | 0 | 1.9946e-05 |  | 0 | 1.5486e-07 | 1.5486e-07 | 0 | 1.5486e-07 | 1.5486e-07 | 0 | 1.5486e-07 | 1.5486e-07 | 0 | 0 | Column30: 0 | [29 empty] | 7.3.2.1.3 Advanced weather monitoring and weather stations Weather StationsWLDFRElectric Reliability | WLDFR | HFTD - Distribution - Tier 3 - 2QU CoRE ¦ 2QU LoRE | Red Flag Warning - Large Fires | 2027 | Electric Reliability | 0.71896 | 280.2309 | 2027 | Mitigation | 0.011149 | 10 | 0 | esc | 0.011149 | 0.0080156 | 0.011149 | 0.0080156 | 0.011149 | 0.0080156 | 0.011149 | 0.0080156
[79 empty] | WLDFR | HFTD - Distribution - Tier 3 - 1QU CoRE ¦ 5QU LoRE | Non-Red Flag Warning - Large Fires | 2023 | 0 | 0 | 0 | 0 | 5.475 | 0.71896 | 3.0715 | 1.6846 | 0.0080156 | 0.0080156 | 0.0080156 | 0.0080156 | 1.9946e-05 |  | 0 | 1.5988e-07 | 1.5988e-07 | 0 | 1.5988e-07 | 1.5988e-07 | 0 | 1.5988e-07 | 1.5988e-07 | 0 | 1.5988e-07 | Column30: 1.5988e-07 | [29 empty] | 7.3.2.1.3 Advanced weather monitoring and weather stations Weather StationsWLDFRElectric Reliability | WLDFR | HFTD - Distribution - Tier 3 - 2QU CoRE ¦ 2QU LoRE | Red Flag Warning - Large Fires | 2028 | Electric Reliability | 0.74734 | 280.2309 | 2028 | Mitigation | 0.011149 | 10 | 0 | esc | 0.011149 | 0.0083319 | 0.011149 | 0.0083319 | 0.011149 | 0.0083319 | 0.011149 | 0.0083319
[79 empty] | WLDFR | HFTD - Distribution - Tier 3 - 1QU CoRE ¦ 5QU LoRE | Non-Red Flag Warning - Large Fires | 2024 | 0 | 0 | 0 | 0 | 5.475 | 0.71896 | 3.0715 | 1.6846 | 0.0080156 | 0.0080156 | 0.0080156 | 0.0080156 | 1.9946e-05 |  | 0 | 1.5988e-07 | 1.5988e-07 | 0 | 1.5988e-07 | 1.5988e-07 | 0 | 1.5988e-07 | 1.5988e-07 | 0 | 1.5988e-07 | Column30: 1.5988e-07 | [29 empty] | 7.3.2.1.3 Advanced weather monitoring and weather stations Weather StationsWLDFRElectric Reliability | WLDFR | HFTD - Distribution - Tier 3 - 2QU CoRE ¦ 2QU LoRE | Red Flag Warning - Large Fires | 2029 | Electric Reliability | 0.74734 | 280.2309 | 2029 | Mitigation | 0.011149 | 10 | 0 | esc | 0.011149 | 0.0083319 | 0.011149 | 0.0083319 | 0.011149 | 0.0083319 | 0.011149 | 0.0083319
[79 empty] | WLDFR | HFTD - Distribution - Tier 3 - 1QU CoRE ¦ 5QU LoRE | Non-Red Flag Warning - Large Fires | 2025 | 0 | 0 | 0 | 0 | 5.475 | 0.71896 | 3.0715 | 1.6846 | 0.0080156 | 0.0080156 | 0.0080156 | 0.0080156 | 1.9946e-05 |  | 0 | 1.5988e-07 | 1.5988e-07 | 0 | 1.5988e-07 | 1.5988e-07 | 0 | 1.5988e-07 | 1.5988e-07 | 0 | 1.5988e-07 | Column30: 1.5988e-07 | [29 empty] | 7.3.2.1.3 Advanced weather monitoring and weather stations Weather StationsWLDFRElectric Reliability | WLDFR | HFTD - Distribution - Tier 3 - 2QU CoRE ¦ 2QU LoRE | Red Flag Warning - Large Fires | 2030 | Electric Reliability | 0.74734 | 280.2309 | 2030 | Mitigation | 0.011149 | 10 | 0 | esc | 0 | 0 | 0.011149 | 0.0083319 | 0.011149 | 0.0083319 | 0.011149 | 0.0083319
[79 empty] | WLDFR | HFTD - Distribution - Tier 3 - 1QU CoRE ¦ 5QU LoRE | Non-Red Flag Warning - Large Fires | 2026 | 0 | 0 | 0 | 0 | 5.475 | 0.71896 | 3.0715 | 1.6846 | 0.0080156 | 0.0080156 | 0.0080156 | 0.0080156 | 1.9946e-05 |  | 0 | 1.5988e-07 | 1.5988e-07 | 0 | 1.5988e-07 | 1.5988e-07 | 0 | 1.5988e-07 | 1.5988e-07 | 0 | 1.5988e-07 | Column30: 1.5988e-07 | [29 empty] | 7.3.2.1.3 Advanced weather monitoring and weather stations Weather StationsWLDFRElectric Reliability | WLDFR | HFTD - Distribution - Tier 3 - 2QU CoRE ¦ 2QU LoRE | Red Flag Warning - Large Fires | 2031 | Electric Reliability | 0.74734 | 280.2309 | 2031 | Mitigation | 0.011149 | 10 | 0 | esc | 0 | 0 | 0 | 0 | 0.011149 | 0.0083319 | 0.011149 | 0.0083319
[79 empty] | WLDFR | HFTD - Distribution - Tier 3 - 1QU CoRE ¦ 5QU LoRE | Non-Red Flag Warning - Large Fires | 2027 | 0 | 0 | 0 | 0 | 5.475 | 0.71896 | 3.0715 | 1.6846 | 0.0080156 | 0.0080156 | 0.0080156 | 0.0080156 | 1.9946e-05 |  | 0 | 1.5988e-07 | 1.5988e-07 | 0 | 1.5988e-07 | 1.5988e-07 | 0 | 1.5988e-07 | 1.5988e-07 | 0 | 1.5988e-07 | Column30: 1.5988e-07 | [29 empty] | 7.3.2.1.3 Advanced weather monitoring and weather stations Weather StationsWLDFRElectric Reliability | WLDFR | HFTD - Distribution - Tier 3 - 2QU CoRE ¦ 2QU LoRE | Red Flag Warning - Large Fires | 2032 | Electric Reliability | 0.74734 | 280.2309 | 2032 | Mitigation | 0.011149 | 10 | 0 | esc | 0 | 0 | 0 | 0 | 0 | 0 | 0.011149 | 0.0083319
[79 empty] | WLDFR | HFTD - Distribution - Tier 3 - 1QU CoRE ¦ 5QU LoRE | Non-Red Flag Warning - Large Fires | 2028 | 0 | 0 | 0 | 0 | 5.777 | 0.74734 | 3.238 | 1.7917 | 0.0083319 | 0.0083319 | 0.0083319 | 0.0083319 | 1.9946e-05 |  | 0 | 1.6619e-07 | 1.6619e-07 | 0 | 1.6619e-07 | 1.6619e-07 | 0 | 1.6619e-07 | 1.6619e-07 | 0 | 1.6619e-07 | Column30: 1.6619e-07 | [29 empty] | 7.3.2.1.3 Advanced weather monitoring and weather stations Weather StationsWLDFRElectric Reliability | WLDFR | HFTD - Distribution - Tier 3 - 2QU CoRE ¦ 2QU LoRE | Red Flag Warning - Small Fires | 2021 | Electric Reliability | 0.036425 | 280.2309 | 2021 | Mitigation | 0.011149 | 10 | 0 | esc | 0.011149 | 0.0004061 | 0.011149 | 0.0004061 | 0 | 0 | 0 | 0
[79 empty] | WLDFR | HFTD - Distribution - Tier 3 - 1QU CoRE ¦ 5QU LoRE | Non-Red Flag Warning - Large Fires | 2029 | 0 | 0 | 0 | 0 | 5.777 | 0.74734 | 3.238 | 1.7917 | 0.0083319 | 0.0083319 | 0.0083319 | 0.0083319 | 1.9946e-05 |  | 0 | 1.6619e-07 | 1.6619e-07 | 0 | 1.6619e-07 | 1.6619e-07 | 0 | 1.6619e-07 | 1.6619e-07 | 0 | 1.6619e-07 | Column30: 1.6619e-07 | [29 empty] | 7.3.2.1.3 Advanced weather monitoring and weather stations Weather StationsWLDFRElectric Reliability | WLDFR | HFTD - Distribution - Tier 3 - 2QU CoRE ¦ 2QU LoRE | Red Flag Warning - Small Fires | 2022 | Electric Reliability | 0.036425 | 280.2309 | 2022 | Mitigation | 0.011149 | 10 | 0 | esc | 0.011149 | 0.0004061 | 0.011149 | 0.0004061 | 0.011149 | 0.0004061 | 0 | 0
[79 empty] | WLDFR | HFTD - Distribution - Tier 3 - 1QU CoRE ¦ 5QU LoRE | Non-Red Flag Warning - Large Fires | 2030 | 0 | 0 | 0 | 0 | 5.777 | 0.74734 | 3.238 | 1.7917 | 0 | 0.0083319 | 0.0083319 | 0.0083319 | 1.9946e-05 |  | 0 | 0 | 0 | 0 | 1.6619e-07 | 1.6619e-07 | 0 | 1.6619e-07 | 1.6619e-07 | 0 | 1.6619e-07 | Column30: 1.6619e-07 | [29 empty] | 7.3.2.1.3 Advanced weather monitoring and weather stations Weather StationsWLDFRElectric Reliability | WLDFR | HFTD - Distribution - Tier 3 - 2QU CoRE ¦ 2QU LoRE | Red Flag Warning - Small Fires | 2023 | Electric Reliability | 0.03759 | 280.2309 | 2023 | Mitigation | 0.011149 | 10 | 0 | esc | 0.011149 | 0.00041909 | 0.011149 | 0.00041909 | 0.011149 | 0.00041909 | 0.011149 | 0.00041909
[79 empty] | WLDFR | HFTD - Distribution - Tier 3 - 1QU CoRE ¦ 5QU LoRE | Non-Red Flag Warning - Large Fires | 2031 | 0 | 0 | 0 | 0 | 5.777 | 0.74734 | 3.238 | 1.7917 | 0 | 0 | 0.0083319 | 0.0083319 | 1.9946e-05 |  | 0 | 0 | 0 | 0 | 0 | 0 | 0 | 1.6619e-07 | 1.6619e-07 | 0 | 1.6619e-07 | Column30: 1.6619e-07 | [29 empty] | 7.3.2.1.3 Advanced weather monitoring and weather stations Weather StationsWLDFRElectric Reliability | WLDFR | HFTD - Distribution - Tier 3 - 2QU CoRE ¦ 2QU LoRE | Red Flag Warning - Small Fires | 2024 | Electric Reliability | 0.03759 | 280.2309 | 2024 | Mitigation | 0.011149 | 10 | 0 | esc | 0.011149 | 0.00041909 | 0.011149 | 0.00041909 | 0.011149 | 0.00041909 | 0.011149 | 0.00041909
[79 empty] | WLDFR | HFTD - Distribution - Tier 3 - 1QU CoRE ¦ 5QU LoRE | Non-Red Flag Warning - Large Fires | 2032 | 0 | 0 | 0 | 0 | 5.777 | 0.74734 | 3.238 | 1.7917 | 0 | 0 | 0 | 0.0083319 | 1.9946e-05 |  | 0 | 0 | 0 | 0 | 0 | 0 | 0 | 0 | 0 | 0 | 1.6619e-07 | Column30: 1.6619e-07 | [29 empty] | 7.3.2.1.3 Advanced weather monitoring and weather stations Weather StationsWLDFRElectric Reliability | WLDFR | HFTD - Distribution - Tier 3 - 2QU CoRE ¦ 2QU LoRE | Red Flag Warning - Small Fires | 2025 | Electric Reliability | 0.03759 | 280.2309 | 2025 | Mitigation | 0.011149 | 10 | 0 | esc | 0.011149 | 0.00041909 | 0.011149 | 0.00041909 | 0.011149 | 0.00041909 | 0.011149 | 0.00041909
[79 empty] | WLDFR | HFTD - Distribution - Tier 3 - 1QU CoRE ¦ 5QU LoRE | Non-Red Flag Warning - Small Fires | 2020 | 0 | 0 | 0 | 0 | 0.077901 | 0.036425 | 0.0015809 | 0.039895 | 0.0004061 | 0 | 0 | 0 | 0.0025411 |  | 0 | 1.0319e-06 | 1.0319e-06 | 0 | 0 | 0 | 0 | 0 | 0 | 0 | 0 | Column30: 0 | [29 empty] | 7.3.2.1.3 Advanced weather monitoring and weather stations Weather StationsWLDFRElectric Reliability | WLDFR | HFTD - Distribution - Tier 3 - 2QU CoRE ¦ 2QU LoRE | Red Flag Warning - Small Fires | 2026 | Electric Reliability | 0.03759 | 280.2309 | 2026 | Mitigation | 0.011149 | 10 | 0 | esc | 0.011149 | 0.00041909 | 0.011149 | 0.00041909 | 0.011149 | 0.00041909 | 0.011149 | 0.00041909
[79 empty] | WLDFR | HFTD - Distribution - Tier 3 - 1QU CoRE ¦ 5QU LoRE | Non-Red Flag Warning - Small Fires | 2021 | 0 | 0 | 0 | 0 | 0.077901 | 0.036425 | 0.0015809 | 0.039895 | 0.0004061 | 0.0004061 | 0 | 0 | 0.0025411 |  | 0 | 1.0319e-06 | 1.0319e-06 | 0 | 1.0319e-06 | 1.0319e-06 | 0 | 0 | 0 | 0 | 0 | Column30: 0 | [29 empty] | 7.3.2.1.3 Advanced weather monitoring and weather stations Weather StationsWLDFRElectric Reliability | WLDFR | HFTD - Distribution - Tier 3 - 2QU CoRE ¦ 2QU LoRE | Red Flag Warning - Small Fires | 2027 | Electric Reliability | 0.03759 | 280.2309 | 2027 | Mitigation | 0.011149 | 10 | 0 | esc | 0.011149 | 0.00041909 | 0.011149 | 0.00041909 | 0.011149 | 0.00041909 | 0.011149 | 0.00041909
[79 empty] | WLDFR | HFTD - Distribution - Tier 3 - 1QU CoRE ¦ 5QU LoRE | Non-Red Flag Warning - Small Fires | 2022 | 0 | 0 | 0 | 0 | 0.077901 | 0.036425 | 0.0015809 | 0.039895 | 0.0004061 | 0.0004061 | 0.0004061 | 0 | 0.0025411 |  | 0 | 1.0319e-06 | 1.0319e-06 | 0 | 1.0319e-06 | 1.0319e-06 | 0 | 1.0319e-06 | 1.0319e-06 | 0 | 0 | Column30: 0 | [29 empty] | 7.3.2.1.3 Advanced weather monitoring and weather stations Weather StationsWLDFRElectric Reliability | WLDFR | HFTD - Distribution - Tier 3 - 2QU CoRE ¦ 2QU LoRE | Red Flag Warning - Small Fires | 2028 | Electric Reliability | 0.039055 | 280.2309 | 2028 | Mitigation | 0.011149 | 10 | 0 | esc | 0.011149 | 0.00043542 | 0.011149 | 0.00043542 | 0.011149 | 0.00043542 | 0.011149 | 0.00043542
[79 empty] | WLDFR | HFTD - Distribution - Tier 3 - 1QU CoRE ¦ 5QU LoRE | Non-Red Flag Warning - Small Fires | 2023 | 0 | 0 | 0 | 0 | 0.080408 | 0.03759 | 0.0016314 | 0.041187 | 0.00041909 | 0.00041909 | 0.00041909 | 0.00041909 | 0.0025411 |  | 0 | 1.0649e-06 | 1.0649e-06 | 0 | 1.0649e-06 | 1.0649e-06 | 0 | 1.0649e-06 | 1.0649e-06 | 0 | 1.0649e-06 | Column30: 1.0649e-06 | [29 empty] | 7.3.2.1.3 Advanced weather monitoring and weather stations Weather StationsWLDFRElectric Reliability | WLDFR | HFTD - Distribution - Tier 3 - 2QU CoRE ¦ 2QU LoRE | Red Flag Warning - Small Fires | 2029 | Electric Reliability | 0.039055 | 280.2309 | 2029 | Mitigation | 0.011149 | 10 | 0 | esc | 0.011149 | 0.00043542 | 0.011149 | 0.00043542 | 0.011149 | 0.00043542 | 0.011149 | 0.00043542
[79 empty] | WLDFR | HFTD - Distribution - Tier 3 - 1QU CoRE ¦ 5QU LoRE | Non-Red Flag Warning - Small Fires | 2024 | 0 | 0 | 0 | 0 | 0.080408 | 0.03759 | 0.0016314 | 0.041187 | 0.00041909 | 0.00041909 | 0.00041909 | 0.00041909 | 0.0025411 |  | 0 | 1.0649e-06 | 1.0649e-06 | 0 | 1.0649e-06 | 1.0649e-06 | 0 | 1.0649e-06 | 1.0649e-06 | 0 | 1.0649e-06 | Column30: 1.0649e-06 | [29 empty] | 7.3.2.1.3 Advanced weather monitoring and weather stations Weather StationsWLDFRElectric Reliability | WLDFR | HFTD - Distribution - Tier 3 - 2QU CoRE ¦ 2QU LoRE | Red Flag Warning - Small Fires | 2030 | Electric Reliability | 0.039055 | 280.2309 | 2030 | Mitigation | 0.011149 | 10 | 0 | esc | 0 | 0 | 0.011149 | 0.00043542 | 0.011149 | 0.00043542 | 0.011149 | 0.00043542
[79 empty] | WLDFR | HFTD - Distribution - Tier 3 - 1QU CoRE ¦ 5QU LoRE | Non-Red Flag Warning - Small Fires | 2025 | 0 | 0 | 0 | 0 | 0.080408 | 0.03759 | 0.0016314 | 0.041187 | 0.00041909 | 0.00041909 | 0.00041909 | 0.00041909 | 0.0025411 |  | 0 | 1.0649e-06 | 1.0649e-06 | 0 | 1.0649e-06 | 1.0649e-06 | 0 | 1.0649e-06 | 1.0649e-06 | 0 | 1.0649e-06 | Column30: 1.0649e-06 | [29 empty] | 7.3.2.1.3 Advanced weather monitoring and weather stations Weather StationsWLDFRElectric Reliability | WLDFR | HFTD - Distribution - Tier 3 - 2QU CoRE ¦ 2QU LoRE | Red Flag Warning - Small Fires | 2031 | Electric Reliability | 0.039055 | 280.2309 | 2031 | Mitigation | 0.011149 | 10 | 0 | esc | 0 | 0 | 0 | 0 | 0.011149 | 0.00043542 | 0.011149 | 0.00043542
[79 empty] | WLDFR | HFTD - Distribution - Tier 3 - 1QU CoRE ¦ 5QU LoRE | Non-Red Flag Warning - Small Fires | 2026 | 0 | 0 | 0 | 0 | 0.080408 | 0.03759 | 0.0016314 | 0.041187 | 0.00041909 | 0.00041909 | 0.00041909 | 0.00041909 | 0.0025411 |  | 0 | 1.0649e-06 | 1.0649e-06 | 0 | 1.0649e-06 | 1.0649e-06 | 0 | 1.0649e-06 | 1.0649e-06 | 0 | 1.0649e-06 | Column30: 1.0649e-06 | [29 empty] | 7.3.2.1.3 Advanced weather monitoring and weather stations Weather StationsWLDFRElectric Reliability | WLDFR | HFTD - Distribution - Tier 3 - 2QU CoRE ¦ 2QU LoRE | Red Flag Warning - Small Fires | 2032 | Electric Reliability | 0.039055 | 280.2309 | 2032 | Mitigation | 0.011149 | 10 | 0 | esc | 0 | 0 | 0 | 0 | 0 | 0 | 0.011149 | 0.00043542
[79 empty] | WLDFR | HFTD - Distribution - Tier 3 - 1QU CoRE ¦ 5QU LoRE | Non-Red Flag Warning - Small Fires | 2027 | 0 | 0 | 0 | 0 | 0.080408 | 0.03759 | 0.0016314 | 0.041187 | 0.00041909 | 0.00041909 | 0.00041909 | 0.00041909 | 0.0025411 |  | 0 | 1.0649e-06 | 1.0649e-06 | 0 | 1.0649e-06 | 1.0649e-06 | 0 | 1.0649e-06 | 1.0649e-06 | 0 | 1.0649e-06 | Column30: 1.0649e-06 | [29 empty] | 7.3.2.1.3 Advanced weather monitoring and weather stations Weather StationsWLDFRElectric Reliability | WLDFR | HFTD - Distribution - Tier 3 - 2QU CoRE ¦ 2QU LoRE | Seismic - Non-Red Flag Warning - Catastrophic Fires | 2021 | Electric Reliability | 409.2237 | 280.2309 | 2021 | Mitigation | 0.011149 | 10 | 0 | esc | 0.011149 | 4.5624 | 0.011149 | 4.5624 | 0 | 0 | 0 | 0
[79 empty] | WLDFR | HFTD - Distribution - Tier 3 - 1QU CoRE ¦ 5QU LoRE | Non-Red Flag Warning - Small Fires | 2028 | 0 | 0 | 0 | 0 | 0.083606 | 0.039055 | 0.001695 | 0.042856 | 0.00043542 | 0.00043542 | 0.00043542 | 0.00043542 | 0.0025411 |  | 0 | 1.1064e-06 | 1.1064e-06 | 0 | 1.1064e-06 | 1.1064e-06 | 0 | 1.1064e-06 | 1.1064e-06 | 0 | 1.1064e-06 | Column30: 1.1064e-06 | [29 empty] | 7.3.2.1.3 Advanced weather monitoring and weather stations Weather StationsWLDFRElectric Reliability | WLDFR | HFTD - Distribution - Tier 3 - 2QU CoRE ¦ 2QU LoRE | Seismic - Non-Red Flag Warning - Catastrophic Fires | 2022 | Electric Reliability | 409.2237 | 280.2309 | 2022 | Mitigation | 0.011149 | 10 | 0 | esc | 0.011149 | 4.5624 | 0.011149 | 4.5624 | 0.011149 | 4.5624 | 0 | 0
[79 empty] | WLDFR | HFTD - Distribution - Tier 3 - 1QU CoRE ¦ 5QU LoRE | Non-Red Flag Warning - Small Fires | 2029 | 0 | 0 | 0 | 0 | 0.083606 | 0.039055 | 0.001695 | 0.042856 | 0.00043542 | 0.00043542 | 0.00043542 | 0.00043542 | 0.0025411 |  | 0 | 1.1064e-06 | 1.1064e-06 | 0 | 1.1064e-06 | 1.1064e-06 | 0 | 1.1064e-06 | 1.1064e-06 | 0 | 1.1064e-06 | Column30: 1.1064e-06 | [29 empty] | 7.3.2.1.3 Advanced weather monitoring and weather stations Weather StationsWLDFRElectric Reliability | WLDFR | HFTD - Distribution - Tier 3 - 2QU CoRE ¦ 2QU LoRE | Seismic - Non-Red Flag Warning - Catastrophic Fires | 2023 | Electric Reliability | 428.6023 | 280.2309 | 2023 | Mitigation | 0.011149 | 10 | 0 | esc | 0.011149 | 4.7784 | 0.011149 | 4.7784 | 0.011149 | 4.7784 | 0.011149 | 4.7784
[79 empty] | WLDFR | HFTD - Distribution - Tier 3 - 1QU CoRE ¦ 5QU LoRE | Non-Red Flag Warning - Small Fires | 2030 | 0 | 0 | 0 | 0 | 0.083606 | 0.039055 | 0.001695 | 0.042856 | 0 | 0.00043542 | 0.00043542 | 0.00043542 | 0.0025411 |  | 0 | 0 | 0 | 0 | 1.1064e-06 | 1.1064e-06 | 0 | 1.1064e-06 | 1.1064e-06 | 0 | 1.1064e-06 | Column30: 1.1064e-06 | [29 empty] | 7.3.2.1.3 Advanced weather monitoring and weather stations Weather StationsWLDFRElectric Reliability | WLDFR | HFTD - Distribution - Tier 3 - 2QU CoRE ¦ 2QU LoRE | Seismic - Non-Red Flag Warning - Catastrophic Fires | 2024 | Electric Reliability | 428.6023 | 280.2309 | 2024 | Mitigation | 0.011149 | 10 | 0 | esc | 0.011149 | 4.7784 | 0.011149 | 4.7784 | 0.011149 | 4.7784 | 0.011149 | 4.7784
[79 empty] | WLDFR | HFTD - Distribution - Tier 3 - 1QU CoRE ¦ 5QU LoRE | Non-Red Flag Warning - Small Fires | 2031 | 0 | 0 | 0 | 0 | 0.083606 | 0.039055 | 0.001695 | 0.042856 | 0 | 0 | 0.00043542 | 0.00043542 | 0.0025411 |  | 0 | 0 | 0 | 0 | 0 | 0 | 0 | 1.1064e-06 | 1.1064e-06 | 0 | 1.1064e-06 | Column30: 1.1064e-06 | [29 empty] | 7.3.2.1.3 Advanced weather monitoring and weather stations Weather StationsWLDFRElectric Reliability | WLDFR | HFTD - Distribution - Tier 3 - 2QU CoRE ¦ 2QU LoRE | Seismic - Non-Red Flag Warning - Catastrophic Fires | 2025 | Electric Reliability | 428.6023 | 280.2309 | 2025 | Mitigation | 0.011149 | 10 | 0 | esc | 0.011149 | 4.7784 | 0.011149 | 4.7784 | 0.011149 | 4.7784 | 0.011149 | 4.7784
[79 empty] | WLDFR | HFTD - Distribution - Tier 3 - 1QU CoRE ¦ 5QU LoRE | Non-Red Flag Warning - Small Fires | 2032 | 0 | 0 | 0 | 0 | 0.083606 | 0.039055 | 0.001695 | 0.042856 | 0 | 0 | 0 | 0.00043542 | 0.0025411 |  | 0 | 0 | 0 | 0 | 0 | 0 | 0 | 0 | 0 | 0 | 1.1064e-06 | Column30: 1.1064e-06 | [29 empty] | 7.3.2.1.3 Advanced weather monitoring and weather stations Weather StationsWLDFRElectric Reliability | WLDFR | HFTD - Distribution - Tier 3 - 2QU CoRE ¦ 2QU LoRE | Seismic - Non-Red Flag Warning - Catastrophic Fires | 2026 | Electric Reliability | 428.6023 | 280.2309 | 2026 | Mitigation | 0.011149 | 10 | 0 | esc | 0.011149 | 4.7784 | 0.011149 | 4.7784 | 0.011149 | 4.7784 | 0.011149 | 4.7784
[79 empty] | WLDFR | HFTD - Distribution - Tier 3 - 1QU CoRE ¦ 5QU LoRE | Red Flag Warning - Catastrophic Fires | 2020 | 0 | 0 | 0 | 0 | 14146.1306 | 222.2294 | 8585.7228 | 5338.1784 | 2.4776 | 0 | 0 | 0 | 9.4519e-05 |  | 0 | 0.00023418 | 0.00023418 | 0 | 0 | 0 | 0 | 0 | 0 | 0 | 0 | Column30: 0 | [29 empty] | 7.3.2.1.3 Advanced weather monitoring and weather stations Weather StationsWLDFRElectric Reliability | WLDFR | HFTD - Distribution - Tier 3 - 2QU CoRE ¦ 2QU LoRE | Seismic - Non-Red Flag Warning - Catastrophic Fires | 2027 | Electric Reliability | 428.6023 | 280.2309 | 2027 | Mitigation | 0.011149 | 10 | 0 | esc | 0.011149 | 4.7784 | 0.011149 | 4.7784 | 0.011149 | 4.7784 | 0.011149 | 4.7784
[79 empty] | WLDFR | HFTD - Distribution - Tier 3 - 1QU CoRE ¦ 5QU LoRE | Red Flag Warning - Catastrophic Fires | 2021 | 0 | 0 | 0 | 0 | 14146.1306 | 222.2294 | 8585.7228 | 5338.1784 | 2.4776 | 2.4776 | 0 | 0 | 9.4519e-05 |  | 0 | 0.00023418 | 0.00023418 | 0 | 0.00023418 | 0.00023418 | 0 | 0 | 0 | 0 | 0 | Column30: 0 | [29 empty] | 7.3.2.1.3 Advanced weather monitoring and weather stations Weather StationsWLDFRElectric Reliability | WLDFR | HFTD - Distribution - Tier 3 - 2QU CoRE ¦ 2QU LoRE | Seismic - Non-Red Flag Warning - Catastrophic Fires | 2028 | Electric Reliability | 453.261 | 280.2309 | 2028 | Mitigation | 0.011149 | 10 | 0 | esc | 0.011149 | 5.0533 | 0.011149 | 5.0533 | 0.011149 | 5.0533 | 0.011149 | 5.0533
[79 empty] | WLDFR | HFTD - Distribution - Tier 3 - 1QU CoRE ¦ 5QU LoRE | Red Flag Warning - Catastrophic Fires | 2022 | 0 | 0 | 0 | 0 | 14146.1306 | 222.2294 | 8585.7228 | 5338.1784 | 2.4776 | 2.4776 | 2.4776 | 0 | 9.4519e-05 |  | 0 | 0.00023418 | 0.00023418 | 0 | 0.00023418 | 0.00023418 | 0 | 0.00023418 | 0.00023418 | 0 | 0 | Column30: 0 | [29 empty] | 7.3.2.1.3 Advanced weather monitoring and weather stations Weather StationsWLDFRElectric Reliability | WLDFR | HFTD - Distribution - Tier 3 - 2QU CoRE ¦ 2QU LoRE | Seismic - Non-Red Flag Warning - Catastrophic Fires | 2029 | Electric Reliability | 453.261 | 280.2309 | 2029 | Mitigation | 0.011149 | 10 | 0 | esc | 0.011149 | 5.0533 | 0.011149 | 5.0533 | 0.011149 | 5.0533 | 0.011149 | 5.0533
[79 empty] | WLDFR | HFTD - Distribution - Tier 3 - 1QU CoRE ¦ 5QU LoRE | Red Flag Warning - Catastrophic Fires | 2023 | 0 | 0 | 0 | 0 | 14664.6376 | 233.2301 | 8896.516 | 5534.8915 | 2.6002 | 2.6002 | 2.6002 | 2.6002 | 9.4519e-05 |  | 0 | 0.00024577 | 0.00024577 | 0 | 0.00024577 | 0.00024577 | 0 | 0.00024577 | 0.00024577 | 0 | 0.00024577 | Column30: 0.00024577 | [29 empty] | 7.3.2.1.3 Advanced weather monitoring and weather stations Weather StationsWLDFRElectric Reliability | WLDFR | HFTD - Distribution - Tier 3 - 2QU CoRE ¦ 2QU LoRE | Seismic - Non-Red Flag Warning - Catastrophic Fires | 2030 | Electric Reliability | 453.261 | 280.2309 | 2030 | Mitigation | 0.011149 | 10 | 0 | esc | 0 | 0 | 0.011149 | 5.0533 | 0.011149 | 5.0533 | 0.011149 | 5.0533
[79 empty] | WLDFR | HFTD - Distribution - Tier 3 - 1QU CoRE ¦ 5QU LoRE | Red Flag Warning - Catastrophic Fires | 2024 | 0 | 0 | 0 | 0 | 14664.6376 | 233.2301 | 8896.516 | 5534.8915 | 2.6002 | 2.6002 | 2.6002 | 2.6002 | 9.4519e-05 |  | 0 | 0.00024577 | 0.00024577 | 0 | 0.00024577 | 0.00024577 | 0 | 0.00024577 | 0.00024577 | 0 | 0.00024577 | Column30: 0.00024577 | [29 empty] | 7.3.2.1.3 Advanced weather monitoring and weather stations Weather StationsWLDFRElectric Reliability | WLDFR | HFTD - Distribution - Tier 3 - 2QU CoRE ¦ 2QU LoRE | Seismic - Non-Red Flag Warning - Catastrophic Fires | 2031 | Electric Reliability | 453.261 | 280.2309 | 2031 | Mitigation | 0.011149 | 10 | 0 | esc | 0 | 0 | 0 | 0 | 0.011149 | 5.0533 | 0.011149 | 5.0533
[79 empty] | WLDFR | HFTD - Distribution - Tier 3 - 1QU CoRE ¦ 5QU LoRE | Red Flag Warning - Catastrophic Fires | 2025 | 0 | 0 | 0 | 0 | 14664.6376 | 233.2301 | 8896.516 | 5534.8915 | 2.6002 | 2.6002 | 2.6002 | 2.6002 | 9.4519e-05 |  | 0 | 0.00024577 | 0.00024577 | 0 | 0.00024577 | 0.00024577 | 0 | 0.00024577 | 0.00024577 | 0 | 0.00024577 | Column30: 0.00024577 | [29 empty] | 7.3.2.1.3 Advanced weather monitoring and weather stations Weather StationsWLDFRElectric Reliability | WLDFR | HFTD - Distribution - Tier 3 - 2QU CoRE ¦ 2QU LoRE | Seismic - Non-Red Flag Warning - Catastrophic Fires | 2032 | Electric Reliability | 453.261 | 280.2309 | 2032 | Mitigation | 0.011149 | 10 | 0 | esc | 0 | 0 | 0 | 0 | 0 | 0 | 0.011149 | 5.0533
[79 empty] | WLDFR | HFTD - Distribution - Tier 3 - 1QU CoRE ¦ 5QU LoRE | Red Flag Warning - Catastrophic Fires | 2026 | 0 | 0 | 0 | 0 | 14664.6376 | 233.2301 | 8896.516 | 5534.8915 | 2.6002 | 2.6002 | 2.6002 | 2.6002 | 9.4519e-05 |  | 0 | 0.00024577 | 0.00024577 | 0 | 0.00024577 | 0.00024577 | 0 | 0.00024577 | 0.00024577 | 0 | 0.00024577 | Column30: 0.00024577 | [29 empty] | 7.3.2.1.3 Advanced weather monitoring and weather stations Weather StationsWLDFRElectric Reliability | WLDFR | HFTD - Distribution - Tier 3 - 2QU CoRE ¦ 2QU LoRE | Seismic - Red Flag Warning - Catastrophic Fires | 2021 | Electric Reliability | 409.2237 | 280.2309 | 2021 | Mitigation | 0.011149 | 10 | 0 | esc | 0.011149 | 4.5624 | 0.011149 | 4.5624 | 0 | 0 | 0 | 0
[79 empty] | WLDFR | HFTD - Distribution - Tier 3 - 1QU CoRE ¦ 5QU LoRE | Red Flag Warning - Catastrophic Fires | 2027 | 0 | 0 | 0 | 0 | 14664.6376 | 233.2301 | 8896.516 | 5534.8915 | 2.6002 | 2.6002 | 2.6002 | 2.6002 | 9.4519e-05 |  | 0 | 0.00024577 | 0.00024577 | 0 | 0.00024577 | 0.00024577 | 0 | 0.00024577 | 0.00024577 | 0 | 0.00024577 | Column30: 0.00024577 | [29 empty] | 7.3.2.1.3 Advanced weather monitoring and weather stations Weather StationsWLDFRElectric Reliability | WLDFR | HFTD - Distribution - Tier 3 - 2QU CoRE ¦ 2QU LoRE | Seismic - Red Flag Warning - Catastrophic Fires | 2022 | Electric Reliability | 409.2237 | 280.2309 | 2022 | Mitigation | 0.011149 | 10 | 0 | esc | 0.011149 | 4.5624 | 0.011149 | 4.5624 | 0.011149 | 4.5624 | 0 | 0
[79 empty] | WLDFR | HFTD - Distribution - Tier 3 - 1QU CoRE ¦ 5QU LoRE | Red Flag Warning - Catastrophic Fires | 2028 | 0 | 0 | 0 | 0 | 15317.9909 | 247.273 | 9287.6491 | 5783.0689 | 2.7568 | 2.7568 | 2.7568 | 2.7568 | 9.4519e-05 |  | 0 | 0.00026057 | 0.00026057 | 0 | 0.00026057 | 0.00026057 | 0 | 0.00026057 | 0.00026057 | 0 | 0.00026057 | Column30: 0.00026057 | [29 empty] | 7.3.2.1.3 Advanced weather monitoring and weather stations Weather StationsWLDFRElectric Reliability | WLDFR | HFTD - Distribution - Tier 3 - 2QU CoRE ¦ 2QU LoRE | Seismic - Red Flag Warning - Catastrophic Fires | 2023 | Electric Reliability | 428.6023 | 280.2309 | 2023 | Mitigation | 0.011149 | 10 | 0 | esc | 0.011149 | 4.7784 | 0.011149 | 4.7784 | 0.011149 | 4.7784 | 0.011149 | 4.7784
[79 empty] | WLDFR | HFTD - Distribution - Tier 3 - 1QU CoRE ¦ 5QU LoRE | Red Flag Warning - Catastrophic Fires | 2029 | 0 | 0 | 0 | 0 | 15317.9909 | 247.273 | 9287.6491 | 5783.0689 | 2.7568 | 2.7568 | 2.7568 | 2.7568 | 9.4519e-05 |  | 0 | 0.00026057 | 0.00026057 | 0 | 0.00026057 | 0.00026057 | 0 | 0.00026057 | 0.00026057 | 0 | 0.00026057 | Column30: 0.00026057 | [29 empty] | 7.3.2.1.3 Advanced weather monitoring and weather stations Weather StationsWLDFRElectric Reliability | WLDFR | HFTD - Distribution - Tier 3 - 2QU CoRE ¦ 2QU LoRE | Seismic - Red Flag Warning - Catastrophic Fires | 2024 | Electric Reliability | 428.6023 | 280.2309 | 2024 | Mitigation | 0.011149 | 10 | 0 | esc | 0.011149 | 4.7784 | 0.011149 | 4.7784 | 0.011149 | 4.7784 | 0.011149 | 4.7784
[79 empty] | WLDFR | HFTD - Distribution - Tier 3 - 1QU CoRE ¦ 5QU LoRE | Red Flag Warning - Catastrophic Fires | 2030 | 0 | 0 | 0 | 0 | 15317.9909 | 247.273 | 9287.6491 | 5783.0689 | 0 | 2.7568 | 2.7568 | 2.7568 | 9.4519e-05 |  | 0 | 0 | 0 | 0 | 0.00026057 | 0.00026057 | 0 | 0.00026057 | 0.00026057 | 0 | 0.00026057 | Column30: 0.00026057 | [29 empty] | 7.3.2.1.3 Advanced weather monitoring and weather stations Weather StationsWLDFRElectric Reliability | WLDFR | HFTD - Distribution - Tier 3 - 2QU CoRE ¦ 2QU LoRE | Seismic - Red Flag Warning - Catastrophic Fires | 2025 | Electric Reliability | 428.6023 | 280.2309 | 2025 | Mitigation | 0.011149 | 10 | 0 | esc | 0.011149 | 4.7784 | 0.011149 | 4.7784 | 0.011149 | 4.7784 | 0.011149 | 4.7784
[79 empty] | WLDFR | HFTD - Distribution - Tier 3 - 1QU CoRE ¦ 5QU LoRE | Red Flag Warning - Catastrophic Fires | 2031 | 0 | 0 | 0 | 0 | 15317.9909 | 247.273 | 9287.6491 | 5783.0689 | 0 | 0 | 2.7568 | 2.7568 | 9.4519e-05 |  | 0 | 0 | 0 | 0 | 0 | 0 | 0 | 0.00026057 | 0.00026057 | 0 | 0.00026057 | Column30: 0.00026057 | [29 empty] | 7.3.2.1.3 Advanced weather monitoring and weather stations Weather StationsWLDFRElectric Reliability | WLDFR | HFTD - Distribution - Tier 3 - 2QU CoRE ¦ 2QU LoRE | Seismic - Red Flag Warning - Catastrophic Fires | 2026 | Electric Reliability | 428.6023 | 280.2309 | 2026 | Mitigation | 0.011149 | 10 | 0 | esc | 0.011149 | 4.7784 | 0.011149 | 4.7784 | 0.011149 | 4.7784 | 0.011149 | 4.7784
[79 empty] | WLDFR | HFTD - Distribution - Tier 3 - 1QU CoRE ¦ 5QU LoRE | Red Flag Warning - Catastrophic Fires | 2032 | 0 | 0 | 0 | 0 | 15317.9909 | 247.273 | 9287.6491 | 5783.0689 | 0 | 0 | 0 | 2.7568 | 9.4519e-05 |  | 0 | 0 | 0 | 0 | 0 | 0 | 0 | 0 | 0 | 0 | 0.00026057 | Column30: 0.00026057 | [29 empty] | 7.3.2.1.3 Advanced weather monitoring and weather stations Weather StationsWLDFRElectric Reliability | WLDFR | HFTD - Distribution - Tier 3 - 2QU CoRE ¦ 2QU LoRE | Seismic - Red Flag Warning - Catastrophic Fires | 2027 | Electric Reliability | 428.6023 | 280.2309 | 2027 | Mitigation | 0.011149 | 10 | 0 | esc | 0.011149 | 4.7784 | 0.011149 | 4.7784 | 0.011149 | 4.7784 | 0.011149 | 4.7784
[79 empty] | WLDFR | HFTD - Distribution - Tier 3 - 1QU CoRE ¦ 5QU LoRE | Red Flag Warning - Destructive Fires | 2020 | 0 | 0 | 0 | 0 | 8807.9522 | 222.2294 | 8585.7228 | 0 | 2.4776 | 0 | 0 | 0 | 1.1379e-05 |  | 0 | 2.8192e-05 | 2.8192e-05 | 0 | 0 | 0 | 0 | 0 | 0 | 0 | 0 | Column30: 0 | [29 empty] | 7.3.2.1.3 Advanced weather monitoring and weather stations Weather StationsWLDFRElectric Reliability | WLDFR | HFTD - Distribution - Tier 3 - 2QU CoRE ¦ 2QU LoRE | Seismic - Red Flag Warning - Catastrophic Fires | 2028 | Electric Reliability | 453.261 | 280.2309 | 2028 | Mitigation | 0.011149 | 10 | 0 | esc | 0.011149 | 5.0533 | 0.011149 | 5.0533 | 0.011149 | 5.0533 | 0.011149 | 5.0533
[79 empty] | WLDFR | HFTD - Distribution - Tier 3 - 1QU CoRE ¦ 5QU LoRE | Red Flag Warning - Destructive Fires | 2021 | 0 | 0 | 0 | 0 | 8807.9522 | 222.2294 | 8585.7228 | 0 | 2.4776 | 2.4776 | 0 | 0 | 1.1379e-05 |  | 0 | 2.8192e-05 | 2.8192e-05 | 0 | 2.8192e-05 | 2.8192e-05 | 0 | 0 | 0 | 0 | 0 | Column30: 0 | [29 empty] | 7.3.2.1.3 Advanced weather monitoring and weather stations Weather StationsWLDFRElectric Reliability | WLDFR | HFTD - Distribution - Tier 3 - 2QU CoRE ¦ 2QU LoRE | Seismic - Red Flag Warning - Catastrophic Fires | 2029 | Electric Reliability | 453.261 | 280.2309 | 2029 | Mitigation | 0.011149 | 10 | 0 | esc | 0.011149 | 5.0533 | 0.011149 | 5.0533 | 0.011149 | 5.0533 | 0.011149 | 5.0533
[79 empty] | WLDFR | HFTD - Distribution - Tier 3 - 1QU CoRE ¦ 5QU LoRE | Red Flag Warning - Destructive Fires | 2022 | 0 | 0 | 0 | 0 | 8807.9522 | 222.2294 | 8585.7228 | 0 | 2.4776 | 2.4776 | 2.4776 | 0 | 1.1379e-05 |  | 0 | 2.8192e-05 | 2.8192e-05 | 0 | 2.8192e-05 | 2.8192e-05 | 0 | 2.8192e-05 | 2.8192e-05 | 0 | 0 | Column30: 0 | [29 empty] | 7.3.2.1.3 Advanced weather monitoring and weather stations Weather StationsWLDFRElectric Reliability | WLDFR | HFTD - Distribution - Tier 3 - 2QU CoRE ¦ 2QU LoRE | Seismic - Red Flag Warning - Catastrophic Fires | 2030 | Electric Reliability | 453.261 | 280.2309 | 2030 | Mitigation | 0.011149 | 10 | 0 | esc | 0 | 0 | 0.011149 | 5.0533 | 0.011149 | 5.0533 | 0.011149 | 5.0533
[79 empty] | WLDFR | HFTD - Distribution - Tier 3 - 1QU CoRE ¦ 5QU LoRE | Red Flag Warning - Destructive Fires | 2023 | 0 | 0 | 0 | 0 | 9129.7461 | 233.2301 | 8896.516 | 0 | 2.6002 | 2.6002 | 2.6002 | 2.6002 | 1.1379e-05 |  | 0 | 2.9588e-05 | 2.9588e-05 | 0 | 2.9588e-05 | 2.9588e-05 | 0 | 2.9588e-05 | 2.9588e-05 | 0 | 2.9588e-05 | Column30: 2.9588e-05 | [29 empty] | 7.3.2.1.3 Advanced weather monitoring and weather stations Weather StationsWLDFRElectric Reliability | WLDFR | HFTD - Distribution - Tier 3 - 2QU CoRE ¦ 2QU LoRE | Seismic - Red Flag Warning - Catastrophic Fires | 2031 | Electric Reliability | 453.261 | 280.2309 | 2031 | Mitigation | 0.011149 | 10 | 0 | esc | 0 | 0 | 0 | 0 | 0.011149 | 5.0533 | 0.011149 | 5.0533
[79 empty] | WLDFR | HFTD - Distribution - Tier 3 - 1QU CoRE ¦ 5QU LoRE | Red Flag Warning - Destructive Fires | 2024 | 0 | 0 | 0 | 0 | 9129.7461 | 233.2301 | 8896.516 | 0 | 2.6002 | 2.6002 | 2.6002 | 2.6002 | 1.1379e-05 |  | 0 | 2.9588e-05 | 2.9588e-05 | 0 | 2.9588e-05 | 2.9588e-05 | 0 | 2.9588e-05 | 2.9588e-05 | 0 | 2.9588e-05 | Column30: 2.9588e-05 | [29 empty] | 7.3.2.1.3 Advanced weather monitoring and weather stations Weather StationsWLDFRElectric Reliability | WLDFR | HFTD - Distribution - Tier 3 - 2QU CoRE ¦ 2QU LoRE | Seismic - Red Flag Warning - Catastrophic Fires | 2032 | Electric Reliability | 453.261 | 280.2309 | 2032 | Mitigation | 0.011149 | 10 | 0 | esc | 0 | 0 | 0 | 0 | 0 | 0 | 0.011149 | 5.0533
[79 empty] | WLDFR | HFTD - Distribution - Tier 3 - 1QU CoRE ¦ 5QU LoRE | Red Flag Warning - Destructive Fires | 2025 | 0 | 0 | 0 | 0 | 9129.7461 | 233.2301 | 8896.516 | 0 | 2.6002 | 2.6002 | 2.6002 | 2.6002 | 1.1379e-05 |  | 0 | 2.9588e-05 | 2.9588e-05 | 0 | 2.9588e-05 | 2.9588e-05 | 0 | 2.9588e-05 | 2.9588e-05 | 0 | 2.9588e-05 | Column30: 2.9588e-05 | [29 empty] | 7.3.2.1.3 Advanced weather monitoring and weather stations Weather StationsWLDFRElectric Reliability | WLDFR | HFTD - Distribution - Tier 3 - 2QU CoRE ¦ 3QU LoRE | Non-Red Flag Warning - Catastrophic Fires | 2021 | Electric Reliability | 222.2294 | 267.1271 | 2021 | Mitigation | 0.011149 | 10 | 0 | esc | 0.011149 | 2.4776 | 0.011149 | 2.4776 | 0 | 0 | 0 | 0
[79 empty] | WLDFR | HFTD - Distribution - Tier 3 - 1QU CoRE ¦ 5QU LoRE | Red Flag Warning - Destructive Fires | 2026 | 0 | 0 | 0 | 0 | 9129.7461 | 233.2301 | 8896.516 | 0 | 2.6002 | 2.6002 | 2.6002 | 2.6002 | 1.1379e-05 |  | 0 | 2.9588e-05 | 2.9588e-05 | 0 | 2.9588e-05 | 2.9588e-05 | 0 | 2.9588e-05 | 2.9588e-05 | 0 | 2.9588e-05 | Column30: 2.9588e-05 | [29 empty] | 7.3.2.1.3 Advanced weather monitoring and weather stations Weather StationsWLDFRElectric Reliability | WLDFR | HFTD - Distribution - Tier 3 - 2QU CoRE ¦ 3QU LoRE | Non-Red Flag Warning - Catastrophic Fires | 2022 | Electric Reliability | 222.2294 | 267.1271 | 2022 | Mitigation | 0.011149 | 10 | 0 | esc | 0.011149 | 2.4776 | 0.011149 | 2.4776 | 0.011149 | 2.4776 | 0 | 0
[79 empty] | WLDFR | HFTD - Distribution - Tier 3 - 1QU CoRE ¦ 5QU LoRE | Red Flag Warning - Destructive Fires | 2027 | 0 | 0 | 0 | 0 | 9129.7461 | 233.2301 | 8896.516 | 0 | 2.6002 | 2.6002 | 2.6002 | 2.6002 | 1.1379e-05 |  | 0 | 2.9588e-05 | 2.9588e-05 | 0 | 2.9588e-05 | 2.9588e-05 | 0 | 2.9588e-05 | 2.9588e-05 | 0 | 2.9588e-05 | Column30: 2.9588e-05 | [29 empty] | 7.3.2.1.3 Advanced weather monitoring and weather stations Weather StationsWLDFRElectric Reliability | WLDFR | HFTD - Distribution - Tier 3 - 2QU CoRE ¦ 3QU LoRE | Non-Red Flag Warning - Catastrophic Fires | 2023 | Electric Reliability | 233.2301 | 267.1271 | 2023 | Mitigation | 0.011149 | 10 | 0 | esc | 0.011149 | 2.6002 | 0.011149 | 2.6002 | 0.011149 | 2.6002 | 0.011149 | 2.6002
[79 empty] | WLDFR | HFTD - Distribution - Tier 3 - 1QU CoRE ¦ 5QU LoRE | Red Flag Warning - Destructive Fires | 2028 | 0 | 0 | 0 | 0 | 9534.9221 | 247.273 | 9287.6491 | 0 | 2.7568 | 2.7568 | 2.7568 | 2.7568 | 1.1379e-05 |  | 0 | 3.137e-05 | 3.137e-05 | 0 | 3.137e-05 | 3.137e-05 | 0 | 3.137e-05 | 3.137e-05 | 0 | 3.137e-05 | Column30: 3.137e-05 | [29 empty] | 7.3.2.1.3 Advanced weather monitoring and weather stations Weather StationsWLDFRElectric Reliability | WLDFR | HFTD - Distribution - Tier 3 - 2QU CoRE ¦ 3QU LoRE | Non-Red Flag Warning - Catastrophic Fires | 2024 | Electric Reliability | 233.2301 | 267.1271 | 2024 | Mitigation | 0.011149 | 10 | 0 | esc | 0.011149 | 2.6002 | 0.011149 | 2.6002 | 0.011149 | 2.6002 | 0.011149 | 2.6002
[79 empty] | WLDFR | HFTD - Distribution - Tier 3 - 1QU CoRE ¦ 5QU LoRE | Red Flag Warning - Destructive Fires | 2029 | 0 | 0 | 0 | 0 | 9534.9221 | 247.273 | 9287.6491 | 0 | 2.7568 | 2.7568 | 2.7568 | 2.7568 | 1.1379e-05 |  | 0 | 3.137e-05 | 3.137e-05 | 0 | 3.137e-05 | 3.137e-05 | 0 | 3.137e-05 | 3.137e-05 | 0 | 3.137e-05 | Column30: 3.137e-05 | [29 empty] | 7.3.2.1.3 Advanced weather monitoring and weather stations Weather StationsWLDFRElectric Reliability | WLDFR | HFTD - Distribution - Tier 3 - 2QU CoRE ¦ 3QU LoRE | Non-Red Flag Warning - Catastrophic Fires | 2025 | Electric Reliability | 233.2301 | 267.1271 | 2025 | Mitigation | 0.011149 | 10 | 0 | esc | 0.011149 | 2.6002 | 0.011149 | 2.6002 | 0.011149 | 2.6002 | 0.011149 | 2.6002
[79 empty] | WLDFR | HFTD - Distribution - Tier 3 - 1QU CoRE ¦ 5QU LoRE | Red Flag Warning - Destructive Fires | 2030 | 0 | 0 | 0 | 0 | 9534.9221 | 247.273 | 9287.6491 | 0 | 0 | 2.7568 | 2.7568 | 2.7568 | 1.1379e-05 |  | 0 | 0 | 0 | 0 | 3.137e-05 | 3.137e-05 | 0 | 3.137e-05 | 3.137e-05 | 0 | 3.137e-05 | Column30: 3.137e-05 | [29 empty] | 7.3.2.1.3 Advanced weather monitoring and weather stations Weather StationsWLDFRElectric Reliability | WLDFR | HFTD - Distribution - Tier 3 - 2QU CoRE ¦ 3QU LoRE | Non-Red Flag Warning - Catastrophic Fires | 2026 | Electric Reliability | 233.2301 | 267.1271 | 2026 | Mitigation | 0.011149 | 10 | 0 | esc | 0.011149 | 2.6002 | 0.011149 | 2.6002 | 0.011149 | 2.6002 | 0.011149 | 2.6002
[79 empty] | WLDFR | HFTD - Distribution - Tier 3 - 1QU CoRE ¦ 5QU LoRE | Red Flag Warning - Destructive Fires | 2031 | 0 | 0 | 0 | 0 | 9534.9221 | 247.273 | 9287.6491 | 0 | 0 | 0 | 2.7568 | 2.7568 | 1.1379e-05 |  | 0 | 0 | 0 | 0 | 0 | 0 | 0 | 3.137e-05 | 3.137e-05 | 0 | 3.137e-05 | Column30: 3.137e-05 | [29 empty] | 7.3.2.1.3 Advanced weather monitoring and weather stations Weather StationsWLDFRElectric Reliability | WLDFR | HFTD - Distribution - Tier 3 - 2QU CoRE ¦ 3QU LoRE | Non-Red Flag Warning - Catastrophic Fires | 2027 | Electric Reliability | 233.2301 | 267.1271 | 2027 | Mitigation | 0.011149 | 10 | 0 | esc | 0.011149 | 2.6002 | 0.011149 | 2.6002 | 0.011149 | 2.6002 | 0.011149 | 2.6002
[79 empty] | WLDFR | HFTD - Distribution - Tier 3 - 1QU CoRE ¦ 5QU LoRE | Red Flag Warning - Destructive Fires | 2032 | 0 | 0 | 0 | 0 | 9534.9221 | 247.273 | 9287.6491 | 0 | 0 | 0 | 0 | 2.7568 | 1.1379e-05 |  | 0 | 0 | 0 | 0 | 0 | 0 | 0 | 0 | 0 | 0 | 3.137e-05 | Column30: 3.137e-05 | [29 empty] | 7.3.2.1.3 Advanced weather monitoring and weather stations Weather StationsWLDFRElectric Reliability | WLDFR | HFTD - Distribution - Tier 3 - 2QU CoRE ¦ 3QU LoRE | Non-Red Flag Warning - Catastrophic Fires | 2028 | Electric Reliability | 247.273 | 267.1271 | 2028 | Mitigation | 0.011149 | 10 | 0 | esc | 0.011149 | 2.7568 | 0.011149 | 2.7568 | 0.011149 | 2.7568 | 0.011149 | 2.7568
[79 empty] | WLDFR | HFTD - Distribution - Tier 3 - 1QU CoRE ¦ 5QU LoRE | Red Flag Warning - Large Fires | 2020 | 0 | 0 | 0 | 0 | 5.2406 | 0.69642 | 2.942 | 1.6022 | 0.0077642 | 0 | 0 | 0 | 3.7726e-05 |  | 0 | 2.9292e-07 | 2.9292e-07 | 0 | 0 | 0 | 0 | 0 | 0 | 0 | 0 | Column30: 0 | [29 empty] | 7.3.2.1.3 Advanced weather monitoring and weather stations Weather StationsWLDFRElectric Reliability | WLDFR | HFTD - Distribution - Tier 3 - 2QU CoRE ¦ 3QU LoRE | Non-Red Flag Warning - Catastrophic Fires | 2029 | Electric Reliability | 247.273 | 267.1271 | 2029 | Mitigation | 0.011149 | 10 | 0 | esc | 0.011149 | 2.7568 | 0.011149 | 2.7568 | 0.011149 | 2.7568 | 0.011149 | 2.7568
[79 empty] | WLDFR | HFTD - Distribution - Tier 3 - 1QU CoRE ¦ 5QU LoRE | Red Flag Warning - Large Fires | 2021 | 0 | 0 | 0 | 0 | 5.2406 | 0.69642 | 2.942 | 1.6022 | 0.0077642 | 0.0077642 | 0 | 0 | 3.7726e-05 |  | 0 | 2.9292e-07 | 2.9292e-07 | 0 | 2.9292e-07 | 2.9292e-07 | 0 | 0 | 0 | 0 | 0 | Column30: 0 | [29 empty] | 7.3.2.1.3 Advanced weather monitoring and weather stations Weather StationsWLDFRElectric Reliability | WLDFR | HFTD - Distribution - Tier 3 - 2QU CoRE ¦ 3QU LoRE | Non-Red Flag Warning - Catastrophic Fires | 2030 | Electric Reliability | 247.273 | 267.1271 | 2030 | Mitigation | 0.011149 | 10 | 0 | esc | 0 | 0 | 0.011149 | 2.7568 | 0.011149 | 2.7568 | 0.011149 | 2.7568
[79 empty] | WLDFR | HFTD - Distribution - Tier 3 - 1QU CoRE ¦ 5QU LoRE | Red Flag Warning - Large Fires | 2022 | 0 | 0 | 0 | 0 | 5.2406 | 0.69642 | 2.942 | 1.6022 | 0.0077642 | 0.0077642 | 0.0077642 | 0 | 3.7726e-05 |  | 0 | 2.9292e-07 | 2.9292e-07 | 0 | 2.9292e-07 | 2.9292e-07 | 0 | 2.9292e-07 | 2.9292e-07 | 0 | 0 | Column30: 0 | [29 empty] | 7.3.2.1.3 Advanced weather monitoring and weather stations Weather StationsWLDFRElectric Reliability | WLDFR | HFTD - Distribution - Tier 3 - 2QU CoRE ¦ 3QU LoRE | Non-Red Flag Warning - Catastrophic Fires | 2031 | Electric Reliability | 247.273 | 267.1271 | 2031 | Mitigation | 0.011149 | 10 | 0 | esc | 0 | 0 | 0 | 0 | 0.011149 | 2.7568 | 0.011149 | 2.7568
[79 empty] | WLDFR | HFTD - Distribution - Tier 3 - 1QU CoRE ¦ 5QU LoRE | Red Flag Warning - Large Fires | 2023 | 0 | 0 | 0 | 0 | 5.475 | 0.71896 | 3.0715 | 1.6846 | 0.0080156 | 0.0080156 | 0.0080156 | 0.0080156 | 3.7726e-05 |  | 0 | 3.024e-07 | 3.024e-07 | 0 | 3.024e-07 | 3.024e-07 | 0 | 3.024e-07 | 3.024e-07 | 0 | 3.024e-07 | Column30: 3.024e-07 | [29 empty] | 7.3.2.1.3 Advanced weather monitoring and weather stations Weather StationsWLDFRElectric Reliability | WLDFR | HFTD - Distribution - Tier 3 - 2QU CoRE ¦ 3QU LoRE | Non-Red Flag Warning - Catastrophic Fires | 2032 | Electric Reliability | 247.273 | 267.1271 | 2032 | Mitigation | 0.011149 | 10 | 0 | esc | 0 | 0 | 0 | 0 | 0 | 0 | 0.011149 | 2.7568
[79 empty] | WLDFR | HFTD - Distribution - Tier 3 - 1QU CoRE ¦ 5QU LoRE | Red Flag Warning - Large Fires | 2024 | 0 | 0 | 0 | 0 | 5.475 | 0.71896 | 3.0715 | 1.6846 | 0.0080156 | 0.0080156 | 0.0080156 | 0.0080156 | 3.7726e-05 |  | 0 | 3.024e-07 | 3.024e-07 | 0 | 3.024e-07 | 3.024e-07 | 0 | 3.024e-07 | 3.024e-07 | 0 | 3.024e-07 | Column30: 3.024e-07 | [29 empty] | 7.3.2.1.3 Advanced weather monitoring and weather stations Weather StationsWLDFRElectric Reliability | WLDFR | HFTD - Distribution - Tier 3 - 2QU CoRE ¦ 3QU LoRE | Non-Red Flag Warning - Destructive Fires | 2021 | Electric Reliability | 222.2294 | 267.1271 | 2021 | Mitigation | 0.011149 | 10 | 0 | esc | 0.011149 | 2.4776 | 0.011149 | 2.4776 | 0 | 0 | 0 | 0
[79 empty] | WLDFR | HFTD - Distribution - Tier 3 - 1QU CoRE ¦ 5QU LoRE | Red Flag Warning - Large Fires | 2025 | 0 | 0 | 0 | 0 | 5.475 | 0.71896 | 3.0715 | 1.6846 | 0.0080156 | 0.0080156 | 0.0080156 | 0.0080156 | 3.7726e-05 |  | 0 | 3.024e-07 | 3.024e-07 | 0 | 3.024e-07 | 3.024e-07 | 0 | 3.024e-07 | 3.024e-07 | 0 | 3.024e-07 | Column30: 3.024e-07 | [29 empty] | 7.3.2.1.3 Advanced weather monitoring and weather stations Weather StationsWLDFRElectric Reliability | WLDFR | HFTD - Distribution - Tier 3 - 2QU CoRE ¦ 3QU LoRE | Non-Red Flag Warning - Destructive Fires | 2022 | Electric Reliability | 222.2294 | 267.1271 | 2022 | Mitigation | 0.011149 | 10 | 0 | esc | 0.011149 | 2.4776 | 0.011149 | 2.4776 | 0.011149 | 2.4776 | 0 | 0
[79 empty] | WLDFR | HFTD - Distribution - Tier 3 - 1QU CoRE ¦ 5QU LoRE | Red Flag Warning - Large Fires | 2026 | 0 | 0 | 0 | 0 | 5.475 | 0.71896 | 3.0715 | 1.6846 | 0.0080156 | 0.0080156 | 0.0080156 | 0.0080156 | 3.7726e-05 |  | 0 | 3.024e-07 | 3.024e-07 | 0 | 3.024e-07 | 3.024e-07 | 0 | 3.024e-07 | 3.024e-07 | 0 | 3.024e-07 | Column30: 3.024e-07 | [29 empty] | 7.3.2.1.3 Advanced weather monitoring and weather stations Weather StationsWLDFRElectric Reliability | WLDFR | HFTD - Distribution - Tier 3 - 2QU CoRE ¦ 3QU LoRE | Non-Red Flag Warning - Destructive Fires | 2023 | Electric Reliability | 233.2301 | 267.1271 | 2023 | Mitigation | 0.011149 | 10 | 0 | esc | 0.011149 | 2.6002 | 0.011149 | 2.6002 | 0.011149 | 2.6002 | 0.011149 | 2.6002
[79 empty] | WLDFR | HFTD - Distribution - Tier 3 - 1QU CoRE ¦ 5QU LoRE | Red Flag Warning - Large Fires | 2027 | 0 | 0 | 0 | 0 | 5.475 | 0.71896 | 3.0715 | 1.6846 | 0.0080156 | 0.0080156 | 0.0080156 | 0.0080156 | 3.7726e-05 |  | 0 | 3.024e-07 | 3.024e-07 | 0 | 3.024e-07 | 3.024e-07 | 0 | 3.024e-07 | 3.024e-07 | 0 | 3.024e-07 | Column30: 3.024e-07 | [29 empty] | 7.3.2.1.3 Advanced weather monitoring and weather stations Weather StationsWLDFRElectric Reliability | WLDFR | HFTD - Distribution - Tier 3 - 2QU CoRE ¦ 3QU LoRE | Non-Red Flag Warning - Destructive Fires | 2024 | Electric Reliability | 233.2301 | 267.1271 | 2024 | Mitigation | 0.011149 | 10 | 0 | esc | 0.011149 | 2.6002 | 0.011149 | 2.6002 | 0.011149 | 2.6002 | 0.011149 | 2.6002
[79 empty] | WLDFR | HFTD - Distribution - Tier 3 - 1QU CoRE ¦ 5QU LoRE | Red Flag Warning - Large Fires | 2028 | 0 | 0 | 0 | 0 | 5.777 | 0.74734 | 3.238 | 1.7917 | 0.0083319 | 0.0083319 | 0.0083319 | 0.0083319 | 3.7726e-05 |  | 0 | 3.1433e-07 | 3.1433e-07 | 0 | 3.1433e-07 | 3.1433e-07 | 0 | 3.1433e-07 | 3.1433e-07 | 0 | 3.1433e-07 | Column30: 3.1433e-07 | [29 empty] | 7.3.2.1.3 Advanced weather monitoring and weather stations Weather StationsWLDFRElectric Reliability | WLDFR | HFTD - Distribution - Tier 3 - 2QU CoRE ¦ 3QU LoRE | Non-Red Flag Warning - Destructive Fires | 2025 | Electric Reliability | 233.2301 | 267.1271 | 2025 | Mitigation | 0.011149 | 10 | 0 | esc | 0.011149 | 2.6002 | 0.011149 | 2.6002 | 0.011149 | 2.6002 | 0.011149 | 2.6002
[79 empty] | WLDFR | HFTD - Distribution - Tier 3 - 1QU CoRE ¦ 5QU LoRE | Red Flag Warning - Large Fires | 2029 | 0 | 0 | 0 | 0 | 5.777 | 0.74734 | 3.238 | 1.7917 | 0.0083319 | 0.0083319 | 0.0083319 | 0.0083319 | 3.7726e-05 |  | 0 | 3.1433e-07 | 3.1433e-07 | 0 | 3.1433e-07 | 3.1433e-07 | 0 | 3.1433e-07 | 3.1433e-07 | 0 | 3.1433e-07 | Column30: 3.1433e-07 | [29 empty] | 7.3.2.1.3 Advanced weather monitoring and weather stations Weather StationsWLDFRElectric Reliability | WLDFR | HFTD - Distribution - Tier 3 - 2QU CoRE ¦ 3QU LoRE | Non-Red Flag Warning - Destructive Fires | 2026 | Electric Reliability | 233.2301 | 267.1271 | 2026 | Mitigation | 0.011149 | 10 | 0 | esc | 0.011149 | 2.6002 | 0.011149 | 2.6002 | 0.011149 | 2.6002 | 0.011149 | 2.6002
[79 empty] | WLDFR | HFTD - Distribution - Tier 3 - 1QU CoRE ¦ 5QU LoRE | Red Flag Warning - Large Fires | 2030 | 0 | 0 | 0 | 0 | 5.777 | 0.74734 | 3.238 | 1.7917 | 0 | 0.0083319 | 0.0083319 | 0.0083319 | 3.7726e-05 |  | 0 | 0 | 0 | 0 | 3.1433e-07 | 3.1433e-07 | 0 | 3.1433e-07 | 3.1433e-07 | 0 | 3.1433e-07 | Column30: 3.1433e-07 | [29 empty] | 7.3.2.1.3 Advanced weather monitoring and weather stations Weather StationsWLDFRElectric Reliability | WLDFR | HFTD - Distribution - Tier 3 - 2QU CoRE ¦ 3QU LoRE | Non-Red Flag Warning - Destructive Fires | 2027 | Electric Reliability | 233.2301 | 267.1271 | 2027 | Mitigation | 0.011149 | 10 | 0 | esc | 0.011149 | 2.6002 | 0.011149 | 2.6002 | 0.011149 | 2.6002 | 0.011149 | 2.6002
[79 empty] | WLDFR | HFTD - Distribution - Tier 3 - 1QU CoRE ¦ 5QU LoRE | Red Flag Warning - Large Fires | 2031 | 0 | 0 | 0 | 0 | 5.777 | 0.74734 | 3.238 | 1.7917 | 0 | 0 | 0.0083319 | 0.0083319 | 3.7726e-05 |  | 0 | 0 | 0 | 0 | 0 | 0 | 0 | 3.1433e-07 | 3.1433e-07 | 0 | 3.1433e-07 | Column30: 3.1433e-07 | [29 empty] | 7.3.2.1.3 Advanced weather monitoring and weather stations Weather StationsWLDFRElectric Reliability | WLDFR | HFTD - Distribution - Tier 3 - 2QU CoRE ¦ 3QU LoRE | Non-Red Flag Warning - Destructive Fires | 2028 | Electric Reliability | 247.273 | 267.1271 | 2028 | Mitigation | 0.011149 | 10 | 0 | esc | 0.011149 | 2.7568 | 0.011149 | 2.7568 | 0.011149 | 2.7568 | 0.011149 | 2.7568
[79 empty] | WLDFR | HFTD - Distribution - Tier 3 - 1QU CoRE ¦ 5QU LoRE | Red Flag Warning - Large Fires | 2032 | 0 | 0 | 0 | 0 | 5.777 | 0.74734 | 3.238 | 1.7917 | 0 | 0 | 0 | 0.0083319 | 3.7726e-05 |  | 0 | 0 | 0 | 0 | 0 | 0 | 0 | 0 | 0 | 0 | 3.1433e-07 | Column30: 3.1433e-07 | [29 empty] | 7.3.2.1.3 Advanced weather monitoring and weather stations Weather StationsWLDFRElectric Reliability | WLDFR | HFTD - Distribution - Tier 3 - 2QU CoRE ¦ 3QU LoRE | Non-Red Flag Warning - Destructive Fires | 2029 | Electric Reliability | 247.273 | 267.1271 | 2029 | Mitigation | 0.011149 | 10 | 0 | esc | 0.011149 | 2.7568 | 0.011149 | 2.7568 | 0.011149 | 2.7568 | 0.011149 | 2.7568
[79 empty] | WLDFR | HFTD - Distribution - Tier 3 - 1QU CoRE ¦ 5QU LoRE | Red Flag Warning - Small Fires | 2020 | 0 | 0 | 0 | 0 | 0.077901 | 0.036425 | 0.0015809 | 0.039895 | 0.0004061 | 0 | 0 | 0 | 0.00041228 |  | 0 | 1.6742e-07 | 1.6742e-07 | 0 | 0 | 0 | 0 | 0 | 0 | 0 | 0 | Column30: 0 | [29 empty] | 7.3.2.1.3 Advanced weather monitoring and weather stations Weather StationsWLDFRElectric Reliability | WLDFR | HFTD - Distribution - Tier 3 - 2QU CoRE ¦ 3QU LoRE | Non-Red Flag Warning - Destructive Fires | 2030 | Electric Reliability | 247.273 | 267.1271 | 2030 | Mitigation | 0.011149 | 10 | 0 | esc | 0 | 0 | 0.011149 | 2.7568 | 0.011149 | 2.7568 | 0.011149 | 2.7568
[79 empty] | WLDFR | HFTD - Distribution - Tier 3 - 1QU CoRE ¦ 5QU LoRE | Red Flag Warning - Small Fires | 2021 | 0 | 0 | 0 | 0 | 0.077901 | 0.036425 | 0.0015809 | 0.039895 | 0.0004061 | 0.0004061 | 0 | 0 | 0.00041228 |  | 0 | 1.6742e-07 | 1.6742e-07 | 0 | 1.6742e-07 | 1.6742e-07 | 0 | 0 | 0 | 0 | 0 | Column30: 0 | [29 empty] | 7.3.2.1.3 Advanced weather monitoring and weather stations Weather StationsWLDFRElectric Reliability | WLDFR | HFTD - Distribution - Tier 3 - 2QU CoRE ¦ 3QU LoRE | Non-Red Flag Warning - Destructive Fires | 2031 | Electric Reliability | 247.273 | 267.1271 | 2031 | Mitigation | 0.011149 | 10 | 0 | esc | 0 | 0 | 0 | 0 | 0.011149 | 2.7568 | 0.011149 | 2.7568
[79 empty] | WLDFR | HFTD - Distribution - Tier 3 - 1QU CoRE ¦ 5QU LoRE | Red Flag Warning - Small Fires | 2022 | 0 | 0 | 0 | 0 | 0.077901 | 0.036425 | 0.0015809 | 0.039895 | 0.0004061 | 0.0004061 | 0.0004061 | 0 | 0.00041228 |  | 0 | 1.6742e-07 | 1.6742e-07 | 0 | 1.6742e-07 | 1.6742e-07 | 0 | 1.6742e-07 | 1.6742e-07 | 0 | 0 | Column30: 0 | [29 empty] | 7.3.2.1.3 Advanced weather monitoring and weather stations Weather StationsWLDFRElectric Reliability | WLDFR | HFTD - Distribution - Tier 3 - 2QU CoRE ¦ 3QU LoRE | Non-Red Flag Warning - Destructive Fires | 2032 | Electric Reliability | 247.273 | 267.1271 | 2032 | Mitigation | 0.011149 | 10 | 0 | esc | 0 | 0 | 0 | 0 | 0 | 0 | 0.011149 | 2.7568
[79 empty] | WLDFR | HFTD - Distribution - Tier 3 - 1QU CoRE ¦ 5QU LoRE | Red Flag Warning - Small Fires | 2023 | 0 | 0 | 0 | 0 | 0.080408 | 0.03759 | 0.0016314 | 0.041187 | 0.00041909 | 0.00041909 | 0.00041909 | 0.00041909 | 0.00041228 |  | 0 | 1.7278e-07 | 1.7278e-07 | 0 | 1.7278e-07 | 1.7278e-07 | 0 | 1.7278e-07 | 1.7278e-07 | 0 | 1.7278e-07 | Column30: 1.7278e-07 | [29 empty] | 7.3.2.1.3 Advanced weather monitoring and weather stations Weather StationsWLDFRElectric Reliability | WLDFR | HFTD - Distribution - Tier 3 - 2QU CoRE ¦ 3QU LoRE | Non-Red Flag Warning - Large Fires | 2021 | Electric Reliability | 0.69642 | 267.1271 | 2021 | Mitigation | 0.011149 | 10 | 0 | esc | 0.011149 | 0.0077642 | 0.011149 | 0.0077642 | 0 | 0 | 0 | 0
[79 empty] | WLDFR | HFTD - Distribution - Tier 3 - 1QU CoRE ¦ 5QU LoRE | Red Flag Warning - Small Fires | 2024 | 0 | 0 | 0 | 0 | 0.080408 | 0.03759 | 0.0016314 | 0.041187 | 0.00041909 | 0.00041909 | 0.00041909 | 0.00041909 | 0.00041228 |  | 0 | 1.7278e-07 | 1.7278e-07 | 0 | 1.7278e-07 | 1.7278e-07 | 0 | 1.7278e-07 | 1.7278e-07 | 0 | 1.7278e-07 | Column30: 1.7278e-07 | [29 empty] | 7.3.2.1.3 Advanced weather monitoring and weather stations Weather StationsWLDFRElectric Reliability | WLDFR | HFTD - Distribution - Tier 3 - 2QU CoRE ¦ 3QU LoRE | Non-Red Flag Warning - Large Fires | 2022 | Electric Reliability | 0.69642 | 267.1271 | 2022 | Mitigation | 0.011149 | 10 | 0 | esc | 0.011149 | 0.0077642 | 0.011149 | 0.0077642 | 0.011149 | 0.0077642 | 0 | 0
[79 empty] | WLDFR | HFTD - Distribution - Tier 3 - 1QU CoRE ¦ 5QU LoRE | Red Flag Warning - Small Fires | 2025 | 0 | 0 | 0 | 0 | 0.080408 | 0.03759 | 0.0016314 | 0.041187 | 0.00041909 | 0.00041909 | 0.00041909 | 0.00041909 | 0.00041228 |  | 0 | 1.7278e-07 | 1.7278e-07 | 0 | 1.7278e-07 | 1.7278e-07 | 0 | 1.7278e-07 | 1.7278e-07 | 0 | 1.7278e-07 | Column30: 1.7278e-07 | [29 empty] | 7.3.2.1.3 Advanced weather monitoring and weather stations Weather StationsWLDFRElectric Reliability | WLDFR | HFTD - Distribution - Tier 3 - 2QU CoRE ¦ 3QU LoRE | Non-Red Flag Warning - Large Fires | 2023 | Electric Reliability | 0.71896 | 267.1271 | 2023 | Mitigation | 0.011149 | 10 | 0 | esc | 0.011149 | 0.0080156 | 0.011149 | 0.0080156 | 0.011149 | 0.0080156 | 0.011149 | 0.0080156
[79 empty] | WLDFR | HFTD - Distribution - Tier 3 - 1QU CoRE ¦ 5QU LoRE | Red Flag Warning - Small Fires | 2026 | 0 | 0 | 0 | 0 | 0.080408 | 0.03759 | 0.0016314 | 0.041187 | 0.00041909 | 0.00041909 | 0.00041909 | 0.00041909 | 0.00041228 |  | 0 | 1.7278e-07 | 1.7278e-07 | 0 | 1.7278e-07 | 1.7278e-07 | 0 | 1.7278e-07 | 1.7278e-07 | 0 | 1.7278e-07 | Column30: 1.7278e-07 | [29 empty] | 7.3.2.1.3 Advanced weather monitoring and weather stations Weather StationsWLDFRElectric Reliability | WLDFR | HFTD - Distribution - Tier 3 - 2QU CoRE ¦ 3QU LoRE | Non-Red Flag Warning - Large Fires | 2024 | Electric Reliability | 0.71896 | 267.1271 | 2024 | Mitigation | 0.011149 | 10 | 0 | esc | 0.011149 | 0.0080156 | 0.011149 | 0.0080156 | 0.011149 | 0.0080156 | 0.011149 | 0.0080156
[79 empty] | WLDFR | HFTD - Distribution - Tier 3 - 1QU CoRE ¦ 5QU LoRE | Red Flag Warning - Small Fires | 2027 | 0 | 0 | 0 | 0 | 0.080408 | 0.03759 | 0.0016314 | 0.041187 | 0.00041909 | 0.00041909 | 0.00041909 | 0.00041909 | 0.00041228 |  | 0 | 1.7278e-07 | 1.7278e-07 | 0 | 1.7278e-07 | 1.7278e-07 | 0 | 1.7278e-07 | 1.7278e-07 | 0 | 1.7278e-07 | Column30: 1.7278e-07 | [29 empty] | 7.3.2.1.3 Advanced weather monitoring and weather stations Weather StationsWLDFRElectric Reliability | WLDFR | HFTD - Distribution - Tier 3 - 2QU CoRE ¦ 3QU LoRE | Non-Red Flag Warning - Large Fires | 2025 | Electric Reliability | 0.71896 | 267.1271 | 2025 | Mitigation | 0.011149 | 10 | 0 | esc | 0.011149 | 0.0080156 | 0.011149 | 0.0080156 | 0.011149 | 0.0080156 | 0.011149 | 0.0080156
[79 empty] | WLDFR | HFTD - Distribution - Tier 3 - 1QU CoRE ¦ 5QU LoRE | Red Flag Warning - Small Fires | 2028 | 0 | 0 | 0 | 0 | 0.083606 | 0.039055 | 0.001695 | 0.042856 | 0.00043542 | 0.00043542 | 0.00043542 | 0.00043542 | 0.00041228 |  | 0 | 1.7951e-07 | 1.7951e-07 | 0 | 1.7951e-07 | 1.7951e-07 | 0 | 1.7951e-07 | 1.7951e-07 | 0 | 1.7951e-07 | Column30: 1.7951e-07 | [29 empty] | 7.3.2.1.3 Advanced weather monitoring and weather stations Weather StationsWLDFRElectric Reliability | WLDFR | HFTD - Distribution - Tier 3 - 2QU CoRE ¦ 3QU LoRE | Non-Red Flag Warning - Large Fires | 2026 | Electric Reliability | 0.71896 | 267.1271 | 2026 | Mitigation | 0.011149 | 10 | 0 | esc | 0.011149 | 0.0080156 | 0.011149 | 0.0080156 | 0.011149 | 0.0080156 | 0.011149 | 0.0080156
[79 empty] | WLDFR | HFTD - Distribution - Tier 3 - 1QU CoRE ¦ 5QU LoRE | Red Flag Warning - Small Fires | 2029 | 0 | 0 | 0 | 0 | 0.083606 | 0.039055 | 0.001695 | 0.042856 | 0.00043542 | 0.00043542 | 0.00043542 | 0.00043542 | 0.00041228 |  | 0 | 1.7951e-07 | 1.7951e-07 | 0 | 1.7951e-07 | 1.7951e-07 | 0 | 1.7951e-07 | 1.7951e-07 | 0 | 1.7951e-07 | Column30: 1.7951e-07 | [29 empty] | 7.3.2.1.3 Advanced weather monitoring and weather stations Weather StationsWLDFRElectric Reliability | WLDFR | HFTD - Distribution - Tier 3 - 2QU CoRE ¦ 3QU LoRE | Non-Red Flag Warning - Large Fires | 2027 | Electric Reliability | 0.71896 | 267.1271 | 2027 | Mitigation | 0.011149 | 10 | 0 | esc | 0.011149 | 0.0080156 | 0.011149 | 0.0080156 | 0.011149 | 0.0080156 | 0.011149 | 0.0080156
[79 empty] | WLDFR | HFTD - Distribution - Tier 3 - 1QU CoRE ¦ 5QU LoRE | Red Flag Warning - Small Fires | 2030 | 0 | 0 | 0 | 0 | 0.083606 | 0.039055 | 0.001695 | 0.042856 | 0 | 0.00043542 | 0.00043542 | 0.00043542 | 0.00041228 |  | 0 | 0 | 0 | 0 | 1.7951e-07 | 1.7951e-07 | 0 | 1.7951e-07 | 1.7951e-07 | 0 | 1.7951e-07 | Column30: 1.7951e-07 | [29 empty] | 7.3.2.1.3 Advanced weather monitoring and weather stations Weather StationsWLDFRElectric Reliability | WLDFR | HFTD - Distribution - Tier 3 - 2QU CoRE ¦ 3QU LoRE | Non-Red Flag Warning - Large Fires | 2028 | Electric Reliability | 0.74734 | 267.1271 | 2028 | Mitigation | 0.011149 | 10 | 0 | esc | 0.011149 | 0.0083319 | 0.011149 | 0.0083319 | 0.011149 | 0.0083319 | 0.011149 | 0.0083319
[79 empty] | WLDFR | HFTD - Distribution - Tier 3 - 1QU CoRE ¦ 5QU LoRE | Red Flag Warning - Small Fires | 2031 | 0 | 0 | 0 | 0 | 0.083606 | 0.039055 | 0.001695 | 0.042856 | 0 | 0 | 0.00043542 | 0.00043542 | 0.00041228 |  | 0 | 0 | 0 | 0 | 0 | 0 | 0 | 1.7951e-07 | 1.7951e-07 | 0 | 1.7951e-07 | Column30: 1.7951e-07 | [29 empty] | 7.3.2.1.3 Advanced weather monitoring and weather stations Weather StationsWLDFRElectric Reliability | WLDFR | HFTD - Distribution - Tier 3 - 2QU CoRE ¦ 3QU LoRE | Non-Red Flag Warning - Large Fires | 2029 | Electric Reliability | 0.74734 | 267.1271 | 2029 | Mitigation | 0.011149 | 10 | 0 | esc | 0.011149 | 0.0083319 | 0.011149 | 0.0083319 | 0.011149 | 0.0083319 | 0.011149 | 0.0083319
[79 empty] | WLDFR | HFTD - Distribution - Tier 3 - 1QU CoRE ¦ 5QU LoRE | Red Flag Warning - Small Fires | 2032 | 0 | 0 | 0 | 0 | 0.083606 | 0.039055 | 0.001695 | 0.042856 | 0 | 0 | 0 | 0.00043542 | 0.00041228 |  | 0 | 0 | 0 | 0 | 0 | 0 | 0 | 0 | 0 | 0 | 1.7951e-07 | Column30: 1.7951e-07 | [29 empty] | 7.3.2.1.3 Advanced weather monitoring and weather stations Weather StationsWLDFRElectric Reliability | WLDFR | HFTD - Distribution - Tier 3 - 2QU CoRE ¦ 3QU LoRE | Non-Red Flag Warning - Large Fires | 2030 | Electric Reliability | 0.74734 | 267.1271 | 2030 | Mitigation | 0.011149 | 10 | 0 | esc | 0 | 0 | 0.011149 | 0.0083319 | 0.011149 | 0.0083319 | 0.011149 | 0.0083319
[79 empty] | WLDFR | HFTD - Distribution - Tier 3 - 1QU CoRE ¦ 5QU LoRE | Seismic - Non-Red Flag Warning - Catastrophic Fires | 2020 | 0 | 0 | 0 | 0 | 21083.8428 | 409.2237 | 13469.0878 | 7205.5313 | 4.5624 | 0 | 0 | 0 | 5.4954e-10 |  | 0 | 2.5072e-09 | 2.5072e-09 | 0 | 0 | 0 | 0 | 0 | 0 | 0 | 0 | Column30: 0 | [29 empty] | 7.3.2.1.3 Advanced weather monitoring and weather stations Weather StationsWLDFRElectric Reliability | WLDFR | HFTD - Distribution - Tier 3 - 2QU CoRE ¦ 3QU LoRE | Non-Red Flag Warning - Large Fires | 2031 | Electric Reliability | 0.74734 | 267.1271 | 2031 | Mitigation | 0.011149 | 10 | 0 | esc | 0 | 0 | 0 | 0 | 0.011149 | 0.0083319 | 0.011149 | 0.0083319
[79 empty] | WLDFR | HFTD - Distribution - Tier 3 - 1QU CoRE ¦ 5QU LoRE | Seismic - Non-Red Flag Warning - Catastrophic Fires | 2021 | 0 | 0 | 0 | 0 | 21083.8428 | 409.2237 | 13469.0878 | 7205.5313 | 4.5624 | 4.5624 | 0 | 0 | 5.4954e-10 |  | 0 | 2.5072e-09 | 2.5072e-09 | 0 | 2.5072e-09 | 2.5072e-09 | 0 | 0 | 0 | 0 | 0 | Column30: 0 | [29 empty] | 7.3.2.1.3 Advanced weather monitoring and weather stations Weather StationsWLDFRElectric Reliability | WLDFR | HFTD - Distribution - Tier 3 - 2QU CoRE ¦ 3QU LoRE | Non-Red Flag Warning - Large Fires | 2032 | Electric Reliability | 0.74734 | 267.1271 | 2032 | Mitigation | 0.011149 | 10 | 0 | esc | 0 | 0 | 0 | 0 | 0 | 0 | 0.011149 | 0.0083319
[79 empty] | WLDFR | HFTD - Distribution - Tier 3 - 1QU CoRE ¦ 5QU LoRE | Seismic - Non-Red Flag Warning - Catastrophic Fires | 2022 | 0 | 0 | 0 | 0 | 21083.8428 | 409.2237 | 13469.0878 | 7205.5313 | 4.5624 | 4.5624 | 4.5624 | 0 | 5.4954e-10 |  | 0 | 2.5072e-09 | 2.5072e-09 | 0 | 2.5072e-09 | 2.5072e-09 | 0 | 2.5072e-09 | 2.5072e-09 | 0 | 0 | Column30: 0 | [29 empty] | 7.3.2.1.3 Advanced weather monitoring and weather stations Weather StationsWLDFRElectric Reliability | WLDFR | HFTD - Distribution - Tier 3 - 2QU CoRE ¦ 3QU LoRE | Non-Red Flag Warning - Small Fires | 2021 | Electric Reliability | 0.036425 | 267.1271 | 2021 | Mitigation | 0.011149 | 10 | 0 | esc | 0.011149 | 0.0004061 | 0.011149 | 0.0004061 | 0 | 0 | 0 | 0
[79 empty] | WLDFR | HFTD - Distribution - Tier 3 - 1QU CoRE ¦ 5QU LoRE | Seismic - Non-Red Flag Warning - Catastrophic Fires | 2023 | 0 | 0 | 0 | 0 | 21835.9781 | 428.6023 | 13939.561 | 7467.8148 | 4.7784 | 4.7784 | 4.7784 | 4.7784 | 5.4954e-10 |  | 0 | 2.6259e-09 | 2.6259e-09 | 0 | 2.6259e-09 | 2.6259e-09 | 0 | 2.6259e-09 | 2.6259e-09 | 0 | 2.6259e-09 | Column30: 2.6259e-09 | [29 empty] | 7.3.2.1.3 Advanced weather monitoring and weather stations Weather StationsWLDFRElectric Reliability | WLDFR | HFTD - Distribution - Tier 3 - 2QU CoRE ¦ 3QU LoRE | Non-Red Flag Warning - Small Fires | 2022 | Electric Reliability | 0.036425 | 267.1271 | 2022 | Mitigation | 0.011149 | 10 | 0 | esc | 0.011149 | 0.0004061 | 0.011149 | 0.0004061 | 0.011149 | 0.0004061 | 0 | 0
[79 empty] | WLDFR | HFTD - Distribution - Tier 3 - 1QU CoRE ¦ 5QU LoRE | Seismic - Non-Red Flag Warning - Catastrophic Fires | 2024 | 0 | 0 | 0 | 0 | 21835.9781 | 428.6023 | 13939.561 | 7467.8148 | 4.7784 | 4.7784 | 4.7784 | 4.7784 | 5.4954e-10 |  | 0 | 2.6259e-09 | 2.6259e-09 | 0 | 2.6259e-09 | 2.6259e-09 | 0 | 2.6259e-09 | 2.6259e-09 | 0 | 2.6259e-09 | Column30: 2.6259e-09 | [29 empty] | 7.3.2.1.3 Advanced weather monitoring and weather stations Weather StationsWLDFRElectric Reliability | WLDFR | HFTD - Distribution - Tier 3 - 2QU CoRE ¦ 3QU LoRE | Non-Red Flag Warning - Small Fires | 2023 | Electric Reliability | 0.03759 | 267.1271 | 2023 | Mitigation | 0.011149 | 10 | 0 | esc | 0.011149 | 0.00041909 | 0.011149 | 0.00041909 | 0.011149 | 0.00041909 | 0.011149 | 0.00041909
[79 empty] | WLDFR | HFTD - Distribution - Tier 3 - 1QU CoRE ¦ 5QU LoRE | Seismic - Non-Red Flag Warning - Catastrophic Fires | 2025 | 0 | 0 | 0 | 0 | 21835.9781 | 428.6023 | 13939.561 | 7467.8148 | 4.7784 | 4.7784 | 4.7784 | 4.7784 | 5.4954e-10 |  | 0 | 2.6259e-09 | 2.6259e-09 | 0 | 2.6259e-09 | 2.6259e-09 | 0 | 2.6259e-09 | 2.6259e-09 | 0 | 2.6259e-09 | Column30: 2.6259e-09 | [29 empty] | 7.3.2.1.3 Advanced weather monitoring and weather stations Weather StationsWLDFRElectric Reliability | WLDFR | HFTD - Distribution - Tier 3 - 2QU CoRE ¦ 3QU LoRE | Non-Red Flag Warning - Small Fires | 2024 | Electric Reliability | 0.03759 | 267.1271 | 2024 | Mitigation | 0.011149 | 10 | 0 | esc | 0.011149 | 0.00041909 | 0.011149 | 0.00041909 | 0.011149 | 0.00041909 | 0.011149 | 0.00041909
[79 empty] | WLDFR | HFTD - Distribution - Tier 3 - 1QU CoRE ¦ 5QU LoRE | Seismic - Non-Red Flag Warning - Catastrophic Fires | 2026 | 0 | 0 | 0 | 0 | 21835.9781 | 428.6023 | 13939.561 | 7467.8148 | 4.7784 | 4.7784 | 4.7784 | 4.7784 | 5.4954e-10 |  | 0 | 2.6259e-09 | 2.6259e-09 | 0 | 2.6259e-09 | 2.6259e-09 | 0 | 2.6259e-09 | 2.6259e-09 | 0 | 2.6259e-09 | Column30: 2.6259e-09 | [29 empty] | 7.3.2.1.3 Advanced weather monitoring and weather stations Weather StationsWLDFRElectric Reliability | WLDFR | HFTD - Distribution - Tier 3 - 2QU CoRE ¦ 3QU LoRE | Non-Red Flag Warning - Small Fires | 2025 | Electric Reliability | 0.03759 | 267.1271 | 2025 | Mitigation | 0.011149 | 10 | 0 | esc | 0.011149 | 0.00041909 | 0.011149 | 0.00041909 | 0.011149 | 0.00041909 | 0.011149 | 0.00041909
[79 empty] | WLDFR | HFTD - Distribution - Tier 3 - 1QU CoRE ¦ 5QU LoRE | Seismic - Non-Red Flag Warning - Catastrophic Fires | 2027 | 0 | 0 | 0 | 0 | 21835.9781 | 428.6023 | 13939.561 | 7467.8148 | 4.7784 | 4.7784 | 4.7784 | 4.7784 | 5.4954e-10 |  | 0 | 2.6259e-09 | 2.6259e-09 | 0 | 2.6259e-09 | 2.6259e-09 | 0 | 2.6259e-09 | 2.6259e-09 | 0 | 2.6259e-09 | Column30: 2.6259e-09 | [29 empty] | 7.3.2.1.3 Advanced weather monitoring and weather stations Weather StationsWLDFRElectric Reliability | WLDFR | HFTD - Distribution - Tier 3 - 2QU CoRE ¦ 3QU LoRE | Non-Red Flag Warning - Small Fires | 2026 | Electric Reliability | 0.03759 | 267.1271 | 2026 | Mitigation | 0.011149 | 10 | 0 | esc | 0.011149 | 0.00041909 | 0.011149 | 0.00041909 | 0.011149 | 0.00041909 | 0.011149 | 0.00041909
[79 empty] | WLDFR | HFTD - Distribution - Tier 3 - 1QU CoRE ¦ 5QU LoRE | Seismic - Non-Red Flag Warning - Catastrophic Fires | 2028 | 0 | 0 | 0 | 0 | 22783.187 | 453.261 | 14531.3357 | 7798.5904 | 5.0533 | 5.0533 | 5.0533 | 5.0533 | 5.4954e-10 |  | 0 | 2.777e-09 | 2.777e-09 | 0 | 2.777e-09 | 2.777e-09 | 0 | 2.777e-09 | 2.777e-09 | 0 | 2.777e-09 | Column30: 2.777e-09 | [29 empty] | 7.3.2.1.3 Advanced weather monitoring and weather stations Weather StationsWLDFRElectric Reliability | WLDFR | HFTD - Distribution - Tier 3 - 2QU CoRE ¦ 3QU LoRE | Non-Red Flag Warning - Small Fires | 2027 | Electric Reliability | 0.03759 | 267.1271 | 2027 | Mitigation | 0.011149 | 10 | 0 | esc | 0.011149 | 0.00041909 | 0.011149 | 0.00041909 | 0.011149 | 0.00041909 | 0.011149 | 0.00041909
[79 empty] | WLDFR | HFTD - Distribution - Tier 3 - 1QU CoRE ¦ 5QU LoRE | Seismic - Non-Red Flag Warning - Catastrophic Fires | 2029 | 0 | 0 | 0 | 0 | 22783.187 | 453.261 | 14531.3357 | 7798.5904 | 5.0533 | 5.0533 | 5.0533 | 5.0533 | 5.4954e-10 |  | 0 | 2.777e-09 | 2.777e-09 | 0 | 2.777e-09 | 2.777e-09 | 0 | 2.777e-09 | 2.777e-09 | 0 | 2.777e-09 | Column30: 2.777e-09 | [29 empty] | 7.3.2.1.3 Advanced weather monitoring and weather stations Weather StationsWLDFRElectric Reliability | WLDFR | HFTD - Distribution - Tier 3 - 2QU CoRE ¦ 3QU LoRE | Non-Red Flag Warning - Small Fires | 2028 | Electric Reliability | 0.039055 | 267.1271 | 2028 | Mitigation | 0.011149 | 10 | 0 | esc | 0.011149 | 0.00043542 | 0.011149 | 0.00043542 | 0.011149 | 0.00043542 | 0.011149 | 0.00043542
[79 empty] | WLDFR | HFTD - Distribution - Tier 3 - 1QU CoRE ¦ 5QU LoRE | Seismic - Non-Red Flag Warning - Catastrophic Fires | 2030 | 0 | 0 | 0 | 0 | 22783.187 | 453.261 | 14531.3357 | 7798.5904 | 0 | 5.0533 | 5.0533 | 5.0533 | 5.4954e-10 |  | 0 | 0 | 0 | 0 | 2.777e-09 | 2.777e-09 | 0 | 2.777e-09 | 2.777e-09 | 0 | 2.777e-09 | Column30: 2.777e-09 | [29 empty] | 7.3.2.1.3 Advanced weather monitoring and weather stations Weather StationsWLDFRElectric Reliability | WLDFR | HFTD - Distribution - Tier 3 - 2QU CoRE ¦ 3QU LoRE | Non-Red Flag Warning - Small Fires | 2029 | Electric Reliability | 0.039055 | 267.1271 | 2029 | Mitigation | 0.011149 | 10 | 0 | esc | 0.011149 | 0.00043542 | 0.011149 | 0.00043542 | 0.011149 | 0.00043542 | 0.011149 | 0.00043542
[79 empty] | WLDFR | HFTD - Distribution - Tier 3 - 1QU CoRE ¦ 5QU LoRE | Seismic - Non-Red Flag Warning - Catastrophic Fires | 2031 | 0 | 0 | 0 | 0 | 22783.187 | 453.261 | 14531.3357 | 7798.5904 | 0 | 0 | 5.0533 | 5.0533 | 5.4954e-10 |  | 0 | 0 | 0 | 0 | 0 | 0 | 0 | 2.777e-09 | 2.777e-09 | 0 | 2.777e-09 | Column30: 2.777e-09 | [29 empty] | 7.3.2.1.3 Advanced weather monitoring and weather stations Weather StationsWLDFRElectric Reliability | WLDFR | HFTD - Distribution - Tier 3 - 2QU CoRE ¦ 3QU LoRE | Non-Red Flag Warning - Small Fires | 2030 | Electric Reliability | 0.039055 | 267.1271 | 2030 | Mitigation | 0.011149 | 10 | 0 | esc | 0 | 0 | 0.011149 | 0.00043542 | 0.011149 | 0.00043542 | 0.011149 | 0.00043542
[79 empty] | WLDFR | HFTD - Distribution - Tier 3 - 1QU CoRE ¦ 5QU LoRE | Seismic - Non-Red Flag Warning - Catastrophic Fires | 2032 | 0 | 0 | 0 | 0 | 22783.187 | 453.261 | 14531.3357 | 7798.5904 | 0 | 0 | 0 | 5.0533 | 5.4954e-10 |  | 0 | 0 | 0 | 0 | 0 | 0 | 0 | 0 | 0 | 0 | 2.777e-09 | Column30: 2.777e-09 | [29 empty] | 7.3.2.1.3 Advanced weather monitoring and weather stations Weather StationsWLDFRElectric Reliability | WLDFR | HFTD - Distribution - Tier 3 - 2QU CoRE ¦ 3QU LoRE | Non-Red Flag Warning - Small Fires | 2031 | Electric Reliability | 0.039055 | 267.1271 | 2031 | Mitigation | 0.011149 | 10 | 0 | esc | 0 | 0 | 0 | 0 | 0.011149 | 0.00043542 | 0.011149 | 0.00043542
[79 empty] | WLDFR | HFTD - Distribution - Tier 3 - 1QU CoRE ¦ 5QU LoRE | Seismic - Red Flag Warning - Catastrophic Fires | 2020 | 0 | 0 | 0 | 0 | 21083.8428 | 409.2237 | 13469.0878 | 7205.5313 | 4.5624 | 0 | 0 | 0 | 2.3701e-08 |  | 0 | 1.0813e-07 | 1.0813e-07 | 0 | 0 | 0 | 0 | 0 | 0 | 0 | 0 | Column30: 0 | [29 empty] | 7.3.2.1.3 Advanced weather monitoring and weather stations Weather StationsWLDFRElectric Reliability | WLDFR | HFTD - Distribution - Tier 3 - 2QU CoRE ¦ 3QU LoRE | Non-Red Flag Warning - Small Fires | 2032 | Electric Reliability | 0.039055 | 267.1271 | 2032 | Mitigation | 0.011149 | 10 | 0 | esc | 0 | 0 | 0 | 0 | 0 | 0 | 0.011149 | 0.00043542
[79 empty] | WLDFR | HFTD - Distribution - Tier 3 - 1QU CoRE ¦ 5QU LoRE | Seismic - Red Flag Warning - Catastrophic Fires | 2021 | 0 | 0 | 0 | 0 | 21083.8428 | 409.2237 | 13469.0878 | 7205.5313 | 4.5624 | 4.5624 | 0 | 0 | 2.3701e-08 |  | 0 | 1.0813e-07 | 1.0813e-07 | 0 | 1.0813e-07 | 1.0813e-07 | 0 | 0 | 0 | 0 | 0 | Column30: 0 | [29 empty] | 7.3.2.1.3 Advanced weather monitoring and weather stations Weather StationsWLDFRElectric Reliability | WLDFR | HFTD - Distribution - Tier 3 - 2QU CoRE ¦ 3QU LoRE | Red Flag Warning - Catastrophic Fires | 2021 | Electric Reliability | 222.2294 | 267.1271 | 2021 | Mitigation | 0.011149 | 10 | 0 | esc | 0.011149 | 2.4776 | 0.011149 | 2.4776 | 0 | 0 | 0 | 0
[79 empty] | WLDFR | HFTD - Distribution - Tier 3 - 1QU CoRE ¦ 5QU LoRE | Seismic - Red Flag Warning - Catastrophic Fires | 2022 | 0 | 0 | 0 | 0 | 21083.8428 | 409.2237 | 13469.0878 | 7205.5313 | 4.5624 | 4.5624 | 4.5624 | 0 | 2.3701e-08 |  | 0 | 1.0813e-07 | 1.0813e-07 | 0 | 1.0813e-07 | 1.0813e-07 | 0 | 1.0813e-07 | 1.0813e-07 | 0 | 0 | Column30: 0 | [29 empty] | 7.3.2.1.3 Advanced weather monitoring and weather stations Weather StationsWLDFRElectric Reliability | WLDFR | HFTD - Distribution - Tier 3 - 2QU CoRE ¦ 3QU LoRE | Red Flag Warning - Catastrophic Fires | 2022 | Electric Reliability | 222.2294 | 267.1271 | 2022 | Mitigation | 0.011149 | 10 | 0 | esc | 0.011149 | 2.4776 | 0.011149 | 2.4776 | 0.011149 | 2.4776 | 0 | 0
[79 empty] | WLDFR | HFTD - Distribution - Tier 3 - 1QU CoRE ¦ 5QU LoRE | Seismic - Red Flag Warning - Catastrophic Fires | 2023 | 0 | 0 | 0 | 0 | 21835.9781 | 428.6023 | 13939.561 | 7467.8148 | 4.7784 | 4.7784 | 4.7784 | 4.7784 | 2.3701e-08 |  | 0 | 1.1325e-07 | 1.1325e-07 | 0 | 1.1325e-07 | 1.1325e-07 | 0 | 1.1325e-07 | 1.1325e-07 | 0 | 1.1325e-07 | Column30: 1.1325e-07 | [29 empty] | 7.3.2.1.3 Advanced weather monitoring and weather stations Weather StationsWLDFRElectric Reliability | WLDFR | HFTD - Distribution - Tier 3 - 2QU CoRE ¦ 3QU LoRE | Red Flag Warning - Catastrophic Fires | 2023 | Electric Reliability | 233.2301 | 267.1271 | 2023 | Mitigation | 0.011149 | 10 | 0 | esc | 0.011149 | 2.6002 | 0.011149 | 2.6002 | 0.011149 | 2.6002 | 0.011149 | 2.6002
[79 empty] | WLDFR | HFTD - Distribution - Tier 3 - 1QU CoRE ¦ 5QU LoRE | Seismic - Red Flag Warning - Catastrophic Fires | 2024 | 0 | 0 | 0 | 0 | 21835.9781 | 428.6023 | 13939.561 | 7467.8148 | 4.7784 | 4.7784 | 4.7784 | 4.7784 | 2.3701e-08 |  | 0 | 1.1325e-07 | 1.1325e-07 | 0 | 1.1325e-07 | 1.1325e-07 | 0 | 1.1325e-07 | 1.1325e-07 | 0 | 1.1325e-07 | Column30: 1.1325e-07 | [29 empty] | 7.3.2.1.3 Advanced weather monitoring and weather stations Weather StationsWLDFRElectric Reliability | WLDFR | HFTD - Distribution - Tier 3 - 2QU CoRE ¦ 3QU LoRE | Red Flag Warning - Catastrophic Fires | 2024 | Electric Reliability | 233.2301 | 267.1271 | 2024 | Mitigation | 0.011149 | 10 | 0 | esc | 0.011149 | 2.6002 | 0.011149 | 2.6002 | 0.011149 | 2.6002 | 0.011149 | 2.6002
[79 empty] | WLDFR | HFTD - Distribution - Tier 3 - 1QU CoRE ¦ 5QU LoRE | Seismic - Red Flag Warning - Catastrophic Fires | 2025 | 0 | 0 | 0 | 0 | 21835.9781 | 428.6023 | 13939.561 | 7467.8148 | 4.7784 | 4.7784 | 4.7784 | 4.7784 | 2.3701e-08 |  | 0 | 1.1325e-07 | 1.1325e-07 | 0 | 1.1325e-07 | 1.1325e-07 | 0 | 1.1325e-07 | 1.1325e-07 | 0 | 1.1325e-07 | Column30: 1.1325e-07 | [29 empty] | 7.3.2.1.3 Advanced weather monitoring and weather stations Weather StationsWLDFRElectric Reliability | WLDFR | HFTD - Distribution - Tier 3 - 2QU CoRE ¦ 3QU LoRE | Red Flag Warning - Catastrophic Fires | 2025 | Electric Reliability | 233.2301 | 267.1271 | 2025 | Mitigation | 0.011149 | 10 | 0 | esc | 0.011149 | 2.6002 | 0.011149 | 2.6002 | 0.011149 | 2.6002 | 0.011149 | 2.6002
[79 empty] | WLDFR | HFTD - Distribution - Tier 3 - 1QU CoRE ¦ 5QU LoRE | Seismic - Red Flag Warning - Catastrophic Fires | 2026 | 0 | 0 | 0 | 0 | 21835.9781 | 428.6023 | 13939.561 | 7467.8148 | 4.7784 | 4.7784 | 4.7784 | 4.7784 | 2.3701e-08 |  | 0 | 1.1325e-07 | 1.1325e-07 | 0 | 1.1325e-07 | 1.1325e-07 | 0 | 1.1325e-07 | 1.1325e-07 | 0 | 1.1325e-07 | Column30: 1.1325e-07 | [29 empty] | 7.3.2.1.3 Advanced weather monitoring and weather stations Weather StationsWLDFRElectric Reliability | WLDFR | HFTD - Distribution - Tier 3 - 2QU CoRE ¦ 3QU LoRE | Red Flag Warning - Catastrophic Fires | 2026 | Electric Reliability | 233.2301 | 267.1271 | 2026 | Mitigation | 0.011149 | 10 | 0 | esc | 0.011149 | 2.6002 | 0.011149 | 2.6002 | 0.011149 | 2.6002 | 0.011149 | 2.6002
[79 empty] | WLDFR | HFTD - Distribution - Tier 3 - 1QU CoRE ¦ 5QU LoRE | Seismic - Red Flag Warning - Catastrophic Fires | 2027 | 0 | 0 | 0 | 0 | 21835.9781 | 428.6023 | 13939.561 | 7467.8148 | 4.7784 | 4.7784 | 4.7784 | 4.7784 | 2.3701e-08 |  | 0 | 1.1325e-07 | 1.1325e-07 | 0 | 1.1325e-07 | 1.1325e-07 | 0 | 1.1325e-07 | 1.1325e-07 | 0 | 1.1325e-07 | Column30: 1.1325e-07 | [29 empty] | 7.3.2.1.3 Advanced weather monitoring and weather stations Weather StationsWLDFRElectric Reliability | WLDFR | HFTD - Distribution - Tier 3 - 2QU CoRE ¦ 3QU LoRE | Red Flag Warning - Catastrophic Fires | 2027 | Electric Reliability | 233.2301 | 267.1271 | 2027 | Mitigation | 0.011149 | 10 | 0 | esc | 0.011149 | 2.6002 | 0.011149 | 2.6002 | 0.011149 | 2.6002 | 0.011149 | 2.6002
[79 empty] | WLDFR | HFTD - Distribution - Tier 3 - 1QU CoRE ¦ 5QU LoRE | Seismic - Red Flag Warning - Catastrophic Fires | 2028 | 0 | 0 | 0 | 0 | 22783.187 | 453.261 | 14531.3357 | 7798.5904 | 5.0533 | 5.0533 | 5.0533 | 5.0533 | 2.3701e-08 |  | 0 | 1.1977e-07 | 1.1977e-07 | 0 | 1.1977e-07 | 1.1977e-07 | 0 | 1.1977e-07 | 1.1977e-07 | 0 | 1.1977e-07 | Column30: 1.1977e-07 | [29 empty] | 7.3.2.1.3 Advanced weather monitoring and weather stations Weather StationsWLDFRElectric Reliability | WLDFR | HFTD - Distribution - Tier 3 - 2QU CoRE ¦ 3QU LoRE | Red Flag Warning - Catastrophic Fires | 2028 | Electric Reliability | 247.273 | 267.1271 | 2028 | Mitigation | 0.011149 | 10 | 0 | esc | 0.011149 | 2.7568 | 0.011149 | 2.7568 | 0.011149 | 2.7568 | 0.011149 | 2.7568
[79 empty] | WLDFR | HFTD - Distribution - Tier 3 - 1QU CoRE ¦ 5QU LoRE | Seismic - Red Flag Warning - Catastrophic Fires | 2029 | 0 | 0 | 0 | 0 | 22783.187 | 453.261 | 14531.3357 | 7798.5904 | 5.0533 | 5.0533 | 5.0533 | 5.0533 | 2.3701e-08 |  | 0 | 1.1977e-07 | 1.1977e-07 | 0 | 1.1977e-07 | 1.1977e-07 | 0 | 1.1977e-07 | 1.1977e-07 | 0 | 1.1977e-07 | Column30: 1.1977e-07 | [29 empty] | 7.3.2.1.3 Advanced weather monitoring and weather stations Weather StationsWLDFRElectric Reliability | WLDFR | HFTD - Distribution - Tier 3 - 2QU CoRE ¦ 3QU LoRE | Red Flag Warning - Catastrophic Fires | 2029 | Electric Reliability | 247.273 | 267.1271 | 2029 | Mitigation | 0.011149 | 10 | 0 | esc | 0.011149 | 2.7568 | 0.011149 | 2.7568 | 0.011149 | 2.7568 | 0.011149 | 2.7568
[79 empty] | WLDFR | HFTD - Distribution - Tier 3 - 1QU CoRE ¦ 5QU LoRE | Seismic - Red Flag Warning - Catastrophic Fires | 2030 | 0 | 0 | 0 | 0 | 22783.187 | 453.261 | 14531.3357 | 7798.5904 | 0 | 5.0533 | 5.0533 | 5.0533 | 2.3701e-08 |  | 0 | 0 | 0 | 0 | 1.1977e-07 | 1.1977e-07 | 0 | 1.1977e-07 | 1.1977e-07 | 0 | 1.1977e-07 | Column30: 1.1977e-07 | [29 empty] | 7.3.2.1.3 Advanced weather monitoring and weather stations Weather StationsWLDFRElectric Reliability | WLDFR | HFTD - Distribution - Tier 3 - 2QU CoRE ¦ 3QU LoRE | Red Flag Warning - Catastrophic Fires | 2030 | Electric Reliability | 247.273 | 267.1271 | 2030 | Mitigation | 0.011149 | 10 | 0 | esc | 0 | 0 | 0.011149 | 2.7568 | 0.011149 | 2.7568 | 0.011149 | 2.7568
[79 empty] | WLDFR | HFTD - Distribution - Tier 3 - 1QU CoRE ¦ 5QU LoRE | Seismic - Red Flag Warning - Catastrophic Fires | 2031 | 0 | 0 | 0 | 0 | 22783.187 | 453.261 | 14531.3357 | 7798.5904 | 0 | 0 | 5.0533 | 5.0533 | 2.3701e-08 |  | 0 | 0 | 0 | 0 | 0 | 0 | 0 | 1.1977e-07 | 1.1977e-07 | 0 | 1.1977e-07 | Column30: 1.1977e-07 | [29 empty] | 7.3.2.1.3 Advanced weather monitoring and weather stations Weather StationsWLDFRElectric Reliability | WLDFR | HFTD - Distribution - Tier 3 - 2QU CoRE ¦ 3QU LoRE | Red Flag Warning - Catastrophic Fires | 2031 | Electric Reliability | 247.273 | 267.1271 | 2031 | Mitigation | 0.011149 | 10 | 0 | esc | 0 | 0 | 0 | 0 | 0.011149 | 2.7568 | 0.011149 | 2.7568
[79 empty] | WLDFR | HFTD - Distribution - Tier 3 - 1QU CoRE ¦ 5QU LoRE | Seismic - Red Flag Warning - Catastrophic Fires | 2032 | 0 | 0 | 0 | 0 | 22783.187 | 453.261 | 14531.3357 | 7798.5904 | 0 | 0 | 0 | 5.0533 | 2.3701e-08 |  | 0 | 0 | 0 | 0 | 0 | 0 | 0 | 0 | 0 | 0 | 1.1977e-07 | Column30: 1.1977e-07 | [29 empty] | 7.3.2.1.3 Advanced weather monitoring and weather stations Weather StationsWLDFRElectric Reliability | WLDFR | HFTD - Distribution - Tier 3 - 2QU CoRE ¦ 3QU LoRE | Red Flag Warning - Catastrophic Fires | 2032 | Electric Reliability | 247.273 | 267.1271 | 2032 | Mitigation | 0.011149 | 10 | 0 | esc | 0 | 0 | 0 | 0 | 0 | 0 | 0.011149 | 2.7568
[79 empty] | WLDFR | HFTD - Distribution - Tier 3 - 2QU CoRE ¦ 1QU LoRE | Non-Red Flag Warning - Catastrophic Fires | 2020 | 0 | 0 | 0 | 0 | 14146.1306 | 222.2294 | 8585.7228 | 5338.1784 | 2.4776 | 0 | 0 | 0 | 4.4513e-06 |  | 0 | 1.1029e-05 | 1.1029e-05 | 0 | 0 | 0 | 0 | 0 | 0 | 0 | 0 | Column30: 0 | [29 empty] | 7.3.2.1.3 Advanced weather monitoring and weather stations Weather StationsWLDFRElectric Reliability | WLDFR | HFTD - Distribution - Tier 3 - 2QU CoRE ¦ 3QU LoRE | Red Flag Warning - Destructive Fires | 2021 | Electric Reliability | 222.2294 | 267.1271 | 2021 | Mitigation | 0.011149 | 10 | 0 | esc | 0.011149 | 2.4776 | 0.011149 | 2.4776 | 0 | 0 | 0 | 0
[79 empty] | WLDFR | HFTD - Distribution - Tier 3 - 2QU CoRE ¦ 1QU LoRE | Non-Red Flag Warning - Catastrophic Fires | 2021 | 0 | 0 | 0 | 0 | 14146.1306 | 222.2294 | 8585.7228 | 5338.1784 | 2.4776 | 2.4776 | 0 | 0 | 4.4513e-06 |  | 0 | 1.1029e-05 | 1.1029e-05 | 0 | 1.1029e-05 | 1.1029e-05 | 0 | 0 | 0 | 0 | 0 | Column30: 0 | [29 empty] | 7.3.2.1.3 Advanced weather monitoring and weather stations Weather StationsWLDFRElectric Reliability | WLDFR | HFTD - Distribution - Tier 3 - 2QU CoRE ¦ 3QU LoRE | Red Flag Warning - Destructive Fires | 2022 | Electric Reliability | 222.2294 | 267.1271 | 2022 | Mitigation | 0.011149 | 10 | 0 | esc | 0.011149 | 2.4776 | 0.011149 | 2.4776 | 0.011149 | 2.4776 | 0 | 0
[79 empty] | WLDFR | HFTD - Distribution - Tier 3 - 2QU CoRE ¦ 1QU LoRE | Non-Red Flag Warning - Catastrophic Fires | 2022 | 0 | 0 | 0 | 0 | 14146.1306 | 222.2294 | 8585.7228 | 5338.1784 | 2.4776 | 2.4776 | 2.4776 | 0 | 4.4513e-06 |  | 0 | 1.1029e-05 | 1.1029e-05 | 0 | 1.1029e-05 | 1.1029e-05 | 0 | 1.1029e-05 | 1.1029e-05 | 0 | 0 | Column30: 0 | [29 empty] | 7.3.2.1.3 Advanced weather monitoring and weather stations Weather StationsWLDFRElectric Reliability | WLDFR | HFTD - Distribution - Tier 3 - 2QU CoRE ¦ 3QU LoRE | Red Flag Warning - Destructive Fires | 2023 | Electric Reliability | 233.2301 | 267.1271 | 2023 | Mitigation | 0.011149 | 10 | 0 | esc | 0.011149 | 2.6002 | 0.011149 | 2.6002 | 0.011149 | 2.6002 | 0.011149 | 2.6002
[79 empty] | WLDFR | HFTD - Distribution - Tier 3 - 2QU CoRE ¦ 1QU LoRE | Non-Red Flag Warning - Catastrophic Fires | 2023 | 0 | 0 | 0 | 0 | 14664.6376 | 233.2301 | 8896.516 | 5534.8915 | 2.6002 | 2.6002 | 2.6002 | 2.6002 | 4.4513e-06 |  | 0 | 1.1574e-05 | 1.1574e-05 | 0 | 1.1574e-05 | 1.1574e-05 | 0 | 1.1574e-05 | 1.1574e-05 | 0 | 1.1574e-05 | Column30: 1.1574e-05 | [29 empty] | 7.3.2.1.3 Advanced weather monitoring and weather stations Weather StationsWLDFRElectric Reliability | WLDFR | HFTD - Distribution - Tier 3 - 2QU CoRE ¦ 3QU LoRE | Red Flag Warning - Destructive Fires | 2024 | Electric Reliability | 233.2301 | 267.1271 | 2024 | Mitigation | 0.011149 | 10 | 0 | esc | 0.011149 | 2.6002 | 0.011149 | 2.6002 | 0.011149 | 2.6002 | 0.011149 | 2.6002
[79 empty] | WLDFR | HFTD - Distribution - Tier 3 - 2QU CoRE ¦ 1QU LoRE | Non-Red Flag Warning - Catastrophic Fires | 2024 | 0 | 0 | 0 | 0 | 14664.6376 | 233.2301 | 8896.516 | 5534.8915 | 2.6002 | 2.6002 | 2.6002 | 2.6002 | 4.4513e-06 |  | 0 | 1.1574e-05 | 1.1574e-05 | 0 | 1.1574e-05 | 1.1574e-05 | 0 | 1.1574e-05 | 1.1574e-05 | 0 | 1.1574e-05 | Column30: 1.1574e-05 | [29 empty] | 7.3.2.1.3 Advanced weather monitoring and weather stations Weather StationsWLDFRElectric Reliability | WLDFR | HFTD - Distribution - Tier 3 - 2QU CoRE ¦ 3QU LoRE | Red Flag Warning - Destructive Fires | 2025 | Electric Reliability | 233.2301 | 267.1271 | 2025 | Mitigation | 0.011149 | 10 | 0 | esc | 0.011149 | 2.6002 | 0.011149 | 2.6002 | 0.011149 | 2.6002 | 0.011149 | 2.6002
[79 empty] | WLDFR | HFTD - Distribution - Tier 3 - 2QU CoRE ¦ 1QU LoRE | Non-Red Flag Warning - Catastrophic Fires | 2025 | 0 | 0 | 0 | 0 | 14664.6376 | 233.2301 | 8896.516 | 5534.8915 | 2.6002 | 2.6002 | 2.6002 | 2.6002 | 4.4513e-06 |  | 0 | 1.1574e-05 | 1.1574e-05 | 0 | 1.1574e-05 | 1.1574e-05 | 0 | 1.1574e-05 | 1.1574e-05 | 0 | 1.1574e-05 | Column30: 1.1574e-05 | [29 empty] | 7.3.2.1.3 Advanced weather monitoring and weather stations Weather StationsWLDFRElectric Reliability | WLDFR | HFTD - Distribution - Tier 3 - 2QU CoRE ¦ 3QU LoRE | Red Flag Warning - Destructive Fires | 2026 | Electric Reliability | 233.2301 | 267.1271 | 2026 | Mitigation | 0.011149 | 10 | 0 | esc | 0.011149 | 2.6002 | 0.011149 | 2.6002 | 0.011149 | 2.6002 | 0.011149 | 2.6002
[79 empty] | WLDFR | HFTD - Distribution - Tier 3 - 2QU CoRE ¦ 1QU LoRE | Non-Red Flag Warning - Catastrophic Fires | 2026 | 0 | 0 | 0 | 0 | 14664.6376 | 233.2301 | 8896.516 | 5534.8915 | 2.6002 | 2.6002 | 2.6002 | 2.6002 | 4.4513e-06 |  | 0 | 1.1574e-05 | 1.1574e-05 | 0 | 1.1574e-05 | 1.1574e-05 | 0 | 1.1574e-05 | 1.1574e-05 | 0 | 1.1574e-05 | Column30: 1.1574e-05 | [29 empty] | 7.3.2.1.3 Advanced weather monitoring and weather stations Weather StationsWLDFRElectric Reliability | WLDFR | HFTD - Distribution - Tier 3 - 2QU CoRE ¦ 3QU LoRE | Red Flag Warning - Destructive Fires | 2027 | Electric Reliability | 233.2301 | 267.1271 | 2027 | Mitigation | 0.011149 | 10 | 0 | esc | 0.011149 | 2.6002 | 0.011149 | 2.6002 | 0.011149 | 2.6002 | 0.011149 | 2.6002
[79 empty] | WLDFR | HFTD - Distribution - Tier 3 - 2QU CoRE ¦ 1QU LoRE | Non-Red Flag Warning - Catastrophic Fires | 2027 | 0 | 0 | 0 | 0 | 14664.6376 | 233.2301 | 8896.516 | 5534.8915 | 2.6002 | 2.6002 | 2.6002 | 2.6002 | 4.4513e-06 |  | 0 | 1.1574e-05 | 1.1574e-05 | 0 | 1.1574e-05 | 1.1574e-05 | 0 | 1.1574e-05 | 1.1574e-05 | 0 | 1.1574e-05 | Column30: 1.1574e-05 | [29 empty] | 7.3.2.1.3 Advanced weather monitoring and weather stations Weather StationsWLDFRElectric Reliability | WLDFR | HFTD - Distribution - Tier 3 - 2QU CoRE ¦ 3QU LoRE | Red Flag Warning - Destructive Fires | 2028 | Electric Reliability | 247.273 | 267.1271 | 2028 | Mitigation | 0.011149 | 10 | 0 | esc | 0.011149 | 2.7568 | 0.011149 | 2.7568 | 0.011149 | 2.7568 | 0.011149 | 2.7568
[79 empty] | WLDFR | HFTD - Distribution - Tier 3 - 2QU CoRE ¦ 1QU LoRE | Non-Red Flag Warning - Catastrophic Fires | 2028 | 0 | 0 | 0 | 0 | 15317.9909 | 247.273 | 9287.6491 | 5783.0689 | 2.7568 | 2.7568 | 2.7568 | 2.7568 | 4.4513e-06 |  | 0 | 1.2271e-05 | 1.2271e-05 | 0 | 1.2271e-05 | 1.2271e-05 | 0 | 1.2271e-05 | 1.2271e-05 | 0 | 1.2271e-05 | Column30: 1.2271e-05 | [29 empty] | 7.3.2.1.3 Advanced weather monitoring and weather stations Weather StationsWLDFRElectric Reliability | WLDFR | HFTD - Distribution - Tier 3 - 2QU CoRE ¦ 3QU LoRE | Red Flag Warning - Destructive Fires | 2029 | Electric Reliability | 247.273 | 267.1271 | 2029 | Mitigation | 0.011149 | 10 | 0 | esc | 0.011149 | 2.7568 | 0.011149 | 2.7568 | 0.011149 | 2.7568 | 0.011149 | 2.7568
[79 empty] | WLDFR | HFTD - Distribution - Tier 3 - 2QU CoRE ¦ 1QU LoRE | Non-Red Flag Warning - Catastrophic Fires | 2029 | 0 | 0 | 0 | 0 | 15317.9909 | 247.273 | 9287.6491 | 5783.0689 | 2.7568 | 2.7568 | 2.7568 | 2.7568 | 4.4513e-06 |  | 0 | 1.2271e-05 | 1.2271e-05 | 0 | 1.2271e-05 | 1.2271e-05 | 0 | 1.2271e-05 | 1.2271e-05 | 0 | 1.2271e-05 | Column30: 1.2271e-05 | [29 empty] | 7.3.2.1.3 Advanced weather monitoring and weather stations Weather StationsWLDFRElectric Reliability | WLDFR | HFTD - Distribution - Tier 3 - 2QU CoRE ¦ 3QU LoRE | Red Flag Warning - Destructive Fires | 2030 | Electric Reliability | 247.273 | 267.1271 | 2030 | Mitigation | 0.011149 | 10 | 0 | esc | 0 | 0 | 0.011149 | 2.7568 | 0.011149 | 2.7568 | 0.011149 | 2.7568
[79 empty] | WLDFR | HFTD - Distribution - Tier 3 - 2QU CoRE ¦ 1QU LoRE | Non-Red Flag Warning - Catastrophic Fires | 2030 | 0 | 0 | 0 | 0 | 15317.9909 | 247.273 | 9287.6491 | 5783.0689 | 0 | 2.7568 | 2.7568 | 2.7568 | 4.4513e-06 |  | 0 | 0 | 0 | 0 | 1.2271e-05 | 1.2271e-05 | 0 | 1.2271e-05 | 1.2271e-05 | 0 | 1.2271e-05 | Column30: 1.2271e-05 | [29 empty] | 7.3.2.1.3 Advanced weather monitoring and weather stations Weather StationsWLDFRElectric Reliability | WLDFR | HFTD - Distribution - Tier 3 - 2QU CoRE ¦ 3QU LoRE | Red Flag Warning - Destructive Fires | 2031 | Electric Reliability | 247.273 | 267.1271 | 2031 | Mitigation | 0.011149 | 10 | 0 | esc | 0 | 0 | 0 | 0 | 0.011149 | 2.7568 | 0.011149 | 2.7568
[79 empty] | WLDFR | HFTD - Distribution - Tier 3 - 2QU CoRE ¦ 1QU LoRE | Non-Red Flag Warning - Catastrophic Fires | 2031 | 0 | 0 | 0 | 0 | 15317.9909 | 247.273 | 9287.6491 | 5783.0689 | 0 | 0 | 2.7568 | 2.7568 | 4.4513e-06 |  | 0 | 0 | 0 | 0 | 0 | 0 | 0 | 1.2271e-05 | 1.2271e-05 | 0 | 1.2271e-05 | Column30: 1.2271e-05 | [29 empty] | 7.3.2.1.3 Advanced weather monitoring and weather stations Weather StationsWLDFRElectric Reliability | WLDFR | HFTD - Distribution - Tier 3 - 2QU CoRE ¦ 3QU LoRE | Red Flag Warning - Destructive Fires | 2032 | Electric Reliability | 247.273 | 267.1271 | 2032 | Mitigation | 0.011149 | 10 | 0 | esc | 0 | 0 | 0 | 0 | 0 | 0 | 0.011149 | 2.7568
[79 empty] | WLDFR | HFTD - Distribution - Tier 3 - 2QU CoRE ¦ 1QU LoRE | Non-Red Flag Warning - Catastrophic Fires | 2032 | 0 | 0 | 0 | 0 | 15317.9909 | 247.273 | 9287.6491 | 5783.0689 | 0 | 0 | 0 | 2.7568 | 4.4513e-06 |  | 0 | 0 | 0 | 0 | 0 | 0 | 0 | 0 | 0 | 0 | 1.2271e-05 | Column30: 1.2271e-05 | [29 empty] | 7.3.2.1.3 Advanced weather monitoring and weather stations Weather StationsWLDFRElectric Reliability | WLDFR | HFTD - Distribution - Tier 3 - 2QU CoRE ¦ 3QU LoRE | Red Flag Warning - Large Fires | 2021 | Electric Reliability | 0.69642 | 267.1271 | 2021 | Mitigation | 0.011149 | 10 | 0 | esc | 0.011149 | 0.0077642 | 0.011149 | 0.0077642 | 0 | 0 | 0 | 0
[79 empty] | WLDFR | HFTD - Distribution - Tier 3 - 2QU CoRE ¦ 1QU LoRE | Non-Red Flag Warning - Destructive Fires | 2020 | 0 | 0 | 0 | 0 | 8807.9522 | 222.2294 | 8585.7228 | 0 | 2.4776 | 0 | 0 | 0 | 5.3068e-06 |  | 0 | 1.3148e-05 | 1.3148e-05 | 0 | 0 | 0 | 0 | 0 | 0 | 0 | 0 | Column30: 0 | [29 empty] | 7.3.2.1.3 Advanced weather monitoring and weather stations Weather StationsWLDFRElectric Reliability | WLDFR | HFTD - Distribution - Tier 3 - 2QU CoRE ¦ 3QU LoRE | Red Flag Warning - Large Fires | 2022 | Electric Reliability | 0.69642 | 267.1271 | 2022 | Mitigation | 0.011149 | 10 | 0 | esc | 0.011149 | 0.0077642 | 0.011149 | 0.0077642 | 0.011149 | 0.0077642 | 0 | 0
[79 empty] | WLDFR | HFTD - Distribution - Tier 3 - 2QU CoRE ¦ 1QU LoRE | Non-Red Flag Warning - Destructive Fires | 2021 | 0 | 0 | 0 | 0 | 8807.9522 | 222.2294 | 8585.7228 | 0 | 2.4776 | 2.4776 | 0 | 0 | 5.3068e-06 |  | 0 | 1.3148e-05 | 1.3148e-05 | 0 | 1.3148e-05 | 1.3148e-05 | 0 | 0 | 0 | 0 | 0 | Column30: 0 | [29 empty] | 7.3.2.1.3 Advanced weather monitoring and weather stations Weather StationsWLDFRElectric Reliability | WLDFR | HFTD - Distribution - Tier 3 - 2QU CoRE ¦ 3QU LoRE | Red Flag Warning - Large Fires | 2023 | Electric Reliability | 0.71896 | 267.1271 | 2023 | Mitigation | 0.011149 | 10 | 0 | esc | 0.011149 | 0.0080156 | 0.011149 | 0.0080156 | 0.011149 | 0.0080156 | 0.011149 | 0.0080156
[79 empty] | WLDFR | HFTD - Distribution - Tier 3 - 2QU CoRE ¦ 1QU LoRE | Non-Red Flag Warning - Destructive Fires | 2022 | 0 | 0 | 0 | 0 | 8807.9522 | 222.2294 | 8585.7228 | 0 | 2.4776 | 2.4776 | 2.4776 | 0 | 5.3068e-06 |  | 0 | 1.3148e-05 | 1.3148e-05 | 0 | 1.3148e-05 | 1.3148e-05 | 0 | 1.3148e-05 | 1.3148e-05 | 0 | 0 | Column30: 0 | [29 empty] | 7.3.2.1.3 Advanced weather monitoring and weather stations Weather StationsWLDFRElectric Reliability | WLDFR | HFTD - Distribution - Tier 3 - 2QU CoRE ¦ 3QU LoRE | Red Flag Warning - Large Fires | 2024 | Electric Reliability | 0.71896 | 267.1271 | 2024 | Mitigation | 0.011149 | 10 | 0 | esc | 0.011149 | 0.0080156 | 0.011149 | 0.0080156 | 0.011149 | 0.0080156 | 0.011149 | 0.0080156
[79 empty] | WLDFR | HFTD - Distribution - Tier 3 - 2QU CoRE ¦ 1QU LoRE | Non-Red Flag Warning - Destructive Fires | 2023 | 0 | 0 | 0 | 0 | 9129.7461 | 233.2301 | 8896.516 | 0 | 2.6002 | 2.6002 | 2.6002 | 2.6002 | 5.3068e-06 |  | 0 | 1.3799e-05 | 1.3799e-05 | 0 | 1.3799e-05 | 1.3799e-05 | 0 | 1.3799e-05 | 1.3799e-05 | 0 | 1.3799e-05 | Column30: 1.3799e-05 | [29 empty] | 7.3.2.1.3 Advanced weather monitoring and weather stations Weather StationsWLDFRElectric Reliability | WLDFR | HFTD - Distribution - Tier 3 - 2QU CoRE ¦ 3QU LoRE | Red Flag Warning - Large Fires | 2025 | Electric Reliability | 0.71896 | 267.1271 | 2025 | Mitigation | 0.011149 | 10 | 0 | esc | 0.011149 | 0.0080156 | 0.011149 | 0.0080156 | 0.011149 | 0.0080156 | 0.011149 | 0.0080156
[79 empty] | WLDFR | HFTD - Distribution - Tier 3 - 2QU CoRE ¦ 1QU LoRE | Non-Red Flag Warning - Destructive Fires | 2024 | 0 | 0 | 0 | 0 | 9129.7461 | 233.2301 | 8896.516 | 0 | 2.6002 | 2.6002 | 2.6002 | 2.6002 | 5.3068e-06 |  | 0 | 1.3799e-05 | 1.3799e-05 | 0 | 1.3799e-05 | 1.3799e-05 | 0 | 1.3799e-05 | 1.3799e-05 | 0 | 1.3799e-05 | Column30: 1.3799e-05 | [29 empty] | 7.3.2.1.3 Advanced weather monitoring and weather stations Weather StationsWLDFRElectric Reliability | WLDFR | HFTD - Distribution - Tier 3 - 2QU CoRE ¦ 3QU LoRE | Red Flag Warning - Large Fires | 2026 | Electric Reliability | 0.71896 | 267.1271 | 2026 | Mitigation | 0.011149 | 10 | 0 | esc | 0.011149 | 0.0080156 | 0.011149 | 0.0080156 | 0.011149 | 0.0080156 | 0.011149 | 0.0080156
[79 empty] | WLDFR | HFTD - Distribution - Tier 3 - 2QU CoRE ¦ 1QU LoRE | Non-Red Flag Warning - Destructive Fires | 2025 | 0 | 0 | 0 | 0 | 9129.7461 | 233.2301 | 8896.516 | 0 | 2.6002 | 2.6002 | 2.6002 | 2.6002 | 5.3068e-06 |  | 0 | 1.3799e-05 | 1.3799e-05 | 0 | 1.3799e-05 | 1.3799e-05 | 0 | 1.3799e-05 | 1.3799e-05 | 0 | 1.3799e-05 | Column30: 1.3799e-05 | [29 empty] | 7.3.2.1.3 Advanced weather monitoring and weather stations Weather StationsWLDFRElectric Reliability | WLDFR | HFTD - Distribution - Tier 3 - 2QU CoRE ¦ 3QU LoRE | Red Flag Warning - Large Fires | 2027 | Electric Reliability | 0.71896 | 267.1271 | 2027 | Mitigation | 0.011149 | 10 | 0 | esc | 0.011149 | 0.0080156 | 0.011149 | 0.0080156 | 0.011149 | 0.0080156 | 0.011149 | 0.0080156
[79 empty] | WLDFR | HFTD - Distribution - Tier 3 - 2QU CoRE ¦ 1QU LoRE | Non-Red Flag Warning - Destructive Fires | 2026 | 0 | 0 | 0 | 0 | 9129.7461 | 233.2301 | 8896.516 | 0 | 2.6002 | 2.6002 | 2.6002 | 2.6002 | 5.3068e-06 |  | 0 | 1.3799e-05 | 1.3799e-05 | 0 | 1.3799e-05 | 1.3799e-05 | 0 | 1.3799e-05 | 1.3799e-05 | 0 | 1.3799e-05 | Column30: 1.3799e-05 | [29 empty] | 7.3.2.1.3 Advanced weather monitoring and weather stations Weather StationsWLDFRElectric Reliability | WLDFR | HFTD - Distribution - Tier 3 - 2QU CoRE ¦ 3QU LoRE | Red Flag Warning - Large Fires | 2028 | Electric Reliability | 0.74734 | 267.1271 | 2028 | Mitigation | 0.011149 | 10 | 0 | esc | 0.011149 | 0.0083319 | 0.011149 | 0.0083319 | 0.011149 | 0.0083319 | 0.011149 | 0.0083319
[79 empty] | WLDFR | HFTD - Distribution - Tier 3 - 2QU CoRE ¦ 1QU LoRE | Non-Red Flag Warning - Destructive Fires | 2027 | 0 | 0 | 0 | 0 | 9129.7461 | 233.2301 | 8896.516 | 0 | 2.6002 | 2.6002 | 2.6002 | 2.6002 | 5.3068e-06 |  | 0 | 1.3799e-05 | 1.3799e-05 | 0 | 1.3799e-05 | 1.3799e-05 | 0 | 1.3799e-05 | 1.3799e-05 | 0 | 1.3799e-05 | Column30: 1.3799e-05 | [29 empty] | 7.3.2.1.3 Advanced weather monitoring and weather stations Weather StationsWLDFRElectric Reliability | WLDFR | HFTD - Distribution - Tier 3 - 2QU CoRE ¦ 3QU LoRE | Red Flag Warning - Large Fires | 2029 | Electric Reliability | 0.74734 | 267.1271 | 2029 | Mitigation | 0.011149 | 10 | 0 | esc | 0.011149 | 0.0083319 | 0.011149 | 0.0083319 | 0.011149 | 0.0083319 | 0.011149 | 0.0083319
[79 empty] | WLDFR | HFTD - Distribution - Tier 3 - 2QU CoRE ¦ 1QU LoRE | Non-Red Flag Warning - Destructive Fires | 2028 | 0 | 0 | 0 | 0 | 9534.9221 | 247.273 | 9287.6491 | 0 | 2.7568 | 2.7568 | 2.7568 | 2.7568 | 5.3068e-06 |  | 0 | 1.463e-05 | 1.463e-05 | 0 | 1.463e-05 | 1.463e-05 | 0 | 1.463e-05 | 1.463e-05 | 0 | 1.463e-05 | Column30: 1.463e-05 | [29 empty] | 7.3.2.1.3 Advanced weather monitoring and weather stations Weather StationsWLDFRElectric Reliability | WLDFR | HFTD - Distribution - Tier 3 - 2QU CoRE ¦ 3QU LoRE | Red Flag Warning - Large Fires | 2030 | Electric Reliability | 0.74734 | 267.1271 | 2030 | Mitigation | 0.011149 | 10 | 0 | esc | 0 | 0 | 0.011149 | 0.0083319 | 0.011149 | 0.0083319 | 0.011149 | 0.0083319
[79 empty] | WLDFR | HFTD - Distribution - Tier 3 - 2QU CoRE ¦ 1QU LoRE | Non-Red Flag Warning - Destructive Fires | 2029 | 0 | 0 | 0 | 0 | 9534.9221 | 247.273 | 9287.6491 | 0 | 2.7568 | 2.7568 | 2.7568 | 2.7568 | 5.3068e-06 |  | 0 | 1.463e-05 | 1.463e-05 | 0 | 1.463e-05 | 1.463e-05 | 0 | 1.463e-05 | 1.463e-05 | 0 | 1.463e-05 | Column30: 1.463e-05 | [29 empty] | 7.3.2.1.3 Advanced weather monitoring and weather stations Weather StationsWLDFRElectric Reliability | WLDFR | HFTD - Distribution - Tier 3 - 2QU CoRE ¦ 3QU LoRE | Red Flag Warning - Large Fires | 2031 | Electric Reliability | 0.74734 | 267.1271 | 2031 | Mitigation | 0.011149 | 10 | 0 | esc | 0 | 0 | 0 | 0 | 0.011149 | 0.0083319 | 0.011149 | 0.0083319
[79 empty] | WLDFR | HFTD - Distribution - Tier 3 - 2QU CoRE ¦ 1QU LoRE | Non-Red Flag Warning - Destructive Fires | 2030 | 0 | 0 | 0 | 0 | 9534.9221 | 247.273 | 9287.6491 | 0 | 0 | 2.7568 | 2.7568 | 2.7568 | 5.3068e-06 |  | 0 | 0 | 0 | 0 | 1.463e-05 | 1.463e-05 | 0 | 1.463e-05 | 1.463e-05 | 0 | 1.463e-05 | Column30: 1.463e-05 | [29 empty] | 7.3.2.1.3 Advanced weather monitoring and weather stations Weather StationsWLDFRElectric Reliability | WLDFR | HFTD - Distribution - Tier 3 - 2QU CoRE ¦ 3QU LoRE | Red Flag Warning - Large Fires | 2032 | Electric Reliability | 0.74734 | 267.1271 | 2032 | Mitigation | 0.011149 | 10 | 0 | esc | 0 | 0 | 0 | 0 | 0 | 0 | 0.011149 | 0.0083319
[79 empty] | WLDFR | HFTD - Distribution - Tier 3 - 2QU CoRE ¦ 1QU LoRE | Non-Red Flag Warning - Destructive Fires | 2031 | 0 | 0 | 0 | 0 | 9534.9221 | 247.273 | 9287.6491 | 0 | 0 | 0 | 2.7568 | 2.7568 | 5.3068e-06 |  | 0 | 0 | 0 | 0 | 0 | 0 | 0 | 1.463e-05 | 1.463e-05 | 0 | 1.463e-05 | Column30: 1.463e-05 | [29 empty] | 7.3.2.1.3 Advanced weather monitoring and weather stations Weather StationsWLDFRElectric Reliability | WLDFR | HFTD - Distribution - Tier 3 - 2QU CoRE ¦ 3QU LoRE | Red Flag Warning - Small Fires | 2021 | Electric Reliability | 0.036425 | 267.1271 | 2021 | Mitigation | 0.011149 | 10 | 0 | esc | 0.011149 | 0.0004061 | 0.011149 | 0.0004061 | 0 | 0 | 0 | 0
[79 empty] | WLDFR | HFTD - Distribution - Tier 3 - 2QU CoRE ¦ 1QU LoRE | Non-Red Flag Warning - Destructive Fires | 2032 | 0 | 0 | 0 | 0 | 9534.9221 | 247.273 | 9287.6491 | 0 | 0 | 0 | 0 | 2.7568 | 5.3068e-06 |  | 0 | 0 | 0 | 0 | 0 | 0 | 0 | 0 | 0 | 0 | 1.463e-05 | Column30: 1.463e-05 | [29 empty] | 7.3.2.1.3 Advanced weather monitoring and weather stations Weather StationsWLDFRElectric Reliability | WLDFR | HFTD - Distribution - Tier 3 - 2QU CoRE ¦ 3QU LoRE | Red Flag Warning - Small Fires | 2022 | Electric Reliability | 0.036425 | 267.1271 | 2022 | Mitigation | 0.011149 | 10 | 0 | esc | 0.011149 | 0.0004061 | 0.011149 | 0.0004061 | 0.011149 | 0.0004061 | 0 | 0
[79 empty] | WLDFR | HFTD - Distribution - Tier 3 - 2QU CoRE ¦ 1QU LoRE | Non-Red Flag Warning - Large Fires | 2020 | 0 | 0 | 0 | 0 | 5.2406 | 0.69642 | 2.942 | 1.6022 | 0.0077642 | 0 | 0 | 0 | 4.1814e-05 |  | 0 | 3.2465e-07 | 3.2465e-07 | 0 | 0 | 0 | 0 | 0 | 0 | 0 | 0 | Column30: 0 | [29 empty] | 7.3.2.1.3 Advanced weather monitoring and weather stations Weather StationsWLDFRElectric Reliability | WLDFR | HFTD - Distribution - Tier 3 - 2QU CoRE ¦ 3QU LoRE | Red Flag Warning - Small Fires | 2023 | Electric Reliability | 0.03759 | 267.1271 | 2023 | Mitigation | 0.011149 | 10 | 0 | esc | 0.011149 | 0.00041909 | 0.011149 | 0.00041909 | 0.011149 | 0.00041909 | 0.011149 | 0.00041909
[79 empty] | WLDFR | HFTD - Distribution - Tier 3 - 2QU CoRE ¦ 1QU LoRE | Non-Red Flag Warning - Large Fires | 2021 | 0 | 0 | 0 | 0 | 5.2406 | 0.69642 | 2.942 | 1.6022 | 0.0077642 | 0.0077642 | 0 | 0 | 4.1814e-05 |  | 0 | 3.2465e-07 | 3.2465e-07 | 0 | 3.2465e-07 | 3.2465e-07 | 0 | 0 | 0 | 0 | 0 | Column30: 0 | [29 empty] | 7.3.2.1.3 Advanced weather monitoring and weather stations Weather StationsWLDFRElectric Reliability | WLDFR | HFTD - Distribution - Tier 3 - 2QU CoRE ¦ 3QU LoRE | Red Flag Warning - Small Fires | 2024 | Electric Reliability | 0.03759 | 267.1271 | 2024 | Mitigation | 0.011149 | 10 | 0 | esc | 0.011149 | 0.00041909 | 0.011149 | 0.00041909 | 0.011149 | 0.00041909 | 0.011149 | 0.00041909
[79 empty] | WLDFR | HFTD - Distribution - Tier 3 - 2QU CoRE ¦ 1QU LoRE | Non-Red Flag Warning - Large Fires | 2022 | 0 | 0 | 0 | 0 | 5.2406 | 0.69642 | 2.942 | 1.6022 | 0.0077642 | 0.0077642 | 0.0077642 | 0 | 4.1814e-05 |  | 0 | 3.2465e-07 | 3.2465e-07 | 0 | 3.2465e-07 | 3.2465e-07 | 0 | 3.2465e-07 | 3.2465e-07 | 0 | 0 | Column30: 0 | [29 empty] | 7.3.2.1.3 Advanced weather monitoring and weather stations Weather StationsWLDFRElectric Reliability | WLDFR | HFTD - Distribution - Tier 3 - 2QU CoRE ¦ 3QU LoRE | Red Flag Warning - Small Fires | 2025 | Electric Reliability | 0.03759 | 267.1271 | 2025 | Mitigation | 0.011149 | 10 | 0 | esc | 0.011149 | 0.00041909 | 0.011149 | 0.00041909 | 0.011149 | 0.00041909 | 0.011149 | 0.00041909
[79 empty] | WLDFR | HFTD - Distribution - Tier 3 - 2QU CoRE ¦ 1QU LoRE | Non-Red Flag Warning - Large Fires | 2023 | 0 | 0 | 0 | 0 | 5.475 | 0.71896 | 3.0715 | 1.6846 | 0.0080156 | 0.0080156 | 0.0080156 | 0.0080156 | 4.1814e-05 |  | 0 | 3.3516e-07 | 3.3516e-07 | 0 | 3.3516e-07 | 3.3516e-07 | 0 | 3.3516e-07 | 3.3516e-07 | 0 | 3.3516e-07 | Column30: 3.3516e-07 | [29 empty] | 7.3.2.1.3 Advanced weather monitoring and weather stations Weather StationsWLDFRElectric Reliability | WLDFR | HFTD - Distribution - Tier 3 - 2QU CoRE ¦ 3QU LoRE | Red Flag Warning - Small Fires | 2026 | Electric Reliability | 0.03759 | 267.1271 | 2026 | Mitigation | 0.011149 | 10 | 0 | esc | 0.011149 | 0.00041909 | 0.011149 | 0.00041909 | 0.011149 | 0.00041909 | 0.011149 | 0.00041909
[79 empty] | WLDFR | HFTD - Distribution - Tier 3 - 2QU CoRE ¦ 1QU LoRE | Non-Red Flag Warning - Large Fires | 2024 | 0 | 0 | 0 | 0 | 5.475 | 0.71896 | 3.0715 | 1.6846 | 0.0080156 | 0.0080156 | 0.0080156 | 0.0080156 | 4.1814e-05 |  | 0 | 3.3516e-07 | 3.3516e-07 | 0 | 3.3516e-07 | 3.3516e-07 | 0 | 3.3516e-07 | 3.3516e-07 | 0 | 3.3516e-07 | Column30: 3.3516e-07 | [29 empty] | 7.3.2.1.3 Advanced weather monitoring and weather stations Weather StationsWLDFRElectric Reliability | WLDFR | HFTD - Distribution - Tier 3 - 2QU CoRE ¦ 3QU LoRE | Red Flag Warning - Small Fires | 2027 | Electric Reliability | 0.03759 | 267.1271 | 2027 | Mitigation | 0.011149 | 10 | 0 | esc | 0.011149 | 0.00041909 | 0.011149 | 0.00041909 | 0.011149 | 0.00041909 | 0.011149 | 0.00041909
[79 empty] | WLDFR | HFTD - Distribution - Tier 3 - 2QU CoRE ¦ 1QU LoRE | Non-Red Flag Warning - Large Fires | 2025 | 0 | 0 | 0 | 0 | 5.475 | 0.71896 | 3.0715 | 1.6846 | 0.0080156 | 0.0080156 | 0.0080156 | 0.0080156 | 4.1814e-05 |  | 0 | 3.3516e-07 | 3.3516e-07 | 0 | 3.3516e-07 | 3.3516e-07 | 0 | 3.3516e-07 | 3.3516e-07 | 0 | 3.3516e-07 | Column30: 3.3516e-07 | [29 empty] | 7.3.2.1.3 Advanced weather monitoring and weather stations Weather StationsWLDFRElectric Reliability | WLDFR | HFTD - Distribution - Tier 3 - 2QU CoRE ¦ 3QU LoRE | Red Flag Warning - Small Fires | 2028 | Electric Reliability | 0.039055 | 267.1271 | 2028 | Mitigation | 0.011149 | 10 | 0 | esc | 0.011149 | 0.00043542 | 0.011149 | 0.00043542 | 0.011149 | 0.00043542 | 0.011149 | 0.00043542
[79 empty] | WLDFR | HFTD - Distribution - Tier 3 - 2QU CoRE ¦ 1QU LoRE | Non-Red Flag Warning - Large Fires | 2026 | 0 | 0 | 0 | 0 | 5.475 | 0.71896 | 3.0715 | 1.6846 | 0.0080156 | 0.0080156 | 0.0080156 | 0.0080156 | 4.1814e-05 |  | 0 | 3.3516e-07 | 3.3516e-07 | 0 | 3.3516e-07 | 3.3516e-07 | 0 | 3.3516e-07 | 3.3516e-07 | 0 | 3.3516e-07 | Column30: 3.3516e-07 | [29 empty] | 7.3.2.1.3 Advanced weather monitoring and weather stations Weather StationsWLDFRElectric Reliability | WLDFR | HFTD - Distribution - Tier 3 - 2QU CoRE ¦ 3QU LoRE | Red Flag Warning - Small Fires | 2029 | Electric Reliability | 0.039055 | 267.1271 | 2029 | Mitigation | 0.011149 | 10 | 0 | esc | 0.011149 | 0.00043542 | 0.011149 | 0.00043542 | 0.011149 | 0.00043542 | 0.011149 | 0.00043542
[79 empty] | WLDFR | HFTD - Distribution - Tier 3 - 2QU CoRE ¦ 1QU LoRE | Non-Red Flag Warning - Large Fires | 2027 | 0 | 0 | 0 | 0 | 5.475 | 0.71896 | 3.0715 | 1.6846 | 0.0080156 | 0.0080156 | 0.0080156 | 0.0080156 | 4.1814e-05 |  | 0 | 3.3516e-07 | 3.3516e-07 | 0 | 3.3516e-07 | 3.3516e-07 | 0 | 3.3516e-07 | 3.3516e-07 | 0 | 3.3516e-07 | Column30: 3.3516e-07 | [29 empty] | 7.3.2.1.3 Advanced weather monitoring and weather stations Weather StationsWLDFRElectric Reliability | WLDFR | HFTD - Distribution - Tier 3 - 2QU CoRE ¦ 3QU LoRE | Red Flag Warning - Small Fires | 2030 | Electric Reliability | 0.039055 | 267.1271 | 2030 | Mitigation | 0.011149 | 10 | 0 | esc | 0 | 0 | 0.011149 | 0.00043542 | 0.011149 | 0.00043542 | 0.011149 | 0.00043542
[79 empty] | WLDFR | HFTD - Distribution - Tier 3 - 2QU CoRE ¦ 1QU LoRE | Non-Red Flag Warning - Large Fires | 2028 | 0 | 0 | 0 | 0 | 5.777 | 0.74734 | 3.238 | 1.7917 | 0.0083319 | 0.0083319 | 0.0083319 | 0.0083319 | 4.1814e-05 |  | 0 | 3.4839e-07 | 3.4839e-07 | 0 | 3.4839e-07 | 3.4839e-07 | 0 | 3.4839e-07 | 3.4839e-07 | 0 | 3.4839e-07 | Column30: 3.4839e-07 | [29 empty] | 7.3.2.1.3 Advanced weather monitoring and weather stations Weather StationsWLDFRElectric Reliability | WLDFR | HFTD - Distribution - Tier 3 - 2QU CoRE ¦ 3QU LoRE | Red Flag Warning - Small Fires | 2031 | Electric Reliability | 0.039055 | 267.1271 | 2031 | Mitigation | 0.011149 | 10 | 0 | esc | 0 | 0 | 0 | 0 | 0.011149 | 0.00043542 | 0.011149 | 0.00043542
[79 empty] | WLDFR | HFTD - Distribution - Tier 3 - 2QU CoRE ¦ 1QU LoRE | Non-Red Flag Warning - Large Fires | 2029 | 0 | 0 | 0 | 0 | 5.777 | 0.74734 | 3.238 | 1.7917 | 0.0083319 | 0.0083319 | 0.0083319 | 0.0083319 | 4.1814e-05 |  | 0 | 3.4839e-07 | 3.4839e-07 | 0 | 3.4839e-07 | 3.4839e-07 | 0 | 3.4839e-07 | 3.4839e-07 | 0 | 3.4839e-07 | Column30: 3.4839e-07 | [29 empty] | 7.3.2.1.3 Advanced weather monitoring and weather stations Weather StationsWLDFRElectric Reliability | WLDFR | HFTD - Distribution - Tier 3 - 2QU CoRE ¦ 3QU LoRE | Red Flag Warning - Small Fires | 2032 | Electric Reliability | 0.039055 | 267.1271 | 2032 | Mitigation | 0.011149 | 10 | 0 | esc | 0 | 0 | 0 | 0 | 0 | 0 | 0.011149 | 0.00043542
[79 empty] | WLDFR | HFTD - Distribution - Tier 3 - 2QU CoRE ¦ 1QU LoRE | Non-Red Flag Warning - Large Fires | 2030 | 0 | 0 | 0 | 0 | 5.777 | 0.74734 | 3.238 | 1.7917 | 0 | 0.0083319 | 0.0083319 | 0.0083319 | 4.1814e-05 |  | 0 | 0 | 0 | 0 | 3.4839e-07 | 3.4839e-07 | 0 | 3.4839e-07 | 3.4839e-07 | 0 | 3.4839e-07 | Column30: 3.4839e-07 | [29 empty] | 7.3.2.1.3 Advanced weather monitoring and weather stations Weather StationsWLDFRElectric Reliability | WLDFR | HFTD - Distribution - Tier 3 - 2QU CoRE ¦ 3QU LoRE | Seismic - Non-Red Flag Warning - Catastrophic Fires | 2021 | Electric Reliability | 409.2237 | 267.1271 | 2021 | Mitigation | 0.011149 | 10 | 0 | esc | 0.011149 | 4.5624 | 0.011149 | 4.5624 | 0 | 0 | 0 | 0
[79 empty] | WLDFR | HFTD - Distribution - Tier 3 - 2QU CoRE ¦ 1QU LoRE | Non-Red Flag Warning - Large Fires | 2031 | 0 | 0 | 0 | 0 | 5.777 | 0.74734 | 3.238 | 1.7917 | 0 | 0 | 0.0083319 | 0.0083319 | 4.1814e-05 |  | 0 | 0 | 0 | 0 | 0 | 0 | 0 | 3.4839e-07 | 3.4839e-07 | 0 | 3.4839e-07 | Column30: 3.4839e-07 | [29 empty] | 7.3.2.1.3 Advanced weather monitoring and weather stations Weather StationsWLDFRElectric Reliability | WLDFR | HFTD - Distribution - Tier 3 - 2QU CoRE ¦ 3QU LoRE | Seismic - Non-Red Flag Warning - Catastrophic Fires | 2022 | Electric Reliability | 409.2237 | 267.1271 | 2022 | Mitigation | 0.011149 | 10 | 0 | esc | 0.011149 | 4.5624 | 0.011149 | 4.5624 | 0.011149 | 4.5624 | 0 | 0
[79 empty] | WLDFR | HFTD - Distribution - Tier 3 - 2QU CoRE ¦ 1QU LoRE | Non-Red Flag Warning - Large Fires | 2032 | 0 | 0 | 0 | 0 | 5.777 | 0.74734 | 3.238 | 1.7917 | 0 | 0 | 0 | 0.0083319 | 4.1814e-05 |  | 0 | 0 | 0 | 0 | 0 | 0 | 0 | 0 | 0 | 0 | 3.4839e-07 | Column30: 3.4839e-07 | [29 empty] | 7.3.2.1.3 Advanced weather monitoring and weather stations Weather StationsWLDFRElectric Reliability | WLDFR | HFTD - Distribution - Tier 3 - 2QU CoRE ¦ 3QU LoRE | Seismic - Non-Red Flag Warning - Catastrophic Fires | 2023 | Electric Reliability | 428.6023 | 267.1271 | 2023 | Mitigation | 0.011149 | 10 | 0 | esc | 0.011149 | 4.7784 | 0.011149 | 4.7784 | 0.011149 | 4.7784 | 0.011149 | 4.7784
[79 empty] | WLDFR | HFTD - Distribution - Tier 3 - 2QU CoRE ¦ 1QU LoRE | Non-Red Flag Warning - Small Fires | 2020 | 0 | 0 | 0 | 0 | 0.077901 | 0.036425 | 0.0015809 | 0.039895 | 0.0004061 | 0 | 0 | 0 | 0.0074452 |  | 0 | 3.0235e-06 | 3.0235e-06 | 0 | 0 | 0 | 0 | 0 | 0 | 0 | 0 | Column30: 0 | [29 empty] | 7.3.2.1.3 Advanced weather monitoring and weather stations Weather StationsWLDFRElectric Reliability | WLDFR | HFTD - Distribution - Tier 3 - 2QU CoRE ¦ 3QU LoRE | Seismic - Non-Red Flag Warning - Catastrophic Fires | 2024 | Electric Reliability | 428.6023 | 267.1271 | 2024 | Mitigation | 0.011149 | 10 | 0 | esc | 0.011149 | 4.7784 | 0.011149 | 4.7784 | 0.011149 | 4.7784 | 0.011149 | 4.7784
[79 empty] | WLDFR | HFTD - Distribution - Tier 3 - 2QU CoRE ¦ 1QU LoRE | Non-Red Flag Warning - Small Fires | 2021 | 0 | 0 | 0 | 0 | 0.077901 | 0.036425 | 0.0015809 | 0.039895 | 0.0004061 | 0.0004061 | 0 | 0 | 0.0074452 |  | 0 | 3.0235e-06 | 3.0235e-06 | 0 | 3.0235e-06 | 3.0235e-06 | 0 | 0 | 0 | 0 | 0 | Column30: 0 | [29 empty] | 7.3.2.1.3 Advanced weather monitoring and weather stations Weather StationsWLDFRElectric Reliability | WLDFR | HFTD - Distribution - Tier 3 - 2QU CoRE ¦ 3QU LoRE | Seismic - Non-Red Flag Warning - Catastrophic Fires | 2025 | Electric Reliability | 428.6023 | 267.1271 | 2025 | Mitigation | 0.011149 | 10 | 0 | esc | 0.011149 | 4.7784 | 0.011149 | 4.7784 | 0.011149 | 4.7784 | 0.011149 | 4.7784
[79 empty] | WLDFR | HFTD - Distribution - Tier 3 - 2QU CoRE ¦ 1QU LoRE | Non-Red Flag Warning - Small Fires | 2022 | 0 | 0 | 0 | 0 | 0.077901 | 0.036425 | 0.0015809 | 0.039895 | 0.0004061 | 0.0004061 | 0.0004061 | 0 | 0.0074452 |  | 0 | 3.0235e-06 | 3.0235e-06 | 0 | 3.0235e-06 | 3.0235e-06 | 0 | 3.0235e-06 | 3.0235e-06 | 0 | 0 | Column30: 0 | [29 empty] | 7.3.2.1.3 Advanced weather monitoring and weather stations Weather StationsWLDFRElectric Reliability | WLDFR | HFTD - Distribution - Tier 3 - 2QU CoRE ¦ 3QU LoRE | Seismic - Non-Red Flag Warning - Catastrophic Fires | 2026 | Electric Reliability | 428.6023 | 267.1271 | 2026 | Mitigation | 0.011149 | 10 | 0 | esc | 0.011149 | 4.7784 | 0.011149 | 4.7784 | 0.011149 | 4.7784 | 0.011149 | 4.7784
[79 empty] | WLDFR | HFTD - Distribution - Tier 3 - 2QU CoRE ¦ 1QU LoRE | Non-Red Flag Warning - Small Fires | 2023 | 0 | 0 | 0 | 0 | 0.080408 | 0.03759 | 0.0016314 | 0.041187 | 0.00041909 | 0.00041909 | 0.00041909 | 0.00041909 | 0.0074452 |  | 0 | 3.1202e-06 | 3.1202e-06 | 0 | 3.1202e-06 | 3.1202e-06 | 0 | 3.1202e-06 | 3.1202e-06 | 0 | 3.1202e-06 | Column30: 3.1202e-06 | [29 empty] | 7.3.2.1.3 Advanced weather monitoring and weather stations Weather StationsWLDFRElectric Reliability | WLDFR | HFTD - Distribution - Tier 3 - 2QU CoRE ¦ 3QU LoRE | Seismic - Non-Red Flag Warning - Catastrophic Fires | 2027 | Electric Reliability | 428.6023 | 267.1271 | 2027 | Mitigation | 0.011149 | 10 | 0 | esc | 0.011149 | 4.7784 | 0.011149 | 4.7784 | 0.011149 | 4.7784 | 0.011149 | 4.7784
[79 empty] | WLDFR | HFTD - Distribution - Tier 3 - 2QU CoRE ¦ 1QU LoRE | Non-Red Flag Warning - Small Fires | 2024 | 0 | 0 | 0 | 0 | 0.080408 | 0.03759 | 0.0016314 | 0.041187 | 0.00041909 | 0.00041909 | 0.00041909 | 0.00041909 | 0.0074452 |  | 0 | 3.1202e-06 | 3.1202e-06 | 0 | 3.1202e-06 | 3.1202e-06 | 0 | 3.1202e-06 | 3.1202e-06 | 0 | 3.1202e-06 | Column30: 3.1202e-06 | [29 empty] | 7.3.2.1.3 Advanced weather monitoring and weather stations Weather StationsWLDFRElectric Reliability | WLDFR | HFTD - Distribution - Tier 3 - 2QU CoRE ¦ 3QU LoRE | Seismic - Non-Red Flag Warning - Catastrophic Fires | 2028 | Electric Reliability | 453.261 | 267.1271 | 2028 | Mitigation | 0.011149 | 10 | 0 | esc | 0.011149 | 5.0533 | 0.011149 | 5.0533 | 0.011149 | 5.0533 | 0.011149 | 5.0533
[79 empty] | WLDFR | HFTD - Distribution - Tier 3 - 2QU CoRE ¦ 1QU LoRE | Non-Red Flag Warning - Small Fires | 2025 | 0 | 0 | 0 | 0 | 0.080408 | 0.03759 | 0.0016314 | 0.041187 | 0.00041909 | 0.00041909 | 0.00041909 | 0.00041909 | 0.0074452 |  | 0 | 3.1202e-06 | 3.1202e-06 | 0 | 3.1202e-06 | 3.1202e-06 | 0 | 3.1202e-06 | 3.1202e-06 | 0 | 3.1202e-06 | Column30: 3.1202e-06 | [29 empty] | 7.3.2.1.3 Advanced weather monitoring and weather stations Weather StationsWLDFRElectric Reliability | WLDFR | HFTD - Distribution - Tier 3 - 2QU CoRE ¦ 3QU LoRE | Seismic - Non-Red Flag Warning - Catastrophic Fires | 2029 | Electric Reliability | 453.261 | 267.1271 | 2029 | Mitigation | 0.011149 | 10 | 0 | esc | 0.011149 | 5.0533 | 0.011149 | 5.0533 | 0.011149 | 5.0533 | 0.011149 | 5.0533
[79 empty] | WLDFR | HFTD - Distribution - Tier 3 - 2QU CoRE ¦ 1QU LoRE | Non-Red Flag Warning - Small Fires | 2026 | 0 | 0 | 0 | 0 | 0.080408 | 0.03759 | 0.0016314 | 0.041187 | 0.00041909 | 0.00041909 | 0.00041909 | 0.00041909 | 0.0074452 |  | 0 | 3.1202e-06 | 3.1202e-06 | 0 | 3.1202e-06 | 3.1202e-06 | 0 | 3.1202e-06 | 3.1202e-06 | 0 | 3.1202e-06 | Column30: 3.1202e-06 | [29 empty] | 7.3.2.1.3 Advanced weather monitoring and weather stations Weather StationsWLDFRElectric Reliability | WLDFR | HFTD - Distribution - Tier 3 - 2QU CoRE ¦ 3QU LoRE | Seismic - Non-Red Flag Warning - Catastrophic Fires | 2030 | Electric Reliability | 453.261 | 267.1271 | 2030 | Mitigation | 0.011149 | 10 | 0 | esc | 0 | 0 | 0.011149 | 5.0533 | 0.011149 | 5.0533 | 0.011149 | 5.0533
[79 empty] | WLDFR | HFTD - Distribution - Tier 3 - 2QU CoRE ¦ 1QU LoRE | Non-Red Flag Warning - Small Fires | 2027 | 0 | 0 | 0 | 0 | 0.080408 | 0.03759 | 0.0016314 | 0.041187 | 0.00041909 | 0.00041909 | 0.00041909 | 0.00041909 | 0.0074452 |  | 0 | 3.1202e-06 | 3.1202e-06 | 0 | 3.1202e-06 | 3.1202e-06 | 0 | 3.1202e-06 | 3.1202e-06 | 0 | 3.1202e-06 | Column30: 3.1202e-06 | [29 empty] | 7.3.2.1.3 Advanced weather monitoring and weather stations Weather StationsWLDFRElectric Reliability | WLDFR | HFTD - Distribution - Tier 3 - 2QU CoRE ¦ 3QU LoRE | Seismic - Non-Red Flag Warning - Catastrophic Fires | 2031 | Electric Reliability | 453.261 | 267.1271 | 2031 | Mitigation | 0.011149 | 10 | 0 | esc | 0 | 0 | 0 | 0 | 0.011149 | 5.0533 | 0.011149 | 5.0533
[79 empty] | WLDFR | HFTD - Distribution - Tier 3 - 2QU CoRE ¦ 1QU LoRE | Non-Red Flag Warning - Small Fires | 2028 | 0 | 0 | 0 | 0 | 0.083606 | 0.039055 | 0.001695 | 0.042856 | 0.00043542 | 0.00043542 | 0.00043542 | 0.00043542 | 0.0074452 |  | 0 | 3.2418e-06 | 3.2418e-06 | 0 | 3.2418e-06 | 3.2418e-06 | 0 | 3.2418e-06 | 3.2418e-06 | 0 | 3.2418e-06 | Column30: 3.2418e-06 | [29 empty] | 7.3.2.1.3 Advanced weather monitoring and weather stations Weather StationsWLDFRElectric Reliability | WLDFR | HFTD - Distribution - Tier 3 - 2QU CoRE ¦ 3QU LoRE | Seismic - Non-Red Flag Warning - Catastrophic Fires | 2032 | Electric Reliability | 453.261 | 267.1271 | 2032 | Mitigation | 0.011149 | 10 | 0 | esc | 0 | 0 | 0 | 0 | 0 | 0 | 0.011149 | 5.0533
[79 empty] | WLDFR | HFTD - Distribution - Tier 3 - 2QU CoRE ¦ 1QU LoRE | Non-Red Flag Warning - Small Fires | 2029 | 0 | 0 | 0 | 0 | 0.083606 | 0.039055 | 0.001695 | 0.042856 | 0.00043542 | 0.00043542 | 0.00043542 | 0.00043542 | 0.0074452 |  | 0 | 3.2418e-06 | 3.2418e-06 | 0 | 3.2418e-06 | 3.2418e-06 | 0 | 3.2418e-06 | 3.2418e-06 | 0 | 3.2418e-06 | Column30: 3.2418e-06 | [29 empty] | 7.3.2.1.3 Advanced weather monitoring and weather stations Weather StationsWLDFRElectric Reliability | WLDFR | HFTD - Distribution - Tier 3 - 2QU CoRE ¦ 3QU LoRE | Seismic - Red Flag Warning - Catastrophic Fires | 2021 | Electric Reliability | 409.2237 | 267.1271 | 2021 | Mitigation | 0.011149 | 10 | 0 | esc | 0.011149 | 4.5624 | 0.011149 | 4.5624 | 0 | 0 | 0 | 0
[79 empty] | WLDFR | HFTD - Distribution - Tier 3 - 2QU CoRE ¦ 1QU LoRE | Non-Red Flag Warning - Small Fires | 2030 | 0 | 0 | 0 | 0 | 0.083606 | 0.039055 | 0.001695 | 0.042856 | 0 | 0.00043542 | 0.00043542 | 0.00043542 | 0.0074452 |  | 0 | 0 | 0 | 0 | 3.2418e-06 | 3.2418e-06 | 0 | 3.2418e-06 | 3.2418e-06 | 0 | 3.2418e-06 | Column30: 3.2418e-06 | [29 empty] | 7.3.2.1.3 Advanced weather monitoring and weather stations Weather StationsWLDFRElectric Reliability | WLDFR | HFTD - Distribution - Tier 3 - 2QU CoRE ¦ 3QU LoRE | Seismic - Red Flag Warning - Catastrophic Fires | 2022 | Electric Reliability | 409.2237 | 267.1271 | 2022 | Mitigation | 0.011149 | 10 | 0 | esc | 0.011149 | 4.5624 | 0.011149 | 4.5624 | 0.011149 | 4.5624 | 0 | 0
[79 empty] | WLDFR | HFTD - Distribution - Tier 3 - 2QU CoRE ¦ 1QU LoRE | Non-Red Flag Warning - Small Fires | 2031 | 0 | 0 | 0 | 0 | 0.083606 | 0.039055 | 0.001695 | 0.042856 | 0 | 0 | 0.00043542 | 0.00043542 | 0.0074452 |  | 0 | 0 | 0 | 0 | 0 | 0 | 0 | 3.2418e-06 | 3.2418e-06 | 0 | 3.2418e-06 | Column30: 3.2418e-06 | [29 empty] | 7.3.2.1.3 Advanced weather monitoring and weather stations Weather StationsWLDFRElectric Reliability | WLDFR | HFTD - Distribution - Tier 3 - 2QU CoRE ¦ 3QU LoRE | Seismic - Red Flag Warning - Catastrophic Fires | 2023 | Electric Reliability | 428.6023 | 267.1271 | 2023 | Mitigation | 0.011149 | 10 | 0 | esc | 0.011149 | 4.7784 | 0.011149 | 4.7784 | 0.011149 | 4.7784 | 0.011149 | 4.7784
[79 empty] | WLDFR | HFTD - Distribution - Tier 3 - 2QU CoRE ¦ 1QU LoRE | Non-Red Flag Warning - Small Fires | 2032 | 0 | 0 | 0 | 0 | 0.083606 | 0.039055 | 0.001695 | 0.042856 | 0 | 0 | 0 | 0.00043542 | 0.0074452 |  | 0 | 0 | 0 | 0 | 0 | 0 | 0 | 0 | 0 | 0 | 3.2418e-06 | Column30: 3.2418e-06 | [29 empty] | 7.3.2.1.3 Advanced weather monitoring and weather stations Weather StationsWLDFRElectric Reliability | WLDFR | HFTD - Distribution - Tier 3 - 2QU CoRE ¦ 3QU LoRE | Seismic - Red Flag Warning - Catastrophic Fires | 2024 | Electric Reliability | 428.6023 | 267.1271 | 2024 | Mitigation | 0.011149 | 10 | 0 | esc | 0.011149 | 4.7784 | 0.011149 | 4.7784 | 0.011149 | 4.7784 | 0.011149 | 4.7784
[79 empty] | WLDFR | HFTD - Distribution - Tier 3 - 2QU CoRE ¦ 1QU LoRE | Red Flag Warning - Catastrophic Fires | 2020 | 0 | 0 | 0 | 0 | 14146.1306 | 222.2294 | 8585.7228 | 5338.1784 | 2.4776 | 0 | 0 | 0 | 0.0001221 |  | 0 | 0.0003025 | 0.0003025 | 0 | 0 | 0 | 0 | 0 | 0 | 0 | 0 | Column30: 0 | [29 empty] | 7.3.2.1.3 Advanced weather monitoring and weather stations Weather StationsWLDFRElectric Reliability | WLDFR | HFTD - Distribution - Tier 3 - 2QU CoRE ¦ 3QU LoRE | Seismic - Red Flag Warning - Catastrophic Fires | 2025 | Electric Reliability | 428.6023 | 267.1271 | 2025 | Mitigation | 0.011149 | 10 | 0 | esc | 0.011149 | 4.7784 | 0.011149 | 4.7784 | 0.011149 | 4.7784 | 0.011149 | 4.7784
[79 empty] | WLDFR | HFTD - Distribution - Tier 3 - 2QU CoRE ¦ 1QU LoRE | Red Flag Warning - Catastrophic Fires | 2021 | 0 | 0 | 0 | 0 | 14146.1306 | 222.2294 | 8585.7228 | 5338.1784 | 2.4776 | 2.4776 | 0 | 0 | 0.0001221 |  | 0 | 0.0003025 | 0.0003025 | 0 | 0.0003025 | 0.0003025 | 0 | 0 | 0 | 0 | 0 | Column30: 0 | [29 empty] | 7.3.2.1.3 Advanced weather monitoring and weather stations Weather StationsWLDFRElectric Reliability | WLDFR | HFTD - Distribution - Tier 3 - 2QU CoRE ¦ 3QU LoRE | Seismic - Red Flag Warning - Catastrophic Fires | 2026 | Electric Reliability | 428.6023 | 267.1271 | 2026 | Mitigation | 0.011149 | 10 | 0 | esc | 0.011149 | 4.7784 | 0.011149 | 4.7784 | 0.011149 | 4.7784 | 0.011149 | 4.7784
[79 empty] | WLDFR | HFTD - Distribution - Tier 3 - 2QU CoRE ¦ 1QU LoRE | Red Flag Warning - Catastrophic Fires | 2022 | 0 | 0 | 0 | 0 | 14146.1306 | 222.2294 | 8585.7228 | 5338.1784 | 2.4776 | 2.4776 | 2.4776 | 0 | 0.0001221 |  | 0 | 0.0003025 | 0.0003025 | 0 | 0.0003025 | 0.0003025 | 0 | 0.0003025 | 0.0003025 | 0 | 0 | Column30: 0 | [29 empty] | 7.3.2.1.3 Advanced weather monitoring and weather stations Weather StationsWLDFRElectric Reliability | WLDFR | HFTD - Distribution - Tier 3 - 2QU CoRE ¦ 3QU LoRE | Seismic - Red Flag Warning - Catastrophic Fires | 2027 | Electric Reliability | 428.6023 | 267.1271 | 2027 | Mitigation | 0.011149 | 10 | 0 | esc | 0.011149 | 4.7784 | 0.011149 | 4.7784 | 0.011149 | 4.7784 | 0.011149 | 4.7784
[79 empty] | WLDFR | HFTD - Distribution - Tier 3 - 2QU CoRE ¦ 1QU LoRE | Red Flag Warning - Catastrophic Fires | 2023 | 0 | 0 | 0 | 0 | 14664.6376 | 233.2301 | 8896.516 | 5534.8915 | 2.6002 | 2.6002 | 2.6002 | 2.6002 | 0.0001221 |  | 0 | 0.00031748 | 0.00031748 | 0 | 0.00031748 | 0.00031748 | 0 | 0.00031748 | 0.00031748 | 0 | 0.00031748 | Column30: 0.00031748 | [29 empty] | 7.3.2.1.3 Advanced weather monitoring and weather stations Weather StationsWLDFRElectric Reliability | WLDFR | HFTD - Distribution - Tier 3 - 2QU CoRE ¦ 3QU LoRE | Seismic - Red Flag Warning - Catastrophic Fires | 2028 | Electric Reliability | 453.261 | 267.1271 | 2028 | Mitigation | 0.011149 | 10 | 0 | esc | 0.011149 | 5.0533 | 0.011149 | 5.0533 | 0.011149 | 5.0533 | 0.011149 | 5.0533
[79 empty] | WLDFR | HFTD - Distribution - Tier 3 - 2QU CoRE ¦ 1QU LoRE | Red Flag Warning - Catastrophic Fires | 2024 | 0 | 0 | 0 | 0 | 14664.6376 | 233.2301 | 8896.516 | 5534.8915 | 2.6002 | 2.6002 | 2.6002 | 2.6002 | 0.0001221 |  | 0 | 0.00031748 | 0.00031748 | 0 | 0.00031748 | 0.00031748 | 0 | 0.00031748 | 0.00031748 | 0 | 0.00031748 | Column30: 0.00031748 | [29 empty] | 7.3.2.1.3 Advanced weather monitoring and weather stations Weather StationsWLDFRElectric Reliability | WLDFR | HFTD - Distribution - Tier 3 - 2QU CoRE ¦ 3QU LoRE | Seismic - Red Flag Warning - Catastrophic Fires | 2029 | Electric Reliability | 453.261 | 267.1271 | 2029 | Mitigation | 0.011149 | 10 | 0 | esc | 0.011149 | 5.0533 | 0.011149 | 5.0533 | 0.011149 | 5.0533 | 0.011149 | 5.0533
[79 empty] | WLDFR | HFTD - Distribution - Tier 3 - 2QU CoRE ¦ 1QU LoRE | Red Flag Warning - Catastrophic Fires | 2025 | 0 | 0 | 0 | 0 | 14664.6376 | 233.2301 | 8896.516 | 5534.8915 | 2.6002 | 2.6002 | 2.6002 | 2.6002 | 0.0001221 |  | 0 | 0.00031748 | 0.00031748 | 0 | 0.00031748 | 0.00031748 | 0 | 0.00031748 | 0.00031748 | 0 | 0.00031748 | Column30: 0.00031748 | [29 empty] | 7.3.2.1.3 Advanced weather monitoring and weather stations Weather StationsWLDFRElectric Reliability | WLDFR | HFTD - Distribution - Tier 3 - 2QU CoRE ¦ 3QU LoRE | Seismic - Red Flag Warning - Catastrophic Fires | 2030 | Electric Reliability | 453.261 | 267.1271 | 2030 | Mitigation | 0.011149 | 10 | 0 | esc | 0 | 0 | 0.011149 | 5.0533 | 0.011149 | 5.0533 | 0.011149 | 5.0533
[79 empty] | WLDFR | HFTD - Distribution - Tier 3 - 2QU CoRE ¦ 1QU LoRE | Red Flag Warning - Catastrophic Fires | 2026 | 0 | 0 | 0 | 0 | 14664.6376 | 233.2301 | 8896.516 | 5534.8915 | 2.6002 | 2.6002 | 2.6002 | 2.6002 | 0.0001221 |  | 0 | 0.00031748 | 0.00031748 | 0 | 0.00031748 | 0.00031748 | 0 | 0.00031748 | 0.00031748 | 0 | 0.00031748 | Column30: 0.00031748 | [29 empty] | 7.3.2.1.3 Advanced weather monitoring and weather stations Weather StationsWLDFRElectric Reliability | WLDFR | HFTD - Distribution - Tier 3 - 2QU CoRE ¦ 3QU LoRE | Seismic - Red Flag Warning - Catastrophic Fires | 2031 | Electric Reliability | 453.261 | 267.1271 | 2031 | Mitigation | 0.011149 | 10 | 0 | esc | 0 | 0 | 0 | 0 | 0.011149 | 5.0533 | 0.011149 | 5.0533
[79 empty] | WLDFR | HFTD - Distribution - Tier 3 - 2QU CoRE ¦ 1QU LoRE | Red Flag Warning - Catastrophic Fires | 2027 | 0 | 0 | 0 | 0 | 14664.6376 | 233.2301 | 8896.516 | 5534.8915 | 2.6002 | 2.6002 | 2.6002 | 2.6002 | 0.0001221 |  | 0 | 0.00031748 | 0.00031748 | 0 | 0.00031748 | 0.00031748 | 0 | 0.00031748 | 0.00031748 | 0 | 0.00031748 | Column30: 0.00031748 | [29 empty] | 7.3.2.1.3 Advanced weather monitoring and weather stations Weather StationsWLDFRElectric Reliability | WLDFR | HFTD - Distribution - Tier 3 - 2QU CoRE ¦ 3QU LoRE | Seismic - Red Flag Warning - Catastrophic Fires | 2032 | Electric Reliability | 453.261 | 267.1271 | 2032 | Mitigation | 0.011149 | 10 | 0 | esc | 0 | 0 | 0 | 0 | 0 | 0 | 0.011149 | 5.0533
[79 empty] | WLDFR | HFTD - Distribution - Tier 3 - 2QU CoRE ¦ 1QU LoRE | Red Flag Warning - Catastrophic Fires | 2028 | 0 | 0 | 0 | 0 | 15317.9909 | 247.273 | 9287.6491 | 5783.0689 | 2.7568 | 2.7568 | 2.7568 | 2.7568 | 0.0001221 |  | 0 | 0.00033659 | 0.00033659 | 0 | 0.00033659 | 0.00033659 | 0 | 0.00033659 | 0.00033659 | 0 | 0.00033659 | Column30: 0.00033659 | [29 empty] | 7.3.2.1.3 Advanced weather monitoring and weather stations Weather StationsWLDFRElectric Reliability | WLDFR | HFTD - Distribution - Tier 3 - 2QU CoRE ¦ 4QU LoRE | Non-Red Flag Warning - Catastrophic Fires | 2021 | Electric Reliability | 222.2294 | 69.0654 | 2021 | Mitigation | 0.011149 | 10 | 0 | esc | 0.011149 | 2.4776 | 0.011149 | 2.4776 | 0 | 0 | 0 | 0
[79 empty] | WLDFR | HFTD - Distribution - Tier 3 - 2QU CoRE ¦ 1QU LoRE | Red Flag Warning - Catastrophic Fires | 2029 | 0 | 0 | 0 | 0 | 15317.9909 | 247.273 | 9287.6491 | 5783.0689 | 2.7568 | 2.7568 | 2.7568 | 2.7568 | 0.0001221 |  | 0 | 0.00033659 | 0.00033659 | 0 | 0.00033659 | 0.00033659 | 0 | 0.00033659 | 0.00033659 | 0 | 0.00033659 | Column30: 0.00033659 | [29 empty] | 7.3.2.1.3 Advanced weather monitoring and weather stations Weather StationsWLDFRElectric Reliability | WLDFR | HFTD - Distribution - Tier 3 - 2QU CoRE ¦ 4QU LoRE | Non-Red Flag Warning - Catastrophic Fires | 2022 | Electric Reliability | 222.2294 | 69.0654 | 2022 | Mitigation | 0.011149 | 10 | 0 | esc | 0.011149 | 2.4776 | 0.011149 | 2.4776 | 0.011149 | 2.4776 | 0 | 0
[79 empty] | WLDFR | HFTD - Distribution - Tier 3 - 2QU CoRE ¦ 1QU LoRE | Red Flag Warning - Catastrophic Fires | 2030 | 0 | 0 | 0 | 0 | 15317.9909 | 247.273 | 9287.6491 | 5783.0689 | 0 | 2.7568 | 2.7568 | 2.7568 | 0.0001221 |  | 0 | 0 | 0 | 0 | 0.00033659 | 0.00033659 | 0 | 0.00033659 | 0.00033659 | 0 | 0.00033659 | Column30: 0.00033659 | [29 empty] | 7.3.2.1.3 Advanced weather monitoring and weather stations Weather StationsWLDFRElectric Reliability | WLDFR | HFTD - Distribution - Tier 3 - 2QU CoRE ¦ 4QU LoRE | Non-Red Flag Warning - Catastrophic Fires | 2023 | Electric Reliability | 233.2301 | 69.0654 | 2023 | Mitigation | 0.011149 | 10 | 0 | esc | 0.011149 | 2.6002 | 0.011149 | 2.6002 | 0.011149 | 2.6002 | 0.011149 | 2.6002
[79 empty] | WLDFR | HFTD - Distribution - Tier 3 - 2QU CoRE ¦ 1QU LoRE | Red Flag Warning - Catastrophic Fires | 2031 | 0 | 0 | 0 | 0 | 15317.9909 | 247.273 | 9287.6491 | 5783.0689 | 0 | 0 | 2.7568 | 2.7568 | 0.0001221 |  | 0 | 0 | 0 | 0 | 0 | 0 | 0 | 0.00033659 | 0.00033659 | 0 | 0.00033659 | Column30: 0.00033659 | [29 empty] | 7.3.2.1.3 Advanced weather monitoring and weather stations Weather StationsWLDFRElectric Reliability | WLDFR | HFTD - Distribution - Tier 3 - 2QU CoRE ¦ 4QU LoRE | Non-Red Flag Warning - Catastrophic Fires | 2024 | Electric Reliability | 233.2301 | 69.0654 | 2024 | Mitigation | 0.011149 | 10 | 0 | esc | 0.011149 | 2.6002 | 0.011149 | 2.6002 | 0.011149 | 2.6002 | 0.011149 | 2.6002
[79 empty] | WLDFR | HFTD - Distribution - Tier 3 - 2QU CoRE ¦ 1QU LoRE | Red Flag Warning - Catastrophic Fires | 2032 | 0 | 0 | 0 | 0 | 15317.9909 | 247.273 | 9287.6491 | 5783.0689 | 0 | 0 | 0 | 2.7568 | 0.0001221 |  | 0 | 0 | 0 | 0 | 0 | 0 | 0 | 0 | 0 | 0 | 0.00033659 | Column30: 0.00033659 | [29 empty] | 7.3.2.1.3 Advanced weather monitoring and weather stations Weather StationsWLDFRElectric Reliability | WLDFR | HFTD - Distribution - Tier 3 - 2QU CoRE ¦ 4QU LoRE | Non-Red Flag Warning - Catastrophic Fires | 2025 | Electric Reliability | 233.2301 | 69.0654 | 2025 | Mitigation | 0.011149 | 10 | 0 | esc | 0.011149 | 2.6002 | 0.011149 | 2.6002 | 0.011149 | 2.6002 | 0.011149 | 2.6002
[79 empty] | WLDFR | HFTD - Distribution - Tier 3 - 2QU CoRE ¦ 1QU LoRE | Red Flag Warning - Destructive Fires | 2020 | 0 | 0 | 0 | 0 | 8807.9522 | 222.2294 | 8585.7228 | 0 | 2.4776 | 0 | 0 | 0 | 1.6477e-05 |  | 0 | 4.0822e-05 | 4.0822e-05 | 0 | 0 | 0 | 0 | 0 | 0 | 0 | 0 | Column30: 0 | [29 empty] | 7.3.2.1.3 Advanced weather monitoring and weather stations Weather StationsWLDFRElectric Reliability | WLDFR | HFTD - Distribution - Tier 3 - 2QU CoRE ¦ 4QU LoRE | Non-Red Flag Warning - Catastrophic Fires | 2026 | Electric Reliability | 233.2301 | 69.0654 | 2026 | Mitigation | 0.011149 | 10 | 0 | esc | 0.011149 | 2.6002 | 0.011149 | 2.6002 | 0.011149 | 2.6002 | 0.011149 | 2.6002
[79 empty] | WLDFR | HFTD - Distribution - Tier 3 - 2QU CoRE ¦ 1QU LoRE | Red Flag Warning - Destructive Fires | 2021 | 0 | 0 | 0 | 0 | 8807.9522 | 222.2294 | 8585.7228 | 0 | 2.4776 | 2.4776 | 0 | 0 | 1.6477e-05 |  | 0 | 4.0822e-05 | 4.0822e-05 | 0 | 4.0822e-05 | 4.0822e-05 | 0 | 0 | 0 | 0 | 0 | Column30: 0 | [29 empty] | 7.3.2.1.3 Advanced weather monitoring and weather stations Weather StationsWLDFRElectric Reliability | WLDFR | HFTD - Distribution - Tier 3 - 2QU CoRE ¦ 4QU LoRE | Non-Red Flag Warning - Catastrophic Fires | 2027 | Electric Reliability | 233.2301 | 69.0654 | 2027 | Mitigation | 0.011149 | 10 | 0 | esc | 0.011149 | 2.6002 | 0.011149 | 2.6002 | 0.011149 | 2.6002 | 0.011149 | 2.6002
[79 empty] | WLDFR | HFTD - Distribution - Tier 3 - 2QU CoRE ¦ 1QU LoRE | Red Flag Warning - Destructive Fires | 2022 | 0 | 0 | 0 | 0 | 8807.9522 | 222.2294 | 8585.7228 | 0 | 2.4776 | 2.4776 | 2.4776 | 0 | 1.6477e-05 |  | 0 | 4.0822e-05 | 4.0822e-05 | 0 | 4.0822e-05 | 4.0822e-05 | 0 | 4.0822e-05 | 4.0822e-05 | 0 | 0 | Column30: 0 | [29 empty] | 7.3.2.1.3 Advanced weather monitoring and weather stations Weather StationsWLDFRElectric Reliability | WLDFR | HFTD - Distribution - Tier 3 - 2QU CoRE ¦ 4QU LoRE | Non-Red Flag Warning - Catastrophic Fires | 2028 | Electric Reliability | 247.273 | 69.0654 | 2028 | Mitigation | 0.011149 | 10 | 0 | esc | 0.011149 | 2.7568 | 0.011149 | 2.7568 | 0.011149 | 2.7568 | 0.011149 | 2.7568
[79 empty] | WLDFR | HFTD - Distribution - Tier 3 - 2QU CoRE ¦ 1QU LoRE | Red Flag Warning - Destructive Fires | 2023 | 0 | 0 | 0 | 0 | 9129.7461 | 233.2301 | 8896.516 | 0 | 2.6002 | 2.6002 | 2.6002 | 2.6002 | 1.6477e-05 |  | 0 | 4.2843e-05 | 4.2843e-05 | 0 | 4.2843e-05 | 4.2843e-05 | 0 | 4.2843e-05 | 4.2843e-05 | 0 | 4.2843e-05 | Column30: 4.2843e-05 | [29 empty] | 7.3.2.1.3 Advanced weather monitoring and weather stations Weather StationsWLDFRElectric Reliability | WLDFR | HFTD - Distribution - Tier 3 - 2QU CoRE ¦ 4QU LoRE | Non-Red Flag Warning - Catastrophic Fires | 2029 | Electric Reliability | 247.273 | 69.0654 | 2029 | Mitigation | 0.011149 | 10 | 0 | esc | 0.011149 | 2.7568 | 0.011149 | 2.7568 | 0.011149 | 2.7568 | 0.011149 | 2.7568
[79 empty] | WLDFR | HFTD - Distribution - Tier 3 - 2QU CoRE ¦ 1QU LoRE | Red Flag Warning - Destructive Fires | 2024 | 0 | 0 | 0 | 0 | 9129.7461 | 233.2301 | 8896.516 | 0 | 2.6002 | 2.6002 | 2.6002 | 2.6002 | 1.6477e-05 |  | 0 | 4.2843e-05 | 4.2843e-05 | 0 | 4.2843e-05 | 4.2843e-05 | 0 | 4.2843e-05 | 4.2843e-05 | 0 | 4.2843e-05 | Column30: 4.2843e-05 | [29 empty] | 7.3.2.1.3 Advanced weather monitoring and weather stations Weather StationsWLDFRElectric Reliability | WLDFR | HFTD - Distribution - Tier 3 - 2QU CoRE ¦ 4QU LoRE | Non-Red Flag Warning - Catastrophic Fires | 2030 | Electric Reliability | 247.273 | 69.0654 | 2030 | Mitigation | 0.011149 | 10 | 0 | esc | 0 | 0 | 0.011149 | 2.7568 | 0.011149 | 2.7568 | 0.011149 | 2.7568
[79 empty] | WLDFR | HFTD - Distribution - Tier 3 - 2QU CoRE ¦ 1QU LoRE | Red Flag Warning - Destructive Fires | 2025 | 0 | 0 | 0 | 0 | 9129.7461 | 233.2301 | 8896.516 | 0 | 2.6002 | 2.6002 | 2.6002 | 2.6002 | 1.6477e-05 |  | 0 | 4.2843e-05 | 4.2843e-05 | 0 | 4.2843e-05 | 4.2843e-05 | 0 | 4.2843e-05 | 4.2843e-05 | 0 | 4.2843e-05 | Column30: 4.2843e-05 | [29 empty] | 7.3.2.1.3 Advanced weather monitoring and weather stations Weather StationsWLDFRElectric Reliability | WLDFR | HFTD - Distribution - Tier 3 - 2QU CoRE ¦ 4QU LoRE | Non-Red Flag Warning - Catastrophic Fires | 2031 | Electric Reliability | 247.273 | 69.0654 | 2031 | Mitigation | 0.011149 | 10 | 0 | esc | 0 | 0 | 0 | 0 | 0.011149 | 2.7568 | 0.011149 | 2.7568
[79 empty] | WLDFR | HFTD - Distribution - Tier 3 - 2QU CoRE ¦ 1QU LoRE | Red Flag Warning - Destructive Fires | 2026 | 0 | 0 | 0 | 0 | 9129.7461 | 233.2301 | 8896.516 | 0 | 2.6002 | 2.6002 | 2.6002 | 2.6002 | 1.6477e-05 |  | 0 | 4.2843e-05 | 4.2843e-05 | 0 | 4.2843e-05 | 4.2843e-05 | 0 | 4.2843e-05 | 4.2843e-05 | 0 | 4.2843e-05 | Column30: 4.2843e-05 | [29 empty] | 7.3.2.1.3 Advanced weather monitoring and weather stations Weather StationsWLDFRElectric Reliability | WLDFR | HFTD - Distribution - Tier 3 - 2QU CoRE ¦ 4QU LoRE | Non-Red Flag Warning - Catastrophic Fires | 2032 | Electric Reliability | 247.273 | 69.0654 | 2032 | Mitigation | 0.011149 | 10 | 0 | esc | 0 | 0 | 0 | 0 | 0 | 0 | 0.011149 | 2.7568
[79 empty] | WLDFR | HFTD - Distribution - Tier 3 - 2QU CoRE ¦ 1QU LoRE | Red Flag Warning - Destructive Fires | 2027 | 0 | 0 | 0 | 0 | 9129.7461 | 233.2301 | 8896.516 | 0 | 2.6002 | 2.6002 | 2.6002 | 2.6002 | 1.6477e-05 |  | 0 | 4.2843e-05 | 4.2843e-05 | 0 | 4.2843e-05 | 4.2843e-05 | 0 | 4.2843e-05 | 4.2843e-05 | 0 | 4.2843e-05 | Column30: 4.2843e-05 | [29 empty] | 7.3.2.1.3 Advanced weather monitoring and weather stations Weather StationsWLDFRElectric Reliability | WLDFR | HFTD - Distribution - Tier 3 - 2QU CoRE ¦ 4QU LoRE | Non-Red Flag Warning - Destructive Fires | 2021 | Electric Reliability | 222.2294 | 69.0654 | 2021 | Mitigation | 0.011149 | 10 | 0 | esc | 0.011149 | 2.4776 | 0.011149 | 2.4776 | 0 | 0 | 0 | 0
[79 empty] | WLDFR | HFTD - Distribution - Tier 3 - 2QU CoRE ¦ 1QU LoRE | Red Flag Warning - Destructive Fires | 2028 | 0 | 0 | 0 | 0 | 9534.9221 | 247.273 | 9287.6491 | 0 | 2.7568 | 2.7568 | 2.7568 | 2.7568 | 1.6477e-05 |  | 0 | 4.5423e-05 | 4.5423e-05 | 0 | 4.5423e-05 | 4.5423e-05 | 0 | 4.5423e-05 | 4.5423e-05 | 0 | 4.5423e-05 | Column30: 4.5423e-05 | [29 empty] | 7.3.2.1.3 Advanced weather monitoring and weather stations Weather StationsWLDFRElectric Reliability | WLDFR | HFTD - Distribution - Tier 3 - 2QU CoRE ¦ 4QU LoRE | Non-Red Flag Warning - Destructive Fires | 2022 | Electric Reliability | 222.2294 | 69.0654 | 2022 | Mitigation | 0.011149 | 10 | 0 | esc | 0.011149 | 2.4776 | 0.011149 | 2.4776 | 0.011149 | 2.4776 | 0 | 0
[79 empty] | WLDFR | HFTD - Distribution - Tier 3 - 2QU CoRE ¦ 1QU LoRE | Red Flag Warning - Destructive Fires | 2029 | 0 | 0 | 0 | 0 | 9534.9221 | 247.273 | 9287.6491 | 0 | 2.7568 | 2.7568 | 2.7568 | 2.7568 | 1.6477e-05 |  | 0 | 4.5423e-05 | 4.5423e-05 | 0 | 4.5423e-05 | 4.5423e-05 | 0 | 4.5423e-05 | 4.5423e-05 | 0 | 4.5423e-05 | Column30: 4.5423e-05 | [29 empty] | 7.3.2.1.3 Advanced weather monitoring and weather stations Weather StationsWLDFRElectric Reliability | WLDFR | HFTD - Distribution - Tier 3 - 2QU CoRE ¦ 4QU LoRE | Non-Red Flag Warning - Destructive Fires | 2023 | Electric Reliability | 233.2301 | 69.0654 | 2023 | Mitigation | 0.011149 | 10 | 0 | esc | 0.011149 | 2.6002 | 0.011149 | 2.6002 | 0.011149 | 2.6002 | 0.011149 | 2.6002
[79 empty] | WLDFR | HFTD - Distribution - Tier 3 - 2QU CoRE ¦ 1QU LoRE | Red Flag Warning - Destructive Fires | 2030 | 0 | 0 | 0 | 0 | 9534.9221 | 247.273 | 9287.6491 | 0 | 0 | 2.7568 | 2.7568 | 2.7568 | 1.6477e-05 |  | 0 | 0 | 0 | 0 | 4.5423e-05 | 4.5423e-05 | 0 | 4.5423e-05 | 4.5423e-05 | 0 | 4.5423e-05 | Column30: 4.5423e-05 | [29 empty] | 7.3.2.1.3 Advanced weather monitoring and weather stations Weather StationsWLDFRElectric Reliability | WLDFR | HFTD - Distribution - Tier 3 - 2QU CoRE ¦ 4QU LoRE | Non-Red Flag Warning - Destructive Fires | 2024 | Electric Reliability | 233.2301 | 69.0654 | 2024 | Mitigation | 0.011149 | 10 | 0 | esc | 0.011149 | 2.6002 | 0.011149 | 2.6002 | 0.011149 | 2.6002 | 0.011149 | 2.6002
[79 empty] | WLDFR | HFTD - Distribution - Tier 3 - 2QU CoRE ¦ 1QU LoRE | Red Flag Warning - Destructive Fires | 2031 | 0 | 0 | 0 | 0 | 9534.9221 | 247.273 | 9287.6491 | 0 | 0 | 0 | 2.7568 | 2.7568 | 1.6477e-05 |  | 0 | 0 | 0 | 0 | 0 | 0 | 0 | 4.5423e-05 | 4.5423e-05 | 0 | 4.5423e-05 | Column30: 4.5423e-05 | [29 empty] | 7.3.2.1.3 Advanced weather monitoring and weather stations Weather StationsWLDFRElectric Reliability | WLDFR | HFTD - Distribution - Tier 3 - 2QU CoRE ¦ 4QU LoRE | Non-Red Flag Warning - Destructive Fires | 2025 | Electric Reliability | 233.2301 | 69.0654 | 2025 | Mitigation | 0.011149 | 10 | 0 | esc | 0.011149 | 2.6002 | 0.011149 | 2.6002 | 0.011149 | 2.6002 | 0.011149 | 2.6002
[79 empty] | WLDFR | HFTD - Distribution - Tier 3 - 2QU CoRE ¦ 1QU LoRE | Red Flag Warning - Destructive Fires | 2032 | 0 | 0 | 0 | 0 | 9534.9221 | 247.273 | 9287.6491 | 0 | 0 | 0 | 0 | 2.7568 | 1.6477e-05 |  | 0 | 0 | 0 | 0 | 0 | 0 | 0 | 0 | 0 | 0 | 4.5423e-05 | Column30: 4.5423e-05 | [29 empty] | 7.3.2.1.3 Advanced weather monitoring and weather stations Weather StationsWLDFRElectric Reliability | WLDFR | HFTD - Distribution - Tier 3 - 2QU CoRE ¦ 4QU LoRE | Non-Red Flag Warning - Destructive Fires | 2026 | Electric Reliability | 233.2301 | 69.0654 | 2026 | Mitigation | 0.011149 | 10 | 0 | esc | 0.011149 | 2.6002 | 0.011149 | 2.6002 | 0.011149 | 2.6002 | 0.011149 | 2.6002
[79 empty] | WLDFR | HFTD - Distribution - Tier 3 - 2QU CoRE ¦ 1QU LoRE | Red Flag Warning - Large Fires | 2020 | 0 | 0 | 0 | 0 | 5.2406 | 0.69642 | 2.942 | 1.6022 | 0.0077642 | 0 | 0 | 0 | 8.5047e-05 |  | 0 | 6.6033e-07 | 6.6033e-07 | 0 | 0 | 0 | 0 | 0 | 0 | 0 | 0 | Column30: 0 | [29 empty] | 7.3.2.1.3 Advanced weather monitoring and weather stations Weather StationsWLDFRElectric Reliability | WLDFR | HFTD - Distribution - Tier 3 - 2QU CoRE ¦ 4QU LoRE | Non-Red Flag Warning - Destructive Fires | 2027 | Electric Reliability | 233.2301 | 69.0654 | 2027 | Mitigation | 0.011149 | 10 | 0 | esc | 0.011149 | 2.6002 | 0.011149 | 2.6002 | 0.011149 | 2.6002 | 0.011149 | 2.6002
[79 empty] | WLDFR | HFTD - Distribution - Tier 3 - 2QU CoRE ¦ 1QU LoRE | Red Flag Warning - Large Fires | 2021 | 0 | 0 | 0 | 0 | 5.2406 | 0.69642 | 2.942 | 1.6022 | 0.0077642 | 0.0077642 | 0 | 0 | 8.5047e-05 |  | 0 | 6.6033e-07 | 6.6033e-07 | 0 | 6.6033e-07 | 6.6033e-07 | 0 | 0 | 0 | 0 | 0 | Column30: 0 | [29 empty] | 7.3.2.1.3 Advanced weather monitoring and weather stations Weather StationsWLDFRElectric Reliability | WLDFR | HFTD - Distribution - Tier 3 - 2QU CoRE ¦ 4QU LoRE | Non-Red Flag Warning - Destructive Fires | 2028 | Electric Reliability | 247.273 | 69.0654 | 2028 | Mitigation | 0.011149 | 10 | 0 | esc | 0.011149 | 2.7568 | 0.011149 | 2.7568 | 0.011149 | 2.7568 | 0.011149 | 2.7568
[79 empty] | WLDFR | HFTD - Distribution - Tier 3 - 2QU CoRE ¦ 1QU LoRE | Red Flag Warning - Large Fires | 2022 | 0 | 0 | 0 | 0 | 5.2406 | 0.69642 | 2.942 | 1.6022 | 0.0077642 | 0.0077642 | 0.0077642 | 0 | 8.5047e-05 |  | 0 | 6.6033e-07 | 6.6033e-07 | 0 | 6.6033e-07 | 6.6033e-07 | 0 | 6.6033e-07 | 6.6033e-07 | 0 | 0 | Column30: 0 | [29 empty] | 7.3.2.1.3 Advanced weather monitoring and weather stations Weather StationsWLDFRElectric Reliability | WLDFR | HFTD - Distribution - Tier 3 - 2QU CoRE ¦ 4QU LoRE | Non-Red Flag Warning - Destructive Fires | 2029 | Electric Reliability | 247.273 | 69.0654 | 2029 | Mitigation | 0.011149 | 10 | 0 | esc | 0.011149 | 2.7568 | 0.011149 | 2.7568 | 0.011149 | 2.7568 | 0.011149 | 2.7568
[79 empty] | WLDFR | HFTD - Distribution - Tier 3 - 2QU CoRE ¦ 1QU LoRE | Red Flag Warning - Large Fires | 2023 | 0 | 0 | 0 | 0 | 5.475 | 0.71896 | 3.0715 | 1.6846 | 0.0080156 | 0.0080156 | 0.0080156 | 0.0080156 | 8.5047e-05 |  | 0 | 6.817e-07 | 6.817e-07 | 0 | 6.817e-07 | 6.817e-07 | 0 | 6.817e-07 | 6.817e-07 | 0 | 6.817e-07 | Column30: 6.817e-07 | [29 empty] | 7.3.2.1.3 Advanced weather monitoring and weather stations Weather StationsWLDFRElectric Reliability | WLDFR | HFTD - Distribution - Tier 3 - 2QU CoRE ¦ 4QU LoRE | Non-Red Flag Warning - Destructive Fires | 2030 | Electric Reliability | 247.273 | 69.0654 | 2030 | Mitigation | 0.011149 | 10 | 0 | esc | 0 | 0 | 0.011149 | 2.7568 | 0.011149 | 2.7568 | 0.011149 | 2.7568
[79 empty] | WLDFR | HFTD - Distribution - Tier 3 - 2QU CoRE ¦ 1QU LoRE | Red Flag Warning - Large Fires | 2024 | 0 | 0 | 0 | 0 | 5.475 | 0.71896 | 3.0715 | 1.6846 | 0.0080156 | 0.0080156 | 0.0080156 | 0.0080156 | 8.5047e-05 |  | 0 | 6.817e-07 | 6.817e-07 | 0 | 6.817e-07 | 6.817e-07 | 0 | 6.817e-07 | 6.817e-07 | 0 | 6.817e-07 | Column30: 6.817e-07 | [29 empty] | 7.3.2.1.3 Advanced weather monitoring and weather stations Weather StationsWLDFRElectric Reliability | WLDFR | HFTD - Distribution - Tier 3 - 2QU CoRE ¦ 4QU LoRE | Non-Red Flag Warning - Destructive Fires | 2031 | Electric Reliability | 247.273 | 69.0654 | 2031 | Mitigation | 0.011149 | 10 | 0 | esc | 0 | 0 | 0 | 0 | 0.011149 | 2.7568 | 0.011149 | 2.7568
[79 empty] | WLDFR | HFTD - Distribution - Tier 3 - 2QU CoRE ¦ 1QU LoRE | Red Flag Warning - Large Fires | 2025 | 0 | 0 | 0 | 0 | 5.475 | 0.71896 | 3.0715 | 1.6846 | 0.0080156 | 0.0080156 | 0.0080156 | 0.0080156 | 8.5047e-05 |  | 0 | 6.817e-07 | 6.817e-07 | 0 | 6.817e-07 | 6.817e-07 | 0 | 6.817e-07 | 6.817e-07 | 0 | 6.817e-07 | Column30: 6.817e-07 | [29 empty] | 7.3.2.1.3 Advanced weather monitoring and weather stations Weather StationsWLDFRElectric Reliability | WLDFR | HFTD - Distribution - Tier 3 - 2QU CoRE ¦ 4QU LoRE | Non-Red Flag Warning - Destructive Fires | 2032 | Electric Reliability | 247.273 | 69.0654 | 2032 | Mitigation | 0.011149 | 10 | 0 | esc | 0 | 0 | 0 | 0 | 0 | 0 | 0.011149 | 2.7568
[79 empty] | WLDFR | HFTD - Distribution - Tier 3 - 2QU CoRE ¦ 1QU LoRE | Red Flag Warning - Large Fires | 2026 | 0 | 0 | 0 | 0 | 5.475 | 0.71896 | 3.0715 | 1.6846 | 0.0080156 | 0.0080156 | 0.0080156 | 0.0080156 | 8.5047e-05 |  | 0 | 6.817e-07 | 6.817e-07 | 0 | 6.817e-07 | 6.817e-07 | 0 | 6.817e-07 | 6.817e-07 | 0 | 6.817e-07 | Column30: 6.817e-07 | [29 empty] | 7.3.2.1.3 Advanced weather monitoring and weather stations Weather StationsWLDFRElectric Reliability | WLDFR | HFTD - Distribution - Tier 3 - 2QU CoRE ¦ 4QU LoRE | Non-Red Flag Warning - Large Fires | 2021 | Electric Reliability | 0.69642 | 69.0654 | 2021 | Mitigation | 0.011149 | 10 | 0 | esc | 0.011149 | 0.0077642 | 0.011149 | 0.0077642 | 0 | 0 | 0 | 0
[79 empty] | WLDFR | HFTD - Distribution - Tier 3 - 2QU CoRE ¦ 1QU LoRE | Red Flag Warning - Large Fires | 2027 | 0 | 0 | 0 | 0 | 5.475 | 0.71896 | 3.0715 | 1.6846 | 0.0080156 | 0.0080156 | 0.0080156 | 0.0080156 | 8.5047e-05 |  | 0 | 6.817e-07 | 6.817e-07 | 0 | 6.817e-07 | 6.817e-07 | 0 | 6.817e-07 | 6.817e-07 | 0 | 6.817e-07 | Column30: 6.817e-07 | [29 empty] | 7.3.2.1.3 Advanced weather monitoring and weather stations Weather StationsWLDFRElectric Reliability | WLDFR | HFTD - Distribution - Tier 3 - 2QU CoRE ¦ 4QU LoRE | Non-Red Flag Warning - Large Fires | 2022 | Electric Reliability | 0.69642 | 69.0654 | 2022 | Mitigation | 0.011149 | 10 | 0 | esc | 0.011149 | 0.0077642 | 0.011149 | 0.0077642 | 0.011149 | 0.0077642 | 0 | 0
[79 empty] | WLDFR | HFTD - Distribution - Tier 3 - 2QU CoRE ¦ 1QU LoRE | Red Flag Warning - Large Fires | 2028 | 0 | 0 | 0 | 0 | 5.777 | 0.74734 | 3.238 | 1.7917 | 0.0083319 | 0.0083319 | 0.0083319 | 0.0083319 | 8.5047e-05 |  | 0 | 7.0861e-07 | 7.0861e-07 | 0 | 7.0861e-07 | 7.0861e-07 | 0 | 7.0861e-07 | 7.0861e-07 | 0 | 7.0861e-07 | Column30: 7.0861e-07 | [29 empty] | 7.3.2.1.3 Advanced weather monitoring and weather stations Weather StationsWLDFRElectric Reliability | WLDFR | HFTD - Distribution - Tier 3 - 2QU CoRE ¦ 4QU LoRE | Non-Red Flag Warning - Large Fires | 2023 | Electric Reliability | 0.71896 | 69.0654 | 2023 | Mitigation | 0.011149 | 10 | 0 | esc | 0.011149 | 0.0080156 | 0.011149 | 0.0080156 | 0.011149 | 0.0080156 | 0.011149 | 0.0080156
[79 empty] | WLDFR | HFTD - Distribution - Tier 3 - 2QU CoRE ¦ 1QU LoRE | Red Flag Warning - Large Fires | 2029 | 0 | 0 | 0 | 0 | 5.777 | 0.74734 | 3.238 | 1.7917 | 0.0083319 | 0.0083319 | 0.0083319 | 0.0083319 | 8.5047e-05 |  | 0 | 7.0861e-07 | 7.0861e-07 | 0 | 7.0861e-07 | 7.0861e-07 | 0 | 7.0861e-07 | 7.0861e-07 | 0 | 7.0861e-07 | Column30: 7.0861e-07 | [29 empty] | 7.3.2.1.3 Advanced weather monitoring and weather stations Weather StationsWLDFRElectric Reliability | WLDFR | HFTD - Distribution - Tier 3 - 2QU CoRE ¦ 4QU LoRE | Non-Red Flag Warning - Large Fires | 2024 | Electric Reliability | 0.71896 | 69.0654 | 2024 | Mitigation | 0.011149 | 10 | 0 | esc | 0.011149 | 0.0080156 | 0.011149 | 0.0080156 | 0.011149 | 0.0080156 | 0.011149 | 0.0080156
[79 empty] | WLDFR | HFTD - Distribution - Tier 3 - 2QU CoRE ¦ 1QU LoRE | Red Flag Warning - Large Fires | 2030 | 0 | 0 | 0 | 0 | 5.777 | 0.74734 | 3.238 | 1.7917 | 0 | 0.0083319 | 0.0083319 | 0.0083319 | 8.5047e-05 |  | 0 | 0 | 0 | 0 | 7.0861e-07 | 7.0861e-07 | 0 | 7.0861e-07 | 7.0861e-07 | 0 | 7.0861e-07 | Column30: 7.0861e-07 | [29 empty] | 7.3.2.1.3 Advanced weather monitoring and weather stations Weather StationsWLDFRElectric Reliability | WLDFR | HFTD - Distribution - Tier 3 - 2QU CoRE ¦ 4QU LoRE | Non-Red Flag Warning - Large Fires | 2025 | Electric Reliability | 0.71896 | 69.0654 | 2025 | Mitigation | 0.011149 | 10 | 0 | esc | 0.011149 | 0.0080156 | 0.011149 | 0.0080156 | 0.011149 | 0.0080156 | 0.011149 | 0.0080156
[79 empty] | WLDFR | HFTD - Distribution - Tier 3 - 2QU CoRE ¦ 1QU LoRE | Red Flag Warning - Large Fires | 2031 | 0 | 0 | 0 | 0 | 5.777 | 0.74734 | 3.238 | 1.7917 | 0 | 0 | 0.0083319 | 0.0083319 | 8.5047e-05 |  | 0 | 0 | 0 | 0 | 0 | 0 | 0 | 7.0861e-07 | 7.0861e-07 | 0 | 7.0861e-07 | Column30: 7.0861e-07 | [29 empty] | 7.3.2.1.3 Advanced weather monitoring and weather stations Weather StationsWLDFRElectric Reliability | WLDFR | HFTD - Distribution - Tier 3 - 2QU CoRE ¦ 4QU LoRE | Non-Red Flag Warning - Large Fires | 2026 | Electric Reliability | 0.71896 | 69.0654 | 2026 | Mitigation | 0.011149 | 10 | 0 | esc | 0.011149 | 0.0080156 | 0.011149 | 0.0080156 | 0.011149 | 0.0080156 | 0.011149 | 0.0080156
[79 empty] | WLDFR | HFTD - Distribution - Tier 3 - 2QU CoRE ¦ 1QU LoRE | Red Flag Warning - Large Fires | 2032 | 0 | 0 | 0 | 0 | 5.777 | 0.74734 | 3.238 | 1.7917 | 0 | 0 | 0 | 0.0083319 | 8.5047e-05 |  | 0 | 0 | 0 | 0 | 0 | 0 | 0 | 0 | 0 | 0 | 7.0861e-07 | Column30: 7.0861e-07 | [29 empty] | 7.3.2.1.3 Advanced weather monitoring and weather stations Weather StationsWLDFRElectric Reliability | WLDFR | HFTD - Distribution - Tier 3 - 2QU CoRE ¦ 4QU LoRE | Non-Red Flag Warning - Large Fires | 2027 | Electric Reliability | 0.71896 | 69.0654 | 2027 | Mitigation | 0.011149 | 10 | 0 | esc | 0.011149 | 0.0080156 | 0.011149 | 0.0080156 | 0.011149 | 0.0080156 | 0.011149 | 0.0080156
[79 empty] | WLDFR | HFTD - Distribution - Tier 3 - 2QU CoRE ¦ 1QU LoRE | Red Flag Warning - Small Fires | 2020 | 0 | 0 | 0 | 0 | 0.077901 | 0.036425 | 0.0015809 | 0.039895 | 0.0004061 | 0 | 0 | 0 | 0.0011717 |  | 0 | 4.7584e-07 | 4.7584e-07 | 0 | 0 | 0 | 0 | 0 | 0 | 0 | 0 | Column30: 0 | [29 empty] | 7.3.2.1.3 Advanced weather monitoring and weather stations Weather StationsWLDFRElectric Reliability | WLDFR | HFTD - Distribution - Tier 3 - 2QU CoRE ¦ 4QU LoRE | Non-Red Flag Warning - Large Fires | 2028 | Electric Reliability | 0.74734 | 69.0654 | 2028 | Mitigation | 0.011149 | 10 | 0 | esc | 0.011149 | 0.0083319 | 0.011149 | 0.0083319 | 0.011149 | 0.0083319 | 0.011149 | 0.0083319
[79 empty] | WLDFR | HFTD - Distribution - Tier 3 - 2QU CoRE ¦ 1QU LoRE | Red Flag Warning - Small Fires | 2021 | 0 | 0 | 0 | 0 | 0.077901 | 0.036425 | 0.0015809 | 0.039895 | 0.0004061 | 0.0004061 | 0 | 0 | 0.0011717 |  | 0 | 4.7584e-07 | 4.7584e-07 | 0 | 4.7584e-07 | 4.7584e-07 | 0 | 0 | 0 | 0 | 0 | Column30: 0 | [29 empty] | 7.3.2.1.3 Advanced weather monitoring and weather stations Weather StationsWLDFRElectric Reliability | WLDFR | HFTD - Distribution - Tier 3 - 2QU CoRE ¦ 4QU LoRE | Non-Red Flag Warning - Large Fires | 2029 | Electric Reliability | 0.74734 | 69.0654 | 2029 | Mitigation | 0.011149 | 10 | 0 | esc | 0.011149 | 0.0083319 | 0.011149 | 0.0083319 | 0.011149 | 0.0083319 | 0.011149 | 0.0083319
[79 empty] | WLDFR | HFTD - Distribution - Tier 3 - 2QU CoRE ¦ 1QU LoRE | Red Flag Warning - Small Fires | 2022 | 0 | 0 | 0 | 0 | 0.077901 | 0.036425 | 0.0015809 | 0.039895 | 0.0004061 | 0.0004061 | 0.0004061 | 0 | 0.0011717 |  | 0 | 4.7584e-07 | 4.7584e-07 | 0 | 4.7584e-07 | 4.7584e-07 | 0 | 4.7584e-07 | 4.7584e-07 | 0 | 0 | Column30: 0 | [29 empty] | 7.3.2.1.3 Advanced weather monitoring and weather stations Weather StationsWLDFRElectric Reliability | WLDFR | HFTD - Distribution - Tier 3 - 2QU CoRE ¦ 4QU LoRE | Non-Red Flag Warning - Large Fires | 2030 | Electric Reliability | 0.74734 | 69.0654 | 2030 | Mitigation | 0.011149 | 10 | 0 | esc | 0 | 0 | 0.011149 | 0.0083319 | 0.011149 | 0.0083319 | 0.011149 | 0.0083319
[79 empty] | WLDFR | HFTD - Distribution - Tier 3 - 2QU CoRE ¦ 1QU LoRE | Red Flag Warning - Small Fires | 2023 | 0 | 0 | 0 | 0 | 0.080408 | 0.03759 | 0.0016314 | 0.041187 | 0.00041909 | 0.00041909 | 0.00041909 | 0.00041909 | 0.0011717 |  | 0 | 4.9106e-07 | 4.9106e-07 | 0 | 4.9106e-07 | 4.9106e-07 | 0 | 4.9106e-07 | 4.9106e-07 | 0 | 4.9106e-07 | Column30: 4.9106e-07 | [29 empty] | 7.3.2.1.3 Advanced weather monitoring and weather stations Weather StationsWLDFRElectric Reliability | WLDFR | HFTD - Distribution - Tier 3 - 2QU CoRE ¦ 4QU LoRE | Non-Red Flag Warning - Large Fires | 2031 | Electric Reliability | 0.74734 | 69.0654 | 2031 | Mitigation | 0.011149 | 10 | 0 | esc | 0 | 0 | 0 | 0 | 0.011149 | 0.0083319 | 0.011149 | 0.0083319
[79 empty] | WLDFR | HFTD - Distribution - Tier 3 - 2QU CoRE ¦ 1QU LoRE | Red Flag Warning - Small Fires | 2024 | 0 | 0 | 0 | 0 | 0.080408 | 0.03759 | 0.0016314 | 0.041187 | 0.00041909 | 0.00041909 | 0.00041909 | 0.00041909 | 0.0011717 |  | 0 | 4.9106e-07 | 4.9106e-07 | 0 | 4.9106e-07 | 4.9106e-07 | 0 | 4.9106e-07 | 4.9106e-07 | 0 | 4.9106e-07 | Column30: 4.9106e-07 | [29 empty] | 7.3.2.1.3 Advanced weather monitoring and weather stations Weather StationsWLDFRElectric Reliability | WLDFR | HFTD - Distribution - Tier 3 - 2QU CoRE ¦ 4QU LoRE | Non-Red Flag Warning - Large Fires | 2032 | Electric Reliability | 0.74734 | 69.0654 | 2032 | Mitigation | 0.011149 | 10 | 0 | esc | 0 | 0 | 0 | 0 | 0 | 0 | 0.011149 | 0.0083319
[79 empty] | WLDFR | HFTD - Distribution - Tier 3 - 2QU CoRE ¦ 1QU LoRE | Red Flag Warning - Small Fires | 2025 | 0 | 0 | 0 | 0 | 0.080408 | 0.03759 | 0.0016314 | 0.041187 | 0.00041909 | 0.00041909 | 0.00041909 | 0.00041909 | 0.0011717 |  | 0 | 4.9106e-07 | 4.9106e-07 | 0 | 4.9106e-07 | 4.9106e-07 | 0 | 4.9106e-07 | 4.9106e-07 | 0 | 4.9106e-07 | Column30: 4.9106e-07 | [29 empty] | 7.3.2.1.3 Advanced weather monitoring and weather stations Weather StationsWLDFRElectric Reliability | WLDFR | HFTD - Distribution - Tier 3 - 2QU CoRE ¦ 4QU LoRE | Non-Red Flag Warning - Small Fires | 2021 | Electric Reliability | 0.036425 | 69.0654 | 2021 | Mitigation | 0.011149 | 10 | 0 | esc | 0.011149 | 0.0004061 | 0.011149 | 0.0004061 | 0 | 0 | 0 | 0
[79 empty] | WLDFR | HFTD - Distribution - Tier 3 - 2QU CoRE ¦ 1QU LoRE | Red Flag Warning - Small Fires | 2026 | 0 | 0 | 0 | 0 | 0.080408 | 0.03759 | 0.0016314 | 0.041187 | 0.00041909 | 0.00041909 | 0.00041909 | 0.00041909 | 0.0011717 |  | 0 | 4.9106e-07 | 4.9106e-07 | 0 | 4.9106e-07 | 4.9106e-07 | 0 | 4.9106e-07 | 4.9106e-07 | 0 | 4.9106e-07 | Column30: 4.9106e-07 | [29 empty] | 7.3.2.1.3 Advanced weather monitoring and weather stations Weather StationsWLDFRElectric Reliability | WLDFR | HFTD - Distribution - Tier 3 - 2QU CoRE ¦ 4QU LoRE | Non-Red Flag Warning - Small Fires | 2022 | Electric Reliability | 0.036425 | 69.0654 | 2022 | Mitigation | 0.011149 | 10 | 0 | esc | 0.011149 | 0.0004061 | 0.011149 | 0.0004061 | 0.011149 | 0.0004061 | 0 | 0
[79 empty] | WLDFR | HFTD - Distribution - Tier 3 - 2QU CoRE ¦ 1QU LoRE | Red Flag Warning - Small Fires | 2027 | 0 | 0 | 0 | 0 | 0.080408 | 0.03759 | 0.0016314 | 0.041187 | 0.00041909 | 0.00041909 | 0.00041909 | 0.00041909 | 0.0011717 |  | 0 | 4.9106e-07 | 4.9106e-07 | 0 | 4.9106e-07 | 4.9106e-07 | 0 | 4.9106e-07 | 4.9106e-07 | 0 | 4.9106e-07 | Column30: 4.9106e-07 | [29 empty] | 7.3.2.1.3 Advanced weather monitoring and weather stations Weather StationsWLDFRElectric Reliability | WLDFR | HFTD - Distribution - Tier 3 - 2QU CoRE ¦ 4QU LoRE | Non-Red Flag Warning - Small Fires | 2023 | Electric Reliability | 0.03759 | 69.0654 | 2023 | Mitigation | 0.011149 | 10 | 0 | esc | 0.011149 | 0.00041909 | 0.011149 | 0.00041909 | 0.011149 | 0.00041909 | 0.011149 | 0.00041909
[79 empty] | WLDFR | HFTD - Distribution - Tier 3 - 2QU CoRE ¦ 1QU LoRE | Red Flag Warning - Small Fires | 2028 | 0 | 0 | 0 | 0 | 0.083606 | 0.039055 | 0.001695 | 0.042856 | 0.00043542 | 0.00043542 | 0.00043542 | 0.00043542 | 0.0011717 |  | 0 | 5.1019e-07 | 5.1019e-07 | 0 | 5.1019e-07 | 5.1019e-07 | 0 | 5.1019e-07 | 5.1019e-07 | 0 | 5.1019e-07 | Column30: 5.1019e-07 | [29 empty] | 7.3.2.1.3 Advanced weather monitoring and weather stations Weather StationsWLDFRElectric Reliability | WLDFR | HFTD - Distribution - Tier 3 - 2QU CoRE ¦ 4QU LoRE | Non-Red Flag Warning - Small Fires | 2024 | Electric Reliability | 0.03759 | 69.0654 | 2024 | Mitigation | 0.011149 | 10 | 0 | esc | 0.011149 | 0.00041909 | 0.011149 | 0.00041909 | 0.011149 | 0.00041909 | 0.011149 | 0.00041909
[79 empty] | WLDFR | HFTD - Distribution - Tier 3 - 2QU CoRE ¦ 1QU LoRE | Red Flag Warning - Small Fires | 2029 | 0 | 0 | 0 | 0 | 0.083606 | 0.039055 | 0.001695 | 0.042856 | 0.00043542 | 0.00043542 | 0.00043542 | 0.00043542 | 0.0011717 |  | 0 | 5.1019e-07 | 5.1019e-07 | 0 | 5.1019e-07 | 5.1019e-07 | 0 | 5.1019e-07 | 5.1019e-07 | 0 | 5.1019e-07 | Column30: 5.1019e-07 | [29 empty] | 7.3.2.1.3 Advanced weather monitoring and weather stations Weather StationsWLDFRElectric Reliability | WLDFR | HFTD - Distribution - Tier 3 - 2QU CoRE ¦ 4QU LoRE | Non-Red Flag Warning - Small Fires | 2025 | Electric Reliability | 0.03759 | 69.0654 | 2025 | Mitigation | 0.011149 | 10 | 0 | esc | 0.011149 | 0.00041909 | 0.011149 | 0.00041909 | 0.011149 | 0.00041909 | 0.011149 | 0.00041909
[79 empty] | WLDFR | HFTD - Distribution - Tier 3 - 2QU CoRE ¦ 1QU LoRE | Red Flag Warning - Small Fires | 2030 | 0 | 0 | 0 | 0 | 0.083606 | 0.039055 | 0.001695 | 0.042856 | 0 | 0.00043542 | 0.00043542 | 0.00043542 | 0.0011717 |  | 0 | 0 | 0 | 0 | 5.1019e-07 | 5.1019e-07 | 0 | 5.1019e-07 | 5.1019e-07 | 0 | 5.1019e-07 | Column30: 5.1019e-07 | [29 empty] | 7.3.2.1.3 Advanced weather monitoring and weather stations Weather StationsWLDFRElectric Reliability | WLDFR | HFTD - Distribution - Tier 3 - 2QU CoRE ¦ 4QU LoRE | Non-Red Flag Warning - Small Fires | 2026 | Electric Reliability | 0.03759 | 69.0654 | 2026 | Mitigation | 0.011149 | 10 | 0 | esc | 0.011149 | 0.00041909 | 0.011149 | 0.00041909 | 0.011149 | 0.00041909 | 0.011149 | 0.00041909
[79 empty] | WLDFR | HFTD - Distribution - Tier 3 - 2QU CoRE ¦ 1QU LoRE | Red Flag Warning - Small Fires | 2031 | 0 | 0 | 0 | 0 | 0.083606 | 0.039055 | 0.001695 | 0.042856 | 0 | 0 | 0.00043542 | 0.00043542 | 0.0011717 |  | 0 | 0 | 0 | 0 | 0 | 0 | 0 | 5.1019e-07 | 5.1019e-07 | 0 | 5.1019e-07 | Column30: 5.1019e-07 | [29 empty] | 7.3.2.1.3 Advanced weather monitoring and weather stations Weather StationsWLDFRElectric Reliability | WLDFR | HFTD - Distribution - Tier 3 - 2QU CoRE ¦ 4QU LoRE | Non-Red Flag Warning - Small Fires | 2027 | Electric Reliability | 0.03759 | 69.0654 | 2027 | Mitigation | 0.011149 | 10 | 0 | esc | 0.011149 | 0.00041909 | 0.011149 | 0.00041909 | 0.011149 | 0.00041909 | 0.011149 | 0.00041909
[79 empty] | WLDFR | HFTD - Distribution - Tier 3 - 2QU CoRE ¦ 1QU LoRE | Red Flag Warning - Small Fires | 2032 | 0 | 0 | 0 | 0 | 0.083606 | 0.039055 | 0.001695 | 0.042856 | 0 | 0 | 0 | 0.00043542 | 0.0011717 |  | 0 | 0 | 0 | 0 | 0 | 0 | 0 | 0 | 0 | 0 | 5.1019e-07 | Column30: 5.1019e-07 | [29 empty] | 7.3.2.1.3 Advanced weather monitoring and weather stations Weather StationsWLDFRElectric Reliability | WLDFR | HFTD - Distribution - Tier 3 - 2QU CoRE ¦ 4QU LoRE | Non-Red Flag Warning - Small Fires | 2028 | Electric Reliability | 0.039055 | 69.0654 | 2028 | Mitigation | 0.011149 | 10 | 0 | esc | 0.011149 | 0.00043542 | 0.011149 | 0.00043542 | 0.011149 | 0.00043542 | 0.011149 | 0.00043542
[79 empty] | WLDFR | HFTD - Distribution - Tier 3 - 2QU CoRE ¦ 1QU LoRE | Seismic - Non-Red Flag Warning - Catastrophic Fires | 2020 | 0 | 0 | 0 | 0 | 21083.8428 | 409.2237 | 13469.0878 | 7205.5313 | 4.5624 | 0 | 0 | 0 | 2.1404e-10 |  | 0 | 9.7651e-10 | 9.7651e-10 | 0 | 0 | 0 | 0 | 0 | 0 | 0 | 0 | Column30: 0 | [29 empty] | 7.3.2.1.3 Advanced weather monitoring and weather stations Weather StationsWLDFRElectric Reliability | WLDFR | HFTD - Distribution - Tier 3 - 2QU CoRE ¦ 4QU LoRE | Non-Red Flag Warning - Small Fires | 2029 | Electric Reliability | 0.039055 | 69.0654 | 2029 | Mitigation | 0.011149 | 10 | 0 | esc | 0.011149 | 0.00043542 | 0.011149 | 0.00043542 | 0.011149 | 0.00043542 | 0.011149 | 0.00043542
[79 empty] | WLDFR | HFTD - Distribution - Tier 3 - 2QU CoRE ¦ 1QU LoRE | Seismic - Non-Red Flag Warning - Catastrophic Fires | 2021 | 0 | 0 | 0 | 0 | 21083.8428 | 409.2237 | 13469.0878 | 7205.5313 | 4.5624 | 4.5624 | 0 | 0 | 2.1404e-10 |  | 0 | 9.7651e-10 | 9.7651e-10 | 0 | 9.7651e-10 | 9.7651e-10 | 0 | 0 | 0 | 0 | 0 | Column30: 0 | [29 empty] | 7.3.2.1.3 Advanced weather monitoring and weather stations Weather StationsWLDFRElectric Reliability | WLDFR | HFTD - Distribution - Tier 3 - 2QU CoRE ¦ 4QU LoRE | Non-Red Flag Warning - Small Fires | 2030 | Electric Reliability | 0.039055 | 69.0654 | 2030 | Mitigation | 0.011149 | 10 | 0 | esc | 0 | 0 | 0.011149 | 0.00043542 | 0.011149 | 0.00043542 | 0.011149 | 0.00043542
[79 empty] | WLDFR | HFTD - Distribution - Tier 3 - 2QU CoRE ¦ 1QU LoRE | Seismic - Non-Red Flag Warning - Catastrophic Fires | 2022 | 0 | 0 | 0 | 0 | 21083.8428 | 409.2237 | 13469.0878 | 7205.5313 | 4.5624 | 4.5624 | 4.5624 | 0 | 2.1404e-10 |  | 0 | 9.7651e-10 | 9.7651e-10 | 0 | 9.7651e-10 | 9.7651e-10 | 0 | 9.7651e-10 | 9.7651e-10 | 0 | 0 | Column30: 0 | [29 empty] | 7.3.2.1.3 Advanced weather monitoring and weather stations Weather StationsWLDFRElectric Reliability | WLDFR | HFTD - Distribution - Tier 3 - 2QU CoRE ¦ 4QU LoRE | Non-Red Flag Warning - Small Fires | 2031 | Electric Reliability | 0.039055 | 69.0654 | 2031 | Mitigation | 0.011149 | 10 | 0 | esc | 0 | 0 | 0 | 0 | 0.011149 | 0.00043542 | 0.011149 | 0.00043542
[79 empty] | WLDFR | HFTD - Distribution - Tier 3 - 2QU CoRE ¦ 1QU LoRE | Seismic - Non-Red Flag Warning - Catastrophic Fires | 2023 | 0 | 0 | 0 | 0 | 21835.9781 | 428.6023 | 13939.561 | 7467.8148 | 4.7784 | 4.7784 | 4.7784 | 4.7784 | 2.1404e-10 |  | 0 | 1.0228e-09 | 1.0228e-09 | 0 | 1.0228e-09 | 1.0228e-09 | 0 | 1.0228e-09 | 1.0228e-09 | 0 | 1.0228e-09 | Column30: 1.0228e-09 | [29 empty] | 7.3.2.1.3 Advanced weather monitoring and weather stations Weather StationsWLDFRElectric Reliability | WLDFR | HFTD - Distribution - Tier 3 - 2QU CoRE ¦ 4QU LoRE | Non-Red Flag Warning - Small Fires | 2032 | Electric Reliability | 0.039055 | 69.0654 | 2032 | Mitigation | 0.011149 | 10 | 0 | esc | 0 | 0 | 0 | 0 | 0 | 0 | 0.011149 | 0.00043542
[79 empty] | WLDFR | HFTD - Distribution - Tier 3 - 2QU CoRE ¦ 1QU LoRE | Seismic - Non-Red Flag Warning - Catastrophic Fires | 2024 | 0 | 0 | 0 | 0 | 21835.9781 | 428.6023 | 13939.561 | 7467.8148 | 4.7784 | 4.7784 | 4.7784 | 4.7784 | 2.1404e-10 |  | 0 | 1.0228e-09 | 1.0228e-09 | 0 | 1.0228e-09 | 1.0228e-09 | 0 | 1.0228e-09 | 1.0228e-09 | 0 | 1.0228e-09 | Column30: 1.0228e-09 | [29 empty] | 7.3.2.1.3 Advanced weather monitoring and weather stations Weather StationsWLDFRElectric Reliability | WLDFR | HFTD - Distribution - Tier 3 - 2QU CoRE ¦ 4QU LoRE | Red Flag Warning - Catastrophic Fires | 2021 | Electric Reliability | 222.2294 | 69.0654 | 2021 | Mitigation | 0.011149 | 10 | 0 | esc | 0.011149 | 2.4776 | 0.011149 | 2.4776 | 0 | 0 | 0 | 0
[79 empty] | WLDFR | HFTD - Distribution - Tier 3 - 2QU CoRE ¦ 1QU LoRE | Seismic - Non-Red Flag Warning - Catastrophic Fires | 2025 | 0 | 0 | 0 | 0 | 21835.9781 | 428.6023 | 13939.561 | 7467.8148 | 4.7784 | 4.7784 | 4.7784 | 4.7784 | 2.1404e-10 |  | 0 | 1.0228e-09 | 1.0228e-09 | 0 | 1.0228e-09 | 1.0228e-09 | 0 | 1.0228e-09 | 1.0228e-09 | 0 | 1.0228e-09 | Column30: 1.0228e-09 | [29 empty] | 7.3.2.1.3 Advanced weather monitoring and weather stations Weather StationsWLDFRElectric Reliability | WLDFR | HFTD - Distribution - Tier 3 - 2QU CoRE ¦ 4QU LoRE | Red Flag Warning - Catastrophic Fires | 2022 | Electric Reliability | 222.2294 | 69.0654 | 2022 | Mitigation | 0.011149 | 10 | 0 | esc | 0.011149 | 2.4776 | 0.011149 | 2.4776 | 0.011149 | 2.4776 | 0 | 0
[79 empty] | WLDFR | HFTD - Distribution - Tier 3 - 2QU CoRE ¦ 1QU LoRE | Seismic - Non-Red Flag Warning - Catastrophic Fires | 2026 | 0 | 0 | 0 | 0 | 21835.9781 | 428.6023 | 13939.561 | 7467.8148 | 4.7784 | 4.7784 | 4.7784 | 4.7784 | 2.1404e-10 |  | 0 | 1.0228e-09 | 1.0228e-09 | 0 | 1.0228e-09 | 1.0228e-09 | 0 | 1.0228e-09 | 1.0228e-09 | 0 | 1.0228e-09 | Column30: 1.0228e-09 | [29 empty] | 7.3.2.1.3 Advanced weather monitoring and weather stations Weather StationsWLDFRElectric Reliability | WLDFR | HFTD - Distribution - Tier 3 - 2QU CoRE ¦ 4QU LoRE | Red Flag Warning - Catastrophic Fires | 2023 | Electric Reliability | 233.2301 | 69.0654 | 2023 | Mitigation | 0.011149 | 10 | 0 | esc | 0.011149 | 2.6002 | 0.011149 | 2.6002 | 0.011149 | 2.6002 | 0.011149 | 2.6002
[79 empty] | WLDFR | HFTD - Distribution - Tier 3 - 2QU CoRE ¦ 1QU LoRE | Seismic - Non-Red Flag Warning - Catastrophic Fires | 2027 | 0 | 0 | 0 | 0 | 21835.9781 | 428.6023 | 13939.561 | 7467.8148 | 4.7784 | 4.7784 | 4.7784 | 4.7784 | 2.1404e-10 |  | 0 | 1.0228e-09 | 1.0228e-09 | 0 | 1.0228e-09 | 1.0228e-09 | 0 | 1.0228e-09 | 1.0228e-09 | 0 | 1.0228e-09 | Column30: 1.0228e-09 | [29 empty] | 7.3.2.1.3 Advanced weather monitoring and weather stations Weather StationsWLDFRElectric Reliability | WLDFR | HFTD - Distribution - Tier 3 - 2QU CoRE ¦ 4QU LoRE | Red Flag Warning - Catastrophic Fires | 2024 | Electric Reliability | 233.2301 | 69.0654 | 2024 | Mitigation | 0.011149 | 10 | 0 | esc | 0.011149 | 2.6002 | 0.011149 | 2.6002 | 0.011149 | 2.6002 | 0.011149 | 2.6002
[79 empty] | WLDFR | HFTD - Distribution - Tier 3 - 2QU CoRE ¦ 1QU LoRE | Seismic - Non-Red Flag Warning - Catastrophic Fires | 2028 | 0 | 0 | 0 | 0 | 22783.187 | 453.261 | 14531.3357 | 7798.5904 | 5.0533 | 5.0533 | 5.0533 | 5.0533 | 2.1404e-10 |  | 0 | 1.0816e-09 | 1.0816e-09 | 0 | 1.0816e-09 | 1.0816e-09 | 0 | 1.0816e-09 | 1.0816e-09 | 0 | 1.0816e-09 | Column30: 1.0816e-09 | [29 empty] | 7.3.2.1.3 Advanced weather monitoring and weather stations Weather StationsWLDFRElectric Reliability | WLDFR | HFTD - Distribution - Tier 3 - 2QU CoRE ¦ 4QU LoRE | Red Flag Warning - Catastrophic Fires | 2025 | Electric Reliability | 233.2301 | 69.0654 | 2025 | Mitigation | 0.011149 | 10 | 0 | esc | 0.011149 | 2.6002 | 0.011149 | 2.6002 | 0.011149 | 2.6002 | 0.011149 | 2.6002
[79 empty] | WLDFR | HFTD - Distribution - Tier 3 - 2QU CoRE ¦ 1QU LoRE | Seismic - Non-Red Flag Warning - Catastrophic Fires | 2029 | 0 | 0 | 0 | 0 | 22783.187 | 453.261 | 14531.3357 | 7798.5904 | 5.0533 | 5.0533 | 5.0533 | 5.0533 | 2.1404e-10 |  | 0 | 1.0816e-09 | 1.0816e-09 | 0 | 1.0816e-09 | 1.0816e-09 | 0 | 1.0816e-09 | 1.0816e-09 | 0 | 1.0816e-09 | Column30: 1.0816e-09 | [29 empty] | 7.3.2.1.3 Advanced weather monitoring and weather stations Weather StationsWLDFRElectric Reliability | WLDFR | HFTD - Distribution - Tier 3 - 2QU CoRE ¦ 4QU LoRE | Red Flag Warning - Catastrophic Fires | 2026 | Electric Reliability | 233.2301 | 69.0654 | 2026 | Mitigation | 0.011149 | 10 | 0 | esc | 0.011149 | 2.6002 | 0.011149 | 2.6002 | 0.011149 | 2.6002 | 0.011149 | 2.6002
[79 empty] | WLDFR | HFTD - Distribution - Tier 3 - 2QU CoRE ¦ 1QU LoRE | Seismic - Non-Red Flag Warning - Catastrophic Fires | 2030 | 0 | 0 | 0 | 0 | 22783.187 | 453.261 | 14531.3357 | 7798.5904 | 0 | 5.0533 | 5.0533 | 5.0533 | 2.1404e-10 |  | 0 | 0 | 0 | 0 | 1.0816e-09 | 1.0816e-09 | 0 | 1.0816e-09 | 1.0816e-09 | 0 | 1.0816e-09 | Column30: 1.0816e-09 | [29 empty] | 7.3.2.1.3 Advanced weather monitoring and weather stations Weather StationsWLDFRElectric Reliability | WLDFR | HFTD - Distribution - Tier 3 - 2QU CoRE ¦ 4QU LoRE | Red Flag Warning - Catastrophic Fires | 2027 | Electric Reliability | 233.2301 | 69.0654 | 2027 | Mitigation | 0.011149 | 10 | 0 | esc | 0.011149 | 2.6002 | 0.011149 | 2.6002 | 0.011149 | 2.6002 | 0.011149 | 2.6002
[79 empty] | WLDFR | HFTD - Distribution - Tier 3 - 2QU CoRE ¦ 1QU LoRE | Seismic - Non-Red Flag Warning - Catastrophic Fires | 2031 | 0 | 0 | 0 | 0 | 22783.187 | 453.261 | 14531.3357 | 7798.5904 | 0 | 0 | 5.0533 | 5.0533 | 2.1404e-10 |  | 0 | 0 | 0 | 0 | 0 | 0 | 0 | 1.0816e-09 | 1.0816e-09 | 0 | 1.0816e-09 | Column30: 1.0816e-09 | [29 empty] | 7.3.2.1.3 Advanced weather monitoring and weather stations Weather StationsWLDFRElectric Reliability | WLDFR | HFTD - Distribution - Tier 3 - 2QU CoRE ¦ 4QU LoRE | Red Flag Warning - Catastrophic Fires | 2028 | Electric Reliability | 247.273 | 69.0654 | 2028 | Mitigation | 0.011149 | 10 | 0 | esc | 0.011149 | 2.7568 | 0.011149 | 2.7568 | 0.011149 | 2.7568 | 0.011149 | 2.7568
[79 empty] | WLDFR | HFTD - Distribution - Tier 3 - 2QU CoRE ¦ 1QU LoRE | Seismic - Non-Red Flag Warning - Catastrophic Fires | 2032 | 0 | 0 | 0 | 0 | 22783.187 | 453.261 | 14531.3357 | 7798.5904 | 0 | 0 | 0 | 5.0533 | 2.1404e-10 |  | 0 | 0 | 0 | 0 | 0 | 0 | 0 | 0 | 0 | 0 | 1.0816e-09 | Column30: 1.0816e-09 | [29 empty] | 7.3.2.1.3 Advanced weather monitoring and weather stations Weather StationsWLDFRElectric Reliability | WLDFR | HFTD - Distribution - Tier 3 - 2QU CoRE ¦ 4QU LoRE | Red Flag Warning - Catastrophic Fires | 2029 | Electric Reliability | 247.273 | 69.0654 | 2029 | Mitigation | 0.011149 | 10 | 0 | esc | 0.011149 | 2.7568 | 0.011149 | 2.7568 | 0.011149 | 2.7568 | 0.011149 | 2.7568
[79 empty] | WLDFR | HFTD - Distribution - Tier 3 - 2QU CoRE ¦ 1QU LoRE | Seismic - Red Flag Warning - Catastrophic Fires | 2020 | 0 | 0 | 0 | 0 | 21083.8428 | 409.2237 | 13469.0878 | 7205.5313 | 4.5624 | 0 | 0 | 0 | 9.2311e-09 |  | 0 | 4.2116e-08 | 4.2116e-08 | 0 | 0 | 0 | 0 | 0 | 0 | 0 | 0 | Column30: 0 | [29 empty] | 7.3.2.1.3 Advanced weather monitoring and weather stations Weather StationsWLDFRElectric Reliability | WLDFR | HFTD - Distribution - Tier 3 - 2QU CoRE ¦ 4QU LoRE | Red Flag Warning - Catastrophic Fires | 2030 | Electric Reliability | 247.273 | 69.0654 | 2030 | Mitigation | 0.011149 | 10 | 0 | esc | 0 | 0 | 0.011149 | 2.7568 | 0.011149 | 2.7568 | 0.011149 | 2.7568
[79 empty] | WLDFR | HFTD - Distribution - Tier 3 - 2QU CoRE ¦ 1QU LoRE | Seismic - Red Flag Warning - Catastrophic Fires | 2021 | 0 | 0 | 0 | 0 | 21083.8428 | 409.2237 | 13469.0878 | 7205.5313 | 4.5624 | 4.5624 | 0 | 0 | 9.2311e-09 |  | 0 | 4.2116e-08 | 4.2116e-08 | 0 | 4.2116e-08 | 4.2116e-08 | 0 | 0 | 0 | 0 | 0 | Column30: 0 | [29 empty] | 7.3.2.1.3 Advanced weather monitoring and weather stations Weather StationsWLDFRElectric Reliability | WLDFR | HFTD - Distribution - Tier 3 - 2QU CoRE ¦ 4QU LoRE | Red Flag Warning - Catastrophic Fires | 2031 | Electric Reliability | 247.273 | 69.0654 | 2031 | Mitigation | 0.011149 | 10 | 0 | esc | 0 | 0 | 0 | 0 | 0.011149 | 2.7568 | 0.011149 | 2.7568
[79 empty] | WLDFR | HFTD - Distribution - Tier 3 - 2QU CoRE ¦ 1QU LoRE | Seismic - Red Flag Warning - Catastrophic Fires | 2022 | 0 | 0 | 0 | 0 | 21083.8428 | 409.2237 | 13469.0878 | 7205.5313 | 4.5624 | 4.5624 | 4.5624 | 0 | 9.2311e-09 |  | 0 | 4.2116e-08 | 4.2116e-08 | 0 | 4.2116e-08 | 4.2116e-08 | 0 | 4.2116e-08 | 4.2116e-08 | 0 | 0 | Column30: 0 | [29 empty] | 7.3.2.1.3 Advanced weather monitoring and weather stations Weather StationsWLDFRElectric Reliability | WLDFR | HFTD - Distribution - Tier 3 - 2QU CoRE ¦ 4QU LoRE | Red Flag Warning - Catastrophic Fires | 2032 | Electric Reliability | 247.273 | 69.0654 | 2032 | Mitigation | 0.011149 | 10 | 0 | esc | 0 | 0 | 0 | 0 | 0 | 0 | 0.011149 | 2.7568
[79 empty] | WLDFR | HFTD - Distribution - Tier 3 - 2QU CoRE ¦ 1QU LoRE | Seismic - Red Flag Warning - Catastrophic Fires | 2023 | 0 | 0 | 0 | 0 | 21835.9781 | 428.6023 | 13939.561 | 7467.8148 | 4.7784 | 4.7784 | 4.7784 | 4.7784 | 9.2311e-09 |  | 0 | 4.411e-08 | 4.411e-08 | 0 | 4.411e-08 | 4.411e-08 | 0 | 4.411e-08 | 4.411e-08 | 0 | 4.411e-08 | Column30: 4.411e-08 | [29 empty] | 7.3.2.1.3 Advanced weather monitoring and weather stations Weather StationsWLDFRElectric Reliability | WLDFR | HFTD - Distribution - Tier 3 - 2QU CoRE ¦ 4QU LoRE | Red Flag Warning - Destructive Fires | 2021 | Electric Reliability | 222.2294 | 69.0654 | 2021 | Mitigation | 0.011149 | 10 | 0 | esc | 0.011149 | 2.4776 | 0.011149 | 2.4776 | 0 | 0 | 0 | 0
[79 empty] | WLDFR | HFTD - Distribution - Tier 3 - 2QU CoRE ¦ 1QU LoRE | Seismic - Red Flag Warning - Catastrophic Fires | 2024 | 0 | 0 | 0 | 0 | 21835.9781 | 428.6023 | 13939.561 | 7467.8148 | 4.7784 | 4.7784 | 4.7784 | 4.7784 | 9.2311e-09 |  | 0 | 4.411e-08 | 4.411e-08 | 0 | 4.411e-08 | 4.411e-08 | 0 | 4.411e-08 | 4.411e-08 | 0 | 4.411e-08 | Column30: 4.411e-08 | [29 empty] | 7.3.2.1.3 Advanced weather monitoring and weather stations Weather StationsWLDFRElectric Reliability | WLDFR | HFTD - Distribution - Tier 3 - 2QU CoRE ¦ 4QU LoRE | Red Flag Warning - Destructive Fires | 2022 | Electric Reliability | 222.2294 | 69.0654 | 2022 | Mitigation | 0.011149 | 10 | 0 | esc | 0.011149 | 2.4776 | 0.011149 | 2.4776 | 0.011149 | 2.4776 | 0 | 0
[79 empty] | WLDFR | HFTD - Distribution - Tier 3 - 2QU CoRE ¦ 1QU LoRE | Seismic - Red Flag Warning - Catastrophic Fires | 2025 | 0 | 0 | 0 | 0 | 21835.9781 | 428.6023 | 13939.561 | 7467.8148 | 4.7784 | 4.7784 | 4.7784 | 4.7784 | 9.2311e-09 |  | 0 | 4.411e-08 | 4.411e-08 | 0 | 4.411e-08 | 4.411e-08 | 0 | 4.411e-08 | 4.411e-08 | 0 | 4.411e-08 | Column30: 4.411e-08 | [29 empty] | 7.3.2.1.3 Advanced weather monitoring and weather stations Weather StationsWLDFRElectric Reliability | WLDFR | HFTD - Distribution - Tier 3 - 2QU CoRE ¦ 4QU LoRE | Red Flag Warning - Destructive Fires | 2023 | Electric Reliability | 233.2301 | 69.0654 | 2023 | Mitigation | 0.011149 | 10 | 0 | esc | 0.011149 | 2.6002 | 0.011149 | 2.6002 | 0.011149 | 2.6002 | 0.011149 | 2.6002
[79 empty] | WLDFR | HFTD - Distribution - Tier 3 - 2QU CoRE ¦ 1QU LoRE | Seismic - Red Flag Warning - Catastrophic Fires | 2026 | 0 | 0 | 0 | 0 | 21835.9781 | 428.6023 | 13939.561 | 7467.8148 | 4.7784 | 4.7784 | 4.7784 | 4.7784 | 9.2311e-09 |  | 0 | 4.411e-08 | 4.411e-08 | 0 | 4.411e-08 | 4.411e-08 | 0 | 4.411e-08 | 4.411e-08 | 0 | 4.411e-08 | Column30: 4.411e-08 | [29 empty] | 7.3.2.1.3 Advanced weather monitoring and weather stations Weather StationsWLDFRElectric Reliability | WLDFR | HFTD - Distribution - Tier 3 - 2QU CoRE ¦ 4QU LoRE | Red Flag Warning - Destructive Fires | 2024 | Electric Reliability | 233.2301 | 69.0654 | 2024 | Mitigation | 0.011149 | 10 | 0 | esc | 0.011149 | 2.6002 | 0.011149 | 2.6002 | 0.011149 | 2.6002 | 0.011149 | 2.6002
[79 empty] | WLDFR | HFTD - Distribution - Tier 3 - 2QU CoRE ¦ 1QU LoRE | Seismic - Red Flag Warning - Catastrophic Fires | 2027 | 0 | 0 | 0 | 0 | 21835.9781 | 428.6023 | 13939.561 | 7467.8148 | 4.7784 | 4.7784 | 4.7784 | 4.7784 | 9.2311e-09 |  | 0 | 4.411e-08 | 4.411e-08 | 0 | 4.411e-08 | 4.411e-08 | 0 | 4.411e-08 | 4.411e-08 | 0 | 4.411e-08 | Column30: 4.411e-08 | [29 empty] | 7.3.2.1.3 Advanced weather monitoring and weather stations Weather StationsWLDFRElectric Reliability | WLDFR | HFTD - Distribution - Tier 3 - 2QU CoRE ¦ 4QU LoRE | Red Flag Warning - Destructive Fires | 2025 | Electric Reliability | 233.2301 | 69.0654 | 2025 | Mitigation | 0.011149 | 10 | 0 | esc | 0.011149 | 2.6002 | 0.011149 | 2.6002 | 0.011149 | 2.6002 | 0.011149 | 2.6002
[79 empty] | WLDFR | HFTD - Distribution - Tier 3 - 2QU CoRE ¦ 1QU LoRE | Seismic - Red Flag Warning - Catastrophic Fires | 2028 | 0 | 0 | 0 | 0 | 22783.187 | 453.261 | 14531.3357 | 7798.5904 | 5.0533 | 5.0533 | 5.0533 | 5.0533 | 9.2311e-09 |  | 0 | 4.6648e-08 | 4.6648e-08 | 0 | 4.6648e-08 | 4.6648e-08 | 0 | 4.6648e-08 | 4.6648e-08 | 0 | 4.6648e-08 | Column30: 4.6648e-08 | [29 empty] | 7.3.2.1.3 Advanced weather monitoring and weather stations Weather StationsWLDFRElectric Reliability | WLDFR | HFTD - Distribution - Tier 3 - 2QU CoRE ¦ 4QU LoRE | Red Flag Warning - Destructive Fires | 2026 | Electric Reliability | 233.2301 | 69.0654 | 2026 | Mitigation | 0.011149 | 10 | 0 | esc | 0.011149 | 2.6002 | 0.011149 | 2.6002 | 0.011149 | 2.6002 | 0.011149 | 2.6002
[79 empty] | WLDFR | HFTD - Distribution - Tier 3 - 2QU CoRE ¦ 1QU LoRE | Seismic - Red Flag Warning - Catastrophic Fires | 2029 | 0 | 0 | 0 | 0 | 22783.187 | 453.261 | 14531.3357 | 7798.5904 | 5.0533 | 5.0533 | 5.0533 | 5.0533 | 9.2311e-09 |  | 0 | 4.6648e-08 | 4.6648e-08 | 0 | 4.6648e-08 | 4.6648e-08 | 0 | 4.6648e-08 | 4.6648e-08 | 0 | 4.6648e-08 | Column30: 4.6648e-08 | [29 empty] | 7.3.2.1.3 Advanced weather monitoring and weather stations Weather StationsWLDFRElectric Reliability | WLDFR | HFTD - Distribution - Tier 3 - 2QU CoRE ¦ 4QU LoRE | Red Flag Warning - Destructive Fires | 2027 | Electric Reliability | 233.2301 | 69.0654 | 2027 | Mitigation | 0.011149 | 10 | 0 | esc | 0.011149 | 2.6002 | 0.011149 | 2.6002 | 0.011149 | 2.6002 | 0.011149 | 2.6002
[79 empty] | WLDFR | HFTD - Distribution - Tier 3 - 2QU CoRE ¦ 1QU LoRE | Seismic - Red Flag Warning - Catastrophic Fires | 2030 | 0 | 0 | 0 | 0 | 22783.187 | 453.261 | 14531.3357 | 7798.5904 | 0 | 5.0533 | 5.0533 | 5.0533 | 9.2311e-09 |  | 0 | 0 | 0 | 0 | 4.6648e-08 | 4.6648e-08 | 0 | 4.6648e-08 | 4.6648e-08 | 0 | 4.6648e-08 | Column30: 4.6648e-08 | [29 empty] | 7.3.2.1.3 Advanced weather monitoring and weather stations Weather StationsWLDFRElectric Reliability | WLDFR | HFTD - Distribution - Tier 3 - 2QU CoRE ¦ 4QU LoRE | Red Flag Warning - Destructive Fires | 2028 | Electric Reliability | 247.273 | 69.0654 | 2028 | Mitigation | 0.011149 | 10 | 0 | esc | 0.011149 | 2.7568 | 0.011149 | 2.7568 | 0.011149 | 2.7568 | 0.011149 | 2.7568
[79 empty] | WLDFR | HFTD - Distribution - Tier 3 - 2QU CoRE ¦ 1QU LoRE | Seismic - Red Flag Warning - Catastrophic Fires | 2031 | 0 | 0 | 0 | 0 | 22783.187 | 453.261 | 14531.3357 | 7798.5904 | 0 | 0 | 5.0533 | 5.0533 | 9.2311e-09 |  | 0 | 0 | 0 | 0 | 0 | 0 | 0 | 4.6648e-08 | 4.6648e-08 | 0 | 4.6648e-08 | Column30: 4.6648e-08 | [29 empty] | 7.3.2.1.3 Advanced weather monitoring and weather stations Weather StationsWLDFRElectric Reliability | WLDFR | HFTD - Distribution - Tier 3 - 2QU CoRE ¦ 4QU LoRE | Red Flag Warning - Destructive Fires | 2029 | Electric Reliability | 247.273 | 69.0654 | 2029 | Mitigation | 0.011149 | 10 | 0 | esc | 0.011149 | 2.7568 | 0.011149 | 2.7568 | 0.011149 | 2.7568 | 0.011149 | 2.7568
[79 empty] | WLDFR | HFTD - Distribution - Tier 3 - 2QU CoRE ¦ 1QU LoRE | Seismic - Red Flag Warning - Catastrophic Fires | 2032 | 0 | 0 | 0 | 0 | 22783.187 | 453.261 | 14531.3357 | 7798.5904 | 0 | 0 | 0 | 5.0533 | 9.2311e-09 |  | 0 | 0 | 0 | 0 | 0 | 0 | 0 | 0 | 0 | 0 | 4.6648e-08 | Column30: 4.6648e-08 | [29 empty] | 7.3.2.1.3 Advanced weather monitoring and weather stations Weather StationsWLDFRElectric Reliability | WLDFR | HFTD - Distribution - Tier 3 - 2QU CoRE ¦ 4QU LoRE | Red Flag Warning - Destructive Fires | 2030 | Electric Reliability | 247.273 | 69.0654 | 2030 | Mitigation | 0.011149 | 10 | 0 | esc | 0 | 0 | 0.011149 | 2.7568 | 0.011149 | 2.7568 | 0.011149 | 2.7568
[79 empty] | WLDFR | HFTD - Distribution - Tier 3 - 2QU CoRE ¦ 2QU LoRE | Non-Red Flag Warning - Catastrophic Fires | 2020 | 0 | 0 | 0 | 0 | 14146.1306 | 222.2294 | 8585.7228 | 5338.1784 | 2.4776 | 0 | 0 | 0 | 2.6595e-06 |  | 0 | 6.5891e-06 | 6.5891e-06 | 0 | 0 | 0 | 0 | 0 | 0 | 0 | 0 | Column30: 0 | [29 empty] | 7.3.2.1.3 Advanced weather monitoring and weather stations Weather StationsWLDFRElectric Reliability | WLDFR | HFTD - Distribution - Tier 3 - 2QU CoRE ¦ 4QU LoRE | Red Flag Warning - Destructive Fires | 2031 | Electric Reliability | 247.273 | 69.0654 | 2031 | Mitigation | 0.011149 | 10 | 0 | esc | 0 | 0 | 0 | 0 | 0.011149 | 2.7568 | 0.011149 | 2.7568
[79 empty] | WLDFR | HFTD - Distribution - Tier 3 - 2QU CoRE ¦ 2QU LoRE | Non-Red Flag Warning - Catastrophic Fires | 2021 | 0 | 0 | 0 | 0 | 14146.1306 | 222.2294 | 8585.7228 | 5338.1784 | 2.4776 | 2.4776 | 0 | 0 | 2.6595e-06 |  | 0 | 6.5891e-06 | 6.5891e-06 | 0 | 6.5891e-06 | 6.5891e-06 | 0 | 0 | 0 | 0 | 0 | Column30: 0 | [29 empty] | 7.3.2.1.3 Advanced weather monitoring and weather stations Weather StationsWLDFRElectric Reliability | WLDFR | HFTD - Distribution - Tier 3 - 2QU CoRE ¦ 4QU LoRE | Red Flag Warning - Destructive Fires | 2032 | Electric Reliability | 247.273 | 69.0654 | 2032 | Mitigation | 0.011149 | 10 | 0 | esc | 0 | 0 | 0 | 0 | 0 | 0 | 0.011149 | 2.7568
[79 empty] | WLDFR | HFTD - Distribution - Tier 3 - 2QU CoRE ¦ 2QU LoRE | Non-Red Flag Warning - Catastrophic Fires | 2022 | 0 | 0 | 0 | 0 | 14146.1306 | 222.2294 | 8585.7228 | 5338.1784 | 2.4776 | 2.4776 | 2.4776 | 0 | 2.6595e-06 |  | 0 | 6.5891e-06 | 6.5891e-06 | 0 | 6.5891e-06 | 6.5891e-06 | 0 | 6.5891e-06 | 6.5891e-06 | 0 | 0 | Column30: 0 | [29 empty] | 7.3.2.1.3 Advanced weather monitoring and weather stations Weather StationsWLDFRElectric Reliability | WLDFR | HFTD - Distribution - Tier 3 - 2QU CoRE ¦ 4QU LoRE | Red Flag Warning - Large Fires | 2021 | Electric Reliability | 0.69642 | 69.0654 | 2021 | Mitigation | 0.011149 | 10 | 0 | esc | 0.011149 | 0.0077642 | 0.011149 | 0.0077642 | 0 | 0 | 0 | 0
[79 empty] | WLDFR | HFTD - Distribution - Tier 3 - 2QU CoRE ¦ 2QU LoRE | Non-Red Flag Warning - Catastrophic Fires | 2023 | 0 | 0 | 0 | 0 | 14664.6376 | 233.2301 | 8896.516 | 5534.8915 | 2.6002 | 2.6002 | 2.6002 | 2.6002 | 2.6595e-06 |  | 0 | 6.9153e-06 | 6.9153e-06 | 0 | 6.9153e-06 | 6.9153e-06 | 0 | 6.9153e-06 | 6.9153e-06 | 0 | 6.9153e-06 | Column30: 6.9153e-06 | [29 empty] | 7.3.2.1.3 Advanced weather monitoring and weather stations Weather StationsWLDFRElectric Reliability | WLDFR | HFTD - Distribution - Tier 3 - 2QU CoRE ¦ 4QU LoRE | Red Flag Warning - Large Fires | 2022 | Electric Reliability | 0.69642 | 69.0654 | 2022 | Mitigation | 0.011149 | 10 | 0 | esc | 0.011149 | 0.0077642 | 0.011149 | 0.0077642 | 0.011149 | 0.0077642 | 0 | 0
[79 empty] | WLDFR | HFTD - Distribution - Tier 3 - 2QU CoRE ¦ 2QU LoRE | Non-Red Flag Warning - Catastrophic Fires | 2024 | 0 | 0 | 0 | 0 | 14664.6376 | 233.2301 | 8896.516 | 5534.8915 | 2.6002 | 2.6002 | 2.6002 | 2.6002 | 2.6595e-06 |  | 0 | 6.9153e-06 | 6.9153e-06 | 0 | 6.9153e-06 | 6.9153e-06 | 0 | 6.9153e-06 | 6.9153e-06 | 0 | 6.9153e-06 | Column30: 6.9153e-06 | [29 empty] | 7.3.2.1.3 Advanced weather monitoring and weather stations Weather StationsWLDFRElectric Reliability | WLDFR | HFTD - Distribution - Tier 3 - 2QU CoRE ¦ 4QU LoRE | Red Flag Warning - Large Fires | 2023 | Electric Reliability | 0.71896 | 69.0654 | 2023 | Mitigation | 0.011149 | 10 | 0 | esc | 0.011149 | 0.0080156 | 0.011149 | 0.0080156 | 0.011149 | 0.0080156 | 0.011149 | 0.0080156
[79 empty] | WLDFR | HFTD - Distribution - Tier 3 - 2QU CoRE ¦ 2QU LoRE | Non-Red Flag Warning - Catastrophic Fires | 2025 | 0 | 0 | 0 | 0 | 14664.6376 | 233.2301 | 8896.516 | 5534.8915 | 2.6002 | 2.6002 | 2.6002 | 2.6002 | 2.6595e-06 |  | 0 | 6.9153e-06 | 6.9153e-06 | 0 | 6.9153e-06 | 6.9153e-06 | 0 | 6.9153e-06 | 6.9153e-06 | 0 | 6.9153e-06 | Column30: 6.9153e-06 | [29 empty] | 7.3.2.1.3 Advanced weather monitoring and weather stations Weather StationsWLDFRElectric Reliability | WLDFR | HFTD - Distribution - Tier 3 - 2QU CoRE ¦ 4QU LoRE | Red Flag Warning - Large Fires | 2024 | Electric Reliability | 0.71896 | 69.0654 | 2024 | Mitigation | 0.011149 | 10 | 0 | esc | 0.011149 | 0.0080156 | 0.011149 | 0.0080156 | 0.011149 | 0.0080156 | 0.011149 | 0.0080156
[79 empty] | WLDFR | HFTD - Distribution - Tier 3 - 2QU CoRE ¦ 2QU LoRE | Non-Red Flag Warning - Catastrophic Fires | 2026 | 0 | 0 | 0 | 0 | 14664.6376 | 233.2301 | 8896.516 | 5534.8915 | 2.6002 | 2.6002 | 2.6002 | 2.6002 | 2.6595e-06 |  | 0 | 6.9153e-06 | 6.9153e-06 | 0 | 6.9153e-06 | 6.9153e-06 | 0 | 6.9153e-06 | 6.9153e-06 | 0 | 6.9153e-06 | Column30: 6.9153e-06 | [29 empty] | 7.3.2.1.3 Advanced weather monitoring and weather stations Weather StationsWLDFRElectric Reliability | WLDFR | HFTD - Distribution - Tier 3 - 2QU CoRE ¦ 4QU LoRE | Red Flag Warning - Large Fires | 2025 | Electric Reliability | 0.71896 | 69.0654 | 2025 | Mitigation | 0.011149 | 10 | 0 | esc | 0.011149 | 0.0080156 | 0.011149 | 0.0080156 | 0.011149 | 0.0080156 | 0.011149 | 0.0080156
[79 empty] | WLDFR | HFTD - Distribution - Tier 3 - 2QU CoRE ¦ 2QU LoRE | Non-Red Flag Warning - Catastrophic Fires | 2027 | 0 | 0 | 0 | 0 | 14664.6376 | 233.2301 | 8896.516 | 5534.8915 | 2.6002 | 2.6002 | 2.6002 | 2.6002 | 2.6595e-06 |  | 0 | 6.9153e-06 | 6.9153e-06 | 0 | 6.9153e-06 | 6.9153e-06 | 0 | 6.9153e-06 | 6.9153e-06 | 0 | 6.9153e-06 | Column30: 6.9153e-06 | [29 empty] | 7.3.2.1.3 Advanced weather monitoring and weather stations Weather StationsWLDFRElectric Reliability | WLDFR | HFTD - Distribution - Tier 3 - 2QU CoRE ¦ 4QU LoRE | Red Flag Warning - Large Fires | 2026 | Electric Reliability | 0.71896 | 69.0654 | 2026 | Mitigation | 0.011149 | 10 | 0 | esc | 0.011149 | 0.0080156 | 0.011149 | 0.0080156 | 0.011149 | 0.0080156 | 0.011149 | 0.0080156
[79 empty] | WLDFR | HFTD - Distribution - Tier 3 - 2QU CoRE ¦ 2QU LoRE | Non-Red Flag Warning - Catastrophic Fires | 2028 | 0 | 0 | 0 | 0 | 15317.9909 | 247.273 | 9287.6491 | 5783.0689 | 2.7568 | 2.7568 | 2.7568 | 2.7568 | 2.6595e-06 |  | 0 | 7.3317e-06 | 7.3317e-06 | 0 | 7.3317e-06 | 7.3317e-06 | 0 | 7.3317e-06 | 7.3317e-06 | 0 | 7.3317e-06 | Column30: 7.3317e-06 | [29 empty] | 7.3.2.1.3 Advanced weather monitoring and weather stations Weather StationsWLDFRElectric Reliability | WLDFR | HFTD - Distribution - Tier 3 - 2QU CoRE ¦ 4QU LoRE | Red Flag Warning - Large Fires | 2027 | Electric Reliability | 0.71896 | 69.0654 | 2027 | Mitigation | 0.011149 | 10 | 0 | esc | 0.011149 | 0.0080156 | 0.011149 | 0.0080156 | 0.011149 | 0.0080156 | 0.011149 | 0.0080156
[79 empty] | WLDFR | HFTD - Distribution - Tier 3 - 2QU CoRE ¦ 2QU LoRE | Non-Red Flag Warning - Catastrophic Fires | 2029 | 0 | 0 | 0 | 0 | 15317.9909 | 247.273 | 9287.6491 | 5783.0689 | 2.7568 | 2.7568 | 2.7568 | 2.7568 | 2.6595e-06 |  | 0 | 7.3317e-06 | 7.3317e-06 | 0 | 7.3317e-06 | 7.3317e-06 | 0 | 7.3317e-06 | 7.3317e-06 | 0 | 7.3317e-06 | Column30: 7.3317e-06 | [29 empty] | 7.3.2.1.3 Advanced weather monitoring and weather stations Weather StationsWLDFRElectric Reliability | WLDFR | HFTD - Distribution - Tier 3 - 2QU CoRE ¦ 4QU LoRE | Red Flag Warning - Large Fires | 2028 | Electric Reliability | 0.74734 | 69.0654 | 2028 | Mitigation | 0.011149 | 10 | 0 | esc | 0.011149 | 0.0083319 | 0.011149 | 0.0083319 | 0.011149 | 0.0083319 | 0.011149 | 0.0083319
[79 empty] | WLDFR | HFTD - Distribution - Tier 3 - 2QU CoRE ¦ 2QU LoRE | Non-Red Flag Warning - Catastrophic Fires | 2030 | 0 | 0 | 0 | 0 | 15317.9909 | 247.273 | 9287.6491 | 5783.0689 | 0 | 2.7568 | 2.7568 | 2.7568 | 2.6595e-06 |  | 0 | 0 | 0 | 0 | 7.3317e-06 | 7.3317e-06 | 0 | 7.3317e-06 | 7.3317e-06 | 0 | 7.3317e-06 | Column30: 7.3317e-06 | [29 empty] | 7.3.2.1.3 Advanced weather monitoring and weather stations Weather StationsWLDFRElectric Reliability | WLDFR | HFTD - Distribution - Tier 3 - 2QU CoRE ¦ 4QU LoRE | Red Flag Warning - Large Fires | 2029 | Electric Reliability | 0.74734 | 69.0654 | 2029 | Mitigation | 0.011149 | 10 | 0 | esc | 0.011149 | 0.0083319 | 0.011149 | 0.0083319 | 0.011149 | 0.0083319 | 0.011149 | 0.0083319
[79 empty] | WLDFR | HFTD - Distribution - Tier 3 - 2QU CoRE ¦ 2QU LoRE | Non-Red Flag Warning - Catastrophic Fires | 2031 | 0 | 0 | 0 | 0 | 15317.9909 | 247.273 | 9287.6491 | 5783.0689 | 0 | 0 | 2.7568 | 2.7568 | 2.6595e-06 |  | 0 | 0 | 0 | 0 | 0 | 0 | 0 | 7.3317e-06 | 7.3317e-06 | 0 | 7.3317e-06 | Column30: 7.3317e-06 | [29 empty] | 7.3.2.1.3 Advanced weather monitoring and weather stations Weather StationsWLDFRElectric Reliability | WLDFR | HFTD - Distribution - Tier 3 - 2QU CoRE ¦ 4QU LoRE | Red Flag Warning - Large Fires | 2030 | Electric Reliability | 0.74734 | 69.0654 | 2030 | Mitigation | 0.011149 | 10 | 0 | esc | 0 | 0 | 0.011149 | 0.0083319 | 0.011149 | 0.0083319 | 0.011149 | 0.0083319
[79 empty] | WLDFR | HFTD - Distribution - Tier 3 - 2QU CoRE ¦ 2QU LoRE | Non-Red Flag Warning - Catastrophic Fires | 2032 | 0 | 0 | 0 | 0 | 15317.9909 | 247.273 | 9287.6491 | 5783.0689 | 0 | 0 | 0 | 2.7568 | 2.6595e-06 |  | 0 | 0 | 0 | 0 | 0 | 0 | 0 | 0 | 0 | 0 | 7.3317e-06 | Column30: 7.3317e-06 | [29 empty] | 7.3.2.1.3 Advanced weather monitoring and weather stations Weather StationsWLDFRElectric Reliability | WLDFR | HFTD - Distribution - Tier 3 - 2QU CoRE ¦ 4QU LoRE | Red Flag Warning - Large Fires | 2031 | Electric Reliability | 0.74734 | 69.0654 | 2031 | Mitigation | 0.011149 | 10 | 0 | esc | 0 | 0 | 0 | 0 | 0.011149 | 0.0083319 | 0.011149 | 0.0083319
[79 empty] | WLDFR | HFTD - Distribution - Tier 3 - 2QU CoRE ¦ 2QU LoRE | Non-Red Flag Warning - Destructive Fires | 2020 | 0 | 0 | 0 | 0 | 8807.9522 | 222.2294 | 8585.7228 | 0 | 2.4776 | 0 | 0 | 0 | 3.4977e-06 |  | 0 | 8.6658e-06 | 8.6658e-06 | 0 | 0 | 0 | 0 | 0 | 0 | 0 | 0 | Column30: 0 | [29 empty] | 7.3.2.1.3 Advanced weather monitoring and weather stations Weather StationsWLDFRElectric Reliability | WLDFR | HFTD - Distribution - Tier 3 - 2QU CoRE ¦ 4QU LoRE | Red Flag Warning - Large Fires | 2032 | Electric Reliability | 0.74734 | 69.0654 | 2032 | Mitigation | 0.011149 | 10 | 0 | esc | 0 | 0 | 0 | 0 | 0 | 0 | 0.011149 | 0.0083319
[79 empty] | WLDFR | HFTD - Distribution - Tier 3 - 2QU CoRE ¦ 2QU LoRE | Non-Red Flag Warning - Destructive Fires | 2021 | 0 | 0 | 0 | 0 | 8807.9522 | 222.2294 | 8585.7228 | 0 | 2.4776 | 2.4776 | 0 | 0 | 3.4977e-06 |  | 0 | 8.6658e-06 | 8.6658e-06 | 0 | 8.6658e-06 | 8.6658e-06 | 0 | 0 | 0 | 0 | 0 | Column30: 0 | [29 empty] | 7.3.2.1.3 Advanced weather monitoring and weather stations Weather StationsWLDFRElectric Reliability | WLDFR | HFTD - Distribution - Tier 3 - 2QU CoRE ¦ 4QU LoRE | Red Flag Warning - Small Fires | 2021 | Electric Reliability | 0.036425 | 69.0654 | 2021 | Mitigation | 0.011149 | 10 | 0 | esc | 0.011149 | 0.0004061 | 0.011149 | 0.0004061 | 0 | 0 | 0 | 0
[79 empty] | WLDFR | HFTD - Distribution - Tier 3 - 2QU CoRE ¦ 2QU LoRE | Non-Red Flag Warning - Destructive Fires | 2022 | 0 | 0 | 0 | 0 | 8807.9522 | 222.2294 | 8585.7228 | 0 | 2.4776 | 2.4776 | 2.4776 | 0 | 3.4977e-06 |  | 0 | 8.6658e-06 | 8.6658e-06 | 0 | 8.6658e-06 | 8.6658e-06 | 0 | 8.6658e-06 | 8.6658e-06 | 0 | 0 | Column30: 0 | [29 empty] | 7.3.2.1.3 Advanced weather monitoring and weather stations Weather StationsWLDFRElectric Reliability | WLDFR | HFTD - Distribution - Tier 3 - 2QU CoRE ¦ 4QU LoRE | Red Flag Warning - Small Fires | 2022 | Electric Reliability | 0.036425 | 69.0654 | 2022 | Mitigation | 0.011149 | 10 | 0 | esc | 0.011149 | 0.0004061 | 0.011149 | 0.0004061 | 0.011149 | 0.0004061 | 0 | 0
[79 empty] | WLDFR | HFTD - Distribution - Tier 3 - 2QU CoRE ¦ 2QU LoRE | Non-Red Flag Warning - Destructive Fires | 2023 | 0 | 0 | 0 | 0 | 9129.7461 | 233.2301 | 8896.516 | 0 | 2.6002 | 2.6002 | 2.6002 | 2.6002 | 3.4977e-06 |  | 0 | 9.0948e-06 | 9.0948e-06 | 0 | 9.0948e-06 | 9.0948e-06 | 0 | 9.0948e-06 | 9.0948e-06 | 0 | 9.0948e-06 | Column30: 9.0948e-06 | [29 empty] | 7.3.2.1.3 Advanced weather monitoring and weather stations Weather StationsWLDFRElectric Reliability | WLDFR | HFTD - Distribution - Tier 3 - 2QU CoRE ¦ 4QU LoRE | Red Flag Warning - Small Fires | 2023 | Electric Reliability | 0.03759 | 69.0654 | 2023 | Mitigation | 0.011149 | 10 | 0 | esc | 0.011149 | 0.00041909 | 0.011149 | 0.00041909 | 0.011149 | 0.00041909 | 0.011149 | 0.00041909
[79 empty] | WLDFR | HFTD - Distribution - Tier 3 - 2QU CoRE ¦ 2QU LoRE | Non-Red Flag Warning - Destructive Fires | 2024 | 0 | 0 | 0 | 0 | 9129.7461 | 233.2301 | 8896.516 | 0 | 2.6002 | 2.6002 | 2.6002 | 2.6002 | 3.4977e-06 |  | 0 | 9.0948e-06 | 9.0948e-06 | 0 | 9.0948e-06 | 9.0948e-06 | 0 | 9.0948e-06 | 9.0948e-06 | 0 | 9.0948e-06 | Column30: 9.0948e-06 | [29 empty] | 7.3.2.1.3 Advanced weather monitoring and weather stations Weather StationsWLDFRElectric Reliability | WLDFR | HFTD - Distribution - Tier 3 - 2QU CoRE ¦ 4QU LoRE | Red Flag Warning - Small Fires | 2024 | Electric Reliability | 0.03759 | 69.0654 | 2024 | Mitigation | 0.011149 | 10 | 0 | esc | 0.011149 | 0.00041909 | 0.011149 | 0.00041909 | 0.011149 | 0.00041909 | 0.011149 | 0.00041909
[79 empty] | WLDFR | HFTD - Distribution - Tier 3 - 2QU CoRE ¦ 2QU LoRE | Non-Red Flag Warning - Destructive Fires | 2025 | 0 | 0 | 0 | 0 | 9129.7461 | 233.2301 | 8896.516 | 0 | 2.6002 | 2.6002 | 2.6002 | 2.6002 | 3.4977e-06 |  | 0 | 9.0948e-06 | 9.0948e-06 | 0 | 9.0948e-06 | 9.0948e-06 | 0 | 9.0948e-06 | 9.0948e-06 | 0 | 9.0948e-06 | Column30: 9.0948e-06 | [29 empty] | 7.3.2.1.3 Advanced weather monitoring and weather stations Weather StationsWLDFRElectric Reliability | WLDFR | HFTD - Distribution - Tier 3 - 2QU CoRE ¦ 4QU LoRE | Red Flag Warning - Small Fires | 2025 | Electric Reliability | 0.03759 | 69.0654 | 2025 | Mitigation | 0.011149 | 10 | 0 | esc | 0.011149 | 0.00041909 | 0.011149 | 0.00041909 | 0.011149 | 0.00041909 | 0.011149 | 0.00041909
[79 empty] | WLDFR | HFTD - Distribution - Tier 3 - 2QU CoRE ¦ 2QU LoRE | Non-Red Flag Warning - Destructive Fires | 2026 | 0 | 0 | 0 | 0 | 9129.7461 | 233.2301 | 8896.516 | 0 | 2.6002 | 2.6002 | 2.6002 | 2.6002 | 3.4977e-06 |  | 0 | 9.0948e-06 | 9.0948e-06 | 0 | 9.0948e-06 | 9.0948e-06 | 0 | 9.0948e-06 | 9.0948e-06 | 0 | 9.0948e-06 | Column30: 9.0948e-06 | [29 empty] | 7.3.2.1.3 Advanced weather monitoring and weather stations Weather StationsWLDFRElectric Reliability | WLDFR | HFTD - Distribution - Tier 3 - 2QU CoRE ¦ 4QU LoRE | Red Flag Warning - Small Fires | 2026 | Electric Reliability | 0.03759 | 69.0654 | 2026 | Mitigation | 0.011149 | 10 | 0 | esc | 0.011149 | 0.00041909 | 0.011149 | 0.00041909 | 0.011149 | 0.00041909 | 0.011149 | 0.00041909
[79 empty] | WLDFR | HFTD - Distribution - Tier 3 - 2QU CoRE ¦ 2QU LoRE | Non-Red Flag Warning - Destructive Fires | 2027 | 0 | 0 | 0 | 0 | 9129.7461 | 233.2301 | 8896.516 | 0 | 2.6002 | 2.6002 | 2.6002 | 2.6002 | 3.4977e-06 |  | 0 | 9.0948e-06 | 9.0948e-06 | 0 | 9.0948e-06 | 9.0948e-06 | 0 | 9.0948e-06 | 9.0948e-06 | 0 | 9.0948e-06 | Column30: 9.0948e-06 | [29 empty] | 7.3.2.1.3 Advanced weather monitoring and weather stations Weather StationsWLDFRElectric Reliability | WLDFR | HFTD - Distribution - Tier 3 - 2QU CoRE ¦ 4QU LoRE | Red Flag Warning - Small Fires | 2027 | Electric Reliability | 0.03759 | 69.0654 | 2027 | Mitigation | 0.011149 | 10 | 0 | esc | 0.011149 | 0.00041909 | 0.011149 | 0.00041909 | 0.011149 | 0.00041909 | 0.011149 | 0.00041909
[79 empty] | WLDFR | HFTD - Distribution - Tier 3 - 2QU CoRE ¦ 2QU LoRE | Non-Red Flag Warning - Destructive Fires | 2028 | 0 | 0 | 0 | 0 | 9534.9221 | 247.273 | 9287.6491 | 0 | 2.7568 | 2.7568 | 2.7568 | 2.7568 | 3.4977e-06 |  | 0 | 9.6424e-06 | 9.6424e-06 | 0 | 9.6424e-06 | 9.6424e-06 | 0 | 9.6424e-06 | 9.6424e-06 | 0 | 9.6424e-06 | Column30: 9.6424e-06 | [29 empty] | 7.3.2.1.3 Advanced weather monitoring and weather stations Weather StationsWLDFRElectric Reliability | WLDFR | HFTD - Distribution - Tier 3 - 2QU CoRE ¦ 4QU LoRE | Red Flag Warning - Small Fires | 2028 | Electric Reliability | 0.039055 | 69.0654 | 2028 | Mitigation | 0.011149 | 10 | 0 | esc | 0.011149 | 0.00043542 | 0.011149 | 0.00043542 | 0.011149 | 0.00043542 | 0.011149 | 0.00043542
[79 empty] | WLDFR | HFTD - Distribution - Tier 3 - 2QU CoRE ¦ 2QU LoRE | Non-Red Flag Warning - Destructive Fires | 2029 | 0 | 0 | 0 | 0 | 9534.9221 | 247.273 | 9287.6491 | 0 | 2.7568 | 2.7568 | 2.7568 | 2.7568 | 3.4977e-06 |  | 0 | 9.6424e-06 | 9.6424e-06 | 0 | 9.6424e-06 | 9.6424e-06 | 0 | 9.6424e-06 | 9.6424e-06 | 0 | 9.6424e-06 | Column30: 9.6424e-06 | [29 empty] | 7.3.2.1.3 Advanced weather monitoring and weather stations Weather StationsWLDFRElectric Reliability | WLDFR | HFTD - Distribution - Tier 3 - 2QU CoRE ¦ 4QU LoRE | Red Flag Warning - Small Fires | 2029 | Electric Reliability | 0.039055 | 69.0654 | 2029 | Mitigation | 0.011149 | 10 | 0 | esc | 0.011149 | 0.00043542 | 0.011149 | 0.00043542 | 0.011149 | 0.00043542 | 0.011149 | 0.00043542
[79 empty] | WLDFR | HFTD - Distribution - Tier 3 - 2QU CoRE ¦ 2QU LoRE | Non-Red Flag Warning - Destructive Fires | 2030 | 0 | 0 | 0 | 0 | 9534.9221 | 247.273 | 9287.6491 | 0 | 0 | 2.7568 | 2.7568 | 2.7568 | 3.4977e-06 |  | 0 | 0 | 0 | 0 | 9.6424e-06 | 9.6424e-06 | 0 | 9.6424e-06 | 9.6424e-06 | 0 | 9.6424e-06 | Column30: 9.6424e-06 | [29 empty] | 7.3.2.1.3 Advanced weather monitoring and weather stations Weather StationsWLDFRElectric Reliability | WLDFR | HFTD - Distribution - Tier 3 - 2QU CoRE ¦ 4QU LoRE | Red Flag Warning - Small Fires | 2030 | Electric Reliability | 0.039055 | 69.0654 | 2030 | Mitigation | 0.011149 | 10 | 0 | esc | 0 | 0 | 0.011149 | 0.00043542 | 0.011149 | 0.00043542 | 0.011149 | 0.00043542
[79 empty] | WLDFR | HFTD - Distribution - Tier 3 - 2QU CoRE ¦ 2QU LoRE | Non-Red Flag Warning - Destructive Fires | 2031 | 0 | 0 | 0 | 0 | 9534.9221 | 247.273 | 9287.6491 | 0 | 0 | 0 | 2.7568 | 2.7568 | 3.4977e-06 |  | 0 | 0 | 0 | 0 | 0 | 0 | 0 | 9.6424e-06 | 9.6424e-06 | 0 | 9.6424e-06 | Column30: 9.6424e-06 | [29 empty] | 7.3.2.1.3 Advanced weather monitoring and weather stations Weather StationsWLDFRElectric Reliability | WLDFR | HFTD - Distribution - Tier 3 - 2QU CoRE ¦ 4QU LoRE | Red Flag Warning - Small Fires | 2031 | Electric Reliability | 0.039055 | 69.0654 | 2031 | Mitigation | 0.011149 | 10 | 0 | esc | 0 | 0 | 0 | 0 | 0.011149 | 0.00043542 | 0.011149 | 0.00043542
[79 empty] | WLDFR | HFTD - Distribution - Tier 3 - 2QU CoRE ¦ 2QU LoRE | Non-Red Flag Warning - Destructive Fires | 2032 | 0 | 0 | 0 | 0 | 9534.9221 | 247.273 | 9287.6491 | 0 | 0 | 0 | 0 | 2.7568 | 3.4977e-06 |  | 0 | 0 | 0 | 0 | 0 | 0 | 0 | 0 | 0 | 0 | 9.6424e-06 | Column30: 9.6424e-06 | [29 empty] | 7.3.2.1.3 Advanced weather monitoring and weather stations Weather StationsWLDFRElectric Reliability | WLDFR | HFTD - Distribution - Tier 3 - 2QU CoRE ¦ 4QU LoRE | Red Flag Warning - Small Fires | 2032 | Electric Reliability | 0.039055 | 69.0654 | 2032 | Mitigation | 0.011149 | 10 | 0 | esc | 0 | 0 | 0 | 0 | 0 | 0 | 0.011149 | 0.00043542
[79 empty] | WLDFR | HFTD - Distribution - Tier 3 - 2QU CoRE ¦ 2QU LoRE | Non-Red Flag Warning - Large Fires | 2020 | 0 | 0 | 0 | 0 | 5.2406 | 0.69642 | 2.942 | 1.6022 | 0.0077642 | 0 | 0 | 0 | 2.8327e-05 |  | 0 | 2.1993e-07 | 2.1993e-07 | 0 | 0 | 0 | 0 | 0 | 0 | 0 | 0 | Column30: 0 | [29 empty] | 7.3.2.1.3 Advanced weather monitoring and weather stations Weather StationsWLDFRElectric Reliability | WLDFR | HFTD - Distribution - Tier 3 - 2QU CoRE ¦ 4QU LoRE | Seismic - Non-Red Flag Warning - Catastrophic Fires | 2021 | Electric Reliability | 409.2237 | 69.0654 | 2021 | Mitigation | 0.011149 | 10 | 0 | esc | 0.011149 | 4.5624 | 0.011149 | 4.5624 | 0 | 0 | 0 | 0
[79 empty] | WLDFR | HFTD - Distribution - Tier 3 - 2QU CoRE ¦ 2QU LoRE | Non-Red Flag Warning - Large Fires | 2021 | 0 | 0 | 0 | 0 | 5.2406 | 0.69642 | 2.942 | 1.6022 | 0.0077642 | 0.0077642 | 0 | 0 | 2.8327e-05 |  | 0 | 2.1993e-07 | 2.1993e-07 | 0 | 2.1993e-07 | 2.1993e-07 | 0 | 0 | 0 | 0 | 0 | Column30: 0 | [29 empty] | 7.3.2.1.3 Advanced weather monitoring and weather stations Weather StationsWLDFRElectric Reliability | WLDFR | HFTD - Distribution - Tier 3 - 2QU CoRE ¦ 4QU LoRE | Seismic - Non-Red Flag Warning - Catastrophic Fires | 2022 | Electric Reliability | 409.2237 | 69.0654 | 2022 | Mitigation | 0.011149 | 10 | 0 | esc | 0.011149 | 4.5624 | 0.011149 | 4.5624 | 0.011149 | 4.5624 | 0 | 0
[79 empty] | WLDFR | HFTD - Distribution - Tier 3 - 2QU CoRE ¦ 2QU LoRE | Non-Red Flag Warning - Large Fires | 2022 | 0 | 0 | 0 | 0 | 5.2406 | 0.69642 | 2.942 | 1.6022 | 0.0077642 | 0.0077642 | 0.0077642 | 0 | 2.8327e-05 |  | 0 | 2.1993e-07 | 2.1993e-07 | 0 | 2.1993e-07 | 2.1993e-07 | 0 | 2.1993e-07 | 2.1993e-07 | 0 | 0 | Column30: 0 | [29 empty] | 7.3.2.1.3 Advanced weather monitoring and weather stations Weather StationsWLDFRElectric Reliability | WLDFR | HFTD - Distribution - Tier 3 - 2QU CoRE ¦ 4QU LoRE | Seismic - Non-Red Flag Warning - Catastrophic Fires | 2023 | Electric Reliability | 428.6023 | 69.0654 | 2023 | Mitigation | 0.011149 | 10 | 0 | esc | 0.011149 | 4.7784 | 0.011149 | 4.7784 | 0.011149 | 4.7784 | 0.011149 | 4.7784
[79 empty] | WLDFR | HFTD - Distribution - Tier 3 - 2QU CoRE ¦ 2QU LoRE | Non-Red Flag Warning - Large Fires | 2023 | 0 | 0 | 0 | 0 | 5.475 | 0.71896 | 3.0715 | 1.6846 | 0.0080156 | 0.0080156 | 0.0080156 | 0.0080156 | 2.8327e-05 |  | 0 | 2.2705e-07 | 2.2705e-07 | 0 | 2.2705e-07 | 2.2705e-07 | 0 | 2.2705e-07 | 2.2705e-07 | 0 | 2.2705e-07 | Column30: 2.2705e-07 | [29 empty] | 7.3.2.1.3 Advanced weather monitoring and weather stations Weather StationsWLDFRElectric Reliability | WLDFR | HFTD - Distribution - Tier 3 - 2QU CoRE ¦ 4QU LoRE | Seismic - Non-Red Flag Warning - Catastrophic Fires | 2024 | Electric Reliability | 428.6023 | 69.0654 | 2024 | Mitigation | 0.011149 | 10 | 0 | esc | 0.011149 | 4.7784 | 0.011149 | 4.7784 | 0.011149 | 4.7784 | 0.011149 | 4.7784
[79 empty] | WLDFR | HFTD - Distribution - Tier 3 - 2QU CoRE ¦ 2QU LoRE | Non-Red Flag Warning - Large Fires | 2024 | 0 | 0 | 0 | 0 | 5.475 | 0.71896 | 3.0715 | 1.6846 | 0.0080156 | 0.0080156 | 0.0080156 | 0.0080156 | 2.8327e-05 |  | 0 | 2.2705e-07 | 2.2705e-07 | 0 | 2.2705e-07 | 2.2705e-07 | 0 | 2.2705e-07 | 2.2705e-07 | 0 | 2.2705e-07 | Column30: 2.2705e-07 | [29 empty] | 7.3.2.1.3 Advanced weather monitoring and weather stations Weather StationsWLDFRElectric Reliability | WLDFR | HFTD - Distribution - Tier 3 - 2QU CoRE ¦ 4QU LoRE | Seismic - Non-Red Flag Warning - Catastrophic Fires | 2025 | Electric Reliability | 428.6023 | 69.0654 | 2025 | Mitigation | 0.011149 | 10 | 0 | esc | 0.011149 | 4.7784 | 0.011149 | 4.7784 | 0.011149 | 4.7784 | 0.011149 | 4.7784
[79 empty] | WLDFR | HFTD - Distribution - Tier 3 - 2QU CoRE ¦ 2QU LoRE | Non-Red Flag Warning - Large Fires | 2025 | 0 | 0 | 0 | 0 | 5.475 | 0.71896 | 3.0715 | 1.6846 | 0.0080156 | 0.0080156 | 0.0080156 | 0.0080156 | 2.8327e-05 |  | 0 | 2.2705e-07 | 2.2705e-07 | 0 | 2.2705e-07 | 2.2705e-07 | 0 | 2.2705e-07 | 2.2705e-07 | 0 | 2.2705e-07 | Column30: 2.2705e-07 | [29 empty] | 7.3.2.1.3 Advanced weather monitoring and weather stations Weather StationsWLDFRElectric Reliability | WLDFR | HFTD - Distribution - Tier 3 - 2QU CoRE ¦ 4QU LoRE | Seismic - Non-Red Flag Warning - Catastrophic Fires | 2026 | Electric Reliability | 428.6023 | 69.0654 | 2026 | Mitigation | 0.011149 | 10 | 0 | esc | 0.011149 | 4.7784 | 0.011149 | 4.7784 | 0.011149 | 4.7784 | 0.011149 | 4.7784
[79 empty] | WLDFR | HFTD - Distribution - Tier 3 - 2QU CoRE ¦ 2QU LoRE | Non-Red Flag Warning - Large Fires | 2026 | 0 | 0 | 0 | 0 | 5.475 | 0.71896 | 3.0715 | 1.6846 | 0.0080156 | 0.0080156 | 0.0080156 | 0.0080156 | 2.8327e-05 |  | 0 | 2.2705e-07 | 2.2705e-07 | 0 | 2.2705e-07 | 2.2705e-07 | 0 | 2.2705e-07 | 2.2705e-07 | 0 | 2.2705e-07 | Column30: 2.2705e-07 | [29 empty] | 7.3.2.1.3 Advanced weather monitoring and weather stations Weather StationsWLDFRElectric Reliability | WLDFR | HFTD - Distribution - Tier 3 - 2QU CoRE ¦ 4QU LoRE | Seismic - Non-Red Flag Warning - Catastrophic Fires | 2027 | Electric Reliability | 428.6023 | 69.0654 | 2027 | Mitigation | 0.011149 | 10 | 0 | esc | 0.011149 | 4.7784 | 0.011149 | 4.7784 | 0.011149 | 4.7784 | 0.011149 | 4.7784
[79 empty] | WLDFR | HFTD - Distribution - Tier 3 - 2QU CoRE ¦ 2QU LoRE | Non-Red Flag Warning - Large Fires | 2027 | 0 | 0 | 0 | 0 | 5.475 | 0.71896 | 3.0715 | 1.6846 | 0.0080156 | 0.0080156 | 0.0080156 | 0.0080156 | 2.8327e-05 |  | 0 | 2.2705e-07 | 2.2705e-07 | 0 | 2.2705e-07 | 2.2705e-07 | 0 | 2.2705e-07 | 2.2705e-07 | 0 | 2.2705e-07 | Column30: 2.2705e-07 | [29 empty] | 7.3.2.1.3 Advanced weather monitoring and weather stations Weather StationsWLDFRElectric Reliability | WLDFR | HFTD - Distribution - Tier 3 - 2QU CoRE ¦ 4QU LoRE | Seismic - Non-Red Flag Warning - Catastrophic Fires | 2028 | Electric Reliability | 453.261 | 69.0654 | 2028 | Mitigation | 0.011149 | 10 | 0 | esc | 0.011149 | 5.0533 | 0.011149 | 5.0533 | 0.011149 | 5.0533 | 0.011149 | 5.0533
[79 empty] | WLDFR | HFTD - Distribution - Tier 3 - 2QU CoRE ¦ 2QU LoRE | Non-Red Flag Warning - Large Fires | 2028 | 0 | 0 | 0 | 0 | 5.777 | 0.74734 | 3.238 | 1.7917 | 0.0083319 | 0.0083319 | 0.0083319 | 0.0083319 | 2.8327e-05 |  | 0 | 2.3602e-07 | 2.3602e-07 | 0 | 2.3602e-07 | 2.3602e-07 | 0 | 2.3602e-07 | 2.3602e-07 | 0 | 2.3602e-07 | Column30: 2.3602e-07 | [29 empty] | 7.3.2.1.3 Advanced weather monitoring and weather stations Weather StationsWLDFRElectric Reliability | WLDFR | HFTD - Distribution - Tier 3 - 2QU CoRE ¦ 4QU LoRE | Seismic - Non-Red Flag Warning - Catastrophic Fires | 2029 | Electric Reliability | 453.261 | 69.0654 | 2029 | Mitigation | 0.011149 | 10 | 0 | esc | 0.011149 | 5.0533 | 0.011149 | 5.0533 | 0.011149 | 5.0533 | 0.011149 | 5.0533
[79 empty] | WLDFR | HFTD - Distribution - Tier 3 - 2QU CoRE ¦ 2QU LoRE | Non-Red Flag Warning - Large Fires | 2029 | 0 | 0 | 0 | 0 | 5.777 | 0.74734 | 3.238 | 1.7917 | 0.0083319 | 0.0083319 | 0.0083319 | 0.0083319 | 2.8327e-05 |  | 0 | 2.3602e-07 | 2.3602e-07 | 0 | 2.3602e-07 | 2.3602e-07 | 0 | 2.3602e-07 | 2.3602e-07 | 0 | 2.3602e-07 | Column30: 2.3602e-07 | [29 empty] | 7.3.2.1.3 Advanced weather monitoring and weather stations Weather StationsWLDFRElectric Reliability | WLDFR | HFTD - Distribution - Tier 3 - 2QU CoRE ¦ 4QU LoRE | Seismic - Non-Red Flag Warning - Catastrophic Fires | 2030 | Electric Reliability | 453.261 | 69.0654 | 2030 | Mitigation | 0.011149 | 10 | 0 | esc | 0 | 0 | 0.011149 | 5.0533 | 0.011149 | 5.0533 | 0.011149 | 5.0533
[79 empty] | WLDFR | HFTD - Distribution - Tier 3 - 2QU CoRE ¦ 2QU LoRE | Non-Red Flag Warning - Large Fires | 2030 | 0 | 0 | 0 | 0 | 5.777 | 0.74734 | 3.238 | 1.7917 | 0 | 0.0083319 | 0.0083319 | 0.0083319 | 2.8327e-05 |  | 0 | 0 | 0 | 0 | 2.3602e-07 | 2.3602e-07 | 0 | 2.3602e-07 | 2.3602e-07 | 0 | 2.3602e-07 | Column30: 2.3602e-07 | [29 empty] | 7.3.2.1.3 Advanced weather monitoring and weather stations Weather StationsWLDFRElectric Reliability | WLDFR | HFTD - Distribution - Tier 3 - 2QU CoRE ¦ 4QU LoRE | Seismic - Non-Red Flag Warning - Catastrophic Fires | 2031 | Electric Reliability | 453.261 | 69.0654 | 2031 | Mitigation | 0.011149 | 10 | 0 | esc | 0 | 0 | 0 | 0 | 0.011149 | 5.0533 | 0.011149 | 5.0533
[79 empty] | WLDFR | HFTD - Distribution - Tier 3 - 2QU CoRE ¦ 2QU LoRE | Non-Red Flag Warning - Large Fires | 2031 | 0 | 0 | 0 | 0 | 5.777 | 0.74734 | 3.238 | 1.7917 | 0 | 0 | 0.0083319 | 0.0083319 | 2.8327e-05 |  | 0 | 0 | 0 | 0 | 0 | 0 | 0 | 2.3602e-07 | 2.3602e-07 | 0 | 2.3602e-07 | Column30: 2.3602e-07 | [29 empty] | 7.3.2.1.3 Advanced weather monitoring and weather stations Weather StationsWLDFRElectric Reliability | WLDFR | HFTD - Distribution - Tier 3 - 2QU CoRE ¦ 4QU LoRE | Seismic - Non-Red Flag Warning - Catastrophic Fires | 2032 | Electric Reliability | 453.261 | 69.0654 | 2032 | Mitigation | 0.011149 | 10 | 0 | esc | 0 | 0 | 0 | 0 | 0 | 0 | 0.011149 | 5.0533
[79 empty] | WLDFR | HFTD - Distribution - Tier 3 - 2QU CoRE ¦ 2QU LoRE | Non-Red Flag Warning - Large Fires | 2032 | 0 | 0 | 0 | 0 | 5.777 | 0.74734 | 3.238 | 1.7917 | 0 | 0 | 0 | 0.0083319 | 2.8327e-05 |  | 0 | 0 | 0 | 0 | 0 | 0 | 0 | 0 | 0 | 0 | 2.3602e-07 | Column30: 2.3602e-07 | [29 empty] | 7.3.2.1.3 Advanced weather monitoring and weather stations Weather StationsWLDFRElectric Reliability | WLDFR | HFTD - Distribution - Tier 3 - 2QU CoRE ¦ 4QU LoRE | Seismic - Red Flag Warning - Catastrophic Fires | 2021 | Electric Reliability | 409.2237 | 69.0654 | 2021 | Mitigation | 0.011149 | 10 | 0 | esc | 0.011149 | 4.5624 | 0.011149 | 4.5624 | 0 | 0 | 0 | 0
[79 empty] | WLDFR | HFTD - Distribution - Tier 3 - 2QU CoRE ¦ 2QU LoRE | Non-Red Flag Warning - Small Fires | 2020 | 0 | 0 | 0 | 0 | 0.077901 | 0.036425 | 0.0015809 | 0.039895 | 0.0004061 | 0 | 0 | 0 | 0.0053914 |  | 0 | 2.1894e-06 | 2.1894e-06 | 0 | 0 | 0 | 0 | 0 | 0 | 0 | 0 | Column30: 0 | [29 empty] | 7.3.2.1.3 Advanced weather monitoring and weather stations Weather StationsWLDFRElectric Reliability | WLDFR | HFTD - Distribution - Tier 3 - 2QU CoRE ¦ 4QU LoRE | Seismic - Red Flag Warning - Catastrophic Fires | 2022 | Electric Reliability | 409.2237 | 69.0654 | 2022 | Mitigation | 0.011149 | 10 | 0 | esc | 0.011149 | 4.5624 | 0.011149 | 4.5624 | 0.011149 | 4.5624 | 0 | 0
[79 empty] | WLDFR | HFTD - Distribution - Tier 3 - 2QU CoRE ¦ 2QU LoRE | Non-Red Flag Warning - Small Fires | 2021 | 0 | 0 | 0 | 0 | 0.077901 | 0.036425 | 0.0015809 | 0.039895 | 0.0004061 | 0.0004061 | 0 | 0 | 0.0053914 |  | 0 | 2.1894e-06 | 2.1894e-06 | 0 | 2.1894e-06 | 2.1894e-06 | 0 | 0 | 0 | 0 | 0 | Column30: 0 | [29 empty] | 7.3.2.1.3 Advanced weather monitoring and weather stations Weather StationsWLDFRElectric Reliability | WLDFR | HFTD - Distribution - Tier 3 - 2QU CoRE ¦ 4QU LoRE | Seismic - Red Flag Warning - Catastrophic Fires | 2023 | Electric Reliability | 428.6023 | 69.0654 | 2023 | Mitigation | 0.011149 | 10 | 0 | esc | 0.011149 | 4.7784 | 0.011149 | 4.7784 | 0.011149 | 4.7784 | 0.011149 | 4.7784
[79 empty] | WLDFR | HFTD - Distribution - Tier 3 - 2QU CoRE ¦ 2QU LoRE | Non-Red Flag Warning - Small Fires | 2022 | 0 | 0 | 0 | 0 | 0.077901 | 0.036425 | 0.0015809 | 0.039895 | 0.0004061 | 0.0004061 | 0.0004061 | 0 | 0.0053914 |  | 0 | 2.1894e-06 | 2.1894e-06 | 0 | 2.1894e-06 | 2.1894e-06 | 0 | 2.1894e-06 | 2.1894e-06 | 0 | 0 | Column30: 0 | [29 empty] | 7.3.2.1.3 Advanced weather monitoring and weather stations Weather StationsWLDFRElectric Reliability | WLDFR | HFTD - Distribution - Tier 3 - 2QU CoRE ¦ 4QU LoRE | Seismic - Red Flag Warning - Catastrophic Fires | 2024 | Electric Reliability | 428.6023 | 69.0654 | 2024 | Mitigation | 0.011149 | 10 | 0 | esc | 0.011149 | 4.7784 | 0.011149 | 4.7784 | 0.011149 | 4.7784 | 0.011149 | 4.7784
[79 empty] | WLDFR | HFTD - Distribution - Tier 3 - 2QU CoRE ¦ 2QU LoRE | Non-Red Flag Warning - Small Fires | 2023 | 0 | 0 | 0 | 0 | 0.080408 | 0.03759 | 0.0016314 | 0.041187 | 0.00041909 | 0.00041909 | 0.00041909 | 0.00041909 | 0.0053914 |  | 0 | 2.2595e-06 | 2.2595e-06 | 0 | 2.2595e-06 | 2.2595e-06 | 0 | 2.2595e-06 | 2.2595e-06 | 0 | 2.2595e-06 | Column30: 2.2595e-06 | [29 empty] | 7.3.2.1.3 Advanced weather monitoring and weather stations Weather StationsWLDFRElectric Reliability | WLDFR | HFTD - Distribution - Tier 3 - 2QU CoRE ¦ 4QU LoRE | Seismic - Red Flag Warning - Catastrophic Fires | 2025 | Electric Reliability | 428.6023 | 69.0654 | 2025 | Mitigation | 0.011149 | 10 | 0 | esc | 0.011149 | 4.7784 | 0.011149 | 4.7784 | 0.011149 | 4.7784 | 0.011149 | 4.7784
[79 empty] | WLDFR | HFTD - Distribution - Tier 3 - 2QU CoRE ¦ 2QU LoRE | Non-Red Flag Warning - Small Fires | 2024 | 0 | 0 | 0 | 0 | 0.080408 | 0.03759 | 0.0016314 | 0.041187 | 0.00041909 | 0.00041909 | 0.00041909 | 0.00041909 | 0.0053914 |  | 0 | 2.2595e-06 | 2.2595e-06 | 0 | 2.2595e-06 | 2.2595e-06 | 0 | 2.2595e-06 | 2.2595e-06 | 0 | 2.2595e-06 | Column30: 2.2595e-06 | [29 empty] | 7.3.2.1.3 Advanced weather monitoring and weather stations Weather StationsWLDFRElectric Reliability | WLDFR | HFTD - Distribution - Tier 3 - 2QU CoRE ¦ 4QU LoRE | Seismic - Red Flag Warning - Catastrophic Fires | 2026 | Electric Reliability | 428.6023 | 69.0654 | 2026 | Mitigation | 0.011149 | 10 | 0 | esc | 0.011149 | 4.7784 | 0.011149 | 4.7784 | 0.011149 | 4.7784 | 0.011149 | 4.7784
[79 empty] | WLDFR | HFTD - Distribution - Tier 3 - 2QU CoRE ¦ 2QU LoRE | Non-Red Flag Warning - Small Fires | 2025 | 0 | 0 | 0 | 0 | 0.080408 | 0.03759 | 0.0016314 | 0.041187 | 0.00041909 | 0.00041909 | 0.00041909 | 0.00041909 | 0.0053914 |  | 0 | 2.2595e-06 | 2.2595e-06 | 0 | 2.2595e-06 | 2.2595e-06 | 0 | 2.2595e-06 | 2.2595e-06 | 0 | 2.2595e-06 | Column30: 2.2595e-06 | [29 empty] | 7.3.2.1.3 Advanced weather monitoring and weather stations Weather StationsWLDFRElectric Reliability | WLDFR | HFTD - Distribution - Tier 3 - 2QU CoRE ¦ 4QU LoRE | Seismic - Red Flag Warning - Catastrophic Fires | 2027 | Electric Reliability | 428.6023 | 69.0654 | 2027 | Mitigation | 0.011149 | 10 | 0 | esc | 0.011149 | 4.7784 | 0.011149 | 4.7784 | 0.011149 | 4.7784 | 0.011149 | 4.7784
[79 empty] | WLDFR | HFTD - Distribution - Tier 3 - 2QU CoRE ¦ 2QU LoRE | Non-Red Flag Warning - Small Fires | 2026 | 0 | 0 | 0 | 0 | 0.080408 | 0.03759 | 0.0016314 | 0.041187 | 0.00041909 | 0.00041909 | 0.00041909 | 0.00041909 | 0.0053914 |  | 0 | 2.2595e-06 | 2.2595e-06 | 0 | 2.2595e-06 | 2.2595e-06 | 0 | 2.2595e-06 | 2.2595e-06 | 0 | 2.2595e-06 | Column30: 2.2595e-06 | [29 empty] | 7.3.2.1.3 Advanced weather monitoring and weather stations Weather StationsWLDFRElectric Reliability | WLDFR | HFTD - Distribution - Tier 3 - 2QU CoRE ¦ 4QU LoRE | Seismic - Red Flag Warning - Catastrophic Fires | 2028 | Electric Reliability | 453.261 | 69.0654 | 2028 | Mitigation | 0.011149 | 10 | 0 | esc | 0.011149 | 5.0533 | 0.011149 | 5.0533 | 0.011149 | 5.0533 | 0.011149 | 5.0533
[79 empty] | WLDFR | HFTD - Distribution - Tier 3 - 2QU CoRE ¦ 2QU LoRE | Non-Red Flag Warning - Small Fires | 2027 | 0 | 0 | 0 | 0 | 0.080408 | 0.03759 | 0.0016314 | 0.041187 | 0.00041909 | 0.00041909 | 0.00041909 | 0.00041909 | 0.0053914 |  | 0 | 2.2595e-06 | 2.2595e-06 | 0 | 2.2595e-06 | 2.2595e-06 | 0 | 2.2595e-06 | 2.2595e-06 | 0 | 2.2595e-06 | Column30: 2.2595e-06 | [29 empty] | 7.3.2.1.3 Advanced weather monitoring and weather stations Weather StationsWLDFRElectric Reliability | WLDFR | HFTD - Distribution - Tier 3 - 2QU CoRE ¦ 4QU LoRE | Seismic - Red Flag Warning - Catastrophic Fires | 2029 | Electric Reliability | 453.261 | 69.0654 | 2029 | Mitigation | 0.011149 | 10 | 0 | esc | 0.011149 | 5.0533 | 0.011149 | 5.0533 | 0.011149 | 5.0533 | 0.011149 | 5.0533
[79 empty] | WLDFR | HFTD - Distribution - Tier 3 - 2QU CoRE ¦ 2QU LoRE | Non-Red Flag Warning - Small Fires | 2028 | 0 | 0 | 0 | 0 | 0.083606 | 0.039055 | 0.001695 | 0.042856 | 0.00043542 | 0.00043542 | 0.00043542 | 0.00043542 | 0.0053914 |  | 0 | 2.3475e-06 | 2.3475e-06 | 0 | 2.3475e-06 | 2.3475e-06 | 0 | 2.3475e-06 | 2.3475e-06 | 0 | 2.3475e-06 | Column30: 2.3475e-06 | [29 empty] | 7.3.2.1.3 Advanced weather monitoring and weather stations Weather StationsWLDFRElectric Reliability | WLDFR | HFTD - Distribution - Tier 3 - 2QU CoRE ¦ 4QU LoRE | Seismic - Red Flag Warning - Catastrophic Fires | 2030 | Electric Reliability | 453.261 | 69.0654 | 2030 | Mitigation | 0.011149 | 10 | 0 | esc | 0 | 0 | 0.011149 | 5.0533 | 0.011149 | 5.0533 | 0.011149 | 5.0533
[79 empty] | WLDFR | HFTD - Distribution - Tier 3 - 2QU CoRE ¦ 2QU LoRE | Non-Red Flag Warning - Small Fires | 2029 | 0 | 0 | 0 | 0 | 0.083606 | 0.039055 | 0.001695 | 0.042856 | 0.00043542 | 0.00043542 | 0.00043542 | 0.00043542 | 0.0053914 |  | 0 | 2.3475e-06 | 2.3475e-06 | 0 | 2.3475e-06 | 2.3475e-06 | 0 | 2.3475e-06 | 2.3475e-06 | 0 | 2.3475e-06 | Column30: 2.3475e-06 | [29 empty] | 7.3.2.1.3 Advanced weather monitoring and weather stations Weather StationsWLDFRElectric Reliability | WLDFR | HFTD - Distribution - Tier 3 - 2QU CoRE ¦ 4QU LoRE | Seismic - Red Flag Warning - Catastrophic Fires | 2031 | Electric Reliability | 453.261 | 69.0654 | 2031 | Mitigation | 0.011149 | 10 | 0 | esc | 0 | 0 | 0 | 0 | 0.011149 | 5.0533 | 0.011149 | 5.0533
[79 empty] | WLDFR | HFTD - Distribution - Tier 3 - 2QU CoRE ¦ 2QU LoRE | Non-Red Flag Warning - Small Fires | 2030 | 0 | 0 | 0 | 0 | 0.083606 | 0.039055 | 0.001695 | 0.042856 | 0 | 0.00043542 | 0.00043542 | 0.00043542 | 0.0053914 |  | 0 | 0 | 0 | 0 | 2.3475e-06 | 2.3475e-06 | 0 | 2.3475e-06 | 2.3475e-06 | 0 | 2.3475e-06 | Column30: 2.3475e-06 | [29 empty] | 7.3.2.1.3 Advanced weather monitoring and weather stations Weather StationsWLDFRElectric Reliability | WLDFR | HFTD - Distribution - Tier 3 - 2QU CoRE ¦ 4QU LoRE | Seismic - Red Flag Warning - Catastrophic Fires | 2032 | Electric Reliability | 453.261 | 69.0654 | 2032 | Mitigation | 0.011149 | 10 | 0 | esc | 0 | 0 | 0 | 0 | 0 | 0 | 0.011149 | 5.0533
[79 empty] | WLDFR | HFTD - Distribution - Tier 3 - 2QU CoRE ¦ 2QU LoRE | Non-Red Flag Warning - Small Fires | 2031 | 0 | 0 | 0 | 0 | 0.083606 | 0.039055 | 0.001695 | 0.042856 | 0 | 0 | 0.00043542 | 0.00043542 | 0.0053914 |  | 0 | 0 | 0 | 0 | 0 | 0 | 0 | 2.3475e-06 | 2.3475e-06 | 0 | 2.3475e-06 | Column30: 2.3475e-06 | [29 empty] | 7.3.2.1.3 Advanced weather monitoring and weather stations Weather StationsWLDFRElectric Reliability | WLDFR | HFTD - Distribution - Tier 3 - 2QU CoRE ¦ 5QU LoRE | Non-Red Flag Warning - Catastrophic Fires | 2021 | Electric Reliability | 222.2294 | 33.5215 | 2021 | Mitigation | 0.011149 | 10 | 0 | esc | 0.011149 | 2.4776 | 0.011149 | 2.4776 | 0 | 0 | 0 | 0
[79 empty] | WLDFR | HFTD - Distribution - Tier 3 - 2QU CoRE ¦ 2QU LoRE | Non-Red Flag Warning - Small Fires | 2032 | 0 | 0 | 0 | 0 | 0.083606 | 0.039055 | 0.001695 | 0.042856 | 0 | 0 | 0 | 0.00043542 | 0.0053914 |  | 0 | 0 | 0 | 0 | 0 | 0 | 0 | 0 | 0 | 0 | 2.3475e-06 | Column30: 2.3475e-06 | [29 empty] | 7.3.2.1.3 Advanced weather monitoring and weather stations Weather StationsWLDFRElectric Reliability | WLDFR | HFTD - Distribution - Tier 3 - 2QU CoRE ¦ 5QU LoRE | Non-Red Flag Warning - Catastrophic Fires | 2022 | Electric Reliability | 222.2294 | 33.5215 | 2022 | Mitigation | 0.011149 | 10 | 0 | esc | 0.011149 | 2.4776 | 0.011149 | 2.4776 | 0.011149 | 2.4776 | 0 | 0
[79 empty] | WLDFR | HFTD - Distribution - Tier 3 - 2QU CoRE ¦ 2QU LoRE | Red Flag Warning - Catastrophic Fires | 2020 | 0 | 0 | 0 | 0 | 14146.1306 | 222.2294 | 8585.7228 | 5338.1784 | 2.4776 | 0 | 0 | 0 | 9.0083e-05 |  | 0 | 0.00022319 | 0.00022319 | 0 | 0 | 0 | 0 | 0 | 0 | 0 | 0 | Column30: 0 | [29 empty] | 7.3.2.1.3 Advanced weather monitoring and weather stations Weather StationsWLDFRElectric Reliability | WLDFR | HFTD - Distribution - Tier 3 - 2QU CoRE ¦ 5QU LoRE | Non-Red Flag Warning - Catastrophic Fires | 2023 | Electric Reliability | 233.2301 | 33.5215 | 2023 | Mitigation | 0.011149 | 10 | 0 | esc | 0.011149 | 2.6002 | 0.011149 | 2.6002 | 0.011149 | 2.6002 | 0.011149 | 2.6002
[79 empty] | WLDFR | HFTD - Distribution - Tier 3 - 2QU CoRE ¦ 2QU LoRE | Red Flag Warning - Catastrophic Fires | 2021 | 0 | 0 | 0 | 0 | 14146.1306 | 222.2294 | 8585.7228 | 5338.1784 | 2.4776 | 2.4776 | 0 | 0 | 9.0083e-05 |  | 0 | 0.00022319 | 0.00022319 | 0 | 0.00022319 | 0.00022319 | 0 | 0 | 0 | 0 | 0 | Column30: 0 | [29 empty] | 7.3.2.1.3 Advanced weather monitoring and weather stations Weather StationsWLDFRElectric Reliability | WLDFR | HFTD - Distribution - Tier 3 - 2QU CoRE ¦ 5QU LoRE | Non-Red Flag Warning - Catastrophic Fires | 2024 | Electric Reliability | 233.2301 | 33.5215 | 2024 | Mitigation | 0.011149 | 10 | 0 | esc | 0.011149 | 2.6002 | 0.011149 | 2.6002 | 0.011149 | 2.6002 | 0.011149 | 2.6002
[79 empty] | WLDFR | HFTD - Distribution - Tier 3 - 2QU CoRE ¦ 2QU LoRE | Red Flag Warning - Catastrophic Fires | 2022 | 0 | 0 | 0 | 0 | 14146.1306 | 222.2294 | 8585.7228 | 5338.1784 | 2.4776 | 2.4776 | 2.4776 | 0 | 9.0083e-05 |  | 0 | 0.00022319 | 0.00022319 | 0 | 0.00022319 | 0.00022319 | 0 | 0.00022319 | 0.00022319 | 0 | 0 | Column30: 0 | [29 empty] | 7.3.2.1.3 Advanced weather monitoring and weather stations Weather StationsWLDFRElectric Reliability | WLDFR | HFTD - Distribution - Tier 3 - 2QU CoRE ¦ 5QU LoRE | Non-Red Flag Warning - Catastrophic Fires | 2025 | Electric Reliability | 233.2301 | 33.5215 | 2025 | Mitigation | 0.011149 | 10 | 0 | esc | 0.011149 | 2.6002 | 0.011149 | 2.6002 | 0.011149 | 2.6002 | 0.011149 | 2.6002
[79 empty] | WLDFR | HFTD - Distribution - Tier 3 - 2QU CoRE ¦ 2QU LoRE | Red Flag Warning - Catastrophic Fires | 2023 | 0 | 0 | 0 | 0 | 14664.6376 | 233.2301 | 8896.516 | 5534.8915 | 2.6002 | 2.6002 | 2.6002 | 2.6002 | 9.0083e-05 |  | 0 | 0.00023424 | 0.00023424 | 0 | 0.00023424 | 0.00023424 | 0 | 0.00023424 | 0.00023424 | 0 | 0.00023424 | Column30: 0.00023424 | [29 empty] | 7.3.2.1.3 Advanced weather monitoring and weather stations Weather StationsWLDFRElectric Reliability | WLDFR | HFTD - Distribution - Tier 3 - 2QU CoRE ¦ 5QU LoRE | Non-Red Flag Warning - Catastrophic Fires | 2026 | Electric Reliability | 233.2301 | 33.5215 | 2026 | Mitigation | 0.011149 | 10 | 0 | esc | 0.011149 | 2.6002 | 0.011149 | 2.6002 | 0.011149 | 2.6002 | 0.011149 | 2.6002
[79 empty] | WLDFR | HFTD - Distribution - Tier 3 - 2QU CoRE ¦ 2QU LoRE | Red Flag Warning - Catastrophic Fires | 2024 | 0 | 0 | 0 | 0 | 14664.6376 | 233.2301 | 8896.516 | 5534.8915 | 2.6002 | 2.6002 | 2.6002 | 2.6002 | 9.0083e-05 |  | 0 | 0.00023424 | 0.00023424 | 0 | 0.00023424 | 0.00023424 | 0 | 0.00023424 | 0.00023424 | 0 | 0.00023424 | Column30: 0.00023424 | [29 empty] | 7.3.2.1.3 Advanced weather monitoring and weather stations Weather StationsWLDFRElectric Reliability | WLDFR | HFTD - Distribution - Tier 3 - 2QU CoRE ¦ 5QU LoRE | Non-Red Flag Warning - Catastrophic Fires | 2027 | Electric Reliability | 233.2301 | 33.5215 | 2027 | Mitigation | 0.011149 | 10 | 0 | esc | 0.011149 | 2.6002 | 0.011149 | 2.6002 | 0.011149 | 2.6002 | 0.011149 | 2.6002
[79 empty] | WLDFR | HFTD - Distribution - Tier 3 - 2QU CoRE ¦ 2QU LoRE | Red Flag Warning - Catastrophic Fires | 2025 | 0 | 0 | 0 | 0 | 14664.6376 | 233.2301 | 8896.516 | 5534.8915 | 2.6002 | 2.6002 | 2.6002 | 2.6002 | 9.0083e-05 |  | 0 | 0.00023424 | 0.00023424 | 0 | 0.00023424 | 0.00023424 | 0 | 0.00023424 | 0.00023424 | 0 | 0.00023424 | Column30: 0.00023424 | [29 empty] | 7.3.2.1.3 Advanced weather monitoring and weather stations Weather StationsWLDFRElectric Reliability | WLDFR | HFTD - Distribution - Tier 3 - 2QU CoRE ¦ 5QU LoRE | Non-Red Flag Warning - Catastrophic Fires | 2028 | Electric Reliability | 247.273 | 33.5215 | 2028 | Mitigation | 0.011149 | 10 | 0 | esc | 0.011149 | 2.7568 | 0.011149 | 2.7568 | 0.011149 | 2.7568 | 0.011149 | 2.7568
[79 empty] | WLDFR | HFTD - Distribution - Tier 3 - 2QU CoRE ¦ 2QU LoRE | Red Flag Warning - Catastrophic Fires | 2026 | 0 | 0 | 0 | 0 | 14664.6376 | 233.2301 | 8896.516 | 5534.8915 | 2.6002 | 2.6002 | 2.6002 | 2.6002 | 9.0083e-05 |  | 0 | 0.00023424 | 0.00023424 | 0 | 0.00023424 | 0.00023424 | 0 | 0.00023424 | 0.00023424 | 0 | 0.00023424 | Column30: 0.00023424 | [29 empty] | 7.3.2.1.3 Advanced weather monitoring and weather stations Weather StationsWLDFRElectric Reliability | WLDFR | HFTD - Distribution - Tier 3 - 2QU CoRE ¦ 5QU LoRE | Non-Red Flag Warning - Catastrophic Fires | 2029 | Electric Reliability | 247.273 | 33.5215 | 2029 | Mitigation | 0.011149 | 10 | 0 | esc | 0.011149 | 2.7568 | 0.011149 | 2.7568 | 0.011149 | 2.7568 | 0.011149 | 2.7568
[79 empty] | WLDFR | HFTD - Distribution - Tier 3 - 2QU CoRE ¦ 2QU LoRE | Red Flag Warning - Catastrophic Fires | 2027 | 0 | 0 | 0 | 0 | 14664.6376 | 233.2301 | 8896.516 | 5534.8915 | 2.6002 | 2.6002 | 2.6002 | 2.6002 | 9.0083e-05 |  | 0 | 0.00023424 | 0.00023424 | 0 | 0.00023424 | 0.00023424 | 0 | 0.00023424 | 0.00023424 | 0 | 0.00023424 | Column30: 0.00023424 | [29 empty] | 7.3.2.1.3 Advanced weather monitoring and weather stations Weather StationsWLDFRElectric Reliability | WLDFR | HFTD - Distribution - Tier 3 - 2QU CoRE ¦ 5QU LoRE | Non-Red Flag Warning - Catastrophic Fires | 2030 | Electric Reliability | 247.273 | 33.5215 | 2030 | Mitigation | 0.011149 | 10 | 0 | esc | 0 | 0 | 0.011149 | 2.7568 | 0.011149 | 2.7568 | 0.011149 | 2.7568
[79 empty] | WLDFR | HFTD - Distribution - Tier 3 - 2QU CoRE ¦ 2QU LoRE | Red Flag Warning - Catastrophic Fires | 2028 | 0 | 0 | 0 | 0 | 15317.9909 | 247.273 | 9287.6491 | 5783.0689 | 2.7568 | 2.7568 | 2.7568 | 2.7568 | 9.0083e-05 |  | 0 | 0.00024834 | 0.00024834 | 0 | 0.00024834 | 0.00024834 | 0 | 0.00024834 | 0.00024834 | 0 | 0.00024834 | Column30: 0.00024834 | [29 empty] | 7.3.2.1.3 Advanced weather monitoring and weather stations Weather StationsWLDFRElectric Reliability | WLDFR | HFTD - Distribution - Tier 3 - 2QU CoRE ¦ 5QU LoRE | Non-Red Flag Warning - Catastrophic Fires | 2031 | Electric Reliability | 247.273 | 33.5215 | 2031 | Mitigation | 0.011149 | 10 | 0 | esc | 0 | 0 | 0 | 0 | 0.011149 | 2.7568 | 0.011149 | 2.7568
[79 empty] | WLDFR | HFTD - Distribution - Tier 3 - 2QU CoRE ¦ 2QU LoRE | Red Flag Warning - Catastrophic Fires | 2029 | 0 | 0 | 0 | 0 | 15317.9909 | 247.273 | 9287.6491 | 5783.0689 | 2.7568 | 2.7568 | 2.7568 | 2.7568 | 9.0083e-05 |  | 0 | 0.00024834 | 0.00024834 | 0 | 0.00024834 | 0.00024834 | 0 | 0.00024834 | 0.00024834 | 0 | 0.00024834 | Column30: 0.00024834 | [29 empty] | 7.3.2.1.3 Advanced weather monitoring and weather stations Weather StationsWLDFRElectric Reliability | WLDFR | HFTD - Distribution - Tier 3 - 2QU CoRE ¦ 5QU LoRE | Non-Red Flag Warning - Catastrophic Fires | 2032 | Electric Reliability | 247.273 | 33.5215 | 2032 | Mitigation | 0.011149 | 10 | 0 | esc | 0 | 0 | 0 | 0 | 0 | 0 | 0.011149 | 2.7568
[79 empty] | WLDFR | HFTD - Distribution - Tier 3 - 2QU CoRE ¦ 2QU LoRE | Red Flag Warning - Catastrophic Fires | 2030 | 0 | 0 | 0 | 0 | 15317.9909 | 247.273 | 9287.6491 | 5783.0689 | 0 | 2.7568 | 2.7568 | 2.7568 | 9.0083e-05 |  | 0 | 0 | 0 | 0 | 0.00024834 | 0.00024834 | 0 | 0.00024834 | 0.00024834 | 0 | 0.00024834 | Column30: 0.00024834 | [29 empty] | 7.3.2.1.3 Advanced weather monitoring and weather stations Weather StationsWLDFRElectric Reliability | WLDFR | HFTD - Distribution - Tier 3 - 2QU CoRE ¦ 5QU LoRE | Non-Red Flag Warning - Destructive Fires | 2021 | Electric Reliability | 222.2294 | 33.5215 | 2021 | Mitigation | 0.011149 | 10 | 0 | esc | 0.011149 | 2.4776 | 0.011149 | 2.4776 | 0 | 0 | 0 | 0
[79 empty] | WLDFR | HFTD - Distribution - Tier 3 - 2QU CoRE ¦ 2QU LoRE | Red Flag Warning - Catastrophic Fires | 2031 | 0 | 0 | 0 | 0 | 15317.9909 | 247.273 | 9287.6491 | 5783.0689 | 0 | 0 | 2.7568 | 2.7568 | 9.0083e-05 |  | 0 | 0 | 0 | 0 | 0 | 0 | 0 | 0.00024834 | 0.00024834 | 0 | 0.00024834 | Column30: 0.00024834 | [29 empty] | 7.3.2.1.3 Advanced weather monitoring and weather stations Weather StationsWLDFRElectric Reliability | WLDFR | HFTD - Distribution - Tier 3 - 2QU CoRE ¦ 5QU LoRE | Non-Red Flag Warning - Destructive Fires | 2022 | Electric Reliability | 222.2294 | 33.5215 | 2022 | Mitigation | 0.011149 | 10 | 0 | esc | 0.011149 | 2.4776 | 0.011149 | 2.4776 | 0.011149 | 2.4776 | 0 | 0
[79 empty] | WLDFR | HFTD - Distribution - Tier 3 - 2QU CoRE ¦ 2QU LoRE | Red Flag Warning - Catastrophic Fires | 2032 | 0 | 0 | 0 | 0 | 15317.9909 | 247.273 | 9287.6491 | 5783.0689 | 0 | 0 | 0 | 2.7568 | 9.0083e-05 |  | 0 | 0 | 0 | 0 | 0 | 0 | 0 | 0 | 0 | 0 | 0.00024834 | Column30: 0.00024834 | [29 empty] | 7.3.2.1.3 Advanced weather monitoring and weather stations Weather StationsWLDFRElectric Reliability | WLDFR | HFTD - Distribution - Tier 3 - 2QU CoRE ¦ 5QU LoRE | Non-Red Flag Warning - Destructive Fires | 2023 | Electric Reliability | 233.2301 | 33.5215 | 2023 | Mitigation | 0.011149 | 10 | 0 | esc | 0.011149 | 2.6002 | 0.011149 | 2.6002 | 0.011149 | 2.6002 | 0.011149 | 2.6002
[79 empty] | WLDFR | HFTD - Distribution - Tier 3 - 2QU CoRE ¦ 2QU LoRE | Red Flag Warning - Destructive Fires | 2020 | 0 | 0 | 0 | 0 | 8807.9522 | 222.2294 | 8585.7228 | 0 | 2.4776 | 0 | 0 | 0 | 1.1453e-05 |  | 0 | 2.8377e-05 | 2.8377e-05 | 0 | 0 | 0 | 0 | 0 | 0 | 0 | 0 | Column30: 0 | [29 empty] | 7.3.2.1.3 Advanced weather monitoring and weather stations Weather StationsWLDFRElectric Reliability | WLDFR | HFTD - Distribution - Tier 3 - 2QU CoRE ¦ 5QU LoRE | Non-Red Flag Warning - Destructive Fires | 2024 | Electric Reliability | 233.2301 | 33.5215 | 2024 | Mitigation | 0.011149 | 10 | 0 | esc | 0.011149 | 2.6002 | 0.011149 | 2.6002 | 0.011149 | 2.6002 | 0.011149 | 2.6002
[79 empty] | WLDFR | HFTD - Distribution - Tier 3 - 2QU CoRE ¦ 2QU LoRE | Red Flag Warning - Destructive Fires | 2021 | 0 | 0 | 0 | 0 | 8807.9522 | 222.2294 | 8585.7228 | 0 | 2.4776 | 2.4776 | 0 | 0 | 1.1453e-05 |  | 0 | 2.8377e-05 | 2.8377e-05 | 0 | 2.8377e-05 | 2.8377e-05 | 0 | 0 | 0 | 0 | 0 | Column30: 0 | [29 empty] | 7.3.2.1.3 Advanced weather monitoring and weather stations Weather StationsWLDFRElectric Reliability | WLDFR | HFTD - Distribution - Tier 3 - 2QU CoRE ¦ 5QU LoRE | Non-Red Flag Warning - Destructive Fires | 2025 | Electric Reliability | 233.2301 | 33.5215 | 2025 | Mitigation | 0.011149 | 10 | 0 | esc | 0.011149 | 2.6002 | 0.011149 | 2.6002 | 0.011149 | 2.6002 | 0.011149 | 2.6002
[79 empty] | WLDFR | HFTD - Distribution - Tier 3 - 2QU CoRE ¦ 2QU LoRE | Red Flag Warning - Destructive Fires | 2022 | 0 | 0 | 0 | 0 | 8807.9522 | 222.2294 | 8585.7228 | 0 | 2.4776 | 2.4776 | 2.4776 | 0 | 1.1453e-05 |  | 0 | 2.8377e-05 | 2.8377e-05 | 0 | 2.8377e-05 | 2.8377e-05 | 0 | 2.8377e-05 | 2.8377e-05 | 0 | 0 | Column30: 0 | [29 empty] | 7.3.2.1.3 Advanced weather monitoring and weather stations Weather StationsWLDFRElectric Reliability | WLDFR | HFTD - Distribution - Tier 3 - 2QU CoRE ¦ 5QU LoRE | Non-Red Flag Warning - Destructive Fires | 2026 | Electric Reliability | 233.2301 | 33.5215 | 2026 | Mitigation | 0.011149 | 10 | 0 | esc | 0.011149 | 2.6002 | 0.011149 | 2.6002 | 0.011149 | 2.6002 | 0.011149 | 2.6002
[79 empty] | WLDFR | HFTD - Distribution - Tier 3 - 2QU CoRE ¦ 2QU LoRE | Red Flag Warning - Destructive Fires | 2023 | 0 | 0 | 0 | 0 | 9129.7461 | 233.2301 | 8896.516 | 0 | 2.6002 | 2.6002 | 2.6002 | 2.6002 | 1.1453e-05 |  | 0 | 2.9782e-05 | 2.9782e-05 | 0 | 2.9782e-05 | 2.9782e-05 | 0 | 2.9782e-05 | 2.9782e-05 | 0 | 2.9782e-05 | Column30: 2.9782e-05 | [29 empty] | 7.3.2.1.3 Advanced weather monitoring and weather stations Weather StationsWLDFRElectric Reliability | WLDFR | HFTD - Distribution - Tier 3 - 2QU CoRE ¦ 5QU LoRE | Non-Red Flag Warning - Destructive Fires | 2027 | Electric Reliability | 233.2301 | 33.5215 | 2027 | Mitigation | 0.011149 | 10 | 0 | esc | 0.011149 | 2.6002 | 0.011149 | 2.6002 | 0.011149 | 2.6002 | 0.011149 | 2.6002
[79 empty] | WLDFR | HFTD - Distribution - Tier 3 - 2QU CoRE ¦ 2QU LoRE | Red Flag Warning - Destructive Fires | 2024 | 0 | 0 | 0 | 0 | 9129.7461 | 233.2301 | 8896.516 | 0 | 2.6002 | 2.6002 | 2.6002 | 2.6002 | 1.1453e-05 |  | 0 | 2.9782e-05 | 2.9782e-05 | 0 | 2.9782e-05 | 2.9782e-05 | 0 | 2.9782e-05 | 2.9782e-05 | 0 | 2.9782e-05 | Column30: 2.9782e-05 | [29 empty] | 7.3.2.1.3 Advanced weather monitoring and weather stations Weather StationsWLDFRElectric Reliability | WLDFR | HFTD - Distribution - Tier 3 - 2QU CoRE ¦ 5QU LoRE | Non-Red Flag Warning - Destructive Fires | 2028 | Electric Reliability | 247.273 | 33.5215 | 2028 | Mitigation | 0.011149 | 10 | 0 | esc | 0.011149 | 2.7568 | 0.011149 | 2.7568 | 0.011149 | 2.7568 | 0.011149 | 2.7568
[79 empty] | WLDFR | HFTD - Distribution - Tier 3 - 2QU CoRE ¦ 2QU LoRE | Red Flag Warning - Destructive Fires | 2025 | 0 | 0 | 0 | 0 | 9129.7461 | 233.2301 | 8896.516 | 0 | 2.6002 | 2.6002 | 2.6002 | 2.6002 | 1.1453e-05 |  | 0 | 2.9782e-05 | 2.9782e-05 | 0 | 2.9782e-05 | 2.9782e-05 | 0 | 2.9782e-05 | 2.9782e-05 | 0 | 2.9782e-05 | Column30: 2.9782e-05 | [29 empty] | 7.3.2.1.3 Advanced weather monitoring and weather stations Weather StationsWLDFRElectric Reliability | WLDFR | HFTD - Distribution - Tier 3 - 2QU CoRE ¦ 5QU LoRE | Non-Red Flag Warning - Destructive Fires | 2029 | Electric Reliability | 247.273 | 33.5215 | 2029 | Mitigation | 0.011149 | 10 | 0 | esc | 0.011149 | 2.7568 | 0.011149 | 2.7568 | 0.011149 | 2.7568 | 0.011149 | 2.7568
[79 empty] | WLDFR | HFTD - Distribution - Tier 3 - 2QU CoRE ¦ 2QU LoRE | Red Flag Warning - Destructive Fires | 2026 | 0 | 0 | 0 | 0 | 9129.7461 | 233.2301 | 8896.516 | 0 | 2.6002 | 2.6002 | 2.6002 | 2.6002 | 1.1453e-05 |  | 0 | 2.9782e-05 | 2.9782e-05 | 0 | 2.9782e-05 | 2.9782e-05 | 0 | 2.9782e-05 | 2.9782e-05 | 0 | 2.9782e-05 | Column30: 2.9782e-05 | [29 empty] | 7.3.2.1.3 Advanced weather monitoring and weather stations Weather StationsWLDFRElectric Reliability | WLDFR | HFTD - Distribution - Tier 3 - 2QU CoRE ¦ 5QU LoRE | Non-Red Flag Warning - Destructive Fires | 2030 | Electric Reliability | 247.273 | 33.5215 | 2030 | Mitigation | 0.011149 | 10 | 0 | esc | 0 | 0 | 0.011149 | 2.7568 | 0.011149 | 2.7568 | 0.011149 | 2.7568
[79 empty] | WLDFR | HFTD - Distribution - Tier 3 - 2QU CoRE ¦ 2QU LoRE | Red Flag Warning - Destructive Fires | 2027 | 0 | 0 | 0 | 0 | 9129.7461 | 233.2301 | 8896.516 | 0 | 2.6002 | 2.6002 | 2.6002 | 2.6002 | 1.1453e-05 |  | 0 | 2.9782e-05 | 2.9782e-05 | 0 | 2.9782e-05 | 2.9782e-05 | 0 | 2.9782e-05 | 2.9782e-05 | 0 | 2.9782e-05 | Column30: 2.9782e-05 | [29 empty] | 7.3.2.1.3 Advanced weather monitoring and weather stations Weather StationsWLDFRElectric Reliability | WLDFR | HFTD - Distribution - Tier 3 - 2QU CoRE ¦ 5QU LoRE | Non-Red Flag Warning - Destructive Fires | 2031 | Electric Reliability | 247.273 | 33.5215 | 2031 | Mitigation | 0.011149 | 10 | 0 | esc | 0 | 0 | 0 | 0 | 0.011149 | 2.7568 | 0.011149 | 2.7568
[79 empty] | WLDFR | HFTD - Distribution - Tier 3 - 2QU CoRE ¦ 2QU LoRE | Red Flag Warning - Destructive Fires | 2028 | 0 | 0 | 0 | 0 | 9534.9221 | 247.273 | 9287.6491 | 0 | 2.7568 | 2.7568 | 2.7568 | 2.7568 | 1.1453e-05 |  | 0 | 3.1575e-05 | 3.1575e-05 | 0 | 3.1575e-05 | 3.1575e-05 | 0 | 3.1575e-05 | 3.1575e-05 | 0 | 3.1575e-05 | Column30: 3.1575e-05 | [29 empty] | 7.3.2.1.3 Advanced weather monitoring and weather stations Weather StationsWLDFRElectric Reliability | WLDFR | HFTD - Distribution - Tier 3 - 2QU CoRE ¦ 5QU LoRE | Non-Red Flag Warning - Destructive Fires | 2032 | Electric Reliability | 247.273 | 33.5215 | 2032 | Mitigation | 0.011149 | 10 | 0 | esc | 0 | 0 | 0 | 0 | 0 | 0 | 0.011149 | 2.7568
[79 empty] | WLDFR | HFTD - Distribution - Tier 3 - 2QU CoRE ¦ 2QU LoRE | Red Flag Warning - Destructive Fires | 2029 | 0 | 0 | 0 | 0 | 9534.9221 | 247.273 | 9287.6491 | 0 | 2.7568 | 2.7568 | 2.7568 | 2.7568 | 1.1453e-05 |  | 0 | 3.1575e-05 | 3.1575e-05 | 0 | 3.1575e-05 | 3.1575e-05 | 0 | 3.1575e-05 | 3.1575e-05 | 0 | 3.1575e-05 | Column30: 3.1575e-05 | [29 empty] | 7.3.2.1.3 Advanced weather monitoring and weather stations Weather StationsWLDFRElectric Reliability | WLDFR | HFTD - Distribution - Tier 3 - 2QU CoRE ¦ 5QU LoRE | Non-Red Flag Warning - Large Fires | 2021 | Electric Reliability | 0.69642 | 33.5215 | 2021 | Mitigation | 0.011149 | 10 | 0 | esc | 0.011149 | 0.0077642 | 0.011149 | 0.0077642 | 0 | 0 | 0 | 0
[79 empty] | WLDFR | HFTD - Distribution - Tier 3 - 2QU CoRE ¦ 2QU LoRE | Red Flag Warning - Destructive Fires | 2030 | 0 | 0 | 0 | 0 | 9534.9221 | 247.273 | 9287.6491 | 0 | 0 | 2.7568 | 2.7568 | 2.7568 | 1.1453e-05 |  | 0 | 0 | 0 | 0 | 3.1575e-05 | 3.1575e-05 | 0 | 3.1575e-05 | 3.1575e-05 | 0 | 3.1575e-05 | Column30: 3.1575e-05 | [29 empty] | 7.3.2.1.3 Advanced weather monitoring and weather stations Weather StationsWLDFRElectric Reliability | WLDFR | HFTD - Distribution - Tier 3 - 2QU CoRE ¦ 5QU LoRE | Non-Red Flag Warning - Large Fires | 2022 | Electric Reliability | 0.69642 | 33.5215 | 2022 | Mitigation | 0.011149 | 10 | 0 | esc | 0.011149 | 0.0077642 | 0.011149 | 0.0077642 | 0.011149 | 0.0077642 | 0 | 0
[79 empty] | WLDFR | HFTD - Distribution - Tier 3 - 2QU CoRE ¦ 2QU LoRE | Red Flag Warning - Destructive Fires | 2031 | 0 | 0 | 0 | 0 | 9534.9221 | 247.273 | 9287.6491 | 0 | 0 | 0 | 2.7568 | 2.7568 | 1.1453e-05 |  | 0 | 0 | 0 | 0 | 0 | 0 | 0 | 3.1575e-05 | 3.1575e-05 | 0 | 3.1575e-05 | Column30: 3.1575e-05 | [29 empty] | 7.3.2.1.3 Advanced weather monitoring and weather stations Weather StationsWLDFRElectric Reliability | WLDFR | HFTD - Distribution - Tier 3 - 2QU CoRE ¦ 5QU LoRE | Non-Red Flag Warning - Large Fires | 2023 | Electric Reliability | 0.71896 | 33.5215 | 2023 | Mitigation | 0.011149 | 10 | 0 | esc | 0.011149 | 0.0080156 | 0.011149 | 0.0080156 | 0.011149 | 0.0080156 | 0.011149 | 0.0080156
[79 empty] | WLDFR | HFTD - Distribution - Tier 3 - 2QU CoRE ¦ 2QU LoRE | Red Flag Warning - Destructive Fires | 2032 | 0 | 0 | 0 | 0 | 9534.9221 | 247.273 | 9287.6491 | 0 | 0 | 0 | 0 | 2.7568 | 1.1453e-05 |  | 0 | 0 | 0 | 0 | 0 | 0 | 0 | 0 | 0 | 0 | 3.1575e-05 | Column30: 3.1575e-05 | [29 empty] | 7.3.2.1.3 Advanced weather monitoring and weather stations Weather StationsWLDFRElectric Reliability | WLDFR | HFTD - Distribution - Tier 3 - 2QU CoRE ¦ 5QU LoRE | Non-Red Flag Warning - Large Fires | 2024 | Electric Reliability | 0.71896 | 33.5215 | 2024 | Mitigation | 0.011149 | 10 | 0 | esc | 0.011149 | 0.0080156 | 0.011149 | 0.0080156 | 0.011149 | 0.0080156 | 0.011149 | 0.0080156
[79 empty] | WLDFR | HFTD - Distribution - Tier 3 - 2QU CoRE ¦ 2QU LoRE | Red Flag Warning - Large Fires | 2020 | 0 | 0 | 0 | 0 | 5.2406 | 0.69642 | 2.942 | 1.6022 | 0.0077642 | 0 | 0 | 0 | 5.5234e-05 |  | 0 | 4.2885e-07 | 4.2885e-07 | 0 | 0 | 0 | 0 | 0 | 0 | 0 | 0 | Column30: 0 | [29 empty] | 7.3.2.1.3 Advanced weather monitoring and weather stations Weather StationsWLDFRElectric Reliability | WLDFR | HFTD - Distribution - Tier 3 - 2QU CoRE ¦ 5QU LoRE | Non-Red Flag Warning - Large Fires | 2025 | Electric Reliability | 0.71896 | 33.5215 | 2025 | Mitigation | 0.011149 | 10 | 0 | esc | 0.011149 | 0.0080156 | 0.011149 | 0.0080156 | 0.011149 | 0.0080156 | 0.011149 | 0.0080156
[79 empty] | WLDFR | HFTD - Distribution - Tier 3 - 2QU CoRE ¦ 2QU LoRE | Red Flag Warning - Large Fires | 2021 | 0 | 0 | 0 | 0 | 5.2406 | 0.69642 | 2.942 | 1.6022 | 0.0077642 | 0.0077642 | 0 | 0 | 5.5234e-05 |  | 0 | 4.2885e-07 | 4.2885e-07 | 0 | 4.2885e-07 | 4.2885e-07 | 0 | 0 | 0 | 0 | 0 | Column30: 0 | [29 empty] | 7.3.2.1.3 Advanced weather monitoring and weather stations Weather StationsWLDFRElectric Reliability | WLDFR | HFTD - Distribution - Tier 3 - 2QU CoRE ¦ 5QU LoRE | Non-Red Flag Warning - Large Fires | 2026 | Electric Reliability | 0.71896 | 33.5215 | 2026 | Mitigation | 0.011149 | 10 | 0 | esc | 0.011149 | 0.0080156 | 0.011149 | 0.0080156 | 0.011149 | 0.0080156 | 0.011149 | 0.0080156
[79 empty] | WLDFR | HFTD - Distribution - Tier 3 - 2QU CoRE ¦ 2QU LoRE | Red Flag Warning - Large Fires | 2022 | 0 | 0 | 0 | 0 | 5.2406 | 0.69642 | 2.942 | 1.6022 | 0.0077642 | 0.0077642 | 0.0077642 | 0 | 5.5234e-05 |  | 0 | 4.2885e-07 | 4.2885e-07 | 0 | 4.2885e-07 | 4.2885e-07 | 0 | 4.2885e-07 | 4.2885e-07 | 0 | 0 | Column30: 0 | [29 empty] | 7.3.2.1.3 Advanced weather monitoring and weather stations Weather StationsWLDFRElectric Reliability | WLDFR | HFTD - Distribution - Tier 3 - 2QU CoRE ¦ 5QU LoRE | Non-Red Flag Warning - Large Fires | 2027 | Electric Reliability | 0.71896 | 33.5215 | 2027 | Mitigation | 0.011149 | 10 | 0 | esc | 0.011149 | 0.0080156 | 0.011149 | 0.0080156 | 0.011149 | 0.0080156 | 0.011149 | 0.0080156
[79 empty] | WLDFR | HFTD - Distribution - Tier 3 - 2QU CoRE ¦ 2QU LoRE | Red Flag Warning - Large Fires | 2023 | 0 | 0 | 0 | 0 | 5.475 | 0.71896 | 3.0715 | 1.6846 | 0.0080156 | 0.0080156 | 0.0080156 | 0.0080156 | 5.5234e-05 |  | 0 | 4.4274e-07 | 4.4274e-07 | 0 | 4.4274e-07 | 4.4274e-07 | 0 | 4.4274e-07 | 4.4274e-07 | 0 | 4.4274e-07 | Column30: 4.4274e-07 | [29 empty] | 7.3.2.1.3 Advanced weather monitoring and weather stations Weather StationsWLDFRElectric Reliability | WLDFR | HFTD - Distribution - Tier 3 - 2QU CoRE ¦ 5QU LoRE | Non-Red Flag Warning - Large Fires | 2028 | Electric Reliability | 0.74734 | 33.5215 | 2028 | Mitigation | 0.011149 | 10 | 0 | esc | 0.011149 | 0.0083319 | 0.011149 | 0.0083319 | 0.011149 | 0.0083319 | 0.011149 | 0.0083319
[79 empty] | WLDFR | HFTD - Distribution - Tier 3 - 2QU CoRE ¦ 2QU LoRE | Red Flag Warning - Large Fires | 2024 | 0 | 0 | 0 | 0 | 5.475 | 0.71896 | 3.0715 | 1.6846 | 0.0080156 | 0.0080156 | 0.0080156 | 0.0080156 | 5.5234e-05 |  | 0 | 4.4274e-07 | 4.4274e-07 | 0 | 4.4274e-07 | 4.4274e-07 | 0 | 4.4274e-07 | 4.4274e-07 | 0 | 4.4274e-07 | Column30: 4.4274e-07 | [29 empty] | 7.3.2.1.3 Advanced weather monitoring and weather stations Weather StationsWLDFRElectric Reliability | WLDFR | HFTD - Distribution - Tier 3 - 2QU CoRE ¦ 5QU LoRE | Non-Red Flag Warning - Large Fires | 2029 | Electric Reliability | 0.74734 | 33.5215 | 2029 | Mitigation | 0.011149 | 10 | 0 | esc | 0.011149 | 0.0083319 | 0.011149 | 0.0083319 | 0.011149 | 0.0083319 | 0.011149 | 0.0083319
[79 empty] | WLDFR | HFTD - Distribution - Tier 3 - 2QU CoRE ¦ 2QU LoRE | Red Flag Warning - Large Fires | 2025 | 0 | 0 | 0 | 0 | 5.475 | 0.71896 | 3.0715 | 1.6846 | 0.0080156 | 0.0080156 | 0.0080156 | 0.0080156 | 5.5234e-05 |  | 0 | 4.4274e-07 | 4.4274e-07 | 0 | 4.4274e-07 | 4.4274e-07 | 0 | 4.4274e-07 | 4.4274e-07 | 0 | 4.4274e-07 | Column30: 4.4274e-07 | [29 empty] | 7.3.2.1.3 Advanced weather monitoring and weather stations Weather StationsWLDFRElectric Reliability | WLDFR | HFTD - Distribution - Tier 3 - 2QU CoRE ¦ 5QU LoRE | Non-Red Flag Warning - Large Fires | 2030 | Electric Reliability | 0.74734 | 33.5215 | 2030 | Mitigation | 0.011149 | 10 | 0 | esc | 0 | 0 | 0.011149 | 0.0083319 | 0.011149 | 0.0083319 | 0.011149 | 0.0083319
[79 empty] | WLDFR | HFTD - Distribution - Tier 3 - 2QU CoRE ¦ 2QU LoRE | Red Flag Warning - Large Fires | 2026 | 0 | 0 | 0 | 0 | 5.475 | 0.71896 | 3.0715 | 1.6846 | 0.0080156 | 0.0080156 | 0.0080156 | 0.0080156 | 5.5234e-05 |  | 0 | 4.4274e-07 | 4.4274e-07 | 0 | 4.4274e-07 | 4.4274e-07 | 0 | 4.4274e-07 | 4.4274e-07 | 0 | 4.4274e-07 | Column30: 4.4274e-07 | [29 empty] | 7.3.2.1.3 Advanced weather monitoring and weather stations Weather StationsWLDFRElectric Reliability | WLDFR | HFTD - Distribution - Tier 3 - 2QU CoRE ¦ 5QU LoRE | Non-Red Flag Warning - Large Fires | 2031 | Electric Reliability | 0.74734 | 33.5215 | 2031 | Mitigation | 0.011149 | 10 | 0 | esc | 0 | 0 | 0 | 0 | 0.011149 | 0.0083319 | 0.011149 | 0.0083319
[79 empty] | WLDFR | HFTD - Distribution - Tier 3 - 2QU CoRE ¦ 2QU LoRE | Red Flag Warning - Large Fires | 2027 | 0 | 0 | 0 | 0 | 5.475 | 0.71896 | 3.0715 | 1.6846 | 0.0080156 | 0.0080156 | 0.0080156 | 0.0080156 | 5.5234e-05 |  | 0 | 4.4274e-07 | 4.4274e-07 | 0 | 4.4274e-07 | 4.4274e-07 | 0 | 4.4274e-07 | 4.4274e-07 | 0 | 4.4274e-07 | Column30: 4.4274e-07 | [29 empty] | 7.3.2.1.3 Advanced weather monitoring and weather stations Weather StationsWLDFRElectric Reliability | WLDFR | HFTD - Distribution - Tier 3 - 2QU CoRE ¦ 5QU LoRE | Non-Red Flag Warning - Large Fires | 2032 | Electric Reliability | 0.74734 | 33.5215 | 2032 | Mitigation | 0.011149 | 10 | 0 | esc | 0 | 0 | 0 | 0 | 0 | 0 | 0.011149 | 0.0083319
[79 empty] | WLDFR | HFTD - Distribution - Tier 3 - 2QU CoRE ¦ 2QU LoRE | Red Flag Warning - Large Fires | 2028 | 0 | 0 | 0 | 0 | 5.777 | 0.74734 | 3.238 | 1.7917 | 0.0083319 | 0.0083319 | 0.0083319 | 0.0083319 | 5.5234e-05 |  | 0 | 4.6021e-07 | 4.6021e-07 | 0 | 4.6021e-07 | 4.6021e-07 | 0 | 4.6021e-07 | 4.6021e-07 | 0 | 4.6021e-07 | Column30: 4.6021e-07 | [29 empty] | 7.3.2.1.3 Advanced weather monitoring and weather stations Weather StationsWLDFRElectric Reliability | WLDFR | HFTD - Distribution - Tier 3 - 2QU CoRE ¦ 5QU LoRE | Non-Red Flag Warning - Small Fires | 2021 | Electric Reliability | 0.036425 | 33.5215 | 2021 | Mitigation | 0.011149 | 10 | 0 | esc | 0.011149 | 0.0004061 | 0.011149 | 0.0004061 | 0 | 0 | 0 | 0
[79 empty] | WLDFR | HFTD - Distribution - Tier 3 - 2QU CoRE ¦ 2QU LoRE | Red Flag Warning - Large Fires | 2029 | 0 | 0 | 0 | 0 | 5.777 | 0.74734 | 3.238 | 1.7917 | 0.0083319 | 0.0083319 | 0.0083319 | 0.0083319 | 5.5234e-05 |  | 0 | 4.6021e-07 | 4.6021e-07 | 0 | 4.6021e-07 | 4.6021e-07 | 0 | 4.6021e-07 | 4.6021e-07 | 0 | 4.6021e-07 | Column30: 4.6021e-07 | [29 empty] | 7.3.2.1.3 Advanced weather monitoring and weather stations Weather StationsWLDFRElectric Reliability | WLDFR | HFTD - Distribution - Tier 3 - 2QU CoRE ¦ 5QU LoRE | Non-Red Flag Warning - Small Fires | 2022 | Electric Reliability | 0.036425 | 33.5215 | 2022 | Mitigation | 0.011149 | 10 | 0 | esc | 0.011149 | 0.0004061 | 0.011149 | 0.0004061 | 0.011149 | 0.0004061 | 0 | 0
[79 empty] | WLDFR | HFTD - Distribution - Tier 3 - 2QU CoRE ¦ 2QU LoRE | Red Flag Warning - Large Fires | 2030 | 0 | 0 | 0 | 0 | 5.777 | 0.74734 | 3.238 | 1.7917 | 0 | 0.0083319 | 0.0083319 | 0.0083319 | 5.5234e-05 |  | 0 | 0 | 0 | 0 | 4.6021e-07 | 4.6021e-07 | 0 | 4.6021e-07 | 4.6021e-07 | 0 | 4.6021e-07 | Column30: 4.6021e-07 | [29 empty] | 7.3.2.1.3 Advanced weather monitoring and weather stations Weather StationsWLDFRElectric Reliability | WLDFR | HFTD - Distribution - Tier 3 - 2QU CoRE ¦ 5QU LoRE | Non-Red Flag Warning - Small Fires | 2023 | Electric Reliability | 0.03759 | 33.5215 | 2023 | Mitigation | 0.011149 | 10 | 0 | esc | 0.011149 | 0.00041909 | 0.011149 | 0.00041909 | 0.011149 | 0.00041909 | 0.011149 | 0.00041909
[79 empty] | WLDFR | HFTD - Distribution - Tier 3 - 2QU CoRE ¦ 2QU LoRE | Red Flag Warning - Large Fires | 2031 | 0 | 0 | 0 | 0 | 5.777 | 0.74734 | 3.238 | 1.7917 | 0 | 0 | 0.0083319 | 0.0083319 | 5.5234e-05 |  | 0 | 0 | 0 | 0 | 0 | 0 | 0 | 4.6021e-07 | 4.6021e-07 | 0 | 4.6021e-07 | Column30: 4.6021e-07 | [29 empty] | 7.3.2.1.3 Advanced weather monitoring and weather stations Weather StationsWLDFRElectric Reliability | WLDFR | HFTD - Distribution - Tier 3 - 2QU CoRE ¦ 5QU LoRE | Non-Red Flag Warning - Small Fires | 2024 | Electric Reliability | 0.03759 | 33.5215 | 2024 | Mitigation | 0.011149 | 10 | 0 | esc | 0.011149 | 0.00041909 | 0.011149 | 0.00041909 | 0.011149 | 0.00041909 | 0.011149 | 0.00041909
[79 empty] | WLDFR | HFTD - Distribution - Tier 3 - 2QU CoRE ¦ 2QU LoRE | Red Flag Warning - Large Fires | 2032 | 0 | 0 | 0 | 0 | 5.777 | 0.74734 | 3.238 | 1.7917 | 0 | 0 | 0 | 0.0083319 | 5.5234e-05 |  | 0 | 0 | 0 | 0 | 0 | 0 | 0 | 0 | 0 | 0 | 4.6021e-07 | Column30: 4.6021e-07 | [29 empty] | 7.3.2.1.3 Advanced weather monitoring and weather stations Weather StationsWLDFRElectric Reliability | WLDFR | HFTD - Distribution - Tier 3 - 2QU CoRE ¦ 5QU LoRE | Non-Red Flag Warning - Small Fires | 2025 | Electric Reliability | 0.03759 | 33.5215 | 2025 | Mitigation | 0.011149 | 10 | 0 | esc | 0.011149 | 0.00041909 | 0.011149 | 0.00041909 | 0.011149 | 0.00041909 | 0.011149 | 0.00041909
[79 empty] | WLDFR | HFTD - Distribution - Tier 3 - 2QU CoRE ¦ 2QU LoRE | Red Flag Warning - Small Fires | 2020 | 0 | 0 | 0 | 0 | 0.077901 | 0.036425 | 0.0015809 | 0.039895 | 0.0004061 | 0 | 0 | 0 | 0.00086931 |  | 0 | 3.5302e-07 | 3.5302e-07 | 0 | 0 | 0 | 0 | 0 | 0 | 0 | 0 | Column30: 0 | [29 empty] | 7.3.2.1.3 Advanced weather monitoring and weather stations Weather StationsWLDFRElectric Reliability | WLDFR | HFTD - Distribution - Tier 3 - 2QU CoRE ¦ 5QU LoRE | Non-Red Flag Warning - Small Fires | 2026 | Electric Reliability | 0.03759 | 33.5215 | 2026 | Mitigation | 0.011149 | 10 | 0 | esc | 0.011149 | 0.00041909 | 0.011149 | 0.00041909 | 0.011149 | 0.00041909 | 0.011149 | 0.00041909
[79 empty] | WLDFR | HFTD - Distribution - Tier 3 - 2QU CoRE ¦ 2QU LoRE | Red Flag Warning - Small Fires | 2021 | 0 | 0 | 0 | 0 | 0.077901 | 0.036425 | 0.0015809 | 0.039895 | 0.0004061 | 0.0004061 | 0 | 0 | 0.00086931 |  | 0 | 3.5302e-07 | 3.5302e-07 | 0 | 3.5302e-07 | 3.5302e-07 | 0 | 0 | 0 | 0 | 0 | Column30: 0 | [29 empty] | 7.3.2.1.3 Advanced weather monitoring and weather stations Weather StationsWLDFRElectric Reliability | WLDFR | HFTD - Distribution - Tier 3 - 2QU CoRE ¦ 5QU LoRE | Non-Red Flag Warning - Small Fires | 2027 | Electric Reliability | 0.03759 | 33.5215 | 2027 | Mitigation | 0.011149 | 10 | 0 | esc | 0.011149 | 0.00041909 | 0.011149 | 0.00041909 | 0.011149 | 0.00041909 | 0.011149 | 0.00041909
[79 empty] | WLDFR | HFTD - Distribution - Tier 3 - 2QU CoRE ¦ 2QU LoRE | Red Flag Warning - Small Fires | 2022 | 0 | 0 | 0 | 0 | 0.077901 | 0.036425 | 0.0015809 | 0.039895 | 0.0004061 | 0.0004061 | 0.0004061 | 0 | 0.00086931 |  | 0 | 3.5302e-07 | 3.5302e-07 | 0 | 3.5302e-07 | 3.5302e-07 | 0 | 3.5302e-07 | 3.5302e-07 | 0 | 0 | Column30: 0 | [29 empty] | 7.3.2.1.3 Advanced weather monitoring and weather stations Weather StationsWLDFRElectric Reliability | WLDFR | HFTD - Distribution - Tier 3 - 2QU CoRE ¦ 5QU LoRE | Non-Red Flag Warning - Small Fires | 2028 | Electric Reliability | 0.039055 | 33.5215 | 2028 | Mitigation | 0.011149 | 10 | 0 | esc | 0.011149 | 0.00043542 | 0.011149 | 0.00043542 | 0.011149 | 0.00043542 | 0.011149 | 0.00043542
[79 empty] | WLDFR | HFTD - Distribution - Tier 3 - 2QU CoRE ¦ 2QU LoRE | Red Flag Warning - Small Fires | 2023 | 0 | 0 | 0 | 0 | 0.080408 | 0.03759 | 0.0016314 | 0.041187 | 0.00041909 | 0.00041909 | 0.00041909 | 0.00041909 | 0.00086931 |  | 0 | 3.6432e-07 | 3.6432e-07 | 0 | 3.6432e-07 | 3.6432e-07 | 0 | 3.6432e-07 | 3.6432e-07 | 0 | 3.6432e-07 | Column30: 3.6432e-07 | [29 empty] | 7.3.2.1.3 Advanced weather monitoring and weather stations Weather StationsWLDFRElectric Reliability | WLDFR | HFTD - Distribution - Tier 3 - 2QU CoRE ¦ 5QU LoRE | Non-Red Flag Warning - Small Fires | 2029 | Electric Reliability | 0.039055 | 33.5215 | 2029 | Mitigation | 0.011149 | 10 | 0 | esc | 0.011149 | 0.00043542 | 0.011149 | 0.00043542 | 0.011149 | 0.00043542 | 0.011149 | 0.00043542
[79 empty] | WLDFR | HFTD - Distribution - Tier 3 - 2QU CoRE ¦ 2QU LoRE | Red Flag Warning - Small Fires | 2024 | 0 | 0 | 0 | 0 | 0.080408 | 0.03759 | 0.0016314 | 0.041187 | 0.00041909 | 0.00041909 | 0.00041909 | 0.00041909 | 0.00086931 |  | 0 | 3.6432e-07 | 3.6432e-07 | 0 | 3.6432e-07 | 3.6432e-07 | 0 | 3.6432e-07 | 3.6432e-07 | 0 | 3.6432e-07 | Column30: 3.6432e-07 | [29 empty] | 7.3.2.1.3 Advanced weather monitoring and weather stations Weather StationsWLDFRElectric Reliability | WLDFR | HFTD - Distribution - Tier 3 - 2QU CoRE ¦ 5QU LoRE | Non-Red Flag Warning - Small Fires | 2030 | Electric Reliability | 0.039055 | 33.5215 | 2030 | Mitigation | 0.011149 | 10 | 0 | esc | 0 | 0 | 0.011149 | 0.00043542 | 0.011149 | 0.00043542 | 0.011149 | 0.00043542
[79 empty] | WLDFR | HFTD - Distribution - Tier 3 - 2QU CoRE ¦ 2QU LoRE | Red Flag Warning - Small Fires | 2025 | 0 | 0 | 0 | 0 | 0.080408 | 0.03759 | 0.0016314 | 0.041187 | 0.00041909 | 0.00041909 | 0.00041909 | 0.00041909 | 0.00086931 |  | 0 | 3.6432e-07 | 3.6432e-07 | 0 | 3.6432e-07 | 3.6432e-07 | 0 | 3.6432e-07 | 3.6432e-07 | 0 | 3.6432e-07 | Column30: 3.6432e-07 | [29 empty] | 7.3.2.1.3 Advanced weather monitoring and weather stations Weather StationsWLDFRElectric Reliability | WLDFR | HFTD - Distribution - Tier 3 - 2QU CoRE ¦ 5QU LoRE | Non-Red Flag Warning - Small Fires | 2031 | Electric Reliability | 0.039055 | 33.5215 | 2031 | Mitigation | 0.011149 | 10 | 0 | esc | 0 | 0 | 0 | 0 | 0.011149 | 0.00043542 | 0.011149 | 0.00043542
[79 empty] | WLDFR | HFTD - Distribution - Tier 3 - 2QU CoRE ¦ 2QU LoRE | Red Flag Warning - Small Fires | 2026 | 0 | 0 | 0 | 0 | 0.080408 | 0.03759 | 0.0016314 | 0.041187 | 0.00041909 | 0.00041909 | 0.00041909 | 0.00041909 | 0.00086931 |  | 0 | 3.6432e-07 | 3.6432e-07 | 0 | 3.6432e-07 | 3.6432e-07 | 0 | 3.6432e-07 | 3.6432e-07 | 0 | 3.6432e-07 | Column30: 3.6432e-07 | [29 empty] | 7.3.2.1.3 Advanced weather monitoring and weather stations Weather StationsWLDFRElectric Reliability | WLDFR | HFTD - Distribution - Tier 3 - 2QU CoRE ¦ 5QU LoRE | Non-Red Flag Warning - Small Fires | 2032 | Electric Reliability | 0.039055 | 33.5215 | 2032 | Mitigation | 0.011149 | 10 | 0 | esc | 0 | 0 | 0 | 0 | 0 | 0 | 0.011149 | 0.00043542
[79 empty] | WLDFR | HFTD - Distribution - Tier 3 - 2QU CoRE ¦ 2QU LoRE | Red Flag Warning - Small Fires | 2027 | 0 | 0 | 0 | 0 | 0.080408 | 0.03759 | 0.0016314 | 0.041187 | 0.00041909 | 0.00041909 | 0.00041909 | 0.00041909 | 0.00086931 |  | 0 | 3.6432e-07 | 3.6432e-07 | 0 | 3.6432e-07 | 3.6432e-07 | 0 | 3.6432e-07 | 3.6432e-07 | 0 | 3.6432e-07 | Column30: 3.6432e-07 | [29 empty] | 7.3.2.1.3 Advanced weather monitoring and weather stations Weather StationsWLDFRElectric Reliability | WLDFR | HFTD - Distribution - Tier 3 - 2QU CoRE ¦ 5QU LoRE | Red Flag Warning - Catastrophic Fires | 2021 | Electric Reliability | 222.2294 | 33.5215 | 2021 | Mitigation | 0.011149 | 10 | 0 | esc | 0.011149 | 2.4776 | 0.011149 | 2.4776 | 0 | 0 | 0 | 0
[79 empty] | WLDFR | HFTD - Distribution - Tier 3 - 2QU CoRE ¦ 2QU LoRE | Red Flag Warning - Small Fires | 2028 | 0 | 0 | 0 | 0 | 0.083606 | 0.039055 | 0.001695 | 0.042856 | 0.00043542 | 0.00043542 | 0.00043542 | 0.00043542 | 0.00086931 |  | 0 | 3.7851e-07 | 3.7851e-07 | 0 | 3.7851e-07 | 3.7851e-07 | 0 | 3.7851e-07 | 3.7851e-07 | 0 | 3.7851e-07 | Column30: 3.7851e-07 | [29 empty] | 7.3.2.1.3 Advanced weather monitoring and weather stations Weather StationsWLDFRElectric Reliability | WLDFR | HFTD - Distribution - Tier 3 - 2QU CoRE ¦ 5QU LoRE | Red Flag Warning - Catastrophic Fires | 2022 | Electric Reliability | 222.2294 | 33.5215 | 2022 | Mitigation | 0.011149 | 10 | 0 | esc | 0.011149 | 2.4776 | 0.011149 | 2.4776 | 0.011149 | 2.4776 | 0 | 0
[79 empty] | WLDFR | HFTD - Distribution - Tier 3 - 2QU CoRE ¦ 2QU LoRE | Red Flag Warning - Small Fires | 2029 | 0 | 0 | 0 | 0 | 0.083606 | 0.039055 | 0.001695 | 0.042856 | 0.00043542 | 0.00043542 | 0.00043542 | 0.00043542 | 0.00086931 |  | 0 | 3.7851e-07 | 3.7851e-07 | 0 | 3.7851e-07 | 3.7851e-07 | 0 | 3.7851e-07 | 3.7851e-07 | 0 | 3.7851e-07 | Column30: 3.7851e-07 | [29 empty] | 7.3.2.1.3 Advanced weather monitoring and weather stations Weather StationsWLDFRElectric Reliability | WLDFR | HFTD - Distribution - Tier 3 - 2QU CoRE ¦ 5QU LoRE | Red Flag Warning - Catastrophic Fires | 2023 | Electric Reliability | 233.2301 | 33.5215 | 2023 | Mitigation | 0.011149 | 10 | 0 | esc | 0.011149 | 2.6002 | 0.011149 | 2.6002 | 0.011149 | 2.6002 | 0.011149 | 2.6002
[79 empty] | WLDFR | HFTD - Distribution - Tier 3 - 2QU CoRE ¦ 2QU LoRE | Red Flag Warning - Small Fires | 2030 | 0 | 0 | 0 | 0 | 0.083606 | 0.039055 | 0.001695 | 0.042856 | 0 | 0.00043542 | 0.00043542 | 0.00043542 | 0.00086931 |  | 0 | 0 | 0 | 0 | 3.7851e-07 | 3.7851e-07 | 0 | 3.7851e-07 | 3.7851e-07 | 0 | 3.7851e-07 | Column30: 3.7851e-07 | [29 empty] | 7.3.2.1.3 Advanced weather monitoring and weather stations Weather StationsWLDFRElectric Reliability | WLDFR | HFTD - Distribution - Tier 3 - 2QU CoRE ¦ 5QU LoRE | Red Flag Warning - Catastrophic Fires | 2024 | Electric Reliability | 233.2301 | 33.5215 | 2024 | Mitigation | 0.011149 | 10 | 0 | esc | 0.011149 | 2.6002 | 0.011149 | 2.6002 | 0.011149 | 2.6002 | 0.011149 | 2.6002
[79 empty] | WLDFR | HFTD - Distribution - Tier 3 - 2QU CoRE ¦ 2QU LoRE | Red Flag Warning - Small Fires | 2031 | 0 | 0 | 0 | 0 | 0.083606 | 0.039055 | 0.001695 | 0.042856 | 0 | 0 | 0.00043542 | 0.00043542 | 0.00086931 |  | 0 | 0 | 0 | 0 | 0 | 0 | 0 | 3.7851e-07 | 3.7851e-07 | 0 | 3.7851e-07 | Column30: 3.7851e-07 | [29 empty] | 7.3.2.1.3 Advanced weather monitoring and weather stations Weather StationsWLDFRElectric Reliability | WLDFR | HFTD - Distribution - Tier 3 - 2QU CoRE ¦ 5QU LoRE | Red Flag Warning - Catastrophic Fires | 2025 | Electric Reliability | 233.2301 | 33.5215 | 2025 | Mitigation | 0.011149 | 10 | 0 | esc | 0.011149 | 2.6002 | 0.011149 | 2.6002 | 0.011149 | 2.6002 | 0.011149 | 2.6002
[79 empty] | WLDFR | HFTD - Distribution - Tier 3 - 2QU CoRE ¦ 2QU LoRE | Red Flag Warning - Small Fires | 2032 | 0 | 0 | 0 | 0 | 0.083606 | 0.039055 | 0.001695 | 0.042856 | 0 | 0 | 0 | 0.00043542 | 0.00086931 |  | 0 | 0 | 0 | 0 | 0 | 0 | 0 | 0 | 0 | 0 | 3.7851e-07 | Column30: 3.7851e-07 | [29 empty] | 7.3.2.1.3 Advanced weather monitoring and weather stations Weather StationsWLDFRElectric Reliability | WLDFR | HFTD - Distribution - Tier 3 - 2QU CoRE ¦ 5QU LoRE | Red Flag Warning - Catastrophic Fires | 2026 | Electric Reliability | 233.2301 | 33.5215 | 2026 | Mitigation | 0.011149 | 10 | 0 | esc | 0.011149 | 2.6002 | 0.011149 | 2.6002 | 0.011149 | 2.6002 | 0.011149 | 2.6002
[79 empty] | WLDFR | HFTD - Distribution - Tier 3 - 2QU CoRE ¦ 2QU LoRE | Seismic - Non-Red Flag Warning - Catastrophic Fires | 2020 | 0 | 0 | 0 | 0 | 21083.8428 | 409.2237 | 13469.0878 | 7205.5313 | 4.5624 | 0 | 0 | 0 | 7.7488e-11 |  | 0 | 3.5353e-10 | 3.5353e-10 | 0 | 0 | 0 | 0 | 0 | 0 | 0 | 0 | Column30: 0 | [29 empty] | 7.3.2.1.3 Advanced weather monitoring and weather stations Weather StationsWLDFRElectric Reliability | WLDFR | HFTD - Distribution - Tier 3 - 2QU CoRE ¦ 5QU LoRE | Red Flag Warning - Catastrophic Fires | 2027 | Electric Reliability | 233.2301 | 33.5215 | 2027 | Mitigation | 0.011149 | 10 | 0 | esc | 0.011149 | 2.6002 | 0.011149 | 2.6002 | 0.011149 | 2.6002 | 0.011149 | 2.6002
[79 empty] | WLDFR | HFTD - Distribution - Tier 3 - 2QU CoRE ¦ 2QU LoRE | Seismic - Non-Red Flag Warning - Catastrophic Fires | 2021 | 0 | 0 | 0 | 0 | 21083.8428 | 409.2237 | 13469.0878 | 7205.5313 | 4.5624 | 4.5624 | 0 | 0 | 7.7488e-11 |  | 0 | 3.5353e-10 | 3.5353e-10 | 0 | 3.5353e-10 | 3.5353e-10 | 0 | 0 | 0 | 0 | 0 | Column30: 0 | [29 empty] | 7.3.2.1.3 Advanced weather monitoring and weather stations Weather StationsWLDFRElectric Reliability | WLDFR | HFTD - Distribution - Tier 3 - 2QU CoRE ¦ 5QU LoRE | Red Flag Warning - Catastrophic Fires | 2028 | Electric Reliability | 247.273 | 33.5215 | 2028 | Mitigation | 0.011149 | 10 | 0 | esc | 0.011149 | 2.7568 | 0.011149 | 2.7568 | 0.011149 | 2.7568 | 0.011149 | 2.7568
[79 empty] | WLDFR | HFTD - Distribution - Tier 3 - 2QU CoRE ¦ 2QU LoRE | Seismic - Non-Red Flag Warning - Catastrophic Fires | 2022 | 0 | 0 | 0 | 0 | 21083.8428 | 409.2237 | 13469.0878 | 7205.5313 | 4.5624 | 4.5624 | 4.5624 | 0 | 7.7488e-11 |  | 0 | 3.5353e-10 | 3.5353e-10 | 0 | 3.5353e-10 | 3.5353e-10 | 0 | 3.5353e-10 | 3.5353e-10 | 0 | 0 | Column30: 0 | [29 empty] | 7.3.2.1.3 Advanced weather monitoring and weather stations Weather StationsWLDFRElectric Reliability | WLDFR | HFTD - Distribution - Tier 3 - 2QU CoRE ¦ 5QU LoRE | Red Flag Warning - Catastrophic Fires | 2029 | Electric Reliability | 247.273 | 33.5215 | 2029 | Mitigation | 0.011149 | 10 | 0 | esc | 0.011149 | 2.7568 | 0.011149 | 2.7568 | 0.011149 | 2.7568 | 0.011149 | 2.7568
[79 empty] | WLDFR | HFTD - Distribution - Tier 3 - 2QU CoRE ¦ 2QU LoRE | Seismic - Non-Red Flag Warning - Catastrophic Fires | 2023 | 0 | 0 | 0 | 0 | 21835.9781 | 428.6023 | 13939.561 | 7467.8148 | 4.7784 | 4.7784 | 4.7784 | 4.7784 | 7.7488e-11 |  | 0 | 3.7027e-10 | 3.7027e-10 | 0 | 3.7027e-10 | 3.7027e-10 | 0 | 3.7027e-10 | 3.7027e-10 | 0 | 3.7027e-10 | Column30: 3.7027e-10 | [29 empty] | 7.3.2.1.3 Advanced weather monitoring and weather stations Weather StationsWLDFRElectric Reliability | WLDFR | HFTD - Distribution - Tier 3 - 2QU CoRE ¦ 5QU LoRE | Red Flag Warning - Catastrophic Fires | 2030 | Electric Reliability | 247.273 | 33.5215 | 2030 | Mitigation | 0.011149 | 10 | 0 | esc | 0 | 0 | 0.011149 | 2.7568 | 0.011149 | 2.7568 | 0.011149 | 2.7568
[79 empty] | WLDFR | HFTD - Distribution - Tier 3 - 2QU CoRE ¦ 2QU LoRE | Seismic - Non-Red Flag Warning - Catastrophic Fires | 2024 | 0 | 0 | 0 | 0 | 21835.9781 | 428.6023 | 13939.561 | 7467.8148 | 4.7784 | 4.7784 | 4.7784 | 4.7784 | 7.7488e-11 |  | 0 | 3.7027e-10 | 3.7027e-10 | 0 | 3.7027e-10 | 3.7027e-10 | 0 | 3.7027e-10 | 3.7027e-10 | 0 | 3.7027e-10 | Column30: 3.7027e-10 | [29 empty] | 7.3.2.1.3 Advanced weather monitoring and weather stations Weather StationsWLDFRElectric Reliability | WLDFR | HFTD - Distribution - Tier 3 - 2QU CoRE ¦ 5QU LoRE | Red Flag Warning - Catastrophic Fires | 2031 | Electric Reliability | 247.273 | 33.5215 | 2031 | Mitigation | 0.011149 | 10 | 0 | esc | 0 | 0 | 0 | 0 | 0.011149 | 2.7568 | 0.011149 | 2.7568
[79 empty] | WLDFR | HFTD - Distribution - Tier 3 - 2QU CoRE ¦ 2QU LoRE | Seismic - Non-Red Flag Warning - Catastrophic Fires | 2025 | 0 | 0 | 0 | 0 | 21835.9781 | 428.6023 | 13939.561 | 7467.8148 | 4.7784 | 4.7784 | 4.7784 | 4.7784 | 7.7488e-11 |  | 0 | 3.7027e-10 | 3.7027e-10 | 0 | 3.7027e-10 | 3.7027e-10 | 0 | 3.7027e-10 | 3.7027e-10 | 0 | 3.7027e-10 | Column30: 3.7027e-10 | [29 empty] | 7.3.2.1.3 Advanced weather monitoring and weather stations Weather StationsWLDFRElectric Reliability | WLDFR | HFTD - Distribution - Tier 3 - 2QU CoRE ¦ 5QU LoRE | Red Flag Warning - Catastrophic Fires | 2032 | Electric Reliability | 247.273 | 33.5215 | 2032 | Mitigation | 0.011149 | 10 | 0 | esc | 0 | 0 | 0 | 0 | 0 | 0 | 0.011149 | 2.7568
[79 empty] | WLDFR | HFTD - Distribution - Tier 3 - 2QU CoRE ¦ 2QU LoRE | Seismic - Non-Red Flag Warning - Catastrophic Fires | 2026 | 0 | 0 | 0 | 0 | 21835.9781 | 428.6023 | 13939.561 | 7467.8148 | 4.7784 | 4.7784 | 4.7784 | 4.7784 | 7.7488e-11 |  | 0 | 3.7027e-10 | 3.7027e-10 | 0 | 3.7027e-10 | 3.7027e-10 | 0 | 3.7027e-10 | 3.7027e-10 | 0 | 3.7027e-10 | Column30: 3.7027e-10 | [29 empty] | 7.3.2.1.3 Advanced weather monitoring and weather stations Weather StationsWLDFRElectric Reliability | WLDFR | HFTD - Distribution - Tier 3 - 2QU CoRE ¦ 5QU LoRE | Red Flag Warning - Destructive Fires | 2021 | Electric Reliability | 222.2294 | 33.5215 | 2021 | Mitigation | 0.011149 | 10 | 0 | esc | 0.011149 | 2.4776 | 0.011149 | 2.4776 | 0 | 0 | 0 | 0
[79 empty] | WLDFR | HFTD - Distribution - Tier 3 - 2QU CoRE ¦ 2QU LoRE | Seismic - Non-Red Flag Warning - Catastrophic Fires | 2027 | 0 | 0 | 0 | 0 | 21835.9781 | 428.6023 | 13939.561 | 7467.8148 | 4.7784 | 4.7784 | 4.7784 | 4.7784 | 7.7488e-11 |  | 0 | 3.7027e-10 | 3.7027e-10 | 0 | 3.7027e-10 | 3.7027e-10 | 0 | 3.7027e-10 | 3.7027e-10 | 0 | 3.7027e-10 | Column30: 3.7027e-10 | [29 empty] | 7.3.2.1.3 Advanced weather monitoring and weather stations Weather StationsWLDFRElectric Reliability | WLDFR | HFTD - Distribution - Tier 3 - 2QU CoRE ¦ 5QU LoRE | Red Flag Warning - Destructive Fires | 2022 | Electric Reliability | 222.2294 | 33.5215 | 2022 | Mitigation | 0.011149 | 10 | 0 | esc | 0.011149 | 2.4776 | 0.011149 | 2.4776 | 0.011149 | 2.4776 | 0 | 0
[79 empty] | WLDFR | HFTD - Distribution - Tier 3 - 2QU CoRE ¦ 2QU LoRE | Seismic - Non-Red Flag Warning - Catastrophic Fires | 2028 | 0 | 0 | 0 | 0 | 22783.187 | 453.261 | 14531.3357 | 7798.5904 | 5.0533 | 5.0533 | 5.0533 | 5.0533 | 7.7488e-11 |  | 0 | 3.9157e-10 | 3.9157e-10 | 0 | 3.9157e-10 | 3.9157e-10 | 0 | 3.9157e-10 | 3.9157e-10 | 0 | 3.9157e-10 | Column30: 3.9157e-10 | [29 empty] | 7.3.2.1.3 Advanced weather monitoring and weather stations Weather StationsWLDFRElectric Reliability | WLDFR | HFTD - Distribution - Tier 3 - 2QU CoRE ¦ 5QU LoRE | Red Flag Warning - Destructive Fires | 2023 | Electric Reliability | 233.2301 | 33.5215 | 2023 | Mitigation | 0.011149 | 10 | 0 | esc | 0.011149 | 2.6002 | 0.011149 | 2.6002 | 0.011149 | 2.6002 | 0.011149 | 2.6002
[79 empty] | WLDFR | HFTD - Distribution - Tier 3 - 2QU CoRE ¦ 2QU LoRE | Seismic - Non-Red Flag Warning - Catastrophic Fires | 2029 | 0 | 0 | 0 | 0 | 22783.187 | 453.261 | 14531.3357 | 7798.5904 | 5.0533 | 5.0533 | 5.0533 | 5.0533 | 7.7488e-11 |  | 0 | 3.9157e-10 | 3.9157e-10 | 0 | 3.9157e-10 | 3.9157e-10 | 0 | 3.9157e-10 | 3.9157e-10 | 0 | 3.9157e-10 | Column30: 3.9157e-10 | [29 empty] | 7.3.2.1.3 Advanced weather monitoring and weather stations Weather StationsWLDFRElectric Reliability | WLDFR | HFTD - Distribution - Tier 3 - 2QU CoRE ¦ 5QU LoRE | Red Flag Warning - Destructive Fires | 2024 | Electric Reliability | 233.2301 | 33.5215 | 2024 | Mitigation | 0.011149 | 10 | 0 | esc | 0.011149 | 2.6002 | 0.011149 | 2.6002 | 0.011149 | 2.6002 | 0.011149 | 2.6002
[79 empty] | WLDFR | HFTD - Distribution - Tier 3 - 2QU CoRE ¦ 2QU LoRE | Seismic - Non-Red Flag Warning - Catastrophic Fires | 2030 | 0 | 0 | 0 | 0 | 22783.187 | 453.261 | 14531.3357 | 7798.5904 | 0 | 5.0533 | 5.0533 | 5.0533 | 7.7488e-11 |  | 0 | 0 | 0 | 0 | 3.9157e-10 | 3.9157e-10 | 0 | 3.9157e-10 | 3.9157e-10 | 0 | 3.9157e-10 | Column30: 3.9157e-10 | [29 empty] | 7.3.2.1.3 Advanced weather monitoring and weather stations Weather StationsWLDFRElectric Reliability | WLDFR | HFTD - Distribution - Tier 3 - 2QU CoRE ¦ 5QU LoRE | Red Flag Warning - Destructive Fires | 2025 | Electric Reliability | 233.2301 | 33.5215 | 2025 | Mitigation | 0.011149 | 10 | 0 | esc | 0.011149 | 2.6002 | 0.011149 | 2.6002 | 0.011149 | 2.6002 | 0.011149 | 2.6002
[79 empty] | WLDFR | HFTD - Distribution - Tier 3 - 2QU CoRE ¦ 2QU LoRE | Seismic - Non-Red Flag Warning - Catastrophic Fires | 2031 | 0 | 0 | 0 | 0 | 22783.187 | 453.261 | 14531.3357 | 7798.5904 | 0 | 0 | 5.0533 | 5.0533 | 7.7488e-11 |  | 0 | 0 | 0 | 0 | 0 | 0 | 0 | 3.9157e-10 | 3.9157e-10 | 0 | 3.9157e-10 | Column30: 3.9157e-10 | [29 empty] | 7.3.2.1.3 Advanced weather monitoring and weather stations Weather StationsWLDFRElectric Reliability | WLDFR | HFTD - Distribution - Tier 3 - 2QU CoRE ¦ 5QU LoRE | Red Flag Warning - Destructive Fires | 2026 | Electric Reliability | 233.2301 | 33.5215 | 2026 | Mitigation | 0.011149 | 10 | 0 | esc | 0.011149 | 2.6002 | 0.011149 | 2.6002 | 0.011149 | 2.6002 | 0.011149 | 2.6002
[79 empty] | WLDFR | HFTD - Distribution - Tier 3 - 2QU CoRE ¦ 2QU LoRE | Seismic - Non-Red Flag Warning - Catastrophic Fires | 2032 | 0 | 0 | 0 | 0 | 22783.187 | 453.261 | 14531.3357 | 7798.5904 | 0 | 0 | 0 | 5.0533 | 7.7488e-11 |  | 0 | 0 | 0 | 0 | 0 | 0 | 0 | 0 | 0 | 0 | 3.9157e-10 | Column30: 3.9157e-10 | [29 empty] | 7.3.2.1.3 Advanced weather monitoring and weather stations Weather StationsWLDFRElectric Reliability | WLDFR | HFTD - Distribution - Tier 3 - 2QU CoRE ¦ 5QU LoRE | Red Flag Warning - Destructive Fires | 2027 | Electric Reliability | 233.2301 | 33.5215 | 2027 | Mitigation | 0.011149 | 10 | 0 | esc | 0.011149 | 2.6002 | 0.011149 | 2.6002 | 0.011149 | 2.6002 | 0.011149 | 2.6002
[79 empty] | WLDFR | HFTD - Distribution - Tier 3 - 2QU CoRE ¦ 2QU LoRE | Seismic - Red Flag Warning - Catastrophic Fires | 2020 | 0 | 0 | 0 | 0 | 21083.8428 | 409.2237 | 13469.0878 | 7205.5313 | 4.5624 | 0 | 0 | 0 | 3.342e-09 |  | 0 | 1.5247e-08 | 1.5247e-08 | 0 | 0 | 0 | 0 | 0 | 0 | 0 | 0 | Column30: 0 | [29 empty] | 7.3.2.1.3 Advanced weather monitoring and weather stations Weather StationsWLDFRElectric Reliability | WLDFR | HFTD - Distribution - Tier 3 - 2QU CoRE ¦ 5QU LoRE | Red Flag Warning - Destructive Fires | 2028 | Electric Reliability | 247.273 | 33.5215 | 2028 | Mitigation | 0.011149 | 10 | 0 | esc | 0.011149 | 2.7568 | 0.011149 | 2.7568 | 0.011149 | 2.7568 | 0.011149 | 2.7568
[79 empty] | WLDFR | HFTD - Distribution - Tier 3 - 2QU CoRE ¦ 2QU LoRE | Seismic - Red Flag Warning - Catastrophic Fires | 2021 | 0 | 0 | 0 | 0 | 21083.8428 | 409.2237 | 13469.0878 | 7205.5313 | 4.5624 | 4.5624 | 0 | 0 | 3.342e-09 |  | 0 | 1.5247e-08 | 1.5247e-08 | 0 | 1.5247e-08 | 1.5247e-08 | 0 | 0 | 0 | 0 | 0 | Column30: 0 | [29 empty] | 7.3.2.1.3 Advanced weather monitoring and weather stations Weather StationsWLDFRElectric Reliability | WLDFR | HFTD - Distribution - Tier 3 - 2QU CoRE ¦ 5QU LoRE | Red Flag Warning - Destructive Fires | 2029 | Electric Reliability | 247.273 | 33.5215 | 2029 | Mitigation | 0.011149 | 10 | 0 | esc | 0.011149 | 2.7568 | 0.011149 | 2.7568 | 0.011149 | 2.7568 | 0.011149 | 2.7568
[79 empty] | WLDFR | HFTD - Distribution - Tier 3 - 2QU CoRE ¦ 2QU LoRE | Seismic - Red Flag Warning - Catastrophic Fires | 2022 | 0 | 0 | 0 | 0 | 21083.8428 | 409.2237 | 13469.0878 | 7205.5313 | 4.5624 | 4.5624 | 4.5624 | 0 | 3.342e-09 |  | 0 | 1.5247e-08 | 1.5247e-08 | 0 | 1.5247e-08 | 1.5247e-08 | 0 | 1.5247e-08 | 1.5247e-08 | 0 | 0 | Column30: 0 | [29 empty] | 7.3.2.1.3 Advanced weather monitoring and weather stations Weather StationsWLDFRElectric Reliability | WLDFR | HFTD - Distribution - Tier 3 - 2QU CoRE ¦ 5QU LoRE | Red Flag Warning - Destructive Fires | 2030 | Electric Reliability | 247.273 | 33.5215 | 2030 | Mitigation | 0.011149 | 10 | 0 | esc | 0 | 0 | 0.011149 | 2.7568 | 0.011149 | 2.7568 | 0.011149 | 2.7568
[79 empty] | WLDFR | HFTD - Distribution - Tier 3 - 2QU CoRE ¦ 2QU LoRE | Seismic - Red Flag Warning - Catastrophic Fires | 2023 | 0 | 0 | 0 | 0 | 21835.9781 | 428.6023 | 13939.561 | 7467.8148 | 4.7784 | 4.7784 | 4.7784 | 4.7784 | 3.342e-09 |  | 0 | 1.5969e-08 | 1.5969e-08 | 0 | 1.5969e-08 | 1.5969e-08 | 0 | 1.5969e-08 | 1.5969e-08 | 0 | 1.5969e-08 | Column30: 1.5969e-08 | [29 empty] | 7.3.2.1.3 Advanced weather monitoring and weather stations Weather StationsWLDFRElectric Reliability | WLDFR | HFTD - Distribution - Tier 3 - 2QU CoRE ¦ 5QU LoRE | Red Flag Warning - Destructive Fires | 2031 | Electric Reliability | 247.273 | 33.5215 | 2031 | Mitigation | 0.011149 | 10 | 0 | esc | 0 | 0 | 0 | 0 | 0.011149 | 2.7568 | 0.011149 | 2.7568
[79 empty] | WLDFR | HFTD - Distribution - Tier 3 - 2QU CoRE ¦ 2QU LoRE | Seismic - Red Flag Warning - Catastrophic Fires | 2024 | 0 | 0 | 0 | 0 | 21835.9781 | 428.6023 | 13939.561 | 7467.8148 | 4.7784 | 4.7784 | 4.7784 | 4.7784 | 3.342e-09 |  | 0 | 1.5969e-08 | 1.5969e-08 | 0 | 1.5969e-08 | 1.5969e-08 | 0 | 1.5969e-08 | 1.5969e-08 | 0 | 1.5969e-08 | Column30: 1.5969e-08 | [29 empty] | 7.3.2.1.3 Advanced weather monitoring and weather stations Weather StationsWLDFRElectric Reliability | WLDFR | HFTD - Distribution - Tier 3 - 2QU CoRE ¦ 5QU LoRE | Red Flag Warning - Destructive Fires | 2032 | Electric Reliability | 247.273 | 33.5215 | 2032 | Mitigation | 0.011149 | 10 | 0 | esc | 0 | 0 | 0 | 0 | 0 | 0 | 0.011149 | 2.7568
[79 empty] | WLDFR | HFTD - Distribution - Tier 3 - 2QU CoRE ¦ 2QU LoRE | Seismic - Red Flag Warning - Catastrophic Fires | 2025 | 0 | 0 | 0 | 0 | 21835.9781 | 428.6023 | 13939.561 | 7467.8148 | 4.7784 | 4.7784 | 4.7784 | 4.7784 | 3.342e-09 |  | 0 | 1.5969e-08 | 1.5969e-08 | 0 | 1.5969e-08 | 1.5969e-08 | 0 | 1.5969e-08 | 1.5969e-08 | 0 | 1.5969e-08 | Column30: 1.5969e-08 | [29 empty] | 7.3.2.1.3 Advanced weather monitoring and weather stations Weather StationsWLDFRElectric Reliability | WLDFR | HFTD - Distribution - Tier 3 - 2QU CoRE ¦ 5QU LoRE | Red Flag Warning - Large Fires | 2021 | Electric Reliability | 0.69642 | 33.5215 | 2021 | Mitigation | 0.011149 | 10 | 0 | esc | 0.011149 | 0.0077642 | 0.011149 | 0.0077642 | 0 | 0 | 0 | 0
[79 empty] | WLDFR | HFTD - Distribution - Tier 3 - 2QU CoRE ¦ 2QU LoRE | Seismic - Red Flag Warning - Catastrophic Fires | 2026 | 0 | 0 | 0 | 0 | 21835.9781 | 428.6023 | 13939.561 | 7467.8148 | 4.7784 | 4.7784 | 4.7784 | 4.7784 | 3.342e-09 |  | 0 | 1.5969e-08 | 1.5969e-08 | 0 | 1.5969e-08 | 1.5969e-08 | 0 | 1.5969e-08 | 1.5969e-08 | 0 | 1.5969e-08 | Column30: 1.5969e-08 | [29 empty] | 7.3.2.1.3 Advanced weather monitoring and weather stations Weather StationsWLDFRElectric Reliability | WLDFR | HFTD - Distribution - Tier 3 - 2QU CoRE ¦ 5QU LoRE | Red Flag Warning - Large Fires | 2022 | Electric Reliability | 0.69642 | 33.5215 | 2022 | Mitigation | 0.011149 | 10 | 0 | esc | 0.011149 | 0.0077642 | 0.011149 | 0.0077642 | 0.011149 | 0.0077642 | 0 | 0
[79 empty] | WLDFR | HFTD - Distribution - Tier 3 - 2QU CoRE ¦ 2QU LoRE | Seismic - Red Flag Warning - Catastrophic Fires | 2027 | 0 | 0 | 0 | 0 | 21835.9781 | 428.6023 | 13939.561 | 7467.8148 | 4.7784 | 4.7784 | 4.7784 | 4.7784 | 3.342e-09 |  | 0 | 1.5969e-08 | 1.5969e-08 | 0 | 1.5969e-08 | 1.5969e-08 | 0 | 1.5969e-08 | 1.5969e-08 | 0 | 1.5969e-08 | Column30: 1.5969e-08 | [29 empty] | 7.3.2.1.3 Advanced weather monitoring and weather stations Weather StationsWLDFRElectric Reliability | WLDFR | HFTD - Distribution - Tier 3 - 2QU CoRE ¦ 5QU LoRE | Red Flag Warning - Large Fires | 2023 | Electric Reliability | 0.71896 | 33.5215 | 2023 | Mitigation | 0.011149 | 10 | 0 | esc | 0.011149 | 0.0080156 | 0.011149 | 0.0080156 | 0.011149 | 0.0080156 | 0.011149 | 0.0080156
[79 empty] | WLDFR | HFTD - Distribution - Tier 3 - 2QU CoRE ¦ 2QU LoRE | Seismic - Red Flag Warning - Catastrophic Fires | 2028 | 0 | 0 | 0 | 0 | 22783.187 | 453.261 | 14531.3357 | 7798.5904 | 5.0533 | 5.0533 | 5.0533 | 5.0533 | 3.342e-09 |  | 0 | 1.6888e-08 | 1.6888e-08 | 0 | 1.6888e-08 | 1.6888e-08 | 0 | 1.6888e-08 | 1.6888e-08 | 0 | 1.6888e-08 | Column30: 1.6888e-08 | [29 empty] | 7.3.2.1.3 Advanced weather monitoring and weather stations Weather StationsWLDFRElectric Reliability | WLDFR | HFTD - Distribution - Tier 3 - 2QU CoRE ¦ 5QU LoRE | Red Flag Warning - Large Fires | 2024 | Electric Reliability | 0.71896 | 33.5215 | 2024 | Mitigation | 0.011149 | 10 | 0 | esc | 0.011149 | 0.0080156 | 0.011149 | 0.0080156 | 0.011149 | 0.0080156 | 0.011149 | 0.0080156
[79 empty] | WLDFR | HFTD - Distribution - Tier 3 - 2QU CoRE ¦ 2QU LoRE | Seismic - Red Flag Warning - Catastrophic Fires | 2029 | 0 | 0 | 0 | 0 | 22783.187 | 453.261 | 14531.3357 | 7798.5904 | 5.0533 | 5.0533 | 5.0533 | 5.0533 | 3.342e-09 |  | 0 | 1.6888e-08 | 1.6888e-08 | 0 | 1.6888e-08 | 1.6888e-08 | 0 | 1.6888e-08 | 1.6888e-08 | 0 | 1.6888e-08 | Column30: 1.6888e-08 | [29 empty] | 7.3.2.1.3 Advanced weather monitoring and weather stations Weather StationsWLDFRElectric Reliability | WLDFR | HFTD - Distribution - Tier 3 - 2QU CoRE ¦ 5QU LoRE | Red Flag Warning - Large Fires | 2025 | Electric Reliability | 0.71896 | 33.5215 | 2025 | Mitigation | 0.011149 | 10 | 0 | esc | 0.011149 | 0.0080156 | 0.011149 | 0.0080156 | 0.011149 | 0.0080156 | 0.011149 | 0.0080156
[79 empty] | WLDFR | HFTD - Distribution - Tier 3 - 2QU CoRE ¦ 2QU LoRE | Seismic - Red Flag Warning - Catastrophic Fires | 2030 | 0 | 0 | 0 | 0 | 22783.187 | 453.261 | 14531.3357 | 7798.5904 | 0 | 5.0533 | 5.0533 | 5.0533 | 3.342e-09 |  | 0 | 0 | 0 | 0 | 1.6888e-08 | 1.6888e-08 | 0 | 1.6888e-08 | 1.6888e-08 | 0 | 1.6888e-08 | Column30: 1.6888e-08 | [29 empty] | 7.3.2.1.3 Advanced weather monitoring and weather stations Weather StationsWLDFRElectric Reliability | WLDFR | HFTD - Distribution - Tier 3 - 2QU CoRE ¦ 5QU LoRE | Red Flag Warning - Large Fires | 2026 | Electric Reliability | 0.71896 | 33.5215 | 2026 | Mitigation | 0.011149 | 10 | 0 | esc | 0.011149 | 0.0080156 | 0.011149 | 0.0080156 | 0.011149 | 0.0080156 | 0.011149 | 0.0080156
[79 empty] | WLDFR | HFTD - Distribution - Tier 3 - 2QU CoRE ¦ 2QU LoRE | Seismic - Red Flag Warning - Catastrophic Fires | 2031 | 0 | 0 | 0 | 0 | 22783.187 | 453.261 | 14531.3357 | 7798.5904 | 0 | 0 | 5.0533 | 5.0533 | 3.342e-09 |  | 0 | 0 | 0 | 0 | 0 | 0 | 0 | 1.6888e-08 | 1.6888e-08 | 0 | 1.6888e-08 | Column30: 1.6888e-08 | [29 empty] | 7.3.2.1.3 Advanced weather monitoring and weather stations Weather StationsWLDFRElectric Reliability | WLDFR | HFTD - Distribution - Tier 3 - 2QU CoRE ¦ 5QU LoRE | Red Flag Warning - Large Fires | 2027 | Electric Reliability | 0.71896 | 33.5215 | 2027 | Mitigation | 0.011149 | 10 | 0 | esc | 0.011149 | 0.0080156 | 0.011149 | 0.0080156 | 0.011149 | 0.0080156 | 0.011149 | 0.0080156
[79 empty] | WLDFR | HFTD - Distribution - Tier 3 - 2QU CoRE ¦ 2QU LoRE | Seismic - Red Flag Warning - Catastrophic Fires | 2032 | 0 | 0 | 0 | 0 | 22783.187 | 453.261 | 14531.3357 | 7798.5904 | 0 | 0 | 0 | 5.0533 | 3.342e-09 |  | 0 | 0 | 0 | 0 | 0 | 0 | 0 | 0 | 0 | 0 | 1.6888e-08 | Column30: 1.6888e-08 | [29 empty] | 7.3.2.1.3 Advanced weather monitoring and weather stations Weather StationsWLDFRElectric Reliability | WLDFR | HFTD - Distribution - Tier 3 - 2QU CoRE ¦ 5QU LoRE | Red Flag Warning - Large Fires | 2028 | Electric Reliability | 0.74734 | 33.5215 | 2028 | Mitigation | 0.011149 | 10 | 0 | esc | 0.011149 | 0.0083319 | 0.011149 | 0.0083319 | 0.011149 | 0.0083319 | 0.011149 | 0.0083319
[79 empty] | WLDFR | HFTD - Distribution - Tier 3 - 2QU CoRE ¦ 3QU LoRE | Non-Red Flag Warning - Catastrophic Fires | 2020 | 0 | 0 | 0 | 0 | 14146.1306 | 222.2294 | 8585.7228 | 5338.1784 | 2.4776 | 0 | 0 | 0 | 3.6379e-06 |  | 0 | 9.0132e-06 | 9.0132e-06 | 0 | 0 | 0 | 0 | 0 | 0 | 0 | 0 | Column30: 0 | [29 empty] | 7.3.2.1.3 Advanced weather monitoring and weather stations Weather StationsWLDFRElectric Reliability | WLDFR | HFTD - Distribution - Tier 3 - 2QU CoRE ¦ 5QU LoRE | Red Flag Warning - Large Fires | 2029 | Electric Reliability | 0.74734 | 33.5215 | 2029 | Mitigation | 0.011149 | 10 | 0 | esc | 0.011149 | 0.0083319 | 0.011149 | 0.0083319 | 0.011149 | 0.0083319 | 0.011149 | 0.0083319
[79 empty] | WLDFR | HFTD - Distribution - Tier 3 - 2QU CoRE ¦ 3QU LoRE | Non-Red Flag Warning - Catastrophic Fires | 2021 | 0 | 0 | 0 | 0 | 14146.1306 | 222.2294 | 8585.7228 | 5338.1784 | 2.4776 | 2.4776 | 0 | 0 | 3.6379e-06 |  | 0 | 9.0132e-06 | 9.0132e-06 | 0 | 9.0132e-06 | 9.0132e-06 | 0 | 0 | 0 | 0 | 0 | Column30: 0 | [29 empty] | 7.3.2.1.3 Advanced weather monitoring and weather stations Weather StationsWLDFRElectric Reliability | WLDFR | HFTD - Distribution - Tier 3 - 2QU CoRE ¦ 5QU LoRE | Red Flag Warning - Large Fires | 2030 | Electric Reliability | 0.74734 | 33.5215 | 2030 | Mitigation | 0.011149 | 10 | 0 | esc | 0 | 0 | 0.011149 | 0.0083319 | 0.011149 | 0.0083319 | 0.011149 | 0.0083319
[79 empty] | WLDFR | HFTD - Distribution - Tier 3 - 2QU CoRE ¦ 3QU LoRE | Non-Red Flag Warning - Catastrophic Fires | 2022 | 0 | 0 | 0 | 0 | 14146.1306 | 222.2294 | 8585.7228 | 5338.1784 | 2.4776 | 2.4776 | 2.4776 | 0 | 3.6379e-06 |  | 0 | 9.0132e-06 | 9.0132e-06 | 0 | 9.0132e-06 | 9.0132e-06 | 0 | 9.0132e-06 | 9.0132e-06 | 0 | 0 | Column30: 0 | [29 empty] | 7.3.2.1.3 Advanced weather monitoring and weather stations Weather StationsWLDFRElectric Reliability | WLDFR | HFTD - Distribution - Tier 3 - 2QU CoRE ¦ 5QU LoRE | Red Flag Warning - Large Fires | 2031 | Electric Reliability | 0.74734 | 33.5215 | 2031 | Mitigation | 0.011149 | 10 | 0 | esc | 0 | 0 | 0 | 0 | 0.011149 | 0.0083319 | 0.011149 | 0.0083319
[79 empty] | WLDFR | HFTD - Distribution - Tier 3 - 2QU CoRE ¦ 3QU LoRE | Non-Red Flag Warning - Catastrophic Fires | 2023 | 0 | 0 | 0 | 0 | 14664.6376 | 233.2301 | 8896.516 | 5534.8915 | 2.6002 | 2.6002 | 2.6002 | 2.6002 | 3.6379e-06 |  | 0 | 9.4594e-06 | 9.4594e-06 | 0 | 9.4594e-06 | 9.4594e-06 | 0 | 9.4594e-06 | 9.4594e-06 | 0 | 9.4594e-06 | Column30: 9.4594e-06 | [29 empty] | 7.3.2.1.3 Advanced weather monitoring and weather stations Weather StationsWLDFRElectric Reliability | WLDFR | HFTD - Distribution - Tier 3 - 2QU CoRE ¦ 5QU LoRE | Red Flag Warning - Large Fires | 2032 | Electric Reliability | 0.74734 | 33.5215 | 2032 | Mitigation | 0.011149 | 10 | 0 | esc | 0 | 0 | 0 | 0 | 0 | 0 | 0.011149 | 0.0083319
[79 empty] | WLDFR | HFTD - Distribution - Tier 3 - 2QU CoRE ¦ 3QU LoRE | Non-Red Flag Warning - Catastrophic Fires | 2024 | 0 | 0 | 0 | 0 | 14664.6376 | 233.2301 | 8896.516 | 5534.8915 | 2.6002 | 2.6002 | 2.6002 | 2.6002 | 3.6379e-06 |  | 0 | 9.4594e-06 | 9.4594e-06 | 0 | 9.4594e-06 | 9.4594e-06 | 0 | 9.4594e-06 | 9.4594e-06 | 0 | 9.4594e-06 | Column30: 9.4594e-06 | [29 empty] | 7.3.2.1.3 Advanced weather monitoring and weather stations Weather StationsWLDFRElectric Reliability | WLDFR | HFTD - Distribution - Tier 3 - 2QU CoRE ¦ 5QU LoRE | Red Flag Warning - Small Fires | 2021 | Electric Reliability | 0.036425 | 33.5215 | 2021 | Mitigation | 0.011149 | 10 | 0 | esc | 0.011149 | 0.0004061 | 0.011149 | 0.0004061 | 0 | 0 | 0 | 0
[79 empty] | WLDFR | HFTD - Distribution - Tier 3 - 2QU CoRE ¦ 3QU LoRE | Non-Red Flag Warning - Catastrophic Fires | 2025 | 0 | 0 | 0 | 0 | 14664.6376 | 233.2301 | 8896.516 | 5534.8915 | 2.6002 | 2.6002 | 2.6002 | 2.6002 | 3.6379e-06 |  | 0 | 9.4594e-06 | 9.4594e-06 | 0 | 9.4594e-06 | 9.4594e-06 | 0 | 9.4594e-06 | 9.4594e-06 | 0 | 9.4594e-06 | Column30: 9.4594e-06 | [29 empty] | 7.3.2.1.3 Advanced weather monitoring and weather stations Weather StationsWLDFRElectric Reliability | WLDFR | HFTD - Distribution - Tier 3 - 2QU CoRE ¦ 5QU LoRE | Red Flag Warning - Small Fires | 2022 | Electric Reliability | 0.036425 | 33.5215 | 2022 | Mitigation | 0.011149 | 10 | 0 | esc | 0.011149 | 0.0004061 | 0.011149 | 0.0004061 | 0.011149 | 0.0004061 | 0 | 0
[79 empty] | WLDFR | HFTD - Distribution - Tier 3 - 2QU CoRE ¦ 3QU LoRE | Non-Red Flag Warning - Catastrophic Fires | 2026 | 0 | 0 | 0 | 0 | 14664.6376 | 233.2301 | 8896.516 | 5534.8915 | 2.6002 | 2.6002 | 2.6002 | 2.6002 | 3.6379e-06 |  | 0 | 9.4594e-06 | 9.4594e-06 | 0 | 9.4594e-06 | 9.4594e-06 | 0 | 9.4594e-06 | 9.4594e-06 | 0 | 9.4594e-06 | Column30: 9.4594e-06 | [29 empty] | 7.3.2.1.3 Advanced weather monitoring and weather stations Weather StationsWLDFRElectric Reliability | WLDFR | HFTD - Distribution - Tier 3 - 2QU CoRE ¦ 5QU LoRE | Red Flag Warning - Small Fires | 2023 | Electric Reliability | 0.03759 | 33.5215 | 2023 | Mitigation | 0.011149 | 10 | 0 | esc | 0.011149 | 0.00041909 | 0.011149 | 0.00041909 | 0.011149 | 0.00041909 | 0.011149 | 0.00041909
[79 empty] | WLDFR | HFTD - Distribution - Tier 3 - 2QU CoRE ¦ 3QU LoRE | Non-Red Flag Warning - Catastrophic Fires | 2027 | 0 | 0 | 0 | 0 | 14664.6376 | 233.2301 | 8896.516 | 5534.8915 | 2.6002 | 2.6002 | 2.6002 | 2.6002 | 3.6379e-06 |  | 0 | 9.4594e-06 | 9.4594e-06 | 0 | 9.4594e-06 | 9.4594e-06 | 0 | 9.4594e-06 | 9.4594e-06 | 0 | 9.4594e-06 | Column30: 9.4594e-06 | [29 empty] | 7.3.2.1.3 Advanced weather monitoring and weather stations Weather StationsWLDFRElectric Reliability | WLDFR | HFTD - Distribution - Tier 3 - 2QU CoRE ¦ 5QU LoRE | Red Flag Warning - Small Fires | 2024 | Electric Reliability | 0.03759 | 33.5215 | 2024 | Mitigation | 0.011149 | 10 | 0 | esc | 0.011149 | 0.00041909 | 0.011149 | 0.00041909 | 0.011149 | 0.00041909 | 0.011149 | 0.00041909
[79 empty] | WLDFR | HFTD - Distribution - Tier 3 - 2QU CoRE ¦ 3QU LoRE | Non-Red Flag Warning - Catastrophic Fires | 2028 | 0 | 0 | 0 | 0 | 15317.9909 | 247.273 | 9287.6491 | 5783.0689 | 2.7568 | 2.7568 | 2.7568 | 2.7568 | 3.6379e-06 |  | 0 | 1.0029e-05 | 1.0029e-05 | 0 | 1.0029e-05 | 1.0029e-05 | 0 | 1.0029e-05 | 1.0029e-05 | 0 | 1.0029e-05 | Column30: 1.0029e-05 | [29 empty] | 7.3.2.1.3 Advanced weather monitoring and weather stations Weather StationsWLDFRElectric Reliability | WLDFR | HFTD - Distribution - Tier 3 - 2QU CoRE ¦ 5QU LoRE | Red Flag Warning - Small Fires | 2025 | Electric Reliability | 0.03759 | 33.5215 | 2025 | Mitigation | 0.011149 | 10 | 0 | esc | 0.011149 | 0.00041909 | 0.011149 | 0.00041909 | 0.011149 | 0.00041909 | 0.011149 | 0.00041909
[79 empty] | WLDFR | HFTD - Distribution - Tier 3 - 2QU CoRE ¦ 3QU LoRE | Non-Red Flag Warning - Catastrophic Fires | 2029 | 0 | 0 | 0 | 0 | 15317.9909 | 247.273 | 9287.6491 | 5783.0689 | 2.7568 | 2.7568 | 2.7568 | 2.7568 | 3.6379e-06 |  | 0 | 1.0029e-05 | 1.0029e-05 | 0 | 1.0029e-05 | 1.0029e-05 | 0 | 1.0029e-05 | 1.0029e-05 | 0 | 1.0029e-05 | Column30: 1.0029e-05 | [29 empty] | 7.3.2.1.3 Advanced weather monitoring and weather stations Weather StationsWLDFRElectric Reliability | WLDFR | HFTD - Distribution - Tier 3 - 2QU CoRE ¦ 5QU LoRE | Red Flag Warning - Small Fires | 2026 | Electric Reliability | 0.03759 | 33.5215 | 2026 | Mitigation | 0.011149 | 10 | 0 | esc | 0.011149 | 0.00041909 | 0.011149 | 0.00041909 | 0.011149 | 0.00041909 | 0.011149 | 0.00041909
[79 empty] | WLDFR | HFTD - Distribution - Tier 3 - 2QU CoRE ¦ 3QU LoRE | Non-Red Flag Warning - Catastrophic Fires | 2030 | 0 | 0 | 0 | 0 | 15317.9909 | 247.273 | 9287.6491 | 5783.0689 | 0 | 2.7568 | 2.7568 | 2.7568 | 3.6379e-06 |  | 0 | 0 | 0 | 0 | 1.0029e-05 | 1.0029e-05 | 0 | 1.0029e-05 | 1.0029e-05 | 0 | 1.0029e-05 | Column30: 1.0029e-05 | [29 empty] | 7.3.2.1.3 Advanced weather monitoring and weather stations Weather StationsWLDFRElectric Reliability | WLDFR | HFTD - Distribution - Tier 3 - 2QU CoRE ¦ 5QU LoRE | Red Flag Warning - Small Fires | 2027 | Electric Reliability | 0.03759 | 33.5215 | 2027 | Mitigation | 0.011149 | 10 | 0 | esc | 0.011149 | 0.00041909 | 0.011149 | 0.00041909 | 0.011149 | 0.00041909 | 0.011149 | 0.00041909
[79 empty] | WLDFR | HFTD - Distribution - Tier 3 - 2QU CoRE ¦ 3QU LoRE | Non-Red Flag Warning - Catastrophic Fires | 2031 | 0 | 0 | 0 | 0 | 15317.9909 | 247.273 | 9287.6491 | 5783.0689 | 0 | 0 | 2.7568 | 2.7568 | 3.6379e-06 |  | 0 | 0 | 0 | 0 | 0 | 0 | 0 | 1.0029e-05 | 1.0029e-05 | 0 | 1.0029e-05 | Column30: 1.0029e-05 | [29 empty] | 7.3.2.1.3 Advanced weather monitoring and weather stations Weather StationsWLDFRElectric Reliability | WLDFR | HFTD - Distribution - Tier 3 - 2QU CoRE ¦ 5QU LoRE | Red Flag Warning - Small Fires | 2028 | Electric Reliability | 0.039055 | 33.5215 | 2028 | Mitigation | 0.011149 | 10 | 0 | esc | 0.011149 | 0.00043542 | 0.011149 | 0.00043542 | 0.011149 | 0.00043542 | 0.011149 | 0.00043542
[79 empty] | WLDFR | HFTD - Distribution - Tier 3 - 2QU CoRE ¦ 3QU LoRE | Non-Red Flag Warning - Catastrophic Fires | 2032 | 0 | 0 | 0 | 0 | 15317.9909 | 247.273 | 9287.6491 | 5783.0689 | 0 | 0 | 0 | 2.7568 | 3.6379e-06 |  | 0 | 0 | 0 | 0 | 0 | 0 | 0 | 0 | 0 | 0 | 1.0029e-05 | Column30: 1.0029e-05 | [29 empty] | 7.3.2.1.3 Advanced weather monitoring and weather stations Weather StationsWLDFRElectric Reliability | WLDFR | HFTD - Distribution - Tier 3 - 2QU CoRE ¦ 5QU LoRE | Red Flag Warning - Small Fires | 2029 | Electric Reliability | 0.039055 | 33.5215 | 2029 | Mitigation | 0.011149 | 10 | 0 | esc | 0.011149 | 0.00043542 | 0.011149 | 0.00043542 | 0.011149 | 0.00043542 | 0.011149 | 0.00043542
[79 empty] | WLDFR | HFTD - Distribution - Tier 3 - 2QU CoRE ¦ 3QU LoRE | Non-Red Flag Warning - Destructive Fires | 2020 | 0 | 0 | 0 | 0 | 8807.9522 | 222.2294 | 8585.7228 | 0 | 2.4776 | 0 | 0 | 0 | 3.8895e-06 |  | 0 | 9.6367e-06 | 9.6367e-06 | 0 | 0 | 0 | 0 | 0 | 0 | 0 | 0 | Column30: 0 | [29 empty] | 7.3.2.1.3 Advanced weather monitoring and weather stations Weather StationsWLDFRElectric Reliability | WLDFR | HFTD - Distribution - Tier 3 - 2QU CoRE ¦ 5QU LoRE | Red Flag Warning - Small Fires | 2030 | Electric Reliability | 0.039055 | 33.5215 | 2030 | Mitigation | 0.011149 | 10 | 0 | esc | 0 | 0 | 0.011149 | 0.00043542 | 0.011149 | 0.00043542 | 0.011149 | 0.00043542
[79 empty] | WLDFR | HFTD - Distribution - Tier 3 - 2QU CoRE ¦ 3QU LoRE | Non-Red Flag Warning - Destructive Fires | 2021 | 0 | 0 | 0 | 0 | 8807.9522 | 222.2294 | 8585.7228 | 0 | 2.4776 | 2.4776 | 0 | 0 | 3.8895e-06 |  | 0 | 9.6367e-06 | 9.6367e-06 | 0 | 9.6367e-06 | 9.6367e-06 | 0 | 0 | 0 | 0 | 0 | Column30: 0 | [29 empty] | 7.3.2.1.3 Advanced weather monitoring and weather stations Weather StationsWLDFRElectric Reliability | WLDFR | HFTD - Distribution - Tier 3 - 2QU CoRE ¦ 5QU LoRE | Red Flag Warning - Small Fires | 2031 | Electric Reliability | 0.039055 | 33.5215 | 2031 | Mitigation | 0.011149 | 10 | 0 | esc | 0 | 0 | 0 | 0 | 0.011149 | 0.00043542 | 0.011149 | 0.00043542
[79 empty] | WLDFR | HFTD - Distribution - Tier 3 - 2QU CoRE ¦ 3QU LoRE | Non-Red Flag Warning - Destructive Fires | 2022 | 0 | 0 | 0 | 0 | 8807.9522 | 222.2294 | 8585.7228 | 0 | 2.4776 | 2.4776 | 2.4776 | 0 | 3.8895e-06 |  | 0 | 9.6367e-06 | 9.6367e-06 | 0 | 9.6367e-06 | 9.6367e-06 | 0 | 9.6367e-06 | 9.6367e-06 | 0 | 0 | Column30: 0 | [29 empty] | 7.3.2.1.3 Advanced weather monitoring and weather stations Weather StationsWLDFRElectric Reliability | WLDFR | HFTD - Distribution - Tier 3 - 2QU CoRE ¦ 5QU LoRE | Red Flag Warning - Small Fires | 2032 | Electric Reliability | 0.039055 | 33.5215 | 2032 | Mitigation | 0.011149 | 10 | 0 | esc | 0 | 0 | 0 | 0 | 0 | 0 | 0.011149 | 0.00043542
[79 empty] | WLDFR | HFTD - Distribution - Tier 3 - 2QU CoRE ¦ 3QU LoRE | Non-Red Flag Warning - Destructive Fires | 2023 | 0 | 0 | 0 | 0 | 9129.7461 | 233.2301 | 8896.516 | 0 | 2.6002 | 2.6002 | 2.6002 | 2.6002 | 3.8895e-06 |  | 0 | 1.0114e-05 | 1.0114e-05 | 0 | 1.0114e-05 | 1.0114e-05 | 0 | 1.0114e-05 | 1.0114e-05 | 0 | 1.0114e-05 | Column30: 1.0114e-05 | [29 empty] | 7.3.2.1.3 Advanced weather monitoring and weather stations Weather StationsWLDFRElectric Reliability | WLDFR | HFTD - Distribution - Tier 3 - 2QU CoRE ¦ 5QU LoRE | Seismic - Non-Red Flag Warning - Catastrophic Fires | 2021 | Electric Reliability | 409.2237 | 33.5215 | 2021 | Mitigation | 0.011149 | 10 | 0 | esc | 0.011149 | 4.5624 | 0.011149 | 4.5624 | 0 | 0 | 0 | 0
[79 empty] | WLDFR | HFTD - Distribution - Tier 3 - 2QU CoRE ¦ 3QU LoRE | Non-Red Flag Warning - Destructive Fires | 2024 | 0 | 0 | 0 | 0 | 9129.7461 | 233.2301 | 8896.516 | 0 | 2.6002 | 2.6002 | 2.6002 | 2.6002 | 3.8895e-06 |  | 0 | 1.0114e-05 | 1.0114e-05 | 0 | 1.0114e-05 | 1.0114e-05 | 0 | 1.0114e-05 | 1.0114e-05 | 0 | 1.0114e-05 | Column30: 1.0114e-05 | [29 empty] | 7.3.2.1.3 Advanced weather monitoring and weather stations Weather StationsWLDFRElectric Reliability | WLDFR | HFTD - Distribution - Tier 3 - 2QU CoRE ¦ 5QU LoRE | Seismic - Non-Red Flag Warning - Catastrophic Fires | 2022 | Electric Reliability | 409.2237 | 33.5215 | 2022 | Mitigation | 0.011149 | 10 | 0 | esc | 0.011149 | 4.5624 | 0.011149 | 4.5624 | 0.011149 | 4.5624 | 0 | 0
[79 empty] | WLDFR | HFTD - Distribution - Tier 3 - 2QU CoRE ¦ 3QU LoRE | Non-Red Flag Warning - Destructive Fires | 2025 | 0 | 0 | 0 | 0 | 9129.7461 | 233.2301 | 8896.516 | 0 | 2.6002 | 2.6002 | 2.6002 | 2.6002 | 3.8895e-06 |  | 0 | 1.0114e-05 | 1.0114e-05 | 0 | 1.0114e-05 | 1.0114e-05 | 0 | 1.0114e-05 | 1.0114e-05 | 0 | 1.0114e-05 | Column30: 1.0114e-05 | [29 empty] | 7.3.2.1.3 Advanced weather monitoring and weather stations Weather StationsWLDFRElectric Reliability | WLDFR | HFTD - Distribution - Tier 3 - 2QU CoRE ¦ 5QU LoRE | Seismic - Non-Red Flag Warning - Catastrophic Fires | 2023 | Electric Reliability | 428.6023 | 33.5215 | 2023 | Mitigation | 0.011149 | 10 | 0 | esc | 0.011149 | 4.7784 | 0.011149 | 4.7784 | 0.011149 | 4.7784 | 0.011149 | 4.7784
[79 empty] | WLDFR | HFTD - Distribution - Tier 3 - 2QU CoRE ¦ 3QU LoRE | Non-Red Flag Warning - Destructive Fires | 2026 | 0 | 0 | 0 | 0 | 9129.7461 | 233.2301 | 8896.516 | 0 | 2.6002 | 2.6002 | 2.6002 | 2.6002 | 3.8895e-06 |  | 0 | 1.0114e-05 | 1.0114e-05 | 0 | 1.0114e-05 | 1.0114e-05 | 0 | 1.0114e-05 | 1.0114e-05 | 0 | 1.0114e-05 | Column30: 1.0114e-05 | [29 empty] | 7.3.2.1.3 Advanced weather monitoring and weather stations Weather StationsWLDFRElectric Reliability | WLDFR | HFTD - Distribution - Tier 3 - 2QU CoRE ¦ 5QU LoRE | Seismic - Non-Red Flag Warning - Catastrophic Fires | 2024 | Electric Reliability | 428.6023 | 33.5215 | 2024 | Mitigation | 0.011149 | 10 | 0 | esc | 0.011149 | 4.7784 | 0.011149 | 4.7784 | 0.011149 | 4.7784 | 0.011149 | 4.7784
[79 empty] | WLDFR | HFTD - Distribution - Tier 3 - 2QU CoRE ¦ 3QU LoRE | Non-Red Flag Warning - Destructive Fires | 2027 | 0 | 0 | 0 | 0 | 9129.7461 | 233.2301 | 8896.516 | 0 | 2.6002 | 2.6002 | 2.6002 | 2.6002 | 3.8895e-06 |  | 0 | 1.0114e-05 | 1.0114e-05 | 0 | 1.0114e-05 | 1.0114e-05 | 0 | 1.0114e-05 | 1.0114e-05 | 0 | 1.0114e-05 | Column30: 1.0114e-05 | [29 empty] | 7.3.2.1.3 Advanced weather monitoring and weather stations Weather StationsWLDFRElectric Reliability | WLDFR | HFTD - Distribution - Tier 3 - 2QU CoRE ¦ 5QU LoRE | Seismic - Non-Red Flag Warning - Catastrophic Fires | 2025 | Electric Reliability | 428.6023 | 33.5215 | 2025 | Mitigation | 0.011149 | 10 | 0 | esc | 0.011149 | 4.7784 | 0.011149 | 4.7784 | 0.011149 | 4.7784 | 0.011149 | 4.7784
[79 empty] | WLDFR | HFTD - Distribution - Tier 3 - 2QU CoRE ¦ 3QU LoRE | Non-Red Flag Warning - Destructive Fires | 2028 | 0 | 0 | 0 | 0 | 9534.9221 | 247.273 | 9287.6491 | 0 | 2.7568 | 2.7568 | 2.7568 | 2.7568 | 3.8895e-06 |  | 0 | 1.0723e-05 | 1.0723e-05 | 0 | 1.0723e-05 | 1.0723e-05 | 0 | 1.0723e-05 | 1.0723e-05 | 0 | 1.0723e-05 | Column30: 1.0723e-05 | [29 empty] | 7.3.2.1.3 Advanced weather monitoring and weather stations Weather StationsWLDFRElectric Reliability | WLDFR | HFTD - Distribution - Tier 3 - 2QU CoRE ¦ 5QU LoRE | Seismic - Non-Red Flag Warning - Catastrophic Fires | 2026 | Electric Reliability | 428.6023 | 33.5215 | 2026 | Mitigation | 0.011149 | 10 | 0 | esc | 0.011149 | 4.7784 | 0.011149 | 4.7784 | 0.011149 | 4.7784 | 0.011149 | 4.7784
[79 empty] | WLDFR | HFTD - Distribution - Tier 3 - 2QU CoRE ¦ 3QU LoRE | Non-Red Flag Warning - Destructive Fires | 2029 | 0 | 0 | 0 | 0 | 9534.9221 | 247.273 | 9287.6491 | 0 | 2.7568 | 2.7568 | 2.7568 | 2.7568 | 3.8895e-06 |  | 0 | 1.0723e-05 | 1.0723e-05 | 0 | 1.0723e-05 | 1.0723e-05 | 0 | 1.0723e-05 | 1.0723e-05 | 0 | 1.0723e-05 | Column30: 1.0723e-05 | [29 empty] | 7.3.2.1.3 Advanced weather monitoring and weather stations Weather StationsWLDFRElectric Reliability | WLDFR | HFTD - Distribution - Tier 3 - 2QU CoRE ¦ 5QU LoRE | Seismic - Non-Red Flag Warning - Catastrophic Fires | 2027 | Electric Reliability | 428.6023 | 33.5215 | 2027 | Mitigation | 0.011149 | 10 | 0 | esc | 0.011149 | 4.7784 | 0.011149 | 4.7784 | 0.011149 | 4.7784 | 0.011149 | 4.7784
[79 empty] | WLDFR | HFTD - Distribution - Tier 3 - 2QU CoRE ¦ 3QU LoRE | Non-Red Flag Warning - Destructive Fires | 2030 | 0 | 0 | 0 | 0 | 9534.9221 | 247.273 | 9287.6491 | 0 | 0 | 2.7568 | 2.7568 | 2.7568 | 3.8895e-06 |  | 0 | 0 | 0 | 0 | 1.0723e-05 | 1.0723e-05 | 0 | 1.0723e-05 | 1.0723e-05 | 0 | 1.0723e-05 | Column30: 1.0723e-05 | [29 empty] | 7.3.2.1.3 Advanced weather monitoring and weather stations Weather StationsWLDFRElectric Reliability | WLDFR | HFTD - Distribution - Tier 3 - 2QU CoRE ¦ 5QU LoRE | Seismic - Non-Red Flag Warning - Catastrophic Fires | 2028 | Electric Reliability | 453.261 | 33.5215 | 2028 | Mitigation | 0.011149 | 10 | 0 | esc | 0.011149 | 5.0533 | 0.011149 | 5.0533 | 0.011149 | 5.0533 | 0.011149 | 5.0533
[79 empty] | WLDFR | HFTD - Distribution - Tier 3 - 2QU CoRE ¦ 3QU LoRE | Non-Red Flag Warning - Destructive Fires | 2031 | 0 | 0 | 0 | 0 | 9534.9221 | 247.273 | 9287.6491 | 0 | 0 | 0 | 2.7568 | 2.7568 | 3.8895e-06 |  | 0 | 0 | 0 | 0 | 0 | 0 | 0 | 1.0723e-05 | 1.0723e-05 | 0 | 1.0723e-05 | Column30: 1.0723e-05 | [29 empty] | 7.3.2.1.3 Advanced weather monitoring and weather stations Weather StationsWLDFRElectric Reliability | WLDFR | HFTD - Distribution - Tier 3 - 2QU CoRE ¦ 5QU LoRE | Seismic - Non-Red Flag Warning - Catastrophic Fires | 2029 | Electric Reliability | 453.261 | 33.5215 | 2029 | Mitigation | 0.011149 | 10 | 0 | esc | 0.011149 | 5.0533 | 0.011149 | 5.0533 | 0.011149 | 5.0533 | 0.011149 | 5.0533
[79 empty] | WLDFR | HFTD - Distribution - Tier 3 - 2QU CoRE ¦ 3QU LoRE | Non-Red Flag Warning - Destructive Fires | 2032 | 0 | 0 | 0 | 0 | 9534.9221 | 247.273 | 9287.6491 | 0 | 0 | 0 | 0 | 2.7568 | 3.8895e-06 |  | 0 | 0 | 0 | 0 | 0 | 0 | 0 | 0 | 0 | 0 | 1.0723e-05 | Column30: 1.0723e-05 | [29 empty] | 7.3.2.1.3 Advanced weather monitoring and weather stations Weather StationsWLDFRElectric Reliability | WLDFR | HFTD - Distribution - Tier 3 - 2QU CoRE ¦ 5QU LoRE | Seismic - Non-Red Flag Warning - Catastrophic Fires | 2030 | Electric Reliability | 453.261 | 33.5215 | 2030 | Mitigation | 0.011149 | 10 | 0 | esc | 0 | 0 | 0.011149 | 5.0533 | 0.011149 | 5.0533 | 0.011149 | 5.0533
[79 empty] | WLDFR | HFTD - Distribution - Tier 3 - 2QU CoRE ¦ 3QU LoRE | Non-Red Flag Warning - Large Fires | 2020 | 0 | 0 | 0 | 0 | 5.2406 | 0.69642 | 2.942 | 1.6022 | 0.0077642 | 0 | 0 | 0 | 3.4352e-05 |  | 0 | 2.6672e-07 | 2.6672e-07 | 0 | 0 | 0 | 0 | 0 | 0 | 0 | 0 | Column30: 0 | [29 empty] | 7.3.2.1.3 Advanced weather monitoring and weather stations Weather StationsWLDFRElectric Reliability | WLDFR | HFTD - Distribution - Tier 3 - 2QU CoRE ¦ 5QU LoRE | Seismic - Non-Red Flag Warning - Catastrophic Fires | 2031 | Electric Reliability | 453.261 | 33.5215 | 2031 | Mitigation | 0.011149 | 10 | 0 | esc | 0 | 0 | 0 | 0 | 0.011149 | 5.0533 | 0.011149 | 5.0533
[79 empty] | WLDFR | HFTD - Distribution - Tier 3 - 2QU CoRE ¦ 3QU LoRE | Non-Red Flag Warning - Large Fires | 2021 | 0 | 0 | 0 | 0 | 5.2406 | 0.69642 | 2.942 | 1.6022 | 0.0077642 | 0.0077642 | 0 | 0 | 3.4352e-05 |  | 0 | 2.6672e-07 | 2.6672e-07 | 0 | 2.6672e-07 | 2.6672e-07 | 0 | 0 | 0 | 0 | 0 | Column30: 0 | [29 empty] | 7.3.2.1.3 Advanced weather monitoring and weather stations Weather StationsWLDFRElectric Reliability | WLDFR | HFTD - Distribution - Tier 3 - 2QU CoRE ¦ 5QU LoRE | Seismic - Non-Red Flag Warning - Catastrophic Fires | 2032 | Electric Reliability | 453.261 | 33.5215 | 2032 | Mitigation | 0.011149 | 10 | 0 | esc | 0 | 0 | 0 | 0 | 0 | 0 | 0.011149 | 5.0533
[79 empty] | WLDFR | HFTD - Distribution - Tier 3 - 2QU CoRE ¦ 3QU LoRE | Non-Red Flag Warning - Large Fires | 2022 | 0 | 0 | 0 | 0 | 5.2406 | 0.69642 | 2.942 | 1.6022 | 0.0077642 | 0.0077642 | 0.0077642 | 0 | 3.4352e-05 |  | 0 | 2.6672e-07 | 2.6672e-07 | 0 | 2.6672e-07 | 2.6672e-07 | 0 | 2.6672e-07 | 2.6672e-07 | 0 | 0 | Column30: 0 | [29 empty] | 7.3.2.1.3 Advanced weather monitoring and weather stations Weather StationsWLDFRElectric Reliability | WLDFR | HFTD - Distribution - Tier 3 - 2QU CoRE ¦ 5QU LoRE | Seismic - Red Flag Warning - Catastrophic Fires | 2021 | Electric Reliability | 409.2237 | 33.5215 | 2021 | Mitigation | 0.011149 | 10 | 0 | esc | 0.011149 | 4.5624 | 0.011149 | 4.5624 | 0 | 0 | 0 | 0
[79 empty] | WLDFR | HFTD - Distribution - Tier 3 - 2QU CoRE ¦ 3QU LoRE | Non-Red Flag Warning - Large Fires | 2023 | 0 | 0 | 0 | 0 | 5.475 | 0.71896 | 3.0715 | 1.6846 | 0.0080156 | 0.0080156 | 0.0080156 | 0.0080156 | 3.4352e-05 |  | 0 | 2.7535e-07 | 2.7535e-07 | 0 | 2.7535e-07 | 2.7535e-07 | 0 | 2.7535e-07 | 2.7535e-07 | 0 | 2.7535e-07 | Column30: 2.7535e-07 | [29 empty] | 7.3.2.1.3 Advanced weather monitoring and weather stations Weather StationsWLDFRElectric Reliability | WLDFR | HFTD - Distribution - Tier 3 - 2QU CoRE ¦ 5QU LoRE | Seismic - Red Flag Warning - Catastrophic Fires | 2022 | Electric Reliability | 409.2237 | 33.5215 | 2022 | Mitigation | 0.011149 | 10 | 0 | esc | 0.011149 | 4.5624 | 0.011149 | 4.5624 | 0.011149 | 4.5624 | 0 | 0
[79 empty] | WLDFR | HFTD - Distribution - Tier 3 - 2QU CoRE ¦ 3QU LoRE | Non-Red Flag Warning - Large Fires | 2024 | 0 | 0 | 0 | 0 | 5.475 | 0.71896 | 3.0715 | 1.6846 | 0.0080156 | 0.0080156 | 0.0080156 | 0.0080156 | 3.4352e-05 |  | 0 | 2.7535e-07 | 2.7535e-07 | 0 | 2.7535e-07 | 2.7535e-07 | 0 | 2.7535e-07 | 2.7535e-07 | 0 | 2.7535e-07 | Column30: 2.7535e-07 | [29 empty] | 7.3.2.1.3 Advanced weather monitoring and weather stations Weather StationsWLDFRElectric Reliability | WLDFR | HFTD - Distribution - Tier 3 - 2QU CoRE ¦ 5QU LoRE | Seismic - Red Flag Warning - Catastrophic Fires | 2023 | Electric Reliability | 428.6023 | 33.5215 | 2023 | Mitigation | 0.011149 | 10 | 0 | esc | 0.011149 | 4.7784 | 0.011149 | 4.7784 | 0.011149 | 4.7784 | 0.011149 | 4.7784
[79 empty] | WLDFR | HFTD - Distribution - Tier 3 - 2QU CoRE ¦ 3QU LoRE | Non-Red Flag Warning - Large Fires | 2025 | 0 | 0 | 0 | 0 | 5.475 | 0.71896 | 3.0715 | 1.6846 | 0.0080156 | 0.0080156 | 0.0080156 | 0.0080156 | 3.4352e-05 |  | 0 | 2.7535e-07 | 2.7535e-07 | 0 | 2.7535e-07 | 2.7535e-07 | 0 | 2.7535e-07 | 2.7535e-07 | 0 | 2.7535e-07 | Column30: 2.7535e-07 | [29 empty] | 7.3.2.1.3 Advanced weather monitoring and weather stations Weather StationsWLDFRElectric Reliability | WLDFR | HFTD - Distribution - Tier 3 - 2QU CoRE ¦ 5QU LoRE | Seismic - Red Flag Warning - Catastrophic Fires | 2024 | Electric Reliability | 428.6023 | 33.5215 | 2024 | Mitigation | 0.011149 | 10 | 0 | esc | 0.011149 | 4.7784 | 0.011149 | 4.7784 | 0.011149 | 4.7784 | 0.011149 | 4.7784
[79 empty] | WLDFR | HFTD - Distribution - Tier 3 - 2QU CoRE ¦ 3QU LoRE | Non-Red Flag Warning - Large Fires | 2026 | 0 | 0 | 0 | 0 | 5.475 | 0.71896 | 3.0715 | 1.6846 | 0.0080156 | 0.0080156 | 0.0080156 | 0.0080156 | 3.4352e-05 |  | 0 | 2.7535e-07 | 2.7535e-07 | 0 | 2.7535e-07 | 2.7535e-07 | 0 | 2.7535e-07 | 2.7535e-07 | 0 | 2.7535e-07 | Column30: 2.7535e-07 | [29 empty] | 7.3.2.1.3 Advanced weather monitoring and weather stations Weather StationsWLDFRElectric Reliability | WLDFR | HFTD - Distribution - Tier 3 - 2QU CoRE ¦ 5QU LoRE | Seismic - Red Flag Warning - Catastrophic Fires | 2025 | Electric Reliability | 428.6023 | 33.5215 | 2025 | Mitigation | 0.011149 | 10 | 0 | esc | 0.011149 | 4.7784 | 0.011149 | 4.7784 | 0.011149 | 4.7784 | 0.011149 | 4.7784
[79 empty] | WLDFR | HFTD - Distribution - Tier 3 - 2QU CoRE ¦ 3QU LoRE | Non-Red Flag Warning - Large Fires | 2027 | 0 | 0 | 0 | 0 | 5.475 | 0.71896 | 3.0715 | 1.6846 | 0.0080156 | 0.0080156 | 0.0080156 | 0.0080156 | 3.4352e-05 |  | 0 | 2.7535e-07 | 2.7535e-07 | 0 | 2.7535e-07 | 2.7535e-07 | 0 | 2.7535e-07 | 2.7535e-07 | 0 | 2.7535e-07 | Column30: 2.7535e-07 | [29 empty] | 7.3.2.1.3 Advanced weather monitoring and weather stations Weather StationsWLDFRElectric Reliability | WLDFR | HFTD - Distribution - Tier 3 - 2QU CoRE ¦ 5QU LoRE | Seismic - Red Flag Warning - Catastrophic Fires | 2026 | Electric Reliability | 428.6023 | 33.5215 | 2026 | Mitigation | 0.011149 | 10 | 0 | esc | 0.011149 | 4.7784 | 0.011149 | 4.7784 | 0.011149 | 4.7784 | 0.011149 | 4.7784
[79 empty] | WLDFR | HFTD - Distribution - Tier 3 - 2QU CoRE ¦ 3QU LoRE | Non-Red Flag Warning - Large Fires | 2028 | 0 | 0 | 0 | 0 | 5.777 | 0.74734 | 3.238 | 1.7917 | 0.0083319 | 0.0083319 | 0.0083319 | 0.0083319 | 3.4352e-05 |  | 0 | 2.8622e-07 | 2.8622e-07 | 0 | 2.8622e-07 | 2.8622e-07 | 0 | 2.8622e-07 | 2.8622e-07 | 0 | 2.8622e-07 | Column30: 2.8622e-07 | [29 empty] | 7.3.2.1.3 Advanced weather monitoring and weather stations Weather StationsWLDFRElectric Reliability | WLDFR | HFTD - Distribution - Tier 3 - 2QU CoRE ¦ 5QU LoRE | Seismic - Red Flag Warning - Catastrophic Fires | 2027 | Electric Reliability | 428.6023 | 33.5215 | 2027 | Mitigation | 0.011149 | 10 | 0 | esc | 0.011149 | 4.7784 | 0.011149 | 4.7784 | 0.011149 | 4.7784 | 0.011149 | 4.7784
[79 empty] | WLDFR | HFTD - Distribution - Tier 3 - 2QU CoRE ¦ 3QU LoRE | Non-Red Flag Warning - Large Fires | 2029 | 0 | 0 | 0 | 0 | 5.777 | 0.74734 | 3.238 | 1.7917 | 0.0083319 | 0.0083319 | 0.0083319 | 0.0083319 | 3.4352e-05 |  | 0 | 2.8622e-07 | 2.8622e-07 | 0 | 2.8622e-07 | 2.8622e-07 | 0 | 2.8622e-07 | 2.8622e-07 | 0 | 2.8622e-07 | Column30: 2.8622e-07 | [29 empty] | 7.3.2.1.3 Advanced weather monitoring and weather stations Weather StationsWLDFRElectric Reliability | WLDFR | HFTD - Distribution - Tier 3 - 2QU CoRE ¦ 5QU LoRE | Seismic - Red Flag Warning - Catastrophic Fires | 2028 | Electric Reliability | 453.261 | 33.5215 | 2028 | Mitigation | 0.011149 | 10 | 0 | esc | 0.011149 | 5.0533 | 0.011149 | 5.0533 | 0.011149 | 5.0533 | 0.011149 | 5.0533
[79 empty] | WLDFR | HFTD - Distribution - Tier 3 - 2QU CoRE ¦ 3QU LoRE | Non-Red Flag Warning - Large Fires | 2030 | 0 | 0 | 0 | 0 | 5.777 | 0.74734 | 3.238 | 1.7917 | 0 | 0.0083319 | 0.0083319 | 0.0083319 | 3.4352e-05 |  | 0 | 0 | 0 | 0 | 2.8622e-07 | 2.8622e-07 | 0 | 2.8622e-07 | 2.8622e-07 | 0 | 2.8622e-07 | Column30: 2.8622e-07 | [29 empty] | 7.3.2.1.3 Advanced weather monitoring and weather stations Weather StationsWLDFRElectric Reliability | WLDFR | HFTD - Distribution - Tier 3 - 2QU CoRE ¦ 5QU LoRE | Seismic - Red Flag Warning - Catastrophic Fires | 2029 | Electric Reliability | 453.261 | 33.5215 | 2029 | Mitigation | 0.011149 | 10 | 0 | esc | 0.011149 | 5.0533 | 0.011149 | 5.0533 | 0.011149 | 5.0533 | 0.011149 | 5.0533
[79 empty] | WLDFR | HFTD - Distribution - Tier 3 - 2QU CoRE ¦ 3QU LoRE | Non-Red Flag Warning - Large Fires | 2031 | 0 | 0 | 0 | 0 | 5.777 | 0.74734 | 3.238 | 1.7917 | 0 | 0 | 0.0083319 | 0.0083319 | 3.4352e-05 |  | 0 | 0 | 0 | 0 | 0 | 0 | 0 | 2.8622e-07 | 2.8622e-07 | 0 | 2.8622e-07 | Column30: 2.8622e-07 | [29 empty] | 7.3.2.1.3 Advanced weather monitoring and weather stations Weather StationsWLDFRElectric Reliability | WLDFR | HFTD - Distribution - Tier 3 - 2QU CoRE ¦ 5QU LoRE | Seismic - Red Flag Warning - Catastrophic Fires | 2030 | Electric Reliability | 453.261 | 33.5215 | 2030 | Mitigation | 0.011149 | 10 | 0 | esc | 0 | 0 | 0.011149 | 5.0533 | 0.011149 | 5.0533 | 0.011149 | 5.0533
[79 empty] | WLDFR | HFTD - Distribution - Tier 3 - 2QU CoRE ¦ 3QU LoRE | Non-Red Flag Warning - Large Fires | 2032 | 0 | 0 | 0 | 0 | 5.777 | 0.74734 | 3.238 | 1.7917 | 0 | 0 | 0 | 0.0083319 | 3.4352e-05 |  | 0 | 0 | 0 | 0 | 0 | 0 | 0 | 0 | 0 | 0 | 2.8622e-07 | Column30: 2.8622e-07 | [29 empty] | 7.3.2.1.3 Advanced weather monitoring and weather stations Weather StationsWLDFRElectric Reliability | WLDFR | HFTD - Distribution - Tier 3 - 2QU CoRE ¦ 5QU LoRE | Seismic - Red Flag Warning - Catastrophic Fires | 2031 | Electric Reliability | 453.261 | 33.5215 | 2031 | Mitigation | 0.011149 | 10 | 0 | esc | 0 | 0 | 0 | 0 | 0.011149 | 5.0533 | 0.011149 | 5.0533
[79 empty] | WLDFR | HFTD - Distribution - Tier 3 - 2QU CoRE ¦ 3QU LoRE | Non-Red Flag Warning - Small Fires | 2020 | 0 | 0 | 0 | 0 | 0.077901 | 0.036425 | 0.0015809 | 0.039895 | 0.0004061 | 0 | 0 | 0 | 0.0044233 |  | 0 | 1.7963e-06 | 1.7963e-06 | 0 | 0 | 0 | 0 | 0 | 0 | 0 | 0 | Column30: 0 | [29 empty] | 7.3.2.1.3 Advanced weather monitoring and weather stations Weather StationsWLDFRElectric Reliability | WLDFR | HFTD - Distribution - Tier 3 - 2QU CoRE ¦ 5QU LoRE | Seismic - Red Flag Warning - Catastrophic Fires | 2032 | Electric Reliability | 453.261 | 33.5215 | 2032 | Mitigation | 0.011149 | 10 | 0 | esc | 0 | 0 | 0 | 0 | 0 | 0 | 0.011149 | 5.0533
[79 empty] | WLDFR | HFTD - Distribution - Tier 3 - 2QU CoRE ¦ 3QU LoRE | Non-Red Flag Warning - Small Fires | 2021 | 0 | 0 | 0 | 0 | 0.077901 | 0.036425 | 0.0015809 | 0.039895 | 0.0004061 | 0.0004061 | 0 | 0 | 0.0044233 |  | 0 | 1.7963e-06 | 1.7963e-06 | 0 | 1.7963e-06 | 1.7963e-06 | 0 | 0 | 0 | 0 | 0 | Column30: 0 | [29 empty] | 7.3.2.1.3 Advanced weather monitoring and weather stations Weather StationsWLDFRElectric Reliability | WLDFR | HFTD - Distribution - Tier 3 - 3QU CoRE ¦ 1QU LoRE | Non-Red Flag Warning - Catastrophic Fires | 2021 | Electric Reliability | 222.2294 | 459.7243 | 2021 | Mitigation | 0.011149 | 10 | 0 | esc | 0.011149 | 2.4776 | 0.011149 | 2.4776 | 0 | 0 | 0 | 0
[79 empty] | WLDFR | HFTD - Distribution - Tier 3 - 2QU CoRE ¦ 3QU LoRE | Non-Red Flag Warning - Small Fires | 2022 | 0 | 0 | 0 | 0 | 0.077901 | 0.036425 | 0.0015809 | 0.039895 | 0.0004061 | 0.0004061 | 0.0004061 | 0 | 0.0044233 |  | 0 | 1.7963e-06 | 1.7963e-06 | 0 | 1.7963e-06 | 1.7963e-06 | 0 | 1.7963e-06 | 1.7963e-06 | 0 | 0 | Column30: 0 | [29 empty] | 7.3.2.1.3 Advanced weather monitoring and weather stations Weather StationsWLDFRElectric Reliability | WLDFR | HFTD - Distribution - Tier 3 - 3QU CoRE ¦ 1QU LoRE | Non-Red Flag Warning - Catastrophic Fires | 2022 | Electric Reliability | 222.2294 | 459.7243 | 2022 | Mitigation | 0.011149 | 10 | 0 | esc | 0.011149 | 2.4776 | 0.011149 | 2.4776 | 0.011149 | 2.4776 | 0 | 0
[79 empty] | WLDFR | HFTD - Distribution - Tier 3 - 2QU CoRE ¦ 3QU LoRE | Non-Red Flag Warning - Small Fires | 2023 | 0 | 0 | 0 | 0 | 0.080408 | 0.03759 | 0.0016314 | 0.041187 | 0.00041909 | 0.00041909 | 0.00041909 | 0.00041909 | 0.0044233 |  | 0 | 1.8538e-06 | 1.8538e-06 | 0 | 1.8538e-06 | 1.8538e-06 | 0 | 1.8538e-06 | 1.8538e-06 | 0 | 1.8538e-06 | Column30: 1.8538e-06 | [29 empty] | 7.3.2.1.3 Advanced weather monitoring and weather stations Weather StationsWLDFRElectric Reliability | WLDFR | HFTD - Distribution - Tier 3 - 3QU CoRE ¦ 1QU LoRE | Non-Red Flag Warning - Catastrophic Fires | 2023 | Electric Reliability | 233.2301 | 459.7243 | 2023 | Mitigation | 0.011149 | 10 | 0 | esc | 0.011149 | 2.6002 | 0.011149 | 2.6002 | 0.011149 | 2.6002 | 0.011149 | 2.6002
[79 empty] | WLDFR | HFTD - Distribution - Tier 3 - 2QU CoRE ¦ 3QU LoRE | Non-Red Flag Warning - Small Fires | 2024 | 0 | 0 | 0 | 0 | 0.080408 | 0.03759 | 0.0016314 | 0.041187 | 0.00041909 | 0.00041909 | 0.00041909 | 0.00041909 | 0.0044233 |  | 0 | 1.8538e-06 | 1.8538e-06 | 0 | 1.8538e-06 | 1.8538e-06 | 0 | 1.8538e-06 | 1.8538e-06 | 0 | 1.8538e-06 | Column30: 1.8538e-06 | [29 empty] | 7.3.2.1.3 Advanced weather monitoring and weather stations Weather StationsWLDFRElectric Reliability | WLDFR | HFTD - Distribution - Tier 3 - 3QU CoRE ¦ 1QU LoRE | Non-Red Flag Warning - Catastrophic Fires | 2024 | Electric Reliability | 233.2301 | 459.7243 | 2024 | Mitigation | 0.011149 | 10 | 0 | esc | 0.011149 | 2.6002 | 0.011149 | 2.6002 | 0.011149 | 2.6002 | 0.011149 | 2.6002
[79 empty] | WLDFR | HFTD - Distribution - Tier 3 - 2QU CoRE ¦ 3QU LoRE | Non-Red Flag Warning - Small Fires | 2025 | 0 | 0 | 0 | 0 | 0.080408 | 0.03759 | 0.0016314 | 0.041187 | 0.00041909 | 0.00041909 | 0.00041909 | 0.00041909 | 0.0044233 |  | 0 | 1.8538e-06 | 1.8538e-06 | 0 | 1.8538e-06 | 1.8538e-06 | 0 | 1.8538e-06 | 1.8538e-06 | 0 | 1.8538e-06 | Column30: 1.8538e-06 | [29 empty] | 7.3.2.1.3 Advanced weather monitoring and weather stations Weather StationsWLDFRElectric Reliability | WLDFR | HFTD - Distribution - Tier 3 - 3QU CoRE ¦ 1QU LoRE | Non-Red Flag Warning - Catastrophic Fires | 2025 | Electric Reliability | 233.2301 | 459.7243 | 2025 | Mitigation | 0.011149 | 10 | 0 | esc | 0.011149 | 2.6002 | 0.011149 | 2.6002 | 0.011149 | 2.6002 | 0.011149 | 2.6002
[79 empty] | WLDFR | HFTD - Distribution - Tier 3 - 2QU CoRE ¦ 3QU LoRE | Non-Red Flag Warning - Small Fires | 2026 | 0 | 0 | 0 | 0 | 0.080408 | 0.03759 | 0.0016314 | 0.041187 | 0.00041909 | 0.00041909 | 0.00041909 | 0.00041909 | 0.0044233 |  | 0 | 1.8538e-06 | 1.8538e-06 | 0 | 1.8538e-06 | 1.8538e-06 | 0 | 1.8538e-06 | 1.8538e-06 | 0 | 1.8538e-06 | Column30: 1.8538e-06 | [29 empty] | 7.3.2.1.3 Advanced weather monitoring and weather stations Weather StationsWLDFRElectric Reliability | WLDFR | HFTD - Distribution - Tier 3 - 3QU CoRE ¦ 1QU LoRE | Non-Red Flag Warning - Catastrophic Fires | 2026 | Electric Reliability | 233.2301 | 459.7243 | 2026 | Mitigation | 0.011149 | 10 | 0 | esc | 0.011149 | 2.6002 | 0.011149 | 2.6002 | 0.011149 | 2.6002 | 0.011149 | 2.6002
[79 empty] | WLDFR | HFTD - Distribution - Tier 3 - 2QU CoRE ¦ 3QU LoRE | Non-Red Flag Warning - Small Fires | 2027 | 0 | 0 | 0 | 0 | 0.080408 | 0.03759 | 0.0016314 | 0.041187 | 0.00041909 | 0.00041909 | 0.00041909 | 0.00041909 | 0.0044233 |  | 0 | 1.8538e-06 | 1.8538e-06 | 0 | 1.8538e-06 | 1.8538e-06 | 0 | 1.8538e-06 | 1.8538e-06 | 0 | 1.8538e-06 | Column30: 1.8538e-06 | [29 empty] | 7.3.2.1.3 Advanced weather monitoring and weather stations Weather StationsWLDFRElectric Reliability | WLDFR | HFTD - Distribution - Tier 3 - 3QU CoRE ¦ 1QU LoRE | Non-Red Flag Warning - Catastrophic Fires | 2027 | Electric Reliability | 233.2301 | 459.7243 | 2027 | Mitigation | 0.011149 | 10 | 0 | esc | 0.011149 | 2.6002 | 0.011149 | 2.6002 | 0.011149 | 2.6002 | 0.011149 | 2.6002
[79 empty] | WLDFR | HFTD - Distribution - Tier 3 - 2QU CoRE ¦ 3QU LoRE | Non-Red Flag Warning - Small Fires | 2028 | 0 | 0 | 0 | 0 | 0.083606 | 0.039055 | 0.001695 | 0.042856 | 0.00043542 | 0.00043542 | 0.00043542 | 0.00043542 | 0.0044233 |  | 0 | 1.926e-06 | 1.926e-06 | 0 | 1.926e-06 | 1.926e-06 | 0 | 1.926e-06 | 1.926e-06 | 0 | 1.926e-06 | Column30: 1.926e-06 | [29 empty] | 7.3.2.1.3 Advanced weather monitoring and weather stations Weather StationsWLDFRElectric Reliability | WLDFR | HFTD - Distribution - Tier 3 - 3QU CoRE ¦ 1QU LoRE | Non-Red Flag Warning - Catastrophic Fires | 2028 | Electric Reliability | 247.273 | 459.7243 | 2028 | Mitigation | 0.011149 | 10 | 0 | esc | 0.011149 | 2.7568 | 0.011149 | 2.7568 | 0.011149 | 2.7568 | 0.011149 | 2.7568
[79 empty] | WLDFR | HFTD - Distribution - Tier 3 - 2QU CoRE ¦ 3QU LoRE | Non-Red Flag Warning - Small Fires | 2029 | 0 | 0 | 0 | 0 | 0.083606 | 0.039055 | 0.001695 | 0.042856 | 0.00043542 | 0.00043542 | 0.00043542 | 0.00043542 | 0.0044233 |  | 0 | 1.926e-06 | 1.926e-06 | 0 | 1.926e-06 | 1.926e-06 | 0 | 1.926e-06 | 1.926e-06 | 0 | 1.926e-06 | Column30: 1.926e-06 | [29 empty] | 7.3.2.1.3 Advanced weather monitoring and weather stations Weather StationsWLDFRElectric Reliability | WLDFR | HFTD - Distribution - Tier 3 - 3QU CoRE ¦ 1QU LoRE | Non-Red Flag Warning - Catastrophic Fires | 2029 | Electric Reliability | 247.273 | 459.7243 | 2029 | Mitigation | 0.011149 | 10 | 0 | esc | 0.011149 | 2.7568 | 0.011149 | 2.7568 | 0.011149 | 2.7568 | 0.011149 | 2.7568
[79 empty] | WLDFR | HFTD - Distribution - Tier 3 - 2QU CoRE ¦ 3QU LoRE | Non-Red Flag Warning - Small Fires | 2030 | 0 | 0 | 0 | 0 | 0.083606 | 0.039055 | 0.001695 | 0.042856 | 0 | 0.00043542 | 0.00043542 | 0.00043542 | 0.0044233 |  | 0 | 0 | 0 | 0 | 1.926e-06 | 1.926e-06 | 0 | 1.926e-06 | 1.926e-06 | 0 | 1.926e-06 | Column30: 1.926e-06 | [29 empty] | 7.3.2.1.3 Advanced weather monitoring and weather stations Weather StationsWLDFRElectric Reliability | WLDFR | HFTD - Distribution - Tier 3 - 3QU CoRE ¦ 1QU LoRE | Non-Red Flag Warning - Catastrophic Fires | 2030 | Electric Reliability | 247.273 | 459.7243 | 2030 | Mitigation | 0.011149 | 10 | 0 | esc | 0 | 0 | 0.011149 | 2.7568 | 0.011149 | 2.7568 | 0.011149 | 2.7568
[79 empty] | WLDFR | HFTD - Distribution - Tier 3 - 2QU CoRE ¦ 3QU LoRE | Non-Red Flag Warning - Small Fires | 2031 | 0 | 0 | 0 | 0 | 0.083606 | 0.039055 | 0.001695 | 0.042856 | 0 | 0 | 0.00043542 | 0.00043542 | 0.0044233 |  | 0 | 0 | 0 | 0 | 0 | 0 | 0 | 1.926e-06 | 1.926e-06 | 0 | 1.926e-06 | Column30: 1.926e-06 | [29 empty] | 7.3.2.1.3 Advanced weather monitoring and weather stations Weather StationsWLDFRElectric Reliability | WLDFR | HFTD - Distribution - Tier 3 - 3QU CoRE ¦ 1QU LoRE | Non-Red Flag Warning - Catastrophic Fires | 2031 | Electric Reliability | 247.273 | 459.7243 | 2031 | Mitigation | 0.011149 | 10 | 0 | esc | 0 | 0 | 0 | 0 | 0.011149 | 2.7568 | 0.011149 | 2.7568
[79 empty] | WLDFR | HFTD - Distribution - Tier 3 - 2QU CoRE ¦ 3QU LoRE | Non-Red Flag Warning - Small Fires | 2032 | 0 | 0 | 0 | 0 | 0.083606 | 0.039055 | 0.001695 | 0.042856 | 0 | 0 | 0 | 0.00043542 | 0.0044233 |  | 0 | 0 | 0 | 0 | 0 | 0 | 0 | 0 | 0 | 0 | 1.926e-06 | Column30: 1.926e-06 | [29 empty] | 7.3.2.1.3 Advanced weather monitoring and weather stations Weather StationsWLDFRElectric Reliability | WLDFR | HFTD - Distribution - Tier 3 - 3QU CoRE ¦ 1QU LoRE | Non-Red Flag Warning - Catastrophic Fires | 2032 | Electric Reliability | 247.273 | 459.7243 | 2032 | Mitigation | 0.011149 | 10 | 0 | esc | 0 | 0 | 0 | 0 | 0 | 0 | 0.011149 | 2.7568
[79 empty] | WLDFR | HFTD - Distribution - Tier 3 - 2QU CoRE ¦ 3QU LoRE | Red Flag Warning - Catastrophic Fires | 2020 | 0 | 0 | 0 | 0 | 14146.1306 | 222.2294 | 8585.7228 | 5338.1784 | 2.4776 | 0 | 0 | 0 | 6.6473e-05 |  | 0 | 0.00016469 | 0.00016469 | 0 | 0 | 0 | 0 | 0 | 0 | 0 | 0 | Column30: 0 | [29 empty] | 7.3.2.1.3 Advanced weather monitoring and weather stations Weather StationsWLDFRElectric Reliability | WLDFR | HFTD - Distribution - Tier 3 - 3QU CoRE ¦ 1QU LoRE | Non-Red Flag Warning - Destructive Fires | 2021 | Electric Reliability | 222.2294 | 459.7243 | 2021 | Mitigation | 0.011149 | 10 | 0 | esc | 0.011149 | 2.4776 | 0.011149 | 2.4776 | 0 | 0 | 0 | 0
[79 empty] | WLDFR | HFTD - Distribution - Tier 3 - 2QU CoRE ¦ 3QU LoRE | Red Flag Warning - Catastrophic Fires | 2021 | 0 | 0 | 0 | 0 | 14146.1306 | 222.2294 | 8585.7228 | 5338.1784 | 2.4776 | 2.4776 | 0 | 0 | 6.6473e-05 |  | 0 | 0.00016469 | 0.00016469 | 0 | 0.00016469 | 0.00016469 | 0 | 0 | 0 | 0 | 0 | Column30: 0 | [29 empty] | 7.3.2.1.3 Advanced weather monitoring and weather stations Weather StationsWLDFRElectric Reliability | WLDFR | HFTD - Distribution - Tier 3 - 3QU CoRE ¦ 1QU LoRE | Non-Red Flag Warning - Destructive Fires | 2022 | Electric Reliability | 222.2294 | 459.7243 | 2022 | Mitigation | 0.011149 | 10 | 0 | esc | 0.011149 | 2.4776 | 0.011149 | 2.4776 | 0.011149 | 2.4776 | 0 | 0
[79 empty] | WLDFR | HFTD - Distribution - Tier 3 - 2QU CoRE ¦ 3QU LoRE | Red Flag Warning - Catastrophic Fires | 2022 | 0 | 0 | 0 | 0 | 14146.1306 | 222.2294 | 8585.7228 | 5338.1784 | 2.4776 | 2.4776 | 2.4776 | 0 | 6.6473e-05 |  | 0 | 0.00016469 | 0.00016469 | 0 | 0.00016469 | 0.00016469 | 0 | 0.00016469 | 0.00016469 | 0 | 0 | Column30: 0 | [29 empty] | 7.3.2.1.3 Advanced weather monitoring and weather stations Weather StationsWLDFRElectric Reliability | WLDFR | HFTD - Distribution - Tier 3 - 3QU CoRE ¦ 1QU LoRE | Non-Red Flag Warning - Destructive Fires | 2023 | Electric Reliability | 233.2301 | 459.7243 | 2023 | Mitigation | 0.011149 | 10 | 0 | esc | 0.011149 | 2.6002 | 0.011149 | 2.6002 | 0.011149 | 2.6002 | 0.011149 | 2.6002
[79 empty] | WLDFR | HFTD - Distribution - Tier 3 - 2QU CoRE ¦ 3QU LoRE | Red Flag Warning - Catastrophic Fires | 2023 | 0 | 0 | 0 | 0 | 14664.6376 | 233.2301 | 8896.516 | 5534.8915 | 2.6002 | 2.6002 | 2.6002 | 2.6002 | 6.6473e-05 |  | 0 | 0.00017285 | 0.00017285 | 0 | 0.00017285 | 0.00017285 | 0 | 0.00017285 | 0.00017285 | 0 | 0.00017285 | Column30: 0.00017285 | [29 empty] | 7.3.2.1.3 Advanced weather monitoring and weather stations Weather StationsWLDFRElectric Reliability | WLDFR | HFTD - Distribution - Tier 3 - 3QU CoRE ¦ 1QU LoRE | Non-Red Flag Warning - Destructive Fires | 2024 | Electric Reliability | 233.2301 | 459.7243 | 2024 | Mitigation | 0.011149 | 10 | 0 | esc | 0.011149 | 2.6002 | 0.011149 | 2.6002 | 0.011149 | 2.6002 | 0.011149 | 2.6002
[79 empty] | WLDFR | HFTD - Distribution - Tier 3 - 2QU CoRE ¦ 3QU LoRE | Red Flag Warning - Catastrophic Fires | 2024 | 0 | 0 | 0 | 0 | 14664.6376 | 233.2301 | 8896.516 | 5534.8915 | 2.6002 | 2.6002 | 2.6002 | 2.6002 | 6.6473e-05 |  | 0 | 0.00017285 | 0.00017285 | 0 | 0.00017285 | 0.00017285 | 0 | 0.00017285 | 0.00017285 | 0 | 0.00017285 | Column30: 0.00017285 | [29 empty] | 7.3.2.1.3 Advanced weather monitoring and weather stations Weather StationsWLDFRElectric Reliability | WLDFR | HFTD - Distribution - Tier 3 - 3QU CoRE ¦ 1QU LoRE | Non-Red Flag Warning - Destructive Fires | 2025 | Electric Reliability | 233.2301 | 459.7243 | 2025 | Mitigation | 0.011149 | 10 | 0 | esc | 0.011149 | 2.6002 | 0.011149 | 2.6002 | 0.011149 | 2.6002 | 0.011149 | 2.6002
[79 empty] | WLDFR | HFTD - Distribution - Tier 3 - 2QU CoRE ¦ 3QU LoRE | Red Flag Warning - Catastrophic Fires | 2025 | 0 | 0 | 0 | 0 | 14664.6376 | 233.2301 | 8896.516 | 5534.8915 | 2.6002 | 2.6002 | 2.6002 | 2.6002 | 6.6473e-05 |  | 0 | 0.00017285 | 0.00017285 | 0 | 0.00017285 | 0.00017285 | 0 | 0.00017285 | 0.00017285 | 0 | 0.00017285 | Column30: 0.00017285 | [29 empty] | 7.3.2.1.3 Advanced weather monitoring and weather stations Weather StationsWLDFRElectric Reliability | WLDFR | HFTD - Distribution - Tier 3 - 3QU CoRE ¦ 1QU LoRE | Non-Red Flag Warning - Destructive Fires | 2026 | Electric Reliability | 233.2301 | 459.7243 | 2026 | Mitigation | 0.011149 | 10 | 0 | esc | 0.011149 | 2.6002 | 0.011149 | 2.6002 | 0.011149 | 2.6002 | 0.011149 | 2.6002
[79 empty] | WLDFR | HFTD - Distribution - Tier 3 - 2QU CoRE ¦ 3QU LoRE | Red Flag Warning - Catastrophic Fires | 2026 | 0 | 0 | 0 | 0 | 14664.6376 | 233.2301 | 8896.516 | 5534.8915 | 2.6002 | 2.6002 | 2.6002 | 2.6002 | 6.6473e-05 |  | 0 | 0.00017285 | 0.00017285 | 0 | 0.00017285 | 0.00017285 | 0 | 0.00017285 | 0.00017285 | 0 | 0.00017285 | Column30: 0.00017285 | [29 empty] | 7.3.2.1.3 Advanced weather monitoring and weather stations Weather StationsWLDFRElectric Reliability | WLDFR | HFTD - Distribution - Tier 3 - 3QU CoRE ¦ 1QU LoRE | Non-Red Flag Warning - Destructive Fires | 2027 | Electric Reliability | 233.2301 | 459.7243 | 2027 | Mitigation | 0.011149 | 10 | 0 | esc | 0.011149 | 2.6002 | 0.011149 | 2.6002 | 0.011149 | 2.6002 | 0.011149 | 2.6002
[79 empty] | WLDFR | HFTD - Distribution - Tier 3 - 2QU CoRE ¦ 3QU LoRE | Red Flag Warning - Catastrophic Fires | 2027 | 0 | 0 | 0 | 0 | 14664.6376 | 233.2301 | 8896.516 | 5534.8915 | 2.6002 | 2.6002 | 2.6002 | 2.6002 | 6.6473e-05 |  | 0 | 0.00017285 | 0.00017285 | 0 | 0.00017285 | 0.00017285 | 0 | 0.00017285 | 0.00017285 | 0 | 0.00017285 | Column30: 0.00017285 | [29 empty] | 7.3.2.1.3 Advanced weather monitoring and weather stations Weather StationsWLDFRElectric Reliability | WLDFR | HFTD - Distribution - Tier 3 - 3QU CoRE ¦ 1QU LoRE | Non-Red Flag Warning - Destructive Fires | 2028 | Electric Reliability | 247.273 | 459.7243 | 2028 | Mitigation | 0.011149 | 10 | 0 | esc | 0.011149 | 2.7568 | 0.011149 | 2.7568 | 0.011149 | 2.7568 | 0.011149 | 2.7568
[79 empty] | WLDFR | HFTD - Distribution - Tier 3 - 2QU CoRE ¦ 3QU LoRE | Red Flag Warning - Catastrophic Fires | 2028 | 0 | 0 | 0 | 0 | 15317.9909 | 247.273 | 9287.6491 | 5783.0689 | 2.7568 | 2.7568 | 2.7568 | 2.7568 | 6.6473e-05 |  | 0 | 0.00018325 | 0.00018325 | 0 | 0.00018325 | 0.00018325 | 0 | 0.00018325 | 0.00018325 | 0 | 0.00018325 | Column30: 0.00018325 | [29 empty] | 7.3.2.1.3 Advanced weather monitoring and weather stations Weather StationsWLDFRElectric Reliability | WLDFR | HFTD - Distribution - Tier 3 - 3QU CoRE ¦ 1QU LoRE | Non-Red Flag Warning - Destructive Fires | 2029 | Electric Reliability | 247.273 | 459.7243 | 2029 | Mitigation | 0.011149 | 10 | 0 | esc | 0.011149 | 2.7568 | 0.011149 | 2.7568 | 0.011149 | 2.7568 | 0.011149 | 2.7568
[79 empty] | WLDFR | HFTD - Distribution - Tier 3 - 2QU CoRE ¦ 3QU LoRE | Red Flag Warning - Catastrophic Fires | 2029 | 0 | 0 | 0 | 0 | 15317.9909 | 247.273 | 9287.6491 | 5783.0689 | 2.7568 | 2.7568 | 2.7568 | 2.7568 | 6.6473e-05 |  | 0 | 0.00018325 | 0.00018325 | 0 | 0.00018325 | 0.00018325 | 0 | 0.00018325 | 0.00018325 | 0 | 0.00018325 | Column30: 0.00018325 | [29 empty] | 7.3.2.1.3 Advanced weather monitoring and weather stations Weather StationsWLDFRElectric Reliability | WLDFR | HFTD - Distribution - Tier 3 - 3QU CoRE ¦ 1QU LoRE | Non-Red Flag Warning - Destructive Fires | 2030 | Electric Reliability | 247.273 | 459.7243 | 2030 | Mitigation | 0.011149 | 10 | 0 | esc | 0 | 0 | 0.011149 | 2.7568 | 0.011149 | 2.7568 | 0.011149 | 2.7568
[79 empty] | WLDFR | HFTD - Distribution - Tier 3 - 2QU CoRE ¦ 3QU LoRE | Red Flag Warning - Catastrophic Fires | 2030 | 0 | 0 | 0 | 0 | 15317.9909 | 247.273 | 9287.6491 | 5783.0689 | 0 | 2.7568 | 2.7568 | 2.7568 | 6.6473e-05 |  | 0 | 0 | 0 | 0 | 0.00018325 | 0.00018325 | 0 | 0.00018325 | 0.00018325 | 0 | 0.00018325 | Column30: 0.00018325 | [29 empty] | 7.3.2.1.3 Advanced weather monitoring and weather stations Weather StationsWLDFRElectric Reliability | WLDFR | HFTD - Distribution - Tier 3 - 3QU CoRE ¦ 1QU LoRE | Non-Red Flag Warning - Destructive Fires | 2031 | Electric Reliability | 247.273 | 459.7243 | 2031 | Mitigation | 0.011149 | 10 | 0 | esc | 0 | 0 | 0 | 0 | 0.011149 | 2.7568 | 0.011149 | 2.7568
[79 empty] | WLDFR | HFTD - Distribution - Tier 3 - 2QU CoRE ¦ 3QU LoRE | Red Flag Warning - Catastrophic Fires | 2031 | 0 | 0 | 0 | 0 | 15317.9909 | 247.273 | 9287.6491 | 5783.0689 | 0 | 0 | 2.7568 | 2.7568 | 6.6473e-05 |  | 0 | 0 | 0 | 0 | 0 | 0 | 0 | 0.00018325 | 0.00018325 | 0 | 0.00018325 | Column30: 0.00018325 | [29 empty] | 7.3.2.1.3 Advanced weather monitoring and weather stations Weather StationsWLDFRElectric Reliability | WLDFR | HFTD - Distribution - Tier 3 - 3QU CoRE ¦ 1QU LoRE | Non-Red Flag Warning - Destructive Fires | 2032 | Electric Reliability | 247.273 | 459.7243 | 2032 | Mitigation | 0.011149 | 10 | 0 | esc | 0 | 0 | 0 | 0 | 0 | 0 | 0.011149 | 2.7568
[79 empty] | WLDFR | HFTD - Distribution - Tier 3 - 2QU CoRE ¦ 3QU LoRE | Red Flag Warning - Catastrophic Fires | 2032 | 0 | 0 | 0 | 0 | 15317.9909 | 247.273 | 9287.6491 | 5783.0689 | 0 | 0 | 0 | 2.7568 | 6.6473e-05 |  | 0 | 0 | 0 | 0 | 0 | 0 | 0 | 0 | 0 | 0 | 0.00018325 | Column30: 0.00018325 | [29 empty] | 7.3.2.1.3 Advanced weather monitoring and weather stations Weather StationsWLDFRElectric Reliability | WLDFR | HFTD - Distribution - Tier 3 - 3QU CoRE ¦ 1QU LoRE | Non-Red Flag Warning - Large Fires | 2021 | Electric Reliability | 0.69642 | 459.7243 | 2021 | Mitigation | 0.011149 | 10 | 0 | esc | 0.011149 | 0.0077642 | 0.011149 | 0.0077642 | 0 | 0 | 0 | 0
[79 empty] | WLDFR | HFTD - Distribution - Tier 3 - 2QU CoRE ¦ 3QU LoRE | Red Flag Warning - Destructive Fires | 2020 | 0 | 0 | 0 | 0 | 8807.9522 | 222.2294 | 8585.7228 | 0 | 2.4776 | 0 | 0 | 0 | 8.7837e-06 |  | 0 | 2.1762e-05 | 2.1762e-05 | 0 | 0 | 0 | 0 | 0 | 0 | 0 | 0 | Column30: 0 | [29 empty] | 7.3.2.1.3 Advanced weather monitoring and weather stations Weather StationsWLDFRElectric Reliability | WLDFR | HFTD - Distribution - Tier 3 - 3QU CoRE ¦ 1QU LoRE | Non-Red Flag Warning - Large Fires | 2022 | Electric Reliability | 0.69642 | 459.7243 | 2022 | Mitigation | 0.011149 | 10 | 0 | esc | 0.011149 | 0.0077642 | 0.011149 | 0.0077642 | 0.011149 | 0.0077642 | 0 | 0
[79 empty] | WLDFR | HFTD - Distribution - Tier 3 - 2QU CoRE ¦ 3QU LoRE | Red Flag Warning - Destructive Fires | 2021 | 0 | 0 | 0 | 0 | 8807.9522 | 222.2294 | 8585.7228 | 0 | 2.4776 | 2.4776 | 0 | 0 | 8.7837e-06 |  | 0 | 2.1762e-05 | 2.1762e-05 | 0 | 2.1762e-05 | 2.1762e-05 | 0 | 0 | 0 | 0 | 0 | Column30: 0 | [29 empty] | 7.3.2.1.3 Advanced weather monitoring and weather stations Weather StationsWLDFRElectric Reliability | WLDFR | HFTD - Distribution - Tier 3 - 3QU CoRE ¦ 1QU LoRE | Non-Red Flag Warning - Large Fires | 2023 | Electric Reliability | 0.71896 | 459.7243 | 2023 | Mitigation | 0.011149 | 10 | 0 | esc | 0.011149 | 0.0080156 | 0.011149 | 0.0080156 | 0.011149 | 0.0080156 | 0.011149 | 0.0080156
[79 empty] | WLDFR | HFTD - Distribution - Tier 3 - 2QU CoRE ¦ 3QU LoRE | Red Flag Warning - Destructive Fires | 2022 | 0 | 0 | 0 | 0 | 8807.9522 | 222.2294 | 8585.7228 | 0 | 2.4776 | 2.4776 | 2.4776 | 0 | 8.7837e-06 |  | 0 | 2.1762e-05 | 2.1762e-05 | 0 | 2.1762e-05 | 2.1762e-05 | 0 | 2.1762e-05 | 2.1762e-05 | 0 | 0 | Column30: 0 | [29 empty] | 7.3.2.1.3 Advanced weather monitoring and weather stations Weather StationsWLDFRElectric Reliability | WLDFR | HFTD - Distribution - Tier 3 - 3QU CoRE ¦ 1QU LoRE | Non-Red Flag Warning - Large Fires | 2024 | Electric Reliability | 0.71896 | 459.7243 | 2024 | Mitigation | 0.011149 | 10 | 0 | esc | 0.011149 | 0.0080156 | 0.011149 | 0.0080156 | 0.011149 | 0.0080156 | 0.011149 | 0.0080156
[79 empty] | WLDFR | HFTD - Distribution - Tier 3 - 2QU CoRE ¦ 3QU LoRE | Red Flag Warning - Destructive Fires | 2023 | 0 | 0 | 0 | 0 | 9129.7461 | 233.2301 | 8896.516 | 0 | 2.6002 | 2.6002 | 2.6002 | 2.6002 | 8.7837e-06 |  | 0 | 2.284e-05 | 2.284e-05 | 0 | 2.284e-05 | 2.284e-05 | 0 | 2.284e-05 | 2.284e-05 | 0 | 2.284e-05 | Column30: 2.284e-05 | [29 empty] | 7.3.2.1.3 Advanced weather monitoring and weather stations Weather StationsWLDFRElectric Reliability | WLDFR | HFTD - Distribution - Tier 3 - 3QU CoRE ¦ 1QU LoRE | Non-Red Flag Warning - Large Fires | 2025 | Electric Reliability | 0.71896 | 459.7243 | 2025 | Mitigation | 0.011149 | 10 | 0 | esc | 0.011149 | 0.0080156 | 0.011149 | 0.0080156 | 0.011149 | 0.0080156 | 0.011149 | 0.0080156
[79 empty] | WLDFR | HFTD - Distribution - Tier 3 - 2QU CoRE ¦ 3QU LoRE | Red Flag Warning - Destructive Fires | 2024 | 0 | 0 | 0 | 0 | 9129.7461 | 233.2301 | 8896.516 | 0 | 2.6002 | 2.6002 | 2.6002 | 2.6002 | 8.7837e-06 |  | 0 | 2.284e-05 | 2.284e-05 | 0 | 2.284e-05 | 2.284e-05 | 0 | 2.284e-05 | 2.284e-05 | 0 | 2.284e-05 | Column30: 2.284e-05 | [29 empty] | 7.3.2.1.3 Advanced weather monitoring and weather stations Weather StationsWLDFRElectric Reliability | WLDFR | HFTD - Distribution - Tier 3 - 3QU CoRE ¦ 1QU LoRE | Non-Red Flag Warning - Large Fires | 2026 | Electric Reliability | 0.71896 | 459.7243 | 2026 | Mitigation | 0.011149 | 10 | 0 | esc | 0.011149 | 0.0080156 | 0.011149 | 0.0080156 | 0.011149 | 0.0080156 | 0.011149 | 0.0080156
[79 empty] | WLDFR | HFTD - Distribution - Tier 3 - 2QU CoRE ¦ 3QU LoRE | Red Flag Warning - Destructive Fires | 2025 | 0 | 0 | 0 | 0 | 9129.7461 | 233.2301 | 8896.516 | 0 | 2.6002 | 2.6002 | 2.6002 | 2.6002 | 8.7837e-06 |  | 0 | 2.284e-05 | 2.284e-05 | 0 | 2.284e-05 | 2.284e-05 | 0 | 2.284e-05 | 2.284e-05 | 0 | 2.284e-05 | Column30: 2.284e-05 | [29 empty] | 7.3.2.1.3 Advanced weather monitoring and weather stations Weather StationsWLDFRElectric Reliability | WLDFR | HFTD - Distribution - Tier 3 - 3QU CoRE ¦ 1QU LoRE | Non-Red Flag Warning - Large Fires | 2027 | Electric Reliability | 0.71896 | 459.7243 | 2027 | Mitigation | 0.011149 | 10 | 0 | esc | 0.011149 | 0.0080156 | 0.011149 | 0.0080156 | 0.011149 | 0.0080156 | 0.011149 | 0.0080156
[79 empty] | WLDFR | HFTD - Distribution - Tier 3 - 2QU CoRE ¦ 3QU LoRE | Red Flag Warning - Destructive Fires | 2026 | 0 | 0 | 0 | 0 | 9129.7461 | 233.2301 | 8896.516 | 0 | 2.6002 | 2.6002 | 2.6002 | 2.6002 | 8.7837e-06 |  | 0 | 2.284e-05 | 2.284e-05 | 0 | 2.284e-05 | 2.284e-05 | 0 | 2.284e-05 | 2.284e-05 | 0 | 2.284e-05 | Column30: 2.284e-05 | [29 empty] | 7.3.2.1.3 Advanced weather monitoring and weather stations Weather StationsWLDFRElectric Reliability | WLDFR | HFTD - Distribution - Tier 3 - 3QU CoRE ¦ 1QU LoRE | Non-Red Flag Warning - Large Fires | 2028 | Electric Reliability | 0.74734 | 459.7243 | 2028 | Mitigation | 0.011149 | 10 | 0 | esc | 0.011149 | 0.0083319 | 0.011149 | 0.0083319 | 0.011149 | 0.0083319 | 0.011149 | 0.0083319
[79 empty] | WLDFR | HFTD - Distribution - Tier 3 - 2QU CoRE ¦ 3QU LoRE | Red Flag Warning - Destructive Fires | 2027 | 0 | 0 | 0 | 0 | 9129.7461 | 233.2301 | 8896.516 | 0 | 2.6002 | 2.6002 | 2.6002 | 2.6002 | 8.7837e-06 |  | 0 | 2.284e-05 | 2.284e-05 | 0 | 2.284e-05 | 2.284e-05 | 0 | 2.284e-05 | 2.284e-05 | 0 | 2.284e-05 | Column30: 2.284e-05 | [29 empty] | 7.3.2.1.3 Advanced weather monitoring and weather stations Weather StationsWLDFRElectric Reliability | WLDFR | HFTD - Distribution - Tier 3 - 3QU CoRE ¦ 1QU LoRE | Non-Red Flag Warning - Large Fires | 2029 | Electric Reliability | 0.74734 | 459.7243 | 2029 | Mitigation | 0.011149 | 10 | 0 | esc | 0.011149 | 0.0083319 | 0.011149 | 0.0083319 | 0.011149 | 0.0083319 | 0.011149 | 0.0083319
[79 empty] | WLDFR | HFTD - Distribution - Tier 3 - 2QU CoRE ¦ 3QU LoRE | Red Flag Warning - Destructive Fires | 2028 | 0 | 0 | 0 | 0 | 9534.9221 | 247.273 | 9287.6491 | 0 | 2.7568 | 2.7568 | 2.7568 | 2.7568 | 8.7837e-06 |  | 0 | 2.4215e-05 | 2.4215e-05 | 0 | 2.4215e-05 | 2.4215e-05 | 0 | 2.4215e-05 | 2.4215e-05 | 0 | 2.4215e-05 | Column30: 2.4215e-05 | [29 empty] | 7.3.2.1.3 Advanced weather monitoring and weather stations Weather StationsWLDFRElectric Reliability | WLDFR | HFTD - Distribution - Tier 3 - 3QU CoRE ¦ 1QU LoRE | Non-Red Flag Warning - Large Fires | 2030 | Electric Reliability | 0.74734 | 459.7243 | 2030 | Mitigation | 0.011149 | 10 | 0 | esc | 0 | 0 | 0.011149 | 0.0083319 | 0.011149 | 0.0083319 | 0.011149 | 0.0083319
[79 empty] | WLDFR | HFTD - Distribution - Tier 3 - 2QU CoRE ¦ 3QU LoRE | Red Flag Warning - Destructive Fires | 2029 | 0 | 0 | 0 | 0 | 9534.9221 | 247.273 | 9287.6491 | 0 | 2.7568 | 2.7568 | 2.7568 | 2.7568 | 8.7837e-06 |  | 0 | 2.4215e-05 | 2.4215e-05 | 0 | 2.4215e-05 | 2.4215e-05 | 0 | 2.4215e-05 | 2.4215e-05 | 0 | 2.4215e-05 | Column30: 2.4215e-05 | [29 empty] | 7.3.2.1.3 Advanced weather monitoring and weather stations Weather StationsWLDFRElectric Reliability | WLDFR | HFTD - Distribution - Tier 3 - 3QU CoRE ¦ 1QU LoRE | Non-Red Flag Warning - Large Fires | 2031 | Electric Reliability | 0.74734 | 459.7243 | 2031 | Mitigation | 0.011149 | 10 | 0 | esc | 0 | 0 | 0 | 0 | 0.011149 | 0.0083319 | 0.011149 | 0.0083319
[79 empty] | WLDFR | HFTD - Distribution - Tier 3 - 2QU CoRE ¦ 3QU LoRE | Red Flag Warning - Destructive Fires | 2030 | 0 | 0 | 0 | 0 | 9534.9221 | 247.273 | 9287.6491 | 0 | 0 | 2.7568 | 2.7568 | 2.7568 | 8.7837e-06 |  | 0 | 0 | 0 | 0 | 2.4215e-05 | 2.4215e-05 | 0 | 2.4215e-05 | 2.4215e-05 | 0 | 2.4215e-05 | Column30: 2.4215e-05 | [29 empty] | 7.3.2.1.3 Advanced weather monitoring and weather stations Weather StationsWLDFRElectric Reliability | WLDFR | HFTD - Distribution - Tier 3 - 3QU CoRE ¦ 1QU LoRE | Non-Red Flag Warning - Large Fires | 2032 | Electric Reliability | 0.74734 | 459.7243 | 2032 | Mitigation | 0.011149 | 10 | 0 | esc | 0 | 0 | 0 | 0 | 0 | 0 | 0.011149 | 0.0083319
[79 empty] | WLDFR | HFTD - Distribution - Tier 3 - 2QU CoRE ¦ 3QU LoRE | Red Flag Warning - Destructive Fires | 2031 | 0 | 0 | 0 | 0 | 9534.9221 | 247.273 | 9287.6491 | 0 | 0 | 0 | 2.7568 | 2.7568 | 8.7837e-06 |  | 0 | 0 | 0 | 0 | 0 | 0 | 0 | 2.4215e-05 | 2.4215e-05 | 0 | 2.4215e-05 | Column30: 2.4215e-05 | [29 empty] | 7.3.2.1.3 Advanced weather monitoring and weather stations Weather StationsWLDFRElectric Reliability | WLDFR | HFTD - Distribution - Tier 3 - 3QU CoRE ¦ 1QU LoRE | Non-Red Flag Warning - Small Fires | 2021 | Electric Reliability | 0.036425 | 459.7243 | 2021 | Mitigation | 0.011149 | 10 | 0 | esc | 0.011149 | 0.0004061 | 0.011149 | 0.0004061 | 0 | 0 | 0 | 0
[79 empty] | WLDFR | HFTD - Distribution - Tier 3 - 2QU CoRE ¦ 3QU LoRE | Red Flag Warning - Destructive Fires | 2032 | 0 | 0 | 0 | 0 | 9534.9221 | 247.273 | 9287.6491 | 0 | 0 | 0 | 0 | 2.7568 | 8.7837e-06 |  | 0 | 0 | 0 | 0 | 0 | 0 | 0 | 0 | 0 | 0 | 2.4215e-05 | Column30: 2.4215e-05 | [29 empty] | 7.3.2.1.3 Advanced weather monitoring and weather stations Weather StationsWLDFRElectric Reliability | WLDFR | HFTD - Distribution - Tier 3 - 3QU CoRE ¦ 1QU LoRE | Non-Red Flag Warning - Small Fires | 2022 | Electric Reliability | 0.036425 | 459.7243 | 2022 | Mitigation | 0.011149 | 10 | 0 | esc | 0.011149 | 0.0004061 | 0.011149 | 0.0004061 | 0.011149 | 0.0004061 | 0 | 0
[79 empty] | WLDFR | HFTD - Distribution - Tier 3 - 2QU CoRE ¦ 3QU LoRE | Red Flag Warning - Large Fires | 2020 | 0 | 0 | 0 | 0 | 5.2406 | 0.69642 | 2.942 | 1.6022 | 0.0077642 | 0 | 0 | 0 | 5.0925e-05 |  | 0 | 3.9539e-07 | 3.9539e-07 | 0 | 0 | 0 | 0 | 0 | 0 | 0 | 0 | Column30: 0 | [29 empty] | 7.3.2.1.3 Advanced weather monitoring and weather stations Weather StationsWLDFRElectric Reliability | WLDFR | HFTD - Distribution - Tier 3 - 3QU CoRE ¦ 1QU LoRE | Non-Red Flag Warning - Small Fires | 2023 | Electric Reliability | 0.03759 | 459.7243 | 2023 | Mitigation | 0.011149 | 10 | 0 | esc | 0.011149 | 0.00041909 | 0.011149 | 0.00041909 | 0.011149 | 0.00041909 | 0.011149 | 0.00041909
[79 empty] | WLDFR | HFTD - Distribution - Tier 3 - 2QU CoRE ¦ 3QU LoRE | Red Flag Warning - Large Fires | 2021 | 0 | 0 | 0 | 0 | 5.2406 | 0.69642 | 2.942 | 1.6022 | 0.0077642 | 0.0077642 | 0 | 0 | 5.0925e-05 |  | 0 | 3.9539e-07 | 3.9539e-07 | 0 | 3.9539e-07 | 3.9539e-07 | 0 | 0 | 0 | 0 | 0 | Column30: 0 | [29 empty] | 7.3.2.1.3 Advanced weather monitoring and weather stations Weather StationsWLDFRElectric Reliability | WLDFR | HFTD - Distribution - Tier 3 - 3QU CoRE ¦ 1QU LoRE | Non-Red Flag Warning - Small Fires | 2024 | Electric Reliability | 0.03759 | 459.7243 | 2024 | Mitigation | 0.011149 | 10 | 0 | esc | 0.011149 | 0.00041909 | 0.011149 | 0.00041909 | 0.011149 | 0.00041909 | 0.011149 | 0.00041909
[79 empty] | WLDFR | HFTD - Distribution - Tier 3 - 2QU CoRE ¦ 3QU LoRE | Red Flag Warning - Large Fires | 2022 | 0 | 0 | 0 | 0 | 5.2406 | 0.69642 | 2.942 | 1.6022 | 0.0077642 | 0.0077642 | 0.0077642 | 0 | 5.0925e-05 |  | 0 | 3.9539e-07 | 3.9539e-07 | 0 | 3.9539e-07 | 3.9539e-07 | 0 | 3.9539e-07 | 3.9539e-07 | 0 | 0 | Column30: 0 | [29 empty] | 7.3.2.1.3 Advanced weather monitoring and weather stations Weather StationsWLDFRElectric Reliability | WLDFR | HFTD - Distribution - Tier 3 - 3QU CoRE ¦ 1QU LoRE | Non-Red Flag Warning - Small Fires | 2025 | Electric Reliability | 0.03759 | 459.7243 | 2025 | Mitigation | 0.011149 | 10 | 0 | esc | 0.011149 | 0.00041909 | 0.011149 | 0.00041909 | 0.011149 | 0.00041909 | 0.011149 | 0.00041909
[79 empty] | WLDFR | HFTD - Distribution - Tier 3 - 2QU CoRE ¦ 3QU LoRE | Red Flag Warning - Large Fires | 2023 | 0 | 0 | 0 | 0 | 5.475 | 0.71896 | 3.0715 | 1.6846 | 0.0080156 | 0.0080156 | 0.0080156 | 0.0080156 | 5.0925e-05 |  | 0 | 4.0819e-07 | 4.0819e-07 | 0 | 4.0819e-07 | 4.0819e-07 | 0 | 4.0819e-07 | 4.0819e-07 | 0 | 4.0819e-07 | Column30: 4.0819e-07 | [29 empty] | 7.3.2.1.3 Advanced weather monitoring and weather stations Weather StationsWLDFRElectric Reliability | WLDFR | HFTD - Distribution - Tier 3 - 3QU CoRE ¦ 1QU LoRE | Non-Red Flag Warning - Small Fires | 2026 | Electric Reliability | 0.03759 | 459.7243 | 2026 | Mitigation | 0.011149 | 10 | 0 | esc | 0.011149 | 0.00041909 | 0.011149 | 0.00041909 | 0.011149 | 0.00041909 | 0.011149 | 0.00041909
[79 empty] | WLDFR | HFTD - Distribution - Tier 3 - 2QU CoRE ¦ 3QU LoRE | Red Flag Warning - Large Fires | 2024 | 0 | 0 | 0 | 0 | 5.475 | 0.71896 | 3.0715 | 1.6846 | 0.0080156 | 0.0080156 | 0.0080156 | 0.0080156 | 5.0925e-05 |  | 0 | 4.0819e-07 | 4.0819e-07 | 0 | 4.0819e-07 | 4.0819e-07 | 0 | 4.0819e-07 | 4.0819e-07 | 0 | 4.0819e-07 | Column30: 4.0819e-07 | [29 empty] | 7.3.2.1.3 Advanced weather monitoring and weather stations Weather StationsWLDFRElectric Reliability | WLDFR | HFTD - Distribution - Tier 3 - 3QU CoRE ¦ 1QU LoRE | Non-Red Flag Warning - Small Fires | 2027 | Electric Reliability | 0.03759 | 459.7243 | 2027 | Mitigation | 0.011149 | 10 | 0 | esc | 0.011149 | 0.00041909 | 0.011149 | 0.00041909 | 0.011149 | 0.00041909 | 0.011149 | 0.00041909
[79 empty] | WLDFR | HFTD - Distribution - Tier 3 - 2QU CoRE ¦ 3QU LoRE | Red Flag Warning - Large Fires | 2025 | 0 | 0 | 0 | 0 | 5.475 | 0.71896 | 3.0715 | 1.6846 | 0.0080156 | 0.0080156 | 0.0080156 | 0.0080156 | 5.0925e-05 |  | 0 | 4.0819e-07 | 4.0819e-07 | 0 | 4.0819e-07 | 4.0819e-07 | 0 | 4.0819e-07 | 4.0819e-07 | 0 | 4.0819e-07 | Column30: 4.0819e-07 | [29 empty] | 7.3.2.1.3 Advanced weather monitoring and weather stations Weather StationsWLDFRElectric Reliability | WLDFR | HFTD - Distribution - Tier 3 - 3QU CoRE ¦ 1QU LoRE | Non-Red Flag Warning - Small Fires | 2028 | Electric Reliability | 0.039055 | 459.7243 | 2028 | Mitigation | 0.011149 | 10 | 0 | esc | 0.011149 | 0.00043542 | 0.011149 | 0.00043542 | 0.011149 | 0.00043542 | 0.011149 | 0.00043542
[79 empty] | WLDFR | HFTD - Distribution - Tier 3 - 2QU CoRE ¦ 3QU LoRE | Red Flag Warning - Large Fires | 2026 | 0 | 0 | 0 | 0 | 5.475 | 0.71896 | 3.0715 | 1.6846 | 0.0080156 | 0.0080156 | 0.0080156 | 0.0080156 | 5.0925e-05 |  | 0 | 4.0819e-07 | 4.0819e-07 | 0 | 4.0819e-07 | 4.0819e-07 | 0 | 4.0819e-07 | 4.0819e-07 | 0 | 4.0819e-07 | Column30: 4.0819e-07 | [29 empty] | 7.3.2.1.3 Advanced weather monitoring and weather stations Weather StationsWLDFRElectric Reliability | WLDFR | HFTD - Distribution - Tier 3 - 3QU CoRE ¦ 1QU LoRE | Non-Red Flag Warning - Small Fires | 2029 | Electric Reliability | 0.039055 | 459.7243 | 2029 | Mitigation | 0.011149 | 10 | 0 | esc | 0.011149 | 0.00043542 | 0.011149 | 0.00043542 | 0.011149 | 0.00043542 | 0.011149 | 0.00043542
[79 empty] | WLDFR | HFTD - Distribution - Tier 3 - 2QU CoRE ¦ 3QU LoRE | Red Flag Warning - Large Fires | 2027 | 0 | 0 | 0 | 0 | 5.475 | 0.71896 | 3.0715 | 1.6846 | 0.0080156 | 0.0080156 | 0.0080156 | 0.0080156 | 5.0925e-05 |  | 0 | 4.0819e-07 | 4.0819e-07 | 0 | 4.0819e-07 | 4.0819e-07 | 0 | 4.0819e-07 | 4.0819e-07 | 0 | 4.0819e-07 | Column30: 4.0819e-07 | [29 empty] | 7.3.2.1.3 Advanced weather monitoring and weather stations Weather StationsWLDFRElectric Reliability | WLDFR | HFTD - Distribution - Tier 3 - 3QU CoRE ¦ 1QU LoRE | Non-Red Flag Warning - Small Fires | 2030 | Electric Reliability | 0.039055 | 459.7243 | 2030 | Mitigation | 0.011149 | 10 | 0 | esc | 0 | 0 | 0.011149 | 0.00043542 | 0.011149 | 0.00043542 | 0.011149 | 0.00043542
[79 empty] | WLDFR | HFTD - Distribution - Tier 3 - 2QU CoRE ¦ 3QU LoRE | Red Flag Warning - Large Fires | 2028 | 0 | 0 | 0 | 0 | 5.777 | 0.74734 | 3.238 | 1.7917 | 0.0083319 | 0.0083319 | 0.0083319 | 0.0083319 | 5.0925e-05 |  | 0 | 4.243e-07 | 4.243e-07 | 0 | 4.243e-07 | 4.243e-07 | 0 | 4.243e-07 | 4.243e-07 | 0 | 4.243e-07 | Column30: 4.243e-07 | [29 empty] | 7.3.2.1.3 Advanced weather monitoring and weather stations Weather StationsWLDFRElectric Reliability | WLDFR | HFTD - Distribution - Tier 3 - 3QU CoRE ¦ 1QU LoRE | Non-Red Flag Warning - Small Fires | 2031 | Electric Reliability | 0.039055 | 459.7243 | 2031 | Mitigation | 0.011149 | 10 | 0 | esc | 0 | 0 | 0 | 0 | 0.011149 | 0.00043542 | 0.011149 | 0.00043542
[79 empty] | WLDFR | HFTD - Distribution - Tier 3 - 2QU CoRE ¦ 3QU LoRE | Red Flag Warning - Large Fires | 2029 | 0 | 0 | 0 | 0 | 5.777 | 0.74734 | 3.238 | 1.7917 | 0.0083319 | 0.0083319 | 0.0083319 | 0.0083319 | 5.0925e-05 |  | 0 | 4.243e-07 | 4.243e-07 | 0 | 4.243e-07 | 4.243e-07 | 0 | 4.243e-07 | 4.243e-07 | 0 | 4.243e-07 | Column30: 4.243e-07 | [29 empty] | 7.3.2.1.3 Advanced weather monitoring and weather stations Weather StationsWLDFRElectric Reliability | WLDFR | HFTD - Distribution - Tier 3 - 3QU CoRE ¦ 1QU LoRE | Non-Red Flag Warning - Small Fires | 2032 | Electric Reliability | 0.039055 | 459.7243 | 2032 | Mitigation | 0.011149 | 10 | 0 | esc | 0 | 0 | 0 | 0 | 0 | 0 | 0.011149 | 0.00043542
[79 empty] | WLDFR | HFTD - Distribution - Tier 3 - 2QU CoRE ¦ 3QU LoRE | Red Flag Warning - Large Fires | 2030 | 0 | 0 | 0 | 0 | 5.777 | 0.74734 | 3.238 | 1.7917 | 0 | 0.0083319 | 0.0083319 | 0.0083319 | 5.0925e-05 |  | 0 | 0 | 0 | 0 | 4.243e-07 | 4.243e-07 | 0 | 4.243e-07 | 4.243e-07 | 0 | 4.243e-07 | Column30: 4.243e-07 | [29 empty] | 7.3.2.1.3 Advanced weather monitoring and weather stations Weather StationsWLDFRElectric Reliability | WLDFR | HFTD - Distribution - Tier 3 - 3QU CoRE ¦ 1QU LoRE | Red Flag Warning - Catastrophic Fires | 2021 | Electric Reliability | 222.2294 | 459.7243 | 2021 | Mitigation | 0.011149 | 10 | 0 | esc | 0.011149 | 2.4776 | 0.011149 | 2.4776 | 0 | 0 | 0 | 0
[79 empty] | WLDFR | HFTD - Distribution - Tier 3 - 2QU CoRE ¦ 3QU LoRE | Red Flag Warning - Large Fires | 2031 | 0 | 0 | 0 | 0 | 5.777 | 0.74734 | 3.238 | 1.7917 | 0 | 0 | 0.0083319 | 0.0083319 | 5.0925e-05 |  | 0 | 0 | 0 | 0 | 0 | 0 | 0 | 4.243e-07 | 4.243e-07 | 0 | 4.243e-07 | Column30: 4.243e-07 | [29 empty] | 7.3.2.1.3 Advanced weather monitoring and weather stations Weather StationsWLDFRElectric Reliability | WLDFR | HFTD - Distribution - Tier 3 - 3QU CoRE ¦ 1QU LoRE | Red Flag Warning - Catastrophic Fires | 2022 | Electric Reliability | 222.2294 | 459.7243 | 2022 | Mitigation | 0.011149 | 10 | 0 | esc | 0.011149 | 2.4776 | 0.011149 | 2.4776 | 0.011149 | 2.4776 | 0 | 0
[79 empty] | WLDFR | HFTD - Distribution - Tier 3 - 2QU CoRE ¦ 3QU LoRE | Red Flag Warning - Large Fires | 2032 | 0 | 0 | 0 | 0 | 5.777 | 0.74734 | 3.238 | 1.7917 | 0 | 0 | 0 | 0.0083319 | 5.0925e-05 |  | 0 | 0 | 0 | 0 | 0 | 0 | 0 | 0 | 0 | 0 | 4.243e-07 | Column30: 4.243e-07 | [29 empty] | 7.3.2.1.3 Advanced weather monitoring and weather stations Weather StationsWLDFRElectric Reliability | WLDFR | HFTD - Distribution - Tier 3 - 3QU CoRE ¦ 1QU LoRE | Red Flag Warning - Catastrophic Fires | 2023 | Electric Reliability | 233.2301 | 459.7243 | 2023 | Mitigation | 0.011149 | 10 | 0 | esc | 0.011149 | 2.6002 | 0.011149 | 2.6002 | 0.011149 | 2.6002 | 0.011149 | 2.6002
[79 empty] | WLDFR | HFTD - Distribution - Tier 3 - 2QU CoRE ¦ 3QU LoRE | Red Flag Warning - Small Fires | 2020 | 0 | 0 | 0 | 0 | 0.077901 | 0.036425 | 0.0015809 | 0.039895 | 0.0004061 | 0 | 0 | 0 | 0.00064932 |  | 0 | 2.6369e-07 | 2.6369e-07 | 0 | 0 | 0 | 0 | 0 | 0 | 0 | 0 | Column30: 0 | [29 empty] | 7.3.2.1.3 Advanced weather monitoring and weather stations Weather StationsWLDFRElectric Reliability | WLDFR | HFTD - Distribution - Tier 3 - 3QU CoRE ¦ 1QU LoRE | Red Flag Warning - Catastrophic Fires | 2024 | Electric Reliability | 233.2301 | 459.7243 | 2024 | Mitigation | 0.011149 | 10 | 0 | esc | 0.011149 | 2.6002 | 0.011149 | 2.6002 | 0.011149 | 2.6002 | 0.011149 | 2.6002
[79 empty] | WLDFR | HFTD - Distribution - Tier 3 - 2QU CoRE ¦ 3QU LoRE | Red Flag Warning - Small Fires | 2021 | 0 | 0 | 0 | 0 | 0.077901 | 0.036425 | 0.0015809 | 0.039895 | 0.0004061 | 0.0004061 | 0 | 0 | 0.00064932 |  | 0 | 2.6369e-07 | 2.6369e-07 | 0 | 2.6369e-07 | 2.6369e-07 | 0 | 0 | 0 | 0 | 0 | Column30: 0 | [29 empty] | 7.3.2.1.3 Advanced weather monitoring and weather stations Weather StationsWLDFRElectric Reliability | WLDFR | HFTD - Distribution - Tier 3 - 3QU CoRE ¦ 1QU LoRE | Red Flag Warning - Catastrophic Fires | 2025 | Electric Reliability | 233.2301 | 459.7243 | 2025 | Mitigation | 0.011149 | 10 | 0 | esc | 0.011149 | 2.6002 | 0.011149 | 2.6002 | 0.011149 | 2.6002 | 0.011149 | 2.6002
[79 empty] | WLDFR | HFTD - Distribution - Tier 3 - 2QU CoRE ¦ 3QU LoRE | Red Flag Warning - Small Fires | 2022 | 0 | 0 | 0 | 0 | 0.077901 | 0.036425 | 0.0015809 | 0.039895 | 0.0004061 | 0.0004061 | 0.0004061 | 0 | 0.00064932 |  | 0 | 2.6369e-07 | 2.6369e-07 | 0 | 2.6369e-07 | 2.6369e-07 | 0 | 2.6369e-07 | 2.6369e-07 | 0 | 0 | Column30: 0 | [29 empty] | 7.3.2.1.3 Advanced weather monitoring and weather stations Weather StationsWLDFRElectric Reliability | WLDFR | HFTD - Distribution - Tier 3 - 3QU CoRE ¦ 1QU LoRE | Red Flag Warning - Catastrophic Fires | 2026 | Electric Reliability | 233.2301 | 459.7243 | 2026 | Mitigation | 0.011149 | 10 | 0 | esc | 0.011149 | 2.6002 | 0.011149 | 2.6002 | 0.011149 | 2.6002 | 0.011149 | 2.6002
[79 empty] | WLDFR | HFTD - Distribution - Tier 3 - 2QU CoRE ¦ 3QU LoRE | Red Flag Warning - Small Fires | 2023 | 0 | 0 | 0 | 0 | 0.080408 | 0.03759 | 0.0016314 | 0.041187 | 0.00041909 | 0.00041909 | 0.00041909 | 0.00041909 | 0.00064932 |  | 0 | 2.7212e-07 | 2.7212e-07 | 0 | 2.7212e-07 | 2.7212e-07 | 0 | 2.7212e-07 | 2.7212e-07 | 0 | 2.7212e-07 | Column30: 2.7212e-07 | [29 empty] | 7.3.2.1.3 Advanced weather monitoring and weather stations Weather StationsWLDFRElectric Reliability | WLDFR | HFTD - Distribution - Tier 3 - 3QU CoRE ¦ 1QU LoRE | Red Flag Warning - Catastrophic Fires | 2027 | Electric Reliability | 233.2301 | 459.7243 | 2027 | Mitigation | 0.011149 | 10 | 0 | esc | 0.011149 | 2.6002 | 0.011149 | 2.6002 | 0.011149 | 2.6002 | 0.011149 | 2.6002
[79 empty] | WLDFR | HFTD - Distribution - Tier 3 - 2QU CoRE ¦ 3QU LoRE | Red Flag Warning - Small Fires | 2024 | 0 | 0 | 0 | 0 | 0.080408 | 0.03759 | 0.0016314 | 0.041187 | 0.00041909 | 0.00041909 | 0.00041909 | 0.00041909 | 0.00064932 |  | 0 | 2.7212e-07 | 2.7212e-07 | 0 | 2.7212e-07 | 2.7212e-07 | 0 | 2.7212e-07 | 2.7212e-07 | 0 | 2.7212e-07 | Column30: 2.7212e-07 | [29 empty] | 7.3.2.1.3 Advanced weather monitoring and weather stations Weather StationsWLDFRElectric Reliability | WLDFR | HFTD - Distribution - Tier 3 - 3QU CoRE ¦ 1QU LoRE | Red Flag Warning - Catastrophic Fires | 2028 | Electric Reliability | 247.273 | 459.7243 | 2028 | Mitigation | 0.011149 | 10 | 0 | esc | 0.011149 | 2.7568 | 0.011149 | 2.7568 | 0.011149 | 2.7568 | 0.011149 | 2.7568
[79 empty] | WLDFR | HFTD - Distribution - Tier 3 - 2QU CoRE ¦ 3QU LoRE | Red Flag Warning - Small Fires | 2025 | 0 | 0 | 0 | 0 | 0.080408 | 0.03759 | 0.0016314 | 0.041187 | 0.00041909 | 0.00041909 | 0.00041909 | 0.00041909 | 0.00064932 |  | 0 | 2.7212e-07 | 2.7212e-07 | 0 | 2.7212e-07 | 2.7212e-07 | 0 | 2.7212e-07 | 2.7212e-07 | 0 | 2.7212e-07 | Column30: 2.7212e-07 | [29 empty] | 7.3.2.1.3 Advanced weather monitoring and weather stations Weather StationsWLDFRElectric Reliability | WLDFR | HFTD - Distribution - Tier 3 - 3QU CoRE ¦ 1QU LoRE | Red Flag Warning - Catastrophic Fires | 2029 | Electric Reliability | 247.273 | 459.7243 | 2029 | Mitigation | 0.011149 | 10 | 0 | esc | 0.011149 | 2.7568 | 0.011149 | 2.7568 | 0.011149 | 2.7568 | 0.011149 | 2.7568
[79 empty] | WLDFR | HFTD - Distribution - Tier 3 - 2QU CoRE ¦ 3QU LoRE | Red Flag Warning - Small Fires | 2026 | 0 | 0 | 0 | 0 | 0.080408 | 0.03759 | 0.0016314 | 0.041187 | 0.00041909 | 0.00041909 | 0.00041909 | 0.00041909 | 0.00064932 |  | 0 | 2.7212e-07 | 2.7212e-07 | 0 | 2.7212e-07 | 2.7212e-07 | 0 | 2.7212e-07 | 2.7212e-07 | 0 | 2.7212e-07 | Column30: 2.7212e-07 | [29 empty] | 7.3.2.1.3 Advanced weather monitoring and weather stations Weather StationsWLDFRElectric Reliability | WLDFR | HFTD - Distribution - Tier 3 - 3QU CoRE ¦ 1QU LoRE | Red Flag Warning - Catastrophic Fires | 2030 | Electric Reliability | 247.273 | 459.7243 | 2030 | Mitigation | 0.011149 | 10 | 0 | esc | 0 | 0 | 0.011149 | 2.7568 | 0.011149 | 2.7568 | 0.011149 | 2.7568
[79 empty] | WLDFR | HFTD - Distribution - Tier 3 - 2QU CoRE ¦ 3QU LoRE | Red Flag Warning - Small Fires | 2027 | 0 | 0 | 0 | 0 | 0.080408 | 0.03759 | 0.0016314 | 0.041187 | 0.00041909 | 0.00041909 | 0.00041909 | 0.00041909 | 0.00064932 |  | 0 | 2.7212e-07 | 2.7212e-07 | 0 | 2.7212e-07 | 2.7212e-07 | 0 | 2.7212e-07 | 2.7212e-07 | 0 | 2.7212e-07 | Column30: 2.7212e-07 | [29 empty] | 7.3.2.1.3 Advanced weather monitoring and weather stations Weather StationsWLDFRElectric Reliability | WLDFR | HFTD - Distribution - Tier 3 - 3QU CoRE ¦ 1QU LoRE | Red Flag Warning - Catastrophic Fires | 2031 | Electric Reliability | 247.273 | 459.7243 | 2031 | Mitigation | 0.011149 | 10 | 0 | esc | 0 | 0 | 0 | 0 | 0.011149 | 2.7568 | 0.011149 | 2.7568
[79 empty] | WLDFR | HFTD - Distribution - Tier 3 - 2QU CoRE ¦ 3QU LoRE | Red Flag Warning - Small Fires | 2028 | 0 | 0 | 0 | 0 | 0.083606 | 0.039055 | 0.001695 | 0.042856 | 0.00043542 | 0.00043542 | 0.00043542 | 0.00043542 | 0.00064932 |  | 0 | 2.8273e-07 | 2.8273e-07 | 0 | 2.8273e-07 | 2.8273e-07 | 0 | 2.8273e-07 | 2.8273e-07 | 0 | 2.8273e-07 | Column30: 2.8273e-07 | [29 empty] | 7.3.2.1.3 Advanced weather monitoring and weather stations Weather StationsWLDFRElectric Reliability | WLDFR | HFTD - Distribution - Tier 3 - 3QU CoRE ¦ 1QU LoRE | Red Flag Warning - Catastrophic Fires | 2032 | Electric Reliability | 247.273 | 459.7243 | 2032 | Mitigation | 0.011149 | 10 | 0 | esc | 0 | 0 | 0 | 0 | 0 | 0 | 0.011149 | 2.7568
[79 empty] | WLDFR | HFTD - Distribution - Tier 3 - 2QU CoRE ¦ 3QU LoRE | Red Flag Warning - Small Fires | 2029 | 0 | 0 | 0 | 0 | 0.083606 | 0.039055 | 0.001695 | 0.042856 | 0.00043542 | 0.00043542 | 0.00043542 | 0.00043542 | 0.00064932 |  | 0 | 2.8273e-07 | 2.8273e-07 | 0 | 2.8273e-07 | 2.8273e-07 | 0 | 2.8273e-07 | 2.8273e-07 | 0 | 2.8273e-07 | Column30: 2.8273e-07 | [29 empty] | 7.3.2.1.3 Advanced weather monitoring and weather stations Weather StationsWLDFRElectric Reliability | WLDFR | HFTD - Distribution - Tier 3 - 3QU CoRE ¦ 1QU LoRE | Red Flag Warning - Destructive Fires | 2021 | Electric Reliability | 222.2294 | 459.7243 | 2021 | Mitigation | 0.011149 | 10 | 0 | esc | 0.011149 | 2.4776 | 0.011149 | 2.4776 | 0 | 0 | 0 | 0
[79 empty] | WLDFR | HFTD - Distribution - Tier 3 - 2QU CoRE ¦ 3QU LoRE | Red Flag Warning - Small Fires | 2030 | 0 | 0 | 0 | 0 | 0.083606 | 0.039055 | 0.001695 | 0.042856 | 0 | 0.00043542 | 0.00043542 | 0.00043542 | 0.00064932 |  | 0 | 0 | 0 | 0 | 2.8273e-07 | 2.8273e-07 | 0 | 2.8273e-07 | 2.8273e-07 | 0 | 2.8273e-07 | Column30: 2.8273e-07 | [29 empty] | 7.3.2.1.3 Advanced weather monitoring and weather stations Weather StationsWLDFRElectric Reliability | WLDFR | HFTD - Distribution - Tier 3 - 3QU CoRE ¦ 1QU LoRE | Red Flag Warning - Destructive Fires | 2022 | Electric Reliability | 222.2294 | 459.7243 | 2022 | Mitigation | 0.011149 | 10 | 0 | esc | 0.011149 | 2.4776 | 0.011149 | 2.4776 | 0.011149 | 2.4776 | 0 | 0
[79 empty] | WLDFR | HFTD - Distribution - Tier 3 - 2QU CoRE ¦ 3QU LoRE | Red Flag Warning - Small Fires | 2031 | 0 | 0 | 0 | 0 | 0.083606 | 0.039055 | 0.001695 | 0.042856 | 0 | 0 | 0.00043542 | 0.00043542 | 0.00064932 |  | 0 | 0 | 0 | 0 | 0 | 0 | 0 | 2.8273e-07 | 2.8273e-07 | 0 | 2.8273e-07 | Column30: 2.8273e-07 | [29 empty] | 7.3.2.1.3 Advanced weather monitoring and weather stations Weather StationsWLDFRElectric Reliability | WLDFR | HFTD - Distribution - Tier 3 - 3QU CoRE ¦ 1QU LoRE | Red Flag Warning - Destructive Fires | 2023 | Electric Reliability | 233.2301 | 459.7243 | 2023 | Mitigation | 0.011149 | 10 | 0 | esc | 0.011149 | 2.6002 | 0.011149 | 2.6002 | 0.011149 | 2.6002 | 0.011149 | 2.6002
[79 empty] | WLDFR | HFTD - Distribution - Tier 3 - 2QU CoRE ¦ 3QU LoRE | Red Flag Warning - Small Fires | 2032 | 0 | 0 | 0 | 0 | 0.083606 | 0.039055 | 0.001695 | 0.042856 | 0 | 0 | 0 | 0.00043542 | 0.00064932 |  | 0 | 0 | 0 | 0 | 0 | 0 | 0 | 0 | 0 | 0 | 2.8273e-07 | Column30: 2.8273e-07 | [29 empty] | 7.3.2.1.3 Advanced weather monitoring and weather stations Weather StationsWLDFRElectric Reliability | WLDFR | HFTD - Distribution - Tier 3 - 3QU CoRE ¦ 1QU LoRE | Red Flag Warning - Destructive Fires | 2024 | Electric Reliability | 233.2301 | 459.7243 | 2024 | Mitigation | 0.011149 | 10 | 0 | esc | 0.011149 | 2.6002 | 0.011149 | 2.6002 | 0.011149 | 2.6002 | 0.011149 | 2.6002
[79 empty] | WLDFR | HFTD - Distribution - Tier 3 - 2QU CoRE ¦ 3QU LoRE | Seismic - Non-Red Flag Warning - Catastrophic Fires | 2020 | 0 | 0 | 0 | 0 | 21083.8428 | 409.2237 | 13469.0878 | 7205.5313 | 4.5624 | 0 | 0 | 0 | 4.0136e-10 |  | 0 | 1.8312e-09 | 1.8312e-09 | 0 | 0 | 0 | 0 | 0 | 0 | 0 | 0 | Column30: 0 | [29 empty] | 7.3.2.1.3 Advanced weather monitoring and weather stations Weather StationsWLDFRElectric Reliability | WLDFR | HFTD - Distribution - Tier 3 - 3QU CoRE ¦ 1QU LoRE | Red Flag Warning - Destructive Fires | 2025 | Electric Reliability | 233.2301 | 459.7243 | 2025 | Mitigation | 0.011149 | 10 | 0 | esc | 0.011149 | 2.6002 | 0.011149 | 2.6002 | 0.011149 | 2.6002 | 0.011149 | 2.6002
[79 empty] | WLDFR | HFTD - Distribution - Tier 3 - 2QU CoRE ¦ 3QU LoRE | Seismic - Non-Red Flag Warning - Catastrophic Fires | 2021 | 0 | 0 | 0 | 0 | 21083.8428 | 409.2237 | 13469.0878 | 7205.5313 | 4.5624 | 4.5624 | 0 | 0 | 4.0136e-10 |  | 0 | 1.8312e-09 | 1.8312e-09 | 0 | 1.8312e-09 | 1.8312e-09 | 0 | 0 | 0 | 0 | 0 | Column30: 0 | [29 empty] | 7.3.2.1.3 Advanced weather monitoring and weather stations Weather StationsWLDFRElectric Reliability | WLDFR | HFTD - Distribution - Tier 3 - 3QU CoRE ¦ 1QU LoRE | Red Flag Warning - Destructive Fires | 2026 | Electric Reliability | 233.2301 | 459.7243 | 2026 | Mitigation | 0.011149 | 10 | 0 | esc | 0.011149 | 2.6002 | 0.011149 | 2.6002 | 0.011149 | 2.6002 | 0.011149 | 2.6002
[79 empty] | WLDFR | HFTD - Distribution - Tier 3 - 2QU CoRE ¦ 3QU LoRE | Seismic - Non-Red Flag Warning - Catastrophic Fires | 2022 | 0 | 0 | 0 | 0 | 21083.8428 | 409.2237 | 13469.0878 | 7205.5313 | 4.5624 | 4.5624 | 4.5624 | 0 | 4.0136e-10 |  | 0 | 1.8312e-09 | 1.8312e-09 | 0 | 1.8312e-09 | 1.8312e-09 | 0 | 1.8312e-09 | 1.8312e-09 | 0 | 0 | Column30: 0 | [29 empty] | 7.3.2.1.3 Advanced weather monitoring and weather stations Weather StationsWLDFRElectric Reliability | WLDFR | HFTD - Distribution - Tier 3 - 3QU CoRE ¦ 1QU LoRE | Red Flag Warning - Destructive Fires | 2027 | Electric Reliability | 233.2301 | 459.7243 | 2027 | Mitigation | 0.011149 | 10 | 0 | esc | 0.011149 | 2.6002 | 0.011149 | 2.6002 | 0.011149 | 2.6002 | 0.011149 | 2.6002
[79 empty] | WLDFR | HFTD - Distribution - Tier 3 - 2QU CoRE ¦ 3QU LoRE | Seismic - Non-Red Flag Warning - Catastrophic Fires | 2023 | 0 | 0 | 0 | 0 | 21835.9781 | 428.6023 | 13939.561 | 7467.8148 | 4.7784 | 4.7784 | 4.7784 | 4.7784 | 4.0136e-10 |  | 0 | 1.9179e-09 | 1.9179e-09 | 0 | 1.9179e-09 | 1.9179e-09 | 0 | 1.9179e-09 | 1.9179e-09 | 0 | 1.9179e-09 | Column30: 1.9179e-09 | [29 empty] | 7.3.2.1.3 Advanced weather monitoring and weather stations Weather StationsWLDFRElectric Reliability | WLDFR | HFTD - Distribution - Tier 3 - 3QU CoRE ¦ 1QU LoRE | Red Flag Warning - Destructive Fires | 2028 | Electric Reliability | 247.273 | 459.7243 | 2028 | Mitigation | 0.011149 | 10 | 0 | esc | 0.011149 | 2.7568 | 0.011149 | 2.7568 | 0.011149 | 2.7568 | 0.011149 | 2.7568
[79 empty] | WLDFR | HFTD - Distribution - Tier 3 - 2QU CoRE ¦ 3QU LoRE | Seismic - Non-Red Flag Warning - Catastrophic Fires | 2024 | 0 | 0 | 0 | 0 | 21835.9781 | 428.6023 | 13939.561 | 7467.8148 | 4.7784 | 4.7784 | 4.7784 | 4.7784 | 4.0136e-10 |  | 0 | 1.9179e-09 | 1.9179e-09 | 0 | 1.9179e-09 | 1.9179e-09 | 0 | 1.9179e-09 | 1.9179e-09 | 0 | 1.9179e-09 | Column30: 1.9179e-09 | [29 empty] | 7.3.2.1.3 Advanced weather monitoring and weather stations Weather StationsWLDFRElectric Reliability | WLDFR | HFTD - Distribution - Tier 3 - 3QU CoRE ¦ 1QU LoRE | Red Flag Warning - Destructive Fires | 2029 | Electric Reliability | 247.273 | 459.7243 | 2029 | Mitigation | 0.011149 | 10 | 0 | esc | 0.011149 | 2.7568 | 0.011149 | 2.7568 | 0.011149 | 2.7568 | 0.011149 | 2.7568
[79 empty] | WLDFR | HFTD - Distribution - Tier 3 - 2QU CoRE ¦ 3QU LoRE | Seismic - Non-Red Flag Warning - Catastrophic Fires | 2025 | 0 | 0 | 0 | 0 | 21835.9781 | 428.6023 | 13939.561 | 7467.8148 | 4.7784 | 4.7784 | 4.7784 | 4.7784 | 4.0136e-10 |  | 0 | 1.9179e-09 | 1.9179e-09 | 0 | 1.9179e-09 | 1.9179e-09 | 0 | 1.9179e-09 | 1.9179e-09 | 0 | 1.9179e-09 | Column30: 1.9179e-09 | [29 empty] | 7.3.2.1.3 Advanced weather monitoring and weather stations Weather StationsWLDFRElectric Reliability | WLDFR | HFTD - Distribution - Tier 3 - 3QU CoRE ¦ 1QU LoRE | Red Flag Warning - Destructive Fires | 2030 | Electric Reliability | 247.273 | 459.7243 | 2030 | Mitigation | 0.011149 | 10 | 0 | esc | 0 | 0 | 0.011149 | 2.7568 | 0.011149 | 2.7568 | 0.011149 | 2.7568
[79 empty] | WLDFR | HFTD - Distribution - Tier 3 - 2QU CoRE ¦ 3QU LoRE | Seismic - Non-Red Flag Warning - Catastrophic Fires | 2026 | 0 | 0 | 0 | 0 | 21835.9781 | 428.6023 | 13939.561 | 7467.8148 | 4.7784 | 4.7784 | 4.7784 | 4.7784 | 4.0136e-10 |  | 0 | 1.9179e-09 | 1.9179e-09 | 0 | 1.9179e-09 | 1.9179e-09 | 0 | 1.9179e-09 | 1.9179e-09 | 0 | 1.9179e-09 | Column30: 1.9179e-09 | [29 empty] | 7.3.2.1.3 Advanced weather monitoring and weather stations Weather StationsWLDFRElectric Reliability | WLDFR | HFTD - Distribution - Tier 3 - 3QU CoRE ¦ 1QU LoRE | Red Flag Warning - Destructive Fires | 2031 | Electric Reliability | 247.273 | 459.7243 | 2031 | Mitigation | 0.011149 | 10 | 0 | esc | 0 | 0 | 0 | 0 | 0.011149 | 2.7568 | 0.011149 | 2.7568
[79 empty] | WLDFR | HFTD - Distribution - Tier 3 - 2QU CoRE ¦ 3QU LoRE | Seismic - Non-Red Flag Warning - Catastrophic Fires | 2027 | 0 | 0 | 0 | 0 | 21835.9781 | 428.6023 | 13939.561 | 7467.8148 | 4.7784 | 4.7784 | 4.7784 | 4.7784 | 4.0136e-10 |  | 0 | 1.9179e-09 | 1.9179e-09 | 0 | 1.9179e-09 | 1.9179e-09 | 0 | 1.9179e-09 | 1.9179e-09 | 0 | 1.9179e-09 | Column30: 1.9179e-09 | [29 empty] | 7.3.2.1.3 Advanced weather monitoring and weather stations Weather StationsWLDFRElectric Reliability | WLDFR | HFTD - Distribution - Tier 3 - 3QU CoRE ¦ 1QU LoRE | Red Flag Warning - Destructive Fires | 2032 | Electric Reliability | 247.273 | 459.7243 | 2032 | Mitigation | 0.011149 | 10 | 0 | esc | 0 | 0 | 0 | 0 | 0 | 0 | 0.011149 | 2.7568
[79 empty] | WLDFR | HFTD - Distribution - Tier 3 - 2QU CoRE ¦ 3QU LoRE | Seismic - Non-Red Flag Warning - Catastrophic Fires | 2028 | 0 | 0 | 0 | 0 | 22783.187 | 453.261 | 14531.3357 | 7798.5904 | 5.0533 | 5.0533 | 5.0533 | 5.0533 | 4.0136e-10 |  | 0 | 2.0282e-09 | 2.0282e-09 | 0 | 2.0282e-09 | 2.0282e-09 | 0 | 2.0282e-09 | 2.0282e-09 | 0 | 2.0282e-09 | Column30: 2.0282e-09 | [29 empty] | 7.3.2.1.3 Advanced weather monitoring and weather stations Weather StationsWLDFRElectric Reliability | WLDFR | HFTD - Distribution - Tier 3 - 3QU CoRE ¦ 1QU LoRE | Red Flag Warning - Large Fires | 2021 | Electric Reliability | 0.69642 | 459.7243 | 2021 | Mitigation | 0.011149 | 10 | 0 | esc | 0.011149 | 0.0077642 | 0.011149 | 0.0077642 | 0 | 0 | 0 | 0
[79 empty] | WLDFR | HFTD - Distribution - Tier 3 - 2QU CoRE ¦ 3QU LoRE | Seismic - Non-Red Flag Warning - Catastrophic Fires | 2029 | 0 | 0 | 0 | 0 | 22783.187 | 453.261 | 14531.3357 | 7798.5904 | 5.0533 | 5.0533 | 5.0533 | 5.0533 | 4.0136e-10 |  | 0 | 2.0282e-09 | 2.0282e-09 | 0 | 2.0282e-09 | 2.0282e-09 | 0 | 2.0282e-09 | 2.0282e-09 | 0 | 2.0282e-09 | Column30: 2.0282e-09 | [29 empty] | 7.3.2.1.3 Advanced weather monitoring and weather stations Weather StationsWLDFRElectric Reliability | WLDFR | HFTD - Distribution - Tier 3 - 3QU CoRE ¦ 1QU LoRE | Red Flag Warning - Large Fires | 2022 | Electric Reliability | 0.69642 | 459.7243 | 2022 | Mitigation | 0.011149 | 10 | 0 | esc | 0.011149 | 0.0077642 | 0.011149 | 0.0077642 | 0.011149 | 0.0077642 | 0 | 0
[79 empty] | WLDFR | HFTD - Distribution - Tier 3 - 2QU CoRE ¦ 3QU LoRE | Seismic - Non-Red Flag Warning - Catastrophic Fires | 2030 | 0 | 0 | 0 | 0 | 22783.187 | 453.261 | 14531.3357 | 7798.5904 | 0 | 5.0533 | 5.0533 | 5.0533 | 4.0136e-10 |  | 0 | 0 | 0 | 0 | 2.0282e-09 | 2.0282e-09 | 0 | 2.0282e-09 | 2.0282e-09 | 0 | 2.0282e-09 | Column30: 2.0282e-09 | [29 empty] | 7.3.2.1.3 Advanced weather monitoring and weather stations Weather StationsWLDFRElectric Reliability | WLDFR | HFTD - Distribution - Tier 3 - 3QU CoRE ¦ 1QU LoRE | Red Flag Warning - Large Fires | 2023 | Electric Reliability | 0.71896 | 459.7243 | 2023 | Mitigation | 0.011149 | 10 | 0 | esc | 0.011149 | 0.0080156 | 0.011149 | 0.0080156 | 0.011149 | 0.0080156 | 0.011149 | 0.0080156
[79 empty] | WLDFR | HFTD - Distribution - Tier 3 - 2QU CoRE ¦ 3QU LoRE | Seismic - Non-Red Flag Warning - Catastrophic Fires | 2031 | 0 | 0 | 0 | 0 | 22783.187 | 453.261 | 14531.3357 | 7798.5904 | 0 | 0 | 5.0533 | 5.0533 | 4.0136e-10 |  | 0 | 0 | 0 | 0 | 0 | 0 | 0 | 2.0282e-09 | 2.0282e-09 | 0 | 2.0282e-09 | Column30: 2.0282e-09 | [29 empty] | 7.3.2.1.3 Advanced weather monitoring and weather stations Weather StationsWLDFRElectric Reliability | WLDFR | HFTD - Distribution - Tier 3 - 3QU CoRE ¦ 1QU LoRE | Red Flag Warning - Large Fires | 2024 | Electric Reliability | 0.71896 | 459.7243 | 2024 | Mitigation | 0.011149 | 10 | 0 | esc | 0.011149 | 0.0080156 | 0.011149 | 0.0080156 | 0.011149 | 0.0080156 | 0.011149 | 0.0080156
[79 empty] | WLDFR | HFTD - Distribution - Tier 3 - 2QU CoRE ¦ 3QU LoRE | Seismic - Non-Red Flag Warning - Catastrophic Fires | 2032 | 0 | 0 | 0 | 0 | 22783.187 | 453.261 | 14531.3357 | 7798.5904 | 0 | 0 | 0 | 5.0533 | 4.0136e-10 |  | 0 | 0 | 0 | 0 | 0 | 0 | 0 | 0 | 0 | 0 | 2.0282e-09 | Column30: 2.0282e-09 | [29 empty] | 7.3.2.1.3 Advanced weather monitoring and weather stations Weather StationsWLDFRElectric Reliability | WLDFR | HFTD - Distribution - Tier 3 - 3QU CoRE ¦ 1QU LoRE | Red Flag Warning - Large Fires | 2025 | Electric Reliability | 0.71896 | 459.7243 | 2025 | Mitigation | 0.011149 | 10 | 0 | esc | 0.011149 | 0.0080156 | 0.011149 | 0.0080156 | 0.011149 | 0.0080156 | 0.011149 | 0.0080156
[79 empty] | WLDFR | HFTD - Distribution - Tier 3 - 2QU CoRE ¦ 3QU LoRE | Seismic - Red Flag Warning - Catastrophic Fires | 2020 | 0 | 0 | 0 | 0 | 21083.8428 | 409.2237 | 13469.0878 | 7205.5313 | 4.5624 | 0 | 0 | 0 | 1.731e-08 |  | 0 | 7.8975e-08 | 7.8975e-08 | 0 | 0 | 0 | 0 | 0 | 0 | 0 | 0 | Column30: 0 | [29 empty] | 7.3.2.1.3 Advanced weather monitoring and weather stations Weather StationsWLDFRElectric Reliability | WLDFR | HFTD - Distribution - Tier 3 - 3QU CoRE ¦ 1QU LoRE | Red Flag Warning - Large Fires | 2026 | Electric Reliability | 0.71896 | 459.7243 | 2026 | Mitigation | 0.011149 | 10 | 0 | esc | 0.011149 | 0.0080156 | 0.011149 | 0.0080156 | 0.011149 | 0.0080156 | 0.011149 | 0.0080156
[79 empty] | WLDFR | HFTD - Distribution - Tier 3 - 2QU CoRE ¦ 3QU LoRE | Seismic - Red Flag Warning - Catastrophic Fires | 2021 | 0 | 0 | 0 | 0 | 21083.8428 | 409.2237 | 13469.0878 | 7205.5313 | 4.5624 | 4.5624 | 0 | 0 | 1.731e-08 |  | 0 | 7.8975e-08 | 7.8975e-08 | 0 | 7.8975e-08 | 7.8975e-08 | 0 | 0 | 0 | 0 | 0 | Column30: 0 | [29 empty] | 7.3.2.1.3 Advanced weather monitoring and weather stations Weather StationsWLDFRElectric Reliability | WLDFR | HFTD - Distribution - Tier 3 - 3QU CoRE ¦ 1QU LoRE | Red Flag Warning - Large Fires | 2027 | Electric Reliability | 0.71896 | 459.7243 | 2027 | Mitigation | 0.011149 | 10 | 0 | esc | 0.011149 | 0.0080156 | 0.011149 | 0.0080156 | 0.011149 | 0.0080156 | 0.011149 | 0.0080156
[79 empty] | WLDFR | HFTD - Distribution - Tier 3 - 2QU CoRE ¦ 3QU LoRE | Seismic - Red Flag Warning - Catastrophic Fires | 2022 | 0 | 0 | 0 | 0 | 21083.8428 | 409.2237 | 13469.0878 | 7205.5313 | 4.5624 | 4.5624 | 4.5624 | 0 | 1.731e-08 |  | 0 | 7.8975e-08 | 7.8975e-08 | 0 | 7.8975e-08 | 7.8975e-08 | 0 | 7.8975e-08 | 7.8975e-08 | 0 | 0 | Column30: 0 | [29 empty] | 7.3.2.1.3 Advanced weather monitoring and weather stations Weather StationsWLDFRElectric Reliability | WLDFR | HFTD - Distribution - Tier 3 - 3QU CoRE ¦ 1QU LoRE | Red Flag Warning - Large Fires | 2028 | Electric Reliability | 0.74734 | 459.7243 | 2028 | Mitigation | 0.011149 | 10 | 0 | esc | 0.011149 | 0.0083319 | 0.011149 | 0.0083319 | 0.011149 | 0.0083319 | 0.011149 | 0.0083319
[79 empty] | WLDFR | HFTD - Distribution - Tier 3 - 2QU CoRE ¦ 3QU LoRE | Seismic - Red Flag Warning - Catastrophic Fires | 2023 | 0 | 0 | 0 | 0 | 21835.9781 | 428.6023 | 13939.561 | 7467.8148 | 4.7784 | 4.7784 | 4.7784 | 4.7784 | 1.731e-08 |  | 0 | 8.2715e-08 | 8.2715e-08 | 0 | 8.2715e-08 | 8.2715e-08 | 0 | 8.2715e-08 | 8.2715e-08 | 0 | 8.2715e-08 | Column30: 8.2715e-08 | [29 empty] | 7.3.2.1.3 Advanced weather monitoring and weather stations Weather StationsWLDFRElectric Reliability | WLDFR | HFTD - Distribution - Tier 3 - 3QU CoRE ¦ 1QU LoRE | Red Flag Warning - Large Fires | 2029 | Electric Reliability | 0.74734 | 459.7243 | 2029 | Mitigation | 0.011149 | 10 | 0 | esc | 0.011149 | 0.0083319 | 0.011149 | 0.0083319 | 0.011149 | 0.0083319 | 0.011149 | 0.0083319
[79 empty] | WLDFR | HFTD - Distribution - Tier 3 - 2QU CoRE ¦ 3QU LoRE | Seismic - Red Flag Warning - Catastrophic Fires | 2024 | 0 | 0 | 0 | 0 | 21835.9781 | 428.6023 | 13939.561 | 7467.8148 | 4.7784 | 4.7784 | 4.7784 | 4.7784 | 1.731e-08 |  | 0 | 8.2715e-08 | 8.2715e-08 | 0 | 8.2715e-08 | 8.2715e-08 | 0 | 8.2715e-08 | 8.2715e-08 | 0 | 8.2715e-08 | Column30: 8.2715e-08 | [29 empty] | 7.3.2.1.3 Advanced weather monitoring and weather stations Weather StationsWLDFRElectric Reliability | WLDFR | HFTD - Distribution - Tier 3 - 3QU CoRE ¦ 1QU LoRE | Red Flag Warning - Large Fires | 2030 | Electric Reliability | 0.74734 | 459.7243 | 2030 | Mitigation | 0.011149 | 10 | 0 | esc | 0 | 0 | 0.011149 | 0.0083319 | 0.011149 | 0.0083319 | 0.011149 | 0.0083319
[79 empty] | WLDFR | HFTD - Distribution - Tier 3 - 2QU CoRE ¦ 3QU LoRE | Seismic - Red Flag Warning - Catastrophic Fires | 2025 | 0 | 0 | 0 | 0 | 21835.9781 | 428.6023 | 13939.561 | 7467.8148 | 4.7784 | 4.7784 | 4.7784 | 4.7784 | 1.731e-08 |  | 0 | 8.2715e-08 | 8.2715e-08 | 0 | 8.2715e-08 | 8.2715e-08 | 0 | 8.2715e-08 | 8.2715e-08 | 0 | 8.2715e-08 | Column30: 8.2715e-08 | [29 empty] | 7.3.2.1.3 Advanced weather monitoring and weather stations Weather StationsWLDFRElectric Reliability | WLDFR | HFTD - Distribution - Tier 3 - 3QU CoRE ¦ 1QU LoRE | Red Flag Warning - Large Fires | 2031 | Electric Reliability | 0.74734 | 459.7243 | 2031 | Mitigation | 0.011149 | 10 | 0 | esc | 0 | 0 | 0 | 0 | 0.011149 | 0.0083319 | 0.011149 | 0.0083319
[79 empty] | WLDFR | HFTD - Distribution - Tier 3 - 2QU CoRE ¦ 3QU LoRE | Seismic - Red Flag Warning - Catastrophic Fires | 2026 | 0 | 0 | 0 | 0 | 21835.9781 | 428.6023 | 13939.561 | 7467.8148 | 4.7784 | 4.7784 | 4.7784 | 4.7784 | 1.731e-08 |  | 0 | 8.2715e-08 | 8.2715e-08 | 0 | 8.2715e-08 | 8.2715e-08 | 0 | 8.2715e-08 | 8.2715e-08 | 0 | 8.2715e-08 | Column30: 8.2715e-08 | [29 empty] | 7.3.2.1.3 Advanced weather monitoring and weather stations Weather StationsWLDFRElectric Reliability | WLDFR | HFTD - Distribution - Tier 3 - 3QU CoRE ¦ 1QU LoRE | Red Flag Warning - Large Fires | 2032 | Electric Reliability | 0.74734 | 459.7243 | 2032 | Mitigation | 0.011149 | 10 | 0 | esc | 0 | 0 | 0 | 0 | 0 | 0 | 0.011149 | 0.0083319
[79 empty] | WLDFR | HFTD - Distribution - Tier 3 - 2QU CoRE ¦ 3QU LoRE | Seismic - Red Flag Warning - Catastrophic Fires | 2027 | 0 | 0 | 0 | 0 | 21835.9781 | 428.6023 | 13939.561 | 7467.8148 | 4.7784 | 4.7784 | 4.7784 | 4.7784 | 1.731e-08 |  | 0 | 8.2715e-08 | 8.2715e-08 | 0 | 8.2715e-08 | 8.2715e-08 | 0 | 8.2715e-08 | 8.2715e-08 | 0 | 8.2715e-08 | Column30: 8.2715e-08 | [29 empty] | 7.3.2.1.3 Advanced weather monitoring and weather stations Weather StationsWLDFRElectric Reliability | WLDFR | HFTD - Distribution - Tier 3 - 3QU CoRE ¦ 1QU LoRE | Red Flag Warning - Small Fires | 2021 | Electric Reliability | 0.036425 | 459.7243 | 2021 | Mitigation | 0.011149 | 10 | 0 | esc | 0.011149 | 0.0004061 | 0.011149 | 0.0004061 | 0 | 0 | 0 | 0
[79 empty] | WLDFR | HFTD - Distribution - Tier 3 - 2QU CoRE ¦ 3QU LoRE | Seismic - Red Flag Warning - Catastrophic Fires | 2028 | 0 | 0 | 0 | 0 | 22783.187 | 453.261 | 14531.3357 | 7798.5904 | 5.0533 | 5.0533 | 5.0533 | 5.0533 | 1.731e-08 |  | 0 | 8.7474e-08 | 8.7474e-08 | 0 | 8.7474e-08 | 8.7474e-08 | 0 | 8.7474e-08 | 8.7474e-08 | 0 | 8.7474e-08 | Column30: 8.7474e-08 | [29 empty] | 7.3.2.1.3 Advanced weather monitoring and weather stations Weather StationsWLDFRElectric Reliability | WLDFR | HFTD - Distribution - Tier 3 - 3QU CoRE ¦ 1QU LoRE | Red Flag Warning - Small Fires | 2022 | Electric Reliability | 0.036425 | 459.7243 | 2022 | Mitigation | 0.011149 | 10 | 0 | esc | 0.011149 | 0.0004061 | 0.011149 | 0.0004061 | 0.011149 | 0.0004061 | 0 | 0
[79 empty] | WLDFR | HFTD - Distribution - Tier 3 - 2QU CoRE ¦ 3QU LoRE | Seismic - Red Flag Warning - Catastrophic Fires | 2029 | 0 | 0 | 0 | 0 | 22783.187 | 453.261 | 14531.3357 | 7798.5904 | 5.0533 | 5.0533 | 5.0533 | 5.0533 | 1.731e-08 |  | 0 | 8.7474e-08 | 8.7474e-08 | 0 | 8.7474e-08 | 8.7474e-08 | 0 | 8.7474e-08 | 8.7474e-08 | 0 | 8.7474e-08 | Column30: 8.7474e-08 | [29 empty] | 7.3.2.1.3 Advanced weather monitoring and weather stations Weather StationsWLDFRElectric Reliability | WLDFR | HFTD - Distribution - Tier 3 - 3QU CoRE ¦ 1QU LoRE | Red Flag Warning - Small Fires | 2023 | Electric Reliability | 0.03759 | 459.7243 | 2023 | Mitigation | 0.011149 | 10 | 0 | esc | 0.011149 | 0.00041909 | 0.011149 | 0.00041909 | 0.011149 | 0.00041909 | 0.011149 | 0.00041909
[79 empty] | WLDFR | HFTD - Distribution - Tier 3 - 2QU CoRE ¦ 3QU LoRE | Seismic - Red Flag Warning - Catastrophic Fires | 2030 | 0 | 0 | 0 | 0 | 22783.187 | 453.261 | 14531.3357 | 7798.5904 | 0 | 5.0533 | 5.0533 | 5.0533 | 1.731e-08 |  | 0 | 0 | 0 | 0 | 8.7474e-08 | 8.7474e-08 | 0 | 8.7474e-08 | 8.7474e-08 | 0 | 8.7474e-08 | Column30: 8.7474e-08 | [29 empty] | 7.3.2.1.3 Advanced weather monitoring and weather stations Weather StationsWLDFRElectric Reliability | WLDFR | HFTD - Distribution - Tier 3 - 3QU CoRE ¦ 1QU LoRE | Red Flag Warning - Small Fires | 2024 | Electric Reliability | 0.03759 | 459.7243 | 2024 | Mitigation | 0.011149 | 10 | 0 | esc | 0.011149 | 0.00041909 | 0.011149 | 0.00041909 | 0.011149 | 0.00041909 | 0.011149 | 0.00041909
[79 empty] | WLDFR | HFTD - Distribution - Tier 3 - 2QU CoRE ¦ 3QU LoRE | Seismic - Red Flag Warning - Catastrophic Fires | 2031 | 0 | 0 | 0 | 0 | 22783.187 | 453.261 | 14531.3357 | 7798.5904 | 0 | 0 | 5.0533 | 5.0533 | 1.731e-08 |  | 0 | 0 | 0 | 0 | 0 | 0 | 0 | 8.7474e-08 | 8.7474e-08 | 0 | 8.7474e-08 | Column30: 8.7474e-08 | [29 empty] | 7.3.2.1.3 Advanced weather monitoring and weather stations Weather StationsWLDFRElectric Reliability | WLDFR | HFTD - Distribution - Tier 3 - 3QU CoRE ¦ 1QU LoRE | Red Flag Warning - Small Fires | 2025 | Electric Reliability | 0.03759 | 459.7243 | 2025 | Mitigation | 0.011149 | 10 | 0 | esc | 0.011149 | 0.00041909 | 0.011149 | 0.00041909 | 0.011149 | 0.00041909 | 0.011149 | 0.00041909
[79 empty] | WLDFR | HFTD - Distribution - Tier 3 - 2QU CoRE ¦ 3QU LoRE | Seismic - Red Flag Warning - Catastrophic Fires | 2032 | 0 | 0 | 0 | 0 | 22783.187 | 453.261 | 14531.3357 | 7798.5904 | 0 | 0 | 0 | 5.0533 | 1.731e-08 |  | 0 | 0 | 0 | 0 | 0 | 0 | 0 | 0 | 0 | 0 | 8.7474e-08 | Column30: 8.7474e-08 | [29 empty] | 7.3.2.1.3 Advanced weather monitoring and weather stations Weather StationsWLDFRElectric Reliability | WLDFR | HFTD - Distribution - Tier 3 - 3QU CoRE ¦ 1QU LoRE | Red Flag Warning - Small Fires | 2026 | Electric Reliability | 0.03759 | 459.7243 | 2026 | Mitigation | 0.011149 | 10 | 0 | esc | 0.011149 | 0.00041909 | 0.011149 | 0.00041909 | 0.011149 | 0.00041909 | 0.011149 | 0.00041909
[79 empty] | WLDFR | HFTD - Distribution - Tier 3 - 2QU CoRE ¦ 4QU LoRE | Non-Red Flag Warning - Catastrophic Fires | 2020 | 0 | 0 | 0 | 0 | 14146.1306 | 222.2294 | 8585.7228 | 5338.1784 | 2.4776 | 0 | 0 | 0 | 2.1848e-06 |  | 0 | 5.4132e-06 | 5.4132e-06 | 0 | 0 | 0 | 0 | 0 | 0 | 0 | 0 | Column30: 0 | [29 empty] | 7.3.2.1.3 Advanced weather monitoring and weather stations Weather StationsWLDFRElectric Reliability | WLDFR | HFTD - Distribution - Tier 3 - 3QU CoRE ¦ 1QU LoRE | Red Flag Warning - Small Fires | 2027 | Electric Reliability | 0.03759 | 459.7243 | 2027 | Mitigation | 0.011149 | 10 | 0 | esc | 0.011149 | 0.00041909 | 0.011149 | 0.00041909 | 0.011149 | 0.00041909 | 0.011149 | 0.00041909
[79 empty] | WLDFR | HFTD - Distribution - Tier 3 - 2QU CoRE ¦ 4QU LoRE | Non-Red Flag Warning - Catastrophic Fires | 2021 | 0 | 0 | 0 | 0 | 14146.1306 | 222.2294 | 8585.7228 | 5338.1784 | 2.4776 | 2.4776 | 0 | 0 | 2.1848e-06 |  | 0 | 5.4132e-06 | 5.4132e-06 | 0 | 5.4132e-06 | 5.4132e-06 | 0 | 0 | 0 | 0 | 0 | Column30: 0 | [29 empty] | 7.3.2.1.3 Advanced weather monitoring and weather stations Weather StationsWLDFRElectric Reliability | WLDFR | HFTD - Distribution - Tier 3 - 3QU CoRE ¦ 1QU LoRE | Red Flag Warning - Small Fires | 2028 | Electric Reliability | 0.039055 | 459.7243 | 2028 | Mitigation | 0.011149 | 10 | 0 | esc | 0.011149 | 0.00043542 | 0.011149 | 0.00043542 | 0.011149 | 0.00043542 | 0.011149 | 0.00043542
[79 empty] | WLDFR | HFTD - Distribution - Tier 3 - 2QU CoRE ¦ 4QU LoRE | Non-Red Flag Warning - Catastrophic Fires | 2022 | 0 | 0 | 0 | 0 | 14146.1306 | 222.2294 | 8585.7228 | 5338.1784 | 2.4776 | 2.4776 | 2.4776 | 0 | 2.1848e-06 |  | 0 | 5.4132e-06 | 5.4132e-06 | 0 | 5.4132e-06 | 5.4132e-06 | 0 | 5.4132e-06 | 5.4132e-06 | 0 | 0 | Column30: 0 | [29 empty] | 7.3.2.1.3 Advanced weather monitoring and weather stations Weather StationsWLDFRElectric Reliability | WLDFR | HFTD - Distribution - Tier 3 - 3QU CoRE ¦ 1QU LoRE | Red Flag Warning - Small Fires | 2029 | Electric Reliability | 0.039055 | 459.7243 | 2029 | Mitigation | 0.011149 | 10 | 0 | esc | 0.011149 | 0.00043542 | 0.011149 | 0.00043542 | 0.011149 | 0.00043542 | 0.011149 | 0.00043542
[79 empty] | WLDFR | HFTD - Distribution - Tier 3 - 2QU CoRE ¦ 4QU LoRE | Non-Red Flag Warning - Catastrophic Fires | 2023 | 0 | 0 | 0 | 0 | 14664.6376 | 233.2301 | 8896.516 | 5534.8915 | 2.6002 | 2.6002 | 2.6002 | 2.6002 | 2.1848e-06 |  | 0 | 5.6811e-06 | 5.6811e-06 | 0 | 5.6811e-06 | 5.6811e-06 | 0 | 5.6811e-06 | 5.6811e-06 | 0 | 5.6811e-06 | Column30: 5.6811e-06 | [29 empty] | 7.3.2.1.3 Advanced weather monitoring and weather stations Weather StationsWLDFRElectric Reliability | WLDFR | HFTD - Distribution - Tier 3 - 3QU CoRE ¦ 1QU LoRE | Red Flag Warning - Small Fires | 2030 | Electric Reliability | 0.039055 | 459.7243 | 2030 | Mitigation | 0.011149 | 10 | 0 | esc | 0 | 0 | 0.011149 | 0.00043542 | 0.011149 | 0.00043542 | 0.011149 | 0.00043542
[79 empty] | WLDFR | HFTD - Distribution - Tier 3 - 2QU CoRE ¦ 4QU LoRE | Non-Red Flag Warning - Catastrophic Fires | 2024 | 0 | 0 | 0 | 0 | 14664.6376 | 233.2301 | 8896.516 | 5534.8915 | 2.6002 | 2.6002 | 2.6002 | 2.6002 | 2.1848e-06 |  | 0 | 5.6811e-06 | 5.6811e-06 | 0 | 5.6811e-06 | 5.6811e-06 | 0 | 5.6811e-06 | 5.6811e-06 | 0 | 5.6811e-06 | Column30: 5.6811e-06 | [29 empty] | 7.3.2.1.3 Advanced weather monitoring and weather stations Weather StationsWLDFRElectric Reliability | WLDFR | HFTD - Distribution - Tier 3 - 3QU CoRE ¦ 1QU LoRE | Red Flag Warning - Small Fires | 2031 | Electric Reliability | 0.039055 | 459.7243 | 2031 | Mitigation | 0.011149 | 10 | 0 | esc | 0 | 0 | 0 | 0 | 0.011149 | 0.00043542 | 0.011149 | 0.00043542
[79 empty] | WLDFR | HFTD - Distribution - Tier 3 - 2QU CoRE ¦ 4QU LoRE | Non-Red Flag Warning - Catastrophic Fires | 2025 | 0 | 0 | 0 | 0 | 14664.6376 | 233.2301 | 8896.516 | 5534.8915 | 2.6002 | 2.6002 | 2.6002 | 2.6002 | 2.1848e-06 |  | 0 | 5.6811e-06 | 5.6811e-06 | 0 | 5.6811e-06 | 5.6811e-06 | 0 | 5.6811e-06 | 5.6811e-06 | 0 | 5.6811e-06 | Column30: 5.6811e-06 | [29 empty] | 7.3.2.1.3 Advanced weather monitoring and weather stations Weather StationsWLDFRElectric Reliability | WLDFR | HFTD - Distribution - Tier 3 - 3QU CoRE ¦ 1QU LoRE | Red Flag Warning - Small Fires | 2032 | Electric Reliability | 0.039055 | 459.7243 | 2032 | Mitigation | 0.011149 | 10 | 0 | esc | 0 | 0 | 0 | 0 | 0 | 0 | 0.011149 | 0.00043542
[79 empty] | WLDFR | HFTD - Distribution - Tier 3 - 2QU CoRE ¦ 4QU LoRE | Non-Red Flag Warning - Catastrophic Fires | 2026 | 0 | 0 | 0 | 0 | 14664.6376 | 233.2301 | 8896.516 | 5534.8915 | 2.6002 | 2.6002 | 2.6002 | 2.6002 | 2.1848e-06 |  | 0 | 5.6811e-06 | 5.6811e-06 | 0 | 5.6811e-06 | 5.6811e-06 | 0 | 5.6811e-06 | 5.6811e-06 | 0 | 5.6811e-06 | Column30: 5.6811e-06 | [29 empty] | 7.3.2.1.3 Advanced weather monitoring and weather stations Weather StationsWLDFRElectric Reliability | WLDFR | HFTD - Distribution - Tier 3 - 3QU CoRE ¦ 1QU LoRE | Seismic - Non-Red Flag Warning - Catastrophic Fires | 2021 | Electric Reliability | 409.2237 | 459.7243 | 2021 | Mitigation | 0.011149 | 10 | 0 | esc | 0.011149 | 4.5624 | 0.011149 | 4.5624 | 0 | 0 | 0 | 0
[79 empty] | WLDFR | HFTD - Distribution - Tier 3 - 2QU CoRE ¦ 4QU LoRE | Non-Red Flag Warning - Catastrophic Fires | 2027 | 0 | 0 | 0 | 0 | 14664.6376 | 233.2301 | 8896.516 | 5534.8915 | 2.6002 | 2.6002 | 2.6002 | 2.6002 | 2.1848e-06 |  | 0 | 5.6811e-06 | 5.6811e-06 | 0 | 5.6811e-06 | 5.6811e-06 | 0 | 5.6811e-06 | 5.6811e-06 | 0 | 5.6811e-06 | Column30: 5.6811e-06 | [29 empty] | 7.3.2.1.3 Advanced weather monitoring and weather stations Weather StationsWLDFRElectric Reliability | WLDFR | HFTD - Distribution - Tier 3 - 3QU CoRE ¦ 1QU LoRE | Seismic - Non-Red Flag Warning - Catastrophic Fires | 2022 | Electric Reliability | 409.2237 | 459.7243 | 2022 | Mitigation | 0.011149 | 10 | 0 | esc | 0.011149 | 4.5624 | 0.011149 | 4.5624 | 0.011149 | 4.5624 | 0 | 0
[79 empty] | WLDFR | HFTD - Distribution - Tier 3 - 2QU CoRE ¦ 4QU LoRE | Non-Red Flag Warning - Catastrophic Fires | 2028 | 0 | 0 | 0 | 0 | 15317.9909 | 247.273 | 9287.6491 | 5783.0689 | 2.7568 | 2.7568 | 2.7568 | 2.7568 | 2.1848e-06 |  | 0 | 6.0232e-06 | 6.0232e-06 | 0 | 6.0232e-06 | 6.0232e-06 | 0 | 6.0232e-06 | 6.0232e-06 | 0 | 6.0232e-06 | Column30: 6.0232e-06 | [29 empty] | 7.3.2.1.3 Advanced weather monitoring and weather stations Weather StationsWLDFRElectric Reliability | WLDFR | HFTD - Distribution - Tier 3 - 3QU CoRE ¦ 1QU LoRE | Seismic - Non-Red Flag Warning - Catastrophic Fires | 2023 | Electric Reliability | 428.6023 | 459.7243 | 2023 | Mitigation | 0.011149 | 10 | 0 | esc | 0.011149 | 4.7784 | 0.011149 | 4.7784 | 0.011149 | 4.7784 | 0.011149 | 4.7784
[79 empty] | WLDFR | HFTD - Distribution - Tier 3 - 2QU CoRE ¦ 4QU LoRE | Non-Red Flag Warning - Catastrophic Fires | 2029 | 0 | 0 | 0 | 0 | 15317.9909 | 247.273 | 9287.6491 | 5783.0689 | 2.7568 | 2.7568 | 2.7568 | 2.7568 | 2.1848e-06 |  | 0 | 6.0232e-06 | 6.0232e-06 | 0 | 6.0232e-06 | 6.0232e-06 | 0 | 6.0232e-06 | 6.0232e-06 | 0 | 6.0232e-06 | Column30: 6.0232e-06 | [29 empty] | 7.3.2.1.3 Advanced weather monitoring and weather stations Weather StationsWLDFRElectric Reliability | WLDFR | HFTD - Distribution - Tier 3 - 3QU CoRE ¦ 1QU LoRE | Seismic - Non-Red Flag Warning - Catastrophic Fires | 2024 | Electric Reliability | 428.6023 | 459.7243 | 2024 | Mitigation | 0.011149 | 10 | 0 | esc | 0.011149 | 4.7784 | 0.011149 | 4.7784 | 0.011149 | 4.7784 | 0.011149 | 4.7784
[79 empty] | WLDFR | HFTD - Distribution - Tier 3 - 2QU CoRE ¦ 4QU LoRE | Non-Red Flag Warning - Catastrophic Fires | 2030 | 0 | 0 | 0 | 0 | 15317.9909 | 247.273 | 9287.6491 | 5783.0689 | 0 | 2.7568 | 2.7568 | 2.7568 | 2.1848e-06 |  | 0 | 0 | 0 | 0 | 6.0232e-06 | 6.0232e-06 | 0 | 6.0232e-06 | 6.0232e-06 | 0 | 6.0232e-06 | Column30: 6.0232e-06 | [29 empty] | 7.3.2.1.3 Advanced weather monitoring and weather stations Weather StationsWLDFRElectric Reliability | WLDFR | HFTD - Distribution - Tier 3 - 3QU CoRE ¦ 1QU LoRE | Seismic - Non-Red Flag Warning - Catastrophic Fires | 2025 | Electric Reliability | 428.6023 | 459.7243 | 2025 | Mitigation | 0.011149 | 10 | 0 | esc | 0.011149 | 4.7784 | 0.011149 | 4.7784 | 0.011149 | 4.7784 | 0.011149 | 4.7784
[79 empty] | WLDFR | HFTD - Distribution - Tier 3 - 2QU CoRE ¦ 4QU LoRE | Non-Red Flag Warning - Catastrophic Fires | 2031 | 0 | 0 | 0 | 0 | 15317.9909 | 247.273 | 9287.6491 | 5783.0689 | 0 | 0 | 2.7568 | 2.7568 | 2.1848e-06 |  | 0 | 0 | 0 | 0 | 0 | 0 | 0 | 6.0232e-06 | 6.0232e-06 | 0 | 6.0232e-06 | Column30: 6.0232e-06 | [29 empty] | 7.3.2.1.3 Advanced weather monitoring and weather stations Weather StationsWLDFRElectric Reliability | WLDFR | HFTD - Distribution - Tier 3 - 3QU CoRE ¦ 1QU LoRE | Seismic - Non-Red Flag Warning - Catastrophic Fires | 2026 | Electric Reliability | 428.6023 | 459.7243 | 2026 | Mitigation | 0.011149 | 10 | 0 | esc | 0.011149 | 4.7784 | 0.011149 | 4.7784 | 0.011149 | 4.7784 | 0.011149 | 4.7784
[79 empty] | WLDFR | HFTD - Distribution - Tier 3 - 2QU CoRE ¦ 4QU LoRE | Non-Red Flag Warning - Catastrophic Fires | 2032 | 0 | 0 | 0 | 0 | 15317.9909 | 247.273 | 9287.6491 | 5783.0689 | 0 | 0 | 0 | 2.7568 | 2.1848e-06 |  | 0 | 0 | 0 | 0 | 0 | 0 | 0 | 0 | 0 | 0 | 6.0232e-06 | Column30: 6.0232e-06 | [29 empty] | 7.3.2.1.3 Advanced weather monitoring and weather stations Weather StationsWLDFRElectric Reliability | WLDFR | HFTD - Distribution - Tier 3 - 3QU CoRE ¦ 1QU LoRE | Seismic - Non-Red Flag Warning - Catastrophic Fires | 2027 | Electric Reliability | 428.6023 | 459.7243 | 2027 | Mitigation | 0.011149 | 10 | 0 | esc | 0.011149 | 4.7784 | 0.011149 | 4.7784 | 0.011149 | 4.7784 | 0.011149 | 4.7784
[79 empty] | WLDFR | HFTD - Distribution - Tier 3 - 2QU CoRE ¦ 4QU LoRE | Non-Red Flag Warning - Destructive Fires | 2020 | 0 | 0 | 0 | 0 | 8807.9522 | 222.2294 | 8585.7228 | 0 | 2.4776 | 0 | 0 | 0 | 2.5262e-06 |  | 0 | 6.2589e-06 | 6.2589e-06 | 0 | 0 | 0 | 0 | 0 | 0 | 0 | 0 | Column30: 0 | [29 empty] | 7.3.2.1.3 Advanced weather monitoring and weather stations Weather StationsWLDFRElectric Reliability | WLDFR | HFTD - Distribution - Tier 3 - 3QU CoRE ¦ 1QU LoRE | Seismic - Non-Red Flag Warning - Catastrophic Fires | 2028 | Electric Reliability | 453.261 | 459.7243 | 2028 | Mitigation | 0.011149 | 10 | 0 | esc | 0.011149 | 5.0533 | 0.011149 | 5.0533 | 0.011149 | 5.0533 | 0.011149 | 5.0533
[79 empty] | WLDFR | HFTD - Distribution - Tier 3 - 2QU CoRE ¦ 4QU LoRE | Non-Red Flag Warning - Destructive Fires | 2021 | 0 | 0 | 0 | 0 | 8807.9522 | 222.2294 | 8585.7228 | 0 | 2.4776 | 2.4776 | 0 | 0 | 2.5262e-06 |  | 0 | 6.2589e-06 | 6.2589e-06 | 0 | 6.2589e-06 | 6.2589e-06 | 0 | 0 | 0 | 0 | 0 | Column30: 0 | [29 empty] | 7.3.2.1.3 Advanced weather monitoring and weather stations Weather StationsWLDFRElectric Reliability | WLDFR | HFTD - Distribution - Tier 3 - 3QU CoRE ¦ 1QU LoRE | Seismic - Non-Red Flag Warning - Catastrophic Fires | 2029 | Electric Reliability | 453.261 | 459.7243 | 2029 | Mitigation | 0.011149 | 10 | 0 | esc | 0.011149 | 5.0533 | 0.011149 | 5.0533 | 0.011149 | 5.0533 | 0.011149 | 5.0533
[79 empty] | WLDFR | HFTD - Distribution - Tier 3 - 2QU CoRE ¦ 4QU LoRE | Non-Red Flag Warning - Destructive Fires | 2022 | 0 | 0 | 0 | 0 | 8807.9522 | 222.2294 | 8585.7228 | 0 | 2.4776 | 2.4776 | 2.4776 | 0 | 2.5262e-06 |  | 0 | 6.2589e-06 | 6.2589e-06 | 0 | 6.2589e-06 | 6.2589e-06 | 0 | 6.2589e-06 | 6.2589e-06 | 0 | 0 | Column30: 0 | [29 empty] | 7.3.2.1.3 Advanced weather monitoring and weather stations Weather StationsWLDFRElectric Reliability | WLDFR | HFTD - Distribution - Tier 3 - 3QU CoRE ¦ 1QU LoRE | Seismic - Non-Red Flag Warning - Catastrophic Fires | 2030 | Electric Reliability | 453.261 | 459.7243 | 2030 | Mitigation | 0.011149 | 10 | 0 | esc | 0 | 0 | 0.011149 | 5.0533 | 0.011149 | 5.0533 | 0.011149 | 5.0533
[79 empty] | WLDFR | HFTD - Distribution - Tier 3 - 2QU CoRE ¦ 4QU LoRE | Non-Red Flag Warning - Destructive Fires | 2023 | 0 | 0 | 0 | 0 | 9129.7461 | 233.2301 | 8896.516 | 0 | 2.6002 | 2.6002 | 2.6002 | 2.6002 | 2.5262e-06 |  | 0 | 6.5688e-06 | 6.5688e-06 | 0 | 6.5688e-06 | 6.5688e-06 | 0 | 6.5688e-06 | 6.5688e-06 | 0 | 6.5688e-06 | Column30: 6.5688e-06 | [29 empty] | 7.3.2.1.3 Advanced weather monitoring and weather stations Weather StationsWLDFRElectric Reliability | WLDFR | HFTD - Distribution - Tier 3 - 3QU CoRE ¦ 1QU LoRE | Seismic - Non-Red Flag Warning - Catastrophic Fires | 2031 | Electric Reliability | 453.261 | 459.7243 | 2031 | Mitigation | 0.011149 | 10 | 0 | esc | 0 | 0 | 0 | 0 | 0.011149 | 5.0533 | 0.011149 | 5.0533
[79 empty] | WLDFR | HFTD - Distribution - Tier 3 - 2QU CoRE ¦ 4QU LoRE | Non-Red Flag Warning - Destructive Fires | 2024 | 0 | 0 | 0 | 0 | 9129.7461 | 233.2301 | 8896.516 | 0 | 2.6002 | 2.6002 | 2.6002 | 2.6002 | 2.5262e-06 |  | 0 | 6.5688e-06 | 6.5688e-06 | 0 | 6.5688e-06 | 6.5688e-06 | 0 | 6.5688e-06 | 6.5688e-06 | 0 | 6.5688e-06 | Column30: 6.5688e-06 | [29 empty] | 7.3.2.1.3 Advanced weather monitoring and weather stations Weather StationsWLDFRElectric Reliability | WLDFR | HFTD - Distribution - Tier 3 - 3QU CoRE ¦ 1QU LoRE | Seismic - Non-Red Flag Warning - Catastrophic Fires | 2032 | Electric Reliability | 453.261 | 459.7243 | 2032 | Mitigation | 0.011149 | 10 | 0 | esc | 0 | 0 | 0 | 0 | 0 | 0 | 0.011149 | 5.0533
[79 empty] | WLDFR | HFTD - Distribution - Tier 3 - 2QU CoRE ¦ 4QU LoRE | Non-Red Flag Warning - Destructive Fires | 2025 | 0 | 0 | 0 | 0 | 9129.7461 | 233.2301 | 8896.516 | 0 | 2.6002 | 2.6002 | 2.6002 | 2.6002 | 2.5262e-06 |  | 0 | 6.5688e-06 | 6.5688e-06 | 0 | 6.5688e-06 | 6.5688e-06 | 0 | 6.5688e-06 | 6.5688e-06 | 0 | 6.5688e-06 | Column30: 6.5688e-06 | [29 empty] | 7.3.2.1.3 Advanced weather monitoring and weather stations Weather StationsWLDFRElectric Reliability | WLDFR | HFTD - Distribution - Tier 3 - 3QU CoRE ¦ 1QU LoRE | Seismic - Red Flag Warning - Catastrophic Fires | 2021 | Electric Reliability | 409.2237 | 459.7243 | 2021 | Mitigation | 0.011149 | 10 | 0 | esc | 0.011149 | 4.5624 | 0.011149 | 4.5624 | 0 | 0 | 0 | 0
[79 empty] | WLDFR | HFTD - Distribution - Tier 3 - 2QU CoRE ¦ 4QU LoRE | Non-Red Flag Warning - Destructive Fires | 2026 | 0 | 0 | 0 | 0 | 9129.7461 | 233.2301 | 8896.516 | 0 | 2.6002 | 2.6002 | 2.6002 | 2.6002 | 2.5262e-06 |  | 0 | 6.5688e-06 | 6.5688e-06 | 0 | 6.5688e-06 | 6.5688e-06 | 0 | 6.5688e-06 | 6.5688e-06 | 0 | 6.5688e-06 | Column30: 6.5688e-06 | [29 empty] | 7.3.2.1.3 Advanced weather monitoring and weather stations Weather StationsWLDFRElectric Reliability | WLDFR | HFTD - Distribution - Tier 3 - 3QU CoRE ¦ 1QU LoRE | Seismic - Red Flag Warning - Catastrophic Fires | 2022 | Electric Reliability | 409.2237 | 459.7243 | 2022 | Mitigation | 0.011149 | 10 | 0 | esc | 0.011149 | 4.5624 | 0.011149 | 4.5624 | 0.011149 | 4.5624 | 0 | 0
[79 empty] | WLDFR | HFTD - Distribution - Tier 3 - 2QU CoRE ¦ 4QU LoRE | Non-Red Flag Warning - Destructive Fires | 2027 | 0 | 0 | 0 | 0 | 9129.7461 | 233.2301 | 8896.516 | 0 | 2.6002 | 2.6002 | 2.6002 | 2.6002 | 2.5262e-06 |  | 0 | 6.5688e-06 | 6.5688e-06 | 0 | 6.5688e-06 | 6.5688e-06 | 0 | 6.5688e-06 | 6.5688e-06 | 0 | 6.5688e-06 | Column30: 6.5688e-06 | [29 empty] | 7.3.2.1.3 Advanced weather monitoring and weather stations Weather StationsWLDFRElectric Reliability | WLDFR | HFTD - Distribution - Tier 3 - 3QU CoRE ¦ 1QU LoRE | Seismic - Red Flag Warning - Catastrophic Fires | 2023 | Electric Reliability | 428.6023 | 459.7243 | 2023 | Mitigation | 0.011149 | 10 | 0 | esc | 0.011149 | 4.7784 | 0.011149 | 4.7784 | 0.011149 | 4.7784 | 0.011149 | 4.7784
[79 empty] | WLDFR | HFTD - Distribution - Tier 3 - 2QU CoRE ¦ 4QU LoRE | Non-Red Flag Warning - Destructive Fires | 2028 | 0 | 0 | 0 | 0 | 9534.9221 | 247.273 | 9287.6491 | 0 | 2.7568 | 2.7568 | 2.7568 | 2.7568 | 2.5262e-06 |  | 0 | 6.9643e-06 | 6.9643e-06 | 0 | 6.9643e-06 | 6.9643e-06 | 0 | 6.9643e-06 | 6.9643e-06 | 0 | 6.9643e-06 | Column30: 6.9643e-06 | [29 empty] | 7.3.2.1.3 Advanced weather monitoring and weather stations Weather StationsWLDFRElectric Reliability | WLDFR | HFTD - Distribution - Tier 3 - 3QU CoRE ¦ 1QU LoRE | Seismic - Red Flag Warning - Catastrophic Fires | 2024 | Electric Reliability | 428.6023 | 459.7243 | 2024 | Mitigation | 0.011149 | 10 | 0 | esc | 0.011149 | 4.7784 | 0.011149 | 4.7784 | 0.011149 | 4.7784 | 0.011149 | 4.7784
[79 empty] | WLDFR | HFTD - Distribution - Tier 3 - 2QU CoRE ¦ 4QU LoRE | Non-Red Flag Warning - Destructive Fires | 2029 | 0 | 0 | 0 | 0 | 9534.9221 | 247.273 | 9287.6491 | 0 | 2.7568 | 2.7568 | 2.7568 | 2.7568 | 2.5262e-06 |  | 0 | 6.9643e-06 | 6.9643e-06 | 0 | 6.9643e-06 | 6.9643e-06 | 0 | 6.9643e-06 | 6.9643e-06 | 0 | 6.9643e-06 | Column30: 6.9643e-06 | [29 empty] | 7.3.2.1.3 Advanced weather monitoring and weather stations Weather StationsWLDFRElectric Reliability | WLDFR | HFTD - Distribution - Tier 3 - 3QU CoRE ¦ 1QU LoRE | Seismic - Red Flag Warning - Catastrophic Fires | 2025 | Electric Reliability | 428.6023 | 459.7243 | 2025 | Mitigation | 0.011149 | 10 | 0 | esc | 0.011149 | 4.7784 | 0.011149 | 4.7784 | 0.011149 | 4.7784 | 0.011149 | 4.7784
[79 empty] | WLDFR | HFTD - Distribution - Tier 3 - 2QU CoRE ¦ 4QU LoRE | Non-Red Flag Warning - Destructive Fires | 2030 | 0 | 0 | 0 | 0 | 9534.9221 | 247.273 | 9287.6491 | 0 | 0 | 2.7568 | 2.7568 | 2.7568 | 2.5262e-06 |  | 0 | 0 | 0 | 0 | 6.9643e-06 | 6.9643e-06 | 0 | 6.9643e-06 | 6.9643e-06 | 0 | 6.9643e-06 | Column30: 6.9643e-06 | [29 empty] | 7.3.2.1.3 Advanced weather monitoring and weather stations Weather StationsWLDFRElectric Reliability | WLDFR | HFTD - Distribution - Tier 3 - 3QU CoRE ¦ 1QU LoRE | Seismic - Red Flag Warning - Catastrophic Fires | 2026 | Electric Reliability | 428.6023 | 459.7243 | 2026 | Mitigation | 0.011149 | 10 | 0 | esc | 0.011149 | 4.7784 | 0.011149 | 4.7784 | 0.011149 | 4.7784 | 0.011149 | 4.7784
[79 empty] | WLDFR | HFTD - Distribution - Tier 3 - 2QU CoRE ¦ 4QU LoRE | Non-Red Flag Warning - Destructive Fires | 2031 | 0 | 0 | 0 | 0 | 9534.9221 | 247.273 | 9287.6491 | 0 | 0 | 0 | 2.7568 | 2.7568 | 2.5262e-06 |  | 0 | 0 | 0 | 0 | 0 | 0 | 0 | 6.9643e-06 | 6.9643e-06 | 0 | 6.9643e-06 | Column30: 6.9643e-06 | [29 empty] | 7.3.2.1.3 Advanced weather monitoring and weather stations Weather StationsWLDFRElectric Reliability | WLDFR | HFTD - Distribution - Tier 3 - 3QU CoRE ¦ 1QU LoRE | Seismic - Red Flag Warning - Catastrophic Fires | 2027 | Electric Reliability | 428.6023 | 459.7243 | 2027 | Mitigation | 0.011149 | 10 | 0 | esc | 0.011149 | 4.7784 | 0.011149 | 4.7784 | 0.011149 | 4.7784 | 0.011149 | 4.7784
[79 empty] | WLDFR | HFTD - Distribution - Tier 3 - 2QU CoRE ¦ 4QU LoRE | Non-Red Flag Warning - Destructive Fires | 2032 | 0 | 0 | 0 | 0 | 9534.9221 | 247.273 | 9287.6491 | 0 | 0 | 0 | 0 | 2.7568 | 2.5262e-06 |  | 0 | 0 | 0 | 0 | 0 | 0 | 0 | 0 | 0 | 0 | 6.9643e-06 | Column30: 6.9643e-06 | [29 empty] | 7.3.2.1.3 Advanced weather monitoring and weather stations Weather StationsWLDFRElectric Reliability | WLDFR | HFTD - Distribution - Tier 3 - 3QU CoRE ¦ 1QU LoRE | Seismic - Red Flag Warning - Catastrophic Fires | 2028 | Electric Reliability | 453.261 | 459.7243 | 2028 | Mitigation | 0.011149 | 10 | 0 | esc | 0.011149 | 5.0533 | 0.011149 | 5.0533 | 0.011149 | 5.0533 | 0.011149 | 5.0533
[79 empty] | WLDFR | HFTD - Distribution - Tier 3 - 2QU CoRE ¦ 4QU LoRE | Non-Red Flag Warning - Large Fires | 2020 | 0 | 0 | 0 | 0 | 5.2406 | 0.69642 | 2.942 | 1.6022 | 0.0077642 | 0 | 0 | 0 | 2.6463e-05 |  | 0 | 2.0546e-07 | 2.0546e-07 | 0 | 0 | 0 | 0 | 0 | 0 | 0 | 0 | Column30: 0 | [29 empty] | 7.3.2.1.3 Advanced weather monitoring and weather stations Weather StationsWLDFRElectric Reliability | WLDFR | HFTD - Distribution - Tier 3 - 3QU CoRE ¦ 1QU LoRE | Seismic - Red Flag Warning - Catastrophic Fires | 2029 | Electric Reliability | 453.261 | 459.7243 | 2029 | Mitigation | 0.011149 | 10 | 0 | esc | 0.011149 | 5.0533 | 0.011149 | 5.0533 | 0.011149 | 5.0533 | 0.011149 | 5.0533
[79 empty] | WLDFR | HFTD - Distribution - Tier 3 - 2QU CoRE ¦ 4QU LoRE | Non-Red Flag Warning - Large Fires | 2021 | 0 | 0 | 0 | 0 | 5.2406 | 0.69642 | 2.942 | 1.6022 | 0.0077642 | 0.0077642 | 0 | 0 | 2.6463e-05 |  | 0 | 2.0546e-07 | 2.0546e-07 | 0 | 2.0546e-07 | 2.0546e-07 | 0 | 0 | 0 | 0 | 0 | Column30: 0 | [29 empty] | 7.3.2.1.3 Advanced weather monitoring and weather stations Weather StationsWLDFRElectric Reliability | WLDFR | HFTD - Distribution - Tier 3 - 3QU CoRE ¦ 1QU LoRE | Seismic - Red Flag Warning - Catastrophic Fires | 2030 | Electric Reliability | 453.261 | 459.7243 | 2030 | Mitigation | 0.011149 | 10 | 0 | esc | 0 | 0 | 0.011149 | 5.0533 | 0.011149 | 5.0533 | 0.011149 | 5.0533
[79 empty] | WLDFR | HFTD - Distribution - Tier 3 - 2QU CoRE ¦ 4QU LoRE | Non-Red Flag Warning - Large Fires | 2022 | 0 | 0 | 0 | 0 | 5.2406 | 0.69642 | 2.942 | 1.6022 | 0.0077642 | 0.0077642 | 0.0077642 | 0 | 2.6463e-05 |  | 0 | 2.0546e-07 | 2.0546e-07 | 0 | 2.0546e-07 | 2.0546e-07 | 0 | 2.0546e-07 | 2.0546e-07 | 0 | 0 | Column30: 0 | [29 empty] | 7.3.2.1.3 Advanced weather monitoring and weather stations Weather StationsWLDFRElectric Reliability | WLDFR | HFTD - Distribution - Tier 3 - 3QU CoRE ¦ 1QU LoRE | Seismic - Red Flag Warning - Catastrophic Fires | 2031 | Electric Reliability | 453.261 | 459.7243 | 2031 | Mitigation | 0.011149 | 10 | 0 | esc | 0 | 0 | 0 | 0 | 0.011149 | 5.0533 | 0.011149 | 5.0533
[79 empty] | WLDFR | HFTD - Distribution - Tier 3 - 2QU CoRE ¦ 4QU LoRE | Non-Red Flag Warning - Large Fires | 2023 | 0 | 0 | 0 | 0 | 5.475 | 0.71896 | 3.0715 | 1.6846 | 0.0080156 | 0.0080156 | 0.0080156 | 0.0080156 | 2.6463e-05 |  | 0 | 2.1211e-07 | 2.1211e-07 | 0 | 2.1211e-07 | 2.1211e-07 | 0 | 2.1211e-07 | 2.1211e-07 | 0 | 2.1211e-07 | Column30: 2.1211e-07 | [29 empty] | 7.3.2.1.3 Advanced weather monitoring and weather stations Weather StationsWLDFRElectric Reliability | WLDFR | HFTD - Distribution - Tier 3 - 3QU CoRE ¦ 1QU LoRE | Seismic - Red Flag Warning - Catastrophic Fires | 2032 | Electric Reliability | 453.261 | 459.7243 | 2032 | Mitigation | 0.011149 | 10 | 0 | esc | 0 | 0 | 0 | 0 | 0 | 0 | 0.011149 | 5.0533
[79 empty] | WLDFR | HFTD - Distribution - Tier 3 - 2QU CoRE ¦ 4QU LoRE | Non-Red Flag Warning - Large Fires | 2024 | 0 | 0 | 0 | 0 | 5.475 | 0.71896 | 3.0715 | 1.6846 | 0.0080156 | 0.0080156 | 0.0080156 | 0.0080156 | 2.6463e-05 |  | 0 | 2.1211e-07 | 2.1211e-07 | 0 | 2.1211e-07 | 2.1211e-07 | 0 | 2.1211e-07 | 2.1211e-07 | 0 | 2.1211e-07 | Column30: 2.1211e-07 | [29 empty] | 7.3.2.1.3 Advanced weather monitoring and weather stations Weather StationsWLDFRElectric Reliability | WLDFR | HFTD - Distribution - Tier 3 - 3QU CoRE ¦ 2QU LoRE | Non-Red Flag Warning - Catastrophic Fires | 2021 | Electric Reliability | 222.2294 | 610.7187 | 2021 | Mitigation | 0.011149 | 10 | 0 | esc | 0.011149 | 2.4776 | 0.011149 | 2.4776 | 0 | 0 | 0 | 0
[79 empty] | WLDFR | HFTD - Distribution - Tier 3 - 2QU CoRE ¦ 4QU LoRE | Non-Red Flag Warning - Large Fires | 2025 | 0 | 0 | 0 | 0 | 5.475 | 0.71896 | 3.0715 | 1.6846 | 0.0080156 | 0.0080156 | 0.0080156 | 0.0080156 | 2.6463e-05 |  | 0 | 2.1211e-07 | 2.1211e-07 | 0 | 2.1211e-07 | 2.1211e-07 | 0 | 2.1211e-07 | 2.1211e-07 | 0 | 2.1211e-07 | Column30: 2.1211e-07 | [29 empty] | 7.3.2.1.3 Advanced weather monitoring and weather stations Weather StationsWLDFRElectric Reliability | WLDFR | HFTD - Distribution - Tier 3 - 3QU CoRE ¦ 2QU LoRE | Non-Red Flag Warning - Catastrophic Fires | 2022 | Electric Reliability | 222.2294 | 610.7187 | 2022 | Mitigation | 0.011149 | 10 | 0 | esc | 0.011149 | 2.4776 | 0.011149 | 2.4776 | 0.011149 | 2.4776 | 0 | 0
[79 empty] | WLDFR | HFTD - Distribution - Tier 3 - 2QU CoRE ¦ 4QU LoRE | Non-Red Flag Warning - Large Fires | 2026 | 0 | 0 | 0 | 0 | 5.475 | 0.71896 | 3.0715 | 1.6846 | 0.0080156 | 0.0080156 | 0.0080156 | 0.0080156 | 2.6463e-05 |  | 0 | 2.1211e-07 | 2.1211e-07 | 0 | 2.1211e-07 | 2.1211e-07 | 0 | 2.1211e-07 | 2.1211e-07 | 0 | 2.1211e-07 | Column30: 2.1211e-07 | [29 empty] | 7.3.2.1.3 Advanced weather monitoring and weather stations Weather StationsWLDFRElectric Reliability | WLDFR | HFTD - Distribution - Tier 3 - 3QU CoRE ¦ 2QU LoRE | Non-Red Flag Warning - Catastrophic Fires | 2023 | Electric Reliability | 233.2301 | 610.7187 | 2023 | Mitigation | 0.011149 | 10 | 0 | esc | 0.011149 | 2.6002 | 0.011149 | 2.6002 | 0.011149 | 2.6002 | 0.011149 | 2.6002
[79 empty] | WLDFR | HFTD - Distribution - Tier 3 - 2QU CoRE ¦ 4QU LoRE | Non-Red Flag Warning - Large Fires | 2027 | 0 | 0 | 0 | 0 | 5.475 | 0.71896 | 3.0715 | 1.6846 | 0.0080156 | 0.0080156 | 0.0080156 | 0.0080156 | 2.6463e-05 |  | 0 | 2.1211e-07 | 2.1211e-07 | 0 | 2.1211e-07 | 2.1211e-07 | 0 | 2.1211e-07 | 2.1211e-07 | 0 | 2.1211e-07 | Column30: 2.1211e-07 | [29 empty] | 7.3.2.1.3 Advanced weather monitoring and weather stations Weather StationsWLDFRElectric Reliability | WLDFR | HFTD - Distribution - Tier 3 - 3QU CoRE ¦ 2QU LoRE | Non-Red Flag Warning - Catastrophic Fires | 2024 | Electric Reliability | 233.2301 | 610.7187 | 2024 | Mitigation | 0.011149 | 10 | 0 | esc | 0.011149 | 2.6002 | 0.011149 | 2.6002 | 0.011149 | 2.6002 | 0.011149 | 2.6002
[79 empty] | WLDFR | HFTD - Distribution - Tier 3 - 2QU CoRE ¦ 4QU LoRE | Non-Red Flag Warning - Large Fires | 2028 | 0 | 0 | 0 | 0 | 5.777 | 0.74734 | 3.238 | 1.7917 | 0.0083319 | 0.0083319 | 0.0083319 | 0.0083319 | 2.6463e-05 |  | 0 | 2.2049e-07 | 2.2049e-07 | 0 | 2.2049e-07 | 2.2049e-07 | 0 | 2.2049e-07 | 2.2049e-07 | 0 | 2.2049e-07 | Column30: 2.2049e-07 | [29 empty] | 7.3.2.1.3 Advanced weather monitoring and weather stations Weather StationsWLDFRElectric Reliability | WLDFR | HFTD - Distribution - Tier 3 - 3QU CoRE ¦ 2QU LoRE | Non-Red Flag Warning - Catastrophic Fires | 2025 | Electric Reliability | 233.2301 | 610.7187 | 2025 | Mitigation | 0.011149 | 10 | 0 | esc | 0.011149 | 2.6002 | 0.011149 | 2.6002 | 0.011149 | 2.6002 | 0.011149 | 2.6002
[79 empty] | WLDFR | HFTD - Distribution - Tier 3 - 2QU CoRE ¦ 4QU LoRE | Non-Red Flag Warning - Large Fires | 2029 | 0 | 0 | 0 | 0 | 5.777 | 0.74734 | 3.238 | 1.7917 | 0.0083319 | 0.0083319 | 0.0083319 | 0.0083319 | 2.6463e-05 |  | 0 | 2.2049e-07 | 2.2049e-07 | 0 | 2.2049e-07 | 2.2049e-07 | 0 | 2.2049e-07 | 2.2049e-07 | 0 | 2.2049e-07 | Column30: 2.2049e-07 | [29 empty] | 7.3.2.1.3 Advanced weather monitoring and weather stations Weather StationsWLDFRElectric Reliability | WLDFR | HFTD - Distribution - Tier 3 - 3QU CoRE ¦ 2QU LoRE | Non-Red Flag Warning - Catastrophic Fires | 2026 | Electric Reliability | 233.2301 | 610.7187 | 2026 | Mitigation | 0.011149 | 10 | 0 | esc | 0.011149 | 2.6002 | 0.011149 | 2.6002 | 0.011149 | 2.6002 | 0.011149 | 2.6002
[79 empty] | WLDFR | HFTD - Distribution - Tier 3 - 2QU CoRE ¦ 4QU LoRE | Non-Red Flag Warning - Large Fires | 2030 | 0 | 0 | 0 | 0 | 5.777 | 0.74734 | 3.238 | 1.7917 | 0 | 0.0083319 | 0.0083319 | 0.0083319 | 2.6463e-05 |  | 0 | 0 | 0 | 0 | 2.2049e-07 | 2.2049e-07 | 0 | 2.2049e-07 | 2.2049e-07 | 0 | 2.2049e-07 | Column30: 2.2049e-07 | [29 empty] | 7.3.2.1.3 Advanced weather monitoring and weather stations Weather StationsWLDFRElectric Reliability | WLDFR | HFTD - Distribution - Tier 3 - 3QU CoRE ¦ 2QU LoRE | Non-Red Flag Warning - Catastrophic Fires | 2027 | Electric Reliability | 233.2301 | 610.7187 | 2027 | Mitigation | 0.011149 | 10 | 0 | esc | 0.011149 | 2.6002 | 0.011149 | 2.6002 | 0.011149 | 2.6002 | 0.011149 | 2.6002
[79 empty] | WLDFR | HFTD - Distribution - Tier 3 - 2QU CoRE ¦ 4QU LoRE | Non-Red Flag Warning - Large Fires | 2031 | 0 | 0 | 0 | 0 | 5.777 | 0.74734 | 3.238 | 1.7917 | 0 | 0 | 0.0083319 | 0.0083319 | 2.6463e-05 |  | 0 | 0 | 0 | 0 | 0 | 0 | 0 | 2.2049e-07 | 2.2049e-07 | 0 | 2.2049e-07 | Column30: 2.2049e-07 | [29 empty] | 7.3.2.1.3 Advanced weather monitoring and weather stations Weather StationsWLDFRElectric Reliability | WLDFR | HFTD - Distribution - Tier 3 - 3QU CoRE ¦ 2QU LoRE | Non-Red Flag Warning - Catastrophic Fires | 2028 | Electric Reliability | 247.273 | 610.7187 | 2028 | Mitigation | 0.011149 | 10 | 0 | esc | 0.011149 | 2.7568 | 0.011149 | 2.7568 | 0.011149 | 2.7568 | 0.011149 | 2.7568
[79 empty] | WLDFR | HFTD - Distribution - Tier 3 - 2QU CoRE ¦ 4QU LoRE | Non-Red Flag Warning - Large Fires | 2032 | 0 | 0 | 0 | 0 | 5.777 | 0.74734 | 3.238 | 1.7917 | 0 | 0 | 0 | 0.0083319 | 2.6463e-05 |  | 0 | 0 | 0 | 0 | 0 | 0 | 0 | 0 | 0 | 0 | 2.2049e-07 | Column30: 2.2049e-07 | [29 empty] | 7.3.2.1.3 Advanced weather monitoring and weather stations Weather StationsWLDFRElectric Reliability | WLDFR | HFTD - Distribution - Tier 3 - 3QU CoRE ¦ 2QU LoRE | Non-Red Flag Warning - Catastrophic Fires | 2029 | Electric Reliability | 247.273 | 610.7187 | 2029 | Mitigation | 0.011149 | 10 | 0 | esc | 0.011149 | 2.7568 | 0.011149 | 2.7568 | 0.011149 | 2.7568 | 0.011149 | 2.7568
[79 empty] | WLDFR | HFTD - Distribution - Tier 3 - 2QU CoRE ¦ 4QU LoRE | Non-Red Flag Warning - Small Fires | 2020 | 0 | 0 | 0 | 0 | 0.077901 | 0.036425 | 0.0015809 | 0.039895 | 0.0004061 | 0 | 0 | 0 | 0.0036372 |  | 0 | 1.4771e-06 | 1.4771e-06 | 0 | 0 | 0 | 0 | 0 | 0 | 0 | 0 | Column30: 0 | [29 empty] | 7.3.2.1.3 Advanced weather monitoring and weather stations Weather StationsWLDFRElectric Reliability | WLDFR | HFTD - Distribution - Tier 3 - 3QU CoRE ¦ 2QU LoRE | Non-Red Flag Warning - Catastrophic Fires | 2030 | Electric Reliability | 247.273 | 610.7187 | 2030 | Mitigation | 0.011149 | 10 | 0 | esc | 0 | 0 | 0.011149 | 2.7568 | 0.011149 | 2.7568 | 0.011149 | 2.7568
[79 empty] | WLDFR | HFTD - Distribution - Tier 3 - 2QU CoRE ¦ 4QU LoRE | Non-Red Flag Warning - Small Fires | 2021 | 0 | 0 | 0 | 0 | 0.077901 | 0.036425 | 0.0015809 | 0.039895 | 0.0004061 | 0.0004061 | 0 | 0 | 0.0036372 |  | 0 | 1.4771e-06 | 1.4771e-06 | 0 | 1.4771e-06 | 1.4771e-06 | 0 | 0 | 0 | 0 | 0 | Column30: 0 | [29 empty] | 7.3.2.1.3 Advanced weather monitoring and weather stations Weather StationsWLDFRElectric Reliability | WLDFR | HFTD - Distribution - Tier 3 - 3QU CoRE ¦ 2QU LoRE | Non-Red Flag Warning - Catastrophic Fires | 2031 | Electric Reliability | 247.273 | 610.7187 | 2031 | Mitigation | 0.011149 | 10 | 0 | esc | 0 | 0 | 0 | 0 | 0.011149 | 2.7568 | 0.011149 | 2.7568
[79 empty] | WLDFR | HFTD - Distribution - Tier 3 - 2QU CoRE ¦ 4QU LoRE | Non-Red Flag Warning - Small Fires | 2022 | 0 | 0 | 0 | 0 | 0.077901 | 0.036425 | 0.0015809 | 0.039895 | 0.0004061 | 0.0004061 | 0.0004061 | 0 | 0.0036372 |  | 0 | 1.4771e-06 | 1.4771e-06 | 0 | 1.4771e-06 | 1.4771e-06 | 0 | 1.4771e-06 | 1.4771e-06 | 0 | 0 | Column30: 0 | [29 empty] | 7.3.2.1.3 Advanced weather monitoring and weather stations Weather StationsWLDFRElectric Reliability | WLDFR | HFTD - Distribution - Tier 3 - 3QU CoRE ¦ 2QU LoRE | Non-Red Flag Warning - Catastrophic Fires | 2032 | Electric Reliability | 247.273 | 610.7187 | 2032 | Mitigation | 0.011149 | 10 | 0 | esc | 0 | 0 | 0 | 0 | 0 | 0 | 0.011149 | 2.7568
[79 empty] | WLDFR | HFTD - Distribution - Tier 3 - 2QU CoRE ¦ 4QU LoRE | Non-Red Flag Warning - Small Fires | 2023 | 0 | 0 | 0 | 0 | 0.080408 | 0.03759 | 0.0016314 | 0.041187 | 0.00041909 | 0.00041909 | 0.00041909 | 0.00041909 | 0.0036372 |  | 0 | 1.5243e-06 | 1.5243e-06 | 0 | 1.5243e-06 | 1.5243e-06 | 0 | 1.5243e-06 | 1.5243e-06 | 0 | 1.5243e-06 | Column30: 1.5243e-06 | [29 empty] | 7.3.2.1.3 Advanced weather monitoring and weather stations Weather StationsWLDFRElectric Reliability | WLDFR | HFTD - Distribution - Tier 3 - 3QU CoRE ¦ 2QU LoRE | Non-Red Flag Warning - Destructive Fires | 2021 | Electric Reliability | 222.2294 | 610.7187 | 2021 | Mitigation | 0.011149 | 10 | 0 | esc | 0.011149 | 2.4776 | 0.011149 | 2.4776 | 0 | 0 | 0 | 0
[79 empty] | WLDFR | HFTD - Distribution - Tier 3 - 2QU CoRE ¦ 4QU LoRE | Non-Red Flag Warning - Small Fires | 2024 | 0 | 0 | 0 | 0 | 0.080408 | 0.03759 | 0.0016314 | 0.041187 | 0.00041909 | 0.00041909 | 0.00041909 | 0.00041909 | 0.0036372 |  | 0 | 1.5243e-06 | 1.5243e-06 | 0 | 1.5243e-06 | 1.5243e-06 | 0 | 1.5243e-06 | 1.5243e-06 | 0 | 1.5243e-06 | Column30: 1.5243e-06 | [29 empty] | 7.3.2.1.3 Advanced weather monitoring and weather stations Weather StationsWLDFRElectric Reliability | WLDFR | HFTD - Distribution - Tier 3 - 3QU CoRE ¦ 2QU LoRE | Non-Red Flag Warning - Destructive Fires | 2022 | Electric Reliability | 222.2294 | 610.7187 | 2022 | Mitigation | 0.011149 | 10 | 0 | esc | 0.011149 | 2.4776 | 0.011149 | 2.4776 | 0.011149 | 2.4776 | 0 | 0
[79 empty] | WLDFR | HFTD - Distribution - Tier 3 - 2QU CoRE ¦ 4QU LoRE | Non-Red Flag Warning - Small Fires | 2025 | 0 | 0 | 0 | 0 | 0.080408 | 0.03759 | 0.0016314 | 0.041187 | 0.00041909 | 0.00041909 | 0.00041909 | 0.00041909 | 0.0036372 |  | 0 | 1.5243e-06 | 1.5243e-06 | 0 | 1.5243e-06 | 1.5243e-06 | 0 | 1.5243e-06 | 1.5243e-06 | 0 | 1.5243e-06 | Column30: 1.5243e-06 | [29 empty] | 7.3.2.1.3 Advanced weather monitoring and weather stations Weather StationsWLDFRElectric Reliability | WLDFR | HFTD - Distribution - Tier 3 - 3QU CoRE ¦ 2QU LoRE | Non-Red Flag Warning - Destructive Fires | 2023 | Electric Reliability | 233.2301 | 610.7187 | 2023 | Mitigation | 0.011149 | 10 | 0 | esc | 0.011149 | 2.6002 | 0.011149 | 2.6002 | 0.011149 | 2.6002 | 0.011149 | 2.6002
[79 empty] | WLDFR | HFTD - Distribution - Tier 3 - 2QU CoRE ¦ 4QU LoRE | Non-Red Flag Warning - Small Fires | 2026 | 0 | 0 | 0 | 0 | 0.080408 | 0.03759 | 0.0016314 | 0.041187 | 0.00041909 | 0.00041909 | 0.00041909 | 0.00041909 | 0.0036372 |  | 0 | 1.5243e-06 | 1.5243e-06 | 0 | 1.5243e-06 | 1.5243e-06 | 0 | 1.5243e-06 | 1.5243e-06 | 0 | 1.5243e-06 | Column30: 1.5243e-06 | [29 empty] | 7.3.2.1.3 Advanced weather monitoring and weather stations Weather StationsWLDFRElectric Reliability | WLDFR | HFTD - Distribution - Tier 3 - 3QU CoRE ¦ 2QU LoRE | Non-Red Flag Warning - Destructive Fires | 2024 | Electric Reliability | 233.2301 | 610.7187 | 2024 | Mitigation | 0.011149 | 10 | 0 | esc | 0.011149 | 2.6002 | 0.011149 | 2.6002 | 0.011149 | 2.6002 | 0.011149 | 2.6002
[79 empty] | WLDFR | HFTD - Distribution - Tier 3 - 2QU CoRE ¦ 4QU LoRE | Non-Red Flag Warning - Small Fires | 2027 | 0 | 0 | 0 | 0 | 0.080408 | 0.03759 | 0.0016314 | 0.041187 | 0.00041909 | 0.00041909 | 0.00041909 | 0.00041909 | 0.0036372 |  | 0 | 1.5243e-06 | 1.5243e-06 | 0 | 1.5243e-06 | 1.5243e-06 | 0 | 1.5243e-06 | 1.5243e-06 | 0 | 1.5243e-06 | Column30: 1.5243e-06 | [29 empty] | 7.3.2.1.3 Advanced weather monitoring and weather stations Weather StationsWLDFRElectric Reliability | WLDFR | HFTD - Distribution - Tier 3 - 3QU CoRE ¦ 2QU LoRE | Non-Red Flag Warning - Destructive Fires | 2025 | Electric Reliability | 233.2301 | 610.7187 | 2025 | Mitigation | 0.011149 | 10 | 0 | esc | 0.011149 | 2.6002 | 0.011149 | 2.6002 | 0.011149 | 2.6002 | 0.011149 | 2.6002
[79 empty] | WLDFR | HFTD - Distribution - Tier 3 - 2QU CoRE ¦ 4QU LoRE | Non-Red Flag Warning - Small Fires | 2028 | 0 | 0 | 0 | 0 | 0.083606 | 0.039055 | 0.001695 | 0.042856 | 0.00043542 | 0.00043542 | 0.00043542 | 0.00043542 | 0.0036372 |  | 0 | 1.5837e-06 | 1.5837e-06 | 0 | 1.5837e-06 | 1.5837e-06 | 0 | 1.5837e-06 | 1.5837e-06 | 0 | 1.5837e-06 | Column30: 1.5837e-06 | [29 empty] | 7.3.2.1.3 Advanced weather monitoring and weather stations Weather StationsWLDFRElectric Reliability | WLDFR | HFTD - Distribution - Tier 3 - 3QU CoRE ¦ 2QU LoRE | Non-Red Flag Warning - Destructive Fires | 2026 | Electric Reliability | 233.2301 | 610.7187 | 2026 | Mitigation | 0.011149 | 10 | 0 | esc | 0.011149 | 2.6002 | 0.011149 | 2.6002 | 0.011149 | 2.6002 | 0.011149 | 2.6002
[79 empty] | WLDFR | HFTD - Distribution - Tier 3 - 2QU CoRE ¦ 4QU LoRE | Non-Red Flag Warning - Small Fires | 2029 | 0 | 0 | 0 | 0 | 0.083606 | 0.039055 | 0.001695 | 0.042856 | 0.00043542 | 0.00043542 | 0.00043542 | 0.00043542 | 0.0036372 |  | 0 | 1.5837e-06 | 1.5837e-06 | 0 | 1.5837e-06 | 1.5837e-06 | 0 | 1.5837e-06 | 1.5837e-06 | 0 | 1.5837e-06 | Column30: 1.5837e-06 | [29 empty] | 7.3.2.1.3 Advanced weather monitoring and weather stations Weather StationsWLDFRElectric Reliability | WLDFR | HFTD - Distribution - Tier 3 - 3QU CoRE ¦ 2QU LoRE | Non-Red Flag Warning - Destructive Fires | 2027 | Electric Reliability | 233.2301 | 610.7187 | 2027 | Mitigation | 0.011149 | 10 | 0 | esc | 0.011149 | 2.6002 | 0.011149 | 2.6002 | 0.011149 | 2.6002 | 0.011149 | 2.6002
[79 empty] | WLDFR | HFTD - Distribution - Tier 3 - 2QU CoRE ¦ 4QU LoRE | Non-Red Flag Warning - Small Fires | 2030 | 0 | 0 | 0 | 0 | 0.083606 | 0.039055 | 0.001695 | 0.042856 | 0 | 0.00043542 | 0.00043542 | 0.00043542 | 0.0036372 |  | 0 | 0 | 0 | 0 | 1.5837e-06 | 1.5837e-06 | 0 | 1.5837e-06 | 1.5837e-06 | 0 | 1.5837e-06 | Column30: 1.5837e-06 | [29 empty] | 7.3.2.1.3 Advanced weather monitoring and weather stations Weather StationsWLDFRElectric Reliability | WLDFR | HFTD - Distribution - Tier 3 - 3QU CoRE ¦ 2QU LoRE | Non-Red Flag Warning - Destructive Fires | 2028 | Electric Reliability | 247.273 | 610.7187 | 2028 | Mitigation | 0.011149 | 10 | 0 | esc | 0.011149 | 2.7568 | 0.011149 | 2.7568 | 0.011149 | 2.7568 | 0.011149 | 2.7568
[79 empty] | WLDFR | HFTD - Distribution - Tier 3 - 2QU CoRE ¦ 4QU LoRE | Non-Red Flag Warning - Small Fires | 2031 | 0 | 0 | 0 | 0 | 0.083606 | 0.039055 | 0.001695 | 0.042856 | 0 | 0 | 0.00043542 | 0.00043542 | 0.0036372 |  | 0 | 0 | 0 | 0 | 0 | 0 | 0 | 1.5837e-06 | 1.5837e-06 | 0 | 1.5837e-06 | Column30: 1.5837e-06 | [29 empty] | 7.3.2.1.3 Advanced weather monitoring and weather stations Weather StationsWLDFRElectric Reliability | WLDFR | HFTD - Distribution - Tier 3 - 3QU CoRE ¦ 2QU LoRE | Non-Red Flag Warning - Destructive Fires | 2029 | Electric Reliability | 247.273 | 610.7187 | 2029 | Mitigation | 0.011149 | 10 | 0 | esc | 0.011149 | 2.7568 | 0.011149 | 2.7568 | 0.011149 | 2.7568 | 0.011149 | 2.7568
[79 empty] | WLDFR | HFTD - Distribution - Tier 3 - 2QU CoRE ¦ 4QU LoRE | Non-Red Flag Warning - Small Fires | 2032 | 0 | 0 | 0 | 0 | 0.083606 | 0.039055 | 0.001695 | 0.042856 | 0 | 0 | 0 | 0.00043542 | 0.0036372 |  | 0 | 0 | 0 | 0 | 0 | 0 | 0 | 0 | 0 | 0 | 1.5837e-06 | Column30: 1.5837e-06 | [29 empty] | 7.3.2.1.3 Advanced weather monitoring and weather stations Weather StationsWLDFRElectric Reliability | WLDFR | HFTD - Distribution - Tier 3 - 3QU CoRE ¦ 2QU LoRE | Non-Red Flag Warning - Destructive Fires | 2030 | Electric Reliability | 247.273 | 610.7187 | 2030 | Mitigation | 0.011149 | 10 | 0 | esc | 0 | 0 | 0.011149 | 2.7568 | 0.011149 | 2.7568 | 0.011149 | 2.7568
[79 empty] | WLDFR | HFTD - Distribution - Tier 3 - 2QU CoRE ¦ 4QU LoRE | Red Flag Warning - Catastrophic Fires | 2020 | 0 | 0 | 0 | 0 | 14146.1306 | 222.2294 | 8585.7228 | 5338.1784 | 2.4776 | 0 | 0 | 0 | 6.3011e-05 |  | 0 | 0.00015612 | 0.00015612 | 0 | 0 | 0 | 0 | 0 | 0 | 0 | 0 | Column30: 0 | [29 empty] | 7.3.2.1.3 Advanced weather monitoring and weather stations Weather StationsWLDFRElectric Reliability | WLDFR | HFTD - Distribution - Tier 3 - 3QU CoRE ¦ 2QU LoRE | Non-Red Flag Warning - Destructive Fires | 2031 | Electric Reliability | 247.273 | 610.7187 | 2031 | Mitigation | 0.011149 | 10 | 0 | esc | 0 | 0 | 0 | 0 | 0.011149 | 2.7568 | 0.011149 | 2.7568
[79 empty] | WLDFR | HFTD - Distribution - Tier 3 - 2QU CoRE ¦ 4QU LoRE | Red Flag Warning - Catastrophic Fires | 2021 | 0 | 0 | 0 | 0 | 14146.1306 | 222.2294 | 8585.7228 | 5338.1784 | 2.4776 | 2.4776 | 0 | 0 | 6.3011e-05 |  | 0 | 0.00015612 | 0.00015612 | 0 | 0.00015612 | 0.00015612 | 0 | 0 | 0 | 0 | 0 | Column30: 0 | [29 empty] | 7.3.2.1.3 Advanced weather monitoring and weather stations Weather StationsWLDFRElectric Reliability | WLDFR | HFTD - Distribution - Tier 3 - 3QU CoRE ¦ 2QU LoRE | Non-Red Flag Warning - Destructive Fires | 2032 | Electric Reliability | 247.273 | 610.7187 | 2032 | Mitigation | 0.011149 | 10 | 0 | esc | 0 | 0 | 0 | 0 | 0 | 0 | 0.011149 | 2.7568
[79 empty] | WLDFR | HFTD - Distribution - Tier 3 - 2QU CoRE ¦ 4QU LoRE | Red Flag Warning - Catastrophic Fires | 2022 | 0 | 0 | 0 | 0 | 14146.1306 | 222.2294 | 8585.7228 | 5338.1784 | 2.4776 | 2.4776 | 2.4776 | 0 | 6.3011e-05 |  | 0 | 0.00015612 | 0.00015612 | 0 | 0.00015612 | 0.00015612 | 0 | 0.00015612 | 0.00015612 | 0 | 0 | Column30: 0 | [29 empty] | 7.3.2.1.3 Advanced weather monitoring and weather stations Weather StationsWLDFRElectric Reliability | WLDFR | HFTD - Distribution - Tier 3 - 3QU CoRE ¦ 2QU LoRE | Non-Red Flag Warning - Large Fires | 2021 | Electric Reliability | 0.69642 | 610.7187 | 2021 | Mitigation | 0.011149 | 10 | 0 | esc | 0.011149 | 0.0077642 | 0.011149 | 0.0077642 | 0 | 0 | 0 | 0
[79 empty] | WLDFR | HFTD - Distribution - Tier 3 - 2QU CoRE ¦ 4QU LoRE | Red Flag Warning - Catastrophic Fires | 2023 | 0 | 0 | 0 | 0 | 14664.6376 | 233.2301 | 8896.516 | 5534.8915 | 2.6002 | 2.6002 | 2.6002 | 2.6002 | 6.3011e-05 |  | 0 | 0.00016384 | 0.00016384 | 0 | 0.00016384 | 0.00016384 | 0 | 0.00016384 | 0.00016384 | 0 | 0.00016384 | Column30: 0.00016384 | [29 empty] | 7.3.2.1.3 Advanced weather monitoring and weather stations Weather StationsWLDFRElectric Reliability | WLDFR | HFTD - Distribution - Tier 3 - 3QU CoRE ¦ 2QU LoRE | Non-Red Flag Warning - Large Fires | 2022 | Electric Reliability | 0.69642 | 610.7187 | 2022 | Mitigation | 0.011149 | 10 | 0 | esc | 0.011149 | 0.0077642 | 0.011149 | 0.0077642 | 0.011149 | 0.0077642 | 0 | 0
[79 empty] | WLDFR | HFTD - Distribution - Tier 3 - 2QU CoRE ¦ 4QU LoRE | Red Flag Warning - Catastrophic Fires | 2024 | 0 | 0 | 0 | 0 | 14664.6376 | 233.2301 | 8896.516 | 5534.8915 | 2.6002 | 2.6002 | 2.6002 | 2.6002 | 6.3011e-05 |  | 0 | 0.00016384 | 0.00016384 | 0 | 0.00016384 | 0.00016384 | 0 | 0.00016384 | 0.00016384 | 0 | 0.00016384 | Column30: 0.00016384 | [29 empty] | 7.3.2.1.3 Advanced weather monitoring and weather stations Weather StationsWLDFRElectric Reliability | WLDFR | HFTD - Distribution - Tier 3 - 3QU CoRE ¦ 2QU LoRE | Non-Red Flag Warning - Large Fires | 2023 | Electric Reliability | 0.71896 | 610.7187 | 2023 | Mitigation | 0.011149 | 10 | 0 | esc | 0.011149 | 0.0080156 | 0.011149 | 0.0080156 | 0.011149 | 0.0080156 | 0.011149 | 0.0080156
[79 empty] | WLDFR | HFTD - Distribution - Tier 3 - 2QU CoRE ¦ 4QU LoRE | Red Flag Warning - Catastrophic Fires | 2025 | 0 | 0 | 0 | 0 | 14664.6376 | 233.2301 | 8896.516 | 5534.8915 | 2.6002 | 2.6002 | 2.6002 | 2.6002 | 6.3011e-05 |  | 0 | 0.00016384 | 0.00016384 | 0 | 0.00016384 | 0.00016384 | 0 | 0.00016384 | 0.00016384 | 0 | 0.00016384 | Column30: 0.00016384 | [29 empty] | 7.3.2.1.3 Advanced weather monitoring and weather stations Weather StationsWLDFRElectric Reliability | WLDFR | HFTD - Distribution - Tier 3 - 3QU CoRE ¦ 2QU LoRE | Non-Red Flag Warning - Large Fires | 2024 | Electric Reliability | 0.71896 | 610.7187 | 2024 | Mitigation | 0.011149 | 10 | 0 | esc | 0.011149 | 0.0080156 | 0.011149 | 0.0080156 | 0.011149 | 0.0080156 | 0.011149 | 0.0080156
[79 empty] | WLDFR | HFTD - Distribution - Tier 3 - 2QU CoRE ¦ 4QU LoRE | Red Flag Warning - Catastrophic Fires | 2026 | 0 | 0 | 0 | 0 | 14664.6376 | 233.2301 | 8896.516 | 5534.8915 | 2.6002 | 2.6002 | 2.6002 | 2.6002 | 6.3011e-05 |  | 0 | 0.00016384 | 0.00016384 | 0 | 0.00016384 | 0.00016384 | 0 | 0.00016384 | 0.00016384 | 0 | 0.00016384 | Column30: 0.00016384 | [29 empty] | 7.3.2.1.3 Advanced weather monitoring and weather stations Weather StationsWLDFRElectric Reliability | WLDFR | HFTD - Distribution - Tier 3 - 3QU CoRE ¦ 2QU LoRE | Non-Red Flag Warning - Large Fires | 2025 | Electric Reliability | 0.71896 | 610.7187 | 2025 | Mitigation | 0.011149 | 10 | 0 | esc | 0.011149 | 0.0080156 | 0.011149 | 0.0080156 | 0.011149 | 0.0080156 | 0.011149 | 0.0080156
[79 empty] | WLDFR | HFTD - Distribution - Tier 3 - 2QU CoRE ¦ 4QU LoRE | Red Flag Warning - Catastrophic Fires | 2027 | 0 | 0 | 0 | 0 | 14664.6376 | 233.2301 | 8896.516 | 5534.8915 | 2.6002 | 2.6002 | 2.6002 | 2.6002 | 6.3011e-05 |  | 0 | 0.00016384 | 0.00016384 | 0 | 0.00016384 | 0.00016384 | 0 | 0.00016384 | 0.00016384 | 0 | 0.00016384 | Column30: 0.00016384 | [29 empty] | 7.3.2.1.3 Advanced weather monitoring and weather stations Weather StationsWLDFRElectric Reliability | WLDFR | HFTD - Distribution - Tier 3 - 3QU CoRE ¦ 2QU LoRE | Non-Red Flag Warning - Large Fires | 2026 | Electric Reliability | 0.71896 | 610.7187 | 2026 | Mitigation | 0.011149 | 10 | 0 | esc | 0.011149 | 0.0080156 | 0.011149 | 0.0080156 | 0.011149 | 0.0080156 | 0.011149 | 0.0080156
[79 empty] | WLDFR | HFTD - Distribution - Tier 3 - 2QU CoRE ¦ 4QU LoRE | Red Flag Warning - Catastrophic Fires | 2028 | 0 | 0 | 0 | 0 | 15317.9909 | 247.273 | 9287.6491 | 5783.0689 | 2.7568 | 2.7568 | 2.7568 | 2.7568 | 6.3011e-05 |  | 0 | 0.00017371 | 0.00017371 | 0 | 0.00017371 | 0.00017371 | 0 | 0.00017371 | 0.00017371 | 0 | 0.00017371 | Column30: 0.00017371 | [29 empty] | 7.3.2.1.3 Advanced weather monitoring and weather stations Weather StationsWLDFRElectric Reliability | WLDFR | HFTD - Distribution - Tier 3 - 3QU CoRE ¦ 2QU LoRE | Non-Red Flag Warning - Large Fires | 2027 | Electric Reliability | 0.71896 | 610.7187 | 2027 | Mitigation | 0.011149 | 10 | 0 | esc | 0.011149 | 0.0080156 | 0.011149 | 0.0080156 | 0.011149 | 0.0080156 | 0.011149 | 0.0080156
[79 empty] | WLDFR | HFTD - Distribution - Tier 3 - 2QU CoRE ¦ 4QU LoRE | Red Flag Warning - Catastrophic Fires | 2029 | 0 | 0 | 0 | 0 | 15317.9909 | 247.273 | 9287.6491 | 5783.0689 | 2.7568 | 2.7568 | 2.7568 | 2.7568 | 6.3011e-05 |  | 0 | 0.00017371 | 0.00017371 | 0 | 0.00017371 | 0.00017371 | 0 | 0.00017371 | 0.00017371 | 0 | 0.00017371 | Column30: 0.00017371 | [29 empty] | 7.3.2.1.3 Advanced weather monitoring and weather stations Weather StationsWLDFRElectric Reliability | WLDFR | HFTD - Distribution - Tier 3 - 3QU CoRE ¦ 2QU LoRE | Non-Red Flag Warning - Large Fires | 2028 | Electric Reliability | 0.74734 | 610.7187 | 2028 | Mitigation | 0.011149 | 10 | 0 | esc | 0.011149 | 0.0083319 | 0.011149 | 0.0083319 | 0.011149 | 0.0083319 | 0.011149 | 0.0083319
[79 empty] | WLDFR | HFTD - Distribution - Tier 3 - 2QU CoRE ¦ 4QU LoRE | Red Flag Warning - Catastrophic Fires | 2030 | 0 | 0 | 0 | 0 | 15317.9909 | 247.273 | 9287.6491 | 5783.0689 | 0 | 2.7568 | 2.7568 | 2.7568 | 6.3011e-05 |  | 0 | 0 | 0 | 0 | 0.00017371 | 0.00017371 | 0 | 0.00017371 | 0.00017371 | 0 | 0.00017371 | Column30: 0.00017371 | [29 empty] | 7.3.2.1.3 Advanced weather monitoring and weather stations Weather StationsWLDFRElectric Reliability | WLDFR | HFTD - Distribution - Tier 3 - 3QU CoRE ¦ 2QU LoRE | Non-Red Flag Warning - Large Fires | 2029 | Electric Reliability | 0.74734 | 610.7187 | 2029 | Mitigation | 0.011149 | 10 | 0 | esc | 0.011149 | 0.0083319 | 0.011149 | 0.0083319 | 0.011149 | 0.0083319 | 0.011149 | 0.0083319
[79 empty] | WLDFR | HFTD - Distribution - Tier 3 - 2QU CoRE ¦ 4QU LoRE | Red Flag Warning - Catastrophic Fires | 2031 | 0 | 0 | 0 | 0 | 15317.9909 | 247.273 | 9287.6491 | 5783.0689 | 0 | 0 | 2.7568 | 2.7568 | 6.3011e-05 |  | 0 | 0 | 0 | 0 | 0 | 0 | 0 | 0.00017371 | 0.00017371 | 0 | 0.00017371 | Column30: 0.00017371 | [29 empty] | 7.3.2.1.3 Advanced weather monitoring and weather stations Weather StationsWLDFRElectric Reliability | WLDFR | HFTD - Distribution - Tier 3 - 3QU CoRE ¦ 2QU LoRE | Non-Red Flag Warning - Large Fires | 2030 | Electric Reliability | 0.74734 | 610.7187 | 2030 | Mitigation | 0.011149 | 10 | 0 | esc | 0 | 0 | 0.011149 | 0.0083319 | 0.011149 | 0.0083319 | 0.011149 | 0.0083319
[79 empty] | WLDFR | HFTD - Distribution - Tier 3 - 2QU CoRE ¦ 4QU LoRE | Red Flag Warning - Catastrophic Fires | 2032 | 0 | 0 | 0 | 0 | 15317.9909 | 247.273 | 9287.6491 | 5783.0689 | 0 | 0 | 0 | 2.7568 | 6.3011e-05 |  | 0 | 0 | 0 | 0 | 0 | 0 | 0 | 0 | 0 | 0 | 0.00017371 | Column30: 0.00017371 | [29 empty] | 7.3.2.1.3 Advanced weather monitoring and weather stations Weather StationsWLDFRElectric Reliability | WLDFR | HFTD - Distribution - Tier 3 - 3QU CoRE ¦ 2QU LoRE | Non-Red Flag Warning - Large Fires | 2031 | Electric Reliability | 0.74734 | 610.7187 | 2031 | Mitigation | 0.011149 | 10 | 0 | esc | 0 | 0 | 0 | 0 | 0.011149 | 0.0083319 | 0.011149 | 0.0083319
[79 empty] | WLDFR | HFTD - Distribution - Tier 3 - 2QU CoRE ¦ 4QU LoRE | Red Flag Warning - Destructive Fires | 2020 | 0 | 0 | 0 | 0 | 8807.9522 | 222.2294 | 8585.7228 | 0 | 2.4776 | 0 | 0 | 0 | 8.5762e-06 |  | 0 | 2.1248e-05 | 2.1248e-05 | 0 | 0 | 0 | 0 | 0 | 0 | 0 | 0 | Column30: 0 | [29 empty] | 7.3.2.1.3 Advanced weather monitoring and weather stations Weather StationsWLDFRElectric Reliability | WLDFR | HFTD - Distribution - Tier 3 - 3QU CoRE ¦ 2QU LoRE | Non-Red Flag Warning - Large Fires | 2032 | Electric Reliability | 0.74734 | 610.7187 | 2032 | Mitigation | 0.011149 | 10 | 0 | esc | 0 | 0 | 0 | 0 | 0 | 0 | 0.011149 | 0.0083319
[79 empty] | WLDFR | HFTD - Distribution - Tier 3 - 2QU CoRE ¦ 4QU LoRE | Red Flag Warning - Destructive Fires | 2021 | 0 | 0 | 0 | 0 | 8807.9522 | 222.2294 | 8585.7228 | 0 | 2.4776 | 2.4776 | 0 | 0 | 8.5762e-06 |  | 0 | 2.1248e-05 | 2.1248e-05 | 0 | 2.1248e-05 | 2.1248e-05 | 0 | 0 | 0 | 0 | 0 | Column30: 0 | [29 empty] | 7.3.2.1.3 Advanced weather monitoring and weather stations Weather StationsWLDFRElectric Reliability | WLDFR | HFTD - Distribution - Tier 3 - 3QU CoRE ¦ 2QU LoRE | Non-Red Flag Warning - Small Fires | 2021 | Electric Reliability | 0.036425 | 610.7187 | 2021 | Mitigation | 0.011149 | 10 | 0 | esc | 0.011149 | 0.0004061 | 0.011149 | 0.0004061 | 0 | 0 | 0 | 0
[79 empty] | WLDFR | HFTD - Distribution - Tier 3 - 2QU CoRE ¦ 4QU LoRE | Red Flag Warning - Destructive Fires | 2022 | 0 | 0 | 0 | 0 | 8807.9522 | 222.2294 | 8585.7228 | 0 | 2.4776 | 2.4776 | 2.4776 | 0 | 8.5762e-06 |  | 0 | 2.1248e-05 | 2.1248e-05 | 0 | 2.1248e-05 | 2.1248e-05 | 0 | 2.1248e-05 | 2.1248e-05 | 0 | 0 | Column30: 0 | [29 empty] | 7.3.2.1.3 Advanced weather monitoring and weather stations Weather StationsWLDFRElectric Reliability | WLDFR | HFTD - Distribution - Tier 3 - 3QU CoRE ¦ 2QU LoRE | Non-Red Flag Warning - Small Fires | 2022 | Electric Reliability | 0.036425 | 610.7187 | 2022 | Mitigation | 0.011149 | 10 | 0 | esc | 0.011149 | 0.0004061 | 0.011149 | 0.0004061 | 0.011149 | 0.0004061 | 0 | 0
[79 empty] | WLDFR | HFTD - Distribution - Tier 3 - 2QU CoRE ¦ 4QU LoRE | Red Flag Warning - Destructive Fires | 2023 | 0 | 0 | 0 | 0 | 9129.7461 | 233.2301 | 8896.516 | 0 | 2.6002 | 2.6002 | 2.6002 | 2.6002 | 8.5762e-06 |  | 0 | 2.23e-05 | 2.23e-05 | 0 | 2.23e-05 | 2.23e-05 | 0 | 2.23e-05 | 2.23e-05 | 0 | 2.23e-05 | Column30: 2.23e-05 | [29 empty] | 7.3.2.1.3 Advanced weather monitoring and weather stations Weather StationsWLDFRElectric Reliability | WLDFR | HFTD - Distribution - Tier 3 - 3QU CoRE ¦ 2QU LoRE | Non-Red Flag Warning - Small Fires | 2023 | Electric Reliability | 0.03759 | 610.7187 | 2023 | Mitigation | 0.011149 | 10 | 0 | esc | 0.011149 | 0.00041909 | 0.011149 | 0.00041909 | 0.011149 | 0.00041909 | 0.011149 | 0.00041909
[79 empty] | WLDFR | HFTD - Distribution - Tier 3 - 2QU CoRE ¦ 4QU LoRE | Red Flag Warning - Destructive Fires | 2024 | 0 | 0 | 0 | 0 | 9129.7461 | 233.2301 | 8896.516 | 0 | 2.6002 | 2.6002 | 2.6002 | 2.6002 | 8.5762e-06 |  | 0 | 2.23e-05 | 2.23e-05 | 0 | 2.23e-05 | 2.23e-05 | 0 | 2.23e-05 | 2.23e-05 | 0 | 2.23e-05 | Column30: 2.23e-05 | [29 empty] | 7.3.2.1.3 Advanced weather monitoring and weather stations Weather StationsWLDFRElectric Reliability | WLDFR | HFTD - Distribution - Tier 3 - 3QU CoRE ¦ 2QU LoRE | Non-Red Flag Warning - Small Fires | 2024 | Electric Reliability | 0.03759 | 610.7187 | 2024 | Mitigation | 0.011149 | 10 | 0 | esc | 0.011149 | 0.00041909 | 0.011149 | 0.00041909 | 0.011149 | 0.00041909 | 0.011149 | 0.00041909
[79 empty] | WLDFR | HFTD - Distribution - Tier 3 - 2QU CoRE ¦ 4QU LoRE | Red Flag Warning - Destructive Fires | 2025 | 0 | 0 | 0 | 0 | 9129.7461 | 233.2301 | 8896.516 | 0 | 2.6002 | 2.6002 | 2.6002 | 2.6002 | 8.5762e-06 |  | 0 | 2.23e-05 | 2.23e-05 | 0 | 2.23e-05 | 2.23e-05 | 0 | 2.23e-05 | 2.23e-05 | 0 | 2.23e-05 | Column30: 2.23e-05 | [29 empty] | 7.3.2.1.3 Advanced weather monitoring and weather stations Weather StationsWLDFRElectric Reliability | WLDFR | HFTD - Distribution - Tier 3 - 3QU CoRE ¦ 2QU LoRE | Non-Red Flag Warning - Small Fires | 2025 | Electric Reliability | 0.03759 | 610.7187 | 2025 | Mitigation | 0.011149 | 10 | 0 | esc | 0.011149 | 0.00041909 | 0.011149 | 0.00041909 | 0.011149 | 0.00041909 | 0.011149 | 0.00041909
[79 empty] | WLDFR | HFTD - Distribution - Tier 3 - 2QU CoRE ¦ 4QU LoRE | Red Flag Warning - Destructive Fires | 2026 | 0 | 0 | 0 | 0 | 9129.7461 | 233.2301 | 8896.516 | 0 | 2.6002 | 2.6002 | 2.6002 | 2.6002 | 8.5762e-06 |  | 0 | 2.23e-05 | 2.23e-05 | 0 | 2.23e-05 | 2.23e-05 | 0 | 2.23e-05 | 2.23e-05 | 0 | 2.23e-05 | Column30: 2.23e-05 | [29 empty] | 7.3.2.1.3 Advanced weather monitoring and weather stations Weather StationsWLDFRElectric Reliability | WLDFR | HFTD - Distribution - Tier 3 - 3QU CoRE ¦ 2QU LoRE | Non-Red Flag Warning - Small Fires | 2026 | Electric Reliability | 0.03759 | 610.7187 | 2026 | Mitigation | 0.011149 | 10 | 0 | esc | 0.011149 | 0.00041909 | 0.011149 | 0.00041909 | 0.011149 | 0.00041909 | 0.011149 | 0.00041909
[79 empty] | WLDFR | HFTD - Distribution - Tier 3 - 2QU CoRE ¦ 4QU LoRE | Red Flag Warning - Destructive Fires | 2027 | 0 | 0 | 0 | 0 | 9129.7461 | 233.2301 | 8896.516 | 0 | 2.6002 | 2.6002 | 2.6002 | 2.6002 | 8.5762e-06 |  | 0 | 2.23e-05 | 2.23e-05 | 0 | 2.23e-05 | 2.23e-05 | 0 | 2.23e-05 | 2.23e-05 | 0 | 2.23e-05 | Column30: 2.23e-05 | [29 empty] | 7.3.2.1.3 Advanced weather monitoring and weather stations Weather StationsWLDFRElectric Reliability | WLDFR | HFTD - Distribution - Tier 3 - 3QU CoRE ¦ 2QU LoRE | Non-Red Flag Warning - Small Fires | 2027 | Electric Reliability | 0.03759 | 610.7187 | 2027 | Mitigation | 0.011149 | 10 | 0 | esc | 0.011149 | 0.00041909 | 0.011149 | 0.00041909 | 0.011149 | 0.00041909 | 0.011149 | 0.00041909
[79 empty] | WLDFR | HFTD - Distribution - Tier 3 - 2QU CoRE ¦ 4QU LoRE | Red Flag Warning - Destructive Fires | 2028 | 0 | 0 | 0 | 0 | 9534.9221 | 247.273 | 9287.6491 | 0 | 2.7568 | 2.7568 | 2.7568 | 2.7568 | 8.5762e-06 |  | 0 | 2.3643e-05 | 2.3643e-05 | 0 | 2.3643e-05 | 2.3643e-05 | 0 | 2.3643e-05 | 2.3643e-05 | 0 | 2.3643e-05 | Column30: 2.3643e-05 | [29 empty] | 7.3.2.1.3 Advanced weather monitoring and weather stations Weather StationsWLDFRElectric Reliability | WLDFR | HFTD - Distribution - Tier 3 - 3QU CoRE ¦ 2QU LoRE | Non-Red Flag Warning - Small Fires | 2028 | Electric Reliability | 0.039055 | 610.7187 | 2028 | Mitigation | 0.011149 | 10 | 0 | esc | 0.011149 | 0.00043542 | 0.011149 | 0.00043542 | 0.011149 | 0.00043542 | 0.011149 | 0.00043542
[79 empty] | WLDFR | HFTD - Distribution - Tier 3 - 2QU CoRE ¦ 4QU LoRE | Red Flag Warning - Destructive Fires | 2029 | 0 | 0 | 0 | 0 | 9534.9221 | 247.273 | 9287.6491 | 0 | 2.7568 | 2.7568 | 2.7568 | 2.7568 | 8.5762e-06 |  | 0 | 2.3643e-05 | 2.3643e-05 | 0 | 2.3643e-05 | 2.3643e-05 | 0 | 2.3643e-05 | 2.3643e-05 | 0 | 2.3643e-05 | Column30: 2.3643e-05 | [29 empty] | 7.3.2.1.3 Advanced weather monitoring and weather stations Weather StationsWLDFRElectric Reliability | WLDFR | HFTD - Distribution - Tier 3 - 3QU CoRE ¦ 2QU LoRE | Non-Red Flag Warning - Small Fires | 2029 | Electric Reliability | 0.039055 | 610.7187 | 2029 | Mitigation | 0.011149 | 10 | 0 | esc | 0.011149 | 0.00043542 | 0.011149 | 0.00043542 | 0.011149 | 0.00043542 | 0.011149 | 0.00043542
[79 empty] | WLDFR | HFTD - Distribution - Tier 3 - 2QU CoRE ¦ 4QU LoRE | Red Flag Warning - Destructive Fires | 2030 | 0 | 0 | 0 | 0 | 9534.9221 | 247.273 | 9287.6491 | 0 | 0 | 2.7568 | 2.7568 | 2.7568 | 8.5762e-06 |  | 0 | 0 | 0 | 0 | 2.3643e-05 | 2.3643e-05 | 0 | 2.3643e-05 | 2.3643e-05 | 0 | 2.3643e-05 | Column30: 2.3643e-05 | [29 empty] | 7.3.2.1.3 Advanced weather monitoring and weather stations Weather StationsWLDFRElectric Reliability | WLDFR | HFTD - Distribution - Tier 3 - 3QU CoRE ¦ 2QU LoRE | Non-Red Flag Warning - Small Fires | 2030 | Electric Reliability | 0.039055 | 610.7187 | 2030 | Mitigation | 0.011149 | 10 | 0 | esc | 0 | 0 | 0.011149 | 0.00043542 | 0.011149 | 0.00043542 | 0.011149 | 0.00043542
[79 empty] | WLDFR | HFTD - Distribution - Tier 3 - 2QU CoRE ¦ 4QU LoRE | Red Flag Warning - Destructive Fires | 2031 | 0 | 0 | 0 | 0 | 9534.9221 | 247.273 | 9287.6491 | 0 | 0 | 0 | 2.7568 | 2.7568 | 8.5762e-06 |  | 0 | 0 | 0 | 0 | 0 | 0 | 0 | 2.3643e-05 | 2.3643e-05 | 0 | 2.3643e-05 | Column30: 2.3643e-05 | [29 empty] | 7.3.2.1.3 Advanced weather monitoring and weather stations Weather StationsWLDFRElectric Reliability | WLDFR | HFTD - Distribution - Tier 3 - 3QU CoRE ¦ 2QU LoRE | Non-Red Flag Warning - Small Fires | 2031 | Electric Reliability | 0.039055 | 610.7187 | 2031 | Mitigation | 0.011149 | 10 | 0 | esc | 0 | 0 | 0 | 0 | 0.011149 | 0.00043542 | 0.011149 | 0.00043542
[79 empty] | WLDFR | HFTD - Distribution - Tier 3 - 2QU CoRE ¦ 4QU LoRE | Red Flag Warning - Destructive Fires | 2032 | 0 | 0 | 0 | 0 | 9534.9221 | 247.273 | 9287.6491 | 0 | 0 | 0 | 0 | 2.7568 | 8.5762e-06 |  | 0 | 0 | 0 | 0 | 0 | 0 | 0 | 0 | 0 | 0 | 2.3643e-05 | Column30: 2.3643e-05 | [29 empty] | 7.3.2.1.3 Advanced weather monitoring and weather stations Weather StationsWLDFRElectric Reliability | WLDFR | HFTD - Distribution - Tier 3 - 3QU CoRE ¦ 2QU LoRE | Non-Red Flag Warning - Small Fires | 2032 | Electric Reliability | 0.039055 | 610.7187 | 2032 | Mitigation | 0.011149 | 10 | 0 | esc | 0 | 0 | 0 | 0 | 0 | 0 | 0.011149 | 0.00043542
[79 empty] | WLDFR | HFTD - Distribution - Tier 3 - 2QU CoRE ¦ 4QU LoRE | Red Flag Warning - Large Fires | 2020 | 0 | 0 | 0 | 0 | 5.2406 | 0.69642 | 2.942 | 1.6022 | 0.0077642 | 0 | 0 | 0 | 5.3984e-05 |  | 0 | 4.1914e-07 | 4.1914e-07 | 0 | 0 | 0 | 0 | 0 | 0 | 0 | 0 | Column30: 0 | [29 empty] | 7.3.2.1.3 Advanced weather monitoring and weather stations Weather StationsWLDFRElectric Reliability | WLDFR | HFTD - Distribution - Tier 3 - 3QU CoRE ¦ 2QU LoRE | Red Flag Warning - Catastrophic Fires | 2021 | Electric Reliability | 222.2294 | 610.7187 | 2021 | Mitigation | 0.011149 | 10 | 0 | esc | 0.011149 | 2.4776 | 0.011149 | 2.4776 | 0 | 0 | 0 | 0
[79 empty] | WLDFR | HFTD - Distribution - Tier 3 - 2QU CoRE ¦ 4QU LoRE | Red Flag Warning - Large Fires | 2021 | 0 | 0 | 0 | 0 | 5.2406 | 0.69642 | 2.942 | 1.6022 | 0.0077642 | 0.0077642 | 0 | 0 | 5.3984e-05 |  | 0 | 4.1914e-07 | 4.1914e-07 | 0 | 4.1914e-07 | 4.1914e-07 | 0 | 0 | 0 | 0 | 0 | Column30: 0 | [29 empty] | 7.3.2.1.3 Advanced weather monitoring and weather stations Weather StationsWLDFRElectric Reliability | WLDFR | HFTD - Distribution - Tier 3 - 3QU CoRE ¦ 2QU LoRE | Red Flag Warning - Catastrophic Fires | 2022 | Electric Reliability | 222.2294 | 610.7187 | 2022 | Mitigation | 0.011149 | 10 | 0 | esc | 0.011149 | 2.4776 | 0.011149 | 2.4776 | 0.011149 | 2.4776 | 0 | 0
[79 empty] | WLDFR | HFTD - Distribution - Tier 3 - 2QU CoRE ¦ 4QU LoRE | Red Flag Warning - Large Fires | 2022 | 0 | 0 | 0 | 0 | 5.2406 | 0.69642 | 2.942 | 1.6022 | 0.0077642 | 0.0077642 | 0.0077642 | 0 | 5.3984e-05 |  | 0 | 4.1914e-07 | 4.1914e-07 | 0 | 4.1914e-07 | 4.1914e-07 | 0 | 4.1914e-07 | 4.1914e-07 | 0 | 0 | Column30: 0 | [29 empty] | 7.3.2.1.3 Advanced weather monitoring and weather stations Weather StationsWLDFRElectric Reliability | WLDFR | HFTD - Distribution - Tier 3 - 3QU CoRE ¦ 2QU LoRE | Red Flag Warning - Catastrophic Fires | 2023 | Electric Reliability | 233.2301 | 610.7187 | 2023 | Mitigation | 0.011149 | 10 | 0 | esc | 0.011149 | 2.6002 | 0.011149 | 2.6002 | 0.011149 | 2.6002 | 0.011149 | 2.6002
[79 empty] | WLDFR | HFTD - Distribution - Tier 3 - 2QU CoRE ¦ 4QU LoRE | Red Flag Warning - Large Fires | 2023 | 0 | 0 | 0 | 0 | 5.475 | 0.71896 | 3.0715 | 1.6846 | 0.0080156 | 0.0080156 | 0.0080156 | 0.0080156 | 5.3984e-05 |  | 0 | 4.3271e-07 | 4.3271e-07 | 0 | 4.3271e-07 | 4.3271e-07 | 0 | 4.3271e-07 | 4.3271e-07 | 0 | 4.3271e-07 | Column30: 4.3271e-07 | [29 empty] | 7.3.2.1.3 Advanced weather monitoring and weather stations Weather StationsWLDFRElectric Reliability | WLDFR | HFTD - Distribution - Tier 3 - 3QU CoRE ¦ 2QU LoRE | Red Flag Warning - Catastrophic Fires | 2024 | Electric Reliability | 233.2301 | 610.7187 | 2024 | Mitigation | 0.011149 | 10 | 0 | esc | 0.011149 | 2.6002 | 0.011149 | 2.6002 | 0.011149 | 2.6002 | 0.011149 | 2.6002
[79 empty] | WLDFR | HFTD - Distribution - Tier 3 - 2QU CoRE ¦ 4QU LoRE | Red Flag Warning - Large Fires | 2024 | 0 | 0 | 0 | 0 | 5.475 | 0.71896 | 3.0715 | 1.6846 | 0.0080156 | 0.0080156 | 0.0080156 | 0.0080156 | 5.3984e-05 |  | 0 | 4.3271e-07 | 4.3271e-07 | 0 | 4.3271e-07 | 4.3271e-07 | 0 | 4.3271e-07 | 4.3271e-07 | 0 | 4.3271e-07 | Column30: 4.3271e-07 | [29 empty] | 7.3.2.1.3 Advanced weather monitoring and weather stations Weather StationsWLDFRElectric Reliability | WLDFR | HFTD - Distribution - Tier 3 - 3QU CoRE ¦ 2QU LoRE | Red Flag Warning - Catastrophic Fires | 2025 | Electric Reliability | 233.2301 | 610.7187 | 2025 | Mitigation | 0.011149 | 10 | 0 | esc | 0.011149 | 2.6002 | 0.011149 | 2.6002 | 0.011149 | 2.6002 | 0.011149 | 2.6002
[79 empty] | WLDFR | HFTD - Distribution - Tier 3 - 2QU CoRE ¦ 4QU LoRE | Red Flag Warning - Large Fires | 2025 | 0 | 0 | 0 | 0 | 5.475 | 0.71896 | 3.0715 | 1.6846 | 0.0080156 | 0.0080156 | 0.0080156 | 0.0080156 | 5.3984e-05 |  | 0 | 4.3271e-07 | 4.3271e-07 | 0 | 4.3271e-07 | 4.3271e-07 | 0 | 4.3271e-07 | 4.3271e-07 | 0 | 4.3271e-07 | Column30: 4.3271e-07 | [29 empty] | 7.3.2.1.3 Advanced weather monitoring and weather stations Weather StationsWLDFRElectric Reliability | WLDFR | HFTD - Distribution - Tier 3 - 3QU CoRE ¦ 2QU LoRE | Red Flag Warning - Catastrophic Fires | 2026 | Electric Reliability | 233.2301 | 610.7187 | 2026 | Mitigation | 0.011149 | 10 | 0 | esc | 0.011149 | 2.6002 | 0.011149 | 2.6002 | 0.011149 | 2.6002 | 0.011149 | 2.6002
[79 empty] | WLDFR | HFTD - Distribution - Tier 3 - 2QU CoRE ¦ 4QU LoRE | Red Flag Warning - Large Fires | 2026 | 0 | 0 | 0 | 0 | 5.475 | 0.71896 | 3.0715 | 1.6846 | 0.0080156 | 0.0080156 | 0.0080156 | 0.0080156 | 5.3984e-05 |  | 0 | 4.3271e-07 | 4.3271e-07 | 0 | 4.3271e-07 | 4.3271e-07 | 0 | 4.3271e-07 | 4.3271e-07 | 0 | 4.3271e-07 | Column30: 4.3271e-07 | [29 empty] | 7.3.2.1.3 Advanced weather monitoring and weather stations Weather StationsWLDFRElectric Reliability | WLDFR | HFTD - Distribution - Tier 3 - 3QU CoRE ¦ 2QU LoRE | Red Flag Warning - Catastrophic Fires | 2027 | Electric Reliability | 233.2301 | 610.7187 | 2027 | Mitigation | 0.011149 | 10 | 0 | esc | 0.011149 | 2.6002 | 0.011149 | 2.6002 | 0.011149 | 2.6002 | 0.011149 | 2.6002
[79 empty] | WLDFR | HFTD - Distribution - Tier 3 - 2QU CoRE ¦ 4QU LoRE | Red Flag Warning - Large Fires | 2027 | 0 | 0 | 0 | 0 | 5.475 | 0.71896 | 3.0715 | 1.6846 | 0.0080156 | 0.0080156 | 0.0080156 | 0.0080156 | 5.3984e-05 |  | 0 | 4.3271e-07 | 4.3271e-07 | 0 | 4.3271e-07 | 4.3271e-07 | 0 | 4.3271e-07 | 4.3271e-07 | 0 | 4.3271e-07 | Column30: 4.3271e-07 | [29 empty] | 7.3.2.1.3 Advanced weather monitoring and weather stations Weather StationsWLDFRElectric Reliability | WLDFR | HFTD - Distribution - Tier 3 - 3QU CoRE ¦ 2QU LoRE | Red Flag Warning - Catastrophic Fires | 2028 | Electric Reliability | 247.273 | 610.7187 | 2028 | Mitigation | 0.011149 | 10 | 0 | esc | 0.011149 | 2.7568 | 0.011149 | 2.7568 | 0.011149 | 2.7568 | 0.011149 | 2.7568
[79 empty] | WLDFR | HFTD - Distribution - Tier 3 - 2QU CoRE ¦ 4QU LoRE | Red Flag Warning - Large Fires | 2028 | 0 | 0 | 0 | 0 | 5.777 | 0.74734 | 3.238 | 1.7917 | 0.0083319 | 0.0083319 | 0.0083319 | 0.0083319 | 5.3984e-05 |  | 0 | 4.4979e-07 | 4.4979e-07 | 0 | 4.4979e-07 | 4.4979e-07 | 0 | 4.4979e-07 | 4.4979e-07 | 0 | 4.4979e-07 | Column30: 4.4979e-07 | [29 empty] | 7.3.2.1.3 Advanced weather monitoring and weather stations Weather StationsWLDFRElectric Reliability | WLDFR | HFTD - Distribution - Tier 3 - 3QU CoRE ¦ 2QU LoRE | Red Flag Warning - Catastrophic Fires | 2029 | Electric Reliability | 247.273 | 610.7187 | 2029 | Mitigation | 0.011149 | 10 | 0 | esc | 0.011149 | 2.7568 | 0.011149 | 2.7568 | 0.011149 | 2.7568 | 0.011149 | 2.7568
[79 empty] | WLDFR | HFTD - Distribution - Tier 3 - 2QU CoRE ¦ 4QU LoRE | Red Flag Warning - Large Fires | 2029 | 0 | 0 | 0 | 0 | 5.777 | 0.74734 | 3.238 | 1.7917 | 0.0083319 | 0.0083319 | 0.0083319 | 0.0083319 | 5.3984e-05 |  | 0 | 4.4979e-07 | 4.4979e-07 | 0 | 4.4979e-07 | 4.4979e-07 | 0 | 4.4979e-07 | 4.4979e-07 | 0 | 4.4979e-07 | Column30: 4.4979e-07 | [29 empty] | 7.3.2.1.3 Advanced weather monitoring and weather stations Weather StationsWLDFRElectric Reliability | WLDFR | HFTD - Distribution - Tier 3 - 3QU CoRE ¦ 2QU LoRE | Red Flag Warning - Catastrophic Fires | 2030 | Electric Reliability | 247.273 | 610.7187 | 2030 | Mitigation | 0.011149 | 10 | 0 | esc | 0 | 0 | 0.011149 | 2.7568 | 0.011149 | 2.7568 | 0.011149 | 2.7568
[79 empty] | WLDFR | HFTD - Distribution - Tier 3 - 2QU CoRE ¦ 4QU LoRE | Red Flag Warning - Large Fires | 2030 | 0 | 0 | 0 | 0 | 5.777 | 0.74734 | 3.238 | 1.7917 | 0 | 0.0083319 | 0.0083319 | 0.0083319 | 5.3984e-05 |  | 0 | 0 | 0 | 0 | 4.4979e-07 | 4.4979e-07 | 0 | 4.4979e-07 | 4.4979e-07 | 0 | 4.4979e-07 | Column30: 4.4979e-07 | [29 empty] | 7.3.2.1.3 Advanced weather monitoring and weather stations Weather StationsWLDFRElectric Reliability | WLDFR | HFTD - Distribution - Tier 3 - 3QU CoRE ¦ 2QU LoRE | Red Flag Warning - Catastrophic Fires | 2031 | Electric Reliability | 247.273 | 610.7187 | 2031 | Mitigation | 0.011149 | 10 | 0 | esc | 0 | 0 | 0 | 0 | 0.011149 | 2.7568 | 0.011149 | 2.7568
[79 empty] | WLDFR | HFTD - Distribution - Tier 3 - 2QU CoRE ¦ 4QU LoRE | Red Flag Warning - Large Fires | 2031 | 0 | 0 | 0 | 0 | 5.777 | 0.74734 | 3.238 | 1.7917 | 0 | 0 | 0.0083319 | 0.0083319 | 5.3984e-05 |  | 0 | 0 | 0 | 0 | 0 | 0 | 0 | 4.4979e-07 | 4.4979e-07 | 0 | 4.4979e-07 | Column30: 4.4979e-07 | [29 empty] | 7.3.2.1.3 Advanced weather monitoring and weather stations Weather StationsWLDFRElectric Reliability | WLDFR | HFTD - Distribution - Tier 3 - 3QU CoRE ¦ 2QU LoRE | Red Flag Warning - Catastrophic Fires | 2032 | Electric Reliability | 247.273 | 610.7187 | 2032 | Mitigation | 0.011149 | 10 | 0 | esc | 0 | 0 | 0 | 0 | 0 | 0 | 0.011149 | 2.7568
[79 empty] | WLDFR | HFTD - Distribution - Tier 3 - 2QU CoRE ¦ 4QU LoRE | Red Flag Warning - Large Fires | 2032 | 0 | 0 | 0 | 0 | 5.777 | 0.74734 | 3.238 | 1.7917 | 0 | 0 | 0 | 0.0083319 | 5.3984e-05 |  | 0 | 0 | 0 | 0 | 0 | 0 | 0 | 0 | 0 | 0 | 4.4979e-07 | Column30: 4.4979e-07 | [29 empty] | 7.3.2.1.3 Advanced weather monitoring and weather stations Weather StationsWLDFRElectric Reliability | WLDFR | HFTD - Distribution - Tier 3 - 3QU CoRE ¦ 2QU LoRE | Red Flag Warning - Destructive Fires | 2021 | Electric Reliability | 222.2294 | 610.7187 | 2021 | Mitigation | 0.011149 | 10 | 0 | esc | 0.011149 | 2.4776 | 0.011149 | 2.4776 | 0 | 0 | 0 | 0
[79 empty] | WLDFR | HFTD - Distribution - Tier 3 - 2QU CoRE ¦ 4QU LoRE | Red Flag Warning - Small Fires | 2020 | 0 | 0 | 0 | 0 | 0.077901 | 0.036425 | 0.0015809 | 0.039895 | 0.0004061 | 0 | 0 | 0 | 0.00052911 |  | 0 | 2.1487e-07 | 2.1487e-07 | 0 | 0 | 0 | 0 | 0 | 0 | 0 | 0 | Column30: 0 | [29 empty] | 7.3.2.1.3 Advanced weather monitoring and weather stations Weather StationsWLDFRElectric Reliability | WLDFR | HFTD - Distribution - Tier 3 - 3QU CoRE ¦ 2QU LoRE | Red Flag Warning - Destructive Fires | 2022 | Electric Reliability | 222.2294 | 610.7187 | 2022 | Mitigation | 0.011149 | 10 | 0 | esc | 0.011149 | 2.4776 | 0.011149 | 2.4776 | 0.011149 | 2.4776 | 0 | 0
[79 empty] | WLDFR | HFTD - Distribution - Tier 3 - 2QU CoRE ¦ 4QU LoRE | Red Flag Warning - Small Fires | 2021 | 0 | 0 | 0 | 0 | 0.077901 | 0.036425 | 0.0015809 | 0.039895 | 0.0004061 | 0.0004061 | 0 | 0 | 0.00052911 |  | 0 | 2.1487e-07 | 2.1487e-07 | 0 | 2.1487e-07 | 2.1487e-07 | 0 | 0 | 0 | 0 | 0 | Column30: 0 | [29 empty] | 7.3.2.1.3 Advanced weather monitoring and weather stations Weather StationsWLDFRElectric Reliability | WLDFR | HFTD - Distribution - Tier 3 - 3QU CoRE ¦ 2QU LoRE | Red Flag Warning - Destructive Fires | 2023 | Electric Reliability | 233.2301 | 610.7187 | 2023 | Mitigation | 0.011149 | 10 | 0 | esc | 0.011149 | 2.6002 | 0.011149 | 2.6002 | 0.011149 | 2.6002 | 0.011149 | 2.6002
[79 empty] | WLDFR | HFTD - Distribution - Tier 3 - 2QU CoRE ¦ 4QU LoRE | Red Flag Warning - Small Fires | 2022 | 0 | 0 | 0 | 0 | 0.077901 | 0.036425 | 0.0015809 | 0.039895 | 0.0004061 | 0.0004061 | 0.0004061 | 0 | 0.00052911 |  | 0 | 2.1487e-07 | 2.1487e-07 | 0 | 2.1487e-07 | 2.1487e-07 | 0 | 2.1487e-07 | 2.1487e-07 | 0 | 0 | Column30: 0 | [29 empty] | 7.3.2.1.3 Advanced weather monitoring and weather stations Weather StationsWLDFRElectric Reliability | WLDFR | HFTD - Distribution - Tier 3 - 3QU CoRE ¦ 2QU LoRE | Red Flag Warning - Destructive Fires | 2024 | Electric Reliability | 233.2301 | 610.7187 | 2024 | Mitigation | 0.011149 | 10 | 0 | esc | 0.011149 | 2.6002 | 0.011149 | 2.6002 | 0.011149 | 2.6002 | 0.011149 | 2.6002
[79 empty] | WLDFR | HFTD - Distribution - Tier 3 - 2QU CoRE ¦ 4QU LoRE | Red Flag Warning - Small Fires | 2023 | 0 | 0 | 0 | 0 | 0.080408 | 0.03759 | 0.0016314 | 0.041187 | 0.00041909 | 0.00041909 | 0.00041909 | 0.00041909 | 0.00052911 |  | 0 | 2.2174e-07 | 2.2174e-07 | 0 | 2.2174e-07 | 2.2174e-07 | 0 | 2.2174e-07 | 2.2174e-07 | 0 | 2.2174e-07 | Column30: 2.2174e-07 | [29 empty] | 7.3.2.1.3 Advanced weather monitoring and weather stations Weather StationsWLDFRElectric Reliability | WLDFR | HFTD - Distribution - Tier 3 - 3QU CoRE ¦ 2QU LoRE | Red Flag Warning - Destructive Fires | 2025 | Electric Reliability | 233.2301 | 610.7187 | 2025 | Mitigation | 0.011149 | 10 | 0 | esc | 0.011149 | 2.6002 | 0.011149 | 2.6002 | 0.011149 | 2.6002 | 0.011149 | 2.6002
[79 empty] | WLDFR | HFTD - Distribution - Tier 3 - 2QU CoRE ¦ 4QU LoRE | Red Flag Warning - Small Fires | 2024 | 0 | 0 | 0 | 0 | 0.080408 | 0.03759 | 0.0016314 | 0.041187 | 0.00041909 | 0.00041909 | 0.00041909 | 0.00041909 | 0.00052911 |  | 0 | 2.2174e-07 | 2.2174e-07 | 0 | 2.2174e-07 | 2.2174e-07 | 0 | 2.2174e-07 | 2.2174e-07 | 0 | 2.2174e-07 | Column30: 2.2174e-07 | [29 empty] | 7.3.2.1.3 Advanced weather monitoring and weather stations Weather StationsWLDFRElectric Reliability | WLDFR | HFTD - Distribution - Tier 3 - 3QU CoRE ¦ 2QU LoRE | Red Flag Warning - Destructive Fires | 2026 | Electric Reliability | 233.2301 | 610.7187 | 2026 | Mitigation | 0.011149 | 10 | 0 | esc | 0.011149 | 2.6002 | 0.011149 | 2.6002 | 0.011149 | 2.6002 | 0.011149 | 2.6002
[79 empty] | WLDFR | HFTD - Distribution - Tier 3 - 2QU CoRE ¦ 4QU LoRE | Red Flag Warning - Small Fires | 2025 | 0 | 0 | 0 | 0 | 0.080408 | 0.03759 | 0.0016314 | 0.041187 | 0.00041909 | 0.00041909 | 0.00041909 | 0.00041909 | 0.00052911 |  | 0 | 2.2174e-07 | 2.2174e-07 | 0 | 2.2174e-07 | 2.2174e-07 | 0 | 2.2174e-07 | 2.2174e-07 | 0 | 2.2174e-07 | Column30: 2.2174e-07 | [29 empty] | 7.3.2.1.3 Advanced weather monitoring and weather stations Weather StationsWLDFRElectric Reliability | WLDFR | HFTD - Distribution - Tier 3 - 3QU CoRE ¦ 2QU LoRE | Red Flag Warning - Destructive Fires | 2027 | Electric Reliability | 233.2301 | 610.7187 | 2027 | Mitigation | 0.011149 | 10 | 0 | esc | 0.011149 | 2.6002 | 0.011149 | 2.6002 | 0.011149 | 2.6002 | 0.011149 | 2.6002
[79 empty] | WLDFR | HFTD - Distribution - Tier 3 - 2QU CoRE ¦ 4QU LoRE | Red Flag Warning - Small Fires | 2026 | 0 | 0 | 0 | 0 | 0.080408 | 0.03759 | 0.0016314 | 0.041187 | 0.00041909 | 0.00041909 | 0.00041909 | 0.00041909 | 0.00052911 |  | 0 | 2.2174e-07 | 2.2174e-07 | 0 | 2.2174e-07 | 2.2174e-07 | 0 | 2.2174e-07 | 2.2174e-07 | 0 | 2.2174e-07 | Column30: 2.2174e-07 | [29 empty] | 7.3.2.1.3 Advanced weather monitoring and weather stations Weather StationsWLDFRElectric Reliability | WLDFR | HFTD - Distribution - Tier 3 - 3QU CoRE ¦ 2QU LoRE | Red Flag Warning - Destructive Fires | 2028 | Electric Reliability | 247.273 | 610.7187 | 2028 | Mitigation | 0.011149 | 10 | 0 | esc | 0.011149 | 2.7568 | 0.011149 | 2.7568 | 0.011149 | 2.7568 | 0.011149 | 2.7568
[79 empty] | WLDFR | HFTD - Distribution - Tier 3 - 2QU CoRE ¦ 4QU LoRE | Red Flag Warning - Small Fires | 2027 | 0 | 0 | 0 | 0 | 0.080408 | 0.03759 | 0.0016314 | 0.041187 | 0.00041909 | 0.00041909 | 0.00041909 | 0.00041909 | 0.00052911 |  | 0 | 2.2174e-07 | 2.2174e-07 | 0 | 2.2174e-07 | 2.2174e-07 | 0 | 2.2174e-07 | 2.2174e-07 | 0 | 2.2174e-07 | Column30: 2.2174e-07 | [29 empty] | 7.3.2.1.3 Advanced weather monitoring and weather stations Weather StationsWLDFRElectric Reliability | WLDFR | HFTD - Distribution - Tier 3 - 3QU CoRE ¦ 2QU LoRE | Red Flag Warning - Destructive Fires | 2029 | Electric Reliability | 247.273 | 610.7187 | 2029 | Mitigation | 0.011149 | 10 | 0 | esc | 0.011149 | 2.7568 | 0.011149 | 2.7568 | 0.011149 | 2.7568 | 0.011149 | 2.7568
[79 empty] | WLDFR | HFTD - Distribution - Tier 3 - 2QU CoRE ¦ 4QU LoRE | Red Flag Warning - Small Fires | 2028 | 0 | 0 | 0 | 0 | 0.083606 | 0.039055 | 0.001695 | 0.042856 | 0.00043542 | 0.00043542 | 0.00043542 | 0.00043542 | 0.00052911 |  | 0 | 2.3038e-07 | 2.3038e-07 | 0 | 2.3038e-07 | 2.3038e-07 | 0 | 2.3038e-07 | 2.3038e-07 | 0 | 2.3038e-07 | Column30: 2.3038e-07 | [29 empty] | 7.3.2.1.3 Advanced weather monitoring and weather stations Weather StationsWLDFRElectric Reliability | WLDFR | HFTD - Distribution - Tier 3 - 3QU CoRE ¦ 2QU LoRE | Red Flag Warning - Destructive Fires | 2030 | Electric Reliability | 247.273 | 610.7187 | 2030 | Mitigation | 0.011149 | 10 | 0 | esc | 0 | 0 | 0.011149 | 2.7568 | 0.011149 | 2.7568 | 0.011149 | 2.7568
[79 empty] | WLDFR | HFTD - Distribution - Tier 3 - 2QU CoRE ¦ 4QU LoRE | Red Flag Warning - Small Fires | 2029 | 0 | 0 | 0 | 0 | 0.083606 | 0.039055 | 0.001695 | 0.042856 | 0.00043542 | 0.00043542 | 0.00043542 | 0.00043542 | 0.00052911 |  | 0 | 2.3038e-07 | 2.3038e-07 | 0 | 2.3038e-07 | 2.3038e-07 | 0 | 2.3038e-07 | 2.3038e-07 | 0 | 2.3038e-07 | Column30: 2.3038e-07 | [29 empty] | 7.3.2.1.3 Advanced weather monitoring and weather stations Weather StationsWLDFRElectric Reliability | WLDFR | HFTD - Distribution - Tier 3 - 3QU CoRE ¦ 2QU LoRE | Red Flag Warning - Destructive Fires | 2031 | Electric Reliability | 247.273 | 610.7187 | 2031 | Mitigation | 0.011149 | 10 | 0 | esc | 0 | 0 | 0 | 0 | 0.011149 | 2.7568 | 0.011149 | 2.7568
[79 empty] | WLDFR | HFTD - Distribution - Tier 3 - 2QU CoRE ¦ 4QU LoRE | Red Flag Warning - Small Fires | 2030 | 0 | 0 | 0 | 0 | 0.083606 | 0.039055 | 0.001695 | 0.042856 | 0 | 0.00043542 | 0.00043542 | 0.00043542 | 0.00052911 |  | 0 | 0 | 0 | 0 | 2.3038e-07 | 2.3038e-07 | 0 | 2.3038e-07 | 2.3038e-07 | 0 | 2.3038e-07 | Column30: 2.3038e-07 | [29 empty] | 7.3.2.1.3 Advanced weather monitoring and weather stations Weather StationsWLDFRElectric Reliability | WLDFR | HFTD - Distribution - Tier 3 - 3QU CoRE ¦ 2QU LoRE | Red Flag Warning - Destructive Fires | 2032 | Electric Reliability | 247.273 | 610.7187 | 2032 | Mitigation | 0.011149 | 10 | 0 | esc | 0 | 0 | 0 | 0 | 0 | 0 | 0.011149 | 2.7568
[79 empty] | WLDFR | HFTD - Distribution - Tier 3 - 2QU CoRE ¦ 4QU LoRE | Red Flag Warning - Small Fires | 2031 | 0 | 0 | 0 | 0 | 0.083606 | 0.039055 | 0.001695 | 0.042856 | 0 | 0 | 0.00043542 | 0.00043542 | 0.00052911 |  | 0 | 0 | 0 | 0 | 0 | 0 | 0 | 2.3038e-07 | 2.3038e-07 | 0 | 2.3038e-07 | Column30: 2.3038e-07 | [29 empty] | 7.3.2.1.3 Advanced weather monitoring and weather stations Weather StationsWLDFRElectric Reliability | WLDFR | HFTD - Distribution - Tier 3 - 3QU CoRE ¦ 2QU LoRE | Red Flag Warning - Large Fires | 2021 | Electric Reliability | 0.69642 | 610.7187 | 2021 | Mitigation | 0.011149 | 10 | 0 | esc | 0.011149 | 0.0077642 | 0.011149 | 0.0077642 | 0 | 0 | 0 | 0
[79 empty] | WLDFR | HFTD - Distribution - Tier 3 - 2QU CoRE ¦ 4QU LoRE | Red Flag Warning - Small Fires | 2032 | 0 | 0 | 0 | 0 | 0.083606 | 0.039055 | 0.001695 | 0.042856 | 0 | 0 | 0 | 0.00043542 | 0.00052911 |  | 0 | 0 | 0 | 0 | 0 | 0 | 0 | 0 | 0 | 0 | 2.3038e-07 | Column30: 2.3038e-07 | [29 empty] | 7.3.2.1.3 Advanced weather monitoring and weather stations Weather StationsWLDFRElectric Reliability | WLDFR | HFTD - Distribution - Tier 3 - 3QU CoRE ¦ 2QU LoRE | Red Flag Warning - Large Fires | 2022 | Electric Reliability | 0.69642 | 610.7187 | 2022 | Mitigation | 0.011149 | 10 | 0 | esc | 0.011149 | 0.0077642 | 0.011149 | 0.0077642 | 0.011149 | 0.0077642 | 0 | 0
[79 empty] | WLDFR | HFTD - Distribution - Tier 3 - 2QU CoRE ¦ 4QU LoRE | Seismic - Non-Red Flag Warning - Catastrophic Fires | 2020 | 0 | 0 | 0 | 0 | 21083.8428 | 409.2237 | 13469.0878 | 7205.5313 | 4.5624 | 0 | 0 | 0 | 4.0052e-10 |  | 0 | 1.8273e-09 | 1.8273e-09 | 0 | 0 | 0 | 0 | 0 | 0 | 0 | 0 | Column30: 0 | [29 empty] | 7.3.2.1.3 Advanced weather monitoring and weather stations Weather StationsWLDFRElectric Reliability | WLDFR | HFTD - Distribution - Tier 3 - 3QU CoRE ¦ 2QU LoRE | Red Flag Warning - Large Fires | 2023 | Electric Reliability | 0.71896 | 610.7187 | 2023 | Mitigation | 0.011149 | 10 | 0 | esc | 0.011149 | 0.0080156 | 0.011149 | 0.0080156 | 0.011149 | 0.0080156 | 0.011149 | 0.0080156
[79 empty] | WLDFR | HFTD - Distribution - Tier 3 - 2QU CoRE ¦ 4QU LoRE | Seismic - Non-Red Flag Warning - Catastrophic Fires | 2021 | 0 | 0 | 0 | 0 | 21083.8428 | 409.2237 | 13469.0878 | 7205.5313 | 4.5624 | 4.5624 | 0 | 0 | 4.0052e-10 |  | 0 | 1.8273e-09 | 1.8273e-09 | 0 | 1.8273e-09 | 1.8273e-09 | 0 | 0 | 0 | 0 | 0 | Column30: 0 | [29 empty] | 7.3.2.1.3 Advanced weather monitoring and weather stations Weather StationsWLDFRElectric Reliability | WLDFR | HFTD - Distribution - Tier 3 - 3QU CoRE ¦ 2QU LoRE | Red Flag Warning - Large Fires | 2024 | Electric Reliability | 0.71896 | 610.7187 | 2024 | Mitigation | 0.011149 | 10 | 0 | esc | 0.011149 | 0.0080156 | 0.011149 | 0.0080156 | 0.011149 | 0.0080156 | 0.011149 | 0.0080156
[79 empty] | WLDFR | HFTD - Distribution - Tier 3 - 2QU CoRE ¦ 4QU LoRE | Seismic - Non-Red Flag Warning - Catastrophic Fires | 2022 | 0 | 0 | 0 | 0 | 21083.8428 | 409.2237 | 13469.0878 | 7205.5313 | 4.5624 | 4.5624 | 4.5624 | 0 | 4.0052e-10 |  | 0 | 1.8273e-09 | 1.8273e-09 | 0 | 1.8273e-09 | 1.8273e-09 | 0 | 1.8273e-09 | 1.8273e-09 | 0 | 0 | Column30: 0 | [29 empty] | 7.3.2.1.3 Advanced weather monitoring and weather stations Weather StationsWLDFRElectric Reliability | WLDFR | HFTD - Distribution - Tier 3 - 3QU CoRE ¦ 2QU LoRE | Red Flag Warning - Large Fires | 2025 | Electric Reliability | 0.71896 | 610.7187 | 2025 | Mitigation | 0.011149 | 10 | 0 | esc | 0.011149 | 0.0080156 | 0.011149 | 0.0080156 | 0.011149 | 0.0080156 | 0.011149 | 0.0080156
[79 empty] | WLDFR | HFTD - Distribution - Tier 3 - 2QU CoRE ¦ 4QU LoRE | Seismic - Non-Red Flag Warning - Catastrophic Fires | 2023 | 0 | 0 | 0 | 0 | 21835.9781 | 428.6023 | 13939.561 | 7467.8148 | 4.7784 | 4.7784 | 4.7784 | 4.7784 | 4.0052e-10 |  | 0 | 1.9138e-09 | 1.9138e-09 | 0 | 1.9138e-09 | 1.9138e-09 | 0 | 1.9138e-09 | 1.9138e-09 | 0 | 1.9138e-09 | Column30: 1.9138e-09 | [29 empty] | 7.3.2.1.3 Advanced weather monitoring and weather stations Weather StationsWLDFRElectric Reliability | WLDFR | HFTD - Distribution - Tier 3 - 3QU CoRE ¦ 2QU LoRE | Red Flag Warning - Large Fires | 2026 | Electric Reliability | 0.71896 | 610.7187 | 2026 | Mitigation | 0.011149 | 10 | 0 | esc | 0.011149 | 0.0080156 | 0.011149 | 0.0080156 | 0.011149 | 0.0080156 | 0.011149 | 0.0080156
[79 empty] | WLDFR | HFTD - Distribution - Tier 3 - 2QU CoRE ¦ 4QU LoRE | Seismic - Non-Red Flag Warning - Catastrophic Fires | 2024 | 0 | 0 | 0 | 0 | 21835.9781 | 428.6023 | 13939.561 | 7467.8148 | 4.7784 | 4.7784 | 4.7784 | 4.7784 | 4.0052e-10 |  | 0 | 1.9138e-09 | 1.9138e-09 | 0 | 1.9138e-09 | 1.9138e-09 | 0 | 1.9138e-09 | 1.9138e-09 | 0 | 1.9138e-09 | Column30: 1.9138e-09 | [29 empty] | 7.3.2.1.3 Advanced weather monitoring and weather stations Weather StationsWLDFRElectric Reliability | WLDFR | HFTD - Distribution - Tier 3 - 3QU CoRE ¦ 2QU LoRE | Red Flag Warning - Large Fires | 2027 | Electric Reliability | 0.71896 | 610.7187 | 2027 | Mitigation | 0.011149 | 10 | 0 | esc | 0.011149 | 0.0080156 | 0.011149 | 0.0080156 | 0.011149 | 0.0080156 | 0.011149 | 0.0080156
[79 empty] | WLDFR | HFTD - Distribution - Tier 3 - 2QU CoRE ¦ 4QU LoRE | Seismic - Non-Red Flag Warning - Catastrophic Fires | 2025 | 0 | 0 | 0 | 0 | 21835.9781 | 428.6023 | 13939.561 | 7467.8148 | 4.7784 | 4.7784 | 4.7784 | 4.7784 | 4.0052e-10 |  | 0 | 1.9138e-09 | 1.9138e-09 | 0 | 1.9138e-09 | 1.9138e-09 | 0 | 1.9138e-09 | 1.9138e-09 | 0 | 1.9138e-09 | Column30: 1.9138e-09 | [29 empty] | 7.3.2.1.3 Advanced weather monitoring and weather stations Weather StationsWLDFRElectric Reliability | WLDFR | HFTD - Distribution - Tier 3 - 3QU CoRE ¦ 2QU LoRE | Red Flag Warning - Large Fires | 2028 | Electric Reliability | 0.74734 | 610.7187 | 2028 | Mitigation | 0.011149 | 10 | 0 | esc | 0.011149 | 0.0083319 | 0.011149 | 0.0083319 | 0.011149 | 0.0083319 | 0.011149 | 0.0083319
[79 empty] | WLDFR | HFTD - Distribution - Tier 3 - 2QU CoRE ¦ 4QU LoRE | Seismic - Non-Red Flag Warning - Catastrophic Fires | 2026 | 0 | 0 | 0 | 0 | 21835.9781 | 428.6023 | 13939.561 | 7467.8148 | 4.7784 | 4.7784 | 4.7784 | 4.7784 | 4.0052e-10 |  | 0 | 1.9138e-09 | 1.9138e-09 | 0 | 1.9138e-09 | 1.9138e-09 | 0 | 1.9138e-09 | 1.9138e-09 | 0 | 1.9138e-09 | Column30: 1.9138e-09 | [29 empty] | 7.3.2.1.3 Advanced weather monitoring and weather stations Weather StationsWLDFRElectric Reliability | WLDFR | HFTD - Distribution - Tier 3 - 3QU CoRE ¦ 2QU LoRE | Red Flag Warning - Large Fires | 2029 | Electric Reliability | 0.74734 | 610.7187 | 2029 | Mitigation | 0.011149 | 10 | 0 | esc | 0.011149 | 0.0083319 | 0.011149 | 0.0083319 | 0.011149 | 0.0083319 | 0.011149 | 0.0083319
[79 empty] | WLDFR | HFTD - Distribution - Tier 3 - 2QU CoRE ¦ 4QU LoRE | Seismic - Non-Red Flag Warning - Catastrophic Fires | 2027 | 0 | 0 | 0 | 0 | 21835.9781 | 428.6023 | 13939.561 | 7467.8148 | 4.7784 | 4.7784 | 4.7784 | 4.7784 | 4.0052e-10 |  | 0 | 1.9138e-09 | 1.9138e-09 | 0 | 1.9138e-09 | 1.9138e-09 | 0 | 1.9138e-09 | 1.9138e-09 | 0 | 1.9138e-09 | Column30: 1.9138e-09 | [29 empty] | 7.3.2.1.3 Advanced weather monitoring and weather stations Weather StationsWLDFRElectric Reliability | WLDFR | HFTD - Distribution - Tier 3 - 3QU CoRE ¦ 2QU LoRE | Red Flag Warning - Large Fires | 2030 | Electric Reliability | 0.74734 | 610.7187 | 2030 | Mitigation | 0.011149 | 10 | 0 | esc | 0 | 0 | 0.011149 | 0.0083319 | 0.011149 | 0.0083319 | 0.011149 | 0.0083319
[79 empty] | WLDFR | HFTD - Distribution - Tier 3 - 2QU CoRE ¦ 4QU LoRE | Seismic - Non-Red Flag Warning - Catastrophic Fires | 2028 | 0 | 0 | 0 | 0 | 22783.187 | 453.261 | 14531.3357 | 7798.5904 | 5.0533 | 5.0533 | 5.0533 | 5.0533 | 4.0052e-10 |  | 0 | 2.0239e-09 | 2.0239e-09 | 0 | 2.0239e-09 | 2.0239e-09 | 0 | 2.0239e-09 | 2.0239e-09 | 0 | 2.0239e-09 | Column30: 2.0239e-09 | [29 empty] | 7.3.2.1.3 Advanced weather monitoring and weather stations Weather StationsWLDFRElectric Reliability | WLDFR | HFTD - Distribution - Tier 3 - 3QU CoRE ¦ 2QU LoRE | Red Flag Warning - Large Fires | 2031 | Electric Reliability | 0.74734 | 610.7187 | 2031 | Mitigation | 0.011149 | 10 | 0 | esc | 0 | 0 | 0 | 0 | 0.011149 | 0.0083319 | 0.011149 | 0.0083319
[79 empty] | WLDFR | HFTD - Distribution - Tier 3 - 2QU CoRE ¦ 4QU LoRE | Seismic - Non-Red Flag Warning - Catastrophic Fires | 2029 | 0 | 0 | 0 | 0 | 22783.187 | 453.261 | 14531.3357 | 7798.5904 | 5.0533 | 5.0533 | 5.0533 | 5.0533 | 4.0052e-10 |  | 0 | 2.0239e-09 | 2.0239e-09 | 0 | 2.0239e-09 | 2.0239e-09 | 0 | 2.0239e-09 | 2.0239e-09 | 0 | 2.0239e-09 | Column30: 2.0239e-09 | [29 empty] | 7.3.2.1.3 Advanced weather monitoring and weather stations Weather StationsWLDFRElectric Reliability | WLDFR | HFTD - Distribution - Tier 3 - 3QU CoRE ¦ 2QU LoRE | Red Flag Warning - Large Fires | 2032 | Electric Reliability | 0.74734 | 610.7187 | 2032 | Mitigation | 0.011149 | 10 | 0 | esc | 0 | 0 | 0 | 0 | 0 | 0 | 0.011149 | 0.0083319
[79 empty] | WLDFR | HFTD - Distribution - Tier 3 - 2QU CoRE ¦ 4QU LoRE | Seismic - Non-Red Flag Warning - Catastrophic Fires | 2030 | 0 | 0 | 0 | 0 | 22783.187 | 453.261 | 14531.3357 | 7798.5904 | 0 | 5.0533 | 5.0533 | 5.0533 | 4.0052e-10 |  | 0 | 0 | 0 | 0 | 2.0239e-09 | 2.0239e-09 | 0 | 2.0239e-09 | 2.0239e-09 | 0 | 2.0239e-09 | Column30: 2.0239e-09 | [29 empty] | 7.3.2.1.3 Advanced weather monitoring and weather stations Weather StationsWLDFRElectric Reliability | WLDFR | HFTD - Distribution - Tier 3 - 3QU CoRE ¦ 2QU LoRE | Red Flag Warning - Small Fires | 2021 | Electric Reliability | 0.036425 | 610.7187 | 2021 | Mitigation | 0.011149 | 10 | 0 | esc | 0.011149 | 0.0004061 | 0.011149 | 0.0004061 | 0 | 0 | 0 | 0
[79 empty] | WLDFR | HFTD - Distribution - Tier 3 - 2QU CoRE ¦ 4QU LoRE | Seismic - Non-Red Flag Warning - Catastrophic Fires | 2031 | 0 | 0 | 0 | 0 | 22783.187 | 453.261 | 14531.3357 | 7798.5904 | 0 | 0 | 5.0533 | 5.0533 | 4.0052e-10 |  | 0 | 0 | 0 | 0 | 0 | 0 | 0 | 2.0239e-09 | 2.0239e-09 | 0 | 2.0239e-09 | Column30: 2.0239e-09 | [29 empty] | 7.3.2.1.3 Advanced weather monitoring and weather stations Weather StationsWLDFRElectric Reliability | WLDFR | HFTD - Distribution - Tier 3 - 3QU CoRE ¦ 2QU LoRE | Red Flag Warning - Small Fires | 2022 | Electric Reliability | 0.036425 | 610.7187 | 2022 | Mitigation | 0.011149 | 10 | 0 | esc | 0.011149 | 0.0004061 | 0.011149 | 0.0004061 | 0.011149 | 0.0004061 | 0 | 0
[79 empty] | WLDFR | HFTD - Distribution - Tier 3 - 2QU CoRE ¦ 4QU LoRE | Seismic - Non-Red Flag Warning - Catastrophic Fires | 2032 | 0 | 0 | 0 | 0 | 22783.187 | 453.261 | 14531.3357 | 7798.5904 | 0 | 0 | 0 | 5.0533 | 4.0052e-10 |  | 0 | 0 | 0 | 0 | 0 | 0 | 0 | 0 | 0 | 0 | 2.0239e-09 | Column30: 2.0239e-09 | [29 empty] | 7.3.2.1.3 Advanced weather monitoring and weather stations Weather StationsWLDFRElectric Reliability | WLDFR | HFTD - Distribution - Tier 3 - 3QU CoRE ¦ 2QU LoRE | Red Flag Warning - Small Fires | 2023 | Electric Reliability | 0.03759 | 610.7187 | 2023 | Mitigation | 0.011149 | 10 | 0 | esc | 0.011149 | 0.00041909 | 0.011149 | 0.00041909 | 0.011149 | 0.00041909 | 0.011149 | 0.00041909
[79 empty] | WLDFR | HFTD - Distribution - Tier 3 - 2QU CoRE ¦ 4QU LoRE | Seismic - Red Flag Warning - Catastrophic Fires | 2020 | 0 | 0 | 0 | 0 | 21083.8428 | 409.2237 | 13469.0878 | 7205.5313 | 4.5624 | 0 | 0 | 0 | 1.7274e-08 |  | 0 | 7.8809e-08 | 7.8809e-08 | 0 | 0 | 0 | 0 | 0 | 0 | 0 | 0 | Column30: 0 | [29 empty] | 7.3.2.1.3 Advanced weather monitoring and weather stations Weather StationsWLDFRElectric Reliability | WLDFR | HFTD - Distribution - Tier 3 - 3QU CoRE ¦ 2QU LoRE | Red Flag Warning - Small Fires | 2024 | Electric Reliability | 0.03759 | 610.7187 | 2024 | Mitigation | 0.011149 | 10 | 0 | esc | 0.011149 | 0.00041909 | 0.011149 | 0.00041909 | 0.011149 | 0.00041909 | 0.011149 | 0.00041909
[79 empty] | WLDFR | HFTD - Distribution - Tier 3 - 2QU CoRE ¦ 4QU LoRE | Seismic - Red Flag Warning - Catastrophic Fires | 2021 | 0 | 0 | 0 | 0 | 21083.8428 | 409.2237 | 13469.0878 | 7205.5313 | 4.5624 | 4.5624 | 0 | 0 | 1.7274e-08 |  | 0 | 7.8809e-08 | 7.8809e-08 | 0 | 7.8809e-08 | 7.8809e-08 | 0 | 0 | 0 | 0 | 0 | Column30: 0 | [29 empty] | 7.3.2.1.3 Advanced weather monitoring and weather stations Weather StationsWLDFRElectric Reliability | WLDFR | HFTD - Distribution - Tier 3 - 3QU CoRE ¦ 2QU LoRE | Red Flag Warning - Small Fires | 2025 | Electric Reliability | 0.03759 | 610.7187 | 2025 | Mitigation | 0.011149 | 10 | 0 | esc | 0.011149 | 0.00041909 | 0.011149 | 0.00041909 | 0.011149 | 0.00041909 | 0.011149 | 0.00041909
[79 empty] | WLDFR | HFTD - Distribution - Tier 3 - 2QU CoRE ¦ 4QU LoRE | Seismic - Red Flag Warning - Catastrophic Fires | 2022 | 0 | 0 | 0 | 0 | 21083.8428 | 409.2237 | 13469.0878 | 7205.5313 | 4.5624 | 4.5624 | 4.5624 | 0 | 1.7274e-08 |  | 0 | 7.8809e-08 | 7.8809e-08 | 0 | 7.8809e-08 | 7.8809e-08 | 0 | 7.8809e-08 | 7.8809e-08 | 0 | 0 | Column30: 0 | [29 empty] | 7.3.2.1.3 Advanced weather monitoring and weather stations Weather StationsWLDFRElectric Reliability | WLDFR | HFTD - Distribution - Tier 3 - 3QU CoRE ¦ 2QU LoRE | Red Flag Warning - Small Fires | 2026 | Electric Reliability | 0.03759 | 610.7187 | 2026 | Mitigation | 0.011149 | 10 | 0 | esc | 0.011149 | 0.00041909 | 0.011149 | 0.00041909 | 0.011149 | 0.00041909 | 0.011149 | 0.00041909
[79 empty] | WLDFR | HFTD - Distribution - Tier 3 - 2QU CoRE ¦ 4QU LoRE | Seismic - Red Flag Warning - Catastrophic Fires | 2023 | 0 | 0 | 0 | 0 | 21835.9781 | 428.6023 | 13939.561 | 7467.8148 | 4.7784 | 4.7784 | 4.7784 | 4.7784 | 1.7274e-08 |  | 0 | 8.2541e-08 | 8.2541e-08 | 0 | 8.2541e-08 | 8.2541e-08 | 0 | 8.2541e-08 | 8.2541e-08 | 0 | 8.2541e-08 | Column30: 8.2541e-08 | [29 empty] | 7.3.2.1.3 Advanced weather monitoring and weather stations Weather StationsWLDFRElectric Reliability | WLDFR | HFTD - Distribution - Tier 3 - 3QU CoRE ¦ 2QU LoRE | Red Flag Warning - Small Fires | 2027 | Electric Reliability | 0.03759 | 610.7187 | 2027 | Mitigation | 0.011149 | 10 | 0 | esc | 0.011149 | 0.00041909 | 0.011149 | 0.00041909 | 0.011149 | 0.00041909 | 0.011149 | 0.00041909
[79 empty] | WLDFR | HFTD - Distribution - Tier 3 - 2QU CoRE ¦ 4QU LoRE | Seismic - Red Flag Warning - Catastrophic Fires | 2024 | 0 | 0 | 0 | 0 | 21835.9781 | 428.6023 | 13939.561 | 7467.8148 | 4.7784 | 4.7784 | 4.7784 | 4.7784 | 1.7274e-08 |  | 0 | 8.2541e-08 | 8.2541e-08 | 0 | 8.2541e-08 | 8.2541e-08 | 0 | 8.2541e-08 | 8.2541e-08 | 0 | 8.2541e-08 | Column30: 8.2541e-08 | [29 empty] | 7.3.2.1.3 Advanced weather monitoring and weather stations Weather StationsWLDFRElectric Reliability | WLDFR | HFTD - Distribution - Tier 3 - 3QU CoRE ¦ 2QU LoRE | Red Flag Warning - Small Fires | 2028 | Electric Reliability | 0.039055 | 610.7187 | 2028 | Mitigation | 0.011149 | 10 | 0 | esc | 0.011149 | 0.00043542 | 0.011149 | 0.00043542 | 0.011149 | 0.00043542 | 0.011149 | 0.00043542
[79 empty] | WLDFR | HFTD - Distribution - Tier 3 - 2QU CoRE ¦ 4QU LoRE | Seismic - Red Flag Warning - Catastrophic Fires | 2025 | 0 | 0 | 0 | 0 | 21835.9781 | 428.6023 | 13939.561 | 7467.8148 | 4.7784 | 4.7784 | 4.7784 | 4.7784 | 1.7274e-08 |  | 0 | 8.2541e-08 | 8.2541e-08 | 0 | 8.2541e-08 | 8.2541e-08 | 0 | 8.2541e-08 | 8.2541e-08 | 0 | 8.2541e-08 | Column30: 8.2541e-08 | [29 empty] | 7.3.2.1.3 Advanced weather monitoring and weather stations Weather StationsWLDFRElectric Reliability | WLDFR | HFTD - Distribution - Tier 3 - 3QU CoRE ¦ 2QU LoRE | Red Flag Warning - Small Fires | 2029 | Electric Reliability | 0.039055 | 610.7187 | 2029 | Mitigation | 0.011149 | 10 | 0 | esc | 0.011149 | 0.00043542 | 0.011149 | 0.00043542 | 0.011149 | 0.00043542 | 0.011149 | 0.00043542
[79 empty] | WLDFR | HFTD - Distribution - Tier 3 - 2QU CoRE ¦ 4QU LoRE | Seismic - Red Flag Warning - Catastrophic Fires | 2026 | 0 | 0 | 0 | 0 | 21835.9781 | 428.6023 | 13939.561 | 7467.8148 | 4.7784 | 4.7784 | 4.7784 | 4.7784 | 1.7274e-08 |  | 0 | 8.2541e-08 | 8.2541e-08 | 0 | 8.2541e-08 | 8.2541e-08 | 0 | 8.2541e-08 | 8.2541e-08 | 0 | 8.2541e-08 | Column30: 8.2541e-08 | [29 empty] | 7.3.2.1.3 Advanced weather monitoring and weather stations Weather StationsWLDFRElectric Reliability | WLDFR | HFTD - Distribution - Tier 3 - 3QU CoRE ¦ 2QU LoRE | Red Flag Warning - Small Fires | 2030 | Electric Reliability | 0.039055 | 610.7187 | 2030 | Mitigation | 0.011149 | 10 | 0 | esc | 0 | 0 | 0.011149 | 0.00043542 | 0.011149 | 0.00043542 | 0.011149 | 0.00043542
[79 empty] | WLDFR | HFTD - Distribution - Tier 3 - 2QU CoRE ¦ 4QU LoRE | Seismic - Red Flag Warning - Catastrophic Fires | 2027 | 0 | 0 | 0 | 0 | 21835.9781 | 428.6023 | 13939.561 | 7467.8148 | 4.7784 | 4.7784 | 4.7784 | 4.7784 | 1.7274e-08 |  | 0 | 8.2541e-08 | 8.2541e-08 | 0 | 8.2541e-08 | 8.2541e-08 | 0 | 8.2541e-08 | 8.2541e-08 | 0 | 8.2541e-08 | Column30: 8.2541e-08 | [29 empty] | 7.3.2.1.3 Advanced weather monitoring and weather stations Weather StationsWLDFRElectric Reliability | WLDFR | HFTD - Distribution - Tier 3 - 3QU CoRE ¦ 2QU LoRE | Red Flag Warning - Small Fires | 2031 | Electric Reliability | 0.039055 | 610.7187 | 2031 | Mitigation | 0.011149 | 10 | 0 | esc | 0 | 0 | 0 | 0 | 0.011149 | 0.00043542 | 0.011149 | 0.00043542
[79 empty] | WLDFR | HFTD - Distribution - Tier 3 - 2QU CoRE ¦ 4QU LoRE | Seismic - Red Flag Warning - Catastrophic Fires | 2028 | 0 | 0 | 0 | 0 | 22783.187 | 453.261 | 14531.3357 | 7798.5904 | 5.0533 | 5.0533 | 5.0533 | 5.0533 | 1.7274e-08 |  | 0 | 8.729e-08 | 8.729e-08 | 0 | 8.729e-08 | 8.729e-08 | 0 | 8.729e-08 | 8.729e-08 | 0 | 8.729e-08 | Column30: 8.729e-08 | [29 empty] | 7.3.2.1.3 Advanced weather monitoring and weather stations Weather StationsWLDFRElectric Reliability | WLDFR | HFTD - Distribution - Tier 3 - 3QU CoRE ¦ 2QU LoRE | Red Flag Warning - Small Fires | 2032 | Electric Reliability | 0.039055 | 610.7187 | 2032 | Mitigation | 0.011149 | 10 | 0 | esc | 0 | 0 | 0 | 0 | 0 | 0 | 0.011149 | 0.00043542
[79 empty] | WLDFR | HFTD - Distribution - Tier 3 - 2QU CoRE ¦ 4QU LoRE | Seismic - Red Flag Warning - Catastrophic Fires | 2029 | 0 | 0 | 0 | 0 | 22783.187 | 453.261 | 14531.3357 | 7798.5904 | 5.0533 | 5.0533 | 5.0533 | 5.0533 | 1.7274e-08 |  | 0 | 8.729e-08 | 8.729e-08 | 0 | 8.729e-08 | 8.729e-08 | 0 | 8.729e-08 | 8.729e-08 | 0 | 8.729e-08 | Column30: 8.729e-08 | [29 empty] | 7.3.2.1.3 Advanced weather monitoring and weather stations Weather StationsWLDFRElectric Reliability | WLDFR | HFTD - Distribution - Tier 3 - 3QU CoRE ¦ 2QU LoRE | Seismic - Non-Red Flag Warning - Catastrophic Fires | 2021 | Electric Reliability | 409.2237 | 610.7187 | 2021 | Mitigation | 0.011149 | 10 | 0 | esc | 0.011149 | 4.5624 | 0.011149 | 4.5624 | 0 | 0 | 0 | 0
[79 empty] | WLDFR | HFTD - Distribution - Tier 3 - 2QU CoRE ¦ 4QU LoRE | Seismic - Red Flag Warning - Catastrophic Fires | 2030 | 0 | 0 | 0 | 0 | 22783.187 | 453.261 | 14531.3357 | 7798.5904 | 0 | 5.0533 | 5.0533 | 5.0533 | 1.7274e-08 |  | 0 | 0 | 0 | 0 | 8.729e-08 | 8.729e-08 | 0 | 8.729e-08 | 8.729e-08 | 0 | 8.729e-08 | Column30: 8.729e-08 | [29 empty] | 7.3.2.1.3 Advanced weather monitoring and weather stations Weather StationsWLDFRElectric Reliability | WLDFR | HFTD - Distribution - Tier 3 - 3QU CoRE ¦ 2QU LoRE | Seismic - Non-Red Flag Warning - Catastrophic Fires | 2022 | Electric Reliability | 409.2237 | 610.7187 | 2022 | Mitigation | 0.011149 | 10 | 0 | esc | 0.011149 | 4.5624 | 0.011149 | 4.5624 | 0.011149 | 4.5624 | 0 | 0
[79 empty] | WLDFR | HFTD - Distribution - Tier 3 - 2QU CoRE ¦ 4QU LoRE | Seismic - Red Flag Warning - Catastrophic Fires | 2031 | 0 | 0 | 0 | 0 | 22783.187 | 453.261 | 14531.3357 | 7798.5904 | 0 | 0 | 5.0533 | 5.0533 | 1.7274e-08 |  | 0 | 0 | 0 | 0 | 0 | 0 | 0 | 8.729e-08 | 8.729e-08 | 0 | 8.729e-08 | Column30: 8.729e-08 | [29 empty] | 7.3.2.1.3 Advanced weather monitoring and weather stations Weather StationsWLDFRElectric Reliability | WLDFR | HFTD - Distribution - Tier 3 - 3QU CoRE ¦ 2QU LoRE | Seismic - Non-Red Flag Warning - Catastrophic Fires | 2023 | Electric Reliability | 428.6023 | 610.7187 | 2023 | Mitigation | 0.011149 | 10 | 0 | esc | 0.011149 | 4.7784 | 0.011149 | 4.7784 | 0.011149 | 4.7784 | 0.011149 | 4.7784
[79 empty] | WLDFR | HFTD - Distribution - Tier 3 - 2QU CoRE ¦ 4QU LoRE | Seismic - Red Flag Warning - Catastrophic Fires | 2032 | 0 | 0 | 0 | 0 | 22783.187 | 453.261 | 14531.3357 | 7798.5904 | 0 | 0 | 0 | 5.0533 | 1.7274e-08 |  | 0 | 0 | 0 | 0 | 0 | 0 | 0 | 0 | 0 | 0 | 8.729e-08 | Column30: 8.729e-08 | [29 empty] | 7.3.2.1.3 Advanced weather monitoring and weather stations Weather StationsWLDFRElectric Reliability | WLDFR | HFTD - Distribution - Tier 3 - 3QU CoRE ¦ 2QU LoRE | Seismic - Non-Red Flag Warning - Catastrophic Fires | 2024 | Electric Reliability | 428.6023 | 610.7187 | 2024 | Mitigation | 0.011149 | 10 | 0 | esc | 0.011149 | 4.7784 | 0.011149 | 4.7784 | 0.011149 | 4.7784 | 0.011149 | 4.7784
[79 empty] | WLDFR | HFTD - Distribution - Tier 3 - 2QU CoRE ¦ 5QU LoRE | Non-Red Flag Warning - Catastrophic Fires | 2020 | 0 | 0 | 0 | 0 | 14146.1306 | 222.2294 | 8585.7228 | 5338.1784 | 2.4776 | 0 | 0 | 0 | 2.9473e-06 |  | 0 | 7.3023e-06 | 7.3023e-06 | 0 | 0 | 0 | 0 | 0 | 0 | 0 | 0 | Column30: 0 | [29 empty] | 7.3.2.1.3 Advanced weather monitoring and weather stations Weather StationsWLDFRElectric Reliability | WLDFR | HFTD - Distribution - Tier 3 - 3QU CoRE ¦ 2QU LoRE | Seismic - Non-Red Flag Warning - Catastrophic Fires | 2025 | Electric Reliability | 428.6023 | 610.7187 | 2025 | Mitigation | 0.011149 | 10 | 0 | esc | 0.011149 | 4.7784 | 0.011149 | 4.7784 | 0.011149 | 4.7784 | 0.011149 | 4.7784
[79 empty] | WLDFR | HFTD - Distribution - Tier 3 - 2QU CoRE ¦ 5QU LoRE | Non-Red Flag Warning - Catastrophic Fires | 2021 | 0 | 0 | 0 | 0 | 14146.1306 | 222.2294 | 8585.7228 | 5338.1784 | 2.4776 | 2.4776 | 0 | 0 | 2.9473e-06 |  | 0 | 7.3023e-06 | 7.3023e-06 | 0 | 7.3023e-06 | 7.3023e-06 | 0 | 0 | 0 | 0 | 0 | Column30: 0 | [29 empty] | 7.3.2.1.3 Advanced weather monitoring and weather stations Weather StationsWLDFRElectric Reliability | WLDFR | HFTD - Distribution - Tier 3 - 3QU CoRE ¦ 2QU LoRE | Seismic - Non-Red Flag Warning - Catastrophic Fires | 2026 | Electric Reliability | 428.6023 | 610.7187 | 2026 | Mitigation | 0.011149 | 10 | 0 | esc | 0.011149 | 4.7784 | 0.011149 | 4.7784 | 0.011149 | 4.7784 | 0.011149 | 4.7784
[79 empty] | WLDFR | HFTD - Distribution - Tier 3 - 2QU CoRE ¦ 5QU LoRE | Non-Red Flag Warning - Catastrophic Fires | 2022 | 0 | 0 | 0 | 0 | 14146.1306 | 222.2294 | 8585.7228 | 5338.1784 | 2.4776 | 2.4776 | 2.4776 | 0 | 2.9473e-06 |  | 0 | 7.3023e-06 | 7.3023e-06 | 0 | 7.3023e-06 | 7.3023e-06 | 0 | 7.3023e-06 | 7.3023e-06 | 0 | 0 | Column30: 0 | [29 empty] | 7.3.2.1.3 Advanced weather monitoring and weather stations Weather StationsWLDFRElectric Reliability | WLDFR | HFTD - Distribution - Tier 3 - 3QU CoRE ¦ 2QU LoRE | Seismic - Non-Red Flag Warning - Catastrophic Fires | 2027 | Electric Reliability | 428.6023 | 610.7187 | 2027 | Mitigation | 0.011149 | 10 | 0 | esc | 0.011149 | 4.7784 | 0.011149 | 4.7784 | 0.011149 | 4.7784 | 0.011149 | 4.7784
[79 empty] | WLDFR | HFTD - Distribution - Tier 3 - 2QU CoRE ¦ 5QU LoRE | Non-Red Flag Warning - Catastrophic Fires | 2023 | 0 | 0 | 0 | 0 | 14664.6376 | 233.2301 | 8896.516 | 5534.8915 | 2.6002 | 2.6002 | 2.6002 | 2.6002 | 2.9473e-06 |  | 0 | 7.6638e-06 | 7.6638e-06 | 0 | 7.6638e-06 | 7.6638e-06 | 0 | 7.6638e-06 | 7.6638e-06 | 0 | 7.6638e-06 | Column30: 7.6638e-06 | [29 empty] | 7.3.2.1.3 Advanced weather monitoring and weather stations Weather StationsWLDFRElectric Reliability | WLDFR | HFTD - Distribution - Tier 3 - 3QU CoRE ¦ 2QU LoRE | Seismic - Non-Red Flag Warning - Catastrophic Fires | 2028 | Electric Reliability | 453.261 | 610.7187 | 2028 | Mitigation | 0.011149 | 10 | 0 | esc | 0.011149 | 5.0533 | 0.011149 | 5.0533 | 0.011149 | 5.0533 | 0.011149 | 5.0533
[79 empty] | WLDFR | HFTD - Distribution - Tier 3 - 2QU CoRE ¦ 5QU LoRE | Non-Red Flag Warning - Catastrophic Fires | 2024 | 0 | 0 | 0 | 0 | 14664.6376 | 233.2301 | 8896.516 | 5534.8915 | 2.6002 | 2.6002 | 2.6002 | 2.6002 | 2.9473e-06 |  | 0 | 7.6638e-06 | 7.6638e-06 | 0 | 7.6638e-06 | 7.6638e-06 | 0 | 7.6638e-06 | 7.6638e-06 | 0 | 7.6638e-06 | Column30: 7.6638e-06 | [29 empty] | 7.3.2.1.3 Advanced weather monitoring and weather stations Weather StationsWLDFRElectric Reliability | WLDFR | HFTD - Distribution - Tier 3 - 3QU CoRE ¦ 2QU LoRE | Seismic - Non-Red Flag Warning - Catastrophic Fires | 2029 | Electric Reliability | 453.261 | 610.7187 | 2029 | Mitigation | 0.011149 | 10 | 0 | esc | 0.011149 | 5.0533 | 0.011149 | 5.0533 | 0.011149 | 5.0533 | 0.011149 | 5.0533
[79 empty] | WLDFR | HFTD - Distribution - Tier 3 - 2QU CoRE ¦ 5QU LoRE | Non-Red Flag Warning - Catastrophic Fires | 2025 | 0 | 0 | 0 | 0 | 14664.6376 | 233.2301 | 8896.516 | 5534.8915 | 2.6002 | 2.6002 | 2.6002 | 2.6002 | 2.9473e-06 |  | 0 | 7.6638e-06 | 7.6638e-06 | 0 | 7.6638e-06 | 7.6638e-06 | 0 | 7.6638e-06 | 7.6638e-06 | 0 | 7.6638e-06 | Column30: 7.6638e-06 | [29 empty] | 7.3.2.1.3 Advanced weather monitoring and weather stations Weather StationsWLDFRElectric Reliability | WLDFR | HFTD - Distribution - Tier 3 - 3QU CoRE ¦ 2QU LoRE | Seismic - Non-Red Flag Warning - Catastrophic Fires | 2030 | Electric Reliability | 453.261 | 610.7187 | 2030 | Mitigation | 0.011149 | 10 | 0 | esc | 0 | 0 | 0.011149 | 5.0533 | 0.011149 | 5.0533 | 0.011149 | 5.0533
[79 empty] | WLDFR | HFTD - Distribution - Tier 3 - 2QU CoRE ¦ 5QU LoRE | Non-Red Flag Warning - Catastrophic Fires | 2026 | 0 | 0 | 0 | 0 | 14664.6376 | 233.2301 | 8896.516 | 5534.8915 | 2.6002 | 2.6002 | 2.6002 | 2.6002 | 2.9473e-06 |  | 0 | 7.6638e-06 | 7.6638e-06 | 0 | 7.6638e-06 | 7.6638e-06 | 0 | 7.6638e-06 | 7.6638e-06 | 0 | 7.6638e-06 | Column30: 7.6638e-06 | [29 empty] | 7.3.2.1.3 Advanced weather monitoring and weather stations Weather StationsWLDFRElectric Reliability | WLDFR | HFTD - Distribution - Tier 3 - 3QU CoRE ¦ 2QU LoRE | Seismic - Non-Red Flag Warning - Catastrophic Fires | 2031 | Electric Reliability | 453.261 | 610.7187 | 2031 | Mitigation | 0.011149 | 10 | 0 | esc | 0 | 0 | 0 | 0 | 0.011149 | 5.0533 | 0.011149 | 5.0533
[79 empty] | WLDFR | HFTD - Distribution - Tier 3 - 2QU CoRE ¦ 5QU LoRE | Non-Red Flag Warning - Catastrophic Fires | 2027 | 0 | 0 | 0 | 0 | 14664.6376 | 233.2301 | 8896.516 | 5534.8915 | 2.6002 | 2.6002 | 2.6002 | 2.6002 | 2.9473e-06 |  | 0 | 7.6638e-06 | 7.6638e-06 | 0 | 7.6638e-06 | 7.6638e-06 | 0 | 7.6638e-06 | 7.6638e-06 | 0 | 7.6638e-06 | Column30: 7.6638e-06 | [29 empty] | 7.3.2.1.3 Advanced weather monitoring and weather stations Weather StationsWLDFRElectric Reliability | WLDFR | HFTD - Distribution - Tier 3 - 3QU CoRE ¦ 2QU LoRE | Seismic - Non-Red Flag Warning - Catastrophic Fires | 2032 | Electric Reliability | 453.261 | 610.7187 | 2032 | Mitigation | 0.011149 | 10 | 0 | esc | 0 | 0 | 0 | 0 | 0 | 0 | 0.011149 | 5.0533
[79 empty] | WLDFR | HFTD - Distribution - Tier 3 - 2QU CoRE ¦ 5QU LoRE | Non-Red Flag Warning - Catastrophic Fires | 2028 | 0 | 0 | 0 | 0 | 15317.9909 | 247.273 | 9287.6491 | 5783.0689 | 2.7568 | 2.7568 | 2.7568 | 2.7568 | 2.9473e-06 |  | 0 | 8.1252e-06 | 8.1252e-06 | 0 | 8.1252e-06 | 8.1252e-06 | 0 | 8.1252e-06 | 8.1252e-06 | 0 | 8.1252e-06 | Column30: 8.1252e-06 | [29 empty] | 7.3.2.1.3 Advanced weather monitoring and weather stations Weather StationsWLDFRElectric Reliability | WLDFR | HFTD - Distribution - Tier 3 - 3QU CoRE ¦ 2QU LoRE | Seismic - Red Flag Warning - Catastrophic Fires | 2021 | Electric Reliability | 409.2237 | 610.7187 | 2021 | Mitigation | 0.011149 | 10 | 0 | esc | 0.011149 | 4.5624 | 0.011149 | 4.5624 | 0 | 0 | 0 | 0
[79 empty] | WLDFR | HFTD - Distribution - Tier 3 - 2QU CoRE ¦ 5QU LoRE | Non-Red Flag Warning - Catastrophic Fires | 2029 | 0 | 0 | 0 | 0 | 15317.9909 | 247.273 | 9287.6491 | 5783.0689 | 2.7568 | 2.7568 | 2.7568 | 2.7568 | 2.9473e-06 |  | 0 | 8.1252e-06 | 8.1252e-06 | 0 | 8.1252e-06 | 8.1252e-06 | 0 | 8.1252e-06 | 8.1252e-06 | 0 | 8.1252e-06 | Column30: 8.1252e-06 | [29 empty] | 7.3.2.1.3 Advanced weather monitoring and weather stations Weather StationsWLDFRElectric Reliability | WLDFR | HFTD - Distribution - Tier 3 - 3QU CoRE ¦ 2QU LoRE | Seismic - Red Flag Warning - Catastrophic Fires | 2022 | Electric Reliability | 409.2237 | 610.7187 | 2022 | Mitigation | 0.011149 | 10 | 0 | esc | 0.011149 | 4.5624 | 0.011149 | 4.5624 | 0.011149 | 4.5624 | 0 | 0
[79 empty] | WLDFR | HFTD - Distribution - Tier 3 - 2QU CoRE ¦ 5QU LoRE | Non-Red Flag Warning - Catastrophic Fires | 2030 | 0 | 0 | 0 | 0 | 15317.9909 | 247.273 | 9287.6491 | 5783.0689 | 0 | 2.7568 | 2.7568 | 2.7568 | 2.9473e-06 |  | 0 | 0 | 0 | 0 | 8.1252e-06 | 8.1252e-06 | 0 | 8.1252e-06 | 8.1252e-06 | 0 | 8.1252e-06 | Column30: 8.1252e-06 | [29 empty] | 7.3.2.1.3 Advanced weather monitoring and weather stations Weather StationsWLDFRElectric Reliability | WLDFR | HFTD - Distribution - Tier 3 - 3QU CoRE ¦ 2QU LoRE | Seismic - Red Flag Warning - Catastrophic Fires | 2023 | Electric Reliability | 428.6023 | 610.7187 | 2023 | Mitigation | 0.011149 | 10 | 0 | esc | 0.011149 | 4.7784 | 0.011149 | 4.7784 | 0.011149 | 4.7784 | 0.011149 | 4.7784
[79 empty] | WLDFR | HFTD - Distribution - Tier 3 - 2QU CoRE ¦ 5QU LoRE | Non-Red Flag Warning - Catastrophic Fires | 2031 | 0 | 0 | 0 | 0 | 15317.9909 | 247.273 | 9287.6491 | 5783.0689 | 0 | 0 | 2.7568 | 2.7568 | 2.9473e-06 |  | 0 | 0 | 0 | 0 | 0 | 0 | 0 | 8.1252e-06 | 8.1252e-06 | 0 | 8.1252e-06 | Column30: 8.1252e-06 | [29 empty] | 7.3.2.1.3 Advanced weather monitoring and weather stations Weather StationsWLDFRElectric Reliability | WLDFR | HFTD - Distribution - Tier 3 - 3QU CoRE ¦ 2QU LoRE | Seismic - Red Flag Warning - Catastrophic Fires | 2024 | Electric Reliability | 428.6023 | 610.7187 | 2024 | Mitigation | 0.011149 | 10 | 0 | esc | 0.011149 | 4.7784 | 0.011149 | 4.7784 | 0.011149 | 4.7784 | 0.011149 | 4.7784
[79 empty] | WLDFR | HFTD - Distribution - Tier 3 - 2QU CoRE ¦ 5QU LoRE | Non-Red Flag Warning - Catastrophic Fires | 2032 | 0 | 0 | 0 | 0 | 15317.9909 | 247.273 | 9287.6491 | 5783.0689 | 0 | 0 | 0 | 2.7568 | 2.9473e-06 |  | 0 | 0 | 0 | 0 | 0 | 0 | 0 | 0 | 0 | 0 | 8.1252e-06 | Column30: 8.1252e-06 | [29 empty] | 7.3.2.1.3 Advanced weather monitoring and weather stations Weather StationsWLDFRElectric Reliability | WLDFR | HFTD - Distribution - Tier 3 - 3QU CoRE ¦ 2QU LoRE | Seismic - Red Flag Warning - Catastrophic Fires | 2025 | Electric Reliability | 428.6023 | 610.7187 | 2025 | Mitigation | 0.011149 | 10 | 0 | esc | 0.011149 | 4.7784 | 0.011149 | 4.7784 | 0.011149 | 4.7784 | 0.011149 | 4.7784
[79 empty] | WLDFR | HFTD - Distribution - Tier 3 - 2QU CoRE ¦ 5QU LoRE | Non-Red Flag Warning - Destructive Fires | 2020 | 0 | 0 | 0 | 0 | 8807.9522 | 222.2294 | 8585.7228 | 0 | 2.4776 | 0 | 0 | 0 | 2.6709e-06 |  | 0 | 6.6173e-06 | 6.6173e-06 | 0 | 0 | 0 | 0 | 0 | 0 | 0 | 0 | Column30: 0 | [29 empty] | 7.3.2.1.3 Advanced weather monitoring and weather stations Weather StationsWLDFRElectric Reliability | WLDFR | HFTD - Distribution - Tier 3 - 3QU CoRE ¦ 2QU LoRE | Seismic - Red Flag Warning - Catastrophic Fires | 2026 | Electric Reliability | 428.6023 | 610.7187 | 2026 | Mitigation | 0.011149 | 10 | 0 | esc | 0.011149 | 4.7784 | 0.011149 | 4.7784 | 0.011149 | 4.7784 | 0.011149 | 4.7784
[79 empty] | WLDFR | HFTD - Distribution - Tier 3 - 2QU CoRE ¦ 5QU LoRE | Non-Red Flag Warning - Destructive Fires | 2021 | 0 | 0 | 0 | 0 | 8807.9522 | 222.2294 | 8585.7228 | 0 | 2.4776 | 2.4776 | 0 | 0 | 2.6709e-06 |  | 0 | 6.6173e-06 | 6.6173e-06 | 0 | 6.6173e-06 | 6.6173e-06 | 0 | 0 | 0 | 0 | 0 | Column30: 0 | [29 empty] | 7.3.2.1.3 Advanced weather monitoring and weather stations Weather StationsWLDFRElectric Reliability | WLDFR | HFTD - Distribution - Tier 3 - 3QU CoRE ¦ 2QU LoRE | Seismic - Red Flag Warning - Catastrophic Fires | 2027 | Electric Reliability | 428.6023 | 610.7187 | 2027 | Mitigation | 0.011149 | 10 | 0 | esc | 0.011149 | 4.7784 | 0.011149 | 4.7784 | 0.011149 | 4.7784 | 0.011149 | 4.7784
[79 empty] | WLDFR | HFTD - Distribution - Tier 3 - 2QU CoRE ¦ 5QU LoRE | Non-Red Flag Warning - Destructive Fires | 2022 | 0 | 0 | 0 | 0 | 8807.9522 | 222.2294 | 8585.7228 | 0 | 2.4776 | 2.4776 | 2.4776 | 0 | 2.6709e-06 |  | 0 | 6.6173e-06 | 6.6173e-06 | 0 | 6.6173e-06 | 6.6173e-06 | 0 | 6.6173e-06 | 6.6173e-06 | 0 | 0 | Column30: 0 | [29 empty] | 7.3.2.1.3 Advanced weather monitoring and weather stations Weather StationsWLDFRElectric Reliability | WLDFR | HFTD - Distribution - Tier 3 - 3QU CoRE ¦ 2QU LoRE | Seismic - Red Flag Warning - Catastrophic Fires | 2028 | Electric Reliability | 453.261 | 610.7187 | 2028 | Mitigation | 0.011149 | 10 | 0 | esc | 0.011149 | 5.0533 | 0.011149 | 5.0533 | 0.011149 | 5.0533 | 0.011149 | 5.0533
[79 empty] | WLDFR | HFTD - Distribution - Tier 3 - 2QU CoRE ¦ 5QU LoRE | Non-Red Flag Warning - Destructive Fires | 2023 | 0 | 0 | 0 | 0 | 9129.7461 | 233.2301 | 8896.516 | 0 | 2.6002 | 2.6002 | 2.6002 | 2.6002 | 2.6709e-06 |  | 0 | 6.9449e-06 | 6.9449e-06 | 0 | 6.9449e-06 | 6.9449e-06 | 0 | 6.9449e-06 | 6.9449e-06 | 0 | 6.9449e-06 | Column30: 6.9449e-06 | [29 empty] | 7.3.2.1.3 Advanced weather monitoring and weather stations Weather StationsWLDFRElectric Reliability | WLDFR | HFTD - Distribution - Tier 3 - 3QU CoRE ¦ 2QU LoRE | Seismic - Red Flag Warning - Catastrophic Fires | 2029 | Electric Reliability | 453.261 | 610.7187 | 2029 | Mitigation | 0.011149 | 10 | 0 | esc | 0.011149 | 5.0533 | 0.011149 | 5.0533 | 0.011149 | 5.0533 | 0.011149 | 5.0533
[79 empty] | WLDFR | HFTD - Distribution - Tier 3 - 2QU CoRE ¦ 5QU LoRE | Non-Red Flag Warning - Destructive Fires | 2024 | 0 | 0 | 0 | 0 | 9129.7461 | 233.2301 | 8896.516 | 0 | 2.6002 | 2.6002 | 2.6002 | 2.6002 | 2.6709e-06 |  | 0 | 6.9449e-06 | 6.9449e-06 | 0 | 6.9449e-06 | 6.9449e-06 | 0 | 6.9449e-06 | 6.9449e-06 | 0 | 6.9449e-06 | Column30: 6.9449e-06 | [29 empty] | 7.3.2.1.3 Advanced weather monitoring and weather stations Weather StationsWLDFRElectric Reliability | WLDFR | HFTD - Distribution - Tier 3 - 3QU CoRE ¦ 2QU LoRE | Seismic - Red Flag Warning - Catastrophic Fires | 2030 | Electric Reliability | 453.261 | 610.7187 | 2030 | Mitigation | 0.011149 | 10 | 0 | esc | 0 | 0 | 0.011149 | 5.0533 | 0.011149 | 5.0533 | 0.011149 | 5.0533
[79 empty] | WLDFR | HFTD - Distribution - Tier 3 - 2QU CoRE ¦ 5QU LoRE | Non-Red Flag Warning - Destructive Fires | 2025 | 0 | 0 | 0 | 0 | 9129.7461 | 233.2301 | 8896.516 | 0 | 2.6002 | 2.6002 | 2.6002 | 2.6002 | 2.6709e-06 |  | 0 | 6.9449e-06 | 6.9449e-06 | 0 | 6.9449e-06 | 6.9449e-06 | 0 | 6.9449e-06 | 6.9449e-06 | 0 | 6.9449e-06 | Column30: 6.9449e-06 | [29 empty] | 7.3.2.1.3 Advanced weather monitoring and weather stations Weather StationsWLDFRElectric Reliability | WLDFR | HFTD - Distribution - Tier 3 - 3QU CoRE ¦ 2QU LoRE | Seismic - Red Flag Warning - Catastrophic Fires | 2031 | Electric Reliability | 453.261 | 610.7187 | 2031 | Mitigation | 0.011149 | 10 | 0 | esc | 0 | 0 | 0 | 0 | 0.011149 | 5.0533 | 0.011149 | 5.0533
[79 empty] | WLDFR | HFTD - Distribution - Tier 3 - 2QU CoRE ¦ 5QU LoRE | Non-Red Flag Warning - Destructive Fires | 2026 | 0 | 0 | 0 | 0 | 9129.7461 | 233.2301 | 8896.516 | 0 | 2.6002 | 2.6002 | 2.6002 | 2.6002 | 2.6709e-06 |  | 0 | 6.9449e-06 | 6.9449e-06 | 0 | 6.9449e-06 | 6.9449e-06 | 0 | 6.9449e-06 | 6.9449e-06 | 0 | 6.9449e-06 | Column30: 6.9449e-06 | [29 empty] | 7.3.2.1.3 Advanced weather monitoring and weather stations Weather StationsWLDFRElectric Reliability | WLDFR | HFTD - Distribution - Tier 3 - 3QU CoRE ¦ 2QU LoRE | Seismic - Red Flag Warning - Catastrophic Fires | 2032 | Electric Reliability | 453.261 | 610.7187 | 2032 | Mitigation | 0.011149 | 10 | 0 | esc | 0 | 0 | 0 | 0 | 0 | 0 | 0.011149 | 5.0533
[79 empty] | WLDFR | HFTD - Distribution - Tier 3 - 2QU CoRE ¦ 5QU LoRE | Non-Red Flag Warning - Destructive Fires | 2027 | 0 | 0 | 0 | 0 | 9129.7461 | 233.2301 | 8896.516 | 0 | 2.6002 | 2.6002 | 2.6002 | 2.6002 | 2.6709e-06 |  | 0 | 6.9449e-06 | 6.9449e-06 | 0 | 6.9449e-06 | 6.9449e-06 | 0 | 6.9449e-06 | 6.9449e-06 | 0 | 6.9449e-06 | Column30: 6.9449e-06 | [29 empty] | 7.3.2.1.3 Advanced weather monitoring and weather stations Weather StationsWLDFRElectric Reliability | WLDFR | HFTD - Distribution - Tier 3 - 3QU CoRE ¦ 3QU LoRE | Non-Red Flag Warning - Catastrophic Fires | 2021 | Electric Reliability | 222.2294 | 206.7005 | 2021 | Mitigation | 0.011149 | 10 | 0 | esc | 0.011149 | 2.4776 | 0.011149 | 2.4776 | 0 | 0 | 0 | 0
[79 empty] | WLDFR | HFTD - Distribution - Tier 3 - 2QU CoRE ¦ 5QU LoRE | Non-Red Flag Warning - Destructive Fires | 2028 | 0 | 0 | 0 | 0 | 9534.9221 | 247.273 | 9287.6491 | 0 | 2.7568 | 2.7568 | 2.7568 | 2.7568 | 2.6709e-06 |  | 0 | 7.363e-06 | 7.363e-06 | 0 | 7.363e-06 | 7.363e-06 | 0 | 7.363e-06 | 7.363e-06 | 0 | 7.363e-06 | Column30: 7.363e-06 | [29 empty] | 7.3.2.1.3 Advanced weather monitoring and weather stations Weather StationsWLDFRElectric Reliability | WLDFR | HFTD - Distribution - Tier 3 - 3QU CoRE ¦ 3QU LoRE | Non-Red Flag Warning - Catastrophic Fires | 2022 | Electric Reliability | 222.2294 | 206.7005 | 2022 | Mitigation | 0.011149 | 10 | 0 | esc | 0.011149 | 2.4776 | 0.011149 | 2.4776 | 0.011149 | 2.4776 | 0 | 0
[79 empty] | WLDFR | HFTD - Distribution - Tier 3 - 2QU CoRE ¦ 5QU LoRE | Non-Red Flag Warning - Destructive Fires | 2029 | 0 | 0 | 0 | 0 | 9534.9221 | 247.273 | 9287.6491 | 0 | 2.7568 | 2.7568 | 2.7568 | 2.7568 | 2.6709e-06 |  | 0 | 7.363e-06 | 7.363e-06 | 0 | 7.363e-06 | 7.363e-06 | 0 | 7.363e-06 | 7.363e-06 | 0 | 7.363e-06 | Column30: 7.363e-06 | [29 empty] | 7.3.2.1.3 Advanced weather monitoring and weather stations Weather StationsWLDFRElectric Reliability | WLDFR | HFTD - Distribution - Tier 3 - 3QU CoRE ¦ 3QU LoRE | Non-Red Flag Warning - Catastrophic Fires | 2023 | Electric Reliability | 233.2301 | 206.7005 | 2023 | Mitigation | 0.011149 | 10 | 0 | esc | 0.011149 | 2.6002 | 0.011149 | 2.6002 | 0.011149 | 2.6002 | 0.011149 | 2.6002
[79 empty] | WLDFR | HFTD - Distribution - Tier 3 - 2QU CoRE ¦ 5QU LoRE | Non-Red Flag Warning - Destructive Fires | 2030 | 0 | 0 | 0 | 0 | 9534.9221 | 247.273 | 9287.6491 | 0 | 0 | 2.7568 | 2.7568 | 2.7568 | 2.6709e-06 |  | 0 | 0 | 0 | 0 | 7.363e-06 | 7.363e-06 | 0 | 7.363e-06 | 7.363e-06 | 0 | 7.363e-06 | Column30: 7.363e-06 | [29 empty] | 7.3.2.1.3 Advanced weather monitoring and weather stations Weather StationsWLDFRElectric Reliability | WLDFR | HFTD - Distribution - Tier 3 - 3QU CoRE ¦ 3QU LoRE | Non-Red Flag Warning - Catastrophic Fires | 2024 | Electric Reliability | 233.2301 | 206.7005 | 2024 | Mitigation | 0.011149 | 10 | 0 | esc | 0.011149 | 2.6002 | 0.011149 | 2.6002 | 0.011149 | 2.6002 | 0.011149 | 2.6002
[79 empty] | WLDFR | HFTD - Distribution - Tier 3 - 2QU CoRE ¦ 5QU LoRE | Non-Red Flag Warning - Destructive Fires | 2031 | 0 | 0 | 0 | 0 | 9534.9221 | 247.273 | 9287.6491 | 0 | 0 | 0 | 2.7568 | 2.7568 | 2.6709e-06 |  | 0 | 0 | 0 | 0 | 0 | 0 | 0 | 7.363e-06 | 7.363e-06 | 0 | 7.363e-06 | Column30: 7.363e-06 | [29 empty] | 7.3.2.1.3 Advanced weather monitoring and weather stations Weather StationsWLDFRElectric Reliability | WLDFR | HFTD - Distribution - Tier 3 - 3QU CoRE ¦ 3QU LoRE | Non-Red Flag Warning - Catastrophic Fires | 2025 | Electric Reliability | 233.2301 | 206.7005 | 2025 | Mitigation | 0.011149 | 10 | 0 | esc | 0.011149 | 2.6002 | 0.011149 | 2.6002 | 0.011149 | 2.6002 | 0.011149 | 2.6002
[79 empty] | WLDFR | HFTD - Distribution - Tier 3 - 2QU CoRE ¦ 5QU LoRE | Non-Red Flag Warning - Destructive Fires | 2032 | 0 | 0 | 0 | 0 | 9534.9221 | 247.273 | 9287.6491 | 0 | 0 | 0 | 0 | 2.7568 | 2.6709e-06 |  | 0 | 0 | 0 | 0 | 0 | 0 | 0 | 0 | 0 | 0 | 7.363e-06 | Column30: 7.363e-06 | [29 empty] | 7.3.2.1.3 Advanced weather monitoring and weather stations Weather StationsWLDFRElectric Reliability | WLDFR | HFTD - Distribution - Tier 3 - 3QU CoRE ¦ 3QU LoRE | Non-Red Flag Warning - Catastrophic Fires | 2026 | Electric Reliability | 233.2301 | 206.7005 | 2026 | Mitigation | 0.011149 | 10 | 0 | esc | 0.011149 | 2.6002 | 0.011149 | 2.6002 | 0.011149 | 2.6002 | 0.011149 | 2.6002
[79 empty] | WLDFR | HFTD - Distribution - Tier 3 - 2QU CoRE ¦ 5QU LoRE | Non-Red Flag Warning - Large Fires | 2020 | 0 | 0 | 0 | 0 | 5.2406 | 0.69642 | 2.942 | 1.6022 | 0.0077642 | 0 | 0 | 0 | 1.8586e-05 |  | 0 | 1.4431e-07 | 1.4431e-07 | 0 | 0 | 0 | 0 | 0 | 0 | 0 | 0 | Column30: 0 | [29 empty] | 7.3.2.1.3 Advanced weather monitoring and weather stations Weather StationsWLDFRElectric Reliability | WLDFR | HFTD - Distribution - Tier 3 - 3QU CoRE ¦ 3QU LoRE | Non-Red Flag Warning - Catastrophic Fires | 2027 | Electric Reliability | 233.2301 | 206.7005 | 2027 | Mitigation | 0.011149 | 10 | 0 | esc | 0.011149 | 2.6002 | 0.011149 | 2.6002 | 0.011149 | 2.6002 | 0.011149 | 2.6002
[79 empty] | WLDFR | HFTD - Distribution - Tier 3 - 2QU CoRE ¦ 5QU LoRE | Non-Red Flag Warning - Large Fires | 2021 | 0 | 0 | 0 | 0 | 5.2406 | 0.69642 | 2.942 | 1.6022 | 0.0077642 | 0.0077642 | 0 | 0 | 1.8586e-05 |  | 0 | 1.4431e-07 | 1.4431e-07 | 0 | 1.4431e-07 | 1.4431e-07 | 0 | 0 | 0 | 0 | 0 | Column30: 0 | [29 empty] | 7.3.2.1.3 Advanced weather monitoring and weather stations Weather StationsWLDFRElectric Reliability | WLDFR | HFTD - Distribution - Tier 3 - 3QU CoRE ¦ 3QU LoRE | Non-Red Flag Warning - Catastrophic Fires | 2028 | Electric Reliability | 247.273 | 206.7005 | 2028 | Mitigation | 0.011149 | 10 | 0 | esc | 0.011149 | 2.7568 | 0.011149 | 2.7568 | 0.011149 | 2.7568 | 0.011149 | 2.7568
[79 empty] | WLDFR | HFTD - Distribution - Tier 3 - 2QU CoRE ¦ 5QU LoRE | Non-Red Flag Warning - Large Fires | 2022 | 0 | 0 | 0 | 0 | 5.2406 | 0.69642 | 2.942 | 1.6022 | 0.0077642 | 0.0077642 | 0.0077642 | 0 | 1.8586e-05 |  | 0 | 1.4431e-07 | 1.4431e-07 | 0 | 1.4431e-07 | 1.4431e-07 | 0 | 1.4431e-07 | 1.4431e-07 | 0 | 0 | Column30: 0 | [29 empty] | 7.3.2.1.3 Advanced weather monitoring and weather stations Weather StationsWLDFRElectric Reliability | WLDFR | HFTD - Distribution - Tier 3 - 3QU CoRE ¦ 3QU LoRE | Non-Red Flag Warning - Catastrophic Fires | 2029 | Electric Reliability | 247.273 | 206.7005 | 2029 | Mitigation | 0.011149 | 10 | 0 | esc | 0.011149 | 2.7568 | 0.011149 | 2.7568 | 0.011149 | 2.7568 | 0.011149 | 2.7568
[79 empty] | WLDFR | HFTD - Distribution - Tier 3 - 2QU CoRE ¦ 5QU LoRE | Non-Red Flag Warning - Large Fires | 2023 | 0 | 0 | 0 | 0 | 5.475 | 0.71896 | 3.0715 | 1.6846 | 0.0080156 | 0.0080156 | 0.0080156 | 0.0080156 | 1.8586e-05 |  | 0 | 1.4898e-07 | 1.4898e-07 | 0 | 1.4898e-07 | 1.4898e-07 | 0 | 1.4898e-07 | 1.4898e-07 | 0 | 1.4898e-07 | Column30: 1.4898e-07 | [29 empty] | 7.3.2.1.3 Advanced weather monitoring and weather stations Weather StationsWLDFRElectric Reliability | WLDFR | HFTD - Distribution - Tier 3 - 3QU CoRE ¦ 3QU LoRE | Non-Red Flag Warning - Catastrophic Fires | 2030 | Electric Reliability | 247.273 | 206.7005 | 2030 | Mitigation | 0.011149 | 10 | 0 | esc | 0 | 0 | 0.011149 | 2.7568 | 0.011149 | 2.7568 | 0.011149 | 2.7568
[79 empty] | WLDFR | HFTD - Distribution - Tier 3 - 2QU CoRE ¦ 5QU LoRE | Non-Red Flag Warning - Large Fires | 2024 | 0 | 0 | 0 | 0 | 5.475 | 0.71896 | 3.0715 | 1.6846 | 0.0080156 | 0.0080156 | 0.0080156 | 0.0080156 | 1.8586e-05 |  | 0 | 1.4898e-07 | 1.4898e-07 | 0 | 1.4898e-07 | 1.4898e-07 | 0 | 1.4898e-07 | 1.4898e-07 | 0 | 1.4898e-07 | Column30: 1.4898e-07 | [29 empty] | 7.3.2.1.3 Advanced weather monitoring and weather stations Weather StationsWLDFRElectric Reliability | WLDFR | HFTD - Distribution - Tier 3 - 3QU CoRE ¦ 3QU LoRE | Non-Red Flag Warning - Catastrophic Fires | 2031 | Electric Reliability | 247.273 | 206.7005 | 2031 | Mitigation | 0.011149 | 10 | 0 | esc | 0 | 0 | 0 | 0 | 0.011149 | 2.7568 | 0.011149 | 2.7568
[79 empty] | WLDFR | HFTD - Distribution - Tier 3 - 2QU CoRE ¦ 5QU LoRE | Non-Red Flag Warning - Large Fires | 2025 | 0 | 0 | 0 | 0 | 5.475 | 0.71896 | 3.0715 | 1.6846 | 0.0080156 | 0.0080156 | 0.0080156 | 0.0080156 | 1.8586e-05 |  | 0 | 1.4898e-07 | 1.4898e-07 | 0 | 1.4898e-07 | 1.4898e-07 | 0 | 1.4898e-07 | 1.4898e-07 | 0 | 1.4898e-07 | Column30: 1.4898e-07 | [29 empty] | 7.3.2.1.3 Advanced weather monitoring and weather stations Weather StationsWLDFRElectric Reliability | WLDFR | HFTD - Distribution - Tier 3 - 3QU CoRE ¦ 3QU LoRE | Non-Red Flag Warning - Catastrophic Fires | 2032 | Electric Reliability | 247.273 | 206.7005 | 2032 | Mitigation | 0.011149 | 10 | 0 | esc | 0 | 0 | 0 | 0 | 0 | 0 | 0.011149 | 2.7568
[79 empty] | WLDFR | HFTD - Distribution - Tier 3 - 2QU CoRE ¦ 5QU LoRE | Non-Red Flag Warning - Large Fires | 2026 | 0 | 0 | 0 | 0 | 5.475 | 0.71896 | 3.0715 | 1.6846 | 0.0080156 | 0.0080156 | 0.0080156 | 0.0080156 | 1.8586e-05 |  | 0 | 1.4898e-07 | 1.4898e-07 | 0 | 1.4898e-07 | 1.4898e-07 | 0 | 1.4898e-07 | 1.4898e-07 | 0 | 1.4898e-07 | Column30: 1.4898e-07 | [29 empty] | 7.3.2.1.3 Advanced weather monitoring and weather stations Weather StationsWLDFRElectric Reliability | WLDFR | HFTD - Distribution - Tier 3 - 3QU CoRE ¦ 3QU LoRE | Non-Red Flag Warning - Destructive Fires | 2021 | Electric Reliability | 222.2294 | 206.7005 | 2021 | Mitigation | 0.011149 | 10 | 0 | esc | 0.011149 | 2.4776 | 0.011149 | 2.4776 | 0 | 0 | 0 | 0
[79 empty] | WLDFR | HFTD - Distribution - Tier 3 - 2QU CoRE ¦ 5QU LoRE | Non-Red Flag Warning - Large Fires | 2027 | 0 | 0 | 0 | 0 | 5.475 | 0.71896 | 3.0715 | 1.6846 | 0.0080156 | 0.0080156 | 0.0080156 | 0.0080156 | 1.8586e-05 |  | 0 | 1.4898e-07 | 1.4898e-07 | 0 | 1.4898e-07 | 1.4898e-07 | 0 | 1.4898e-07 | 1.4898e-07 | 0 | 1.4898e-07 | Column30: 1.4898e-07 | [29 empty] | 7.3.2.1.3 Advanced weather monitoring and weather stations Weather StationsWLDFRElectric Reliability | WLDFR | HFTD - Distribution - Tier 3 - 3QU CoRE ¦ 3QU LoRE | Non-Red Flag Warning - Destructive Fires | 2022 | Electric Reliability | 222.2294 | 206.7005 | 2022 | Mitigation | 0.011149 | 10 | 0 | esc | 0.011149 | 2.4776 | 0.011149 | 2.4776 | 0.011149 | 2.4776 | 0 | 0
[79 empty] | WLDFR | HFTD - Distribution - Tier 3 - 2QU CoRE ¦ 5QU LoRE | Non-Red Flag Warning - Large Fires | 2028 | 0 | 0 | 0 | 0 | 5.777 | 0.74734 | 3.238 | 1.7917 | 0.0083319 | 0.0083319 | 0.0083319 | 0.0083319 | 1.8586e-05 |  | 0 | 1.5486e-07 | 1.5486e-07 | 0 | 1.5486e-07 | 1.5486e-07 | 0 | 1.5486e-07 | 1.5486e-07 | 0 | 1.5486e-07 | Column30: 1.5486e-07 | [29 empty] | 7.3.2.1.3 Advanced weather monitoring and weather stations Weather StationsWLDFRElectric Reliability | WLDFR | HFTD - Distribution - Tier 3 - 3QU CoRE ¦ 3QU LoRE | Non-Red Flag Warning - Destructive Fires | 2023 | Electric Reliability | 233.2301 | 206.7005 | 2023 | Mitigation | 0.011149 | 10 | 0 | esc | 0.011149 | 2.6002 | 0.011149 | 2.6002 | 0.011149 | 2.6002 | 0.011149 | 2.6002
[79 empty] | WLDFR | HFTD - Distribution - Tier 3 - 2QU CoRE ¦ 5QU LoRE | Non-Red Flag Warning - Large Fires | 2029 | 0 | 0 | 0 | 0 | 5.777 | 0.74734 | 3.238 | 1.7917 | 0.0083319 | 0.0083319 | 0.0083319 | 0.0083319 | 1.8586e-05 |  | 0 | 1.5486e-07 | 1.5486e-07 | 0 | 1.5486e-07 | 1.5486e-07 | 0 | 1.5486e-07 | 1.5486e-07 | 0 | 1.5486e-07 | Column30: 1.5486e-07 | [29 empty] | 7.3.2.1.3 Advanced weather monitoring and weather stations Weather StationsWLDFRElectric Reliability | WLDFR | HFTD - Distribution - Tier 3 - 3QU CoRE ¦ 3QU LoRE | Non-Red Flag Warning - Destructive Fires | 2024 | Electric Reliability | 233.2301 | 206.7005 | 2024 | Mitigation | 0.011149 | 10 | 0 | esc | 0.011149 | 2.6002 | 0.011149 | 2.6002 | 0.011149 | 2.6002 | 0.011149 | 2.6002
[79 empty] | WLDFR | HFTD - Distribution - Tier 3 - 2QU CoRE ¦ 5QU LoRE | Non-Red Flag Warning - Large Fires | 2030 | 0 | 0 | 0 | 0 | 5.777 | 0.74734 | 3.238 | 1.7917 | 0 | 0.0083319 | 0.0083319 | 0.0083319 | 1.8586e-05 |  | 0 | 0 | 0 | 0 | 1.5486e-07 | 1.5486e-07 | 0 | 1.5486e-07 | 1.5486e-07 | 0 | 1.5486e-07 | Column30: 1.5486e-07 | [29 empty] | 7.3.2.1.3 Advanced weather monitoring and weather stations Weather StationsWLDFRElectric Reliability | WLDFR | HFTD - Distribution - Tier 3 - 3QU CoRE ¦ 3QU LoRE | Non-Red Flag Warning - Destructive Fires | 2025 | Electric Reliability | 233.2301 | 206.7005 | 2025 | Mitigation | 0.011149 | 10 | 0 | esc | 0.011149 | 2.6002 | 0.011149 | 2.6002 | 0.011149 | 2.6002 | 0.011149 | 2.6002
[79 empty] | WLDFR | HFTD - Distribution - Tier 3 - 2QU CoRE ¦ 5QU LoRE | Non-Red Flag Warning - Large Fires | 2031 | 0 | 0 | 0 | 0 | 5.777 | 0.74734 | 3.238 | 1.7917 | 0 | 0 | 0.0083319 | 0.0083319 | 1.8586e-05 |  | 0 | 0 | 0 | 0 | 0 | 0 | 0 | 1.5486e-07 | 1.5486e-07 | 0 | 1.5486e-07 | Column30: 1.5486e-07 | [29 empty] | 7.3.2.1.3 Advanced weather monitoring and weather stations Weather StationsWLDFRElectric Reliability | WLDFR | HFTD - Distribution - Tier 3 - 3QU CoRE ¦ 3QU LoRE | Non-Red Flag Warning - Destructive Fires | 2026 | Electric Reliability | 233.2301 | 206.7005 | 2026 | Mitigation | 0.011149 | 10 | 0 | esc | 0.011149 | 2.6002 | 0.011149 | 2.6002 | 0.011149 | 2.6002 | 0.011149 | 2.6002
[79 empty] | WLDFR | HFTD - Distribution - Tier 3 - 2QU CoRE ¦ 5QU LoRE | Non-Red Flag Warning - Large Fires | 2032 | 0 | 0 | 0 | 0 | 5.777 | 0.74734 | 3.238 | 1.7917 | 0 | 0 | 0 | 0.0083319 | 1.8586e-05 |  | 0 | 0 | 0 | 0 | 0 | 0 | 0 | 0 | 0 | 0 | 1.5486e-07 | Column30: 1.5486e-07 | [29 empty] | 7.3.2.1.3 Advanced weather monitoring and weather stations Weather StationsWLDFRElectric Reliability | WLDFR | HFTD - Distribution - Tier 3 - 3QU CoRE ¦ 3QU LoRE | Non-Red Flag Warning - Destructive Fires | 2027 | Electric Reliability | 233.2301 | 206.7005 | 2027 | Mitigation | 0.011149 | 10 | 0 | esc | 0.011149 | 2.6002 | 0.011149 | 2.6002 | 0.011149 | 2.6002 | 0.011149 | 2.6002
[79 empty] | WLDFR | HFTD - Distribution - Tier 3 - 2QU CoRE ¦ 5QU LoRE | Non-Red Flag Warning - Small Fires | 2020 | 0 | 0 | 0 | 0 | 0.077901 | 0.036425 | 0.0015809 | 0.039895 | 0.0004061 | 0 | 0 | 0 | 0.0024409 |  | 0 | 9.9125e-07 | 9.9125e-07 | 0 | 0 | 0 | 0 | 0 | 0 | 0 | 0 | Column30: 0 | [29 empty] | 7.3.2.1.3 Advanced weather monitoring and weather stations Weather StationsWLDFRElectric Reliability | WLDFR | HFTD - Distribution - Tier 3 - 3QU CoRE ¦ 3QU LoRE | Non-Red Flag Warning - Destructive Fires | 2028 | Electric Reliability | 247.273 | 206.7005 | 2028 | Mitigation | 0.011149 | 10 | 0 | esc | 0.011149 | 2.7568 | 0.011149 | 2.7568 | 0.011149 | 2.7568 | 0.011149 | 2.7568
[79 empty] | WLDFR | HFTD - Distribution - Tier 3 - 2QU CoRE ¦ 5QU LoRE | Non-Red Flag Warning - Small Fires | 2021 | 0 | 0 | 0 | 0 | 0.077901 | 0.036425 | 0.0015809 | 0.039895 | 0.0004061 | 0.0004061 | 0 | 0 | 0.0024409 |  | 0 | 9.9125e-07 | 9.9125e-07 | 0 | 9.9125e-07 | 9.9125e-07 | 0 | 0 | 0 | 0 | 0 | Column30: 0 | [29 empty] | 7.3.2.1.3 Advanced weather monitoring and weather stations Weather StationsWLDFRElectric Reliability | WLDFR | HFTD - Distribution - Tier 3 - 3QU CoRE ¦ 3QU LoRE | Non-Red Flag Warning - Destructive Fires | 2029 | Electric Reliability | 247.273 | 206.7005 | 2029 | Mitigation | 0.011149 | 10 | 0 | esc | 0.011149 | 2.7568 | 0.011149 | 2.7568 | 0.011149 | 2.7568 | 0.011149 | 2.7568
[79 empty] | WLDFR | HFTD - Distribution - Tier 3 - 2QU CoRE ¦ 5QU LoRE | Non-Red Flag Warning - Small Fires | 2022 | 0 | 0 | 0 | 0 | 0.077901 | 0.036425 | 0.0015809 | 0.039895 | 0.0004061 | 0.0004061 | 0.0004061 | 0 | 0.0024409 |  | 0 | 9.9125e-07 | 9.9125e-07 | 0 | 9.9125e-07 | 9.9125e-07 | 0 | 9.9125e-07 | 9.9125e-07 | 0 | 0 | Column30: 0 | [29 empty] | 7.3.2.1.3 Advanced weather monitoring and weather stations Weather StationsWLDFRElectric Reliability | WLDFR | HFTD - Distribution - Tier 3 - 3QU CoRE ¦ 3QU LoRE | Non-Red Flag Warning - Destructive Fires | 2030 | Electric Reliability | 247.273 | 206.7005 | 2030 | Mitigation | 0.011149 | 10 | 0 | esc | 0 | 0 | 0.011149 | 2.7568 | 0.011149 | 2.7568 | 0.011149 | 2.7568
[79 empty] | WLDFR | HFTD - Distribution - Tier 3 - 2QU CoRE ¦ 5QU LoRE | Non-Red Flag Warning - Small Fires | 2023 | 0 | 0 | 0 | 0 | 0.080408 | 0.03759 | 0.0016314 | 0.041187 | 0.00041909 | 0.00041909 | 0.00041909 | 0.00041909 | 0.0024409 |  | 0 | 1.023e-06 | 1.023e-06 | 0 | 1.023e-06 | 1.023e-06 | 0 | 1.023e-06 | 1.023e-06 | 0 | 1.023e-06 | Column30: 1.023e-06 | [29 empty] | 7.3.2.1.3 Advanced weather monitoring and weather stations Weather StationsWLDFRElectric Reliability | WLDFR | HFTD - Distribution - Tier 3 - 3QU CoRE ¦ 3QU LoRE | Non-Red Flag Warning - Destructive Fires | 2031 | Electric Reliability | 247.273 | 206.7005 | 2031 | Mitigation | 0.011149 | 10 | 0 | esc | 0 | 0 | 0 | 0 | 0.011149 | 2.7568 | 0.011149 | 2.7568
[79 empty] | WLDFR | HFTD - Distribution - Tier 3 - 2QU CoRE ¦ 5QU LoRE | Non-Red Flag Warning - Small Fires | 2024 | 0 | 0 | 0 | 0 | 0.080408 | 0.03759 | 0.0016314 | 0.041187 | 0.00041909 | 0.00041909 | 0.00041909 | 0.00041909 | 0.0024409 |  | 0 | 1.023e-06 | 1.023e-06 | 0 | 1.023e-06 | 1.023e-06 | 0 | 1.023e-06 | 1.023e-06 | 0 | 1.023e-06 | Column30: 1.023e-06 | [29 empty] | 7.3.2.1.3 Advanced weather monitoring and weather stations Weather StationsWLDFRElectric Reliability | WLDFR | HFTD - Distribution - Tier 3 - 3QU CoRE ¦ 3QU LoRE | Non-Red Flag Warning - Destructive Fires | 2032 | Electric Reliability | 247.273 | 206.7005 | 2032 | Mitigation | 0.011149 | 10 | 0 | esc | 0 | 0 | 0 | 0 | 0 | 0 | 0.011149 | 2.7568
[79 empty] | WLDFR | HFTD - Distribution - Tier 3 - 2QU CoRE ¦ 5QU LoRE | Non-Red Flag Warning - Small Fires | 2025 | 0 | 0 | 0 | 0 | 0.080408 | 0.03759 | 0.0016314 | 0.041187 | 0.00041909 | 0.00041909 | 0.00041909 | 0.00041909 | 0.0024409 |  | 0 | 1.023e-06 | 1.023e-06 | 0 | 1.023e-06 | 1.023e-06 | 0 | 1.023e-06 | 1.023e-06 | 0 | 1.023e-06 | Column30: 1.023e-06 | [29 empty] | 7.3.2.1.3 Advanced weather monitoring and weather stations Weather StationsWLDFRElectric Reliability | WLDFR | HFTD - Distribution - Tier 3 - 3QU CoRE ¦ 3QU LoRE | Non-Red Flag Warning - Large Fires | 2021 | Electric Reliability | 0.69642 | 206.7005 | 2021 | Mitigation | 0.011149 | 10 | 0 | esc | 0.011149 | 0.0077642 | 0.011149 | 0.0077642 | 0 | 0 | 0 | 0
[79 empty] | WLDFR | HFTD - Distribution - Tier 3 - 2QU CoRE ¦ 5QU LoRE | Non-Red Flag Warning - Small Fires | 2026 | 0 | 0 | 0 | 0 | 0.080408 | 0.03759 | 0.0016314 | 0.041187 | 0.00041909 | 0.00041909 | 0.00041909 | 0.00041909 | 0.0024409 |  | 0 | 1.023e-06 | 1.023e-06 | 0 | 1.023e-06 | 1.023e-06 | 0 | 1.023e-06 | 1.023e-06 | 0 | 1.023e-06 | Column30: 1.023e-06 | [29 empty] | 7.3.2.1.3 Advanced weather monitoring and weather stations Weather StationsWLDFRElectric Reliability | WLDFR | HFTD - Distribution - Tier 3 - 3QU CoRE ¦ 3QU LoRE | Non-Red Flag Warning - Large Fires | 2022 | Electric Reliability | 0.69642 | 206.7005 | 2022 | Mitigation | 0.011149 | 10 | 0 | esc | 0.011149 | 0.0077642 | 0.011149 | 0.0077642 | 0.011149 | 0.0077642 | 0 | 0
[79 empty] | WLDFR | HFTD - Distribution - Tier 3 - 2QU CoRE ¦ 5QU LoRE | Non-Red Flag Warning - Small Fires | 2027 | 0 | 0 | 0 | 0 | 0.080408 | 0.03759 | 0.0016314 | 0.041187 | 0.00041909 | 0.00041909 | 0.00041909 | 0.00041909 | 0.0024409 |  | 0 | 1.023e-06 | 1.023e-06 | 0 | 1.023e-06 | 1.023e-06 | 0 | 1.023e-06 | 1.023e-06 | 0 | 1.023e-06 | Column30: 1.023e-06 | [29 empty] | 7.3.2.1.3 Advanced weather monitoring and weather stations Weather StationsWLDFRElectric Reliability | WLDFR | HFTD - Distribution - Tier 3 - 3QU CoRE ¦ 3QU LoRE | Non-Red Flag Warning - Large Fires | 2023 | Electric Reliability | 0.71896 | 206.7005 | 2023 | Mitigation | 0.011149 | 10 | 0 | esc | 0.011149 | 0.0080156 | 0.011149 | 0.0080156 | 0.011149 | 0.0080156 | 0.011149 | 0.0080156
[79 empty] | WLDFR | HFTD - Distribution - Tier 3 - 2QU CoRE ¦ 5QU LoRE | Non-Red Flag Warning - Small Fires | 2028 | 0 | 0 | 0 | 0 | 0.083606 | 0.039055 | 0.001695 | 0.042856 | 0.00043542 | 0.00043542 | 0.00043542 | 0.00043542 | 0.0024409 |  | 0 | 1.0628e-06 | 1.0628e-06 | 0 | 1.0628e-06 | 1.0628e-06 | 0 | 1.0628e-06 | 1.0628e-06 | 0 | 1.0628e-06 | Column30: 1.0628e-06 | [29 empty] | 7.3.2.1.3 Advanced weather monitoring and weather stations Weather StationsWLDFRElectric Reliability | WLDFR | HFTD - Distribution - Tier 3 - 3QU CoRE ¦ 3QU LoRE | Non-Red Flag Warning - Large Fires | 2024 | Electric Reliability | 0.71896 | 206.7005 | 2024 | Mitigation | 0.011149 | 10 | 0 | esc | 0.011149 | 0.0080156 | 0.011149 | 0.0080156 | 0.011149 | 0.0080156 | 0.011149 | 0.0080156
[79 empty] | WLDFR | HFTD - Distribution - Tier 3 - 2QU CoRE ¦ 5QU LoRE | Non-Red Flag Warning - Small Fires | 2029 | 0 | 0 | 0 | 0 | 0.083606 | 0.039055 | 0.001695 | 0.042856 | 0.00043542 | 0.00043542 | 0.00043542 | 0.00043542 | 0.0024409 |  | 0 | 1.0628e-06 | 1.0628e-06 | 0 | 1.0628e-06 | 1.0628e-06 | 0 | 1.0628e-06 | 1.0628e-06 | 0 | 1.0628e-06 | Column30: 1.0628e-06 | [29 empty] | 7.3.2.1.3 Advanced weather monitoring and weather stations Weather StationsWLDFRElectric Reliability | WLDFR | HFTD - Distribution - Tier 3 - 3QU CoRE ¦ 3QU LoRE | Non-Red Flag Warning - Large Fires | 2025 | Electric Reliability | 0.71896 | 206.7005 | 2025 | Mitigation | 0.011149 | 10 | 0 | esc | 0.011149 | 0.0080156 | 0.011149 | 0.0080156 | 0.011149 | 0.0080156 | 0.011149 | 0.0080156
[79 empty] | WLDFR | HFTD - Distribution - Tier 3 - 2QU CoRE ¦ 5QU LoRE | Non-Red Flag Warning - Small Fires | 2030 | 0 | 0 | 0 | 0 | 0.083606 | 0.039055 | 0.001695 | 0.042856 | 0 | 0.00043542 | 0.00043542 | 0.00043542 | 0.0024409 |  | 0 | 0 | 0 | 0 | 1.0628e-06 | 1.0628e-06 | 0 | 1.0628e-06 | 1.0628e-06 | 0 | 1.0628e-06 | Column30: 1.0628e-06 | [29 empty] | 7.3.2.1.3 Advanced weather monitoring and weather stations Weather StationsWLDFRElectric Reliability | WLDFR | HFTD - Distribution - Tier 3 - 3QU CoRE ¦ 3QU LoRE | Non-Red Flag Warning - Large Fires | 2026 | Electric Reliability | 0.71896 | 206.7005 | 2026 | Mitigation | 0.011149 | 10 | 0 | esc | 0.011149 | 0.0080156 | 0.011149 | 0.0080156 | 0.011149 | 0.0080156 | 0.011149 | 0.0080156
[79 empty] | WLDFR | HFTD - Distribution - Tier 3 - 2QU CoRE ¦ 5QU LoRE | Non-Red Flag Warning - Small Fires | 2031 | 0 | 0 | 0 | 0 | 0.083606 | 0.039055 | 0.001695 | 0.042856 | 0 | 0 | 0.00043542 | 0.00043542 | 0.0024409 |  | 0 | 0 | 0 | 0 | 0 | 0 | 0 | 1.0628e-06 | 1.0628e-06 | 0 | 1.0628e-06 | Column30: 1.0628e-06 | [29 empty] | 7.3.2.1.3 Advanced weather monitoring and weather stations Weather StationsWLDFRElectric Reliability | WLDFR | HFTD - Distribution - Tier 3 - 3QU CoRE ¦ 3QU LoRE | Non-Red Flag Warning - Large Fires | 2027 | Electric Reliability | 0.71896 | 206.7005 | 2027 | Mitigation | 0.011149 | 10 | 0 | esc | 0.011149 | 0.0080156 | 0.011149 | 0.0080156 | 0.011149 | 0.0080156 | 0.011149 | 0.0080156
[79 empty] | WLDFR | HFTD - Distribution - Tier 3 - 2QU CoRE ¦ 5QU LoRE | Non-Red Flag Warning - Small Fires | 2032 | 0 | 0 | 0 | 0 | 0.083606 | 0.039055 | 0.001695 | 0.042856 | 0 | 0 | 0 | 0.00043542 | 0.0024409 |  | 0 | 0 | 0 | 0 | 0 | 0 | 0 | 0 | 0 | 0 | 1.0628e-06 | Column30: 1.0628e-06 | [29 empty] | 7.3.2.1.3 Advanced weather monitoring and weather stations Weather StationsWLDFRElectric Reliability | WLDFR | HFTD - Distribution - Tier 3 - 3QU CoRE ¦ 3QU LoRE | Non-Red Flag Warning - Large Fires | 2028 | Electric Reliability | 0.74734 | 206.7005 | 2028 | Mitigation | 0.011149 | 10 | 0 | esc | 0.011149 | 0.0083319 | 0.011149 | 0.0083319 | 0.011149 | 0.0083319 | 0.011149 | 0.0083319
[79 empty] | WLDFR | HFTD - Distribution - Tier 3 - 2QU CoRE ¦ 5QU LoRE | Red Flag Warning - Catastrophic Fires | 2020 | 0 | 0 | 0 | 0 | 14146.1306 | 222.2294 | 8585.7228 | 5338.1784 | 2.4776 | 0 | 0 | 0 | 4.5792e-05 |  | 0 | 0.00011345 | 0.00011345 | 0 | 0 | 0 | 0 | 0 | 0 | 0 | 0 | Column30: 0 | [29 empty] | 7.3.2.1.3 Advanced weather monitoring and weather stations Weather StationsWLDFRElectric Reliability | WLDFR | HFTD - Distribution - Tier 3 - 3QU CoRE ¦ 3QU LoRE | Non-Red Flag Warning - Large Fires | 2029 | Electric Reliability | 0.74734 | 206.7005 | 2029 | Mitigation | 0.011149 | 10 | 0 | esc | 0.011149 | 0.0083319 | 0.011149 | 0.0083319 | 0.011149 | 0.0083319 | 0.011149 | 0.0083319
[79 empty] | WLDFR | HFTD - Distribution - Tier 3 - 2QU CoRE ¦ 5QU LoRE | Red Flag Warning - Catastrophic Fires | 2021 | 0 | 0 | 0 | 0 | 14146.1306 | 222.2294 | 8585.7228 | 5338.1784 | 2.4776 | 2.4776 | 0 | 0 | 4.5792e-05 |  | 0 | 0.00011345 | 0.00011345 | 0 | 0.00011345 | 0.00011345 | 0 | 0 | 0 | 0 | 0 | Column30: 0 | [29 empty] | 7.3.2.1.3 Advanced weather monitoring and weather stations Weather StationsWLDFRElectric Reliability | WLDFR | HFTD - Distribution - Tier 3 - 3QU CoRE ¦ 3QU LoRE | Non-Red Flag Warning - Large Fires | 2030 | Electric Reliability | 0.74734 | 206.7005 | 2030 | Mitigation | 0.011149 | 10 | 0 | esc | 0 | 0 | 0.011149 | 0.0083319 | 0.011149 | 0.0083319 | 0.011149 | 0.0083319
[79 empty] | WLDFR | HFTD - Distribution - Tier 3 - 2QU CoRE ¦ 5QU LoRE | Red Flag Warning - Catastrophic Fires | 2022 | 0 | 0 | 0 | 0 | 14146.1306 | 222.2294 | 8585.7228 | 5338.1784 | 2.4776 | 2.4776 | 2.4776 | 0 | 4.5792e-05 |  | 0 | 0.00011345 | 0.00011345 | 0 | 0.00011345 | 0.00011345 | 0 | 0.00011345 | 0.00011345 | 0 | 0 | Column30: 0 | [29 empty] | 7.3.2.1.3 Advanced weather monitoring and weather stations Weather StationsWLDFRElectric Reliability | WLDFR | HFTD - Distribution - Tier 3 - 3QU CoRE ¦ 3QU LoRE | Non-Red Flag Warning - Large Fires | 2031 | Electric Reliability | 0.74734 | 206.7005 | 2031 | Mitigation | 0.011149 | 10 | 0 | esc | 0 | 0 | 0 | 0 | 0.011149 | 0.0083319 | 0.011149 | 0.0083319
[79 empty] | WLDFR | HFTD - Distribution - Tier 3 - 2QU CoRE ¦ 5QU LoRE | Red Flag Warning - Catastrophic Fires | 2023 | 0 | 0 | 0 | 0 | 14664.6376 | 233.2301 | 8896.516 | 5534.8915 | 2.6002 | 2.6002 | 2.6002 | 2.6002 | 4.5792e-05 |  | 0 | 0.00011907 | 0.00011907 | 0 | 0.00011907 | 0.00011907 | 0 | 0.00011907 | 0.00011907 | 0 | 0.00011907 | Column30: 0.00011907 | [29 empty] | 7.3.2.1.3 Advanced weather monitoring and weather stations Weather StationsWLDFRElectric Reliability | WLDFR | HFTD - Distribution - Tier 3 - 3QU CoRE ¦ 3QU LoRE | Non-Red Flag Warning - Large Fires | 2032 | Electric Reliability | 0.74734 | 206.7005 | 2032 | Mitigation | 0.011149 | 10 | 0 | esc | 0 | 0 | 0 | 0 | 0 | 0 | 0.011149 | 0.0083319
[79 empty] | WLDFR | HFTD - Distribution - Tier 3 - 2QU CoRE ¦ 5QU LoRE | Red Flag Warning - Catastrophic Fires | 2024 | 0 | 0 | 0 | 0 | 14664.6376 | 233.2301 | 8896.516 | 5534.8915 | 2.6002 | 2.6002 | 2.6002 | 2.6002 | 4.5792e-05 |  | 0 | 0.00011907 | 0.00011907 | 0 | 0.00011907 | 0.00011907 | 0 | 0.00011907 | 0.00011907 | 0 | 0.00011907 | Column30: 0.00011907 | [29 empty] | 7.3.2.1.3 Advanced weather monitoring and weather stations Weather StationsWLDFRElectric Reliability | WLDFR | HFTD - Distribution - Tier 3 - 3QU CoRE ¦ 3QU LoRE | Non-Red Flag Warning - Small Fires | 2021 | Electric Reliability | 0.036425 | 206.7005 | 2021 | Mitigation | 0.011149 | 10 | 0 | esc | 0.011149 | 0.0004061 | 0.011149 | 0.0004061 | 0 | 0 | 0 | 0
[79 empty] | WLDFR | HFTD - Distribution - Tier 3 - 2QU CoRE ¦ 5QU LoRE | Red Flag Warning - Catastrophic Fires | 2025 | 0 | 0 | 0 | 0 | 14664.6376 | 233.2301 | 8896.516 | 5534.8915 | 2.6002 | 2.6002 | 2.6002 | 2.6002 | 4.5792e-05 |  | 0 | 0.00011907 | 0.00011907 | 0 | 0.00011907 | 0.00011907 | 0 | 0.00011907 | 0.00011907 | 0 | 0.00011907 | Column30: 0.00011907 | [29 empty] | 7.3.2.1.3 Advanced weather monitoring and weather stations Weather StationsWLDFRElectric Reliability | WLDFR | HFTD - Distribution - Tier 3 - 3QU CoRE ¦ 3QU LoRE | Non-Red Flag Warning - Small Fires | 2022 | Electric Reliability | 0.036425 | 206.7005 | 2022 | Mitigation | 0.011149 | 10 | 0 | esc | 0.011149 | 0.0004061 | 0.011149 | 0.0004061 | 0.011149 | 0.0004061 | 0 | 0
[79 empty] | WLDFR | HFTD - Distribution - Tier 3 - 2QU CoRE ¦ 5QU LoRE | Red Flag Warning - Catastrophic Fires | 2026 | 0 | 0 | 0 | 0 | 14664.6376 | 233.2301 | 8896.516 | 5534.8915 | 2.6002 | 2.6002 | 2.6002 | 2.6002 | 4.5792e-05 |  | 0 | 0.00011907 | 0.00011907 | 0 | 0.00011907 | 0.00011907 | 0 | 0.00011907 | 0.00011907 | 0 | 0.00011907 | Column30: 0.00011907 | [29 empty] | 7.3.2.1.3 Advanced weather monitoring and weather stations Weather StationsWLDFRElectric Reliability | WLDFR | HFTD - Distribution - Tier 3 - 3QU CoRE ¦ 3QU LoRE | Non-Red Flag Warning - Small Fires | 2023 | Electric Reliability | 0.03759 | 206.7005 | 2023 | Mitigation | 0.011149 | 10 | 0 | esc | 0.011149 | 0.00041909 | 0.011149 | 0.00041909 | 0.011149 | 0.00041909 | 0.011149 | 0.00041909
[79 empty] | WLDFR | HFTD - Distribution - Tier 3 - 2QU CoRE ¦ 5QU LoRE | Red Flag Warning - Catastrophic Fires | 2027 | 0 | 0 | 0 | 0 | 14664.6376 | 233.2301 | 8896.516 | 5534.8915 | 2.6002 | 2.6002 | 2.6002 | 2.6002 | 4.5792e-05 |  | 0 | 0.00011907 | 0.00011907 | 0 | 0.00011907 | 0.00011907 | 0 | 0.00011907 | 0.00011907 | 0 | 0.00011907 | Column30: 0.00011907 | [29 empty] | 7.3.2.1.3 Advanced weather monitoring and weather stations Weather StationsWLDFRElectric Reliability | WLDFR | HFTD - Distribution - Tier 3 - 3QU CoRE ¦ 3QU LoRE | Non-Red Flag Warning - Small Fires | 2024 | Electric Reliability | 0.03759 | 206.7005 | 2024 | Mitigation | 0.011149 | 10 | 0 | esc | 0.011149 | 0.00041909 | 0.011149 | 0.00041909 | 0.011149 | 0.00041909 | 0.011149 | 0.00041909
[79 empty] | WLDFR | HFTD - Distribution - Tier 3 - 2QU CoRE ¦ 5QU LoRE | Red Flag Warning - Catastrophic Fires | 2028 | 0 | 0 | 0 | 0 | 15317.9909 | 247.273 | 9287.6491 | 5783.0689 | 2.7568 | 2.7568 | 2.7568 | 2.7568 | 4.5792e-05 |  | 0 | 0.00012624 | 0.00012624 | 0 | 0.00012624 | 0.00012624 | 0 | 0.00012624 | 0.00012624 | 0 | 0.00012624 | Column30: 0.00012624 | [29 empty] | 7.3.2.1.3 Advanced weather monitoring and weather stations Weather StationsWLDFRElectric Reliability | WLDFR | HFTD - Distribution - Tier 3 - 3QU CoRE ¦ 3QU LoRE | Non-Red Flag Warning - Small Fires | 2025 | Electric Reliability | 0.03759 | 206.7005 | 2025 | Mitigation | 0.011149 | 10 | 0 | esc | 0.011149 | 0.00041909 | 0.011149 | 0.00041909 | 0.011149 | 0.00041909 | 0.011149 | 0.00041909
[79 empty] | WLDFR | HFTD - Distribution - Tier 3 - 2QU CoRE ¦ 5QU LoRE | Red Flag Warning - Catastrophic Fires | 2029 | 0 | 0 | 0 | 0 | 15317.9909 | 247.273 | 9287.6491 | 5783.0689 | 2.7568 | 2.7568 | 2.7568 | 2.7568 | 4.5792e-05 |  | 0 | 0.00012624 | 0.00012624 | 0 | 0.00012624 | 0.00012624 | 0 | 0.00012624 | 0.00012624 | 0 | 0.00012624 | Column30: 0.00012624 | [29 empty] | 7.3.2.1.3 Advanced weather monitoring and weather stations Weather StationsWLDFRElectric Reliability | WLDFR | HFTD - Distribution - Tier 3 - 3QU CoRE ¦ 3QU LoRE | Non-Red Flag Warning - Small Fires | 2026 | Electric Reliability | 0.03759 | 206.7005 | 2026 | Mitigation | 0.011149 | 10 | 0 | esc | 0.011149 | 0.00041909 | 0.011149 | 0.00041909 | 0.011149 | 0.00041909 | 0.011149 | 0.00041909
[79 empty] | WLDFR | HFTD - Distribution - Tier 3 - 2QU CoRE ¦ 5QU LoRE | Red Flag Warning - Catastrophic Fires | 2030 | 0 | 0 | 0 | 0 | 15317.9909 | 247.273 | 9287.6491 | 5783.0689 | 0 | 2.7568 | 2.7568 | 2.7568 | 4.5792e-05 |  | 0 | 0 | 0 | 0 | 0.00012624 | 0.00012624 | 0 | 0.00012624 | 0.00012624 | 0 | 0.00012624 | Column30: 0.00012624 | [29 empty] | 7.3.2.1.3 Advanced weather monitoring and weather stations Weather StationsWLDFRElectric Reliability | WLDFR | HFTD - Distribution - Tier 3 - 3QU CoRE ¦ 3QU LoRE | Non-Red Flag Warning - Small Fires | 2027 | Electric Reliability | 0.03759 | 206.7005 | 2027 | Mitigation | 0.011149 | 10 | 0 | esc | 0.011149 | 0.00041909 | 0.011149 | 0.00041909 | 0.011149 | 0.00041909 | 0.011149 | 0.00041909
[79 empty] | WLDFR | HFTD - Distribution - Tier 3 - 2QU CoRE ¦ 5QU LoRE | Red Flag Warning - Catastrophic Fires | 2031 | 0 | 0 | 0 | 0 | 15317.9909 | 247.273 | 9287.6491 | 5783.0689 | 0 | 0 | 2.7568 | 2.7568 | 4.5792e-05 |  | 0 | 0 | 0 | 0 | 0 | 0 | 0 | 0.00012624 | 0.00012624 | 0 | 0.00012624 | Column30: 0.00012624 | [29 empty] | 7.3.2.1.3 Advanced weather monitoring and weather stations Weather StationsWLDFRElectric Reliability | WLDFR | HFTD - Distribution - Tier 3 - 3QU CoRE ¦ 3QU LoRE | Non-Red Flag Warning - Small Fires | 2028 | Electric Reliability | 0.039055 | 206.7005 | 2028 | Mitigation | 0.011149 | 10 | 0 | esc | 0.011149 | 0.00043542 | 0.011149 | 0.00043542 | 0.011149 | 0.00043542 | 0.011149 | 0.00043542
[79 empty] | WLDFR | HFTD - Distribution - Tier 3 - 2QU CoRE ¦ 5QU LoRE | Red Flag Warning - Catastrophic Fires | 2032 | 0 | 0 | 0 | 0 | 15317.9909 | 247.273 | 9287.6491 | 5783.0689 | 0 | 0 | 0 | 2.7568 | 4.5792e-05 |  | 0 | 0 | 0 | 0 | 0 | 0 | 0 | 0 | 0 | 0 | 0.00012624 | Column30: 0.00012624 | [29 empty] | 7.3.2.1.3 Advanced weather monitoring and weather stations Weather StationsWLDFRElectric Reliability | WLDFR | HFTD - Distribution - Tier 3 - 3QU CoRE ¦ 3QU LoRE | Non-Red Flag Warning - Small Fires | 2029 | Electric Reliability | 0.039055 | 206.7005 | 2029 | Mitigation | 0.011149 | 10 | 0 | esc | 0.011149 | 0.00043542 | 0.011149 | 0.00043542 | 0.011149 | 0.00043542 | 0.011149 | 0.00043542
[79 empty] | WLDFR | HFTD - Distribution - Tier 3 - 2QU CoRE ¦ 5QU LoRE | Red Flag Warning - Destructive Fires | 2020 | 0 | 0 | 0 | 0 | 8807.9522 | 222.2294 | 8585.7228 | 0 | 2.4776 | 0 | 0 | 0 | 6.1194e-06 |  | 0 | 1.5161e-05 | 1.5161e-05 | 0 | 0 | 0 | 0 | 0 | 0 | 0 | 0 | Column30: 0 | [29 empty] | 7.3.2.1.3 Advanced weather monitoring and weather stations Weather StationsWLDFRElectric Reliability | WLDFR | HFTD - Distribution - Tier 3 - 3QU CoRE ¦ 3QU LoRE | Non-Red Flag Warning - Small Fires | 2030 | Electric Reliability | 0.039055 | 206.7005 | 2030 | Mitigation | 0.011149 | 10 | 0 | esc | 0 | 0 | 0.011149 | 0.00043542 | 0.011149 | 0.00043542 | 0.011149 | 0.00043542
[79 empty] | WLDFR | HFTD - Distribution - Tier 3 - 2QU CoRE ¦ 5QU LoRE | Red Flag Warning - Destructive Fires | 2021 | 0 | 0 | 0 | 0 | 8807.9522 | 222.2294 | 8585.7228 | 0 | 2.4776 | 2.4776 | 0 | 0 | 6.1194e-06 |  | 0 | 1.5161e-05 | 1.5161e-05 | 0 | 1.5161e-05 | 1.5161e-05 | 0 | 0 | 0 | 0 | 0 | Column30: 0 | [29 empty] | 7.3.2.1.3 Advanced weather monitoring and weather stations Weather StationsWLDFRElectric Reliability | WLDFR | HFTD - Distribution - Tier 3 - 3QU CoRE ¦ 3QU LoRE | Non-Red Flag Warning - Small Fires | 2031 | Electric Reliability | 0.039055 | 206.7005 | 2031 | Mitigation | 0.011149 | 10 | 0 | esc | 0 | 0 | 0 | 0 | 0.011149 | 0.00043542 | 0.011149 | 0.00043542
[79 empty] | WLDFR | HFTD - Distribution - Tier 3 - 2QU CoRE ¦ 5QU LoRE | Red Flag Warning - Destructive Fires | 2022 | 0 | 0 | 0 | 0 | 8807.9522 | 222.2294 | 8585.7228 | 0 | 2.4776 | 2.4776 | 2.4776 | 0 | 6.1194e-06 |  | 0 | 1.5161e-05 | 1.5161e-05 | 0 | 1.5161e-05 | 1.5161e-05 | 0 | 1.5161e-05 | 1.5161e-05 | 0 | 0 | Column30: 0 | [29 empty] | 7.3.2.1.3 Advanced weather monitoring and weather stations Weather StationsWLDFRElectric Reliability | WLDFR | HFTD - Distribution - Tier 3 - 3QU CoRE ¦ 3QU LoRE | Non-Red Flag Warning - Small Fires | 2032 | Electric Reliability | 0.039055 | 206.7005 | 2032 | Mitigation | 0.011149 | 10 | 0 | esc | 0 | 0 | 0 | 0 | 0 | 0 | 0.011149 | 0.00043542
[79 empty] | WLDFR | HFTD - Distribution - Tier 3 - 2QU CoRE ¦ 5QU LoRE | Red Flag Warning - Destructive Fires | 2023 | 0 | 0 | 0 | 0 | 9129.7461 | 233.2301 | 8896.516 | 0 | 2.6002 | 2.6002 | 2.6002 | 2.6002 | 6.1194e-06 |  | 0 | 1.5912e-05 | 1.5912e-05 | 0 | 1.5912e-05 | 1.5912e-05 | 0 | 1.5912e-05 | 1.5912e-05 | 0 | 1.5912e-05 | Column30: 1.5912e-05 | [29 empty] | 7.3.2.1.3 Advanced weather monitoring and weather stations Weather StationsWLDFRElectric Reliability | WLDFR | HFTD - Distribution - Tier 3 - 3QU CoRE ¦ 3QU LoRE | Red Flag Warning - Catastrophic Fires | 2021 | Electric Reliability | 222.2294 | 206.7005 | 2021 | Mitigation | 0.011149 | 10 | 0 | esc | 0.011149 | 2.4776 | 0.011149 | 2.4776 | 0 | 0 | 0 | 0
[79 empty] | WLDFR | HFTD - Distribution - Tier 3 - 2QU CoRE ¦ 5QU LoRE | Red Flag Warning - Destructive Fires | 2024 | 0 | 0 | 0 | 0 | 9129.7461 | 233.2301 | 8896.516 | 0 | 2.6002 | 2.6002 | 2.6002 | 2.6002 | 6.1194e-06 |  | 0 | 1.5912e-05 | 1.5912e-05 | 0 | 1.5912e-05 | 1.5912e-05 | 0 | 1.5912e-05 | 1.5912e-05 | 0 | 1.5912e-05 | Column30: 1.5912e-05 | [29 empty] | 7.3.2.1.3 Advanced weather monitoring and weather stations Weather StationsWLDFRElectric Reliability | WLDFR | HFTD - Distribution - Tier 3 - 3QU CoRE ¦ 3QU LoRE | Red Flag Warning - Catastrophic Fires | 2022 | Electric Reliability | 222.2294 | 206.7005 | 2022 | Mitigation | 0.011149 | 10 | 0 | esc | 0.011149 | 2.4776 | 0.011149 | 2.4776 | 0.011149 | 2.4776 | 0 | 0
[79 empty] | WLDFR | HFTD - Distribution - Tier 3 - 2QU CoRE ¦ 5QU LoRE | Red Flag Warning - Destructive Fires | 2025 | 0 | 0 | 0 | 0 | 9129.7461 | 233.2301 | 8896.516 | 0 | 2.6002 | 2.6002 | 2.6002 | 2.6002 | 6.1194e-06 |  | 0 | 1.5912e-05 | 1.5912e-05 | 0 | 1.5912e-05 | 1.5912e-05 | 0 | 1.5912e-05 | 1.5912e-05 | 0 | 1.5912e-05 | Column30: 1.5912e-05 | [29 empty] | 7.3.2.1.3 Advanced weather monitoring and weather stations Weather StationsWLDFRElectric Reliability | WLDFR | HFTD - Distribution - Tier 3 - 3QU CoRE ¦ 3QU LoRE | Red Flag Warning - Catastrophic Fires | 2023 | Electric Reliability | 233.2301 | 206.7005 | 2023 | Mitigation | 0.011149 | 10 | 0 | esc | 0.011149 | 2.6002 | 0.011149 | 2.6002 | 0.011149 | 2.6002 | 0.011149 | 2.6002
[79 empty] | WLDFR | HFTD - Distribution - Tier 3 - 2QU CoRE ¦ 5QU LoRE | Red Flag Warning - Destructive Fires | 2026 | 0 | 0 | 0 | 0 | 9129.7461 | 233.2301 | 8896.516 | 0 | 2.6002 | 2.6002 | 2.6002 | 2.6002 | 6.1194e-06 |  | 0 | 1.5912e-05 | 1.5912e-05 | 0 | 1.5912e-05 | 1.5912e-05 | 0 | 1.5912e-05 | 1.5912e-05 | 0 | 1.5912e-05 | Column30: 1.5912e-05 | [29 empty] | 7.3.2.1.3 Advanced weather monitoring and weather stations Weather StationsWLDFRElectric Reliability | WLDFR | HFTD - Distribution - Tier 3 - 3QU CoRE ¦ 3QU LoRE | Red Flag Warning - Catastrophic Fires | 2024 | Electric Reliability | 233.2301 | 206.7005 | 2024 | Mitigation | 0.011149 | 10 | 0 | esc | 0.011149 | 2.6002 | 0.011149 | 2.6002 | 0.011149 | 2.6002 | 0.011149 | 2.6002
[79 empty] | WLDFR | HFTD - Distribution - Tier 3 - 2QU CoRE ¦ 5QU LoRE | Red Flag Warning - Destructive Fires | 2027 | 0 | 0 | 0 | 0 | 9129.7461 | 233.2301 | 8896.516 | 0 | 2.6002 | 2.6002 | 2.6002 | 2.6002 | 6.1194e-06 |  | 0 | 1.5912e-05 | 1.5912e-05 | 0 | 1.5912e-05 | 1.5912e-05 | 0 | 1.5912e-05 | 1.5912e-05 | 0 | 1.5912e-05 | Column30: 1.5912e-05 | [29 empty] | 7.3.2.1.3 Advanced weather monitoring and weather stations Weather StationsWLDFRElectric Reliability | WLDFR | HFTD - Distribution - Tier 3 - 3QU CoRE ¦ 3QU LoRE | Red Flag Warning - Catastrophic Fires | 2025 | Electric Reliability | 233.2301 | 206.7005 | 2025 | Mitigation | 0.011149 | 10 | 0 | esc | 0.011149 | 2.6002 | 0.011149 | 2.6002 | 0.011149 | 2.6002 | 0.011149 | 2.6002
[79 empty] | WLDFR | HFTD - Distribution - Tier 3 - 2QU CoRE ¦ 5QU LoRE | Red Flag Warning - Destructive Fires | 2028 | 0 | 0 | 0 | 0 | 9534.9221 | 247.273 | 9287.6491 | 0 | 2.7568 | 2.7568 | 2.7568 | 2.7568 | 6.1194e-06 |  | 0 | 1.687e-05 | 1.687e-05 | 0 | 1.687e-05 | 1.687e-05 | 0 | 1.687e-05 | 1.687e-05 | 0 | 1.687e-05 | Column30: 1.687e-05 | [29 empty] | 7.3.2.1.3 Advanced weather monitoring and weather stations Weather StationsWLDFRElectric Reliability | WLDFR | HFTD - Distribution - Tier 3 - 3QU CoRE ¦ 3QU LoRE | Red Flag Warning - Catastrophic Fires | 2026 | Electric Reliability | 233.2301 | 206.7005 | 2026 | Mitigation | 0.011149 | 10 | 0 | esc | 0.011149 | 2.6002 | 0.011149 | 2.6002 | 0.011149 | 2.6002 | 0.011149 | 2.6002
[79 empty] | WLDFR | HFTD - Distribution - Tier 3 - 2QU CoRE ¦ 5QU LoRE | Red Flag Warning - Destructive Fires | 2029 | 0 | 0 | 0 | 0 | 9534.9221 | 247.273 | 9287.6491 | 0 | 2.7568 | 2.7568 | 2.7568 | 2.7568 | 6.1194e-06 |  | 0 | 1.687e-05 | 1.687e-05 | 0 | 1.687e-05 | 1.687e-05 | 0 | 1.687e-05 | 1.687e-05 | 0 | 1.687e-05 | Column30: 1.687e-05 | [29 empty] | 7.3.2.1.3 Advanced weather monitoring and weather stations Weather StationsWLDFRElectric Reliability | WLDFR | HFTD - Distribution - Tier 3 - 3QU CoRE ¦ 3QU LoRE | Red Flag Warning - Catastrophic Fires | 2027 | Electric Reliability | 233.2301 | 206.7005 | 2027 | Mitigation | 0.011149 | 10 | 0 | esc | 0.011149 | 2.6002 | 0.011149 | 2.6002 | 0.011149 | 2.6002 | 0.011149 | 2.6002
[79 empty] | WLDFR | HFTD - Distribution - Tier 3 - 2QU CoRE ¦ 5QU LoRE | Red Flag Warning - Destructive Fires | 2030 | 0 | 0 | 0 | 0 | 9534.9221 | 247.273 | 9287.6491 | 0 | 0 | 2.7568 | 2.7568 | 2.7568 | 6.1194e-06 |  | 0 | 0 | 0 | 0 | 1.687e-05 | 1.687e-05 | 0 | 1.687e-05 | 1.687e-05 | 0 | 1.687e-05 | Column30: 1.687e-05 | [29 empty] | 7.3.2.1.3 Advanced weather monitoring and weather stations Weather StationsWLDFRElectric Reliability | WLDFR | HFTD - Distribution - Tier 3 - 3QU CoRE ¦ 3QU LoRE | Red Flag Warning - Catastrophic Fires | 2028 | Electric Reliability | 247.273 | 206.7005 | 2028 | Mitigation | 0.011149 | 10 | 0 | esc | 0.011149 | 2.7568 | 0.011149 | 2.7568 | 0.011149 | 2.7568 | 0.011149 | 2.7568
[79 empty] | WLDFR | HFTD - Distribution - Tier 3 - 2QU CoRE ¦ 5QU LoRE | Red Flag Warning - Destructive Fires | 2031 | 0 | 0 | 0 | 0 | 9534.9221 | 247.273 | 9287.6491 | 0 | 0 | 0 | 2.7568 | 2.7568 | 6.1194e-06 |  | 0 | 0 | 0 | 0 | 0 | 0 | 0 | 1.687e-05 | 1.687e-05 | 0 | 1.687e-05 | Column30: 1.687e-05 | [29 empty] | 7.3.2.1.3 Advanced weather monitoring and weather stations Weather StationsWLDFRElectric Reliability | WLDFR | HFTD - Distribution - Tier 3 - 3QU CoRE ¦ 3QU LoRE | Red Flag Warning - Catastrophic Fires | 2029 | Electric Reliability | 247.273 | 206.7005 | 2029 | Mitigation | 0.011149 | 10 | 0 | esc | 0.011149 | 2.7568 | 0.011149 | 2.7568 | 0.011149 | 2.7568 | 0.011149 | 2.7568
[79 empty] | WLDFR | HFTD - Distribution - Tier 3 - 2QU CoRE ¦ 5QU LoRE | Red Flag Warning - Destructive Fires | 2032 | 0 | 0 | 0 | 0 | 9534.9221 | 247.273 | 9287.6491 | 0 | 0 | 0 | 0 | 2.7568 | 6.1194e-06 |  | 0 | 0 | 0 | 0 | 0 | 0 | 0 | 0 | 0 | 0 | 1.687e-05 | Column30: 1.687e-05 | [29 empty] | 7.3.2.1.3 Advanced weather monitoring and weather stations Weather StationsWLDFRElectric Reliability | WLDFR | HFTD - Distribution - Tier 3 - 3QU CoRE ¦ 3QU LoRE | Red Flag Warning - Catastrophic Fires | 2030 | Electric Reliability | 247.273 | 206.7005 | 2030 | Mitigation | 0.011149 | 10 | 0 | esc | 0 | 0 | 0.011149 | 2.7568 | 0.011149 | 2.7568 | 0.011149 | 2.7568
[79 empty] | WLDFR | HFTD - Distribution - Tier 3 - 2QU CoRE ¦ 5QU LoRE | Red Flag Warning - Large Fires | 2020 | 0 | 0 | 0 | 0 | 5.2406 | 0.69642 | 2.942 | 1.6022 | 0.0077642 | 0 | 0 | 0 | 2.7023e-05 |  | 0 | 2.0982e-07 | 2.0982e-07 | 0 | 0 | 0 | 0 | 0 | 0 | 0 | 0 | Column30: 0 | [29 empty] | 7.3.2.1.3 Advanced weather monitoring and weather stations Weather StationsWLDFRElectric Reliability | WLDFR | HFTD - Distribution - Tier 3 - 3QU CoRE ¦ 3QU LoRE | Red Flag Warning - Catastrophic Fires | 2031 | Electric Reliability | 247.273 | 206.7005 | 2031 | Mitigation | 0.011149 | 10 | 0 | esc | 0 | 0 | 0 | 0 | 0.011149 | 2.7568 | 0.011149 | 2.7568
[79 empty] | WLDFR | HFTD - Distribution - Tier 3 - 2QU CoRE ¦ 5QU LoRE | Red Flag Warning - Large Fires | 2021 | 0 | 0 | 0 | 0 | 5.2406 | 0.69642 | 2.942 | 1.6022 | 0.0077642 | 0.0077642 | 0 | 0 | 2.7023e-05 |  | 0 | 2.0982e-07 | 2.0982e-07 | 0 | 2.0982e-07 | 2.0982e-07 | 0 | 0 | 0 | 0 | 0 | Column30: 0 | [29 empty] | 7.3.2.1.3 Advanced weather monitoring and weather stations Weather StationsWLDFRElectric Reliability | WLDFR | HFTD - Distribution - Tier 3 - 3QU CoRE ¦ 3QU LoRE | Red Flag Warning - Catastrophic Fires | 2032 | Electric Reliability | 247.273 | 206.7005 | 2032 | Mitigation | 0.011149 | 10 | 0 | esc | 0 | 0 | 0 | 0 | 0 | 0 | 0.011149 | 2.7568
[79 empty] | WLDFR | HFTD - Distribution - Tier 3 - 2QU CoRE ¦ 5QU LoRE | Red Flag Warning - Large Fires | 2022 | 0 | 0 | 0 | 0 | 5.2406 | 0.69642 | 2.942 | 1.6022 | 0.0077642 | 0.0077642 | 0.0077642 | 0 | 2.7023e-05 |  | 0 | 2.0982e-07 | 2.0982e-07 | 0 | 2.0982e-07 | 2.0982e-07 | 0 | 2.0982e-07 | 2.0982e-07 | 0 | 0 | Column30: 0 | [29 empty] | 7.3.2.1.3 Advanced weather monitoring and weather stations Weather StationsWLDFRElectric Reliability | WLDFR | HFTD - Distribution - Tier 3 - 3QU CoRE ¦ 3QU LoRE | Red Flag Warning - Destructive Fires | 2021 | Electric Reliability | 222.2294 | 206.7005 | 2021 | Mitigation | 0.011149 | 10 | 0 | esc | 0.011149 | 2.4776 | 0.011149 | 2.4776 | 0 | 0 | 0 | 0
[79 empty] | WLDFR | HFTD - Distribution - Tier 3 - 2QU CoRE ¦ 5QU LoRE | Red Flag Warning - Large Fires | 2023 | 0 | 0 | 0 | 0 | 5.475 | 0.71896 | 3.0715 | 1.6846 | 0.0080156 | 0.0080156 | 0.0080156 | 0.0080156 | 2.7023e-05 |  | 0 | 2.1661e-07 | 2.1661e-07 | 0 | 2.1661e-07 | 2.1661e-07 | 0 | 2.1661e-07 | 2.1661e-07 | 0 | 2.1661e-07 | Column30: 2.1661e-07 | [29 empty] | 7.3.2.1.3 Advanced weather monitoring and weather stations Weather StationsWLDFRElectric Reliability | WLDFR | HFTD - Distribution - Tier 3 - 3QU CoRE ¦ 3QU LoRE | Red Flag Warning - Destructive Fires | 2022 | Electric Reliability | 222.2294 | 206.7005 | 2022 | Mitigation | 0.011149 | 10 | 0 | esc | 0.011149 | 2.4776 | 0.011149 | 2.4776 | 0.011149 | 2.4776 | 0 | 0
[79 empty] | WLDFR | HFTD - Distribution - Tier 3 - 2QU CoRE ¦ 5QU LoRE | Red Flag Warning - Large Fires | 2024 | 0 | 0 | 0 | 0 | 5.475 | 0.71896 | 3.0715 | 1.6846 | 0.0080156 | 0.0080156 | 0.0080156 | 0.0080156 | 2.7023e-05 |  | 0 | 2.1661e-07 | 2.1661e-07 | 0 | 2.1661e-07 | 2.1661e-07 | 0 | 2.1661e-07 | 2.1661e-07 | 0 | 2.1661e-07 | Column30: 2.1661e-07 | [29 empty] | 7.3.2.1.3 Advanced weather monitoring and weather stations Weather StationsWLDFRElectric Reliability | WLDFR | HFTD - Distribution - Tier 3 - 3QU CoRE ¦ 3QU LoRE | Red Flag Warning - Destructive Fires | 2023 | Electric Reliability | 233.2301 | 206.7005 | 2023 | Mitigation | 0.011149 | 10 | 0 | esc | 0.011149 | 2.6002 | 0.011149 | 2.6002 | 0.011149 | 2.6002 | 0.011149 | 2.6002
[79 empty] | WLDFR | HFTD - Distribution - Tier 3 - 2QU CoRE ¦ 5QU LoRE | Red Flag Warning - Large Fires | 2025 | 0 | 0 | 0 | 0 | 5.475 | 0.71896 | 3.0715 | 1.6846 | 0.0080156 | 0.0080156 | 0.0080156 | 0.0080156 | 2.7023e-05 |  | 0 | 2.1661e-07 | 2.1661e-07 | 0 | 2.1661e-07 | 2.1661e-07 | 0 | 2.1661e-07 | 2.1661e-07 | 0 | 2.1661e-07 | Column30: 2.1661e-07 | [29 empty] | 7.3.2.1.3 Advanced weather monitoring and weather stations Weather StationsWLDFRElectric Reliability | WLDFR | HFTD - Distribution - Tier 3 - 3QU CoRE ¦ 3QU LoRE | Red Flag Warning - Destructive Fires | 2024 | Electric Reliability | 233.2301 | 206.7005 | 2024 | Mitigation | 0.011149 | 10 | 0 | esc | 0.011149 | 2.6002 | 0.011149 | 2.6002 | 0.011149 | 2.6002 | 0.011149 | 2.6002
[79 empty] | WLDFR | HFTD - Distribution - Tier 3 - 2QU CoRE ¦ 5QU LoRE | Red Flag Warning - Large Fires | 2026 | 0 | 0 | 0 | 0 | 5.475 | 0.71896 | 3.0715 | 1.6846 | 0.0080156 | 0.0080156 | 0.0080156 | 0.0080156 | 2.7023e-05 |  | 0 | 2.1661e-07 | 2.1661e-07 | 0 | 2.1661e-07 | 2.1661e-07 | 0 | 2.1661e-07 | 2.1661e-07 | 0 | 2.1661e-07 | Column30: 2.1661e-07 | [29 empty] | 7.3.2.1.3 Advanced weather monitoring and weather stations Weather StationsWLDFRElectric Reliability | WLDFR | HFTD - Distribution - Tier 3 - 3QU CoRE ¦ 3QU LoRE | Red Flag Warning - Destructive Fires | 2025 | Electric Reliability | 233.2301 | 206.7005 | 2025 | Mitigation | 0.011149 | 10 | 0 | esc | 0.011149 | 2.6002 | 0.011149 | 2.6002 | 0.011149 | 2.6002 | 0.011149 | 2.6002
[79 empty] | WLDFR | HFTD - Distribution - Tier 3 - 2QU CoRE ¦ 5QU LoRE | Red Flag Warning - Large Fires | 2027 | 0 | 0 | 0 | 0 | 5.475 | 0.71896 | 3.0715 | 1.6846 | 0.0080156 | 0.0080156 | 0.0080156 | 0.0080156 | 2.7023e-05 |  | 0 | 2.1661e-07 | 2.1661e-07 | 0 | 2.1661e-07 | 2.1661e-07 | 0 | 2.1661e-07 | 2.1661e-07 | 0 | 2.1661e-07 | Column30: 2.1661e-07 | [29 empty] | 7.3.2.1.3 Advanced weather monitoring and weather stations Weather StationsWLDFRElectric Reliability | WLDFR | HFTD - Distribution - Tier 3 - 3QU CoRE ¦ 3QU LoRE | Red Flag Warning - Destructive Fires | 2026 | Electric Reliability | 233.2301 | 206.7005 | 2026 | Mitigation | 0.011149 | 10 | 0 | esc | 0.011149 | 2.6002 | 0.011149 | 2.6002 | 0.011149 | 2.6002 | 0.011149 | 2.6002
[79 empty] | WLDFR | HFTD - Distribution - Tier 3 - 2QU CoRE ¦ 5QU LoRE | Red Flag Warning - Large Fires | 2028 | 0 | 0 | 0 | 0 | 5.777 | 0.74734 | 3.238 | 1.7917 | 0.0083319 | 0.0083319 | 0.0083319 | 0.0083319 | 2.7023e-05 |  | 0 | 2.2516e-07 | 2.2516e-07 | 0 | 2.2516e-07 | 2.2516e-07 | 0 | 2.2516e-07 | 2.2516e-07 | 0 | 2.2516e-07 | Column30: 2.2516e-07 | [29 empty] | 7.3.2.1.3 Advanced weather monitoring and weather stations Weather StationsWLDFRElectric Reliability | WLDFR | HFTD - Distribution - Tier 3 - 3QU CoRE ¦ 3QU LoRE | Red Flag Warning - Destructive Fires | 2027 | Electric Reliability | 233.2301 | 206.7005 | 2027 | Mitigation | 0.011149 | 10 | 0 | esc | 0.011149 | 2.6002 | 0.011149 | 2.6002 | 0.011149 | 2.6002 | 0.011149 | 2.6002
[79 empty] | WLDFR | HFTD - Distribution - Tier 3 - 2QU CoRE ¦ 5QU LoRE | Red Flag Warning - Large Fires | 2029 | 0 | 0 | 0 | 0 | 5.777 | 0.74734 | 3.238 | 1.7917 | 0.0083319 | 0.0083319 | 0.0083319 | 0.0083319 | 2.7023e-05 |  | 0 | 2.2516e-07 | 2.2516e-07 | 0 | 2.2516e-07 | 2.2516e-07 | 0 | 2.2516e-07 | 2.2516e-07 | 0 | 2.2516e-07 | Column30: 2.2516e-07 | [29 empty] | 7.3.2.1.3 Advanced weather monitoring and weather stations Weather StationsWLDFRElectric Reliability | WLDFR | HFTD - Distribution - Tier 3 - 3QU CoRE ¦ 3QU LoRE | Red Flag Warning - Destructive Fires | 2028 | Electric Reliability | 247.273 | 206.7005 | 2028 | Mitigation | 0.011149 | 10 | 0 | esc | 0.011149 | 2.7568 | 0.011149 | 2.7568 | 0.011149 | 2.7568 | 0.011149 | 2.7568
[79 empty] | WLDFR | HFTD - Distribution - Tier 3 - 2QU CoRE ¦ 5QU LoRE | Red Flag Warning - Large Fires | 2030 | 0 | 0 | 0 | 0 | 5.777 | 0.74734 | 3.238 | 1.7917 | 0 | 0.0083319 | 0.0083319 | 0.0083319 | 2.7023e-05 |  | 0 | 0 | 0 | 0 | 2.2516e-07 | 2.2516e-07 | 0 | 2.2516e-07 | 2.2516e-07 | 0 | 2.2516e-07 | Column30: 2.2516e-07 | [29 empty] | 7.3.2.1.3 Advanced weather monitoring and weather stations Weather StationsWLDFRElectric Reliability | WLDFR | HFTD - Distribution - Tier 3 - 3QU CoRE ¦ 3QU LoRE | Red Flag Warning - Destructive Fires | 2029 | Electric Reliability | 247.273 | 206.7005 | 2029 | Mitigation | 0.011149 | 10 | 0 | esc | 0.011149 | 2.7568 | 0.011149 | 2.7568 | 0.011149 | 2.7568 | 0.011149 | 2.7568
[79 empty] | WLDFR | HFTD - Distribution - Tier 3 - 2QU CoRE ¦ 5QU LoRE | Red Flag Warning - Large Fires | 2031 | 0 | 0 | 0 | 0 | 5.777 | 0.74734 | 3.238 | 1.7917 | 0 | 0 | 0.0083319 | 0.0083319 | 2.7023e-05 |  | 0 | 0 | 0 | 0 | 0 | 0 | 0 | 2.2516e-07 | 2.2516e-07 | 0 | 2.2516e-07 | Column30: 2.2516e-07 | [29 empty] | 7.3.2.1.3 Advanced weather monitoring and weather stations Weather StationsWLDFRElectric Reliability | WLDFR | HFTD - Distribution - Tier 3 - 3QU CoRE ¦ 3QU LoRE | Red Flag Warning - Destructive Fires | 2030 | Electric Reliability | 247.273 | 206.7005 | 2030 | Mitigation | 0.011149 | 10 | 0 | esc | 0 | 0 | 0.011149 | 2.7568 | 0.011149 | 2.7568 | 0.011149 | 2.7568
[79 empty] | WLDFR | HFTD - Distribution - Tier 3 - 2QU CoRE ¦ 5QU LoRE | Red Flag Warning - Large Fires | 2032 | 0 | 0 | 0 | 0 | 5.777 | 0.74734 | 3.238 | 1.7917 | 0 | 0 | 0 | 0.0083319 | 2.7023e-05 |  | 0 | 0 | 0 | 0 | 0 | 0 | 0 | 0 | 0 | 0 | 2.2516e-07 | Column30: 2.2516e-07 | [29 empty] | 7.3.2.1.3 Advanced weather monitoring and weather stations Weather StationsWLDFRElectric Reliability | WLDFR | HFTD - Distribution - Tier 3 - 3QU CoRE ¦ 3QU LoRE | Red Flag Warning - Destructive Fires | 2031 | Electric Reliability | 247.273 | 206.7005 | 2031 | Mitigation | 0.011149 | 10 | 0 | esc | 0 | 0 | 0 | 0 | 0.011149 | 2.7568 | 0.011149 | 2.7568
[79 empty] | WLDFR | HFTD - Distribution - Tier 3 - 2QU CoRE ¦ 5QU LoRE | Red Flag Warning - Small Fires | 2020 | 0 | 0 | 0 | 0 | 0.077901 | 0.036425 | 0.0015809 | 0.039895 | 0.0004061 | 0 | 0 | 0 | 0.00029843 |  | 0 | 1.2119e-07 | 1.2119e-07 | 0 | 0 | 0 | 0 | 0 | 0 | 0 | 0 | Column30: 0 | [29 empty] | 7.3.2.1.3 Advanced weather monitoring and weather stations Weather StationsWLDFRElectric Reliability | WLDFR | HFTD - Distribution - Tier 3 - 3QU CoRE ¦ 3QU LoRE | Red Flag Warning - Destructive Fires | 2032 | Electric Reliability | 247.273 | 206.7005 | 2032 | Mitigation | 0.011149 | 10 | 0 | esc | 0 | 0 | 0 | 0 | 0 | 0 | 0.011149 | 2.7568
[79 empty] | WLDFR | HFTD - Distribution - Tier 3 - 2QU CoRE ¦ 5QU LoRE | Red Flag Warning - Small Fires | 2021 | 0 | 0 | 0 | 0 | 0.077901 | 0.036425 | 0.0015809 | 0.039895 | 0.0004061 | 0.0004061 | 0 | 0 | 0.00029843 |  | 0 | 1.2119e-07 | 1.2119e-07 | 0 | 1.2119e-07 | 1.2119e-07 | 0 | 0 | 0 | 0 | 0 | Column30: 0 | [29 empty] | 7.3.2.1.3 Advanced weather monitoring and weather stations Weather StationsWLDFRElectric Reliability | WLDFR | HFTD - Distribution - Tier 3 - 3QU CoRE ¦ 3QU LoRE | Red Flag Warning - Large Fires | 2021 | Electric Reliability | 0.69642 | 206.7005 | 2021 | Mitigation | 0.011149 | 10 | 0 | esc | 0.011149 | 0.0077642 | 0.011149 | 0.0077642 | 0 | 0 | 0 | 0
[79 empty] | WLDFR | HFTD - Distribution - Tier 3 - 2QU CoRE ¦ 5QU LoRE | Red Flag Warning - Small Fires | 2022 | 0 | 0 | 0 | 0 | 0.077901 | 0.036425 | 0.0015809 | 0.039895 | 0.0004061 | 0.0004061 | 0.0004061 | 0 | 0.00029843 |  | 0 | 1.2119e-07 | 1.2119e-07 | 0 | 1.2119e-07 | 1.2119e-07 | 0 | 1.2119e-07 | 1.2119e-07 | 0 | 0 | Column30: 0 | [29 empty] | 7.3.2.1.3 Advanced weather monitoring and weather stations Weather StationsWLDFRElectric Reliability | WLDFR | HFTD - Distribution - Tier 3 - 3QU CoRE ¦ 3QU LoRE | Red Flag Warning - Large Fires | 2022 | Electric Reliability | 0.69642 | 206.7005 | 2022 | Mitigation | 0.011149 | 10 | 0 | esc | 0.011149 | 0.0077642 | 0.011149 | 0.0077642 | 0.011149 | 0.0077642 | 0 | 0
[79 empty] | WLDFR | HFTD - Distribution - Tier 3 - 2QU CoRE ¦ 5QU LoRE | Red Flag Warning - Small Fires | 2023 | 0 | 0 | 0 | 0 | 0.080408 | 0.03759 | 0.0016314 | 0.041187 | 0.00041909 | 0.00041909 | 0.00041909 | 0.00041909 | 0.00029843 |  | 0 | 1.2507e-07 | 1.2507e-07 | 0 | 1.2507e-07 | 1.2507e-07 | 0 | 1.2507e-07 | 1.2507e-07 | 0 | 1.2507e-07 | Column30: 1.2507e-07 | [29 empty] | 7.3.2.1.3 Advanced weather monitoring and weather stations Weather StationsWLDFRElectric Reliability | WLDFR | HFTD - Distribution - Tier 3 - 3QU CoRE ¦ 3QU LoRE | Red Flag Warning - Large Fires | 2023 | Electric Reliability | 0.71896 | 206.7005 | 2023 | Mitigation | 0.011149 | 10 | 0 | esc | 0.011149 | 0.0080156 | 0.011149 | 0.0080156 | 0.011149 | 0.0080156 | 0.011149 | 0.0080156
[79 empty] | WLDFR | HFTD - Distribution - Tier 3 - 2QU CoRE ¦ 5QU LoRE | Red Flag Warning - Small Fires | 2024 | 0 | 0 | 0 | 0 | 0.080408 | 0.03759 | 0.0016314 | 0.041187 | 0.00041909 | 0.00041909 | 0.00041909 | 0.00041909 | 0.00029843 |  | 0 | 1.2507e-07 | 1.2507e-07 | 0 | 1.2507e-07 | 1.2507e-07 | 0 | 1.2507e-07 | 1.2507e-07 | 0 | 1.2507e-07 | Column30: 1.2507e-07 | [29 empty] | 7.3.2.1.3 Advanced weather monitoring and weather stations Weather StationsWLDFRElectric Reliability | WLDFR | HFTD - Distribution - Tier 3 - 3QU CoRE ¦ 3QU LoRE | Red Flag Warning - Large Fires | 2024 | Electric Reliability | 0.71896 | 206.7005 | 2024 | Mitigation | 0.011149 | 10 | 0 | esc | 0.011149 | 0.0080156 | 0.011149 | 0.0080156 | 0.011149 | 0.0080156 | 0.011149 | 0.0080156
[79 empty] | WLDFR | HFTD - Distribution - Tier 3 - 2QU CoRE ¦ 5QU LoRE | Red Flag Warning - Small Fires | 2025 | 0 | 0 | 0 | 0 | 0.080408 | 0.03759 | 0.0016314 | 0.041187 | 0.00041909 | 0.00041909 | 0.00041909 | 0.00041909 | 0.00029843 |  | 0 | 1.2507e-07 | 1.2507e-07 | 0 | 1.2507e-07 | 1.2507e-07 | 0 | 1.2507e-07 | 1.2507e-07 | 0 | 1.2507e-07 | Column30: 1.2507e-07 | [29 empty] | 7.3.2.1.3 Advanced weather monitoring and weather stations Weather StationsWLDFRElectric Reliability | WLDFR | HFTD - Distribution - Tier 3 - 3QU CoRE ¦ 3QU LoRE | Red Flag Warning - Large Fires | 2025 | Electric Reliability | 0.71896 | 206.7005 | 2025 | Mitigation | 0.011149 | 10 | 0 | esc | 0.011149 | 0.0080156 | 0.011149 | 0.0080156 | 0.011149 | 0.0080156 | 0.011149 | 0.0080156
[79 empty] | WLDFR | HFTD - Distribution - Tier 3 - 2QU CoRE ¦ 5QU LoRE | Red Flag Warning - Small Fires | 2026 | 0 | 0 | 0 | 0 | 0.080408 | 0.03759 | 0.0016314 | 0.041187 | 0.00041909 | 0.00041909 | 0.00041909 | 0.00041909 | 0.00029843 |  | 0 | 1.2507e-07 | 1.2507e-07 | 0 | 1.2507e-07 | 1.2507e-07 | 0 | 1.2507e-07 | 1.2507e-07 | 0 | 1.2507e-07 | Column30: 1.2507e-07 | [29 empty] | 7.3.2.1.3 Advanced weather monitoring and weather stations Weather StationsWLDFRElectric Reliability | WLDFR | HFTD - Distribution - Tier 3 - 3QU CoRE ¦ 3QU LoRE | Red Flag Warning - Large Fires | 2026 | Electric Reliability | 0.71896 | 206.7005 | 2026 | Mitigation | 0.011149 | 10 | 0 | esc | 0.011149 | 0.0080156 | 0.011149 | 0.0080156 | 0.011149 | 0.0080156 | 0.011149 | 0.0080156
[79 empty] | WLDFR | HFTD - Distribution - Tier 3 - 2QU CoRE ¦ 5QU LoRE | Red Flag Warning - Small Fires | 2027 | 0 | 0 | 0 | 0 | 0.080408 | 0.03759 | 0.0016314 | 0.041187 | 0.00041909 | 0.00041909 | 0.00041909 | 0.00041909 | 0.00029843 |  | 0 | 1.2507e-07 | 1.2507e-07 | 0 | 1.2507e-07 | 1.2507e-07 | 0 | 1.2507e-07 | 1.2507e-07 | 0 | 1.2507e-07 | Column30: 1.2507e-07 | [29 empty] | 7.3.2.1.3 Advanced weather monitoring and weather stations Weather StationsWLDFRElectric Reliability | WLDFR | HFTD - Distribution - Tier 3 - 3QU CoRE ¦ 3QU LoRE | Red Flag Warning - Large Fires | 2027 | Electric Reliability | 0.71896 | 206.7005 | 2027 | Mitigation | 0.011149 | 10 | 0 | esc | 0.011149 | 0.0080156 | 0.011149 | 0.0080156 | 0.011149 | 0.0080156 | 0.011149 | 0.0080156
[79 empty] | WLDFR | HFTD - Distribution - Tier 3 - 2QU CoRE ¦ 5QU LoRE | Red Flag Warning - Small Fires | 2028 | 0 | 0 | 0 | 0 | 0.083606 | 0.039055 | 0.001695 | 0.042856 | 0.00043542 | 0.00043542 | 0.00043542 | 0.00043542 | 0.00029843 |  | 0 | 1.2994e-07 | 1.2994e-07 | 0 | 1.2994e-07 | 1.2994e-07 | 0 | 1.2994e-07 | 1.2994e-07 | 0 | 1.2994e-07 | Column30: 1.2994e-07 | [29 empty] | 7.3.2.1.3 Advanced weather monitoring and weather stations Weather StationsWLDFRElectric Reliability | WLDFR | HFTD - Distribution - Tier 3 - 3QU CoRE ¦ 3QU LoRE | Red Flag Warning - Large Fires | 2028 | Electric Reliability | 0.74734 | 206.7005 | 2028 | Mitigation | 0.011149 | 10 | 0 | esc | 0.011149 | 0.0083319 | 0.011149 | 0.0083319 | 0.011149 | 0.0083319 | 0.011149 | 0.0083319
[79 empty] | WLDFR | HFTD - Distribution - Tier 3 - 2QU CoRE ¦ 5QU LoRE | Red Flag Warning - Small Fires | 2029 | 0 | 0 | 0 | 0 | 0.083606 | 0.039055 | 0.001695 | 0.042856 | 0.00043542 | 0.00043542 | 0.00043542 | 0.00043542 | 0.00029843 |  | 0 | 1.2994e-07 | 1.2994e-07 | 0 | 1.2994e-07 | 1.2994e-07 | 0 | 1.2994e-07 | 1.2994e-07 | 0 | 1.2994e-07 | Column30: 1.2994e-07 | [29 empty] | 7.3.2.1.3 Advanced weather monitoring and weather stations Weather StationsWLDFRElectric Reliability | WLDFR | HFTD - Distribution - Tier 3 - 3QU CoRE ¦ 3QU LoRE | Red Flag Warning - Large Fires | 2029 | Electric Reliability | 0.74734 | 206.7005 | 2029 | Mitigation | 0.011149 | 10 | 0 | esc | 0.011149 | 0.0083319 | 0.011149 | 0.0083319 | 0.011149 | 0.0083319 | 0.011149 | 0.0083319
[79 empty] | WLDFR | HFTD - Distribution - Tier 3 - 2QU CoRE ¦ 5QU LoRE | Red Flag Warning - Small Fires | 2030 | 0 | 0 | 0 | 0 | 0.083606 | 0.039055 | 0.001695 | 0.042856 | 0 | 0.00043542 | 0.00043542 | 0.00043542 | 0.00029843 |  | 0 | 0 | 0 | 0 | 1.2994e-07 | 1.2994e-07 | 0 | 1.2994e-07 | 1.2994e-07 | 0 | 1.2994e-07 | Column30: 1.2994e-07 | [29 empty] | 7.3.2.1.3 Advanced weather monitoring and weather stations Weather StationsWLDFRElectric Reliability | WLDFR | HFTD - Distribution - Tier 3 - 3QU CoRE ¦ 3QU LoRE | Red Flag Warning - Large Fires | 2030 | Electric Reliability | 0.74734 | 206.7005 | 2030 | Mitigation | 0.011149 | 10 | 0 | esc | 0 | 0 | 0.011149 | 0.0083319 | 0.011149 | 0.0083319 | 0.011149 | 0.0083319
[79 empty] | WLDFR | HFTD - Distribution - Tier 3 - 2QU CoRE ¦ 5QU LoRE | Red Flag Warning - Small Fires | 2031 | 0 | 0 | 0 | 0 | 0.083606 | 0.039055 | 0.001695 | 0.042856 | 0 | 0 | 0.00043542 | 0.00043542 | 0.00029843 |  | 0 | 0 | 0 | 0 | 0 | 0 | 0 | 1.2994e-07 | 1.2994e-07 | 0 | 1.2994e-07 | Column30: 1.2994e-07 | [29 empty] | 7.3.2.1.3 Advanced weather monitoring and weather stations Weather StationsWLDFRElectric Reliability | WLDFR | HFTD - Distribution - Tier 3 - 3QU CoRE ¦ 3QU LoRE | Red Flag Warning - Large Fires | 2031 | Electric Reliability | 0.74734 | 206.7005 | 2031 | Mitigation | 0.011149 | 10 | 0 | esc | 0 | 0 | 0 | 0 | 0.011149 | 0.0083319 | 0.011149 | 0.0083319
[79 empty] | WLDFR | HFTD - Distribution - Tier 3 - 2QU CoRE ¦ 5QU LoRE | Red Flag Warning - Small Fires | 2032 | 0 | 0 | 0 | 0 | 0.083606 | 0.039055 | 0.001695 | 0.042856 | 0 | 0 | 0 | 0.00043542 | 0.00029843 |  | 0 | 0 | 0 | 0 | 0 | 0 | 0 | 0 | 0 | 0 | 1.2994e-07 | Column30: 1.2994e-07 | [29 empty] | 7.3.2.1.3 Advanced weather monitoring and weather stations Weather StationsWLDFRElectric Reliability | WLDFR | HFTD - Distribution - Tier 3 - 3QU CoRE ¦ 3QU LoRE | Red Flag Warning - Large Fires | 2032 | Electric Reliability | 0.74734 | 206.7005 | 2032 | Mitigation | 0.011149 | 10 | 0 | esc | 0 | 0 | 0 | 0 | 0 | 0 | 0.011149 | 0.0083319
[79 empty] | WLDFR | HFTD - Distribution - Tier 3 - 2QU CoRE ¦ 5QU LoRE | Seismic - Non-Red Flag Warning - Catastrophic Fires | 2020 | 0 | 0 | 0 | 0 | 21083.8428 | 409.2237 | 13469.0878 | 7205.5313 | 4.5624 | 0 | 0 | 0 | 3.218e-10 |  | 0 | 1.4682e-09 | 1.4682e-09 | 0 | 0 | 0 | 0 | 0 | 0 | 0 | 0 | Column30: 0 | [29 empty] | 7.3.2.1.3 Advanced weather monitoring and weather stations Weather StationsWLDFRElectric Reliability | WLDFR | HFTD - Distribution - Tier 3 - 3QU CoRE ¦ 3QU LoRE | Red Flag Warning - Small Fires | 2021 | Electric Reliability | 0.036425 | 206.7005 | 2021 | Mitigation | 0.011149 | 10 | 0 | esc | 0.011149 | 0.0004061 | 0.011149 | 0.0004061 | 0 | 0 | 0 | 0
[79 empty] | WLDFR | HFTD - Distribution - Tier 3 - 2QU CoRE ¦ 5QU LoRE | Seismic - Non-Red Flag Warning - Catastrophic Fires | 2021 | 0 | 0 | 0 | 0 | 21083.8428 | 409.2237 | 13469.0878 | 7205.5313 | 4.5624 | 4.5624 | 0 | 0 | 3.218e-10 |  | 0 | 1.4682e-09 | 1.4682e-09 | 0 | 1.4682e-09 | 1.4682e-09 | 0 | 0 | 0 | 0 | 0 | Column30: 0 | [29 empty] | 7.3.2.1.3 Advanced weather monitoring and weather stations Weather StationsWLDFRElectric Reliability | WLDFR | HFTD - Distribution - Tier 3 - 3QU CoRE ¦ 3QU LoRE | Red Flag Warning - Small Fires | 2022 | Electric Reliability | 0.036425 | 206.7005 | 2022 | Mitigation | 0.011149 | 10 | 0 | esc | 0.011149 | 0.0004061 | 0.011149 | 0.0004061 | 0.011149 | 0.0004061 | 0 | 0
[79 empty] | WLDFR | HFTD - Distribution - Tier 3 - 2QU CoRE ¦ 5QU LoRE | Seismic - Non-Red Flag Warning - Catastrophic Fires | 2022 | 0 | 0 | 0 | 0 | 21083.8428 | 409.2237 | 13469.0878 | 7205.5313 | 4.5624 | 4.5624 | 4.5624 | 0 | 3.218e-10 |  | 0 | 1.4682e-09 | 1.4682e-09 | 0 | 1.4682e-09 | 1.4682e-09 | 0 | 1.4682e-09 | 1.4682e-09 | 0 | 0 | Column30: 0 | [29 empty] | 7.3.2.1.3 Advanced weather monitoring and weather stations Weather StationsWLDFRElectric Reliability | WLDFR | HFTD - Distribution - Tier 3 - 3QU CoRE ¦ 3QU LoRE | Red Flag Warning - Small Fires | 2023 | Electric Reliability | 0.03759 | 206.7005 | 2023 | Mitigation | 0.011149 | 10 | 0 | esc | 0.011149 | 0.00041909 | 0.011149 | 0.00041909 | 0.011149 | 0.00041909 | 0.011149 | 0.00041909
[79 empty] | WLDFR | HFTD - Distribution - Tier 3 - 2QU CoRE ¦ 5QU LoRE | Seismic - Non-Red Flag Warning - Catastrophic Fires | 2023 | 0 | 0 | 0 | 0 | 21835.9781 | 428.6023 | 13939.561 | 7467.8148 | 4.7784 | 4.7784 | 4.7784 | 4.7784 | 3.218e-10 |  | 0 | 1.5377e-09 | 1.5377e-09 | 0 | 1.5377e-09 | 1.5377e-09 | 0 | 1.5377e-09 | 1.5377e-09 | 0 | 1.5377e-09 | Column30: 1.5377e-09 | [29 empty] | 7.3.2.1.3 Advanced weather monitoring and weather stations Weather StationsWLDFRElectric Reliability | WLDFR | HFTD - Distribution - Tier 3 - 3QU CoRE ¦ 3QU LoRE | Red Flag Warning - Small Fires | 2024 | Electric Reliability | 0.03759 | 206.7005 | 2024 | Mitigation | 0.011149 | 10 | 0 | esc | 0.011149 | 0.00041909 | 0.011149 | 0.00041909 | 0.011149 | 0.00041909 | 0.011149 | 0.00041909
[79 empty] | WLDFR | HFTD - Distribution - Tier 3 - 2QU CoRE ¦ 5QU LoRE | Seismic - Non-Red Flag Warning - Catastrophic Fires | 2024 | 0 | 0 | 0 | 0 | 21835.9781 | 428.6023 | 13939.561 | 7467.8148 | 4.7784 | 4.7784 | 4.7784 | 4.7784 | 3.218e-10 |  | 0 | 1.5377e-09 | 1.5377e-09 | 0 | 1.5377e-09 | 1.5377e-09 | 0 | 1.5377e-09 | 1.5377e-09 | 0 | 1.5377e-09 | Column30: 1.5377e-09 | [29 empty] | 7.3.2.1.3 Advanced weather monitoring and weather stations Weather StationsWLDFRElectric Reliability | WLDFR | HFTD - Distribution - Tier 3 - 3QU CoRE ¦ 3QU LoRE | Red Flag Warning - Small Fires | 2025 | Electric Reliability | 0.03759 | 206.7005 | 2025 | Mitigation | 0.011149 | 10 | 0 | esc | 0.011149 | 0.00041909 | 0.011149 | 0.00041909 | 0.011149 | 0.00041909 | 0.011149 | 0.00041909
[79 empty] | WLDFR | HFTD - Distribution - Tier 3 - 2QU CoRE ¦ 5QU LoRE | Seismic - Non-Red Flag Warning - Catastrophic Fires | 2025 | 0 | 0 | 0 | 0 | 21835.9781 | 428.6023 | 13939.561 | 7467.8148 | 4.7784 | 4.7784 | 4.7784 | 4.7784 | 3.218e-10 |  | 0 | 1.5377e-09 | 1.5377e-09 | 0 | 1.5377e-09 | 1.5377e-09 | 0 | 1.5377e-09 | 1.5377e-09 | 0 | 1.5377e-09 | Column30: 1.5377e-09 | [29 empty] | 7.3.2.1.3 Advanced weather monitoring and weather stations Weather StationsWLDFRElectric Reliability | WLDFR | HFTD - Distribution - Tier 3 - 3QU CoRE ¦ 3QU LoRE | Red Flag Warning - Small Fires | 2026 | Electric Reliability | 0.03759 | 206.7005 | 2026 | Mitigation | 0.011149 | 10 | 0 | esc | 0.011149 | 0.00041909 | 0.011149 | 0.00041909 | 0.011149 | 0.00041909 | 0.011149 | 0.00041909
[79 empty] | WLDFR | HFTD - Distribution - Tier 3 - 2QU CoRE ¦ 5QU LoRE | Seismic - Non-Red Flag Warning - Catastrophic Fires | 2026 | 0 | 0 | 0 | 0 | 21835.9781 | 428.6023 | 13939.561 | 7467.8148 | 4.7784 | 4.7784 | 4.7784 | 4.7784 | 3.218e-10 |  | 0 | 1.5377e-09 | 1.5377e-09 | 0 | 1.5377e-09 | 1.5377e-09 | 0 | 1.5377e-09 | 1.5377e-09 | 0 | 1.5377e-09 | Column30: 1.5377e-09 | [29 empty] | 7.3.2.1.3 Advanced weather monitoring and weather stations Weather StationsWLDFRElectric Reliability | WLDFR | HFTD - Distribution - Tier 3 - 3QU CoRE ¦ 3QU LoRE | Red Flag Warning - Small Fires | 2027 | Electric Reliability | 0.03759 | 206.7005 | 2027 | Mitigation | 0.011149 | 10 | 0 | esc | 0.011149 | 0.00041909 | 0.011149 | 0.00041909 | 0.011149 | 0.00041909 | 0.011149 | 0.00041909
[79 empty] | WLDFR | HFTD - Distribution - Tier 3 - 2QU CoRE ¦ 5QU LoRE | Seismic - Non-Red Flag Warning - Catastrophic Fires | 2027 | 0 | 0 | 0 | 0 | 21835.9781 | 428.6023 | 13939.561 | 7467.8148 | 4.7784 | 4.7784 | 4.7784 | 4.7784 | 3.218e-10 |  | 0 | 1.5377e-09 | 1.5377e-09 | 0 | 1.5377e-09 | 1.5377e-09 | 0 | 1.5377e-09 | 1.5377e-09 | 0 | 1.5377e-09 | Column30: 1.5377e-09 | [29 empty] | 7.3.2.1.3 Advanced weather monitoring and weather stations Weather StationsWLDFRElectric Reliability | WLDFR | HFTD - Distribution - Tier 3 - 3QU CoRE ¦ 3QU LoRE | Red Flag Warning - Small Fires | 2028 | Electric Reliability | 0.039055 | 206.7005 | 2028 | Mitigation | 0.011149 | 10 | 0 | esc | 0.011149 | 0.00043542 | 0.011149 | 0.00043542 | 0.011149 | 0.00043542 | 0.011149 | 0.00043542
[79 empty] | WLDFR | HFTD - Distribution - Tier 3 - 2QU CoRE ¦ 5QU LoRE | Seismic - Non-Red Flag Warning - Catastrophic Fires | 2028 | 0 | 0 | 0 | 0 | 22783.187 | 453.261 | 14531.3357 | 7798.5904 | 5.0533 | 5.0533 | 5.0533 | 5.0533 | 3.218e-10 |  | 0 | 1.6262e-09 | 1.6262e-09 | 0 | 1.6262e-09 | 1.6262e-09 | 0 | 1.6262e-09 | 1.6262e-09 | 0 | 1.6262e-09 | Column30: 1.6262e-09 | [29 empty] | 7.3.2.1.3 Advanced weather monitoring and weather stations Weather StationsWLDFRElectric Reliability | WLDFR | HFTD - Distribution - Tier 3 - 3QU CoRE ¦ 3QU LoRE | Red Flag Warning - Small Fires | 2029 | Electric Reliability | 0.039055 | 206.7005 | 2029 | Mitigation | 0.011149 | 10 | 0 | esc | 0.011149 | 0.00043542 | 0.011149 | 0.00043542 | 0.011149 | 0.00043542 | 0.011149 | 0.00043542
[79 empty] | WLDFR | HFTD - Distribution - Tier 3 - 2QU CoRE ¦ 5QU LoRE | Seismic - Non-Red Flag Warning - Catastrophic Fires | 2029 | 0 | 0 | 0 | 0 | 22783.187 | 453.261 | 14531.3357 | 7798.5904 | 5.0533 | 5.0533 | 5.0533 | 5.0533 | 3.218e-10 |  | 0 | 1.6262e-09 | 1.6262e-09 | 0 | 1.6262e-09 | 1.6262e-09 | 0 | 1.6262e-09 | 1.6262e-09 | 0 | 1.6262e-09 | Column30: 1.6262e-09 | [29 empty] | 7.3.2.1.3 Advanced weather monitoring and weather stations Weather StationsWLDFRElectric Reliability | WLDFR | HFTD - Distribution - Tier 3 - 3QU CoRE ¦ 3QU LoRE | Red Flag Warning - Small Fires | 2030 | Electric Reliability | 0.039055 | 206.7005 | 2030 | Mitigation | 0.011149 | 10 | 0 | esc | 0 | 0 | 0.011149 | 0.00043542 | 0.011149 | 0.00043542 | 0.011149 | 0.00043542
[79 empty] | WLDFR | HFTD - Distribution - Tier 3 - 2QU CoRE ¦ 5QU LoRE | Seismic - Non-Red Flag Warning - Catastrophic Fires | 2030 | 0 | 0 | 0 | 0 | 22783.187 | 453.261 | 14531.3357 | 7798.5904 | 0 | 5.0533 | 5.0533 | 5.0533 | 3.218e-10 |  | 0 | 0 | 0 | 0 | 1.6262e-09 | 1.6262e-09 | 0 | 1.6262e-09 | 1.6262e-09 | 0 | 1.6262e-09 | Column30: 1.6262e-09 | [29 empty] | 7.3.2.1.3 Advanced weather monitoring and weather stations Weather StationsWLDFRElectric Reliability | WLDFR | HFTD - Distribution - Tier 3 - 3QU CoRE ¦ 3QU LoRE | Red Flag Warning - Small Fires | 2031 | Electric Reliability | 0.039055 | 206.7005 | 2031 | Mitigation | 0.011149 | 10 | 0 | esc | 0 | 0 | 0 | 0 | 0.011149 | 0.00043542 | 0.011149 | 0.00043542
[79 empty] | WLDFR | HFTD - Distribution - Tier 3 - 2QU CoRE ¦ 5QU LoRE | Seismic - Non-Red Flag Warning - Catastrophic Fires | 2031 | 0 | 0 | 0 | 0 | 22783.187 | 453.261 | 14531.3357 | 7798.5904 | 0 | 0 | 5.0533 | 5.0533 | 3.218e-10 |  | 0 | 0 | 0 | 0 | 0 | 0 | 0 | 1.6262e-09 | 1.6262e-09 | 0 | 1.6262e-09 | Column30: 1.6262e-09 | [29 empty] | 7.3.2.1.3 Advanced weather monitoring and weather stations Weather StationsWLDFRElectric Reliability | WLDFR | HFTD - Distribution - Tier 3 - 3QU CoRE ¦ 3QU LoRE | Red Flag Warning - Small Fires | 2032 | Electric Reliability | 0.039055 | 206.7005 | 2032 | Mitigation | 0.011149 | 10 | 0 | esc | 0 | 0 | 0 | 0 | 0 | 0 | 0.011149 | 0.00043542
[79 empty] | WLDFR | HFTD - Distribution - Tier 3 - 2QU CoRE ¦ 5QU LoRE | Seismic - Non-Red Flag Warning - Catastrophic Fires | 2032 | 0 | 0 | 0 | 0 | 22783.187 | 453.261 | 14531.3357 | 7798.5904 | 0 | 0 | 0 | 5.0533 | 3.218e-10 |  | 0 | 0 | 0 | 0 | 0 | 0 | 0 | 0 | 0 | 0 | 1.6262e-09 | Column30: 1.6262e-09 | [29 empty] | 7.3.2.1.3 Advanced weather monitoring and weather stations Weather StationsWLDFRElectric Reliability | WLDFR | HFTD - Distribution - Tier 3 - 3QU CoRE ¦ 3QU LoRE | Seismic - Non-Red Flag Warning - Catastrophic Fires | 2021 | Electric Reliability | 409.2237 | 206.7005 | 2021 | Mitigation | 0.011149 | 10 | 0 | esc | 0.011149 | 4.5624 | 0.011149 | 4.5624 | 0 | 0 | 0 | 0
[79 empty] | WLDFR | HFTD - Distribution - Tier 3 - 2QU CoRE ¦ 5QU LoRE | Seismic - Red Flag Warning - Catastrophic Fires | 2020 | 0 | 0 | 0 | 0 | 21083.8428 | 409.2237 | 13469.0878 | 7205.5313 | 4.5624 | 0 | 0 | 0 | 1.3879e-08 |  | 0 | 6.3321e-08 | 6.3321e-08 | 0 | 0 | 0 | 0 | 0 | 0 | 0 | 0 | Column30: 0 | [29 empty] | 7.3.2.1.3 Advanced weather monitoring and weather stations Weather StationsWLDFRElectric Reliability | WLDFR | HFTD - Distribution - Tier 3 - 3QU CoRE ¦ 3QU LoRE | Seismic - Non-Red Flag Warning - Catastrophic Fires | 2022 | Electric Reliability | 409.2237 | 206.7005 | 2022 | Mitigation | 0.011149 | 10 | 0 | esc | 0.011149 | 4.5624 | 0.011149 | 4.5624 | 0.011149 | 4.5624 | 0 | 0
[79 empty] | WLDFR | HFTD - Distribution - Tier 3 - 2QU CoRE ¦ 5QU LoRE | Seismic - Red Flag Warning - Catastrophic Fires | 2021 | 0 | 0 | 0 | 0 | 21083.8428 | 409.2237 | 13469.0878 | 7205.5313 | 4.5624 | 4.5624 | 0 | 0 | 1.3879e-08 |  | 0 | 6.3321e-08 | 6.3321e-08 | 0 | 6.3321e-08 | 6.3321e-08 | 0 | 0 | 0 | 0 | 0 | Column30: 0 | [29 empty] | 7.3.2.1.3 Advanced weather monitoring and weather stations Weather StationsWLDFRElectric Reliability | WLDFR | HFTD - Distribution - Tier 3 - 3QU CoRE ¦ 3QU LoRE | Seismic - Non-Red Flag Warning - Catastrophic Fires | 2023 | Electric Reliability | 428.6023 | 206.7005 | 2023 | Mitigation | 0.011149 | 10 | 0 | esc | 0.011149 | 4.7784 | 0.011149 | 4.7784 | 0.011149 | 4.7784 | 0.011149 | 4.7784
[79 empty] | WLDFR | HFTD - Distribution - Tier 3 - 2QU CoRE ¦ 5QU LoRE | Seismic - Red Flag Warning - Catastrophic Fires | 2022 | 0 | 0 | 0 | 0 | 21083.8428 | 409.2237 | 13469.0878 | 7205.5313 | 4.5624 | 4.5624 | 4.5624 | 0 | 1.3879e-08 |  | 0 | 6.3321e-08 | 6.3321e-08 | 0 | 6.3321e-08 | 6.3321e-08 | 0 | 6.3321e-08 | 6.3321e-08 | 0 | 0 | Column30: 0 | [29 empty] | 7.3.2.1.3 Advanced weather monitoring and weather stations Weather StationsWLDFRElectric Reliability | WLDFR | HFTD - Distribution - Tier 3 - 3QU CoRE ¦ 3QU LoRE | Seismic - Non-Red Flag Warning - Catastrophic Fires | 2024 | Electric Reliability | 428.6023 | 206.7005 | 2024 | Mitigation | 0.011149 | 10 | 0 | esc | 0.011149 | 4.7784 | 0.011149 | 4.7784 | 0.011149 | 4.7784 | 0.011149 | 4.7784
[79 empty] | WLDFR | HFTD - Distribution - Tier 3 - 2QU CoRE ¦ 5QU LoRE | Seismic - Red Flag Warning - Catastrophic Fires | 2023 | 0 | 0 | 0 | 0 | 21835.9781 | 428.6023 | 13939.561 | 7467.8148 | 4.7784 | 4.7784 | 4.7784 | 4.7784 | 1.3879e-08 |  | 0 | 6.632e-08 | 6.632e-08 | 0 | 6.632e-08 | 6.632e-08 | 0 | 6.632e-08 | 6.632e-08 | 0 | 6.632e-08 | Column30: 6.632e-08 | [29 empty] | 7.3.2.1.3 Advanced weather monitoring and weather stations Weather StationsWLDFRElectric Reliability | WLDFR | HFTD - Distribution - Tier 3 - 3QU CoRE ¦ 3QU LoRE | Seismic - Non-Red Flag Warning - Catastrophic Fires | 2025 | Electric Reliability | 428.6023 | 206.7005 | 2025 | Mitigation | 0.011149 | 10 | 0 | esc | 0.011149 | 4.7784 | 0.011149 | 4.7784 | 0.011149 | 4.7784 | 0.011149 | 4.7784
[79 empty] | WLDFR | HFTD - Distribution - Tier 3 - 2QU CoRE ¦ 5QU LoRE | Seismic - Red Flag Warning - Catastrophic Fires | 2024 | 0 | 0 | 0 | 0 | 21835.9781 | 428.6023 | 13939.561 | 7467.8148 | 4.7784 | 4.7784 | 4.7784 | 4.7784 | 1.3879e-08 |  | 0 | 6.632e-08 | 6.632e-08 | 0 | 6.632e-08 | 6.632e-08 | 0 | 6.632e-08 | 6.632e-08 | 0 | 6.632e-08 | Column30: 6.632e-08 | [29 empty] | 7.3.2.1.3 Advanced weather monitoring and weather stations Weather StationsWLDFRElectric Reliability | WLDFR | HFTD - Distribution - Tier 3 - 3QU CoRE ¦ 3QU LoRE | Seismic - Non-Red Flag Warning - Catastrophic Fires | 2026 | Electric Reliability | 428.6023 | 206.7005 | 2026 | Mitigation | 0.011149 | 10 | 0 | esc | 0.011149 | 4.7784 | 0.011149 | 4.7784 | 0.011149 | 4.7784 | 0.011149 | 4.7784
[79 empty] | WLDFR | HFTD - Distribution - Tier 3 - 2QU CoRE ¦ 5QU LoRE | Seismic - Red Flag Warning - Catastrophic Fires | 2025 | 0 | 0 | 0 | 0 | 21835.9781 | 428.6023 | 13939.561 | 7467.8148 | 4.7784 | 4.7784 | 4.7784 | 4.7784 | 1.3879e-08 |  | 0 | 6.632e-08 | 6.632e-08 | 0 | 6.632e-08 | 6.632e-08 | 0 | 6.632e-08 | 6.632e-08 | 0 | 6.632e-08 | Column30: 6.632e-08 | [29 empty] | 7.3.2.1.3 Advanced weather monitoring and weather stations Weather StationsWLDFRElectric Reliability | WLDFR | HFTD - Distribution - Tier 3 - 3QU CoRE ¦ 3QU LoRE | Seismic - Non-Red Flag Warning - Catastrophic Fires | 2027 | Electric Reliability | 428.6023 | 206.7005 | 2027 | Mitigation | 0.011149 | 10 | 0 | esc | 0.011149 | 4.7784 | 0.011149 | 4.7784 | 0.011149 | 4.7784 | 0.011149 | 4.7784
[79 empty] | WLDFR | HFTD - Distribution - Tier 3 - 2QU CoRE ¦ 5QU LoRE | Seismic - Red Flag Warning - Catastrophic Fires | 2026 | 0 | 0 | 0 | 0 | 21835.9781 | 428.6023 | 13939.561 | 7467.8148 | 4.7784 | 4.7784 | 4.7784 | 4.7784 | 1.3879e-08 |  | 0 | 6.632e-08 | 6.632e-08 | 0 | 6.632e-08 | 6.632e-08 | 0 | 6.632e-08 | 6.632e-08 | 0 | 6.632e-08 | Column30: 6.632e-08 | [29 empty] | 7.3.2.1.3 Advanced weather monitoring and weather stations Weather StationsWLDFRElectric Reliability | WLDFR | HFTD - Distribution - Tier 3 - 3QU CoRE ¦ 3QU LoRE | Seismic - Non-Red Flag Warning - Catastrophic Fires | 2028 | Electric Reliability | 453.261 | 206.7005 | 2028 | Mitigation | 0.011149 | 10 | 0 | esc | 0.011149 | 5.0533 | 0.011149 | 5.0533 | 0.011149 | 5.0533 | 0.011149 | 5.0533
[79 empty] | WLDFR | HFTD - Distribution - Tier 3 - 2QU CoRE ¦ 5QU LoRE | Seismic - Red Flag Warning - Catastrophic Fires | 2027 | 0 | 0 | 0 | 0 | 21835.9781 | 428.6023 | 13939.561 | 7467.8148 | 4.7784 | 4.7784 | 4.7784 | 4.7784 | 1.3879e-08 |  | 0 | 6.632e-08 | 6.632e-08 | 0 | 6.632e-08 | 6.632e-08 | 0 | 6.632e-08 | 6.632e-08 | 0 | 6.632e-08 | Column30: 6.632e-08 | [29 empty] | 7.3.2.1.3 Advanced weather monitoring and weather stations Weather StationsWLDFRElectric Reliability | WLDFR | HFTD - Distribution - Tier 3 - 3QU CoRE ¦ 3QU LoRE | Seismic - Non-Red Flag Warning - Catastrophic Fires | 2029 | Electric Reliability | 453.261 | 206.7005 | 2029 | Mitigation | 0.011149 | 10 | 0 | esc | 0.011149 | 5.0533 | 0.011149 | 5.0533 | 0.011149 | 5.0533 | 0.011149 | 5.0533
[79 empty] | WLDFR | HFTD - Distribution - Tier 3 - 2QU CoRE ¦ 5QU LoRE | Seismic - Red Flag Warning - Catastrophic Fires | 2028 | 0 | 0 | 0 | 0 | 22783.187 | 453.261 | 14531.3357 | 7798.5904 | 5.0533 | 5.0533 | 5.0533 | 5.0533 | 1.3879e-08 |  | 0 | 7.0135e-08 | 7.0135e-08 | 0 | 7.0135e-08 | 7.0135e-08 | 0 | 7.0135e-08 | 7.0135e-08 | 0 | 7.0135e-08 | Column30: 7.0135e-08 | [29 empty] | 7.3.2.1.3 Advanced weather monitoring and weather stations Weather StationsWLDFRElectric Reliability | WLDFR | HFTD - Distribution - Tier 3 - 3QU CoRE ¦ 3QU LoRE | Seismic - Non-Red Flag Warning - Catastrophic Fires | 2030 | Electric Reliability | 453.261 | 206.7005 | 2030 | Mitigation | 0.011149 | 10 | 0 | esc | 0 | 0 | 0.011149 | 5.0533 | 0.011149 | 5.0533 | 0.011149 | 5.0533
[79 empty] | WLDFR | HFTD - Distribution - Tier 3 - 2QU CoRE ¦ 5QU LoRE | Seismic - Red Flag Warning - Catastrophic Fires | 2029 | 0 | 0 | 0 | 0 | 22783.187 | 453.261 | 14531.3357 | 7798.5904 | 5.0533 | 5.0533 | 5.0533 | 5.0533 | 1.3879e-08 |  | 0 | 7.0135e-08 | 7.0135e-08 | 0 | 7.0135e-08 | 7.0135e-08 | 0 | 7.0135e-08 | 7.0135e-08 | 0 | 7.0135e-08 | Column30: 7.0135e-08 | [29 empty] | 7.3.2.1.3 Advanced weather monitoring and weather stations Weather StationsWLDFRElectric Reliability | WLDFR | HFTD - Distribution - Tier 3 - 3QU CoRE ¦ 3QU LoRE | Seismic - Non-Red Flag Warning - Catastrophic Fires | 2031 | Electric Reliability | 453.261 | 206.7005 | 2031 | Mitigation | 0.011149 | 10 | 0 | esc | 0 | 0 | 0 | 0 | 0.011149 | 5.0533 | 0.011149 | 5.0533
[79 empty] | WLDFR | HFTD - Distribution - Tier 3 - 2QU CoRE ¦ 5QU LoRE | Seismic - Red Flag Warning - Catastrophic Fires | 2030 | 0 | 0 | 0 | 0 | 22783.187 | 453.261 | 14531.3357 | 7798.5904 | 0 | 5.0533 | 5.0533 | 5.0533 | 1.3879e-08 |  | 0 | 0 | 0 | 0 | 7.0135e-08 | 7.0135e-08 | 0 | 7.0135e-08 | 7.0135e-08 | 0 | 7.0135e-08 | Column30: 7.0135e-08 | [29 empty] | 7.3.2.1.3 Advanced weather monitoring and weather stations Weather StationsWLDFRElectric Reliability | WLDFR | HFTD - Distribution - Tier 3 - 3QU CoRE ¦ 3QU LoRE | Seismic - Non-Red Flag Warning - Catastrophic Fires | 2032 | Electric Reliability | 453.261 | 206.7005 | 2032 | Mitigation | 0.011149 | 10 | 0 | esc | 0 | 0 | 0 | 0 | 0 | 0 | 0.011149 | 5.0533
[79 empty] | WLDFR | HFTD - Distribution - Tier 3 - 2QU CoRE ¦ 5QU LoRE | Seismic - Red Flag Warning - Catastrophic Fires | 2031 | 0 | 0 | 0 | 0 | 22783.187 | 453.261 | 14531.3357 | 7798.5904 | 0 | 0 | 5.0533 | 5.0533 | 1.3879e-08 |  | 0 | 0 | 0 | 0 | 0 | 0 | 0 | 7.0135e-08 | 7.0135e-08 | 0 | 7.0135e-08 | Column30: 7.0135e-08 | [29 empty] | 7.3.2.1.3 Advanced weather monitoring and weather stations Weather StationsWLDFRElectric Reliability | WLDFR | HFTD - Distribution - Tier 3 - 3QU CoRE ¦ 3QU LoRE | Seismic - Red Flag Warning - Catastrophic Fires | 2021 | Electric Reliability | 409.2237 | 206.7005 | 2021 | Mitigation | 0.011149 | 10 | 0 | esc | 0.011149 | 4.5624 | 0.011149 | 4.5624 | 0 | 0 | 0 | 0
[79 empty] | WLDFR | HFTD - Distribution - Tier 3 - 2QU CoRE ¦ 5QU LoRE | Seismic - Red Flag Warning - Catastrophic Fires | 2032 | 0 | 0 | 0 | 0 | 22783.187 | 453.261 | 14531.3357 | 7798.5904 | 0 | 0 | 0 | 5.0533 | 1.3879e-08 |  | 0 | 0 | 0 | 0 | 0 | 0 | 0 | 0 | 0 | 0 | 7.0135e-08 | Column30: 7.0135e-08 | [29 empty] | 7.3.2.1.3 Advanced weather monitoring and weather stations Weather StationsWLDFRElectric Reliability | WLDFR | HFTD - Distribution - Tier 3 - 3QU CoRE ¦ 3QU LoRE | Seismic - Red Flag Warning - Catastrophic Fires | 2022 | Electric Reliability | 409.2237 | 206.7005 | 2022 | Mitigation | 0.011149 | 10 | 0 | esc | 0.011149 | 4.5624 | 0.011149 | 4.5624 | 0.011149 | 4.5624 | 0 | 0
[79 empty] | WLDFR | HFTD - Distribution - Tier 3 - 3QU CoRE ¦ 1QU LoRE | Non-Red Flag Warning - Catastrophic Fires | 2020 | 0 | 0 | 0 | 0 | 14146.1306 | 222.2294 | 8585.7228 | 5338.1784 | 2.4776 | 0 | 0 | 0 | 1.6754e-06 |  | 0 | 4.1509e-06 | 4.1509e-06 | 0 | 0 | 0 | 0 | 0 | 0 | 0 | 0 | Column30: 0 | [29 empty] | 7.3.2.1.3 Advanced weather monitoring and weather stations Weather StationsWLDFRElectric Reliability | WLDFR | HFTD - Distribution - Tier 3 - 3QU CoRE ¦ 3QU LoRE | Seismic - Red Flag Warning - Catastrophic Fires | 2023 | Electric Reliability | 428.6023 | 206.7005 | 2023 | Mitigation | 0.011149 | 10 | 0 | esc | 0.011149 | 4.7784 | 0.011149 | 4.7784 | 0.011149 | 4.7784 | 0.011149 | 4.7784
[79 empty] | WLDFR | HFTD - Distribution - Tier 3 - 3QU CoRE ¦ 1QU LoRE | Non-Red Flag Warning - Catastrophic Fires | 2021 | 0 | 0 | 0 | 0 | 14146.1306 | 222.2294 | 8585.7228 | 5338.1784 | 2.4776 | 2.4776 | 0 | 0 | 1.6754e-06 |  | 0 | 4.1509e-06 | 4.1509e-06 | 0 | 4.1509e-06 | 4.1509e-06 | 0 | 0 | 0 | 0 | 0 | Column30: 0 | [29 empty] | 7.3.2.1.3 Advanced weather monitoring and weather stations Weather StationsWLDFRElectric Reliability | WLDFR | HFTD - Distribution - Tier 3 - 3QU CoRE ¦ 3QU LoRE | Seismic - Red Flag Warning - Catastrophic Fires | 2024 | Electric Reliability | 428.6023 | 206.7005 | 2024 | Mitigation | 0.011149 | 10 | 0 | esc | 0.011149 | 4.7784 | 0.011149 | 4.7784 | 0.011149 | 4.7784 | 0.011149 | 4.7784
[79 empty] | WLDFR | HFTD - Distribution - Tier 3 - 3QU CoRE ¦ 1QU LoRE | Non-Red Flag Warning - Catastrophic Fires | 2022 | 0 | 0 | 0 | 0 | 14146.1306 | 222.2294 | 8585.7228 | 5338.1784 | 2.4776 | 2.4776 | 2.4776 | 0 | 1.6754e-06 |  | 0 | 4.1509e-06 | 4.1509e-06 | 0 | 4.1509e-06 | 4.1509e-06 | 0 | 4.1509e-06 | 4.1509e-06 | 0 | 0 | Column30: 0 | [29 empty] | 7.3.2.1.3 Advanced weather monitoring and weather stations Weather StationsWLDFRElectric Reliability | WLDFR | HFTD - Distribution - Tier 3 - 3QU CoRE ¦ 3QU LoRE | Seismic - Red Flag Warning - Catastrophic Fires | 2025 | Electric Reliability | 428.6023 | 206.7005 | 2025 | Mitigation | 0.011149 | 10 | 0 | esc | 0.011149 | 4.7784 | 0.011149 | 4.7784 | 0.011149 | 4.7784 | 0.011149 | 4.7784
[79 empty] | WLDFR | HFTD - Distribution - Tier 3 - 3QU CoRE ¦ 1QU LoRE | Non-Red Flag Warning - Catastrophic Fires | 2023 | 0 | 0 | 0 | 0 | 14664.6376 | 233.2301 | 8896.516 | 5534.8915 | 2.6002 | 2.6002 | 2.6002 | 2.6002 | 1.6754e-06 |  | 0 | 4.3564e-06 | 4.3564e-06 | 0 | 4.3564e-06 | 4.3564e-06 | 0 | 4.3564e-06 | 4.3564e-06 | 0 | 4.3564e-06 | Column30: 4.3564e-06 | [29 empty] | 7.3.2.1.3 Advanced weather monitoring and weather stations Weather StationsWLDFRElectric Reliability | WLDFR | HFTD - Distribution - Tier 3 - 3QU CoRE ¦ 3QU LoRE | Seismic - Red Flag Warning - Catastrophic Fires | 2026 | Electric Reliability | 428.6023 | 206.7005 | 2026 | Mitigation | 0.011149 | 10 | 0 | esc | 0.011149 | 4.7784 | 0.011149 | 4.7784 | 0.011149 | 4.7784 | 0.011149 | 4.7784
[79 empty] | WLDFR | HFTD - Distribution - Tier 3 - 3QU CoRE ¦ 1QU LoRE | Non-Red Flag Warning - Catastrophic Fires | 2024 | 0 | 0 | 0 | 0 | 14664.6376 | 233.2301 | 8896.516 | 5534.8915 | 2.6002 | 2.6002 | 2.6002 | 2.6002 | 1.6754e-06 |  | 0 | 4.3564e-06 | 4.3564e-06 | 0 | 4.3564e-06 | 4.3564e-06 | 0 | 4.3564e-06 | 4.3564e-06 | 0 | 4.3564e-06 | Column30: 4.3564e-06 | [29 empty] | 7.3.2.1.3 Advanced weather monitoring and weather stations Weather StationsWLDFRElectric Reliability | WLDFR | HFTD - Distribution - Tier 3 - 3QU CoRE ¦ 3QU LoRE | Seismic - Red Flag Warning - Catastrophic Fires | 2027 | Electric Reliability | 428.6023 | 206.7005 | 2027 | Mitigation | 0.011149 | 10 | 0 | esc | 0.011149 | 4.7784 | 0.011149 | 4.7784 | 0.011149 | 4.7784 | 0.011149 | 4.7784
[79 empty] | WLDFR | HFTD - Distribution - Tier 3 - 3QU CoRE ¦ 1QU LoRE | Non-Red Flag Warning - Catastrophic Fires | 2025 | 0 | 0 | 0 | 0 | 14664.6376 | 233.2301 | 8896.516 | 5534.8915 | 2.6002 | 2.6002 | 2.6002 | 2.6002 | 1.6754e-06 |  | 0 | 4.3564e-06 | 4.3564e-06 | 0 | 4.3564e-06 | 4.3564e-06 | 0 | 4.3564e-06 | 4.3564e-06 | 0 | 4.3564e-06 | Column30: 4.3564e-06 | [29 empty] | 7.3.2.1.3 Advanced weather monitoring and weather stations Weather StationsWLDFRElectric Reliability | WLDFR | HFTD - Distribution - Tier 3 - 3QU CoRE ¦ 3QU LoRE | Seismic - Red Flag Warning - Catastrophic Fires | 2028 | Electric Reliability | 453.261 | 206.7005 | 2028 | Mitigation | 0.011149 | 10 | 0 | esc | 0.011149 | 5.0533 | 0.011149 | 5.0533 | 0.011149 | 5.0533 | 0.011149 | 5.0533
[79 empty] | WLDFR | HFTD - Distribution - Tier 3 - 3QU CoRE ¦ 1QU LoRE | Non-Red Flag Warning - Catastrophic Fires | 2026 | 0 | 0 | 0 | 0 | 14664.6376 | 233.2301 | 8896.516 | 5534.8915 | 2.6002 | 2.6002 | 2.6002 | 2.6002 | 1.6754e-06 |  | 0 | 4.3564e-06 | 4.3564e-06 | 0 | 4.3564e-06 | 4.3564e-06 | 0 | 4.3564e-06 | 4.3564e-06 | 0 | 4.3564e-06 | Column30: 4.3564e-06 | [29 empty] | 7.3.2.1.3 Advanced weather monitoring and weather stations Weather StationsWLDFRElectric Reliability | WLDFR | HFTD - Distribution - Tier 3 - 3QU CoRE ¦ 3QU LoRE | Seismic - Red Flag Warning - Catastrophic Fires | 2029 | Electric Reliability | 453.261 | 206.7005 | 2029 | Mitigation | 0.011149 | 10 | 0 | esc | 0.011149 | 5.0533 | 0.011149 | 5.0533 | 0.011149 | 5.0533 | 0.011149 | 5.0533
[79 empty] | WLDFR | HFTD - Distribution - Tier 3 - 3QU CoRE ¦ 1QU LoRE | Non-Red Flag Warning - Catastrophic Fires | 2027 | 0 | 0 | 0 | 0 | 14664.6376 | 233.2301 | 8896.516 | 5534.8915 | 2.6002 | 2.6002 | 2.6002 | 2.6002 | 1.6754e-06 |  | 0 | 4.3564e-06 | 4.3564e-06 | 0 | 4.3564e-06 | 4.3564e-06 | 0 | 4.3564e-06 | 4.3564e-06 | 0 | 4.3564e-06 | Column30: 4.3564e-06 | [29 empty] | 7.3.2.1.3 Advanced weather monitoring and weather stations Weather StationsWLDFRElectric Reliability | WLDFR | HFTD - Distribution - Tier 3 - 3QU CoRE ¦ 3QU LoRE | Seismic - Red Flag Warning - Catastrophic Fires | 2030 | Electric Reliability | 453.261 | 206.7005 | 2030 | Mitigation | 0.011149 | 10 | 0 | esc | 0 | 0 | 0.011149 | 5.0533 | 0.011149 | 5.0533 | 0.011149 | 5.0533
[79 empty] | WLDFR | HFTD - Distribution - Tier 3 - 3QU CoRE ¦ 1QU LoRE | Non-Red Flag Warning - Catastrophic Fires | 2028 | 0 | 0 | 0 | 0 | 15317.9909 | 247.273 | 9287.6491 | 5783.0689 | 2.7568 | 2.7568 | 2.7568 | 2.7568 | 1.6754e-06 |  | 0 | 4.6187e-06 | 4.6187e-06 | 0 | 4.6187e-06 | 4.6187e-06 | 0 | 4.6187e-06 | 4.6187e-06 | 0 | 4.6187e-06 | Column30: 4.6187e-06 | [29 empty] | 7.3.2.1.3 Advanced weather monitoring and weather stations Weather StationsWLDFRElectric Reliability | WLDFR | HFTD - Distribution - Tier 3 - 3QU CoRE ¦ 3QU LoRE | Seismic - Red Flag Warning - Catastrophic Fires | 2031 | Electric Reliability | 453.261 | 206.7005 | 2031 | Mitigation | 0.011149 | 10 | 0 | esc | 0 | 0 | 0 | 0 | 0.011149 | 5.0533 | 0.011149 | 5.0533
[79 empty] | WLDFR | HFTD - Distribution - Tier 3 - 3QU CoRE ¦ 1QU LoRE | Non-Red Flag Warning - Catastrophic Fires | 2029 | 0 | 0 | 0 | 0 | 15317.9909 | 247.273 | 9287.6491 | 5783.0689 | 2.7568 | 2.7568 | 2.7568 | 2.7568 | 1.6754e-06 |  | 0 | 4.6187e-06 | 4.6187e-06 | 0 | 4.6187e-06 | 4.6187e-06 | 0 | 4.6187e-06 | 4.6187e-06 | 0 | 4.6187e-06 | Column30: 4.6187e-06 | [29 empty] | 7.3.2.1.3 Advanced weather monitoring and weather stations Weather StationsWLDFRElectric Reliability | WLDFR | HFTD - Distribution - Tier 3 - 3QU CoRE ¦ 3QU LoRE | Seismic - Red Flag Warning - Catastrophic Fires | 2032 | Electric Reliability | 453.261 | 206.7005 | 2032 | Mitigation | 0.011149 | 10 | 0 | esc | 0 | 0 | 0 | 0 | 0 | 0 | 0.011149 | 5.0533
[79 empty] | WLDFR | HFTD - Distribution - Tier 3 - 3QU CoRE ¦ 1QU LoRE | Non-Red Flag Warning - Catastrophic Fires | 2030 | 0 | 0 | 0 | 0 | 15317.9909 | 247.273 | 9287.6491 | 5783.0689 | 0 | 2.7568 | 2.7568 | 2.7568 | 1.6754e-06 |  | 0 | 0 | 0 | 0 | 4.6187e-06 | 4.6187e-06 | 0 | 4.6187e-06 | 4.6187e-06 | 0 | 4.6187e-06 | Column30: 4.6187e-06 | [29 empty] | 7.3.2.1.3 Advanced weather monitoring and weather stations Weather StationsWLDFRElectric Reliability | WLDFR | HFTD - Distribution - Tier 3 - 3QU CoRE ¦ 4QU LoRE | Non-Red Flag Warning - Catastrophic Fires | 2021 | Electric Reliability | 222.2294 | 208.0009 | 2021 | Mitigation | 0.011149 | 10 | 0 | esc | 0.011149 | 2.4776 | 0.011149 | 2.4776 | 0 | 0 | 0 | 0
[79 empty] | WLDFR | HFTD - Distribution - Tier 3 - 3QU CoRE ¦ 1QU LoRE | Non-Red Flag Warning - Catastrophic Fires | 2031 | 0 | 0 | 0 | 0 | 15317.9909 | 247.273 | 9287.6491 | 5783.0689 | 0 | 0 | 2.7568 | 2.7568 | 1.6754e-06 |  | 0 | 0 | 0 | 0 | 0 | 0 | 0 | 4.6187e-06 | 4.6187e-06 | 0 | 4.6187e-06 | Column30: 4.6187e-06 | [29 empty] | 7.3.2.1.3 Advanced weather monitoring and weather stations Weather StationsWLDFRElectric Reliability | WLDFR | HFTD - Distribution - Tier 3 - 3QU CoRE ¦ 4QU LoRE | Non-Red Flag Warning - Catastrophic Fires | 2022 | Electric Reliability | 222.2294 | 208.0009 | 2022 | Mitigation | 0.011149 | 10 | 0 | esc | 0.011149 | 2.4776 | 0.011149 | 2.4776 | 0.011149 | 2.4776 | 0 | 0
[79 empty] | WLDFR | HFTD - Distribution - Tier 3 - 3QU CoRE ¦ 1QU LoRE | Non-Red Flag Warning - Catastrophic Fires | 2032 | 0 | 0 | 0 | 0 | 15317.9909 | 247.273 | 9287.6491 | 5783.0689 | 0 | 0 | 0 | 2.7568 | 1.6754e-06 |  | 0 | 0 | 0 | 0 | 0 | 0 | 0 | 0 | 0 | 0 | 4.6187e-06 | Column30: 4.6187e-06 | [29 empty] | 7.3.2.1.3 Advanced weather monitoring and weather stations Weather StationsWLDFRElectric Reliability | WLDFR | HFTD - Distribution - Tier 3 - 3QU CoRE ¦ 4QU LoRE | Non-Red Flag Warning - Catastrophic Fires | 2023 | Electric Reliability | 233.2301 | 208.0009 | 2023 | Mitigation | 0.011149 | 10 | 0 | esc | 0.011149 | 2.6002 | 0.011149 | 2.6002 | 0.011149 | 2.6002 | 0.011149 | 2.6002
[79 empty] | WLDFR | HFTD - Distribution - Tier 3 - 3QU CoRE ¦ 1QU LoRE | Non-Red Flag Warning - Destructive Fires | 2020 | 0 | 0 | 0 | 0 | 8807.9522 | 222.2294 | 8585.7228 | 0 | 2.4776 | 0 | 0 | 0 | 2.2431e-06 |  | 0 | 5.5575e-06 | 5.5575e-06 | 0 | 0 | 0 | 0 | 0 | 0 | 0 | 0 | Column30: 0 | [29 empty] | 7.3.2.1.3 Advanced weather monitoring and weather stations Weather StationsWLDFRElectric Reliability | WLDFR | HFTD - Distribution - Tier 3 - 3QU CoRE ¦ 4QU LoRE | Non-Red Flag Warning - Catastrophic Fires | 2024 | Electric Reliability | 233.2301 | 208.0009 | 2024 | Mitigation | 0.011149 | 10 | 0 | esc | 0.011149 | 2.6002 | 0.011149 | 2.6002 | 0.011149 | 2.6002 | 0.011149 | 2.6002
[79 empty] | WLDFR | HFTD - Distribution - Tier 3 - 3QU CoRE ¦ 1QU LoRE | Non-Red Flag Warning - Destructive Fires | 2021 | 0 | 0 | 0 | 0 | 8807.9522 | 222.2294 | 8585.7228 | 0 | 2.4776 | 2.4776 | 0 | 0 | 2.2431e-06 |  | 0 | 5.5575e-06 | 5.5575e-06 | 0 | 5.5575e-06 | 5.5575e-06 | 0 | 0 | 0 | 0 | 0 | Column30: 0 | [29 empty] | 7.3.2.1.3 Advanced weather monitoring and weather stations Weather StationsWLDFRElectric Reliability | WLDFR | HFTD - Distribution - Tier 3 - 3QU CoRE ¦ 4QU LoRE | Non-Red Flag Warning - Catastrophic Fires | 2025 | Electric Reliability | 233.2301 | 208.0009 | 2025 | Mitigation | 0.011149 | 10 | 0 | esc | 0.011149 | 2.6002 | 0.011149 | 2.6002 | 0.011149 | 2.6002 | 0.011149 | 2.6002
[79 empty] | WLDFR | HFTD - Distribution - Tier 3 - 3QU CoRE ¦ 1QU LoRE | Non-Red Flag Warning - Destructive Fires | 2022 | 0 | 0 | 0 | 0 | 8807.9522 | 222.2294 | 8585.7228 | 0 | 2.4776 | 2.4776 | 2.4776 | 0 | 2.2431e-06 |  | 0 | 5.5575e-06 | 5.5575e-06 | 0 | 5.5575e-06 | 5.5575e-06 | 0 | 5.5575e-06 | 5.5575e-06 | 0 | 0 | Column30: 0 | [29 empty] | 7.3.2.1.3 Advanced weather monitoring and weather stations Weather StationsWLDFRElectric Reliability | WLDFR | HFTD - Distribution - Tier 3 - 3QU CoRE ¦ 4QU LoRE | Non-Red Flag Warning - Catastrophic Fires | 2026 | Electric Reliability | 233.2301 | 208.0009 | 2026 | Mitigation | 0.011149 | 10 | 0 | esc | 0.011149 | 2.6002 | 0.011149 | 2.6002 | 0.011149 | 2.6002 | 0.011149 | 2.6002
[79 empty] | WLDFR | HFTD - Distribution - Tier 3 - 3QU CoRE ¦ 1QU LoRE | Non-Red Flag Warning - Destructive Fires | 2023 | 0 | 0 | 0 | 0 | 9129.7461 | 233.2301 | 8896.516 | 0 | 2.6002 | 2.6002 | 2.6002 | 2.6002 | 2.2431e-06 |  | 0 | 5.8326e-06 | 5.8326e-06 | 0 | 5.8326e-06 | 5.8326e-06 | 0 | 5.8326e-06 | 5.8326e-06 | 0 | 5.8326e-06 | Column30: 5.8326e-06 | [29 empty] | 7.3.2.1.3 Advanced weather monitoring and weather stations Weather StationsWLDFRElectric Reliability | WLDFR | HFTD - Distribution - Tier 3 - 3QU CoRE ¦ 4QU LoRE | Non-Red Flag Warning - Catastrophic Fires | 2027 | Electric Reliability | 233.2301 | 208.0009 | 2027 | Mitigation | 0.011149 | 10 | 0 | esc | 0.011149 | 2.6002 | 0.011149 | 2.6002 | 0.011149 | 2.6002 | 0.011149 | 2.6002
[79 empty] | WLDFR | HFTD - Distribution - Tier 3 - 3QU CoRE ¦ 1QU LoRE | Non-Red Flag Warning - Destructive Fires | 2024 | 0 | 0 | 0 | 0 | 9129.7461 | 233.2301 | 8896.516 | 0 | 2.6002 | 2.6002 | 2.6002 | 2.6002 | 2.2431e-06 |  | 0 | 5.8326e-06 | 5.8326e-06 | 0 | 5.8326e-06 | 5.8326e-06 | 0 | 5.8326e-06 | 5.8326e-06 | 0 | 5.8326e-06 | Column30: 5.8326e-06 | [29 empty] | 7.3.2.1.3 Advanced weather monitoring and weather stations Weather StationsWLDFRElectric Reliability | WLDFR | HFTD - Distribution - Tier 3 - 3QU CoRE ¦ 4QU LoRE | Non-Red Flag Warning - Catastrophic Fires | 2028 | Electric Reliability | 247.273 | 208.0009 | 2028 | Mitigation | 0.011149 | 10 | 0 | esc | 0.011149 | 2.7568 | 0.011149 | 2.7568 | 0.011149 | 2.7568 | 0.011149 | 2.7568
[79 empty] | WLDFR | HFTD - Distribution - Tier 3 - 3QU CoRE ¦ 1QU LoRE | Non-Red Flag Warning - Destructive Fires | 2025 | 0 | 0 | 0 | 0 | 9129.7461 | 233.2301 | 8896.516 | 0 | 2.6002 | 2.6002 | 2.6002 | 2.6002 | 2.2431e-06 |  | 0 | 5.8326e-06 | 5.8326e-06 | 0 | 5.8326e-06 | 5.8326e-06 | 0 | 5.8326e-06 | 5.8326e-06 | 0 | 5.8326e-06 | Column30: 5.8326e-06 | [29 empty] | 7.3.2.1.3 Advanced weather monitoring and weather stations Weather StationsWLDFRElectric Reliability | WLDFR | HFTD - Distribution - Tier 3 - 3QU CoRE ¦ 4QU LoRE | Non-Red Flag Warning - Catastrophic Fires | 2029 | Electric Reliability | 247.273 | 208.0009 | 2029 | Mitigation | 0.011149 | 10 | 0 | esc | 0.011149 | 2.7568 | 0.011149 | 2.7568 | 0.011149 | 2.7568 | 0.011149 | 2.7568
[79 empty] | WLDFR | HFTD - Distribution - Tier 3 - 3QU CoRE ¦ 1QU LoRE | Non-Red Flag Warning - Destructive Fires | 2026 | 0 | 0 | 0 | 0 | 9129.7461 | 233.2301 | 8896.516 | 0 | 2.6002 | 2.6002 | 2.6002 | 2.6002 | 2.2431e-06 |  | 0 | 5.8326e-06 | 5.8326e-06 | 0 | 5.8326e-06 | 5.8326e-06 | 0 | 5.8326e-06 | 5.8326e-06 | 0 | 5.8326e-06 | Column30: 5.8326e-06 | [29 empty] | 7.3.2.1.3 Advanced weather monitoring and weather stations Weather StationsWLDFRElectric Reliability | WLDFR | HFTD - Distribution - Tier 3 - 3QU CoRE ¦ 4QU LoRE | Non-Red Flag Warning - Catastrophic Fires | 2030 | Electric Reliability | 247.273 | 208.0009 | 2030 | Mitigation | 0.011149 | 10 | 0 | esc | 0 | 0 | 0.011149 | 2.7568 | 0.011149 | 2.7568 | 0.011149 | 2.7568
[79 empty] | WLDFR | HFTD - Distribution - Tier 3 - 3QU CoRE ¦ 1QU LoRE | Non-Red Flag Warning - Destructive Fires | 2027 | 0 | 0 | 0 | 0 | 9129.7461 | 233.2301 | 8896.516 | 0 | 2.6002 | 2.6002 | 2.6002 | 2.6002 | 2.2431e-06 |  | 0 | 5.8326e-06 | 5.8326e-06 | 0 | 5.8326e-06 | 5.8326e-06 | 0 | 5.8326e-06 | 5.8326e-06 | 0 | 5.8326e-06 | Column30: 5.8326e-06 | [29 empty] | 7.3.2.1.3 Advanced weather monitoring and weather stations Weather StationsWLDFRElectric Reliability | WLDFR | HFTD - Distribution - Tier 3 - 3QU CoRE ¦ 4QU LoRE | Non-Red Flag Warning - Catastrophic Fires | 2031 | Electric Reliability | 247.273 | 208.0009 | 2031 | Mitigation | 0.011149 | 10 | 0 | esc | 0 | 0 | 0 | 0 | 0.011149 | 2.7568 | 0.011149 | 2.7568
[79 empty] | WLDFR | HFTD - Distribution - Tier 3 - 3QU CoRE ¦ 1QU LoRE | Non-Red Flag Warning - Destructive Fires | 2028 | 0 | 0 | 0 | 0 | 9534.9221 | 247.273 | 9287.6491 | 0 | 2.7568 | 2.7568 | 2.7568 | 2.7568 | 2.2431e-06 |  | 0 | 6.1838e-06 | 6.1838e-06 | 0 | 6.1838e-06 | 6.1838e-06 | 0 | 6.1838e-06 | 6.1838e-06 | 0 | 6.1838e-06 | Column30: 6.1838e-06 | [29 empty] | 7.3.2.1.3 Advanced weather monitoring and weather stations Weather StationsWLDFRElectric Reliability | WLDFR | HFTD - Distribution - Tier 3 - 3QU CoRE ¦ 4QU LoRE | Non-Red Flag Warning - Catastrophic Fires | 2032 | Electric Reliability | 247.273 | 208.0009 | 2032 | Mitigation | 0.011149 | 10 | 0 | esc | 0 | 0 | 0 | 0 | 0 | 0 | 0.011149 | 2.7568
[79 empty] | WLDFR | HFTD - Distribution - Tier 3 - 3QU CoRE ¦ 1QU LoRE | Non-Red Flag Warning - Destructive Fires | 2029 | 0 | 0 | 0 | 0 | 9534.9221 | 247.273 | 9287.6491 | 0 | 2.7568 | 2.7568 | 2.7568 | 2.7568 | 2.2431e-06 |  | 0 | 6.1838e-06 | 6.1838e-06 | 0 | 6.1838e-06 | 6.1838e-06 | 0 | 6.1838e-06 | 6.1838e-06 | 0 | 6.1838e-06 | Column30: 6.1838e-06 | [29 empty] | 7.3.2.1.3 Advanced weather monitoring and weather stations Weather StationsWLDFRElectric Reliability | WLDFR | HFTD - Distribution - Tier 3 - 3QU CoRE ¦ 4QU LoRE | Non-Red Flag Warning - Destructive Fires | 2021 | Electric Reliability | 222.2294 | 208.0009 | 2021 | Mitigation | 0.011149 | 10 | 0 | esc | 0.011149 | 2.4776 | 0.011149 | 2.4776 | 0 | 0 | 0 | 0
[79 empty] | WLDFR | HFTD - Distribution - Tier 3 - 3QU CoRE ¦ 1QU LoRE | Non-Red Flag Warning - Destructive Fires | 2030 | 0 | 0 | 0 | 0 | 9534.9221 | 247.273 | 9287.6491 | 0 | 0 | 2.7568 | 2.7568 | 2.7568 | 2.2431e-06 |  | 0 | 0 | 0 | 0 | 6.1838e-06 | 6.1838e-06 | 0 | 6.1838e-06 | 6.1838e-06 | 0 | 6.1838e-06 | Column30: 6.1838e-06 | [29 empty] | 7.3.2.1.3 Advanced weather monitoring and weather stations Weather StationsWLDFRElectric Reliability | WLDFR | HFTD - Distribution - Tier 3 - 3QU CoRE ¦ 4QU LoRE | Non-Red Flag Warning - Destructive Fires | 2022 | Electric Reliability | 222.2294 | 208.0009 | 2022 | Mitigation | 0.011149 | 10 | 0 | esc | 0.011149 | 2.4776 | 0.011149 | 2.4776 | 0.011149 | 2.4776 | 0 | 0
[79 empty] | WLDFR | HFTD - Distribution - Tier 3 - 3QU CoRE ¦ 1QU LoRE | Non-Red Flag Warning - Destructive Fires | 2031 | 0 | 0 | 0 | 0 | 9534.9221 | 247.273 | 9287.6491 | 0 | 0 | 0 | 2.7568 | 2.7568 | 2.2431e-06 |  | 0 | 0 | 0 | 0 | 0 | 0 | 0 | 6.1838e-06 | 6.1838e-06 | 0 | 6.1838e-06 | Column30: 6.1838e-06 | [29 empty] | 7.3.2.1.3 Advanced weather monitoring and weather stations Weather StationsWLDFRElectric Reliability | WLDFR | HFTD - Distribution - Tier 3 - 3QU CoRE ¦ 4QU LoRE | Non-Red Flag Warning - Destructive Fires | 2023 | Electric Reliability | 233.2301 | 208.0009 | 2023 | Mitigation | 0.011149 | 10 | 0 | esc | 0.011149 | 2.6002 | 0.011149 | 2.6002 | 0.011149 | 2.6002 | 0.011149 | 2.6002
[79 empty] | WLDFR | HFTD - Distribution - Tier 3 - 3QU CoRE ¦ 1QU LoRE | Non-Red Flag Warning - Destructive Fires | 2032 | 0 | 0 | 0 | 0 | 9534.9221 | 247.273 | 9287.6491 | 0 | 0 | 0 | 0 | 2.7568 | 2.2431e-06 |  | 0 | 0 | 0 | 0 | 0 | 0 | 0 | 0 | 0 | 0 | 6.1838e-06 | Column30: 6.1838e-06 | [29 empty] | 7.3.2.1.3 Advanced weather monitoring and weather stations Weather StationsWLDFRElectric Reliability | WLDFR | HFTD - Distribution - Tier 3 - 3QU CoRE ¦ 4QU LoRE | Non-Red Flag Warning - Destructive Fires | 2024 | Electric Reliability | 233.2301 | 208.0009 | 2024 | Mitigation | 0.011149 | 10 | 0 | esc | 0.011149 | 2.6002 | 0.011149 | 2.6002 | 0.011149 | 2.6002 | 0.011149 | 2.6002
[79 empty] | WLDFR | HFTD - Distribution - Tier 3 - 3QU CoRE ¦ 1QU LoRE | Non-Red Flag Warning - Large Fires | 2020 | 0 | 0 | 0 | 0 | 5.2406 | 0.69642 | 2.942 | 1.6022 | 0.0077642 | 0 | 0 | 0 | 2.5034e-05 |  | 0 | 1.9437e-07 | 1.9437e-07 | 0 | 0 | 0 | 0 | 0 | 0 | 0 | 0 | Column30: 0 | [29 empty] | 7.3.2.1.3 Advanced weather monitoring and weather stations Weather StationsWLDFRElectric Reliability | WLDFR | HFTD - Distribution - Tier 3 - 3QU CoRE ¦ 4QU LoRE | Non-Red Flag Warning - Destructive Fires | 2025 | Electric Reliability | 233.2301 | 208.0009 | 2025 | Mitigation | 0.011149 | 10 | 0 | esc | 0.011149 | 2.6002 | 0.011149 | 2.6002 | 0.011149 | 2.6002 | 0.011149 | 2.6002
[79 empty] | WLDFR | HFTD - Distribution - Tier 3 - 3QU CoRE ¦ 1QU LoRE | Non-Red Flag Warning - Large Fires | 2021 | 0 | 0 | 0 | 0 | 5.2406 | 0.69642 | 2.942 | 1.6022 | 0.0077642 | 0.0077642 | 0 | 0 | 2.5034e-05 |  | 0 | 1.9437e-07 | 1.9437e-07 | 0 | 1.9437e-07 | 1.9437e-07 | 0 | 0 | 0 | 0 | 0 | Column30: 0 | [29 empty] | 7.3.2.1.3 Advanced weather monitoring and weather stations Weather StationsWLDFRElectric Reliability | WLDFR | HFTD - Distribution - Tier 3 - 3QU CoRE ¦ 4QU LoRE | Non-Red Flag Warning - Destructive Fires | 2026 | Electric Reliability | 233.2301 | 208.0009 | 2026 | Mitigation | 0.011149 | 10 | 0 | esc | 0.011149 | 2.6002 | 0.011149 | 2.6002 | 0.011149 | 2.6002 | 0.011149 | 2.6002
[79 empty] | WLDFR | HFTD - Distribution - Tier 3 - 3QU CoRE ¦ 1QU LoRE | Non-Red Flag Warning - Large Fires | 2022 | 0 | 0 | 0 | 0 | 5.2406 | 0.69642 | 2.942 | 1.6022 | 0.0077642 | 0.0077642 | 0.0077642 | 0 | 2.5034e-05 |  | 0 | 1.9437e-07 | 1.9437e-07 | 0 | 1.9437e-07 | 1.9437e-07 | 0 | 1.9437e-07 | 1.9437e-07 | 0 | 0 | Column30: 0 | [29 empty] | 7.3.2.1.3 Advanced weather monitoring and weather stations Weather StationsWLDFRElectric Reliability | WLDFR | HFTD - Distribution - Tier 3 - 3QU CoRE ¦ 4QU LoRE | Non-Red Flag Warning - Destructive Fires | 2027 | Electric Reliability | 233.2301 | 208.0009 | 2027 | Mitigation | 0.011149 | 10 | 0 | esc | 0.011149 | 2.6002 | 0.011149 | 2.6002 | 0.011149 | 2.6002 | 0.011149 | 2.6002
[79 empty] | WLDFR | HFTD - Distribution - Tier 3 - 3QU CoRE ¦ 1QU LoRE | Non-Red Flag Warning - Large Fires | 2023 | 0 | 0 | 0 | 0 | 5.475 | 0.71896 | 3.0715 | 1.6846 | 0.0080156 | 0.0080156 | 0.0080156 | 0.0080156 | 2.5034e-05 |  | 0 | 2.0066e-07 | 2.0066e-07 | 0 | 2.0066e-07 | 2.0066e-07 | 0 | 2.0066e-07 | 2.0066e-07 | 0 | 2.0066e-07 | Column30: 2.0066e-07 | [29 empty] | 7.3.2.1.3 Advanced weather monitoring and weather stations Weather StationsWLDFRElectric Reliability | WLDFR | HFTD - Distribution - Tier 3 - 3QU CoRE ¦ 4QU LoRE | Non-Red Flag Warning - Destructive Fires | 2028 | Electric Reliability | 247.273 | 208.0009 | 2028 | Mitigation | 0.011149 | 10 | 0 | esc | 0.011149 | 2.7568 | 0.011149 | 2.7568 | 0.011149 | 2.7568 | 0.011149 | 2.7568
[79 empty] | WLDFR | HFTD - Distribution - Tier 3 - 3QU CoRE ¦ 1QU LoRE | Non-Red Flag Warning - Large Fires | 2024 | 0 | 0 | 0 | 0 | 5.475 | 0.71896 | 3.0715 | 1.6846 | 0.0080156 | 0.0080156 | 0.0080156 | 0.0080156 | 2.5034e-05 |  | 0 | 2.0066e-07 | 2.0066e-07 | 0 | 2.0066e-07 | 2.0066e-07 | 0 | 2.0066e-07 | 2.0066e-07 | 0 | 2.0066e-07 | Column30: 2.0066e-07 | [29 empty] | 7.3.2.1.3 Advanced weather monitoring and weather stations Weather StationsWLDFRElectric Reliability | WLDFR | HFTD - Distribution - Tier 3 - 3QU CoRE ¦ 4QU LoRE | Non-Red Flag Warning - Destructive Fires | 2029 | Electric Reliability | 247.273 | 208.0009 | 2029 | Mitigation | 0.011149 | 10 | 0 | esc | 0.011149 | 2.7568 | 0.011149 | 2.7568 | 0.011149 | 2.7568 | 0.011149 | 2.7568
[79 empty] | WLDFR | HFTD - Distribution - Tier 3 - 3QU CoRE ¦ 1QU LoRE | Non-Red Flag Warning - Large Fires | 2025 | 0 | 0 | 0 | 0 | 5.475 | 0.71896 | 3.0715 | 1.6846 | 0.0080156 | 0.0080156 | 0.0080156 | 0.0080156 | 2.5034e-05 |  | 0 | 2.0066e-07 | 2.0066e-07 | 0 | 2.0066e-07 | 2.0066e-07 | 0 | 2.0066e-07 | 2.0066e-07 | 0 | 2.0066e-07 | Column30: 2.0066e-07 | [29 empty] | 7.3.2.1.3 Advanced weather monitoring and weather stations Weather StationsWLDFRElectric Reliability | WLDFR | HFTD - Distribution - Tier 3 - 3QU CoRE ¦ 4QU LoRE | Non-Red Flag Warning - Destructive Fires | 2030 | Electric Reliability | 247.273 | 208.0009 | 2030 | Mitigation | 0.011149 | 10 | 0 | esc | 0 | 0 | 0.011149 | 2.7568 | 0.011149 | 2.7568 | 0.011149 | 2.7568
[79 empty] | WLDFR | HFTD - Distribution - Tier 3 - 3QU CoRE ¦ 1QU LoRE | Non-Red Flag Warning - Large Fires | 2026 | 0 | 0 | 0 | 0 | 5.475 | 0.71896 | 3.0715 | 1.6846 | 0.0080156 | 0.0080156 | 0.0080156 | 0.0080156 | 2.5034e-05 |  | 0 | 2.0066e-07 | 2.0066e-07 | 0 | 2.0066e-07 | 2.0066e-07 | 0 | 2.0066e-07 | 2.0066e-07 | 0 | 2.0066e-07 | Column30: 2.0066e-07 | [29 empty] | 7.3.2.1.3 Advanced weather monitoring and weather stations Weather StationsWLDFRElectric Reliability | WLDFR | HFTD - Distribution - Tier 3 - 3QU CoRE ¦ 4QU LoRE | Non-Red Flag Warning - Destructive Fires | 2031 | Electric Reliability | 247.273 | 208.0009 | 2031 | Mitigation | 0.011149 | 10 | 0 | esc | 0 | 0 | 0 | 0 | 0.011149 | 2.7568 | 0.011149 | 2.7568
[79 empty] | WLDFR | HFTD - Distribution - Tier 3 - 3QU CoRE ¦ 1QU LoRE | Non-Red Flag Warning - Large Fires | 2027 | 0 | 0 | 0 | 0 | 5.475 | 0.71896 | 3.0715 | 1.6846 | 0.0080156 | 0.0080156 | 0.0080156 | 0.0080156 | 2.5034e-05 |  | 0 | 2.0066e-07 | 2.0066e-07 | 0 | 2.0066e-07 | 2.0066e-07 | 0 | 2.0066e-07 | 2.0066e-07 | 0 | 2.0066e-07 | Column30: 2.0066e-07 | [29 empty] | 7.3.2.1.3 Advanced weather monitoring and weather stations Weather StationsWLDFRElectric Reliability | WLDFR | HFTD - Distribution - Tier 3 - 3QU CoRE ¦ 4QU LoRE | Non-Red Flag Warning - Destructive Fires | 2032 | Electric Reliability | 247.273 | 208.0009 | 2032 | Mitigation | 0.011149 | 10 | 0 | esc | 0 | 0 | 0 | 0 | 0 | 0 | 0.011149 | 2.7568
[79 empty] | WLDFR | HFTD - Distribution - Tier 3 - 3QU CoRE ¦ 1QU LoRE | Non-Red Flag Warning - Large Fires | 2028 | 0 | 0 | 0 | 0 | 5.777 | 0.74734 | 3.238 | 1.7917 | 0.0083319 | 0.0083319 | 0.0083319 | 0.0083319 | 2.5034e-05 |  | 0 | 2.0858e-07 | 2.0858e-07 | 0 | 2.0858e-07 | 2.0858e-07 | 0 | 2.0858e-07 | 2.0858e-07 | 0 | 2.0858e-07 | Column30: 2.0858e-07 | [29 empty] | 7.3.2.1.3 Advanced weather monitoring and weather stations Weather StationsWLDFRElectric Reliability | WLDFR | HFTD - Distribution - Tier 3 - 3QU CoRE ¦ 4QU LoRE | Non-Red Flag Warning - Large Fires | 2021 | Electric Reliability | 0.69642 | 208.0009 | 2021 | Mitigation | 0.011149 | 10 | 0 | esc | 0.011149 | 0.0077642 | 0.011149 | 0.0077642 | 0 | 0 | 0 | 0
[79 empty] | WLDFR | HFTD - Distribution - Tier 3 - 3QU CoRE ¦ 1QU LoRE | Non-Red Flag Warning - Large Fires | 2029 | 0 | 0 | 0 | 0 | 5.777 | 0.74734 | 3.238 | 1.7917 | 0.0083319 | 0.0083319 | 0.0083319 | 0.0083319 | 2.5034e-05 |  | 0 | 2.0858e-07 | 2.0858e-07 | 0 | 2.0858e-07 | 2.0858e-07 | 0 | 2.0858e-07 | 2.0858e-07 | 0 | 2.0858e-07 | Column30: 2.0858e-07 | [29 empty] | 7.3.2.1.3 Advanced weather monitoring and weather stations Weather StationsWLDFRElectric Reliability | WLDFR | HFTD - Distribution - Tier 3 - 3QU CoRE ¦ 4QU LoRE | Non-Red Flag Warning - Large Fires | 2022 | Electric Reliability | 0.69642 | 208.0009 | 2022 | Mitigation | 0.011149 | 10 | 0 | esc | 0.011149 | 0.0077642 | 0.011149 | 0.0077642 | 0.011149 | 0.0077642 | 0 | 0
[79 empty] | WLDFR | HFTD - Distribution - Tier 3 - 3QU CoRE ¦ 1QU LoRE | Non-Red Flag Warning - Large Fires | 2030 | 0 | 0 | 0 | 0 | 5.777 | 0.74734 | 3.238 | 1.7917 | 0 | 0.0083319 | 0.0083319 | 0.0083319 | 2.5034e-05 |  | 0 | 0 | 0 | 0 | 2.0858e-07 | 2.0858e-07 | 0 | 2.0858e-07 | 2.0858e-07 | 0 | 2.0858e-07 | Column30: 2.0858e-07 | [29 empty] | 7.3.2.1.3 Advanced weather monitoring and weather stations Weather StationsWLDFRElectric Reliability | WLDFR | HFTD - Distribution - Tier 3 - 3QU CoRE ¦ 4QU LoRE | Non-Red Flag Warning - Large Fires | 2023 | Electric Reliability | 0.71896 | 208.0009 | 2023 | Mitigation | 0.011149 | 10 | 0 | esc | 0.011149 | 0.0080156 | 0.011149 | 0.0080156 | 0.011149 | 0.0080156 | 0.011149 | 0.0080156
[79 empty] | WLDFR | HFTD - Distribution - Tier 3 - 3QU CoRE ¦ 1QU LoRE | Non-Red Flag Warning - Large Fires | 2031 | 0 | 0 | 0 | 0 | 5.777 | 0.74734 | 3.238 | 1.7917 | 0 | 0 | 0.0083319 | 0.0083319 | 2.5034e-05 |  | 0 | 0 | 0 | 0 | 0 | 0 | 0 | 2.0858e-07 | 2.0858e-07 | 0 | 2.0858e-07 | Column30: 2.0858e-07 | [29 empty] | 7.3.2.1.3 Advanced weather monitoring and weather stations Weather StationsWLDFRElectric Reliability | WLDFR | HFTD - Distribution - Tier 3 - 3QU CoRE ¦ 4QU LoRE | Non-Red Flag Warning - Large Fires | 2024 | Electric Reliability | 0.71896 | 208.0009 | 2024 | Mitigation | 0.011149 | 10 | 0 | esc | 0.011149 | 0.0080156 | 0.011149 | 0.0080156 | 0.011149 | 0.0080156 | 0.011149 | 0.0080156
[79 empty] | WLDFR | HFTD - Distribution - Tier 3 - 3QU CoRE ¦ 1QU LoRE | Non-Red Flag Warning - Large Fires | 2032 | 0 | 0 | 0 | 0 | 5.777 | 0.74734 | 3.238 | 1.7917 | 0 | 0 | 0 | 0.0083319 | 2.5034e-05 |  | 0 | 0 | 0 | 0 | 0 | 0 | 0 | 0 | 0 | 0 | 2.0858e-07 | Column30: 2.0858e-07 | [29 empty] | 7.3.2.1.3 Advanced weather monitoring and weather stations Weather StationsWLDFRElectric Reliability | WLDFR | HFTD - Distribution - Tier 3 - 3QU CoRE ¦ 4QU LoRE | Non-Red Flag Warning - Large Fires | 2025 | Electric Reliability | 0.71896 | 208.0009 | 2025 | Mitigation | 0.011149 | 10 | 0 | esc | 0.011149 | 0.0080156 | 0.011149 | 0.0080156 | 0.011149 | 0.0080156 | 0.011149 | 0.0080156
[79 empty] | WLDFR | HFTD - Distribution - Tier 3 - 3QU CoRE ¦ 1QU LoRE | Non-Red Flag Warning - Small Fires | 2020 | 0 | 0 | 0 | 0 | 0.077901 | 0.036425 | 0.0015809 | 0.039895 | 0.0004061 | 0 | 0 | 0 | 0.0076325 |  | 0 | 3.0995e-06 | 3.0995e-06 | 0 | 0 | 0 | 0 | 0 | 0 | 0 | 0 | Column30: 0 | [29 empty] | 7.3.2.1.3 Advanced weather monitoring and weather stations Weather StationsWLDFRElectric Reliability | WLDFR | HFTD - Distribution - Tier 3 - 3QU CoRE ¦ 4QU LoRE | Non-Red Flag Warning - Large Fires | 2026 | Electric Reliability | 0.71896 | 208.0009 | 2026 | Mitigation | 0.011149 | 10 | 0 | esc | 0.011149 | 0.0080156 | 0.011149 | 0.0080156 | 0.011149 | 0.0080156 | 0.011149 | 0.0080156
[79 empty] | WLDFR | HFTD - Distribution - Tier 3 - 3QU CoRE ¦ 1QU LoRE | Non-Red Flag Warning - Small Fires | 2021 | 0 | 0 | 0 | 0 | 0.077901 | 0.036425 | 0.0015809 | 0.039895 | 0.0004061 | 0.0004061 | 0 | 0 | 0.0076325 |  | 0 | 3.0995e-06 | 3.0995e-06 | 0 | 3.0995e-06 | 3.0995e-06 | 0 | 0 | 0 | 0 | 0 | Column30: 0 | [29 empty] | 7.3.2.1.3 Advanced weather monitoring and weather stations Weather StationsWLDFRElectric Reliability | WLDFR | HFTD - Distribution - Tier 3 - 3QU CoRE ¦ 4QU LoRE | Non-Red Flag Warning - Large Fires | 2027 | Electric Reliability | 0.71896 | 208.0009 | 2027 | Mitigation | 0.011149 | 10 | 0 | esc | 0.011149 | 0.0080156 | 0.011149 | 0.0080156 | 0.011149 | 0.0080156 | 0.011149 | 0.0080156
[79 empty] | WLDFR | HFTD - Distribution - Tier 3 - 3QU CoRE ¦ 1QU LoRE | Non-Red Flag Warning - Small Fires | 2022 | 0 | 0 | 0 | 0 | 0.077901 | 0.036425 | 0.0015809 | 0.039895 | 0.0004061 | 0.0004061 | 0.0004061 | 0 | 0.0076325 |  | 0 | 3.0995e-06 | 3.0995e-06 | 0 | 3.0995e-06 | 3.0995e-06 | 0 | 3.0995e-06 | 3.0995e-06 | 0 | 0 | Column30: 0 | [29 empty] | 7.3.2.1.3 Advanced weather monitoring and weather stations Weather StationsWLDFRElectric Reliability | WLDFR | HFTD - Distribution - Tier 3 - 3QU CoRE ¦ 4QU LoRE | Non-Red Flag Warning - Large Fires | 2028 | Electric Reliability | 0.74734 | 208.0009 | 2028 | Mitigation | 0.011149 | 10 | 0 | esc | 0.011149 | 0.0083319 | 0.011149 | 0.0083319 | 0.011149 | 0.0083319 | 0.011149 | 0.0083319
[79 empty] | WLDFR | HFTD - Distribution - Tier 3 - 3QU CoRE ¦ 1QU LoRE | Non-Red Flag Warning - Small Fires | 2023 | 0 | 0 | 0 | 0 | 0.080408 | 0.03759 | 0.0016314 | 0.041187 | 0.00041909 | 0.00041909 | 0.00041909 | 0.00041909 | 0.0076325 |  | 0 | 3.1987e-06 | 3.1987e-06 | 0 | 3.1987e-06 | 3.1987e-06 | 0 | 3.1987e-06 | 3.1987e-06 | 0 | 3.1987e-06 | Column30: 3.1987e-06 | [29 empty] | 7.3.2.1.3 Advanced weather monitoring and weather stations Weather StationsWLDFRElectric Reliability | WLDFR | HFTD - Distribution - Tier 3 - 3QU CoRE ¦ 4QU LoRE | Non-Red Flag Warning - Large Fires | 2029 | Electric Reliability | 0.74734 | 208.0009 | 2029 | Mitigation | 0.011149 | 10 | 0 | esc | 0.011149 | 0.0083319 | 0.011149 | 0.0083319 | 0.011149 | 0.0083319 | 0.011149 | 0.0083319
[79 empty] | WLDFR | HFTD - Distribution - Tier 3 - 3QU CoRE ¦ 1QU LoRE | Non-Red Flag Warning - Small Fires | 2024 | 0 | 0 | 0 | 0 | 0.080408 | 0.03759 | 0.0016314 | 0.041187 | 0.00041909 | 0.00041909 | 0.00041909 | 0.00041909 | 0.0076325 |  | 0 | 3.1987e-06 | 3.1987e-06 | 0 | 3.1987e-06 | 3.1987e-06 | 0 | 3.1987e-06 | 3.1987e-06 | 0 | 3.1987e-06 | Column30: 3.1987e-06 | [29 empty] | 7.3.2.1.3 Advanced weather monitoring and weather stations Weather StationsWLDFRElectric Reliability | WLDFR | HFTD - Distribution - Tier 3 - 3QU CoRE ¦ 4QU LoRE | Non-Red Flag Warning - Large Fires | 2030 | Electric Reliability | 0.74734 | 208.0009 | 2030 | Mitigation | 0.011149 | 10 | 0 | esc | 0 | 0 | 0.011149 | 0.0083319 | 0.011149 | 0.0083319 | 0.011149 | 0.0083319
[79 empty] | WLDFR | HFTD - Distribution - Tier 3 - 3QU CoRE ¦ 1QU LoRE | Non-Red Flag Warning - Small Fires | 2025 | 0 | 0 | 0 | 0 | 0.080408 | 0.03759 | 0.0016314 | 0.041187 | 0.00041909 | 0.00041909 | 0.00041909 | 0.00041909 | 0.0076325 |  | 0 | 3.1987e-06 | 3.1987e-06 | 0 | 3.1987e-06 | 3.1987e-06 | 0 | 3.1987e-06 | 3.1987e-06 | 0 | 3.1987e-06 | Column30: 3.1987e-06 | [29 empty] | 7.3.2.1.3 Advanced weather monitoring and weather stations Weather StationsWLDFRElectric Reliability | WLDFR | HFTD - Distribution - Tier 3 - 3QU CoRE ¦ 4QU LoRE | Non-Red Flag Warning - Large Fires | 2031 | Electric Reliability | 0.74734 | 208.0009 | 2031 | Mitigation | 0.011149 | 10 | 0 | esc | 0 | 0 | 0 | 0 | 0.011149 | 0.0083319 | 0.011149 | 0.0083319
[79 empty] | WLDFR | HFTD - Distribution - Tier 3 - 3QU CoRE ¦ 1QU LoRE | Non-Red Flag Warning - Small Fires | 2026 | 0 | 0 | 0 | 0 | 0.080408 | 0.03759 | 0.0016314 | 0.041187 | 0.00041909 | 0.00041909 | 0.00041909 | 0.00041909 | 0.0076325 |  | 0 | 3.1987e-06 | 3.1987e-06 | 0 | 3.1987e-06 | 3.1987e-06 | 0 | 3.1987e-06 | 3.1987e-06 | 0 | 3.1987e-06 | Column30: 3.1987e-06 | [29 empty] | 7.3.2.1.3 Advanced weather monitoring and weather stations Weather StationsWLDFRElectric Reliability | WLDFR | HFTD - Distribution - Tier 3 - 3QU CoRE ¦ 4QU LoRE | Non-Red Flag Warning - Large Fires | 2032 | Electric Reliability | 0.74734 | 208.0009 | 2032 | Mitigation | 0.011149 | 10 | 0 | esc | 0 | 0 | 0 | 0 | 0 | 0 | 0.011149 | 0.0083319
[79 empty] | WLDFR | HFTD - Distribution - Tier 3 - 3QU CoRE ¦ 1QU LoRE | Non-Red Flag Warning - Small Fires | 2027 | 0 | 0 | 0 | 0 | 0.080408 | 0.03759 | 0.0016314 | 0.041187 | 0.00041909 | 0.00041909 | 0.00041909 | 0.00041909 | 0.0076325 |  | 0 | 3.1987e-06 | 3.1987e-06 | 0 | 3.1987e-06 | 3.1987e-06 | 0 | 3.1987e-06 | 3.1987e-06 | 0 | 3.1987e-06 | Column30: 3.1987e-06 | [29 empty] | 7.3.2.1.3 Advanced weather monitoring and weather stations Weather StationsWLDFRElectric Reliability | WLDFR | HFTD - Distribution - Tier 3 - 3QU CoRE ¦ 4QU LoRE | Non-Red Flag Warning - Small Fires | 2021 | Electric Reliability | 0.036425 | 208.0009 | 2021 | Mitigation | 0.011149 | 10 | 0 | esc | 0.011149 | 0.0004061 | 0.011149 | 0.0004061 | 0 | 0 | 0 | 0
[79 empty] | WLDFR | HFTD - Distribution - Tier 3 - 3QU CoRE ¦ 1QU LoRE | Non-Red Flag Warning - Small Fires | 2028 | 0 | 0 | 0 | 0 | 0.083606 | 0.039055 | 0.001695 | 0.042856 | 0.00043542 | 0.00043542 | 0.00043542 | 0.00043542 | 0.0076325 |  | 0 | 3.3233e-06 | 3.3233e-06 | 0 | 3.3233e-06 | 3.3233e-06 | 0 | 3.3233e-06 | 3.3233e-06 | 0 | 3.3233e-06 | Column30: 3.3233e-06 | [29 empty] | 7.3.2.1.3 Advanced weather monitoring and weather stations Weather StationsWLDFRElectric Reliability | WLDFR | HFTD - Distribution - Tier 3 - 3QU CoRE ¦ 4QU LoRE | Non-Red Flag Warning - Small Fires | 2022 | Electric Reliability | 0.036425 | 208.0009 | 2022 | Mitigation | 0.011149 | 10 | 0 | esc | 0.011149 | 0.0004061 | 0.011149 | 0.0004061 | 0.011149 | 0.0004061 | 0 | 0
[79 empty] | WLDFR | HFTD - Distribution - Tier 3 - 3QU CoRE ¦ 1QU LoRE | Non-Red Flag Warning - Small Fires | 2029 | 0 | 0 | 0 | 0 | 0.083606 | 0.039055 | 0.001695 | 0.042856 | 0.00043542 | 0.00043542 | 0.00043542 | 0.00043542 | 0.0076325 |  | 0 | 3.3233e-06 | 3.3233e-06 | 0 | 3.3233e-06 | 3.3233e-06 | 0 | 3.3233e-06 | 3.3233e-06 | 0 | 3.3233e-06 | Column30: 3.3233e-06 | [29 empty] | 7.3.2.1.3 Advanced weather monitoring and weather stations Weather StationsWLDFRElectric Reliability | WLDFR | HFTD - Distribution - Tier 3 - 3QU CoRE ¦ 4QU LoRE | Non-Red Flag Warning - Small Fires | 2023 | Electric Reliability | 0.03759 | 208.0009 | 2023 | Mitigation | 0.011149 | 10 | 0 | esc | 0.011149 | 0.00041909 | 0.011149 | 0.00041909 | 0.011149 | 0.00041909 | 0.011149 | 0.00041909
[79 empty] | WLDFR | HFTD - Distribution - Tier 3 - 3QU CoRE ¦ 1QU LoRE | Non-Red Flag Warning - Small Fires | 2030 | 0 | 0 | 0 | 0 | 0.083606 | 0.039055 | 0.001695 | 0.042856 | 0 | 0.00043542 | 0.00043542 | 0.00043542 | 0.0076325 |  | 0 | 0 | 0 | 0 | 3.3233e-06 | 3.3233e-06 | 0 | 3.3233e-06 | 3.3233e-06 | 0 | 3.3233e-06 | Column30: 3.3233e-06 | [29 empty] | 7.3.2.1.3 Advanced weather monitoring and weather stations Weather StationsWLDFRElectric Reliability | WLDFR | HFTD - Distribution - Tier 3 - 3QU CoRE ¦ 4QU LoRE | Non-Red Flag Warning - Small Fires | 2024 | Electric Reliability | 0.03759 | 208.0009 | 2024 | Mitigation | 0.011149 | 10 | 0 | esc | 0.011149 | 0.00041909 | 0.011149 | 0.00041909 | 0.011149 | 0.00041909 | 0.011149 | 0.00041909
[79 empty] | WLDFR | HFTD - Distribution - Tier 3 - 3QU CoRE ¦ 1QU LoRE | Non-Red Flag Warning - Small Fires | 2031 | 0 | 0 | 0 | 0 | 0.083606 | 0.039055 | 0.001695 | 0.042856 | 0 | 0 | 0.00043542 | 0.00043542 | 0.0076325 |  | 0 | 0 | 0 | 0 | 0 | 0 | 0 | 3.3233e-06 | 3.3233e-06 | 0 | 3.3233e-06 | Column30: 3.3233e-06 | [29 empty] | 7.3.2.1.3 Advanced weather monitoring and weather stations Weather StationsWLDFRElectric Reliability | WLDFR | HFTD - Distribution - Tier 3 - 3QU CoRE ¦ 4QU LoRE | Non-Red Flag Warning - Small Fires | 2025 | Electric Reliability | 0.03759 | 208.0009 | 2025 | Mitigation | 0.011149 | 10 | 0 | esc | 0.011149 | 0.00041909 | 0.011149 | 0.00041909 | 0.011149 | 0.00041909 | 0.011149 | 0.00041909
[79 empty] | WLDFR | HFTD - Distribution - Tier 3 - 3QU CoRE ¦ 1QU LoRE | Non-Red Flag Warning - Small Fires | 2032 | 0 | 0 | 0 | 0 | 0.083606 | 0.039055 | 0.001695 | 0.042856 | 0 | 0 | 0 | 0.00043542 | 0.0076325 |  | 0 | 0 | 0 | 0 | 0 | 0 | 0 | 0 | 0 | 0 | 3.3233e-06 | Column30: 3.3233e-06 | [29 empty] | 7.3.2.1.3 Advanced weather monitoring and weather stations Weather StationsWLDFRElectric Reliability | WLDFR | HFTD - Distribution - Tier 3 - 3QU CoRE ¦ 4QU LoRE | Non-Red Flag Warning - Small Fires | 2026 | Electric Reliability | 0.03759 | 208.0009 | 2026 | Mitigation | 0.011149 | 10 | 0 | esc | 0.011149 | 0.00041909 | 0.011149 | 0.00041909 | 0.011149 | 0.00041909 | 0.011149 | 0.00041909
[79 empty] | WLDFR | HFTD - Distribution - Tier 3 - 3QU CoRE ¦ 1QU LoRE | Red Flag Warning - Catastrophic Fires | 2020 | 0 | 0 | 0 | 0 | 14146.1306 | 222.2294 | 8585.7228 | 5338.1784 | 2.4776 | 0 | 0 | 0 | 5.4682e-05 |  | 0 | 0.00013548 | 0.00013548 | 0 | 0 | 0 | 0 | 0 | 0 | 0 | 0 | Column30: 0 | [29 empty] | 7.3.2.1.3 Advanced weather monitoring and weather stations Weather StationsWLDFRElectric Reliability | WLDFR | HFTD - Distribution - Tier 3 - 3QU CoRE ¦ 4QU LoRE | Non-Red Flag Warning - Small Fires | 2027 | Electric Reliability | 0.03759 | 208.0009 | 2027 | Mitigation | 0.011149 | 10 | 0 | esc | 0.011149 | 0.00041909 | 0.011149 | 0.00041909 | 0.011149 | 0.00041909 | 0.011149 | 0.00041909
[79 empty] | WLDFR | HFTD - Distribution - Tier 3 - 3QU CoRE ¦ 1QU LoRE | Red Flag Warning - Catastrophic Fires | 2021 | 0 | 0 | 0 | 0 | 14146.1306 | 222.2294 | 8585.7228 | 5338.1784 | 2.4776 | 2.4776 | 0 | 0 | 5.4682e-05 |  | 0 | 0.00013548 | 0.00013548 | 0 | 0.00013548 | 0.00013548 | 0 | 0 | 0 | 0 | 0 | Column30: 0 | [29 empty] | 7.3.2.1.3 Advanced weather monitoring and weather stations Weather StationsWLDFRElectric Reliability | WLDFR | HFTD - Distribution - Tier 3 - 3QU CoRE ¦ 4QU LoRE | Non-Red Flag Warning - Small Fires | 2028 | Electric Reliability | 0.039055 | 208.0009 | 2028 | Mitigation | 0.011149 | 10 | 0 | esc | 0.011149 | 0.00043542 | 0.011149 | 0.00043542 | 0.011149 | 0.00043542 | 0.011149 | 0.00043542
[79 empty] | WLDFR | HFTD - Distribution - Tier 3 - 3QU CoRE ¦ 1QU LoRE | Red Flag Warning - Catastrophic Fires | 2022 | 0 | 0 | 0 | 0 | 14146.1306 | 222.2294 | 8585.7228 | 5338.1784 | 2.4776 | 2.4776 | 2.4776 | 0 | 5.4682e-05 |  | 0 | 0.00013548 | 0.00013548 | 0 | 0.00013548 | 0.00013548 | 0 | 0.00013548 | 0.00013548 | 0 | 0 | Column30: 0 | [29 empty] | 7.3.2.1.3 Advanced weather monitoring and weather stations Weather StationsWLDFRElectric Reliability | WLDFR | HFTD - Distribution - Tier 3 - 3QU CoRE ¦ 4QU LoRE | Non-Red Flag Warning - Small Fires | 2029 | Electric Reliability | 0.039055 | 208.0009 | 2029 | Mitigation | 0.011149 | 10 | 0 | esc | 0.011149 | 0.00043542 | 0.011149 | 0.00043542 | 0.011149 | 0.00043542 | 0.011149 | 0.00043542
[79 empty] | WLDFR | HFTD - Distribution - Tier 3 - 3QU CoRE ¦ 1QU LoRE | Red Flag Warning - Catastrophic Fires | 2023 | 0 | 0 | 0 | 0 | 14664.6376 | 233.2301 | 8896.516 | 5534.8915 | 2.6002 | 2.6002 | 2.6002 | 2.6002 | 5.4682e-05 |  | 0 | 0.00014219 | 0.00014219 | 0 | 0.00014219 | 0.00014219 | 0 | 0.00014219 | 0.00014219 | 0 | 0.00014219 | Column30: 0.00014219 | [29 empty] | 7.3.2.1.3 Advanced weather monitoring and weather stations Weather StationsWLDFRElectric Reliability | WLDFR | HFTD - Distribution - Tier 3 - 3QU CoRE ¦ 4QU LoRE | Non-Red Flag Warning - Small Fires | 2030 | Electric Reliability | 0.039055 | 208.0009 | 2030 | Mitigation | 0.011149 | 10 | 0 | esc | 0 | 0 | 0.011149 | 0.00043542 | 0.011149 | 0.00043542 | 0.011149 | 0.00043542
[79 empty] | WLDFR | HFTD - Distribution - Tier 3 - 3QU CoRE ¦ 1QU LoRE | Red Flag Warning - Catastrophic Fires | 2024 | 0 | 0 | 0 | 0 | 14664.6376 | 233.2301 | 8896.516 | 5534.8915 | 2.6002 | 2.6002 | 2.6002 | 2.6002 | 5.4682e-05 |  | 0 | 0.00014219 | 0.00014219 | 0 | 0.00014219 | 0.00014219 | 0 | 0.00014219 | 0.00014219 | 0 | 0.00014219 | Column30: 0.00014219 | [29 empty] | 7.3.2.1.3 Advanced weather monitoring and weather stations Weather StationsWLDFRElectric Reliability | WLDFR | HFTD - Distribution - Tier 3 - 3QU CoRE ¦ 4QU LoRE | Non-Red Flag Warning - Small Fires | 2031 | Electric Reliability | 0.039055 | 208.0009 | 2031 | Mitigation | 0.011149 | 10 | 0 | esc | 0 | 0 | 0 | 0 | 0.011149 | 0.00043542 | 0.011149 | 0.00043542
[79 empty] | WLDFR | HFTD - Distribution - Tier 3 - 3QU CoRE ¦ 1QU LoRE | Red Flag Warning - Catastrophic Fires | 2025 | 0 | 0 | 0 | 0 | 14664.6376 | 233.2301 | 8896.516 | 5534.8915 | 2.6002 | 2.6002 | 2.6002 | 2.6002 | 5.4682e-05 |  | 0 | 0.00014219 | 0.00014219 | 0 | 0.00014219 | 0.00014219 | 0 | 0.00014219 | 0.00014219 | 0 | 0.00014219 | Column30: 0.00014219 | [29 empty] | 7.3.2.1.3 Advanced weather monitoring and weather stations Weather StationsWLDFRElectric Reliability | WLDFR | HFTD - Distribution - Tier 3 - 3QU CoRE ¦ 4QU LoRE | Non-Red Flag Warning - Small Fires | 2032 | Electric Reliability | 0.039055 | 208.0009 | 2032 | Mitigation | 0.011149 | 10 | 0 | esc | 0 | 0 | 0 | 0 | 0 | 0 | 0.011149 | 0.00043542
[79 empty] | WLDFR | HFTD - Distribution - Tier 3 - 3QU CoRE ¦ 1QU LoRE | Red Flag Warning - Catastrophic Fires | 2026 | 0 | 0 | 0 | 0 | 14664.6376 | 233.2301 | 8896.516 | 5534.8915 | 2.6002 | 2.6002 | 2.6002 | 2.6002 | 5.4682e-05 |  | 0 | 0.00014219 | 0.00014219 | 0 | 0.00014219 | 0.00014219 | 0 | 0.00014219 | 0.00014219 | 0 | 0.00014219 | Column30: 0.00014219 | [29 empty] | 7.3.2.1.3 Advanced weather monitoring and weather stations Weather StationsWLDFRElectric Reliability | WLDFR | HFTD - Distribution - Tier 3 - 3QU CoRE ¦ 4QU LoRE | Red Flag Warning - Catastrophic Fires | 2021 | Electric Reliability | 222.2294 | 208.0009 | 2021 | Mitigation | 0.011149 | 10 | 0 | esc | 0.011149 | 2.4776 | 0.011149 | 2.4776 | 0 | 0 | 0 | 0
[79 empty] | WLDFR | HFTD - Distribution - Tier 3 - 3QU CoRE ¦ 1QU LoRE | Red Flag Warning - Catastrophic Fires | 2027 | 0 | 0 | 0 | 0 | 14664.6376 | 233.2301 | 8896.516 | 5534.8915 | 2.6002 | 2.6002 | 2.6002 | 2.6002 | 5.4682e-05 |  | 0 | 0.00014219 | 0.00014219 | 0 | 0.00014219 | 0.00014219 | 0 | 0.00014219 | 0.00014219 | 0 | 0.00014219 | Column30: 0.00014219 | [29 empty] | 7.3.2.1.3 Advanced weather monitoring and weather stations Weather StationsWLDFRElectric Reliability | WLDFR | HFTD - Distribution - Tier 3 - 3QU CoRE ¦ 4QU LoRE | Red Flag Warning - Catastrophic Fires | 2022 | Electric Reliability | 222.2294 | 208.0009 | 2022 | Mitigation | 0.011149 | 10 | 0 | esc | 0.011149 | 2.4776 | 0.011149 | 2.4776 | 0.011149 | 2.4776 | 0 | 0
[79 empty] | WLDFR | HFTD - Distribution - Tier 3 - 3QU CoRE ¦ 1QU LoRE | Red Flag Warning - Catastrophic Fires | 2028 | 0 | 0 | 0 | 0 | 15317.9909 | 247.273 | 9287.6491 | 5783.0689 | 2.7568 | 2.7568 | 2.7568 | 2.7568 | 5.4682e-05 |  | 0 | 0.00015075 | 0.00015075 | 0 | 0.00015075 | 0.00015075 | 0 | 0.00015075 | 0.00015075 | 0 | 0.00015075 | Column30: 0.00015075 | [29 empty] | 7.3.2.1.3 Advanced weather monitoring and weather stations Weather StationsWLDFRElectric Reliability | WLDFR | HFTD - Distribution - Tier 3 - 3QU CoRE ¦ 4QU LoRE | Red Flag Warning - Catastrophic Fires | 2023 | Electric Reliability | 233.2301 | 208.0009 | 2023 | Mitigation | 0.011149 | 10 | 0 | esc | 0.011149 | 2.6002 | 0.011149 | 2.6002 | 0.011149 | 2.6002 | 0.011149 | 2.6002
[79 empty] | WLDFR | HFTD - Distribution - Tier 3 - 3QU CoRE ¦ 1QU LoRE | Red Flag Warning - Catastrophic Fires | 2029 | 0 | 0 | 0 | 0 | 15317.9909 | 247.273 | 9287.6491 | 5783.0689 | 2.7568 | 2.7568 | 2.7568 | 2.7568 | 5.4682e-05 |  | 0 | 0.00015075 | 0.00015075 | 0 | 0.00015075 | 0.00015075 | 0 | 0.00015075 | 0.00015075 | 0 | 0.00015075 | Column30: 0.00015075 | [29 empty] | 7.3.2.1.3 Advanced weather monitoring and weather stations Weather StationsWLDFRElectric Reliability | WLDFR | HFTD - Distribution - Tier 3 - 3QU CoRE ¦ 4QU LoRE | Red Flag Warning - Catastrophic Fires | 2024 | Electric Reliability | 233.2301 | 208.0009 | 2024 | Mitigation | 0.011149 | 10 | 0 | esc | 0.011149 | 2.6002 | 0.011149 | 2.6002 | 0.011149 | 2.6002 | 0.011149 | 2.6002
[79 empty] | WLDFR | HFTD - Distribution - Tier 3 - 3QU CoRE ¦ 1QU LoRE | Red Flag Warning - Catastrophic Fires | 2030 | 0 | 0 | 0 | 0 | 15317.9909 | 247.273 | 9287.6491 | 5783.0689 | 0 | 2.7568 | 2.7568 | 2.7568 | 5.4682e-05 |  | 0 | 0 | 0 | 0 | 0.00015075 | 0.00015075 | 0 | 0.00015075 | 0.00015075 | 0 | 0.00015075 | Column30: 0.00015075 | [29 empty] | 7.3.2.1.3 Advanced weather monitoring and weather stations Weather StationsWLDFRElectric Reliability | WLDFR | HFTD - Distribution - Tier 3 - 3QU CoRE ¦ 4QU LoRE | Red Flag Warning - Catastrophic Fires | 2025 | Electric Reliability | 233.2301 | 208.0009 | 2025 | Mitigation | 0.011149 | 10 | 0 | esc | 0.011149 | 2.6002 | 0.011149 | 2.6002 | 0.011149 | 2.6002 | 0.011149 | 2.6002
[79 empty] | WLDFR | HFTD - Distribution - Tier 3 - 3QU CoRE ¦ 1QU LoRE | Red Flag Warning - Catastrophic Fires | 2031 | 0 | 0 | 0 | 0 | 15317.9909 | 247.273 | 9287.6491 | 5783.0689 | 0 | 0 | 2.7568 | 2.7568 | 5.4682e-05 |  | 0 | 0 | 0 | 0 | 0 | 0 | 0 | 0.00015075 | 0.00015075 | 0 | 0.00015075 | Column30: 0.00015075 | [29 empty] | 7.3.2.1.3 Advanced weather monitoring and weather stations Weather StationsWLDFRElectric Reliability | WLDFR | HFTD - Distribution - Tier 3 - 3QU CoRE ¦ 4QU LoRE | Red Flag Warning - Catastrophic Fires | 2026 | Electric Reliability | 233.2301 | 208.0009 | 2026 | Mitigation | 0.011149 | 10 | 0 | esc | 0.011149 | 2.6002 | 0.011149 | 2.6002 | 0.011149 | 2.6002 | 0.011149 | 2.6002
[79 empty] | WLDFR | HFTD - Distribution - Tier 3 - 3QU CoRE ¦ 1QU LoRE | Red Flag Warning - Catastrophic Fires | 2032 | 0 | 0 | 0 | 0 | 15317.9909 | 247.273 | 9287.6491 | 5783.0689 | 0 | 0 | 0 | 2.7568 | 5.4682e-05 |  | 0 | 0 | 0 | 0 | 0 | 0 | 0 | 0 | 0 | 0 | 0.00015075 | Column30: 0.00015075 | [29 empty] | 7.3.2.1.3 Advanced weather monitoring and weather stations Weather StationsWLDFRElectric Reliability | WLDFR | HFTD - Distribution - Tier 3 - 3QU CoRE ¦ 4QU LoRE | Red Flag Warning - Catastrophic Fires | 2027 | Electric Reliability | 233.2301 | 208.0009 | 2027 | Mitigation | 0.011149 | 10 | 0 | esc | 0.011149 | 2.6002 | 0.011149 | 2.6002 | 0.011149 | 2.6002 | 0.011149 | 2.6002
[79 empty] | WLDFR | HFTD - Distribution - Tier 3 - 3QU CoRE ¦ 1QU LoRE | Red Flag Warning - Destructive Fires | 2020 | 0 | 0 | 0 | 0 | 8807.9522 | 222.2294 | 8585.7228 | 0 | 2.4776 | 0 | 0 | 0 | 7.4585e-06 |  | 0 | 1.8479e-05 | 1.8479e-05 | 0 | 0 | 0 | 0 | 0 | 0 | 0 | 0 | Column30: 0 | [29 empty] | 7.3.2.1.3 Advanced weather monitoring and weather stations Weather StationsWLDFRElectric Reliability | WLDFR | HFTD - Distribution - Tier 3 - 3QU CoRE ¦ 4QU LoRE | Red Flag Warning - Catastrophic Fires | 2028 | Electric Reliability | 247.273 | 208.0009 | 2028 | Mitigation | 0.011149 | 10 | 0 | esc | 0.011149 | 2.7568 | 0.011149 | 2.7568 | 0.011149 | 2.7568 | 0.011149 | 2.7568
[79 empty] | WLDFR | HFTD - Distribution - Tier 3 - 3QU CoRE ¦ 1QU LoRE | Red Flag Warning - Destructive Fires | 2021 | 0 | 0 | 0 | 0 | 8807.9522 | 222.2294 | 8585.7228 | 0 | 2.4776 | 2.4776 | 0 | 0 | 7.4585e-06 |  | 0 | 1.8479e-05 | 1.8479e-05 | 0 | 1.8479e-05 | 1.8479e-05 | 0 | 0 | 0 | 0 | 0 | Column30: 0 | [29 empty] | 7.3.2.1.3 Advanced weather monitoring and weather stations Weather StationsWLDFRElectric Reliability | WLDFR | HFTD - Distribution - Tier 3 - 3QU CoRE ¦ 4QU LoRE | Red Flag Warning - Catastrophic Fires | 2029 | Electric Reliability | 247.273 | 208.0009 | 2029 | Mitigation | 0.011149 | 10 | 0 | esc | 0.011149 | 2.7568 | 0.011149 | 2.7568 | 0.011149 | 2.7568 | 0.011149 | 2.7568
[79 empty] | WLDFR | HFTD - Distribution - Tier 3 - 3QU CoRE ¦ 1QU LoRE | Red Flag Warning - Destructive Fires | 2022 | 0 | 0 | 0 | 0 | 8807.9522 | 222.2294 | 8585.7228 | 0 | 2.4776 | 2.4776 | 2.4776 | 0 | 7.4585e-06 |  | 0 | 1.8479e-05 | 1.8479e-05 | 0 | 1.8479e-05 | 1.8479e-05 | 0 | 1.8479e-05 | 1.8479e-05 | 0 | 0 | Column30: 0 | [29 empty] | 7.3.2.1.3 Advanced weather monitoring and weather stations Weather StationsWLDFRElectric Reliability | WLDFR | HFTD - Distribution - Tier 3 - 3QU CoRE ¦ 4QU LoRE | Red Flag Warning - Catastrophic Fires | 2030 | Electric Reliability | 247.273 | 208.0009 | 2030 | Mitigation | 0.011149 | 10 | 0 | esc | 0 | 0 | 0.011149 | 2.7568 | 0.011149 | 2.7568 | 0.011149 | 2.7568
[79 empty] | WLDFR | HFTD - Distribution - Tier 3 - 3QU CoRE ¦ 1QU LoRE | Red Flag Warning - Destructive Fires | 2023 | 0 | 0 | 0 | 0 | 9129.7461 | 233.2301 | 8896.516 | 0 | 2.6002 | 2.6002 | 2.6002 | 2.6002 | 7.4585e-06 |  | 0 | 1.9394e-05 | 1.9394e-05 | 0 | 1.9394e-05 | 1.9394e-05 | 0 | 1.9394e-05 | 1.9394e-05 | 0 | 1.9394e-05 | Column30: 1.9394e-05 | [29 empty] | 7.3.2.1.3 Advanced weather monitoring and weather stations Weather StationsWLDFRElectric Reliability | WLDFR | HFTD - Distribution - Tier 3 - 3QU CoRE ¦ 4QU LoRE | Red Flag Warning - Catastrophic Fires | 2031 | Electric Reliability | 247.273 | 208.0009 | 2031 | Mitigation | 0.011149 | 10 | 0 | esc | 0 | 0 | 0 | 0 | 0.011149 | 2.7568 | 0.011149 | 2.7568
[79 empty] | WLDFR | HFTD - Distribution - Tier 3 - 3QU CoRE ¦ 1QU LoRE | Red Flag Warning - Destructive Fires | 2024 | 0 | 0 | 0 | 0 | 9129.7461 | 233.2301 | 8896.516 | 0 | 2.6002 | 2.6002 | 2.6002 | 2.6002 | 7.4585e-06 |  | 0 | 1.9394e-05 | 1.9394e-05 | 0 | 1.9394e-05 | 1.9394e-05 | 0 | 1.9394e-05 | 1.9394e-05 | 0 | 1.9394e-05 | Column30: 1.9394e-05 | [29 empty] | 7.3.2.1.3 Advanced weather monitoring and weather stations Weather StationsWLDFRElectric Reliability | WLDFR | HFTD - Distribution - Tier 3 - 3QU CoRE ¦ 4QU LoRE | Red Flag Warning - Catastrophic Fires | 2032 | Electric Reliability | 247.273 | 208.0009 | 2032 | Mitigation | 0.011149 | 10 | 0 | esc | 0 | 0 | 0 | 0 | 0 | 0 | 0.011149 | 2.7568
[79 empty] | WLDFR | HFTD - Distribution - Tier 3 - 3QU CoRE ¦ 1QU LoRE | Red Flag Warning - Destructive Fires | 2025 | 0 | 0 | 0 | 0 | 9129.7461 | 233.2301 | 8896.516 | 0 | 2.6002 | 2.6002 | 2.6002 | 2.6002 | 7.4585e-06 |  | 0 | 1.9394e-05 | 1.9394e-05 | 0 | 1.9394e-05 | 1.9394e-05 | 0 | 1.9394e-05 | 1.9394e-05 | 0 | 1.9394e-05 | Column30: 1.9394e-05 | [29 empty] | 7.3.2.1.3 Advanced weather monitoring and weather stations Weather StationsWLDFRElectric Reliability | WLDFR | HFTD - Distribution - Tier 3 - 3QU CoRE ¦ 4QU LoRE | Red Flag Warning - Destructive Fires | 2021 | Electric Reliability | 222.2294 | 208.0009 | 2021 | Mitigation | 0.011149 | 10 | 0 | esc | 0.011149 | 2.4776 | 0.011149 | 2.4776 | 0 | 0 | 0 | 0
[79 empty] | WLDFR | HFTD - Distribution - Tier 3 - 3QU CoRE ¦ 1QU LoRE | Red Flag Warning - Destructive Fires | 2026 | 0 | 0 | 0 | 0 | 9129.7461 | 233.2301 | 8896.516 | 0 | 2.6002 | 2.6002 | 2.6002 | 2.6002 | 7.4585e-06 |  | 0 | 1.9394e-05 | 1.9394e-05 | 0 | 1.9394e-05 | 1.9394e-05 | 0 | 1.9394e-05 | 1.9394e-05 | 0 | 1.9394e-05 | Column30: 1.9394e-05 | [29 empty] | 7.3.2.1.3 Advanced weather monitoring and weather stations Weather StationsWLDFRElectric Reliability | WLDFR | HFTD - Distribution - Tier 3 - 3QU CoRE ¦ 4QU LoRE | Red Flag Warning - Destructive Fires | 2022 | Electric Reliability | 222.2294 | 208.0009 | 2022 | Mitigation | 0.011149 | 10 | 0 | esc | 0.011149 | 2.4776 | 0.011149 | 2.4776 | 0.011149 | 2.4776 | 0 | 0
[79 empty] | WLDFR | HFTD - Distribution - Tier 3 - 3QU CoRE ¦ 1QU LoRE | Red Flag Warning - Destructive Fires | 2027 | 0 | 0 | 0 | 0 | 9129.7461 | 233.2301 | 8896.516 | 0 | 2.6002 | 2.6002 | 2.6002 | 2.6002 | 7.4585e-06 |  | 0 | 1.9394e-05 | 1.9394e-05 | 0 | 1.9394e-05 | 1.9394e-05 | 0 | 1.9394e-05 | 1.9394e-05 | 0 | 1.9394e-05 | Column30: 1.9394e-05 | [29 empty] | 7.3.2.1.3 Advanced weather monitoring and weather stations Weather StationsWLDFRElectric Reliability | WLDFR | HFTD - Distribution - Tier 3 - 3QU CoRE ¦ 4QU LoRE | Red Flag Warning - Destructive Fires | 2023 | Electric Reliability | 233.2301 | 208.0009 | 2023 | Mitigation | 0.011149 | 10 | 0 | esc | 0.011149 | 2.6002 | 0.011149 | 2.6002 | 0.011149 | 2.6002 | 0.011149 | 2.6002
[79 empty] | WLDFR | HFTD - Distribution - Tier 3 - 3QU CoRE ¦ 1QU LoRE | Red Flag Warning - Destructive Fires | 2028 | 0 | 0 | 0 | 0 | 9534.9221 | 247.273 | 9287.6491 | 0 | 2.7568 | 2.7568 | 2.7568 | 2.7568 | 7.4585e-06 |  | 0 | 2.0562e-05 | 2.0562e-05 | 0 | 2.0562e-05 | 2.0562e-05 | 0 | 2.0562e-05 | 2.0562e-05 | 0 | 2.0562e-05 | Column30: 2.0562e-05 | [29 empty] | 7.3.2.1.3 Advanced weather monitoring and weather stations Weather StationsWLDFRElectric Reliability | WLDFR | HFTD - Distribution - Tier 3 - 3QU CoRE ¦ 4QU LoRE | Red Flag Warning - Destructive Fires | 2024 | Electric Reliability | 233.2301 | 208.0009 | 2024 | Mitigation | 0.011149 | 10 | 0 | esc | 0.011149 | 2.6002 | 0.011149 | 2.6002 | 0.011149 | 2.6002 | 0.011149 | 2.6002
[79 empty] | WLDFR | HFTD - Distribution - Tier 3 - 3QU CoRE ¦ 1QU LoRE | Red Flag Warning - Destructive Fires | 2029 | 0 | 0 | 0 | 0 | 9534.9221 | 247.273 | 9287.6491 | 0 | 2.7568 | 2.7568 | 2.7568 | 2.7568 | 7.4585e-06 |  | 0 | 2.0562e-05 | 2.0562e-05 | 0 | 2.0562e-05 | 2.0562e-05 | 0 | 2.0562e-05 | 2.0562e-05 | 0 | 2.0562e-05 | Column30: 2.0562e-05 | [29 empty] | 7.3.2.1.3 Advanced weather monitoring and weather stations Weather StationsWLDFRElectric Reliability | WLDFR | HFTD - Distribution - Tier 3 - 3QU CoRE ¦ 4QU LoRE | Red Flag Warning - Destructive Fires | 2025 | Electric Reliability | 233.2301 | 208.0009 | 2025 | Mitigation | 0.011149 | 10 | 0 | esc | 0.011149 | 2.6002 | 0.011149 | 2.6002 | 0.011149 | 2.6002 | 0.011149 | 2.6002
[79 empty] | WLDFR | HFTD - Distribution - Tier 3 - 3QU CoRE ¦ 1QU LoRE | Red Flag Warning - Destructive Fires | 2030 | 0 | 0 | 0 | 0 | 9534.9221 | 247.273 | 9287.6491 | 0 | 0 | 2.7568 | 2.7568 | 2.7568 | 7.4585e-06 |  | 0 | 0 | 0 | 0 | 2.0562e-05 | 2.0562e-05 | 0 | 2.0562e-05 | 2.0562e-05 | 0 | 2.0562e-05 | Column30: 2.0562e-05 | [29 empty] | 7.3.2.1.3 Advanced weather monitoring and weather stations Weather StationsWLDFRElectric Reliability | WLDFR | HFTD - Distribution - Tier 3 - 3QU CoRE ¦ 4QU LoRE | Red Flag Warning - Destructive Fires | 2026 | Electric Reliability | 233.2301 | 208.0009 | 2026 | Mitigation | 0.011149 | 10 | 0 | esc | 0.011149 | 2.6002 | 0.011149 | 2.6002 | 0.011149 | 2.6002 | 0.011149 | 2.6002
[79 empty] | WLDFR | HFTD - Distribution - Tier 3 - 3QU CoRE ¦ 1QU LoRE | Red Flag Warning - Destructive Fires | 2031 | 0 | 0 | 0 | 0 | 9534.9221 | 247.273 | 9287.6491 | 0 | 0 | 0 | 2.7568 | 2.7568 | 7.4585e-06 |  | 0 | 0 | 0 | 0 | 0 | 0 | 0 | 2.0562e-05 | 2.0562e-05 | 0 | 2.0562e-05 | Column30: 2.0562e-05 | [29 empty] | 7.3.2.1.3 Advanced weather monitoring and weather stations Weather StationsWLDFRElectric Reliability | WLDFR | HFTD - Distribution - Tier 3 - 3QU CoRE ¦ 4QU LoRE | Red Flag Warning - Destructive Fires | 2027 | Electric Reliability | 233.2301 | 208.0009 | 2027 | Mitigation | 0.011149 | 10 | 0 | esc | 0.011149 | 2.6002 | 0.011149 | 2.6002 | 0.011149 | 2.6002 | 0.011149 | 2.6002
[79 empty] | WLDFR | HFTD - Distribution - Tier 3 - 3QU CoRE ¦ 1QU LoRE | Red Flag Warning - Destructive Fires | 2032 | 0 | 0 | 0 | 0 | 9534.9221 | 247.273 | 9287.6491 | 0 | 0 | 0 | 0 | 2.7568 | 7.4585e-06 |  | 0 | 0 | 0 | 0 | 0 | 0 | 0 | 0 | 0 | 0 | 2.0562e-05 | Column30: 2.0562e-05 | [29 empty] | 7.3.2.1.3 Advanced weather monitoring and weather stations Weather StationsWLDFRElectric Reliability | WLDFR | HFTD - Distribution - Tier 3 - 3QU CoRE ¦ 4QU LoRE | Red Flag Warning - Destructive Fires | 2028 | Electric Reliability | 247.273 | 208.0009 | 2028 | Mitigation | 0.011149 | 10 | 0 | esc | 0.011149 | 2.7568 | 0.011149 | 2.7568 | 0.011149 | 2.7568 | 0.011149 | 2.7568
[79 empty] | WLDFR | HFTD - Distribution - Tier 3 - 3QU CoRE ¦ 1QU LoRE | Red Flag Warning - Large Fires | 2020 | 0 | 0 | 0 | 0 | 5.2406 | 0.69642 | 2.942 | 1.6022 | 0.0077642 | 0 | 0 | 0 | 4.8397e-05 |  | 0 | 3.7577e-07 | 3.7577e-07 | 0 | 0 | 0 | 0 | 0 | 0 | 0 | 0 | Column30: 0 | [29 empty] | 7.3.2.1.3 Advanced weather monitoring and weather stations Weather StationsWLDFRElectric Reliability | WLDFR | HFTD - Distribution - Tier 3 - 3QU CoRE ¦ 4QU LoRE | Red Flag Warning - Destructive Fires | 2029 | Electric Reliability | 247.273 | 208.0009 | 2029 | Mitigation | 0.011149 | 10 | 0 | esc | 0.011149 | 2.7568 | 0.011149 | 2.7568 | 0.011149 | 2.7568 | 0.011149 | 2.7568
[79 empty] | WLDFR | HFTD - Distribution - Tier 3 - 3QU CoRE ¦ 1QU LoRE | Red Flag Warning - Large Fires | 2021 | 0 | 0 | 0 | 0 | 5.2406 | 0.69642 | 2.942 | 1.6022 | 0.0077642 | 0.0077642 | 0 | 0 | 4.8397e-05 |  | 0 | 3.7577e-07 | 3.7577e-07 | 0 | 3.7577e-07 | 3.7577e-07 | 0 | 0 | 0 | 0 | 0 | Column30: 0 | [29 empty] | 7.3.2.1.3 Advanced weather monitoring and weather stations Weather StationsWLDFRElectric Reliability | WLDFR | HFTD - Distribution - Tier 3 - 3QU CoRE ¦ 4QU LoRE | Red Flag Warning - Destructive Fires | 2030 | Electric Reliability | 247.273 | 208.0009 | 2030 | Mitigation | 0.011149 | 10 | 0 | esc | 0 | 0 | 0.011149 | 2.7568 | 0.011149 | 2.7568 | 0.011149 | 2.7568
[79 empty] | WLDFR | HFTD - Distribution - Tier 3 - 3QU CoRE ¦ 1QU LoRE | Red Flag Warning - Large Fires | 2022 | 0 | 0 | 0 | 0 | 5.2406 | 0.69642 | 2.942 | 1.6022 | 0.0077642 | 0.0077642 | 0.0077642 | 0 | 4.8397e-05 |  | 0 | 3.7577e-07 | 3.7577e-07 | 0 | 3.7577e-07 | 3.7577e-07 | 0 | 3.7577e-07 | 3.7577e-07 | 0 | 0 | Column30: 0 | [29 empty] | 7.3.2.1.3 Advanced weather monitoring and weather stations Weather StationsWLDFRElectric Reliability | WLDFR | HFTD - Distribution - Tier 3 - 3QU CoRE ¦ 4QU LoRE | Red Flag Warning - Destructive Fires | 2031 | Electric Reliability | 247.273 | 208.0009 | 2031 | Mitigation | 0.011149 | 10 | 0 | esc | 0 | 0 | 0 | 0 | 0.011149 | 2.7568 | 0.011149 | 2.7568
[79 empty] | WLDFR | HFTD - Distribution - Tier 3 - 3QU CoRE ¦ 1QU LoRE | Red Flag Warning - Large Fires | 2023 | 0 | 0 | 0 | 0 | 5.475 | 0.71896 | 3.0715 | 1.6846 | 0.0080156 | 0.0080156 | 0.0080156 | 0.0080156 | 4.8397e-05 |  | 0 | 3.8793e-07 | 3.8793e-07 | 0 | 3.8793e-07 | 3.8793e-07 | 0 | 3.8793e-07 | 3.8793e-07 | 0 | 3.8793e-07 | Column30: 3.8793e-07 | [29 empty] | 7.3.2.1.3 Advanced weather monitoring and weather stations Weather StationsWLDFRElectric Reliability | WLDFR | HFTD - Distribution - Tier 3 - 3QU CoRE ¦ 4QU LoRE | Red Flag Warning - Destructive Fires | 2032 | Electric Reliability | 247.273 | 208.0009 | 2032 | Mitigation | 0.011149 | 10 | 0 | esc | 0 | 0 | 0 | 0 | 0 | 0 | 0.011149 | 2.7568
[79 empty] | WLDFR | HFTD - Distribution - Tier 3 - 3QU CoRE ¦ 1QU LoRE | Red Flag Warning - Large Fires | 2024 | 0 | 0 | 0 | 0 | 5.475 | 0.71896 | 3.0715 | 1.6846 | 0.0080156 | 0.0080156 | 0.0080156 | 0.0080156 | 4.8397e-05 |  | 0 | 3.8793e-07 | 3.8793e-07 | 0 | 3.8793e-07 | 3.8793e-07 | 0 | 3.8793e-07 | 3.8793e-07 | 0 | 3.8793e-07 | Column30: 3.8793e-07 | [29 empty] | 7.3.2.1.3 Advanced weather monitoring and weather stations Weather StationsWLDFRElectric Reliability | WLDFR | HFTD - Distribution - Tier 3 - 3QU CoRE ¦ 4QU LoRE | Red Flag Warning - Large Fires | 2021 | Electric Reliability | 0.69642 | 208.0009 | 2021 | Mitigation | 0.011149 | 10 | 0 | esc | 0.011149 | 0.0077642 | 0.011149 | 0.0077642 | 0 | 0 | 0 | 0
[79 empty] | WLDFR | HFTD - Distribution - Tier 3 - 3QU CoRE ¦ 1QU LoRE | Red Flag Warning - Large Fires | 2025 | 0 | 0 | 0 | 0 | 5.475 | 0.71896 | 3.0715 | 1.6846 | 0.0080156 | 0.0080156 | 0.0080156 | 0.0080156 | 4.8397e-05 |  | 0 | 3.8793e-07 | 3.8793e-07 | 0 | 3.8793e-07 | 3.8793e-07 | 0 | 3.8793e-07 | 3.8793e-07 | 0 | 3.8793e-07 | Column30: 3.8793e-07 | [29 empty] | 7.3.2.1.3 Advanced weather monitoring and weather stations Weather StationsWLDFRElectric Reliability | WLDFR | HFTD - Distribution - Tier 3 - 3QU CoRE ¦ 4QU LoRE | Red Flag Warning - Large Fires | 2022 | Electric Reliability | 0.69642 | 208.0009 | 2022 | Mitigation | 0.011149 | 10 | 0 | esc | 0.011149 | 0.0077642 | 0.011149 | 0.0077642 | 0.011149 | 0.0077642 | 0 | 0
[79 empty] | WLDFR | HFTD - Distribution - Tier 3 - 3QU CoRE ¦ 1QU LoRE | Red Flag Warning - Large Fires | 2026 | 0 | 0 | 0 | 0 | 5.475 | 0.71896 | 3.0715 | 1.6846 | 0.0080156 | 0.0080156 | 0.0080156 | 0.0080156 | 4.8397e-05 |  | 0 | 3.8793e-07 | 3.8793e-07 | 0 | 3.8793e-07 | 3.8793e-07 | 0 | 3.8793e-07 | 3.8793e-07 | 0 | 3.8793e-07 | Column30: 3.8793e-07 | [29 empty] | 7.3.2.1.3 Advanced weather monitoring and weather stations Weather StationsWLDFRElectric Reliability | WLDFR | HFTD - Distribution - Tier 3 - 3QU CoRE ¦ 4QU LoRE | Red Flag Warning - Large Fires | 2023 | Electric Reliability | 0.71896 | 208.0009 | 2023 | Mitigation | 0.011149 | 10 | 0 | esc | 0.011149 | 0.0080156 | 0.011149 | 0.0080156 | 0.011149 | 0.0080156 | 0.011149 | 0.0080156
[79 empty] | WLDFR | HFTD - Distribution - Tier 3 - 3QU CoRE ¦ 1QU LoRE | Red Flag Warning - Large Fires | 2027 | 0 | 0 | 0 | 0 | 5.475 | 0.71896 | 3.0715 | 1.6846 | 0.0080156 | 0.0080156 | 0.0080156 | 0.0080156 | 4.8397e-05 |  | 0 | 3.8793e-07 | 3.8793e-07 | 0 | 3.8793e-07 | 3.8793e-07 | 0 | 3.8793e-07 | 3.8793e-07 | 0 | 3.8793e-07 | Column30: 3.8793e-07 | [29 empty] | 7.3.2.1.3 Advanced weather monitoring and weather stations Weather StationsWLDFRElectric Reliability | WLDFR | HFTD - Distribution - Tier 3 - 3QU CoRE ¦ 4QU LoRE | Red Flag Warning - Large Fires | 2024 | Electric Reliability | 0.71896 | 208.0009 | 2024 | Mitigation | 0.011149 | 10 | 0 | esc | 0.011149 | 0.0080156 | 0.011149 | 0.0080156 | 0.011149 | 0.0080156 | 0.011149 | 0.0080156
[79 empty] | WLDFR | HFTD - Distribution - Tier 3 - 3QU CoRE ¦ 1QU LoRE | Red Flag Warning - Large Fires | 2028 | 0 | 0 | 0 | 0 | 5.777 | 0.74734 | 3.238 | 1.7917 | 0.0083319 | 0.0083319 | 0.0083319 | 0.0083319 | 4.8397e-05 |  | 0 | 4.0324e-07 | 4.0324e-07 | 0 | 4.0324e-07 | 4.0324e-07 | 0 | 4.0324e-07 | 4.0324e-07 | 0 | 4.0324e-07 | Column30: 4.0324e-07 | [29 empty] | 7.3.2.1.3 Advanced weather monitoring and weather stations Weather StationsWLDFRElectric Reliability | WLDFR | HFTD - Distribution - Tier 3 - 3QU CoRE ¦ 4QU LoRE | Red Flag Warning - Large Fires | 2025 | Electric Reliability | 0.71896 | 208.0009 | 2025 | Mitigation | 0.011149 | 10 | 0 | esc | 0.011149 | 0.0080156 | 0.011149 | 0.0080156 | 0.011149 | 0.0080156 | 0.011149 | 0.0080156
[79 empty] | WLDFR | HFTD - Distribution - Tier 3 - 3QU CoRE ¦ 1QU LoRE | Red Flag Warning - Large Fires | 2029 | 0 | 0 | 0 | 0 | 5.777 | 0.74734 | 3.238 | 1.7917 | 0.0083319 | 0.0083319 | 0.0083319 | 0.0083319 | 4.8397e-05 |  | 0 | 4.0324e-07 | 4.0324e-07 | 0 | 4.0324e-07 | 4.0324e-07 | 0 | 4.0324e-07 | 4.0324e-07 | 0 | 4.0324e-07 | Column30: 4.0324e-07 | [29 empty] | 7.3.2.1.3 Advanced weather monitoring and weather stations Weather StationsWLDFRElectric Reliability | WLDFR | HFTD - Distribution - Tier 3 - 3QU CoRE ¦ 4QU LoRE | Red Flag Warning - Large Fires | 2026 | Electric Reliability | 0.71896 | 208.0009 | 2026 | Mitigation | 0.011149 | 10 | 0 | esc | 0.011149 | 0.0080156 | 0.011149 | 0.0080156 | 0.011149 | 0.0080156 | 0.011149 | 0.0080156
[79 empty] | WLDFR | HFTD - Distribution - Tier 3 - 3QU CoRE ¦ 1QU LoRE | Red Flag Warning - Large Fires | 2030 | 0 | 0 | 0 | 0 | 5.777 | 0.74734 | 3.238 | 1.7917 | 0 | 0.0083319 | 0.0083319 | 0.0083319 | 4.8397e-05 |  | 0 | 0 | 0 | 0 | 4.0324e-07 | 4.0324e-07 | 0 | 4.0324e-07 | 4.0324e-07 | 0 | 4.0324e-07 | Column30: 4.0324e-07 | [29 empty] | 7.3.2.1.3 Advanced weather monitoring and weather stations Weather StationsWLDFRElectric Reliability | WLDFR | HFTD - Distribution - Tier 3 - 3QU CoRE ¦ 4QU LoRE | Red Flag Warning - Large Fires | 2027 | Electric Reliability | 0.71896 | 208.0009 | 2027 | Mitigation | 0.011149 | 10 | 0 | esc | 0.011149 | 0.0080156 | 0.011149 | 0.0080156 | 0.011149 | 0.0080156 | 0.011149 | 0.0080156
[79 empty] | WLDFR | HFTD - Distribution - Tier 3 - 3QU CoRE ¦ 1QU LoRE | Red Flag Warning - Large Fires | 2031 | 0 | 0 | 0 | 0 | 5.777 | 0.74734 | 3.238 | 1.7917 | 0 | 0 | 0.0083319 | 0.0083319 | 4.8397e-05 |  | 0 | 0 | 0 | 0 | 0 | 0 | 0 | 4.0324e-07 | 4.0324e-07 | 0 | 4.0324e-07 | Column30: 4.0324e-07 | [29 empty] | 7.3.2.1.3 Advanced weather monitoring and weather stations Weather StationsWLDFRElectric Reliability | WLDFR | HFTD - Distribution - Tier 3 - 3QU CoRE ¦ 4QU LoRE | Red Flag Warning - Large Fires | 2028 | Electric Reliability | 0.74734 | 208.0009 | 2028 | Mitigation | 0.011149 | 10 | 0 | esc | 0.011149 | 0.0083319 | 0.011149 | 0.0083319 | 0.011149 | 0.0083319 | 0.011149 | 0.0083319
[79 empty] | WLDFR | HFTD - Distribution - Tier 3 - 3QU CoRE ¦ 1QU LoRE | Red Flag Warning - Large Fires | 2032 | 0 | 0 | 0 | 0 | 5.777 | 0.74734 | 3.238 | 1.7917 | 0 | 0 | 0 | 0.0083319 | 4.8397e-05 |  | 0 | 0 | 0 | 0 | 0 | 0 | 0 | 0 | 0 | 0 | 4.0324e-07 | Column30: 4.0324e-07 | [29 empty] | 7.3.2.1.3 Advanced weather monitoring and weather stations Weather StationsWLDFRElectric Reliability | WLDFR | HFTD - Distribution - Tier 3 - 3QU CoRE ¦ 4QU LoRE | Red Flag Warning - Large Fires | 2029 | Electric Reliability | 0.74734 | 208.0009 | 2029 | Mitigation | 0.011149 | 10 | 0 | esc | 0.011149 | 0.0083319 | 0.011149 | 0.0083319 | 0.011149 | 0.0083319 | 0.011149 | 0.0083319
[79 empty] | WLDFR | HFTD - Distribution - Tier 3 - 3QU CoRE ¦ 1QU LoRE | Red Flag Warning - Small Fires | 2020 | 0 | 0 | 0 | 0 | 0.077901 | 0.036425 | 0.0015809 | 0.039895 | 0.0004061 | 0 | 0 | 0 | 0.0012359 |  | 0 | 5.019e-07 | 5.019e-07 | 0 | 0 | 0 | 0 | 0 | 0 | 0 | 0 | Column30: 0 | [29 empty] | 7.3.2.1.3 Advanced weather monitoring and weather stations Weather StationsWLDFRElectric Reliability | WLDFR | HFTD - Distribution - Tier 3 - 3QU CoRE ¦ 4QU LoRE | Red Flag Warning - Large Fires | 2030 | Electric Reliability | 0.74734 | 208.0009 | 2030 | Mitigation | 0.011149 | 10 | 0 | esc | 0 | 0 | 0.011149 | 0.0083319 | 0.011149 | 0.0083319 | 0.011149 | 0.0083319
[79 empty] | WLDFR | HFTD - Distribution - Tier 3 - 3QU CoRE ¦ 1QU LoRE | Red Flag Warning - Small Fires | 2021 | 0 | 0 | 0 | 0 | 0.077901 | 0.036425 | 0.0015809 | 0.039895 | 0.0004061 | 0.0004061 | 0 | 0 | 0.0012359 |  | 0 | 5.019e-07 | 5.019e-07 | 0 | 5.019e-07 | 5.019e-07 | 0 | 0 | 0 | 0 | 0 | Column30: 0 | [29 empty] | 7.3.2.1.3 Advanced weather monitoring and weather stations Weather StationsWLDFRElectric Reliability | WLDFR | HFTD - Distribution - Tier 3 - 3QU CoRE ¦ 4QU LoRE | Red Flag Warning - Large Fires | 2031 | Electric Reliability | 0.74734 | 208.0009 | 2031 | Mitigation | 0.011149 | 10 | 0 | esc | 0 | 0 | 0 | 0 | 0.011149 | 0.0083319 | 0.011149 | 0.0083319
[79 empty] | WLDFR | HFTD - Distribution - Tier 3 - 3QU CoRE ¦ 1QU LoRE | Red Flag Warning - Small Fires | 2022 | 0 | 0 | 0 | 0 | 0.077901 | 0.036425 | 0.0015809 | 0.039895 | 0.0004061 | 0.0004061 | 0.0004061 | 0 | 0.0012359 |  | 0 | 5.019e-07 | 5.019e-07 | 0 | 5.019e-07 | 5.019e-07 | 0 | 5.019e-07 | 5.019e-07 | 0 | 0 | Column30: 0 | [29 empty] | 7.3.2.1.3 Advanced weather monitoring and weather stations Weather StationsWLDFRElectric Reliability | WLDFR | HFTD - Distribution - Tier 3 - 3QU CoRE ¦ 4QU LoRE | Red Flag Warning - Large Fires | 2032 | Electric Reliability | 0.74734 | 208.0009 | 2032 | Mitigation | 0.011149 | 10 | 0 | esc | 0 | 0 | 0 | 0 | 0 | 0 | 0.011149 | 0.0083319
[79 empty] | WLDFR | HFTD - Distribution - Tier 3 - 3QU CoRE ¦ 1QU LoRE | Red Flag Warning - Small Fires | 2023 | 0 | 0 | 0 | 0 | 0.080408 | 0.03759 | 0.0016314 | 0.041187 | 0.00041909 | 0.00041909 | 0.00041909 | 0.00041909 | 0.0012359 |  | 0 | 5.1795e-07 | 5.1795e-07 | 0 | 5.1795e-07 | 5.1795e-07 | 0 | 5.1795e-07 | 5.1795e-07 | 0 | 5.1795e-07 | Column30: 5.1795e-07 | [29 empty] | 7.3.2.1.3 Advanced weather monitoring and weather stations Weather StationsWLDFRElectric Reliability | WLDFR | HFTD - Distribution - Tier 3 - 3QU CoRE ¦ 4QU LoRE | Red Flag Warning - Small Fires | 2021 | Electric Reliability | 0.036425 | 208.0009 | 2021 | Mitigation | 0.011149 | 10 | 0 | esc | 0.011149 | 0.0004061 | 0.011149 | 0.0004061 | 0 | 0 | 0 | 0
[79 empty] | WLDFR | HFTD - Distribution - Tier 3 - 3QU CoRE ¦ 1QU LoRE | Red Flag Warning - Small Fires | 2024 | 0 | 0 | 0 | 0 | 0.080408 | 0.03759 | 0.0016314 | 0.041187 | 0.00041909 | 0.00041909 | 0.00041909 | 0.00041909 | 0.0012359 |  | 0 | 5.1795e-07 | 5.1795e-07 | 0 | 5.1795e-07 | 5.1795e-07 | 0 | 5.1795e-07 | 5.1795e-07 | 0 | 5.1795e-07 | Column30: 5.1795e-07 | [29 empty] | 7.3.2.1.3 Advanced weather monitoring and weather stations Weather StationsWLDFRElectric Reliability | WLDFR | HFTD - Distribution - Tier 3 - 3QU CoRE ¦ 4QU LoRE | Red Flag Warning - Small Fires | 2022 | Electric Reliability | 0.036425 | 208.0009 | 2022 | Mitigation | 0.011149 | 10 | 0 | esc | 0.011149 | 0.0004061 | 0.011149 | 0.0004061 | 0.011149 | 0.0004061 | 0 | 0
[79 empty] | WLDFR | HFTD - Distribution - Tier 3 - 3QU CoRE ¦ 1QU LoRE | Red Flag Warning - Small Fires | 2025 | 0 | 0 | 0 | 0 | 0.080408 | 0.03759 | 0.0016314 | 0.041187 | 0.00041909 | 0.00041909 | 0.00041909 | 0.00041909 | 0.0012359 |  | 0 | 5.1795e-07 | 5.1795e-07 | 0 | 5.1795e-07 | 5.1795e-07 | 0 | 5.1795e-07 | 5.1795e-07 | 0 | 5.1795e-07 | Column30: 5.1795e-07 | [29 empty] | 7.3.2.1.3 Advanced weather monitoring and weather stations Weather StationsWLDFRElectric Reliability | WLDFR | HFTD - Distribution - Tier 3 - 3QU CoRE ¦ 4QU LoRE | Red Flag Warning - Small Fires | 2023 | Electric Reliability | 0.03759 | 208.0009 | 2023 | Mitigation | 0.011149 | 10 | 0 | esc | 0.011149 | 0.00041909 | 0.011149 | 0.00041909 | 0.011149 | 0.00041909 | 0.011149 | 0.00041909
[79 empty] | WLDFR | HFTD - Distribution - Tier 3 - 3QU CoRE ¦ 1QU LoRE | Red Flag Warning - Small Fires | 2026 | 0 | 0 | 0 | 0 | 0.080408 | 0.03759 | 0.0016314 | 0.041187 | 0.00041909 | 0.00041909 | 0.00041909 | 0.00041909 | 0.0012359 |  | 0 | 5.1795e-07 | 5.1795e-07 | 0 | 5.1795e-07 | 5.1795e-07 | 0 | 5.1795e-07 | 5.1795e-07 | 0 | 5.1795e-07 | Column30: 5.1795e-07 | [29 empty] | 7.3.2.1.3 Advanced weather monitoring and weather stations Weather StationsWLDFRElectric Reliability | WLDFR | HFTD - Distribution - Tier 3 - 3QU CoRE ¦ 4QU LoRE | Red Flag Warning - Small Fires | 2024 | Electric Reliability | 0.03759 | 208.0009 | 2024 | Mitigation | 0.011149 | 10 | 0 | esc | 0.011149 | 0.00041909 | 0.011149 | 0.00041909 | 0.011149 | 0.00041909 | 0.011149 | 0.00041909
[79 empty] | WLDFR | HFTD - Distribution - Tier 3 - 3QU CoRE ¦ 1QU LoRE | Red Flag Warning - Small Fires | 2027 | 0 | 0 | 0 | 0 | 0.080408 | 0.03759 | 0.0016314 | 0.041187 | 0.00041909 | 0.00041909 | 0.00041909 | 0.00041909 | 0.0012359 |  | 0 | 5.1795e-07 | 5.1795e-07 | 0 | 5.1795e-07 | 5.1795e-07 | 0 | 5.1795e-07 | 5.1795e-07 | 0 | 5.1795e-07 | Column30: 5.1795e-07 | [29 empty] | 7.3.2.1.3 Advanced weather monitoring and weather stations Weather StationsWLDFRElectric Reliability | WLDFR | HFTD - Distribution - Tier 3 - 3QU CoRE ¦ 4QU LoRE | Red Flag Warning - Small Fires | 2025 | Electric Reliability | 0.03759 | 208.0009 | 2025 | Mitigation | 0.011149 | 10 | 0 | esc | 0.011149 | 0.00041909 | 0.011149 | 0.00041909 | 0.011149 | 0.00041909 | 0.011149 | 0.00041909
[79 empty] | WLDFR | HFTD - Distribution - Tier 3 - 3QU CoRE ¦ 1QU LoRE | Red Flag Warning - Small Fires | 2028 | 0 | 0 | 0 | 0 | 0.083606 | 0.039055 | 0.001695 | 0.042856 | 0.00043542 | 0.00043542 | 0.00043542 | 0.00043542 | 0.0012359 |  | 0 | 5.3814e-07 | 5.3814e-07 | 0 | 5.3814e-07 | 5.3814e-07 | 0 | 5.3814e-07 | 5.3814e-07 | 0 | 5.3814e-07 | Column30: 5.3814e-07 | [29 empty] | 7.3.2.1.3 Advanced weather monitoring and weather stations Weather StationsWLDFRElectric Reliability | WLDFR | HFTD - Distribution - Tier 3 - 3QU CoRE ¦ 4QU LoRE | Red Flag Warning - Small Fires | 2026 | Electric Reliability | 0.03759 | 208.0009 | 2026 | Mitigation | 0.011149 | 10 | 0 | esc | 0.011149 | 0.00041909 | 0.011149 | 0.00041909 | 0.011149 | 0.00041909 | 0.011149 | 0.00041909
[79 empty] | WLDFR | HFTD - Distribution - Tier 3 - 3QU CoRE ¦ 1QU LoRE | Red Flag Warning - Small Fires | 2029 | 0 | 0 | 0 | 0 | 0.083606 | 0.039055 | 0.001695 | 0.042856 | 0.00043542 | 0.00043542 | 0.00043542 | 0.00043542 | 0.0012359 |  | 0 | 5.3814e-07 | 5.3814e-07 | 0 | 5.3814e-07 | 5.3814e-07 | 0 | 5.3814e-07 | 5.3814e-07 | 0 | 5.3814e-07 | Column30: 5.3814e-07 | [29 empty] | 7.3.2.1.3 Advanced weather monitoring and weather stations Weather StationsWLDFRElectric Reliability | WLDFR | HFTD - Distribution - Tier 3 - 3QU CoRE ¦ 4QU LoRE | Red Flag Warning - Small Fires | 2027 | Electric Reliability | 0.03759 | 208.0009 | 2027 | Mitigation | 0.011149 | 10 | 0 | esc | 0.011149 | 0.00041909 | 0.011149 | 0.00041909 | 0.011149 | 0.00041909 | 0.011149 | 0.00041909
[79 empty] | WLDFR | HFTD - Distribution - Tier 3 - 3QU CoRE ¦ 1QU LoRE | Red Flag Warning - Small Fires | 2030 | 0 | 0 | 0 | 0 | 0.083606 | 0.039055 | 0.001695 | 0.042856 | 0 | 0.00043542 | 0.00043542 | 0.00043542 | 0.0012359 |  | 0 | 0 | 0 | 0 | 5.3814e-07 | 5.3814e-07 | 0 | 5.3814e-07 | 5.3814e-07 | 0 | 5.3814e-07 | Column30: 5.3814e-07 | [29 empty] | 7.3.2.1.3 Advanced weather monitoring and weather stations Weather StationsWLDFRElectric Reliability | WLDFR | HFTD - Distribution - Tier 3 - 3QU CoRE ¦ 4QU LoRE | Red Flag Warning - Small Fires | 2028 | Electric Reliability | 0.039055 | 208.0009 | 2028 | Mitigation | 0.011149 | 10 | 0 | esc | 0.011149 | 0.00043542 | 0.011149 | 0.00043542 | 0.011149 | 0.00043542 | 0.011149 | 0.00043542
[79 empty] | WLDFR | HFTD - Distribution - Tier 3 - 3QU CoRE ¦ 1QU LoRE | Red Flag Warning - Small Fires | 2031 | 0 | 0 | 0 | 0 | 0.083606 | 0.039055 | 0.001695 | 0.042856 | 0 | 0 | 0.00043542 | 0.00043542 | 0.0012359 |  | 0 | 0 | 0 | 0 | 0 | 0 | 0 | 5.3814e-07 | 5.3814e-07 | 0 | 5.3814e-07 | Column30: 5.3814e-07 | [29 empty] | 7.3.2.1.3 Advanced weather monitoring and weather stations Weather StationsWLDFRElectric Reliability | WLDFR | HFTD - Distribution - Tier 3 - 3QU CoRE ¦ 4QU LoRE | Red Flag Warning - Small Fires | 2029 | Electric Reliability | 0.039055 | 208.0009 | 2029 | Mitigation | 0.011149 | 10 | 0 | esc | 0.011149 | 0.00043542 | 0.011149 | 0.00043542 | 0.011149 | 0.00043542 | 0.011149 | 0.00043542
[79 empty] | WLDFR | HFTD - Distribution - Tier 3 - 3QU CoRE ¦ 1QU LoRE | Red Flag Warning - Small Fires | 2032 | 0 | 0 | 0 | 0 | 0.083606 | 0.039055 | 0.001695 | 0.042856 | 0 | 0 | 0 | 0.00043542 | 0.0012359 |  | 0 | 0 | 0 | 0 | 0 | 0 | 0 | 0 | 0 | 0 | 5.3814e-07 | Column30: 5.3814e-07 | [29 empty] | 7.3.2.1.3 Advanced weather monitoring and weather stations Weather StationsWLDFRElectric Reliability | WLDFR | HFTD - Distribution - Tier 3 - 3QU CoRE ¦ 4QU LoRE | Red Flag Warning - Small Fires | 2030 | Electric Reliability | 0.039055 | 208.0009 | 2030 | Mitigation | 0.011149 | 10 | 0 | esc | 0 | 0 | 0.011149 | 0.00043542 | 0.011149 | 0.00043542 | 0.011149 | 0.00043542
[79 empty] | WLDFR | HFTD - Distribution - Tier 3 - 3QU CoRE ¦ 1QU LoRE | Seismic - Non-Red Flag Warning - Catastrophic Fires | 2020 | 0 | 0 | 0 | 0 | 21083.8428 | 409.2237 | 13469.0878 | 7205.5313 | 4.5624 | 0 | 0 | 0 | 2.6321e-10 |  | 0 | 1.2009e-09 | 1.2009e-09 | 0 | 0 | 0 | 0 | 0 | 0 | 0 | 0 | Column30: 0 | [29 empty] | 7.3.2.1.3 Advanced weather monitoring and weather stations Weather StationsWLDFRElectric Reliability | WLDFR | HFTD - Distribution - Tier 3 - 3QU CoRE ¦ 4QU LoRE | Red Flag Warning - Small Fires | 2031 | Electric Reliability | 0.039055 | 208.0009 | 2031 | Mitigation | 0.011149 | 10 | 0 | esc | 0 | 0 | 0 | 0 | 0.011149 | 0.00043542 | 0.011149 | 0.00043542
[79 empty] | WLDFR | HFTD - Distribution - Tier 3 - 3QU CoRE ¦ 1QU LoRE | Seismic - Non-Red Flag Warning - Catastrophic Fires | 2021 | 0 | 0 | 0 | 0 | 21083.8428 | 409.2237 | 13469.0878 | 7205.5313 | 4.5624 | 4.5624 | 0 | 0 | 2.6321e-10 |  | 0 | 1.2009e-09 | 1.2009e-09 | 0 | 1.2009e-09 | 1.2009e-09 | 0 | 0 | 0 | 0 | 0 | Column30: 0 | [29 empty] | 7.3.2.1.3 Advanced weather monitoring and weather stations Weather StationsWLDFRElectric Reliability | WLDFR | HFTD - Distribution - Tier 3 - 3QU CoRE ¦ 4QU LoRE | Red Flag Warning - Small Fires | 2032 | Electric Reliability | 0.039055 | 208.0009 | 2032 | Mitigation | 0.011149 | 10 | 0 | esc | 0 | 0 | 0 | 0 | 0 | 0 | 0.011149 | 0.00043542
[79 empty] | WLDFR | HFTD - Distribution - Tier 3 - 3QU CoRE ¦ 1QU LoRE | Seismic - Non-Red Flag Warning - Catastrophic Fires | 2022 | 0 | 0 | 0 | 0 | 21083.8428 | 409.2237 | 13469.0878 | 7205.5313 | 4.5624 | 4.5624 | 4.5624 | 0 | 2.6321e-10 |  | 0 | 1.2009e-09 | 1.2009e-09 | 0 | 1.2009e-09 | 1.2009e-09 | 0 | 1.2009e-09 | 1.2009e-09 | 0 | 0 | Column30: 0 | [29 empty] | 7.3.2.1.3 Advanced weather monitoring and weather stations Weather StationsWLDFRElectric Reliability | WLDFR | HFTD - Distribution - Tier 3 - 3QU CoRE ¦ 4QU LoRE | Seismic - Non-Red Flag Warning - Catastrophic Fires | 2021 | Electric Reliability | 409.2237 | 208.0009 | 2021 | Mitigation | 0.011149 | 10 | 0 | esc | 0.011149 | 4.5624 | 0.011149 | 4.5624 | 0 | 0 | 0 | 0
[79 empty] | WLDFR | HFTD - Distribution - Tier 3 - 3QU CoRE ¦ 1QU LoRE | Seismic - Non-Red Flag Warning - Catastrophic Fires | 2023 | 0 | 0 | 0 | 0 | 21835.9781 | 428.6023 | 13939.561 | 7467.8148 | 4.7784 | 4.7784 | 4.7784 | 4.7784 | 2.6321e-10 |  | 0 | 1.2577e-09 | 1.2577e-09 | 0 | 1.2577e-09 | 1.2577e-09 | 0 | 1.2577e-09 | 1.2577e-09 | 0 | 1.2577e-09 | Column30: 1.2577e-09 | [29 empty] | 7.3.2.1.3 Advanced weather monitoring and weather stations Weather StationsWLDFRElectric Reliability | WLDFR | HFTD - Distribution - Tier 3 - 3QU CoRE ¦ 4QU LoRE | Seismic - Non-Red Flag Warning - Catastrophic Fires | 2022 | Electric Reliability | 409.2237 | 208.0009 | 2022 | Mitigation | 0.011149 | 10 | 0 | esc | 0.011149 | 4.5624 | 0.011149 | 4.5624 | 0.011149 | 4.5624 | 0 | 0
[79 empty] | WLDFR | HFTD - Distribution - Tier 3 - 3QU CoRE ¦ 1QU LoRE | Seismic - Non-Red Flag Warning - Catastrophic Fires | 2024 | 0 | 0 | 0 | 0 | 21835.9781 | 428.6023 | 13939.561 | 7467.8148 | 4.7784 | 4.7784 | 4.7784 | 4.7784 | 2.6321e-10 |  | 0 | 1.2577e-09 | 1.2577e-09 | 0 | 1.2577e-09 | 1.2577e-09 | 0 | 1.2577e-09 | 1.2577e-09 | 0 | 1.2577e-09 | Column30: 1.2577e-09 | [29 empty] | 7.3.2.1.3 Advanced weather monitoring and weather stations Weather StationsWLDFRElectric Reliability | WLDFR | HFTD - Distribution - Tier 3 - 3QU CoRE ¦ 4QU LoRE | Seismic - Non-Red Flag Warning - Catastrophic Fires | 2023 | Electric Reliability | 428.6023 | 208.0009 | 2023 | Mitigation | 0.011149 | 10 | 0 | esc | 0.011149 | 4.7784 | 0.011149 | 4.7784 | 0.011149 | 4.7784 | 0.011149 | 4.7784
[79 empty] | WLDFR | HFTD - Distribution - Tier 3 - 3QU CoRE ¦ 1QU LoRE | Seismic - Non-Red Flag Warning - Catastrophic Fires | 2025 | 0 | 0 | 0 | 0 | 21835.9781 | 428.6023 | 13939.561 | 7467.8148 | 4.7784 | 4.7784 | 4.7784 | 4.7784 | 2.6321e-10 |  | 0 | 1.2577e-09 | 1.2577e-09 | 0 | 1.2577e-09 | 1.2577e-09 | 0 | 1.2577e-09 | 1.2577e-09 | 0 | 1.2577e-09 | Column30: 1.2577e-09 | [29 empty] | 7.3.2.1.3 Advanced weather monitoring and weather stations Weather StationsWLDFRElectric Reliability | WLDFR | HFTD - Distribution - Tier 3 - 3QU CoRE ¦ 4QU LoRE | Seismic - Non-Red Flag Warning - Catastrophic Fires | 2024 | Electric Reliability | 428.6023 | 208.0009 | 2024 | Mitigation | 0.011149 | 10 | 0 | esc | 0.011149 | 4.7784 | 0.011149 | 4.7784 | 0.011149 | 4.7784 | 0.011149 | 4.7784
[79 empty] | WLDFR | HFTD - Distribution - Tier 3 - 3QU CoRE ¦ 1QU LoRE | Seismic - Non-Red Flag Warning - Catastrophic Fires | 2026 | 0 | 0 | 0 | 0 | 21835.9781 | 428.6023 | 13939.561 | 7467.8148 | 4.7784 | 4.7784 | 4.7784 | 4.7784 | 2.6321e-10 |  | 0 | 1.2577e-09 | 1.2577e-09 | 0 | 1.2577e-09 | 1.2577e-09 | 0 | 1.2577e-09 | 1.2577e-09 | 0 | 1.2577e-09 | Column30: 1.2577e-09 | [29 empty] | 7.3.2.1.3 Advanced weather monitoring and weather stations Weather StationsWLDFRElectric Reliability | WLDFR | HFTD - Distribution - Tier 3 - 3QU CoRE ¦ 4QU LoRE | Seismic - Non-Red Flag Warning - Catastrophic Fires | 2025 | Electric Reliability | 428.6023 | 208.0009 | 2025 | Mitigation | 0.011149 | 10 | 0 | esc | 0.011149 | 4.7784 | 0.011149 | 4.7784 | 0.011149 | 4.7784 | 0.011149 | 4.7784
[79 empty] | WLDFR | HFTD - Distribution - Tier 3 - 3QU CoRE ¦ 1QU LoRE | Seismic - Non-Red Flag Warning - Catastrophic Fires | 2027 | 0 | 0 | 0 | 0 | 21835.9781 | 428.6023 | 13939.561 | 7467.8148 | 4.7784 | 4.7784 | 4.7784 | 4.7784 | 2.6321e-10 |  | 0 | 1.2577e-09 | 1.2577e-09 | 0 | 1.2577e-09 | 1.2577e-09 | 0 | 1.2577e-09 | 1.2577e-09 | 0 | 1.2577e-09 | Column30: 1.2577e-09 | [29 empty] | 7.3.2.1.3 Advanced weather monitoring and weather stations Weather StationsWLDFRElectric Reliability | WLDFR | HFTD - Distribution - Tier 3 - 3QU CoRE ¦ 4QU LoRE | Seismic - Non-Red Flag Warning - Catastrophic Fires | 2026 | Electric Reliability | 428.6023 | 208.0009 | 2026 | Mitigation | 0.011149 | 10 | 0 | esc | 0.011149 | 4.7784 | 0.011149 | 4.7784 | 0.011149 | 4.7784 | 0.011149 | 4.7784
[79 empty] | WLDFR | HFTD - Distribution - Tier 3 - 3QU CoRE ¦ 1QU LoRE | Seismic - Non-Red Flag Warning - Catastrophic Fires | 2028 | 0 | 0 | 0 | 0 | 22783.187 | 453.261 | 14531.3357 | 7798.5904 | 5.0533 | 5.0533 | 5.0533 | 5.0533 | 2.6321e-10 |  | 0 | 1.3301e-09 | 1.3301e-09 | 0 | 1.3301e-09 | 1.3301e-09 | 0 | 1.3301e-09 | 1.3301e-09 | 0 | 1.3301e-09 | Column30: 1.3301e-09 | [29 empty] | 7.3.2.1.3 Advanced weather monitoring and weather stations Weather StationsWLDFRElectric Reliability | WLDFR | HFTD - Distribution - Tier 3 - 3QU CoRE ¦ 4QU LoRE | Seismic - Non-Red Flag Warning - Catastrophic Fires | 2027 | Electric Reliability | 428.6023 | 208.0009 | 2027 | Mitigation | 0.011149 | 10 | 0 | esc | 0.011149 | 4.7784 | 0.011149 | 4.7784 | 0.011149 | 4.7784 | 0.011149 | 4.7784
[79 empty] | WLDFR | HFTD - Distribution - Tier 3 - 3QU CoRE ¦ 1QU LoRE | Seismic - Non-Red Flag Warning - Catastrophic Fires | 2029 | 0 | 0 | 0 | 0 | 22783.187 | 453.261 | 14531.3357 | 7798.5904 | 5.0533 | 5.0533 | 5.0533 | 5.0533 | 2.6321e-10 |  | 0 | 1.3301e-09 | 1.3301e-09 | 0 | 1.3301e-09 | 1.3301e-09 | 0 | 1.3301e-09 | 1.3301e-09 | 0 | 1.3301e-09 | Column30: 1.3301e-09 | [29 empty] | 7.3.2.1.3 Advanced weather monitoring and weather stations Weather StationsWLDFRElectric Reliability | WLDFR | HFTD - Distribution - Tier 3 - 3QU CoRE ¦ 4QU LoRE | Seismic - Non-Red Flag Warning - Catastrophic Fires | 2028 | Electric Reliability | 453.261 | 208.0009 | 2028 | Mitigation | 0.011149 | 10 | 0 | esc | 0.011149 | 5.0533 | 0.011149 | 5.0533 | 0.011149 | 5.0533 | 0.011149 | 5.0533
[79 empty] | WLDFR | HFTD - Distribution - Tier 3 - 3QU CoRE ¦ 1QU LoRE | Seismic - Non-Red Flag Warning - Catastrophic Fires | 2030 | 0 | 0 | 0 | 0 | 22783.187 | 453.261 | 14531.3357 | 7798.5904 | 0 | 5.0533 | 5.0533 | 5.0533 | 2.6321e-10 |  | 0 | 0 | 0 | 0 | 1.3301e-09 | 1.3301e-09 | 0 | 1.3301e-09 | 1.3301e-09 | 0 | 1.3301e-09 | Column30: 1.3301e-09 | [29 empty] | 7.3.2.1.3 Advanced weather monitoring and weather stations Weather StationsWLDFRElectric Reliability | WLDFR | HFTD - Distribution - Tier 3 - 3QU CoRE ¦ 4QU LoRE | Seismic - Non-Red Flag Warning - Catastrophic Fires | 2029 | Electric Reliability | 453.261 | 208.0009 | 2029 | Mitigation | 0.011149 | 10 | 0 | esc | 0.011149 | 5.0533 | 0.011149 | 5.0533 | 0.011149 | 5.0533 | 0.011149 | 5.0533
[79 empty] | WLDFR | HFTD - Distribution - Tier 3 - 3QU CoRE ¦ 1QU LoRE | Seismic - Non-Red Flag Warning - Catastrophic Fires | 2031 | 0 | 0 | 0 | 0 | 22783.187 | 453.261 | 14531.3357 | 7798.5904 | 0 | 0 | 5.0533 | 5.0533 | 2.6321e-10 |  | 0 | 0 | 0 | 0 | 0 | 0 | 0 | 1.3301e-09 | 1.3301e-09 | 0 | 1.3301e-09 | Column30: 1.3301e-09 | [29 empty] | 7.3.2.1.3 Advanced weather monitoring and weather stations Weather StationsWLDFRElectric Reliability | WLDFR | HFTD - Distribution - Tier 3 - 3QU CoRE ¦ 4QU LoRE | Seismic - Non-Red Flag Warning - Catastrophic Fires | 2030 | Electric Reliability | 453.261 | 208.0009 | 2030 | Mitigation | 0.011149 | 10 | 0 | esc | 0 | 0 | 0.011149 | 5.0533 | 0.011149 | 5.0533 | 0.011149 | 5.0533
[79 empty] | WLDFR | HFTD - Distribution - Tier 3 - 3QU CoRE ¦ 1QU LoRE | Seismic - Non-Red Flag Warning - Catastrophic Fires | 2032 | 0 | 0 | 0 | 0 | 22783.187 | 453.261 | 14531.3357 | 7798.5904 | 0 | 0 | 0 | 5.0533 | 2.6321e-10 |  | 0 | 0 | 0 | 0 | 0 | 0 | 0 | 0 | 0 | 0 | 1.3301e-09 | Column30: 1.3301e-09 | [29 empty] | 7.3.2.1.3 Advanced weather monitoring and weather stations Weather StationsWLDFRElectric Reliability | WLDFR | HFTD - Distribution - Tier 3 - 3QU CoRE ¦ 4QU LoRE | Seismic - Non-Red Flag Warning - Catastrophic Fires | 2031 | Electric Reliability | 453.261 | 208.0009 | 2031 | Mitigation | 0.011149 | 10 | 0 | esc | 0 | 0 | 0 | 0 | 0.011149 | 5.0533 | 0.011149 | 5.0533
[79 empty] | WLDFR | HFTD - Distribution - Tier 3 - 3QU CoRE ¦ 1QU LoRE | Seismic - Red Flag Warning - Catastrophic Fires | 2020 | 0 | 0 | 0 | 0 | 21083.8428 | 409.2237 | 13469.0878 | 7205.5313 | 4.5624 | 0 | 0 | 0 | 1.1352e-08 |  | 0 | 5.1792e-08 | 5.1792e-08 | 0 | 0 | 0 | 0 | 0 | 0 | 0 | 0 | Column30: 0 | [29 empty] | 7.3.2.1.3 Advanced weather monitoring and weather stations Weather StationsWLDFRElectric Reliability | WLDFR | HFTD - Distribution - Tier 3 - 3QU CoRE ¦ 4QU LoRE | Seismic - Non-Red Flag Warning - Catastrophic Fires | 2032 | Electric Reliability | 453.261 | 208.0009 | 2032 | Mitigation | 0.011149 | 10 | 0 | esc | 0 | 0 | 0 | 0 | 0 | 0 | 0.011149 | 5.0533
[79 empty] | WLDFR | HFTD - Distribution - Tier 3 - 3QU CoRE ¦ 1QU LoRE | Seismic - Red Flag Warning - Catastrophic Fires | 2021 | 0 | 0 | 0 | 0 | 21083.8428 | 409.2237 | 13469.0878 | 7205.5313 | 4.5624 | 4.5624 | 0 | 0 | 1.1352e-08 |  | 0 | 5.1792e-08 | 5.1792e-08 | 0 | 5.1792e-08 | 5.1792e-08 | 0 | 0 | 0 | 0 | 0 | Column30: 0 | [29 empty] | 7.3.2.1.3 Advanced weather monitoring and weather stations Weather StationsWLDFRElectric Reliability | WLDFR | HFTD - Distribution - Tier 3 - 3QU CoRE ¦ 4QU LoRE | Seismic - Red Flag Warning - Catastrophic Fires | 2021 | Electric Reliability | 409.2237 | 208.0009 | 2021 | Mitigation | 0.011149 | 10 | 0 | esc | 0.011149 | 4.5624 | 0.011149 | 4.5624 | 0 | 0 | 0 | 0
[79 empty] | WLDFR | HFTD - Distribution - Tier 3 - 3QU CoRE ¦ 1QU LoRE | Seismic - Red Flag Warning - Catastrophic Fires | 2022 | 0 | 0 | 0 | 0 | 21083.8428 | 409.2237 | 13469.0878 | 7205.5313 | 4.5624 | 4.5624 | 4.5624 | 0 | 1.1352e-08 |  | 0 | 5.1792e-08 | 5.1792e-08 | 0 | 5.1792e-08 | 5.1792e-08 | 0 | 5.1792e-08 | 5.1792e-08 | 0 | 0 | Column30: 0 | [29 empty] | 7.3.2.1.3 Advanced weather monitoring and weather stations Weather StationsWLDFRElectric Reliability | WLDFR | HFTD - Distribution - Tier 3 - 3QU CoRE ¦ 4QU LoRE | Seismic - Red Flag Warning - Catastrophic Fires | 2022 | Electric Reliability | 409.2237 | 208.0009 | 2022 | Mitigation | 0.011149 | 10 | 0 | esc | 0.011149 | 4.5624 | 0.011149 | 4.5624 | 0.011149 | 4.5624 | 0 | 0
[79 empty] | WLDFR | HFTD - Distribution - Tier 3 - 3QU CoRE ¦ 1QU LoRE | Seismic - Red Flag Warning - Catastrophic Fires | 2023 | 0 | 0 | 0 | 0 | 21835.9781 | 428.6023 | 13939.561 | 7467.8148 | 4.7784 | 4.7784 | 4.7784 | 4.7784 | 1.1352e-08 |  | 0 | 5.4245e-08 | 5.4245e-08 | 0 | 5.4245e-08 | 5.4245e-08 | 0 | 5.4245e-08 | 5.4245e-08 | 0 | 5.4245e-08 | Column30: 5.4245e-08 | [29 empty] | 7.3.2.1.3 Advanced weather monitoring and weather stations Weather StationsWLDFRElectric Reliability | WLDFR | HFTD - Distribution - Tier 3 - 3QU CoRE ¦ 4QU LoRE | Seismic - Red Flag Warning - Catastrophic Fires | 2023 | Electric Reliability | 428.6023 | 208.0009 | 2023 | Mitigation | 0.011149 | 10 | 0 | esc | 0.011149 | 4.7784 | 0.011149 | 4.7784 | 0.011149 | 4.7784 | 0.011149 | 4.7784
[79 empty] | WLDFR | HFTD - Distribution - Tier 3 - 3QU CoRE ¦ 1QU LoRE | Seismic - Red Flag Warning - Catastrophic Fires | 2024 | 0 | 0 | 0 | 0 | 21835.9781 | 428.6023 | 13939.561 | 7467.8148 | 4.7784 | 4.7784 | 4.7784 | 4.7784 | 1.1352e-08 |  | 0 | 5.4245e-08 | 5.4245e-08 | 0 | 5.4245e-08 | 5.4245e-08 | 0 | 5.4245e-08 | 5.4245e-08 | 0 | 5.4245e-08 | Column30: 5.4245e-08 | [29 empty] | 7.3.2.1.3 Advanced weather monitoring and weather stations Weather StationsWLDFRElectric Reliability | WLDFR | HFTD - Distribution - Tier 3 - 3QU CoRE ¦ 4QU LoRE | Seismic - Red Flag Warning - Catastrophic Fires | 2024 | Electric Reliability | 428.6023 | 208.0009 | 2024 | Mitigation | 0.011149 | 10 | 0 | esc | 0.011149 | 4.7784 | 0.011149 | 4.7784 | 0.011149 | 4.7784 | 0.011149 | 4.7784
[79 empty] | WLDFR | HFTD - Distribution - Tier 3 - 3QU CoRE ¦ 1QU LoRE | Seismic - Red Flag Warning - Catastrophic Fires | 2025 | 0 | 0 | 0 | 0 | 21835.9781 | 428.6023 | 13939.561 | 7467.8148 | 4.7784 | 4.7784 | 4.7784 | 4.7784 | 1.1352e-08 |  | 0 | 5.4245e-08 | 5.4245e-08 | 0 | 5.4245e-08 | 5.4245e-08 | 0 | 5.4245e-08 | 5.4245e-08 | 0 | 5.4245e-08 | Column30: 5.4245e-08 | [29 empty] | 7.3.2.1.3 Advanced weather monitoring and weather stations Weather StationsWLDFRElectric Reliability | WLDFR | HFTD - Distribution - Tier 3 - 3QU CoRE ¦ 4QU LoRE | Seismic - Red Flag Warning - Catastrophic Fires | 2025 | Electric Reliability | 428.6023 | 208.0009 | 2025 | Mitigation | 0.011149 | 10 | 0 | esc | 0.011149 | 4.7784 | 0.011149 | 4.7784 | 0.011149 | 4.7784 | 0.011149 | 4.7784
[79 empty] | WLDFR | HFTD - Distribution - Tier 3 - 3QU CoRE ¦ 1QU LoRE | Seismic - Red Flag Warning - Catastrophic Fires | 2026 | 0 | 0 | 0 | 0 | 21835.9781 | 428.6023 | 13939.561 | 7467.8148 | 4.7784 | 4.7784 | 4.7784 | 4.7784 | 1.1352e-08 |  | 0 | 5.4245e-08 | 5.4245e-08 | 0 | 5.4245e-08 | 5.4245e-08 | 0 | 5.4245e-08 | 5.4245e-08 | 0 | 5.4245e-08 | Column30: 5.4245e-08 | [29 empty] | 7.3.2.1.3 Advanced weather monitoring and weather stations Weather StationsWLDFRElectric Reliability | WLDFR | HFTD - Distribution - Tier 3 - 3QU CoRE ¦ 4QU LoRE | Seismic - Red Flag Warning - Catastrophic Fires | 2026 | Electric Reliability | 428.6023 | 208.0009 | 2026 | Mitigation | 0.011149 | 10 | 0 | esc | 0.011149 | 4.7784 | 0.011149 | 4.7784 | 0.011149 | 4.7784 | 0.011149 | 4.7784
[79 empty] | WLDFR | HFTD - Distribution - Tier 3 - 3QU CoRE ¦ 1QU LoRE | Seismic - Red Flag Warning - Catastrophic Fires | 2027 | 0 | 0 | 0 | 0 | 21835.9781 | 428.6023 | 13939.561 | 7467.8148 | 4.7784 | 4.7784 | 4.7784 | 4.7784 | 1.1352e-08 |  | 0 | 5.4245e-08 | 5.4245e-08 | 0 | 5.4245e-08 | 5.4245e-08 | 0 | 5.4245e-08 | 5.4245e-08 | 0 | 5.4245e-08 | Column30: 5.4245e-08 | [29 empty] | 7.3.2.1.3 Advanced weather monitoring and weather stations Weather StationsWLDFRElectric Reliability | WLDFR | HFTD - Distribution - Tier 3 - 3QU CoRE ¦ 4QU LoRE | Seismic - Red Flag Warning - Catastrophic Fires | 2027 | Electric Reliability | 428.6023 | 208.0009 | 2027 | Mitigation | 0.011149 | 10 | 0 | esc | 0.011149 | 4.7784 | 0.011149 | 4.7784 | 0.011149 | 4.7784 | 0.011149 | 4.7784
[79 empty] | WLDFR | HFTD - Distribution - Tier 3 - 3QU CoRE ¦ 1QU LoRE | Seismic - Red Flag Warning - Catastrophic Fires | 2028 | 0 | 0 | 0 | 0 | 22783.187 | 453.261 | 14531.3357 | 7798.5904 | 5.0533 | 5.0533 | 5.0533 | 5.0533 | 1.1352e-08 |  | 0 | 5.7365e-08 | 5.7365e-08 | 0 | 5.7365e-08 | 5.7365e-08 | 0 | 5.7365e-08 | 5.7365e-08 | 0 | 5.7365e-08 | Column30: 5.7365e-08 | [29 empty] | 7.3.2.1.3 Advanced weather monitoring and weather stations Weather StationsWLDFRElectric Reliability | WLDFR | HFTD - Distribution - Tier 3 - 3QU CoRE ¦ 4QU LoRE | Seismic - Red Flag Warning - Catastrophic Fires | 2028 | Electric Reliability | 453.261 | 208.0009 | 2028 | Mitigation | 0.011149 | 10 | 0 | esc | 0.011149 | 5.0533 | 0.011149 | 5.0533 | 0.011149 | 5.0533 | 0.011149 | 5.0533
[79 empty] | WLDFR | HFTD - Distribution - Tier 3 - 3QU CoRE ¦ 1QU LoRE | Seismic - Red Flag Warning - Catastrophic Fires | 2029 | 0 | 0 | 0 | 0 | 22783.187 | 453.261 | 14531.3357 | 7798.5904 | 5.0533 | 5.0533 | 5.0533 | 5.0533 | 1.1352e-08 |  | 0 | 5.7365e-08 | 5.7365e-08 | 0 | 5.7365e-08 | 5.7365e-08 | 0 | 5.7365e-08 | 5.7365e-08 | 0 | 5.7365e-08 | Column30: 5.7365e-08 | [29 empty] | 7.3.2.1.3 Advanced weather monitoring and weather stations Weather StationsWLDFRElectric Reliability | WLDFR | HFTD - Distribution - Tier 3 - 3QU CoRE ¦ 4QU LoRE | Seismic - Red Flag Warning - Catastrophic Fires | 2029 | Electric Reliability | 453.261 | 208.0009 | 2029 | Mitigation | 0.011149 | 10 | 0 | esc | 0.011149 | 5.0533 | 0.011149 | 5.0533 | 0.011149 | 5.0533 | 0.011149 | 5.0533
[79 empty] | WLDFR | HFTD - Distribution - Tier 3 - 3QU CoRE ¦ 1QU LoRE | Seismic - Red Flag Warning - Catastrophic Fires | 2030 | 0 | 0 | 0 | 0 | 22783.187 | 453.261 | 14531.3357 | 7798.5904 | 0 | 5.0533 | 5.0533 | 5.0533 | 1.1352e-08 |  | 0 | 0 | 0 | 0 | 5.7365e-08 | 5.7365e-08 | 0 | 5.7365e-08 | 5.7365e-08 | 0 | 5.7365e-08 | Column30: 5.7365e-08 | [29 empty] | 7.3.2.1.3 Advanced weather monitoring and weather stations Weather StationsWLDFRElectric Reliability | WLDFR | HFTD - Distribution - Tier 3 - 3QU CoRE ¦ 4QU LoRE | Seismic - Red Flag Warning - Catastrophic Fires | 2030 | Electric Reliability | 453.261 | 208.0009 | 2030 | Mitigation | 0.011149 | 10 | 0 | esc | 0 | 0 | 0.011149 | 5.0533 | 0.011149 | 5.0533 | 0.011149 | 5.0533
[79 empty] | WLDFR | HFTD - Distribution - Tier 3 - 3QU CoRE ¦ 1QU LoRE | Seismic - Red Flag Warning - Catastrophic Fires | 2031 | 0 | 0 | 0 | 0 | 22783.187 | 453.261 | 14531.3357 | 7798.5904 | 0 | 0 | 5.0533 | 5.0533 | 1.1352e-08 |  | 0 | 0 | 0 | 0 | 0 | 0 | 0 | 5.7365e-08 | 5.7365e-08 | 0 | 5.7365e-08 | Column30: 5.7365e-08 | [29 empty] | 7.3.2.1.3 Advanced weather monitoring and weather stations Weather StationsWLDFRElectric Reliability | WLDFR | HFTD - Distribution - Tier 3 - 3QU CoRE ¦ 4QU LoRE | Seismic - Red Flag Warning - Catastrophic Fires | 2031 | Electric Reliability | 453.261 | 208.0009 | 2031 | Mitigation | 0.011149 | 10 | 0 | esc | 0 | 0 | 0 | 0 | 0.011149 | 5.0533 | 0.011149 | 5.0533
[79 empty] | WLDFR | HFTD - Distribution - Tier 3 - 3QU CoRE ¦ 1QU LoRE | Seismic - Red Flag Warning - Catastrophic Fires | 2032 | 0 | 0 | 0 | 0 | 22783.187 | 453.261 | 14531.3357 | 7798.5904 | 0 | 0 | 0 | 5.0533 | 1.1352e-08 |  | 0 | 0 | 0 | 0 | 0 | 0 | 0 | 0 | 0 | 0 | 5.7365e-08 | Column30: 5.7365e-08 | [29 empty] | 7.3.2.1.3 Advanced weather monitoring and weather stations Weather StationsWLDFRElectric Reliability | WLDFR | HFTD - Distribution - Tier 3 - 3QU CoRE ¦ 4QU LoRE | Seismic - Red Flag Warning - Catastrophic Fires | 2032 | Electric Reliability | 453.261 | 208.0009 | 2032 | Mitigation | 0.011149 | 10 | 0 | esc | 0 | 0 | 0 | 0 | 0 | 0 | 0.011149 | 5.0533
[79 empty] | WLDFR | HFTD - Distribution - Tier 3 - 3QU CoRE ¦ 2QU LoRE | Non-Red Flag Warning - Catastrophic Fires | 2020 | 0 | 0 | 0 | 0 | 14146.1306 | 222.2294 | 8585.7228 | 5338.1784 | 2.4776 | 0 | 0 | 0 | 1.3373e-06 |  | 0 | 3.3132e-06 | 3.3132e-06 | 0 | 0 | 0 | 0 | 0 | 0 | 0 | 0 | Column30: 0 | [29 empty] | 7.3.2.1.3 Advanced weather monitoring and weather stations Weather StationsWLDFRElectric Reliability | WLDFR | HFTD - Distribution - Tier 3 - 3QU CoRE ¦ 5QU LoRE | Non-Red Flag Warning - Catastrophic Fires | 2021 | Electric Reliability | 222.2294 | 90.0882 | 2021 | Mitigation | 0.011149 | 10 | 0 | esc | 0.011149 | 2.4776 | 0.011149 | 2.4776 | 0 | 0 | 0 | 0
[79 empty] | WLDFR | HFTD - Distribution - Tier 3 - 3QU CoRE ¦ 2QU LoRE | Non-Red Flag Warning - Catastrophic Fires | 2021 | 0 | 0 | 0 | 0 | 14146.1306 | 222.2294 | 8585.7228 | 5338.1784 | 2.4776 | 2.4776 | 0 | 0 | 1.3373e-06 |  | 0 | 3.3132e-06 | 3.3132e-06 | 0 | 3.3132e-06 | 3.3132e-06 | 0 | 0 | 0 | 0 | 0 | Column30: 0 | [29 empty] | 7.3.2.1.3 Advanced weather monitoring and weather stations Weather StationsWLDFRElectric Reliability | WLDFR | HFTD - Distribution - Tier 3 - 3QU CoRE ¦ 5QU LoRE | Non-Red Flag Warning - Catastrophic Fires | 2022 | Electric Reliability | 222.2294 | 90.0882 | 2022 | Mitigation | 0.011149 | 10 | 0 | esc | 0.011149 | 2.4776 | 0.011149 | 2.4776 | 0.011149 | 2.4776 | 0 | 0
[79 empty] | WLDFR | HFTD - Distribution - Tier 3 - 3QU CoRE ¦ 2QU LoRE | Non-Red Flag Warning - Catastrophic Fires | 2022 | 0 | 0 | 0 | 0 | 14146.1306 | 222.2294 | 8585.7228 | 5338.1784 | 2.4776 | 2.4776 | 2.4776 | 0 | 1.3373e-06 |  | 0 | 3.3132e-06 | 3.3132e-06 | 0 | 3.3132e-06 | 3.3132e-06 | 0 | 3.3132e-06 | 3.3132e-06 | 0 | 0 | Column30: 0 | [29 empty] | 7.3.2.1.3 Advanced weather monitoring and weather stations Weather StationsWLDFRElectric Reliability | WLDFR | HFTD - Distribution - Tier 3 - 3QU CoRE ¦ 5QU LoRE | Non-Red Flag Warning - Catastrophic Fires | 2023 | Electric Reliability | 233.2301 | 90.0882 | 2023 | Mitigation | 0.011149 | 10 | 0 | esc | 0.011149 | 2.6002 | 0.011149 | 2.6002 | 0.011149 | 2.6002 | 0.011149 | 2.6002
[79 empty] | WLDFR | HFTD - Distribution - Tier 3 - 3QU CoRE ¦ 2QU LoRE | Non-Red Flag Warning - Catastrophic Fires | 2023 | 0 | 0 | 0 | 0 | 14664.6376 | 233.2301 | 8896.516 | 5534.8915 | 2.6002 | 2.6002 | 2.6002 | 2.6002 | 1.3373e-06 |  | 0 | 3.4772e-06 | 3.4772e-06 | 0 | 3.4772e-06 | 3.4772e-06 | 0 | 3.4772e-06 | 3.4772e-06 | 0 | 3.4772e-06 | Column30: 3.4772e-06 | [29 empty] | 7.3.2.1.3 Advanced weather monitoring and weather stations Weather StationsWLDFRElectric Reliability | WLDFR | HFTD - Distribution - Tier 3 - 3QU CoRE ¦ 5QU LoRE | Non-Red Flag Warning - Catastrophic Fires | 2024 | Electric Reliability | 233.2301 | 90.0882 | 2024 | Mitigation | 0.011149 | 10 | 0 | esc | 0.011149 | 2.6002 | 0.011149 | 2.6002 | 0.011149 | 2.6002 | 0.011149 | 2.6002
[79 empty] | WLDFR | HFTD - Distribution - Tier 3 - 3QU CoRE ¦ 2QU LoRE | Non-Red Flag Warning - Catastrophic Fires | 2024 | 0 | 0 | 0 | 0 | 14664.6376 | 233.2301 | 8896.516 | 5534.8915 | 2.6002 | 2.6002 | 2.6002 | 2.6002 | 1.3373e-06 |  | 0 | 3.4772e-06 | 3.4772e-06 | 0 | 3.4772e-06 | 3.4772e-06 | 0 | 3.4772e-06 | 3.4772e-06 | 0 | 3.4772e-06 | Column30: 3.4772e-06 | [29 empty] | 7.3.2.1.3 Advanced weather monitoring and weather stations Weather StationsWLDFRElectric Reliability | WLDFR | HFTD - Distribution - Tier 3 - 3QU CoRE ¦ 5QU LoRE | Non-Red Flag Warning - Catastrophic Fires | 2025 | Electric Reliability | 233.2301 | 90.0882 | 2025 | Mitigation | 0.011149 | 10 | 0 | esc | 0.011149 | 2.6002 | 0.011149 | 2.6002 | 0.011149 | 2.6002 | 0.011149 | 2.6002
[79 empty] | WLDFR | HFTD - Distribution - Tier 3 - 3QU CoRE ¦ 2QU LoRE | Non-Red Flag Warning - Catastrophic Fires | 2025 | 0 | 0 | 0 | 0 | 14664.6376 | 233.2301 | 8896.516 | 5534.8915 | 2.6002 | 2.6002 | 2.6002 | 2.6002 | 1.3373e-06 |  | 0 | 3.4772e-06 | 3.4772e-06 | 0 | 3.4772e-06 | 3.4772e-06 | 0 | 3.4772e-06 | 3.4772e-06 | 0 | 3.4772e-06 | Column30: 3.4772e-06 | [29 empty] | 7.3.2.1.3 Advanced weather monitoring and weather stations Weather StationsWLDFRElectric Reliability | WLDFR | HFTD - Distribution - Tier 3 - 3QU CoRE ¦ 5QU LoRE | Non-Red Flag Warning - Catastrophic Fires | 2026 | Electric Reliability | 233.2301 | 90.0882 | 2026 | Mitigation | 0.011149 | 10 | 0 | esc | 0.011149 | 2.6002 | 0.011149 | 2.6002 | 0.011149 | 2.6002 | 0.011149 | 2.6002
[79 empty] | WLDFR | HFTD - Distribution - Tier 3 - 3QU CoRE ¦ 2QU LoRE | Non-Red Flag Warning - Catastrophic Fires | 2026 | 0 | 0 | 0 | 0 | 14664.6376 | 233.2301 | 8896.516 | 5534.8915 | 2.6002 | 2.6002 | 2.6002 | 2.6002 | 1.3373e-06 |  | 0 | 3.4772e-06 | 3.4772e-06 | 0 | 3.4772e-06 | 3.4772e-06 | 0 | 3.4772e-06 | 3.4772e-06 | 0 | 3.4772e-06 | Column30: 3.4772e-06 | [29 empty] | 7.3.2.1.3 Advanced weather monitoring and weather stations Weather StationsWLDFRElectric Reliability | WLDFR | HFTD - Distribution - Tier 3 - 3QU CoRE ¦ 5QU LoRE | Non-Red Flag Warning - Catastrophic Fires | 2027 | Electric Reliability | 233.2301 | 90.0882 | 2027 | Mitigation | 0.011149 | 10 | 0 | esc | 0.011149 | 2.6002 | 0.011149 | 2.6002 | 0.011149 | 2.6002 | 0.011149 | 2.6002
[79 empty] | WLDFR | HFTD - Distribution - Tier 3 - 3QU CoRE ¦ 2QU LoRE | Non-Red Flag Warning - Catastrophic Fires | 2027 | 0 | 0 | 0 | 0 | 14664.6376 | 233.2301 | 8896.516 | 5534.8915 | 2.6002 | 2.6002 | 2.6002 | 2.6002 | 1.3373e-06 |  | 0 | 3.4772e-06 | 3.4772e-06 | 0 | 3.4772e-06 | 3.4772e-06 | 0 | 3.4772e-06 | 3.4772e-06 | 0 | 3.4772e-06 | Column30: 3.4772e-06 | [29 empty] | 7.3.2.1.3 Advanced weather monitoring and weather stations Weather StationsWLDFRElectric Reliability | WLDFR | HFTD - Distribution - Tier 3 - 3QU CoRE ¦ 5QU LoRE | Non-Red Flag Warning - Catastrophic Fires | 2028 | Electric Reliability | 247.273 | 90.0882 | 2028 | Mitigation | 0.011149 | 10 | 0 | esc | 0.011149 | 2.7568 | 0.011149 | 2.7568 | 0.011149 | 2.7568 | 0.011149 | 2.7568
[79 empty] | WLDFR | HFTD - Distribution - Tier 3 - 3QU CoRE ¦ 2QU LoRE | Non-Red Flag Warning - Catastrophic Fires | 2028 | 0 | 0 | 0 | 0 | 15317.9909 | 247.273 | 9287.6491 | 5783.0689 | 2.7568 | 2.7568 | 2.7568 | 2.7568 | 1.3373e-06 |  | 0 | 3.6866e-06 | 3.6866e-06 | 0 | 3.6866e-06 | 3.6866e-06 | 0 | 3.6866e-06 | 3.6866e-06 | 0 | 3.6866e-06 | Column30: 3.6866e-06 | [29 empty] | 7.3.2.1.3 Advanced weather monitoring and weather stations Weather StationsWLDFRElectric Reliability | WLDFR | HFTD - Distribution - Tier 3 - 3QU CoRE ¦ 5QU LoRE | Non-Red Flag Warning - Catastrophic Fires | 2029 | Electric Reliability | 247.273 | 90.0882 | 2029 | Mitigation | 0.011149 | 10 | 0 | esc | 0.011149 | 2.7568 | 0.011149 | 2.7568 | 0.011149 | 2.7568 | 0.011149 | 2.7568
[79 empty] | WLDFR | HFTD - Distribution - Tier 3 - 3QU CoRE ¦ 2QU LoRE | Non-Red Flag Warning - Catastrophic Fires | 2029 | 0 | 0 | 0 | 0 | 15317.9909 | 247.273 | 9287.6491 | 5783.0689 | 2.7568 | 2.7568 | 2.7568 | 2.7568 | 1.3373e-06 |  | 0 | 3.6866e-06 | 3.6866e-06 | 0 | 3.6866e-06 | 3.6866e-06 | 0 | 3.6866e-06 | 3.6866e-06 | 0 | 3.6866e-06 | Column30: 3.6866e-06 | [29 empty] | 7.3.2.1.3 Advanced weather monitoring and weather stations Weather StationsWLDFRElectric Reliability | WLDFR | HFTD - Distribution - Tier 3 - 3QU CoRE ¦ 5QU LoRE | Non-Red Flag Warning - Catastrophic Fires | 2030 | Electric Reliability | 247.273 | 90.0882 | 2030 | Mitigation | 0.011149 | 10 | 0 | esc | 0 | 0 | 0.011149 | 2.7568 | 0.011149 | 2.7568 | 0.011149 | 2.7568
[79 empty] | WLDFR | HFTD - Distribution - Tier 3 - 3QU CoRE ¦ 2QU LoRE | Non-Red Flag Warning - Catastrophic Fires | 2030 | 0 | 0 | 0 | 0 | 15317.9909 | 247.273 | 9287.6491 | 5783.0689 | 0 | 2.7568 | 2.7568 | 2.7568 | 1.3373e-06 |  | 0 | 0 | 0 | 0 | 3.6866e-06 | 3.6866e-06 | 0 | 3.6866e-06 | 3.6866e-06 | 0 | 3.6866e-06 | Column30: 3.6866e-06 | [29 empty] | 7.3.2.1.3 Advanced weather monitoring and weather stations Weather StationsWLDFRElectric Reliability | WLDFR | HFTD - Distribution - Tier 3 - 3QU CoRE ¦ 5QU LoRE | Non-Red Flag Warning - Catastrophic Fires | 2031 | Electric Reliability | 247.273 | 90.0882 | 2031 | Mitigation | 0.011149 | 10 | 0 | esc | 0 | 0 | 0 | 0 | 0.011149 | 2.7568 | 0.011149 | 2.7568
[79 empty] | WLDFR | HFTD - Distribution - Tier 3 - 3QU CoRE ¦ 2QU LoRE | Non-Red Flag Warning - Catastrophic Fires | 2031 | 0 | 0 | 0 | 0 | 15317.9909 | 247.273 | 9287.6491 | 5783.0689 | 0 | 0 | 2.7568 | 2.7568 | 1.3373e-06 |  | 0 | 0 | 0 | 0 | 0 | 0 | 0 | 3.6866e-06 | 3.6866e-06 | 0 | 3.6866e-06 | Column30: 3.6866e-06 | [29 empty] | 7.3.2.1.3 Advanced weather monitoring and weather stations Weather StationsWLDFRElectric Reliability | WLDFR | HFTD - Distribution - Tier 3 - 3QU CoRE ¦ 5QU LoRE | Non-Red Flag Warning - Catastrophic Fires | 2032 | Electric Reliability | 247.273 | 90.0882 | 2032 | Mitigation | 0.011149 | 10 | 0 | esc | 0 | 0 | 0 | 0 | 0 | 0 | 0.011149 | 2.7568
[79 empty] | WLDFR | HFTD - Distribution - Tier 3 - 3QU CoRE ¦ 2QU LoRE | Non-Red Flag Warning - Catastrophic Fires | 2032 | 0 | 0 | 0 | 0 | 15317.9909 | 247.273 | 9287.6491 | 5783.0689 | 0 | 0 | 0 | 2.7568 | 1.3373e-06 |  | 0 | 0 | 0 | 0 | 0 | 0 | 0 | 0 | 0 | 0 | 3.6866e-06 | Column30: 3.6866e-06 | [29 empty] | 7.3.2.1.3 Advanced weather monitoring and weather stations Weather StationsWLDFRElectric Reliability | WLDFR | HFTD - Distribution - Tier 3 - 3QU CoRE ¦ 5QU LoRE | Non-Red Flag Warning - Destructive Fires | 2021 | Electric Reliability | 222.2294 | 90.0882 | 2021 | Mitigation | 0.011149 | 10 | 0 | esc | 0.011149 | 2.4776 | 0.011149 | 2.4776 | 0 | 0 | 0 | 0
[79 empty] | WLDFR | HFTD - Distribution - Tier 3 - 3QU CoRE ¦ 2QU LoRE | Non-Red Flag Warning - Destructive Fires | 2020 | 0 | 0 | 0 | 0 | 8807.9522 | 222.2294 | 8585.7228 | 0 | 2.4776 | 0 | 0 | 0 | 1.7002e-06 |  | 0 | 4.2125e-06 | 4.2125e-06 | 0 | 0 | 0 | 0 | 0 | 0 | 0 | 0 | Column30: 0 | [29 empty] | 7.3.2.1.3 Advanced weather monitoring and weather stations Weather StationsWLDFRElectric Reliability | WLDFR | HFTD - Distribution - Tier 3 - 3QU CoRE ¦ 5QU LoRE | Non-Red Flag Warning - Destructive Fires | 2022 | Electric Reliability | 222.2294 | 90.0882 | 2022 | Mitigation | 0.011149 | 10 | 0 | esc | 0.011149 | 2.4776 | 0.011149 | 2.4776 | 0.011149 | 2.4776 | 0 | 0
[79 empty] | WLDFR | HFTD - Distribution - Tier 3 - 3QU CoRE ¦ 2QU LoRE | Non-Red Flag Warning - Destructive Fires | 2021 | 0 | 0 | 0 | 0 | 8807.9522 | 222.2294 | 8585.7228 | 0 | 2.4776 | 2.4776 | 0 | 0 | 1.7002e-06 |  | 0 | 4.2125e-06 | 4.2125e-06 | 0 | 4.2125e-06 | 4.2125e-06 | 0 | 0 | 0 | 0 | 0 | Column30: 0 | [29 empty] | 7.3.2.1.3 Advanced weather monitoring and weather stations Weather StationsWLDFRElectric Reliability | WLDFR | HFTD - Distribution - Tier 3 - 3QU CoRE ¦ 5QU LoRE | Non-Red Flag Warning - Destructive Fires | 2023 | Electric Reliability | 233.2301 | 90.0882 | 2023 | Mitigation | 0.011149 | 10 | 0 | esc | 0.011149 | 2.6002 | 0.011149 | 2.6002 | 0.011149 | 2.6002 | 0.011149 | 2.6002
[79 empty] | WLDFR | HFTD - Distribution - Tier 3 - 3QU CoRE ¦ 2QU LoRE | Non-Red Flag Warning - Destructive Fires | 2022 | 0 | 0 | 0 | 0 | 8807.9522 | 222.2294 | 8585.7228 | 0 | 2.4776 | 2.4776 | 2.4776 | 0 | 1.7002e-06 |  | 0 | 4.2125e-06 | 4.2125e-06 | 0 | 4.2125e-06 | 4.2125e-06 | 0 | 4.2125e-06 | 4.2125e-06 | 0 | 0 | Column30: 0 | [29 empty] | 7.3.2.1.3 Advanced weather monitoring and weather stations Weather StationsWLDFRElectric Reliability | WLDFR | HFTD - Distribution - Tier 3 - 3QU CoRE ¦ 5QU LoRE | Non-Red Flag Warning - Destructive Fires | 2024 | Electric Reliability | 233.2301 | 90.0882 | 2024 | Mitigation | 0.011149 | 10 | 0 | esc | 0.011149 | 2.6002 | 0.011149 | 2.6002 | 0.011149 | 2.6002 | 0.011149 | 2.6002
[79 empty] | WLDFR | HFTD - Distribution - Tier 3 - 3QU CoRE ¦ 2QU LoRE | Non-Red Flag Warning - Destructive Fires | 2023 | 0 | 0 | 0 | 0 | 9129.7461 | 233.2301 | 8896.516 | 0 | 2.6002 | 2.6002 | 2.6002 | 2.6002 | 1.7002e-06 |  | 0 | 4.421e-06 | 4.421e-06 | 0 | 4.421e-06 | 4.421e-06 | 0 | 4.421e-06 | 4.421e-06 | 0 | 4.421e-06 | Column30: 4.421e-06 | [29 empty] | 7.3.2.1.3 Advanced weather monitoring and weather stations Weather StationsWLDFRElectric Reliability | WLDFR | HFTD - Distribution - Tier 3 - 3QU CoRE ¦ 5QU LoRE | Non-Red Flag Warning - Destructive Fires | 2025 | Electric Reliability | 233.2301 | 90.0882 | 2025 | Mitigation | 0.011149 | 10 | 0 | esc | 0.011149 | 2.6002 | 0.011149 | 2.6002 | 0.011149 | 2.6002 | 0.011149 | 2.6002
[79 empty] | WLDFR | HFTD - Distribution - Tier 3 - 3QU CoRE ¦ 2QU LoRE | Non-Red Flag Warning - Destructive Fires | 2024 | 0 | 0 | 0 | 0 | 9129.7461 | 233.2301 | 8896.516 | 0 | 2.6002 | 2.6002 | 2.6002 | 2.6002 | 1.7002e-06 |  | 0 | 4.421e-06 | 4.421e-06 | 0 | 4.421e-06 | 4.421e-06 | 0 | 4.421e-06 | 4.421e-06 | 0 | 4.421e-06 | Column30: 4.421e-06 | [29 empty] | 7.3.2.1.3 Advanced weather monitoring and weather stations Weather StationsWLDFRElectric Reliability | WLDFR | HFTD - Distribution - Tier 3 - 3QU CoRE ¦ 5QU LoRE | Non-Red Flag Warning - Destructive Fires | 2026 | Electric Reliability | 233.2301 | 90.0882 | 2026 | Mitigation | 0.011149 | 10 | 0 | esc | 0.011149 | 2.6002 | 0.011149 | 2.6002 | 0.011149 | 2.6002 | 0.011149 | 2.6002
[79 empty] | WLDFR | HFTD - Distribution - Tier 3 - 3QU CoRE ¦ 2QU LoRE | Non-Red Flag Warning - Destructive Fires | 2025 | 0 | 0 | 0 | 0 | 9129.7461 | 233.2301 | 8896.516 | 0 | 2.6002 | 2.6002 | 2.6002 | 2.6002 | 1.7002e-06 |  | 0 | 4.421e-06 | 4.421e-06 | 0 | 4.421e-06 | 4.421e-06 | 0 | 4.421e-06 | 4.421e-06 | 0 | 4.421e-06 | Column30: 4.421e-06 | [29 empty] | 7.3.2.1.3 Advanced weather monitoring and weather stations Weather StationsWLDFRElectric Reliability | WLDFR | HFTD - Distribution - Tier 3 - 3QU CoRE ¦ 5QU LoRE | Non-Red Flag Warning - Destructive Fires | 2027 | Electric Reliability | 233.2301 | 90.0882 | 2027 | Mitigation | 0.011149 | 10 | 0 | esc | 0.011149 | 2.6002 | 0.011149 | 2.6002 | 0.011149 | 2.6002 | 0.011149 | 2.6002
[79 empty] | WLDFR | HFTD - Distribution - Tier 3 - 3QU CoRE ¦ 2QU LoRE | Non-Red Flag Warning - Destructive Fires | 2026 | 0 | 0 | 0 | 0 | 9129.7461 | 233.2301 | 8896.516 | 0 | 2.6002 | 2.6002 | 2.6002 | 2.6002 | 1.7002e-06 |  | 0 | 4.421e-06 | 4.421e-06 | 0 | 4.421e-06 | 4.421e-06 | 0 | 4.421e-06 | 4.421e-06 | 0 | 4.421e-06 | Column30: 4.421e-06 | [29 empty] | 7.3.2.1.3 Advanced weather monitoring and weather stations Weather StationsWLDFRElectric Reliability | WLDFR | HFTD - Distribution - Tier 3 - 3QU CoRE ¦ 5QU LoRE | Non-Red Flag Warning - Destructive Fires | 2028 | Electric Reliability | 247.273 | 90.0882 | 2028 | Mitigation | 0.011149 | 10 | 0 | esc | 0.011149 | 2.7568 | 0.011149 | 2.7568 | 0.011149 | 2.7568 | 0.011149 | 2.7568
[79 empty] | WLDFR | HFTD - Distribution - Tier 3 - 3QU CoRE ¦ 2QU LoRE | Non-Red Flag Warning - Destructive Fires | 2027 | 0 | 0 | 0 | 0 | 9129.7461 | 233.2301 | 8896.516 | 0 | 2.6002 | 2.6002 | 2.6002 | 2.6002 | 1.7002e-06 |  | 0 | 4.421e-06 | 4.421e-06 | 0 | 4.421e-06 | 4.421e-06 | 0 | 4.421e-06 | 4.421e-06 | 0 | 4.421e-06 | Column30: 4.421e-06 | [29 empty] | 7.3.2.1.3 Advanced weather monitoring and weather stations Weather StationsWLDFRElectric Reliability | WLDFR | HFTD - Distribution - Tier 3 - 3QU CoRE ¦ 5QU LoRE | Non-Red Flag Warning - Destructive Fires | 2029 | Electric Reliability | 247.273 | 90.0882 | 2029 | Mitigation | 0.011149 | 10 | 0 | esc | 0.011149 | 2.7568 | 0.011149 | 2.7568 | 0.011149 | 2.7568 | 0.011149 | 2.7568
[79 empty] | WLDFR | HFTD - Distribution - Tier 3 - 3QU CoRE ¦ 2QU LoRE | Non-Red Flag Warning - Destructive Fires | 2028 | 0 | 0 | 0 | 0 | 9534.9221 | 247.273 | 9287.6491 | 0 | 2.7568 | 2.7568 | 2.7568 | 2.7568 | 1.7002e-06 |  | 0 | 4.6872e-06 | 4.6872e-06 | 0 | 4.6872e-06 | 4.6872e-06 | 0 | 4.6872e-06 | 4.6872e-06 | 0 | 4.6872e-06 | Column30: 4.6872e-06 | [29 empty] | 7.3.2.1.3 Advanced weather monitoring and weather stations Weather StationsWLDFRElectric Reliability | WLDFR | HFTD - Distribution - Tier 3 - 3QU CoRE ¦ 5QU LoRE | Non-Red Flag Warning - Destructive Fires | 2030 | Electric Reliability | 247.273 | 90.0882 | 2030 | Mitigation | 0.011149 | 10 | 0 | esc | 0 | 0 | 0.011149 | 2.7568 | 0.011149 | 2.7568 | 0.011149 | 2.7568
[79 empty] | WLDFR | HFTD - Distribution - Tier 3 - 3QU CoRE ¦ 2QU LoRE | Non-Red Flag Warning - Destructive Fires | 2029 | 0 | 0 | 0 | 0 | 9534.9221 | 247.273 | 9287.6491 | 0 | 2.7568 | 2.7568 | 2.7568 | 2.7568 | 1.7002e-06 |  | 0 | 4.6872e-06 | 4.6872e-06 | 0 | 4.6872e-06 | 4.6872e-06 | 0 | 4.6872e-06 | 4.6872e-06 | 0 | 4.6872e-06 | Column30: 4.6872e-06 | [29 empty] | 7.3.2.1.3 Advanced weather monitoring and weather stations Weather StationsWLDFRElectric Reliability | WLDFR | HFTD - Distribution - Tier 3 - 3QU CoRE ¦ 5QU LoRE | Non-Red Flag Warning - Destructive Fires | 2031 | Electric Reliability | 247.273 | 90.0882 | 2031 | Mitigation | 0.011149 | 10 | 0 | esc | 0 | 0 | 0 | 0 | 0.011149 | 2.7568 | 0.011149 | 2.7568
[79 empty] | WLDFR | HFTD - Distribution - Tier 3 - 3QU CoRE ¦ 2QU LoRE | Non-Red Flag Warning - Destructive Fires | 2030 | 0 | 0 | 0 | 0 | 9534.9221 | 247.273 | 9287.6491 | 0 | 0 | 2.7568 | 2.7568 | 2.7568 | 1.7002e-06 |  | 0 | 0 | 0 | 0 | 4.6872e-06 | 4.6872e-06 | 0 | 4.6872e-06 | 4.6872e-06 | 0 | 4.6872e-06 | Column30: 4.6872e-06 | [29 empty] | 7.3.2.1.3 Advanced weather monitoring and weather stations Weather StationsWLDFRElectric Reliability | WLDFR | HFTD - Distribution - Tier 3 - 3QU CoRE ¦ 5QU LoRE | Non-Red Flag Warning - Destructive Fires | 2032 | Electric Reliability | 247.273 | 90.0882 | 2032 | Mitigation | 0.011149 | 10 | 0 | esc | 0 | 0 | 0 | 0 | 0 | 0 | 0.011149 | 2.7568
[79 empty] | WLDFR | HFTD - Distribution - Tier 3 - 3QU CoRE ¦ 2QU LoRE | Non-Red Flag Warning - Destructive Fires | 2031 | 0 | 0 | 0 | 0 | 9534.9221 | 247.273 | 9287.6491 | 0 | 0 | 0 | 2.7568 | 2.7568 | 1.7002e-06 |  | 0 | 0 | 0 | 0 | 0 | 0 | 0 | 4.6872e-06 | 4.6872e-06 | 0 | 4.6872e-06 | Column30: 4.6872e-06 | [29 empty] | 7.3.2.1.3 Advanced weather monitoring and weather stations Weather StationsWLDFRElectric Reliability | WLDFR | HFTD - Distribution - Tier 3 - 3QU CoRE ¦ 5QU LoRE | Non-Red Flag Warning - Large Fires | 2021 | Electric Reliability | 0.69642 | 90.0882 | 2021 | Mitigation | 0.011149 | 10 | 0 | esc | 0.011149 | 0.0077642 | 0.011149 | 0.0077642 | 0 | 0 | 0 | 0
[79 empty] | WLDFR | HFTD - Distribution - Tier 3 - 3QU CoRE ¦ 2QU LoRE | Non-Red Flag Warning - Destructive Fires | 2032 | 0 | 0 | 0 | 0 | 9534.9221 | 247.273 | 9287.6491 | 0 | 0 | 0 | 0 | 2.7568 | 1.7002e-06 |  | 0 | 0 | 0 | 0 | 0 | 0 | 0 | 0 | 0 | 0 | 4.6872e-06 | Column30: 4.6872e-06 | [29 empty] | 7.3.2.1.3 Advanced weather monitoring and weather stations Weather StationsWLDFRElectric Reliability | WLDFR | HFTD - Distribution - Tier 3 - 3QU CoRE ¦ 5QU LoRE | Non-Red Flag Warning - Large Fires | 2022 | Electric Reliability | 0.69642 | 90.0882 | 2022 | Mitigation | 0.011149 | 10 | 0 | esc | 0.011149 | 0.0077642 | 0.011149 | 0.0077642 | 0.011149 | 0.0077642 | 0 | 0
[79 empty] | WLDFR | HFTD - Distribution - Tier 3 - 3QU CoRE ¦ 2QU LoRE | Non-Red Flag Warning - Large Fires | 2020 | 0 | 0 | 0 | 0 | 5.2406 | 0.69642 | 2.942 | 1.6022 | 0.0077642 | 0 | 0 | 0 | 1.8351e-05 |  | 0 | 1.4248e-07 | 1.4248e-07 | 0 | 0 | 0 | 0 | 0 | 0 | 0 | 0 | Column30: 0 | [29 empty] | 7.3.2.1.3 Advanced weather monitoring and weather stations Weather StationsWLDFRElectric Reliability | WLDFR | HFTD - Distribution - Tier 3 - 3QU CoRE ¦ 5QU LoRE | Non-Red Flag Warning - Large Fires | 2023 | Electric Reliability | 0.71896 | 90.0882 | 2023 | Mitigation | 0.011149 | 10 | 0 | esc | 0.011149 | 0.0080156 | 0.011149 | 0.0080156 | 0.011149 | 0.0080156 | 0.011149 | 0.0080156
[79 empty] | WLDFR | HFTD - Distribution - Tier 3 - 3QU CoRE ¦ 2QU LoRE | Non-Red Flag Warning - Large Fires | 2021 | 0 | 0 | 0 | 0 | 5.2406 | 0.69642 | 2.942 | 1.6022 | 0.0077642 | 0.0077642 | 0 | 0 | 1.8351e-05 |  | 0 | 1.4248e-07 | 1.4248e-07 | 0 | 1.4248e-07 | 1.4248e-07 | 0 | 0 | 0 | 0 | 0 | Column30: 0 | [29 empty] | 7.3.2.1.3 Advanced weather monitoring and weather stations Weather StationsWLDFRElectric Reliability | WLDFR | HFTD - Distribution - Tier 3 - 3QU CoRE ¦ 5QU LoRE | Non-Red Flag Warning - Large Fires | 2024 | Electric Reliability | 0.71896 | 90.0882 | 2024 | Mitigation | 0.011149 | 10 | 0 | esc | 0.011149 | 0.0080156 | 0.011149 | 0.0080156 | 0.011149 | 0.0080156 | 0.011149 | 0.0080156
[79 empty] | WLDFR | HFTD - Distribution - Tier 3 - 3QU CoRE ¦ 2QU LoRE | Non-Red Flag Warning - Large Fires | 2022 | 0 | 0 | 0 | 0 | 5.2406 | 0.69642 | 2.942 | 1.6022 | 0.0077642 | 0.0077642 | 0.0077642 | 0 | 1.8351e-05 |  | 0 | 1.4248e-07 | 1.4248e-07 | 0 | 1.4248e-07 | 1.4248e-07 | 0 | 1.4248e-07 | 1.4248e-07 | 0 | 0 | Column30: 0 | [29 empty] | 7.3.2.1.3 Advanced weather monitoring and weather stations Weather StationsWLDFRElectric Reliability | WLDFR | HFTD - Distribution - Tier 3 - 3QU CoRE ¦ 5QU LoRE | Non-Red Flag Warning - Large Fires | 2025 | Electric Reliability | 0.71896 | 90.0882 | 2025 | Mitigation | 0.011149 | 10 | 0 | esc | 0.011149 | 0.0080156 | 0.011149 | 0.0080156 | 0.011149 | 0.0080156 | 0.011149 | 0.0080156
[79 empty] | WLDFR | HFTD - Distribution - Tier 3 - 3QU CoRE ¦ 2QU LoRE | Non-Red Flag Warning - Large Fires | 2023 | 0 | 0 | 0 | 0 | 5.475 | 0.71896 | 3.0715 | 1.6846 | 0.0080156 | 0.0080156 | 0.0080156 | 0.0080156 | 1.8351e-05 |  | 0 | 1.471e-07 | 1.471e-07 | 0 | 1.471e-07 | 1.471e-07 | 0 | 1.471e-07 | 1.471e-07 | 0 | 1.471e-07 | Column30: 1.471e-07 | [29 empty] | 7.3.2.1.3 Advanced weather monitoring and weather stations Weather StationsWLDFRElectric Reliability | WLDFR | HFTD - Distribution - Tier 3 - 3QU CoRE ¦ 5QU LoRE | Non-Red Flag Warning - Large Fires | 2026 | Electric Reliability | 0.71896 | 90.0882 | 2026 | Mitigation | 0.011149 | 10 | 0 | esc | 0.011149 | 0.0080156 | 0.011149 | 0.0080156 | 0.011149 | 0.0080156 | 0.011149 | 0.0080156
[79 empty] | WLDFR | HFTD - Distribution - Tier 3 - 3QU CoRE ¦ 2QU LoRE | Non-Red Flag Warning - Large Fires | 2024 | 0 | 0 | 0 | 0 | 5.475 | 0.71896 | 3.0715 | 1.6846 | 0.0080156 | 0.0080156 | 0.0080156 | 0.0080156 | 1.8351e-05 |  | 0 | 1.471e-07 | 1.471e-07 | 0 | 1.471e-07 | 1.471e-07 | 0 | 1.471e-07 | 1.471e-07 | 0 | 1.471e-07 | Column30: 1.471e-07 | [29 empty] | 7.3.2.1.3 Advanced weather monitoring and weather stations Weather StationsWLDFRElectric Reliability | WLDFR | HFTD - Distribution - Tier 3 - 3QU CoRE ¦ 5QU LoRE | Non-Red Flag Warning - Large Fires | 2027 | Electric Reliability | 0.71896 | 90.0882 | 2027 | Mitigation | 0.011149 | 10 | 0 | esc | 0.011149 | 0.0080156 | 0.011149 | 0.0080156 | 0.011149 | 0.0080156 | 0.011149 | 0.0080156
[79 empty] | WLDFR | HFTD - Distribution - Tier 3 - 3QU CoRE ¦ 2QU LoRE | Non-Red Flag Warning - Large Fires | 2025 | 0 | 0 | 0 | 0 | 5.475 | 0.71896 | 3.0715 | 1.6846 | 0.0080156 | 0.0080156 | 0.0080156 | 0.0080156 | 1.8351e-05 |  | 0 | 1.471e-07 | 1.471e-07 | 0 | 1.471e-07 | 1.471e-07 | 0 | 1.471e-07 | 1.471e-07 | 0 | 1.471e-07 | Column30: 1.471e-07 | [29 empty] | 7.3.2.1.3 Advanced weather monitoring and weather stations Weather StationsWLDFRElectric Reliability | WLDFR | HFTD - Distribution - Tier 3 - 3QU CoRE ¦ 5QU LoRE | Non-Red Flag Warning - Large Fires | 2028 | Electric Reliability | 0.74734 | 90.0882 | 2028 | Mitigation | 0.011149 | 10 | 0 | esc | 0.011149 | 0.0083319 | 0.011149 | 0.0083319 | 0.011149 | 0.0083319 | 0.011149 | 0.0083319
[79 empty] | WLDFR | HFTD - Distribution - Tier 3 - 3QU CoRE ¦ 2QU LoRE | Non-Red Flag Warning - Large Fires | 2026 | 0 | 0 | 0 | 0 | 5.475 | 0.71896 | 3.0715 | 1.6846 | 0.0080156 | 0.0080156 | 0.0080156 | 0.0080156 | 1.8351e-05 |  | 0 | 1.471e-07 | 1.471e-07 | 0 | 1.471e-07 | 1.471e-07 | 0 | 1.471e-07 | 1.471e-07 | 0 | 1.471e-07 | Column30: 1.471e-07 | [29 empty] | 7.3.2.1.3 Advanced weather monitoring and weather stations Weather StationsWLDFRElectric Reliability | WLDFR | HFTD - Distribution - Tier 3 - 3QU CoRE ¦ 5QU LoRE | Non-Red Flag Warning - Large Fires | 2029 | Electric Reliability | 0.74734 | 90.0882 | 2029 | Mitigation | 0.011149 | 10 | 0 | esc | 0.011149 | 0.0083319 | 0.011149 | 0.0083319 | 0.011149 | 0.0083319 | 0.011149 | 0.0083319
[79 empty] | WLDFR | HFTD - Distribution - Tier 3 - 3QU CoRE ¦ 2QU LoRE | Non-Red Flag Warning - Large Fires | 2027 | 0 | 0 | 0 | 0 | 5.475 | 0.71896 | 3.0715 | 1.6846 | 0.0080156 | 0.0080156 | 0.0080156 | 0.0080156 | 1.8351e-05 |  | 0 | 1.471e-07 | 1.471e-07 | 0 | 1.471e-07 | 1.471e-07 | 0 | 1.471e-07 | 1.471e-07 | 0 | 1.471e-07 | Column30: 1.471e-07 | [29 empty] | 7.3.2.1.3 Advanced weather monitoring and weather stations Weather StationsWLDFRElectric Reliability | WLDFR | HFTD - Distribution - Tier 3 - 3QU CoRE ¦ 5QU LoRE | Non-Red Flag Warning - Large Fires | 2030 | Electric Reliability | 0.74734 | 90.0882 | 2030 | Mitigation | 0.011149 | 10 | 0 | esc | 0 | 0 | 0.011149 | 0.0083319 | 0.011149 | 0.0083319 | 0.011149 | 0.0083319
[79 empty] | WLDFR | HFTD - Distribution - Tier 3 - 3QU CoRE ¦ 2QU LoRE | Non-Red Flag Warning - Large Fires | 2028 | 0 | 0 | 0 | 0 | 5.777 | 0.74734 | 3.238 | 1.7917 | 0.0083319 | 0.0083319 | 0.0083319 | 0.0083319 | 1.8351e-05 |  | 0 | 1.529e-07 | 1.529e-07 | 0 | 1.529e-07 | 1.529e-07 | 0 | 1.529e-07 | 1.529e-07 | 0 | 1.529e-07 | Column30: 1.529e-07 | [29 empty] | 7.3.2.1.3 Advanced weather monitoring and weather stations Weather StationsWLDFRElectric Reliability | WLDFR | HFTD - Distribution - Tier 3 - 3QU CoRE ¦ 5QU LoRE | Non-Red Flag Warning - Large Fires | 2031 | Electric Reliability | 0.74734 | 90.0882 | 2031 | Mitigation | 0.011149 | 10 | 0 | esc | 0 | 0 | 0 | 0 | 0.011149 | 0.0083319 | 0.011149 | 0.0083319
[79 empty] | WLDFR | HFTD - Distribution - Tier 3 - 3QU CoRE ¦ 2QU LoRE | Non-Red Flag Warning - Large Fires | 2029 | 0 | 0 | 0 | 0 | 5.777 | 0.74734 | 3.238 | 1.7917 | 0.0083319 | 0.0083319 | 0.0083319 | 0.0083319 | 1.8351e-05 |  | 0 | 1.529e-07 | 1.529e-07 | 0 | 1.529e-07 | 1.529e-07 | 0 | 1.529e-07 | 1.529e-07 | 0 | 1.529e-07 | Column30: 1.529e-07 | [29 empty] | 7.3.2.1.3 Advanced weather monitoring and weather stations Weather StationsWLDFRElectric Reliability | WLDFR | HFTD - Distribution - Tier 3 - 3QU CoRE ¦ 5QU LoRE | Non-Red Flag Warning - Large Fires | 2032 | Electric Reliability | 0.74734 | 90.0882 | 2032 | Mitigation | 0.011149 | 10 | 0 | esc | 0 | 0 | 0 | 0 | 0 | 0 | 0.011149 | 0.0083319
[79 empty] | WLDFR | HFTD - Distribution - Tier 3 - 3QU CoRE ¦ 2QU LoRE | Non-Red Flag Warning - Large Fires | 2030 | 0 | 0 | 0 | 0 | 5.777 | 0.74734 | 3.238 | 1.7917 | 0 | 0.0083319 | 0.0083319 | 0.0083319 | 1.8351e-05 |  | 0 | 0 | 0 | 0 | 1.529e-07 | 1.529e-07 | 0 | 1.529e-07 | 1.529e-07 | 0 | 1.529e-07 | Column30: 1.529e-07 | [29 empty] | 7.3.2.1.3 Advanced weather monitoring and weather stations Weather StationsWLDFRElectric Reliability | WLDFR | HFTD - Distribution - Tier 3 - 3QU CoRE ¦ 5QU LoRE | Non-Red Flag Warning - Small Fires | 2021 | Electric Reliability | 0.036425 | 90.0882 | 2021 | Mitigation | 0.011149 | 10 | 0 | esc | 0.011149 | 0.0004061 | 0.011149 | 0.0004061 | 0 | 0 | 0 | 0
[79 empty] | WLDFR | HFTD - Distribution - Tier 3 - 3QU CoRE ¦ 2QU LoRE | Non-Red Flag Warning - Large Fires | 2031 | 0 | 0 | 0 | 0 | 5.777 | 0.74734 | 3.238 | 1.7917 | 0 | 0 | 0.0083319 | 0.0083319 | 1.8351e-05 |  | 0 | 0 | 0 | 0 | 0 | 0 | 0 | 1.529e-07 | 1.529e-07 | 0 | 1.529e-07 | Column30: 1.529e-07 | [29 empty] | 7.3.2.1.3 Advanced weather monitoring and weather stations Weather StationsWLDFRElectric Reliability | WLDFR | HFTD - Distribution - Tier 3 - 3QU CoRE ¦ 5QU LoRE | Non-Red Flag Warning - Small Fires | 2022 | Electric Reliability | 0.036425 | 90.0882 | 2022 | Mitigation | 0.011149 | 10 | 0 | esc | 0.011149 | 0.0004061 | 0.011149 | 0.0004061 | 0.011149 | 0.0004061 | 0 | 0
[79 empty] | WLDFR | HFTD - Distribution - Tier 3 - 3QU CoRE ¦ 2QU LoRE | Non-Red Flag Warning - Large Fires | 2032 | 0 | 0 | 0 | 0 | 5.777 | 0.74734 | 3.238 | 1.7917 | 0 | 0 | 0 | 0.0083319 | 1.8351e-05 |  | 0 | 0 | 0 | 0 | 0 | 0 | 0 | 0 | 0 | 0 | 1.529e-07 | Column30: 1.529e-07 | [29 empty] | 7.3.2.1.3 Advanced weather monitoring and weather stations Weather StationsWLDFRElectric Reliability | WLDFR | HFTD - Distribution - Tier 3 - 3QU CoRE ¦ 5QU LoRE | Non-Red Flag Warning - Small Fires | 2023 | Electric Reliability | 0.03759 | 90.0882 | 2023 | Mitigation | 0.011149 | 10 | 0 | esc | 0.011149 | 0.00041909 | 0.011149 | 0.00041909 | 0.011149 | 0.00041909 | 0.011149 | 0.00041909
[79 empty] | WLDFR | HFTD - Distribution - Tier 3 - 3QU CoRE ¦ 2QU LoRE | Non-Red Flag Warning - Small Fires | 2020 | 0 | 0 | 0 | 0 | 0.077901 | 0.036425 | 0.0015809 | 0.039895 | 0.0004061 | 0 | 0 | 0 | 0.0057562 |  | 0 | 2.3376e-06 | 2.3376e-06 | 0 | 0 | 0 | 0 | 0 | 0 | 0 | 0 | Column30: 0 | [29 empty] | 7.3.2.1.3 Advanced weather monitoring and weather stations Weather StationsWLDFRElectric Reliability | WLDFR | HFTD - Distribution - Tier 3 - 3QU CoRE ¦ 5QU LoRE | Non-Red Flag Warning - Small Fires | 2024 | Electric Reliability | 0.03759 | 90.0882 | 2024 | Mitigation | 0.011149 | 10 | 0 | esc | 0.011149 | 0.00041909 | 0.011149 | 0.00041909 | 0.011149 | 0.00041909 | 0.011149 | 0.00041909
[79 empty] | WLDFR | HFTD - Distribution - Tier 3 - 3QU CoRE ¦ 2QU LoRE | Non-Red Flag Warning - Small Fires | 2021 | 0 | 0 | 0 | 0 | 0.077901 | 0.036425 | 0.0015809 | 0.039895 | 0.0004061 | 0.0004061 | 0 | 0 | 0.0057562 |  | 0 | 2.3376e-06 | 2.3376e-06 | 0 | 2.3376e-06 | 2.3376e-06 | 0 | 0 | 0 | 0 | 0 | Column30: 0 | [29 empty] | 7.3.2.1.3 Advanced weather monitoring and weather stations Weather StationsWLDFRElectric Reliability | WLDFR | HFTD - Distribution - Tier 3 - 3QU CoRE ¦ 5QU LoRE | Non-Red Flag Warning - Small Fires | 2025 | Electric Reliability | 0.03759 | 90.0882 | 2025 | Mitigation | 0.011149 | 10 | 0 | esc | 0.011149 | 0.00041909 | 0.011149 | 0.00041909 | 0.011149 | 0.00041909 | 0.011149 | 0.00041909
[79 empty] | WLDFR | HFTD - Distribution - Tier 3 - 3QU CoRE ¦ 2QU LoRE | Non-Red Flag Warning - Small Fires | 2022 | 0 | 0 | 0 | 0 | 0.077901 | 0.036425 | 0.0015809 | 0.039895 | 0.0004061 | 0.0004061 | 0.0004061 | 0 | 0.0057562 |  | 0 | 2.3376e-06 | 2.3376e-06 | 0 | 2.3376e-06 | 2.3376e-06 | 0 | 2.3376e-06 | 2.3376e-06 | 0 | 0 | Column30: 0 | [29 empty] | 7.3.2.1.3 Advanced weather monitoring and weather stations Weather StationsWLDFRElectric Reliability | WLDFR | HFTD - Distribution - Tier 3 - 3QU CoRE ¦ 5QU LoRE | Non-Red Flag Warning - Small Fires | 2026 | Electric Reliability | 0.03759 | 90.0882 | 2026 | Mitigation | 0.011149 | 10 | 0 | esc | 0.011149 | 0.00041909 | 0.011149 | 0.00041909 | 0.011149 | 0.00041909 | 0.011149 | 0.00041909
[79 empty] | WLDFR | HFTD - Distribution - Tier 3 - 3QU CoRE ¦ 2QU LoRE | Non-Red Flag Warning - Small Fires | 2023 | 0 | 0 | 0 | 0 | 0.080408 | 0.03759 | 0.0016314 | 0.041187 | 0.00041909 | 0.00041909 | 0.00041909 | 0.00041909 | 0.0057562 |  | 0 | 2.4123e-06 | 2.4123e-06 | 0 | 2.4123e-06 | 2.4123e-06 | 0 | 2.4123e-06 | 2.4123e-06 | 0 | 2.4123e-06 | Column30: 2.4123e-06 | [29 empty] | 7.3.2.1.3 Advanced weather monitoring and weather stations Weather StationsWLDFRElectric Reliability | WLDFR | HFTD - Distribution - Tier 3 - 3QU CoRE ¦ 5QU LoRE | Non-Red Flag Warning - Small Fires | 2027 | Electric Reliability | 0.03759 | 90.0882 | 2027 | Mitigation | 0.011149 | 10 | 0 | esc | 0.011149 | 0.00041909 | 0.011149 | 0.00041909 | 0.011149 | 0.00041909 | 0.011149 | 0.00041909
[79 empty] | WLDFR | HFTD - Distribution - Tier 3 - 3QU CoRE ¦ 2QU LoRE | Non-Red Flag Warning - Small Fires | 2024 | 0 | 0 | 0 | 0 | 0.080408 | 0.03759 | 0.0016314 | 0.041187 | 0.00041909 | 0.00041909 | 0.00041909 | 0.00041909 | 0.0057562 |  | 0 | 2.4123e-06 | 2.4123e-06 | 0 | 2.4123e-06 | 2.4123e-06 | 0 | 2.4123e-06 | 2.4123e-06 | 0 | 2.4123e-06 | Column30: 2.4123e-06 | [29 empty] | 7.3.2.1.3 Advanced weather monitoring and weather stations Weather StationsWLDFRElectric Reliability | WLDFR | HFTD - Distribution - Tier 3 - 3QU CoRE ¦ 5QU LoRE | Non-Red Flag Warning - Small Fires | 2028 | Electric Reliability | 0.039055 | 90.0882 | 2028 | Mitigation | 0.011149 | 10 | 0 | esc | 0.011149 | 0.00043542 | 0.011149 | 0.00043542 | 0.011149 | 0.00043542 | 0.011149 | 0.00043542
[79 empty] | WLDFR | HFTD - Distribution - Tier 3 - 3QU CoRE ¦ 2QU LoRE | Non-Red Flag Warning - Small Fires | 2025 | 0 | 0 | 0 | 0 | 0.080408 | 0.03759 | 0.0016314 | 0.041187 | 0.00041909 | 0.00041909 | 0.00041909 | 0.00041909 | 0.0057562 |  | 0 | 2.4123e-06 | 2.4123e-06 | 0 | 2.4123e-06 | 2.4123e-06 | 0 | 2.4123e-06 | 2.4123e-06 | 0 | 2.4123e-06 | Column30: 2.4123e-06 | [29 empty] | 7.3.2.1.3 Advanced weather monitoring and weather stations Weather StationsWLDFRElectric Reliability | WLDFR | HFTD - Distribution - Tier 3 - 3QU CoRE ¦ 5QU LoRE | Non-Red Flag Warning - Small Fires | 2029 | Electric Reliability | 0.039055 | 90.0882 | 2029 | Mitigation | 0.011149 | 10 | 0 | esc | 0.011149 | 0.00043542 | 0.011149 | 0.00043542 | 0.011149 | 0.00043542 | 0.011149 | 0.00043542
[79 empty] | WLDFR | HFTD - Distribution - Tier 3 - 3QU CoRE ¦ 2QU LoRE | Non-Red Flag Warning - Small Fires | 2026 | 0 | 0 | 0 | 0 | 0.080408 | 0.03759 | 0.0016314 | 0.041187 | 0.00041909 | 0.00041909 | 0.00041909 | 0.00041909 | 0.0057562 |  | 0 | 2.4123e-06 | 2.4123e-06 | 0 | 2.4123e-06 | 2.4123e-06 | 0 | 2.4123e-06 | 2.4123e-06 | 0 | 2.4123e-06 | Column30: 2.4123e-06 | [29 empty] | 7.3.2.1.3 Advanced weather monitoring and weather stations Weather StationsWLDFRElectric Reliability | WLDFR | HFTD - Distribution - Tier 3 - 3QU CoRE ¦ 5QU LoRE | Non-Red Flag Warning - Small Fires | 2030 | Electric Reliability | 0.039055 | 90.0882 | 2030 | Mitigation | 0.011149 | 10 | 0 | esc | 0 | 0 | 0.011149 | 0.00043542 | 0.011149 | 0.00043542 | 0.011149 | 0.00043542
[79 empty] | WLDFR | HFTD - Distribution - Tier 3 - 3QU CoRE ¦ 2QU LoRE | Non-Red Flag Warning - Small Fires | 2027 | 0 | 0 | 0 | 0 | 0.080408 | 0.03759 | 0.0016314 | 0.041187 | 0.00041909 | 0.00041909 | 0.00041909 | 0.00041909 | 0.0057562 |  | 0 | 2.4123e-06 | 2.4123e-06 | 0 | 2.4123e-06 | 2.4123e-06 | 0 | 2.4123e-06 | 2.4123e-06 | 0 | 2.4123e-06 | Column30: 2.4123e-06 | [29 empty] | 7.3.2.1.3 Advanced weather monitoring and weather stations Weather StationsWLDFRElectric Reliability | WLDFR | HFTD - Distribution - Tier 3 - 3QU CoRE ¦ 5QU LoRE | Non-Red Flag Warning - Small Fires | 2031 | Electric Reliability | 0.039055 | 90.0882 | 2031 | Mitigation | 0.011149 | 10 | 0 | esc | 0 | 0 | 0 | 0 | 0.011149 | 0.00043542 | 0.011149 | 0.00043542
[79 empty] | WLDFR | HFTD - Distribution - Tier 3 - 3QU CoRE ¦ 2QU LoRE | Non-Red Flag Warning - Small Fires | 2028 | 0 | 0 | 0 | 0 | 0.083606 | 0.039055 | 0.001695 | 0.042856 | 0.00043542 | 0.00043542 | 0.00043542 | 0.00043542 | 0.0057562 |  | 0 | 2.5063e-06 | 2.5063e-06 | 0 | 2.5063e-06 | 2.5063e-06 | 0 | 2.5063e-06 | 2.5063e-06 | 0 | 2.5063e-06 | Column30: 2.5063e-06 | [29 empty] | 7.3.2.1.3 Advanced weather monitoring and weather stations Weather StationsWLDFRElectric Reliability | WLDFR | HFTD - Distribution - Tier 3 - 3QU CoRE ¦ 5QU LoRE | Non-Red Flag Warning - Small Fires | 2032 | Electric Reliability | 0.039055 | 90.0882 | 2032 | Mitigation | 0.011149 | 10 | 0 | esc | 0 | 0 | 0 | 0 | 0 | 0 | 0.011149 | 0.00043542
[79 empty] | WLDFR | HFTD - Distribution - Tier 3 - 3QU CoRE ¦ 2QU LoRE | Non-Red Flag Warning - Small Fires | 2029 | 0 | 0 | 0 | 0 | 0.083606 | 0.039055 | 0.001695 | 0.042856 | 0.00043542 | 0.00043542 | 0.00043542 | 0.00043542 | 0.0057562 |  | 0 | 2.5063e-06 | 2.5063e-06 | 0 | 2.5063e-06 | 2.5063e-06 | 0 | 2.5063e-06 | 2.5063e-06 | 0 | 2.5063e-06 | Column30: 2.5063e-06 | [29 empty] | 7.3.2.1.3 Advanced weather monitoring and weather stations Weather StationsWLDFRElectric Reliability | WLDFR | HFTD - Distribution - Tier 3 - 3QU CoRE ¦ 5QU LoRE | Red Flag Warning - Catastrophic Fires | 2021 | Electric Reliability | 222.2294 | 90.0882 | 2021 | Mitigation | 0.011149 | 10 | 0 | esc | 0.011149 | 2.4776 | 0.011149 | 2.4776 | 0 | 0 | 0 | 0
[79 empty] | WLDFR | HFTD - Distribution - Tier 3 - 3QU CoRE ¦ 2QU LoRE | Non-Red Flag Warning - Small Fires | 2030 | 0 | 0 | 0 | 0 | 0.083606 | 0.039055 | 0.001695 | 0.042856 | 0 | 0.00043542 | 0.00043542 | 0.00043542 | 0.0057562 |  | 0 | 0 | 0 | 0 | 2.5063e-06 | 2.5063e-06 | 0 | 2.5063e-06 | 2.5063e-06 | 0 | 2.5063e-06 | Column30: 2.5063e-06 | [29 empty] | 7.3.2.1.3 Advanced weather monitoring and weather stations Weather StationsWLDFRElectric Reliability | WLDFR | HFTD - Distribution - Tier 3 - 3QU CoRE ¦ 5QU LoRE | Red Flag Warning - Catastrophic Fires | 2022 | Electric Reliability | 222.2294 | 90.0882 | 2022 | Mitigation | 0.011149 | 10 | 0 | esc | 0.011149 | 2.4776 | 0.011149 | 2.4776 | 0.011149 | 2.4776 | 0 | 0
[79 empty] | WLDFR | HFTD - Distribution - Tier 3 - 3QU CoRE ¦ 2QU LoRE | Non-Red Flag Warning - Small Fires | 2031 | 0 | 0 | 0 | 0 | 0.083606 | 0.039055 | 0.001695 | 0.042856 | 0 | 0 | 0.00043542 | 0.00043542 | 0.0057562 |  | 0 | 0 | 0 | 0 | 0 | 0 | 0 | 2.5063e-06 | 2.5063e-06 | 0 | 2.5063e-06 | Column30: 2.5063e-06 | [29 empty] | 7.3.2.1.3 Advanced weather monitoring and weather stations Weather StationsWLDFRElectric Reliability | WLDFR | HFTD - Distribution - Tier 3 - 3QU CoRE ¦ 5QU LoRE | Red Flag Warning - Catastrophic Fires | 2023 | Electric Reliability | 233.2301 | 90.0882 | 2023 | Mitigation | 0.011149 | 10 | 0 | esc | 0.011149 | 2.6002 | 0.011149 | 2.6002 | 0.011149 | 2.6002 | 0.011149 | 2.6002
[79 empty] | WLDFR | HFTD - Distribution - Tier 3 - 3QU CoRE ¦ 2QU LoRE | Non-Red Flag Warning - Small Fires | 2032 | 0 | 0 | 0 | 0 | 0.083606 | 0.039055 | 0.001695 | 0.042856 | 0 | 0 | 0 | 0.00043542 | 0.0057562 |  | 0 | 0 | 0 | 0 | 0 | 0 | 0 | 0 | 0 | 0 | 2.5063e-06 | Column30: 2.5063e-06 | [29 empty] | 7.3.2.1.3 Advanced weather monitoring and weather stations Weather StationsWLDFRElectric Reliability | WLDFR | HFTD - Distribution - Tier 3 - 3QU CoRE ¦ 5QU LoRE | Red Flag Warning - Catastrophic Fires | 2024 | Electric Reliability | 233.2301 | 90.0882 | 2024 | Mitigation | 0.011149 | 10 | 0 | esc | 0.011149 | 2.6002 | 0.011149 | 2.6002 | 0.011149 | 2.6002 | 0.011149 | 2.6002
[79 empty] | WLDFR | HFTD - Distribution - Tier 3 - 3QU CoRE ¦ 2QU LoRE | Red Flag Warning - Catastrophic Fires | 2020 | 0 | 0 | 0 | 0 | 14146.1306 | 222.2294 | 8585.7228 | 5338.1784 | 2.4776 | 0 | 0 | 0 | 4.1655e-05 |  | 0 | 0.0001032 | 0.0001032 | 0 | 0 | 0 | 0 | 0 | 0 | 0 | 0 | Column30: 0 | [29 empty] | 7.3.2.1.3 Advanced weather monitoring and weather stations Weather StationsWLDFRElectric Reliability | WLDFR | HFTD - Distribution - Tier 3 - 3QU CoRE ¦ 5QU LoRE | Red Flag Warning - Catastrophic Fires | 2025 | Electric Reliability | 233.2301 | 90.0882 | 2025 | Mitigation | 0.011149 | 10 | 0 | esc | 0.011149 | 2.6002 | 0.011149 | 2.6002 | 0.011149 | 2.6002 | 0.011149 | 2.6002
[79 empty] | WLDFR | HFTD - Distribution - Tier 3 - 3QU CoRE ¦ 2QU LoRE | Red Flag Warning - Catastrophic Fires | 2021 | 0 | 0 | 0 | 0 | 14146.1306 | 222.2294 | 8585.7228 | 5338.1784 | 2.4776 | 2.4776 | 0 | 0 | 4.1655e-05 |  | 0 | 0.0001032 | 0.0001032 | 0 | 0.0001032 | 0.0001032 | 0 | 0 | 0 | 0 | 0 | Column30: 0 | [29 empty] | 7.3.2.1.3 Advanced weather monitoring and weather stations Weather StationsWLDFRElectric Reliability | WLDFR | HFTD - Distribution - Tier 3 - 3QU CoRE ¦ 5QU LoRE | Red Flag Warning - Catastrophic Fires | 2026 | Electric Reliability | 233.2301 | 90.0882 | 2026 | Mitigation | 0.011149 | 10 | 0 | esc | 0.011149 | 2.6002 | 0.011149 | 2.6002 | 0.011149 | 2.6002 | 0.011149 | 2.6002
[79 empty] | WLDFR | HFTD - Distribution - Tier 3 - 3QU CoRE ¦ 2QU LoRE | Red Flag Warning - Catastrophic Fires | 2022 | 0 | 0 | 0 | 0 | 14146.1306 | 222.2294 | 8585.7228 | 5338.1784 | 2.4776 | 2.4776 | 2.4776 | 0 | 4.1655e-05 |  | 0 | 0.0001032 | 0.0001032 | 0 | 0.0001032 | 0.0001032 | 0 | 0.0001032 | 0.0001032 | 0 | 0 | Column30: 0 | [29 empty] | 7.3.2.1.3 Advanced weather monitoring and weather stations Weather StationsWLDFRElectric Reliability | WLDFR | HFTD - Distribution - Tier 3 - 3QU CoRE ¦ 5QU LoRE | Red Flag Warning - Catastrophic Fires | 2027 | Electric Reliability | 233.2301 | 90.0882 | 2027 | Mitigation | 0.011149 | 10 | 0 | esc | 0.011149 | 2.6002 | 0.011149 | 2.6002 | 0.011149 | 2.6002 | 0.011149 | 2.6002
[79 empty] | WLDFR | HFTD - Distribution - Tier 3 - 3QU CoRE ¦ 2QU LoRE | Red Flag Warning - Catastrophic Fires | 2023 | 0 | 0 | 0 | 0 | 14664.6376 | 233.2301 | 8896.516 | 5534.8915 | 2.6002 | 2.6002 | 2.6002 | 2.6002 | 4.1655e-05 |  | 0 | 0.00010831 | 0.00010831 | 0 | 0.00010831 | 0.00010831 | 0 | 0.00010831 | 0.00010831 | 0 | 0.00010831 | Column30: 0.00010831 | [29 empty] | 7.3.2.1.3 Advanced weather monitoring and weather stations Weather StationsWLDFRElectric Reliability | WLDFR | HFTD - Distribution - Tier 3 - 3QU CoRE ¦ 5QU LoRE | Red Flag Warning - Catastrophic Fires | 2028 | Electric Reliability | 247.273 | 90.0882 | 2028 | Mitigation | 0.011149 | 10 | 0 | esc | 0.011149 | 2.7568 | 0.011149 | 2.7568 | 0.011149 | 2.7568 | 0.011149 | 2.7568
[79 empty] | WLDFR | HFTD - Distribution - Tier 3 - 3QU CoRE ¦ 2QU LoRE | Red Flag Warning - Catastrophic Fires | 2024 | 0 | 0 | 0 | 0 | 14664.6376 | 233.2301 | 8896.516 | 5534.8915 | 2.6002 | 2.6002 | 2.6002 | 2.6002 | 4.1655e-05 |  | 0 | 0.00010831 | 0.00010831 | 0 | 0.00010831 | 0.00010831 | 0 | 0.00010831 | 0.00010831 | 0 | 0.00010831 | Column30: 0.00010831 | [29 empty] | 7.3.2.1.3 Advanced weather monitoring and weather stations Weather StationsWLDFRElectric Reliability | WLDFR | HFTD - Distribution - Tier 3 - 3QU CoRE ¦ 5QU LoRE | Red Flag Warning - Catastrophic Fires | 2029 | Electric Reliability | 247.273 | 90.0882 | 2029 | Mitigation | 0.011149 | 10 | 0 | esc | 0.011149 | 2.7568 | 0.011149 | 2.7568 | 0.011149 | 2.7568 | 0.011149 | 2.7568
[79 empty] | WLDFR | HFTD - Distribution - Tier 3 - 3QU CoRE ¦ 2QU LoRE | Red Flag Warning - Catastrophic Fires | 2025 | 0 | 0 | 0 | 0 | 14664.6376 | 233.2301 | 8896.516 | 5534.8915 | 2.6002 | 2.6002 | 2.6002 | 2.6002 | 4.1655e-05 |  | 0 | 0.00010831 | 0.00010831 | 0 | 0.00010831 | 0.00010831 | 0 | 0.00010831 | 0.00010831 | 0 | 0.00010831 | Column30: 0.00010831 | [29 empty] | 7.3.2.1.3 Advanced weather monitoring and weather stations Weather StationsWLDFRElectric Reliability | WLDFR | HFTD - Distribution - Tier 3 - 3QU CoRE ¦ 5QU LoRE | Red Flag Warning - Catastrophic Fires | 2030 | Electric Reliability | 247.273 | 90.0882 | 2030 | Mitigation | 0.011149 | 10 | 0 | esc | 0 | 0 | 0.011149 | 2.7568 | 0.011149 | 2.7568 | 0.011149 | 2.7568
[79 empty] | WLDFR | HFTD - Distribution - Tier 3 - 3QU CoRE ¦ 2QU LoRE | Red Flag Warning - Catastrophic Fires | 2026 | 0 | 0 | 0 | 0 | 14664.6376 | 233.2301 | 8896.516 | 5534.8915 | 2.6002 | 2.6002 | 2.6002 | 2.6002 | 4.1655e-05 |  | 0 | 0.00010831 | 0.00010831 | 0 | 0.00010831 | 0.00010831 | 0 | 0.00010831 | 0.00010831 | 0 | 0.00010831 | Column30: 0.00010831 | [29 empty] | 7.3.2.1.3 Advanced weather monitoring and weather stations Weather StationsWLDFRElectric Reliability | WLDFR | HFTD - Distribution - Tier 3 - 3QU CoRE ¦ 5QU LoRE | Red Flag Warning - Catastrophic Fires | 2031 | Electric Reliability | 247.273 | 90.0882 | 2031 | Mitigation | 0.011149 | 10 | 0 | esc | 0 | 0 | 0 | 0 | 0.011149 | 2.7568 | 0.011149 | 2.7568
[79 empty] | WLDFR | HFTD - Distribution - Tier 3 - 3QU CoRE ¦ 2QU LoRE | Red Flag Warning - Catastrophic Fires | 2027 | 0 | 0 | 0 | 0 | 14664.6376 | 233.2301 | 8896.516 | 5534.8915 | 2.6002 | 2.6002 | 2.6002 | 2.6002 | 4.1655e-05 |  | 0 | 0.00010831 | 0.00010831 | 0 | 0.00010831 | 0.00010831 | 0 | 0.00010831 | 0.00010831 | 0 | 0.00010831 | Column30: 0.00010831 | [29 empty] | 7.3.2.1.3 Advanced weather monitoring and weather stations Weather StationsWLDFRElectric Reliability | WLDFR | HFTD - Distribution - Tier 3 - 3QU CoRE ¦ 5QU LoRE | Red Flag Warning - Catastrophic Fires | 2032 | Electric Reliability | 247.273 | 90.0882 | 2032 | Mitigation | 0.011149 | 10 | 0 | esc | 0 | 0 | 0 | 0 | 0 | 0 | 0.011149 | 2.7568
[79 empty] | WLDFR | HFTD - Distribution - Tier 3 - 3QU CoRE ¦ 2QU LoRE | Red Flag Warning - Catastrophic Fires | 2028 | 0 | 0 | 0 | 0 | 15317.9909 | 247.273 | 9287.6491 | 5783.0689 | 2.7568 | 2.7568 | 2.7568 | 2.7568 | 4.1655e-05 |  | 0 | 0.00011483 | 0.00011483 | 0 | 0.00011483 | 0.00011483 | 0 | 0.00011483 | 0.00011483 | 0 | 0.00011483 | Column30: 0.00011483 | [29 empty] | 7.3.2.1.3 Advanced weather monitoring and weather stations Weather StationsWLDFRElectric Reliability | WLDFR | HFTD - Distribution - Tier 3 - 3QU CoRE ¦ 5QU LoRE | Red Flag Warning - Destructive Fires | 2021 | Electric Reliability | 222.2294 | 90.0882 | 2021 | Mitigation | 0.011149 | 10 | 0 | esc | 0.011149 | 2.4776 | 0.011149 | 2.4776 | 0 | 0 | 0 | 0
[79 empty] | WLDFR | HFTD - Distribution - Tier 3 - 3QU CoRE ¦ 2QU LoRE | Red Flag Warning - Catastrophic Fires | 2029 | 0 | 0 | 0 | 0 | 15317.9909 | 247.273 | 9287.6491 | 5783.0689 | 2.7568 | 2.7568 | 2.7568 | 2.7568 | 4.1655e-05 |  | 0 | 0.00011483 | 0.00011483 | 0 | 0.00011483 | 0.00011483 | 0 | 0.00011483 | 0.00011483 | 0 | 0.00011483 | Column30: 0.00011483 | [29 empty] | 7.3.2.1.3 Advanced weather monitoring and weather stations Weather StationsWLDFRElectric Reliability | WLDFR | HFTD - Distribution - Tier 3 - 3QU CoRE ¦ 5QU LoRE | Red Flag Warning - Destructive Fires | 2022 | Electric Reliability | 222.2294 | 90.0882 | 2022 | Mitigation | 0.011149 | 10 | 0 | esc | 0.011149 | 2.4776 | 0.011149 | 2.4776 | 0.011149 | 2.4776 | 0 | 0
[79 empty] | WLDFR | HFTD - Distribution - Tier 3 - 3QU CoRE ¦ 2QU LoRE | Red Flag Warning - Catastrophic Fires | 2030 | 0 | 0 | 0 | 0 | 15317.9909 | 247.273 | 9287.6491 | 5783.0689 | 0 | 2.7568 | 2.7568 | 2.7568 | 4.1655e-05 |  | 0 | 0 | 0 | 0 | 0.00011483 | 0.00011483 | 0 | 0.00011483 | 0.00011483 | 0 | 0.00011483 | Column30: 0.00011483 | [29 empty] | 7.3.2.1.3 Advanced weather monitoring and weather stations Weather StationsWLDFRElectric Reliability | WLDFR | HFTD - Distribution - Tier 3 - 3QU CoRE ¦ 5QU LoRE | Red Flag Warning - Destructive Fires | 2023 | Electric Reliability | 233.2301 | 90.0882 | 2023 | Mitigation | 0.011149 | 10 | 0 | esc | 0.011149 | 2.6002 | 0.011149 | 2.6002 | 0.011149 | 2.6002 | 0.011149 | 2.6002
[79 empty] | WLDFR | HFTD - Distribution - Tier 3 - 3QU CoRE ¦ 2QU LoRE | Red Flag Warning - Catastrophic Fires | 2031 | 0 | 0 | 0 | 0 | 15317.9909 | 247.273 | 9287.6491 | 5783.0689 | 0 | 0 | 2.7568 | 2.7568 | 4.1655e-05 |  | 0 | 0 | 0 | 0 | 0 | 0 | 0 | 0.00011483 | 0.00011483 | 0 | 0.00011483 | Column30: 0.00011483 | [29 empty] | 7.3.2.1.3 Advanced weather monitoring and weather stations Weather StationsWLDFRElectric Reliability | WLDFR | HFTD - Distribution - Tier 3 - 3QU CoRE ¦ 5QU LoRE | Red Flag Warning - Destructive Fires | 2024 | Electric Reliability | 233.2301 | 90.0882 | 2024 | Mitigation | 0.011149 | 10 | 0 | esc | 0.011149 | 2.6002 | 0.011149 | 2.6002 | 0.011149 | 2.6002 | 0.011149 | 2.6002
[79 empty] | WLDFR | HFTD - Distribution - Tier 3 - 3QU CoRE ¦ 2QU LoRE | Red Flag Warning - Catastrophic Fires | 2032 | 0 | 0 | 0 | 0 | 15317.9909 | 247.273 | 9287.6491 | 5783.0689 | 0 | 0 | 0 | 2.7568 | 4.1655e-05 |  | 0 | 0 | 0 | 0 | 0 | 0 | 0 | 0 | 0 | 0 | 0.00011483 | Column30: 0.00011483 | [29 empty] | 7.3.2.1.3 Advanced weather monitoring and weather stations Weather StationsWLDFRElectric Reliability | WLDFR | HFTD - Distribution - Tier 3 - 3QU CoRE ¦ 5QU LoRE | Red Flag Warning - Destructive Fires | 2025 | Electric Reliability | 233.2301 | 90.0882 | 2025 | Mitigation | 0.011149 | 10 | 0 | esc | 0.011149 | 2.6002 | 0.011149 | 2.6002 | 0.011149 | 2.6002 | 0.011149 | 2.6002
[79 empty] | WLDFR | HFTD - Distribution - Tier 3 - 3QU CoRE ¦ 2QU LoRE | Red Flag Warning - Destructive Fires | 2020 | 0 | 0 | 0 | 0 | 8807.9522 | 222.2294 | 8585.7228 | 0 | 2.4776 | 0 | 0 | 0 | 5.5637e-06 |  | 0 | 1.3785e-05 | 1.3785e-05 | 0 | 0 | 0 | 0 | 0 | 0 | 0 | 0 | Column30: 0 | [29 empty] | 7.3.2.1.3 Advanced weather monitoring and weather stations Weather StationsWLDFRElectric Reliability | WLDFR | HFTD - Distribution - Tier 3 - 3QU CoRE ¦ 5QU LoRE | Red Flag Warning - Destructive Fires | 2026 | Electric Reliability | 233.2301 | 90.0882 | 2026 | Mitigation | 0.011149 | 10 | 0 | esc | 0.011149 | 2.6002 | 0.011149 | 2.6002 | 0.011149 | 2.6002 | 0.011149 | 2.6002
[79 empty] | WLDFR | HFTD - Distribution - Tier 3 - 3QU CoRE ¦ 2QU LoRE | Red Flag Warning - Destructive Fires | 2021 | 0 | 0 | 0 | 0 | 8807.9522 | 222.2294 | 8585.7228 | 0 | 2.4776 | 2.4776 | 0 | 0 | 5.5637e-06 |  | 0 | 1.3785e-05 | 1.3785e-05 | 0 | 1.3785e-05 | 1.3785e-05 | 0 | 0 | 0 | 0 | 0 | Column30: 0 | [29 empty] | 7.3.2.1.3 Advanced weather monitoring and weather stations Weather StationsWLDFRElectric Reliability | WLDFR | HFTD - Distribution - Tier 3 - 3QU CoRE ¦ 5QU LoRE | Red Flag Warning - Destructive Fires | 2027 | Electric Reliability | 233.2301 | 90.0882 | 2027 | Mitigation | 0.011149 | 10 | 0 | esc | 0.011149 | 2.6002 | 0.011149 | 2.6002 | 0.011149 | 2.6002 | 0.011149 | 2.6002
[79 empty] | WLDFR | HFTD - Distribution - Tier 3 - 3QU CoRE ¦ 2QU LoRE | Red Flag Warning - Destructive Fires | 2022 | 0 | 0 | 0 | 0 | 8807.9522 | 222.2294 | 8585.7228 | 0 | 2.4776 | 2.4776 | 2.4776 | 0 | 5.5637e-06 |  | 0 | 1.3785e-05 | 1.3785e-05 | 0 | 1.3785e-05 | 1.3785e-05 | 0 | 1.3785e-05 | 1.3785e-05 | 0 | 0 | Column30: 0 | [29 empty] | 7.3.2.1.3 Advanced weather monitoring and weather stations Weather StationsWLDFRElectric Reliability | WLDFR | HFTD - Distribution - Tier 3 - 3QU CoRE ¦ 5QU LoRE | Red Flag Warning - Destructive Fires | 2028 | Electric Reliability | 247.273 | 90.0882 | 2028 | Mitigation | 0.011149 | 10 | 0 | esc | 0.011149 | 2.7568 | 0.011149 | 2.7568 | 0.011149 | 2.7568 | 0.011149 | 2.7568
[79 empty] | WLDFR | HFTD - Distribution - Tier 3 - 3QU CoRE ¦ 2QU LoRE | Red Flag Warning - Destructive Fires | 2023 | 0 | 0 | 0 | 0 | 9129.7461 | 233.2301 | 8896.516 | 0 | 2.6002 | 2.6002 | 2.6002 | 2.6002 | 5.5637e-06 |  | 0 | 1.4467e-05 | 1.4467e-05 | 0 | 1.4467e-05 | 1.4467e-05 | 0 | 1.4467e-05 | 1.4467e-05 | 0 | 1.4467e-05 | Column30: 1.4467e-05 | [29 empty] | 7.3.2.1.3 Advanced weather monitoring and weather stations Weather StationsWLDFRElectric Reliability | WLDFR | HFTD - Distribution - Tier 3 - 3QU CoRE ¦ 5QU LoRE | Red Flag Warning - Destructive Fires | 2029 | Electric Reliability | 247.273 | 90.0882 | 2029 | Mitigation | 0.011149 | 10 | 0 | esc | 0.011149 | 2.7568 | 0.011149 | 2.7568 | 0.011149 | 2.7568 | 0.011149 | 2.7568
[79 empty] | WLDFR | HFTD - Distribution - Tier 3 - 3QU CoRE ¦ 2QU LoRE | Red Flag Warning - Destructive Fires | 2024 | 0 | 0 | 0 | 0 | 9129.7461 | 233.2301 | 8896.516 | 0 | 2.6002 | 2.6002 | 2.6002 | 2.6002 | 5.5637e-06 |  | 0 | 1.4467e-05 | 1.4467e-05 | 0 | 1.4467e-05 | 1.4467e-05 | 0 | 1.4467e-05 | 1.4467e-05 | 0 | 1.4467e-05 | Column30: 1.4467e-05 | [29 empty] | 7.3.2.1.3 Advanced weather monitoring and weather stations Weather StationsWLDFRElectric Reliability | WLDFR | HFTD - Distribution - Tier 3 - 3QU CoRE ¦ 5QU LoRE | Red Flag Warning - Destructive Fires | 2030 | Electric Reliability | 247.273 | 90.0882 | 2030 | Mitigation | 0.011149 | 10 | 0 | esc | 0 | 0 | 0.011149 | 2.7568 | 0.011149 | 2.7568 | 0.011149 | 2.7568
[79 empty] | WLDFR | HFTD - Distribution - Tier 3 - 3QU CoRE ¦ 2QU LoRE | Red Flag Warning - Destructive Fires | 2025 | 0 | 0 | 0 | 0 | 9129.7461 | 233.2301 | 8896.516 | 0 | 2.6002 | 2.6002 | 2.6002 | 2.6002 | 5.5637e-06 |  | 0 | 1.4467e-05 | 1.4467e-05 | 0 | 1.4467e-05 | 1.4467e-05 | 0 | 1.4467e-05 | 1.4467e-05 | 0 | 1.4467e-05 | Column30: 1.4467e-05 | [29 empty] | 7.3.2.1.3 Advanced weather monitoring and weather stations Weather StationsWLDFRElectric Reliability | WLDFR | HFTD - Distribution - Tier 3 - 3QU CoRE ¦ 5QU LoRE | Red Flag Warning - Destructive Fires | 2031 | Electric Reliability | 247.273 | 90.0882 | 2031 | Mitigation | 0.011149 | 10 | 0 | esc | 0 | 0 | 0 | 0 | 0.011149 | 2.7568 | 0.011149 | 2.7568
[79 empty] | WLDFR | HFTD - Distribution - Tier 3 - 3QU CoRE ¦ 2QU LoRE | Red Flag Warning - Destructive Fires | 2026 | 0 | 0 | 0 | 0 | 9129.7461 | 233.2301 | 8896.516 | 0 | 2.6002 | 2.6002 | 2.6002 | 2.6002 | 5.5637e-06 |  | 0 | 1.4467e-05 | 1.4467e-05 | 0 | 1.4467e-05 | 1.4467e-05 | 0 | 1.4467e-05 | 1.4467e-05 | 0 | 1.4467e-05 | Column30: 1.4467e-05 | [29 empty] | 7.3.2.1.3 Advanced weather monitoring and weather stations Weather StationsWLDFRElectric Reliability | WLDFR | HFTD - Distribution - Tier 3 - 3QU CoRE ¦ 5QU LoRE | Red Flag Warning - Destructive Fires | 2032 | Electric Reliability | 247.273 | 90.0882 | 2032 | Mitigation | 0.011149 | 10 | 0 | esc | 0 | 0 | 0 | 0 | 0 | 0 | 0.011149 | 2.7568
[79 empty] | WLDFR | HFTD - Distribution - Tier 3 - 3QU CoRE ¦ 2QU LoRE | Red Flag Warning - Destructive Fires | 2027 | 0 | 0 | 0 | 0 | 9129.7461 | 233.2301 | 8896.516 | 0 | 2.6002 | 2.6002 | 2.6002 | 2.6002 | 5.5637e-06 |  | 0 | 1.4467e-05 | 1.4467e-05 | 0 | 1.4467e-05 | 1.4467e-05 | 0 | 1.4467e-05 | 1.4467e-05 | 0 | 1.4467e-05 | Column30: 1.4467e-05 | [29 empty] | 7.3.2.1.3 Advanced weather monitoring and weather stations Weather StationsWLDFRElectric Reliability | WLDFR | HFTD - Distribution - Tier 3 - 3QU CoRE ¦ 5QU LoRE | Red Flag Warning - Large Fires | 2021 | Electric Reliability | 0.69642 | 90.0882 | 2021 | Mitigation | 0.011149 | 10 | 0 | esc | 0.011149 | 0.0077642 | 0.011149 | 0.0077642 | 0 | 0 | 0 | 0
[79 empty] | WLDFR | HFTD - Distribution - Tier 3 - 3QU CoRE ¦ 2QU LoRE | Red Flag Warning - Destructive Fires | 2028 | 0 | 0 | 0 | 0 | 9534.9221 | 247.273 | 9287.6491 | 0 | 2.7568 | 2.7568 | 2.7568 | 2.7568 | 5.5637e-06 |  | 0 | 1.5338e-05 | 1.5338e-05 | 0 | 1.5338e-05 | 1.5338e-05 | 0 | 1.5338e-05 | 1.5338e-05 | 0 | 1.5338e-05 | Column30: 1.5338e-05 | [29 empty] | 7.3.2.1.3 Advanced weather monitoring and weather stations Weather StationsWLDFRElectric Reliability | WLDFR | HFTD - Distribution - Tier 3 - 3QU CoRE ¦ 5QU LoRE | Red Flag Warning - Large Fires | 2022 | Electric Reliability | 0.69642 | 90.0882 | 2022 | Mitigation | 0.011149 | 10 | 0 | esc | 0.011149 | 0.0077642 | 0.011149 | 0.0077642 | 0.011149 | 0.0077642 | 0 | 0
[79 empty] | WLDFR | HFTD - Distribution - Tier 3 - 3QU CoRE ¦ 2QU LoRE | Red Flag Warning - Destructive Fires | 2029 | 0 | 0 | 0 | 0 | 9534.9221 | 247.273 | 9287.6491 | 0 | 2.7568 | 2.7568 | 2.7568 | 2.7568 | 5.5637e-06 |  | 0 | 1.5338e-05 | 1.5338e-05 | 0 | 1.5338e-05 | 1.5338e-05 | 0 | 1.5338e-05 | 1.5338e-05 | 0 | 1.5338e-05 | Column30: 1.5338e-05 | [29 empty] | 7.3.2.1.3 Advanced weather monitoring and weather stations Weather StationsWLDFRElectric Reliability | WLDFR | HFTD - Distribution - Tier 3 - 3QU CoRE ¦ 5QU LoRE | Red Flag Warning - Large Fires | 2023 | Electric Reliability | 0.71896 | 90.0882 | 2023 | Mitigation | 0.011149 | 10 | 0 | esc | 0.011149 | 0.0080156 | 0.011149 | 0.0080156 | 0.011149 | 0.0080156 | 0.011149 | 0.0080156
[79 empty] | WLDFR | HFTD - Distribution - Tier 3 - 3QU CoRE ¦ 2QU LoRE | Red Flag Warning - Destructive Fires | 2030 | 0 | 0 | 0 | 0 | 9534.9221 | 247.273 | 9287.6491 | 0 | 0 | 2.7568 | 2.7568 | 2.7568 | 5.5637e-06 |  | 0 | 0 | 0 | 0 | 1.5338e-05 | 1.5338e-05 | 0 | 1.5338e-05 | 1.5338e-05 | 0 | 1.5338e-05 | Column30: 1.5338e-05 | [29 empty] | 7.3.2.1.3 Advanced weather monitoring and weather stations Weather StationsWLDFRElectric Reliability | WLDFR | HFTD - Distribution - Tier 3 - 3QU CoRE ¦ 5QU LoRE | Red Flag Warning - Large Fires | 2024 | Electric Reliability | 0.71896 | 90.0882 | 2024 | Mitigation | 0.011149 | 10 | 0 | esc | 0.011149 | 0.0080156 | 0.011149 | 0.0080156 | 0.011149 | 0.0080156 | 0.011149 | 0.0080156
[79 empty] | WLDFR | HFTD - Distribution - Tier 3 - 3QU CoRE ¦ 2QU LoRE | Red Flag Warning - Destructive Fires | 2031 | 0 | 0 | 0 | 0 | 9534.9221 | 247.273 | 9287.6491 | 0 | 0 | 0 | 2.7568 | 2.7568 | 5.5637e-06 |  | 0 | 0 | 0 | 0 | 0 | 0 | 0 | 1.5338e-05 | 1.5338e-05 | 0 | 1.5338e-05 | Column30: 1.5338e-05 | [29 empty] | 7.3.2.1.3 Advanced weather monitoring and weather stations Weather StationsWLDFRElectric Reliability | WLDFR | HFTD - Distribution - Tier 3 - 3QU CoRE ¦ 5QU LoRE | Red Flag Warning - Large Fires | 2025 | Electric Reliability | 0.71896 | 90.0882 | 2025 | Mitigation | 0.011149 | 10 | 0 | esc | 0.011149 | 0.0080156 | 0.011149 | 0.0080156 | 0.011149 | 0.0080156 | 0.011149 | 0.0080156
[79 empty] | WLDFR | HFTD - Distribution - Tier 3 - 3QU CoRE ¦ 2QU LoRE | Red Flag Warning - Destructive Fires | 2032 | 0 | 0 | 0 | 0 | 9534.9221 | 247.273 | 9287.6491 | 0 | 0 | 0 | 0 | 2.7568 | 5.5637e-06 |  | 0 | 0 | 0 | 0 | 0 | 0 | 0 | 0 | 0 | 0 | 1.5338e-05 | Column30: 1.5338e-05 | [29 empty] | 7.3.2.1.3 Advanced weather monitoring and weather stations Weather StationsWLDFRElectric Reliability | WLDFR | HFTD - Distribution - Tier 3 - 3QU CoRE ¦ 5QU LoRE | Red Flag Warning - Large Fires | 2026 | Electric Reliability | 0.71896 | 90.0882 | 2026 | Mitigation | 0.011149 | 10 | 0 | esc | 0.011149 | 0.0080156 | 0.011149 | 0.0080156 | 0.011149 | 0.0080156 | 0.011149 | 0.0080156
[79 empty] | WLDFR | HFTD - Distribution - Tier 3 - 3QU CoRE ¦ 2QU LoRE | Red Flag Warning - Large Fires | 2020 | 0 | 0 | 0 | 0 | 5.2406 | 0.69642 | 2.942 | 1.6022 | 0.0077642 | 0 | 0 | 0 | 3.7881e-05 |  | 0 | 2.9412e-07 | 2.9412e-07 | 0 | 0 | 0 | 0 | 0 | 0 | 0 | 0 | Column30: 0 | [29 empty] | 7.3.2.1.3 Advanced weather monitoring and weather stations Weather StationsWLDFRElectric Reliability | WLDFR | HFTD - Distribution - Tier 3 - 3QU CoRE ¦ 5QU LoRE | Red Flag Warning - Large Fires | 2027 | Electric Reliability | 0.71896 | 90.0882 | 2027 | Mitigation | 0.011149 | 10 | 0 | esc | 0.011149 | 0.0080156 | 0.011149 | 0.0080156 | 0.011149 | 0.0080156 | 0.011149 | 0.0080156
[79 empty] | WLDFR | HFTD - Distribution - Tier 3 - 3QU CoRE ¦ 2QU LoRE | Red Flag Warning - Large Fires | 2021 | 0 | 0 | 0 | 0 | 5.2406 | 0.69642 | 2.942 | 1.6022 | 0.0077642 | 0.0077642 | 0 | 0 | 3.7881e-05 |  | 0 | 2.9412e-07 | 2.9412e-07 | 0 | 2.9412e-07 | 2.9412e-07 | 0 | 0 | 0 | 0 | 0 | Column30: 0 | [29 empty] | 7.3.2.1.3 Advanced weather monitoring and weather stations Weather StationsWLDFRElectric Reliability | WLDFR | HFTD - Distribution - Tier 3 - 3QU CoRE ¦ 5QU LoRE | Red Flag Warning - Large Fires | 2028 | Electric Reliability | 0.74734 | 90.0882 | 2028 | Mitigation | 0.011149 | 10 | 0 | esc | 0.011149 | 0.0083319 | 0.011149 | 0.0083319 | 0.011149 | 0.0083319 | 0.011149 | 0.0083319
[79 empty] | WLDFR | HFTD - Distribution - Tier 3 - 3QU CoRE ¦ 2QU LoRE | Red Flag Warning - Large Fires | 2022 | 0 | 0 | 0 | 0 | 5.2406 | 0.69642 | 2.942 | 1.6022 | 0.0077642 | 0.0077642 | 0.0077642 | 0 | 3.7881e-05 |  | 0 | 2.9412e-07 | 2.9412e-07 | 0 | 2.9412e-07 | 2.9412e-07 | 0 | 2.9412e-07 | 2.9412e-07 | 0 | 0 | Column30: 0 | [29 empty] | 7.3.2.1.3 Advanced weather monitoring and weather stations Weather StationsWLDFRElectric Reliability | WLDFR | HFTD - Distribution - Tier 3 - 3QU CoRE ¦ 5QU LoRE | Red Flag Warning - Large Fires | 2029 | Electric Reliability | 0.74734 | 90.0882 | 2029 | Mitigation | 0.011149 | 10 | 0 | esc | 0.011149 | 0.0083319 | 0.011149 | 0.0083319 | 0.011149 | 0.0083319 | 0.011149 | 0.0083319
[79 empty] | WLDFR | HFTD - Distribution - Tier 3 - 3QU CoRE ¦ 2QU LoRE | Red Flag Warning - Large Fires | 2023 | 0 | 0 | 0 | 0 | 5.475 | 0.71896 | 3.0715 | 1.6846 | 0.0080156 | 0.0080156 | 0.0080156 | 0.0080156 | 3.7881e-05 |  | 0 | 3.0364e-07 | 3.0364e-07 | 0 | 3.0364e-07 | 3.0364e-07 | 0 | 3.0364e-07 | 3.0364e-07 | 0 | 3.0364e-07 | Column30: 3.0364e-07 | [29 empty] | 7.3.2.1.3 Advanced weather monitoring and weather stations Weather StationsWLDFRElectric Reliability | WLDFR | HFTD - Distribution - Tier 3 - 3QU CoRE ¦ 5QU LoRE | Red Flag Warning - Large Fires | 2030 | Electric Reliability | 0.74734 | 90.0882 | 2030 | Mitigation | 0.011149 | 10 | 0 | esc | 0 | 0 | 0.011149 | 0.0083319 | 0.011149 | 0.0083319 | 0.011149 | 0.0083319
[79 empty] | WLDFR | HFTD - Distribution - Tier 3 - 3QU CoRE ¦ 2QU LoRE | Red Flag Warning - Large Fires | 2024 | 0 | 0 | 0 | 0 | 5.475 | 0.71896 | 3.0715 | 1.6846 | 0.0080156 | 0.0080156 | 0.0080156 | 0.0080156 | 3.7881e-05 |  | 0 | 3.0364e-07 | 3.0364e-07 | 0 | 3.0364e-07 | 3.0364e-07 | 0 | 3.0364e-07 | 3.0364e-07 | 0 | 3.0364e-07 | Column30: 3.0364e-07 | [29 empty] | 7.3.2.1.3 Advanced weather monitoring and weather stations Weather StationsWLDFRElectric Reliability | WLDFR | HFTD - Distribution - Tier 3 - 3QU CoRE ¦ 5QU LoRE | Red Flag Warning - Large Fires | 2031 | Electric Reliability | 0.74734 | 90.0882 | 2031 | Mitigation | 0.011149 | 10 | 0 | esc | 0 | 0 | 0 | 0 | 0.011149 | 0.0083319 | 0.011149 | 0.0083319
[79 empty] | WLDFR | HFTD - Distribution - Tier 3 - 3QU CoRE ¦ 2QU LoRE | Red Flag Warning - Large Fires | 2025 | 0 | 0 | 0 | 0 | 5.475 | 0.71896 | 3.0715 | 1.6846 | 0.0080156 | 0.0080156 | 0.0080156 | 0.0080156 | 3.7881e-05 |  | 0 | 3.0364e-07 | 3.0364e-07 | 0 | 3.0364e-07 | 3.0364e-07 | 0 | 3.0364e-07 | 3.0364e-07 | 0 | 3.0364e-07 | Column30: 3.0364e-07 | [29 empty] | 7.3.2.1.3 Advanced weather monitoring and weather stations Weather StationsWLDFRElectric Reliability | WLDFR | HFTD - Distribution - Tier 3 - 3QU CoRE ¦ 5QU LoRE | Red Flag Warning - Large Fires | 2032 | Electric Reliability | 0.74734 | 90.0882 | 2032 | Mitigation | 0.011149 | 10 | 0 | esc | 0 | 0 | 0 | 0 | 0 | 0 | 0.011149 | 0.0083319
[79 empty] | WLDFR | HFTD - Distribution - Tier 3 - 3QU CoRE ¦ 2QU LoRE | Red Flag Warning - Large Fires | 2026 | 0 | 0 | 0 | 0 | 5.475 | 0.71896 | 3.0715 | 1.6846 | 0.0080156 | 0.0080156 | 0.0080156 | 0.0080156 | 3.7881e-05 |  | 0 | 3.0364e-07 | 3.0364e-07 | 0 | 3.0364e-07 | 3.0364e-07 | 0 | 3.0364e-07 | 3.0364e-07 | 0 | 3.0364e-07 | Column30: 3.0364e-07 | [29 empty] | 7.3.2.1.3 Advanced weather monitoring and weather stations Weather StationsWLDFRElectric Reliability | WLDFR | HFTD - Distribution - Tier 3 - 3QU CoRE ¦ 5QU LoRE | Red Flag Warning - Small Fires | 2021 | Electric Reliability | 0.036425 | 90.0882 | 2021 | Mitigation | 0.011149 | 10 | 0 | esc | 0.011149 | 0.0004061 | 0.011149 | 0.0004061 | 0 | 0 | 0 | 0
[79 empty] | WLDFR | HFTD - Distribution - Tier 3 - 3QU CoRE ¦ 2QU LoRE | Red Flag Warning - Large Fires | 2027 | 0 | 0 | 0 | 0 | 5.475 | 0.71896 | 3.0715 | 1.6846 | 0.0080156 | 0.0080156 | 0.0080156 | 0.0080156 | 3.7881e-05 |  | 0 | 3.0364e-07 | 3.0364e-07 | 0 | 3.0364e-07 | 3.0364e-07 | 0 | 3.0364e-07 | 3.0364e-07 | 0 | 3.0364e-07 | Column30: 3.0364e-07 | [29 empty] | 7.3.2.1.3 Advanced weather monitoring and weather stations Weather StationsWLDFRElectric Reliability | WLDFR | HFTD - Distribution - Tier 3 - 3QU CoRE ¦ 5QU LoRE | Red Flag Warning - Small Fires | 2022 | Electric Reliability | 0.036425 | 90.0882 | 2022 | Mitigation | 0.011149 | 10 | 0 | esc | 0.011149 | 0.0004061 | 0.011149 | 0.0004061 | 0.011149 | 0.0004061 | 0 | 0
[79 empty] | WLDFR | HFTD - Distribution - Tier 3 - 3QU CoRE ¦ 2QU LoRE | Red Flag Warning - Large Fires | 2028 | 0 | 0 | 0 | 0 | 5.777 | 0.74734 | 3.238 | 1.7917 | 0.0083319 | 0.0083319 | 0.0083319 | 0.0083319 | 3.7881e-05 |  | 0 | 3.1562e-07 | 3.1562e-07 | 0 | 3.1562e-07 | 3.1562e-07 | 0 | 3.1562e-07 | 3.1562e-07 | 0 | 3.1562e-07 | Column30: 3.1562e-07 | [29 empty] | 7.3.2.1.3 Advanced weather monitoring and weather stations Weather StationsWLDFRElectric Reliability | WLDFR | HFTD - Distribution - Tier 3 - 3QU CoRE ¦ 5QU LoRE | Red Flag Warning - Small Fires | 2023 | Electric Reliability | 0.03759 | 90.0882 | 2023 | Mitigation | 0.011149 | 10 | 0 | esc | 0.011149 | 0.00041909 | 0.011149 | 0.00041909 | 0.011149 | 0.00041909 | 0.011149 | 0.00041909
[79 empty] | WLDFR | HFTD - Distribution - Tier 3 - 3QU CoRE ¦ 2QU LoRE | Red Flag Warning - Large Fires | 2029 | 0 | 0 | 0 | 0 | 5.777 | 0.74734 | 3.238 | 1.7917 | 0.0083319 | 0.0083319 | 0.0083319 | 0.0083319 | 3.7881e-05 |  | 0 | 3.1562e-07 | 3.1562e-07 | 0 | 3.1562e-07 | 3.1562e-07 | 0 | 3.1562e-07 | 3.1562e-07 | 0 | 3.1562e-07 | Column30: 3.1562e-07 | [29 empty] | 7.3.2.1.3 Advanced weather monitoring and weather stations Weather StationsWLDFRElectric Reliability | WLDFR | HFTD - Distribution - Tier 3 - 3QU CoRE ¦ 5QU LoRE | Red Flag Warning - Small Fires | 2024 | Electric Reliability | 0.03759 | 90.0882 | 2024 | Mitigation | 0.011149 | 10 | 0 | esc | 0.011149 | 0.00041909 | 0.011149 | 0.00041909 | 0.011149 | 0.00041909 | 0.011149 | 0.00041909
[79 empty] | WLDFR | HFTD - Distribution - Tier 3 - 3QU CoRE ¦ 2QU LoRE | Red Flag Warning - Large Fires | 2030 | 0 | 0 | 0 | 0 | 5.777 | 0.74734 | 3.238 | 1.7917 | 0 | 0.0083319 | 0.0083319 | 0.0083319 | 3.7881e-05 |  | 0 | 0 | 0 | 0 | 3.1562e-07 | 3.1562e-07 | 0 | 3.1562e-07 | 3.1562e-07 | 0 | 3.1562e-07 | Column30: 3.1562e-07 | [29 empty] | 7.3.2.1.3 Advanced weather monitoring and weather stations Weather StationsWLDFRElectric Reliability | WLDFR | HFTD - Distribution - Tier 3 - 3QU CoRE ¦ 5QU LoRE | Red Flag Warning - Small Fires | 2025 | Electric Reliability | 0.03759 | 90.0882 | 2025 | Mitigation | 0.011149 | 10 | 0 | esc | 0.011149 | 0.00041909 | 0.011149 | 0.00041909 | 0.011149 | 0.00041909 | 0.011149 | 0.00041909
[79 empty] | WLDFR | HFTD - Distribution - Tier 3 - 3QU CoRE ¦ 2QU LoRE | Red Flag Warning - Large Fires | 2031 | 0 | 0 | 0 | 0 | 5.777 | 0.74734 | 3.238 | 1.7917 | 0 | 0 | 0.0083319 | 0.0083319 | 3.7881e-05 |  | 0 | 0 | 0 | 0 | 0 | 0 | 0 | 3.1562e-07 | 3.1562e-07 | 0 | 3.1562e-07 | Column30: 3.1562e-07 | [29 empty] | 7.3.2.1.3 Advanced weather monitoring and weather stations Weather StationsWLDFRElectric Reliability | WLDFR | HFTD - Distribution - Tier 3 - 3QU CoRE ¦ 5QU LoRE | Red Flag Warning - Small Fires | 2026 | Electric Reliability | 0.03759 | 90.0882 | 2026 | Mitigation | 0.011149 | 10 | 0 | esc | 0.011149 | 0.00041909 | 0.011149 | 0.00041909 | 0.011149 | 0.00041909 | 0.011149 | 0.00041909
[79 empty] | WLDFR | HFTD - Distribution - Tier 3 - 3QU CoRE ¦ 2QU LoRE | Red Flag Warning - Large Fires | 2032 | 0 | 0 | 0 | 0 | 5.777 | 0.74734 | 3.238 | 1.7917 | 0 | 0 | 0 | 0.0083319 | 3.7881e-05 |  | 0 | 0 | 0 | 0 | 0 | 0 | 0 | 0 | 0 | 0 | 3.1562e-07 | Column30: 3.1562e-07 | [29 empty] | 7.3.2.1.3 Advanced weather monitoring and weather stations Weather StationsWLDFRElectric Reliability | WLDFR | HFTD - Distribution - Tier 3 - 3QU CoRE ¦ 5QU LoRE | Red Flag Warning - Small Fires | 2027 | Electric Reliability | 0.03759 | 90.0882 | 2027 | Mitigation | 0.011149 | 10 | 0 | esc | 0.011149 | 0.00041909 | 0.011149 | 0.00041909 | 0.011149 | 0.00041909 | 0.011149 | 0.00041909
[79 empty] | WLDFR | HFTD - Distribution - Tier 3 - 3QU CoRE ¦ 2QU LoRE | Red Flag Warning - Small Fires | 2020 | 0 | 0 | 0 | 0 | 0.077901 | 0.036425 | 0.0015809 | 0.039895 | 0.0004061 | 0 | 0 | 0 | 0.00093819 |  | 0 | 3.8099e-07 | 3.8099e-07 | 0 | 0 | 0 | 0 | 0 | 0 | 0 | 0 | Column30: 0 | [29 empty] | 7.3.2.1.3 Advanced weather monitoring and weather stations Weather StationsWLDFRElectric Reliability | WLDFR | HFTD - Distribution - Tier 3 - 3QU CoRE ¦ 5QU LoRE | Red Flag Warning - Small Fires | 2028 | Electric Reliability | 0.039055 | 90.0882 | 2028 | Mitigation | 0.011149 | 10 | 0 | esc | 0.011149 | 0.00043542 | 0.011149 | 0.00043542 | 0.011149 | 0.00043542 | 0.011149 | 0.00043542
[79 empty] | WLDFR | HFTD - Distribution - Tier 3 - 3QU CoRE ¦ 2QU LoRE | Red Flag Warning - Small Fires | 2021 | 0 | 0 | 0 | 0 | 0.077901 | 0.036425 | 0.0015809 | 0.039895 | 0.0004061 | 0.0004061 | 0 | 0 | 0.00093819 |  | 0 | 3.8099e-07 | 3.8099e-07 | 0 | 3.8099e-07 | 3.8099e-07 | 0 | 0 | 0 | 0 | 0 | Column30: 0 | [29 empty] | 7.3.2.1.3 Advanced weather monitoring and weather stations Weather StationsWLDFRElectric Reliability | WLDFR | HFTD - Distribution - Tier 3 - 3QU CoRE ¦ 5QU LoRE | Red Flag Warning - Small Fires | 2029 | Electric Reliability | 0.039055 | 90.0882 | 2029 | Mitigation | 0.011149 | 10 | 0 | esc | 0.011149 | 0.00043542 | 0.011149 | 0.00043542 | 0.011149 | 0.00043542 | 0.011149 | 0.00043542
[79 empty] | WLDFR | HFTD - Distribution - Tier 3 - 3QU CoRE ¦ 2QU LoRE | Red Flag Warning - Small Fires | 2022 | 0 | 0 | 0 | 0 | 0.077901 | 0.036425 | 0.0015809 | 0.039895 | 0.0004061 | 0.0004061 | 0.0004061 | 0 | 0.00093819 |  | 0 | 3.8099e-07 | 3.8099e-07 | 0 | 3.8099e-07 | 3.8099e-07 | 0 | 3.8099e-07 | 3.8099e-07 | 0 | 0 | Column30: 0 | [29 empty] | 7.3.2.1.3 Advanced weather monitoring and weather stations Weather StationsWLDFRElectric Reliability | WLDFR | HFTD - Distribution - Tier 3 - 3QU CoRE ¦ 5QU LoRE | Red Flag Warning - Small Fires | 2030 | Electric Reliability | 0.039055 | 90.0882 | 2030 | Mitigation | 0.011149 | 10 | 0 | esc | 0 | 0 | 0.011149 | 0.00043542 | 0.011149 | 0.00043542 | 0.011149 | 0.00043542
[79 empty] | WLDFR | HFTD - Distribution - Tier 3 - 3QU CoRE ¦ 2QU LoRE | Red Flag Warning - Small Fires | 2023 | 0 | 0 | 0 | 0 | 0.080408 | 0.03759 | 0.0016314 | 0.041187 | 0.00041909 | 0.00041909 | 0.00041909 | 0.00041909 | 0.00093819 |  | 0 | 3.9318e-07 | 3.9318e-07 | 0 | 3.9318e-07 | 3.9318e-07 | 0 | 3.9318e-07 | 3.9318e-07 | 0 | 3.9318e-07 | Column30: 3.9318e-07 | [29 empty] | 7.3.2.1.3 Advanced weather monitoring and weather stations Weather StationsWLDFRElectric Reliability | WLDFR | HFTD - Distribution - Tier 3 - 3QU CoRE ¦ 5QU LoRE | Red Flag Warning - Small Fires | 2031 | Electric Reliability | 0.039055 | 90.0882 | 2031 | Mitigation | 0.011149 | 10 | 0 | esc | 0 | 0 | 0 | 0 | 0.011149 | 0.00043542 | 0.011149 | 0.00043542
[79 empty] | WLDFR | HFTD - Distribution - Tier 3 - 3QU CoRE ¦ 2QU LoRE | Red Flag Warning - Small Fires | 2024 | 0 | 0 | 0 | 0 | 0.080408 | 0.03759 | 0.0016314 | 0.041187 | 0.00041909 | 0.00041909 | 0.00041909 | 0.00041909 | 0.00093819 |  | 0 | 3.9318e-07 | 3.9318e-07 | 0 | 3.9318e-07 | 3.9318e-07 | 0 | 3.9318e-07 | 3.9318e-07 | 0 | 3.9318e-07 | Column30: 3.9318e-07 | [29 empty] | 7.3.2.1.3 Advanced weather monitoring and weather stations Weather StationsWLDFRElectric Reliability | WLDFR | HFTD - Distribution - Tier 3 - 3QU CoRE ¦ 5QU LoRE | Red Flag Warning - Small Fires | 2032 | Electric Reliability | 0.039055 | 90.0882 | 2032 | Mitigation | 0.011149 | 10 | 0 | esc | 0 | 0 | 0 | 0 | 0 | 0 | 0.011149 | 0.00043542
[79 empty] | WLDFR | HFTD - Distribution - Tier 3 - 3QU CoRE ¦ 2QU LoRE | Red Flag Warning - Small Fires | 2025 | 0 | 0 | 0 | 0 | 0.080408 | 0.03759 | 0.0016314 | 0.041187 | 0.00041909 | 0.00041909 | 0.00041909 | 0.00041909 | 0.00093819 |  | 0 | 3.9318e-07 | 3.9318e-07 | 0 | 3.9318e-07 | 3.9318e-07 | 0 | 3.9318e-07 | 3.9318e-07 | 0 | 3.9318e-07 | Column30: 3.9318e-07 | [29 empty] | 7.3.2.1.3 Advanced weather monitoring and weather stations Weather StationsWLDFRElectric Reliability | WLDFR | HFTD - Distribution - Tier 3 - 4QU CoRE ¦ 1QU LoRE | Non-Red Flag Warning - Catastrophic Fires | 2021 | Electric Reliability | 222.2294 | 655.3922 | 2021 | Mitigation | 0.011149 | 10 | 0 | esc | 0.011149 | 2.4776 | 0.011149 | 2.4776 | 0 | 0 | 0 | 0
[79 empty] | WLDFR | HFTD - Distribution - Tier 3 - 3QU CoRE ¦ 2QU LoRE | Red Flag Warning - Small Fires | 2026 | 0 | 0 | 0 | 0 | 0.080408 | 0.03759 | 0.0016314 | 0.041187 | 0.00041909 | 0.00041909 | 0.00041909 | 0.00041909 | 0.00093819 |  | 0 | 3.9318e-07 | 3.9318e-07 | 0 | 3.9318e-07 | 3.9318e-07 | 0 | 3.9318e-07 | 3.9318e-07 | 0 | 3.9318e-07 | Column30: 3.9318e-07 | [29 empty] | 7.3.2.1.3 Advanced weather monitoring and weather stations Weather StationsWLDFRElectric Reliability | WLDFR | HFTD - Distribution - Tier 3 - 4QU CoRE ¦ 1QU LoRE | Non-Red Flag Warning - Catastrophic Fires | 2022 | Electric Reliability | 222.2294 | 655.3922 | 2022 | Mitigation | 0.011149 | 10 | 0 | esc | 0.011149 | 2.4776 | 0.011149 | 2.4776 | 0.011149 | 2.4776 | 0 | 0
[79 empty] | WLDFR | HFTD - Distribution - Tier 3 - 3QU CoRE ¦ 2QU LoRE | Red Flag Warning - Small Fires | 2027 | 0 | 0 | 0 | 0 | 0.080408 | 0.03759 | 0.0016314 | 0.041187 | 0.00041909 | 0.00041909 | 0.00041909 | 0.00041909 | 0.00093819 |  | 0 | 3.9318e-07 | 3.9318e-07 | 0 | 3.9318e-07 | 3.9318e-07 | 0 | 3.9318e-07 | 3.9318e-07 | 0 | 3.9318e-07 | Column30: 3.9318e-07 | [29 empty] | 7.3.2.1.3 Advanced weather monitoring and weather stations Weather StationsWLDFRElectric Reliability | WLDFR | HFTD - Distribution - Tier 3 - 4QU CoRE ¦ 1QU LoRE | Non-Red Flag Warning - Catastrophic Fires | 2023 | Electric Reliability | 233.2301 | 655.3922 | 2023 | Mitigation | 0.011149 | 10 | 0 | esc | 0.011149 | 2.6002 | 0.011149 | 2.6002 | 0.011149 | 2.6002 | 0.011149 | 2.6002
[79 empty] | WLDFR | HFTD - Distribution - Tier 3 - 3QU CoRE ¦ 2QU LoRE | Red Flag Warning - Small Fires | 2028 | 0 | 0 | 0 | 0 | 0.083606 | 0.039055 | 0.001695 | 0.042856 | 0.00043542 | 0.00043542 | 0.00043542 | 0.00043542 | 0.00093819 |  | 0 | 4.085e-07 | 4.085e-07 | 0 | 4.085e-07 | 4.085e-07 | 0 | 4.085e-07 | 4.085e-07 | 0 | 4.085e-07 | Column30: 4.085e-07 | [29 empty] | 7.3.2.1.3 Advanced weather monitoring and weather stations Weather StationsWLDFRElectric Reliability | WLDFR | HFTD - Distribution - Tier 3 - 4QU CoRE ¦ 1QU LoRE | Non-Red Flag Warning - Catastrophic Fires | 2024 | Electric Reliability | 233.2301 | 655.3922 | 2024 | Mitigation | 0.011149 | 10 | 0 | esc | 0.011149 | 2.6002 | 0.011149 | 2.6002 | 0.011149 | 2.6002 | 0.011149 | 2.6002
[79 empty] | WLDFR | HFTD - Distribution - Tier 3 - 3QU CoRE ¦ 2QU LoRE | Red Flag Warning - Small Fires | 2029 | 0 | 0 | 0 | 0 | 0.083606 | 0.039055 | 0.001695 | 0.042856 | 0.00043542 | 0.00043542 | 0.00043542 | 0.00043542 | 0.00093819 |  | 0 | 4.085e-07 | 4.085e-07 | 0 | 4.085e-07 | 4.085e-07 | 0 | 4.085e-07 | 4.085e-07 | 0 | 4.085e-07 | Column30: 4.085e-07 | [29 empty] | 7.3.2.1.3 Advanced weather monitoring and weather stations Weather StationsWLDFRElectric Reliability | WLDFR | HFTD - Distribution - Tier 3 - 4QU CoRE ¦ 1QU LoRE | Non-Red Flag Warning - Catastrophic Fires | 2025 | Electric Reliability | 233.2301 | 655.3922 | 2025 | Mitigation | 0.011149 | 10 | 0 | esc | 0.011149 | 2.6002 | 0.011149 | 2.6002 | 0.011149 | 2.6002 | 0.011149 | 2.6002
[79 empty] | WLDFR | HFTD - Distribution - Tier 3 - 3QU CoRE ¦ 2QU LoRE | Red Flag Warning - Small Fires | 2030 | 0 | 0 | 0 | 0 | 0.083606 | 0.039055 | 0.001695 | 0.042856 | 0 | 0.00043542 | 0.00043542 | 0.00043542 | 0.00093819 |  | 0 | 0 | 0 | 0 | 4.085e-07 | 4.085e-07 | 0 | 4.085e-07 | 4.085e-07 | 0 | 4.085e-07 | Column30: 4.085e-07 | [29 empty] | 7.3.2.1.3 Advanced weather monitoring and weather stations Weather StationsWLDFRElectric Reliability | WLDFR | HFTD - Distribution - Tier 3 - 4QU CoRE ¦ 1QU LoRE | Non-Red Flag Warning - Catastrophic Fires | 2026 | Electric Reliability | 233.2301 | 655.3922 | 2026 | Mitigation | 0.011149 | 10 | 0 | esc | 0.011149 | 2.6002 | 0.011149 | 2.6002 | 0.011149 | 2.6002 | 0.011149 | 2.6002
[79 empty] | WLDFR | HFTD - Distribution - Tier 3 - 3QU CoRE ¦ 2QU LoRE | Red Flag Warning - Small Fires | 2031 | 0 | 0 | 0 | 0 | 0.083606 | 0.039055 | 0.001695 | 0.042856 | 0 | 0 | 0.00043542 | 0.00043542 | 0.00093819 |  | 0 | 0 | 0 | 0 | 0 | 0 | 0 | 4.085e-07 | 4.085e-07 | 0 | 4.085e-07 | Column30: 4.085e-07 | [29 empty] | 7.3.2.1.3 Advanced weather monitoring and weather stations Weather StationsWLDFRElectric Reliability | WLDFR | HFTD - Distribution - Tier 3 - 4QU CoRE ¦ 1QU LoRE | Non-Red Flag Warning - Catastrophic Fires | 2027 | Electric Reliability | 233.2301 | 655.3922 | 2027 | Mitigation | 0.011149 | 10 | 0 | esc | 0.011149 | 2.6002 | 0.011149 | 2.6002 | 0.011149 | 2.6002 | 0.011149 | 2.6002
[79 empty] | WLDFR | HFTD - Distribution - Tier 3 - 3QU CoRE ¦ 2QU LoRE | Red Flag Warning - Small Fires | 2032 | 0 | 0 | 0 | 0 | 0.083606 | 0.039055 | 0.001695 | 0.042856 | 0 | 0 | 0 | 0.00043542 | 0.00093819 |  | 0 | 0 | 0 | 0 | 0 | 0 | 0 | 0 | 0 | 0 | 4.085e-07 | Column30: 4.085e-07 | [29 empty] | 7.3.2.1.3 Advanced weather monitoring and weather stations Weather StationsWLDFRElectric Reliability | WLDFR | HFTD - Distribution - Tier 3 - 4QU CoRE ¦ 1QU LoRE | Non-Red Flag Warning - Catastrophic Fires | 2028 | Electric Reliability | 247.273 | 655.3922 | 2028 | Mitigation | 0.011149 | 10 | 0 | esc | 0.011149 | 2.7568 | 0.011149 | 2.7568 | 0.011149 | 2.7568 | 0.011149 | 2.7568
[79 empty] | WLDFR | HFTD - Distribution - Tier 3 - 3QU CoRE ¦ 2QU LoRE | Seismic - Non-Red Flag Warning - Catastrophic Fires | 2020 | 0 | 0 | 0 | 0 | 21083.8428 | 409.2237 | 13469.0878 | 7205.5313 | 4.5624 | 0 | 0 | 0 | 6.9662e-11 |  | 0 | 3.1782e-10 | 3.1782e-10 | 0 | 0 | 0 | 0 | 0 | 0 | 0 | 0 | Column30: 0 | [29 empty] | 7.3.2.1.3 Advanced weather monitoring and weather stations Weather StationsWLDFRElectric Reliability | WLDFR | HFTD - Distribution - Tier 3 - 4QU CoRE ¦ 1QU LoRE | Non-Red Flag Warning - Catastrophic Fires | 2029 | Electric Reliability | 247.273 | 655.3922 | 2029 | Mitigation | 0.011149 | 10 | 0 | esc | 0.011149 | 2.7568 | 0.011149 | 2.7568 | 0.011149 | 2.7568 | 0.011149 | 2.7568
[79 empty] | WLDFR | HFTD - Distribution - Tier 3 - 3QU CoRE ¦ 2QU LoRE | Seismic - Non-Red Flag Warning - Catastrophic Fires | 2021 | 0 | 0 | 0 | 0 | 21083.8428 | 409.2237 | 13469.0878 | 7205.5313 | 4.5624 | 4.5624 | 0 | 0 | 6.9662e-11 |  | 0 | 3.1782e-10 | 3.1782e-10 | 0 | 3.1782e-10 | 3.1782e-10 | 0 | 0 | 0 | 0 | 0 | Column30: 0 | [29 empty] | 7.3.2.1.3 Advanced weather monitoring and weather stations Weather StationsWLDFRElectric Reliability | WLDFR | HFTD - Distribution - Tier 3 - 4QU CoRE ¦ 1QU LoRE | Non-Red Flag Warning - Catastrophic Fires | 2030 | Electric Reliability | 247.273 | 655.3922 | 2030 | Mitigation | 0.011149 | 10 | 0 | esc | 0 | 0 | 0.011149 | 2.7568 | 0.011149 | 2.7568 | 0.011149 | 2.7568
[79 empty] | WLDFR | HFTD - Distribution - Tier 3 - 3QU CoRE ¦ 2QU LoRE | Seismic - Non-Red Flag Warning - Catastrophic Fires | 2022 | 0 | 0 | 0 | 0 | 21083.8428 | 409.2237 | 13469.0878 | 7205.5313 | 4.5624 | 4.5624 | 4.5624 | 0 | 6.9662e-11 |  | 0 | 3.1782e-10 | 3.1782e-10 | 0 | 3.1782e-10 | 3.1782e-10 | 0 | 3.1782e-10 | 3.1782e-10 | 0 | 0 | Column30: 0 | [29 empty] | 7.3.2.1.3 Advanced weather monitoring and weather stations Weather StationsWLDFRElectric Reliability | WLDFR | HFTD - Distribution - Tier 3 - 4QU CoRE ¦ 1QU LoRE | Non-Red Flag Warning - Catastrophic Fires | 2031 | Electric Reliability | 247.273 | 655.3922 | 2031 | Mitigation | 0.011149 | 10 | 0 | esc | 0 | 0 | 0 | 0 | 0.011149 | 2.7568 | 0.011149 | 2.7568
[79 empty] | WLDFR | HFTD - Distribution - Tier 3 - 3QU CoRE ¦ 2QU LoRE | Seismic - Non-Red Flag Warning - Catastrophic Fires | 2023 | 0 | 0 | 0 | 0 | 21835.9781 | 428.6023 | 13939.561 | 7467.8148 | 4.7784 | 4.7784 | 4.7784 | 4.7784 | 6.9662e-11 |  | 0 | 3.3287e-10 | 3.3287e-10 | 0 | 3.3287e-10 | 3.3287e-10 | 0 | 3.3287e-10 | 3.3287e-10 | 0 | 3.3287e-10 | Column30: 3.3287e-10 | [29 empty] | 7.3.2.1.3 Advanced weather monitoring and weather stations Weather StationsWLDFRElectric Reliability | WLDFR | HFTD - Distribution - Tier 3 - 4QU CoRE ¦ 1QU LoRE | Non-Red Flag Warning - Catastrophic Fires | 2032 | Electric Reliability | 247.273 | 655.3922 | 2032 | Mitigation | 0.011149 | 10 | 0 | esc | 0 | 0 | 0 | 0 | 0 | 0 | 0.011149 | 2.7568
[79 empty] | WLDFR | HFTD - Distribution - Tier 3 - 3QU CoRE ¦ 2QU LoRE | Seismic - Non-Red Flag Warning - Catastrophic Fires | 2024 | 0 | 0 | 0 | 0 | 21835.9781 | 428.6023 | 13939.561 | 7467.8148 | 4.7784 | 4.7784 | 4.7784 | 4.7784 | 6.9662e-11 |  | 0 | 3.3287e-10 | 3.3287e-10 | 0 | 3.3287e-10 | 3.3287e-10 | 0 | 3.3287e-10 | 3.3287e-10 | 0 | 3.3287e-10 | Column30: 3.3287e-10 | [29 empty] | 7.3.2.1.3 Advanced weather monitoring and weather stations Weather StationsWLDFRElectric Reliability | WLDFR | HFTD - Distribution - Tier 3 - 4QU CoRE ¦ 1QU LoRE | Non-Red Flag Warning - Destructive Fires | 2021 | Electric Reliability | 222.2294 | 655.3922 | 2021 | Mitigation | 0.011149 | 10 | 0 | esc | 0.011149 | 2.4776 | 0.011149 | 2.4776 | 0 | 0 | 0 | 0
[79 empty] | WLDFR | HFTD - Distribution - Tier 3 - 3QU CoRE ¦ 2QU LoRE | Seismic - Non-Red Flag Warning - Catastrophic Fires | 2025 | 0 | 0 | 0 | 0 | 21835.9781 | 428.6023 | 13939.561 | 7467.8148 | 4.7784 | 4.7784 | 4.7784 | 4.7784 | 6.9662e-11 |  | 0 | 3.3287e-10 | 3.3287e-10 | 0 | 3.3287e-10 | 3.3287e-10 | 0 | 3.3287e-10 | 3.3287e-10 | 0 | 3.3287e-10 | Column30: 3.3287e-10 | [29 empty] | 7.3.2.1.3 Advanced weather monitoring and weather stations Weather StationsWLDFRElectric Reliability | WLDFR | HFTD - Distribution - Tier 3 - 4QU CoRE ¦ 1QU LoRE | Non-Red Flag Warning - Destructive Fires | 2022 | Electric Reliability | 222.2294 | 655.3922 | 2022 | Mitigation | 0.011149 | 10 | 0 | esc | 0.011149 | 2.4776 | 0.011149 | 2.4776 | 0.011149 | 2.4776 | 0 | 0
[79 empty] | WLDFR | HFTD - Distribution - Tier 3 - 3QU CoRE ¦ 2QU LoRE | Seismic - Non-Red Flag Warning - Catastrophic Fires | 2026 | 0 | 0 | 0 | 0 | 21835.9781 | 428.6023 | 13939.561 | 7467.8148 | 4.7784 | 4.7784 | 4.7784 | 4.7784 | 6.9662e-11 |  | 0 | 3.3287e-10 | 3.3287e-10 | 0 | 3.3287e-10 | 3.3287e-10 | 0 | 3.3287e-10 | 3.3287e-10 | 0 | 3.3287e-10 | Column30: 3.3287e-10 | [29 empty] | 7.3.2.1.3 Advanced weather monitoring and weather stations Weather StationsWLDFRElectric Reliability | WLDFR | HFTD - Distribution - Tier 3 - 4QU CoRE ¦ 1QU LoRE | Non-Red Flag Warning - Destructive Fires | 2023 | Electric Reliability | 233.2301 | 655.3922 | 2023 | Mitigation | 0.011149 | 10 | 0 | esc | 0.011149 | 2.6002 | 0.011149 | 2.6002 | 0.011149 | 2.6002 | 0.011149 | 2.6002
[79 empty] | WLDFR | HFTD - Distribution - Tier 3 - 3QU CoRE ¦ 2QU LoRE | Seismic - Non-Red Flag Warning - Catastrophic Fires | 2027 | 0 | 0 | 0 | 0 | 21835.9781 | 428.6023 | 13939.561 | 7467.8148 | 4.7784 | 4.7784 | 4.7784 | 4.7784 | 6.9662e-11 |  | 0 | 3.3287e-10 | 3.3287e-10 | 0 | 3.3287e-10 | 3.3287e-10 | 0 | 3.3287e-10 | 3.3287e-10 | 0 | 3.3287e-10 | Column30: 3.3287e-10 | [29 empty] | 7.3.2.1.3 Advanced weather monitoring and weather stations Weather StationsWLDFRElectric Reliability | WLDFR | HFTD - Distribution - Tier 3 - 4QU CoRE ¦ 1QU LoRE | Non-Red Flag Warning - Destructive Fires | 2024 | Electric Reliability | 233.2301 | 655.3922 | 2024 | Mitigation | 0.011149 | 10 | 0 | esc | 0.011149 | 2.6002 | 0.011149 | 2.6002 | 0.011149 | 2.6002 | 0.011149 | 2.6002
[79 empty] | WLDFR | HFTD - Distribution - Tier 3 - 3QU CoRE ¦ 2QU LoRE | Seismic - Non-Red Flag Warning - Catastrophic Fires | 2028 | 0 | 0 | 0 | 0 | 22783.187 | 453.261 | 14531.3357 | 7798.5904 | 5.0533 | 5.0533 | 5.0533 | 5.0533 | 6.9662e-11 |  | 0 | 3.5202e-10 | 3.5202e-10 | 0 | 3.5202e-10 | 3.5202e-10 | 0 | 3.5202e-10 | 3.5202e-10 | 0 | 3.5202e-10 | Column30: 3.5202e-10 | [29 empty] | 7.3.2.1.3 Advanced weather monitoring and weather stations Weather StationsWLDFRElectric Reliability | WLDFR | HFTD - Distribution - Tier 3 - 4QU CoRE ¦ 1QU LoRE | Non-Red Flag Warning - Destructive Fires | 2025 | Electric Reliability | 233.2301 | 655.3922 | 2025 | Mitigation | 0.011149 | 10 | 0 | esc | 0.011149 | 2.6002 | 0.011149 | 2.6002 | 0.011149 | 2.6002 | 0.011149 | 2.6002
[79 empty] | WLDFR | HFTD - Distribution - Tier 3 - 3QU CoRE ¦ 2QU LoRE | Seismic - Non-Red Flag Warning - Catastrophic Fires | 2029 | 0 | 0 | 0 | 0 | 22783.187 | 453.261 | 14531.3357 | 7798.5904 | 5.0533 | 5.0533 | 5.0533 | 5.0533 | 6.9662e-11 |  | 0 | 3.5202e-10 | 3.5202e-10 | 0 | 3.5202e-10 | 3.5202e-10 | 0 | 3.5202e-10 | 3.5202e-10 | 0 | 3.5202e-10 | Column30: 3.5202e-10 | [29 empty] | 7.3.2.1.3 Advanced weather monitoring and weather stations Weather StationsWLDFRElectric Reliability | WLDFR | HFTD - Distribution - Tier 3 - 4QU CoRE ¦ 1QU LoRE | Non-Red Flag Warning - Destructive Fires | 2026 | Electric Reliability | 233.2301 | 655.3922 | 2026 | Mitigation | 0.011149 | 10 | 0 | esc | 0.011149 | 2.6002 | 0.011149 | 2.6002 | 0.011149 | 2.6002 | 0.011149 | 2.6002
[79 empty] | WLDFR | HFTD - Distribution - Tier 3 - 3QU CoRE ¦ 2QU LoRE | Seismic - Non-Red Flag Warning - Catastrophic Fires | 2030 | 0 | 0 | 0 | 0 | 22783.187 | 453.261 | 14531.3357 | 7798.5904 | 0 | 5.0533 | 5.0533 | 5.0533 | 6.9662e-11 |  | 0 | 0 | 0 | 0 | 3.5202e-10 | 3.5202e-10 | 0 | 3.5202e-10 | 3.5202e-10 | 0 | 3.5202e-10 | Column30: 3.5202e-10 | [29 empty] | 7.3.2.1.3 Advanced weather monitoring and weather stations Weather StationsWLDFRElectric Reliability | WLDFR | HFTD - Distribution - Tier 3 - 4QU CoRE ¦ 1QU LoRE | Non-Red Flag Warning - Destructive Fires | 2027 | Electric Reliability | 233.2301 | 655.3922 | 2027 | Mitigation | 0.011149 | 10 | 0 | esc | 0.011149 | 2.6002 | 0.011149 | 2.6002 | 0.011149 | 2.6002 | 0.011149 | 2.6002
[79 empty] | WLDFR | HFTD - Distribution - Tier 3 - 3QU CoRE ¦ 2QU LoRE | Seismic - Non-Red Flag Warning - Catastrophic Fires | 2031 | 0 | 0 | 0 | 0 | 22783.187 | 453.261 | 14531.3357 | 7798.5904 | 0 | 0 | 5.0533 | 5.0533 | 6.9662e-11 |  | 0 | 0 | 0 | 0 | 0 | 0 | 0 | 3.5202e-10 | 3.5202e-10 | 0 | 3.5202e-10 | Column30: 3.5202e-10 | [29 empty] | 7.3.2.1.3 Advanced weather monitoring and weather stations Weather StationsWLDFRElectric Reliability | WLDFR | HFTD - Distribution - Tier 3 - 4QU CoRE ¦ 1QU LoRE | Non-Red Flag Warning - Destructive Fires | 2028 | Electric Reliability | 247.273 | 655.3922 | 2028 | Mitigation | 0.011149 | 10 | 0 | esc | 0.011149 | 2.7568 | 0.011149 | 2.7568 | 0.011149 | 2.7568 | 0.011149 | 2.7568
[79 empty] | WLDFR | HFTD - Distribution - Tier 3 - 3QU CoRE ¦ 2QU LoRE | Seismic - Non-Red Flag Warning - Catastrophic Fires | 2032 | 0 | 0 | 0 | 0 | 22783.187 | 453.261 | 14531.3357 | 7798.5904 | 0 | 0 | 0 | 5.0533 | 6.9662e-11 |  | 0 | 0 | 0 | 0 | 0 | 0 | 0 | 0 | 0 | 0 | 3.5202e-10 | Column30: 3.5202e-10 | [29 empty] | 7.3.2.1.3 Advanced weather monitoring and weather stations Weather StationsWLDFRElectric Reliability | WLDFR | HFTD - Distribution - Tier 3 - 4QU CoRE ¦ 1QU LoRE | Non-Red Flag Warning - Destructive Fires | 2029 | Electric Reliability | 247.273 | 655.3922 | 2029 | Mitigation | 0.011149 | 10 | 0 | esc | 0.011149 | 2.7568 | 0.011149 | 2.7568 | 0.011149 | 2.7568 | 0.011149 | 2.7568
[79 empty] | WLDFR | HFTD - Distribution - Tier 3 - 3QU CoRE ¦ 2QU LoRE | Seismic - Red Flag Warning - Catastrophic Fires | 2020 | 0 | 0 | 0 | 0 | 21083.8428 | 409.2237 | 13469.0878 | 7205.5313 | 4.5624 | 0 | 0 | 0 | 3.0044e-09 |  | 0 | 1.3707e-08 | 1.3707e-08 | 0 | 0 | 0 | 0 | 0 | 0 | 0 | 0 | Column30: 0 | [29 empty] | 7.3.2.1.3 Advanced weather monitoring and weather stations Weather StationsWLDFRElectric Reliability | WLDFR | HFTD - Distribution - Tier 3 - 4QU CoRE ¦ 1QU LoRE | Non-Red Flag Warning - Destructive Fires | 2030 | Electric Reliability | 247.273 | 655.3922 | 2030 | Mitigation | 0.011149 | 10 | 0 | esc | 0 | 0 | 0.011149 | 2.7568 | 0.011149 | 2.7568 | 0.011149 | 2.7568
[79 empty] | WLDFR | HFTD - Distribution - Tier 3 - 3QU CoRE ¦ 2QU LoRE | Seismic - Red Flag Warning - Catastrophic Fires | 2021 | 0 | 0 | 0 | 0 | 21083.8428 | 409.2237 | 13469.0878 | 7205.5313 | 4.5624 | 4.5624 | 0 | 0 | 3.0044e-09 |  | 0 | 1.3707e-08 | 1.3707e-08 | 0 | 1.3707e-08 | 1.3707e-08 | 0 | 0 | 0 | 0 | 0 | Column30: 0 | [29 empty] | 7.3.2.1.3 Advanced weather monitoring and weather stations Weather StationsWLDFRElectric Reliability | WLDFR | HFTD - Distribution - Tier 3 - 4QU CoRE ¦ 1QU LoRE | Non-Red Flag Warning - Destructive Fires | 2031 | Electric Reliability | 247.273 | 655.3922 | 2031 | Mitigation | 0.011149 | 10 | 0 | esc | 0 | 0 | 0 | 0 | 0.011149 | 2.7568 | 0.011149 | 2.7568
[79 empty] | WLDFR | HFTD - Distribution - Tier 3 - 3QU CoRE ¦ 2QU LoRE | Seismic - Red Flag Warning - Catastrophic Fires | 2022 | 0 | 0 | 0 | 0 | 21083.8428 | 409.2237 | 13469.0878 | 7205.5313 | 4.5624 | 4.5624 | 4.5624 | 0 | 3.0044e-09 |  | 0 | 1.3707e-08 | 1.3707e-08 | 0 | 1.3707e-08 | 1.3707e-08 | 0 | 1.3707e-08 | 1.3707e-08 | 0 | 0 | Column30: 0 | [29 empty] | 7.3.2.1.3 Advanced weather monitoring and weather stations Weather StationsWLDFRElectric Reliability | WLDFR | HFTD - Distribution - Tier 3 - 4QU CoRE ¦ 1QU LoRE | Non-Red Flag Warning - Destructive Fires | 2032 | Electric Reliability | 247.273 | 655.3922 | 2032 | Mitigation | 0.011149 | 10 | 0 | esc | 0 | 0 | 0 | 0 | 0 | 0 | 0.011149 | 2.7568
[79 empty] | WLDFR | HFTD - Distribution - Tier 3 - 3QU CoRE ¦ 2QU LoRE | Seismic - Red Flag Warning - Catastrophic Fires | 2023 | 0 | 0 | 0 | 0 | 21835.9781 | 428.6023 | 13939.561 | 7467.8148 | 4.7784 | 4.7784 | 4.7784 | 4.7784 | 3.0044e-09 |  | 0 | 1.4356e-08 | 1.4356e-08 | 0 | 1.4356e-08 | 1.4356e-08 | 0 | 1.4356e-08 | 1.4356e-08 | 0 | 1.4356e-08 | Column30: 1.4356e-08 | [29 empty] | 7.3.2.1.3 Advanced weather monitoring and weather stations Weather StationsWLDFRElectric Reliability | WLDFR | HFTD - Distribution - Tier 3 - 4QU CoRE ¦ 1QU LoRE | Non-Red Flag Warning - Large Fires | 2021 | Electric Reliability | 0.69642 | 655.3922 | 2021 | Mitigation | 0.011149 | 10 | 0 | esc | 0.011149 | 0.0077642 | 0.011149 | 0.0077642 | 0 | 0 | 0 | 0
[79 empty] | WLDFR | HFTD - Distribution - Tier 3 - 3QU CoRE ¦ 2QU LoRE | Seismic - Red Flag Warning - Catastrophic Fires | 2024 | 0 | 0 | 0 | 0 | 21835.9781 | 428.6023 | 13939.561 | 7467.8148 | 4.7784 | 4.7784 | 4.7784 | 4.7784 | 3.0044e-09 |  | 0 | 1.4356e-08 | 1.4356e-08 | 0 | 1.4356e-08 | 1.4356e-08 | 0 | 1.4356e-08 | 1.4356e-08 | 0 | 1.4356e-08 | Column30: 1.4356e-08 | [29 empty] | 7.3.2.1.3 Advanced weather monitoring and weather stations Weather StationsWLDFRElectric Reliability | WLDFR | HFTD - Distribution - Tier 3 - 4QU CoRE ¦ 1QU LoRE | Non-Red Flag Warning - Large Fires | 2022 | Electric Reliability | 0.69642 | 655.3922 | 2022 | Mitigation | 0.011149 | 10 | 0 | esc | 0.011149 | 0.0077642 | 0.011149 | 0.0077642 | 0.011149 | 0.0077642 | 0 | 0
[79 empty] | WLDFR | HFTD - Distribution - Tier 3 - 3QU CoRE ¦ 2QU LoRE | Seismic - Red Flag Warning - Catastrophic Fires | 2025 | 0 | 0 | 0 | 0 | 21835.9781 | 428.6023 | 13939.561 | 7467.8148 | 4.7784 | 4.7784 | 4.7784 | 4.7784 | 3.0044e-09 |  | 0 | 1.4356e-08 | 1.4356e-08 | 0 | 1.4356e-08 | 1.4356e-08 | 0 | 1.4356e-08 | 1.4356e-08 | 0 | 1.4356e-08 | Column30: 1.4356e-08 | [29 empty] | 7.3.2.1.3 Advanced weather monitoring and weather stations Weather StationsWLDFRElectric Reliability | WLDFR | HFTD - Distribution - Tier 3 - 4QU CoRE ¦ 1QU LoRE | Non-Red Flag Warning - Large Fires | 2023 | Electric Reliability | 0.71896 | 655.3922 | 2023 | Mitigation | 0.011149 | 10 | 0 | esc | 0.011149 | 0.0080156 | 0.011149 | 0.0080156 | 0.011149 | 0.0080156 | 0.011149 | 0.0080156
[79 empty] | WLDFR | HFTD - Distribution - Tier 3 - 3QU CoRE ¦ 2QU LoRE | Seismic - Red Flag Warning - Catastrophic Fires | 2026 | 0 | 0 | 0 | 0 | 21835.9781 | 428.6023 | 13939.561 | 7467.8148 | 4.7784 | 4.7784 | 4.7784 | 4.7784 | 3.0044e-09 |  | 0 | 1.4356e-08 | 1.4356e-08 | 0 | 1.4356e-08 | 1.4356e-08 | 0 | 1.4356e-08 | 1.4356e-08 | 0 | 1.4356e-08 | Column30: 1.4356e-08 | [29 empty] | 7.3.2.1.3 Advanced weather monitoring and weather stations Weather StationsWLDFRElectric Reliability | WLDFR | HFTD - Distribution - Tier 3 - 4QU CoRE ¦ 1QU LoRE | Non-Red Flag Warning - Large Fires | 2024 | Electric Reliability | 0.71896 | 655.3922 | 2024 | Mitigation | 0.011149 | 10 | 0 | esc | 0.011149 | 0.0080156 | 0.011149 | 0.0080156 | 0.011149 | 0.0080156 | 0.011149 | 0.0080156
[79 empty] | WLDFR | HFTD - Distribution - Tier 3 - 3QU CoRE ¦ 2QU LoRE | Seismic - Red Flag Warning - Catastrophic Fires | 2027 | 0 | 0 | 0 | 0 | 21835.9781 | 428.6023 | 13939.561 | 7467.8148 | 4.7784 | 4.7784 | 4.7784 | 4.7784 | 3.0044e-09 |  | 0 | 1.4356e-08 | 1.4356e-08 | 0 | 1.4356e-08 | 1.4356e-08 | 0 | 1.4356e-08 | 1.4356e-08 | 0 | 1.4356e-08 | Column30: 1.4356e-08 | [29 empty] | 7.3.2.1.3 Advanced weather monitoring and weather stations Weather StationsWLDFRElectric Reliability | WLDFR | HFTD - Distribution - Tier 3 - 4QU CoRE ¦ 1QU LoRE | Non-Red Flag Warning - Large Fires | 2025 | Electric Reliability | 0.71896 | 655.3922 | 2025 | Mitigation | 0.011149 | 10 | 0 | esc | 0.011149 | 0.0080156 | 0.011149 | 0.0080156 | 0.011149 | 0.0080156 | 0.011149 | 0.0080156
[79 empty] | WLDFR | HFTD - Distribution - Tier 3 - 3QU CoRE ¦ 2QU LoRE | Seismic - Red Flag Warning - Catastrophic Fires | 2028 | 0 | 0 | 0 | 0 | 22783.187 | 453.261 | 14531.3357 | 7798.5904 | 5.0533 | 5.0533 | 5.0533 | 5.0533 | 3.0044e-09 |  | 0 | 1.5182e-08 | 1.5182e-08 | 0 | 1.5182e-08 | 1.5182e-08 | 0 | 1.5182e-08 | 1.5182e-08 | 0 | 1.5182e-08 | Column30: 1.5182e-08 | [29 empty] | 7.3.2.1.3 Advanced weather monitoring and weather stations Weather StationsWLDFRElectric Reliability | WLDFR | HFTD - Distribution - Tier 3 - 4QU CoRE ¦ 1QU LoRE | Non-Red Flag Warning - Large Fires | 2026 | Electric Reliability | 0.71896 | 655.3922 | 2026 | Mitigation | 0.011149 | 10 | 0 | esc | 0.011149 | 0.0080156 | 0.011149 | 0.0080156 | 0.011149 | 0.0080156 | 0.011149 | 0.0080156
[79 empty] | WLDFR | HFTD - Distribution - Tier 3 - 3QU CoRE ¦ 2QU LoRE | Seismic - Red Flag Warning - Catastrophic Fires | 2029 | 0 | 0 | 0 | 0 | 22783.187 | 453.261 | 14531.3357 | 7798.5904 | 5.0533 | 5.0533 | 5.0533 | 5.0533 | 3.0044e-09 |  | 0 | 1.5182e-08 | 1.5182e-08 | 0 | 1.5182e-08 | 1.5182e-08 | 0 | 1.5182e-08 | 1.5182e-08 | 0 | 1.5182e-08 | Column30: 1.5182e-08 | [29 empty] | 7.3.2.1.3 Advanced weather monitoring and weather stations Weather StationsWLDFRElectric Reliability | WLDFR | HFTD - Distribution - Tier 3 - 4QU CoRE ¦ 1QU LoRE | Non-Red Flag Warning - Large Fires | 2027 | Electric Reliability | 0.71896 | 655.3922 | 2027 | Mitigation | 0.011149 | 10 | 0 | esc | 0.011149 | 0.0080156 | 0.011149 | 0.0080156 | 0.011149 | 0.0080156 | 0.011149 | 0.0080156
[79 empty] | WLDFR | HFTD - Distribution - Tier 3 - 3QU CoRE ¦ 2QU LoRE | Seismic - Red Flag Warning - Catastrophic Fires | 2030 | 0 | 0 | 0 | 0 | 22783.187 | 453.261 | 14531.3357 | 7798.5904 | 0 | 5.0533 | 5.0533 | 5.0533 | 3.0044e-09 |  | 0 | 0 | 0 | 0 | 1.5182e-08 | 1.5182e-08 | 0 | 1.5182e-08 | 1.5182e-08 | 0 | 1.5182e-08 | Column30: 1.5182e-08 | [29 empty] | 7.3.2.1.3 Advanced weather monitoring and weather stations Weather StationsWLDFRElectric Reliability | WLDFR | HFTD - Distribution - Tier 3 - 4QU CoRE ¦ 1QU LoRE | Non-Red Flag Warning - Large Fires | 2028 | Electric Reliability | 0.74734 | 655.3922 | 2028 | Mitigation | 0.011149 | 10 | 0 | esc | 0.011149 | 0.0083319 | 0.011149 | 0.0083319 | 0.011149 | 0.0083319 | 0.011149 | 0.0083319
[79 empty] | WLDFR | HFTD - Distribution - Tier 3 - 3QU CoRE ¦ 2QU LoRE | Seismic - Red Flag Warning - Catastrophic Fires | 2031 | 0 | 0 | 0 | 0 | 22783.187 | 453.261 | 14531.3357 | 7798.5904 | 0 | 0 | 5.0533 | 5.0533 | 3.0044e-09 |  | 0 | 0 | 0 | 0 | 0 | 0 | 0 | 1.5182e-08 | 1.5182e-08 | 0 | 1.5182e-08 | Column30: 1.5182e-08 | [29 empty] | 7.3.2.1.3 Advanced weather monitoring and weather stations Weather StationsWLDFRElectric Reliability | WLDFR | HFTD - Distribution - Tier 3 - 4QU CoRE ¦ 1QU LoRE | Non-Red Flag Warning - Large Fires | 2029 | Electric Reliability | 0.74734 | 655.3922 | 2029 | Mitigation | 0.011149 | 10 | 0 | esc | 0.011149 | 0.0083319 | 0.011149 | 0.0083319 | 0.011149 | 0.0083319 | 0.011149 | 0.0083319
[79 empty] | WLDFR | HFTD - Distribution - Tier 3 - 3QU CoRE ¦ 2QU LoRE | Seismic - Red Flag Warning - Catastrophic Fires | 2032 | 0 | 0 | 0 | 0 | 22783.187 | 453.261 | 14531.3357 | 7798.5904 | 0 | 0 | 0 | 5.0533 | 3.0044e-09 |  | 0 | 0 | 0 | 0 | 0 | 0 | 0 | 0 | 0 | 0 | 1.5182e-08 | Column30: 1.5182e-08 | [29 empty] | 7.3.2.1.3 Advanced weather monitoring and weather stations Weather StationsWLDFRElectric Reliability | WLDFR | HFTD - Distribution - Tier 3 - 4QU CoRE ¦ 1QU LoRE | Non-Red Flag Warning - Large Fires | 2030 | Electric Reliability | 0.74734 | 655.3922 | 2030 | Mitigation | 0.011149 | 10 | 0 | esc | 0 | 0 | 0.011149 | 0.0083319 | 0.011149 | 0.0083319 | 0.011149 | 0.0083319
[79 empty] | WLDFR | HFTD - Distribution - Tier 3 - 3QU CoRE ¦ 3QU LoRE | Non-Red Flag Warning - Catastrophic Fires | 2020 | 0 | 0 | 0 | 0 | 14146.1306 | 222.2294 | 8585.7228 | 5338.1784 | 2.4776 | 0 | 0 | 0 | 9.6341e-07 |  | 0 | 2.387e-06 | 2.387e-06 | 0 | 0 | 0 | 0 | 0 | 0 | 0 | 0 | Column30: 0 | [29 empty] | 7.3.2.1.3 Advanced weather monitoring and weather stations Weather StationsWLDFRElectric Reliability | WLDFR | HFTD - Distribution - Tier 3 - 4QU CoRE ¦ 1QU LoRE | Non-Red Flag Warning - Large Fires | 2031 | Electric Reliability | 0.74734 | 655.3922 | 2031 | Mitigation | 0.011149 | 10 | 0 | esc | 0 | 0 | 0 | 0 | 0.011149 | 0.0083319 | 0.011149 | 0.0083319
[79 empty] | WLDFR | HFTD - Distribution - Tier 3 - 3QU CoRE ¦ 3QU LoRE | Non-Red Flag Warning - Catastrophic Fires | 2021 | 0 | 0 | 0 | 0 | 14146.1306 | 222.2294 | 8585.7228 | 5338.1784 | 2.4776 | 2.4776 | 0 | 0 | 9.6341e-07 |  | 0 | 2.387e-06 | 2.387e-06 | 0 | 2.387e-06 | 2.387e-06 | 0 | 0 | 0 | 0 | 0 | Column30: 0 | [29 empty] | 7.3.2.1.3 Advanced weather monitoring and weather stations Weather StationsWLDFRElectric Reliability | WLDFR | HFTD - Distribution - Tier 3 - 4QU CoRE ¦ 1QU LoRE | Non-Red Flag Warning - Large Fires | 2032 | Electric Reliability | 0.74734 | 655.3922 | 2032 | Mitigation | 0.011149 | 10 | 0 | esc | 0 | 0 | 0 | 0 | 0 | 0 | 0.011149 | 0.0083319
[79 empty] | WLDFR | HFTD - Distribution - Tier 3 - 3QU CoRE ¦ 3QU LoRE | Non-Red Flag Warning - Catastrophic Fires | 2022 | 0 | 0 | 0 | 0 | 14146.1306 | 222.2294 | 8585.7228 | 5338.1784 | 2.4776 | 2.4776 | 2.4776 | 0 | 9.6341e-07 |  | 0 | 2.387e-06 | 2.387e-06 | 0 | 2.387e-06 | 2.387e-06 | 0 | 2.387e-06 | 2.387e-06 | 0 | 0 | Column30: 0 | [29 empty] | 7.3.2.1.3 Advanced weather monitoring and weather stations Weather StationsWLDFRElectric Reliability | WLDFR | HFTD - Distribution - Tier 3 - 4QU CoRE ¦ 1QU LoRE | Non-Red Flag Warning - Small Fires | 2021 | Electric Reliability | 0.036425 | 655.3922 | 2021 | Mitigation | 0.011149 | 10 | 0 | esc | 0.011149 | 0.0004061 | 0.011149 | 0.0004061 | 0 | 0 | 0 | 0
[79 empty] | WLDFR | HFTD - Distribution - Tier 3 - 3QU CoRE ¦ 3QU LoRE | Non-Red Flag Warning - Catastrophic Fires | 2023 | 0 | 0 | 0 | 0 | 14664.6376 | 233.2301 | 8896.516 | 5534.8915 | 2.6002 | 2.6002 | 2.6002 | 2.6002 | 9.6341e-07 |  | 0 | 2.5051e-06 | 2.5051e-06 | 0 | 2.5051e-06 | 2.5051e-06 | 0 | 2.5051e-06 | 2.5051e-06 | 0 | 2.5051e-06 | Column30: 2.5051e-06 | [29 empty] | 7.3.2.1.3 Advanced weather monitoring and weather stations Weather StationsWLDFRElectric Reliability | WLDFR | HFTD - Distribution - Tier 3 - 4QU CoRE ¦ 1QU LoRE | Non-Red Flag Warning - Small Fires | 2022 | Electric Reliability | 0.036425 | 655.3922 | 2022 | Mitigation | 0.011149 | 10 | 0 | esc | 0.011149 | 0.0004061 | 0.011149 | 0.0004061 | 0.011149 | 0.0004061 | 0 | 0
[79 empty] | WLDFR | HFTD - Distribution - Tier 3 - 3QU CoRE ¦ 3QU LoRE | Non-Red Flag Warning - Catastrophic Fires | 2024 | 0 | 0 | 0 | 0 | 14664.6376 | 233.2301 | 8896.516 | 5534.8915 | 2.6002 | 2.6002 | 2.6002 | 2.6002 | 9.6341e-07 |  | 0 | 2.5051e-06 | 2.5051e-06 | 0 | 2.5051e-06 | 2.5051e-06 | 0 | 2.5051e-06 | 2.5051e-06 | 0 | 2.5051e-06 | Column30: 2.5051e-06 | [29 empty] | 7.3.2.1.3 Advanced weather monitoring and weather stations Weather StationsWLDFRElectric Reliability | WLDFR | HFTD - Distribution - Tier 3 - 4QU CoRE ¦ 1QU LoRE | Non-Red Flag Warning - Small Fires | 2023 | Electric Reliability | 0.03759 | 655.3922 | 2023 | Mitigation | 0.011149 | 10 | 0 | esc | 0.011149 | 0.00041909 | 0.011149 | 0.00041909 | 0.011149 | 0.00041909 | 0.011149 | 0.00041909
[79 empty] | WLDFR | HFTD - Distribution - Tier 3 - 3QU CoRE ¦ 3QU LoRE | Non-Red Flag Warning - Catastrophic Fires | 2025 | 0 | 0 | 0 | 0 | 14664.6376 | 233.2301 | 8896.516 | 5534.8915 | 2.6002 | 2.6002 | 2.6002 | 2.6002 | 9.6341e-07 |  | 0 | 2.5051e-06 | 2.5051e-06 | 0 | 2.5051e-06 | 2.5051e-06 | 0 | 2.5051e-06 | 2.5051e-06 | 0 | 2.5051e-06 | Column30: 2.5051e-06 | [29 empty] | 7.3.2.1.3 Advanced weather monitoring and weather stations Weather StationsWLDFRElectric Reliability | WLDFR | HFTD - Distribution - Tier 3 - 4QU CoRE ¦ 1QU LoRE | Non-Red Flag Warning - Small Fires | 2024 | Electric Reliability | 0.03759 | 655.3922 | 2024 | Mitigation | 0.011149 | 10 | 0 | esc | 0.011149 | 0.00041909 | 0.011149 | 0.00041909 | 0.011149 | 0.00041909 | 0.011149 | 0.00041909
[79 empty] | WLDFR | HFTD - Distribution - Tier 3 - 3QU CoRE ¦ 3QU LoRE | Non-Red Flag Warning - Catastrophic Fires | 2026 | 0 | 0 | 0 | 0 | 14664.6376 | 233.2301 | 8896.516 | 5534.8915 | 2.6002 | 2.6002 | 2.6002 | 2.6002 | 9.6341e-07 |  | 0 | 2.5051e-06 | 2.5051e-06 | 0 | 2.5051e-06 | 2.5051e-06 | 0 | 2.5051e-06 | 2.5051e-06 | 0 | 2.5051e-06 | Column30: 2.5051e-06 | [29 empty] | 7.3.2.1.3 Advanced weather monitoring and weather stations Weather StationsWLDFRElectric Reliability | WLDFR | HFTD - Distribution - Tier 3 - 4QU CoRE ¦ 1QU LoRE | Non-Red Flag Warning - Small Fires | 2025 | Electric Reliability | 0.03759 | 655.3922 | 2025 | Mitigation | 0.011149 | 10 | 0 | esc | 0.011149 | 0.00041909 | 0.011149 | 0.00041909 | 0.011149 | 0.00041909 | 0.011149 | 0.00041909
[79 empty] | WLDFR | HFTD - Distribution - Tier 3 - 3QU CoRE ¦ 3QU LoRE | Non-Red Flag Warning - Catastrophic Fires | 2027 | 0 | 0 | 0 | 0 | 14664.6376 | 233.2301 | 8896.516 | 5534.8915 | 2.6002 | 2.6002 | 2.6002 | 2.6002 | 9.6341e-07 |  | 0 | 2.5051e-06 | 2.5051e-06 | 0 | 2.5051e-06 | 2.5051e-06 | 0 | 2.5051e-06 | 2.5051e-06 | 0 | 2.5051e-06 | Column30: 2.5051e-06 | [29 empty] | 7.3.2.1.3 Advanced weather monitoring and weather stations Weather StationsWLDFRElectric Reliability | WLDFR | HFTD - Distribution - Tier 3 - 4QU CoRE ¦ 1QU LoRE | Non-Red Flag Warning - Small Fires | 2026 | Electric Reliability | 0.03759 | 655.3922 | 2026 | Mitigation | 0.011149 | 10 | 0 | esc | 0.011149 | 0.00041909 | 0.011149 | 0.00041909 | 0.011149 | 0.00041909 | 0.011149 | 0.00041909
[79 empty] | WLDFR | HFTD - Distribution - Tier 3 - 3QU CoRE ¦ 3QU LoRE | Non-Red Flag Warning - Catastrophic Fires | 2028 | 0 | 0 | 0 | 0 | 15317.9909 | 247.273 | 9287.6491 | 5783.0689 | 2.7568 | 2.7568 | 2.7568 | 2.7568 | 9.6341e-07 |  | 0 | 2.6559e-06 | 2.6559e-06 | 0 | 2.6559e-06 | 2.6559e-06 | 0 | 2.6559e-06 | 2.6559e-06 | 0 | 2.6559e-06 | Column30: 2.6559e-06 | [29 empty] | 7.3.2.1.3 Advanced weather monitoring and weather stations Weather StationsWLDFRElectric Reliability | WLDFR | HFTD - Distribution - Tier 3 - 4QU CoRE ¦ 1QU LoRE | Non-Red Flag Warning - Small Fires | 2027 | Electric Reliability | 0.03759 | 655.3922 | 2027 | Mitigation | 0.011149 | 10 | 0 | esc | 0.011149 | 0.00041909 | 0.011149 | 0.00041909 | 0.011149 | 0.00041909 | 0.011149 | 0.00041909
[79 empty] | WLDFR | HFTD - Distribution - Tier 3 - 3QU CoRE ¦ 3QU LoRE | Non-Red Flag Warning - Catastrophic Fires | 2029 | 0 | 0 | 0 | 0 | 15317.9909 | 247.273 | 9287.6491 | 5783.0689 | 2.7568 | 2.7568 | 2.7568 | 2.7568 | 9.6341e-07 |  | 0 | 2.6559e-06 | 2.6559e-06 | 0 | 2.6559e-06 | 2.6559e-06 | 0 | 2.6559e-06 | 2.6559e-06 | 0 | 2.6559e-06 | Column30: 2.6559e-06 | [29 empty] | 7.3.2.1.3 Advanced weather monitoring and weather stations Weather StationsWLDFRElectric Reliability | WLDFR | HFTD - Distribution - Tier 3 - 4QU CoRE ¦ 1QU LoRE | Non-Red Flag Warning - Small Fires | 2028 | Electric Reliability | 0.039055 | 655.3922 | 2028 | Mitigation | 0.011149 | 10 | 0 | esc | 0.011149 | 0.00043542 | 0.011149 | 0.00043542 | 0.011149 | 0.00043542 | 0.011149 | 0.00043542
[79 empty] | WLDFR | HFTD - Distribution - Tier 3 - 3QU CoRE ¦ 3QU LoRE | Non-Red Flag Warning - Catastrophic Fires | 2030 | 0 | 0 | 0 | 0 | 15317.9909 | 247.273 | 9287.6491 | 5783.0689 | 0 | 2.7568 | 2.7568 | 2.7568 | 9.6341e-07 |  | 0 | 0 | 0 | 0 | 2.6559e-06 | 2.6559e-06 | 0 | 2.6559e-06 | 2.6559e-06 | 0 | 2.6559e-06 | Column30: 2.6559e-06 | [29 empty] | 7.3.2.1.3 Advanced weather monitoring and weather stations Weather StationsWLDFRElectric Reliability | WLDFR | HFTD - Distribution - Tier 3 - 4QU CoRE ¦ 1QU LoRE | Non-Red Flag Warning - Small Fires | 2029 | Electric Reliability | 0.039055 | 655.3922 | 2029 | Mitigation | 0.011149 | 10 | 0 | esc | 0.011149 | 0.00043542 | 0.011149 | 0.00043542 | 0.011149 | 0.00043542 | 0.011149 | 0.00043542
[79 empty] | WLDFR | HFTD - Distribution - Tier 3 - 3QU CoRE ¦ 3QU LoRE | Non-Red Flag Warning - Catastrophic Fires | 2031 | 0 | 0 | 0 | 0 | 15317.9909 | 247.273 | 9287.6491 | 5783.0689 | 0 | 0 | 2.7568 | 2.7568 | 9.6341e-07 |  | 0 | 0 | 0 | 0 | 0 | 0 | 0 | 2.6559e-06 | 2.6559e-06 | 0 | 2.6559e-06 | Column30: 2.6559e-06 | [29 empty] | 7.3.2.1.3 Advanced weather monitoring and weather stations Weather StationsWLDFRElectric Reliability | WLDFR | HFTD - Distribution - Tier 3 - 4QU CoRE ¦ 1QU LoRE | Non-Red Flag Warning - Small Fires | 2030 | Electric Reliability | 0.039055 | 655.3922 | 2030 | Mitigation | 0.011149 | 10 | 0 | esc | 0 | 0 | 0.011149 | 0.00043542 | 0.011149 | 0.00043542 | 0.011149 | 0.00043542
[79 empty] | WLDFR | HFTD - Distribution - Tier 3 - 3QU CoRE ¦ 3QU LoRE | Non-Red Flag Warning - Catastrophic Fires | 2032 | 0 | 0 | 0 | 0 | 15317.9909 | 247.273 | 9287.6491 | 5783.0689 | 0 | 0 | 0 | 2.7568 | 9.6341e-07 |  | 0 | 0 | 0 | 0 | 0 | 0 | 0 | 0 | 0 | 0 | 2.6559e-06 | Column30: 2.6559e-06 | [29 empty] | 7.3.2.1.3 Advanced weather monitoring and weather stations Weather StationsWLDFRElectric Reliability | WLDFR | HFTD - Distribution - Tier 3 - 4QU CoRE ¦ 1QU LoRE | Non-Red Flag Warning - Small Fires | 2031 | Electric Reliability | 0.039055 | 655.3922 | 2031 | Mitigation | 0.011149 | 10 | 0 | esc | 0 | 0 | 0 | 0 | 0.011149 | 0.00043542 | 0.011149 | 0.00043542
[79 empty] | WLDFR | HFTD - Distribution - Tier 3 - 3QU CoRE ¦ 3QU LoRE | Non-Red Flag Warning - Destructive Fires | 2020 | 0 | 0 | 0 | 0 | 8807.9522 | 222.2294 | 8585.7228 | 0 | 2.4776 | 0 | 0 | 0 | 1.25e-06 |  | 0 | 3.0969e-06 | 3.0969e-06 | 0 | 0 | 0 | 0 | 0 | 0 | 0 | 0 | Column30: 0 | [29 empty] | 7.3.2.1.3 Advanced weather monitoring and weather stations Weather StationsWLDFRElectric Reliability | WLDFR | HFTD - Distribution - Tier 3 - 4QU CoRE ¦ 1QU LoRE | Non-Red Flag Warning - Small Fires | 2032 | Electric Reliability | 0.039055 | 655.3922 | 2032 | Mitigation | 0.011149 | 10 | 0 | esc | 0 | 0 | 0 | 0 | 0 | 0 | 0.011149 | 0.00043542
[79 empty] | WLDFR | HFTD - Distribution - Tier 3 - 3QU CoRE ¦ 3QU LoRE | Non-Red Flag Warning - Destructive Fires | 2021 | 0 | 0 | 0 | 0 | 8807.9522 | 222.2294 | 8585.7228 | 0 | 2.4776 | 2.4776 | 0 | 0 | 1.25e-06 |  | 0 | 3.0969e-06 | 3.0969e-06 | 0 | 3.0969e-06 | 3.0969e-06 | 0 | 0 | 0 | 0 | 0 | Column30: 0 | [29 empty] | 7.3.2.1.3 Advanced weather monitoring and weather stations Weather StationsWLDFRElectric Reliability | WLDFR | HFTD - Distribution - Tier 3 - 4QU CoRE ¦ 1QU LoRE | Red Flag Warning - Catastrophic Fires | 2021 | Electric Reliability | 222.2294 | 655.3922 | 2021 | Mitigation | 0.011149 | 10 | 0 | esc | 0.011149 | 2.4776 | 0.011149 | 2.4776 | 0 | 0 | 0 | 0
[79 empty] | WLDFR | HFTD - Distribution - Tier 3 - 3QU CoRE ¦ 3QU LoRE | Non-Red Flag Warning - Destructive Fires | 2022 | 0 | 0 | 0 | 0 | 8807.9522 | 222.2294 | 8585.7228 | 0 | 2.4776 | 2.4776 | 2.4776 | 0 | 1.25e-06 |  | 0 | 3.0969e-06 | 3.0969e-06 | 0 | 3.0969e-06 | 3.0969e-06 | 0 | 3.0969e-06 | 3.0969e-06 | 0 | 0 | Column30: 0 | [29 empty] | 7.3.2.1.3 Advanced weather monitoring and weather stations Weather StationsWLDFRElectric Reliability | WLDFR | HFTD - Distribution - Tier 3 - 4QU CoRE ¦ 1QU LoRE | Red Flag Warning - Catastrophic Fires | 2022 | Electric Reliability | 222.2294 | 655.3922 | 2022 | Mitigation | 0.011149 | 10 | 0 | esc | 0.011149 | 2.4776 | 0.011149 | 2.4776 | 0.011149 | 2.4776 | 0 | 0
[79 empty] | WLDFR | HFTD - Distribution - Tier 3 - 3QU CoRE ¦ 3QU LoRE | Non-Red Flag Warning - Destructive Fires | 2023 | 0 | 0 | 0 | 0 | 9129.7461 | 233.2301 | 8896.516 | 0 | 2.6002 | 2.6002 | 2.6002 | 2.6002 | 1.25e-06 |  | 0 | 3.2502e-06 | 3.2502e-06 | 0 | 3.2502e-06 | 3.2502e-06 | 0 | 3.2502e-06 | 3.2502e-06 | 0 | 3.2502e-06 | Column30: 3.2502e-06 | [29 empty] | 7.3.2.1.3 Advanced weather monitoring and weather stations Weather StationsWLDFRElectric Reliability | WLDFR | HFTD - Distribution - Tier 3 - 4QU CoRE ¦ 1QU LoRE | Red Flag Warning - Catastrophic Fires | 2023 | Electric Reliability | 233.2301 | 655.3922 | 2023 | Mitigation | 0.011149 | 10 | 0 | esc | 0.011149 | 2.6002 | 0.011149 | 2.6002 | 0.011149 | 2.6002 | 0.011149 | 2.6002
[79 empty] | WLDFR | HFTD - Distribution - Tier 3 - 3QU CoRE ¦ 3QU LoRE | Non-Red Flag Warning - Destructive Fires | 2024 | 0 | 0 | 0 | 0 | 9129.7461 | 233.2301 | 8896.516 | 0 | 2.6002 | 2.6002 | 2.6002 | 2.6002 | 1.25e-06 |  | 0 | 3.2502e-06 | 3.2502e-06 | 0 | 3.2502e-06 | 3.2502e-06 | 0 | 3.2502e-06 | 3.2502e-06 | 0 | 3.2502e-06 | Column30: 3.2502e-06 | [29 empty] | 7.3.2.1.3 Advanced weather monitoring and weather stations Weather StationsWLDFRElectric Reliability | WLDFR | HFTD - Distribution - Tier 3 - 4QU CoRE ¦ 1QU LoRE | Red Flag Warning - Catastrophic Fires | 2024 | Electric Reliability | 233.2301 | 655.3922 | 2024 | Mitigation | 0.011149 | 10 | 0 | esc | 0.011149 | 2.6002 | 0.011149 | 2.6002 | 0.011149 | 2.6002 | 0.011149 | 2.6002
[79 empty] | WLDFR | HFTD - Distribution - Tier 3 - 3QU CoRE ¦ 3QU LoRE | Non-Red Flag Warning - Destructive Fires | 2025 | 0 | 0 | 0 | 0 | 9129.7461 | 233.2301 | 8896.516 | 0 | 2.6002 | 2.6002 | 2.6002 | 2.6002 | 1.25e-06 |  | 0 | 3.2502e-06 | 3.2502e-06 | 0 | 3.2502e-06 | 3.2502e-06 | 0 | 3.2502e-06 | 3.2502e-06 | 0 | 3.2502e-06 | Column30: 3.2502e-06 | [29 empty] | 7.3.2.1.3 Advanced weather monitoring and weather stations Weather StationsWLDFRElectric Reliability | WLDFR | HFTD - Distribution - Tier 3 - 4QU CoRE ¦ 1QU LoRE | Red Flag Warning - Catastrophic Fires | 2025 | Electric Reliability | 233.2301 | 655.3922 | 2025 | Mitigation | 0.011149 | 10 | 0 | esc | 0.011149 | 2.6002 | 0.011149 | 2.6002 | 0.011149 | 2.6002 | 0.011149 | 2.6002
[79 empty] | WLDFR | HFTD - Distribution - Tier 3 - 3QU CoRE ¦ 3QU LoRE | Non-Red Flag Warning - Destructive Fires | 2026 | 0 | 0 | 0 | 0 | 9129.7461 | 233.2301 | 8896.516 | 0 | 2.6002 | 2.6002 | 2.6002 | 2.6002 | 1.25e-06 |  | 0 | 3.2502e-06 | 3.2502e-06 | 0 | 3.2502e-06 | 3.2502e-06 | 0 | 3.2502e-06 | 3.2502e-06 | 0 | 3.2502e-06 | Column30: 3.2502e-06 | [29 empty] | 7.3.2.1.3 Advanced weather monitoring and weather stations Weather StationsWLDFRElectric Reliability | WLDFR | HFTD - Distribution - Tier 3 - 4QU CoRE ¦ 1QU LoRE | Red Flag Warning - Catastrophic Fires | 2026 | Electric Reliability | 233.2301 | 655.3922 | 2026 | Mitigation | 0.011149 | 10 | 0 | esc | 0.011149 | 2.6002 | 0.011149 | 2.6002 | 0.011149 | 2.6002 | 0.011149 | 2.6002
[79 empty] | WLDFR | HFTD - Distribution - Tier 3 - 3QU CoRE ¦ 3QU LoRE | Non-Red Flag Warning - Destructive Fires | 2027 | 0 | 0 | 0 | 0 | 9129.7461 | 233.2301 | 8896.516 | 0 | 2.6002 | 2.6002 | 2.6002 | 2.6002 | 1.25e-06 |  | 0 | 3.2502e-06 | 3.2502e-06 | 0 | 3.2502e-06 | 3.2502e-06 | 0 | 3.2502e-06 | 3.2502e-06 | 0 | 3.2502e-06 | Column30: 3.2502e-06 | [29 empty] | 7.3.2.1.3 Advanced weather monitoring and weather stations Weather StationsWLDFRElectric Reliability | WLDFR | HFTD - Distribution - Tier 3 - 4QU CoRE ¦ 1QU LoRE | Red Flag Warning - Catastrophic Fires | 2027 | Electric Reliability | 233.2301 | 655.3922 | 2027 | Mitigation | 0.011149 | 10 | 0 | esc | 0.011149 | 2.6002 | 0.011149 | 2.6002 | 0.011149 | 2.6002 | 0.011149 | 2.6002
[79 empty] | WLDFR | HFTD - Distribution - Tier 3 - 3QU CoRE ¦ 3QU LoRE | Non-Red Flag Warning - Destructive Fires | 2028 | 0 | 0 | 0 | 0 | 9534.9221 | 247.273 | 9287.6491 | 0 | 2.7568 | 2.7568 | 2.7568 | 2.7568 | 1.25e-06 |  | 0 | 3.4459e-06 | 3.4459e-06 | 0 | 3.4459e-06 | 3.4459e-06 | 0 | 3.4459e-06 | 3.4459e-06 | 0 | 3.4459e-06 | Column30: 3.4459e-06 | [29 empty] | 7.3.2.1.3 Advanced weather monitoring and weather stations Weather StationsWLDFRElectric Reliability | WLDFR | HFTD - Distribution - Tier 3 - 4QU CoRE ¦ 1QU LoRE | Red Flag Warning - Catastrophic Fires | 2028 | Electric Reliability | 247.273 | 655.3922 | 2028 | Mitigation | 0.011149 | 10 | 0 | esc | 0.011149 | 2.7568 | 0.011149 | 2.7568 | 0.011149 | 2.7568 | 0.011149 | 2.7568
[79 empty] | WLDFR | HFTD - Distribution - Tier 3 - 3QU CoRE ¦ 3QU LoRE | Non-Red Flag Warning - Destructive Fires | 2029 | 0 | 0 | 0 | 0 | 9534.9221 | 247.273 | 9287.6491 | 0 | 2.7568 | 2.7568 | 2.7568 | 2.7568 | 1.25e-06 |  | 0 | 3.4459e-06 | 3.4459e-06 | 0 | 3.4459e-06 | 3.4459e-06 | 0 | 3.4459e-06 | 3.4459e-06 | 0 | 3.4459e-06 | Column30: 3.4459e-06 | [29 empty] | 7.3.2.1.3 Advanced weather monitoring and weather stations Weather StationsWLDFRElectric Reliability | WLDFR | HFTD - Distribution - Tier 3 - 4QU CoRE ¦ 1QU LoRE | Red Flag Warning - Catastrophic Fires | 2029 | Electric Reliability | 247.273 | 655.3922 | 2029 | Mitigation | 0.011149 | 10 | 0 | esc | 0.011149 | 2.7568 | 0.011149 | 2.7568 | 0.011149 | 2.7568 | 0.011149 | 2.7568
[79 empty] | WLDFR | HFTD - Distribution - Tier 3 - 3QU CoRE ¦ 3QU LoRE | Non-Red Flag Warning - Destructive Fires | 2030 | 0 | 0 | 0 | 0 | 9534.9221 | 247.273 | 9287.6491 | 0 | 0 | 2.7568 | 2.7568 | 2.7568 | 1.25e-06 |  | 0 | 0 | 0 | 0 | 3.4459e-06 | 3.4459e-06 | 0 | 3.4459e-06 | 3.4459e-06 | 0 | 3.4459e-06 | Column30: 3.4459e-06 | [29 empty] | 7.3.2.1.3 Advanced weather monitoring and weather stations Weather StationsWLDFRElectric Reliability | WLDFR | HFTD - Distribution - Tier 3 - 4QU CoRE ¦ 1QU LoRE | Red Flag Warning - Catastrophic Fires | 2030 | Electric Reliability | 247.273 | 655.3922 | 2030 | Mitigation | 0.011149 | 10 | 0 | esc | 0 | 0 | 0.011149 | 2.7568 | 0.011149 | 2.7568 | 0.011149 | 2.7568
[79 empty] | WLDFR | HFTD - Distribution - Tier 3 - 3QU CoRE ¦ 3QU LoRE | Non-Red Flag Warning - Destructive Fires | 2031 | 0 | 0 | 0 | 0 | 9534.9221 | 247.273 | 9287.6491 | 0 | 0 | 0 | 2.7568 | 2.7568 | 1.25e-06 |  | 0 | 0 | 0 | 0 | 0 | 0 | 0 | 3.4459e-06 | 3.4459e-06 | 0 | 3.4459e-06 | Column30: 3.4459e-06 | [29 empty] | 7.3.2.1.3 Advanced weather monitoring and weather stations Weather StationsWLDFRElectric Reliability | WLDFR | HFTD - Distribution - Tier 3 - 4QU CoRE ¦ 1QU LoRE | Red Flag Warning - Catastrophic Fires | 2031 | Electric Reliability | 247.273 | 655.3922 | 2031 | Mitigation | 0.011149 | 10 | 0 | esc | 0 | 0 | 0 | 0 | 0.011149 | 2.7568 | 0.011149 | 2.7568
[79 empty] | WLDFR | HFTD - Distribution - Tier 3 - 3QU CoRE ¦ 3QU LoRE | Non-Red Flag Warning - Destructive Fires | 2032 | 0 | 0 | 0 | 0 | 9534.9221 | 247.273 | 9287.6491 | 0 | 0 | 0 | 0 | 2.7568 | 1.25e-06 |  | 0 | 0 | 0 | 0 | 0 | 0 | 0 | 0 | 0 | 0 | 3.4459e-06 | Column30: 3.4459e-06 | [29 empty] | 7.3.2.1.3 Advanced weather monitoring and weather stations Weather StationsWLDFRElectric Reliability | WLDFR | HFTD - Distribution - Tier 3 - 4QU CoRE ¦ 1QU LoRE | Red Flag Warning - Catastrophic Fires | 2032 | Electric Reliability | 247.273 | 655.3922 | 2032 | Mitigation | 0.011149 | 10 | 0 | esc | 0 | 0 | 0 | 0 | 0 | 0 | 0.011149 | 2.7568
[79 empty] | WLDFR | HFTD - Distribution - Tier 3 - 3QU CoRE ¦ 3QU LoRE | Non-Red Flag Warning - Large Fires | 2020 | 0 | 0 | 0 | 0 | 5.2406 | 0.69642 | 2.942 | 1.6022 | 0.0077642 | 0 | 0 | 0 | 2.0991e-05 |  | 0 | 1.6298e-07 | 1.6298e-07 | 0 | 0 | 0 | 0 | 0 | 0 | 0 | 0 | Column30: 0 | [29 empty] | 7.3.2.1.3 Advanced weather monitoring and weather stations Weather StationsWLDFRElectric Reliability | WLDFR | HFTD - Distribution - Tier 3 - 4QU CoRE ¦ 1QU LoRE | Red Flag Warning - Destructive Fires | 2021 | Electric Reliability | 222.2294 | 655.3922 | 2021 | Mitigation | 0.011149 | 10 | 0 | esc | 0.011149 | 2.4776 | 0.011149 | 2.4776 | 0 | 0 | 0 | 0
[79 empty] | WLDFR | HFTD - Distribution - Tier 3 - 3QU CoRE ¦ 3QU LoRE | Non-Red Flag Warning - Large Fires | 2021 | 0 | 0 | 0 | 0 | 5.2406 | 0.69642 | 2.942 | 1.6022 | 0.0077642 | 0.0077642 | 0 | 0 | 2.0991e-05 |  | 0 | 1.6298e-07 | 1.6298e-07 | 0 | 1.6298e-07 | 1.6298e-07 | 0 | 0 | 0 | 0 | 0 | Column30: 0 | [29 empty] | 7.3.2.1.3 Advanced weather monitoring and weather stations Weather StationsWLDFRElectric Reliability | WLDFR | HFTD - Distribution - Tier 3 - 4QU CoRE ¦ 1QU LoRE | Red Flag Warning - Destructive Fires | 2022 | Electric Reliability | 222.2294 | 655.3922 | 2022 | Mitigation | 0.011149 | 10 | 0 | esc | 0.011149 | 2.4776 | 0.011149 | 2.4776 | 0.011149 | 2.4776 | 0 | 0
[79 empty] | WLDFR | HFTD - Distribution - Tier 3 - 3QU CoRE ¦ 3QU LoRE | Non-Red Flag Warning - Large Fires | 2022 | 0 | 0 | 0 | 0 | 5.2406 | 0.69642 | 2.942 | 1.6022 | 0.0077642 | 0.0077642 | 0.0077642 | 0 | 2.0991e-05 |  | 0 | 1.6298e-07 | 1.6298e-07 | 0 | 1.6298e-07 | 1.6298e-07 | 0 | 1.6298e-07 | 1.6298e-07 | 0 | 0 | Column30: 0 | [29 empty] | 7.3.2.1.3 Advanced weather monitoring and weather stations Weather StationsWLDFRElectric Reliability | WLDFR | HFTD - Distribution - Tier 3 - 4QU CoRE ¦ 1QU LoRE | Red Flag Warning - Destructive Fires | 2023 | Electric Reliability | 233.2301 | 655.3922 | 2023 | Mitigation | 0.011149 | 10 | 0 | esc | 0.011149 | 2.6002 | 0.011149 | 2.6002 | 0.011149 | 2.6002 | 0.011149 | 2.6002
[79 empty] | WLDFR | HFTD - Distribution - Tier 3 - 3QU CoRE ¦ 3QU LoRE | Non-Red Flag Warning - Large Fires | 2023 | 0 | 0 | 0 | 0 | 5.475 | 0.71896 | 3.0715 | 1.6846 | 0.0080156 | 0.0080156 | 0.0080156 | 0.0080156 | 2.0991e-05 |  | 0 | 1.6826e-07 | 1.6826e-07 | 0 | 1.6826e-07 | 1.6826e-07 | 0 | 1.6826e-07 | 1.6826e-07 | 0 | 1.6826e-07 | Column30: 1.6826e-07 | [29 empty] | 7.3.2.1.3 Advanced weather monitoring and weather stations Weather StationsWLDFRElectric Reliability | WLDFR | HFTD - Distribution - Tier 3 - 4QU CoRE ¦ 1QU LoRE | Red Flag Warning - Destructive Fires | 2024 | Electric Reliability | 233.2301 | 655.3922 | 2024 | Mitigation | 0.011149 | 10 | 0 | esc | 0.011149 | 2.6002 | 0.011149 | 2.6002 | 0.011149 | 2.6002 | 0.011149 | 2.6002
[79 empty] | WLDFR | HFTD - Distribution - Tier 3 - 3QU CoRE ¦ 3QU LoRE | Non-Red Flag Warning - Large Fires | 2024 | 0 | 0 | 0 | 0 | 5.475 | 0.71896 | 3.0715 | 1.6846 | 0.0080156 | 0.0080156 | 0.0080156 | 0.0080156 | 2.0991e-05 |  | 0 | 1.6826e-07 | 1.6826e-07 | 0 | 1.6826e-07 | 1.6826e-07 | 0 | 1.6826e-07 | 1.6826e-07 | 0 | 1.6826e-07 | Column30: 1.6826e-07 | [29 empty] | 7.3.2.1.3 Advanced weather monitoring and weather stations Weather StationsWLDFRElectric Reliability | WLDFR | HFTD - Distribution - Tier 3 - 4QU CoRE ¦ 1QU LoRE | Red Flag Warning - Destructive Fires | 2025 | Electric Reliability | 233.2301 | 655.3922 | 2025 | Mitigation | 0.011149 | 10 | 0 | esc | 0.011149 | 2.6002 | 0.011149 | 2.6002 | 0.011149 | 2.6002 | 0.011149 | 2.6002
[79 empty] | WLDFR | HFTD - Distribution - Tier 3 - 3QU CoRE ¦ 3QU LoRE | Non-Red Flag Warning - Large Fires | 2025 | 0 | 0 | 0 | 0 | 5.475 | 0.71896 | 3.0715 | 1.6846 | 0.0080156 | 0.0080156 | 0.0080156 | 0.0080156 | 2.0991e-05 |  | 0 | 1.6826e-07 | 1.6826e-07 | 0 | 1.6826e-07 | 1.6826e-07 | 0 | 1.6826e-07 | 1.6826e-07 | 0 | 1.6826e-07 | Column30: 1.6826e-07 | [29 empty] | 7.3.2.1.3 Advanced weather monitoring and weather stations Weather StationsWLDFRElectric Reliability | WLDFR | HFTD - Distribution - Tier 3 - 4QU CoRE ¦ 1QU LoRE | Red Flag Warning - Destructive Fires | 2026 | Electric Reliability | 233.2301 | 655.3922 | 2026 | Mitigation | 0.011149 | 10 | 0 | esc | 0.011149 | 2.6002 | 0.011149 | 2.6002 | 0.011149 | 2.6002 | 0.011149 | 2.6002
[79 empty] | WLDFR | HFTD - Distribution - Tier 3 - 3QU CoRE ¦ 3QU LoRE | Non-Red Flag Warning - Large Fires | 2026 | 0 | 0 | 0 | 0 | 5.475 | 0.71896 | 3.0715 | 1.6846 | 0.0080156 | 0.0080156 | 0.0080156 | 0.0080156 | 2.0991e-05 |  | 0 | 1.6826e-07 | 1.6826e-07 | 0 | 1.6826e-07 | 1.6826e-07 | 0 | 1.6826e-07 | 1.6826e-07 | 0 | 1.6826e-07 | Column30: 1.6826e-07 | [29 empty] | 7.3.2.1.3 Advanced weather monitoring and weather stations Weather StationsWLDFRElectric Reliability | WLDFR | HFTD - Distribution - Tier 3 - 4QU CoRE ¦ 1QU LoRE | Red Flag Warning - Destructive Fires | 2027 | Electric Reliability | 233.2301 | 655.3922 | 2027 | Mitigation | 0.011149 | 10 | 0 | esc | 0.011149 | 2.6002 | 0.011149 | 2.6002 | 0.011149 | 2.6002 | 0.011149 | 2.6002
[79 empty] | WLDFR | HFTD - Distribution - Tier 3 - 3QU CoRE ¦ 3QU LoRE | Non-Red Flag Warning - Large Fires | 2027 | 0 | 0 | 0 | 0 | 5.475 | 0.71896 | 3.0715 | 1.6846 | 0.0080156 | 0.0080156 | 0.0080156 | 0.0080156 | 2.0991e-05 |  | 0 | 1.6826e-07 | 1.6826e-07 | 0 | 1.6826e-07 | 1.6826e-07 | 0 | 1.6826e-07 | 1.6826e-07 | 0 | 1.6826e-07 | Column30: 1.6826e-07 | [29 empty] | 7.3.2.1.3 Advanced weather monitoring and weather stations Weather StationsWLDFRElectric Reliability | WLDFR | HFTD - Distribution - Tier 3 - 4QU CoRE ¦ 1QU LoRE | Red Flag Warning - Destructive Fires | 2028 | Electric Reliability | 247.273 | 655.3922 | 2028 | Mitigation | 0.011149 | 10 | 0 | esc | 0.011149 | 2.7568 | 0.011149 | 2.7568 | 0.011149 | 2.7568 | 0.011149 | 2.7568
[79 empty] | WLDFR | HFTD - Distribution - Tier 3 - 3QU CoRE ¦ 3QU LoRE | Non-Red Flag Warning - Large Fires | 2028 | 0 | 0 | 0 | 0 | 5.777 | 0.74734 | 3.238 | 1.7917 | 0.0083319 | 0.0083319 | 0.0083319 | 0.0083319 | 2.0991e-05 |  | 0 | 1.749e-07 | 1.749e-07 | 0 | 1.749e-07 | 1.749e-07 | 0 | 1.749e-07 | 1.749e-07 | 0 | 1.749e-07 | Column30: 1.749e-07 | [29 empty] | 7.3.2.1.3 Advanced weather monitoring and weather stations Weather StationsWLDFRElectric Reliability | WLDFR | HFTD - Distribution - Tier 3 - 4QU CoRE ¦ 1QU LoRE | Red Flag Warning - Destructive Fires | 2029 | Electric Reliability | 247.273 | 655.3922 | 2029 | Mitigation | 0.011149 | 10 | 0 | esc | 0.011149 | 2.7568 | 0.011149 | 2.7568 | 0.011149 | 2.7568 | 0.011149 | 2.7568
[79 empty] | WLDFR | HFTD - Distribution - Tier 3 - 3QU CoRE ¦ 3QU LoRE | Non-Red Flag Warning - Large Fires | 2029 | 0 | 0 | 0 | 0 | 5.777 | 0.74734 | 3.238 | 1.7917 | 0.0083319 | 0.0083319 | 0.0083319 | 0.0083319 | 2.0991e-05 |  | 0 | 1.749e-07 | 1.749e-07 | 0 | 1.749e-07 | 1.749e-07 | 0 | 1.749e-07 | 1.749e-07 | 0 | 1.749e-07 | Column30: 1.749e-07 | [29 empty] | 7.3.2.1.3 Advanced weather monitoring and weather stations Weather StationsWLDFRElectric Reliability | WLDFR | HFTD - Distribution - Tier 3 - 4QU CoRE ¦ 1QU LoRE | Red Flag Warning - Destructive Fires | 2030 | Electric Reliability | 247.273 | 655.3922 | 2030 | Mitigation | 0.011149 | 10 | 0 | esc | 0 | 0 | 0.011149 | 2.7568 | 0.011149 | 2.7568 | 0.011149 | 2.7568
[79 empty] | WLDFR | HFTD - Distribution - Tier 3 - 3QU CoRE ¦ 3QU LoRE | Non-Red Flag Warning - Large Fires | 2030 | 0 | 0 | 0 | 0 | 5.777 | 0.74734 | 3.238 | 1.7917 | 0 | 0.0083319 | 0.0083319 | 0.0083319 | 2.0991e-05 |  | 0 | 0 | 0 | 0 | 1.749e-07 | 1.749e-07 | 0 | 1.749e-07 | 1.749e-07 | 0 | 1.749e-07 | Column30: 1.749e-07 | [29 empty] | 7.3.2.1.3 Advanced weather monitoring and weather stations Weather StationsWLDFRElectric Reliability | WLDFR | HFTD - Distribution - Tier 3 - 4QU CoRE ¦ 1QU LoRE | Red Flag Warning - Destructive Fires | 2031 | Electric Reliability | 247.273 | 655.3922 | 2031 | Mitigation | 0.011149 | 10 | 0 | esc | 0 | 0 | 0 | 0 | 0.011149 | 2.7568 | 0.011149 | 2.7568
[79 empty] | WLDFR | HFTD - Distribution - Tier 3 - 3QU CoRE ¦ 3QU LoRE | Non-Red Flag Warning - Large Fires | 2031 | 0 | 0 | 0 | 0 | 5.777 | 0.74734 | 3.238 | 1.7917 | 0 | 0 | 0.0083319 | 0.0083319 | 2.0991e-05 |  | 0 | 0 | 0 | 0 | 0 | 0 | 0 | 1.749e-07 | 1.749e-07 | 0 | 1.749e-07 | Column30: 1.749e-07 | [29 empty] | 7.3.2.1.3 Advanced weather monitoring and weather stations Weather StationsWLDFRElectric Reliability | WLDFR | HFTD - Distribution - Tier 3 - 4QU CoRE ¦ 1QU LoRE | Red Flag Warning - Destructive Fires | 2032 | Electric Reliability | 247.273 | 655.3922 | 2032 | Mitigation | 0.011149 | 10 | 0 | esc | 0 | 0 | 0 | 0 | 0 | 0 | 0.011149 | 2.7568
[79 empty] | WLDFR | HFTD - Distribution - Tier 3 - 3QU CoRE ¦ 3QU LoRE | Non-Red Flag Warning - Large Fires | 2032 | 0 | 0 | 0 | 0 | 5.777 | 0.74734 | 3.238 | 1.7917 | 0 | 0 | 0 | 0.0083319 | 2.0991e-05 |  | 0 | 0 | 0 | 0 | 0 | 0 | 0 | 0 | 0 | 0 | 1.749e-07 | Column30: 1.749e-07 | [29 empty] | 7.3.2.1.3 Advanced weather monitoring and weather stations Weather StationsWLDFRElectric Reliability | WLDFR | HFTD - Distribution - Tier 3 - 4QU CoRE ¦ 1QU LoRE | Red Flag Warning - Large Fires | 2021 | Electric Reliability | 0.69642 | 655.3922 | 2021 | Mitigation | 0.011149 | 10 | 0 | esc | 0.011149 | 0.0077642 | 0.011149 | 0.0077642 | 0 | 0 | 0 | 0
[79 empty] | WLDFR | HFTD - Distribution - Tier 3 - 3QU CoRE ¦ 3QU LoRE | Non-Red Flag Warning - Small Fires | 2020 | 0 | 0 | 0 | 0 | 0.077901 | 0.036425 | 0.0015809 | 0.039895 | 0.0004061 | 0 | 0 | 0 | 0.0043018 |  | 0 | 1.7469e-06 | 1.7469e-06 | 0 | 0 | 0 | 0 | 0 | 0 | 0 | 0 | Column30: 0 | [29 empty] | 7.3.2.1.3 Advanced weather monitoring and weather stations Weather StationsWLDFRElectric Reliability | WLDFR | HFTD - Distribution - Tier 3 - 4QU CoRE ¦ 1QU LoRE | Red Flag Warning - Large Fires | 2022 | Electric Reliability | 0.69642 | 655.3922 | 2022 | Mitigation | 0.011149 | 10 | 0 | esc | 0.011149 | 0.0077642 | 0.011149 | 0.0077642 | 0.011149 | 0.0077642 | 0 | 0
[79 empty] | WLDFR | HFTD - Distribution - Tier 3 - 3QU CoRE ¦ 3QU LoRE | Non-Red Flag Warning - Small Fires | 2021 | 0 | 0 | 0 | 0 | 0.077901 | 0.036425 | 0.0015809 | 0.039895 | 0.0004061 | 0.0004061 | 0 | 0 | 0.0043018 |  | 0 | 1.7469e-06 | 1.7469e-06 | 0 | 1.7469e-06 | 1.7469e-06 | 0 | 0 | 0 | 0 | 0 | Column30: 0 | [29 empty] | 7.3.2.1.3 Advanced weather monitoring and weather stations Weather StationsWLDFRElectric Reliability | WLDFR | HFTD - Distribution - Tier 3 - 4QU CoRE ¦ 1QU LoRE | Red Flag Warning - Large Fires | 2023 | Electric Reliability | 0.71896 | 655.3922 | 2023 | Mitigation | 0.011149 | 10 | 0 | esc | 0.011149 | 0.0080156 | 0.011149 | 0.0080156 | 0.011149 | 0.0080156 | 0.011149 | 0.0080156
[79 empty] | WLDFR | HFTD - Distribution - Tier 3 - 3QU CoRE ¦ 3QU LoRE | Non-Red Flag Warning - Small Fires | 2022 | 0 | 0 | 0 | 0 | 0.077901 | 0.036425 | 0.0015809 | 0.039895 | 0.0004061 | 0.0004061 | 0.0004061 | 0 | 0.0043018 |  | 0 | 1.7469e-06 | 1.7469e-06 | 0 | 1.7469e-06 | 1.7469e-06 | 0 | 1.7469e-06 | 1.7469e-06 | 0 | 0 | Column30: 0 | [29 empty] | 7.3.2.1.3 Advanced weather monitoring and weather stations Weather StationsWLDFRElectric Reliability | WLDFR | HFTD - Distribution - Tier 3 - 4QU CoRE ¦ 1QU LoRE | Red Flag Warning - Large Fires | 2024 | Electric Reliability | 0.71896 | 655.3922 | 2024 | Mitigation | 0.011149 | 10 | 0 | esc | 0.011149 | 0.0080156 | 0.011149 | 0.0080156 | 0.011149 | 0.0080156 | 0.011149 | 0.0080156
[79 empty] | WLDFR | HFTD - Distribution - Tier 3 - 3QU CoRE ¦ 3QU LoRE | Non-Red Flag Warning - Small Fires | 2023 | 0 | 0 | 0 | 0 | 0.080408 | 0.03759 | 0.0016314 | 0.041187 | 0.00041909 | 0.00041909 | 0.00041909 | 0.00041909 | 0.0043018 |  | 0 | 1.8028e-06 | 1.8028e-06 | 0 | 1.8028e-06 | 1.8028e-06 | 0 | 1.8028e-06 | 1.8028e-06 | 0 | 1.8028e-06 | Column30: 1.8028e-06 | [29 empty] | 7.3.2.1.3 Advanced weather monitoring and weather stations Weather StationsWLDFRElectric Reliability | WLDFR | HFTD - Distribution - Tier 3 - 4QU CoRE ¦ 1QU LoRE | Red Flag Warning - Large Fires | 2025 | Electric Reliability | 0.71896 | 655.3922 | 2025 | Mitigation | 0.011149 | 10 | 0 | esc | 0.011149 | 0.0080156 | 0.011149 | 0.0080156 | 0.011149 | 0.0080156 | 0.011149 | 0.0080156
[79 empty] | WLDFR | HFTD - Distribution - Tier 3 - 3QU CoRE ¦ 3QU LoRE | Non-Red Flag Warning - Small Fires | 2024 | 0 | 0 | 0 | 0 | 0.080408 | 0.03759 | 0.0016314 | 0.041187 | 0.00041909 | 0.00041909 | 0.00041909 | 0.00041909 | 0.0043018 |  | 0 | 1.8028e-06 | 1.8028e-06 | 0 | 1.8028e-06 | 1.8028e-06 | 0 | 1.8028e-06 | 1.8028e-06 | 0 | 1.8028e-06 | Column30: 1.8028e-06 | [29 empty] | 7.3.2.1.3 Advanced weather monitoring and weather stations Weather StationsWLDFRElectric Reliability | WLDFR | HFTD - Distribution - Tier 3 - 4QU CoRE ¦ 1QU LoRE | Red Flag Warning - Large Fires | 2026 | Electric Reliability | 0.71896 | 655.3922 | 2026 | Mitigation | 0.011149 | 10 | 0 | esc | 0.011149 | 0.0080156 | 0.011149 | 0.0080156 | 0.011149 | 0.0080156 | 0.011149 | 0.0080156
[79 empty] | WLDFR | HFTD - Distribution - Tier 3 - 3QU CoRE ¦ 3QU LoRE | Non-Red Flag Warning - Small Fires | 2025 | 0 | 0 | 0 | 0 | 0.080408 | 0.03759 | 0.0016314 | 0.041187 | 0.00041909 | 0.00041909 | 0.00041909 | 0.00041909 | 0.0043018 |  | 0 | 1.8028e-06 | 1.8028e-06 | 0 | 1.8028e-06 | 1.8028e-06 | 0 | 1.8028e-06 | 1.8028e-06 | 0 | 1.8028e-06 | Column30: 1.8028e-06 | [29 empty] | 7.3.2.1.3 Advanced weather monitoring and weather stations Weather StationsWLDFRElectric Reliability | WLDFR | HFTD - Distribution - Tier 3 - 4QU CoRE ¦ 1QU LoRE | Red Flag Warning - Large Fires | 2027 | Electric Reliability | 0.71896 | 655.3922 | 2027 | Mitigation | 0.011149 | 10 | 0 | esc | 0.011149 | 0.0080156 | 0.011149 | 0.0080156 | 0.011149 | 0.0080156 | 0.011149 | 0.0080156
[79 empty] | WLDFR | HFTD - Distribution - Tier 3 - 3QU CoRE ¦ 3QU LoRE | Non-Red Flag Warning - Small Fires | 2026 | 0 | 0 | 0 | 0 | 0.080408 | 0.03759 | 0.0016314 | 0.041187 | 0.00041909 | 0.00041909 | 0.00041909 | 0.00041909 | 0.0043018 |  | 0 | 1.8028e-06 | 1.8028e-06 | 0 | 1.8028e-06 | 1.8028e-06 | 0 | 1.8028e-06 | 1.8028e-06 | 0 | 1.8028e-06 | Column30: 1.8028e-06 | [29 empty] | 7.3.2.1.3 Advanced weather monitoring and weather stations Weather StationsWLDFRElectric Reliability | WLDFR | HFTD - Distribution - Tier 3 - 4QU CoRE ¦ 1QU LoRE | Red Flag Warning - Large Fires | 2028 | Electric Reliability | 0.74734 | 655.3922 | 2028 | Mitigation | 0.011149 | 10 | 0 | esc | 0.011149 | 0.0083319 | 0.011149 | 0.0083319 | 0.011149 | 0.0083319 | 0.011149 | 0.0083319
[79 empty] | WLDFR | HFTD - Distribution - Tier 3 - 3QU CoRE ¦ 3QU LoRE | Non-Red Flag Warning - Small Fires | 2027 | 0 | 0 | 0 | 0 | 0.080408 | 0.03759 | 0.0016314 | 0.041187 | 0.00041909 | 0.00041909 | 0.00041909 | 0.00041909 | 0.0043018 |  | 0 | 1.8028e-06 | 1.8028e-06 | 0 | 1.8028e-06 | 1.8028e-06 | 0 | 1.8028e-06 | 1.8028e-06 | 0 | 1.8028e-06 | Column30: 1.8028e-06 | [29 empty] | 7.3.2.1.3 Advanced weather monitoring and weather stations Weather StationsWLDFRElectric Reliability | WLDFR | HFTD - Distribution - Tier 3 - 4QU CoRE ¦ 1QU LoRE | Red Flag Warning - Large Fires | 2029 | Electric Reliability | 0.74734 | 655.3922 | 2029 | Mitigation | 0.011149 | 10 | 0 | esc | 0.011149 | 0.0083319 | 0.011149 | 0.0083319 | 0.011149 | 0.0083319 | 0.011149 | 0.0083319
[79 empty] | WLDFR | HFTD - Distribution - Tier 3 - 3QU CoRE ¦ 3QU LoRE | Non-Red Flag Warning - Small Fires | 2028 | 0 | 0 | 0 | 0 | 0.083606 | 0.039055 | 0.001695 | 0.042856 | 0.00043542 | 0.00043542 | 0.00043542 | 0.00043542 | 0.0043018 |  | 0 | 1.8731e-06 | 1.8731e-06 | 0 | 1.8731e-06 | 1.8731e-06 | 0 | 1.8731e-06 | 1.8731e-06 | 0 | 1.8731e-06 | Column30: 1.8731e-06 | [29 empty] | 7.3.2.1.3 Advanced weather monitoring and weather stations Weather StationsWLDFRElectric Reliability | WLDFR | HFTD - Distribution - Tier 3 - 4QU CoRE ¦ 1QU LoRE | Red Flag Warning - Large Fires | 2030 | Electric Reliability | 0.74734 | 655.3922 | 2030 | Mitigation | 0.011149 | 10 | 0 | esc | 0 | 0 | 0.011149 | 0.0083319 | 0.011149 | 0.0083319 | 0.011149 | 0.0083319
[79 empty] | WLDFR | HFTD - Distribution - Tier 3 - 3QU CoRE ¦ 3QU LoRE | Non-Red Flag Warning - Small Fires | 2029 | 0 | 0 | 0 | 0 | 0.083606 | 0.039055 | 0.001695 | 0.042856 | 0.00043542 | 0.00043542 | 0.00043542 | 0.00043542 | 0.0043018 |  | 0 | 1.8731e-06 | 1.8731e-06 | 0 | 1.8731e-06 | 1.8731e-06 | 0 | 1.8731e-06 | 1.8731e-06 | 0 | 1.8731e-06 | Column30: 1.8731e-06 | [29 empty] | 7.3.2.1.3 Advanced weather monitoring and weather stations Weather StationsWLDFRElectric Reliability | WLDFR | HFTD - Distribution - Tier 3 - 4QU CoRE ¦ 1QU LoRE | Red Flag Warning - Large Fires | 2031 | Electric Reliability | 0.74734 | 655.3922 | 2031 | Mitigation | 0.011149 | 10 | 0 | esc | 0 | 0 | 0 | 0 | 0.011149 | 0.0083319 | 0.011149 | 0.0083319
[79 empty] | WLDFR | HFTD - Distribution - Tier 3 - 3QU CoRE ¦ 3QU LoRE | Non-Red Flag Warning - Small Fires | 2030 | 0 | 0 | 0 | 0 | 0.083606 | 0.039055 | 0.001695 | 0.042856 | 0 | 0.00043542 | 0.00043542 | 0.00043542 | 0.0043018 |  | 0 | 0 | 0 | 0 | 1.8731e-06 | 1.8731e-06 | 0 | 1.8731e-06 | 1.8731e-06 | 0 | 1.8731e-06 | Column30: 1.8731e-06 | [29 empty] | 7.3.2.1.3 Advanced weather monitoring and weather stations Weather StationsWLDFRElectric Reliability | WLDFR | HFTD - Distribution - Tier 3 - 4QU CoRE ¦ 1QU LoRE | Red Flag Warning - Large Fires | 2032 | Electric Reliability | 0.74734 | 655.3922 | 2032 | Mitigation | 0.011149 | 10 | 0 | esc | 0 | 0 | 0 | 0 | 0 | 0 | 0.011149 | 0.0083319
[79 empty] | WLDFR | HFTD - Distribution - Tier 3 - 3QU CoRE ¦ 3QU LoRE | Non-Red Flag Warning - Small Fires | 2031 | 0 | 0 | 0 | 0 | 0.083606 | 0.039055 | 0.001695 | 0.042856 | 0 | 0 | 0.00043542 | 0.00043542 | 0.0043018 |  | 0 | 0 | 0 | 0 | 0 | 0 | 0 | 1.8731e-06 | 1.8731e-06 | 0 | 1.8731e-06 | Column30: 1.8731e-06 | [29 empty] | 7.3.2.1.3 Advanced weather monitoring and weather stations Weather StationsWLDFRElectric Reliability | WLDFR | HFTD - Distribution - Tier 3 - 4QU CoRE ¦ 1QU LoRE | Red Flag Warning - Small Fires | 2021 | Electric Reliability | 0.036425 | 655.3922 | 2021 | Mitigation | 0.011149 | 10 | 0 | esc | 0.011149 | 0.0004061 | 0.011149 | 0.0004061 | 0 | 0 | 0 | 0
[79 empty] | WLDFR | HFTD - Distribution - Tier 3 - 3QU CoRE ¦ 3QU LoRE | Non-Red Flag Warning - Small Fires | 2032 | 0 | 0 | 0 | 0 | 0.083606 | 0.039055 | 0.001695 | 0.042856 | 0 | 0 | 0 | 0.00043542 | 0.0043018 |  | 0 | 0 | 0 | 0 | 0 | 0 | 0 | 0 | 0 | 0 | 1.8731e-06 | Column30: 1.8731e-06 | [29 empty] | 7.3.2.1.3 Advanced weather monitoring and weather stations Weather StationsWLDFRElectric Reliability | WLDFR | HFTD - Distribution - Tier 3 - 4QU CoRE ¦ 1QU LoRE | Red Flag Warning - Small Fires | 2022 | Electric Reliability | 0.036425 | 655.3922 | 2022 | Mitigation | 0.011149 | 10 | 0 | esc | 0.011149 | 0.0004061 | 0.011149 | 0.0004061 | 0.011149 | 0.0004061 | 0 | 0
[79 empty] | WLDFR | HFTD - Distribution - Tier 3 - 3QU CoRE ¦ 3QU LoRE | Red Flag Warning - Catastrophic Fires | 2020 | 0 | 0 | 0 | 0 | 14146.1306 | 222.2294 | 8585.7228 | 5338.1784 | 2.4776 | 0 | 0 | 0 | 2.9774e-05 |  | 0 | 7.3769e-05 | 7.3769e-05 | 0 | 0 | 0 | 0 | 0 | 0 | 0 | 0 | Column30: 0 | [29 empty] | 7.3.2.1.3 Advanced weather monitoring and weather stations Weather StationsWLDFRElectric Reliability | WLDFR | HFTD - Distribution - Tier 3 - 4QU CoRE ¦ 1QU LoRE | Red Flag Warning - Small Fires | 2023 | Electric Reliability | 0.03759 | 655.3922 | 2023 | Mitigation | 0.011149 | 10 | 0 | esc | 0.011149 | 0.00041909 | 0.011149 | 0.00041909 | 0.011149 | 0.00041909 | 0.011149 | 0.00041909
[79 empty] | WLDFR | HFTD - Distribution - Tier 3 - 3QU CoRE ¦ 3QU LoRE | Red Flag Warning - Catastrophic Fires | 2021 | 0 | 0 | 0 | 0 | 14146.1306 | 222.2294 | 8585.7228 | 5338.1784 | 2.4776 | 2.4776 | 0 | 0 | 2.9774e-05 |  | 0 | 7.3769e-05 | 7.3769e-05 | 0 | 7.3769e-05 | 7.3769e-05 | 0 | 0 | 0 | 0 | 0 | Column30: 0 | [29 empty] | 7.3.2.1.3 Advanced weather monitoring and weather stations Weather StationsWLDFRElectric Reliability | WLDFR | HFTD - Distribution - Tier 3 - 4QU CoRE ¦ 1QU LoRE | Red Flag Warning - Small Fires | 2024 | Electric Reliability | 0.03759 | 655.3922 | 2024 | Mitigation | 0.011149 | 10 | 0 | esc | 0.011149 | 0.00041909 | 0.011149 | 0.00041909 | 0.011149 | 0.00041909 | 0.011149 | 0.00041909
[79 empty] | WLDFR | HFTD - Distribution - Tier 3 - 3QU CoRE ¦ 3QU LoRE | Red Flag Warning - Catastrophic Fires | 2022 | 0 | 0 | 0 | 0 | 14146.1306 | 222.2294 | 8585.7228 | 5338.1784 | 2.4776 | 2.4776 | 2.4776 | 0 | 2.9774e-05 |  | 0 | 7.3769e-05 | 7.3769e-05 | 0 | 7.3769e-05 | 7.3769e-05 | 0 | 7.3769e-05 | 7.3769e-05 | 0 | 0 | Column30: 0 | [29 empty] | 7.3.2.1.3 Advanced weather monitoring and weather stations Weather StationsWLDFRElectric Reliability | WLDFR | HFTD - Distribution - Tier 3 - 4QU CoRE ¦ 1QU LoRE | Red Flag Warning - Small Fires | 2025 | Electric Reliability | 0.03759 | 655.3922 | 2025 | Mitigation | 0.011149 | 10 | 0 | esc | 0.011149 | 0.00041909 | 0.011149 | 0.00041909 | 0.011149 | 0.00041909 | 0.011149 | 0.00041909
[79 empty] | WLDFR | HFTD - Distribution - Tier 3 - 3QU CoRE ¦ 3QU LoRE | Red Flag Warning - Catastrophic Fires | 2023 | 0 | 0 | 0 | 0 | 14664.6376 | 233.2301 | 8896.516 | 5534.8915 | 2.6002 | 2.6002 | 2.6002 | 2.6002 | 2.9774e-05 |  | 0 | 7.742e-05 | 7.742e-05 | 0 | 7.742e-05 | 7.742e-05 | 0 | 7.742e-05 | 7.742e-05 | 0 | 7.742e-05 | Column30: 7.742e-05 | [29 empty] | 7.3.2.1.3 Advanced weather monitoring and weather stations Weather StationsWLDFRElectric Reliability | WLDFR | HFTD - Distribution - Tier 3 - 4QU CoRE ¦ 1QU LoRE | Red Flag Warning - Small Fires | 2026 | Electric Reliability | 0.03759 | 655.3922 | 2026 | Mitigation | 0.011149 | 10 | 0 | esc | 0.011149 | 0.00041909 | 0.011149 | 0.00041909 | 0.011149 | 0.00041909 | 0.011149 | 0.00041909
[79 empty] | WLDFR | HFTD - Distribution - Tier 3 - 3QU CoRE ¦ 3QU LoRE | Red Flag Warning - Catastrophic Fires | 2024 | 0 | 0 | 0 | 0 | 14664.6376 | 233.2301 | 8896.516 | 5534.8915 | 2.6002 | 2.6002 | 2.6002 | 2.6002 | 2.9774e-05 |  | 0 | 7.742e-05 | 7.742e-05 | 0 | 7.742e-05 | 7.742e-05 | 0 | 7.742e-05 | 7.742e-05 | 0 | 7.742e-05 | Column30: 7.742e-05 | [29 empty] | 7.3.2.1.3 Advanced weather monitoring and weather stations Weather StationsWLDFRElectric Reliability | WLDFR | HFTD - Distribution - Tier 3 - 4QU CoRE ¦ 1QU LoRE | Red Flag Warning - Small Fires | 2027 | Electric Reliability | 0.03759 | 655.3922 | 2027 | Mitigation | 0.011149 | 10 | 0 | esc | 0.011149 | 0.00041909 | 0.011149 | 0.00041909 | 0.011149 | 0.00041909 | 0.011149 | 0.00041909
[79 empty] | WLDFR | HFTD - Distribution - Tier 3 - 3QU CoRE ¦ 3QU LoRE | Red Flag Warning - Catastrophic Fires | 2025 | 0 | 0 | 0 | 0 | 14664.6376 | 233.2301 | 8896.516 | 5534.8915 | 2.6002 | 2.6002 | 2.6002 | 2.6002 | 2.9774e-05 |  | 0 | 7.742e-05 | 7.742e-05 | 0 | 7.742e-05 | 7.742e-05 | 0 | 7.742e-05 | 7.742e-05 | 0 | 7.742e-05 | Column30: 7.742e-05 | [29 empty] | 7.3.2.1.3 Advanced weather monitoring and weather stations Weather StationsWLDFRElectric Reliability | WLDFR | HFTD - Distribution - Tier 3 - 4QU CoRE ¦ 1QU LoRE | Red Flag Warning - Small Fires | 2028 | Electric Reliability | 0.039055 | 655.3922 | 2028 | Mitigation | 0.011149 | 10 | 0 | esc | 0.011149 | 0.00043542 | 0.011149 | 0.00043542 | 0.011149 | 0.00043542 | 0.011149 | 0.00043542
[79 empty] | WLDFR | HFTD - Distribution - Tier 3 - 3QU CoRE ¦ 3QU LoRE | Red Flag Warning - Catastrophic Fires | 2026 | 0 | 0 | 0 | 0 | 14664.6376 | 233.2301 | 8896.516 | 5534.8915 | 2.6002 | 2.6002 | 2.6002 | 2.6002 | 2.9774e-05 |  | 0 | 7.742e-05 | 7.742e-05 | 0 | 7.742e-05 | 7.742e-05 | 0 | 7.742e-05 | 7.742e-05 | 0 | 7.742e-05 | Column30: 7.742e-05 | [29 empty] | 7.3.2.1.3 Advanced weather monitoring and weather stations Weather StationsWLDFRElectric Reliability | WLDFR | HFTD - Distribution - Tier 3 - 4QU CoRE ¦ 1QU LoRE | Red Flag Warning - Small Fires | 2029 | Electric Reliability | 0.039055 | 655.3922 | 2029 | Mitigation | 0.011149 | 10 | 0 | esc | 0.011149 | 0.00043542 | 0.011149 | 0.00043542 | 0.011149 | 0.00043542 | 0.011149 | 0.00043542
[79 empty] | WLDFR | HFTD - Distribution - Tier 3 - 3QU CoRE ¦ 3QU LoRE | Red Flag Warning - Catastrophic Fires | 2027 | 0 | 0 | 0 | 0 | 14664.6376 | 233.2301 | 8896.516 | 5534.8915 | 2.6002 | 2.6002 | 2.6002 | 2.6002 | 2.9774e-05 |  | 0 | 7.742e-05 | 7.742e-05 | 0 | 7.742e-05 | 7.742e-05 | 0 | 7.742e-05 | 7.742e-05 | 0 | 7.742e-05 | Column30: 7.742e-05 | [29 empty] | 7.3.2.1.3 Advanced weather monitoring and weather stations Weather StationsWLDFRElectric Reliability | WLDFR | HFTD - Distribution - Tier 3 - 4QU CoRE ¦ 1QU LoRE | Red Flag Warning - Small Fires | 2030 | Electric Reliability | 0.039055 | 655.3922 | 2030 | Mitigation | 0.011149 | 10 | 0 | esc | 0 | 0 | 0.011149 | 0.00043542 | 0.011149 | 0.00043542 | 0.011149 | 0.00043542
[79 empty] | WLDFR | HFTD - Distribution - Tier 3 - 3QU CoRE ¦ 3QU LoRE | Red Flag Warning - Catastrophic Fires | 2028 | 0 | 0 | 0 | 0 | 15317.9909 | 247.273 | 9287.6491 | 5783.0689 | 2.7568 | 2.7568 | 2.7568 | 2.7568 | 2.9774e-05 |  | 0 | 8.2082e-05 | 8.2082e-05 | 0 | 8.2082e-05 | 8.2082e-05 | 0 | 8.2082e-05 | 8.2082e-05 | 0 | 8.2082e-05 | Column30: 8.2082e-05 | [29 empty] | 7.3.2.1.3 Advanced weather monitoring and weather stations Weather StationsWLDFRElectric Reliability | WLDFR | HFTD - Distribution - Tier 3 - 4QU CoRE ¦ 1QU LoRE | Red Flag Warning - Small Fires | 2031 | Electric Reliability | 0.039055 | 655.3922 | 2031 | Mitigation | 0.011149 | 10 | 0 | esc | 0 | 0 | 0 | 0 | 0.011149 | 0.00043542 | 0.011149 | 0.00043542
[79 empty] | WLDFR | HFTD - Distribution - Tier 3 - 3QU CoRE ¦ 3QU LoRE | Red Flag Warning - Catastrophic Fires | 2029 | 0 | 0 | 0 | 0 | 15317.9909 | 247.273 | 9287.6491 | 5783.0689 | 2.7568 | 2.7568 | 2.7568 | 2.7568 | 2.9774e-05 |  | 0 | 8.2082e-05 | 8.2082e-05 | 0 | 8.2082e-05 | 8.2082e-05 | 0 | 8.2082e-05 | 8.2082e-05 | 0 | 8.2082e-05 | Column30: 8.2082e-05 | [29 empty] | 7.3.2.1.3 Advanced weather monitoring and weather stations Weather StationsWLDFRElectric Reliability | WLDFR | HFTD - Distribution - Tier 3 - 4QU CoRE ¦ 1QU LoRE | Red Flag Warning - Small Fires | 2032 | Electric Reliability | 0.039055 | 655.3922 | 2032 | Mitigation | 0.011149 | 10 | 0 | esc | 0 | 0 | 0 | 0 | 0 | 0 | 0.011149 | 0.00043542
[79 empty] | WLDFR | HFTD - Distribution - Tier 3 - 3QU CoRE ¦ 3QU LoRE | Red Flag Warning - Catastrophic Fires | 2030 | 0 | 0 | 0 | 0 | 15317.9909 | 247.273 | 9287.6491 | 5783.0689 | 0 | 2.7568 | 2.7568 | 2.7568 | 2.9774e-05 |  | 0 | 0 | 0 | 0 | 8.2082e-05 | 8.2082e-05 | 0 | 8.2082e-05 | 8.2082e-05 | 0 | 8.2082e-05 | Column30: 8.2082e-05 | [29 empty] | 7.3.2.1.3 Advanced weather monitoring and weather stations Weather StationsWLDFRElectric Reliability | WLDFR | HFTD - Distribution - Tier 3 - 4QU CoRE ¦ 1QU LoRE | Seismic - Non-Red Flag Warning - Catastrophic Fires | 2021 | Electric Reliability | 409.2237 | 655.3922 | 2021 | Mitigation | 0.011149 | 10 | 0 | esc | 0.011149 | 4.5624 | 0.011149 | 4.5624 | 0 | 0 | 0 | 0
[79 empty] | WLDFR | HFTD - Distribution - Tier 3 - 3QU CoRE ¦ 3QU LoRE | Red Flag Warning - Catastrophic Fires | 2031 | 0 | 0 | 0 | 0 | 15317.9909 | 247.273 | 9287.6491 | 5783.0689 | 0 | 0 | 2.7568 | 2.7568 | 2.9774e-05 |  | 0 | 0 | 0 | 0 | 0 | 0 | 0 | 8.2082e-05 | 8.2082e-05 | 0 | 8.2082e-05 | Column30: 8.2082e-05 | [29 empty] | 7.3.2.1.3 Advanced weather monitoring and weather stations Weather StationsWLDFRElectric Reliability | WLDFR | HFTD - Distribution - Tier 3 - 4QU CoRE ¦ 1QU LoRE | Seismic - Non-Red Flag Warning - Catastrophic Fires | 2022 | Electric Reliability | 409.2237 | 655.3922 | 2022 | Mitigation | 0.011149 | 10 | 0 | esc | 0.011149 | 4.5624 | 0.011149 | 4.5624 | 0.011149 | 4.5624 | 0 | 0
[79 empty] | WLDFR | HFTD - Distribution - Tier 3 - 3QU CoRE ¦ 3QU LoRE | Red Flag Warning - Catastrophic Fires | 2032 | 0 | 0 | 0 | 0 | 15317.9909 | 247.273 | 9287.6491 | 5783.0689 | 0 | 0 | 0 | 2.7568 | 2.9774e-05 |  | 0 | 0 | 0 | 0 | 0 | 0 | 0 | 0 | 0 | 0 | 8.2082e-05 | Column30: 8.2082e-05 | [29 empty] | 7.3.2.1.3 Advanced weather monitoring and weather stations Weather StationsWLDFRElectric Reliability | WLDFR | HFTD - Distribution - Tier 3 - 4QU CoRE ¦ 1QU LoRE | Seismic - Non-Red Flag Warning - Catastrophic Fires | 2023 | Electric Reliability | 428.6023 | 655.3922 | 2023 | Mitigation | 0.011149 | 10 | 0 | esc | 0.011149 | 4.7784 | 0.011149 | 4.7784 | 0.011149 | 4.7784 | 0.011149 | 4.7784
[79 empty] | WLDFR | HFTD - Distribution - Tier 3 - 3QU CoRE ¦ 3QU LoRE | Red Flag Warning - Destructive Fires | 2020 | 0 | 0 | 0 | 0 | 8807.9522 | 222.2294 | 8585.7228 | 0 | 2.4776 | 0 | 0 | 0 | 4.1234e-06 |  | 0 | 1.0216e-05 | 1.0216e-05 | 0 | 0 | 0 | 0 | 0 | 0 | 0 | 0 | Column30: 0 | [29 empty] | 7.3.2.1.3 Advanced weather monitoring and weather stations Weather StationsWLDFRElectric Reliability | WLDFR | HFTD - Distribution - Tier 3 - 4QU CoRE ¦ 1QU LoRE | Seismic - Non-Red Flag Warning - Catastrophic Fires | 2024 | Electric Reliability | 428.6023 | 655.3922 | 2024 | Mitigation | 0.011149 | 10 | 0 | esc | 0.011149 | 4.7784 | 0.011149 | 4.7784 | 0.011149 | 4.7784 | 0.011149 | 4.7784
[79 empty] | WLDFR | HFTD - Distribution - Tier 3 - 3QU CoRE ¦ 3QU LoRE | Red Flag Warning - Destructive Fires | 2021 | 0 | 0 | 0 | 0 | 8807.9522 | 222.2294 | 8585.7228 | 0 | 2.4776 | 2.4776 | 0 | 0 | 4.1234e-06 |  | 0 | 1.0216e-05 | 1.0216e-05 | 0 | 1.0216e-05 | 1.0216e-05 | 0 | 0 | 0 | 0 | 0 | Column30: 0 | [29 empty] | 7.3.2.1.3 Advanced weather monitoring and weather stations Weather StationsWLDFRElectric Reliability | WLDFR | HFTD - Distribution - Tier 3 - 4QU CoRE ¦ 1QU LoRE | Seismic - Non-Red Flag Warning - Catastrophic Fires | 2025 | Electric Reliability | 428.6023 | 655.3922 | 2025 | Mitigation | 0.011149 | 10 | 0 | esc | 0.011149 | 4.7784 | 0.011149 | 4.7784 | 0.011149 | 4.7784 | 0.011149 | 4.7784
[79 empty] | WLDFR | HFTD - Distribution - Tier 3 - 3QU CoRE ¦ 3QU LoRE | Red Flag Warning - Destructive Fires | 2022 | 0 | 0 | 0 | 0 | 8807.9522 | 222.2294 | 8585.7228 | 0 | 2.4776 | 2.4776 | 2.4776 | 0 | 4.1234e-06 |  | 0 | 1.0216e-05 | 1.0216e-05 | 0 | 1.0216e-05 | 1.0216e-05 | 0 | 1.0216e-05 | 1.0216e-05 | 0 | 0 | Column30: 0 | [29 empty] | 7.3.2.1.3 Advanced weather monitoring and weather stations Weather StationsWLDFRElectric Reliability | WLDFR | HFTD - Distribution - Tier 3 - 4QU CoRE ¦ 1QU LoRE | Seismic - Non-Red Flag Warning - Catastrophic Fires | 2026 | Electric Reliability | 428.6023 | 655.3922 | 2026 | Mitigation | 0.011149 | 10 | 0 | esc | 0.011149 | 4.7784 | 0.011149 | 4.7784 | 0.011149 | 4.7784 | 0.011149 | 4.7784
[79 empty] | WLDFR | HFTD - Distribution - Tier 3 - 3QU CoRE ¦ 3QU LoRE | Red Flag Warning - Destructive Fires | 2023 | 0 | 0 | 0 | 0 | 9129.7461 | 233.2301 | 8896.516 | 0 | 2.6002 | 2.6002 | 2.6002 | 2.6002 | 4.1234e-06 |  | 0 | 1.0722e-05 | 1.0722e-05 | 0 | 1.0722e-05 | 1.0722e-05 | 0 | 1.0722e-05 | 1.0722e-05 | 0 | 1.0722e-05 | Column30: 1.0722e-05 | [29 empty] | 7.3.2.1.3 Advanced weather monitoring and weather stations Weather StationsWLDFRElectric Reliability | WLDFR | HFTD - Distribution - Tier 3 - 4QU CoRE ¦ 1QU LoRE | Seismic - Non-Red Flag Warning - Catastrophic Fires | 2027 | Electric Reliability | 428.6023 | 655.3922 | 2027 | Mitigation | 0.011149 | 10 | 0 | esc | 0.011149 | 4.7784 | 0.011149 | 4.7784 | 0.011149 | 4.7784 | 0.011149 | 4.7784
[79 empty] | WLDFR | HFTD - Distribution - Tier 3 - 3QU CoRE ¦ 3QU LoRE | Red Flag Warning - Destructive Fires | 2024 | 0 | 0 | 0 | 0 | 9129.7461 | 233.2301 | 8896.516 | 0 | 2.6002 | 2.6002 | 2.6002 | 2.6002 | 4.1234e-06 |  | 0 | 1.0722e-05 | 1.0722e-05 | 0 | 1.0722e-05 | 1.0722e-05 | 0 | 1.0722e-05 | 1.0722e-05 | 0 | 1.0722e-05 | Column30: 1.0722e-05 | [29 empty] | 7.3.2.1.3 Advanced weather monitoring and weather stations Weather StationsWLDFRElectric Reliability | WLDFR | HFTD - Distribution - Tier 3 - 4QU CoRE ¦ 1QU LoRE | Seismic - Non-Red Flag Warning - Catastrophic Fires | 2028 | Electric Reliability | 453.261 | 655.3922 | 2028 | Mitigation | 0.011149 | 10 | 0 | esc | 0.011149 | 5.0533 | 0.011149 | 5.0533 | 0.011149 | 5.0533 | 0.011149 | 5.0533
[79 empty] | WLDFR | HFTD - Distribution - Tier 3 - 3QU CoRE ¦ 3QU LoRE | Red Flag Warning - Destructive Fires | 2025 | 0 | 0 | 0 | 0 | 9129.7461 | 233.2301 | 8896.516 | 0 | 2.6002 | 2.6002 | 2.6002 | 2.6002 | 4.1234e-06 |  | 0 | 1.0722e-05 | 1.0722e-05 | 0 | 1.0722e-05 | 1.0722e-05 | 0 | 1.0722e-05 | 1.0722e-05 | 0 | 1.0722e-05 | Column30: 1.0722e-05 | [29 empty] | 7.3.2.1.3 Advanced weather monitoring and weather stations Weather StationsWLDFRElectric Reliability | WLDFR | HFTD - Distribution - Tier 3 - 4QU CoRE ¦ 1QU LoRE | Seismic - Non-Red Flag Warning - Catastrophic Fires | 2029 | Electric Reliability | 453.261 | 655.3922 | 2029 | Mitigation | 0.011149 | 10 | 0 | esc | 0.011149 | 5.0533 | 0.011149 | 5.0533 | 0.011149 | 5.0533 | 0.011149 | 5.0533
[79 empty] | WLDFR | HFTD - Distribution - Tier 3 - 3QU CoRE ¦ 3QU LoRE | Red Flag Warning - Destructive Fires | 2026 | 0 | 0 | 0 | 0 | 9129.7461 | 233.2301 | 8896.516 | 0 | 2.6002 | 2.6002 | 2.6002 | 2.6002 | 4.1234e-06 |  | 0 | 1.0722e-05 | 1.0722e-05 | 0 | 1.0722e-05 | 1.0722e-05 | 0 | 1.0722e-05 | 1.0722e-05 | 0 | 1.0722e-05 | Column30: 1.0722e-05 | [29 empty] | 7.3.2.1.3 Advanced weather monitoring and weather stations Weather StationsWLDFRElectric Reliability | WLDFR | HFTD - Distribution - Tier 3 - 4QU CoRE ¦ 1QU LoRE | Seismic - Non-Red Flag Warning - Catastrophic Fires | 2030 | Electric Reliability | 453.261 | 655.3922 | 2030 | Mitigation | 0.011149 | 10 | 0 | esc | 0 | 0 | 0.011149 | 5.0533 | 0.011149 | 5.0533 | 0.011149 | 5.0533
[79 empty] | WLDFR | HFTD - Distribution - Tier 3 - 3QU CoRE ¦ 3QU LoRE | Red Flag Warning - Destructive Fires | 2027 | 0 | 0 | 0 | 0 | 9129.7461 | 233.2301 | 8896.516 | 0 | 2.6002 | 2.6002 | 2.6002 | 2.6002 | 4.1234e-06 |  | 0 | 1.0722e-05 | 1.0722e-05 | 0 | 1.0722e-05 | 1.0722e-05 | 0 | 1.0722e-05 | 1.0722e-05 | 0 | 1.0722e-05 | Column30: 1.0722e-05 | [29 empty] | 7.3.2.1.3 Advanced weather monitoring and weather stations Weather StationsWLDFRElectric Reliability | WLDFR | HFTD - Distribution - Tier 3 - 4QU CoRE ¦ 1QU LoRE | Seismic - Non-Red Flag Warning - Catastrophic Fires | 2031 | Electric Reliability | 453.261 | 655.3922 | 2031 | Mitigation | 0.011149 | 10 | 0 | esc | 0 | 0 | 0 | 0 | 0.011149 | 5.0533 | 0.011149 | 5.0533
[79 empty] | WLDFR | HFTD - Distribution - Tier 3 - 3QU CoRE ¦ 3QU LoRE | Red Flag Warning - Destructive Fires | 2028 | 0 | 0 | 0 | 0 | 9534.9221 | 247.273 | 9287.6491 | 0 | 2.7568 | 2.7568 | 2.7568 | 2.7568 | 4.1234e-06 |  | 0 | 1.1368e-05 | 1.1368e-05 | 0 | 1.1368e-05 | 1.1368e-05 | 0 | 1.1368e-05 | 1.1368e-05 | 0 | 1.1368e-05 | Column30: 1.1368e-05 | [29 empty] | 7.3.2.1.3 Advanced weather monitoring and weather stations Weather StationsWLDFRElectric Reliability | WLDFR | HFTD - Distribution - Tier 3 - 4QU CoRE ¦ 1QU LoRE | Seismic - Non-Red Flag Warning - Catastrophic Fires | 2032 | Electric Reliability | 453.261 | 655.3922 | 2032 | Mitigation | 0.011149 | 10 | 0 | esc | 0 | 0 | 0 | 0 | 0 | 0 | 0.011149 | 5.0533
[79 empty] | WLDFR | HFTD - Distribution - Tier 3 - 3QU CoRE ¦ 3QU LoRE | Red Flag Warning - Destructive Fires | 2029 | 0 | 0 | 0 | 0 | 9534.9221 | 247.273 | 9287.6491 | 0 | 2.7568 | 2.7568 | 2.7568 | 2.7568 | 4.1234e-06 |  | 0 | 1.1368e-05 | 1.1368e-05 | 0 | 1.1368e-05 | 1.1368e-05 | 0 | 1.1368e-05 | 1.1368e-05 | 0 | 1.1368e-05 | Column30: 1.1368e-05 | [29 empty] | 7.3.2.1.3 Advanced weather monitoring and weather stations Weather StationsWLDFRElectric Reliability | WLDFR | HFTD - Distribution - Tier 3 - 4QU CoRE ¦ 1QU LoRE | Seismic - Red Flag Warning - Catastrophic Fires | 2021 | Electric Reliability | 409.2237 | 655.3922 | 2021 | Mitigation | 0.011149 | 10 | 0 | esc | 0.011149 | 4.5624 | 0.011149 | 4.5624 | 0 | 0 | 0 | 0
[79 empty] | WLDFR | HFTD - Distribution - Tier 3 - 3QU CoRE ¦ 3QU LoRE | Red Flag Warning - Destructive Fires | 2030 | 0 | 0 | 0 | 0 | 9534.9221 | 247.273 | 9287.6491 | 0 | 0 | 2.7568 | 2.7568 | 2.7568 | 4.1234e-06 |  | 0 | 0 | 0 | 0 | 1.1368e-05 | 1.1368e-05 | 0 | 1.1368e-05 | 1.1368e-05 | 0 | 1.1368e-05 | Column30: 1.1368e-05 | [29 empty] | 7.3.2.1.3 Advanced weather monitoring and weather stations Weather StationsWLDFRElectric Reliability | WLDFR | HFTD - Distribution - Tier 3 - 4QU CoRE ¦ 1QU LoRE | Seismic - Red Flag Warning - Catastrophic Fires | 2022 | Electric Reliability | 409.2237 | 655.3922 | 2022 | Mitigation | 0.011149 | 10 | 0 | esc | 0.011149 | 4.5624 | 0.011149 | 4.5624 | 0.011149 | 4.5624 | 0 | 0
[79 empty] | WLDFR | HFTD - Distribution - Tier 3 - 3QU CoRE ¦ 3QU LoRE | Red Flag Warning - Destructive Fires | 2031 | 0 | 0 | 0 | 0 | 9534.9221 | 247.273 | 9287.6491 | 0 | 0 | 0 | 2.7568 | 2.7568 | 4.1234e-06 |  | 0 | 0 | 0 | 0 | 0 | 0 | 0 | 1.1368e-05 | 1.1368e-05 | 0 | 1.1368e-05 | Column30: 1.1368e-05 | [29 empty] | 7.3.2.1.3 Advanced weather monitoring and weather stations Weather StationsWLDFRElectric Reliability | WLDFR | HFTD - Distribution - Tier 3 - 4QU CoRE ¦ 1QU LoRE | Seismic - Red Flag Warning - Catastrophic Fires | 2023 | Electric Reliability | 428.6023 | 655.3922 | 2023 | Mitigation | 0.011149 | 10 | 0 | esc | 0.011149 | 4.7784 | 0.011149 | 4.7784 | 0.011149 | 4.7784 | 0.011149 | 4.7784
[79 empty] | WLDFR | HFTD - Distribution - Tier 3 - 3QU CoRE ¦ 3QU LoRE | Red Flag Warning - Destructive Fires | 2032 | 0 | 0 | 0 | 0 | 9534.9221 | 247.273 | 9287.6491 | 0 | 0 | 0 | 0 | 2.7568 | 4.1234e-06 |  | 0 | 0 | 0 | 0 | 0 | 0 | 0 | 0 | 0 | 0 | 1.1368e-05 | Column30: 1.1368e-05 | [29 empty] | 7.3.2.1.3 Advanced weather monitoring and weather stations Weather StationsWLDFRElectric Reliability | WLDFR | HFTD - Distribution - Tier 3 - 4QU CoRE ¦ 1QU LoRE | Seismic - Red Flag Warning - Catastrophic Fires | 2024 | Electric Reliability | 428.6023 | 655.3922 | 2024 | Mitigation | 0.011149 | 10 | 0 | esc | 0.011149 | 4.7784 | 0.011149 | 4.7784 | 0.011149 | 4.7784 | 0.011149 | 4.7784
[79 empty] | WLDFR | HFTD - Distribution - Tier 3 - 3QU CoRE ¦ 3QU LoRE | Red Flag Warning - Large Fires | 2020 | 0 | 0 | 0 | 0 | 5.2406 | 0.69642 | 2.942 | 1.6022 | 0.0077642 | 0 | 0 | 0 | 4.2417e-05 |  | 0 | 3.2934e-07 | 3.2934e-07 | 0 | 0 | 0 | 0 | 0 | 0 | 0 | 0 | Column30: 0 | [29 empty] | 7.3.2.1.3 Advanced weather monitoring and weather stations Weather StationsWLDFRElectric Reliability | WLDFR | HFTD - Distribution - Tier 3 - 4QU CoRE ¦ 1QU LoRE | Seismic - Red Flag Warning - Catastrophic Fires | 2025 | Electric Reliability | 428.6023 | 655.3922 | 2025 | Mitigation | 0.011149 | 10 | 0 | esc | 0.011149 | 4.7784 | 0.011149 | 4.7784 | 0.011149 | 4.7784 | 0.011149 | 4.7784
[79 empty] | WLDFR | HFTD - Distribution - Tier 3 - 3QU CoRE ¦ 3QU LoRE | Red Flag Warning - Large Fires | 2021 | 0 | 0 | 0 | 0 | 5.2406 | 0.69642 | 2.942 | 1.6022 | 0.0077642 | 0.0077642 | 0 | 0 | 4.2417e-05 |  | 0 | 3.2934e-07 | 3.2934e-07 | 0 | 3.2934e-07 | 3.2934e-07 | 0 | 0 | 0 | 0 | 0 | Column30: 0 | [29 empty] | 7.3.2.1.3 Advanced weather monitoring and weather stations Weather StationsWLDFRElectric Reliability | WLDFR | HFTD - Distribution - Tier 3 - 4QU CoRE ¦ 1QU LoRE | Seismic - Red Flag Warning - Catastrophic Fires | 2026 | Electric Reliability | 428.6023 | 655.3922 | 2026 | Mitigation | 0.011149 | 10 | 0 | esc | 0.011149 | 4.7784 | 0.011149 | 4.7784 | 0.011149 | 4.7784 | 0.011149 | 4.7784
[79 empty] | WLDFR | HFTD - Distribution - Tier 3 - 3QU CoRE ¦ 3QU LoRE | Red Flag Warning - Large Fires | 2022 | 0 | 0 | 0 | 0 | 5.2406 | 0.69642 | 2.942 | 1.6022 | 0.0077642 | 0.0077642 | 0.0077642 | 0 | 4.2417e-05 |  | 0 | 3.2934e-07 | 3.2934e-07 | 0 | 3.2934e-07 | 3.2934e-07 | 0 | 3.2934e-07 | 3.2934e-07 | 0 | 0 | Column30: 0 | [29 empty] | 7.3.2.1.3 Advanced weather monitoring and weather stations Weather StationsWLDFRElectric Reliability | WLDFR | HFTD - Distribution - Tier 3 - 4QU CoRE ¦ 1QU LoRE | Seismic - Red Flag Warning - Catastrophic Fires | 2027 | Electric Reliability | 428.6023 | 655.3922 | 2027 | Mitigation | 0.011149 | 10 | 0 | esc | 0.011149 | 4.7784 | 0.011149 | 4.7784 | 0.011149 | 4.7784 | 0.011149 | 4.7784
[79 empty] | WLDFR | HFTD - Distribution - Tier 3 - 3QU CoRE ¦ 3QU LoRE | Red Flag Warning - Large Fires | 2023 | 0 | 0 | 0 | 0 | 5.475 | 0.71896 | 3.0715 | 1.6846 | 0.0080156 | 0.0080156 | 0.0080156 | 0.0080156 | 4.2417e-05 |  | 0 | 3.4e-07 | 3.4e-07 | 0 | 3.4e-07 | 3.4e-07 | 0 | 3.4e-07 | 3.4e-07 | 0 | 3.4e-07 | Column30: 3.4e-07 | [29 empty] | 7.3.2.1.3 Advanced weather monitoring and weather stations Weather StationsWLDFRElectric Reliability | WLDFR | HFTD - Distribution - Tier 3 - 4QU CoRE ¦ 1QU LoRE | Seismic - Red Flag Warning - Catastrophic Fires | 2028 | Electric Reliability | 453.261 | 655.3922 | 2028 | Mitigation | 0.011149 | 10 | 0 | esc | 0.011149 | 5.0533 | 0.011149 | 5.0533 | 0.011149 | 5.0533 | 0.011149 | 5.0533
[79 empty] | WLDFR | HFTD - Distribution - Tier 3 - 3QU CoRE ¦ 3QU LoRE | Red Flag Warning - Large Fires | 2024 | 0 | 0 | 0 | 0 | 5.475 | 0.71896 | 3.0715 | 1.6846 | 0.0080156 | 0.0080156 | 0.0080156 | 0.0080156 | 4.2417e-05 |  | 0 | 3.4e-07 | 3.4e-07 | 0 | 3.4e-07 | 3.4e-07 | 0 | 3.4e-07 | 3.4e-07 | 0 | 3.4e-07 | Column30: 3.4e-07 | [29 empty] | 7.3.2.1.3 Advanced weather monitoring and weather stations Weather StationsWLDFRElectric Reliability | WLDFR | HFTD - Distribution - Tier 3 - 4QU CoRE ¦ 1QU LoRE | Seismic - Red Flag Warning - Catastrophic Fires | 2029 | Electric Reliability | 453.261 | 655.3922 | 2029 | Mitigation | 0.011149 | 10 | 0 | esc | 0.011149 | 5.0533 | 0.011149 | 5.0533 | 0.011149 | 5.0533 | 0.011149 | 5.0533
[79 empty] | WLDFR | HFTD - Distribution - Tier 3 - 3QU CoRE ¦ 3QU LoRE | Red Flag Warning - Large Fires | 2025 | 0 | 0 | 0 | 0 | 5.475 | 0.71896 | 3.0715 | 1.6846 | 0.0080156 | 0.0080156 | 0.0080156 | 0.0080156 | 4.2417e-05 |  | 0 | 3.4e-07 | 3.4e-07 | 0 | 3.4e-07 | 3.4e-07 | 0 | 3.4e-07 | 3.4e-07 | 0 | 3.4e-07 | Column30: 3.4e-07 | [29 empty] | 7.3.2.1.3 Advanced weather monitoring and weather stations Weather StationsWLDFRElectric Reliability | WLDFR | HFTD - Distribution - Tier 3 - 4QU CoRE ¦ 1QU LoRE | Seismic - Red Flag Warning - Catastrophic Fires | 2030 | Electric Reliability | 453.261 | 655.3922 | 2030 | Mitigation | 0.011149 | 10 | 0 | esc | 0 | 0 | 0.011149 | 5.0533 | 0.011149 | 5.0533 | 0.011149 | 5.0533
[79 empty] | WLDFR | HFTD - Distribution - Tier 3 - 3QU CoRE ¦ 3QU LoRE | Red Flag Warning - Large Fires | 2026 | 0 | 0 | 0 | 0 | 5.475 | 0.71896 | 3.0715 | 1.6846 | 0.0080156 | 0.0080156 | 0.0080156 | 0.0080156 | 4.2417e-05 |  | 0 | 3.4e-07 | 3.4e-07 | 0 | 3.4e-07 | 3.4e-07 | 0 | 3.4e-07 | 3.4e-07 | 0 | 3.4e-07 | Column30: 3.4e-07 | [29 empty] | 7.3.2.1.3 Advanced weather monitoring and weather stations Weather StationsWLDFRElectric Reliability | WLDFR | HFTD - Distribution - Tier 3 - 4QU CoRE ¦ 1QU LoRE | Seismic - Red Flag Warning - Catastrophic Fires | 2031 | Electric Reliability | 453.261 | 655.3922 | 2031 | Mitigation | 0.011149 | 10 | 0 | esc | 0 | 0 | 0 | 0 | 0.011149 | 5.0533 | 0.011149 | 5.0533
[79 empty] | WLDFR | HFTD - Distribution - Tier 3 - 3QU CoRE ¦ 3QU LoRE | Red Flag Warning - Large Fires | 2027 | 0 | 0 | 0 | 0 | 5.475 | 0.71896 | 3.0715 | 1.6846 | 0.0080156 | 0.0080156 | 0.0080156 | 0.0080156 | 4.2417e-05 |  | 0 | 3.4e-07 | 3.4e-07 | 0 | 3.4e-07 | 3.4e-07 | 0 | 3.4e-07 | 3.4e-07 | 0 | 3.4e-07 | Column30: 3.4e-07 | [29 empty] | 7.3.2.1.3 Advanced weather monitoring and weather stations Weather StationsWLDFRElectric Reliability | WLDFR | HFTD - Distribution - Tier 3 - 4QU CoRE ¦ 1QU LoRE | Seismic - Red Flag Warning - Catastrophic Fires | 2032 | Electric Reliability | 453.261 | 655.3922 | 2032 | Mitigation | 0.011149 | 10 | 0 | esc | 0 | 0 | 0 | 0 | 0 | 0 | 0.011149 | 5.0533
[79 empty] | WLDFR | HFTD - Distribution - Tier 3 - 3QU CoRE ¦ 3QU LoRE | Red Flag Warning - Large Fires | 2028 | 0 | 0 | 0 | 0 | 5.777 | 0.74734 | 3.238 | 1.7917 | 0.0083319 | 0.0083319 | 0.0083319 | 0.0083319 | 4.2417e-05 |  | 0 | 3.5342e-07 | 3.5342e-07 | 0 | 3.5342e-07 | 3.5342e-07 | 0 | 3.5342e-07 | 3.5342e-07 | 0 | 3.5342e-07 | Column30: 3.5342e-07 | [29 empty] | 7.3.2.1.3 Advanced weather monitoring and weather stations Weather StationsWLDFRElectric Reliability | WLDFR | HFTD - Distribution - Tier 3 - 4QU CoRE ¦ 2QU LoRE | Non-Red Flag Warning - Catastrophic Fires | 2021 | Electric Reliability | 222.2294 | 572.4174 | 2021 | Mitigation | 0.011149 | 10 | 0 | esc | 0.011149 | 2.4776 | 0.011149 | 2.4776 | 0 | 0 | 0 | 0
[79 empty] | WLDFR | HFTD - Distribution - Tier 3 - 3QU CoRE ¦ 3QU LoRE | Red Flag Warning - Large Fires | 2029 | 0 | 0 | 0 | 0 | 5.777 | 0.74734 | 3.238 | 1.7917 | 0.0083319 | 0.0083319 | 0.0083319 | 0.0083319 | 4.2417e-05 |  | 0 | 3.5342e-07 | 3.5342e-07 | 0 | 3.5342e-07 | 3.5342e-07 | 0 | 3.5342e-07 | 3.5342e-07 | 0 | 3.5342e-07 | Column30: 3.5342e-07 | [29 empty] | 7.3.2.1.3 Advanced weather monitoring and weather stations Weather StationsWLDFRElectric Reliability | WLDFR | HFTD - Distribution - Tier 3 - 4QU CoRE ¦ 2QU LoRE | Non-Red Flag Warning - Catastrophic Fires | 2022 | Electric Reliability | 222.2294 | 572.4174 | 2022 | Mitigation | 0.011149 | 10 | 0 | esc | 0.011149 | 2.4776 | 0.011149 | 2.4776 | 0.011149 | 2.4776 | 0 | 0
[79 empty] | WLDFR | HFTD - Distribution - Tier 3 - 3QU CoRE ¦ 3QU LoRE | Red Flag Warning - Large Fires | 2030 | 0 | 0 | 0 | 0 | 5.777 | 0.74734 | 3.238 | 1.7917 | 0 | 0.0083319 | 0.0083319 | 0.0083319 | 4.2417e-05 |  | 0 | 0 | 0 | 0 | 3.5342e-07 | 3.5342e-07 | 0 | 3.5342e-07 | 3.5342e-07 | 0 | 3.5342e-07 | Column30: 3.5342e-07 | [29 empty] | 7.3.2.1.3 Advanced weather monitoring and weather stations Weather StationsWLDFRElectric Reliability | WLDFR | HFTD - Distribution - Tier 3 - 4QU CoRE ¦ 2QU LoRE | Non-Red Flag Warning - Catastrophic Fires | 2023 | Electric Reliability | 233.2301 | 572.4174 | 2023 | Mitigation | 0.011149 | 10 | 0 | esc | 0.011149 | 2.6002 | 0.011149 | 2.6002 | 0.011149 | 2.6002 | 0.011149 | 2.6002
[79 empty] | WLDFR | HFTD - Distribution - Tier 3 - 3QU CoRE ¦ 3QU LoRE | Red Flag Warning - Large Fires | 2031 | 0 | 0 | 0 | 0 | 5.777 | 0.74734 | 3.238 | 1.7917 | 0 | 0 | 0.0083319 | 0.0083319 | 4.2417e-05 |  | 0 | 0 | 0 | 0 | 0 | 0 | 0 | 3.5342e-07 | 3.5342e-07 | 0 | 3.5342e-07 | Column30: 3.5342e-07 | [29 empty] | 7.3.2.1.3 Advanced weather monitoring and weather stations Weather StationsWLDFRElectric Reliability | WLDFR | HFTD - Distribution - Tier 3 - 4QU CoRE ¦ 2QU LoRE | Non-Red Flag Warning - Catastrophic Fires | 2024 | Electric Reliability | 233.2301 | 572.4174 | 2024 | Mitigation | 0.011149 | 10 | 0 | esc | 0.011149 | 2.6002 | 0.011149 | 2.6002 | 0.011149 | 2.6002 | 0.011149 | 2.6002
[79 empty] | WLDFR | HFTD - Distribution - Tier 3 - 3QU CoRE ¦ 3QU LoRE | Red Flag Warning - Large Fires | 2032 | 0 | 0 | 0 | 0 | 5.777 | 0.74734 | 3.238 | 1.7917 | 0 | 0 | 0 | 0.0083319 | 4.2417e-05 |  | 0 | 0 | 0 | 0 | 0 | 0 | 0 | 0 | 0 | 0 | 3.5342e-07 | Column30: 3.5342e-07 | [29 empty] | 7.3.2.1.3 Advanced weather monitoring and weather stations Weather StationsWLDFRElectric Reliability | WLDFR | HFTD - Distribution - Tier 3 - 4QU CoRE ¦ 2QU LoRE | Non-Red Flag Warning - Catastrophic Fires | 2025 | Electric Reliability | 233.2301 | 572.4174 | 2025 | Mitigation | 0.011149 | 10 | 0 | esc | 0.011149 | 2.6002 | 0.011149 | 2.6002 | 0.011149 | 2.6002 | 0.011149 | 2.6002
[79 empty] | WLDFR | HFTD - Distribution - Tier 3 - 3QU CoRE ¦ 3QU LoRE | Red Flag Warning - Small Fires | 2020 | 0 | 0 | 0 | 0 | 0.077901 | 0.036425 | 0.0015809 | 0.039895 | 0.0004061 | 0 | 0 | 0 | 0.00069188 |  | 0 | 2.8097e-07 | 2.8097e-07 | 0 | 0 | 0 | 0 | 0 | 0 | 0 | 0 | Column30: 0 | [29 empty] | 7.3.2.1.3 Advanced weather monitoring and weather stations Weather StationsWLDFRElectric Reliability | WLDFR | HFTD - Distribution - Tier 3 - 4QU CoRE ¦ 2QU LoRE | Non-Red Flag Warning - Catastrophic Fires | 2026 | Electric Reliability | 233.2301 | 572.4174 | 2026 | Mitigation | 0.011149 | 10 | 0 | esc | 0.011149 | 2.6002 | 0.011149 | 2.6002 | 0.011149 | 2.6002 | 0.011149 | 2.6002
[79 empty] | WLDFR | HFTD - Distribution - Tier 3 - 3QU CoRE ¦ 3QU LoRE | Red Flag Warning - Small Fires | 2021 | 0 | 0 | 0 | 0 | 0.077901 | 0.036425 | 0.0015809 | 0.039895 | 0.0004061 | 0.0004061 | 0 | 0 | 0.00069188 |  | 0 | 2.8097e-07 | 2.8097e-07 | 0 | 2.8097e-07 | 2.8097e-07 | 0 | 0 | 0 | 0 | 0 | Column30: 0 | [29 empty] | 7.3.2.1.3 Advanced weather monitoring and weather stations Weather StationsWLDFRElectric Reliability | WLDFR | HFTD - Distribution - Tier 3 - 4QU CoRE ¦ 2QU LoRE | Non-Red Flag Warning - Catastrophic Fires | 2027 | Electric Reliability | 233.2301 | 572.4174 | 2027 | Mitigation | 0.011149 | 10 | 0 | esc | 0.011149 | 2.6002 | 0.011149 | 2.6002 | 0.011149 | 2.6002 | 0.011149 | 2.6002
[79 empty] | WLDFR | HFTD - Distribution - Tier 3 - 3QU CoRE ¦ 3QU LoRE | Red Flag Warning - Small Fires | 2022 | 0 | 0 | 0 | 0 | 0.077901 | 0.036425 | 0.0015809 | 0.039895 | 0.0004061 | 0.0004061 | 0.0004061 | 0 | 0.00069188 |  | 0 | 2.8097e-07 | 2.8097e-07 | 0 | 2.8097e-07 | 2.8097e-07 | 0 | 2.8097e-07 | 2.8097e-07 | 0 | 0 | Column30: 0 | [29 empty] | 7.3.2.1.3 Advanced weather monitoring and weather stations Weather StationsWLDFRElectric Reliability | WLDFR | HFTD - Distribution - Tier 3 - 4QU CoRE ¦ 2QU LoRE | Non-Red Flag Warning - Catastrophic Fires | 2028 | Electric Reliability | 247.273 | 572.4174 | 2028 | Mitigation | 0.011149 | 10 | 0 | esc | 0.011149 | 2.7568 | 0.011149 | 2.7568 | 0.011149 | 2.7568 | 0.011149 | 2.7568
[79 empty] | WLDFR | HFTD - Distribution - Tier 3 - 3QU CoRE ¦ 3QU LoRE | Red Flag Warning - Small Fires | 2023 | 0 | 0 | 0 | 0 | 0.080408 | 0.03759 | 0.0016314 | 0.041187 | 0.00041909 | 0.00041909 | 0.00041909 | 0.00041909 | 0.00069188 |  | 0 | 2.8996e-07 | 2.8996e-07 | 0 | 2.8996e-07 | 2.8996e-07 | 0 | 2.8996e-07 | 2.8996e-07 | 0 | 2.8996e-07 | Column30: 2.8996e-07 | [29 empty] | 7.3.2.1.3 Advanced weather monitoring and weather stations Weather StationsWLDFRElectric Reliability | WLDFR | HFTD - Distribution - Tier 3 - 4QU CoRE ¦ 2QU LoRE | Non-Red Flag Warning - Catastrophic Fires | 2029 | Electric Reliability | 247.273 | 572.4174 | 2029 | Mitigation | 0.011149 | 10 | 0 | esc | 0.011149 | 2.7568 | 0.011149 | 2.7568 | 0.011149 | 2.7568 | 0.011149 | 2.7568
[79 empty] | WLDFR | HFTD - Distribution - Tier 3 - 3QU CoRE ¦ 3QU LoRE | Red Flag Warning - Small Fires | 2024 | 0 | 0 | 0 | 0 | 0.080408 | 0.03759 | 0.0016314 | 0.041187 | 0.00041909 | 0.00041909 | 0.00041909 | 0.00041909 | 0.00069188 |  | 0 | 2.8996e-07 | 2.8996e-07 | 0 | 2.8996e-07 | 2.8996e-07 | 0 | 2.8996e-07 | 2.8996e-07 | 0 | 2.8996e-07 | Column30: 2.8996e-07 | [29 empty] | 7.3.2.1.3 Advanced weather monitoring and weather stations Weather StationsWLDFRElectric Reliability | WLDFR | HFTD - Distribution - Tier 3 - 4QU CoRE ¦ 2QU LoRE | Non-Red Flag Warning - Catastrophic Fires | 2030 | Electric Reliability | 247.273 | 572.4174 | 2030 | Mitigation | 0.011149 | 10 | 0 | esc | 0 | 0 | 0.011149 | 2.7568 | 0.011149 | 2.7568 | 0.011149 | 2.7568
[79 empty] | WLDFR | HFTD - Distribution - Tier 3 - 3QU CoRE ¦ 3QU LoRE | Red Flag Warning - Small Fires | 2025 | 0 | 0 | 0 | 0 | 0.080408 | 0.03759 | 0.0016314 | 0.041187 | 0.00041909 | 0.00041909 | 0.00041909 | 0.00041909 | 0.00069188 |  | 0 | 2.8996e-07 | 2.8996e-07 | 0 | 2.8996e-07 | 2.8996e-07 | 0 | 2.8996e-07 | 2.8996e-07 | 0 | 2.8996e-07 | Column30: 2.8996e-07 | [29 empty] | 7.3.2.1.3 Advanced weather monitoring and weather stations Weather StationsWLDFRElectric Reliability | WLDFR | HFTD - Distribution - Tier 3 - 4QU CoRE ¦ 2QU LoRE | Non-Red Flag Warning - Catastrophic Fires | 2031 | Electric Reliability | 247.273 | 572.4174 | 2031 | Mitigation | 0.011149 | 10 | 0 | esc | 0 | 0 | 0 | 0 | 0.011149 | 2.7568 | 0.011149 | 2.7568
[79 empty] | WLDFR | HFTD - Distribution - Tier 3 - 3QU CoRE ¦ 3QU LoRE | Red Flag Warning - Small Fires | 2026 | 0 | 0 | 0 | 0 | 0.080408 | 0.03759 | 0.0016314 | 0.041187 | 0.00041909 | 0.00041909 | 0.00041909 | 0.00041909 | 0.00069188 |  | 0 | 2.8996e-07 | 2.8996e-07 | 0 | 2.8996e-07 | 2.8996e-07 | 0 | 2.8996e-07 | 2.8996e-07 | 0 | 2.8996e-07 | Column30: 2.8996e-07 | [29 empty] | 7.3.2.1.3 Advanced weather monitoring and weather stations Weather StationsWLDFRElectric Reliability | WLDFR | HFTD - Distribution - Tier 3 - 4QU CoRE ¦ 2QU LoRE | Non-Red Flag Warning - Catastrophic Fires | 2032 | Electric Reliability | 247.273 | 572.4174 | 2032 | Mitigation | 0.011149 | 10 | 0 | esc | 0 | 0 | 0 | 0 | 0 | 0 | 0.011149 | 2.7568
[79 empty] | WLDFR | HFTD - Distribution - Tier 3 - 3QU CoRE ¦ 3QU LoRE | Red Flag Warning - Small Fires | 2027 | 0 | 0 | 0 | 0 | 0.080408 | 0.03759 | 0.0016314 | 0.041187 | 0.00041909 | 0.00041909 | 0.00041909 | 0.00041909 | 0.00069188 |  | 0 | 2.8996e-07 | 2.8996e-07 | 0 | 2.8996e-07 | 2.8996e-07 | 0 | 2.8996e-07 | 2.8996e-07 | 0 | 2.8996e-07 | Column30: 2.8996e-07 | [29 empty] | 7.3.2.1.3 Advanced weather monitoring and weather stations Weather StationsWLDFRElectric Reliability | WLDFR | HFTD - Distribution - Tier 3 - 4QU CoRE ¦ 2QU LoRE | Non-Red Flag Warning - Destructive Fires | 2021 | Electric Reliability | 222.2294 | 572.4174 | 2021 | Mitigation | 0.011149 | 10 | 0 | esc | 0.011149 | 2.4776 | 0.011149 | 2.4776 | 0 | 0 | 0 | 0
[79 empty] | WLDFR | HFTD - Distribution - Tier 3 - 3QU CoRE ¦ 3QU LoRE | Red Flag Warning - Small Fires | 2028 | 0 | 0 | 0 | 0 | 0.083606 | 0.039055 | 0.001695 | 0.042856 | 0.00043542 | 0.00043542 | 0.00043542 | 0.00043542 | 0.00069188 |  | 0 | 3.0126e-07 | 3.0126e-07 | 0 | 3.0126e-07 | 3.0126e-07 | 0 | 3.0126e-07 | 3.0126e-07 | 0 | 3.0126e-07 | Column30: 3.0126e-07 | [29 empty] | 7.3.2.1.3 Advanced weather monitoring and weather stations Weather StationsWLDFRElectric Reliability | WLDFR | HFTD - Distribution - Tier 3 - 4QU CoRE ¦ 2QU LoRE | Non-Red Flag Warning - Destructive Fires | 2022 | Electric Reliability | 222.2294 | 572.4174 | 2022 | Mitigation | 0.011149 | 10 | 0 | esc | 0.011149 | 2.4776 | 0.011149 | 2.4776 | 0.011149 | 2.4776 | 0 | 0
[79 empty] | WLDFR | HFTD - Distribution - Tier 3 - 3QU CoRE ¦ 3QU LoRE | Red Flag Warning - Small Fires | 2029 | 0 | 0 | 0 | 0 | 0.083606 | 0.039055 | 0.001695 | 0.042856 | 0.00043542 | 0.00043542 | 0.00043542 | 0.00043542 | 0.00069188 |  | 0 | 3.0126e-07 | 3.0126e-07 | 0 | 3.0126e-07 | 3.0126e-07 | 0 | 3.0126e-07 | 3.0126e-07 | 0 | 3.0126e-07 | Column30: 3.0126e-07 | [29 empty] | 7.3.2.1.3 Advanced weather monitoring and weather stations Weather StationsWLDFRElectric Reliability | WLDFR | HFTD - Distribution - Tier 3 - 4QU CoRE ¦ 2QU LoRE | Non-Red Flag Warning - Destructive Fires | 2023 | Electric Reliability | 233.2301 | 572.4174 | 2023 | Mitigation | 0.011149 | 10 | 0 | esc | 0.011149 | 2.6002 | 0.011149 | 2.6002 | 0.011149 | 2.6002 | 0.011149 | 2.6002
[79 empty] | WLDFR | HFTD - Distribution - Tier 3 - 3QU CoRE ¦ 3QU LoRE | Red Flag Warning - Small Fires | 2030 | 0 | 0 | 0 | 0 | 0.083606 | 0.039055 | 0.001695 | 0.042856 | 0 | 0.00043542 | 0.00043542 | 0.00043542 | 0.00069188 |  | 0 | 0 | 0 | 0 | 3.0126e-07 | 3.0126e-07 | 0 | 3.0126e-07 | 3.0126e-07 | 0 | 3.0126e-07 | Column30: 3.0126e-07 | [29 empty] | 7.3.2.1.3 Advanced weather monitoring and weather stations Weather StationsWLDFRElectric Reliability | WLDFR | HFTD - Distribution - Tier 3 - 4QU CoRE ¦ 2QU LoRE | Non-Red Flag Warning - Destructive Fires | 2024 | Electric Reliability | 233.2301 | 572.4174 | 2024 | Mitigation | 0.011149 | 10 | 0 | esc | 0.011149 | 2.6002 | 0.011149 | 2.6002 | 0.011149 | 2.6002 | 0.011149 | 2.6002
[79 empty] | WLDFR | HFTD - Distribution - Tier 3 - 3QU CoRE ¦ 3QU LoRE | Red Flag Warning - Small Fires | 2031 | 0 | 0 | 0 | 0 | 0.083606 | 0.039055 | 0.001695 | 0.042856 | 0 | 0 | 0.00043542 | 0.00043542 | 0.00069188 |  | 0 | 0 | 0 | 0 | 0 | 0 | 0 | 3.0126e-07 | 3.0126e-07 | 0 | 3.0126e-07 | Column30: 3.0126e-07 | [29 empty] | 7.3.2.1.3 Advanced weather monitoring and weather stations Weather StationsWLDFRElectric Reliability | WLDFR | HFTD - Distribution - Tier 3 - 4QU CoRE ¦ 2QU LoRE | Non-Red Flag Warning - Destructive Fires | 2025 | Electric Reliability | 233.2301 | 572.4174 | 2025 | Mitigation | 0.011149 | 10 | 0 | esc | 0.011149 | 2.6002 | 0.011149 | 2.6002 | 0.011149 | 2.6002 | 0.011149 | 2.6002
[79 empty] | WLDFR | HFTD - Distribution - Tier 3 - 3QU CoRE ¦ 3QU LoRE | Red Flag Warning - Small Fires | 2032 | 0 | 0 | 0 | 0 | 0.083606 | 0.039055 | 0.001695 | 0.042856 | 0 | 0 | 0 | 0.00043542 | 0.00069188 |  | 0 | 0 | 0 | 0 | 0 | 0 | 0 | 0 | 0 | 0 | 3.0126e-07 | Column30: 3.0126e-07 | [29 empty] | 7.3.2.1.3 Advanced weather monitoring and weather stations Weather StationsWLDFRElectric Reliability | WLDFR | HFTD - Distribution - Tier 3 - 4QU CoRE ¦ 2QU LoRE | Non-Red Flag Warning - Destructive Fires | 2026 | Electric Reliability | 233.2301 | 572.4174 | 2026 | Mitigation | 0.011149 | 10 | 0 | esc | 0.011149 | 2.6002 | 0.011149 | 2.6002 | 0.011149 | 2.6002 | 0.011149 | 2.6002
[79 empty] | WLDFR | HFTD - Distribution - Tier 3 - 3QU CoRE ¦ 3QU LoRE | Seismic - Non-Red Flag Warning - Catastrophic Fires | 2020 | 0 | 0 | 0 | 0 | 21083.8428 | 409.2237 | 13469.0878 | 7205.5313 | 4.5624 | 0 | 0 | 0 | 1.0405e-10 |  | 0 | 4.7472e-10 | 4.7472e-10 | 0 | 0 | 0 | 0 | 0 | 0 | 0 | 0 | Column30: 0 | [29 empty] | 7.3.2.1.3 Advanced weather monitoring and weather stations Weather StationsWLDFRElectric Reliability | WLDFR | HFTD - Distribution - Tier 3 - 4QU CoRE ¦ 2QU LoRE | Non-Red Flag Warning - Destructive Fires | 2027 | Electric Reliability | 233.2301 | 572.4174 | 2027 | Mitigation | 0.011149 | 10 | 0 | esc | 0.011149 | 2.6002 | 0.011149 | 2.6002 | 0.011149 | 2.6002 | 0.011149 | 2.6002
[79 empty] | WLDFR | HFTD - Distribution - Tier 3 - 3QU CoRE ¦ 3QU LoRE | Seismic - Non-Red Flag Warning - Catastrophic Fires | 2021 | 0 | 0 | 0 | 0 | 21083.8428 | 409.2237 | 13469.0878 | 7205.5313 | 4.5624 | 4.5624 | 0 | 0 | 1.0405e-10 |  | 0 | 4.7472e-10 | 4.7472e-10 | 0 | 4.7472e-10 | 4.7472e-10 | 0 | 0 | 0 | 0 | 0 | Column30: 0 | [29 empty] | 7.3.2.1.3 Advanced weather monitoring and weather stations Weather StationsWLDFRElectric Reliability | WLDFR | HFTD - Distribution - Tier 3 - 4QU CoRE ¦ 2QU LoRE | Non-Red Flag Warning - Destructive Fires | 2028 | Electric Reliability | 247.273 | 572.4174 | 2028 | Mitigation | 0.011149 | 10 | 0 | esc | 0.011149 | 2.7568 | 0.011149 | 2.7568 | 0.011149 | 2.7568 | 0.011149 | 2.7568
[79 empty] | WLDFR | HFTD - Distribution - Tier 3 - 3QU CoRE ¦ 3QU LoRE | Seismic - Non-Red Flag Warning - Catastrophic Fires | 2022 | 0 | 0 | 0 | 0 | 21083.8428 | 409.2237 | 13469.0878 | 7205.5313 | 4.5624 | 4.5624 | 4.5624 | 0 | 1.0405e-10 |  | 0 | 4.7472e-10 | 4.7472e-10 | 0 | 4.7472e-10 | 4.7472e-10 | 0 | 4.7472e-10 | 4.7472e-10 | 0 | 0 | Column30: 0 | [29 empty] | 7.3.2.1.3 Advanced weather monitoring and weather stations Weather StationsWLDFRElectric Reliability | WLDFR | HFTD - Distribution - Tier 3 - 4QU CoRE ¦ 2QU LoRE | Non-Red Flag Warning - Destructive Fires | 2029 | Electric Reliability | 247.273 | 572.4174 | 2029 | Mitigation | 0.011149 | 10 | 0 | esc | 0.011149 | 2.7568 | 0.011149 | 2.7568 | 0.011149 | 2.7568 | 0.011149 | 2.7568
[79 empty] | WLDFR | HFTD - Distribution - Tier 3 - 3QU CoRE ¦ 3QU LoRE | Seismic - Non-Red Flag Warning - Catastrophic Fires | 2023 | 0 | 0 | 0 | 0 | 21835.9781 | 428.6023 | 13939.561 | 7467.8148 | 4.7784 | 4.7784 | 4.7784 | 4.7784 | 1.0405e-10 |  | 0 | 4.972e-10 | 4.972e-10 | 0 | 4.972e-10 | 4.972e-10 | 0 | 4.972e-10 | 4.972e-10 | 0 | 4.972e-10 | Column30: 4.972e-10 | [29 empty] | 7.3.2.1.3 Advanced weather monitoring and weather stations Weather StationsWLDFRElectric Reliability | WLDFR | HFTD - Distribution - Tier 3 - 4QU CoRE ¦ 2QU LoRE | Non-Red Flag Warning - Destructive Fires | 2030 | Electric Reliability | 247.273 | 572.4174 | 2030 | Mitigation | 0.011149 | 10 | 0 | esc | 0 | 0 | 0.011149 | 2.7568 | 0.011149 | 2.7568 | 0.011149 | 2.7568
[79 empty] | WLDFR | HFTD - Distribution - Tier 3 - 3QU CoRE ¦ 3QU LoRE | Seismic - Non-Red Flag Warning - Catastrophic Fires | 2024 | 0 | 0 | 0 | 0 | 21835.9781 | 428.6023 | 13939.561 | 7467.8148 | 4.7784 | 4.7784 | 4.7784 | 4.7784 | 1.0405e-10 |  | 0 | 4.972e-10 | 4.972e-10 | 0 | 4.972e-10 | 4.972e-10 | 0 | 4.972e-10 | 4.972e-10 | 0 | 4.972e-10 | Column30: 4.972e-10 | [29 empty] | 7.3.2.1.3 Advanced weather monitoring and weather stations Weather StationsWLDFRElectric Reliability | WLDFR | HFTD - Distribution - Tier 3 - 4QU CoRE ¦ 2QU LoRE | Non-Red Flag Warning - Destructive Fires | 2031 | Electric Reliability | 247.273 | 572.4174 | 2031 | Mitigation | 0.011149 | 10 | 0 | esc | 0 | 0 | 0 | 0 | 0.011149 | 2.7568 | 0.011149 | 2.7568
[79 empty] | WLDFR | HFTD - Distribution - Tier 3 - 3QU CoRE ¦ 3QU LoRE | Seismic - Non-Red Flag Warning - Catastrophic Fires | 2025 | 0 | 0 | 0 | 0 | 21835.9781 | 428.6023 | 13939.561 | 7467.8148 | 4.7784 | 4.7784 | 4.7784 | 4.7784 | 1.0405e-10 |  | 0 | 4.972e-10 | 4.972e-10 | 0 | 4.972e-10 | 4.972e-10 | 0 | 4.972e-10 | 4.972e-10 | 0 | 4.972e-10 | Column30: 4.972e-10 | [29 empty] | 7.3.2.1.3 Advanced weather monitoring and weather stations Weather StationsWLDFRElectric Reliability | WLDFR | HFTD - Distribution - Tier 3 - 4QU CoRE ¦ 2QU LoRE | Non-Red Flag Warning - Destructive Fires | 2032 | Electric Reliability | 247.273 | 572.4174 | 2032 | Mitigation | 0.011149 | 10 | 0 | esc | 0 | 0 | 0 | 0 | 0 | 0 | 0.011149 | 2.7568
[79 empty] | WLDFR | HFTD - Distribution - Tier 3 - 3QU CoRE ¦ 3QU LoRE | Seismic - Non-Red Flag Warning - Catastrophic Fires | 2026 | 0 | 0 | 0 | 0 | 21835.9781 | 428.6023 | 13939.561 | 7467.8148 | 4.7784 | 4.7784 | 4.7784 | 4.7784 | 1.0405e-10 |  | 0 | 4.972e-10 | 4.972e-10 | 0 | 4.972e-10 | 4.972e-10 | 0 | 4.972e-10 | 4.972e-10 | 0 | 4.972e-10 | Column30: 4.972e-10 | [29 empty] | 7.3.2.1.3 Advanced weather monitoring and weather stations Weather StationsWLDFRElectric Reliability | WLDFR | HFTD - Distribution - Tier 3 - 4QU CoRE ¦ 2QU LoRE | Non-Red Flag Warning - Large Fires | 2021 | Electric Reliability | 0.69642 | 572.4174 | 2021 | Mitigation | 0.011149 | 10 | 0 | esc | 0.011149 | 0.0077642 | 0.011149 | 0.0077642 | 0 | 0 | 0 | 0
[79 empty] | WLDFR | HFTD - Distribution - Tier 3 - 3QU CoRE ¦ 3QU LoRE | Seismic - Non-Red Flag Warning - Catastrophic Fires | 2027 | 0 | 0 | 0 | 0 | 21835.9781 | 428.6023 | 13939.561 | 7467.8148 | 4.7784 | 4.7784 | 4.7784 | 4.7784 | 1.0405e-10 |  | 0 | 4.972e-10 | 4.972e-10 | 0 | 4.972e-10 | 4.972e-10 | 0 | 4.972e-10 | 4.972e-10 | 0 | 4.972e-10 | Column30: 4.972e-10 | [29 empty] | 7.3.2.1.3 Advanced weather monitoring and weather stations Weather StationsWLDFRElectric Reliability | WLDFR | HFTD - Distribution - Tier 3 - 4QU CoRE ¦ 2QU LoRE | Non-Red Flag Warning - Large Fires | 2022 | Electric Reliability | 0.69642 | 572.4174 | 2022 | Mitigation | 0.011149 | 10 | 0 | esc | 0.011149 | 0.0077642 | 0.011149 | 0.0077642 | 0.011149 | 0.0077642 | 0 | 0
[79 empty] | WLDFR | HFTD - Distribution - Tier 3 - 3QU CoRE ¦ 3QU LoRE | Seismic - Non-Red Flag Warning - Catastrophic Fires | 2028 | 0 | 0 | 0 | 0 | 22783.187 | 453.261 | 14531.3357 | 7798.5904 | 5.0533 | 5.0533 | 5.0533 | 5.0533 | 1.0405e-10 |  | 0 | 5.258e-10 | 5.258e-10 | 0 | 5.258e-10 | 5.258e-10 | 0 | 5.258e-10 | 5.258e-10 | 0 | 5.258e-10 | Column30: 5.258e-10 | [29 empty] | 7.3.2.1.3 Advanced weather monitoring and weather stations Weather StationsWLDFRElectric Reliability | WLDFR | HFTD - Distribution - Tier 3 - 4QU CoRE ¦ 2QU LoRE | Non-Red Flag Warning - Large Fires | 2023 | Electric Reliability | 0.71896 | 572.4174 | 2023 | Mitigation | 0.011149 | 10 | 0 | esc | 0.011149 | 0.0080156 | 0.011149 | 0.0080156 | 0.011149 | 0.0080156 | 0.011149 | 0.0080156
[79 empty] | WLDFR | HFTD - Distribution - Tier 3 - 3QU CoRE ¦ 3QU LoRE | Seismic - Non-Red Flag Warning - Catastrophic Fires | 2029 | 0 | 0 | 0 | 0 | 22783.187 | 453.261 | 14531.3357 | 7798.5904 | 5.0533 | 5.0533 | 5.0533 | 5.0533 | 1.0405e-10 |  | 0 | 5.258e-10 | 5.258e-10 | 0 | 5.258e-10 | 5.258e-10 | 0 | 5.258e-10 | 5.258e-10 | 0 | 5.258e-10 | Column30: 5.258e-10 | [29 empty] | 7.3.2.1.3 Advanced weather monitoring and weather stations Weather StationsWLDFRElectric Reliability | WLDFR | HFTD - Distribution - Tier 3 - 4QU CoRE ¦ 2QU LoRE | Non-Red Flag Warning - Large Fires | 2024 | Electric Reliability | 0.71896 | 572.4174 | 2024 | Mitigation | 0.011149 | 10 | 0 | esc | 0.011149 | 0.0080156 | 0.011149 | 0.0080156 | 0.011149 | 0.0080156 | 0.011149 | 0.0080156
[79 empty] | WLDFR | HFTD - Distribution - Tier 3 - 3QU CoRE ¦ 3QU LoRE | Seismic - Non-Red Flag Warning - Catastrophic Fires | 2030 | 0 | 0 | 0 | 0 | 22783.187 | 453.261 | 14531.3357 | 7798.5904 | 0 | 5.0533 | 5.0533 | 5.0533 | 1.0405e-10 |  | 0 | 0 | 0 | 0 | 5.258e-10 | 5.258e-10 | 0 | 5.258e-10 | 5.258e-10 | 0 | 5.258e-10 | Column30: 5.258e-10 | [29 empty] | 7.3.2.1.3 Advanced weather monitoring and weather stations Weather StationsWLDFRElectric Reliability | WLDFR | HFTD - Distribution - Tier 3 - 4QU CoRE ¦ 2QU LoRE | Non-Red Flag Warning - Large Fires | 2025 | Electric Reliability | 0.71896 | 572.4174 | 2025 | Mitigation | 0.011149 | 10 | 0 | esc | 0.011149 | 0.0080156 | 0.011149 | 0.0080156 | 0.011149 | 0.0080156 | 0.011149 | 0.0080156
[79 empty] | WLDFR | HFTD - Distribution - Tier 3 - 3QU CoRE ¦ 3QU LoRE | Seismic - Non-Red Flag Warning - Catastrophic Fires | 2031 | 0 | 0 | 0 | 0 | 22783.187 | 453.261 | 14531.3357 | 7798.5904 | 0 | 0 | 5.0533 | 5.0533 | 1.0405e-10 |  | 0 | 0 | 0 | 0 | 0 | 0 | 0 | 5.258e-10 | 5.258e-10 | 0 | 5.258e-10 | Column30: 5.258e-10 | [29 empty] | 7.3.2.1.3 Advanced weather monitoring and weather stations Weather StationsWLDFRElectric Reliability | WLDFR | HFTD - Distribution - Tier 3 - 4QU CoRE ¦ 2QU LoRE | Non-Red Flag Warning - Large Fires | 2026 | Electric Reliability | 0.71896 | 572.4174 | 2026 | Mitigation | 0.011149 | 10 | 0 | esc | 0.011149 | 0.0080156 | 0.011149 | 0.0080156 | 0.011149 | 0.0080156 | 0.011149 | 0.0080156
[79 empty] | WLDFR | HFTD - Distribution - Tier 3 - 3QU CoRE ¦ 3QU LoRE | Seismic - Non-Red Flag Warning - Catastrophic Fires | 2032 | 0 | 0 | 0 | 0 | 22783.187 | 453.261 | 14531.3357 | 7798.5904 | 0 | 0 | 0 | 5.0533 | 1.0405e-10 |  | 0 | 0 | 0 | 0 | 0 | 0 | 0 | 0 | 0 | 0 | 5.258e-10 | Column30: 5.258e-10 | [29 empty] | 7.3.2.1.3 Advanced weather monitoring and weather stations Weather StationsWLDFRElectric Reliability | WLDFR | HFTD - Distribution - Tier 3 - 4QU CoRE ¦ 2QU LoRE | Non-Red Flag Warning - Large Fires | 2027 | Electric Reliability | 0.71896 | 572.4174 | 2027 | Mitigation | 0.011149 | 10 | 0 | esc | 0.011149 | 0.0080156 | 0.011149 | 0.0080156 | 0.011149 | 0.0080156 | 0.011149 | 0.0080156
[79 empty] | WLDFR | HFTD - Distribution - Tier 3 - 3QU CoRE ¦ 3QU LoRE | Seismic - Red Flag Warning - Catastrophic Fires | 2020 | 0 | 0 | 0 | 0 | 21083.8428 | 409.2237 | 13469.0878 | 7205.5313 | 4.5624 | 0 | 0 | 0 | 4.4876e-09 |  | 0 | 2.0474e-08 | 2.0474e-08 | 0 | 0 | 0 | 0 | 0 | 0 | 0 | 0 | Column30: 0 | [29 empty] | 7.3.2.1.3 Advanced weather monitoring and weather stations Weather StationsWLDFRElectric Reliability | WLDFR | HFTD - Distribution - Tier 3 - 4QU CoRE ¦ 2QU LoRE | Non-Red Flag Warning - Large Fires | 2028 | Electric Reliability | 0.74734 | 572.4174 | 2028 | Mitigation | 0.011149 | 10 | 0 | esc | 0.011149 | 0.0083319 | 0.011149 | 0.0083319 | 0.011149 | 0.0083319 | 0.011149 | 0.0083319
[79 empty] | WLDFR | HFTD - Distribution - Tier 3 - 3QU CoRE ¦ 3QU LoRE | Seismic - Red Flag Warning - Catastrophic Fires | 2021 | 0 | 0 | 0 | 0 | 21083.8428 | 409.2237 | 13469.0878 | 7205.5313 | 4.5624 | 4.5624 | 0 | 0 | 4.4876e-09 |  | 0 | 2.0474e-08 | 2.0474e-08 | 0 | 2.0474e-08 | 2.0474e-08 | 0 | 0 | 0 | 0 | 0 | Column30: 0 | [29 empty] | 7.3.2.1.3 Advanced weather monitoring and weather stations Weather StationsWLDFRElectric Reliability | WLDFR | HFTD - Distribution - Tier 3 - 4QU CoRE ¦ 2QU LoRE | Non-Red Flag Warning - Large Fires | 2029 | Electric Reliability | 0.74734 | 572.4174 | 2029 | Mitigation | 0.011149 | 10 | 0 | esc | 0.011149 | 0.0083319 | 0.011149 | 0.0083319 | 0.011149 | 0.0083319 | 0.011149 | 0.0083319
[79 empty] | WLDFR | HFTD - Distribution - Tier 3 - 3QU CoRE ¦ 3QU LoRE | Seismic - Red Flag Warning - Catastrophic Fires | 2022 | 0 | 0 | 0 | 0 | 21083.8428 | 409.2237 | 13469.0878 | 7205.5313 | 4.5624 | 4.5624 | 4.5624 | 0 | 4.4876e-09 |  | 0 | 2.0474e-08 | 2.0474e-08 | 0 | 2.0474e-08 | 2.0474e-08 | 0 | 2.0474e-08 | 2.0474e-08 | 0 | 0 | Column30: 0 | [29 empty] | 7.3.2.1.3 Advanced weather monitoring and weather stations Weather StationsWLDFRElectric Reliability | WLDFR | HFTD - Distribution - Tier 3 - 4QU CoRE ¦ 2QU LoRE | Non-Red Flag Warning - Large Fires | 2030 | Electric Reliability | 0.74734 | 572.4174 | 2030 | Mitigation | 0.011149 | 10 | 0 | esc | 0 | 0 | 0.011149 | 0.0083319 | 0.011149 | 0.0083319 | 0.011149 | 0.0083319
[79 empty] | WLDFR | HFTD - Distribution - Tier 3 - 3QU CoRE ¦ 3QU LoRE | Seismic - Red Flag Warning - Catastrophic Fires | 2023 | 0 | 0 | 0 | 0 | 21835.9781 | 428.6023 | 13939.561 | 7467.8148 | 4.7784 | 4.7784 | 4.7784 | 4.7784 | 4.4876e-09 |  | 0 | 2.1443e-08 | 2.1443e-08 | 0 | 2.1443e-08 | 2.1443e-08 | 0 | 2.1443e-08 | 2.1443e-08 | 0 | 2.1443e-08 | Column30: 2.1443e-08 | [29 empty] | 7.3.2.1.3 Advanced weather monitoring and weather stations Weather StationsWLDFRElectric Reliability | WLDFR | HFTD - Distribution - Tier 3 - 4QU CoRE ¦ 2QU LoRE | Non-Red Flag Warning - Large Fires | 2031 | Electric Reliability | 0.74734 | 572.4174 | 2031 | Mitigation | 0.011149 | 10 | 0 | esc | 0 | 0 | 0 | 0 | 0.011149 | 0.0083319 | 0.011149 | 0.0083319
[79 empty] | WLDFR | HFTD - Distribution - Tier 3 - 3QU CoRE ¦ 3QU LoRE | Seismic - Red Flag Warning - Catastrophic Fires | 2024 | 0 | 0 | 0 | 0 | 21835.9781 | 428.6023 | 13939.561 | 7467.8148 | 4.7784 | 4.7784 | 4.7784 | 4.7784 | 4.4876e-09 |  | 0 | 2.1443e-08 | 2.1443e-08 | 0 | 2.1443e-08 | 2.1443e-08 | 0 | 2.1443e-08 | 2.1443e-08 | 0 | 2.1443e-08 | Column30: 2.1443e-08 | [29 empty] | 7.3.2.1.3 Advanced weather monitoring and weather stations Weather StationsWLDFRElectric Reliability | WLDFR | HFTD - Distribution - Tier 3 - 4QU CoRE ¦ 2QU LoRE | Non-Red Flag Warning - Large Fires | 2032 | Electric Reliability | 0.74734 | 572.4174 | 2032 | Mitigation | 0.011149 | 10 | 0 | esc | 0 | 0 | 0 | 0 | 0 | 0 | 0.011149 | 0.0083319
[79 empty] | WLDFR | HFTD - Distribution - Tier 3 - 3QU CoRE ¦ 3QU LoRE | Seismic - Red Flag Warning - Catastrophic Fires | 2025 | 0 | 0 | 0 | 0 | 21835.9781 | 428.6023 | 13939.561 | 7467.8148 | 4.7784 | 4.7784 | 4.7784 | 4.7784 | 4.4876e-09 |  | 0 | 2.1443e-08 | 2.1443e-08 | 0 | 2.1443e-08 | 2.1443e-08 | 0 | 2.1443e-08 | 2.1443e-08 | 0 | 2.1443e-08 | Column30: 2.1443e-08 | [29 empty] | 7.3.2.1.3 Advanced weather monitoring and weather stations Weather StationsWLDFRElectric Reliability | WLDFR | HFTD - Distribution - Tier 3 - 4QU CoRE ¦ 2QU LoRE | Non-Red Flag Warning - Small Fires | 2021 | Electric Reliability | 0.036425 | 572.4174 | 2021 | Mitigation | 0.011149 | 10 | 0 | esc | 0.011149 | 0.0004061 | 0.011149 | 0.0004061 | 0 | 0 | 0 | 0
[79 empty] | WLDFR | HFTD - Distribution - Tier 3 - 3QU CoRE ¦ 3QU LoRE | Seismic - Red Flag Warning - Catastrophic Fires | 2026 | 0 | 0 | 0 | 0 | 21835.9781 | 428.6023 | 13939.561 | 7467.8148 | 4.7784 | 4.7784 | 4.7784 | 4.7784 | 4.4876e-09 |  | 0 | 2.1443e-08 | 2.1443e-08 | 0 | 2.1443e-08 | 2.1443e-08 | 0 | 2.1443e-08 | 2.1443e-08 | 0 | 2.1443e-08 | Column30: 2.1443e-08 | [29 empty] | 7.3.2.1.3 Advanced weather monitoring and weather stations Weather StationsWLDFRElectric Reliability | WLDFR | HFTD - Distribution - Tier 3 - 4QU CoRE ¦ 2QU LoRE | Non-Red Flag Warning - Small Fires | 2022 | Electric Reliability | 0.036425 | 572.4174 | 2022 | Mitigation | 0.011149 | 10 | 0 | esc | 0.011149 | 0.0004061 | 0.011149 | 0.0004061 | 0.011149 | 0.0004061 | 0 | 0
[79 empty] | WLDFR | HFTD - Distribution - Tier 3 - 3QU CoRE ¦ 3QU LoRE | Seismic - Red Flag Warning - Catastrophic Fires | 2027 | 0 | 0 | 0 | 0 | 21835.9781 | 428.6023 | 13939.561 | 7467.8148 | 4.7784 | 4.7784 | 4.7784 | 4.7784 | 4.4876e-09 |  | 0 | 2.1443e-08 | 2.1443e-08 | 0 | 2.1443e-08 | 2.1443e-08 | 0 | 2.1443e-08 | 2.1443e-08 | 0 | 2.1443e-08 | Column30: 2.1443e-08 | [29 empty] | 7.3.2.1.3 Advanced weather monitoring and weather stations Weather StationsWLDFRElectric Reliability | WLDFR | HFTD - Distribution - Tier 3 - 4QU CoRE ¦ 2QU LoRE | Non-Red Flag Warning - Small Fires | 2023 | Electric Reliability | 0.03759 | 572.4174 | 2023 | Mitigation | 0.011149 | 10 | 0 | esc | 0.011149 | 0.00041909 | 0.011149 | 0.00041909 | 0.011149 | 0.00041909 | 0.011149 | 0.00041909
[79 empty] | WLDFR | HFTD - Distribution - Tier 3 - 3QU CoRE ¦ 3QU LoRE | Seismic - Red Flag Warning - Catastrophic Fires | 2028 | 0 | 0 | 0 | 0 | 22783.187 | 453.261 | 14531.3357 | 7798.5904 | 5.0533 | 5.0533 | 5.0533 | 5.0533 | 4.4876e-09 |  | 0 | 2.2677e-08 | 2.2677e-08 | 0 | 2.2677e-08 | 2.2677e-08 | 0 | 2.2677e-08 | 2.2677e-08 | 0 | 2.2677e-08 | Column30: 2.2677e-08 | [29 empty] | 7.3.2.1.3 Advanced weather monitoring and weather stations Weather StationsWLDFRElectric Reliability | WLDFR | HFTD - Distribution - Tier 3 - 4QU CoRE ¦ 2QU LoRE | Non-Red Flag Warning - Small Fires | 2024 | Electric Reliability | 0.03759 | 572.4174 | 2024 | Mitigation | 0.011149 | 10 | 0 | esc | 0.011149 | 0.00041909 | 0.011149 | 0.00041909 | 0.011149 | 0.00041909 | 0.011149 | 0.00041909
[79 empty] | WLDFR | HFTD - Distribution - Tier 3 - 3QU CoRE ¦ 3QU LoRE | Seismic - Red Flag Warning - Catastrophic Fires | 2029 | 0 | 0 | 0 | 0 | 22783.187 | 453.261 | 14531.3357 | 7798.5904 | 5.0533 | 5.0533 | 5.0533 | 5.0533 | 4.4876e-09 |  | 0 | 2.2677e-08 | 2.2677e-08 | 0 | 2.2677e-08 | 2.2677e-08 | 0 | 2.2677e-08 | 2.2677e-08 | 0 | 2.2677e-08 | Column30: 2.2677e-08 | [29 empty] | 7.3.2.1.3 Advanced weather monitoring and weather stations Weather StationsWLDFRElectric Reliability | WLDFR | HFTD - Distribution - Tier 3 - 4QU CoRE ¦ 2QU LoRE | Non-Red Flag Warning - Small Fires | 2025 | Electric Reliability | 0.03759 | 572.4174 | 2025 | Mitigation | 0.011149 | 10 | 0 | esc | 0.011149 | 0.00041909 | 0.011149 | 0.00041909 | 0.011149 | 0.00041909 | 0.011149 | 0.00041909
[79 empty] | WLDFR | HFTD - Distribution - Tier 3 - 3QU CoRE ¦ 3QU LoRE | Seismic - Red Flag Warning - Catastrophic Fires | 2030 | 0 | 0 | 0 | 0 | 22783.187 | 453.261 | 14531.3357 | 7798.5904 | 0 | 5.0533 | 5.0533 | 5.0533 | 4.4876e-09 |  | 0 | 0 | 0 | 0 | 2.2677e-08 | 2.2677e-08 | 0 | 2.2677e-08 | 2.2677e-08 | 0 | 2.2677e-08 | Column30: 2.2677e-08 | [29 empty] | 7.3.2.1.3 Advanced weather monitoring and weather stations Weather StationsWLDFRElectric Reliability | WLDFR | HFTD - Distribution - Tier 3 - 4QU CoRE ¦ 2QU LoRE | Non-Red Flag Warning - Small Fires | 2026 | Electric Reliability | 0.03759 | 572.4174 | 2026 | Mitigation | 0.011149 | 10 | 0 | esc | 0.011149 | 0.00041909 | 0.011149 | 0.00041909 | 0.011149 | 0.00041909 | 0.011149 | 0.00041909
[79 empty] | WLDFR | HFTD - Distribution - Tier 3 - 3QU CoRE ¦ 3QU LoRE | Seismic - Red Flag Warning - Catastrophic Fires | 2031 | 0 | 0 | 0 | 0 | 22783.187 | 453.261 | 14531.3357 | 7798.5904 | 0 | 0 | 5.0533 | 5.0533 | 4.4876e-09 |  | 0 | 0 | 0 | 0 | 0 | 0 | 0 | 2.2677e-08 | 2.2677e-08 | 0 | 2.2677e-08 | Column30: 2.2677e-08 | [29 empty] | 7.3.2.1.3 Advanced weather monitoring and weather stations Weather StationsWLDFRElectric Reliability | WLDFR | HFTD - Distribution - Tier 3 - 4QU CoRE ¦ 2QU LoRE | Non-Red Flag Warning - Small Fires | 2027 | Electric Reliability | 0.03759 | 572.4174 | 2027 | Mitigation | 0.011149 | 10 | 0 | esc | 0.011149 | 0.00041909 | 0.011149 | 0.00041909 | 0.011149 | 0.00041909 | 0.011149 | 0.00041909
[79 empty] | WLDFR | HFTD - Distribution - Tier 3 - 3QU CoRE ¦ 3QU LoRE | Seismic - Red Flag Warning - Catastrophic Fires | 2032 | 0 | 0 | 0 | 0 | 22783.187 | 453.261 | 14531.3357 | 7798.5904 | 0 | 0 | 0 | 5.0533 | 4.4876e-09 |  | 0 | 0 | 0 | 0 | 0 | 0 | 0 | 0 | 0 | 0 | 2.2677e-08 | Column30: 2.2677e-08 | [29 empty] | 7.3.2.1.3 Advanced weather monitoring and weather stations Weather StationsWLDFRElectric Reliability | WLDFR | HFTD - Distribution - Tier 3 - 4QU CoRE ¦ 2QU LoRE | Non-Red Flag Warning - Small Fires | 2028 | Electric Reliability | 0.039055 | 572.4174 | 2028 | Mitigation | 0.011149 | 10 | 0 | esc | 0.011149 | 0.00043542 | 0.011149 | 0.00043542 | 0.011149 | 0.00043542 | 0.011149 | 0.00043542
[79 empty] | WLDFR | HFTD - Distribution - Tier 3 - 3QU CoRE ¦ 4QU LoRE | Non-Red Flag Warning - Catastrophic Fires | 2020 | 0 | 0 | 0 | 0 | 14146.1306 | 222.2294 | 8585.7228 | 5338.1784 | 2.4776 | 0 | 0 | 0 | 8.6819e-07 |  | 0 | 2.151e-06 | 2.151e-06 | 0 | 0 | 0 | 0 | 0 | 0 | 0 | 0 | Column30: 0 | [29 empty] | 7.3.2.1.3 Advanced weather monitoring and weather stations Weather StationsWLDFRElectric Reliability | WLDFR | HFTD - Distribution - Tier 3 - 4QU CoRE ¦ 2QU LoRE | Non-Red Flag Warning - Small Fires | 2029 | Electric Reliability | 0.039055 | 572.4174 | 2029 | Mitigation | 0.011149 | 10 | 0 | esc | 0.011149 | 0.00043542 | 0.011149 | 0.00043542 | 0.011149 | 0.00043542 | 0.011149 | 0.00043542
[79 empty] | WLDFR | HFTD - Distribution - Tier 3 - 3QU CoRE ¦ 4QU LoRE | Non-Red Flag Warning - Catastrophic Fires | 2021 | 0 | 0 | 0 | 0 | 14146.1306 | 222.2294 | 8585.7228 | 5338.1784 | 2.4776 | 2.4776 | 0 | 0 | 8.6819e-07 |  | 0 | 2.151e-06 | 2.151e-06 | 0 | 2.151e-06 | 2.151e-06 | 0 | 0 | 0 | 0 | 0 | Column30: 0 | [29 empty] | 7.3.2.1.3 Advanced weather monitoring and weather stations Weather StationsWLDFRElectric Reliability | WLDFR | HFTD - Distribution - Tier 3 - 4QU CoRE ¦ 2QU LoRE | Non-Red Flag Warning - Small Fires | 2030 | Electric Reliability | 0.039055 | 572.4174 | 2030 | Mitigation | 0.011149 | 10 | 0 | esc | 0 | 0 | 0.011149 | 0.00043542 | 0.011149 | 0.00043542 | 0.011149 | 0.00043542
[79 empty] | WLDFR | HFTD - Distribution - Tier 3 - 3QU CoRE ¦ 4QU LoRE | Non-Red Flag Warning - Catastrophic Fires | 2022 | 0 | 0 | 0 | 0 | 14146.1306 | 222.2294 | 8585.7228 | 5338.1784 | 2.4776 | 2.4776 | 2.4776 | 0 | 8.6819e-07 |  | 0 | 2.151e-06 | 2.151e-06 | 0 | 2.151e-06 | 2.151e-06 | 0 | 2.151e-06 | 2.151e-06 | 0 | 0 | Column30: 0 | [29 empty] | 7.3.2.1.3 Advanced weather monitoring and weather stations Weather StationsWLDFRElectric Reliability | WLDFR | HFTD - Distribution - Tier 3 - 4QU CoRE ¦ 2QU LoRE | Non-Red Flag Warning - Small Fires | 2031 | Electric Reliability | 0.039055 | 572.4174 | 2031 | Mitigation | 0.011149 | 10 | 0 | esc | 0 | 0 | 0 | 0 | 0.011149 | 0.00043542 | 0.011149 | 0.00043542
[79 empty] | WLDFR | HFTD - Distribution - Tier 3 - 3QU CoRE ¦ 4QU LoRE | Non-Red Flag Warning - Catastrophic Fires | 2023 | 0 | 0 | 0 | 0 | 14664.6376 | 233.2301 | 8896.516 | 5534.8915 | 2.6002 | 2.6002 | 2.6002 | 2.6002 | 8.6819e-07 |  | 0 | 2.2575e-06 | 2.2575e-06 | 0 | 2.2575e-06 | 2.2575e-06 | 0 | 2.2575e-06 | 2.2575e-06 | 0 | 2.2575e-06 | Column30: 2.2575e-06 | [29 empty] | 7.3.2.1.3 Advanced weather monitoring and weather stations Weather StationsWLDFRElectric Reliability | WLDFR | HFTD - Distribution - Tier 3 - 4QU CoRE ¦ 2QU LoRE | Non-Red Flag Warning - Small Fires | 2032 | Electric Reliability | 0.039055 | 572.4174 | 2032 | Mitigation | 0.011149 | 10 | 0 | esc | 0 | 0 | 0 | 0 | 0 | 0 | 0.011149 | 0.00043542
[79 empty] | WLDFR | HFTD - Distribution - Tier 3 - 3QU CoRE ¦ 4QU LoRE | Non-Red Flag Warning - Catastrophic Fires | 2024 | 0 | 0 | 0 | 0 | 14664.6376 | 233.2301 | 8896.516 | 5534.8915 | 2.6002 | 2.6002 | 2.6002 | 2.6002 | 8.6819e-07 |  | 0 | 2.2575e-06 | 2.2575e-06 | 0 | 2.2575e-06 | 2.2575e-06 | 0 | 2.2575e-06 | 2.2575e-06 | 0 | 2.2575e-06 | Column30: 2.2575e-06 | [29 empty] | 7.3.2.1.3 Advanced weather monitoring and weather stations Weather StationsWLDFRElectric Reliability | WLDFR | HFTD - Distribution - Tier 3 - 4QU CoRE ¦ 2QU LoRE | Red Flag Warning - Catastrophic Fires | 2021 | Electric Reliability | 222.2294 | 572.4174 | 2021 | Mitigation | 0.011149 | 10 | 0 | esc | 0.011149 | 2.4776 | 0.011149 | 2.4776 | 0 | 0 | 0 | 0
[79 empty] | WLDFR | HFTD - Distribution - Tier 3 - 3QU CoRE ¦ 4QU LoRE | Non-Red Flag Warning - Catastrophic Fires | 2025 | 0 | 0 | 0 | 0 | 14664.6376 | 233.2301 | 8896.516 | 5534.8915 | 2.6002 | 2.6002 | 2.6002 | 2.6002 | 8.6819e-07 |  | 0 | 2.2575e-06 | 2.2575e-06 | 0 | 2.2575e-06 | 2.2575e-06 | 0 | 2.2575e-06 | 2.2575e-06 | 0 | 2.2575e-06 | Column30: 2.2575e-06 | [29 empty] | 7.3.2.1.3 Advanced weather monitoring and weather stations Weather StationsWLDFRElectric Reliability | WLDFR | HFTD - Distribution - Tier 3 - 4QU CoRE ¦ 2QU LoRE | Red Flag Warning - Catastrophic Fires | 2022 | Electric Reliability | 222.2294 | 572.4174 | 2022 | Mitigation | 0.011149 | 10 | 0 | esc | 0.011149 | 2.4776 | 0.011149 | 2.4776 | 0.011149 | 2.4776 | 0 | 0
[79 empty] | WLDFR | HFTD - Distribution - Tier 3 - 3QU CoRE ¦ 4QU LoRE | Non-Red Flag Warning - Catastrophic Fires | 2026 | 0 | 0 | 0 | 0 | 14664.6376 | 233.2301 | 8896.516 | 5534.8915 | 2.6002 | 2.6002 | 2.6002 | 2.6002 | 8.6819e-07 |  | 0 | 2.2575e-06 | 2.2575e-06 | 0 | 2.2575e-06 | 2.2575e-06 | 0 | 2.2575e-06 | 2.2575e-06 | 0 | 2.2575e-06 | Column30: 2.2575e-06 | [29 empty] | 7.3.2.1.3 Advanced weather monitoring and weather stations Weather StationsWLDFRElectric Reliability | WLDFR | HFTD - Distribution - Tier 3 - 4QU CoRE ¦ 2QU LoRE | Red Flag Warning - Catastrophic Fires | 2023 | Electric Reliability | 233.2301 | 572.4174 | 2023 | Mitigation | 0.011149 | 10 | 0 | esc | 0.011149 | 2.6002 | 0.011149 | 2.6002 | 0.011149 | 2.6002 | 0.011149 | 2.6002
[79 empty] | WLDFR | HFTD - Distribution - Tier 3 - 3QU CoRE ¦ 4QU LoRE | Non-Red Flag Warning - Catastrophic Fires | 2027 | 0 | 0 | 0 | 0 | 14664.6376 | 233.2301 | 8896.516 | 5534.8915 | 2.6002 | 2.6002 | 2.6002 | 2.6002 | 8.6819e-07 |  | 0 | 2.2575e-06 | 2.2575e-06 | 0 | 2.2575e-06 | 2.2575e-06 | 0 | 2.2575e-06 | 2.2575e-06 | 0 | 2.2575e-06 | Column30: 2.2575e-06 | [29 empty] | 7.3.2.1.3 Advanced weather monitoring and weather stations Weather StationsWLDFRElectric Reliability | WLDFR | HFTD - Distribution - Tier 3 - 4QU CoRE ¦ 2QU LoRE | Red Flag Warning - Catastrophic Fires | 2024 | Electric Reliability | 233.2301 | 572.4174 | 2024 | Mitigation | 0.011149 | 10 | 0 | esc | 0.011149 | 2.6002 | 0.011149 | 2.6002 | 0.011149 | 2.6002 | 0.011149 | 2.6002
[79 empty] | WLDFR | HFTD - Distribution - Tier 3 - 3QU CoRE ¦ 4QU LoRE | Non-Red Flag Warning - Catastrophic Fires | 2028 | 0 | 0 | 0 | 0 | 15317.9909 | 247.273 | 9287.6491 | 5783.0689 | 2.7568 | 2.7568 | 2.7568 | 2.7568 | 8.6819e-07 |  | 0 | 2.3934e-06 | 2.3934e-06 | 0 | 2.3934e-06 | 2.3934e-06 | 0 | 2.3934e-06 | 2.3934e-06 | 0 | 2.3934e-06 | Column30: 2.3934e-06 | [29 empty] | 7.3.2.1.3 Advanced weather monitoring and weather stations Weather StationsWLDFRElectric Reliability | WLDFR | HFTD - Distribution - Tier 3 - 4QU CoRE ¦ 2QU LoRE | Red Flag Warning - Catastrophic Fires | 2025 | Electric Reliability | 233.2301 | 572.4174 | 2025 | Mitigation | 0.011149 | 10 | 0 | esc | 0.011149 | 2.6002 | 0.011149 | 2.6002 | 0.011149 | 2.6002 | 0.011149 | 2.6002
[79 empty] | WLDFR | HFTD - Distribution - Tier 3 - 3QU CoRE ¦ 4QU LoRE | Non-Red Flag Warning - Catastrophic Fires | 2029 | 0 | 0 | 0 | 0 | 15317.9909 | 247.273 | 9287.6491 | 5783.0689 | 2.7568 | 2.7568 | 2.7568 | 2.7568 | 8.6819e-07 |  | 0 | 2.3934e-06 | 2.3934e-06 | 0 | 2.3934e-06 | 2.3934e-06 | 0 | 2.3934e-06 | 2.3934e-06 | 0 | 2.3934e-06 | Column30: 2.3934e-06 | [29 empty] | 7.3.2.1.3 Advanced weather monitoring and weather stations Weather StationsWLDFRElectric Reliability | WLDFR | HFTD - Distribution - Tier 3 - 4QU CoRE ¦ 2QU LoRE | Red Flag Warning - Catastrophic Fires | 2026 | Electric Reliability | 233.2301 | 572.4174 | 2026 | Mitigation | 0.011149 | 10 | 0 | esc | 0.011149 | 2.6002 | 0.011149 | 2.6002 | 0.011149 | 2.6002 | 0.011149 | 2.6002
[79 empty] | WLDFR | HFTD - Distribution - Tier 3 - 3QU CoRE ¦ 4QU LoRE | Non-Red Flag Warning - Catastrophic Fires | 2030 | 0 | 0 | 0 | 0 | 15317.9909 | 247.273 | 9287.6491 | 5783.0689 | 0 | 2.7568 | 2.7568 | 2.7568 | 8.6819e-07 |  | 0 | 0 | 0 | 0 | 2.3934e-06 | 2.3934e-06 | 0 | 2.3934e-06 | 2.3934e-06 | 0 | 2.3934e-06 | Column30: 2.3934e-06 | [29 empty] | 7.3.2.1.3 Advanced weather monitoring and weather stations Weather StationsWLDFRElectric Reliability | WLDFR | HFTD - Distribution - Tier 3 - 4QU CoRE ¦ 2QU LoRE | Red Flag Warning - Catastrophic Fires | 2027 | Electric Reliability | 233.2301 | 572.4174 | 2027 | Mitigation | 0.011149 | 10 | 0 | esc | 0.011149 | 2.6002 | 0.011149 | 2.6002 | 0.011149 | 2.6002 | 0.011149 | 2.6002
[79 empty] | WLDFR | HFTD - Distribution - Tier 3 - 3QU CoRE ¦ 4QU LoRE | Non-Red Flag Warning - Catastrophic Fires | 2031 | 0 | 0 | 0 | 0 | 15317.9909 | 247.273 | 9287.6491 | 5783.0689 | 0 | 0 | 2.7568 | 2.7568 | 8.6819e-07 |  | 0 | 0 | 0 | 0 | 0 | 0 | 0 | 2.3934e-06 | 2.3934e-06 | 0 | 2.3934e-06 | Column30: 2.3934e-06 | [29 empty] | 7.3.2.1.3 Advanced weather monitoring and weather stations Weather StationsWLDFRElectric Reliability | WLDFR | HFTD - Distribution - Tier 3 - 4QU CoRE ¦ 2QU LoRE | Red Flag Warning - Catastrophic Fires | 2028 | Electric Reliability | 247.273 | 572.4174 | 2028 | Mitigation | 0.011149 | 10 | 0 | esc | 0.011149 | 2.7568 | 0.011149 | 2.7568 | 0.011149 | 2.7568 | 0.011149 | 2.7568
[79 empty] | WLDFR | HFTD - Distribution - Tier 3 - 3QU CoRE ¦ 4QU LoRE | Non-Red Flag Warning - Catastrophic Fires | 2032 | 0 | 0 | 0 | 0 | 15317.9909 | 247.273 | 9287.6491 | 5783.0689 | 0 | 0 | 0 | 2.7568 | 8.6819e-07 |  | 0 | 0 | 0 | 0 | 0 | 0 | 0 | 0 | 0 | 0 | 2.3934e-06 | Column30: 2.3934e-06 | [29 empty] | 7.3.2.1.3 Advanced weather monitoring and weather stations Weather StationsWLDFRElectric Reliability | WLDFR | HFTD - Distribution - Tier 3 - 4QU CoRE ¦ 2QU LoRE | Red Flag Warning - Catastrophic Fires | 2029 | Electric Reliability | 247.273 | 572.4174 | 2029 | Mitigation | 0.011149 | 10 | 0 | esc | 0.011149 | 2.7568 | 0.011149 | 2.7568 | 0.011149 | 2.7568 | 0.011149 | 2.7568
[79 empty] | WLDFR | HFTD - Distribution - Tier 3 - 3QU CoRE ¦ 4QU LoRE | Non-Red Flag Warning - Destructive Fires | 2020 | 0 | 0 | 0 | 0 | 8807.9522 | 222.2294 | 8585.7228 | 0 | 2.4776 | 0 | 0 | 0 | 1.0571e-06 |  | 0 | 2.619e-06 | 2.619e-06 | 0 | 0 | 0 | 0 | 0 | 0 | 0 | 0 | Column30: 0 | [29 empty] | 7.3.2.1.3 Advanced weather monitoring and weather stations Weather StationsWLDFRElectric Reliability | WLDFR | HFTD - Distribution - Tier 3 - 4QU CoRE ¦ 2QU LoRE | Red Flag Warning - Catastrophic Fires | 2030 | Electric Reliability | 247.273 | 572.4174 | 2030 | Mitigation | 0.011149 | 10 | 0 | esc | 0 | 0 | 0.011149 | 2.7568 | 0.011149 | 2.7568 | 0.011149 | 2.7568
[79 empty] | WLDFR | HFTD - Distribution - Tier 3 - 3QU CoRE ¦ 4QU LoRE | Non-Red Flag Warning - Destructive Fires | 2021 | 0 | 0 | 0 | 0 | 8807.9522 | 222.2294 | 8585.7228 | 0 | 2.4776 | 2.4776 | 0 | 0 | 1.0571e-06 |  | 0 | 2.619e-06 | 2.619e-06 | 0 | 2.619e-06 | 2.619e-06 | 0 | 0 | 0 | 0 | 0 | Column30: 0 | [29 empty] | 7.3.2.1.3 Advanced weather monitoring and weather stations Weather StationsWLDFRElectric Reliability | WLDFR | HFTD - Distribution - Tier 3 - 4QU CoRE ¦ 2QU LoRE | Red Flag Warning - Catastrophic Fires | 2031 | Electric Reliability | 247.273 | 572.4174 | 2031 | Mitigation | 0.011149 | 10 | 0 | esc | 0 | 0 | 0 | 0 | 0.011149 | 2.7568 | 0.011149 | 2.7568
[79 empty] | WLDFR | HFTD - Distribution - Tier 3 - 3QU CoRE ¦ 4QU LoRE | Non-Red Flag Warning - Destructive Fires | 2022 | 0 | 0 | 0 | 0 | 8807.9522 | 222.2294 | 8585.7228 | 0 | 2.4776 | 2.4776 | 2.4776 | 0 | 1.0571e-06 |  | 0 | 2.619e-06 | 2.619e-06 | 0 | 2.619e-06 | 2.619e-06 | 0 | 2.619e-06 | 2.619e-06 | 0 | 0 | Column30: 0 | [29 empty] | 7.3.2.1.3 Advanced weather monitoring and weather stations Weather StationsWLDFRElectric Reliability | WLDFR | HFTD - Distribution - Tier 3 - 4QU CoRE ¦ 2QU LoRE | Red Flag Warning - Catastrophic Fires | 2032 | Electric Reliability | 247.273 | 572.4174 | 2032 | Mitigation | 0.011149 | 10 | 0 | esc | 0 | 0 | 0 | 0 | 0 | 0 | 0.011149 | 2.7568
[79 empty] | WLDFR | HFTD - Distribution - Tier 3 - 3QU CoRE ¦ 4QU LoRE | Non-Red Flag Warning - Destructive Fires | 2023 | 0 | 0 | 0 | 0 | 9129.7461 | 233.2301 | 8896.516 | 0 | 2.6002 | 2.6002 | 2.6002 | 2.6002 | 1.0571e-06 |  | 0 | 2.7487e-06 | 2.7487e-06 | 0 | 2.7487e-06 | 2.7487e-06 | 0 | 2.7487e-06 | 2.7487e-06 | 0 | 2.7487e-06 | Column30: 2.7487e-06 | [29 empty] | 7.3.2.1.3 Advanced weather monitoring and weather stations Weather StationsWLDFRElectric Reliability | WLDFR | HFTD - Distribution - Tier 3 - 4QU CoRE ¦ 2QU LoRE | Red Flag Warning - Destructive Fires | 2021 | Electric Reliability | 222.2294 | 572.4174 | 2021 | Mitigation | 0.011149 | 10 | 0 | esc | 0.011149 | 2.4776 | 0.011149 | 2.4776 | 0 | 0 | 0 | 0
[79 empty] | WLDFR | HFTD - Distribution - Tier 3 - 3QU CoRE ¦ 4QU LoRE | Non-Red Flag Warning - Destructive Fires | 2024 | 0 | 0 | 0 | 0 | 9129.7461 | 233.2301 | 8896.516 | 0 | 2.6002 | 2.6002 | 2.6002 | 2.6002 | 1.0571e-06 |  | 0 | 2.7487e-06 | 2.7487e-06 | 0 | 2.7487e-06 | 2.7487e-06 | 0 | 2.7487e-06 | 2.7487e-06 | 0 | 2.7487e-06 | Column30: 2.7487e-06 | [29 empty] | 7.3.2.1.3 Advanced weather monitoring and weather stations Weather StationsWLDFRElectric Reliability | WLDFR | HFTD - Distribution - Tier 3 - 4QU CoRE ¦ 2QU LoRE | Red Flag Warning - Destructive Fires | 2022 | Electric Reliability | 222.2294 | 572.4174 | 2022 | Mitigation | 0.011149 | 10 | 0 | esc | 0.011149 | 2.4776 | 0.011149 | 2.4776 | 0.011149 | 2.4776 | 0 | 0
[79 empty] | WLDFR | HFTD - Distribution - Tier 3 - 3QU CoRE ¦ 4QU LoRE | Non-Red Flag Warning - Destructive Fires | 2025 | 0 | 0 | 0 | 0 | 9129.7461 | 233.2301 | 8896.516 | 0 | 2.6002 | 2.6002 | 2.6002 | 2.6002 | 1.0571e-06 |  | 0 | 2.7487e-06 | 2.7487e-06 | 0 | 2.7487e-06 | 2.7487e-06 | 0 | 2.7487e-06 | 2.7487e-06 | 0 | 2.7487e-06 | Column30: 2.7487e-06 | [29 empty] | 7.3.2.1.3 Advanced weather monitoring and weather stations Weather StationsWLDFRElectric Reliability | WLDFR | HFTD - Distribution - Tier 3 - 4QU CoRE ¦ 2QU LoRE | Red Flag Warning - Destructive Fires | 2023 | Electric Reliability | 233.2301 | 572.4174 | 2023 | Mitigation | 0.011149 | 10 | 0 | esc | 0.011149 | 2.6002 | 0.011149 | 2.6002 | 0.011149 | 2.6002 | 0.011149 | 2.6002
[79 empty] | WLDFR | HFTD - Distribution - Tier 3 - 3QU CoRE ¦ 4QU LoRE | Non-Red Flag Warning - Destructive Fires | 2026 | 0 | 0 | 0 | 0 | 9129.7461 | 233.2301 | 8896.516 | 0 | 2.6002 | 2.6002 | 2.6002 | 2.6002 | 1.0571e-06 |  | 0 | 2.7487e-06 | 2.7487e-06 | 0 | 2.7487e-06 | 2.7487e-06 | 0 | 2.7487e-06 | 2.7487e-06 | 0 | 2.7487e-06 | Column30: 2.7487e-06 | [29 empty] | 7.3.2.1.3 Advanced weather monitoring and weather stations Weather StationsWLDFRElectric Reliability | WLDFR | HFTD - Distribution - Tier 3 - 4QU CoRE ¦ 2QU LoRE | Red Flag Warning - Destructive Fires | 2024 | Electric Reliability | 233.2301 | 572.4174 | 2024 | Mitigation | 0.011149 | 10 | 0 | esc | 0.011149 | 2.6002 | 0.011149 | 2.6002 | 0.011149 | 2.6002 | 0.011149 | 2.6002
[79 empty] | WLDFR | HFTD - Distribution - Tier 3 - 3QU CoRE ¦ 4QU LoRE | Non-Red Flag Warning - Destructive Fires | 2027 | 0 | 0 | 0 | 0 | 9129.7461 | 233.2301 | 8896.516 | 0 | 2.6002 | 2.6002 | 2.6002 | 2.6002 | 1.0571e-06 |  | 0 | 2.7487e-06 | 2.7487e-06 | 0 | 2.7487e-06 | 2.7487e-06 | 0 | 2.7487e-06 | 2.7487e-06 | 0 | 2.7487e-06 | Column30: 2.7487e-06 | [29 empty] | 7.3.2.1.3 Advanced weather monitoring and weather stations Weather StationsWLDFRElectric Reliability | WLDFR | HFTD - Distribution - Tier 3 - 4QU CoRE ¦ 2QU LoRE | Red Flag Warning - Destructive Fires | 2025 | Electric Reliability | 233.2301 | 572.4174 | 2025 | Mitigation | 0.011149 | 10 | 0 | esc | 0.011149 | 2.6002 | 0.011149 | 2.6002 | 0.011149 | 2.6002 | 0.011149 | 2.6002
[79 empty] | WLDFR | HFTD - Distribution - Tier 3 - 3QU CoRE ¦ 4QU LoRE | Non-Red Flag Warning - Destructive Fires | 2028 | 0 | 0 | 0 | 0 | 9534.9221 | 247.273 | 9287.6491 | 0 | 2.7568 | 2.7568 | 2.7568 | 2.7568 | 1.0571e-06 |  | 0 | 2.9142e-06 | 2.9142e-06 | 0 | 2.9142e-06 | 2.9142e-06 | 0 | 2.9142e-06 | 2.9142e-06 | 0 | 2.9142e-06 | Column30: 2.9142e-06 | [29 empty] | 7.3.2.1.3 Advanced weather monitoring and weather stations Weather StationsWLDFRElectric Reliability | WLDFR | HFTD - Distribution - Tier 3 - 4QU CoRE ¦ 2QU LoRE | Red Flag Warning - Destructive Fires | 2026 | Electric Reliability | 233.2301 | 572.4174 | 2026 | Mitigation | 0.011149 | 10 | 0 | esc | 0.011149 | 2.6002 | 0.011149 | 2.6002 | 0.011149 | 2.6002 | 0.011149 | 2.6002
[79 empty] | WLDFR | HFTD - Distribution - Tier 3 - 3QU CoRE ¦ 4QU LoRE | Non-Red Flag Warning - Destructive Fires | 2029 | 0 | 0 | 0 | 0 | 9534.9221 | 247.273 | 9287.6491 | 0 | 2.7568 | 2.7568 | 2.7568 | 2.7568 | 1.0571e-06 |  | 0 | 2.9142e-06 | 2.9142e-06 | 0 | 2.9142e-06 | 2.9142e-06 | 0 | 2.9142e-06 | 2.9142e-06 | 0 | 2.9142e-06 | Column30: 2.9142e-06 | [29 empty] | 7.3.2.1.3 Advanced weather monitoring and weather stations Weather StationsWLDFRElectric Reliability | WLDFR | HFTD - Distribution - Tier 3 - 4QU CoRE ¦ 2QU LoRE | Red Flag Warning - Destructive Fires | 2027 | Electric Reliability | 233.2301 | 572.4174 | 2027 | Mitigation | 0.011149 | 10 | 0 | esc | 0.011149 | 2.6002 | 0.011149 | 2.6002 | 0.011149 | 2.6002 | 0.011149 | 2.6002
[79 empty] | WLDFR | HFTD - Distribution - Tier 3 - 3QU CoRE ¦ 4QU LoRE | Non-Red Flag Warning - Destructive Fires | 2030 | 0 | 0 | 0 | 0 | 9534.9221 | 247.273 | 9287.6491 | 0 | 0 | 2.7568 | 2.7568 | 2.7568 | 1.0571e-06 |  | 0 | 0 | 0 | 0 | 2.9142e-06 | 2.9142e-06 | 0 | 2.9142e-06 | 2.9142e-06 | 0 | 2.9142e-06 | Column30: 2.9142e-06 | [29 empty] | 7.3.2.1.3 Advanced weather monitoring and weather stations Weather StationsWLDFRElectric Reliability | WLDFR | HFTD - Distribution - Tier 3 - 4QU CoRE ¦ 2QU LoRE | Red Flag Warning - Destructive Fires | 2028 | Electric Reliability | 247.273 | 572.4174 | 2028 | Mitigation | 0.011149 | 10 | 0 | esc | 0.011149 | 2.7568 | 0.011149 | 2.7568 | 0.011149 | 2.7568 | 0.011149 | 2.7568
[79 empty] | WLDFR | HFTD - Distribution - Tier 3 - 3QU CoRE ¦ 4QU LoRE | Non-Red Flag Warning - Destructive Fires | 2031 | 0 | 0 | 0 | 0 | 9534.9221 | 247.273 | 9287.6491 | 0 | 0 | 0 | 2.7568 | 2.7568 | 1.0571e-06 |  | 0 | 0 | 0 | 0 | 0 | 0 | 0 | 2.9142e-06 | 2.9142e-06 | 0 | 2.9142e-06 | Column30: 2.9142e-06 | [29 empty] | 7.3.2.1.3 Advanced weather monitoring and weather stations Weather StationsWLDFRElectric Reliability | WLDFR | HFTD - Distribution - Tier 3 - 4QU CoRE ¦ 2QU LoRE | Red Flag Warning - Destructive Fires | 2029 | Electric Reliability | 247.273 | 572.4174 | 2029 | Mitigation | 0.011149 | 10 | 0 | esc | 0.011149 | 2.7568 | 0.011149 | 2.7568 | 0.011149 | 2.7568 | 0.011149 | 2.7568
[79 empty] | WLDFR | HFTD - Distribution - Tier 3 - 3QU CoRE ¦ 4QU LoRE | Non-Red Flag Warning - Destructive Fires | 2032 | 0 | 0 | 0 | 0 | 9534.9221 | 247.273 | 9287.6491 | 0 | 0 | 0 | 0 | 2.7568 | 1.0571e-06 |  | 0 | 0 | 0 | 0 | 0 | 0 | 0 | 0 | 0 | 0 | 2.9142e-06 | Column30: 2.9142e-06 | [29 empty] | 7.3.2.1.3 Advanced weather monitoring and weather stations Weather StationsWLDFRElectric Reliability | WLDFR | HFTD - Distribution - Tier 3 - 4QU CoRE ¦ 2QU LoRE | Red Flag Warning - Destructive Fires | 2030 | Electric Reliability | 247.273 | 572.4174 | 2030 | Mitigation | 0.011149 | 10 | 0 | esc | 0 | 0 | 0.011149 | 2.7568 | 0.011149 | 2.7568 | 0.011149 | 2.7568
[79 empty] | WLDFR | HFTD - Distribution - Tier 3 - 3QU CoRE ¦ 4QU LoRE | Non-Red Flag Warning - Large Fires | 2020 | 0 | 0 | 0 | 0 | 5.2406 | 0.69642 | 2.942 | 1.6022 | 0.0077642 | 0 | 0 | 0 | 1.2014e-05 |  | 0 | 9.328e-08 | 9.328e-08 | 0 | 0 | 0 | 0 | 0 | 0 | 0 | 0 | Column30: 0 | [29 empty] | 7.3.2.1.3 Advanced weather monitoring and weather stations Weather StationsWLDFRElectric Reliability | WLDFR | HFTD - Distribution - Tier 3 - 4QU CoRE ¦ 2QU LoRE | Red Flag Warning - Destructive Fires | 2031 | Electric Reliability | 247.273 | 572.4174 | 2031 | Mitigation | 0.011149 | 10 | 0 | esc | 0 | 0 | 0 | 0 | 0.011149 | 2.7568 | 0.011149 | 2.7568
[79 empty] | WLDFR | HFTD - Distribution - Tier 3 - 3QU CoRE ¦ 4QU LoRE | Non-Red Flag Warning - Large Fires | 2021 | 0 | 0 | 0 | 0 | 5.2406 | 0.69642 | 2.942 | 1.6022 | 0.0077642 | 0.0077642 | 0 | 0 | 1.2014e-05 |  | 0 | 9.328e-08 | 9.328e-08 | 0 | 9.328e-08 | 9.328e-08 | 0 | 0 | 0 | 0 | 0 | Column30: 0 | [29 empty] | 7.3.2.1.3 Advanced weather monitoring and weather stations Weather StationsWLDFRElectric Reliability | WLDFR | HFTD - Distribution - Tier 3 - 4QU CoRE ¦ 2QU LoRE | Red Flag Warning - Destructive Fires | 2032 | Electric Reliability | 247.273 | 572.4174 | 2032 | Mitigation | 0.011149 | 10 | 0 | esc | 0 | 0 | 0 | 0 | 0 | 0 | 0.011149 | 2.7568
[79 empty] | WLDFR | HFTD - Distribution - Tier 3 - 3QU CoRE ¦ 4QU LoRE | Non-Red Flag Warning - Large Fires | 2022 | 0 | 0 | 0 | 0 | 5.2406 | 0.69642 | 2.942 | 1.6022 | 0.0077642 | 0.0077642 | 0.0077642 | 0 | 1.2014e-05 |  | 0 | 9.328e-08 | 9.328e-08 | 0 | 9.328e-08 | 9.328e-08 | 0 | 9.328e-08 | 9.328e-08 | 0 | 0 | Column30: 0 | [29 empty] | 7.3.2.1.3 Advanced weather monitoring and weather stations Weather StationsWLDFRElectric Reliability | WLDFR | HFTD - Distribution - Tier 3 - 4QU CoRE ¦ 2QU LoRE | Red Flag Warning - Large Fires | 2021 | Electric Reliability | 0.69642 | 572.4174 | 2021 | Mitigation | 0.011149 | 10 | 0 | esc | 0.011149 | 0.0077642 | 0.011149 | 0.0077642 | 0 | 0 | 0 | 0
[79 empty] | WLDFR | HFTD - Distribution - Tier 3 - 3QU CoRE ¦ 4QU LoRE | Non-Red Flag Warning - Large Fires | 2023 | 0 | 0 | 0 | 0 | 5.475 | 0.71896 | 3.0715 | 1.6846 | 0.0080156 | 0.0080156 | 0.0080156 | 0.0080156 | 1.2014e-05 |  | 0 | 9.6299e-08 | 9.6299e-08 | 0 | 9.6299e-08 | 9.6299e-08 | 0 | 9.6299e-08 | 9.6299e-08 | 0 | 9.6299e-08 | Column30: 9.6299e-08 | [29 empty] | 7.3.2.1.3 Advanced weather monitoring and weather stations Weather StationsWLDFRElectric Reliability | WLDFR | HFTD - Distribution - Tier 3 - 4QU CoRE ¦ 2QU LoRE | Red Flag Warning - Large Fires | 2022 | Electric Reliability | 0.69642 | 572.4174 | 2022 | Mitigation | 0.011149 | 10 | 0 | esc | 0.011149 | 0.0077642 | 0.011149 | 0.0077642 | 0.011149 | 0.0077642 | 0 | 0
[79 empty] | WLDFR | HFTD - Distribution - Tier 3 - 3QU CoRE ¦ 4QU LoRE | Non-Red Flag Warning - Large Fires | 2024 | 0 | 0 | 0 | 0 | 5.475 | 0.71896 | 3.0715 | 1.6846 | 0.0080156 | 0.0080156 | 0.0080156 | 0.0080156 | 1.2014e-05 |  | 0 | 9.6299e-08 | 9.6299e-08 | 0 | 9.6299e-08 | 9.6299e-08 | 0 | 9.6299e-08 | 9.6299e-08 | 0 | 9.6299e-08 | Column30: 9.6299e-08 | [29 empty] | 7.3.2.1.3 Advanced weather monitoring and weather stations Weather StationsWLDFRElectric Reliability | WLDFR | HFTD - Distribution - Tier 3 - 4QU CoRE ¦ 2QU LoRE | Red Flag Warning - Large Fires | 2023 | Electric Reliability | 0.71896 | 572.4174 | 2023 | Mitigation | 0.011149 | 10 | 0 | esc | 0.011149 | 0.0080156 | 0.011149 | 0.0080156 | 0.011149 | 0.0080156 | 0.011149 | 0.0080156
[79 empty] | WLDFR | HFTD - Distribution - Tier 3 - 3QU CoRE ¦ 4QU LoRE | Non-Red Flag Warning - Large Fires | 2025 | 0 | 0 | 0 | 0 | 5.475 | 0.71896 | 3.0715 | 1.6846 | 0.0080156 | 0.0080156 | 0.0080156 | 0.0080156 | 1.2014e-05 |  | 0 | 9.6299e-08 | 9.6299e-08 | 0 | 9.6299e-08 | 9.6299e-08 | 0 | 9.6299e-08 | 9.6299e-08 | 0 | 9.6299e-08 | Column30: 9.6299e-08 | [29 empty] | 7.3.2.1.3 Advanced weather monitoring and weather stations Weather StationsWLDFRElectric Reliability | WLDFR | HFTD - Distribution - Tier 3 - 4QU CoRE ¦ 2QU LoRE | Red Flag Warning - Large Fires | 2024 | Electric Reliability | 0.71896 | 572.4174 | 2024 | Mitigation | 0.011149 | 10 | 0 | esc | 0.011149 | 0.0080156 | 0.011149 | 0.0080156 | 0.011149 | 0.0080156 | 0.011149 | 0.0080156
[79 empty] | WLDFR | HFTD - Distribution - Tier 3 - 3QU CoRE ¦ 4QU LoRE | Non-Red Flag Warning - Large Fires | 2026 | 0 | 0 | 0 | 0 | 5.475 | 0.71896 | 3.0715 | 1.6846 | 0.0080156 | 0.0080156 | 0.0080156 | 0.0080156 | 1.2014e-05 |  | 0 | 9.6299e-08 | 9.6299e-08 | 0 | 9.6299e-08 | 9.6299e-08 | 0 | 9.6299e-08 | 9.6299e-08 | 0 | 9.6299e-08 | Column30: 9.6299e-08 | [29 empty] | 7.3.2.1.3 Advanced weather monitoring and weather stations Weather StationsWLDFRElectric Reliability | WLDFR | HFTD - Distribution - Tier 3 - 4QU CoRE ¦ 2QU LoRE | Red Flag Warning - Large Fires | 2025 | Electric Reliability | 0.71896 | 572.4174 | 2025 | Mitigation | 0.011149 | 10 | 0 | esc | 0.011149 | 0.0080156 | 0.011149 | 0.0080156 | 0.011149 | 0.0080156 | 0.011149 | 0.0080156
[79 empty] | WLDFR | HFTD - Distribution - Tier 3 - 3QU CoRE ¦ 4QU LoRE | Non-Red Flag Warning - Large Fires | 2027 | 0 | 0 | 0 | 0 | 5.475 | 0.71896 | 3.0715 | 1.6846 | 0.0080156 | 0.0080156 | 0.0080156 | 0.0080156 | 1.2014e-05 |  | 0 | 9.6299e-08 | 9.6299e-08 | 0 | 9.6299e-08 | 9.6299e-08 | 0 | 9.6299e-08 | 9.6299e-08 | 0 | 9.6299e-08 | Column30: 9.6299e-08 | [29 empty] | 7.3.2.1.3 Advanced weather monitoring and weather stations Weather StationsWLDFRElectric Reliability | WLDFR | HFTD - Distribution - Tier 3 - 4QU CoRE ¦ 2QU LoRE | Red Flag Warning - Large Fires | 2026 | Electric Reliability | 0.71896 | 572.4174 | 2026 | Mitigation | 0.011149 | 10 | 0 | esc | 0.011149 | 0.0080156 | 0.011149 | 0.0080156 | 0.011149 | 0.0080156 | 0.011149 | 0.0080156
[79 empty] | WLDFR | HFTD - Distribution - Tier 3 - 3QU CoRE ¦ 4QU LoRE | Non-Red Flag Warning - Large Fires | 2028 | 0 | 0 | 0 | 0 | 5.777 | 0.74734 | 3.238 | 1.7917 | 0.0083319 | 0.0083319 | 0.0083319 | 0.0083319 | 1.2014e-05 |  | 0 | 1.001e-07 | 1.001e-07 | 0 | 1.001e-07 | 1.001e-07 | 0 | 1.001e-07 | 1.001e-07 | 0 | 1.001e-07 | Column30: 1.001e-07 | [29 empty] | 7.3.2.1.3 Advanced weather monitoring and weather stations Weather StationsWLDFRElectric Reliability | WLDFR | HFTD - Distribution - Tier 3 - 4QU CoRE ¦ 2QU LoRE | Red Flag Warning - Large Fires | 2027 | Electric Reliability | 0.71896 | 572.4174 | 2027 | Mitigation | 0.011149 | 10 | 0 | esc | 0.011149 | 0.0080156 | 0.011149 | 0.0080156 | 0.011149 | 0.0080156 | 0.011149 | 0.0080156
[79 empty] | WLDFR | HFTD - Distribution - Tier 3 - 3QU CoRE ¦ 4QU LoRE | Non-Red Flag Warning - Large Fires | 2029 | 0 | 0 | 0 | 0 | 5.777 | 0.74734 | 3.238 | 1.7917 | 0.0083319 | 0.0083319 | 0.0083319 | 0.0083319 | 1.2014e-05 |  | 0 | 1.001e-07 | 1.001e-07 | 0 | 1.001e-07 | 1.001e-07 | 0 | 1.001e-07 | 1.001e-07 | 0 | 1.001e-07 | Column30: 1.001e-07 | [29 empty] | 7.3.2.1.3 Advanced weather monitoring and weather stations Weather StationsWLDFRElectric Reliability | WLDFR | HFTD - Distribution - Tier 3 - 4QU CoRE ¦ 2QU LoRE | Red Flag Warning - Large Fires | 2028 | Electric Reliability | 0.74734 | 572.4174 | 2028 | Mitigation | 0.011149 | 10 | 0 | esc | 0.011149 | 0.0083319 | 0.011149 | 0.0083319 | 0.011149 | 0.0083319 | 0.011149 | 0.0083319
[79 empty] | WLDFR | HFTD - Distribution - Tier 3 - 3QU CoRE ¦ 4QU LoRE | Non-Red Flag Warning - Large Fires | 2030 | 0 | 0 | 0 | 0 | 5.777 | 0.74734 | 3.238 | 1.7917 | 0 | 0.0083319 | 0.0083319 | 0.0083319 | 1.2014e-05 |  | 0 | 0 | 0 | 0 | 1.001e-07 | 1.001e-07 | 0 | 1.001e-07 | 1.001e-07 | 0 | 1.001e-07 | Column30: 1.001e-07 | [29 empty] | 7.3.2.1.3 Advanced weather monitoring and weather stations Weather StationsWLDFRElectric Reliability | WLDFR | HFTD - Distribution - Tier 3 - 4QU CoRE ¦ 2QU LoRE | Red Flag Warning - Large Fires | 2029 | Electric Reliability | 0.74734 | 572.4174 | 2029 | Mitigation | 0.011149 | 10 | 0 | esc | 0.011149 | 0.0083319 | 0.011149 | 0.0083319 | 0.011149 | 0.0083319 | 0.011149 | 0.0083319
[79 empty] | WLDFR | HFTD - Distribution - Tier 3 - 3QU CoRE ¦ 4QU LoRE | Non-Red Flag Warning - Large Fires | 2031 | 0 | 0 | 0 | 0 | 5.777 | 0.74734 | 3.238 | 1.7917 | 0 | 0 | 0.0083319 | 0.0083319 | 1.2014e-05 |  | 0 | 0 | 0 | 0 | 0 | 0 | 0 | 1.001e-07 | 1.001e-07 | 0 | 1.001e-07 | Column30: 1.001e-07 | [29 empty] | 7.3.2.1.3 Advanced weather monitoring and weather stations Weather StationsWLDFRElectric Reliability | WLDFR | HFTD - Distribution - Tier 3 - 4QU CoRE ¦ 2QU LoRE | Red Flag Warning - Large Fires | 2030 | Electric Reliability | 0.74734 | 572.4174 | 2030 | Mitigation | 0.011149 | 10 | 0 | esc | 0 | 0 | 0.011149 | 0.0083319 | 0.011149 | 0.0083319 | 0.011149 | 0.0083319
[79 empty] | WLDFR | HFTD - Distribution - Tier 3 - 3QU CoRE ¦ 4QU LoRE | Non-Red Flag Warning - Large Fires | 2032 | 0 | 0 | 0 | 0 | 5.777 | 0.74734 | 3.238 | 1.7917 | 0 | 0 | 0 | 0.0083319 | 1.2014e-05 |  | 0 | 0 | 0 | 0 | 0 | 0 | 0 | 0 | 0 | 0 | 1.001e-07 | Column30: 1.001e-07 | [29 empty] | 7.3.2.1.3 Advanced weather monitoring and weather stations Weather StationsWLDFRElectric Reliability | WLDFR | HFTD - Distribution - Tier 3 - 4QU CoRE ¦ 2QU LoRE | Red Flag Warning - Large Fires | 2031 | Electric Reliability | 0.74734 | 572.4174 | 2031 | Mitigation | 0.011149 | 10 | 0 | esc | 0 | 0 | 0 | 0 | 0.011149 | 0.0083319 | 0.011149 | 0.0083319
[79 empty] | WLDFR | HFTD - Distribution - Tier 3 - 3QU CoRE ¦ 4QU LoRE | Non-Red Flag Warning - Small Fires | 2020 | 0 | 0 | 0 | 0 | 0.077901 | 0.036425 | 0.0015809 | 0.039895 | 0.0004061 | 0 | 0 | 0 | 0.0034251 |  | 0 | 1.3909e-06 | 1.3909e-06 | 0 | 0 | 0 | 0 | 0 | 0 | 0 | 0 | Column30: 0 | [29 empty] | 7.3.2.1.3 Advanced weather monitoring and weather stations Weather StationsWLDFRElectric Reliability | WLDFR | HFTD - Distribution - Tier 3 - 4QU CoRE ¦ 2QU LoRE | Red Flag Warning - Large Fires | 2032 | Electric Reliability | 0.74734 | 572.4174 | 2032 | Mitigation | 0.011149 | 10 | 0 | esc | 0 | 0 | 0 | 0 | 0 | 0 | 0.011149 | 0.0083319
[79 empty] | WLDFR | HFTD - Distribution - Tier 3 - 3QU CoRE ¦ 4QU LoRE | Non-Red Flag Warning - Small Fires | 2021 | 0 | 0 | 0 | 0 | 0.077901 | 0.036425 | 0.0015809 | 0.039895 | 0.0004061 | 0.0004061 | 0 | 0 | 0.0034251 |  | 0 | 1.3909e-06 | 1.3909e-06 | 0 | 1.3909e-06 | 1.3909e-06 | 0 | 0 | 0 | 0 | 0 | Column30: 0 | [29 empty] | 7.3.2.1.3 Advanced weather monitoring and weather stations Weather StationsWLDFRElectric Reliability | WLDFR | HFTD - Distribution - Tier 3 - 4QU CoRE ¦ 2QU LoRE | Red Flag Warning - Small Fires | 2021 | Electric Reliability | 0.036425 | 572.4174 | 2021 | Mitigation | 0.011149 | 10 | 0 | esc | 0.011149 | 0.0004061 | 0.011149 | 0.0004061 | 0 | 0 | 0 | 0
[79 empty] | WLDFR | HFTD - Distribution - Tier 3 - 3QU CoRE ¦ 4QU LoRE | Non-Red Flag Warning - Small Fires | 2022 | 0 | 0 | 0 | 0 | 0.077901 | 0.036425 | 0.0015809 | 0.039895 | 0.0004061 | 0.0004061 | 0.0004061 | 0 | 0.0034251 |  | 0 | 1.3909e-06 | 1.3909e-06 | 0 | 1.3909e-06 | 1.3909e-06 | 0 | 1.3909e-06 | 1.3909e-06 | 0 | 0 | Column30: 0 | [29 empty] | 7.3.2.1.3 Advanced weather monitoring and weather stations Weather StationsWLDFRElectric Reliability | WLDFR | HFTD - Distribution - Tier 3 - 4QU CoRE ¦ 2QU LoRE | Red Flag Warning - Small Fires | 2022 | Electric Reliability | 0.036425 | 572.4174 | 2022 | Mitigation | 0.011149 | 10 | 0 | esc | 0.011149 | 0.0004061 | 0.011149 | 0.0004061 | 0.011149 | 0.0004061 | 0 | 0
[79 empty] | WLDFR | HFTD - Distribution - Tier 3 - 3QU CoRE ¦ 4QU LoRE | Non-Red Flag Warning - Small Fires | 2023 | 0 | 0 | 0 | 0 | 0.080408 | 0.03759 | 0.0016314 | 0.041187 | 0.00041909 | 0.00041909 | 0.00041909 | 0.00041909 | 0.0034251 |  | 0 | 1.4354e-06 | 1.4354e-06 | 0 | 1.4354e-06 | 1.4354e-06 | 0 | 1.4354e-06 | 1.4354e-06 | 0 | 1.4354e-06 | Column30: 1.4354e-06 | [29 empty] | 7.3.2.1.3 Advanced weather monitoring and weather stations Weather StationsWLDFRElectric Reliability | WLDFR | HFTD - Distribution - Tier 3 - 4QU CoRE ¦ 2QU LoRE | Red Flag Warning - Small Fires | 2023 | Electric Reliability | 0.03759 | 572.4174 | 2023 | Mitigation | 0.011149 | 10 | 0 | esc | 0.011149 | 0.00041909 | 0.011149 | 0.00041909 | 0.011149 | 0.00041909 | 0.011149 | 0.00041909
[79 empty] | WLDFR | HFTD - Distribution - Tier 3 - 3QU CoRE ¦ 4QU LoRE | Non-Red Flag Warning - Small Fires | 2024 | 0 | 0 | 0 | 0 | 0.080408 | 0.03759 | 0.0016314 | 0.041187 | 0.00041909 | 0.00041909 | 0.00041909 | 0.00041909 | 0.0034251 |  | 0 | 1.4354e-06 | 1.4354e-06 | 0 | 1.4354e-06 | 1.4354e-06 | 0 | 1.4354e-06 | 1.4354e-06 | 0 | 1.4354e-06 | Column30: 1.4354e-06 | [29 empty] | 7.3.2.1.3 Advanced weather monitoring and weather stations Weather StationsWLDFRElectric Reliability | WLDFR | HFTD - Distribution - Tier 3 - 4QU CoRE ¦ 2QU LoRE | Red Flag Warning - Small Fires | 2024 | Electric Reliability | 0.03759 | 572.4174 | 2024 | Mitigation | 0.011149 | 10 | 0 | esc | 0.011149 | 0.00041909 | 0.011149 | 0.00041909 | 0.011149 | 0.00041909 | 0.011149 | 0.00041909
[79 empty] | WLDFR | HFTD - Distribution - Tier 3 - 3QU CoRE ¦ 4QU LoRE | Non-Red Flag Warning - Small Fires | 2025 | 0 | 0 | 0 | 0 | 0.080408 | 0.03759 | 0.0016314 | 0.041187 | 0.00041909 | 0.00041909 | 0.00041909 | 0.00041909 | 0.0034251 |  | 0 | 1.4354e-06 | 1.4354e-06 | 0 | 1.4354e-06 | 1.4354e-06 | 0 | 1.4354e-06 | 1.4354e-06 | 0 | 1.4354e-06 | Column30: 1.4354e-06 | [29 empty] | 7.3.2.1.3 Advanced weather monitoring and weather stations Weather StationsWLDFRElectric Reliability | WLDFR | HFTD - Distribution - Tier 3 - 4QU CoRE ¦ 2QU LoRE | Red Flag Warning - Small Fires | 2025 | Electric Reliability | 0.03759 | 572.4174 | 2025 | Mitigation | 0.011149 | 10 | 0 | esc | 0.011149 | 0.00041909 | 0.011149 | 0.00041909 | 0.011149 | 0.00041909 | 0.011149 | 0.00041909
[79 empty] | WLDFR | HFTD - Distribution - Tier 3 - 3QU CoRE ¦ 4QU LoRE | Non-Red Flag Warning - Small Fires | 2026 | 0 | 0 | 0 | 0 | 0.080408 | 0.03759 | 0.0016314 | 0.041187 | 0.00041909 | 0.00041909 | 0.00041909 | 0.00041909 | 0.0034251 |  | 0 | 1.4354e-06 | 1.4354e-06 | 0 | 1.4354e-06 | 1.4354e-06 | 0 | 1.4354e-06 | 1.4354e-06 | 0 | 1.4354e-06 | Column30: 1.4354e-06 | [29 empty] | 7.3.2.1.3 Advanced weather monitoring and weather stations Weather StationsWLDFRElectric Reliability | WLDFR | HFTD - Distribution - Tier 3 - 4QU CoRE ¦ 2QU LoRE | Red Flag Warning - Small Fires | 2026 | Electric Reliability | 0.03759 | 572.4174 | 2026 | Mitigation | 0.011149 | 10 | 0 | esc | 0.011149 | 0.00041909 | 0.011149 | 0.00041909 | 0.011149 | 0.00041909 | 0.011149 | 0.00041909
[79 empty] | WLDFR | HFTD - Distribution - Tier 3 - 3QU CoRE ¦ 4QU LoRE | Non-Red Flag Warning - Small Fires | 2027 | 0 | 0 | 0 | 0 | 0.080408 | 0.03759 | 0.0016314 | 0.041187 | 0.00041909 | 0.00041909 | 0.00041909 | 0.00041909 | 0.0034251 |  | 0 | 1.4354e-06 | 1.4354e-06 | 0 | 1.4354e-06 | 1.4354e-06 | 0 | 1.4354e-06 | 1.4354e-06 | 0 | 1.4354e-06 | Column30: 1.4354e-06 | [29 empty] | 7.3.2.1.3 Advanced weather monitoring and weather stations Weather StationsWLDFRElectric Reliability | WLDFR | HFTD - Distribution - Tier 3 - 4QU CoRE ¦ 2QU LoRE | Red Flag Warning - Small Fires | 2027 | Electric Reliability | 0.03759 | 572.4174 | 2027 | Mitigation | 0.011149 | 10 | 0 | esc | 0.011149 | 0.00041909 | 0.011149 | 0.00041909 | 0.011149 | 0.00041909 | 0.011149 | 0.00041909
[79 empty] | WLDFR | HFTD - Distribution - Tier 3 - 3QU CoRE ¦ 4QU LoRE | Non-Red Flag Warning - Small Fires | 2028 | 0 | 0 | 0 | 0 | 0.083606 | 0.039055 | 0.001695 | 0.042856 | 0.00043542 | 0.00043542 | 0.00043542 | 0.00043542 | 0.0034251 |  | 0 | 1.4913e-06 | 1.4913e-06 | 0 | 1.4913e-06 | 1.4913e-06 | 0 | 1.4913e-06 | 1.4913e-06 | 0 | 1.4913e-06 | Column30: 1.4913e-06 | [29 empty] | 7.3.2.1.3 Advanced weather monitoring and weather stations Weather StationsWLDFRElectric Reliability | WLDFR | HFTD - Distribution - Tier 3 - 4QU CoRE ¦ 2QU LoRE | Red Flag Warning - Small Fires | 2028 | Electric Reliability | 0.039055 | 572.4174 | 2028 | Mitigation | 0.011149 | 10 | 0 | esc | 0.011149 | 0.00043542 | 0.011149 | 0.00043542 | 0.011149 | 0.00043542 | 0.011149 | 0.00043542
[79 empty] | WLDFR | HFTD - Distribution - Tier 3 - 3QU CoRE ¦ 4QU LoRE | Non-Red Flag Warning - Small Fires | 2029 | 0 | 0 | 0 | 0 | 0.083606 | 0.039055 | 0.001695 | 0.042856 | 0.00043542 | 0.00043542 | 0.00043542 | 0.00043542 | 0.0034251 |  | 0 | 1.4913e-06 | 1.4913e-06 | 0 | 1.4913e-06 | 1.4913e-06 | 0 | 1.4913e-06 | 1.4913e-06 | 0 | 1.4913e-06 | Column30: 1.4913e-06 | [29 empty] | 7.3.2.1.3 Advanced weather monitoring and weather stations Weather StationsWLDFRElectric Reliability | WLDFR | HFTD - Distribution - Tier 3 - 4QU CoRE ¦ 2QU LoRE | Red Flag Warning - Small Fires | 2029 | Electric Reliability | 0.039055 | 572.4174 | 2029 | Mitigation | 0.011149 | 10 | 0 | esc | 0.011149 | 0.00043542 | 0.011149 | 0.00043542 | 0.011149 | 0.00043542 | 0.011149 | 0.00043542
[79 empty] | WLDFR | HFTD - Distribution - Tier 3 - 3QU CoRE ¦ 4QU LoRE | Non-Red Flag Warning - Small Fires | 2030 | 0 | 0 | 0 | 0 | 0.083606 | 0.039055 | 0.001695 | 0.042856 | 0 | 0.00043542 | 0.00043542 | 0.00043542 | 0.0034251 |  | 0 | 0 | 0 | 0 | 1.4913e-06 | 1.4913e-06 | 0 | 1.4913e-06 | 1.4913e-06 | 0 | 1.4913e-06 | Column30: 1.4913e-06 | [29 empty] | 7.3.2.1.3 Advanced weather monitoring and weather stations Weather StationsWLDFRElectric Reliability | WLDFR | HFTD - Distribution - Tier 3 - 4QU CoRE ¦ 2QU LoRE | Red Flag Warning - Small Fires | 2030 | Electric Reliability | 0.039055 | 572.4174 | 2030 | Mitigation | 0.011149 | 10 | 0 | esc | 0 | 0 | 0.011149 | 0.00043542 | 0.011149 | 0.00043542 | 0.011149 | 0.00043542
[79 empty] | WLDFR | HFTD - Distribution - Tier 3 - 3QU CoRE ¦ 4QU LoRE | Non-Red Flag Warning - Small Fires | 2031 | 0 | 0 | 0 | 0 | 0.083606 | 0.039055 | 0.001695 | 0.042856 | 0 | 0 | 0.00043542 | 0.00043542 | 0.0034251 |  | 0 | 0 | 0 | 0 | 0 | 0 | 0 | 1.4913e-06 | 1.4913e-06 | 0 | 1.4913e-06 | Column30: 1.4913e-06 | [29 empty] | 7.3.2.1.3 Advanced weather monitoring and weather stations Weather StationsWLDFRElectric Reliability | WLDFR | HFTD - Distribution - Tier 3 - 4QU CoRE ¦ 2QU LoRE | Red Flag Warning - Small Fires | 2031 | Electric Reliability | 0.039055 | 572.4174 | 2031 | Mitigation | 0.011149 | 10 | 0 | esc | 0 | 0 | 0 | 0 | 0.011149 | 0.00043542 | 0.011149 | 0.00043542
[79 empty] | WLDFR | HFTD - Distribution - Tier 3 - 3QU CoRE ¦ 4QU LoRE | Non-Red Flag Warning - Small Fires | 2032 | 0 | 0 | 0 | 0 | 0.083606 | 0.039055 | 0.001695 | 0.042856 | 0 | 0 | 0 | 0.00043542 | 0.0034251 |  | 0 | 0 | 0 | 0 | 0 | 0 | 0 | 0 | 0 | 0 | 1.4913e-06 | Column30: 1.4913e-06 | [29 empty] | 7.3.2.1.3 Advanced weather monitoring and weather stations Weather StationsWLDFRElectric Reliability | WLDFR | HFTD - Distribution - Tier 3 - 4QU CoRE ¦ 2QU LoRE | Red Flag Warning - Small Fires | 2032 | Electric Reliability | 0.039055 | 572.4174 | 2032 | Mitigation | 0.011149 | 10 | 0 | esc | 0 | 0 | 0 | 0 | 0 | 0 | 0.011149 | 0.00043542
[79 empty] | WLDFR | HFTD - Distribution - Tier 3 - 3QU CoRE ¦ 4QU LoRE | Red Flag Warning - Catastrophic Fires | 2020 | 0 | 0 | 0 | 0 | 14146.1306 | 222.2294 | 8585.7228 | 5338.1784 | 2.4776 | 0 | 0 | 0 | 2.3415e-05 |  | 0 | 5.8014e-05 | 5.8014e-05 | 0 | 0 | 0 | 0 | 0 | 0 | 0 | 0 | Column30: 0 | [29 empty] | 7.3.2.1.3 Advanced weather monitoring and weather stations Weather StationsWLDFRElectric Reliability | WLDFR | HFTD - Distribution - Tier 3 - 4QU CoRE ¦ 2QU LoRE | Seismic - Non-Red Flag Warning - Catastrophic Fires | 2021 | Electric Reliability | 409.2237 | 572.4174 | 2021 | Mitigation | 0.011149 | 10 | 0 | esc | 0.011149 | 4.5624 | 0.011149 | 4.5624 | 0 | 0 | 0 | 0
[79 empty] | WLDFR | HFTD - Distribution - Tier 3 - 3QU CoRE ¦ 4QU LoRE | Red Flag Warning - Catastrophic Fires | 2021 | 0 | 0 | 0 | 0 | 14146.1306 | 222.2294 | 8585.7228 | 5338.1784 | 2.4776 | 2.4776 | 0 | 0 | 2.3415e-05 |  | 0 | 5.8014e-05 | 5.8014e-05 | 0 | 5.8014e-05 | 5.8014e-05 | 0 | 0 | 0 | 0 | 0 | Column30: 0 | [29 empty] | 7.3.2.1.3 Advanced weather monitoring and weather stations Weather StationsWLDFRElectric Reliability | WLDFR | HFTD - Distribution - Tier 3 - 4QU CoRE ¦ 2QU LoRE | Seismic - Non-Red Flag Warning - Catastrophic Fires | 2022 | Electric Reliability | 409.2237 | 572.4174 | 2022 | Mitigation | 0.011149 | 10 | 0 | esc | 0.011149 | 4.5624 | 0.011149 | 4.5624 | 0.011149 | 4.5624 | 0 | 0
[79 empty] | WLDFR | HFTD - Distribution - Tier 3 - 3QU CoRE ¦ 4QU LoRE | Red Flag Warning - Catastrophic Fires | 2022 | 0 | 0 | 0 | 0 | 14146.1306 | 222.2294 | 8585.7228 | 5338.1784 | 2.4776 | 2.4776 | 2.4776 | 0 | 2.3415e-05 |  | 0 | 5.8014e-05 | 5.8014e-05 | 0 | 5.8014e-05 | 5.8014e-05 | 0 | 5.8014e-05 | 5.8014e-05 | 0 | 0 | Column30: 0 | [29 empty] | 7.3.2.1.3 Advanced weather monitoring and weather stations Weather StationsWLDFRElectric Reliability | WLDFR | HFTD - Distribution - Tier 3 - 4QU CoRE ¦ 2QU LoRE | Seismic - Non-Red Flag Warning - Catastrophic Fires | 2023 | Electric Reliability | 428.6023 | 572.4174 | 2023 | Mitigation | 0.011149 | 10 | 0 | esc | 0.011149 | 4.7784 | 0.011149 | 4.7784 | 0.011149 | 4.7784 | 0.011149 | 4.7784
[79 empty] | WLDFR | HFTD - Distribution - Tier 3 - 3QU CoRE ¦ 4QU LoRE | Red Flag Warning - Catastrophic Fires | 2023 | 0 | 0 | 0 | 0 | 14664.6376 | 233.2301 | 8896.516 | 5534.8915 | 2.6002 | 2.6002 | 2.6002 | 2.6002 | 2.3415e-05 |  | 0 | 6.0885e-05 | 6.0885e-05 | 0 | 6.0885e-05 | 6.0885e-05 | 0 | 6.0885e-05 | 6.0885e-05 | 0 | 6.0885e-05 | Column30: 6.0885e-05 | [29 empty] | 7.3.2.1.3 Advanced weather monitoring and weather stations Weather StationsWLDFRElectric Reliability | WLDFR | HFTD - Distribution - Tier 3 - 4QU CoRE ¦ 2QU LoRE | Seismic - Non-Red Flag Warning - Catastrophic Fires | 2024 | Electric Reliability | 428.6023 | 572.4174 | 2024 | Mitigation | 0.011149 | 10 | 0 | esc | 0.011149 | 4.7784 | 0.011149 | 4.7784 | 0.011149 | 4.7784 | 0.011149 | 4.7784
[79 empty] | WLDFR | HFTD - Distribution - Tier 3 - 3QU CoRE ¦ 4QU LoRE | Red Flag Warning - Catastrophic Fires | 2024 | 0 | 0 | 0 | 0 | 14664.6376 | 233.2301 | 8896.516 | 5534.8915 | 2.6002 | 2.6002 | 2.6002 | 2.6002 | 2.3415e-05 |  | 0 | 6.0885e-05 | 6.0885e-05 | 0 | 6.0885e-05 | 6.0885e-05 | 0 | 6.0885e-05 | 6.0885e-05 | 0 | 6.0885e-05 | Column30: 6.0885e-05 | [29 empty] | 7.3.2.1.3 Advanced weather monitoring and weather stations Weather StationsWLDFRElectric Reliability | WLDFR | HFTD - Distribution - Tier 3 - 4QU CoRE ¦ 2QU LoRE | Seismic - Non-Red Flag Warning - Catastrophic Fires | 2025 | Electric Reliability | 428.6023 | 572.4174 | 2025 | Mitigation | 0.011149 | 10 | 0 | esc | 0.011149 | 4.7784 | 0.011149 | 4.7784 | 0.011149 | 4.7784 | 0.011149 | 4.7784
[79 empty] | WLDFR | HFTD - Distribution - Tier 3 - 3QU CoRE ¦ 4QU LoRE | Red Flag Warning - Catastrophic Fires | 2025 | 0 | 0 | 0 | 0 | 14664.6376 | 233.2301 | 8896.516 | 5534.8915 | 2.6002 | 2.6002 | 2.6002 | 2.6002 | 2.3415e-05 |  | 0 | 6.0885e-05 | 6.0885e-05 | 0 | 6.0885e-05 | 6.0885e-05 | 0 | 6.0885e-05 | 6.0885e-05 | 0 | 6.0885e-05 | Column30: 6.0885e-05 | [29 empty] | 7.3.2.1.3 Advanced weather monitoring and weather stations Weather StationsWLDFRElectric Reliability | WLDFR | HFTD - Distribution - Tier 3 - 4QU CoRE ¦ 2QU LoRE | Seismic - Non-Red Flag Warning - Catastrophic Fires | 2026 | Electric Reliability | 428.6023 | 572.4174 | 2026 | Mitigation | 0.011149 | 10 | 0 | esc | 0.011149 | 4.7784 | 0.011149 | 4.7784 | 0.011149 | 4.7784 | 0.011149 | 4.7784
[79 empty] | WLDFR | HFTD - Distribution - Tier 3 - 3QU CoRE ¦ 4QU LoRE | Red Flag Warning - Catastrophic Fires | 2026 | 0 | 0 | 0 | 0 | 14664.6376 | 233.2301 | 8896.516 | 5534.8915 | 2.6002 | 2.6002 | 2.6002 | 2.6002 | 2.3415e-05 |  | 0 | 6.0885e-05 | 6.0885e-05 | 0 | 6.0885e-05 | 6.0885e-05 | 0 | 6.0885e-05 | 6.0885e-05 | 0 | 6.0885e-05 | Column30: 6.0885e-05 | [29 empty] | 7.3.2.1.3 Advanced weather monitoring and weather stations Weather StationsWLDFRElectric Reliability | WLDFR | HFTD - Distribution - Tier 3 - 4QU CoRE ¦ 2QU LoRE | Seismic - Non-Red Flag Warning - Catastrophic Fires | 2027 | Electric Reliability | 428.6023 | 572.4174 | 2027 | Mitigation | 0.011149 | 10 | 0 | esc | 0.011149 | 4.7784 | 0.011149 | 4.7784 | 0.011149 | 4.7784 | 0.011149 | 4.7784
[79 empty] | WLDFR | HFTD - Distribution - Tier 3 - 3QU CoRE ¦ 4QU LoRE | Red Flag Warning - Catastrophic Fires | 2027 | 0 | 0 | 0 | 0 | 14664.6376 | 233.2301 | 8896.516 | 5534.8915 | 2.6002 | 2.6002 | 2.6002 | 2.6002 | 2.3415e-05 |  | 0 | 6.0885e-05 | 6.0885e-05 | 0 | 6.0885e-05 | 6.0885e-05 | 0 | 6.0885e-05 | 6.0885e-05 | 0 | 6.0885e-05 | Column30: 6.0885e-05 | [29 empty] | 7.3.2.1.3 Advanced weather monitoring and weather stations Weather StationsWLDFRElectric Reliability | WLDFR | HFTD - Distribution - Tier 3 - 4QU CoRE ¦ 2QU LoRE | Seismic - Non-Red Flag Warning - Catastrophic Fires | 2028 | Electric Reliability | 453.261 | 572.4174 | 2028 | Mitigation | 0.011149 | 10 | 0 | esc | 0.011149 | 5.0533 | 0.011149 | 5.0533 | 0.011149 | 5.0533 | 0.011149 | 5.0533
[79 empty] | WLDFR | HFTD - Distribution - Tier 3 - 3QU CoRE ¦ 4QU LoRE | Red Flag Warning - Catastrophic Fires | 2028 | 0 | 0 | 0 | 0 | 15317.9909 | 247.273 | 9287.6491 | 5783.0689 | 2.7568 | 2.7568 | 2.7568 | 2.7568 | 2.3415e-05 |  | 0 | 6.4551e-05 | 6.4551e-05 | 0 | 6.4551e-05 | 6.4551e-05 | 0 | 6.4551e-05 | 6.4551e-05 | 0 | 6.4551e-05 | Column30: 6.4551e-05 | [29 empty] | 7.3.2.1.3 Advanced weather monitoring and weather stations Weather StationsWLDFRElectric Reliability | WLDFR | HFTD - Distribution - Tier 3 - 4QU CoRE ¦ 2QU LoRE | Seismic - Non-Red Flag Warning - Catastrophic Fires | 2029 | Electric Reliability | 453.261 | 572.4174 | 2029 | Mitigation | 0.011149 | 10 | 0 | esc | 0.011149 | 5.0533 | 0.011149 | 5.0533 | 0.011149 | 5.0533 | 0.011149 | 5.0533
[79 empty] | WLDFR | HFTD - Distribution - Tier 3 - 3QU CoRE ¦ 4QU LoRE | Red Flag Warning - Catastrophic Fires | 2029 | 0 | 0 | 0 | 0 | 15317.9909 | 247.273 | 9287.6491 | 5783.0689 | 2.7568 | 2.7568 | 2.7568 | 2.7568 | 2.3415e-05 |  | 0 | 6.4551e-05 | 6.4551e-05 | 0 | 6.4551e-05 | 6.4551e-05 | 0 | 6.4551e-05 | 6.4551e-05 | 0 | 6.4551e-05 | Column30: 6.4551e-05 | [29 empty] | 7.3.2.1.3 Advanced weather monitoring and weather stations Weather StationsWLDFRElectric Reliability | WLDFR | HFTD - Distribution - Tier 3 - 4QU CoRE ¦ 2QU LoRE | Seismic - Non-Red Flag Warning - Catastrophic Fires | 2030 | Electric Reliability | 453.261 | 572.4174 | 2030 | Mitigation | 0.011149 | 10 | 0 | esc | 0 | 0 | 0.011149 | 5.0533 | 0.011149 | 5.0533 | 0.011149 | 5.0533
[79 empty] | WLDFR | HFTD - Distribution - Tier 3 - 3QU CoRE ¦ 4QU LoRE | Red Flag Warning - Catastrophic Fires | 2030 | 0 | 0 | 0 | 0 | 15317.9909 | 247.273 | 9287.6491 | 5783.0689 | 0 | 2.7568 | 2.7568 | 2.7568 | 2.3415e-05 |  | 0 | 0 | 0 | 0 | 6.4551e-05 | 6.4551e-05 | 0 | 6.4551e-05 | 6.4551e-05 | 0 | 6.4551e-05 | Column30: 6.4551e-05 | [29 empty] | 7.3.2.1.3 Advanced weather monitoring and weather stations Weather StationsWLDFRElectric Reliability | WLDFR | HFTD - Distribution - Tier 3 - 4QU CoRE ¦ 2QU LoRE | Seismic - Non-Red Flag Warning - Catastrophic Fires | 2031 | Electric Reliability | 453.261 | 572.4174 | 2031 | Mitigation | 0.011149 | 10 | 0 | esc | 0 | 0 | 0 | 0 | 0.011149 | 5.0533 | 0.011149 | 5.0533
[79 empty] | WLDFR | HFTD - Distribution - Tier 3 - 3QU CoRE ¦ 4QU LoRE | Red Flag Warning - Catastrophic Fires | 2031 | 0 | 0 | 0 | 0 | 15317.9909 | 247.273 | 9287.6491 | 5783.0689 | 0 | 0 | 2.7568 | 2.7568 | 2.3415e-05 |  | 0 | 0 | 0 | 0 | 0 | 0 | 0 | 6.4551e-05 | 6.4551e-05 | 0 | 6.4551e-05 | Column30: 6.4551e-05 | [29 empty] | 7.3.2.1.3 Advanced weather monitoring and weather stations Weather StationsWLDFRElectric Reliability | WLDFR | HFTD - Distribution - Tier 3 - 4QU CoRE ¦ 2QU LoRE | Seismic - Non-Red Flag Warning - Catastrophic Fires | 2032 | Electric Reliability | 453.261 | 572.4174 | 2032 | Mitigation | 0.011149 | 10 | 0 | esc | 0 | 0 | 0 | 0 | 0 | 0 | 0.011149 | 5.0533
[79 empty] | WLDFR | HFTD - Distribution - Tier 3 - 3QU CoRE ¦ 4QU LoRE | Red Flag Warning - Catastrophic Fires | 2032 | 0 | 0 | 0 | 0 | 15317.9909 | 247.273 | 9287.6491 | 5783.0689 | 0 | 0 | 0 | 2.7568 | 2.3415e-05 |  | 0 | 0 | 0 | 0 | 0 | 0 | 0 | 0 | 0 | 0 | 6.4551e-05 | Column30: 6.4551e-05 | [29 empty] | 7.3.2.1.3 Advanced weather monitoring and weather stations Weather StationsWLDFRElectric Reliability | WLDFR | HFTD - Distribution - Tier 3 - 4QU CoRE ¦ 2QU LoRE | Seismic - Red Flag Warning - Catastrophic Fires | 2021 | Electric Reliability | 409.2237 | 572.4174 | 2021 | Mitigation | 0.011149 | 10 | 0 | esc | 0.011149 | 4.5624 | 0.011149 | 4.5624 | 0 | 0 | 0 | 0
[79 empty] | WLDFR | HFTD - Distribution - Tier 3 - 3QU CoRE ¦ 4QU LoRE | Red Flag Warning - Destructive Fires | 2020 | 0 | 0 | 0 | 0 | 8807.9522 | 222.2294 | 8585.7228 | 0 | 2.4776 | 0 | 0 | 0 | 3.4913e-06 |  | 0 | 8.6502e-06 | 8.6502e-06 | 0 | 0 | 0 | 0 | 0 | 0 | 0 | 0 | Column30: 0 | [29 empty] | 7.3.2.1.3 Advanced weather monitoring and weather stations Weather StationsWLDFRElectric Reliability | WLDFR | HFTD - Distribution - Tier 3 - 4QU CoRE ¦ 2QU LoRE | Seismic - Red Flag Warning - Catastrophic Fires | 2022 | Electric Reliability | 409.2237 | 572.4174 | 2022 | Mitigation | 0.011149 | 10 | 0 | esc | 0.011149 | 4.5624 | 0.011149 | 4.5624 | 0.011149 | 4.5624 | 0 | 0
[79 empty] | WLDFR | HFTD - Distribution - Tier 3 - 3QU CoRE ¦ 4QU LoRE | Red Flag Warning - Destructive Fires | 2021 | 0 | 0 | 0 | 0 | 8807.9522 | 222.2294 | 8585.7228 | 0 | 2.4776 | 2.4776 | 0 | 0 | 3.4913e-06 |  | 0 | 8.6502e-06 | 8.6502e-06 | 0 | 8.6502e-06 | 8.6502e-06 | 0 | 0 | 0 | 0 | 0 | Column30: 0 | [29 empty] | 7.3.2.1.3 Advanced weather monitoring and weather stations Weather StationsWLDFRElectric Reliability | WLDFR | HFTD - Distribution - Tier 3 - 4QU CoRE ¦ 2QU LoRE | Seismic - Red Flag Warning - Catastrophic Fires | 2023 | Electric Reliability | 428.6023 | 572.4174 | 2023 | Mitigation | 0.011149 | 10 | 0 | esc | 0.011149 | 4.7784 | 0.011149 | 4.7784 | 0.011149 | 4.7784 | 0.011149 | 4.7784
[79 empty] | WLDFR | HFTD - Distribution - Tier 3 - 3QU CoRE ¦ 4QU LoRE | Red Flag Warning - Destructive Fires | 2022 | 0 | 0 | 0 | 0 | 8807.9522 | 222.2294 | 8585.7228 | 0 | 2.4776 | 2.4776 | 2.4776 | 0 | 3.4913e-06 |  | 0 | 8.6502e-06 | 8.6502e-06 | 0 | 8.6502e-06 | 8.6502e-06 | 0 | 8.6502e-06 | 8.6502e-06 | 0 | 0 | Column30: 0 | [29 empty] | 7.3.2.1.3 Advanced weather monitoring and weather stations Weather StationsWLDFRElectric Reliability | WLDFR | HFTD - Distribution - Tier 3 - 4QU CoRE ¦ 2QU LoRE | Seismic - Red Flag Warning - Catastrophic Fires | 2024 | Electric Reliability | 428.6023 | 572.4174 | 2024 | Mitigation | 0.011149 | 10 | 0 | esc | 0.011149 | 4.7784 | 0.011149 | 4.7784 | 0.011149 | 4.7784 | 0.011149 | 4.7784
[79 empty] | WLDFR | HFTD - Distribution - Tier 3 - 3QU CoRE ¦ 4QU LoRE | Red Flag Warning - Destructive Fires | 2023 | 0 | 0 | 0 | 0 | 9129.7461 | 233.2301 | 8896.516 | 0 | 2.6002 | 2.6002 | 2.6002 | 2.6002 | 3.4913e-06 |  | 0 | 9.0783e-06 | 9.0783e-06 | 0 | 9.0783e-06 | 9.0783e-06 | 0 | 9.0783e-06 | 9.0783e-06 | 0 | 9.0783e-06 | Column30: 9.0783e-06 | [29 empty] | 7.3.2.1.3 Advanced weather monitoring and weather stations Weather StationsWLDFRElectric Reliability | WLDFR | HFTD - Distribution - Tier 3 - 4QU CoRE ¦ 2QU LoRE | Seismic - Red Flag Warning - Catastrophic Fires | 2025 | Electric Reliability | 428.6023 | 572.4174 | 2025 | Mitigation | 0.011149 | 10 | 0 | esc | 0.011149 | 4.7784 | 0.011149 | 4.7784 | 0.011149 | 4.7784 | 0.011149 | 4.7784
[79 empty] | WLDFR | HFTD - Distribution - Tier 3 - 3QU CoRE ¦ 4QU LoRE | Red Flag Warning - Destructive Fires | 2024 | 0 | 0 | 0 | 0 | 9129.7461 | 233.2301 | 8896.516 | 0 | 2.6002 | 2.6002 | 2.6002 | 2.6002 | 3.4913e-06 |  | 0 | 9.0783e-06 | 9.0783e-06 | 0 | 9.0783e-06 | 9.0783e-06 | 0 | 9.0783e-06 | 9.0783e-06 | 0 | 9.0783e-06 | Column30: 9.0783e-06 | [29 empty] | 7.3.2.1.3 Advanced weather monitoring and weather stations Weather StationsWLDFRElectric Reliability | WLDFR | HFTD - Distribution - Tier 3 - 4QU CoRE ¦ 2QU LoRE | Seismic - Red Flag Warning - Catastrophic Fires | 2026 | Electric Reliability | 428.6023 | 572.4174 | 2026 | Mitigation | 0.011149 | 10 | 0 | esc | 0.011149 | 4.7784 | 0.011149 | 4.7784 | 0.011149 | 4.7784 | 0.011149 | 4.7784
[79 empty] | WLDFR | HFTD - Distribution - Tier 3 - 3QU CoRE ¦ 4QU LoRE | Red Flag Warning - Destructive Fires | 2025 | 0 | 0 | 0 | 0 | 9129.7461 | 233.2301 | 8896.516 | 0 | 2.6002 | 2.6002 | 2.6002 | 2.6002 | 3.4913e-06 |  | 0 | 9.0783e-06 | 9.0783e-06 | 0 | 9.0783e-06 | 9.0783e-06 | 0 | 9.0783e-06 | 9.0783e-06 | 0 | 9.0783e-06 | Column30: 9.0783e-06 | [29 empty] | 7.3.2.1.3 Advanced weather monitoring and weather stations Weather StationsWLDFRElectric Reliability | WLDFR | HFTD - Distribution - Tier 3 - 4QU CoRE ¦ 2QU LoRE | Seismic - Red Flag Warning - Catastrophic Fires | 2027 | Electric Reliability | 428.6023 | 572.4174 | 2027 | Mitigation | 0.011149 | 10 | 0 | esc | 0.011149 | 4.7784 | 0.011149 | 4.7784 | 0.011149 | 4.7784 | 0.011149 | 4.7784
[79 empty] | WLDFR | HFTD - Distribution - Tier 3 - 3QU CoRE ¦ 4QU LoRE | Red Flag Warning - Destructive Fires | 2026 | 0 | 0 | 0 | 0 | 9129.7461 | 233.2301 | 8896.516 | 0 | 2.6002 | 2.6002 | 2.6002 | 2.6002 | 3.4913e-06 |  | 0 | 9.0783e-06 | 9.0783e-06 | 0 | 9.0783e-06 | 9.0783e-06 | 0 | 9.0783e-06 | 9.0783e-06 | 0 | 9.0783e-06 | Column30: 9.0783e-06 | [29 empty] | 7.3.2.1.3 Advanced weather monitoring and weather stations Weather StationsWLDFRElectric Reliability | WLDFR | HFTD - Distribution - Tier 3 - 4QU CoRE ¦ 2QU LoRE | Seismic - Red Flag Warning - Catastrophic Fires | 2028 | Electric Reliability | 453.261 | 572.4174 | 2028 | Mitigation | 0.011149 | 10 | 0 | esc | 0.011149 | 5.0533 | 0.011149 | 5.0533 | 0.011149 | 5.0533 | 0.011149 | 5.0533
[79 empty] | WLDFR | HFTD - Distribution - Tier 3 - 3QU CoRE ¦ 4QU LoRE | Red Flag Warning - Destructive Fires | 2027 | 0 | 0 | 0 | 0 | 9129.7461 | 233.2301 | 8896.516 | 0 | 2.6002 | 2.6002 | 2.6002 | 2.6002 | 3.4913e-06 |  | 0 | 9.0783e-06 | 9.0783e-06 | 0 | 9.0783e-06 | 9.0783e-06 | 0 | 9.0783e-06 | 9.0783e-06 | 0 | 9.0783e-06 | Column30: 9.0783e-06 | [29 empty] | 7.3.2.1.3 Advanced weather monitoring and weather stations Weather StationsWLDFRElectric Reliability | WLDFR | HFTD - Distribution - Tier 3 - 4QU CoRE ¦ 2QU LoRE | Seismic - Red Flag Warning - Catastrophic Fires | 2029 | Electric Reliability | 453.261 | 572.4174 | 2029 | Mitigation | 0.011149 | 10 | 0 | esc | 0.011149 | 5.0533 | 0.011149 | 5.0533 | 0.011149 | 5.0533 | 0.011149 | 5.0533
[79 empty] | WLDFR | HFTD - Distribution - Tier 3 - 3QU CoRE ¦ 4QU LoRE | Red Flag Warning - Destructive Fires | 2028 | 0 | 0 | 0 | 0 | 9534.9221 | 247.273 | 9287.6491 | 0 | 2.7568 | 2.7568 | 2.7568 | 2.7568 | 3.4913e-06 |  | 0 | 9.625e-06 | 9.625e-06 | 0 | 9.625e-06 | 9.625e-06 | 0 | 9.625e-06 | 9.625e-06 | 0 | 9.625e-06 | Column30: 9.625e-06 | [29 empty] | 7.3.2.1.3 Advanced weather monitoring and weather stations Weather StationsWLDFRElectric Reliability | WLDFR | HFTD - Distribution - Tier 3 - 4QU CoRE ¦ 2QU LoRE | Seismic - Red Flag Warning - Catastrophic Fires | 2030 | Electric Reliability | 453.261 | 572.4174 | 2030 | Mitigation | 0.011149 | 10 | 0 | esc | 0 | 0 | 0.011149 | 5.0533 | 0.011149 | 5.0533 | 0.011149 | 5.0533
[79 empty] | WLDFR | HFTD - Distribution - Tier 3 - 3QU CoRE ¦ 4QU LoRE | Red Flag Warning - Destructive Fires | 2029 | 0 | 0 | 0 | 0 | 9534.9221 | 247.273 | 9287.6491 | 0 | 2.7568 | 2.7568 | 2.7568 | 2.7568 | 3.4913e-06 |  | 0 | 9.625e-06 | 9.625e-06 | 0 | 9.625e-06 | 9.625e-06 | 0 | 9.625e-06 | 9.625e-06 | 0 | 9.625e-06 | Column30: 9.625e-06 | [29 empty] | 7.3.2.1.3 Advanced weather monitoring and weather stations Weather StationsWLDFRElectric Reliability | WLDFR | HFTD - Distribution - Tier 3 - 4QU CoRE ¦ 2QU LoRE | Seismic - Red Flag Warning - Catastrophic Fires | 2031 | Electric Reliability | 453.261 | 572.4174 | 2031 | Mitigation | 0.011149 | 10 | 0 | esc | 0 | 0 | 0 | 0 | 0.011149 | 5.0533 | 0.011149 | 5.0533
[79 empty] | WLDFR | HFTD - Distribution - Tier 3 - 3QU CoRE ¦ 4QU LoRE | Red Flag Warning - Destructive Fires | 2030 | 0 | 0 | 0 | 0 | 9534.9221 | 247.273 | 9287.6491 | 0 | 0 | 2.7568 | 2.7568 | 2.7568 | 3.4913e-06 |  | 0 | 0 | 0 | 0 | 9.625e-06 | 9.625e-06 | 0 | 9.625e-06 | 9.625e-06 | 0 | 9.625e-06 | Column30: 9.625e-06 | [29 empty] | 7.3.2.1.3 Advanced weather monitoring and weather stations Weather StationsWLDFRElectric Reliability | WLDFR | HFTD - Distribution - Tier 3 - 4QU CoRE ¦ 2QU LoRE | Seismic - Red Flag Warning - Catastrophic Fires | 2032 | Electric Reliability | 453.261 | 572.4174 | 2032 | Mitigation | 0.011149 | 10 | 0 | esc | 0 | 0 | 0 | 0 | 0 | 0 | 0.011149 | 5.0533
[79 empty] | WLDFR | HFTD - Distribution - Tier 3 - 3QU CoRE ¦ 4QU LoRE | Red Flag Warning - Destructive Fires | 2031 | 0 | 0 | 0 | 0 | 9534.9221 | 247.273 | 9287.6491 | 0 | 0 | 0 | 2.7568 | 2.7568 | 3.4913e-06 |  | 0 | 0 | 0 | 0 | 0 | 0 | 0 | 9.625e-06 | 9.625e-06 | 0 | 9.625e-06 | Column30: 9.625e-06 | [29 empty] | 7.3.2.1.3 Advanced weather monitoring and weather stations Weather StationsWLDFRElectric Reliability | WLDFR | HFTD - Distribution - Tier 3 - 4QU CoRE ¦ 3QU LoRE | Non-Red Flag Warning - Catastrophic Fires | 2021 | Electric Reliability | 222.2294 | 334.8643 | 2021 | Mitigation | 0.011149 | 10 | 0 | esc | 0.011149 | 2.4776 | 0.011149 | 2.4776 | 0 | 0 | 0 | 0
[79 empty] | WLDFR | HFTD - Distribution - Tier 3 - 3QU CoRE ¦ 4QU LoRE | Red Flag Warning - Destructive Fires | 2032 | 0 | 0 | 0 | 0 | 9534.9221 | 247.273 | 9287.6491 | 0 | 0 | 0 | 0 | 2.7568 | 3.4913e-06 |  | 0 | 0 | 0 | 0 | 0 | 0 | 0 | 0 | 0 | 0 | 9.625e-06 | Column30: 9.625e-06 | [29 empty] | 7.3.2.1.3 Advanced weather monitoring and weather stations Weather StationsWLDFRElectric Reliability | WLDFR | HFTD - Distribution - Tier 3 - 4QU CoRE ¦ 3QU LoRE | Non-Red Flag Warning - Catastrophic Fires | 2022 | Electric Reliability | 222.2294 | 334.8643 | 2022 | Mitigation | 0.011149 | 10 | 0 | esc | 0.011149 | 2.4776 | 0.011149 | 2.4776 | 0.011149 | 2.4776 | 0 | 0
[79 empty] | WLDFR | HFTD - Distribution - Tier 3 - 3QU CoRE ¦ 4QU LoRE | Red Flag Warning - Large Fires | 2020 | 0 | 0 | 0 | 0 | 5.2406 | 0.69642 | 2.942 | 1.6022 | 0.0077642 | 0 | 0 | 0 | 2.5503e-05 |  | 0 | 1.9801e-07 | 1.9801e-07 | 0 | 0 | 0 | 0 | 0 | 0 | 0 | 0 | Column30: 0 | [29 empty] | 7.3.2.1.3 Advanced weather monitoring and weather stations Weather StationsWLDFRElectric Reliability | WLDFR | HFTD - Distribution - Tier 3 - 4QU CoRE ¦ 3QU LoRE | Non-Red Flag Warning - Catastrophic Fires | 2023 | Electric Reliability | 233.2301 | 334.8643 | 2023 | Mitigation | 0.011149 | 10 | 0 | esc | 0.011149 | 2.6002 | 0.011149 | 2.6002 | 0.011149 | 2.6002 | 0.011149 | 2.6002
[79 empty] | WLDFR | HFTD - Distribution - Tier 3 - 3QU CoRE ¦ 4QU LoRE | Red Flag Warning - Large Fires | 2021 | 0 | 0 | 0 | 0 | 5.2406 | 0.69642 | 2.942 | 1.6022 | 0.0077642 | 0.0077642 | 0 | 0 | 2.5503e-05 |  | 0 | 1.9801e-07 | 1.9801e-07 | 0 | 1.9801e-07 | 1.9801e-07 | 0 | 0 | 0 | 0 | 0 | Column30: 0 | [29 empty] | 7.3.2.1.3 Advanced weather monitoring and weather stations Weather StationsWLDFRElectric Reliability | WLDFR | HFTD - Distribution - Tier 3 - 4QU CoRE ¦ 3QU LoRE | Non-Red Flag Warning - Catastrophic Fires | 2024 | Electric Reliability | 233.2301 | 334.8643 | 2024 | Mitigation | 0.011149 | 10 | 0 | esc | 0.011149 | 2.6002 | 0.011149 | 2.6002 | 0.011149 | 2.6002 | 0.011149 | 2.6002
[79 empty] | WLDFR | HFTD - Distribution - Tier 3 - 3QU CoRE ¦ 4QU LoRE | Red Flag Warning - Large Fires | 2022 | 0 | 0 | 0 | 0 | 5.2406 | 0.69642 | 2.942 | 1.6022 | 0.0077642 | 0.0077642 | 0.0077642 | 0 | 2.5503e-05 |  | 0 | 1.9801e-07 | 1.9801e-07 | 0 | 1.9801e-07 | 1.9801e-07 | 0 | 1.9801e-07 | 1.9801e-07 | 0 | 0 | Column30: 0 | [29 empty] | 7.3.2.1.3 Advanced weather monitoring and weather stations Weather StationsWLDFRElectric Reliability | WLDFR | HFTD - Distribution - Tier 3 - 4QU CoRE ¦ 3QU LoRE | Non-Red Flag Warning - Catastrophic Fires | 2025 | Electric Reliability | 233.2301 | 334.8643 | 2025 | Mitigation | 0.011149 | 10 | 0 | esc | 0.011149 | 2.6002 | 0.011149 | 2.6002 | 0.011149 | 2.6002 | 0.011149 | 2.6002
[79 empty] | WLDFR | HFTD - Distribution - Tier 3 - 3QU CoRE ¦ 4QU LoRE | Red Flag Warning - Large Fires | 2023 | 0 | 0 | 0 | 0 | 5.475 | 0.71896 | 3.0715 | 1.6846 | 0.0080156 | 0.0080156 | 0.0080156 | 0.0080156 | 2.5503e-05 |  | 0 | 2.0442e-07 | 2.0442e-07 | 0 | 2.0442e-07 | 2.0442e-07 | 0 | 2.0442e-07 | 2.0442e-07 | 0 | 2.0442e-07 | Column30: 2.0442e-07 | [29 empty] | 7.3.2.1.3 Advanced weather monitoring and weather stations Weather StationsWLDFRElectric Reliability | WLDFR | HFTD - Distribution - Tier 3 - 4QU CoRE ¦ 3QU LoRE | Non-Red Flag Warning - Catastrophic Fires | 2026 | Electric Reliability | 233.2301 | 334.8643 | 2026 | Mitigation | 0.011149 | 10 | 0 | esc | 0.011149 | 2.6002 | 0.011149 | 2.6002 | 0.011149 | 2.6002 | 0.011149 | 2.6002
[79 empty] | WLDFR | HFTD - Distribution - Tier 3 - 3QU CoRE ¦ 4QU LoRE | Red Flag Warning - Large Fires | 2024 | 0 | 0 | 0 | 0 | 5.475 | 0.71896 | 3.0715 | 1.6846 | 0.0080156 | 0.0080156 | 0.0080156 | 0.0080156 | 2.5503e-05 |  | 0 | 2.0442e-07 | 2.0442e-07 | 0 | 2.0442e-07 | 2.0442e-07 | 0 | 2.0442e-07 | 2.0442e-07 | 0 | 2.0442e-07 | Column30: 2.0442e-07 | [29 empty] | 7.3.2.1.3 Advanced weather monitoring and weather stations Weather StationsWLDFRElectric Reliability | WLDFR | HFTD - Distribution - Tier 3 - 4QU CoRE ¦ 3QU LoRE | Non-Red Flag Warning - Catastrophic Fires | 2027 | Electric Reliability | 233.2301 | 334.8643 | 2027 | Mitigation | 0.011149 | 10 | 0 | esc | 0.011149 | 2.6002 | 0.011149 | 2.6002 | 0.011149 | 2.6002 | 0.011149 | 2.6002
[79 empty] | WLDFR | HFTD - Distribution - Tier 3 - 3QU CoRE ¦ 4QU LoRE | Red Flag Warning - Large Fires | 2025 | 0 | 0 | 0 | 0 | 5.475 | 0.71896 | 3.0715 | 1.6846 | 0.0080156 | 0.0080156 | 0.0080156 | 0.0080156 | 2.5503e-05 |  | 0 | 2.0442e-07 | 2.0442e-07 | 0 | 2.0442e-07 | 2.0442e-07 | 0 | 2.0442e-07 | 2.0442e-07 | 0 | 2.0442e-07 | Column30: 2.0442e-07 | [29 empty] | 7.3.2.1.3 Advanced weather monitoring and weather stations Weather StationsWLDFRElectric Reliability | WLDFR | HFTD - Distribution - Tier 3 - 4QU CoRE ¦ 3QU LoRE | Non-Red Flag Warning - Catastrophic Fires | 2028 | Electric Reliability | 247.273 | 334.8643 | 2028 | Mitigation | 0.011149 | 10 | 0 | esc | 0.011149 | 2.7568 | 0.011149 | 2.7568 | 0.011149 | 2.7568 | 0.011149 | 2.7568
[79 empty] | WLDFR | HFTD - Distribution - Tier 3 - 3QU CoRE ¦ 4QU LoRE | Red Flag Warning - Large Fires | 2026 | 0 | 0 | 0 | 0 | 5.475 | 0.71896 | 3.0715 | 1.6846 | 0.0080156 | 0.0080156 | 0.0080156 | 0.0080156 | 2.5503e-05 |  | 0 | 2.0442e-07 | 2.0442e-07 | 0 | 2.0442e-07 | 2.0442e-07 | 0 | 2.0442e-07 | 2.0442e-07 | 0 | 2.0442e-07 | Column30: 2.0442e-07 | [29 empty] | 7.3.2.1.3 Advanced weather monitoring and weather stations Weather StationsWLDFRElectric Reliability | WLDFR | HFTD - Distribution - Tier 3 - 4QU CoRE ¦ 3QU LoRE | Non-Red Flag Warning - Catastrophic Fires | 2029 | Electric Reliability | 247.273 | 334.8643 | 2029 | Mitigation | 0.011149 | 10 | 0 | esc | 0.011149 | 2.7568 | 0.011149 | 2.7568 | 0.011149 | 2.7568 | 0.011149 | 2.7568
[79 empty] | WLDFR | HFTD - Distribution - Tier 3 - 3QU CoRE ¦ 4QU LoRE | Red Flag Warning - Large Fires | 2027 | 0 | 0 | 0 | 0 | 5.475 | 0.71896 | 3.0715 | 1.6846 | 0.0080156 | 0.0080156 | 0.0080156 | 0.0080156 | 2.5503e-05 |  | 0 | 2.0442e-07 | 2.0442e-07 | 0 | 2.0442e-07 | 2.0442e-07 | 0 | 2.0442e-07 | 2.0442e-07 | 0 | 2.0442e-07 | Column30: 2.0442e-07 | [29 empty] | 7.3.2.1.3 Advanced weather monitoring and weather stations Weather StationsWLDFRElectric Reliability | WLDFR | HFTD - Distribution - Tier 3 - 4QU CoRE ¦ 3QU LoRE | Non-Red Flag Warning - Catastrophic Fires | 2030 | Electric Reliability | 247.273 | 334.8643 | 2030 | Mitigation | 0.011149 | 10 | 0 | esc | 0 | 0 | 0.011149 | 2.7568 | 0.011149 | 2.7568 | 0.011149 | 2.7568
[79 empty] | WLDFR | HFTD - Distribution - Tier 3 - 3QU CoRE ¦ 4QU LoRE | Red Flag Warning - Large Fires | 2028 | 0 | 0 | 0 | 0 | 5.777 | 0.74734 | 3.238 | 1.7917 | 0.0083319 | 0.0083319 | 0.0083319 | 0.0083319 | 2.5503e-05 |  | 0 | 2.1249e-07 | 2.1249e-07 | 0 | 2.1249e-07 | 2.1249e-07 | 0 | 2.1249e-07 | 2.1249e-07 | 0 | 2.1249e-07 | Column30: 2.1249e-07 | [29 empty] | 7.3.2.1.3 Advanced weather monitoring and weather stations Weather StationsWLDFRElectric Reliability | WLDFR | HFTD - Distribution - Tier 3 - 4QU CoRE ¦ 3QU LoRE | Non-Red Flag Warning - Catastrophic Fires | 2031 | Electric Reliability | 247.273 | 334.8643 | 2031 | Mitigation | 0.011149 | 10 | 0 | esc | 0 | 0 | 0 | 0 | 0.011149 | 2.7568 | 0.011149 | 2.7568
[79 empty] | WLDFR | HFTD - Distribution - Tier 3 - 3QU CoRE ¦ 4QU LoRE | Red Flag Warning - Large Fires | 2029 | 0 | 0 | 0 | 0 | 5.777 | 0.74734 | 3.238 | 1.7917 | 0.0083319 | 0.0083319 | 0.0083319 | 0.0083319 | 2.5503e-05 |  | 0 | 2.1249e-07 | 2.1249e-07 | 0 | 2.1249e-07 | 2.1249e-07 | 0 | 2.1249e-07 | 2.1249e-07 | 0 | 2.1249e-07 | Column30: 2.1249e-07 | [29 empty] | 7.3.2.1.3 Advanced weather monitoring and weather stations Weather StationsWLDFRElectric Reliability | WLDFR | HFTD - Distribution - Tier 3 - 4QU CoRE ¦ 3QU LoRE | Non-Red Flag Warning - Catastrophic Fires | 2032 | Electric Reliability | 247.273 | 334.8643 | 2032 | Mitigation | 0.011149 | 10 | 0 | esc | 0 | 0 | 0 | 0 | 0 | 0 | 0.011149 | 2.7568
[79 empty] | WLDFR | HFTD - Distribution - Tier 3 - 3QU CoRE ¦ 4QU LoRE | Red Flag Warning - Large Fires | 2030 | 0 | 0 | 0 | 0 | 5.777 | 0.74734 | 3.238 | 1.7917 | 0 | 0.0083319 | 0.0083319 | 0.0083319 | 2.5503e-05 |  | 0 | 0 | 0 | 0 | 2.1249e-07 | 2.1249e-07 | 0 | 2.1249e-07 | 2.1249e-07 | 0 | 2.1249e-07 | Column30: 2.1249e-07 | [29 empty] | 7.3.2.1.3 Advanced weather monitoring and weather stations Weather StationsWLDFRElectric Reliability | WLDFR | HFTD - Distribution - Tier 3 - 4QU CoRE ¦ 3QU LoRE | Non-Red Flag Warning - Destructive Fires | 2021 | Electric Reliability | 222.2294 | 334.8643 | 2021 | Mitigation | 0.011149 | 10 | 0 | esc | 0.011149 | 2.4776 | 0.011149 | 2.4776 | 0 | 0 | 0 | 0
[79 empty] | WLDFR | HFTD - Distribution - Tier 3 - 3QU CoRE ¦ 4QU LoRE | Red Flag Warning - Large Fires | 2031 | 0 | 0 | 0 | 0 | 5.777 | 0.74734 | 3.238 | 1.7917 | 0 | 0 | 0.0083319 | 0.0083319 | 2.5503e-05 |  | 0 | 0 | 0 | 0 | 0 | 0 | 0 | 2.1249e-07 | 2.1249e-07 | 0 | 2.1249e-07 | Column30: 2.1249e-07 | [29 empty] | 7.3.2.1.3 Advanced weather monitoring and weather stations Weather StationsWLDFRElectric Reliability | WLDFR | HFTD - Distribution - Tier 3 - 4QU CoRE ¦ 3QU LoRE | Non-Red Flag Warning - Destructive Fires | 2022 | Electric Reliability | 222.2294 | 334.8643 | 2022 | Mitigation | 0.011149 | 10 | 0 | esc | 0.011149 | 2.4776 | 0.011149 | 2.4776 | 0.011149 | 2.4776 | 0 | 0
[79 empty] | WLDFR | HFTD - Distribution - Tier 3 - 3QU CoRE ¦ 4QU LoRE | Red Flag Warning - Large Fires | 2032 | 0 | 0 | 0 | 0 | 5.777 | 0.74734 | 3.238 | 1.7917 | 0 | 0 | 0 | 0.0083319 | 2.5503e-05 |  | 0 | 0 | 0 | 0 | 0 | 0 | 0 | 0 | 0 | 0 | 2.1249e-07 | Column30: 2.1249e-07 | [29 empty] | 7.3.2.1.3 Advanced weather monitoring and weather stations Weather StationsWLDFRElectric Reliability | WLDFR | HFTD - Distribution - Tier 3 - 4QU CoRE ¦ 3QU LoRE | Non-Red Flag Warning - Destructive Fires | 2023 | Electric Reliability | 233.2301 | 334.8643 | 2023 | Mitigation | 0.011149 | 10 | 0 | esc | 0.011149 | 2.6002 | 0.011149 | 2.6002 | 0.011149 | 2.6002 | 0.011149 | 2.6002
[79 empty] | WLDFR | HFTD - Distribution - Tier 3 - 3QU CoRE ¦ 4QU LoRE | Red Flag Warning - Small Fires | 2020 | 0 | 0 | 0 | 0 | 0.077901 | 0.036425 | 0.0015809 | 0.039895 | 0.0004061 | 0 | 0 | 0 | 0.00051581 |  | 0 | 2.0947e-07 | 2.0947e-07 | 0 | 0 | 0 | 0 | 0 | 0 | 0 | 0 | Column30: 0 | [29 empty] | 7.3.2.1.3 Advanced weather monitoring and weather stations Weather StationsWLDFRElectric Reliability | WLDFR | HFTD - Distribution - Tier 3 - 4QU CoRE ¦ 3QU LoRE | Non-Red Flag Warning - Destructive Fires | 2024 | Electric Reliability | 233.2301 | 334.8643 | 2024 | Mitigation | 0.011149 | 10 | 0 | esc | 0.011149 | 2.6002 | 0.011149 | 2.6002 | 0.011149 | 2.6002 | 0.011149 | 2.6002
[79 empty] | WLDFR | HFTD - Distribution - Tier 3 - 3QU CoRE ¦ 4QU LoRE | Red Flag Warning - Small Fires | 2021 | 0 | 0 | 0 | 0 | 0.077901 | 0.036425 | 0.0015809 | 0.039895 | 0.0004061 | 0.0004061 | 0 | 0 | 0.00051581 |  | 0 | 2.0947e-07 | 2.0947e-07 | 0 | 2.0947e-07 | 2.0947e-07 | 0 | 0 | 0 | 0 | 0 | Column30: 0 | [29 empty] | 7.3.2.1.3 Advanced weather monitoring and weather stations Weather StationsWLDFRElectric Reliability | WLDFR | HFTD - Distribution - Tier 3 - 4QU CoRE ¦ 3QU LoRE | Non-Red Flag Warning - Destructive Fires | 2025 | Electric Reliability | 233.2301 | 334.8643 | 2025 | Mitigation | 0.011149 | 10 | 0 | esc | 0.011149 | 2.6002 | 0.011149 | 2.6002 | 0.011149 | 2.6002 | 0.011149 | 2.6002
[79 empty] | WLDFR | HFTD - Distribution - Tier 3 - 3QU CoRE ¦ 4QU LoRE | Red Flag Warning - Small Fires | 2022 | 0 | 0 | 0 | 0 | 0.077901 | 0.036425 | 0.0015809 | 0.039895 | 0.0004061 | 0.0004061 | 0.0004061 | 0 | 0.00051581 |  | 0 | 2.0947e-07 | 2.0947e-07 | 0 | 2.0947e-07 | 2.0947e-07 | 0 | 2.0947e-07 | 2.0947e-07 | 0 | 0 | Column30: 0 | [29 empty] | 7.3.2.1.3 Advanced weather monitoring and weather stations Weather StationsWLDFRElectric Reliability | WLDFR | HFTD - Distribution - Tier 3 - 4QU CoRE ¦ 3QU LoRE | Non-Red Flag Warning - Destructive Fires | 2026 | Electric Reliability | 233.2301 | 334.8643 | 2026 | Mitigation | 0.011149 | 10 | 0 | esc | 0.011149 | 2.6002 | 0.011149 | 2.6002 | 0.011149 | 2.6002 | 0.011149 | 2.6002
[79 empty] | WLDFR | HFTD - Distribution - Tier 3 - 3QU CoRE ¦ 4QU LoRE | Red Flag Warning - Small Fires | 2023 | 0 | 0 | 0 | 0 | 0.080408 | 0.03759 | 0.0016314 | 0.041187 | 0.00041909 | 0.00041909 | 0.00041909 | 0.00041909 | 0.00051581 |  | 0 | 2.1617e-07 | 2.1617e-07 | 0 | 2.1617e-07 | 2.1617e-07 | 0 | 2.1617e-07 | 2.1617e-07 | 0 | 2.1617e-07 | Column30: 2.1617e-07 | [29 empty] | 7.3.2.1.3 Advanced weather monitoring and weather stations Weather StationsWLDFRElectric Reliability | WLDFR | HFTD - Distribution - Tier 3 - 4QU CoRE ¦ 3QU LoRE | Non-Red Flag Warning - Destructive Fires | 2027 | Electric Reliability | 233.2301 | 334.8643 | 2027 | Mitigation | 0.011149 | 10 | 0 | esc | 0.011149 | 2.6002 | 0.011149 | 2.6002 | 0.011149 | 2.6002 | 0.011149 | 2.6002
[79 empty] | WLDFR | HFTD - Distribution - Tier 3 - 3QU CoRE ¦ 4QU LoRE | Red Flag Warning - Small Fires | 2024 | 0 | 0 | 0 | 0 | 0.080408 | 0.03759 | 0.0016314 | 0.041187 | 0.00041909 | 0.00041909 | 0.00041909 | 0.00041909 | 0.00051581 |  | 0 | 2.1617e-07 | 2.1617e-07 | 0 | 2.1617e-07 | 2.1617e-07 | 0 | 2.1617e-07 | 2.1617e-07 | 0 | 2.1617e-07 | Column30: 2.1617e-07 | [29 empty] | 7.3.2.1.3 Advanced weather monitoring and weather stations Weather StationsWLDFRElectric Reliability | WLDFR | HFTD - Distribution - Tier 3 - 4QU CoRE ¦ 3QU LoRE | Non-Red Flag Warning - Destructive Fires | 2028 | Electric Reliability | 247.273 | 334.8643 | 2028 | Mitigation | 0.011149 | 10 | 0 | esc | 0.011149 | 2.7568 | 0.011149 | 2.7568 | 0.011149 | 2.7568 | 0.011149 | 2.7568
[79 empty] | WLDFR | HFTD - Distribution - Tier 3 - 3QU CoRE ¦ 4QU LoRE | Red Flag Warning - Small Fires | 2025 | 0 | 0 | 0 | 0 | 0.080408 | 0.03759 | 0.0016314 | 0.041187 | 0.00041909 | 0.00041909 | 0.00041909 | 0.00041909 | 0.00051581 |  | 0 | 2.1617e-07 | 2.1617e-07 | 0 | 2.1617e-07 | 2.1617e-07 | 0 | 2.1617e-07 | 2.1617e-07 | 0 | 2.1617e-07 | Column30: 2.1617e-07 | [29 empty] | 7.3.2.1.3 Advanced weather monitoring and weather stations Weather StationsWLDFRElectric Reliability | WLDFR | HFTD - Distribution - Tier 3 - 4QU CoRE ¦ 3QU LoRE | Non-Red Flag Warning - Destructive Fires | 2029 | Electric Reliability | 247.273 | 334.8643 | 2029 | Mitigation | 0.011149 | 10 | 0 | esc | 0.011149 | 2.7568 | 0.011149 | 2.7568 | 0.011149 | 2.7568 | 0.011149 | 2.7568
[79 empty] | WLDFR | HFTD - Distribution - Tier 3 - 3QU CoRE ¦ 4QU LoRE | Red Flag Warning - Small Fires | 2026 | 0 | 0 | 0 | 0 | 0.080408 | 0.03759 | 0.0016314 | 0.041187 | 0.00041909 | 0.00041909 | 0.00041909 | 0.00041909 | 0.00051581 |  | 0 | 2.1617e-07 | 2.1617e-07 | 0 | 2.1617e-07 | 2.1617e-07 | 0 | 2.1617e-07 | 2.1617e-07 | 0 | 2.1617e-07 | Column30: 2.1617e-07 | [29 empty] | 7.3.2.1.3 Advanced weather monitoring and weather stations Weather StationsWLDFRElectric Reliability | WLDFR | HFTD - Distribution - Tier 3 - 4QU CoRE ¦ 3QU LoRE | Non-Red Flag Warning - Destructive Fires | 2030 | Electric Reliability | 247.273 | 334.8643 | 2030 | Mitigation | 0.011149 | 10 | 0 | esc | 0 | 0 | 0.011149 | 2.7568 | 0.011149 | 2.7568 | 0.011149 | 2.7568
[79 empty] | WLDFR | HFTD - Distribution - Tier 3 - 3QU CoRE ¦ 4QU LoRE | Red Flag Warning - Small Fires | 2027 | 0 | 0 | 0 | 0 | 0.080408 | 0.03759 | 0.0016314 | 0.041187 | 0.00041909 | 0.00041909 | 0.00041909 | 0.00041909 | 0.00051581 |  | 0 | 2.1617e-07 | 2.1617e-07 | 0 | 2.1617e-07 | 2.1617e-07 | 0 | 2.1617e-07 | 2.1617e-07 | 0 | 2.1617e-07 | Column30: 2.1617e-07 | [29 empty] | 7.3.2.1.3 Advanced weather monitoring and weather stations Weather StationsWLDFRElectric Reliability | WLDFR | HFTD - Distribution - Tier 3 - 4QU CoRE ¦ 3QU LoRE | Non-Red Flag Warning - Destructive Fires | 2031 | Electric Reliability | 247.273 | 334.8643 | 2031 | Mitigation | 0.011149 | 10 | 0 | esc | 0 | 0 | 0 | 0 | 0.011149 | 2.7568 | 0.011149 | 2.7568
[79 empty] | WLDFR | HFTD - Distribution - Tier 3 - 3QU CoRE ¦ 4QU LoRE | Red Flag Warning - Small Fires | 2028 | 0 | 0 | 0 | 0 | 0.083606 | 0.039055 | 0.001695 | 0.042856 | 0.00043542 | 0.00043542 | 0.00043542 | 0.00043542 | 0.00051581 |  | 0 | 2.2459e-07 | 2.2459e-07 | 0 | 2.2459e-07 | 2.2459e-07 | 0 | 2.2459e-07 | 2.2459e-07 | 0 | 2.2459e-07 | Column30: 2.2459e-07 | [29 empty] | 7.3.2.1.3 Advanced weather monitoring and weather stations Weather StationsWLDFRElectric Reliability | WLDFR | HFTD - Distribution - Tier 3 - 4QU CoRE ¦ 3QU LoRE | Non-Red Flag Warning - Destructive Fires | 2032 | Electric Reliability | 247.273 | 334.8643 | 2032 | Mitigation | 0.011149 | 10 | 0 | esc | 0 | 0 | 0 | 0 | 0 | 0 | 0.011149 | 2.7568
[79 empty] | WLDFR | HFTD - Distribution - Tier 3 - 3QU CoRE ¦ 4QU LoRE | Red Flag Warning - Small Fires | 2029 | 0 | 0 | 0 | 0 | 0.083606 | 0.039055 | 0.001695 | 0.042856 | 0.00043542 | 0.00043542 | 0.00043542 | 0.00043542 | 0.00051581 |  | 0 | 2.2459e-07 | 2.2459e-07 | 0 | 2.2459e-07 | 2.2459e-07 | 0 | 2.2459e-07 | 2.2459e-07 | 0 | 2.2459e-07 | Column30: 2.2459e-07 | [29 empty] | 7.3.2.1.3 Advanced weather monitoring and weather stations Weather StationsWLDFRElectric Reliability | WLDFR | HFTD - Distribution - Tier 3 - 4QU CoRE ¦ 3QU LoRE | Non-Red Flag Warning - Large Fires | 2021 | Electric Reliability | 0.69642 | 334.8643 | 2021 | Mitigation | 0.011149 | 10 | 0 | esc | 0.011149 | 0.0077642 | 0.011149 | 0.0077642 | 0 | 0 | 0 | 0
[79 empty] | WLDFR | HFTD - Distribution - Tier 3 - 3QU CoRE ¦ 4QU LoRE | Red Flag Warning - Small Fires | 2030 | 0 | 0 | 0 | 0 | 0.083606 | 0.039055 | 0.001695 | 0.042856 | 0 | 0.00043542 | 0.00043542 | 0.00043542 | 0.00051581 |  | 0 | 0 | 0 | 0 | 2.2459e-07 | 2.2459e-07 | 0 | 2.2459e-07 | 2.2459e-07 | 0 | 2.2459e-07 | Column30: 2.2459e-07 | [29 empty] | 7.3.2.1.3 Advanced weather monitoring and weather stations Weather StationsWLDFRElectric Reliability | WLDFR | HFTD - Distribution - Tier 3 - 4QU CoRE ¦ 3QU LoRE | Non-Red Flag Warning - Large Fires | 2022 | Electric Reliability | 0.69642 | 334.8643 | 2022 | Mitigation | 0.011149 | 10 | 0 | esc | 0.011149 | 0.0077642 | 0.011149 | 0.0077642 | 0.011149 | 0.0077642 | 0 | 0
[79 empty] | WLDFR | HFTD - Distribution - Tier 3 - 3QU CoRE ¦ 4QU LoRE | Red Flag Warning - Small Fires | 2031 | 0 | 0 | 0 | 0 | 0.083606 | 0.039055 | 0.001695 | 0.042856 | 0 | 0 | 0.00043542 | 0.00043542 | 0.00051581 |  | 0 | 0 | 0 | 0 | 0 | 0 | 0 | 2.2459e-07 | 2.2459e-07 | 0 | 2.2459e-07 | Column30: 2.2459e-07 | [29 empty] | 7.3.2.1.3 Advanced weather monitoring and weather stations Weather StationsWLDFRElectric Reliability | WLDFR | HFTD - Distribution - Tier 3 - 4QU CoRE ¦ 3QU LoRE | Non-Red Flag Warning - Large Fires | 2023 | Electric Reliability | 0.71896 | 334.8643 | 2023 | Mitigation | 0.011149 | 10 | 0 | esc | 0.011149 | 0.0080156 | 0.011149 | 0.0080156 | 0.011149 | 0.0080156 | 0.011149 | 0.0080156
[79 empty] | WLDFR | HFTD - Distribution - Tier 3 - 3QU CoRE ¦ 4QU LoRE | Red Flag Warning - Small Fires | 2032 | 0 | 0 | 0 | 0 | 0.083606 | 0.039055 | 0.001695 | 0.042856 | 0 | 0 | 0 | 0.00043542 | 0.00051581 |  | 0 | 0 | 0 | 0 | 0 | 0 | 0 | 0 | 0 | 0 | 2.2459e-07 | Column30: 2.2459e-07 | [29 empty] | 7.3.2.1.3 Advanced weather monitoring and weather stations Weather StationsWLDFRElectric Reliability | WLDFR | HFTD - Distribution - Tier 3 - 4QU CoRE ¦ 3QU LoRE | Non-Red Flag Warning - Large Fires | 2024 | Electric Reliability | 0.71896 | 334.8643 | 2024 | Mitigation | 0.011149 | 10 | 0 | esc | 0.011149 | 0.0080156 | 0.011149 | 0.0080156 | 0.011149 | 0.0080156 | 0.011149 | 0.0080156
[79 empty] | WLDFR | HFTD - Distribution - Tier 3 - 3QU CoRE ¦ 4QU LoRE | Seismic - Non-Red Flag Warning - Catastrophic Fires | 2020 | 0 | 0 | 0 | 0 | 21083.8428 | 409.2237 | 13469.0878 | 7205.5313 | 4.5624 | 0 | 0 | 0 | 1.9898e-10 |  | 0 | 9.0781e-10 | 9.0781e-10 | 0 | 0 | 0 | 0 | 0 | 0 | 0 | 0 | Column30: 0 | [29 empty] | 7.3.2.1.3 Advanced weather monitoring and weather stations Weather StationsWLDFRElectric Reliability | WLDFR | HFTD - Distribution - Tier 3 - 4QU CoRE ¦ 3QU LoRE | Non-Red Flag Warning - Large Fires | 2025 | Electric Reliability | 0.71896 | 334.8643 | 2025 | Mitigation | 0.011149 | 10 | 0 | esc | 0.011149 | 0.0080156 | 0.011149 | 0.0080156 | 0.011149 | 0.0080156 | 0.011149 | 0.0080156
[79 empty] | WLDFR | HFTD - Distribution - Tier 3 - 3QU CoRE ¦ 4QU LoRE | Seismic - Non-Red Flag Warning - Catastrophic Fires | 2021 | 0 | 0 | 0 | 0 | 21083.8428 | 409.2237 | 13469.0878 | 7205.5313 | 4.5624 | 4.5624 | 0 | 0 | 1.9898e-10 |  | 0 | 9.0781e-10 | 9.0781e-10 | 0 | 9.0781e-10 | 9.0781e-10 | 0 | 0 | 0 | 0 | 0 | Column30: 0 | [29 empty] | 7.3.2.1.3 Advanced weather monitoring and weather stations Weather StationsWLDFRElectric Reliability | WLDFR | HFTD - Distribution - Tier 3 - 4QU CoRE ¦ 3QU LoRE | Non-Red Flag Warning - Large Fires | 2026 | Electric Reliability | 0.71896 | 334.8643 | 2026 | Mitigation | 0.011149 | 10 | 0 | esc | 0.011149 | 0.0080156 | 0.011149 | 0.0080156 | 0.011149 | 0.0080156 | 0.011149 | 0.0080156
[79 empty] | WLDFR | HFTD - Distribution - Tier 3 - 3QU CoRE ¦ 4QU LoRE | Seismic - Non-Red Flag Warning - Catastrophic Fires | 2022 | 0 | 0 | 0 | 0 | 21083.8428 | 409.2237 | 13469.0878 | 7205.5313 | 4.5624 | 4.5624 | 4.5624 | 0 | 1.9898e-10 |  | 0 | 9.0781e-10 | 9.0781e-10 | 0 | 9.0781e-10 | 9.0781e-10 | 0 | 9.0781e-10 | 9.0781e-10 | 0 | 0 | Column30: 0 | [29 empty] | 7.3.2.1.3 Advanced weather monitoring and weather stations Weather StationsWLDFRElectric Reliability | WLDFR | HFTD - Distribution - Tier 3 - 4QU CoRE ¦ 3QU LoRE | Non-Red Flag Warning - Large Fires | 2027 | Electric Reliability | 0.71896 | 334.8643 | 2027 | Mitigation | 0.011149 | 10 | 0 | esc | 0.011149 | 0.0080156 | 0.011149 | 0.0080156 | 0.011149 | 0.0080156 | 0.011149 | 0.0080156
[79 empty] | WLDFR | HFTD - Distribution - Tier 3 - 3QU CoRE ¦ 4QU LoRE | Seismic - Non-Red Flag Warning - Catastrophic Fires | 2023 | 0 | 0 | 0 | 0 | 21835.9781 | 428.6023 | 13939.561 | 7467.8148 | 4.7784 | 4.7784 | 4.7784 | 4.7784 | 1.9898e-10 |  | 0 | 9.508e-10 | 9.508e-10 | 0 | 9.508e-10 | 9.508e-10 | 0 | 9.508e-10 | 9.508e-10 | 0 | 9.508e-10 | Column30: 9.508e-10 | [29 empty] | 7.3.2.1.3 Advanced weather monitoring and weather stations Weather StationsWLDFRElectric Reliability | WLDFR | HFTD - Distribution - Tier 3 - 4QU CoRE ¦ 3QU LoRE | Non-Red Flag Warning - Large Fires | 2028 | Electric Reliability | 0.74734 | 334.8643 | 2028 | Mitigation | 0.011149 | 10 | 0 | esc | 0.011149 | 0.0083319 | 0.011149 | 0.0083319 | 0.011149 | 0.0083319 | 0.011149 | 0.0083319
[79 empty] | WLDFR | HFTD - Distribution - Tier 3 - 3QU CoRE ¦ 4QU LoRE | Seismic - Non-Red Flag Warning - Catastrophic Fires | 2024 | 0 | 0 | 0 | 0 | 21835.9781 | 428.6023 | 13939.561 | 7467.8148 | 4.7784 | 4.7784 | 4.7784 | 4.7784 | 1.9898e-10 |  | 0 | 9.508e-10 | 9.508e-10 | 0 | 9.508e-10 | 9.508e-10 | 0 | 9.508e-10 | 9.508e-10 | 0 | 9.508e-10 | Column30: 9.508e-10 | [29 empty] | 7.3.2.1.3 Advanced weather monitoring and weather stations Weather StationsWLDFRElectric Reliability | WLDFR | HFTD - Distribution - Tier 3 - 4QU CoRE ¦ 3QU LoRE | Non-Red Flag Warning - Large Fires | 2029 | Electric Reliability | 0.74734 | 334.8643 | 2029 | Mitigation | 0.011149 | 10 | 0 | esc | 0.011149 | 0.0083319 | 0.011149 | 0.0083319 | 0.011149 | 0.0083319 | 0.011149 | 0.0083319
[79 empty] | WLDFR | HFTD - Distribution - Tier 3 - 3QU CoRE ¦ 4QU LoRE | Seismic - Non-Red Flag Warning - Catastrophic Fires | 2025 | 0 | 0 | 0 | 0 | 21835.9781 | 428.6023 | 13939.561 | 7467.8148 | 4.7784 | 4.7784 | 4.7784 | 4.7784 | 1.9898e-10 |  | 0 | 9.508e-10 | 9.508e-10 | 0 | 9.508e-10 | 9.508e-10 | 0 | 9.508e-10 | 9.508e-10 | 0 | 9.508e-10 | Column30: 9.508e-10 | [29 empty] | 7.3.2.1.3 Advanced weather monitoring and weather stations Weather StationsWLDFRElectric Reliability | WLDFR | HFTD - Distribution - Tier 3 - 4QU CoRE ¦ 3QU LoRE | Non-Red Flag Warning - Large Fires | 2030 | Electric Reliability | 0.74734 | 334.8643 | 2030 | Mitigation | 0.011149 | 10 | 0 | esc | 0 | 0 | 0.011149 | 0.0083319 | 0.011149 | 0.0083319 | 0.011149 | 0.0083319
[79 empty] | WLDFR | HFTD - Distribution - Tier 3 - 3QU CoRE ¦ 4QU LoRE | Seismic - Non-Red Flag Warning - Catastrophic Fires | 2026 | 0 | 0 | 0 | 0 | 21835.9781 | 428.6023 | 13939.561 | 7467.8148 | 4.7784 | 4.7784 | 4.7784 | 4.7784 | 1.9898e-10 |  | 0 | 9.508e-10 | 9.508e-10 | 0 | 9.508e-10 | 9.508e-10 | 0 | 9.508e-10 | 9.508e-10 | 0 | 9.508e-10 | Column30: 9.508e-10 | [29 empty] | 7.3.2.1.3 Advanced weather monitoring and weather stations Weather StationsWLDFRElectric Reliability | WLDFR | HFTD - Distribution - Tier 3 - 4QU CoRE ¦ 3QU LoRE | Non-Red Flag Warning - Large Fires | 2031 | Electric Reliability | 0.74734 | 334.8643 | 2031 | Mitigation | 0.011149 | 10 | 0 | esc | 0 | 0 | 0 | 0 | 0.011149 | 0.0083319 | 0.011149 | 0.0083319
[79 empty] | WLDFR | HFTD - Distribution - Tier 3 - 3QU CoRE ¦ 4QU LoRE | Seismic - Non-Red Flag Warning - Catastrophic Fires | 2027 | 0 | 0 | 0 | 0 | 21835.9781 | 428.6023 | 13939.561 | 7467.8148 | 4.7784 | 4.7784 | 4.7784 | 4.7784 | 1.9898e-10 |  | 0 | 9.508e-10 | 9.508e-10 | 0 | 9.508e-10 | 9.508e-10 | 0 | 9.508e-10 | 9.508e-10 | 0 | 9.508e-10 | Column30: 9.508e-10 | [29 empty] | 7.3.2.1.3 Advanced weather monitoring and weather stations Weather StationsWLDFRElectric Reliability | WLDFR | HFTD - Distribution - Tier 3 - 4QU CoRE ¦ 3QU LoRE | Non-Red Flag Warning - Large Fires | 2032 | Electric Reliability | 0.74734 | 334.8643 | 2032 | Mitigation | 0.011149 | 10 | 0 | esc | 0 | 0 | 0 | 0 | 0 | 0 | 0.011149 | 0.0083319
[79 empty] | WLDFR | HFTD - Distribution - Tier 3 - 3QU CoRE ¦ 4QU LoRE | Seismic - Non-Red Flag Warning - Catastrophic Fires | 2028 | 0 | 0 | 0 | 0 | 22783.187 | 453.261 | 14531.3357 | 7798.5904 | 5.0533 | 5.0533 | 5.0533 | 5.0533 | 1.9898e-10 |  | 0 | 1.0055e-09 | 1.0055e-09 | 0 | 1.0055e-09 | 1.0055e-09 | 0 | 1.0055e-09 | 1.0055e-09 | 0 | 1.0055e-09 | Column30: 1.0055e-09 | [29 empty] | 7.3.2.1.3 Advanced weather monitoring and weather stations Weather StationsWLDFRElectric Reliability | WLDFR | HFTD - Distribution - Tier 3 - 4QU CoRE ¦ 3QU LoRE | Non-Red Flag Warning - Small Fires | 2021 | Electric Reliability | 0.036425 | 334.8643 | 2021 | Mitigation | 0.011149 | 10 | 0 | esc | 0.011149 | 0.0004061 | 0.011149 | 0.0004061 | 0 | 0 | 0 | 0
[79 empty] | WLDFR | HFTD - Distribution - Tier 3 - 3QU CoRE ¦ 4QU LoRE | Seismic - Non-Red Flag Warning - Catastrophic Fires | 2029 | 0 | 0 | 0 | 0 | 22783.187 | 453.261 | 14531.3357 | 7798.5904 | 5.0533 | 5.0533 | 5.0533 | 5.0533 | 1.9898e-10 |  | 0 | 1.0055e-09 | 1.0055e-09 | 0 | 1.0055e-09 | 1.0055e-09 | 0 | 1.0055e-09 | 1.0055e-09 | 0 | 1.0055e-09 | Column30: 1.0055e-09 | [29 empty] | 7.3.2.1.3 Advanced weather monitoring and weather stations Weather StationsWLDFRElectric Reliability | WLDFR | HFTD - Distribution - Tier 3 - 4QU CoRE ¦ 3QU LoRE | Non-Red Flag Warning - Small Fires | 2022 | Electric Reliability | 0.036425 | 334.8643 | 2022 | Mitigation | 0.011149 | 10 | 0 | esc | 0.011149 | 0.0004061 | 0.011149 | 0.0004061 | 0.011149 | 0.0004061 | 0 | 0
[79 empty] | WLDFR | HFTD - Distribution - Tier 3 - 3QU CoRE ¦ 4QU LoRE | Seismic - Non-Red Flag Warning - Catastrophic Fires | 2030 | 0 | 0 | 0 | 0 | 22783.187 | 453.261 | 14531.3357 | 7798.5904 | 0 | 5.0533 | 5.0533 | 5.0533 | 1.9898e-10 |  | 0 | 0 | 0 | 0 | 1.0055e-09 | 1.0055e-09 | 0 | 1.0055e-09 | 1.0055e-09 | 0 | 1.0055e-09 | Column30: 1.0055e-09 | [29 empty] | 7.3.2.1.3 Advanced weather monitoring and weather stations Weather StationsWLDFRElectric Reliability | WLDFR | HFTD - Distribution - Tier 3 - 4QU CoRE ¦ 3QU LoRE | Non-Red Flag Warning - Small Fires | 2023 | Electric Reliability | 0.03759 | 334.8643 | 2023 | Mitigation | 0.011149 | 10 | 0 | esc | 0.011149 | 0.00041909 | 0.011149 | 0.00041909 | 0.011149 | 0.00041909 | 0.011149 | 0.00041909
[79 empty] | WLDFR | HFTD - Distribution - Tier 3 - 3QU CoRE ¦ 4QU LoRE | Seismic - Non-Red Flag Warning - Catastrophic Fires | 2031 | 0 | 0 | 0 | 0 | 22783.187 | 453.261 | 14531.3357 | 7798.5904 | 0 | 0 | 5.0533 | 5.0533 | 1.9898e-10 |  | 0 | 0 | 0 | 0 | 0 | 0 | 0 | 1.0055e-09 | 1.0055e-09 | 0 | 1.0055e-09 | Column30: 1.0055e-09 | [29 empty] | 7.3.2.1.3 Advanced weather monitoring and weather stations Weather StationsWLDFRElectric Reliability | WLDFR | HFTD - Distribution - Tier 3 - 4QU CoRE ¦ 3QU LoRE | Non-Red Flag Warning - Small Fires | 2024 | Electric Reliability | 0.03759 | 334.8643 | 2024 | Mitigation | 0.011149 | 10 | 0 | esc | 0.011149 | 0.00041909 | 0.011149 | 0.00041909 | 0.011149 | 0.00041909 | 0.011149 | 0.00041909
[79 empty] | WLDFR | HFTD - Distribution - Tier 3 - 3QU CoRE ¦ 4QU LoRE | Seismic - Non-Red Flag Warning - Catastrophic Fires | 2032 | 0 | 0 | 0 | 0 | 22783.187 | 453.261 | 14531.3357 | 7798.5904 | 0 | 0 | 0 | 5.0533 | 1.9898e-10 |  | 0 | 0 | 0 | 0 | 0 | 0 | 0 | 0 | 0 | 0 | 1.0055e-09 | Column30: 1.0055e-09 | [29 empty] | 7.3.2.1.3 Advanced weather monitoring and weather stations Weather StationsWLDFRElectric Reliability | WLDFR | HFTD - Distribution - Tier 3 - 4QU CoRE ¦ 3QU LoRE | Non-Red Flag Warning - Small Fires | 2025 | Electric Reliability | 0.03759 | 334.8643 | 2025 | Mitigation | 0.011149 | 10 | 0 | esc | 0.011149 | 0.00041909 | 0.011149 | 0.00041909 | 0.011149 | 0.00041909 | 0.011149 | 0.00041909
[79 empty] | WLDFR | HFTD - Distribution - Tier 3 - 3QU CoRE ¦ 4QU LoRE | Seismic - Red Flag Warning - Catastrophic Fires | 2020 | 0 | 0 | 0 | 0 | 21083.8428 | 409.2237 | 13469.0878 | 7205.5313 | 4.5624 | 0 | 0 | 0 | 8.5816e-09 |  | 0 | 3.9153e-08 | 3.9153e-08 | 0 | 0 | 0 | 0 | 0 | 0 | 0 | 0 | Column30: 0 | [29 empty] | 7.3.2.1.3 Advanced weather monitoring and weather stations Weather StationsWLDFRElectric Reliability | WLDFR | HFTD - Distribution - Tier 3 - 4QU CoRE ¦ 3QU LoRE | Non-Red Flag Warning - Small Fires | 2026 | Electric Reliability | 0.03759 | 334.8643 | 2026 | Mitigation | 0.011149 | 10 | 0 | esc | 0.011149 | 0.00041909 | 0.011149 | 0.00041909 | 0.011149 | 0.00041909 | 0.011149 | 0.00041909
[79 empty] | WLDFR | HFTD - Distribution - Tier 3 - 3QU CoRE ¦ 4QU LoRE | Seismic - Red Flag Warning - Catastrophic Fires | 2021 | 0 | 0 | 0 | 0 | 21083.8428 | 409.2237 | 13469.0878 | 7205.5313 | 4.5624 | 4.5624 | 0 | 0 | 8.5816e-09 |  | 0 | 3.9153e-08 | 3.9153e-08 | 0 | 3.9153e-08 | 3.9153e-08 | 0 | 0 | 0 | 0 | 0 | Column30: 0 | [29 empty] | 7.3.2.1.3 Advanced weather monitoring and weather stations Weather StationsWLDFRElectric Reliability | WLDFR | HFTD - Distribution - Tier 3 - 4QU CoRE ¦ 3QU LoRE | Non-Red Flag Warning - Small Fires | 2027 | Electric Reliability | 0.03759 | 334.8643 | 2027 | Mitigation | 0.011149 | 10 | 0 | esc | 0.011149 | 0.00041909 | 0.011149 | 0.00041909 | 0.011149 | 0.00041909 | 0.011149 | 0.00041909
[79 empty] | WLDFR | HFTD - Distribution - Tier 3 - 3QU CoRE ¦ 4QU LoRE | Seismic - Red Flag Warning - Catastrophic Fires | 2022 | 0 | 0 | 0 | 0 | 21083.8428 | 409.2237 | 13469.0878 | 7205.5313 | 4.5624 | 4.5624 | 4.5624 | 0 | 8.5816e-09 |  | 0 | 3.9153e-08 | 3.9153e-08 | 0 | 3.9153e-08 | 3.9153e-08 | 0 | 3.9153e-08 | 3.9153e-08 | 0 | 0 | Column30: 0 | [29 empty] | 7.3.2.1.3 Advanced weather monitoring and weather stations Weather StationsWLDFRElectric Reliability | WLDFR | HFTD - Distribution - Tier 3 - 4QU CoRE ¦ 3QU LoRE | Non-Red Flag Warning - Small Fires | 2028 | Electric Reliability | 0.039055 | 334.8643 | 2028 | Mitigation | 0.011149 | 10 | 0 | esc | 0.011149 | 0.00043542 | 0.011149 | 0.00043542 | 0.011149 | 0.00043542 | 0.011149 | 0.00043542
[79 empty] | WLDFR | HFTD - Distribution - Tier 3 - 3QU CoRE ¦ 4QU LoRE | Seismic - Red Flag Warning - Catastrophic Fires | 2023 | 0 | 0 | 0 | 0 | 21835.9781 | 428.6023 | 13939.561 | 7467.8148 | 4.7784 | 4.7784 | 4.7784 | 4.7784 | 8.5816e-09 |  | 0 | 4.1007e-08 | 4.1007e-08 | 0 | 4.1007e-08 | 4.1007e-08 | 0 | 4.1007e-08 | 4.1007e-08 | 0 | 4.1007e-08 | Column30: 4.1007e-08 | [29 empty] | 7.3.2.1.3 Advanced weather monitoring and weather stations Weather StationsWLDFRElectric Reliability | WLDFR | HFTD - Distribution - Tier 3 - 4QU CoRE ¦ 3QU LoRE | Non-Red Flag Warning - Small Fires | 2029 | Electric Reliability | 0.039055 | 334.8643 | 2029 | Mitigation | 0.011149 | 10 | 0 | esc | 0.011149 | 0.00043542 | 0.011149 | 0.00043542 | 0.011149 | 0.00043542 | 0.011149 | 0.00043542
[79 empty] | WLDFR | HFTD - Distribution - Tier 3 - 3QU CoRE ¦ 4QU LoRE | Seismic - Red Flag Warning - Catastrophic Fires | 2024 | 0 | 0 | 0 | 0 | 21835.9781 | 428.6023 | 13939.561 | 7467.8148 | 4.7784 | 4.7784 | 4.7784 | 4.7784 | 8.5816e-09 |  | 0 | 4.1007e-08 | 4.1007e-08 | 0 | 4.1007e-08 | 4.1007e-08 | 0 | 4.1007e-08 | 4.1007e-08 | 0 | 4.1007e-08 | Column30: 4.1007e-08 | [29 empty] | 7.3.2.1.3 Advanced weather monitoring and weather stations Weather StationsWLDFRElectric Reliability | WLDFR | HFTD - Distribution - Tier 3 - 4QU CoRE ¦ 3QU LoRE | Non-Red Flag Warning - Small Fires | 2030 | Electric Reliability | 0.039055 | 334.8643 | 2030 | Mitigation | 0.011149 | 10 | 0 | esc | 0 | 0 | 0.011149 | 0.00043542 | 0.011149 | 0.00043542 | 0.011149 | 0.00043542
[79 empty] | WLDFR | HFTD - Distribution - Tier 3 - 3QU CoRE ¦ 4QU LoRE | Seismic - Red Flag Warning - Catastrophic Fires | 2025 | 0 | 0 | 0 | 0 | 21835.9781 | 428.6023 | 13939.561 | 7467.8148 | 4.7784 | 4.7784 | 4.7784 | 4.7784 | 8.5816e-09 |  | 0 | 4.1007e-08 | 4.1007e-08 | 0 | 4.1007e-08 | 4.1007e-08 | 0 | 4.1007e-08 | 4.1007e-08 | 0 | 4.1007e-08 | Column30: 4.1007e-08 | [29 empty] | 7.3.2.1.3 Advanced weather monitoring and weather stations Weather StationsWLDFRElectric Reliability | WLDFR | HFTD - Distribution - Tier 3 - 4QU CoRE ¦ 3QU LoRE | Non-Red Flag Warning - Small Fires | 2031 | Electric Reliability | 0.039055 | 334.8643 | 2031 | Mitigation | 0.011149 | 10 | 0 | esc | 0 | 0 | 0 | 0 | 0.011149 | 0.00043542 | 0.011149 | 0.00043542
[79 empty] | WLDFR | HFTD - Distribution - Tier 3 - 3QU CoRE ¦ 4QU LoRE | Seismic - Red Flag Warning - Catastrophic Fires | 2026 | 0 | 0 | 0 | 0 | 21835.9781 | 428.6023 | 13939.561 | 7467.8148 | 4.7784 | 4.7784 | 4.7784 | 4.7784 | 8.5816e-09 |  | 0 | 4.1007e-08 | 4.1007e-08 | 0 | 4.1007e-08 | 4.1007e-08 | 0 | 4.1007e-08 | 4.1007e-08 | 0 | 4.1007e-08 | Column30: 4.1007e-08 | [29 empty] | 7.3.2.1.3 Advanced weather monitoring and weather stations Weather StationsWLDFRElectric Reliability | WLDFR | HFTD - Distribution - Tier 3 - 4QU CoRE ¦ 3QU LoRE | Non-Red Flag Warning - Small Fires | 2032 | Electric Reliability | 0.039055 | 334.8643 | 2032 | Mitigation | 0.011149 | 10 | 0 | esc | 0 | 0 | 0 | 0 | 0 | 0 | 0.011149 | 0.00043542
[79 empty] | WLDFR | HFTD - Distribution - Tier 3 - 3QU CoRE ¦ 4QU LoRE | Seismic - Red Flag Warning - Catastrophic Fires | 2027 | 0 | 0 | 0 | 0 | 21835.9781 | 428.6023 | 13939.561 | 7467.8148 | 4.7784 | 4.7784 | 4.7784 | 4.7784 | 8.5816e-09 |  | 0 | 4.1007e-08 | 4.1007e-08 | 0 | 4.1007e-08 | 4.1007e-08 | 0 | 4.1007e-08 | 4.1007e-08 | 0 | 4.1007e-08 | Column30: 4.1007e-08 | [29 empty] | 7.3.2.1.3 Advanced weather monitoring and weather stations Weather StationsWLDFRElectric Reliability | WLDFR | HFTD - Distribution - Tier 3 - 4QU CoRE ¦ 3QU LoRE | Red Flag Warning - Catastrophic Fires | 2021 | Electric Reliability | 222.2294 | 334.8643 | 2021 | Mitigation | 0.011149 | 10 | 0 | esc | 0.011149 | 2.4776 | 0.011149 | 2.4776 | 0 | 0 | 0 | 0
[79 empty] | WLDFR | HFTD - Distribution - Tier 3 - 3QU CoRE ¦ 4QU LoRE | Seismic - Red Flag Warning - Catastrophic Fires | 2028 | 0 | 0 | 0 | 0 | 22783.187 | 453.261 | 14531.3357 | 7798.5904 | 5.0533 | 5.0533 | 5.0533 | 5.0533 | 8.5816e-09 |  | 0 | 4.3366e-08 | 4.3366e-08 | 0 | 4.3366e-08 | 4.3366e-08 | 0 | 4.3366e-08 | 4.3366e-08 | 0 | 4.3366e-08 | Column30: 4.3366e-08 | [29 empty] | 7.3.2.1.3 Advanced weather monitoring and weather stations Weather StationsWLDFRElectric Reliability | WLDFR | HFTD - Distribution - Tier 3 - 4QU CoRE ¦ 3QU LoRE | Red Flag Warning - Catastrophic Fires | 2022 | Electric Reliability | 222.2294 | 334.8643 | 2022 | Mitigation | 0.011149 | 10 | 0 | esc | 0.011149 | 2.4776 | 0.011149 | 2.4776 | 0.011149 | 2.4776 | 0 | 0
[79 empty] | WLDFR | HFTD - Distribution - Tier 3 - 3QU CoRE ¦ 4QU LoRE | Seismic - Red Flag Warning - Catastrophic Fires | 2029 | 0 | 0 | 0 | 0 | 22783.187 | 453.261 | 14531.3357 | 7798.5904 | 5.0533 | 5.0533 | 5.0533 | 5.0533 | 8.5816e-09 |  | 0 | 4.3366e-08 | 4.3366e-08 | 0 | 4.3366e-08 | 4.3366e-08 | 0 | 4.3366e-08 | 4.3366e-08 | 0 | 4.3366e-08 | Column30: 4.3366e-08 | [29 empty] | 7.3.2.1.3 Advanced weather monitoring and weather stations Weather StationsWLDFRElectric Reliability | WLDFR | HFTD - Distribution - Tier 3 - 4QU CoRE ¦ 3QU LoRE | Red Flag Warning - Catastrophic Fires | 2023 | Electric Reliability | 233.2301 | 334.8643 | 2023 | Mitigation | 0.011149 | 10 | 0 | esc | 0.011149 | 2.6002 | 0.011149 | 2.6002 | 0.011149 | 2.6002 | 0.011149 | 2.6002
[79 empty] | WLDFR | HFTD - Distribution - Tier 3 - 3QU CoRE ¦ 4QU LoRE | Seismic - Red Flag Warning - Catastrophic Fires | 2030 | 0 | 0 | 0 | 0 | 22783.187 | 453.261 | 14531.3357 | 7798.5904 | 0 | 5.0533 | 5.0533 | 5.0533 | 8.5816e-09 |  | 0 | 0 | 0 | 0 | 4.3366e-08 | 4.3366e-08 | 0 | 4.3366e-08 | 4.3366e-08 | 0 | 4.3366e-08 | Column30: 4.3366e-08 | [29 empty] | 7.3.2.1.3 Advanced weather monitoring and weather stations Weather StationsWLDFRElectric Reliability | WLDFR | HFTD - Distribution - Tier 3 - 4QU CoRE ¦ 3QU LoRE | Red Flag Warning - Catastrophic Fires | 2024 | Electric Reliability | 233.2301 | 334.8643 | 2024 | Mitigation | 0.011149 | 10 | 0 | esc | 0.011149 | 2.6002 | 0.011149 | 2.6002 | 0.011149 | 2.6002 | 0.011149 | 2.6002
[79 empty] | WLDFR | HFTD - Distribution - Tier 3 - 3QU CoRE ¦ 4QU LoRE | Seismic - Red Flag Warning - Catastrophic Fires | 2031 | 0 | 0 | 0 | 0 | 22783.187 | 453.261 | 14531.3357 | 7798.5904 | 0 | 0 | 5.0533 | 5.0533 | 8.5816e-09 |  | 0 | 0 | 0 | 0 | 0 | 0 | 0 | 4.3366e-08 | 4.3366e-08 | 0 | 4.3366e-08 | Column30: 4.3366e-08 | [29 empty] | 7.3.2.1.3 Advanced weather monitoring and weather stations Weather StationsWLDFRElectric Reliability | WLDFR | HFTD - Distribution - Tier 3 - 4QU CoRE ¦ 3QU LoRE | Red Flag Warning - Catastrophic Fires | 2025 | Electric Reliability | 233.2301 | 334.8643 | 2025 | Mitigation | 0.011149 | 10 | 0 | esc | 0.011149 | 2.6002 | 0.011149 | 2.6002 | 0.011149 | 2.6002 | 0.011149 | 2.6002
[79 empty] | WLDFR | HFTD - Distribution - Tier 3 - 3QU CoRE ¦ 4QU LoRE | Seismic - Red Flag Warning - Catastrophic Fires | 2032 | 0 | 0 | 0 | 0 | 22783.187 | 453.261 | 14531.3357 | 7798.5904 | 0 | 0 | 0 | 5.0533 | 8.5816e-09 |  | 0 | 0 | 0 | 0 | 0 | 0 | 0 | 0 | 0 | 0 | 4.3366e-08 | Column30: 4.3366e-08 | [29 empty] | 7.3.2.1.3 Advanced weather monitoring and weather stations Weather StationsWLDFRElectric Reliability | WLDFR | HFTD - Distribution - Tier 3 - 4QU CoRE ¦ 3QU LoRE | Red Flag Warning - Catastrophic Fires | 2026 | Electric Reliability | 233.2301 | 334.8643 | 2026 | Mitigation | 0.011149 | 10 | 0 | esc | 0.011149 | 2.6002 | 0.011149 | 2.6002 | 0.011149 | 2.6002 | 0.011149 | 2.6002
[79 empty] | WLDFR | HFTD - Distribution - Tier 3 - 3QU CoRE ¦ 5QU LoRE | Non-Red Flag Warning - Catastrophic Fires | 2020 | 0 | 0 | 0 | 0 | 14146.1306 | 222.2294 | 8585.7228 | 5338.1784 | 2.4776 | 0 | 0 | 0 | 6.7726e-07 |  | 0 | 1.678e-06 | 1.678e-06 | 0 | 0 | 0 | 0 | 0 | 0 | 0 | 0 | Column30: 0 | [29 empty] | 7.3.2.1.3 Advanced weather monitoring and weather stations Weather StationsWLDFRElectric Reliability | WLDFR | HFTD - Distribution - Tier 3 - 4QU CoRE ¦ 3QU LoRE | Red Flag Warning - Catastrophic Fires | 2027 | Electric Reliability | 233.2301 | 334.8643 | 2027 | Mitigation | 0.011149 | 10 | 0 | esc | 0.011149 | 2.6002 | 0.011149 | 2.6002 | 0.011149 | 2.6002 | 0.011149 | 2.6002
[79 empty] | WLDFR | HFTD - Distribution - Tier 3 - 3QU CoRE ¦ 5QU LoRE | Non-Red Flag Warning - Catastrophic Fires | 2021 | 0 | 0 | 0 | 0 | 14146.1306 | 222.2294 | 8585.7228 | 5338.1784 | 2.4776 | 2.4776 | 0 | 0 | 6.7726e-07 |  | 0 | 1.678e-06 | 1.678e-06 | 0 | 1.678e-06 | 1.678e-06 | 0 | 0 | 0 | 0 | 0 | Column30: 0 | [29 empty] | 7.3.2.1.3 Advanced weather monitoring and weather stations Weather StationsWLDFRElectric Reliability | WLDFR | HFTD - Distribution - Tier 3 - 4QU CoRE ¦ 3QU LoRE | Red Flag Warning - Catastrophic Fires | 2028 | Electric Reliability | 247.273 | 334.8643 | 2028 | Mitigation | 0.011149 | 10 | 0 | esc | 0.011149 | 2.7568 | 0.011149 | 2.7568 | 0.011149 | 2.7568 | 0.011149 | 2.7568
[79 empty] | WLDFR | HFTD - Distribution - Tier 3 - 3QU CoRE ¦ 5QU LoRE | Non-Red Flag Warning - Catastrophic Fires | 2022 | 0 | 0 | 0 | 0 | 14146.1306 | 222.2294 | 8585.7228 | 5338.1784 | 2.4776 | 2.4776 | 2.4776 | 0 | 6.7726e-07 |  | 0 | 1.678e-06 | 1.678e-06 | 0 | 1.678e-06 | 1.678e-06 | 0 | 1.678e-06 | 1.678e-06 | 0 | 0 | Column30: 0 | [29 empty] | 7.3.2.1.3 Advanced weather monitoring and weather stations Weather StationsWLDFRElectric Reliability | WLDFR | HFTD - Distribution - Tier 3 - 4QU CoRE ¦ 3QU LoRE | Red Flag Warning - Catastrophic Fires | 2029 | Electric Reliability | 247.273 | 334.8643 | 2029 | Mitigation | 0.011149 | 10 | 0 | esc | 0.011149 | 2.7568 | 0.011149 | 2.7568 | 0.011149 | 2.7568 | 0.011149 | 2.7568
[79 empty] | WLDFR | HFTD - Distribution - Tier 3 - 3QU CoRE ¦ 5QU LoRE | Non-Red Flag Warning - Catastrophic Fires | 2023 | 0 | 0 | 0 | 0 | 14664.6376 | 233.2301 | 8896.516 | 5534.8915 | 2.6002 | 2.6002 | 2.6002 | 2.6002 | 6.7726e-07 |  | 0 | 1.761e-06 | 1.761e-06 | 0 | 1.761e-06 | 1.761e-06 | 0 | 1.761e-06 | 1.761e-06 | 0 | 1.761e-06 | Column30: 1.761e-06 | [29 empty] | 7.3.2.1.3 Advanced weather monitoring and weather stations Weather StationsWLDFRElectric Reliability | WLDFR | HFTD - Distribution - Tier 3 - 4QU CoRE ¦ 3QU LoRE | Red Flag Warning - Catastrophic Fires | 2030 | Electric Reliability | 247.273 | 334.8643 | 2030 | Mitigation | 0.011149 | 10 | 0 | esc | 0 | 0 | 0.011149 | 2.7568 | 0.011149 | 2.7568 | 0.011149 | 2.7568
[79 empty] | WLDFR | HFTD - Distribution - Tier 3 - 3QU CoRE ¦ 5QU LoRE | Non-Red Flag Warning - Catastrophic Fires | 2024 | 0 | 0 | 0 | 0 | 14664.6376 | 233.2301 | 8896.516 | 5534.8915 | 2.6002 | 2.6002 | 2.6002 | 2.6002 | 6.7726e-07 |  | 0 | 1.761e-06 | 1.761e-06 | 0 | 1.761e-06 | 1.761e-06 | 0 | 1.761e-06 | 1.761e-06 | 0 | 1.761e-06 | Column30: 1.761e-06 | [29 empty] | 7.3.2.1.3 Advanced weather monitoring and weather stations Weather StationsWLDFRElectric Reliability | WLDFR | HFTD - Distribution - Tier 3 - 4QU CoRE ¦ 3QU LoRE | Red Flag Warning - Catastrophic Fires | 2031 | Electric Reliability | 247.273 | 334.8643 | 2031 | Mitigation | 0.011149 | 10 | 0 | esc | 0 | 0 | 0 | 0 | 0.011149 | 2.7568 | 0.011149 | 2.7568
[79 empty] | WLDFR | HFTD - Distribution - Tier 3 - 3QU CoRE ¦ 5QU LoRE | Non-Red Flag Warning - Catastrophic Fires | 2025 | 0 | 0 | 0 | 0 | 14664.6376 | 233.2301 | 8896.516 | 5534.8915 | 2.6002 | 2.6002 | 2.6002 | 2.6002 | 6.7726e-07 |  | 0 | 1.761e-06 | 1.761e-06 | 0 | 1.761e-06 | 1.761e-06 | 0 | 1.761e-06 | 1.761e-06 | 0 | 1.761e-06 | Column30: 1.761e-06 | [29 empty] | 7.3.2.1.3 Advanced weather monitoring and weather stations Weather StationsWLDFRElectric Reliability | WLDFR | HFTD - Distribution - Tier 3 - 4QU CoRE ¦ 3QU LoRE | Red Flag Warning - Catastrophic Fires | 2032 | Electric Reliability | 247.273 | 334.8643 | 2032 | Mitigation | 0.011149 | 10 | 0 | esc | 0 | 0 | 0 | 0 | 0 | 0 | 0.011149 | 2.7568
[79 empty] | WLDFR | HFTD - Distribution - Tier 3 - 3QU CoRE ¦ 5QU LoRE | Non-Red Flag Warning - Catastrophic Fires | 2026 | 0 | 0 | 0 | 0 | 14664.6376 | 233.2301 | 8896.516 | 5534.8915 | 2.6002 | 2.6002 | 2.6002 | 2.6002 | 6.7726e-07 |  | 0 | 1.761e-06 | 1.761e-06 | 0 | 1.761e-06 | 1.761e-06 | 0 | 1.761e-06 | 1.761e-06 | 0 | 1.761e-06 | Column30: 1.761e-06 | [29 empty] | 7.3.2.1.3 Advanced weather monitoring and weather stations Weather StationsWLDFRElectric Reliability | WLDFR | HFTD - Distribution - Tier 3 - 4QU CoRE ¦ 3QU LoRE | Red Flag Warning - Destructive Fires | 2021 | Electric Reliability | 222.2294 | 334.8643 | 2021 | Mitigation | 0.011149 | 10 | 0 | esc | 0.011149 | 2.4776 | 0.011149 | 2.4776 | 0 | 0 | 0 | 0
[79 empty] | WLDFR | HFTD - Distribution - Tier 3 - 3QU CoRE ¦ 5QU LoRE | Non-Red Flag Warning - Catastrophic Fires | 2027 | 0 | 0 | 0 | 0 | 14664.6376 | 233.2301 | 8896.516 | 5534.8915 | 2.6002 | 2.6002 | 2.6002 | 2.6002 | 6.7726e-07 |  | 0 | 1.761e-06 | 1.761e-06 | 0 | 1.761e-06 | 1.761e-06 | 0 | 1.761e-06 | 1.761e-06 | 0 | 1.761e-06 | Column30: 1.761e-06 | [29 empty] | 7.3.2.1.3 Advanced weather monitoring and weather stations Weather StationsWLDFRElectric Reliability | WLDFR | HFTD - Distribution - Tier 3 - 4QU CoRE ¦ 3QU LoRE | Red Flag Warning - Destructive Fires | 2022 | Electric Reliability | 222.2294 | 334.8643 | 2022 | Mitigation | 0.011149 | 10 | 0 | esc | 0.011149 | 2.4776 | 0.011149 | 2.4776 | 0.011149 | 2.4776 | 0 | 0
[79 empty] | WLDFR | HFTD - Distribution - Tier 3 - 3QU CoRE ¦ 5QU LoRE | Non-Red Flag Warning - Catastrophic Fires | 2028 | 0 | 0 | 0 | 0 | 15317.9909 | 247.273 | 9287.6491 | 5783.0689 | 2.7568 | 2.7568 | 2.7568 | 2.7568 | 6.7726e-07 |  | 0 | 1.8671e-06 | 1.8671e-06 | 0 | 1.8671e-06 | 1.8671e-06 | 0 | 1.8671e-06 | 1.8671e-06 | 0 | 1.8671e-06 | Column30: 1.8671e-06 | [29 empty] | 7.3.2.1.3 Advanced weather monitoring and weather stations Weather StationsWLDFRElectric Reliability | WLDFR | HFTD - Distribution - Tier 3 - 4QU CoRE ¦ 3QU LoRE | Red Flag Warning - Destructive Fires | 2023 | Electric Reliability | 233.2301 | 334.8643 | 2023 | Mitigation | 0.011149 | 10 | 0 | esc | 0.011149 | 2.6002 | 0.011149 | 2.6002 | 0.011149 | 2.6002 | 0.011149 | 2.6002
[79 empty] | WLDFR | HFTD - Distribution - Tier 3 - 3QU CoRE ¦ 5QU LoRE | Non-Red Flag Warning - Catastrophic Fires | 2029 | 0 | 0 | 0 | 0 | 15317.9909 | 247.273 | 9287.6491 | 5783.0689 | 2.7568 | 2.7568 | 2.7568 | 2.7568 | 6.7726e-07 |  | 0 | 1.8671e-06 | 1.8671e-06 | 0 | 1.8671e-06 | 1.8671e-06 | 0 | 1.8671e-06 | 1.8671e-06 | 0 | 1.8671e-06 | Column30: 1.8671e-06 | [29 empty] | 7.3.2.1.3 Advanced weather monitoring and weather stations Weather StationsWLDFRElectric Reliability | WLDFR | HFTD - Distribution - Tier 3 - 4QU CoRE ¦ 3QU LoRE | Red Flag Warning - Destructive Fires | 2024 | Electric Reliability | 233.2301 | 334.8643 | 2024 | Mitigation | 0.011149 | 10 | 0 | esc | 0.011149 | 2.6002 | 0.011149 | 2.6002 | 0.011149 | 2.6002 | 0.011149 | 2.6002
[79 empty] | WLDFR | HFTD - Distribution - Tier 3 - 3QU CoRE ¦ 5QU LoRE | Non-Red Flag Warning - Catastrophic Fires | 2030 | 0 | 0 | 0 | 0 | 15317.9909 | 247.273 | 9287.6491 | 5783.0689 | 0 | 2.7568 | 2.7568 | 2.7568 | 6.7726e-07 |  | 0 | 0 | 0 | 0 | 1.8671e-06 | 1.8671e-06 | 0 | 1.8671e-06 | 1.8671e-06 | 0 | 1.8671e-06 | Column30: 1.8671e-06 | [29 empty] | 7.3.2.1.3 Advanced weather monitoring and weather stations Weather StationsWLDFRElectric Reliability | WLDFR | HFTD - Distribution - Tier 3 - 4QU CoRE ¦ 3QU LoRE | Red Flag Warning - Destructive Fires | 2025 | Electric Reliability | 233.2301 | 334.8643 | 2025 | Mitigation | 0.011149 | 10 | 0 | esc | 0.011149 | 2.6002 | 0.011149 | 2.6002 | 0.011149 | 2.6002 | 0.011149 | 2.6002
[79 empty] | WLDFR | HFTD - Distribution - Tier 3 - 3QU CoRE ¦ 5QU LoRE | Non-Red Flag Warning - Catastrophic Fires | 2031 | 0 | 0 | 0 | 0 | 15317.9909 | 247.273 | 9287.6491 | 5783.0689 | 0 | 0 | 2.7568 | 2.7568 | 6.7726e-07 |  | 0 | 0 | 0 | 0 | 0 | 0 | 0 | 1.8671e-06 | 1.8671e-06 | 0 | 1.8671e-06 | Column30: 1.8671e-06 | [29 empty] | 7.3.2.1.3 Advanced weather monitoring and weather stations Weather StationsWLDFRElectric Reliability | WLDFR | HFTD - Distribution - Tier 3 - 4QU CoRE ¦ 3QU LoRE | Red Flag Warning - Destructive Fires | 2026 | Electric Reliability | 233.2301 | 334.8643 | 2026 | Mitigation | 0.011149 | 10 | 0 | esc | 0.011149 | 2.6002 | 0.011149 | 2.6002 | 0.011149 | 2.6002 | 0.011149 | 2.6002
[79 empty] | WLDFR | HFTD - Distribution - Tier 3 - 3QU CoRE ¦ 5QU LoRE | Non-Red Flag Warning - Catastrophic Fires | 2032 | 0 | 0 | 0 | 0 | 15317.9909 | 247.273 | 9287.6491 | 5783.0689 | 0 | 0 | 0 | 2.7568 | 6.7726e-07 |  | 0 | 0 | 0 | 0 | 0 | 0 | 0 | 0 | 0 | 0 | 1.8671e-06 | Column30: 1.8671e-06 | [29 empty] | 7.3.2.1.3 Advanced weather monitoring and weather stations Weather StationsWLDFRElectric Reliability | WLDFR | HFTD - Distribution - Tier 3 - 4QU CoRE ¦ 3QU LoRE | Red Flag Warning - Destructive Fires | 2027 | Electric Reliability | 233.2301 | 334.8643 | 2027 | Mitigation | 0.011149 | 10 | 0 | esc | 0.011149 | 2.6002 | 0.011149 | 2.6002 | 0.011149 | 2.6002 | 0.011149 | 2.6002
[79 empty] | WLDFR | HFTD - Distribution - Tier 3 - 3QU CoRE ¦ 5QU LoRE | Non-Red Flag Warning - Destructive Fires | 2020 | 0 | 0 | 0 | 0 | 8807.9522 | 222.2294 | 8585.7228 | 0 | 2.4776 | 0 | 0 | 0 | 7.9719e-07 |  | 0 | 1.9751e-06 | 1.9751e-06 | 0 | 0 | 0 | 0 | 0 | 0 | 0 | 0 | Column30: 0 | [29 empty] | 7.3.2.1.3 Advanced weather monitoring and weather stations Weather StationsWLDFRElectric Reliability | WLDFR | HFTD - Distribution - Tier 3 - 4QU CoRE ¦ 3QU LoRE | Red Flag Warning - Destructive Fires | 2028 | Electric Reliability | 247.273 | 334.8643 | 2028 | Mitigation | 0.011149 | 10 | 0 | esc | 0.011149 | 2.7568 | 0.011149 | 2.7568 | 0.011149 | 2.7568 | 0.011149 | 2.7568
[79 empty] | WLDFR | HFTD - Distribution - Tier 3 - 3QU CoRE ¦ 5QU LoRE | Non-Red Flag Warning - Destructive Fires | 2021 | 0 | 0 | 0 | 0 | 8807.9522 | 222.2294 | 8585.7228 | 0 | 2.4776 | 2.4776 | 0 | 0 | 7.9719e-07 |  | 0 | 1.9751e-06 | 1.9751e-06 | 0 | 1.9751e-06 | 1.9751e-06 | 0 | 0 | 0 | 0 | 0 | Column30: 0 | [29 empty] | 7.3.2.1.3 Advanced weather monitoring and weather stations Weather StationsWLDFRElectric Reliability | WLDFR | HFTD - Distribution - Tier 3 - 4QU CoRE ¦ 3QU LoRE | Red Flag Warning - Destructive Fires | 2029 | Electric Reliability | 247.273 | 334.8643 | 2029 | Mitigation | 0.011149 | 10 | 0 | esc | 0.011149 | 2.7568 | 0.011149 | 2.7568 | 0.011149 | 2.7568 | 0.011149 | 2.7568
[79 empty] | WLDFR | HFTD - Distribution - Tier 3 - 3QU CoRE ¦ 5QU LoRE | Non-Red Flag Warning - Destructive Fires | 2022 | 0 | 0 | 0 | 0 | 8807.9522 | 222.2294 | 8585.7228 | 0 | 2.4776 | 2.4776 | 2.4776 | 0 | 7.9719e-07 |  | 0 | 1.9751e-06 | 1.9751e-06 | 0 | 1.9751e-06 | 1.9751e-06 | 0 | 1.9751e-06 | 1.9751e-06 | 0 | 0 | Column30: 0 | [29 empty] | 7.3.2.1.3 Advanced weather monitoring and weather stations Weather StationsWLDFRElectric Reliability | WLDFR | HFTD - Distribution - Tier 3 - 4QU CoRE ¦ 3QU LoRE | Red Flag Warning - Destructive Fires | 2030 | Electric Reliability | 247.273 | 334.8643 | 2030 | Mitigation | 0.011149 | 10 | 0 | esc | 0 | 0 | 0.011149 | 2.7568 | 0.011149 | 2.7568 | 0.011149 | 2.7568
[79 empty] | WLDFR | HFTD - Distribution - Tier 3 - 3QU CoRE ¦ 5QU LoRE | Non-Red Flag Warning - Destructive Fires | 2023 | 0 | 0 | 0 | 0 | 9129.7461 | 233.2301 | 8896.516 | 0 | 2.6002 | 2.6002 | 2.6002 | 2.6002 | 7.9719e-07 |  | 0 | 2.0729e-06 | 2.0729e-06 | 0 | 2.0729e-06 | 2.0729e-06 | 0 | 2.0729e-06 | 2.0729e-06 | 0 | 2.0729e-06 | Column30: 2.0729e-06 | [29 empty] | 7.3.2.1.3 Advanced weather monitoring and weather stations Weather StationsWLDFRElectric Reliability | WLDFR | HFTD - Distribution - Tier 3 - 4QU CoRE ¦ 3QU LoRE | Red Flag Warning - Destructive Fires | 2031 | Electric Reliability | 247.273 | 334.8643 | 2031 | Mitigation | 0.011149 | 10 | 0 | esc | 0 | 0 | 0 | 0 | 0.011149 | 2.7568 | 0.011149 | 2.7568
[79 empty] | WLDFR | HFTD - Distribution - Tier 3 - 3QU CoRE ¦ 5QU LoRE | Non-Red Flag Warning - Destructive Fires | 2024 | 0 | 0 | 0 | 0 | 9129.7461 | 233.2301 | 8896.516 | 0 | 2.6002 | 2.6002 | 2.6002 | 2.6002 | 7.9719e-07 |  | 0 | 2.0729e-06 | 2.0729e-06 | 0 | 2.0729e-06 | 2.0729e-06 | 0 | 2.0729e-06 | 2.0729e-06 | 0 | 2.0729e-06 | Column30: 2.0729e-06 | [29 empty] | 7.3.2.1.3 Advanced weather monitoring and weather stations Weather StationsWLDFRElectric Reliability | WLDFR | HFTD - Distribution - Tier 3 - 4QU CoRE ¦ 3QU LoRE | Red Flag Warning - Destructive Fires | 2032 | Electric Reliability | 247.273 | 334.8643 | 2032 | Mitigation | 0.011149 | 10 | 0 | esc | 0 | 0 | 0 | 0 | 0 | 0 | 0.011149 | 2.7568
[79 empty] | WLDFR | HFTD - Distribution - Tier 3 - 3QU CoRE ¦ 5QU LoRE | Non-Red Flag Warning - Destructive Fires | 2025 | 0 | 0 | 0 | 0 | 9129.7461 | 233.2301 | 8896.516 | 0 | 2.6002 | 2.6002 | 2.6002 | 2.6002 | 7.9719e-07 |  | 0 | 2.0729e-06 | 2.0729e-06 | 0 | 2.0729e-06 | 2.0729e-06 | 0 | 2.0729e-06 | 2.0729e-06 | 0 | 2.0729e-06 | Column30: 2.0729e-06 | [29 empty] | 7.3.2.1.3 Advanced weather monitoring and weather stations Weather StationsWLDFRElectric Reliability | WLDFR | HFTD - Distribution - Tier 3 - 4QU CoRE ¦ 3QU LoRE | Red Flag Warning - Large Fires | 2021 | Electric Reliability | 0.69642 | 334.8643 | 2021 | Mitigation | 0.011149 | 10 | 0 | esc | 0.011149 | 0.0077642 | 0.011149 | 0.0077642 | 0 | 0 | 0 | 0
[79 empty] | WLDFR | HFTD - Distribution - Tier 3 - 3QU CoRE ¦ 5QU LoRE | Non-Red Flag Warning - Destructive Fires | 2026 | 0 | 0 | 0 | 0 | 9129.7461 | 233.2301 | 8896.516 | 0 | 2.6002 | 2.6002 | 2.6002 | 2.6002 | 7.9719e-07 |  | 0 | 2.0729e-06 | 2.0729e-06 | 0 | 2.0729e-06 | 2.0729e-06 | 0 | 2.0729e-06 | 2.0729e-06 | 0 | 2.0729e-06 | Column30: 2.0729e-06 | [29 empty] | 7.3.2.1.3 Advanced weather monitoring and weather stations Weather StationsWLDFRElectric Reliability | WLDFR | HFTD - Distribution - Tier 3 - 4QU CoRE ¦ 3QU LoRE | Red Flag Warning - Large Fires | 2022 | Electric Reliability | 0.69642 | 334.8643 | 2022 | Mitigation | 0.011149 | 10 | 0 | esc | 0.011149 | 0.0077642 | 0.011149 | 0.0077642 | 0.011149 | 0.0077642 | 0 | 0
[79 empty] | WLDFR | HFTD - Distribution - Tier 3 - 3QU CoRE ¦ 5QU LoRE | Non-Red Flag Warning - Destructive Fires | 2027 | 0 | 0 | 0 | 0 | 9129.7461 | 233.2301 | 8896.516 | 0 | 2.6002 | 2.6002 | 2.6002 | 2.6002 | 7.9719e-07 |  | 0 | 2.0729e-06 | 2.0729e-06 | 0 | 2.0729e-06 | 2.0729e-06 | 0 | 2.0729e-06 | 2.0729e-06 | 0 | 2.0729e-06 | Column30: 2.0729e-06 | [29 empty] | 7.3.2.1.3 Advanced weather monitoring and weather stations Weather StationsWLDFRElectric Reliability | WLDFR | HFTD - Distribution - Tier 3 - 4QU CoRE ¦ 3QU LoRE | Red Flag Warning - Large Fires | 2023 | Electric Reliability | 0.71896 | 334.8643 | 2023 | Mitigation | 0.011149 | 10 | 0 | esc | 0.011149 | 0.0080156 | 0.011149 | 0.0080156 | 0.011149 | 0.0080156 | 0.011149 | 0.0080156
[79 empty] | WLDFR | HFTD - Distribution - Tier 3 - 3QU CoRE ¦ 5QU LoRE | Non-Red Flag Warning - Destructive Fires | 2028 | 0 | 0 | 0 | 0 | 9534.9221 | 247.273 | 9287.6491 | 0 | 2.7568 | 2.7568 | 2.7568 | 2.7568 | 7.9719e-07 |  | 0 | 2.1977e-06 | 2.1977e-06 | 0 | 2.1977e-06 | 2.1977e-06 | 0 | 2.1977e-06 | 2.1977e-06 | 0 | 2.1977e-06 | Column30: 2.1977e-06 | [29 empty] | 7.3.2.1.3 Advanced weather monitoring and weather stations Weather StationsWLDFRElectric Reliability | WLDFR | HFTD - Distribution - Tier 3 - 4QU CoRE ¦ 3QU LoRE | Red Flag Warning - Large Fires | 2024 | Electric Reliability | 0.71896 | 334.8643 | 2024 | Mitigation | 0.011149 | 10 | 0 | esc | 0.011149 | 0.0080156 | 0.011149 | 0.0080156 | 0.011149 | 0.0080156 | 0.011149 | 0.0080156
[79 empty] | WLDFR | HFTD - Distribution - Tier 3 - 3QU CoRE ¦ 5QU LoRE | Non-Red Flag Warning - Destructive Fires | 2029 | 0 | 0 | 0 | 0 | 9534.9221 | 247.273 | 9287.6491 | 0 | 2.7568 | 2.7568 | 2.7568 | 2.7568 | 7.9719e-07 |  | 0 | 2.1977e-06 | 2.1977e-06 | 0 | 2.1977e-06 | 2.1977e-06 | 0 | 2.1977e-06 | 2.1977e-06 | 0 | 2.1977e-06 | Column30: 2.1977e-06 | [29 empty] | 7.3.2.1.3 Advanced weather monitoring and weather stations Weather StationsWLDFRElectric Reliability | WLDFR | HFTD - Distribution - Tier 3 - 4QU CoRE ¦ 3QU LoRE | Red Flag Warning - Large Fires | 2025 | Electric Reliability | 0.71896 | 334.8643 | 2025 | Mitigation | 0.011149 | 10 | 0 | esc | 0.011149 | 0.0080156 | 0.011149 | 0.0080156 | 0.011149 | 0.0080156 | 0.011149 | 0.0080156
[79 empty] | WLDFR | HFTD - Distribution - Tier 3 - 3QU CoRE ¦ 5QU LoRE | Non-Red Flag Warning - Destructive Fires | 2030 | 0 | 0 | 0 | 0 | 9534.9221 | 247.273 | 9287.6491 | 0 | 0 | 2.7568 | 2.7568 | 2.7568 | 7.9719e-07 |  | 0 | 0 | 0 | 0 | 2.1977e-06 | 2.1977e-06 | 0 | 2.1977e-06 | 2.1977e-06 | 0 | 2.1977e-06 | Column30: 2.1977e-06 | [29 empty] | 7.3.2.1.3 Advanced weather monitoring and weather stations Weather StationsWLDFRElectric Reliability | WLDFR | HFTD - Distribution - Tier 3 - 4QU CoRE ¦ 3QU LoRE | Red Flag Warning - Large Fires | 2026 | Electric Reliability | 0.71896 | 334.8643 | 2026 | Mitigation | 0.011149 | 10 | 0 | esc | 0.011149 | 0.0080156 | 0.011149 | 0.0080156 | 0.011149 | 0.0080156 | 0.011149 | 0.0080156
[79 empty] | WLDFR | HFTD - Distribution - Tier 3 - 3QU CoRE ¦ 5QU LoRE | Non-Red Flag Warning - Destructive Fires | 2031 | 0 | 0 | 0 | 0 | 9534.9221 | 247.273 | 9287.6491 | 0 | 0 | 0 | 2.7568 | 2.7568 | 7.9719e-07 |  | 0 | 0 | 0 | 0 | 0 | 0 | 0 | 2.1977e-06 | 2.1977e-06 | 0 | 2.1977e-06 | Column30: 2.1977e-06 | [29 empty] | 7.3.2.1.3 Advanced weather monitoring and weather stations Weather StationsWLDFRElectric Reliability | WLDFR | HFTD - Distribution - Tier 3 - 4QU CoRE ¦ 3QU LoRE | Red Flag Warning - Large Fires | 2027 | Electric Reliability | 0.71896 | 334.8643 | 2027 | Mitigation | 0.011149 | 10 | 0 | esc | 0.011149 | 0.0080156 | 0.011149 | 0.0080156 | 0.011149 | 0.0080156 | 0.011149 | 0.0080156
[79 empty] | WLDFR | HFTD - Distribution - Tier 3 - 3QU CoRE ¦ 5QU LoRE | Non-Red Flag Warning - Destructive Fires | 2032 | 0 | 0 | 0 | 0 | 9534.9221 | 247.273 | 9287.6491 | 0 | 0 | 0 | 0 | 2.7568 | 7.9719e-07 |  | 0 | 0 | 0 | 0 | 0 | 0 | 0 | 0 | 0 | 0 | 2.1977e-06 | Column30: 2.1977e-06 | [29 empty] | 7.3.2.1.3 Advanced weather monitoring and weather stations Weather StationsWLDFRElectric Reliability | WLDFR | HFTD - Distribution - Tier 3 - 4QU CoRE ¦ 3QU LoRE | Red Flag Warning - Large Fires | 2028 | Electric Reliability | 0.74734 | 334.8643 | 2028 | Mitigation | 0.011149 | 10 | 0 | esc | 0.011149 | 0.0083319 | 0.011149 | 0.0083319 | 0.011149 | 0.0083319 | 0.011149 | 0.0083319
[79 empty] | WLDFR | HFTD - Distribution - Tier 3 - 3QU CoRE ¦ 5QU LoRE | Non-Red Flag Warning - Large Fires | 2020 | 0 | 0 | 0 | 0 | 5.2406 | 0.69642 | 2.942 | 1.6022 | 0.0077642 | 0 | 0 | 0 | 1.0474e-05 |  | 0 | 8.1325e-08 | 8.1325e-08 | 0 | 0 | 0 | 0 | 0 | 0 | 0 | 0 | Column30: 0 | [29 empty] | 7.3.2.1.3 Advanced weather monitoring and weather stations Weather StationsWLDFRElectric Reliability | WLDFR | HFTD - Distribution - Tier 3 - 4QU CoRE ¦ 3QU LoRE | Red Flag Warning - Large Fires | 2029 | Electric Reliability | 0.74734 | 334.8643 | 2029 | Mitigation | 0.011149 | 10 | 0 | esc | 0.011149 | 0.0083319 | 0.011149 | 0.0083319 | 0.011149 | 0.0083319 | 0.011149 | 0.0083319
[79 empty] | WLDFR | HFTD - Distribution - Tier 3 - 3QU CoRE ¦ 5QU LoRE | Non-Red Flag Warning - Large Fires | 2021 | 0 | 0 | 0 | 0 | 5.2406 | 0.69642 | 2.942 | 1.6022 | 0.0077642 | 0.0077642 | 0 | 0 | 1.0474e-05 |  | 0 | 8.1325e-08 | 8.1325e-08 | 0 | 8.1325e-08 | 8.1325e-08 | 0 | 0 | 0 | 0 | 0 | Column30: 0 | [29 empty] | 7.3.2.1.3 Advanced weather monitoring and weather stations Weather StationsWLDFRElectric Reliability | WLDFR | HFTD - Distribution - Tier 3 - 4QU CoRE ¦ 3QU LoRE | Red Flag Warning - Large Fires | 2030 | Electric Reliability | 0.74734 | 334.8643 | 2030 | Mitigation | 0.011149 | 10 | 0 | esc | 0 | 0 | 0.011149 | 0.0083319 | 0.011149 | 0.0083319 | 0.011149 | 0.0083319
[79 empty] | WLDFR | HFTD - Distribution - Tier 3 - 3QU CoRE ¦ 5QU LoRE | Non-Red Flag Warning - Large Fires | 2022 | 0 | 0 | 0 | 0 | 5.2406 | 0.69642 | 2.942 | 1.6022 | 0.0077642 | 0.0077642 | 0.0077642 | 0 | 1.0474e-05 |  | 0 | 8.1325e-08 | 8.1325e-08 | 0 | 8.1325e-08 | 8.1325e-08 | 0 | 8.1325e-08 | 8.1325e-08 | 0 | 0 | Column30: 0 | [29 empty] | 7.3.2.1.3 Advanced weather monitoring and weather stations Weather StationsWLDFRElectric Reliability | WLDFR | HFTD - Distribution - Tier 3 - 4QU CoRE ¦ 3QU LoRE | Red Flag Warning - Large Fires | 2031 | Electric Reliability | 0.74734 | 334.8643 | 2031 | Mitigation | 0.011149 | 10 | 0 | esc | 0 | 0 | 0 | 0 | 0.011149 | 0.0083319 | 0.011149 | 0.0083319
[79 empty] | WLDFR | HFTD - Distribution - Tier 3 - 3QU CoRE ¦ 5QU LoRE | Non-Red Flag Warning - Large Fires | 2023 | 0 | 0 | 0 | 0 | 5.475 | 0.71896 | 3.0715 | 1.6846 | 0.0080156 | 0.0080156 | 0.0080156 | 0.0080156 | 1.0474e-05 |  | 0 | 8.3957e-08 | 8.3957e-08 | 0 | 8.3957e-08 | 8.3957e-08 | 0 | 8.3957e-08 | 8.3957e-08 | 0 | 8.3957e-08 | Column30: 8.3957e-08 | [29 empty] | 7.3.2.1.3 Advanced weather monitoring and weather stations Weather StationsWLDFRElectric Reliability | WLDFR | HFTD - Distribution - Tier 3 - 4QU CoRE ¦ 3QU LoRE | Red Flag Warning - Large Fires | 2032 | Electric Reliability | 0.74734 | 334.8643 | 2032 | Mitigation | 0.011149 | 10 | 0 | esc | 0 | 0 | 0 | 0 | 0 | 0 | 0.011149 | 0.0083319
[79 empty] | WLDFR | HFTD - Distribution - Tier 3 - 3QU CoRE ¦ 5QU LoRE | Non-Red Flag Warning - Large Fires | 2024 | 0 | 0 | 0 | 0 | 5.475 | 0.71896 | 3.0715 | 1.6846 | 0.0080156 | 0.0080156 | 0.0080156 | 0.0080156 | 1.0474e-05 |  | 0 | 8.3957e-08 | 8.3957e-08 | 0 | 8.3957e-08 | 8.3957e-08 | 0 | 8.3957e-08 | 8.3957e-08 | 0 | 8.3957e-08 | Column30: 8.3957e-08 | [29 empty] | 7.3.2.1.3 Advanced weather monitoring and weather stations Weather StationsWLDFRElectric Reliability | WLDFR | HFTD - Distribution - Tier 3 - 4QU CoRE ¦ 3QU LoRE | Red Flag Warning - Small Fires | 2021 | Electric Reliability | 0.036425 | 334.8643 | 2021 | Mitigation | 0.011149 | 10 | 0 | esc | 0.011149 | 0.0004061 | 0.011149 | 0.0004061 | 0 | 0 | 0 | 0
[79 empty] | WLDFR | HFTD - Distribution - Tier 3 - 3QU CoRE ¦ 5QU LoRE | Non-Red Flag Warning - Large Fires | 2025 | 0 | 0 | 0 | 0 | 5.475 | 0.71896 | 3.0715 | 1.6846 | 0.0080156 | 0.0080156 | 0.0080156 | 0.0080156 | 1.0474e-05 |  | 0 | 8.3957e-08 | 8.3957e-08 | 0 | 8.3957e-08 | 8.3957e-08 | 0 | 8.3957e-08 | 8.3957e-08 | 0 | 8.3957e-08 | Column30: 8.3957e-08 | [29 empty] | 7.3.2.1.3 Advanced weather monitoring and weather stations Weather StationsWLDFRElectric Reliability | WLDFR | HFTD - Distribution - Tier 3 - 4QU CoRE ¦ 3QU LoRE | Red Flag Warning - Small Fires | 2022 | Electric Reliability | 0.036425 | 334.8643 | 2022 | Mitigation | 0.011149 | 10 | 0 | esc | 0.011149 | 0.0004061 | 0.011149 | 0.0004061 | 0.011149 | 0.0004061 | 0 | 0
[79 empty] | WLDFR | HFTD - Distribution - Tier 3 - 3QU CoRE ¦ 5QU LoRE | Non-Red Flag Warning - Large Fires | 2026 | 0 | 0 | 0 | 0 | 5.475 | 0.71896 | 3.0715 | 1.6846 | 0.0080156 | 0.0080156 | 0.0080156 | 0.0080156 | 1.0474e-05 |  | 0 | 8.3957e-08 | 8.3957e-08 | 0 | 8.3957e-08 | 8.3957e-08 | 0 | 8.3957e-08 | 8.3957e-08 | 0 | 8.3957e-08 | Column30: 8.3957e-08 | [29 empty] | 7.3.2.1.3 Advanced weather monitoring and weather stations Weather StationsWLDFRElectric Reliability | WLDFR | HFTD - Distribution - Tier 3 - 4QU CoRE ¦ 3QU LoRE | Red Flag Warning - Small Fires | 2023 | Electric Reliability | 0.03759 | 334.8643 | 2023 | Mitigation | 0.011149 | 10 | 0 | esc | 0.011149 | 0.00041909 | 0.011149 | 0.00041909 | 0.011149 | 0.00041909 | 0.011149 | 0.00041909
[79 empty] | WLDFR | HFTD - Distribution - Tier 3 - 3QU CoRE ¦ 5QU LoRE | Non-Red Flag Warning - Large Fires | 2027 | 0 | 0 | 0 | 0 | 5.475 | 0.71896 | 3.0715 | 1.6846 | 0.0080156 | 0.0080156 | 0.0080156 | 0.0080156 | 1.0474e-05 |  | 0 | 8.3957e-08 | 8.3957e-08 | 0 | 8.3957e-08 | 8.3957e-08 | 0 | 8.3957e-08 | 8.3957e-08 | 0 | 8.3957e-08 | Column30: 8.3957e-08 | [29 empty] | 7.3.2.1.3 Advanced weather monitoring and weather stations Weather StationsWLDFRElectric Reliability | WLDFR | HFTD - Distribution - Tier 3 - 4QU CoRE ¦ 3QU LoRE | Red Flag Warning - Small Fires | 2024 | Electric Reliability | 0.03759 | 334.8643 | 2024 | Mitigation | 0.011149 | 10 | 0 | esc | 0.011149 | 0.00041909 | 0.011149 | 0.00041909 | 0.011149 | 0.00041909 | 0.011149 | 0.00041909
[79 empty] | WLDFR | HFTD - Distribution - Tier 3 - 3QU CoRE ¦ 5QU LoRE | Non-Red Flag Warning - Large Fires | 2028 | 0 | 0 | 0 | 0 | 5.777 | 0.74734 | 3.238 | 1.7917 | 0.0083319 | 0.0083319 | 0.0083319 | 0.0083319 | 1.0474e-05 |  | 0 | 8.7271e-08 | 8.7271e-08 | 0 | 8.7271e-08 | 8.7271e-08 | 0 | 8.7271e-08 | 8.7271e-08 | 0 | 8.7271e-08 | Column30: 8.7271e-08 | [29 empty] | 7.3.2.1.3 Advanced weather monitoring and weather stations Weather StationsWLDFRElectric Reliability | WLDFR | HFTD - Distribution - Tier 3 - 4QU CoRE ¦ 3QU LoRE | Red Flag Warning - Small Fires | 2025 | Electric Reliability | 0.03759 | 334.8643 | 2025 | Mitigation | 0.011149 | 10 | 0 | esc | 0.011149 | 0.00041909 | 0.011149 | 0.00041909 | 0.011149 | 0.00041909 | 0.011149 | 0.00041909
[79 empty] | WLDFR | HFTD - Distribution - Tier 3 - 3QU CoRE ¦ 5QU LoRE | Non-Red Flag Warning - Large Fires | 2029 | 0 | 0 | 0 | 0 | 5.777 | 0.74734 | 3.238 | 1.7917 | 0.0083319 | 0.0083319 | 0.0083319 | 0.0083319 | 1.0474e-05 |  | 0 | 8.7271e-08 | 8.7271e-08 | 0 | 8.7271e-08 | 8.7271e-08 | 0 | 8.7271e-08 | 8.7271e-08 | 0 | 8.7271e-08 | Column30: 8.7271e-08 | [29 empty] | 7.3.2.1.3 Advanced weather monitoring and weather stations Weather StationsWLDFRElectric Reliability | WLDFR | HFTD - Distribution - Tier 3 - 4QU CoRE ¦ 3QU LoRE | Red Flag Warning - Small Fires | 2026 | Electric Reliability | 0.03759 | 334.8643 | 2026 | Mitigation | 0.011149 | 10 | 0 | esc | 0.011149 | 0.00041909 | 0.011149 | 0.00041909 | 0.011149 | 0.00041909 | 0.011149 | 0.00041909
[79 empty] | WLDFR | HFTD - Distribution - Tier 3 - 3QU CoRE ¦ 5QU LoRE | Non-Red Flag Warning - Large Fires | 2030 | 0 | 0 | 0 | 0 | 5.777 | 0.74734 | 3.238 | 1.7917 | 0 | 0.0083319 | 0.0083319 | 0.0083319 | 1.0474e-05 |  | 0 | 0 | 0 | 0 | 8.7271e-08 | 8.7271e-08 | 0 | 8.7271e-08 | 8.7271e-08 | 0 | 8.7271e-08 | Column30: 8.7271e-08 | [29 empty] | 7.3.2.1.3 Advanced weather monitoring and weather stations Weather StationsWLDFRElectric Reliability | WLDFR | HFTD - Distribution - Tier 3 - 4QU CoRE ¦ 3QU LoRE | Red Flag Warning - Small Fires | 2027 | Electric Reliability | 0.03759 | 334.8643 | 2027 | Mitigation | 0.011149 | 10 | 0 | esc | 0.011149 | 0.00041909 | 0.011149 | 0.00041909 | 0.011149 | 0.00041909 | 0.011149 | 0.00041909
[79 empty] | WLDFR | HFTD - Distribution - Tier 3 - 3QU CoRE ¦ 5QU LoRE | Non-Red Flag Warning - Large Fires | 2031 | 0 | 0 | 0 | 0 | 5.777 | 0.74734 | 3.238 | 1.7917 | 0 | 0 | 0.0083319 | 0.0083319 | 1.0474e-05 |  | 0 | 0 | 0 | 0 | 0 | 0 | 0 | 8.7271e-08 | 8.7271e-08 | 0 | 8.7271e-08 | Column30: 8.7271e-08 | [29 empty] | 7.3.2.1.3 Advanced weather monitoring and weather stations Weather StationsWLDFRElectric Reliability | WLDFR | HFTD - Distribution - Tier 3 - 4QU CoRE ¦ 3QU LoRE | Red Flag Warning - Small Fires | 2028 | Electric Reliability | 0.039055 | 334.8643 | 2028 | Mitigation | 0.011149 | 10 | 0 | esc | 0.011149 | 0.00043542 | 0.011149 | 0.00043542 | 0.011149 | 0.00043542 | 0.011149 | 0.00043542
[79 empty] | WLDFR | HFTD - Distribution - Tier 3 - 3QU CoRE ¦ 5QU LoRE | Non-Red Flag Warning - Large Fires | 2032 | 0 | 0 | 0 | 0 | 5.777 | 0.74734 | 3.238 | 1.7917 | 0 | 0 | 0 | 0.0083319 | 1.0474e-05 |  | 0 | 0 | 0 | 0 | 0 | 0 | 0 | 0 | 0 | 0 | 8.7271e-08 | Column30: 8.7271e-08 | [29 empty] | 7.3.2.1.3 Advanced weather monitoring and weather stations Weather StationsWLDFRElectric Reliability | WLDFR | HFTD - Distribution - Tier 3 - 4QU CoRE ¦ 3QU LoRE | Red Flag Warning - Small Fires | 2029 | Electric Reliability | 0.039055 | 334.8643 | 2029 | Mitigation | 0.011149 | 10 | 0 | esc | 0.011149 | 0.00043542 | 0.011149 | 0.00043542 | 0.011149 | 0.00043542 | 0.011149 | 0.00043542
[79 empty] | WLDFR | HFTD - Distribution - Tier 3 - 3QU CoRE ¦ 5QU LoRE | Non-Red Flag Warning - Small Fires | 2020 | 0 | 0 | 0 | 0 | 0.077901 | 0.036425 | 0.0015809 | 0.039895 | 0.0004061 | 0 | 0 | 0 | 0.0025988 |  | 0 | 1.0554e-06 | 1.0554e-06 | 0 | 0 | 0 | 0 | 0 | 0 | 0 | 0 | Column30: 0 | [29 empty] | 7.3.2.1.3 Advanced weather monitoring and weather stations Weather StationsWLDFRElectric Reliability | WLDFR | HFTD - Distribution - Tier 3 - 4QU CoRE ¦ 3QU LoRE | Red Flag Warning - Small Fires | 2030 | Electric Reliability | 0.039055 | 334.8643 | 2030 | Mitigation | 0.011149 | 10 | 0 | esc | 0 | 0 | 0.011149 | 0.00043542 | 0.011149 | 0.00043542 | 0.011149 | 0.00043542
[79 empty] | WLDFR | HFTD - Distribution - Tier 3 - 3QU CoRE ¦ 5QU LoRE | Non-Red Flag Warning - Small Fires | 2021 | 0 | 0 | 0 | 0 | 0.077901 | 0.036425 | 0.0015809 | 0.039895 | 0.0004061 | 0.0004061 | 0 | 0 | 0.0025988 |  | 0 | 1.0554e-06 | 1.0554e-06 | 0 | 1.0554e-06 | 1.0554e-06 | 0 | 0 | 0 | 0 | 0 | Column30: 0 | [29 empty] | 7.3.2.1.3 Advanced weather monitoring and weather stations Weather StationsWLDFRElectric Reliability | WLDFR | HFTD - Distribution - Tier 3 - 4QU CoRE ¦ 3QU LoRE | Red Flag Warning - Small Fires | 2031 | Electric Reliability | 0.039055 | 334.8643 | 2031 | Mitigation | 0.011149 | 10 | 0 | esc | 0 | 0 | 0 | 0 | 0.011149 | 0.00043542 | 0.011149 | 0.00043542
[79 empty] | WLDFR | HFTD - Distribution - Tier 3 - 3QU CoRE ¦ 5QU LoRE | Non-Red Flag Warning - Small Fires | 2022 | 0 | 0 | 0 | 0 | 0.077901 | 0.036425 | 0.0015809 | 0.039895 | 0.0004061 | 0.0004061 | 0.0004061 | 0 | 0.0025988 |  | 0 | 1.0554e-06 | 1.0554e-06 | 0 | 1.0554e-06 | 1.0554e-06 | 0 | 1.0554e-06 | 1.0554e-06 | 0 | 0 | Column30: 0 | [29 empty] | 7.3.2.1.3 Advanced weather monitoring and weather stations Weather StationsWLDFRElectric Reliability | WLDFR | HFTD - Distribution - Tier 3 - 4QU CoRE ¦ 3QU LoRE | Red Flag Warning - Small Fires | 2032 | Electric Reliability | 0.039055 | 334.8643 | 2032 | Mitigation | 0.011149 | 10 | 0 | esc | 0 | 0 | 0 | 0 | 0 | 0 | 0.011149 | 0.00043542
[79 empty] | WLDFR | HFTD - Distribution - Tier 3 - 3QU CoRE ¦ 5QU LoRE | Non-Red Flag Warning - Small Fires | 2023 | 0 | 0 | 0 | 0 | 0.080408 | 0.03759 | 0.0016314 | 0.041187 | 0.00041909 | 0.00041909 | 0.00041909 | 0.00041909 | 0.0025988 |  | 0 | 1.0891e-06 | 1.0891e-06 | 0 | 1.0891e-06 | 1.0891e-06 | 0 | 1.0891e-06 | 1.0891e-06 | 0 | 1.0891e-06 | Column30: 1.0891e-06 | [29 empty] | 7.3.2.1.3 Advanced weather monitoring and weather stations Weather StationsWLDFRElectric Reliability | WLDFR | HFTD - Distribution - Tier 3 - 4QU CoRE ¦ 3QU LoRE | Seismic - Non-Red Flag Warning - Catastrophic Fires | 2021 | Electric Reliability | 409.2237 | 334.8643 | 2021 | Mitigation | 0.011149 | 10 | 0 | esc | 0.011149 | 4.5624 | 0.011149 | 4.5624 | 0 | 0 | 0 | 0
[79 empty] | WLDFR | HFTD - Distribution - Tier 3 - 3QU CoRE ¦ 5QU LoRE | Non-Red Flag Warning - Small Fires | 2024 | 0 | 0 | 0 | 0 | 0.080408 | 0.03759 | 0.0016314 | 0.041187 | 0.00041909 | 0.00041909 | 0.00041909 | 0.00041909 | 0.0025988 |  | 0 | 1.0891e-06 | 1.0891e-06 | 0 | 1.0891e-06 | 1.0891e-06 | 0 | 1.0891e-06 | 1.0891e-06 | 0 | 1.0891e-06 | Column30: 1.0891e-06 | [29 empty] | 7.3.2.1.3 Advanced weather monitoring and weather stations Weather StationsWLDFRElectric Reliability | WLDFR | HFTD - Distribution - Tier 3 - 4QU CoRE ¦ 3QU LoRE | Seismic - Non-Red Flag Warning - Catastrophic Fires | 2022 | Electric Reliability | 409.2237 | 334.8643 | 2022 | Mitigation | 0.011149 | 10 | 0 | esc | 0.011149 | 4.5624 | 0.011149 | 4.5624 | 0.011149 | 4.5624 | 0 | 0
[79 empty] | WLDFR | HFTD - Distribution - Tier 3 - 3QU CoRE ¦ 5QU LoRE | Non-Red Flag Warning - Small Fires | 2025 | 0 | 0 | 0 | 0 | 0.080408 | 0.03759 | 0.0016314 | 0.041187 | 0.00041909 | 0.00041909 | 0.00041909 | 0.00041909 | 0.0025988 |  | 0 | 1.0891e-06 | 1.0891e-06 | 0 | 1.0891e-06 | 1.0891e-06 | 0 | 1.0891e-06 | 1.0891e-06 | 0 | 1.0891e-06 | Column30: 1.0891e-06 | [29 empty] | 7.3.2.1.3 Advanced weather monitoring and weather stations Weather StationsWLDFRElectric Reliability | WLDFR | HFTD - Distribution - Tier 3 - 4QU CoRE ¦ 3QU LoRE | Seismic - Non-Red Flag Warning - Catastrophic Fires | 2023 | Electric Reliability | 428.6023 | 334.8643 | 2023 | Mitigation | 0.011149 | 10 | 0 | esc | 0.011149 | 4.7784 | 0.011149 | 4.7784 | 0.011149 | 4.7784 | 0.011149 | 4.7784
[79 empty] | WLDFR | HFTD - Distribution - Tier 3 - 3QU CoRE ¦ 5QU LoRE | Non-Red Flag Warning - Small Fires | 2026 | 0 | 0 | 0 | 0 | 0.080408 | 0.03759 | 0.0016314 | 0.041187 | 0.00041909 | 0.00041909 | 0.00041909 | 0.00041909 | 0.0025988 |  | 0 | 1.0891e-06 | 1.0891e-06 | 0 | 1.0891e-06 | 1.0891e-06 | 0 | 1.0891e-06 | 1.0891e-06 | 0 | 1.0891e-06 | Column30: 1.0891e-06 | [29 empty] | 7.3.2.1.3 Advanced weather monitoring and weather stations Weather StationsWLDFRElectric Reliability | WLDFR | HFTD - Distribution - Tier 3 - 4QU CoRE ¦ 3QU LoRE | Seismic - Non-Red Flag Warning - Catastrophic Fires | 2024 | Electric Reliability | 428.6023 | 334.8643 | 2024 | Mitigation | 0.011149 | 10 | 0 | esc | 0.011149 | 4.7784 | 0.011149 | 4.7784 | 0.011149 | 4.7784 | 0.011149 | 4.7784
[79 empty] | WLDFR | HFTD - Distribution - Tier 3 - 3QU CoRE ¦ 5QU LoRE | Non-Red Flag Warning - Small Fires | 2027 | 0 | 0 | 0 | 0 | 0.080408 | 0.03759 | 0.0016314 | 0.041187 | 0.00041909 | 0.00041909 | 0.00041909 | 0.00041909 | 0.0025988 |  | 0 | 1.0891e-06 | 1.0891e-06 | 0 | 1.0891e-06 | 1.0891e-06 | 0 | 1.0891e-06 | 1.0891e-06 | 0 | 1.0891e-06 | Column30: 1.0891e-06 | [29 empty] | 7.3.2.1.3 Advanced weather monitoring and weather stations Weather StationsWLDFRElectric Reliability | WLDFR | HFTD - Distribution - Tier 3 - 4QU CoRE ¦ 3QU LoRE | Seismic - Non-Red Flag Warning - Catastrophic Fires | 2025 | Electric Reliability | 428.6023 | 334.8643 | 2025 | Mitigation | 0.011149 | 10 | 0 | esc | 0.011149 | 4.7784 | 0.011149 | 4.7784 | 0.011149 | 4.7784 | 0.011149 | 4.7784
[79 empty] | WLDFR | HFTD - Distribution - Tier 3 - 3QU CoRE ¦ 5QU LoRE | Non-Red Flag Warning - Small Fires | 2028 | 0 | 0 | 0 | 0 | 0.083606 | 0.039055 | 0.001695 | 0.042856 | 0.00043542 | 0.00043542 | 0.00043542 | 0.00043542 | 0.0025988 |  | 0 | 1.1316e-06 | 1.1316e-06 | 0 | 1.1316e-06 | 1.1316e-06 | 0 | 1.1316e-06 | 1.1316e-06 | 0 | 1.1316e-06 | Column30: 1.1316e-06 | [29 empty] | 7.3.2.1.3 Advanced weather monitoring and weather stations Weather StationsWLDFRElectric Reliability | WLDFR | HFTD - Distribution - Tier 3 - 4QU CoRE ¦ 3QU LoRE | Seismic - Non-Red Flag Warning - Catastrophic Fires | 2026 | Electric Reliability | 428.6023 | 334.8643 | 2026 | Mitigation | 0.011149 | 10 | 0 | esc | 0.011149 | 4.7784 | 0.011149 | 4.7784 | 0.011149 | 4.7784 | 0.011149 | 4.7784
[79 empty] | WLDFR | HFTD - Distribution - Tier 3 - 3QU CoRE ¦ 5QU LoRE | Non-Red Flag Warning - Small Fires | 2029 | 0 | 0 | 0 | 0 | 0.083606 | 0.039055 | 0.001695 | 0.042856 | 0.00043542 | 0.00043542 | 0.00043542 | 0.00043542 | 0.0025988 |  | 0 | 1.1316e-06 | 1.1316e-06 | 0 | 1.1316e-06 | 1.1316e-06 | 0 | 1.1316e-06 | 1.1316e-06 | 0 | 1.1316e-06 | Column30: 1.1316e-06 | [29 empty] | 7.3.2.1.3 Advanced weather monitoring and weather stations Weather StationsWLDFRElectric Reliability | WLDFR | HFTD - Distribution - Tier 3 - 4QU CoRE ¦ 3QU LoRE | Seismic - Non-Red Flag Warning - Catastrophic Fires | 2027 | Electric Reliability | 428.6023 | 334.8643 | 2027 | Mitigation | 0.011149 | 10 | 0 | esc | 0.011149 | 4.7784 | 0.011149 | 4.7784 | 0.011149 | 4.7784 | 0.011149 | 4.7784
[79 empty] | WLDFR | HFTD - Distribution - Tier 3 - 3QU CoRE ¦ 5QU LoRE | Non-Red Flag Warning - Small Fires | 2030 | 0 | 0 | 0 | 0 | 0.083606 | 0.039055 | 0.001695 | 0.042856 | 0 | 0.00043542 | 0.00043542 | 0.00043542 | 0.0025988 |  | 0 | 0 | 0 | 0 | 1.1316e-06 | 1.1316e-06 | 0 | 1.1316e-06 | 1.1316e-06 | 0 | 1.1316e-06 | Column30: 1.1316e-06 | [29 empty] | 7.3.2.1.3 Advanced weather monitoring and weather stations Weather StationsWLDFRElectric Reliability | WLDFR | HFTD - Distribution - Tier 3 - 4QU CoRE ¦ 3QU LoRE | Seismic - Non-Red Flag Warning - Catastrophic Fires | 2028 | Electric Reliability | 453.261 | 334.8643 | 2028 | Mitigation | 0.011149 | 10 | 0 | esc | 0.011149 | 5.0533 | 0.011149 | 5.0533 | 0.011149 | 5.0533 | 0.011149 | 5.0533
[79 empty] | WLDFR | HFTD - Distribution - Tier 3 - 3QU CoRE ¦ 5QU LoRE | Non-Red Flag Warning - Small Fires | 2031 | 0 | 0 | 0 | 0 | 0.083606 | 0.039055 | 0.001695 | 0.042856 | 0 | 0 | 0.00043542 | 0.00043542 | 0.0025988 |  | 0 | 0 | 0 | 0 | 0 | 0 | 0 | 1.1316e-06 | 1.1316e-06 | 0 | 1.1316e-06 | Column30: 1.1316e-06 | [29 empty] | 7.3.2.1.3 Advanced weather monitoring and weather stations Weather StationsWLDFRElectric Reliability | WLDFR | HFTD - Distribution - Tier 3 - 4QU CoRE ¦ 3QU LoRE | Seismic - Non-Red Flag Warning - Catastrophic Fires | 2029 | Electric Reliability | 453.261 | 334.8643 | 2029 | Mitigation | 0.011149 | 10 | 0 | esc | 0.011149 | 5.0533 | 0.011149 | 5.0533 | 0.011149 | 5.0533 | 0.011149 | 5.0533
[79 empty] | WLDFR | HFTD - Distribution - Tier 3 - 3QU CoRE ¦ 5QU LoRE | Non-Red Flag Warning - Small Fires | 2032 | 0 | 0 | 0 | 0 | 0.083606 | 0.039055 | 0.001695 | 0.042856 | 0 | 0 | 0 | 0.00043542 | 0.0025988 |  | 0 | 0 | 0 | 0 | 0 | 0 | 0 | 0 | 0 | 0 | 1.1316e-06 | Column30: 1.1316e-06 | [29 empty] | 7.3.2.1.3 Advanced weather monitoring and weather stations Weather StationsWLDFRElectric Reliability | WLDFR | HFTD - Distribution - Tier 3 - 4QU CoRE ¦ 3QU LoRE | Seismic - Non-Red Flag Warning - Catastrophic Fires | 2030 | Electric Reliability | 453.261 | 334.8643 | 2030 | Mitigation | 0.011149 | 10 | 0 | esc | 0 | 0 | 0.011149 | 5.0533 | 0.011149 | 5.0533 | 0.011149 | 5.0533
[79 empty] | WLDFR | HFTD - Distribution - Tier 3 - 3QU CoRE ¦ 5QU LoRE | Red Flag Warning - Catastrophic Fires | 2020 | 0 | 0 | 0 | 0 | 14146.1306 | 222.2294 | 8585.7228 | 5338.1784 | 2.4776 | 0 | 0 | 0 | 1.7495e-05 |  | 0 | 4.3345e-05 | 4.3345e-05 | 0 | 0 | 0 | 0 | 0 | 0 | 0 | 0 | Column30: 0 | [29 empty] | 7.3.2.1.3 Advanced weather monitoring and weather stations Weather StationsWLDFRElectric Reliability | WLDFR | HFTD - Distribution - Tier 3 - 4QU CoRE ¦ 3QU LoRE | Seismic - Non-Red Flag Warning - Catastrophic Fires | 2031 | Electric Reliability | 453.261 | 334.8643 | 2031 | Mitigation | 0.011149 | 10 | 0 | esc | 0 | 0 | 0 | 0 | 0.011149 | 5.0533 | 0.011149 | 5.0533
[79 empty] | WLDFR | HFTD - Distribution - Tier 3 - 3QU CoRE ¦ 5QU LoRE | Red Flag Warning - Catastrophic Fires | 2021 | 0 | 0 | 0 | 0 | 14146.1306 | 222.2294 | 8585.7228 | 5338.1784 | 2.4776 | 2.4776 | 0 | 0 | 1.7495e-05 |  | 0 | 4.3345e-05 | 4.3345e-05 | 0 | 4.3345e-05 | 4.3345e-05 | 0 | 0 | 0 | 0 | 0 | Column30: 0 | [29 empty] | 7.3.2.1.3 Advanced weather monitoring and weather stations Weather StationsWLDFRElectric Reliability | WLDFR | HFTD - Distribution - Tier 3 - 4QU CoRE ¦ 3QU LoRE | Seismic - Non-Red Flag Warning - Catastrophic Fires | 2032 | Electric Reliability | 453.261 | 334.8643 | 2032 | Mitigation | 0.011149 | 10 | 0 | esc | 0 | 0 | 0 | 0 | 0 | 0 | 0.011149 | 5.0533
[79 empty] | WLDFR | HFTD - Distribution - Tier 3 - 3QU CoRE ¦ 5QU LoRE | Red Flag Warning - Catastrophic Fires | 2022 | 0 | 0 | 0 | 0 | 14146.1306 | 222.2294 | 8585.7228 | 5338.1784 | 2.4776 | 2.4776 | 2.4776 | 0 | 1.7495e-05 |  | 0 | 4.3345e-05 | 4.3345e-05 | 0 | 4.3345e-05 | 4.3345e-05 | 0 | 4.3345e-05 | 4.3345e-05 | 0 | 0 | Column30: 0 | [29 empty] | 7.3.2.1.3 Advanced weather monitoring and weather stations Weather StationsWLDFRElectric Reliability | WLDFR | HFTD - Distribution - Tier 3 - 4QU CoRE ¦ 3QU LoRE | Seismic - Red Flag Warning - Catastrophic Fires | 2021 | Electric Reliability | 409.2237 | 334.8643 | 2021 | Mitigation | 0.011149 | 10 | 0 | esc | 0.011149 | 4.5624 | 0.011149 | 4.5624 | 0 | 0 | 0 | 0
[79 empty] | WLDFR | HFTD - Distribution - Tier 3 - 3QU CoRE ¦ 5QU LoRE | Red Flag Warning - Catastrophic Fires | 2023 | 0 | 0 | 0 | 0 | 14664.6376 | 233.2301 | 8896.516 | 5534.8915 | 2.6002 | 2.6002 | 2.6002 | 2.6002 | 1.7495e-05 |  | 0 | 4.549e-05 | 4.549e-05 | 0 | 4.549e-05 | 4.549e-05 | 0 | 4.549e-05 | 4.549e-05 | 0 | 4.549e-05 | Column30: 4.549e-05 | [29 empty] | 7.3.2.1.3 Advanced weather monitoring and weather stations Weather StationsWLDFRElectric Reliability | WLDFR | HFTD - Distribution - Tier 3 - 4QU CoRE ¦ 3QU LoRE | Seismic - Red Flag Warning - Catastrophic Fires | 2022 | Electric Reliability | 409.2237 | 334.8643 | 2022 | Mitigation | 0.011149 | 10 | 0 | esc | 0.011149 | 4.5624 | 0.011149 | 4.5624 | 0.011149 | 4.5624 | 0 | 0
[79 empty] | WLDFR | HFTD - Distribution - Tier 3 - 3QU CoRE ¦ 5QU LoRE | Red Flag Warning - Catastrophic Fires | 2024 | 0 | 0 | 0 | 0 | 14664.6376 | 233.2301 | 8896.516 | 5534.8915 | 2.6002 | 2.6002 | 2.6002 | 2.6002 | 1.7495e-05 |  | 0 | 4.549e-05 | 4.549e-05 | 0 | 4.549e-05 | 4.549e-05 | 0 | 4.549e-05 | 4.549e-05 | 0 | 4.549e-05 | Column30: 4.549e-05 | [29 empty] | 7.3.2.1.3 Advanced weather monitoring and weather stations Weather StationsWLDFRElectric Reliability | WLDFR | HFTD - Distribution - Tier 3 - 4QU CoRE ¦ 3QU LoRE | Seismic - Red Flag Warning - Catastrophic Fires | 2023 | Electric Reliability | 428.6023 | 334.8643 | 2023 | Mitigation | 0.011149 | 10 | 0 | esc | 0.011149 | 4.7784 | 0.011149 | 4.7784 | 0.011149 | 4.7784 | 0.011149 | 4.7784
[79 empty] | WLDFR | HFTD - Distribution - Tier 3 - 3QU CoRE ¦ 5QU LoRE | Red Flag Warning - Catastrophic Fires | 2025 | 0 | 0 | 0 | 0 | 14664.6376 | 233.2301 | 8896.516 | 5534.8915 | 2.6002 | 2.6002 | 2.6002 | 2.6002 | 1.7495e-05 |  | 0 | 4.549e-05 | 4.549e-05 | 0 | 4.549e-05 | 4.549e-05 | 0 | 4.549e-05 | 4.549e-05 | 0 | 4.549e-05 | Column30: 4.549e-05 | [29 empty] | 7.3.2.1.3 Advanced weather monitoring and weather stations Weather StationsWLDFRElectric Reliability | WLDFR | HFTD - Distribution - Tier 3 - 4QU CoRE ¦ 3QU LoRE | Seismic - Red Flag Warning - Catastrophic Fires | 2024 | Electric Reliability | 428.6023 | 334.8643 | 2024 | Mitigation | 0.011149 | 10 | 0 | esc | 0.011149 | 4.7784 | 0.011149 | 4.7784 | 0.011149 | 4.7784 | 0.011149 | 4.7784
[79 empty] | WLDFR | HFTD - Distribution - Tier 3 - 3QU CoRE ¦ 5QU LoRE | Red Flag Warning - Catastrophic Fires | 2026 | 0 | 0 | 0 | 0 | 14664.6376 | 233.2301 | 8896.516 | 5534.8915 | 2.6002 | 2.6002 | 2.6002 | 2.6002 | 1.7495e-05 |  | 0 | 4.549e-05 | 4.549e-05 | 0 | 4.549e-05 | 4.549e-05 | 0 | 4.549e-05 | 4.549e-05 | 0 | 4.549e-05 | Column30: 4.549e-05 | [29 empty] | 7.3.2.1.3 Advanced weather monitoring and weather stations Weather StationsWLDFRElectric Reliability | WLDFR | HFTD - Distribution - Tier 3 - 4QU CoRE ¦ 3QU LoRE | Seismic - Red Flag Warning - Catastrophic Fires | 2025 | Electric Reliability | 428.6023 | 334.8643 | 2025 | Mitigation | 0.011149 | 10 | 0 | esc | 0.011149 | 4.7784 | 0.011149 | 4.7784 | 0.011149 | 4.7784 | 0.011149 | 4.7784
[79 empty] | WLDFR | HFTD - Distribution - Tier 3 - 3QU CoRE ¦ 5QU LoRE | Red Flag Warning - Catastrophic Fires | 2027 | 0 | 0 | 0 | 0 | 14664.6376 | 233.2301 | 8896.516 | 5534.8915 | 2.6002 | 2.6002 | 2.6002 | 2.6002 | 1.7495e-05 |  | 0 | 4.549e-05 | 4.549e-05 | 0 | 4.549e-05 | 4.549e-05 | 0 | 4.549e-05 | 4.549e-05 | 0 | 4.549e-05 | Column30: 4.549e-05 | [29 empty] | 7.3.2.1.3 Advanced weather monitoring and weather stations Weather StationsWLDFRElectric Reliability | WLDFR | HFTD - Distribution - Tier 3 - 4QU CoRE ¦ 3QU LoRE | Seismic - Red Flag Warning - Catastrophic Fires | 2026 | Electric Reliability | 428.6023 | 334.8643 | 2026 | Mitigation | 0.011149 | 10 | 0 | esc | 0.011149 | 4.7784 | 0.011149 | 4.7784 | 0.011149 | 4.7784 | 0.011149 | 4.7784
[79 empty] | WLDFR | HFTD - Distribution - Tier 3 - 3QU CoRE ¦ 5QU LoRE | Red Flag Warning - Catastrophic Fires | 2028 | 0 | 0 | 0 | 0 | 15317.9909 | 247.273 | 9287.6491 | 5783.0689 | 2.7568 | 2.7568 | 2.7568 | 2.7568 | 1.7495e-05 |  | 0 | 4.8229e-05 | 4.8229e-05 | 0 | 4.8229e-05 | 4.8229e-05 | 0 | 4.8229e-05 | 4.8229e-05 | 0 | 4.8229e-05 | Column30: 4.8229e-05 | [29 empty] | 7.3.2.1.3 Advanced weather monitoring and weather stations Weather StationsWLDFRElectric Reliability | WLDFR | HFTD - Distribution - Tier 3 - 4QU CoRE ¦ 3QU LoRE | Seismic - Red Flag Warning - Catastrophic Fires | 2027 | Electric Reliability | 428.6023 | 334.8643 | 2027 | Mitigation | 0.011149 | 10 | 0 | esc | 0.011149 | 4.7784 | 0.011149 | 4.7784 | 0.011149 | 4.7784 | 0.011149 | 4.7784
[79 empty] | WLDFR | HFTD - Distribution - Tier 3 - 3QU CoRE ¦ 5QU LoRE | Red Flag Warning - Catastrophic Fires | 2029 | 0 | 0 | 0 | 0 | 15317.9909 | 247.273 | 9287.6491 | 5783.0689 | 2.7568 | 2.7568 | 2.7568 | 2.7568 | 1.7495e-05 |  | 0 | 4.8229e-05 | 4.8229e-05 | 0 | 4.8229e-05 | 4.8229e-05 | 0 | 4.8229e-05 | 4.8229e-05 | 0 | 4.8229e-05 | Column30: 4.8229e-05 | [29 empty] | 7.3.2.1.3 Advanced weather monitoring and weather stations Weather StationsWLDFRElectric Reliability | WLDFR | HFTD - Distribution - Tier 3 - 4QU CoRE ¦ 3QU LoRE | Seismic - Red Flag Warning - Catastrophic Fires | 2028 | Electric Reliability | 453.261 | 334.8643 | 2028 | Mitigation | 0.011149 | 10 | 0 | esc | 0.011149 | 5.0533 | 0.011149 | 5.0533 | 0.011149 | 5.0533 | 0.011149 | 5.0533
[79 empty] | WLDFR | HFTD - Distribution - Tier 3 - 3QU CoRE ¦ 5QU LoRE | Red Flag Warning - Catastrophic Fires | 2030 | 0 | 0 | 0 | 0 | 15317.9909 | 247.273 | 9287.6491 | 5783.0689 | 0 | 2.7568 | 2.7568 | 2.7568 | 1.7495e-05 |  | 0 | 0 | 0 | 0 | 4.8229e-05 | 4.8229e-05 | 0 | 4.8229e-05 | 4.8229e-05 | 0 | 4.8229e-05 | Column30: 4.8229e-05 | [29 empty] | 7.3.2.1.3 Advanced weather monitoring and weather stations Weather StationsWLDFRElectric Reliability | WLDFR | HFTD - Distribution - Tier 3 - 4QU CoRE ¦ 3QU LoRE | Seismic - Red Flag Warning - Catastrophic Fires | 2029 | Electric Reliability | 453.261 | 334.8643 | 2029 | Mitigation | 0.011149 | 10 | 0 | esc | 0.011149 | 5.0533 | 0.011149 | 5.0533 | 0.011149 | 5.0533 | 0.011149 | 5.0533
[79 empty] | WLDFR | HFTD - Distribution - Tier 3 - 3QU CoRE ¦ 5QU LoRE | Red Flag Warning - Catastrophic Fires | 2031 | 0 | 0 | 0 | 0 | 15317.9909 | 247.273 | 9287.6491 | 5783.0689 | 0 | 0 | 2.7568 | 2.7568 | 1.7495e-05 |  | 0 | 0 | 0 | 0 | 0 | 0 | 0 | 4.8229e-05 | 4.8229e-05 | 0 | 4.8229e-05 | Column30: 4.8229e-05 | [29 empty] | 7.3.2.1.3 Advanced weather monitoring and weather stations Weather StationsWLDFRElectric Reliability | WLDFR | HFTD - Distribution - Tier 3 - 4QU CoRE ¦ 3QU LoRE | Seismic - Red Flag Warning - Catastrophic Fires | 2030 | Electric Reliability | 453.261 | 334.8643 | 2030 | Mitigation | 0.011149 | 10 | 0 | esc | 0 | 0 | 0.011149 | 5.0533 | 0.011149 | 5.0533 | 0.011149 | 5.0533
[79 empty] | WLDFR | HFTD - Distribution - Tier 3 - 3QU CoRE ¦ 5QU LoRE | Red Flag Warning - Catastrophic Fires | 2032 | 0 | 0 | 0 | 0 | 15317.9909 | 247.273 | 9287.6491 | 5783.0689 | 0 | 0 | 0 | 2.7568 | 1.7495e-05 |  | 0 | 0 | 0 | 0 | 0 | 0 | 0 | 0 | 0 | 0 | 4.8229e-05 | Column30: 4.8229e-05 | [29 empty] | 7.3.2.1.3 Advanced weather monitoring and weather stations Weather StationsWLDFRElectric Reliability | WLDFR | HFTD - Distribution - Tier 3 - 4QU CoRE ¦ 3QU LoRE | Seismic - Red Flag Warning - Catastrophic Fires | 2031 | Electric Reliability | 453.261 | 334.8643 | 2031 | Mitigation | 0.011149 | 10 | 0 | esc | 0 | 0 | 0 | 0 | 0.011149 | 5.0533 | 0.011149 | 5.0533
[79 empty] | WLDFR | HFTD - Distribution - Tier 3 - 3QU CoRE ¦ 5QU LoRE | Red Flag Warning - Destructive Fires | 2020 | 0 | 0 | 0 | 0 | 8807.9522 | 222.2294 | 8585.7228 | 0 | 2.4776 | 0 | 0 | 0 | 2.6269e-06 |  | 0 | 6.5084e-06 | 6.5084e-06 | 0 | 0 | 0 | 0 | 0 | 0 | 0 | 0 | Column30: 0 | [29 empty] | 7.3.2.1.3 Advanced weather monitoring and weather stations Weather StationsWLDFRElectric Reliability | WLDFR | HFTD - Distribution - Tier 3 - 4QU CoRE ¦ 3QU LoRE | Seismic - Red Flag Warning - Catastrophic Fires | 2032 | Electric Reliability | 453.261 | 334.8643 | 2032 | Mitigation | 0.011149 | 10 | 0 | esc | 0 | 0 | 0 | 0 | 0 | 0 | 0.011149 | 5.0533
[79 empty] | WLDFR | HFTD - Distribution - Tier 3 - 3QU CoRE ¦ 5QU LoRE | Red Flag Warning - Destructive Fires | 2021 | 0 | 0 | 0 | 0 | 8807.9522 | 222.2294 | 8585.7228 | 0 | 2.4776 | 2.4776 | 0 | 0 | 2.6269e-06 |  | 0 | 6.5084e-06 | 6.5084e-06 | 0 | 6.5084e-06 | 6.5084e-06 | 0 | 0 | 0 | 0 | 0 | Column30: 0 | [29 empty] | 7.3.2.1.3 Advanced weather monitoring and weather stations Weather StationsWLDFRElectric Reliability | WLDFR | HFTD - Distribution - Tier 3 - 4QU CoRE ¦ 4QU LoRE | Non-Red Flag Warning - Catastrophic Fires | 2021 | Electric Reliability | 222.2294 | 248.6831 | 2021 | Mitigation | 0.011149 | 10 | 0 | esc | 0.011149 | 2.4776 | 0.011149 | 2.4776 | 0 | 0 | 0 | 0
[79 empty] | WLDFR | HFTD - Distribution - Tier 3 - 3QU CoRE ¦ 5QU LoRE | Red Flag Warning - Destructive Fires | 2022 | 0 | 0 | 0 | 0 | 8807.9522 | 222.2294 | 8585.7228 | 0 | 2.4776 | 2.4776 | 2.4776 | 0 | 2.6269e-06 |  | 0 | 6.5084e-06 | 6.5084e-06 | 0 | 6.5084e-06 | 6.5084e-06 | 0 | 6.5084e-06 | 6.5084e-06 | 0 | 0 | Column30: 0 | [29 empty] | 7.3.2.1.3 Advanced weather monitoring and weather stations Weather StationsWLDFRElectric Reliability | WLDFR | HFTD - Distribution - Tier 3 - 4QU CoRE ¦ 4QU LoRE | Non-Red Flag Warning - Catastrophic Fires | 2022 | Electric Reliability | 222.2294 | 248.6831 | 2022 | Mitigation | 0.011149 | 10 | 0 | esc | 0.011149 | 2.4776 | 0.011149 | 2.4776 | 0.011149 | 2.4776 | 0 | 0
[79 empty] | WLDFR | HFTD - Distribution - Tier 3 - 3QU CoRE ¦ 5QU LoRE | Red Flag Warning - Destructive Fires | 2023 | 0 | 0 | 0 | 0 | 9129.7461 | 233.2301 | 8896.516 | 0 | 2.6002 | 2.6002 | 2.6002 | 2.6002 | 2.6269e-06 |  | 0 | 6.8305e-06 | 6.8305e-06 | 0 | 6.8305e-06 | 6.8305e-06 | 0 | 6.8305e-06 | 6.8305e-06 | 0 | 6.8305e-06 | Column30: 6.8305e-06 | [29 empty] | 7.3.2.1.3 Advanced weather monitoring and weather stations Weather StationsWLDFRElectric Reliability | WLDFR | HFTD - Distribution - Tier 3 - 4QU CoRE ¦ 4QU LoRE | Non-Red Flag Warning - Catastrophic Fires | 2023 | Electric Reliability | 233.2301 | 248.6831 | 2023 | Mitigation | 0.011149 | 10 | 0 | esc | 0.011149 | 2.6002 | 0.011149 | 2.6002 | 0.011149 | 2.6002 | 0.011149 | 2.6002
[79 empty] | WLDFR | HFTD - Distribution - Tier 3 - 3QU CoRE ¦ 5QU LoRE | Red Flag Warning - Destructive Fires | 2024 | 0 | 0 | 0 | 0 | 9129.7461 | 233.2301 | 8896.516 | 0 | 2.6002 | 2.6002 | 2.6002 | 2.6002 | 2.6269e-06 |  | 0 | 6.8305e-06 | 6.8305e-06 | 0 | 6.8305e-06 | 6.8305e-06 | 0 | 6.8305e-06 | 6.8305e-06 | 0 | 6.8305e-06 | Column30: 6.8305e-06 | [29 empty] | 7.3.2.1.3 Advanced weather monitoring and weather stations Weather StationsWLDFRElectric Reliability | WLDFR | HFTD - Distribution - Tier 3 - 4QU CoRE ¦ 4QU LoRE | Non-Red Flag Warning - Catastrophic Fires | 2024 | Electric Reliability | 233.2301 | 248.6831 | 2024 | Mitigation | 0.011149 | 10 | 0 | esc | 0.011149 | 2.6002 | 0.011149 | 2.6002 | 0.011149 | 2.6002 | 0.011149 | 2.6002
[79 empty] | WLDFR | HFTD - Distribution - Tier 3 - 3QU CoRE ¦ 5QU LoRE | Red Flag Warning - Destructive Fires | 2025 | 0 | 0 | 0 | 0 | 9129.7461 | 233.2301 | 8896.516 | 0 | 2.6002 | 2.6002 | 2.6002 | 2.6002 | 2.6269e-06 |  | 0 | 6.8305e-06 | 6.8305e-06 | 0 | 6.8305e-06 | 6.8305e-06 | 0 | 6.8305e-06 | 6.8305e-06 | 0 | 6.8305e-06 | Column30: 6.8305e-06 | [29 empty] | 7.3.2.1.3 Advanced weather monitoring and weather stations Weather StationsWLDFRElectric Reliability | WLDFR | HFTD - Distribution - Tier 3 - 4QU CoRE ¦ 4QU LoRE | Non-Red Flag Warning - Catastrophic Fires | 2025 | Electric Reliability | 233.2301 | 248.6831 | 2025 | Mitigation | 0.011149 | 10 | 0 | esc | 0.011149 | 2.6002 | 0.011149 | 2.6002 | 0.011149 | 2.6002 | 0.011149 | 2.6002
[79 empty] | WLDFR | HFTD - Distribution - Tier 3 - 3QU CoRE ¦ 5QU LoRE | Red Flag Warning - Destructive Fires | 2026 | 0 | 0 | 0 | 0 | 9129.7461 | 233.2301 | 8896.516 | 0 | 2.6002 | 2.6002 | 2.6002 | 2.6002 | 2.6269e-06 |  | 0 | 6.8305e-06 | 6.8305e-06 | 0 | 6.8305e-06 | 6.8305e-06 | 0 | 6.8305e-06 | 6.8305e-06 | 0 | 6.8305e-06 | Column30: 6.8305e-06 | [29 empty] | 7.3.2.1.3 Advanced weather monitoring and weather stations Weather StationsWLDFRElectric Reliability | WLDFR | HFTD - Distribution - Tier 3 - 4QU CoRE ¦ 4QU LoRE | Non-Red Flag Warning - Catastrophic Fires | 2026 | Electric Reliability | 233.2301 | 248.6831 | 2026 | Mitigation | 0.011149 | 10 | 0 | esc | 0.011149 | 2.6002 | 0.011149 | 2.6002 | 0.011149 | 2.6002 | 0.011149 | 2.6002
[79 empty] | WLDFR | HFTD - Distribution - Tier 3 - 3QU CoRE ¦ 5QU LoRE | Red Flag Warning - Destructive Fires | 2027 | 0 | 0 | 0 | 0 | 9129.7461 | 233.2301 | 8896.516 | 0 | 2.6002 | 2.6002 | 2.6002 | 2.6002 | 2.6269e-06 |  | 0 | 6.8305e-06 | 6.8305e-06 | 0 | 6.8305e-06 | 6.8305e-06 | 0 | 6.8305e-06 | 6.8305e-06 | 0 | 6.8305e-06 | Column30: 6.8305e-06 | [29 empty] | 7.3.2.1.3 Advanced weather monitoring and weather stations Weather StationsWLDFRElectric Reliability | WLDFR | HFTD - Distribution - Tier 3 - 4QU CoRE ¦ 4QU LoRE | Non-Red Flag Warning - Catastrophic Fires | 2027 | Electric Reliability | 233.2301 | 248.6831 | 2027 | Mitigation | 0.011149 | 10 | 0 | esc | 0.011149 | 2.6002 | 0.011149 | 2.6002 | 0.011149 | 2.6002 | 0.011149 | 2.6002
[79 empty] | WLDFR | HFTD - Distribution - Tier 3 - 3QU CoRE ¦ 5QU LoRE | Red Flag Warning - Destructive Fires | 2028 | 0 | 0 | 0 | 0 | 9534.9221 | 247.273 | 9287.6491 | 0 | 2.7568 | 2.7568 | 2.7568 | 2.7568 | 2.6269e-06 |  | 0 | 7.2418e-06 | 7.2418e-06 | 0 | 7.2418e-06 | 7.2418e-06 | 0 | 7.2418e-06 | 7.2418e-06 | 0 | 7.2418e-06 | Column30: 7.2418e-06 | [29 empty] | 7.3.2.1.3 Advanced weather monitoring and weather stations Weather StationsWLDFRElectric Reliability | WLDFR | HFTD - Distribution - Tier 3 - 4QU CoRE ¦ 4QU LoRE | Non-Red Flag Warning - Catastrophic Fires | 2028 | Electric Reliability | 247.273 | 248.6831 | 2028 | Mitigation | 0.011149 | 10 | 0 | esc | 0.011149 | 2.7568 | 0.011149 | 2.7568 | 0.011149 | 2.7568 | 0.011149 | 2.7568
[79 empty] | WLDFR | HFTD - Distribution - Tier 3 - 3QU CoRE ¦ 5QU LoRE | Red Flag Warning - Destructive Fires | 2029 | 0 | 0 | 0 | 0 | 9534.9221 | 247.273 | 9287.6491 | 0 | 2.7568 | 2.7568 | 2.7568 | 2.7568 | 2.6269e-06 |  | 0 | 7.2418e-06 | 7.2418e-06 | 0 | 7.2418e-06 | 7.2418e-06 | 0 | 7.2418e-06 | 7.2418e-06 | 0 | 7.2418e-06 | Column30: 7.2418e-06 | [29 empty] | 7.3.2.1.3 Advanced weather monitoring and weather stations Weather StationsWLDFRElectric Reliability | WLDFR | HFTD - Distribution - Tier 3 - 4QU CoRE ¦ 4QU LoRE | Non-Red Flag Warning - Catastrophic Fires | 2029 | Electric Reliability | 247.273 | 248.6831 | 2029 | Mitigation | 0.011149 | 10 | 0 | esc | 0.011149 | 2.7568 | 0.011149 | 2.7568 | 0.011149 | 2.7568 | 0.011149 | 2.7568
[79 empty] | WLDFR | HFTD - Distribution - Tier 3 - 3QU CoRE ¦ 5QU LoRE | Red Flag Warning - Destructive Fires | 2030 | 0 | 0 | 0 | 0 | 9534.9221 | 247.273 | 9287.6491 | 0 | 0 | 2.7568 | 2.7568 | 2.7568 | 2.6269e-06 |  | 0 | 0 | 0 | 0 | 7.2418e-06 | 7.2418e-06 | 0 | 7.2418e-06 | 7.2418e-06 | 0 | 7.2418e-06 | Column30: 7.2418e-06 | [29 empty] | 7.3.2.1.3 Advanced weather monitoring and weather stations Weather StationsWLDFRElectric Reliability | WLDFR | HFTD - Distribution - Tier 3 - 4QU CoRE ¦ 4QU LoRE | Non-Red Flag Warning - Catastrophic Fires | 2030 | Electric Reliability | 247.273 | 248.6831 | 2030 | Mitigation | 0.011149 | 10 | 0 | esc | 0 | 0 | 0.011149 | 2.7568 | 0.011149 | 2.7568 | 0.011149 | 2.7568
[79 empty] | WLDFR | HFTD - Distribution - Tier 3 - 3QU CoRE ¦ 5QU LoRE | Red Flag Warning - Destructive Fires | 2031 | 0 | 0 | 0 | 0 | 9534.9221 | 247.273 | 9287.6491 | 0 | 0 | 0 | 2.7568 | 2.7568 | 2.6269e-06 |  | 0 | 0 | 0 | 0 | 0 | 0 | 0 | 7.2418e-06 | 7.2418e-06 | 0 | 7.2418e-06 | Column30: 7.2418e-06 | [29 empty] | 7.3.2.1.3 Advanced weather monitoring and weather stations Weather StationsWLDFRElectric Reliability | WLDFR | HFTD - Distribution - Tier 3 - 4QU CoRE ¦ 4QU LoRE | Non-Red Flag Warning - Catastrophic Fires | 2031 | Electric Reliability | 247.273 | 248.6831 | 2031 | Mitigation | 0.011149 | 10 | 0 | esc | 0 | 0 | 0 | 0 | 0.011149 | 2.7568 | 0.011149 | 2.7568
[79 empty] | WLDFR | HFTD - Distribution - Tier 3 - 3QU CoRE ¦ 5QU LoRE | Red Flag Warning - Destructive Fires | 2032 | 0 | 0 | 0 | 0 | 9534.9221 | 247.273 | 9287.6491 | 0 | 0 | 0 | 0 | 2.7568 | 2.6269e-06 |  | 0 | 0 | 0 | 0 | 0 | 0 | 0 | 0 | 0 | 0 | 7.2418e-06 | Column30: 7.2418e-06 | [29 empty] | 7.3.2.1.3 Advanced weather monitoring and weather stations Weather StationsWLDFRElectric Reliability | WLDFR | HFTD - Distribution - Tier 3 - 4QU CoRE ¦ 4QU LoRE | Non-Red Flag Warning - Catastrophic Fires | 2032 | Electric Reliability | 247.273 | 248.6831 | 2032 | Mitigation | 0.011149 | 10 | 0 | esc | 0 | 0 | 0 | 0 | 0 | 0 | 0.011149 | 2.7568
[79 empty] | WLDFR | HFTD - Distribution - Tier 3 - 3QU CoRE ¦ 5QU LoRE | Red Flag Warning - Large Fires | 2020 | 0 | 0 | 0 | 0 | 5.2406 | 0.69642 | 2.942 | 1.6022 | 0.0077642 | 0 | 0 | 0 | 2.0262e-05 |  | 0 | 1.5732e-07 | 1.5732e-07 | 0 | 0 | 0 | 0 | 0 | 0 | 0 | 0 | Column30: 0 | [29 empty] | 7.3.2.1.3 Advanced weather monitoring and weather stations Weather StationsWLDFRElectric Reliability | WLDFR | HFTD - Distribution - Tier 3 - 4QU CoRE ¦ 4QU LoRE | Non-Red Flag Warning - Destructive Fires | 2021 | Electric Reliability | 222.2294 | 248.6831 | 2021 | Mitigation | 0.011149 | 10 | 0 | esc | 0.011149 | 2.4776 | 0.011149 | 2.4776 | 0 | 0 | 0 | 0
[79 empty] | WLDFR | HFTD - Distribution - Tier 3 - 3QU CoRE ¦ 5QU LoRE | Red Flag Warning - Large Fires | 2021 | 0 | 0 | 0 | 0 | 5.2406 | 0.69642 | 2.942 | 1.6022 | 0.0077642 | 0.0077642 | 0 | 0 | 2.0262e-05 |  | 0 | 1.5732e-07 | 1.5732e-07 | 0 | 1.5732e-07 | 1.5732e-07 | 0 | 0 | 0 | 0 | 0 | Column30: 0 | [29 empty] | 7.3.2.1.3 Advanced weather monitoring and weather stations Weather StationsWLDFRElectric Reliability | WLDFR | HFTD - Distribution - Tier 3 - 4QU CoRE ¦ 4QU LoRE | Non-Red Flag Warning - Destructive Fires | 2022 | Electric Reliability | 222.2294 | 248.6831 | 2022 | Mitigation | 0.011149 | 10 | 0 | esc | 0.011149 | 2.4776 | 0.011149 | 2.4776 | 0.011149 | 2.4776 | 0 | 0
[79 empty] | WLDFR | HFTD - Distribution - Tier 3 - 3QU CoRE ¦ 5QU LoRE | Red Flag Warning - Large Fires | 2022 | 0 | 0 | 0 | 0 | 5.2406 | 0.69642 | 2.942 | 1.6022 | 0.0077642 | 0.0077642 | 0.0077642 | 0 | 2.0262e-05 |  | 0 | 1.5732e-07 | 1.5732e-07 | 0 | 1.5732e-07 | 1.5732e-07 | 0 | 1.5732e-07 | 1.5732e-07 | 0 | 0 | Column30: 0 | [29 empty] | 7.3.2.1.3 Advanced weather monitoring and weather stations Weather StationsWLDFRElectric Reliability | WLDFR | HFTD - Distribution - Tier 3 - 4QU CoRE ¦ 4QU LoRE | Non-Red Flag Warning - Destructive Fires | 2023 | Electric Reliability | 233.2301 | 248.6831 | 2023 | Mitigation | 0.011149 | 10 | 0 | esc | 0.011149 | 2.6002 | 0.011149 | 2.6002 | 0.011149 | 2.6002 | 0.011149 | 2.6002
[79 empty] | WLDFR | HFTD - Distribution - Tier 3 - 3QU CoRE ¦ 5QU LoRE | Red Flag Warning - Large Fires | 2023 | 0 | 0 | 0 | 0 | 5.475 | 0.71896 | 3.0715 | 1.6846 | 0.0080156 | 0.0080156 | 0.0080156 | 0.0080156 | 2.0262e-05 |  | 0 | 1.6241e-07 | 1.6241e-07 | 0 | 1.6241e-07 | 1.6241e-07 | 0 | 1.6241e-07 | 1.6241e-07 | 0 | 1.6241e-07 | Column30: 1.6241e-07 | [29 empty] | 7.3.2.1.3 Advanced weather monitoring and weather stations Weather StationsWLDFRElectric Reliability | WLDFR | HFTD - Distribution - Tier 3 - 4QU CoRE ¦ 4QU LoRE | Non-Red Flag Warning - Destructive Fires | 2024 | Electric Reliability | 233.2301 | 248.6831 | 2024 | Mitigation | 0.011149 | 10 | 0 | esc | 0.011149 | 2.6002 | 0.011149 | 2.6002 | 0.011149 | 2.6002 | 0.011149 | 2.6002
[79 empty] | WLDFR | HFTD - Distribution - Tier 3 - 3QU CoRE ¦ 5QU LoRE | Red Flag Warning - Large Fires | 2024 | 0 | 0 | 0 | 0 | 5.475 | 0.71896 | 3.0715 | 1.6846 | 0.0080156 | 0.0080156 | 0.0080156 | 0.0080156 | 2.0262e-05 |  | 0 | 1.6241e-07 | 1.6241e-07 | 0 | 1.6241e-07 | 1.6241e-07 | 0 | 1.6241e-07 | 1.6241e-07 | 0 | 1.6241e-07 | Column30: 1.6241e-07 | [29 empty] | 7.3.2.1.3 Advanced weather monitoring and weather stations Weather StationsWLDFRElectric Reliability | WLDFR | HFTD - Distribution - Tier 3 - 4QU CoRE ¦ 4QU LoRE | Non-Red Flag Warning - Destructive Fires | 2025 | Electric Reliability | 233.2301 | 248.6831 | 2025 | Mitigation | 0.011149 | 10 | 0 | esc | 0.011149 | 2.6002 | 0.011149 | 2.6002 | 0.011149 | 2.6002 | 0.011149 | 2.6002
[79 empty] | WLDFR | HFTD - Distribution - Tier 3 - 3QU CoRE ¦ 5QU LoRE | Red Flag Warning - Large Fires | 2025 | 0 | 0 | 0 | 0 | 5.475 | 0.71896 | 3.0715 | 1.6846 | 0.0080156 | 0.0080156 | 0.0080156 | 0.0080156 | 2.0262e-05 |  | 0 | 1.6241e-07 | 1.6241e-07 | 0 | 1.6241e-07 | 1.6241e-07 | 0 | 1.6241e-07 | 1.6241e-07 | 0 | 1.6241e-07 | Column30: 1.6241e-07 | [29 empty] | 7.3.2.1.3 Advanced weather monitoring and weather stations Weather StationsWLDFRElectric Reliability | WLDFR | HFTD - Distribution - Tier 3 - 4QU CoRE ¦ 4QU LoRE | Non-Red Flag Warning - Destructive Fires | 2026 | Electric Reliability | 233.2301 | 248.6831 | 2026 | Mitigation | 0.011149 | 10 | 0 | esc | 0.011149 | 2.6002 | 0.011149 | 2.6002 | 0.011149 | 2.6002 | 0.011149 | 2.6002
[79 empty] | WLDFR | HFTD - Distribution - Tier 3 - 3QU CoRE ¦ 5QU LoRE | Red Flag Warning - Large Fires | 2026 | 0 | 0 | 0 | 0 | 5.475 | 0.71896 | 3.0715 | 1.6846 | 0.0080156 | 0.0080156 | 0.0080156 | 0.0080156 | 2.0262e-05 |  | 0 | 1.6241e-07 | 1.6241e-07 | 0 | 1.6241e-07 | 1.6241e-07 | 0 | 1.6241e-07 | 1.6241e-07 | 0 | 1.6241e-07 | Column30: 1.6241e-07 | [29 empty] | 7.3.2.1.3 Advanced weather monitoring and weather stations Weather StationsWLDFRElectric Reliability | WLDFR | HFTD - Distribution - Tier 3 - 4QU CoRE ¦ 4QU LoRE | Non-Red Flag Warning - Destructive Fires | 2027 | Electric Reliability | 233.2301 | 248.6831 | 2027 | Mitigation | 0.011149 | 10 | 0 | esc | 0.011149 | 2.6002 | 0.011149 | 2.6002 | 0.011149 | 2.6002 | 0.011149 | 2.6002
[79 empty] | WLDFR | HFTD - Distribution - Tier 3 - 3QU CoRE ¦ 5QU LoRE | Red Flag Warning - Large Fires | 2027 | 0 | 0 | 0 | 0 | 5.475 | 0.71896 | 3.0715 | 1.6846 | 0.0080156 | 0.0080156 | 0.0080156 | 0.0080156 | 2.0262e-05 |  | 0 | 1.6241e-07 | 1.6241e-07 | 0 | 1.6241e-07 | 1.6241e-07 | 0 | 1.6241e-07 | 1.6241e-07 | 0 | 1.6241e-07 | Column30: 1.6241e-07 | [29 empty] | 7.3.2.1.3 Advanced weather monitoring and weather stations Weather StationsWLDFRElectric Reliability | WLDFR | HFTD - Distribution - Tier 3 - 4QU CoRE ¦ 4QU LoRE | Non-Red Flag Warning - Destructive Fires | 2028 | Electric Reliability | 247.273 | 248.6831 | 2028 | Mitigation | 0.011149 | 10 | 0 | esc | 0.011149 | 2.7568 | 0.011149 | 2.7568 | 0.011149 | 2.7568 | 0.011149 | 2.7568
[79 empty] | WLDFR | HFTD - Distribution - Tier 3 - 3QU CoRE ¦ 5QU LoRE | Red Flag Warning - Large Fires | 2028 | 0 | 0 | 0 | 0 | 5.777 | 0.74734 | 3.238 | 1.7917 | 0.0083319 | 0.0083319 | 0.0083319 | 0.0083319 | 2.0262e-05 |  | 0 | 1.6882e-07 | 1.6882e-07 | 0 | 1.6882e-07 | 1.6882e-07 | 0 | 1.6882e-07 | 1.6882e-07 | 0 | 1.6882e-07 | Column30: 1.6882e-07 | [29 empty] | 7.3.2.1.3 Advanced weather monitoring and weather stations Weather StationsWLDFRElectric Reliability | WLDFR | HFTD - Distribution - Tier 3 - 4QU CoRE ¦ 4QU LoRE | Non-Red Flag Warning - Destructive Fires | 2029 | Electric Reliability | 247.273 | 248.6831 | 2029 | Mitigation | 0.011149 | 10 | 0 | esc | 0.011149 | 2.7568 | 0.011149 | 2.7568 | 0.011149 | 2.7568 | 0.011149 | 2.7568
[79 empty] | WLDFR | HFTD - Distribution - Tier 3 - 3QU CoRE ¦ 5QU LoRE | Red Flag Warning - Large Fires | 2029 | 0 | 0 | 0 | 0 | 5.777 | 0.74734 | 3.238 | 1.7917 | 0.0083319 | 0.0083319 | 0.0083319 | 0.0083319 | 2.0262e-05 |  | 0 | 1.6882e-07 | 1.6882e-07 | 0 | 1.6882e-07 | 1.6882e-07 | 0 | 1.6882e-07 | 1.6882e-07 | 0 | 1.6882e-07 | Column30: 1.6882e-07 | [29 empty] | 7.3.2.1.3 Advanced weather monitoring and weather stations Weather StationsWLDFRElectric Reliability | WLDFR | HFTD - Distribution - Tier 3 - 4QU CoRE ¦ 4QU LoRE | Non-Red Flag Warning - Destructive Fires | 2030 | Electric Reliability | 247.273 | 248.6831 | 2030 | Mitigation | 0.011149 | 10 | 0 | esc | 0 | 0 | 0.011149 | 2.7568 | 0.011149 | 2.7568 | 0.011149 | 2.7568
[79 empty] | WLDFR | HFTD - Distribution - Tier 3 - 3QU CoRE ¦ 5QU LoRE | Red Flag Warning - Large Fires | 2030 | 0 | 0 | 0 | 0 | 5.777 | 0.74734 | 3.238 | 1.7917 | 0 | 0.0083319 | 0.0083319 | 0.0083319 | 2.0262e-05 |  | 0 | 0 | 0 | 0 | 1.6882e-07 | 1.6882e-07 | 0 | 1.6882e-07 | 1.6882e-07 | 0 | 1.6882e-07 | Column30: 1.6882e-07 | [29 empty] | 7.3.2.1.3 Advanced weather monitoring and weather stations Weather StationsWLDFRElectric Reliability | WLDFR | HFTD - Distribution - Tier 3 - 4QU CoRE ¦ 4QU LoRE | Non-Red Flag Warning - Destructive Fires | 2031 | Electric Reliability | 247.273 | 248.6831 | 2031 | Mitigation | 0.011149 | 10 | 0 | esc | 0 | 0 | 0 | 0 | 0.011149 | 2.7568 | 0.011149 | 2.7568
[79 empty] | WLDFR | HFTD - Distribution - Tier 3 - 3QU CoRE ¦ 5QU LoRE | Red Flag Warning - Large Fires | 2031 | 0 | 0 | 0 | 0 | 5.777 | 0.74734 | 3.238 | 1.7917 | 0 | 0 | 0.0083319 | 0.0083319 | 2.0262e-05 |  | 0 | 0 | 0 | 0 | 0 | 0 | 0 | 1.6882e-07 | 1.6882e-07 | 0 | 1.6882e-07 | Column30: 1.6882e-07 | [29 empty] | 7.3.2.1.3 Advanced weather monitoring and weather stations Weather StationsWLDFRElectric Reliability | WLDFR | HFTD - Distribution - Tier 3 - 4QU CoRE ¦ 4QU LoRE | Non-Red Flag Warning - Destructive Fires | 2032 | Electric Reliability | 247.273 | 248.6831 | 2032 | Mitigation | 0.011149 | 10 | 0 | esc | 0 | 0 | 0 | 0 | 0 | 0 | 0.011149 | 2.7568
[79 empty] | WLDFR | HFTD - Distribution - Tier 3 - 3QU CoRE ¦ 5QU LoRE | Red Flag Warning - Large Fires | 2032 | 0 | 0 | 0 | 0 | 5.777 | 0.74734 | 3.238 | 1.7917 | 0 | 0 | 0 | 0.0083319 | 2.0262e-05 |  | 0 | 0 | 0 | 0 | 0 | 0 | 0 | 0 | 0 | 0 | 1.6882e-07 | Column30: 1.6882e-07 | [29 empty] | 7.3.2.1.3 Advanced weather monitoring and weather stations Weather StationsWLDFRElectric Reliability | WLDFR | HFTD - Distribution - Tier 3 - 4QU CoRE ¦ 4QU LoRE | Non-Red Flag Warning - Large Fires | 2021 | Electric Reliability | 0.69642 | 248.6831 | 2021 | Mitigation | 0.011149 | 10 | 0 | esc | 0.011149 | 0.0077642 | 0.011149 | 0.0077642 | 0 | 0 | 0 | 0
[79 empty] | WLDFR | HFTD - Distribution - Tier 3 - 3QU CoRE ¦ 5QU LoRE | Red Flag Warning - Small Fires | 2020 | 0 | 0 | 0 | 0 | 0.077901 | 0.036425 | 0.0015809 | 0.039895 | 0.0004061 | 0 | 0 | 0 | 0.00038391 |  | 0 | 1.5591e-07 | 1.5591e-07 | 0 | 0 | 0 | 0 | 0 | 0 | 0 | 0 | Column30: 0 | [29 empty] | 7.3.2.1.3 Advanced weather monitoring and weather stations Weather StationsWLDFRElectric Reliability | WLDFR | HFTD - Distribution - Tier 3 - 4QU CoRE ¦ 4QU LoRE | Non-Red Flag Warning - Large Fires | 2022 | Electric Reliability | 0.69642 | 248.6831 | 2022 | Mitigation | 0.011149 | 10 | 0 | esc | 0.011149 | 0.0077642 | 0.011149 | 0.0077642 | 0.011149 | 0.0077642 | 0 | 0
[79 empty] | WLDFR | HFTD - Distribution - Tier 3 - 3QU CoRE ¦ 5QU LoRE | Red Flag Warning - Small Fires | 2021 | 0 | 0 | 0 | 0 | 0.077901 | 0.036425 | 0.0015809 | 0.039895 | 0.0004061 | 0.0004061 | 0 | 0 | 0.00038391 |  | 0 | 1.5591e-07 | 1.5591e-07 | 0 | 1.5591e-07 | 1.5591e-07 | 0 | 0 | 0 | 0 | 0 | Column30: 0 | [29 empty] | 7.3.2.1.3 Advanced weather monitoring and weather stations Weather StationsWLDFRElectric Reliability | WLDFR | HFTD - Distribution - Tier 3 - 4QU CoRE ¦ 4QU LoRE | Non-Red Flag Warning - Large Fires | 2023 | Electric Reliability | 0.71896 | 248.6831 | 2023 | Mitigation | 0.011149 | 10 | 0 | esc | 0.011149 | 0.0080156 | 0.011149 | 0.0080156 | 0.011149 | 0.0080156 | 0.011149 | 0.0080156
[79 empty] | WLDFR | HFTD - Distribution - Tier 3 - 3QU CoRE ¦ 5QU LoRE | Red Flag Warning - Small Fires | 2022 | 0 | 0 | 0 | 0 | 0.077901 | 0.036425 | 0.0015809 | 0.039895 | 0.0004061 | 0.0004061 | 0.0004061 | 0 | 0.00038391 |  | 0 | 1.5591e-07 | 1.5591e-07 | 0 | 1.5591e-07 | 1.5591e-07 | 0 | 1.5591e-07 | 1.5591e-07 | 0 | 0 | Column30: 0 | [29 empty] | 7.3.2.1.3 Advanced weather monitoring and weather stations Weather StationsWLDFRElectric Reliability | WLDFR | HFTD - Distribution - Tier 3 - 4QU CoRE ¦ 4QU LoRE | Non-Red Flag Warning - Large Fires | 2024 | Electric Reliability | 0.71896 | 248.6831 | 2024 | Mitigation | 0.011149 | 10 | 0 | esc | 0.011149 | 0.0080156 | 0.011149 | 0.0080156 | 0.011149 | 0.0080156 | 0.011149 | 0.0080156
[79 empty] | WLDFR | HFTD - Distribution - Tier 3 - 3QU CoRE ¦ 5QU LoRE | Red Flag Warning - Small Fires | 2023 | 0 | 0 | 0 | 0 | 0.080408 | 0.03759 | 0.0016314 | 0.041187 | 0.00041909 | 0.00041909 | 0.00041909 | 0.00041909 | 0.00038391 |  | 0 | 1.6089e-07 | 1.6089e-07 | 0 | 1.6089e-07 | 1.6089e-07 | 0 | 1.6089e-07 | 1.6089e-07 | 0 | 1.6089e-07 | Column30: 1.6089e-07 | [29 empty] | 7.3.2.1.3 Advanced weather monitoring and weather stations Weather StationsWLDFRElectric Reliability | WLDFR | HFTD - Distribution - Tier 3 - 4QU CoRE ¦ 4QU LoRE | Non-Red Flag Warning - Large Fires | 2025 | Electric Reliability | 0.71896 | 248.6831 | 2025 | Mitigation | 0.011149 | 10 | 0 | esc | 0.011149 | 0.0080156 | 0.011149 | 0.0080156 | 0.011149 | 0.0080156 | 0.011149 | 0.0080156
[79 empty] | WLDFR | HFTD - Distribution - Tier 3 - 3QU CoRE ¦ 5QU LoRE | Red Flag Warning - Small Fires | 2024 | 0 | 0 | 0 | 0 | 0.080408 | 0.03759 | 0.0016314 | 0.041187 | 0.00041909 | 0.00041909 | 0.00041909 | 0.00041909 | 0.00038391 |  | 0 | 1.6089e-07 | 1.6089e-07 | 0 | 1.6089e-07 | 1.6089e-07 | 0 | 1.6089e-07 | 1.6089e-07 | 0 | 1.6089e-07 | Column30: 1.6089e-07 | [29 empty] | 7.3.2.1.3 Advanced weather monitoring and weather stations Weather StationsWLDFRElectric Reliability | WLDFR | HFTD - Distribution - Tier 3 - 4QU CoRE ¦ 4QU LoRE | Non-Red Flag Warning - Large Fires | 2026 | Electric Reliability | 0.71896 | 248.6831 | 2026 | Mitigation | 0.011149 | 10 | 0 | esc | 0.011149 | 0.0080156 | 0.011149 | 0.0080156 | 0.011149 | 0.0080156 | 0.011149 | 0.0080156
[79 empty] | WLDFR | HFTD - Distribution - Tier 3 - 3QU CoRE ¦ 5QU LoRE | Red Flag Warning - Small Fires | 2025 | 0 | 0 | 0 | 0 | 0.080408 | 0.03759 | 0.0016314 | 0.041187 | 0.00041909 | 0.00041909 | 0.00041909 | 0.00041909 | 0.00038391 |  | 0 | 1.6089e-07 | 1.6089e-07 | 0 | 1.6089e-07 | 1.6089e-07 | 0 | 1.6089e-07 | 1.6089e-07 | 0 | 1.6089e-07 | Column30: 1.6089e-07 | [29 empty] | 7.3.2.1.3 Advanced weather monitoring and weather stations Weather StationsWLDFRElectric Reliability | WLDFR | HFTD - Distribution - Tier 3 - 4QU CoRE ¦ 4QU LoRE | Non-Red Flag Warning - Large Fires | 2027 | Electric Reliability | 0.71896 | 248.6831 | 2027 | Mitigation | 0.011149 | 10 | 0 | esc | 0.011149 | 0.0080156 | 0.011149 | 0.0080156 | 0.011149 | 0.0080156 | 0.011149 | 0.0080156
[79 empty] | WLDFR | HFTD - Distribution - Tier 3 - 3QU CoRE ¦ 5QU LoRE | Red Flag Warning - Small Fires | 2026 | 0 | 0 | 0 | 0 | 0.080408 | 0.03759 | 0.0016314 | 0.041187 | 0.00041909 | 0.00041909 | 0.00041909 | 0.00041909 | 0.00038391 |  | 0 | 1.6089e-07 | 1.6089e-07 | 0 | 1.6089e-07 | 1.6089e-07 | 0 | 1.6089e-07 | 1.6089e-07 | 0 | 1.6089e-07 | Column30: 1.6089e-07 | [29 empty] | 7.3.2.1.3 Advanced weather monitoring and weather stations Weather StationsWLDFRElectric Reliability | WLDFR | HFTD - Distribution - Tier 3 - 4QU CoRE ¦ 4QU LoRE | Non-Red Flag Warning - Large Fires | 2028 | Electric Reliability | 0.74734 | 248.6831 | 2028 | Mitigation | 0.011149 | 10 | 0 | esc | 0.011149 | 0.0083319 | 0.011149 | 0.0083319 | 0.011149 | 0.0083319 | 0.011149 | 0.0083319
[79 empty] | WLDFR | HFTD - Distribution - Tier 3 - 3QU CoRE ¦ 5QU LoRE | Red Flag Warning - Small Fires | 2027 | 0 | 0 | 0 | 0 | 0.080408 | 0.03759 | 0.0016314 | 0.041187 | 0.00041909 | 0.00041909 | 0.00041909 | 0.00041909 | 0.00038391 |  | 0 | 1.6089e-07 | 1.6089e-07 | 0 | 1.6089e-07 | 1.6089e-07 | 0 | 1.6089e-07 | 1.6089e-07 | 0 | 1.6089e-07 | Column30: 1.6089e-07 | [29 empty] | 7.3.2.1.3 Advanced weather monitoring and weather stations Weather StationsWLDFRElectric Reliability | WLDFR | HFTD - Distribution - Tier 3 - 4QU CoRE ¦ 4QU LoRE | Non-Red Flag Warning - Large Fires | 2029 | Electric Reliability | 0.74734 | 248.6831 | 2029 | Mitigation | 0.011149 | 10 | 0 | esc | 0.011149 | 0.0083319 | 0.011149 | 0.0083319 | 0.011149 | 0.0083319 | 0.011149 | 0.0083319
[79 empty] | WLDFR | HFTD - Distribution - Tier 3 - 3QU CoRE ¦ 5QU LoRE | Red Flag Warning - Small Fires | 2028 | 0 | 0 | 0 | 0 | 0.083606 | 0.039055 | 0.001695 | 0.042856 | 0.00043542 | 0.00043542 | 0.00043542 | 0.00043542 | 0.00038391 |  | 0 | 1.6716e-07 | 1.6716e-07 | 0 | 1.6716e-07 | 1.6716e-07 | 0 | 1.6716e-07 | 1.6716e-07 | 0 | 1.6716e-07 | Column30: 1.6716e-07 | [29 empty] | 7.3.2.1.3 Advanced weather monitoring and weather stations Weather StationsWLDFRElectric Reliability | WLDFR | HFTD - Distribution - Tier 3 - 4QU CoRE ¦ 4QU LoRE | Non-Red Flag Warning - Large Fires | 2030 | Electric Reliability | 0.74734 | 248.6831 | 2030 | Mitigation | 0.011149 | 10 | 0 | esc | 0 | 0 | 0.011149 | 0.0083319 | 0.011149 | 0.0083319 | 0.011149 | 0.0083319
[79 empty] | WLDFR | HFTD - Distribution - Tier 3 - 3QU CoRE ¦ 5QU LoRE | Red Flag Warning - Small Fires | 2029 | 0 | 0 | 0 | 0 | 0.083606 | 0.039055 | 0.001695 | 0.042856 | 0.00043542 | 0.00043542 | 0.00043542 | 0.00043542 | 0.00038391 |  | 0 | 1.6716e-07 | 1.6716e-07 | 0 | 1.6716e-07 | 1.6716e-07 | 0 | 1.6716e-07 | 1.6716e-07 | 0 | 1.6716e-07 | Column30: 1.6716e-07 | [29 empty] | 7.3.2.1.3 Advanced weather monitoring and weather stations Weather StationsWLDFRElectric Reliability | WLDFR | HFTD - Distribution - Tier 3 - 4QU CoRE ¦ 4QU LoRE | Non-Red Flag Warning - Large Fires | 2031 | Electric Reliability | 0.74734 | 248.6831 | 2031 | Mitigation | 0.011149 | 10 | 0 | esc | 0 | 0 | 0 | 0 | 0.011149 | 0.0083319 | 0.011149 | 0.0083319
[79 empty] | WLDFR | HFTD - Distribution - Tier 3 - 3QU CoRE ¦ 5QU LoRE | Red Flag Warning - Small Fires | 2030 | 0 | 0 | 0 | 0 | 0.083606 | 0.039055 | 0.001695 | 0.042856 | 0 | 0.00043542 | 0.00043542 | 0.00043542 | 0.00038391 |  | 0 | 0 | 0 | 0 | 1.6716e-07 | 1.6716e-07 | 0 | 1.6716e-07 | 1.6716e-07 | 0 | 1.6716e-07 | Column30: 1.6716e-07 | [29 empty] | 7.3.2.1.3 Advanced weather monitoring and weather stations Weather StationsWLDFRElectric Reliability | WLDFR | HFTD - Distribution - Tier 3 - 4QU CoRE ¦ 4QU LoRE | Non-Red Flag Warning - Large Fires | 2032 | Electric Reliability | 0.74734 | 248.6831 | 2032 | Mitigation | 0.011149 | 10 | 0 | esc | 0 | 0 | 0 | 0 | 0 | 0 | 0.011149 | 0.0083319
[79 empty] | WLDFR | HFTD - Distribution - Tier 3 - 3QU CoRE ¦ 5QU LoRE | Red Flag Warning - Small Fires | 2031 | 0 | 0 | 0 | 0 | 0.083606 | 0.039055 | 0.001695 | 0.042856 | 0 | 0 | 0.00043542 | 0.00043542 | 0.00038391 |  | 0 | 0 | 0 | 0 | 0 | 0 | 0 | 1.6716e-07 | 1.6716e-07 | 0 | 1.6716e-07 | Column30: 1.6716e-07 | [29 empty] | 7.3.2.1.3 Advanced weather monitoring and weather stations Weather StationsWLDFRElectric Reliability | WLDFR | HFTD - Distribution - Tier 3 - 4QU CoRE ¦ 4QU LoRE | Non-Red Flag Warning - Small Fires | 2021 | Electric Reliability | 0.036425 | 248.6831 | 2021 | Mitigation | 0.011149 | 10 | 0 | esc | 0.011149 | 0.0004061 | 0.011149 | 0.0004061 | 0 | 0 | 0 | 0
[79 empty] | WLDFR | HFTD - Distribution - Tier 3 - 3QU CoRE ¦ 5QU LoRE | Red Flag Warning - Small Fires | 2032 | 0 | 0 | 0 | 0 | 0.083606 | 0.039055 | 0.001695 | 0.042856 | 0 | 0 | 0 | 0.00043542 | 0.00038391 |  | 0 | 0 | 0 | 0 | 0 | 0 | 0 | 0 | 0 | 0 | 1.6716e-07 | Column30: 1.6716e-07 | [29 empty] | 7.3.2.1.3 Advanced weather monitoring and weather stations Weather StationsWLDFRElectric Reliability | WLDFR | HFTD - Distribution - Tier 3 - 4QU CoRE ¦ 4QU LoRE | Non-Red Flag Warning - Small Fires | 2022 | Electric Reliability | 0.036425 | 248.6831 | 2022 | Mitigation | 0.011149 | 10 | 0 | esc | 0.011149 | 0.0004061 | 0.011149 | 0.0004061 | 0.011149 | 0.0004061 | 0 | 0
[79 empty] | WLDFR | HFTD - Distribution - Tier 3 - 4QU CoRE ¦ 1QU LoRE | Non-Red Flag Warning - Catastrophic Fires | 2020 | 0 | 0 | 0 | 0 | 14146.1306 | 222.2294 | 8585.7228 | 5338.1784 | 2.4776 | 0 | 0 | 0 | 8.897e-07 |  | 0 | 2.2043e-06 | 2.2043e-06 | 0 | 0 | 0 | 0 | 0 | 0 | 0 | 0 | Column30: 0 | [29 empty] | 7.3.2.1.3 Advanced weather monitoring and weather stations Weather StationsWLDFRElectric Reliability | WLDFR | HFTD - Distribution - Tier 3 - 4QU CoRE ¦ 4QU LoRE | Non-Red Flag Warning - Small Fires | 2023 | Electric Reliability | 0.03759 | 248.6831 | 2023 | Mitigation | 0.011149 | 10 | 0 | esc | 0.011149 | 0.00041909 | 0.011149 | 0.00041909 | 0.011149 | 0.00041909 | 0.011149 | 0.00041909
[79 empty] | WLDFR | HFTD - Distribution - Tier 3 - 4QU CoRE ¦ 1QU LoRE | Non-Red Flag Warning - Catastrophic Fires | 2021 | 0 | 0 | 0 | 0 | 14146.1306 | 222.2294 | 8585.7228 | 5338.1784 | 2.4776 | 2.4776 | 0 | 0 | 8.897e-07 |  | 0 | 2.2043e-06 | 2.2043e-06 | 0 | 2.2043e-06 | 2.2043e-06 | 0 | 0 | 0 | 0 | 0 | Column30: 0 | [29 empty] | 7.3.2.1.3 Advanced weather monitoring and weather stations Weather StationsWLDFRElectric Reliability | WLDFR | HFTD - Distribution - Tier 3 - 4QU CoRE ¦ 4QU LoRE | Non-Red Flag Warning - Small Fires | 2024 | Electric Reliability | 0.03759 | 248.6831 | 2024 | Mitigation | 0.011149 | 10 | 0 | esc | 0.011149 | 0.00041909 | 0.011149 | 0.00041909 | 0.011149 | 0.00041909 | 0.011149 | 0.00041909
[79 empty] | WLDFR | HFTD - Distribution - Tier 3 - 4QU CoRE ¦ 1QU LoRE | Non-Red Flag Warning - Catastrophic Fires | 2022 | 0 | 0 | 0 | 0 | 14146.1306 | 222.2294 | 8585.7228 | 5338.1784 | 2.4776 | 2.4776 | 2.4776 | 0 | 8.897e-07 |  | 0 | 2.2043e-06 | 2.2043e-06 | 0 | 2.2043e-06 | 2.2043e-06 | 0 | 2.2043e-06 | 2.2043e-06 | 0 | 0 | Column30: 0 | [29 empty] | 7.3.2.1.3 Advanced weather monitoring and weather stations Weather StationsWLDFRElectric Reliability | WLDFR | HFTD - Distribution - Tier 3 - 4QU CoRE ¦ 4QU LoRE | Non-Red Flag Warning - Small Fires | 2025 | Electric Reliability | 0.03759 | 248.6831 | 2025 | Mitigation | 0.011149 | 10 | 0 | esc | 0.011149 | 0.00041909 | 0.011149 | 0.00041909 | 0.011149 | 0.00041909 | 0.011149 | 0.00041909
[79 empty] | WLDFR | HFTD - Distribution - Tier 3 - 4QU CoRE ¦ 1QU LoRE | Non-Red Flag Warning - Catastrophic Fires | 2023 | 0 | 0 | 0 | 0 | 14664.6376 | 233.2301 | 8896.516 | 5534.8915 | 2.6002 | 2.6002 | 2.6002 | 2.6002 | 8.897e-07 |  | 0 | 2.3134e-06 | 2.3134e-06 | 0 | 2.3134e-06 | 2.3134e-06 | 0 | 2.3134e-06 | 2.3134e-06 | 0 | 2.3134e-06 | Column30: 2.3134e-06 | [29 empty] | 7.3.2.1.3 Advanced weather monitoring and weather stations Weather StationsWLDFRElectric Reliability | WLDFR | HFTD - Distribution - Tier 3 - 4QU CoRE ¦ 4QU LoRE | Non-Red Flag Warning - Small Fires | 2026 | Electric Reliability | 0.03759 | 248.6831 | 2026 | Mitigation | 0.011149 | 10 | 0 | esc | 0.011149 | 0.00041909 | 0.011149 | 0.00041909 | 0.011149 | 0.00041909 | 0.011149 | 0.00041909
[79 empty] | WLDFR | HFTD - Distribution - Tier 3 - 4QU CoRE ¦ 1QU LoRE | Non-Red Flag Warning - Catastrophic Fires | 2024 | 0 | 0 | 0 | 0 | 14664.6376 | 233.2301 | 8896.516 | 5534.8915 | 2.6002 | 2.6002 | 2.6002 | 2.6002 | 8.897e-07 |  | 0 | 2.3134e-06 | 2.3134e-06 | 0 | 2.3134e-06 | 2.3134e-06 | 0 | 2.3134e-06 | 2.3134e-06 | 0 | 2.3134e-06 | Column30: 2.3134e-06 | [29 empty] | 7.3.2.1.3 Advanced weather monitoring and weather stations Weather StationsWLDFRElectric Reliability | WLDFR | HFTD - Distribution - Tier 3 - 4QU CoRE ¦ 4QU LoRE | Non-Red Flag Warning - Small Fires | 2027 | Electric Reliability | 0.03759 | 248.6831 | 2027 | Mitigation | 0.011149 | 10 | 0 | esc | 0.011149 | 0.00041909 | 0.011149 | 0.00041909 | 0.011149 | 0.00041909 | 0.011149 | 0.00041909
[79 empty] | WLDFR | HFTD - Distribution - Tier 3 - 4QU CoRE ¦ 1QU LoRE | Non-Red Flag Warning - Catastrophic Fires | 2025 | 0 | 0 | 0 | 0 | 14664.6376 | 233.2301 | 8896.516 | 5534.8915 | 2.6002 | 2.6002 | 2.6002 | 2.6002 | 8.897e-07 |  | 0 | 2.3134e-06 | 2.3134e-06 | 0 | 2.3134e-06 | 2.3134e-06 | 0 | 2.3134e-06 | 2.3134e-06 | 0 | 2.3134e-06 | Column30: 2.3134e-06 | [29 empty] | 7.3.2.1.3 Advanced weather monitoring and weather stations Weather StationsWLDFRElectric Reliability | WLDFR | HFTD - Distribution - Tier 3 - 4QU CoRE ¦ 4QU LoRE | Non-Red Flag Warning - Small Fires | 2028 | Electric Reliability | 0.039055 | 248.6831 | 2028 | Mitigation | 0.011149 | 10 | 0 | esc | 0.011149 | 0.00043542 | 0.011149 | 0.00043542 | 0.011149 | 0.00043542 | 0.011149 | 0.00043542
[79 empty] | WLDFR | HFTD - Distribution - Tier 3 - 4QU CoRE ¦ 1QU LoRE | Non-Red Flag Warning - Catastrophic Fires | 2026 | 0 | 0 | 0 | 0 | 14664.6376 | 233.2301 | 8896.516 | 5534.8915 | 2.6002 | 2.6002 | 2.6002 | 2.6002 | 8.897e-07 |  | 0 | 2.3134e-06 | 2.3134e-06 | 0 | 2.3134e-06 | 2.3134e-06 | 0 | 2.3134e-06 | 2.3134e-06 | 0 | 2.3134e-06 | Column30: 2.3134e-06 | [29 empty] | 7.3.2.1.3 Advanced weather monitoring and weather stations Weather StationsWLDFRElectric Reliability | WLDFR | HFTD - Distribution - Tier 3 - 4QU CoRE ¦ 4QU LoRE | Non-Red Flag Warning - Small Fires | 2029 | Electric Reliability | 0.039055 | 248.6831 | 2029 | Mitigation | 0.011149 | 10 | 0 | esc | 0.011149 | 0.00043542 | 0.011149 | 0.00043542 | 0.011149 | 0.00043542 | 0.011149 | 0.00043542
[79 empty] | WLDFR | HFTD - Distribution - Tier 3 - 4QU CoRE ¦ 1QU LoRE | Non-Red Flag Warning - Catastrophic Fires | 2027 | 0 | 0 | 0 | 0 | 14664.6376 | 233.2301 | 8896.516 | 5534.8915 | 2.6002 | 2.6002 | 2.6002 | 2.6002 | 8.897e-07 |  | 0 | 2.3134e-06 | 2.3134e-06 | 0 | 2.3134e-06 | 2.3134e-06 | 0 | 2.3134e-06 | 2.3134e-06 | 0 | 2.3134e-06 | Column30: 2.3134e-06 | [29 empty] | 7.3.2.1.3 Advanced weather monitoring and weather stations Weather StationsWLDFRElectric Reliability | WLDFR | HFTD - Distribution - Tier 3 - 4QU CoRE ¦ 4QU LoRE | Non-Red Flag Warning - Small Fires | 2030 | Electric Reliability | 0.039055 | 248.6831 | 2030 | Mitigation | 0.011149 | 10 | 0 | esc | 0 | 0 | 0.011149 | 0.00043542 | 0.011149 | 0.00043542 | 0.011149 | 0.00043542
[79 empty] | WLDFR | HFTD - Distribution - Tier 3 - 4QU CoRE ¦ 1QU LoRE | Non-Red Flag Warning - Catastrophic Fires | 2028 | 0 | 0 | 0 | 0 | 15317.9909 | 247.273 | 9287.6491 | 5783.0689 | 2.7568 | 2.7568 | 2.7568 | 2.7568 | 8.897e-07 |  | 0 | 2.4527e-06 | 2.4527e-06 | 0 | 2.4527e-06 | 2.4527e-06 | 0 | 2.4527e-06 | 2.4527e-06 | 0 | 2.4527e-06 | Column30: 2.4527e-06 | [29 empty] | 7.3.2.1.3 Advanced weather monitoring and weather stations Weather StationsWLDFRElectric Reliability | WLDFR | HFTD - Distribution - Tier 3 - 4QU CoRE ¦ 4QU LoRE | Non-Red Flag Warning - Small Fires | 2031 | Electric Reliability | 0.039055 | 248.6831 | 2031 | Mitigation | 0.011149 | 10 | 0 | esc | 0 | 0 | 0 | 0 | 0.011149 | 0.00043542 | 0.011149 | 0.00043542
[79 empty] | WLDFR | HFTD - Distribution - Tier 3 - 4QU CoRE ¦ 1QU LoRE | Non-Red Flag Warning - Catastrophic Fires | 2029 | 0 | 0 | 0 | 0 | 15317.9909 | 247.273 | 9287.6491 | 5783.0689 | 2.7568 | 2.7568 | 2.7568 | 2.7568 | 8.897e-07 |  | 0 | 2.4527e-06 | 2.4527e-06 | 0 | 2.4527e-06 | 2.4527e-06 | 0 | 2.4527e-06 | 2.4527e-06 | 0 | 2.4527e-06 | Column30: 2.4527e-06 | [29 empty] | 7.3.2.1.3 Advanced weather monitoring and weather stations Weather StationsWLDFRElectric Reliability | WLDFR | HFTD - Distribution - Tier 3 - 4QU CoRE ¦ 4QU LoRE | Non-Red Flag Warning - Small Fires | 2032 | Electric Reliability | 0.039055 | 248.6831 | 2032 | Mitigation | 0.011149 | 10 | 0 | esc | 0 | 0 | 0 | 0 | 0 | 0 | 0.011149 | 0.00043542
[79 empty] | WLDFR | HFTD - Distribution - Tier 3 - 4QU CoRE ¦ 1QU LoRE | Non-Red Flag Warning - Catastrophic Fires | 2030 | 0 | 0 | 0 | 0 | 15317.9909 | 247.273 | 9287.6491 | 5783.0689 | 0 | 2.7568 | 2.7568 | 2.7568 | 8.897e-07 |  | 0 | 0 | 0 | 0 | 2.4527e-06 | 2.4527e-06 | 0 | 2.4527e-06 | 2.4527e-06 | 0 | 2.4527e-06 | Column30: 2.4527e-06 | [29 empty] | 7.3.2.1.3 Advanced weather monitoring and weather stations Weather StationsWLDFRElectric Reliability | WLDFR | HFTD - Distribution - Tier 3 - 4QU CoRE ¦ 4QU LoRE | Red Flag Warning - Catastrophic Fires | 2021 | Electric Reliability | 222.2294 | 248.6831 | 2021 | Mitigation | 0.011149 | 10 | 0 | esc | 0.011149 | 2.4776 | 0.011149 | 2.4776 | 0 | 0 | 0 | 0
[79 empty] | WLDFR | HFTD - Distribution - Tier 3 - 4QU CoRE ¦ 1QU LoRE | Non-Red Flag Warning - Catastrophic Fires | 2031 | 0 | 0 | 0 | 0 | 15317.9909 | 247.273 | 9287.6491 | 5783.0689 | 0 | 0 | 2.7568 | 2.7568 | 8.897e-07 |  | 0 | 0 | 0 | 0 | 0 | 0 | 0 | 2.4527e-06 | 2.4527e-06 | 0 | 2.4527e-06 | Column30: 2.4527e-06 | [29 empty] | 7.3.2.1.3 Advanced weather monitoring and weather stations Weather StationsWLDFRElectric Reliability | WLDFR | HFTD - Distribution - Tier 3 - 4QU CoRE ¦ 4QU LoRE | Red Flag Warning - Catastrophic Fires | 2022 | Electric Reliability | 222.2294 | 248.6831 | 2022 | Mitigation | 0.011149 | 10 | 0 | esc | 0.011149 | 2.4776 | 0.011149 | 2.4776 | 0.011149 | 2.4776 | 0 | 0
[79 empty] | WLDFR | HFTD - Distribution - Tier 3 - 4QU CoRE ¦ 1QU LoRE | Non-Red Flag Warning - Catastrophic Fires | 2032 | 0 | 0 | 0 | 0 | 15317.9909 | 247.273 | 9287.6491 | 5783.0689 | 0 | 0 | 0 | 2.7568 | 8.897e-07 |  | 0 | 0 | 0 | 0 | 0 | 0 | 0 | 0 | 0 | 0 | 2.4527e-06 | Column30: 2.4527e-06 | [29 empty] | 7.3.2.1.3 Advanced weather monitoring and weather stations Weather StationsWLDFRElectric Reliability | WLDFR | HFTD - Distribution - Tier 3 - 4QU CoRE ¦ 4QU LoRE | Red Flag Warning - Catastrophic Fires | 2023 | Electric Reliability | 233.2301 | 248.6831 | 2023 | Mitigation | 0.011149 | 10 | 0 | esc | 0.011149 | 2.6002 | 0.011149 | 2.6002 | 0.011149 | 2.6002 | 0.011149 | 2.6002
[79 empty] | WLDFR | HFTD - Distribution - Tier 3 - 4QU CoRE ¦ 1QU LoRE | Non-Red Flag Warning - Destructive Fires | 2020 | 0 | 0 | 0 | 0 | 8807.9522 | 222.2294 | 8585.7228 | 0 | 2.4776 | 0 | 0 | 0 | 1.0394e-06 |  | 0 | 2.5753e-06 | 2.5753e-06 | 0 | 0 | 0 | 0 | 0 | 0 | 0 | 0 | Column30: 0 | [29 empty] | 7.3.2.1.3 Advanced weather monitoring and weather stations Weather StationsWLDFRElectric Reliability | WLDFR | HFTD - Distribution - Tier 3 - 4QU CoRE ¦ 4QU LoRE | Red Flag Warning - Catastrophic Fires | 2024 | Electric Reliability | 233.2301 | 248.6831 | 2024 | Mitigation | 0.011149 | 10 | 0 | esc | 0.011149 | 2.6002 | 0.011149 | 2.6002 | 0.011149 | 2.6002 | 0.011149 | 2.6002
[79 empty] | WLDFR | HFTD - Distribution - Tier 3 - 4QU CoRE ¦ 1QU LoRE | Non-Red Flag Warning - Destructive Fires | 2021 | 0 | 0 | 0 | 0 | 8807.9522 | 222.2294 | 8585.7228 | 0 | 2.4776 | 2.4776 | 0 | 0 | 1.0394e-06 |  | 0 | 2.5753e-06 | 2.5753e-06 | 0 | 2.5753e-06 | 2.5753e-06 | 0 | 0 | 0 | 0 | 0 | Column30: 0 | [29 empty] | 7.3.2.1.3 Advanced weather monitoring and weather stations Weather StationsWLDFRElectric Reliability | WLDFR | HFTD - Distribution - Tier 3 - 4QU CoRE ¦ 4QU LoRE | Red Flag Warning - Catastrophic Fires | 2025 | Electric Reliability | 233.2301 | 248.6831 | 2025 | Mitigation | 0.011149 | 10 | 0 | esc | 0.011149 | 2.6002 | 0.011149 | 2.6002 | 0.011149 | 2.6002 | 0.011149 | 2.6002
[79 empty] | WLDFR | HFTD - Distribution - Tier 3 - 4QU CoRE ¦ 1QU LoRE | Non-Red Flag Warning - Destructive Fires | 2022 | 0 | 0 | 0 | 0 | 8807.9522 | 222.2294 | 8585.7228 | 0 | 2.4776 | 2.4776 | 2.4776 | 0 | 1.0394e-06 |  | 0 | 2.5753e-06 | 2.5753e-06 | 0 | 2.5753e-06 | 2.5753e-06 | 0 | 2.5753e-06 | 2.5753e-06 | 0 | 0 | Column30: 0 | [29 empty] | 7.3.2.1.3 Advanced weather monitoring and weather stations Weather StationsWLDFRElectric Reliability | WLDFR | HFTD - Distribution - Tier 3 - 4QU CoRE ¦ 4QU LoRE | Red Flag Warning - Catastrophic Fires | 2026 | Electric Reliability | 233.2301 | 248.6831 | 2026 | Mitigation | 0.011149 | 10 | 0 | esc | 0.011149 | 2.6002 | 0.011149 | 2.6002 | 0.011149 | 2.6002 | 0.011149 | 2.6002
[79 empty] | WLDFR | HFTD - Distribution - Tier 3 - 4QU CoRE ¦ 1QU LoRE | Non-Red Flag Warning - Destructive Fires | 2023 | 0 | 0 | 0 | 0 | 9129.7461 | 233.2301 | 8896.516 | 0 | 2.6002 | 2.6002 | 2.6002 | 2.6002 | 1.0394e-06 |  | 0 | 2.7028e-06 | 2.7028e-06 | 0 | 2.7028e-06 | 2.7028e-06 | 0 | 2.7028e-06 | 2.7028e-06 | 0 | 2.7028e-06 | Column30: 2.7028e-06 | [29 empty] | 7.3.2.1.3 Advanced weather monitoring and weather stations Weather StationsWLDFRElectric Reliability | WLDFR | HFTD - Distribution - Tier 3 - 4QU CoRE ¦ 4QU LoRE | Red Flag Warning - Catastrophic Fires | 2027 | Electric Reliability | 233.2301 | 248.6831 | 2027 | Mitigation | 0.011149 | 10 | 0 | esc | 0.011149 | 2.6002 | 0.011149 | 2.6002 | 0.011149 | 2.6002 | 0.011149 | 2.6002
[79 empty] | WLDFR | HFTD - Distribution - Tier 3 - 4QU CoRE ¦ 1QU LoRE | Non-Red Flag Warning - Destructive Fires | 2024 | 0 | 0 | 0 | 0 | 9129.7461 | 233.2301 | 8896.516 | 0 | 2.6002 | 2.6002 | 2.6002 | 2.6002 | 1.0394e-06 |  | 0 | 2.7028e-06 | 2.7028e-06 | 0 | 2.7028e-06 | 2.7028e-06 | 0 | 2.7028e-06 | 2.7028e-06 | 0 | 2.7028e-06 | Column30: 2.7028e-06 | [29 empty] | 7.3.2.1.3 Advanced weather monitoring and weather stations Weather StationsWLDFRElectric Reliability | WLDFR | HFTD - Distribution - Tier 3 - 4QU CoRE ¦ 4QU LoRE | Red Flag Warning - Catastrophic Fires | 2028 | Electric Reliability | 247.273 | 248.6831 | 2028 | Mitigation | 0.011149 | 10 | 0 | esc | 0.011149 | 2.7568 | 0.011149 | 2.7568 | 0.011149 | 2.7568 | 0.011149 | 2.7568
[79 empty] | WLDFR | HFTD - Distribution - Tier 3 - 4QU CoRE ¦ 1QU LoRE | Non-Red Flag Warning - Destructive Fires | 2025 | 0 | 0 | 0 | 0 | 9129.7461 | 233.2301 | 8896.516 | 0 | 2.6002 | 2.6002 | 2.6002 | 2.6002 | 1.0394e-06 |  | 0 | 2.7028e-06 | 2.7028e-06 | 0 | 2.7028e-06 | 2.7028e-06 | 0 | 2.7028e-06 | 2.7028e-06 | 0 | 2.7028e-06 | Column30: 2.7028e-06 | [29 empty] | 7.3.2.1.3 Advanced weather monitoring and weather stations Weather StationsWLDFRElectric Reliability | WLDFR | HFTD - Distribution - Tier 3 - 4QU CoRE ¦ 4QU LoRE | Red Flag Warning - Catastrophic Fires | 2029 | Electric Reliability | 247.273 | 248.6831 | 2029 | Mitigation | 0.011149 | 10 | 0 | esc | 0.011149 | 2.7568 | 0.011149 | 2.7568 | 0.011149 | 2.7568 | 0.011149 | 2.7568
[79 empty] | WLDFR | HFTD - Distribution - Tier 3 - 4QU CoRE ¦ 1QU LoRE | Non-Red Flag Warning - Destructive Fires | 2026 | 0 | 0 | 0 | 0 | 9129.7461 | 233.2301 | 8896.516 | 0 | 2.6002 | 2.6002 | 2.6002 | 2.6002 | 1.0394e-06 |  | 0 | 2.7028e-06 | 2.7028e-06 | 0 | 2.7028e-06 | 2.7028e-06 | 0 | 2.7028e-06 | 2.7028e-06 | 0 | 2.7028e-06 | Column30: 2.7028e-06 | [29 empty] | 7.3.2.1.3 Advanced weather monitoring and weather stations Weather StationsWLDFRElectric Reliability | WLDFR | HFTD - Distribution - Tier 3 - 4QU CoRE ¦ 4QU LoRE | Red Flag Warning - Catastrophic Fires | 2030 | Electric Reliability | 247.273 | 248.6831 | 2030 | Mitigation | 0.011149 | 10 | 0 | esc | 0 | 0 | 0.011149 | 2.7568 | 0.011149 | 2.7568 | 0.011149 | 2.7568
[79 empty] | WLDFR | HFTD - Distribution - Tier 3 - 4QU CoRE ¦ 1QU LoRE | Non-Red Flag Warning - Destructive Fires | 2027 | 0 | 0 | 0 | 0 | 9129.7461 | 233.2301 | 8896.516 | 0 | 2.6002 | 2.6002 | 2.6002 | 2.6002 | 1.0394e-06 |  | 0 | 2.7028e-06 | 2.7028e-06 | 0 | 2.7028e-06 | 2.7028e-06 | 0 | 2.7028e-06 | 2.7028e-06 | 0 | 2.7028e-06 | Column30: 2.7028e-06 | [29 empty] | 7.3.2.1.3 Advanced weather monitoring and weather stations Weather StationsWLDFRElectric Reliability | WLDFR | HFTD - Distribution - Tier 3 - 4QU CoRE ¦ 4QU LoRE | Red Flag Warning - Catastrophic Fires | 2031 | Electric Reliability | 247.273 | 248.6831 | 2031 | Mitigation | 0.011149 | 10 | 0 | esc | 0 | 0 | 0 | 0 | 0.011149 | 2.7568 | 0.011149 | 2.7568
[79 empty] | WLDFR | HFTD - Distribution - Tier 3 - 4QU CoRE ¦ 1QU LoRE | Non-Red Flag Warning - Destructive Fires | 2028 | 0 | 0 | 0 | 0 | 9534.9221 | 247.273 | 9287.6491 | 0 | 2.7568 | 2.7568 | 2.7568 | 2.7568 | 1.0394e-06 |  | 0 | 2.8655e-06 | 2.8655e-06 | 0 | 2.8655e-06 | 2.8655e-06 | 0 | 2.8655e-06 | 2.8655e-06 | 0 | 2.8655e-06 | Column30: 2.8655e-06 | [29 empty] | 7.3.2.1.3 Advanced weather monitoring and weather stations Weather StationsWLDFRElectric Reliability | WLDFR | HFTD - Distribution - Tier 3 - 4QU CoRE ¦ 4QU LoRE | Red Flag Warning - Catastrophic Fires | 2032 | Electric Reliability | 247.273 | 248.6831 | 2032 | Mitigation | 0.011149 | 10 | 0 | esc | 0 | 0 | 0 | 0 | 0 | 0 | 0.011149 | 2.7568
[79 empty] | WLDFR | HFTD - Distribution - Tier 3 - 4QU CoRE ¦ 1QU LoRE | Non-Red Flag Warning - Destructive Fires | 2029 | 0 | 0 | 0 | 0 | 9534.9221 | 247.273 | 9287.6491 | 0 | 2.7568 | 2.7568 | 2.7568 | 2.7568 | 1.0394e-06 |  | 0 | 2.8655e-06 | 2.8655e-06 | 0 | 2.8655e-06 | 2.8655e-06 | 0 | 2.8655e-06 | 2.8655e-06 | 0 | 2.8655e-06 | Column30: 2.8655e-06 | [29 empty] | 7.3.2.1.3 Advanced weather monitoring and weather stations Weather StationsWLDFRElectric Reliability | WLDFR | HFTD - Distribution - Tier 3 - 4QU CoRE ¦ 4QU LoRE | Red Flag Warning - Destructive Fires | 2021 | Electric Reliability | 222.2294 | 248.6831 | 2021 | Mitigation | 0.011149 | 10 | 0 | esc | 0.011149 | 2.4776 | 0.011149 | 2.4776 | 0 | 0 | 0 | 0
[79 empty] | WLDFR | HFTD - Distribution - Tier 3 - 4QU CoRE ¦ 1QU LoRE | Non-Red Flag Warning - Destructive Fires | 2030 | 0 | 0 | 0 | 0 | 9534.9221 | 247.273 | 9287.6491 | 0 | 0 | 2.7568 | 2.7568 | 2.7568 | 1.0394e-06 |  | 0 | 0 | 0 | 0 | 2.8655e-06 | 2.8655e-06 | 0 | 2.8655e-06 | 2.8655e-06 | 0 | 2.8655e-06 | Column30: 2.8655e-06 | [29 empty] | 7.3.2.1.3 Advanced weather monitoring and weather stations Weather StationsWLDFRElectric Reliability | WLDFR | HFTD - Distribution - Tier 3 - 4QU CoRE ¦ 4QU LoRE | Red Flag Warning - Destructive Fires | 2022 | Electric Reliability | 222.2294 | 248.6831 | 2022 | Mitigation | 0.011149 | 10 | 0 | esc | 0.011149 | 2.4776 | 0.011149 | 2.4776 | 0.011149 | 2.4776 | 0 | 0
[79 empty] | WLDFR | HFTD - Distribution - Tier 3 - 4QU CoRE ¦ 1QU LoRE | Non-Red Flag Warning - Destructive Fires | 2031 | 0 | 0 | 0 | 0 | 9534.9221 | 247.273 | 9287.6491 | 0 | 0 | 0 | 2.7568 | 2.7568 | 1.0394e-06 |  | 0 | 0 | 0 | 0 | 0 | 0 | 0 | 2.8655e-06 | 2.8655e-06 | 0 | 2.8655e-06 | Column30: 2.8655e-06 | [29 empty] | 7.3.2.1.3 Advanced weather monitoring and weather stations Weather StationsWLDFRElectric Reliability | WLDFR | HFTD - Distribution - Tier 3 - 4QU CoRE ¦ 4QU LoRE | Red Flag Warning - Destructive Fires | 2023 | Electric Reliability | 233.2301 | 248.6831 | 2023 | Mitigation | 0.011149 | 10 | 0 | esc | 0.011149 | 2.6002 | 0.011149 | 2.6002 | 0.011149 | 2.6002 | 0.011149 | 2.6002
[79 empty] | WLDFR | HFTD - Distribution - Tier 3 - 4QU CoRE ¦ 1QU LoRE | Non-Red Flag Warning - Destructive Fires | 2032 | 0 | 0 | 0 | 0 | 9534.9221 | 247.273 | 9287.6491 | 0 | 0 | 0 | 0 | 2.7568 | 1.0394e-06 |  | 0 | 0 | 0 | 0 | 0 | 0 | 0 | 0 | 0 | 0 | 2.8655e-06 | Column30: 2.8655e-06 | [29 empty] | 7.3.2.1.3 Advanced weather monitoring and weather stations Weather StationsWLDFRElectric Reliability | WLDFR | HFTD - Distribution - Tier 3 - 4QU CoRE ¦ 4QU LoRE | Red Flag Warning - Destructive Fires | 2024 | Electric Reliability | 233.2301 | 248.6831 | 2024 | Mitigation | 0.011149 | 10 | 0 | esc | 0.011149 | 2.6002 | 0.011149 | 2.6002 | 0.011149 | 2.6002 | 0.011149 | 2.6002
[79 empty] | WLDFR | HFTD - Distribution - Tier 3 - 4QU CoRE ¦ 1QU LoRE | Non-Red Flag Warning - Large Fires | 2020 | 0 | 0 | 0 | 0 | 5.2406 | 0.69642 | 2.942 | 1.6022 | 0.0077642 | 0 | 0 | 0 | 2.1607e-05 |  | 0 | 1.6776e-07 | 1.6776e-07 | 0 | 0 | 0 | 0 | 0 | 0 | 0 | 0 | Column30: 0 | [29 empty] | 7.3.2.1.3 Advanced weather monitoring and weather stations Weather StationsWLDFRElectric Reliability | WLDFR | HFTD - Distribution - Tier 3 - 4QU CoRE ¦ 4QU LoRE | Red Flag Warning - Destructive Fires | 2025 | Electric Reliability | 233.2301 | 248.6831 | 2025 | Mitigation | 0.011149 | 10 | 0 | esc | 0.011149 | 2.6002 | 0.011149 | 2.6002 | 0.011149 | 2.6002 | 0.011149 | 2.6002
[79 empty] | WLDFR | HFTD - Distribution - Tier 3 - 4QU CoRE ¦ 1QU LoRE | Non-Red Flag Warning - Large Fires | 2021 | 0 | 0 | 0 | 0 | 5.2406 | 0.69642 | 2.942 | 1.6022 | 0.0077642 | 0.0077642 | 0 | 0 | 2.1607e-05 |  | 0 | 1.6776e-07 | 1.6776e-07 | 0 | 1.6776e-07 | 1.6776e-07 | 0 | 0 | 0 | 0 | 0 | Column30: 0 | [29 empty] | 7.3.2.1.3 Advanced weather monitoring and weather stations Weather StationsWLDFRElectric Reliability | WLDFR | HFTD - Distribution - Tier 3 - 4QU CoRE ¦ 4QU LoRE | Red Flag Warning - Destructive Fires | 2026 | Electric Reliability | 233.2301 | 248.6831 | 2026 | Mitigation | 0.011149 | 10 | 0 | esc | 0.011149 | 2.6002 | 0.011149 | 2.6002 | 0.011149 | 2.6002 | 0.011149 | 2.6002
[79 empty] | WLDFR | HFTD - Distribution - Tier 3 - 4QU CoRE ¦ 1QU LoRE | Non-Red Flag Warning - Large Fires | 2022 | 0 | 0 | 0 | 0 | 5.2406 | 0.69642 | 2.942 | 1.6022 | 0.0077642 | 0.0077642 | 0.0077642 | 0 | 2.1607e-05 |  | 0 | 1.6776e-07 | 1.6776e-07 | 0 | 1.6776e-07 | 1.6776e-07 | 0 | 1.6776e-07 | 1.6776e-07 | 0 | 0 | Column30: 0 | [29 empty] | 7.3.2.1.3 Advanced weather monitoring and weather stations Weather StationsWLDFRElectric Reliability | WLDFR | HFTD - Distribution - Tier 3 - 4QU CoRE ¦ 4QU LoRE | Red Flag Warning - Destructive Fires | 2027 | Electric Reliability | 233.2301 | 248.6831 | 2027 | Mitigation | 0.011149 | 10 | 0 | esc | 0.011149 | 2.6002 | 0.011149 | 2.6002 | 0.011149 | 2.6002 | 0.011149 | 2.6002
[79 empty] | WLDFR | HFTD - Distribution - Tier 3 - 4QU CoRE ¦ 1QU LoRE | Non-Red Flag Warning - Large Fires | 2023 | 0 | 0 | 0 | 0 | 5.475 | 0.71896 | 3.0715 | 1.6846 | 0.0080156 | 0.0080156 | 0.0080156 | 0.0080156 | 2.1607e-05 |  | 0 | 1.7319e-07 | 1.7319e-07 | 0 | 1.7319e-07 | 1.7319e-07 | 0 | 1.7319e-07 | 1.7319e-07 | 0 | 1.7319e-07 | Column30: 1.7319e-07 | [29 empty] | 7.3.2.1.3 Advanced weather monitoring and weather stations Weather StationsWLDFRElectric Reliability | WLDFR | HFTD - Distribution - Tier 3 - 4QU CoRE ¦ 4QU LoRE | Red Flag Warning - Destructive Fires | 2028 | Electric Reliability | 247.273 | 248.6831 | 2028 | Mitigation | 0.011149 | 10 | 0 | esc | 0.011149 | 2.7568 | 0.011149 | 2.7568 | 0.011149 | 2.7568 | 0.011149 | 2.7568
[79 empty] | WLDFR | HFTD - Distribution - Tier 3 - 4QU CoRE ¦ 1QU LoRE | Non-Red Flag Warning - Large Fires | 2024 | 0 | 0 | 0 | 0 | 5.475 | 0.71896 | 3.0715 | 1.6846 | 0.0080156 | 0.0080156 | 0.0080156 | 0.0080156 | 2.1607e-05 |  | 0 | 1.7319e-07 | 1.7319e-07 | 0 | 1.7319e-07 | 1.7319e-07 | 0 | 1.7319e-07 | 1.7319e-07 | 0 | 1.7319e-07 | Column30: 1.7319e-07 | [29 empty] | 7.3.2.1.3 Advanced weather monitoring and weather stations Weather StationsWLDFRElectric Reliability | WLDFR | HFTD - Distribution - Tier 3 - 4QU CoRE ¦ 4QU LoRE | Red Flag Warning - Destructive Fires | 2029 | Electric Reliability | 247.273 | 248.6831 | 2029 | Mitigation | 0.011149 | 10 | 0 | esc | 0.011149 | 2.7568 | 0.011149 | 2.7568 | 0.011149 | 2.7568 | 0.011149 | 2.7568
[79 empty] | WLDFR | HFTD - Distribution - Tier 3 - 4QU CoRE ¦ 1QU LoRE | Non-Red Flag Warning - Large Fires | 2025 | 0 | 0 | 0 | 0 | 5.475 | 0.71896 | 3.0715 | 1.6846 | 0.0080156 | 0.0080156 | 0.0080156 | 0.0080156 | 2.1607e-05 |  | 0 | 1.7319e-07 | 1.7319e-07 | 0 | 1.7319e-07 | 1.7319e-07 | 0 | 1.7319e-07 | 1.7319e-07 | 0 | 1.7319e-07 | Column30: 1.7319e-07 | [29 empty] | 7.3.2.1.3 Advanced weather monitoring and weather stations Weather StationsWLDFRElectric Reliability | WLDFR | HFTD - Distribution - Tier 3 - 4QU CoRE ¦ 4QU LoRE | Red Flag Warning - Destructive Fires | 2030 | Electric Reliability | 247.273 | 248.6831 | 2030 | Mitigation | 0.011149 | 10 | 0 | esc | 0 | 0 | 0.011149 | 2.7568 | 0.011149 | 2.7568 | 0.011149 | 2.7568
[79 empty] | WLDFR | HFTD - Distribution - Tier 3 - 4QU CoRE ¦ 1QU LoRE | Non-Red Flag Warning - Large Fires | 2026 | 0 | 0 | 0 | 0 | 5.475 | 0.71896 | 3.0715 | 1.6846 | 0.0080156 | 0.0080156 | 0.0080156 | 0.0080156 | 2.1607e-05 |  | 0 | 1.7319e-07 | 1.7319e-07 | 0 | 1.7319e-07 | 1.7319e-07 | 0 | 1.7319e-07 | 1.7319e-07 | 0 | 1.7319e-07 | Column30: 1.7319e-07 | [29 empty] | 7.3.2.1.3 Advanced weather monitoring and weather stations Weather StationsWLDFRElectric Reliability | WLDFR | HFTD - Distribution - Tier 3 - 4QU CoRE ¦ 4QU LoRE | Red Flag Warning - Destructive Fires | 2031 | Electric Reliability | 247.273 | 248.6831 | 2031 | Mitigation | 0.011149 | 10 | 0 | esc | 0 | 0 | 0 | 0 | 0.011149 | 2.7568 | 0.011149 | 2.7568
[79 empty] | WLDFR | HFTD - Distribution - Tier 3 - 4QU CoRE ¦ 1QU LoRE | Non-Red Flag Warning - Large Fires | 2027 | 0 | 0 | 0 | 0 | 5.475 | 0.71896 | 3.0715 | 1.6846 | 0.0080156 | 0.0080156 | 0.0080156 | 0.0080156 | 2.1607e-05 |  | 0 | 1.7319e-07 | 1.7319e-07 | 0 | 1.7319e-07 | 1.7319e-07 | 0 | 1.7319e-07 | 1.7319e-07 | 0 | 1.7319e-07 | Column30: 1.7319e-07 | [29 empty] | 7.3.2.1.3 Advanced weather monitoring and weather stations Weather StationsWLDFRElectric Reliability | WLDFR | HFTD - Distribution - Tier 3 - 4QU CoRE ¦ 4QU LoRE | Red Flag Warning - Destructive Fires | 2032 | Electric Reliability | 247.273 | 248.6831 | 2032 | Mitigation | 0.011149 | 10 | 0 | esc | 0 | 0 | 0 | 0 | 0 | 0 | 0.011149 | 2.7568
[79 empty] | WLDFR | HFTD - Distribution - Tier 3 - 4QU CoRE ¦ 1QU LoRE | Non-Red Flag Warning - Large Fires | 2028 | 0 | 0 | 0 | 0 | 5.777 | 0.74734 | 3.238 | 1.7917 | 0.0083319 | 0.0083319 | 0.0083319 | 0.0083319 | 2.1607e-05 |  | 0 | 1.8003e-07 | 1.8003e-07 | 0 | 1.8003e-07 | 1.8003e-07 | 0 | 1.8003e-07 | 1.8003e-07 | 0 | 1.8003e-07 | Column30: 1.8003e-07 | [29 empty] | 7.3.2.1.3 Advanced weather monitoring and weather stations Weather StationsWLDFRElectric Reliability | WLDFR | HFTD - Distribution - Tier 3 - 4QU CoRE ¦ 4QU LoRE | Red Flag Warning - Large Fires | 2021 | Electric Reliability | 0.69642 | 248.6831 | 2021 | Mitigation | 0.011149 | 10 | 0 | esc | 0.011149 | 0.0077642 | 0.011149 | 0.0077642 | 0 | 0 | 0 | 0
[79 empty] | WLDFR | HFTD - Distribution - Tier 3 - 4QU CoRE ¦ 1QU LoRE | Non-Red Flag Warning - Large Fires | 2029 | 0 | 0 | 0 | 0 | 5.777 | 0.74734 | 3.238 | 1.7917 | 0.0083319 | 0.0083319 | 0.0083319 | 0.0083319 | 2.1607e-05 |  | 0 | 1.8003e-07 | 1.8003e-07 | 0 | 1.8003e-07 | 1.8003e-07 | 0 | 1.8003e-07 | 1.8003e-07 | 0 | 1.8003e-07 | Column30: 1.8003e-07 | [29 empty] | 7.3.2.1.3 Advanced weather monitoring and weather stations Weather StationsWLDFRElectric Reliability | WLDFR | HFTD - Distribution - Tier 3 - 4QU CoRE ¦ 4QU LoRE | Red Flag Warning - Large Fires | 2022 | Electric Reliability | 0.69642 | 248.6831 | 2022 | Mitigation | 0.011149 | 10 | 0 | esc | 0.011149 | 0.0077642 | 0.011149 | 0.0077642 | 0.011149 | 0.0077642 | 0 | 0
[79 empty] | WLDFR | HFTD - Distribution - Tier 3 - 4QU CoRE ¦ 1QU LoRE | Non-Red Flag Warning - Large Fires | 2030 | 0 | 0 | 0 | 0 | 5.777 | 0.74734 | 3.238 | 1.7917 | 0 | 0.0083319 | 0.0083319 | 0.0083319 | 2.1607e-05 |  | 0 | 0 | 0 | 0 | 1.8003e-07 | 1.8003e-07 | 0 | 1.8003e-07 | 1.8003e-07 | 0 | 1.8003e-07 | Column30: 1.8003e-07 | [29 empty] | 7.3.2.1.3 Advanced weather monitoring and weather stations Weather StationsWLDFRElectric Reliability | WLDFR | HFTD - Distribution - Tier 3 - 4QU CoRE ¦ 4QU LoRE | Red Flag Warning - Large Fires | 2023 | Electric Reliability | 0.71896 | 248.6831 | 2023 | Mitigation | 0.011149 | 10 | 0 | esc | 0.011149 | 0.0080156 | 0.011149 | 0.0080156 | 0.011149 | 0.0080156 | 0.011149 | 0.0080156
[79 empty] | WLDFR | HFTD - Distribution - Tier 3 - 4QU CoRE ¦ 1QU LoRE | Non-Red Flag Warning - Large Fires | 2031 | 0 | 0 | 0 | 0 | 5.777 | 0.74734 | 3.238 | 1.7917 | 0 | 0 | 0.0083319 | 0.0083319 | 2.1607e-05 |  | 0 | 0 | 0 | 0 | 0 | 0 | 0 | 1.8003e-07 | 1.8003e-07 | 0 | 1.8003e-07 | Column30: 1.8003e-07 | [29 empty] | 7.3.2.1.3 Advanced weather monitoring and weather stations Weather StationsWLDFRElectric Reliability | WLDFR | HFTD - Distribution - Tier 3 - 4QU CoRE ¦ 4QU LoRE | Red Flag Warning - Large Fires | 2024 | Electric Reliability | 0.71896 | 248.6831 | 2024 | Mitigation | 0.011149 | 10 | 0 | esc | 0.011149 | 0.0080156 | 0.011149 | 0.0080156 | 0.011149 | 0.0080156 | 0.011149 | 0.0080156
[79 empty] | WLDFR | HFTD - Distribution - Tier 3 - 4QU CoRE ¦ 1QU LoRE | Non-Red Flag Warning - Large Fires | 2032 | 0 | 0 | 0 | 0 | 5.777 | 0.74734 | 3.238 | 1.7917 | 0 | 0 | 0 | 0.0083319 | 2.1607e-05 |  | 0 | 0 | 0 | 0 | 0 | 0 | 0 | 0 | 0 | 0 | 1.8003e-07 | Column30: 1.8003e-07 | [29 empty] | 7.3.2.1.3 Advanced weather monitoring and weather stations Weather StationsWLDFRElectric Reliability | WLDFR | HFTD - Distribution - Tier 3 - 4QU CoRE ¦ 4QU LoRE | Red Flag Warning - Large Fires | 2025 | Electric Reliability | 0.71896 | 248.6831 | 2025 | Mitigation | 0.011149 | 10 | 0 | esc | 0.011149 | 0.0080156 | 0.011149 | 0.0080156 | 0.011149 | 0.0080156 | 0.011149 | 0.0080156
[79 empty] | WLDFR | HFTD - Distribution - Tier 3 - 4QU CoRE ¦ 1QU LoRE | Non-Red Flag Warning - Small Fires | 2020 | 0 | 0 | 0 | 0 | 0.077901 | 0.036425 | 0.0015809 | 0.039895 | 0.0004061 | 0 | 0 | 0 | 0.0079467 |  | 0 | 3.2271e-06 | 3.2271e-06 | 0 | 0 | 0 | 0 | 0 | 0 | 0 | 0 | Column30: 0 | [29 empty] | 7.3.2.1.3 Advanced weather monitoring and weather stations Weather StationsWLDFRElectric Reliability | WLDFR | HFTD - Distribution - Tier 3 - 4QU CoRE ¦ 4QU LoRE | Red Flag Warning - Large Fires | 2026 | Electric Reliability | 0.71896 | 248.6831 | 2026 | Mitigation | 0.011149 | 10 | 0 | esc | 0.011149 | 0.0080156 | 0.011149 | 0.0080156 | 0.011149 | 0.0080156 | 0.011149 | 0.0080156
[79 empty] | WLDFR | HFTD - Distribution - Tier 3 - 4QU CoRE ¦ 1QU LoRE | Non-Red Flag Warning - Small Fires | 2021 | 0 | 0 | 0 | 0 | 0.077901 | 0.036425 | 0.0015809 | 0.039895 | 0.0004061 | 0.0004061 | 0 | 0 | 0.0079467 |  | 0 | 3.2271e-06 | 3.2271e-06 | 0 | 3.2271e-06 | 3.2271e-06 | 0 | 0 | 0 | 0 | 0 | Column30: 0 | [29 empty] | 7.3.2.1.3 Advanced weather monitoring and weather stations Weather StationsWLDFRElectric Reliability | WLDFR | HFTD - Distribution - Tier 3 - 4QU CoRE ¦ 4QU LoRE | Red Flag Warning - Large Fires | 2027 | Electric Reliability | 0.71896 | 248.6831 | 2027 | Mitigation | 0.011149 | 10 | 0 | esc | 0.011149 | 0.0080156 | 0.011149 | 0.0080156 | 0.011149 | 0.0080156 | 0.011149 | 0.0080156
[79 empty] | WLDFR | HFTD - Distribution - Tier 3 - 4QU CoRE ¦ 1QU LoRE | Non-Red Flag Warning - Small Fires | 2022 | 0 | 0 | 0 | 0 | 0.077901 | 0.036425 | 0.0015809 | 0.039895 | 0.0004061 | 0.0004061 | 0.0004061 | 0 | 0.0079467 |  | 0 | 3.2271e-06 | 3.2271e-06 | 0 | 3.2271e-06 | 3.2271e-06 | 0 | 3.2271e-06 | 3.2271e-06 | 0 | 0 | Column30: 0 | [29 empty] | 7.3.2.1.3 Advanced weather monitoring and weather stations Weather StationsWLDFRElectric Reliability | WLDFR | HFTD - Distribution - Tier 3 - 4QU CoRE ¦ 4QU LoRE | Red Flag Warning - Large Fires | 2028 | Electric Reliability | 0.74734 | 248.6831 | 2028 | Mitigation | 0.011149 | 10 | 0 | esc | 0.011149 | 0.0083319 | 0.011149 | 0.0083319 | 0.011149 | 0.0083319 | 0.011149 | 0.0083319
[79 empty] | WLDFR | HFTD - Distribution - Tier 3 - 4QU CoRE ¦ 1QU LoRE | Non-Red Flag Warning - Small Fires | 2023 | 0 | 0 | 0 | 0 | 0.080408 | 0.03759 | 0.0016314 | 0.041187 | 0.00041909 | 0.00041909 | 0.00041909 | 0.00041909 | 0.0079467 |  | 0 | 3.3303e-06 | 3.3303e-06 | 0 | 3.3303e-06 | 3.3303e-06 | 0 | 3.3303e-06 | 3.3303e-06 | 0 | 3.3303e-06 | Column30: 3.3303e-06 | [29 empty] | 7.3.2.1.3 Advanced weather monitoring and weather stations Weather StationsWLDFRElectric Reliability | WLDFR | HFTD - Distribution - Tier 3 - 4QU CoRE ¦ 4QU LoRE | Red Flag Warning - Large Fires | 2029 | Electric Reliability | 0.74734 | 248.6831 | 2029 | Mitigation | 0.011149 | 10 | 0 | esc | 0.011149 | 0.0083319 | 0.011149 | 0.0083319 | 0.011149 | 0.0083319 | 0.011149 | 0.0083319
[79 empty] | WLDFR | HFTD - Distribution - Tier 3 - 4QU CoRE ¦ 1QU LoRE | Non-Red Flag Warning - Small Fires | 2024 | 0 | 0 | 0 | 0 | 0.080408 | 0.03759 | 0.0016314 | 0.041187 | 0.00041909 | 0.00041909 | 0.00041909 | 0.00041909 | 0.0079467 |  | 0 | 3.3303e-06 | 3.3303e-06 | 0 | 3.3303e-06 | 3.3303e-06 | 0 | 3.3303e-06 | 3.3303e-06 | 0 | 3.3303e-06 | Column30: 3.3303e-06 | [29 empty] | 7.3.2.1.3 Advanced weather monitoring and weather stations Weather StationsWLDFRElectric Reliability | WLDFR | HFTD - Distribution - Tier 3 - 4QU CoRE ¦ 4QU LoRE | Red Flag Warning - Large Fires | 2030 | Electric Reliability | 0.74734 | 248.6831 | 2030 | Mitigation | 0.011149 | 10 | 0 | esc | 0 | 0 | 0.011149 | 0.0083319 | 0.011149 | 0.0083319 | 0.011149 | 0.0083319
[79 empty] | WLDFR | HFTD - Distribution - Tier 3 - 4QU CoRE ¦ 1QU LoRE | Non-Red Flag Warning - Small Fires | 2025 | 0 | 0 | 0 | 0 | 0.080408 | 0.03759 | 0.0016314 | 0.041187 | 0.00041909 | 0.00041909 | 0.00041909 | 0.00041909 | 0.0079467 |  | 0 | 3.3303e-06 | 3.3303e-06 | 0 | 3.3303e-06 | 3.3303e-06 | 0 | 3.3303e-06 | 3.3303e-06 | 0 | 3.3303e-06 | Column30: 3.3303e-06 | [29 empty] | 7.3.2.1.3 Advanced weather monitoring and weather stations Weather StationsWLDFRElectric Reliability | WLDFR | HFTD - Distribution - Tier 3 - 4QU CoRE ¦ 4QU LoRE | Red Flag Warning - Large Fires | 2031 | Electric Reliability | 0.74734 | 248.6831 | 2031 | Mitigation | 0.011149 | 10 | 0 | esc | 0 | 0 | 0 | 0 | 0.011149 | 0.0083319 | 0.011149 | 0.0083319
[79 empty] | WLDFR | HFTD - Distribution - Tier 3 - 4QU CoRE ¦ 1QU LoRE | Non-Red Flag Warning - Small Fires | 2026 | 0 | 0 | 0 | 0 | 0.080408 | 0.03759 | 0.0016314 | 0.041187 | 0.00041909 | 0.00041909 | 0.00041909 | 0.00041909 | 0.0079467 |  | 0 | 3.3303e-06 | 3.3303e-06 | 0 | 3.3303e-06 | 3.3303e-06 | 0 | 3.3303e-06 | 3.3303e-06 | 0 | 3.3303e-06 | Column30: 3.3303e-06 | [29 empty] | 7.3.2.1.3 Advanced weather monitoring and weather stations Weather StationsWLDFRElectric Reliability | WLDFR | HFTD - Distribution - Tier 3 - 4QU CoRE ¦ 4QU LoRE | Red Flag Warning - Large Fires | 2032 | Electric Reliability | 0.74734 | 248.6831 | 2032 | Mitigation | 0.011149 | 10 | 0 | esc | 0 | 0 | 0 | 0 | 0 | 0 | 0.011149 | 0.0083319
[79 empty] | WLDFR | HFTD - Distribution - Tier 3 - 4QU CoRE ¦ 1QU LoRE | Non-Red Flag Warning - Small Fires | 2027 | 0 | 0 | 0 | 0 | 0.080408 | 0.03759 | 0.0016314 | 0.041187 | 0.00041909 | 0.00041909 | 0.00041909 | 0.00041909 | 0.0079467 |  | 0 | 3.3303e-06 | 3.3303e-06 | 0 | 3.3303e-06 | 3.3303e-06 | 0 | 3.3303e-06 | 3.3303e-06 | 0 | 3.3303e-06 | Column30: 3.3303e-06 | [29 empty] | 7.3.2.1.3 Advanced weather monitoring and weather stations Weather StationsWLDFRElectric Reliability | WLDFR | HFTD - Distribution - Tier 3 - 4QU CoRE ¦ 4QU LoRE | Red Flag Warning - Small Fires | 2021 | Electric Reliability | 0.036425 | 248.6831 | 2021 | Mitigation | 0.011149 | 10 | 0 | esc | 0.011149 | 0.0004061 | 0.011149 | 0.0004061 | 0 | 0 | 0 | 0
[79 empty] | WLDFR | HFTD - Distribution - Tier 3 - 4QU CoRE ¦ 1QU LoRE | Non-Red Flag Warning - Small Fires | 2028 | 0 | 0 | 0 | 0 | 0.083606 | 0.039055 | 0.001695 | 0.042856 | 0.00043542 | 0.00043542 | 0.00043542 | 0.00043542 | 0.0079467 |  | 0 | 3.4601e-06 | 3.4601e-06 | 0 | 3.4601e-06 | 3.4601e-06 | 0 | 3.4601e-06 | 3.4601e-06 | 0 | 3.4601e-06 | Column30: 3.4601e-06 | [29 empty] | 7.3.2.1.3 Advanced weather monitoring and weather stations Weather StationsWLDFRElectric Reliability | WLDFR | HFTD - Distribution - Tier 3 - 4QU CoRE ¦ 4QU LoRE | Red Flag Warning - Small Fires | 2022 | Electric Reliability | 0.036425 | 248.6831 | 2022 | Mitigation | 0.011149 | 10 | 0 | esc | 0.011149 | 0.0004061 | 0.011149 | 0.0004061 | 0.011149 | 0.0004061 | 0 | 0
[79 empty] | WLDFR | HFTD - Distribution - Tier 3 - 4QU CoRE ¦ 1QU LoRE | Non-Red Flag Warning - Small Fires | 2029 | 0 | 0 | 0 | 0 | 0.083606 | 0.039055 | 0.001695 | 0.042856 | 0.00043542 | 0.00043542 | 0.00043542 | 0.00043542 | 0.0079467 |  | 0 | 3.4601e-06 | 3.4601e-06 | 0 | 3.4601e-06 | 3.4601e-06 | 0 | 3.4601e-06 | 3.4601e-06 | 0 | 3.4601e-06 | Column30: 3.4601e-06 | [29 empty] | 7.3.2.1.3 Advanced weather monitoring and weather stations Weather StationsWLDFRElectric Reliability | WLDFR | HFTD - Distribution - Tier 3 - 4QU CoRE ¦ 4QU LoRE | Red Flag Warning - Small Fires | 2023 | Electric Reliability | 0.03759 | 248.6831 | 2023 | Mitigation | 0.011149 | 10 | 0 | esc | 0.011149 | 0.00041909 | 0.011149 | 0.00041909 | 0.011149 | 0.00041909 | 0.011149 | 0.00041909
[79 empty] | WLDFR | HFTD - Distribution - Tier 3 - 4QU CoRE ¦ 1QU LoRE | Non-Red Flag Warning - Small Fires | 2030 | 0 | 0 | 0 | 0 | 0.083606 | 0.039055 | 0.001695 | 0.042856 | 0 | 0.00043542 | 0.00043542 | 0.00043542 | 0.0079467 |  | 0 | 0 | 0 | 0 | 3.4601e-06 | 3.4601e-06 | 0 | 3.4601e-06 | 3.4601e-06 | 0 | 3.4601e-06 | Column30: 3.4601e-06 | [29 empty] | 7.3.2.1.3 Advanced weather monitoring and weather stations Weather StationsWLDFRElectric Reliability | WLDFR | HFTD - Distribution - Tier 3 - 4QU CoRE ¦ 4QU LoRE | Red Flag Warning - Small Fires | 2024 | Electric Reliability | 0.03759 | 248.6831 | 2024 | Mitigation | 0.011149 | 10 | 0 | esc | 0.011149 | 0.00041909 | 0.011149 | 0.00041909 | 0.011149 | 0.00041909 | 0.011149 | 0.00041909
[79 empty] | WLDFR | HFTD - Distribution - Tier 3 - 4QU CoRE ¦ 1QU LoRE | Non-Red Flag Warning - Small Fires | 2031 | 0 | 0 | 0 | 0 | 0.083606 | 0.039055 | 0.001695 | 0.042856 | 0 | 0 | 0.00043542 | 0.00043542 | 0.0079467 |  | 0 | 0 | 0 | 0 | 0 | 0 | 0 | 3.4601e-06 | 3.4601e-06 | 0 | 3.4601e-06 | Column30: 3.4601e-06 | [29 empty] | 7.3.2.1.3 Advanced weather monitoring and weather stations Weather StationsWLDFRElectric Reliability | WLDFR | HFTD - Distribution - Tier 3 - 4QU CoRE ¦ 4QU LoRE | Red Flag Warning - Small Fires | 2025 | Electric Reliability | 0.03759 | 248.6831 | 2025 | Mitigation | 0.011149 | 10 | 0 | esc | 0.011149 | 0.00041909 | 0.011149 | 0.00041909 | 0.011149 | 0.00041909 | 0.011149 | 0.00041909
[79 empty] | WLDFR | HFTD - Distribution - Tier 3 - 4QU CoRE ¦ 1QU LoRE | Non-Red Flag Warning - Small Fires | 2032 | 0 | 0 | 0 | 0 | 0.083606 | 0.039055 | 0.001695 | 0.042856 | 0 | 0 | 0 | 0.00043542 | 0.0079467 |  | 0 | 0 | 0 | 0 | 0 | 0 | 0 | 0 | 0 | 0 | 3.4601e-06 | Column30: 3.4601e-06 | [29 empty] | 7.3.2.1.3 Advanced weather monitoring and weather stations Weather StationsWLDFRElectric Reliability | WLDFR | HFTD - Distribution - Tier 3 - 4QU CoRE ¦ 4QU LoRE | Red Flag Warning - Small Fires | 2026 | Electric Reliability | 0.03759 | 248.6831 | 2026 | Mitigation | 0.011149 | 10 | 0 | esc | 0.011149 | 0.00041909 | 0.011149 | 0.00041909 | 0.011149 | 0.00041909 | 0.011149 | 0.00041909
[79 empty] | WLDFR | HFTD - Distribution - Tier 3 - 4QU CoRE ¦ 1QU LoRE | Red Flag Warning - Catastrophic Fires | 2020 | 0 | 0 | 0 | 0 | 14146.1306 | 222.2294 | 8585.7228 | 5338.1784 | 2.4776 | 0 | 0 | 0 | 1.8272e-05 |  | 0 | 4.527e-05 | 4.527e-05 | 0 | 0 | 0 | 0 | 0 | 0 | 0 | 0 | Column30: 0 | [29 empty] | 7.3.2.1.3 Advanced weather monitoring and weather stations Weather StationsWLDFRElectric Reliability | WLDFR | HFTD - Distribution - Tier 3 - 4QU CoRE ¦ 4QU LoRE | Red Flag Warning - Small Fires | 2027 | Electric Reliability | 0.03759 | 248.6831 | 2027 | Mitigation | 0.011149 | 10 | 0 | esc | 0.011149 | 0.00041909 | 0.011149 | 0.00041909 | 0.011149 | 0.00041909 | 0.011149 | 0.00041909
[79 empty] | WLDFR | HFTD - Distribution - Tier 3 - 4QU CoRE ¦ 1QU LoRE | Red Flag Warning - Catastrophic Fires | 2021 | 0 | 0 | 0 | 0 | 14146.1306 | 222.2294 | 8585.7228 | 5338.1784 | 2.4776 | 2.4776 | 0 | 0 | 1.8272e-05 |  | 0 | 4.527e-05 | 4.527e-05 | 0 | 4.527e-05 | 4.527e-05 | 0 | 0 | 0 | 0 | 0 | Column30: 0 | [29 empty] | 7.3.2.1.3 Advanced weather monitoring and weather stations Weather StationsWLDFRElectric Reliability | WLDFR | HFTD - Distribution - Tier 3 - 4QU CoRE ¦ 4QU LoRE | Red Flag Warning - Small Fires | 2028 | Electric Reliability | 0.039055 | 248.6831 | 2028 | Mitigation | 0.011149 | 10 | 0 | esc | 0.011149 | 0.00043542 | 0.011149 | 0.00043542 | 0.011149 | 0.00043542 | 0.011149 | 0.00043542
[79 empty] | WLDFR | HFTD - Distribution - Tier 3 - 4QU CoRE ¦ 1QU LoRE | Red Flag Warning - Catastrophic Fires | 2022 | 0 | 0 | 0 | 0 | 14146.1306 | 222.2294 | 8585.7228 | 5338.1784 | 2.4776 | 2.4776 | 2.4776 | 0 | 1.8272e-05 |  | 0 | 4.527e-05 | 4.527e-05 | 0 | 4.527e-05 | 4.527e-05 | 0 | 4.527e-05 | 4.527e-05 | 0 | 0 | Column30: 0 | [29 empty] | 7.3.2.1.3 Advanced weather monitoring and weather stations Weather StationsWLDFRElectric Reliability | WLDFR | HFTD - Distribution - Tier 3 - 4QU CoRE ¦ 4QU LoRE | Red Flag Warning - Small Fires | 2029 | Electric Reliability | 0.039055 | 248.6831 | 2029 | Mitigation | 0.011149 | 10 | 0 | esc | 0.011149 | 0.00043542 | 0.011149 | 0.00043542 | 0.011149 | 0.00043542 | 0.011149 | 0.00043542
[79 empty] | WLDFR | HFTD - Distribution - Tier 3 - 4QU CoRE ¦ 1QU LoRE | Red Flag Warning - Catastrophic Fires | 2023 | 0 | 0 | 0 | 0 | 14664.6376 | 233.2301 | 8896.516 | 5534.8915 | 2.6002 | 2.6002 | 2.6002 | 2.6002 | 1.8272e-05 |  | 0 | 4.7511e-05 | 4.7511e-05 | 0 | 4.7511e-05 | 4.7511e-05 | 0 | 4.7511e-05 | 4.7511e-05 | 0 | 4.7511e-05 | Column30: 4.7511e-05 | [29 empty] | 7.3.2.1.3 Advanced weather monitoring and weather stations Weather StationsWLDFRElectric Reliability | WLDFR | HFTD - Distribution - Tier 3 - 4QU CoRE ¦ 4QU LoRE | Red Flag Warning - Small Fires | 2030 | Electric Reliability | 0.039055 | 248.6831 | 2030 | Mitigation | 0.011149 | 10 | 0 | esc | 0 | 0 | 0.011149 | 0.00043542 | 0.011149 | 0.00043542 | 0.011149 | 0.00043542
[79 empty] | WLDFR | HFTD - Distribution - Tier 3 - 4QU CoRE ¦ 1QU LoRE | Red Flag Warning - Catastrophic Fires | 2024 | 0 | 0 | 0 | 0 | 14664.6376 | 233.2301 | 8896.516 | 5534.8915 | 2.6002 | 2.6002 | 2.6002 | 2.6002 | 1.8272e-05 |  | 0 | 4.7511e-05 | 4.7511e-05 | 0 | 4.7511e-05 | 4.7511e-05 | 0 | 4.7511e-05 | 4.7511e-05 | 0 | 4.7511e-05 | Column30: 4.7511e-05 | [29 empty] | 7.3.2.1.3 Advanced weather monitoring and weather stations Weather StationsWLDFRElectric Reliability | WLDFR | HFTD - Distribution - Tier 3 - 4QU CoRE ¦ 4QU LoRE | Red Flag Warning - Small Fires | 2031 | Electric Reliability | 0.039055 | 248.6831 | 2031 | Mitigation | 0.011149 | 10 | 0 | esc | 0 | 0 | 0 | 0 | 0.011149 | 0.00043542 | 0.011149 | 0.00043542
[79 empty] | WLDFR | HFTD - Distribution - Tier 3 - 4QU CoRE ¦ 1QU LoRE | Red Flag Warning - Catastrophic Fires | 2025 | 0 | 0 | 0 | 0 | 14664.6376 | 233.2301 | 8896.516 | 5534.8915 | 2.6002 | 2.6002 | 2.6002 | 2.6002 | 1.8272e-05 |  | 0 | 4.7511e-05 | 4.7511e-05 | 0 | 4.7511e-05 | 4.7511e-05 | 0 | 4.7511e-05 | 4.7511e-05 | 0 | 4.7511e-05 | Column30: 4.7511e-05 | [29 empty] | 7.3.2.1.3 Advanced weather monitoring and weather stations Weather StationsWLDFRElectric Reliability | WLDFR | HFTD - Distribution - Tier 3 - 4QU CoRE ¦ 4QU LoRE | Red Flag Warning - Small Fires | 2032 | Electric Reliability | 0.039055 | 248.6831 | 2032 | Mitigation | 0.011149 | 10 | 0 | esc | 0 | 0 | 0 | 0 | 0 | 0 | 0.011149 | 0.00043542
[79 empty] | WLDFR | HFTD - Distribution - Tier 3 - 4QU CoRE ¦ 1QU LoRE | Red Flag Warning - Catastrophic Fires | 2026 | 0 | 0 | 0 | 0 | 14664.6376 | 233.2301 | 8896.516 | 5534.8915 | 2.6002 | 2.6002 | 2.6002 | 2.6002 | 1.8272e-05 |  | 0 | 4.7511e-05 | 4.7511e-05 | 0 | 4.7511e-05 | 4.7511e-05 | 0 | 4.7511e-05 | 4.7511e-05 | 0 | 4.7511e-05 | Column30: 4.7511e-05 | [29 empty] | 7.3.2.1.3 Advanced weather monitoring and weather stations Weather StationsWLDFRElectric Reliability | WLDFR | HFTD - Distribution - Tier 3 - 4QU CoRE ¦ 4QU LoRE | Seismic - Non-Red Flag Warning - Catastrophic Fires | 2021 | Electric Reliability | 409.2237 | 248.6831 | 2021 | Mitigation | 0.011149 | 10 | 0 | esc | 0.011149 | 4.5624 | 0.011149 | 4.5624 | 0 | 0 | 0 | 0
[79 empty] | WLDFR | HFTD - Distribution - Tier 3 - 4QU CoRE ¦ 1QU LoRE | Red Flag Warning - Catastrophic Fires | 2027 | 0 | 0 | 0 | 0 | 14664.6376 | 233.2301 | 8896.516 | 5534.8915 | 2.6002 | 2.6002 | 2.6002 | 2.6002 | 1.8272e-05 |  | 0 | 4.7511e-05 | 4.7511e-05 | 0 | 4.7511e-05 | 4.7511e-05 | 0 | 4.7511e-05 | 4.7511e-05 | 0 | 4.7511e-05 | Column30: 4.7511e-05 | [29 empty] | 7.3.2.1.3 Advanced weather monitoring and weather stations Weather StationsWLDFRElectric Reliability | WLDFR | HFTD - Distribution - Tier 3 - 4QU CoRE ¦ 4QU LoRE | Seismic - Non-Red Flag Warning - Catastrophic Fires | 2022 | Electric Reliability | 409.2237 | 248.6831 | 2022 | Mitigation | 0.011149 | 10 | 0 | esc | 0.011149 | 4.5624 | 0.011149 | 4.5624 | 0.011149 | 4.5624 | 0 | 0
[79 empty] | WLDFR | HFTD - Distribution - Tier 3 - 4QU CoRE ¦ 1QU LoRE | Red Flag Warning - Catastrophic Fires | 2028 | 0 | 0 | 0 | 0 | 15317.9909 | 247.273 | 9287.6491 | 5783.0689 | 2.7568 | 2.7568 | 2.7568 | 2.7568 | 1.8272e-05 |  | 0 | 5.0372e-05 | 5.0372e-05 | 0 | 5.0372e-05 | 5.0372e-05 | 0 | 5.0372e-05 | 5.0372e-05 | 0 | 5.0372e-05 | Column30: 5.0372e-05 | [29 empty] | 7.3.2.1.3 Advanced weather monitoring and weather stations Weather StationsWLDFRElectric Reliability | WLDFR | HFTD - Distribution - Tier 3 - 4QU CoRE ¦ 4QU LoRE | Seismic - Non-Red Flag Warning - Catastrophic Fires | 2023 | Electric Reliability | 428.6023 | 248.6831 | 2023 | Mitigation | 0.011149 | 10 | 0 | esc | 0.011149 | 4.7784 | 0.011149 | 4.7784 | 0.011149 | 4.7784 | 0.011149 | 4.7784
[79 empty] | WLDFR | HFTD - Distribution - Tier 3 - 4QU CoRE ¦ 1QU LoRE | Red Flag Warning - Catastrophic Fires | 2029 | 0 | 0 | 0 | 0 | 15317.9909 | 247.273 | 9287.6491 | 5783.0689 | 2.7568 | 2.7568 | 2.7568 | 2.7568 | 1.8272e-05 |  | 0 | 5.0372e-05 | 5.0372e-05 | 0 | 5.0372e-05 | 5.0372e-05 | 0 | 5.0372e-05 | 5.0372e-05 | 0 | 5.0372e-05 | Column30: 5.0372e-05 | [29 empty] | 7.3.2.1.3 Advanced weather monitoring and weather stations Weather StationsWLDFRElectric Reliability | WLDFR | HFTD - Distribution - Tier 3 - 4QU CoRE ¦ 4QU LoRE | Seismic - Non-Red Flag Warning - Catastrophic Fires | 2024 | Electric Reliability | 428.6023 | 248.6831 | 2024 | Mitigation | 0.011149 | 10 | 0 | esc | 0.011149 | 4.7784 | 0.011149 | 4.7784 | 0.011149 | 4.7784 | 0.011149 | 4.7784
[79 empty] | WLDFR | HFTD - Distribution - Tier 3 - 4QU CoRE ¦ 1QU LoRE | Red Flag Warning - Catastrophic Fires | 2030 | 0 | 0 | 0 | 0 | 15317.9909 | 247.273 | 9287.6491 | 5783.0689 | 0 | 2.7568 | 2.7568 | 2.7568 | 1.8272e-05 |  | 0 | 0 | 0 | 0 | 5.0372e-05 | 5.0372e-05 | 0 | 5.0372e-05 | 5.0372e-05 | 0 | 5.0372e-05 | Column30: 5.0372e-05 | [29 empty] | 7.3.2.1.3 Advanced weather monitoring and weather stations Weather StationsWLDFRElectric Reliability | WLDFR | HFTD - Distribution - Tier 3 - 4QU CoRE ¦ 4QU LoRE | Seismic - Non-Red Flag Warning - Catastrophic Fires | 2025 | Electric Reliability | 428.6023 | 248.6831 | 2025 | Mitigation | 0.011149 | 10 | 0 | esc | 0.011149 | 4.7784 | 0.011149 | 4.7784 | 0.011149 | 4.7784 | 0.011149 | 4.7784
[79 empty] | WLDFR | HFTD - Distribution - Tier 3 - 4QU CoRE ¦ 1QU LoRE | Red Flag Warning - Catastrophic Fires | 2031 | 0 | 0 | 0 | 0 | 15317.9909 | 247.273 | 9287.6491 | 5783.0689 | 0 | 0 | 2.7568 | 2.7568 | 1.8272e-05 |  | 0 | 0 | 0 | 0 | 0 | 0 | 0 | 5.0372e-05 | 5.0372e-05 | 0 | 5.0372e-05 | Column30: 5.0372e-05 | [29 empty] | 7.3.2.1.3 Advanced weather monitoring and weather stations Weather StationsWLDFRElectric Reliability | WLDFR | HFTD - Distribution - Tier 3 - 4QU CoRE ¦ 4QU LoRE | Seismic - Non-Red Flag Warning - Catastrophic Fires | 2026 | Electric Reliability | 428.6023 | 248.6831 | 2026 | Mitigation | 0.011149 | 10 | 0 | esc | 0.011149 | 4.7784 | 0.011149 | 4.7784 | 0.011149 | 4.7784 | 0.011149 | 4.7784
[79 empty] | WLDFR | HFTD - Distribution - Tier 3 - 4QU CoRE ¦ 1QU LoRE | Red Flag Warning - Catastrophic Fires | 2032 | 0 | 0 | 0 | 0 | 15317.9909 | 247.273 | 9287.6491 | 5783.0689 | 0 | 0 | 0 | 2.7568 | 1.8272e-05 |  | 0 | 0 | 0 | 0 | 0 | 0 | 0 | 0 | 0 | 0 | 5.0372e-05 | Column30: 5.0372e-05 | [29 empty] | 7.3.2.1.3 Advanced weather monitoring and weather stations Weather StationsWLDFRElectric Reliability | WLDFR | HFTD - Distribution - Tier 3 - 4QU CoRE ¦ 4QU LoRE | Seismic - Non-Red Flag Warning - Catastrophic Fires | 2027 | Electric Reliability | 428.6023 | 248.6831 | 2027 | Mitigation | 0.011149 | 10 | 0 | esc | 0.011149 | 4.7784 | 0.011149 | 4.7784 | 0.011149 | 4.7784 | 0.011149 | 4.7784
[79 empty] | WLDFR | HFTD - Distribution - Tier 3 - 4QU CoRE ¦ 1QU LoRE | Red Flag Warning - Destructive Fires | 2020 | 0 | 0 | 0 | 0 | 8807.9522 | 222.2294 | 8585.7228 | 0 | 2.4776 | 0 | 0 | 0 | 2.8609e-06 |  | 0 | 7.0881e-06 | 7.0881e-06 | 0 | 0 | 0 | 0 | 0 | 0 | 0 | 0 | Column30: 0 | [29 empty] | 7.3.2.1.3 Advanced weather monitoring and weather stations Weather StationsWLDFRElectric Reliability | WLDFR | HFTD - Distribution - Tier 3 - 4QU CoRE ¦ 4QU LoRE | Seismic - Non-Red Flag Warning - Catastrophic Fires | 2028 | Electric Reliability | 453.261 | 248.6831 | 2028 | Mitigation | 0.011149 | 10 | 0 | esc | 0.011149 | 5.0533 | 0.011149 | 5.0533 | 0.011149 | 5.0533 | 0.011149 | 5.0533
[79 empty] | WLDFR | HFTD - Distribution - Tier 3 - 4QU CoRE ¦ 1QU LoRE | Red Flag Warning - Destructive Fires | 2021 | 0 | 0 | 0 | 0 | 8807.9522 | 222.2294 | 8585.7228 | 0 | 2.4776 | 2.4776 | 0 | 0 | 2.8609e-06 |  | 0 | 7.0881e-06 | 7.0881e-06 | 0 | 7.0881e-06 | 7.0881e-06 | 0 | 0 | 0 | 0 | 0 | Column30: 0 | [29 empty] | 7.3.2.1.3 Advanced weather monitoring and weather stations Weather StationsWLDFRElectric Reliability | WLDFR | HFTD - Distribution - Tier 3 - 4QU CoRE ¦ 4QU LoRE | Seismic - Non-Red Flag Warning - Catastrophic Fires | 2029 | Electric Reliability | 453.261 | 248.6831 | 2029 | Mitigation | 0.011149 | 10 | 0 | esc | 0.011149 | 5.0533 | 0.011149 | 5.0533 | 0.011149 | 5.0533 | 0.011149 | 5.0533
[79 empty] | WLDFR | HFTD - Distribution - Tier 3 - 4QU CoRE ¦ 1QU LoRE | Red Flag Warning - Destructive Fires | 2022 | 0 | 0 | 0 | 0 | 8807.9522 | 222.2294 | 8585.7228 | 0 | 2.4776 | 2.4776 | 2.4776 | 0 | 2.8609e-06 |  | 0 | 7.0881e-06 | 7.0881e-06 | 0 | 7.0881e-06 | 7.0881e-06 | 0 | 7.0881e-06 | 7.0881e-06 | 0 | 0 | Column30: 0 | [29 empty] | 7.3.2.1.3 Advanced weather monitoring and weather stations Weather StationsWLDFRElectric Reliability | WLDFR | HFTD - Distribution - Tier 3 - 4QU CoRE ¦ 4QU LoRE | Seismic - Non-Red Flag Warning - Catastrophic Fires | 2030 | Electric Reliability | 453.261 | 248.6831 | 2030 | Mitigation | 0.011149 | 10 | 0 | esc | 0 | 0 | 0.011149 | 5.0533 | 0.011149 | 5.0533 | 0.011149 | 5.0533
[79 empty] | WLDFR | HFTD - Distribution - Tier 3 - 4QU CoRE ¦ 1QU LoRE | Red Flag Warning - Destructive Fires | 2023 | 0 | 0 | 0 | 0 | 9129.7461 | 233.2301 | 8896.516 | 0 | 2.6002 | 2.6002 | 2.6002 | 2.6002 | 2.8609e-06 |  | 0 | 7.4389e-06 | 7.4389e-06 | 0 | 7.4389e-06 | 7.4389e-06 | 0 | 7.4389e-06 | 7.4389e-06 | 0 | 7.4389e-06 | Column30: 7.4389e-06 | [29 empty] | 7.3.2.1.3 Advanced weather monitoring and weather stations Weather StationsWLDFRElectric Reliability | WLDFR | HFTD - Distribution - Tier 3 - 4QU CoRE ¦ 4QU LoRE | Seismic - Non-Red Flag Warning - Catastrophic Fires | 2031 | Electric Reliability | 453.261 | 248.6831 | 2031 | Mitigation | 0.011149 | 10 | 0 | esc | 0 | 0 | 0 | 0 | 0.011149 | 5.0533 | 0.011149 | 5.0533
[79 empty] | WLDFR | HFTD - Distribution - Tier 3 - 4QU CoRE ¦ 1QU LoRE | Red Flag Warning - Destructive Fires | 2024 | 0 | 0 | 0 | 0 | 9129.7461 | 233.2301 | 8896.516 | 0 | 2.6002 | 2.6002 | 2.6002 | 2.6002 | 2.8609e-06 |  | 0 | 7.4389e-06 | 7.4389e-06 | 0 | 7.4389e-06 | 7.4389e-06 | 0 | 7.4389e-06 | 7.4389e-06 | 0 | 7.4389e-06 | Column30: 7.4389e-06 | [29 empty] | 7.3.2.1.3 Advanced weather monitoring and weather stations Weather StationsWLDFRElectric Reliability | WLDFR | HFTD - Distribution - Tier 3 - 4QU CoRE ¦ 4QU LoRE | Seismic - Non-Red Flag Warning - Catastrophic Fires | 2032 | Electric Reliability | 453.261 | 248.6831 | 2032 | Mitigation | 0.011149 | 10 | 0 | esc | 0 | 0 | 0 | 0 | 0 | 0 | 0.011149 | 5.0533
[79 empty] | WLDFR | HFTD - Distribution - Tier 3 - 4QU CoRE ¦ 1QU LoRE | Red Flag Warning - Destructive Fires | 2025 | 0 | 0 | 0 | 0 | 9129.7461 | 233.2301 | 8896.516 | 0 | 2.6002 | 2.6002 | 2.6002 | 2.6002 | 2.8609e-06 |  | 0 | 7.4389e-06 | 7.4389e-06 | 0 | 7.4389e-06 | 7.4389e-06 | 0 | 7.4389e-06 | 7.4389e-06 | 0 | 7.4389e-06 | Column30: 7.4389e-06 | [29 empty] | 7.3.2.1.3 Advanced weather monitoring and weather stations Weather StationsWLDFRElectric Reliability | WLDFR | HFTD - Distribution - Tier 3 - 4QU CoRE ¦ 4QU LoRE | Seismic - Red Flag Warning - Catastrophic Fires | 2021 | Electric Reliability | 409.2237 | 248.6831 | 2021 | Mitigation | 0.011149 | 10 | 0 | esc | 0.011149 | 4.5624 | 0.011149 | 4.5624 | 0 | 0 | 0 | 0
[79 empty] | WLDFR | HFTD - Distribution - Tier 3 - 4QU CoRE ¦ 1QU LoRE | Red Flag Warning - Destructive Fires | 2026 | 0 | 0 | 0 | 0 | 9129.7461 | 233.2301 | 8896.516 | 0 | 2.6002 | 2.6002 | 2.6002 | 2.6002 | 2.8609e-06 |  | 0 | 7.4389e-06 | 7.4389e-06 | 0 | 7.4389e-06 | 7.4389e-06 | 0 | 7.4389e-06 | 7.4389e-06 | 0 | 7.4389e-06 | Column30: 7.4389e-06 | [29 empty] | 7.3.2.1.3 Advanced weather monitoring and weather stations Weather StationsWLDFRElectric Reliability | WLDFR | HFTD - Distribution - Tier 3 - 4QU CoRE ¦ 4QU LoRE | Seismic - Red Flag Warning - Catastrophic Fires | 2022 | Electric Reliability | 409.2237 | 248.6831 | 2022 | Mitigation | 0.011149 | 10 | 0 | esc | 0.011149 | 4.5624 | 0.011149 | 4.5624 | 0.011149 | 4.5624 | 0 | 0
[79 empty] | WLDFR | HFTD - Distribution - Tier 3 - 4QU CoRE ¦ 1QU LoRE | Red Flag Warning - Destructive Fires | 2027 | 0 | 0 | 0 | 0 | 9129.7461 | 233.2301 | 8896.516 | 0 | 2.6002 | 2.6002 | 2.6002 | 2.6002 | 2.8609e-06 |  | 0 | 7.4389e-06 | 7.4389e-06 | 0 | 7.4389e-06 | 7.4389e-06 | 0 | 7.4389e-06 | 7.4389e-06 | 0 | 7.4389e-06 | Column30: 7.4389e-06 | [29 empty] | 7.3.2.1.3 Advanced weather monitoring and weather stations Weather StationsWLDFRElectric Reliability | WLDFR | HFTD - Distribution - Tier 3 - 4QU CoRE ¦ 4QU LoRE | Seismic - Red Flag Warning - Catastrophic Fires | 2023 | Electric Reliability | 428.6023 | 248.6831 | 2023 | Mitigation | 0.011149 | 10 | 0 | esc | 0.011149 | 4.7784 | 0.011149 | 4.7784 | 0.011149 | 4.7784 | 0.011149 | 4.7784
[79 empty] | WLDFR | HFTD - Distribution - Tier 3 - 4QU CoRE ¦ 1QU LoRE | Red Flag Warning - Destructive Fires | 2028 | 0 | 0 | 0 | 0 | 9534.9221 | 247.273 | 9287.6491 | 0 | 2.7568 | 2.7568 | 2.7568 | 2.7568 | 2.8609e-06 |  | 0 | 7.8868e-06 | 7.8868e-06 | 0 | 7.8868e-06 | 7.8868e-06 | 0 | 7.8868e-06 | 7.8868e-06 | 0 | 7.8868e-06 | Column30: 7.8868e-06 | [29 empty] | 7.3.2.1.3 Advanced weather monitoring and weather stations Weather StationsWLDFRElectric Reliability | WLDFR | HFTD - Distribution - Tier 3 - 4QU CoRE ¦ 4QU LoRE | Seismic - Red Flag Warning - Catastrophic Fires | 2024 | Electric Reliability | 428.6023 | 248.6831 | 2024 | Mitigation | 0.011149 | 10 | 0 | esc | 0.011149 | 4.7784 | 0.011149 | 4.7784 | 0.011149 | 4.7784 | 0.011149 | 4.7784
[79 empty] | WLDFR | HFTD - Distribution - Tier 3 - 4QU CoRE ¦ 1QU LoRE | Red Flag Warning - Destructive Fires | 2029 | 0 | 0 | 0 | 0 | 9534.9221 | 247.273 | 9287.6491 | 0 | 2.7568 | 2.7568 | 2.7568 | 2.7568 | 2.8609e-06 |  | 0 | 7.8868e-06 | 7.8868e-06 | 0 | 7.8868e-06 | 7.8868e-06 | 0 | 7.8868e-06 | 7.8868e-06 | 0 | 7.8868e-06 | Column30: 7.8868e-06 | [29 empty] | 7.3.2.1.3 Advanced weather monitoring and weather stations Weather StationsWLDFRElectric Reliability | WLDFR | HFTD - Distribution - Tier 3 - 4QU CoRE ¦ 4QU LoRE | Seismic - Red Flag Warning - Catastrophic Fires | 2025 | Electric Reliability | 428.6023 | 248.6831 | 2025 | Mitigation | 0.011149 | 10 | 0 | esc | 0.011149 | 4.7784 | 0.011149 | 4.7784 | 0.011149 | 4.7784 | 0.011149 | 4.7784
[79 empty] | WLDFR | HFTD - Distribution - Tier 3 - 4QU CoRE ¦ 1QU LoRE | Red Flag Warning - Destructive Fires | 2030 | 0 | 0 | 0 | 0 | 9534.9221 | 247.273 | 9287.6491 | 0 | 0 | 2.7568 | 2.7568 | 2.7568 | 2.8609e-06 |  | 0 | 0 | 0 | 0 | 7.8868e-06 | 7.8868e-06 | 0 | 7.8868e-06 | 7.8868e-06 | 0 | 7.8868e-06 | Column30: 7.8868e-06 | [29 empty] | 7.3.2.1.3 Advanced weather monitoring and weather stations Weather StationsWLDFRElectric Reliability | WLDFR | HFTD - Distribution - Tier 3 - 4QU CoRE ¦ 4QU LoRE | Seismic - Red Flag Warning - Catastrophic Fires | 2026 | Electric Reliability | 428.6023 | 248.6831 | 2026 | Mitigation | 0.011149 | 10 | 0 | esc | 0.011149 | 4.7784 | 0.011149 | 4.7784 | 0.011149 | 4.7784 | 0.011149 | 4.7784
[79 empty] | WLDFR | HFTD - Distribution - Tier 3 - 4QU CoRE ¦ 1QU LoRE | Red Flag Warning - Destructive Fires | 2031 | 0 | 0 | 0 | 0 | 9534.9221 | 247.273 | 9287.6491 | 0 | 0 | 0 | 2.7568 | 2.7568 | 2.8609e-06 |  | 0 | 0 | 0 | 0 | 0 | 0 | 0 | 7.8868e-06 | 7.8868e-06 | 0 | 7.8868e-06 | Column30: 7.8868e-06 | [29 empty] | 7.3.2.1.3 Advanced weather monitoring and weather stations Weather StationsWLDFRElectric Reliability | WLDFR | HFTD - Distribution - Tier 3 - 4QU CoRE ¦ 4QU LoRE | Seismic - Red Flag Warning - Catastrophic Fires | 2027 | Electric Reliability | 428.6023 | 248.6831 | 2027 | Mitigation | 0.011149 | 10 | 0 | esc | 0.011149 | 4.7784 | 0.011149 | 4.7784 | 0.011149 | 4.7784 | 0.011149 | 4.7784
[79 empty] | WLDFR | HFTD - Distribution - Tier 3 - 4QU CoRE ¦ 1QU LoRE | Red Flag Warning - Destructive Fires | 2032 | 0 | 0 | 0 | 0 | 9534.9221 | 247.273 | 9287.6491 | 0 | 0 | 0 | 0 | 2.7568 | 2.8609e-06 |  | 0 | 0 | 0 | 0 | 0 | 0 | 0 | 0 | 0 | 0 | 7.8868e-06 | Column30: 7.8868e-06 | [29 empty] | 7.3.2.1.3 Advanced weather monitoring and weather stations Weather StationsWLDFRElectric Reliability | WLDFR | HFTD - Distribution - Tier 3 - 4QU CoRE ¦ 4QU LoRE | Seismic - Red Flag Warning - Catastrophic Fires | 2028 | Electric Reliability | 453.261 | 248.6831 | 2028 | Mitigation | 0.011149 | 10 | 0 | esc | 0.011149 | 5.0533 | 0.011149 | 5.0533 | 0.011149 | 5.0533 | 0.011149 | 5.0533
[79 empty] | WLDFR | HFTD - Distribution - Tier 3 - 4QU CoRE ¦ 1QU LoRE | Red Flag Warning - Large Fires | 2020 | 0 | 0 | 0 | 0 | 5.2406 | 0.69642 | 2.942 | 1.6022 | 0.0077642 | 0 | 0 | 0 | 3.8557e-05 |  | 0 | 2.9937e-07 | 2.9937e-07 | 0 | 0 | 0 | 0 | 0 | 0 | 0 | 0 | Column30: 0 | [29 empty] | 7.3.2.1.3 Advanced weather monitoring and weather stations Weather StationsWLDFRElectric Reliability | WLDFR | HFTD - Distribution - Tier 3 - 4QU CoRE ¦ 4QU LoRE | Seismic - Red Flag Warning - Catastrophic Fires | 2029 | Electric Reliability | 453.261 | 248.6831 | 2029 | Mitigation | 0.011149 | 10 | 0 | esc | 0.011149 | 5.0533 | 0.011149 | 5.0533 | 0.011149 | 5.0533 | 0.011149 | 5.0533
[79 empty] | WLDFR | HFTD - Distribution - Tier 3 - 4QU CoRE ¦ 1QU LoRE | Red Flag Warning - Large Fires | 2021 | 0 | 0 | 0 | 0 | 5.2406 | 0.69642 | 2.942 | 1.6022 | 0.0077642 | 0.0077642 | 0 | 0 | 3.8557e-05 |  | 0 | 2.9937e-07 | 2.9937e-07 | 0 | 2.9937e-07 | 2.9937e-07 | 0 | 0 | 0 | 0 | 0 | Column30: 0 | [29 empty] | 7.3.2.1.3 Advanced weather monitoring and weather stations Weather StationsWLDFRElectric Reliability | WLDFR | HFTD - Distribution - Tier 3 - 4QU CoRE ¦ 4QU LoRE | Seismic - Red Flag Warning - Catastrophic Fires | 2030 | Electric Reliability | 453.261 | 248.6831 | 2030 | Mitigation | 0.011149 | 10 | 0 | esc | 0 | 0 | 0.011149 | 5.0533 | 0.011149 | 5.0533 | 0.011149 | 5.0533
[79 empty] | WLDFR | HFTD - Distribution - Tier 3 - 4QU CoRE ¦ 1QU LoRE | Red Flag Warning - Large Fires | 2022 | 0 | 0 | 0 | 0 | 5.2406 | 0.69642 | 2.942 | 1.6022 | 0.0077642 | 0.0077642 | 0.0077642 | 0 | 3.8557e-05 |  | 0 | 2.9937e-07 | 2.9937e-07 | 0 | 2.9937e-07 | 2.9937e-07 | 0 | 2.9937e-07 | 2.9937e-07 | 0 | 0 | Column30: 0 | [29 empty] | 7.3.2.1.3 Advanced weather monitoring and weather stations Weather StationsWLDFRElectric Reliability | WLDFR | HFTD - Distribution - Tier 3 - 4QU CoRE ¦ 4QU LoRE | Seismic - Red Flag Warning - Catastrophic Fires | 2031 | Electric Reliability | 453.261 | 248.6831 | 2031 | Mitigation | 0.011149 | 10 | 0 | esc | 0 | 0 | 0 | 0 | 0.011149 | 5.0533 | 0.011149 | 5.0533
[79 empty] | WLDFR | HFTD - Distribution - Tier 3 - 4QU CoRE ¦ 1QU LoRE | Red Flag Warning - Large Fires | 2023 | 0 | 0 | 0 | 0 | 5.475 | 0.71896 | 3.0715 | 1.6846 | 0.0080156 | 0.0080156 | 0.0080156 | 0.0080156 | 3.8557e-05 |  | 0 | 3.0906e-07 | 3.0906e-07 | 0 | 3.0906e-07 | 3.0906e-07 | 0 | 3.0906e-07 | 3.0906e-07 | 0 | 3.0906e-07 | Column30: 3.0906e-07 | [29 empty] | 7.3.2.1.3 Advanced weather monitoring and weather stations Weather StationsWLDFRElectric Reliability | WLDFR | HFTD - Distribution - Tier 3 - 4QU CoRE ¦ 4QU LoRE | Seismic - Red Flag Warning - Catastrophic Fires | 2032 | Electric Reliability | 453.261 | 248.6831 | 2032 | Mitigation | 0.011149 | 10 | 0 | esc | 0 | 0 | 0 | 0 | 0 | 0 | 0.011149 | 5.0533
[79 empty] | WLDFR | HFTD - Distribution - Tier 3 - 4QU CoRE ¦ 1QU LoRE | Red Flag Warning - Large Fires | 2024 | 0 | 0 | 0 | 0 | 5.475 | 0.71896 | 3.0715 | 1.6846 | 0.0080156 | 0.0080156 | 0.0080156 | 0.0080156 | 3.8557e-05 |  | 0 | 3.0906e-07 | 3.0906e-07 | 0 | 3.0906e-07 | 3.0906e-07 | 0 | 3.0906e-07 | 3.0906e-07 | 0 | 3.0906e-07 | Column30: 3.0906e-07 | [29 empty] | 7.3.2.1.3 Advanced weather monitoring and weather stations Weather StationsWLDFRElectric Reliability | WLDFR | HFTD - Distribution - Tier 3 - 4QU CoRE ¦ 5QU LoRE | Non-Red Flag Warning - Catastrophic Fires | 2021 | Electric Reliability | 222.2294 | 73.245 | 2021 | Mitigation | 0.011149 | 10 | 0 | esc | 0.011149 | 2.4776 | 0.011149 | 2.4776 | 0 | 0 | 0 | 0
[79 empty] | WLDFR | HFTD - Distribution - Tier 3 - 4QU CoRE ¦ 1QU LoRE | Red Flag Warning - Large Fires | 2025 | 0 | 0 | 0 | 0 | 5.475 | 0.71896 | 3.0715 | 1.6846 | 0.0080156 | 0.0080156 | 0.0080156 | 0.0080156 | 3.8557e-05 |  | 0 | 3.0906e-07 | 3.0906e-07 | 0 | 3.0906e-07 | 3.0906e-07 | 0 | 3.0906e-07 | 3.0906e-07 | 0 | 3.0906e-07 | Column30: 3.0906e-07 | [29 empty] | 7.3.2.1.3 Advanced weather monitoring and weather stations Weather StationsWLDFRElectric Reliability | WLDFR | HFTD - Distribution - Tier 3 - 4QU CoRE ¦ 5QU LoRE | Non-Red Flag Warning - Catastrophic Fires | 2022 | Electric Reliability | 222.2294 | 73.245 | 2022 | Mitigation | 0.011149 | 10 | 0 | esc | 0.011149 | 2.4776 | 0.011149 | 2.4776 | 0.011149 | 2.4776 | 0 | 0
[79 empty] | WLDFR | HFTD - Distribution - Tier 3 - 4QU CoRE ¦ 1QU LoRE | Red Flag Warning - Large Fires | 2026 | 0 | 0 | 0 | 0 | 5.475 | 0.71896 | 3.0715 | 1.6846 | 0.0080156 | 0.0080156 | 0.0080156 | 0.0080156 | 3.8557e-05 |  | 0 | 3.0906e-07 | 3.0906e-07 | 0 | 3.0906e-07 | 3.0906e-07 | 0 | 3.0906e-07 | 3.0906e-07 | 0 | 3.0906e-07 | Column30: 3.0906e-07 | [29 empty] | 7.3.2.1.3 Advanced weather monitoring and weather stations Weather StationsWLDFRElectric Reliability | WLDFR | HFTD - Distribution - Tier 3 - 4QU CoRE ¦ 5QU LoRE | Non-Red Flag Warning - Catastrophic Fires | 2023 | Electric Reliability | 233.2301 | 73.245 | 2023 | Mitigation | 0.011149 | 10 | 0 | esc | 0.011149 | 2.6002 | 0.011149 | 2.6002 | 0.011149 | 2.6002 | 0.011149 | 2.6002
[79 empty] | WLDFR | HFTD - Distribution - Tier 3 - 4QU CoRE ¦ 1QU LoRE | Red Flag Warning - Large Fires | 2027 | 0 | 0 | 0 | 0 | 5.475 | 0.71896 | 3.0715 | 1.6846 | 0.0080156 | 0.0080156 | 0.0080156 | 0.0080156 | 3.8557e-05 |  | 0 | 3.0906e-07 | 3.0906e-07 | 0 | 3.0906e-07 | 3.0906e-07 | 0 | 3.0906e-07 | 3.0906e-07 | 0 | 3.0906e-07 | Column30: 3.0906e-07 | [29 empty] | 7.3.2.1.3 Advanced weather monitoring and weather stations Weather StationsWLDFRElectric Reliability | WLDFR | HFTD - Distribution - Tier 3 - 4QU CoRE ¦ 5QU LoRE | Non-Red Flag Warning - Catastrophic Fires | 2024 | Electric Reliability | 233.2301 | 73.245 | 2024 | Mitigation | 0.011149 | 10 | 0 | esc | 0.011149 | 2.6002 | 0.011149 | 2.6002 | 0.011149 | 2.6002 | 0.011149 | 2.6002
[79 empty] | WLDFR | HFTD - Distribution - Tier 3 - 4QU CoRE ¦ 1QU LoRE | Red Flag Warning - Large Fires | 2028 | 0 | 0 | 0 | 0 | 5.777 | 0.74734 | 3.238 | 1.7917 | 0.0083319 | 0.0083319 | 0.0083319 | 0.0083319 | 3.8557e-05 |  | 0 | 3.2126e-07 | 3.2126e-07 | 0 | 3.2126e-07 | 3.2126e-07 | 0 | 3.2126e-07 | 3.2126e-07 | 0 | 3.2126e-07 | Column30: 3.2126e-07 | [29 empty] | 7.3.2.1.3 Advanced weather monitoring and weather stations Weather StationsWLDFRElectric Reliability | WLDFR | HFTD - Distribution - Tier 3 - 4QU CoRE ¦ 5QU LoRE | Non-Red Flag Warning - Catastrophic Fires | 2025 | Electric Reliability | 233.2301 | 73.245 | 2025 | Mitigation | 0.011149 | 10 | 0 | esc | 0.011149 | 2.6002 | 0.011149 | 2.6002 | 0.011149 | 2.6002 | 0.011149 | 2.6002
[79 empty] | WLDFR | HFTD - Distribution - Tier 3 - 4QU CoRE ¦ 1QU LoRE | Red Flag Warning - Large Fires | 2029 | 0 | 0 | 0 | 0 | 5.777 | 0.74734 | 3.238 | 1.7917 | 0.0083319 | 0.0083319 | 0.0083319 | 0.0083319 | 3.8557e-05 |  | 0 | 3.2126e-07 | 3.2126e-07 | 0 | 3.2126e-07 | 3.2126e-07 | 0 | 3.2126e-07 | 3.2126e-07 | 0 | 3.2126e-07 | Column30: 3.2126e-07 | [29 empty] | 7.3.2.1.3 Advanced weather monitoring and weather stations Weather StationsWLDFRElectric Reliability | WLDFR | HFTD - Distribution - Tier 3 - 4QU CoRE ¦ 5QU LoRE | Non-Red Flag Warning - Catastrophic Fires | 2026 | Electric Reliability | 233.2301 | 73.245 | 2026 | Mitigation | 0.011149 | 10 | 0 | esc | 0.011149 | 2.6002 | 0.011149 | 2.6002 | 0.011149 | 2.6002 | 0.011149 | 2.6002
[79 empty] | WLDFR | HFTD - Distribution - Tier 3 - 4QU CoRE ¦ 1QU LoRE | Red Flag Warning - Large Fires | 2030 | 0 | 0 | 0 | 0 | 5.777 | 0.74734 | 3.238 | 1.7917 | 0 | 0.0083319 | 0.0083319 | 0.0083319 | 3.8557e-05 |  | 0 | 0 | 0 | 0 | 3.2126e-07 | 3.2126e-07 | 0 | 3.2126e-07 | 3.2126e-07 | 0 | 3.2126e-07 | Column30: 3.2126e-07 | [29 empty] | 7.3.2.1.3 Advanced weather monitoring and weather stations Weather StationsWLDFRElectric Reliability | WLDFR | HFTD - Distribution - Tier 3 - 4QU CoRE ¦ 5QU LoRE | Non-Red Flag Warning - Catastrophic Fires | 2027 | Electric Reliability | 233.2301 | 73.245 | 2027 | Mitigation | 0.011149 | 10 | 0 | esc | 0.011149 | 2.6002 | 0.011149 | 2.6002 | 0.011149 | 2.6002 | 0.011149 | 2.6002
[79 empty] | WLDFR | HFTD - Distribution - Tier 3 - 4QU CoRE ¦ 1QU LoRE | Red Flag Warning - Large Fires | 2031 | 0 | 0 | 0 | 0 | 5.777 | 0.74734 | 3.238 | 1.7917 | 0 | 0 | 0.0083319 | 0.0083319 | 3.8557e-05 |  | 0 | 0 | 0 | 0 | 0 | 0 | 0 | 3.2126e-07 | 3.2126e-07 | 0 | 3.2126e-07 | Column30: 3.2126e-07 | [29 empty] | 7.3.2.1.3 Advanced weather monitoring and weather stations Weather StationsWLDFRElectric Reliability | WLDFR | HFTD - Distribution - Tier 3 - 4QU CoRE ¦ 5QU LoRE | Non-Red Flag Warning - Catastrophic Fires | 2028 | Electric Reliability | 247.273 | 73.245 | 2028 | Mitigation | 0.011149 | 10 | 0 | esc | 0.011149 | 2.7568 | 0.011149 | 2.7568 | 0.011149 | 2.7568 | 0.011149 | 2.7568
[79 empty] | WLDFR | HFTD - Distribution - Tier 3 - 4QU CoRE ¦ 1QU LoRE | Red Flag Warning - Large Fires | 2032 | 0 | 0 | 0 | 0 | 5.777 | 0.74734 | 3.238 | 1.7917 | 0 | 0 | 0 | 0.0083319 | 3.8557e-05 |  | 0 | 0 | 0 | 0 | 0 | 0 | 0 | 0 | 0 | 0 | 3.2126e-07 | Column30: 3.2126e-07 | [29 empty] | 7.3.2.1.3 Advanced weather monitoring and weather stations Weather StationsWLDFRElectric Reliability | WLDFR | HFTD - Distribution - Tier 3 - 4QU CoRE ¦ 5QU LoRE | Non-Red Flag Warning - Catastrophic Fires | 2029 | Electric Reliability | 247.273 | 73.245 | 2029 | Mitigation | 0.011149 | 10 | 0 | esc | 0.011149 | 2.7568 | 0.011149 | 2.7568 | 0.011149 | 2.7568 | 0.011149 | 2.7568
[79 empty] | WLDFR | HFTD - Distribution - Tier 3 - 4QU CoRE ¦ 1QU LoRE | Red Flag Warning - Small Fires | 2020 | 0 | 0 | 0 | 0 | 0.077901 | 0.036425 | 0.0015809 | 0.039895 | 0.0004061 | 0 | 0 | 0 | 0.0011208 |  | 0 | 4.5517e-07 | 4.5517e-07 | 0 | 0 | 0 | 0 | 0 | 0 | 0 | 0 | Column30: 0 | [29 empty] | 7.3.2.1.3 Advanced weather monitoring and weather stations Weather StationsWLDFRElectric Reliability | WLDFR | HFTD - Distribution - Tier 3 - 4QU CoRE ¦ 5QU LoRE | Non-Red Flag Warning - Catastrophic Fires | 2030 | Electric Reliability | 247.273 | 73.245 | 2030 | Mitigation | 0.011149 | 10 | 0 | esc | 0 | 0 | 0.011149 | 2.7568 | 0.011149 | 2.7568 | 0.011149 | 2.7568
[79 empty] | WLDFR | HFTD - Distribution - Tier 3 - 4QU CoRE ¦ 1QU LoRE | Red Flag Warning - Small Fires | 2021 | 0 | 0 | 0 | 0 | 0.077901 | 0.036425 | 0.0015809 | 0.039895 | 0.0004061 | 0.0004061 | 0 | 0 | 0.0011208 |  | 0 | 4.5517e-07 | 4.5517e-07 | 0 | 4.5517e-07 | 4.5517e-07 | 0 | 0 | 0 | 0 | 0 | Column30: 0 | [29 empty] | 7.3.2.1.3 Advanced weather monitoring and weather stations Weather StationsWLDFRElectric Reliability | WLDFR | HFTD - Distribution - Tier 3 - 4QU CoRE ¦ 5QU LoRE | Non-Red Flag Warning - Catastrophic Fires | 2031 | Electric Reliability | 247.273 | 73.245 | 2031 | Mitigation | 0.011149 | 10 | 0 | esc | 0 | 0 | 0 | 0 | 0.011149 | 2.7568 | 0.011149 | 2.7568
[79 empty] | WLDFR | HFTD - Distribution - Tier 3 - 4QU CoRE ¦ 1QU LoRE | Red Flag Warning - Small Fires | 2022 | 0 | 0 | 0 | 0 | 0.077901 | 0.036425 | 0.0015809 | 0.039895 | 0.0004061 | 0.0004061 | 0.0004061 | 0 | 0.0011208 |  | 0 | 4.5517e-07 | 4.5517e-07 | 0 | 4.5517e-07 | 4.5517e-07 | 0 | 4.5517e-07 | 4.5517e-07 | 0 | 0 | Column30: 0 | [29 empty] | 7.3.2.1.3 Advanced weather monitoring and weather stations Weather StationsWLDFRElectric Reliability | WLDFR | HFTD - Distribution - Tier 3 - 4QU CoRE ¦ 5QU LoRE | Non-Red Flag Warning - Catastrophic Fires | 2032 | Electric Reliability | 247.273 | 73.245 | 2032 | Mitigation | 0.011149 | 10 | 0 | esc | 0 | 0 | 0 | 0 | 0 | 0 | 0.011149 | 2.7568
[79 empty] | WLDFR | HFTD - Distribution - Tier 3 - 4QU CoRE ¦ 1QU LoRE | Red Flag Warning - Small Fires | 2023 | 0 | 0 | 0 | 0 | 0.080408 | 0.03759 | 0.0016314 | 0.041187 | 0.00041909 | 0.00041909 | 0.00041909 | 0.00041909 | 0.0011208 |  | 0 | 4.6973e-07 | 4.6973e-07 | 0 | 4.6973e-07 | 4.6973e-07 | 0 | 4.6973e-07 | 4.6973e-07 | 0 | 4.6973e-07 | Column30: 4.6973e-07 | [29 empty] | 7.3.2.1.3 Advanced weather monitoring and weather stations Weather StationsWLDFRElectric Reliability | WLDFR | HFTD - Distribution - Tier 3 - 4QU CoRE ¦ 5QU LoRE | Non-Red Flag Warning - Destructive Fires | 2021 | Electric Reliability | 222.2294 | 73.245 | 2021 | Mitigation | 0.011149 | 10 | 0 | esc | 0.011149 | 2.4776 | 0.011149 | 2.4776 | 0 | 0 | 0 | 0
[79 empty] | WLDFR | HFTD - Distribution - Tier 3 - 4QU CoRE ¦ 1QU LoRE | Red Flag Warning - Small Fires | 2024 | 0 | 0 | 0 | 0 | 0.080408 | 0.03759 | 0.0016314 | 0.041187 | 0.00041909 | 0.00041909 | 0.00041909 | 0.00041909 | 0.0011208 |  | 0 | 4.6973e-07 | 4.6973e-07 | 0 | 4.6973e-07 | 4.6973e-07 | 0 | 4.6973e-07 | 4.6973e-07 | 0 | 4.6973e-07 | Column30: 4.6973e-07 | [29 empty] | 7.3.2.1.3 Advanced weather monitoring and weather stations Weather StationsWLDFRElectric Reliability | WLDFR | HFTD - Distribution - Tier 3 - 4QU CoRE ¦ 5QU LoRE | Non-Red Flag Warning - Destructive Fires | 2022 | Electric Reliability | 222.2294 | 73.245 | 2022 | Mitigation | 0.011149 | 10 | 0 | esc | 0.011149 | 2.4776 | 0.011149 | 2.4776 | 0.011149 | 2.4776 | 0 | 0
[79 empty] | WLDFR | HFTD - Distribution - Tier 3 - 4QU CoRE ¦ 1QU LoRE | Red Flag Warning - Small Fires | 2025 | 0 | 0 | 0 | 0 | 0.080408 | 0.03759 | 0.0016314 | 0.041187 | 0.00041909 | 0.00041909 | 0.00041909 | 0.00041909 | 0.0011208 |  | 0 | 4.6973e-07 | 4.6973e-07 | 0 | 4.6973e-07 | 4.6973e-07 | 0 | 4.6973e-07 | 4.6973e-07 | 0 | 4.6973e-07 | Column30: 4.6973e-07 | [29 empty] | 7.3.2.1.3 Advanced weather monitoring and weather stations Weather StationsWLDFRElectric Reliability | WLDFR | HFTD - Distribution - Tier 3 - 4QU CoRE ¦ 5QU LoRE | Non-Red Flag Warning - Destructive Fires | 2023 | Electric Reliability | 233.2301 | 73.245 | 2023 | Mitigation | 0.011149 | 10 | 0 | esc | 0.011149 | 2.6002 | 0.011149 | 2.6002 | 0.011149 | 2.6002 | 0.011149 | 2.6002
[79 empty] | WLDFR | HFTD - Distribution - Tier 3 - 4QU CoRE ¦ 1QU LoRE | Red Flag Warning - Small Fires | 2026 | 0 | 0 | 0 | 0 | 0.080408 | 0.03759 | 0.0016314 | 0.041187 | 0.00041909 | 0.00041909 | 0.00041909 | 0.00041909 | 0.0011208 |  | 0 | 4.6973e-07 | 4.6973e-07 | 0 | 4.6973e-07 | 4.6973e-07 | 0 | 4.6973e-07 | 4.6973e-07 | 0 | 4.6973e-07 | Column30: 4.6973e-07 | [29 empty] | 7.3.2.1.3 Advanced weather monitoring and weather stations Weather StationsWLDFRElectric Reliability | WLDFR | HFTD - Distribution - Tier 3 - 4QU CoRE ¦ 5QU LoRE | Non-Red Flag Warning - Destructive Fires | 2024 | Electric Reliability | 233.2301 | 73.245 | 2024 | Mitigation | 0.011149 | 10 | 0 | esc | 0.011149 | 2.6002 | 0.011149 | 2.6002 | 0.011149 | 2.6002 | 0.011149 | 2.6002
[79 empty] | WLDFR | HFTD - Distribution - Tier 3 - 4QU CoRE ¦ 1QU LoRE | Red Flag Warning - Small Fires | 2027 | 0 | 0 | 0 | 0 | 0.080408 | 0.03759 | 0.0016314 | 0.041187 | 0.00041909 | 0.00041909 | 0.00041909 | 0.00041909 | 0.0011208 |  | 0 | 4.6973e-07 | 4.6973e-07 | 0 | 4.6973e-07 | 4.6973e-07 | 0 | 4.6973e-07 | 4.6973e-07 | 0 | 4.6973e-07 | Column30: 4.6973e-07 | [29 empty] | 7.3.2.1.3 Advanced weather monitoring and weather stations Weather StationsWLDFRElectric Reliability | WLDFR | HFTD - Distribution - Tier 3 - 4QU CoRE ¦ 5QU LoRE | Non-Red Flag Warning - Destructive Fires | 2025 | Electric Reliability | 233.2301 | 73.245 | 2025 | Mitigation | 0.011149 | 10 | 0 | esc | 0.011149 | 2.6002 | 0.011149 | 2.6002 | 0.011149 | 2.6002 | 0.011149 | 2.6002
[79 empty] | WLDFR | HFTD - Distribution - Tier 3 - 4QU CoRE ¦ 1QU LoRE | Red Flag Warning - Small Fires | 2028 | 0 | 0 | 0 | 0 | 0.083606 | 0.039055 | 0.001695 | 0.042856 | 0.00043542 | 0.00043542 | 0.00043542 | 0.00043542 | 0.0011208 |  | 0 | 4.8803e-07 | 4.8803e-07 | 0 | 4.8803e-07 | 4.8803e-07 | 0 | 4.8803e-07 | 4.8803e-07 | 0 | 4.8803e-07 | Column30: 4.8803e-07 | [29 empty] | 7.3.2.1.3 Advanced weather monitoring and weather stations Weather StationsWLDFRElectric Reliability | WLDFR | HFTD - Distribution - Tier 3 - 4QU CoRE ¦ 5QU LoRE | Non-Red Flag Warning - Destructive Fires | 2026 | Electric Reliability | 233.2301 | 73.245 | 2026 | Mitigation | 0.011149 | 10 | 0 | esc | 0.011149 | 2.6002 | 0.011149 | 2.6002 | 0.011149 | 2.6002 | 0.011149 | 2.6002
[79 empty] | WLDFR | HFTD - Distribution - Tier 3 - 4QU CoRE ¦ 1QU LoRE | Red Flag Warning - Small Fires | 2029 | 0 | 0 | 0 | 0 | 0.083606 | 0.039055 | 0.001695 | 0.042856 | 0.00043542 | 0.00043542 | 0.00043542 | 0.00043542 | 0.0011208 |  | 0 | 4.8803e-07 | 4.8803e-07 | 0 | 4.8803e-07 | 4.8803e-07 | 0 | 4.8803e-07 | 4.8803e-07 | 0 | 4.8803e-07 | Column30: 4.8803e-07 | [29 empty] | 7.3.2.1.3 Advanced weather monitoring and weather stations Weather StationsWLDFRElectric Reliability | WLDFR | HFTD - Distribution - Tier 3 - 4QU CoRE ¦ 5QU LoRE | Non-Red Flag Warning - Destructive Fires | 2027 | Electric Reliability | 233.2301 | 73.245 | 2027 | Mitigation | 0.011149 | 10 | 0 | esc | 0.011149 | 2.6002 | 0.011149 | 2.6002 | 0.011149 | 2.6002 | 0.011149 | 2.6002
[79 empty] | WLDFR | HFTD - Distribution - Tier 3 - 4QU CoRE ¦ 1QU LoRE | Red Flag Warning - Small Fires | 2030 | 0 | 0 | 0 | 0 | 0.083606 | 0.039055 | 0.001695 | 0.042856 | 0 | 0.00043542 | 0.00043542 | 0.00043542 | 0.0011208 |  | 0 | 0 | 0 | 0 | 4.8803e-07 | 4.8803e-07 | 0 | 4.8803e-07 | 4.8803e-07 | 0 | 4.8803e-07 | Column30: 4.8803e-07 | [29 empty] | 7.3.2.1.3 Advanced weather monitoring and weather stations Weather StationsWLDFRElectric Reliability | WLDFR | HFTD - Distribution - Tier 3 - 4QU CoRE ¦ 5QU LoRE | Non-Red Flag Warning - Destructive Fires | 2028 | Electric Reliability | 247.273 | 73.245 | 2028 | Mitigation | 0.011149 | 10 | 0 | esc | 0.011149 | 2.7568 | 0.011149 | 2.7568 | 0.011149 | 2.7568 | 0.011149 | 2.7568
[79 empty] | WLDFR | HFTD - Distribution - Tier 3 - 4QU CoRE ¦ 1QU LoRE | Red Flag Warning - Small Fires | 2031 | 0 | 0 | 0 | 0 | 0.083606 | 0.039055 | 0.001695 | 0.042856 | 0 | 0 | 0.00043542 | 0.00043542 | 0.0011208 |  | 0 | 0 | 0 | 0 | 0 | 0 | 0 | 4.8803e-07 | 4.8803e-07 | 0 | 4.8803e-07 | Column30: 4.8803e-07 | [29 empty] | 7.3.2.1.3 Advanced weather monitoring and weather stations Weather StationsWLDFRElectric Reliability | WLDFR | HFTD - Distribution - Tier 3 - 4QU CoRE ¦ 5QU LoRE | Non-Red Flag Warning - Destructive Fires | 2029 | Electric Reliability | 247.273 | 73.245 | 2029 | Mitigation | 0.011149 | 10 | 0 | esc | 0.011149 | 2.7568 | 0.011149 | 2.7568 | 0.011149 | 2.7568 | 0.011149 | 2.7568
[79 empty] | WLDFR | HFTD - Distribution - Tier 3 - 4QU CoRE ¦ 1QU LoRE | Red Flag Warning - Small Fires | 2032 | 0 | 0 | 0 | 0 | 0.083606 | 0.039055 | 0.001695 | 0.042856 | 0 | 0 | 0 | 0.00043542 | 0.0011208 |  | 0 | 0 | 0 | 0 | 0 | 0 | 0 | 0 | 0 | 0 | 4.8803e-07 | Column30: 4.8803e-07 | [29 empty] | 7.3.2.1.3 Advanced weather monitoring and weather stations Weather StationsWLDFRElectric Reliability | WLDFR | HFTD - Distribution - Tier 3 - 4QU CoRE ¦ 5QU LoRE | Non-Red Flag Warning - Destructive Fires | 2030 | Electric Reliability | 247.273 | 73.245 | 2030 | Mitigation | 0.011149 | 10 | 0 | esc | 0 | 0 | 0.011149 | 2.7568 | 0.011149 | 2.7568 | 0.011149 | 2.7568
[79 empty] | WLDFR | HFTD - Distribution - Tier 3 - 4QU CoRE ¦ 1QU LoRE | Seismic - Non-Red Flag Warning - Catastrophic Fires | 2020 | 0 | 0 | 0 | 0 | 21083.8428 | 409.2237 | 13469.0878 | 7205.5313 | 4.5624 | 0 | 0 | 0 | 5.973e-10 |  | 0 | 2.7251e-09 | 2.7251e-09 | 0 | 0 | 0 | 0 | 0 | 0 | 0 | 0 | Column30: 0 | [29 empty] | 7.3.2.1.3 Advanced weather monitoring and weather stations Weather StationsWLDFRElectric Reliability | WLDFR | HFTD - Distribution - Tier 3 - 4QU CoRE ¦ 5QU LoRE | Non-Red Flag Warning - Destructive Fires | 2031 | Electric Reliability | 247.273 | 73.245 | 2031 | Mitigation | 0.011149 | 10 | 0 | esc | 0 | 0 | 0 | 0 | 0.011149 | 2.7568 | 0.011149 | 2.7568
[79 empty] | WLDFR | HFTD - Distribution - Tier 3 - 4QU CoRE ¦ 1QU LoRE | Seismic - Non-Red Flag Warning - Catastrophic Fires | 2021 | 0 | 0 | 0 | 0 | 21083.8428 | 409.2237 | 13469.0878 | 7205.5313 | 4.5624 | 4.5624 | 0 | 0 | 5.973e-10 |  | 0 | 2.7251e-09 | 2.7251e-09 | 0 | 2.7251e-09 | 2.7251e-09 | 0 | 0 | 0 | 0 | 0 | Column30: 0 | [29 empty] | 7.3.2.1.3 Advanced weather monitoring and weather stations Weather StationsWLDFRElectric Reliability | WLDFR | HFTD - Distribution - Tier 3 - 4QU CoRE ¦ 5QU LoRE | Non-Red Flag Warning - Destructive Fires | 2032 | Electric Reliability | 247.273 | 73.245 | 2032 | Mitigation | 0.011149 | 10 | 0 | esc | 0 | 0 | 0 | 0 | 0 | 0 | 0.011149 | 2.7568
[79 empty] | WLDFR | HFTD - Distribution - Tier 3 - 4QU CoRE ¦ 1QU LoRE | Seismic - Non-Red Flag Warning - Catastrophic Fires | 2022 | 0 | 0 | 0 | 0 | 21083.8428 | 409.2237 | 13469.0878 | 7205.5313 | 4.5624 | 4.5624 | 4.5624 | 0 | 5.973e-10 |  | 0 | 2.7251e-09 | 2.7251e-09 | 0 | 2.7251e-09 | 2.7251e-09 | 0 | 2.7251e-09 | 2.7251e-09 | 0 | 0 | Column30: 0 | [29 empty] | 7.3.2.1.3 Advanced weather monitoring and weather stations Weather StationsWLDFRElectric Reliability | WLDFR | HFTD - Distribution - Tier 3 - 4QU CoRE ¦ 5QU LoRE | Non-Red Flag Warning - Large Fires | 2021 | Electric Reliability | 0.69642 | 73.245 | 2021 | Mitigation | 0.011149 | 10 | 0 | esc | 0.011149 | 0.0077642 | 0.011149 | 0.0077642 | 0 | 0 | 0 | 0
[79 empty] | WLDFR | HFTD - Distribution - Tier 3 - 4QU CoRE ¦ 1QU LoRE | Seismic - Non-Red Flag Warning - Catastrophic Fires | 2023 | 0 | 0 | 0 | 0 | 21835.9781 | 428.6023 | 13939.561 | 7467.8148 | 4.7784 | 4.7784 | 4.7784 | 4.7784 | 5.973e-10 |  | 0 | 2.8541e-09 | 2.8541e-09 | 0 | 2.8541e-09 | 2.8541e-09 | 0 | 2.8541e-09 | 2.8541e-09 | 0 | 2.8541e-09 | Column30: 2.8541e-09 | [29 empty] | 7.3.2.1.3 Advanced weather monitoring and weather stations Weather StationsWLDFRElectric Reliability | WLDFR | HFTD - Distribution - Tier 3 - 4QU CoRE ¦ 5QU LoRE | Non-Red Flag Warning - Large Fires | 2022 | Electric Reliability | 0.69642 | 73.245 | 2022 | Mitigation | 0.011149 | 10 | 0 | esc | 0.011149 | 0.0077642 | 0.011149 | 0.0077642 | 0.011149 | 0.0077642 | 0 | 0
[79 empty] | WLDFR | HFTD - Distribution - Tier 3 - 4QU CoRE ¦ 1QU LoRE | Seismic - Non-Red Flag Warning - Catastrophic Fires | 2024 | 0 | 0 | 0 | 0 | 21835.9781 | 428.6023 | 13939.561 | 7467.8148 | 4.7784 | 4.7784 | 4.7784 | 4.7784 | 5.973e-10 |  | 0 | 2.8541e-09 | 2.8541e-09 | 0 | 2.8541e-09 | 2.8541e-09 | 0 | 2.8541e-09 | 2.8541e-09 | 0 | 2.8541e-09 | Column30: 2.8541e-09 | [29 empty] | 7.3.2.1.3 Advanced weather monitoring and weather stations Weather StationsWLDFRElectric Reliability | WLDFR | HFTD - Distribution - Tier 3 - 4QU CoRE ¦ 5QU LoRE | Non-Red Flag Warning - Large Fires | 2023 | Electric Reliability | 0.71896 | 73.245 | 2023 | Mitigation | 0.011149 | 10 | 0 | esc | 0.011149 | 0.0080156 | 0.011149 | 0.0080156 | 0.011149 | 0.0080156 | 0.011149 | 0.0080156
[79 empty] | WLDFR | HFTD - Distribution - Tier 3 - 4QU CoRE ¦ 1QU LoRE | Seismic - Non-Red Flag Warning - Catastrophic Fires | 2025 | 0 | 0 | 0 | 0 | 21835.9781 | 428.6023 | 13939.561 | 7467.8148 | 4.7784 | 4.7784 | 4.7784 | 4.7784 | 5.973e-10 |  | 0 | 2.8541e-09 | 2.8541e-09 | 0 | 2.8541e-09 | 2.8541e-09 | 0 | 2.8541e-09 | 2.8541e-09 | 0 | 2.8541e-09 | Column30: 2.8541e-09 | [29 empty] | 7.3.2.1.3 Advanced weather monitoring and weather stations Weather StationsWLDFRElectric Reliability | WLDFR | HFTD - Distribution - Tier 3 - 4QU CoRE ¦ 5QU LoRE | Non-Red Flag Warning - Large Fires | 2024 | Electric Reliability | 0.71896 | 73.245 | 2024 | Mitigation | 0.011149 | 10 | 0 | esc | 0.011149 | 0.0080156 | 0.011149 | 0.0080156 | 0.011149 | 0.0080156 | 0.011149 | 0.0080156
[79 empty] | WLDFR | HFTD - Distribution - Tier 3 - 4QU CoRE ¦ 1QU LoRE | Seismic - Non-Red Flag Warning - Catastrophic Fires | 2026 | 0 | 0 | 0 | 0 | 21835.9781 | 428.6023 | 13939.561 | 7467.8148 | 4.7784 | 4.7784 | 4.7784 | 4.7784 | 5.973e-10 |  | 0 | 2.8541e-09 | 2.8541e-09 | 0 | 2.8541e-09 | 2.8541e-09 | 0 | 2.8541e-09 | 2.8541e-09 | 0 | 2.8541e-09 | Column30: 2.8541e-09 | [29 empty] | 7.3.2.1.3 Advanced weather monitoring and weather stations Weather StationsWLDFRElectric Reliability | WLDFR | HFTD - Distribution - Tier 3 - 4QU CoRE ¦ 5QU LoRE | Non-Red Flag Warning - Large Fires | 2025 | Electric Reliability | 0.71896 | 73.245 | 2025 | Mitigation | 0.011149 | 10 | 0 | esc | 0.011149 | 0.0080156 | 0.011149 | 0.0080156 | 0.011149 | 0.0080156 | 0.011149 | 0.0080156
[79 empty] | WLDFR | HFTD - Distribution - Tier 3 - 4QU CoRE ¦ 1QU LoRE | Seismic - Non-Red Flag Warning - Catastrophic Fires | 2027 | 0 | 0 | 0 | 0 | 21835.9781 | 428.6023 | 13939.561 | 7467.8148 | 4.7784 | 4.7784 | 4.7784 | 4.7784 | 5.973e-10 |  | 0 | 2.8541e-09 | 2.8541e-09 | 0 | 2.8541e-09 | 2.8541e-09 | 0 | 2.8541e-09 | 2.8541e-09 | 0 | 2.8541e-09 | Column30: 2.8541e-09 | [29 empty] | 7.3.2.1.3 Advanced weather monitoring and weather stations Weather StationsWLDFRElectric Reliability | WLDFR | HFTD - Distribution - Tier 3 - 4QU CoRE ¦ 5QU LoRE | Non-Red Flag Warning - Large Fires | 2026 | Electric Reliability | 0.71896 | 73.245 | 2026 | Mitigation | 0.011149 | 10 | 0 | esc | 0.011149 | 0.0080156 | 0.011149 | 0.0080156 | 0.011149 | 0.0080156 | 0.011149 | 0.0080156
[79 empty] | WLDFR | HFTD - Distribution - Tier 3 - 4QU CoRE ¦ 1QU LoRE | Seismic - Non-Red Flag Warning - Catastrophic Fires | 2028 | 0 | 0 | 0 | 0 | 22783.187 | 453.261 | 14531.3357 | 7798.5904 | 5.0533 | 5.0533 | 5.0533 | 5.0533 | 5.973e-10 |  | 0 | 3.0183e-09 | 3.0183e-09 | 0 | 3.0183e-09 | 3.0183e-09 | 0 | 3.0183e-09 | 3.0183e-09 | 0 | 3.0183e-09 | Column30: 3.0183e-09 | [29 empty] | 7.3.2.1.3 Advanced weather monitoring and weather stations Weather StationsWLDFRElectric Reliability | WLDFR | HFTD - Distribution - Tier 3 - 4QU CoRE ¦ 5QU LoRE | Non-Red Flag Warning - Large Fires | 2027 | Electric Reliability | 0.71896 | 73.245 | 2027 | Mitigation | 0.011149 | 10 | 0 | esc | 0.011149 | 0.0080156 | 0.011149 | 0.0080156 | 0.011149 | 0.0080156 | 0.011149 | 0.0080156
[79 empty] | WLDFR | HFTD - Distribution - Tier 3 - 4QU CoRE ¦ 1QU LoRE | Seismic - Non-Red Flag Warning - Catastrophic Fires | 2029 | 0 | 0 | 0 | 0 | 22783.187 | 453.261 | 14531.3357 | 7798.5904 | 5.0533 | 5.0533 | 5.0533 | 5.0533 | 5.973e-10 |  | 0 | 3.0183e-09 | 3.0183e-09 | 0 | 3.0183e-09 | 3.0183e-09 | 0 | 3.0183e-09 | 3.0183e-09 | 0 | 3.0183e-09 | Column30: 3.0183e-09 | [29 empty] | 7.3.2.1.3 Advanced weather monitoring and weather stations Weather StationsWLDFRElectric Reliability | WLDFR | HFTD - Distribution - Tier 3 - 4QU CoRE ¦ 5QU LoRE | Non-Red Flag Warning - Large Fires | 2028 | Electric Reliability | 0.74734 | 73.245 | 2028 | Mitigation | 0.011149 | 10 | 0 | esc | 0.011149 | 0.0083319 | 0.011149 | 0.0083319 | 0.011149 | 0.0083319 | 0.011149 | 0.0083319
[79 empty] | WLDFR | HFTD - Distribution - Tier 3 - 4QU CoRE ¦ 1QU LoRE | Seismic - Non-Red Flag Warning - Catastrophic Fires | 2030 | 0 | 0 | 0 | 0 | 22783.187 | 453.261 | 14531.3357 | 7798.5904 | 0 | 5.0533 | 5.0533 | 5.0533 | 5.973e-10 |  | 0 | 0 | 0 | 0 | 3.0183e-09 | 3.0183e-09 | 0 | 3.0183e-09 | 3.0183e-09 | 0 | 3.0183e-09 | Column30: 3.0183e-09 | [29 empty] | 7.3.2.1.3 Advanced weather monitoring and weather stations Weather StationsWLDFRElectric Reliability | WLDFR | HFTD - Distribution - Tier 3 - 4QU CoRE ¦ 5QU LoRE | Non-Red Flag Warning - Large Fires | 2029 | Electric Reliability | 0.74734 | 73.245 | 2029 | Mitigation | 0.011149 | 10 | 0 | esc | 0.011149 | 0.0083319 | 0.011149 | 0.0083319 | 0.011149 | 0.0083319 | 0.011149 | 0.0083319
[79 empty] | WLDFR | HFTD - Distribution - Tier 3 - 4QU CoRE ¦ 1QU LoRE | Seismic - Non-Red Flag Warning - Catastrophic Fires | 2031 | 0 | 0 | 0 | 0 | 22783.187 | 453.261 | 14531.3357 | 7798.5904 | 0 | 0 | 5.0533 | 5.0533 | 5.973e-10 |  | 0 | 0 | 0 | 0 | 0 | 0 | 0 | 3.0183e-09 | 3.0183e-09 | 0 | 3.0183e-09 | Column30: 3.0183e-09 | [29 empty] | 7.3.2.1.3 Advanced weather monitoring and weather stations Weather StationsWLDFRElectric Reliability | WLDFR | HFTD - Distribution - Tier 3 - 4QU CoRE ¦ 5QU LoRE | Non-Red Flag Warning - Large Fires | 2030 | Electric Reliability | 0.74734 | 73.245 | 2030 | Mitigation | 0.011149 | 10 | 0 | esc | 0 | 0 | 0.011149 | 0.0083319 | 0.011149 | 0.0083319 | 0.011149 | 0.0083319
[79 empty] | WLDFR | HFTD - Distribution - Tier 3 - 4QU CoRE ¦ 1QU LoRE | Seismic - Non-Red Flag Warning - Catastrophic Fires | 2032 | 0 | 0 | 0 | 0 | 22783.187 | 453.261 | 14531.3357 | 7798.5904 | 0 | 0 | 0 | 5.0533 | 5.973e-10 |  | 0 | 0 | 0 | 0 | 0 | 0 | 0 | 0 | 0 | 0 | 3.0183e-09 | Column30: 3.0183e-09 | [29 empty] | 7.3.2.1.3 Advanced weather monitoring and weather stations Weather StationsWLDFRElectric Reliability | WLDFR | HFTD - Distribution - Tier 3 - 4QU CoRE ¦ 5QU LoRE | Non-Red Flag Warning - Large Fires | 2031 | Electric Reliability | 0.74734 | 73.245 | 2031 | Mitigation | 0.011149 | 10 | 0 | esc | 0 | 0 | 0 | 0 | 0.011149 | 0.0083319 | 0.011149 | 0.0083319
[79 empty] | WLDFR | HFTD - Distribution - Tier 3 - 4QU CoRE ¦ 1QU LoRE | Seismic - Red Flag Warning - Catastrophic Fires | 2020 | 0 | 0 | 0 | 0 | 21083.8428 | 409.2237 | 13469.0878 | 7205.5313 | 4.5624 | 0 | 0 | 0 | 2.5761e-08 |  | 0 | 1.1753e-07 | 1.1753e-07 | 0 | 0 | 0 | 0 | 0 | 0 | 0 | 0 | Column30: 0 | [29 empty] | 7.3.2.1.3 Advanced weather monitoring and weather stations Weather StationsWLDFRElectric Reliability | WLDFR | HFTD - Distribution - Tier 3 - 4QU CoRE ¦ 5QU LoRE | Non-Red Flag Warning - Large Fires | 2032 | Electric Reliability | 0.74734 | 73.245 | 2032 | Mitigation | 0.011149 | 10 | 0 | esc | 0 | 0 | 0 | 0 | 0 | 0 | 0.011149 | 0.0083319
[79 empty] | WLDFR | HFTD - Distribution - Tier 3 - 4QU CoRE ¦ 1QU LoRE | Seismic - Red Flag Warning - Catastrophic Fires | 2021 | 0 | 0 | 0 | 0 | 21083.8428 | 409.2237 | 13469.0878 | 7205.5313 | 4.5624 | 4.5624 | 0 | 0 | 2.5761e-08 |  | 0 | 1.1753e-07 | 1.1753e-07 | 0 | 1.1753e-07 | 1.1753e-07 | 0 | 0 | 0 | 0 | 0 | Column30: 0 | [29 empty] | 7.3.2.1.3 Advanced weather monitoring and weather stations Weather StationsWLDFRElectric Reliability | WLDFR | HFTD - Distribution - Tier 3 - 4QU CoRE ¦ 5QU LoRE | Non-Red Flag Warning - Small Fires | 2021 | Electric Reliability | 0.036425 | 73.245 | 2021 | Mitigation | 0.011149 | 10 | 0 | esc | 0.011149 | 0.0004061 | 0.011149 | 0.0004061 | 0 | 0 | 0 | 0
[79 empty] | WLDFR | HFTD - Distribution - Tier 3 - 4QU CoRE ¦ 1QU LoRE | Seismic - Red Flag Warning - Catastrophic Fires | 2022 | 0 | 0 | 0 | 0 | 21083.8428 | 409.2237 | 13469.0878 | 7205.5313 | 4.5624 | 4.5624 | 4.5624 | 0 | 2.5761e-08 |  | 0 | 1.1753e-07 | 1.1753e-07 | 0 | 1.1753e-07 | 1.1753e-07 | 0 | 1.1753e-07 | 1.1753e-07 | 0 | 0 | Column30: 0 | [29 empty] | 7.3.2.1.3 Advanced weather monitoring and weather stations Weather StationsWLDFRElectric Reliability | WLDFR | HFTD - Distribution - Tier 3 - 4QU CoRE ¦ 5QU LoRE | Non-Red Flag Warning - Small Fires | 2022 | Electric Reliability | 0.036425 | 73.245 | 2022 | Mitigation | 0.011149 | 10 | 0 | esc | 0.011149 | 0.0004061 | 0.011149 | 0.0004061 | 0.011149 | 0.0004061 | 0 | 0
[79 empty] | WLDFR | HFTD - Distribution - Tier 3 - 4QU CoRE ¦ 1QU LoRE | Seismic - Red Flag Warning - Catastrophic Fires | 2023 | 0 | 0 | 0 | 0 | 21835.9781 | 428.6023 | 13939.561 | 7467.8148 | 4.7784 | 4.7784 | 4.7784 | 4.7784 | 2.5761e-08 |  | 0 | 1.231e-07 | 1.231e-07 | 0 | 1.231e-07 | 1.231e-07 | 0 | 1.231e-07 | 1.231e-07 | 0 | 1.231e-07 | Column30: 1.231e-07 | [29 empty] | 7.3.2.1.3 Advanced weather monitoring and weather stations Weather StationsWLDFRElectric Reliability | WLDFR | HFTD - Distribution - Tier 3 - 4QU CoRE ¦ 5QU LoRE | Non-Red Flag Warning - Small Fires | 2023 | Electric Reliability | 0.03759 | 73.245 | 2023 | Mitigation | 0.011149 | 10 | 0 | esc | 0.011149 | 0.00041909 | 0.011149 | 0.00041909 | 0.011149 | 0.00041909 | 0.011149 | 0.00041909
[79 empty] | WLDFR | HFTD - Distribution - Tier 3 - 4QU CoRE ¦ 1QU LoRE | Seismic - Red Flag Warning - Catastrophic Fires | 2024 | 0 | 0 | 0 | 0 | 21835.9781 | 428.6023 | 13939.561 | 7467.8148 | 4.7784 | 4.7784 | 4.7784 | 4.7784 | 2.5761e-08 |  | 0 | 1.231e-07 | 1.231e-07 | 0 | 1.231e-07 | 1.231e-07 | 0 | 1.231e-07 | 1.231e-07 | 0 | 1.231e-07 | Column30: 1.231e-07 | [29 empty] | 7.3.2.1.3 Advanced weather monitoring and weather stations Weather StationsWLDFRElectric Reliability | WLDFR | HFTD - Distribution - Tier 3 - 4QU CoRE ¦ 5QU LoRE | Non-Red Flag Warning - Small Fires | 2024 | Electric Reliability | 0.03759 | 73.245 | 2024 | Mitigation | 0.011149 | 10 | 0 | esc | 0.011149 | 0.00041909 | 0.011149 | 0.00041909 | 0.011149 | 0.00041909 | 0.011149 | 0.00041909
[79 empty] | WLDFR | HFTD - Distribution - Tier 3 - 4QU CoRE ¦ 1QU LoRE | Seismic - Red Flag Warning - Catastrophic Fires | 2025 | 0 | 0 | 0 | 0 | 21835.9781 | 428.6023 | 13939.561 | 7467.8148 | 4.7784 | 4.7784 | 4.7784 | 4.7784 | 2.5761e-08 |  | 0 | 1.231e-07 | 1.231e-07 | 0 | 1.231e-07 | 1.231e-07 | 0 | 1.231e-07 | 1.231e-07 | 0 | 1.231e-07 | Column30: 1.231e-07 | [29 empty] | 7.3.2.1.3 Advanced weather monitoring and weather stations Weather StationsWLDFRElectric Reliability | WLDFR | HFTD - Distribution - Tier 3 - 4QU CoRE ¦ 5QU LoRE | Non-Red Flag Warning - Small Fires | 2025 | Electric Reliability | 0.03759 | 73.245 | 2025 | Mitigation | 0.011149 | 10 | 0 | esc | 0.011149 | 0.00041909 | 0.011149 | 0.00041909 | 0.011149 | 0.00041909 | 0.011149 | 0.00041909
[79 empty] | WLDFR | HFTD - Distribution - Tier 3 - 4QU CoRE ¦ 1QU LoRE | Seismic - Red Flag Warning - Catastrophic Fires | 2026 | 0 | 0 | 0 | 0 | 21835.9781 | 428.6023 | 13939.561 | 7467.8148 | 4.7784 | 4.7784 | 4.7784 | 4.7784 | 2.5761e-08 |  | 0 | 1.231e-07 | 1.231e-07 | 0 | 1.231e-07 | 1.231e-07 | 0 | 1.231e-07 | 1.231e-07 | 0 | 1.231e-07 | Column30: 1.231e-07 | [29 empty] | 7.3.2.1.3 Advanced weather monitoring and weather stations Weather StationsWLDFRElectric Reliability | WLDFR | HFTD - Distribution - Tier 3 - 4QU CoRE ¦ 5QU LoRE | Non-Red Flag Warning - Small Fires | 2026 | Electric Reliability | 0.03759 | 73.245 | 2026 | Mitigation | 0.011149 | 10 | 0 | esc | 0.011149 | 0.00041909 | 0.011149 | 0.00041909 | 0.011149 | 0.00041909 | 0.011149 | 0.00041909
[79 empty] | WLDFR | HFTD - Distribution - Tier 3 - 4QU CoRE ¦ 1QU LoRE | Seismic - Red Flag Warning - Catastrophic Fires | 2027 | 0 | 0 | 0 | 0 | 21835.9781 | 428.6023 | 13939.561 | 7467.8148 | 4.7784 | 4.7784 | 4.7784 | 4.7784 | 2.5761e-08 |  | 0 | 1.231e-07 | 1.231e-07 | 0 | 1.231e-07 | 1.231e-07 | 0 | 1.231e-07 | 1.231e-07 | 0 | 1.231e-07 | Column30: 1.231e-07 | [29 empty] | 7.3.2.1.3 Advanced weather monitoring and weather stations Weather StationsWLDFRElectric Reliability | WLDFR | HFTD - Distribution - Tier 3 - 4QU CoRE ¦ 5QU LoRE | Non-Red Flag Warning - Small Fires | 2027 | Electric Reliability | 0.03759 | 73.245 | 2027 | Mitigation | 0.011149 | 10 | 0 | esc | 0.011149 | 0.00041909 | 0.011149 | 0.00041909 | 0.011149 | 0.00041909 | 0.011149 | 0.00041909
[79 empty] | WLDFR | HFTD - Distribution - Tier 3 - 4QU CoRE ¦ 1QU LoRE | Seismic - Red Flag Warning - Catastrophic Fires | 2028 | 0 | 0 | 0 | 0 | 22783.187 | 453.261 | 14531.3357 | 7798.5904 | 5.0533 | 5.0533 | 5.0533 | 5.0533 | 2.5761e-08 |  | 0 | 1.3018e-07 | 1.3018e-07 | 0 | 1.3018e-07 | 1.3018e-07 | 0 | 1.3018e-07 | 1.3018e-07 | 0 | 1.3018e-07 | Column30: 1.3018e-07 | [29 empty] | 7.3.2.1.3 Advanced weather monitoring and weather stations Weather StationsWLDFRElectric Reliability | WLDFR | HFTD - Distribution - Tier 3 - 4QU CoRE ¦ 5QU LoRE | Non-Red Flag Warning - Small Fires | 2028 | Electric Reliability | 0.039055 | 73.245 | 2028 | Mitigation | 0.011149 | 10 | 0 | esc | 0.011149 | 0.00043542 | 0.011149 | 0.00043542 | 0.011149 | 0.00043542 | 0.011149 | 0.00043542
[79 empty] | WLDFR | HFTD - Distribution - Tier 3 - 4QU CoRE ¦ 1QU LoRE | Seismic - Red Flag Warning - Catastrophic Fires | 2029 | 0 | 0 | 0 | 0 | 22783.187 | 453.261 | 14531.3357 | 7798.5904 | 5.0533 | 5.0533 | 5.0533 | 5.0533 | 2.5761e-08 |  | 0 | 1.3018e-07 | 1.3018e-07 | 0 | 1.3018e-07 | 1.3018e-07 | 0 | 1.3018e-07 | 1.3018e-07 | 0 | 1.3018e-07 | Column30: 1.3018e-07 | [29 empty] | 7.3.2.1.3 Advanced weather monitoring and weather stations Weather StationsWLDFRElectric Reliability | WLDFR | HFTD - Distribution - Tier 3 - 4QU CoRE ¦ 5QU LoRE | Non-Red Flag Warning - Small Fires | 2029 | Electric Reliability | 0.039055 | 73.245 | 2029 | Mitigation | 0.011149 | 10 | 0 | esc | 0.011149 | 0.00043542 | 0.011149 | 0.00043542 | 0.011149 | 0.00043542 | 0.011149 | 0.00043542
[79 empty] | WLDFR | HFTD - Distribution - Tier 3 - 4QU CoRE ¦ 1QU LoRE | Seismic - Red Flag Warning - Catastrophic Fires | 2030 | 0 | 0 | 0 | 0 | 22783.187 | 453.261 | 14531.3357 | 7798.5904 | 0 | 5.0533 | 5.0533 | 5.0533 | 2.5761e-08 |  | 0 | 0 | 0 | 0 | 1.3018e-07 | 1.3018e-07 | 0 | 1.3018e-07 | 1.3018e-07 | 0 | 1.3018e-07 | Column30: 1.3018e-07 | [29 empty] | 7.3.2.1.3 Advanced weather monitoring and weather stations Weather StationsWLDFRElectric Reliability | WLDFR | HFTD - Distribution - Tier 3 - 4QU CoRE ¦ 5QU LoRE | Non-Red Flag Warning - Small Fires | 2030 | Electric Reliability | 0.039055 | 73.245 | 2030 | Mitigation | 0.011149 | 10 | 0 | esc | 0 | 0 | 0.011149 | 0.00043542 | 0.011149 | 0.00043542 | 0.011149 | 0.00043542
[79 empty] | WLDFR | HFTD - Distribution - Tier 3 - 4QU CoRE ¦ 1QU LoRE | Seismic - Red Flag Warning - Catastrophic Fires | 2031 | 0 | 0 | 0 | 0 | 22783.187 | 453.261 | 14531.3357 | 7798.5904 | 0 | 0 | 5.0533 | 5.0533 | 2.5761e-08 |  | 0 | 0 | 0 | 0 | 0 | 0 | 0 | 1.3018e-07 | 1.3018e-07 | 0 | 1.3018e-07 | Column30: 1.3018e-07 | [29 empty] | 7.3.2.1.3 Advanced weather monitoring and weather stations Weather StationsWLDFRElectric Reliability | WLDFR | HFTD - Distribution - Tier 3 - 4QU CoRE ¦ 5QU LoRE | Non-Red Flag Warning - Small Fires | 2031 | Electric Reliability | 0.039055 | 73.245 | 2031 | Mitigation | 0.011149 | 10 | 0 | esc | 0 | 0 | 0 | 0 | 0.011149 | 0.00043542 | 0.011149 | 0.00043542
[79 empty] | WLDFR | HFTD - Distribution - Tier 3 - 4QU CoRE ¦ 1QU LoRE | Seismic - Red Flag Warning - Catastrophic Fires | 2032 | 0 | 0 | 0 | 0 | 22783.187 | 453.261 | 14531.3357 | 7798.5904 | 0 | 0 | 0 | 5.0533 | 2.5761e-08 |  | 0 | 0 | 0 | 0 | 0 | 0 | 0 | 0 | 0 | 0 | 1.3018e-07 | Column30: 1.3018e-07 | [29 empty] | 7.3.2.1.3 Advanced weather monitoring and weather stations Weather StationsWLDFRElectric Reliability | WLDFR | HFTD - Distribution - Tier 3 - 4QU CoRE ¦ 5QU LoRE | Non-Red Flag Warning - Small Fires | 2032 | Electric Reliability | 0.039055 | 73.245 | 2032 | Mitigation | 0.011149 | 10 | 0 | esc | 0 | 0 | 0 | 0 | 0 | 0 | 0.011149 | 0.00043542
[79 empty] | WLDFR | HFTD - Distribution - Tier 3 - 4QU CoRE ¦ 2QU LoRE | Non-Red Flag Warning - Catastrophic Fires | 2020 | 0 | 0 | 0 | 0 | 14146.1306 | 222.2294 | 8585.7228 | 5338.1784 | 2.4776 | 0 | 0 | 0 | 4.6393e-07 |  | 0 | 1.1494e-06 | 1.1494e-06 | 0 | 0 | 0 | 0 | 0 | 0 | 0 | 0 | Column30: 0 | [29 empty] | 7.3.2.1.3 Advanced weather monitoring and weather stations Weather StationsWLDFRElectric Reliability | WLDFR | HFTD - Distribution - Tier 3 - 4QU CoRE ¦ 5QU LoRE | Red Flag Warning - Catastrophic Fires | 2021 | Electric Reliability | 222.2294 | 73.245 | 2021 | Mitigation | 0.011149 | 10 | 0 | esc | 0.011149 | 2.4776 | 0.011149 | 2.4776 | 0 | 0 | 0 | 0
[79 empty] | WLDFR | HFTD - Distribution - Tier 3 - 4QU CoRE ¦ 2QU LoRE | Non-Red Flag Warning - Catastrophic Fires | 2021 | 0 | 0 | 0 | 0 | 14146.1306 | 222.2294 | 8585.7228 | 5338.1784 | 2.4776 | 2.4776 | 0 | 0 | 4.6393e-07 |  | 0 | 1.1494e-06 | 1.1494e-06 | 0 | 1.1494e-06 | 1.1494e-06 | 0 | 0 | 0 | 0 | 0 | Column30: 0 | [29 empty] | 7.3.2.1.3 Advanced weather monitoring and weather stations Weather StationsWLDFRElectric Reliability | WLDFR | HFTD - Distribution - Tier 3 - 4QU CoRE ¦ 5QU LoRE | Red Flag Warning - Catastrophic Fires | 2022 | Electric Reliability | 222.2294 | 73.245 | 2022 | Mitigation | 0.011149 | 10 | 0 | esc | 0.011149 | 2.4776 | 0.011149 | 2.4776 | 0.011149 | 2.4776 | 0 | 0
[79 empty] | WLDFR | HFTD - Distribution - Tier 3 - 4QU CoRE ¦ 2QU LoRE | Non-Red Flag Warning - Catastrophic Fires | 2022 | 0 | 0 | 0 | 0 | 14146.1306 | 222.2294 | 8585.7228 | 5338.1784 | 2.4776 | 2.4776 | 2.4776 | 0 | 4.6393e-07 |  | 0 | 1.1494e-06 | 1.1494e-06 | 0 | 1.1494e-06 | 1.1494e-06 | 0 | 1.1494e-06 | 1.1494e-06 | 0 | 0 | Column30: 0 | [29 empty] | 7.3.2.1.3 Advanced weather monitoring and weather stations Weather StationsWLDFRElectric Reliability | WLDFR | HFTD - Distribution - Tier 3 - 4QU CoRE ¦ 5QU LoRE | Red Flag Warning - Catastrophic Fires | 2023 | Electric Reliability | 233.2301 | 73.245 | 2023 | Mitigation | 0.011149 | 10 | 0 | esc | 0.011149 | 2.6002 | 0.011149 | 2.6002 | 0.011149 | 2.6002 | 0.011149 | 2.6002
[79 empty] | WLDFR | HFTD - Distribution - Tier 3 - 4QU CoRE ¦ 2QU LoRE | Non-Red Flag Warning - Catastrophic Fires | 2023 | 0 | 0 | 0 | 0 | 14664.6376 | 233.2301 | 8896.516 | 5534.8915 | 2.6002 | 2.6002 | 2.6002 | 2.6002 | 4.6393e-07 |  | 0 | 1.2063e-06 | 1.2063e-06 | 0 | 1.2063e-06 | 1.2063e-06 | 0 | 1.2063e-06 | 1.2063e-06 | 0 | 1.2063e-06 | Column30: 1.2063e-06 | [29 empty] | 7.3.2.1.3 Advanced weather monitoring and weather stations Weather StationsWLDFRElectric Reliability | WLDFR | HFTD - Distribution - Tier 3 - 4QU CoRE ¦ 5QU LoRE | Red Flag Warning - Catastrophic Fires | 2024 | Electric Reliability | 233.2301 | 73.245 | 2024 | Mitigation | 0.011149 | 10 | 0 | esc | 0.011149 | 2.6002 | 0.011149 | 2.6002 | 0.011149 | 2.6002 | 0.011149 | 2.6002
[79 empty] | WLDFR | HFTD - Distribution - Tier 3 - 4QU CoRE ¦ 2QU LoRE | Non-Red Flag Warning - Catastrophic Fires | 2024 | 0 | 0 | 0 | 0 | 14664.6376 | 233.2301 | 8896.516 | 5534.8915 | 2.6002 | 2.6002 | 2.6002 | 2.6002 | 4.6393e-07 |  | 0 | 1.2063e-06 | 1.2063e-06 | 0 | 1.2063e-06 | 1.2063e-06 | 0 | 1.2063e-06 | 1.2063e-06 | 0 | 1.2063e-06 | Column30: 1.2063e-06 | [29 empty] | 7.3.2.1.3 Advanced weather monitoring and weather stations Weather StationsWLDFRElectric Reliability | WLDFR | HFTD - Distribution - Tier 3 - 4QU CoRE ¦ 5QU LoRE | Red Flag Warning - Catastrophic Fires | 2025 | Electric Reliability | 233.2301 | 73.245 | 2025 | Mitigation | 0.011149 | 10 | 0 | esc | 0.011149 | 2.6002 | 0.011149 | 2.6002 | 0.011149 | 2.6002 | 0.011149 | 2.6002
[79 empty] | WLDFR | HFTD - Distribution - Tier 3 - 4QU CoRE ¦ 2QU LoRE | Non-Red Flag Warning - Catastrophic Fires | 2025 | 0 | 0 | 0 | 0 | 14664.6376 | 233.2301 | 8896.516 | 5534.8915 | 2.6002 | 2.6002 | 2.6002 | 2.6002 | 4.6393e-07 |  | 0 | 1.2063e-06 | 1.2063e-06 | 0 | 1.2063e-06 | 1.2063e-06 | 0 | 1.2063e-06 | 1.2063e-06 | 0 | 1.2063e-06 | Column30: 1.2063e-06 | [29 empty] | 7.3.2.1.3 Advanced weather monitoring and weather stations Weather StationsWLDFRElectric Reliability | WLDFR | HFTD - Distribution - Tier 3 - 4QU CoRE ¦ 5QU LoRE | Red Flag Warning - Catastrophic Fires | 2026 | Electric Reliability | 233.2301 | 73.245 | 2026 | Mitigation | 0.011149 | 10 | 0 | esc | 0.011149 | 2.6002 | 0.011149 | 2.6002 | 0.011149 | 2.6002 | 0.011149 | 2.6002
[79 empty] | WLDFR | HFTD - Distribution - Tier 3 - 4QU CoRE ¦ 2QU LoRE | Non-Red Flag Warning - Catastrophic Fires | 2026 | 0 | 0 | 0 | 0 | 14664.6376 | 233.2301 | 8896.516 | 5534.8915 | 2.6002 | 2.6002 | 2.6002 | 2.6002 | 4.6393e-07 |  | 0 | 1.2063e-06 | 1.2063e-06 | 0 | 1.2063e-06 | 1.2063e-06 | 0 | 1.2063e-06 | 1.2063e-06 | 0 | 1.2063e-06 | Column30: 1.2063e-06 | [29 empty] | 7.3.2.1.3 Advanced weather monitoring and weather stations Weather StationsWLDFRElectric Reliability | WLDFR | HFTD - Distribution - Tier 3 - 4QU CoRE ¦ 5QU LoRE | Red Flag Warning - Catastrophic Fires | 2027 | Electric Reliability | 233.2301 | 73.245 | 2027 | Mitigation | 0.011149 | 10 | 0 | esc | 0.011149 | 2.6002 | 0.011149 | 2.6002 | 0.011149 | 2.6002 | 0.011149 | 2.6002
[79 empty] | WLDFR | HFTD - Distribution - Tier 3 - 4QU CoRE ¦ 2QU LoRE | Non-Red Flag Warning - Catastrophic Fires | 2027 | 0 | 0 | 0 | 0 | 14664.6376 | 233.2301 | 8896.516 | 5534.8915 | 2.6002 | 2.6002 | 2.6002 | 2.6002 | 4.6393e-07 |  | 0 | 1.2063e-06 | 1.2063e-06 | 0 | 1.2063e-06 | 1.2063e-06 | 0 | 1.2063e-06 | 1.2063e-06 | 0 | 1.2063e-06 | Column30: 1.2063e-06 | [29 empty] | 7.3.2.1.3 Advanced weather monitoring and weather stations Weather StationsWLDFRElectric Reliability | WLDFR | HFTD - Distribution - Tier 3 - 4QU CoRE ¦ 5QU LoRE | Red Flag Warning - Catastrophic Fires | 2028 | Electric Reliability | 247.273 | 73.245 | 2028 | Mitigation | 0.011149 | 10 | 0 | esc | 0.011149 | 2.7568 | 0.011149 | 2.7568 | 0.011149 | 2.7568 | 0.011149 | 2.7568
[79 empty] | WLDFR | HFTD - Distribution - Tier 3 - 4QU CoRE ¦ 2QU LoRE | Non-Red Flag Warning - Catastrophic Fires | 2028 | 0 | 0 | 0 | 0 | 15317.9909 | 247.273 | 9287.6491 | 5783.0689 | 2.7568 | 2.7568 | 2.7568 | 2.7568 | 4.6393e-07 |  | 0 | 1.279e-06 | 1.279e-06 | 0 | 1.279e-06 | 1.279e-06 | 0 | 1.279e-06 | 1.279e-06 | 0 | 1.279e-06 | Column30: 1.279e-06 | [29 empty] | 7.3.2.1.3 Advanced weather monitoring and weather stations Weather StationsWLDFRElectric Reliability | WLDFR | HFTD - Distribution - Tier 3 - 4QU CoRE ¦ 5QU LoRE | Red Flag Warning - Catastrophic Fires | 2029 | Electric Reliability | 247.273 | 73.245 | 2029 | Mitigation | 0.011149 | 10 | 0 | esc | 0.011149 | 2.7568 | 0.011149 | 2.7568 | 0.011149 | 2.7568 | 0.011149 | 2.7568
[79 empty] | WLDFR | HFTD - Distribution - Tier 3 - 4QU CoRE ¦ 2QU LoRE | Non-Red Flag Warning - Catastrophic Fires | 2029 | 0 | 0 | 0 | 0 | 15317.9909 | 247.273 | 9287.6491 | 5783.0689 | 2.7568 | 2.7568 | 2.7568 | 2.7568 | 4.6393e-07 |  | 0 | 1.279e-06 | 1.279e-06 | 0 | 1.279e-06 | 1.279e-06 | 0 | 1.279e-06 | 1.279e-06 | 0 | 1.279e-06 | Column30: 1.279e-06 | [29 empty] | 7.3.2.1.3 Advanced weather monitoring and weather stations Weather StationsWLDFRElectric Reliability | WLDFR | HFTD - Distribution - Tier 3 - 4QU CoRE ¦ 5QU LoRE | Red Flag Warning - Catastrophic Fires | 2030 | Electric Reliability | 247.273 | 73.245 | 2030 | Mitigation | 0.011149 | 10 | 0 | esc | 0 | 0 | 0.011149 | 2.7568 | 0.011149 | 2.7568 | 0.011149 | 2.7568
[79 empty] | WLDFR | HFTD - Distribution - Tier 3 - 4QU CoRE ¦ 2QU LoRE | Non-Red Flag Warning - Catastrophic Fires | 2030 | 0 | 0 | 0 | 0 | 15317.9909 | 247.273 | 9287.6491 | 5783.0689 | 0 | 2.7568 | 2.7568 | 2.7568 | 4.6393e-07 |  | 0 | 0 | 0 | 0 | 1.279e-06 | 1.279e-06 | 0 | 1.279e-06 | 1.279e-06 | 0 | 1.279e-06 | Column30: 1.279e-06 | [29 empty] | 7.3.2.1.3 Advanced weather monitoring and weather stations Weather StationsWLDFRElectric Reliability | WLDFR | HFTD - Distribution - Tier 3 - 4QU CoRE ¦ 5QU LoRE | Red Flag Warning - Catastrophic Fires | 2031 | Electric Reliability | 247.273 | 73.245 | 2031 | Mitigation | 0.011149 | 10 | 0 | esc | 0 | 0 | 0 | 0 | 0.011149 | 2.7568 | 0.011149 | 2.7568
[79 empty] | WLDFR | HFTD - Distribution - Tier 3 - 4QU CoRE ¦ 2QU LoRE | Non-Red Flag Warning - Catastrophic Fires | 2031 | 0 | 0 | 0 | 0 | 15317.9909 | 247.273 | 9287.6491 | 5783.0689 | 0 | 0 | 2.7568 | 2.7568 | 4.6393e-07 |  | 0 | 0 | 0 | 0 | 0 | 0 | 0 | 1.279e-06 | 1.279e-06 | 0 | 1.279e-06 | Column30: 1.279e-06 | [29 empty] | 7.3.2.1.3 Advanced weather monitoring and weather stations Weather StationsWLDFRElectric Reliability | WLDFR | HFTD - Distribution - Tier 3 - 4QU CoRE ¦ 5QU LoRE | Red Flag Warning - Catastrophic Fires | 2032 | Electric Reliability | 247.273 | 73.245 | 2032 | Mitigation | 0.011149 | 10 | 0 | esc | 0 | 0 | 0 | 0 | 0 | 0 | 0.011149 | 2.7568
[79 empty] | WLDFR | HFTD - Distribution - Tier 3 - 4QU CoRE ¦ 2QU LoRE | Non-Red Flag Warning - Catastrophic Fires | 2032 | 0 | 0 | 0 | 0 | 15317.9909 | 247.273 | 9287.6491 | 5783.0689 | 0 | 0 | 0 | 2.7568 | 4.6393e-07 |  | 0 | 0 | 0 | 0 | 0 | 0 | 0 | 0 | 0 | 0 | 1.279e-06 | Column30: 1.279e-06 | [29 empty] | 7.3.2.1.3 Advanced weather monitoring and weather stations Weather StationsWLDFRElectric Reliability | WLDFR | HFTD - Distribution - Tier 3 - 4QU CoRE ¦ 5QU LoRE | Red Flag Warning - Destructive Fires | 2021 | Electric Reliability | 222.2294 | 73.245 | 2021 | Mitigation | 0.011149 | 10 | 0 | esc | 0.011149 | 2.4776 | 0.011149 | 2.4776 | 0 | 0 | 0 | 0
[79 empty] | WLDFR | HFTD - Distribution - Tier 3 - 4QU CoRE ¦ 2QU LoRE | Non-Red Flag Warning - Destructive Fires | 2020 | 0 | 0 | 0 | 0 | 8807.9522 | 222.2294 | 8585.7228 | 0 | 2.4776 | 0 | 0 | 0 | 5.8409e-07 |  | 0 | 1.4471e-06 | 1.4471e-06 | 0 | 0 | 0 | 0 | 0 | 0 | 0 | 0 | Column30: 0 | [29 empty] | 7.3.2.1.3 Advanced weather monitoring and weather stations Weather StationsWLDFRElectric Reliability | WLDFR | HFTD - Distribution - Tier 3 - 4QU CoRE ¦ 5QU LoRE | Red Flag Warning - Destructive Fires | 2022 | Electric Reliability | 222.2294 | 73.245 | 2022 | Mitigation | 0.011149 | 10 | 0 | esc | 0.011149 | 2.4776 | 0.011149 | 2.4776 | 0.011149 | 2.4776 | 0 | 0
[79 empty] | WLDFR | HFTD - Distribution - Tier 3 - 4QU CoRE ¦ 2QU LoRE | Non-Red Flag Warning - Destructive Fires | 2021 | 0 | 0 | 0 | 0 | 8807.9522 | 222.2294 | 8585.7228 | 0 | 2.4776 | 2.4776 | 0 | 0 | 5.8409e-07 |  | 0 | 1.4471e-06 | 1.4471e-06 | 0 | 1.4471e-06 | 1.4471e-06 | 0 | 0 | 0 | 0 | 0 | Column30: 0 | [29 empty] | 7.3.2.1.3 Advanced weather monitoring and weather stations Weather StationsWLDFRElectric Reliability | WLDFR | HFTD - Distribution - Tier 3 - 4QU CoRE ¦ 5QU LoRE | Red Flag Warning - Destructive Fires | 2023 | Electric Reliability | 233.2301 | 73.245 | 2023 | Mitigation | 0.011149 | 10 | 0 | esc | 0.011149 | 2.6002 | 0.011149 | 2.6002 | 0.011149 | 2.6002 | 0.011149 | 2.6002
[79 empty] | WLDFR | HFTD - Distribution - Tier 3 - 4QU CoRE ¦ 2QU LoRE | Non-Red Flag Warning - Destructive Fires | 2022 | 0 | 0 | 0 | 0 | 8807.9522 | 222.2294 | 8585.7228 | 0 | 2.4776 | 2.4776 | 2.4776 | 0 | 5.8409e-07 |  | 0 | 1.4471e-06 | 1.4471e-06 | 0 | 1.4471e-06 | 1.4471e-06 | 0 | 1.4471e-06 | 1.4471e-06 | 0 | 0 | Column30: 0 | [29 empty] | 7.3.2.1.3 Advanced weather monitoring and weather stations Weather StationsWLDFRElectric Reliability | WLDFR | HFTD - Distribution - Tier 3 - 4QU CoRE ¦ 5QU LoRE | Red Flag Warning - Destructive Fires | 2024 | Electric Reliability | 233.2301 | 73.245 | 2024 | Mitigation | 0.011149 | 10 | 0 | esc | 0.011149 | 2.6002 | 0.011149 | 2.6002 | 0.011149 | 2.6002 | 0.011149 | 2.6002
[79 empty] | WLDFR | HFTD - Distribution - Tier 3 - 4QU CoRE ¦ 2QU LoRE | Non-Red Flag Warning - Destructive Fires | 2023 | 0 | 0 | 0 | 0 | 9129.7461 | 233.2301 | 8896.516 | 0 | 2.6002 | 2.6002 | 2.6002 | 2.6002 | 5.8409e-07 |  | 0 | 1.5188e-06 | 1.5188e-06 | 0 | 1.5188e-06 | 1.5188e-06 | 0 | 1.5188e-06 | 1.5188e-06 | 0 | 1.5188e-06 | Column30: 1.5188e-06 | [29 empty] | 7.3.2.1.3 Advanced weather monitoring and weather stations Weather StationsWLDFRElectric Reliability | WLDFR | HFTD - Distribution - Tier 3 - 4QU CoRE ¦ 5QU LoRE | Red Flag Warning - Destructive Fires | 2025 | Electric Reliability | 233.2301 | 73.245 | 2025 | Mitigation | 0.011149 | 10 | 0 | esc | 0.011149 | 2.6002 | 0.011149 | 2.6002 | 0.011149 | 2.6002 | 0.011149 | 2.6002
[79 empty] | WLDFR | HFTD - Distribution - Tier 3 - 4QU CoRE ¦ 2QU LoRE | Non-Red Flag Warning - Destructive Fires | 2024 | 0 | 0 | 0 | 0 | 9129.7461 | 233.2301 | 8896.516 | 0 | 2.6002 | 2.6002 | 2.6002 | 2.6002 | 5.8409e-07 |  | 0 | 1.5188e-06 | 1.5188e-06 | 0 | 1.5188e-06 | 1.5188e-06 | 0 | 1.5188e-06 | 1.5188e-06 | 0 | 1.5188e-06 | Column30: 1.5188e-06 | [29 empty] | 7.3.2.1.3 Advanced weather monitoring and weather stations Weather StationsWLDFRElectric Reliability | WLDFR | HFTD - Distribution - Tier 3 - 4QU CoRE ¦ 5QU LoRE | Red Flag Warning - Destructive Fires | 2026 | Electric Reliability | 233.2301 | 73.245 | 2026 | Mitigation | 0.011149 | 10 | 0 | esc | 0.011149 | 2.6002 | 0.011149 | 2.6002 | 0.011149 | 2.6002 | 0.011149 | 2.6002
[79 empty] | WLDFR | HFTD - Distribution - Tier 3 - 4QU CoRE ¦ 2QU LoRE | Non-Red Flag Warning - Destructive Fires | 2025 | 0 | 0 | 0 | 0 | 9129.7461 | 233.2301 | 8896.516 | 0 | 2.6002 | 2.6002 | 2.6002 | 2.6002 | 5.8409e-07 |  | 0 | 1.5188e-06 | 1.5188e-06 | 0 | 1.5188e-06 | 1.5188e-06 | 0 | 1.5188e-06 | 1.5188e-06 | 0 | 1.5188e-06 | Column30: 1.5188e-06 | [29 empty] | 7.3.2.1.3 Advanced weather monitoring and weather stations Weather StationsWLDFRElectric Reliability | WLDFR | HFTD - Distribution - Tier 3 - 4QU CoRE ¦ 5QU LoRE | Red Flag Warning - Destructive Fires | 2027 | Electric Reliability | 233.2301 | 73.245 | 2027 | Mitigation | 0.011149 | 10 | 0 | esc | 0.011149 | 2.6002 | 0.011149 | 2.6002 | 0.011149 | 2.6002 | 0.011149 | 2.6002
[79 empty] | WLDFR | HFTD - Distribution - Tier 3 - 4QU CoRE ¦ 2QU LoRE | Non-Red Flag Warning - Destructive Fires | 2026 | 0 | 0 | 0 | 0 | 9129.7461 | 233.2301 | 8896.516 | 0 | 2.6002 | 2.6002 | 2.6002 | 2.6002 | 5.8409e-07 |  | 0 | 1.5188e-06 | 1.5188e-06 | 0 | 1.5188e-06 | 1.5188e-06 | 0 | 1.5188e-06 | 1.5188e-06 | 0 | 1.5188e-06 | Column30: 1.5188e-06 | [29 empty] | 7.3.2.1.3 Advanced weather monitoring and weather stations Weather StationsWLDFRElectric Reliability | WLDFR | HFTD - Distribution - Tier 3 - 4QU CoRE ¦ 5QU LoRE | Red Flag Warning - Destructive Fires | 2028 | Electric Reliability | 247.273 | 73.245 | 2028 | Mitigation | 0.011149 | 10 | 0 | esc | 0.011149 | 2.7568 | 0.011149 | 2.7568 | 0.011149 | 2.7568 | 0.011149 | 2.7568
[79 empty] | WLDFR | HFTD - Distribution - Tier 3 - 4QU CoRE ¦ 2QU LoRE | Non-Red Flag Warning - Destructive Fires | 2027 | 0 | 0 | 0 | 0 | 9129.7461 | 233.2301 | 8896.516 | 0 | 2.6002 | 2.6002 | 2.6002 | 2.6002 | 5.8409e-07 |  | 0 | 1.5188e-06 | 1.5188e-06 | 0 | 1.5188e-06 | 1.5188e-06 | 0 | 1.5188e-06 | 1.5188e-06 | 0 | 1.5188e-06 | Column30: 1.5188e-06 | [29 empty] | 7.3.2.1.3 Advanced weather monitoring and weather stations Weather StationsWLDFRElectric Reliability | WLDFR | HFTD - Distribution - Tier 3 - 4QU CoRE ¦ 5QU LoRE | Red Flag Warning - Destructive Fires | 2029 | Electric Reliability | 247.273 | 73.245 | 2029 | Mitigation | 0.011149 | 10 | 0 | esc | 0.011149 | 2.7568 | 0.011149 | 2.7568 | 0.011149 | 2.7568 | 0.011149 | 2.7568
[79 empty] | WLDFR | HFTD - Distribution - Tier 3 - 4QU CoRE ¦ 2QU LoRE | Non-Red Flag Warning - Destructive Fires | 2028 | 0 | 0 | 0 | 0 | 9534.9221 | 247.273 | 9287.6491 | 0 | 2.7568 | 2.7568 | 2.7568 | 2.7568 | 5.8409e-07 |  | 0 | 1.6102e-06 | 1.6102e-06 | 0 | 1.6102e-06 | 1.6102e-06 | 0 | 1.6102e-06 | 1.6102e-06 | 0 | 1.6102e-06 | Column30: 1.6102e-06 | [29 empty] | 7.3.2.1.3 Advanced weather monitoring and weather stations Weather StationsWLDFRElectric Reliability | WLDFR | HFTD - Distribution - Tier 3 - 4QU CoRE ¦ 5QU LoRE | Red Flag Warning - Destructive Fires | 2030 | Electric Reliability | 247.273 | 73.245 | 2030 | Mitigation | 0.011149 | 10 | 0 | esc | 0 | 0 | 0.011149 | 2.7568 | 0.011149 | 2.7568 | 0.011149 | 2.7568
[79 empty] | WLDFR | HFTD - Distribution - Tier 3 - 4QU CoRE ¦ 2QU LoRE | Non-Red Flag Warning - Destructive Fires | 2029 | 0 | 0 | 0 | 0 | 9534.9221 | 247.273 | 9287.6491 | 0 | 2.7568 | 2.7568 | 2.7568 | 2.7568 | 5.8409e-07 |  | 0 | 1.6102e-06 | 1.6102e-06 | 0 | 1.6102e-06 | 1.6102e-06 | 0 | 1.6102e-06 | 1.6102e-06 | 0 | 1.6102e-06 | Column30: 1.6102e-06 | [29 empty] | 7.3.2.1.3 Advanced weather monitoring and weather stations Weather StationsWLDFRElectric Reliability | WLDFR | HFTD - Distribution - Tier 3 - 4QU CoRE ¦ 5QU LoRE | Red Flag Warning - Destructive Fires | 2031 | Electric Reliability | 247.273 | 73.245 | 2031 | Mitigation | 0.011149 | 10 | 0 | esc | 0 | 0 | 0 | 0 | 0.011149 | 2.7568 | 0.011149 | 2.7568
[79 empty] | WLDFR | HFTD - Distribution - Tier 3 - 4QU CoRE ¦ 2QU LoRE | Non-Red Flag Warning - Destructive Fires | 2030 | 0 | 0 | 0 | 0 | 9534.9221 | 247.273 | 9287.6491 | 0 | 0 | 2.7568 | 2.7568 | 2.7568 | 5.8409e-07 |  | 0 | 0 | 0 | 0 | 1.6102e-06 | 1.6102e-06 | 0 | 1.6102e-06 | 1.6102e-06 | 0 | 1.6102e-06 | Column30: 1.6102e-06 | [29 empty] | 7.3.2.1.3 Advanced weather monitoring and weather stations Weather StationsWLDFRElectric Reliability | WLDFR | HFTD - Distribution - Tier 3 - 4QU CoRE ¦ 5QU LoRE | Red Flag Warning - Destructive Fires | 2032 | Electric Reliability | 247.273 | 73.245 | 2032 | Mitigation | 0.011149 | 10 | 0 | esc | 0 | 0 | 0 | 0 | 0 | 0 | 0.011149 | 2.7568
[79 empty] | WLDFR | HFTD - Distribution - Tier 3 - 4QU CoRE ¦ 2QU LoRE | Non-Red Flag Warning - Destructive Fires | 2031 | 0 | 0 | 0 | 0 | 9534.9221 | 247.273 | 9287.6491 | 0 | 0 | 0 | 2.7568 | 2.7568 | 5.8409e-07 |  | 0 | 0 | 0 | 0 | 0 | 0 | 0 | 1.6102e-06 | 1.6102e-06 | 0 | 1.6102e-06 | Column30: 1.6102e-06 | [29 empty] | 7.3.2.1.3 Advanced weather monitoring and weather stations Weather StationsWLDFRElectric Reliability | WLDFR | HFTD - Distribution - Tier 3 - 4QU CoRE ¦ 5QU LoRE | Red Flag Warning - Large Fires | 2021 | Electric Reliability | 0.69642 | 73.245 | 2021 | Mitigation | 0.011149 | 10 | 0 | esc | 0.011149 | 0.0077642 | 0.011149 | 0.0077642 | 0 | 0 | 0 | 0
[79 empty] | WLDFR | HFTD - Distribution - Tier 3 - 4QU CoRE ¦ 2QU LoRE | Non-Red Flag Warning - Destructive Fires | 2032 | 0 | 0 | 0 | 0 | 9534.9221 | 247.273 | 9287.6491 | 0 | 0 | 0 | 0 | 2.7568 | 5.8409e-07 |  | 0 | 0 | 0 | 0 | 0 | 0 | 0 | 0 | 0 | 0 | 1.6102e-06 | Column30: 1.6102e-06 | [29 empty] | 7.3.2.1.3 Advanced weather monitoring and weather stations Weather StationsWLDFRElectric Reliability | WLDFR | HFTD - Distribution - Tier 3 - 4QU CoRE ¦ 5QU LoRE | Red Flag Warning - Large Fires | 2022 | Electric Reliability | 0.69642 | 73.245 | 2022 | Mitigation | 0.011149 | 10 | 0 | esc | 0.011149 | 0.0077642 | 0.011149 | 0.0077642 | 0.011149 | 0.0077642 | 0 | 0
[79 empty] | WLDFR | HFTD - Distribution - Tier 3 - 4QU CoRE ¦ 2QU LoRE | Non-Red Flag Warning - Large Fires | 2020 | 0 | 0 | 0 | 0 | 5.2406 | 0.69642 | 2.942 | 1.6022 | 0.0077642 | 0 | 0 | 0 | 1.4075e-05 |  | 0 | 1.0928e-07 | 1.0928e-07 | 0 | 0 | 0 | 0 | 0 | 0 | 0 | 0 | Column30: 0 | [29 empty] | 7.3.2.1.3 Advanced weather monitoring and weather stations Weather StationsWLDFRElectric Reliability | WLDFR | HFTD - Distribution - Tier 3 - 4QU CoRE ¦ 5QU LoRE | Red Flag Warning - Large Fires | 2023 | Electric Reliability | 0.71896 | 73.245 | 2023 | Mitigation | 0.011149 | 10 | 0 | esc | 0.011149 | 0.0080156 | 0.011149 | 0.0080156 | 0.011149 | 0.0080156 | 0.011149 | 0.0080156
[79 empty] | WLDFR | HFTD - Distribution - Tier 3 - 4QU CoRE ¦ 2QU LoRE | Non-Red Flag Warning - Large Fires | 2021 | 0 | 0 | 0 | 0 | 5.2406 | 0.69642 | 2.942 | 1.6022 | 0.0077642 | 0.0077642 | 0 | 0 | 1.4075e-05 |  | 0 | 1.0928e-07 | 1.0928e-07 | 0 | 1.0928e-07 | 1.0928e-07 | 0 | 0 | 0 | 0 | 0 | Column30: 0 | [29 empty] | 7.3.2.1.3 Advanced weather monitoring and weather stations Weather StationsWLDFRElectric Reliability | WLDFR | HFTD - Distribution - Tier 3 - 4QU CoRE ¦ 5QU LoRE | Red Flag Warning - Large Fires | 2024 | Electric Reliability | 0.71896 | 73.245 | 2024 | Mitigation | 0.011149 | 10 | 0 | esc | 0.011149 | 0.0080156 | 0.011149 | 0.0080156 | 0.011149 | 0.0080156 | 0.011149 | 0.0080156
[79 empty] | WLDFR | HFTD - Distribution - Tier 3 - 4QU CoRE ¦ 2QU LoRE | Non-Red Flag Warning - Large Fires | 2022 | 0 | 0 | 0 | 0 | 5.2406 | 0.69642 | 2.942 | 1.6022 | 0.0077642 | 0.0077642 | 0.0077642 | 0 | 1.4075e-05 |  | 0 | 1.0928e-07 | 1.0928e-07 | 0 | 1.0928e-07 | 1.0928e-07 | 0 | 1.0928e-07 | 1.0928e-07 | 0 | 0 | Column30: 0 | [29 empty] | 7.3.2.1.3 Advanced weather monitoring and weather stations Weather StationsWLDFRElectric Reliability | WLDFR | HFTD - Distribution - Tier 3 - 4QU CoRE ¦ 5QU LoRE | Red Flag Warning - Large Fires | 2025 | Electric Reliability | 0.71896 | 73.245 | 2025 | Mitigation | 0.011149 | 10 | 0 | esc | 0.011149 | 0.0080156 | 0.011149 | 0.0080156 | 0.011149 | 0.0080156 | 0.011149 | 0.0080156
[79 empty] | WLDFR | HFTD - Distribution - Tier 3 - 4QU CoRE ¦ 2QU LoRE | Non-Red Flag Warning - Large Fires | 2023 | 0 | 0 | 0 | 0 | 5.475 | 0.71896 | 3.0715 | 1.6846 | 0.0080156 | 0.0080156 | 0.0080156 | 0.0080156 | 1.4075e-05 |  | 0 | 1.1282e-07 | 1.1282e-07 | 0 | 1.1282e-07 | 1.1282e-07 | 0 | 1.1282e-07 | 1.1282e-07 | 0 | 1.1282e-07 | Column30: 1.1282e-07 | [29 empty] | 7.3.2.1.3 Advanced weather monitoring and weather stations Weather StationsWLDFRElectric Reliability | WLDFR | HFTD - Distribution - Tier 3 - 4QU CoRE ¦ 5QU LoRE | Red Flag Warning - Large Fires | 2026 | Electric Reliability | 0.71896 | 73.245 | 2026 | Mitigation | 0.011149 | 10 | 0 | esc | 0.011149 | 0.0080156 | 0.011149 | 0.0080156 | 0.011149 | 0.0080156 | 0.011149 | 0.0080156
[79 empty] | WLDFR | HFTD - Distribution - Tier 3 - 4QU CoRE ¦ 2QU LoRE | Non-Red Flag Warning - Large Fires | 2024 | 0 | 0 | 0 | 0 | 5.475 | 0.71896 | 3.0715 | 1.6846 | 0.0080156 | 0.0080156 | 0.0080156 | 0.0080156 | 1.4075e-05 |  | 0 | 1.1282e-07 | 1.1282e-07 | 0 | 1.1282e-07 | 1.1282e-07 | 0 | 1.1282e-07 | 1.1282e-07 | 0 | 1.1282e-07 | Column30: 1.1282e-07 | [29 empty] | 7.3.2.1.3 Advanced weather monitoring and weather stations Weather StationsWLDFRElectric Reliability | WLDFR | HFTD - Distribution - Tier 3 - 4QU CoRE ¦ 5QU LoRE | Red Flag Warning - Large Fires | 2027 | Electric Reliability | 0.71896 | 73.245 | 2027 | Mitigation | 0.011149 | 10 | 0 | esc | 0.011149 | 0.0080156 | 0.011149 | 0.0080156 | 0.011149 | 0.0080156 | 0.011149 | 0.0080156
[79 empty] | WLDFR | HFTD - Distribution - Tier 3 - 4QU CoRE ¦ 2QU LoRE | Non-Red Flag Warning - Large Fires | 2025 | 0 | 0 | 0 | 0 | 5.475 | 0.71896 | 3.0715 | 1.6846 | 0.0080156 | 0.0080156 | 0.0080156 | 0.0080156 | 1.4075e-05 |  | 0 | 1.1282e-07 | 1.1282e-07 | 0 | 1.1282e-07 | 1.1282e-07 | 0 | 1.1282e-07 | 1.1282e-07 | 0 | 1.1282e-07 | Column30: 1.1282e-07 | [29 empty] | 7.3.2.1.3 Advanced weather monitoring and weather stations Weather StationsWLDFRElectric Reliability | WLDFR | HFTD - Distribution - Tier 3 - 4QU CoRE ¦ 5QU LoRE | Red Flag Warning - Large Fires | 2028 | Electric Reliability | 0.74734 | 73.245 | 2028 | Mitigation | 0.011149 | 10 | 0 | esc | 0.011149 | 0.0083319 | 0.011149 | 0.0083319 | 0.011149 | 0.0083319 | 0.011149 | 0.0083319
[79 empty] | WLDFR | HFTD - Distribution - Tier 3 - 4QU CoRE ¦ 2QU LoRE | Non-Red Flag Warning - Large Fires | 2026 | 0 | 0 | 0 | 0 | 5.475 | 0.71896 | 3.0715 | 1.6846 | 0.0080156 | 0.0080156 | 0.0080156 | 0.0080156 | 1.4075e-05 |  | 0 | 1.1282e-07 | 1.1282e-07 | 0 | 1.1282e-07 | 1.1282e-07 | 0 | 1.1282e-07 | 1.1282e-07 | 0 | 1.1282e-07 | Column30: 1.1282e-07 | [29 empty] | 7.3.2.1.3 Advanced weather monitoring and weather stations Weather StationsWLDFRElectric Reliability | WLDFR | HFTD - Distribution - Tier 3 - 4QU CoRE ¦ 5QU LoRE | Red Flag Warning - Large Fires | 2029 | Electric Reliability | 0.74734 | 73.245 | 2029 | Mitigation | 0.011149 | 10 | 0 | esc | 0.011149 | 0.0083319 | 0.011149 | 0.0083319 | 0.011149 | 0.0083319 | 0.011149 | 0.0083319
[79 empty] | WLDFR | HFTD - Distribution - Tier 3 - 4QU CoRE ¦ 2QU LoRE | Non-Red Flag Warning - Large Fires | 2027 | 0 | 0 | 0 | 0 | 5.475 | 0.71896 | 3.0715 | 1.6846 | 0.0080156 | 0.0080156 | 0.0080156 | 0.0080156 | 1.4075e-05 |  | 0 | 1.1282e-07 | 1.1282e-07 | 0 | 1.1282e-07 | 1.1282e-07 | 0 | 1.1282e-07 | 1.1282e-07 | 0 | 1.1282e-07 | Column30: 1.1282e-07 | [29 empty] | 7.3.2.1.3 Advanced weather monitoring and weather stations Weather StationsWLDFRElectric Reliability | WLDFR | HFTD - Distribution - Tier 3 - 4QU CoRE ¦ 5QU LoRE | Red Flag Warning - Large Fires | 2030 | Electric Reliability | 0.74734 | 73.245 | 2030 | Mitigation | 0.011149 | 10 | 0 | esc | 0 | 0 | 0.011149 | 0.0083319 | 0.011149 | 0.0083319 | 0.011149 | 0.0083319
[79 empty] | WLDFR | HFTD - Distribution - Tier 3 - 4QU CoRE ¦ 2QU LoRE | Non-Red Flag Warning - Large Fires | 2028 | 0 | 0 | 0 | 0 | 5.777 | 0.74734 | 3.238 | 1.7917 | 0.0083319 | 0.0083319 | 0.0083319 | 0.0083319 | 1.4075e-05 |  | 0 | 1.1727e-07 | 1.1727e-07 | 0 | 1.1727e-07 | 1.1727e-07 | 0 | 1.1727e-07 | 1.1727e-07 | 0 | 1.1727e-07 | Column30: 1.1727e-07 | [29 empty] | 7.3.2.1.3 Advanced weather monitoring and weather stations Weather StationsWLDFRElectric Reliability | WLDFR | HFTD - Distribution - Tier 3 - 4QU CoRE ¦ 5QU LoRE | Red Flag Warning - Large Fires | 2031 | Electric Reliability | 0.74734 | 73.245 | 2031 | Mitigation | 0.011149 | 10 | 0 | esc | 0 | 0 | 0 | 0 | 0.011149 | 0.0083319 | 0.011149 | 0.0083319
[79 empty] | WLDFR | HFTD - Distribution - Tier 3 - 4QU CoRE ¦ 2QU LoRE | Non-Red Flag Warning - Large Fires | 2029 | 0 | 0 | 0 | 0 | 5.777 | 0.74734 | 3.238 | 1.7917 | 0.0083319 | 0.0083319 | 0.0083319 | 0.0083319 | 1.4075e-05 |  | 0 | 1.1727e-07 | 1.1727e-07 | 0 | 1.1727e-07 | 1.1727e-07 | 0 | 1.1727e-07 | 1.1727e-07 | 0 | 1.1727e-07 | Column30: 1.1727e-07 | [29 empty] | 7.3.2.1.3 Advanced weather monitoring and weather stations Weather StationsWLDFRElectric Reliability | WLDFR | HFTD - Distribution - Tier 3 - 4QU CoRE ¦ 5QU LoRE | Red Flag Warning - Large Fires | 2032 | Electric Reliability | 0.74734 | 73.245 | 2032 | Mitigation | 0.011149 | 10 | 0 | esc | 0 | 0 | 0 | 0 | 0 | 0 | 0.011149 | 0.0083319
[79 empty] | WLDFR | HFTD - Distribution - Tier 3 - 4QU CoRE ¦ 2QU LoRE | Non-Red Flag Warning - Large Fires | 2030 | 0 | 0 | 0 | 0 | 5.777 | 0.74734 | 3.238 | 1.7917 | 0 | 0.0083319 | 0.0083319 | 0.0083319 | 1.4075e-05 |  | 0 | 0 | 0 | 0 | 1.1727e-07 | 1.1727e-07 | 0 | 1.1727e-07 | 1.1727e-07 | 0 | 1.1727e-07 | Column30: 1.1727e-07 | [29 empty] | 7.3.2.1.3 Advanced weather monitoring and weather stations Weather StationsWLDFRElectric Reliability | WLDFR | HFTD - Distribution - Tier 3 - 4QU CoRE ¦ 5QU LoRE | Red Flag Warning - Small Fires | 2021 | Electric Reliability | 0.036425 | 73.245 | 2021 | Mitigation | 0.011149 | 10 | 0 | esc | 0.011149 | 0.0004061 | 0.011149 | 0.0004061 | 0 | 0 | 0 | 0
[79 empty] | WLDFR | HFTD - Distribution - Tier 3 - 4QU CoRE ¦ 2QU LoRE | Non-Red Flag Warning - Large Fires | 2031 | 0 | 0 | 0 | 0 | 5.777 | 0.74734 | 3.238 | 1.7917 | 0 | 0 | 0.0083319 | 0.0083319 | 1.4075e-05 |  | 0 | 0 | 0 | 0 | 0 | 0 | 0 | 1.1727e-07 | 1.1727e-07 | 0 | 1.1727e-07 | Column30: 1.1727e-07 | [29 empty] | 7.3.2.1.3 Advanced weather monitoring and weather stations Weather StationsWLDFRElectric Reliability | WLDFR | HFTD - Distribution - Tier 3 - 4QU CoRE ¦ 5QU LoRE | Red Flag Warning - Small Fires | 2022 | Electric Reliability | 0.036425 | 73.245 | 2022 | Mitigation | 0.011149 | 10 | 0 | esc | 0.011149 | 0.0004061 | 0.011149 | 0.0004061 | 0.011149 | 0.0004061 | 0 | 0
[79 empty] | WLDFR | HFTD - Distribution - Tier 3 - 4QU CoRE ¦ 2QU LoRE | Non-Red Flag Warning - Large Fires | 2032 | 0 | 0 | 0 | 0 | 5.777 | 0.74734 | 3.238 | 1.7917 | 0 | 0 | 0 | 0.0083319 | 1.4075e-05 |  | 0 | 0 | 0 | 0 | 0 | 0 | 0 | 0 | 0 | 0 | 1.1727e-07 | Column30: 1.1727e-07 | [29 empty] | 7.3.2.1.3 Advanced weather monitoring and weather stations Weather StationsWLDFRElectric Reliability | WLDFR | HFTD - Distribution - Tier 3 - 4QU CoRE ¦ 5QU LoRE | Red Flag Warning - Small Fires | 2023 | Electric Reliability | 0.03759 | 73.245 | 2023 | Mitigation | 0.011149 | 10 | 0 | esc | 0.011149 | 0.00041909 | 0.011149 | 0.00041909 | 0.011149 | 0.00041909 | 0.011149 | 0.00041909
[79 empty] | WLDFR | HFTD - Distribution - Tier 3 - 4QU CoRE ¦ 2QU LoRE | Non-Red Flag Warning - Small Fires | 2020 | 0 | 0 | 0 | 0 | 0.077901 | 0.036425 | 0.0015809 | 0.039895 | 0.0004061 | 0 | 0 | 0 | 0.0057253 |  | 0 | 2.325e-06 | 2.325e-06 | 0 | 0 | 0 | 0 | 0 | 0 | 0 | 0 | Column30: 0 | [29 empty] | 7.3.2.1.3 Advanced weather monitoring and weather stations Weather StationsWLDFRElectric Reliability | WLDFR | HFTD - Distribution - Tier 3 - 4QU CoRE ¦ 5QU LoRE | Red Flag Warning - Small Fires | 2024 | Electric Reliability | 0.03759 | 73.245 | 2024 | Mitigation | 0.011149 | 10 | 0 | esc | 0.011149 | 0.00041909 | 0.011149 | 0.00041909 | 0.011149 | 0.00041909 | 0.011149 | 0.00041909
[79 empty] | WLDFR | HFTD - Distribution - Tier 3 - 4QU CoRE ¦ 2QU LoRE | Non-Red Flag Warning - Small Fires | 2021 | 0 | 0 | 0 | 0 | 0.077901 | 0.036425 | 0.0015809 | 0.039895 | 0.0004061 | 0.0004061 | 0 | 0 | 0.0057253 |  | 0 | 2.325e-06 | 2.325e-06 | 0 | 2.325e-06 | 2.325e-06 | 0 | 0 | 0 | 0 | 0 | Column30: 0 | [29 empty] | 7.3.2.1.3 Advanced weather monitoring and weather stations Weather StationsWLDFRElectric Reliability | WLDFR | HFTD - Distribution - Tier 3 - 4QU CoRE ¦ 5QU LoRE | Red Flag Warning - Small Fires | 2025 | Electric Reliability | 0.03759 | 73.245 | 2025 | Mitigation | 0.011149 | 10 | 0 | esc | 0.011149 | 0.00041909 | 0.011149 | 0.00041909 | 0.011149 | 0.00041909 | 0.011149 | 0.00041909
[79 empty] | WLDFR | HFTD - Distribution - Tier 3 - 4QU CoRE ¦ 2QU LoRE | Non-Red Flag Warning - Small Fires | 2022 | 0 | 0 | 0 | 0 | 0.077901 | 0.036425 | 0.0015809 | 0.039895 | 0.0004061 | 0.0004061 | 0.0004061 | 0 | 0.0057253 |  | 0 | 2.325e-06 | 2.325e-06 | 0 | 2.325e-06 | 2.325e-06 | 0 | 2.325e-06 | 2.325e-06 | 0 | 0 | Column30: 0 | [29 empty] | 7.3.2.1.3 Advanced weather monitoring and weather stations Weather StationsWLDFRElectric Reliability | WLDFR | HFTD - Distribution - Tier 3 - 4QU CoRE ¦ 5QU LoRE | Red Flag Warning - Small Fires | 2026 | Electric Reliability | 0.03759 | 73.245 | 2026 | Mitigation | 0.011149 | 10 | 0 | esc | 0.011149 | 0.00041909 | 0.011149 | 0.00041909 | 0.011149 | 0.00041909 | 0.011149 | 0.00041909
[79 empty] | WLDFR | HFTD - Distribution - Tier 3 - 4QU CoRE ¦ 2QU LoRE | Non-Red Flag Warning - Small Fires | 2023 | 0 | 0 | 0 | 0 | 0.080408 | 0.03759 | 0.0016314 | 0.041187 | 0.00041909 | 0.00041909 | 0.00041909 | 0.00041909 | 0.0057253 |  | 0 | 2.3994e-06 | 2.3994e-06 | 0 | 2.3994e-06 | 2.3994e-06 | 0 | 2.3994e-06 | 2.3994e-06 | 0 | 2.3994e-06 | Column30: 2.3994e-06 | [29 empty] | 7.3.2.1.3 Advanced weather monitoring and weather stations Weather StationsWLDFRElectric Reliability | WLDFR | HFTD - Distribution - Tier 3 - 4QU CoRE ¦ 5QU LoRE | Red Flag Warning - Small Fires | 2027 | Electric Reliability | 0.03759 | 73.245 | 2027 | Mitigation | 0.011149 | 10 | 0 | esc | 0.011149 | 0.00041909 | 0.011149 | 0.00041909 | 0.011149 | 0.00041909 | 0.011149 | 0.00041909
[79 empty] | WLDFR | HFTD - Distribution - Tier 3 - 4QU CoRE ¦ 2QU LoRE | Non-Red Flag Warning - Small Fires | 2024 | 0 | 0 | 0 | 0 | 0.080408 | 0.03759 | 0.0016314 | 0.041187 | 0.00041909 | 0.00041909 | 0.00041909 | 0.00041909 | 0.0057253 |  | 0 | 2.3994e-06 | 2.3994e-06 | 0 | 2.3994e-06 | 2.3994e-06 | 0 | 2.3994e-06 | 2.3994e-06 | 0 | 2.3994e-06 | Column30: 2.3994e-06 | [29 empty] | 7.3.2.1.3 Advanced weather monitoring and weather stations Weather StationsWLDFRElectric Reliability | WLDFR | HFTD - Distribution - Tier 3 - 4QU CoRE ¦ 5QU LoRE | Red Flag Warning - Small Fires | 2028 | Electric Reliability | 0.039055 | 73.245 | 2028 | Mitigation | 0.011149 | 10 | 0 | esc | 0.011149 | 0.00043542 | 0.011149 | 0.00043542 | 0.011149 | 0.00043542 | 0.011149 | 0.00043542
[79 empty] | WLDFR | HFTD - Distribution - Tier 3 - 4QU CoRE ¦ 2QU LoRE | Non-Red Flag Warning - Small Fires | 2025 | 0 | 0 | 0 | 0 | 0.080408 | 0.03759 | 0.0016314 | 0.041187 | 0.00041909 | 0.00041909 | 0.00041909 | 0.00041909 | 0.0057253 |  | 0 | 2.3994e-06 | 2.3994e-06 | 0 | 2.3994e-06 | 2.3994e-06 | 0 | 2.3994e-06 | 2.3994e-06 | 0 | 2.3994e-06 | Column30: 2.3994e-06 | [29 empty] | 7.3.2.1.3 Advanced weather monitoring and weather stations Weather StationsWLDFRElectric Reliability | WLDFR | HFTD - Distribution - Tier 3 - 4QU CoRE ¦ 5QU LoRE | Red Flag Warning - Small Fires | 2029 | Electric Reliability | 0.039055 | 73.245 | 2029 | Mitigation | 0.011149 | 10 | 0 | esc | 0.011149 | 0.00043542 | 0.011149 | 0.00043542 | 0.011149 | 0.00043542 | 0.011149 | 0.00043542
[79 empty] | WLDFR | HFTD - Distribution - Tier 3 - 4QU CoRE ¦ 2QU LoRE | Non-Red Flag Warning - Small Fires | 2026 | 0 | 0 | 0 | 0 | 0.080408 | 0.03759 | 0.0016314 | 0.041187 | 0.00041909 | 0.00041909 | 0.00041909 | 0.00041909 | 0.0057253 |  | 0 | 2.3994e-06 | 2.3994e-06 | 0 | 2.3994e-06 | 2.3994e-06 | 0 | 2.3994e-06 | 2.3994e-06 | 0 | 2.3994e-06 | Column30: 2.3994e-06 | [29 empty] | 7.3.2.1.3 Advanced weather monitoring and weather stations Weather StationsWLDFRElectric Reliability | WLDFR | HFTD - Distribution - Tier 3 - 4QU CoRE ¦ 5QU LoRE | Red Flag Warning - Small Fires | 2030 | Electric Reliability | 0.039055 | 73.245 | 2030 | Mitigation | 0.011149 | 10 | 0 | esc | 0 | 0 | 0.011149 | 0.00043542 | 0.011149 | 0.00043542 | 0.011149 | 0.00043542
[79 empty] | WLDFR | HFTD - Distribution - Tier 3 - 4QU CoRE ¦ 2QU LoRE | Non-Red Flag Warning - Small Fires | 2027 | 0 | 0 | 0 | 0 | 0.080408 | 0.03759 | 0.0016314 | 0.041187 | 0.00041909 | 0.00041909 | 0.00041909 | 0.00041909 | 0.0057253 |  | 0 | 2.3994e-06 | 2.3994e-06 | 0 | 2.3994e-06 | 2.3994e-06 | 0 | 2.3994e-06 | 2.3994e-06 | 0 | 2.3994e-06 | Column30: 2.3994e-06 | [29 empty] | 7.3.2.1.3 Advanced weather monitoring and weather stations Weather StationsWLDFRElectric Reliability | WLDFR | HFTD - Distribution - Tier 3 - 4QU CoRE ¦ 5QU LoRE | Red Flag Warning - Small Fires | 2031 | Electric Reliability | 0.039055 | 73.245 | 2031 | Mitigation | 0.011149 | 10 | 0 | esc | 0 | 0 | 0 | 0 | 0.011149 | 0.00043542 | 0.011149 | 0.00043542
[79 empty] | WLDFR | HFTD - Distribution - Tier 3 - 4QU CoRE ¦ 2QU LoRE | Non-Red Flag Warning - Small Fires | 2028 | 0 | 0 | 0 | 0 | 0.083606 | 0.039055 | 0.001695 | 0.042856 | 0.00043542 | 0.00043542 | 0.00043542 | 0.00043542 | 0.0057253 |  | 0 | 2.4929e-06 | 2.4929e-06 | 0 | 2.4929e-06 | 2.4929e-06 | 0 | 2.4929e-06 | 2.4929e-06 | 0 | 2.4929e-06 | Column30: 2.4929e-06 | [29 empty] | 7.3.2.1.3 Advanced weather monitoring and weather stations Weather StationsWLDFRElectric Reliability | WLDFR | HFTD - Distribution - Tier 3 - 4QU CoRE ¦ 5QU LoRE | Red Flag Warning - Small Fires | 2032 | Electric Reliability | 0.039055 | 73.245 | 2032 | Mitigation | 0.011149 | 10 | 0 | esc | 0 | 0 | 0 | 0 | 0 | 0 | 0.011149 | 0.00043542
[79 empty] | WLDFR | HFTD - Distribution - Tier 3 - 4QU CoRE ¦ 2QU LoRE | Non-Red Flag Warning - Small Fires | 2029 | 0 | 0 | 0 | 0 | 0.083606 | 0.039055 | 0.001695 | 0.042856 | 0.00043542 | 0.00043542 | 0.00043542 | 0.00043542 | 0.0057253 |  | 0 | 2.4929e-06 | 2.4929e-06 | 0 | 2.4929e-06 | 2.4929e-06 | 0 | 2.4929e-06 | 2.4929e-06 | 0 | 2.4929e-06 | Column30: 2.4929e-06 | [29 empty] | 7.3.2.1.3 Advanced weather monitoring and weather stations Weather StationsWLDFRElectric Reliability | WLDFR | HFTD - Distribution - Tier 3 - 4QU CoRE ¦ 5QU LoRE | Seismic - Non-Red Flag Warning - Catastrophic Fires | 2021 | Electric Reliability | 409.2237 | 73.245 | 2021 | Mitigation | 0.011149 | 10 | 0 | esc | 0.011149 | 4.5624 | 0.011149 | 4.5624 | 0 | 0 | 0 | 0
[79 empty] | WLDFR | HFTD - Distribution - Tier 3 - 4QU CoRE ¦ 2QU LoRE | Non-Red Flag Warning - Small Fires | 2030 | 0 | 0 | 0 | 0 | 0.083606 | 0.039055 | 0.001695 | 0.042856 | 0 | 0.00043542 | 0.00043542 | 0.00043542 | 0.0057253 |  | 0 | 0 | 0 | 0 | 2.4929e-06 | 2.4929e-06 | 0 | 2.4929e-06 | 2.4929e-06 | 0 | 2.4929e-06 | Column30: 2.4929e-06 | [29 empty] | 7.3.2.1.3 Advanced weather monitoring and weather stations Weather StationsWLDFRElectric Reliability | WLDFR | HFTD - Distribution - Tier 3 - 4QU CoRE ¦ 5QU LoRE | Seismic - Non-Red Flag Warning - Catastrophic Fires | 2022 | Electric Reliability | 409.2237 | 73.245 | 2022 | Mitigation | 0.011149 | 10 | 0 | esc | 0.011149 | 4.5624 | 0.011149 | 4.5624 | 0.011149 | 4.5624 | 0 | 0
[79 empty] | WLDFR | HFTD - Distribution - Tier 3 - 4QU CoRE ¦ 2QU LoRE | Non-Red Flag Warning - Small Fires | 2031 | 0 | 0 | 0 | 0 | 0.083606 | 0.039055 | 0.001695 | 0.042856 | 0 | 0 | 0.00043542 | 0.00043542 | 0.0057253 |  | 0 | 0 | 0 | 0 | 0 | 0 | 0 | 2.4929e-06 | 2.4929e-06 | 0 | 2.4929e-06 | Column30: 2.4929e-06 | [29 empty] | 7.3.2.1.3 Advanced weather monitoring and weather stations Weather StationsWLDFRElectric Reliability | WLDFR | HFTD - Distribution - Tier 3 - 4QU CoRE ¦ 5QU LoRE | Seismic - Non-Red Flag Warning - Catastrophic Fires | 2023 | Electric Reliability | 428.6023 | 73.245 | 2023 | Mitigation | 0.011149 | 10 | 0 | esc | 0.011149 | 4.7784 | 0.011149 | 4.7784 | 0.011149 | 4.7784 | 0.011149 | 4.7784
[79 empty] | WLDFR | HFTD - Distribution - Tier 3 - 4QU CoRE ¦ 2QU LoRE | Non-Red Flag Warning - Small Fires | 2032 | 0 | 0 | 0 | 0 | 0.083606 | 0.039055 | 0.001695 | 0.042856 | 0 | 0 | 0 | 0.00043542 | 0.0057253 |  | 0 | 0 | 0 | 0 | 0 | 0 | 0 | 0 | 0 | 0 | 2.4929e-06 | Column30: 2.4929e-06 | [29 empty] | 7.3.2.1.3 Advanced weather monitoring and weather stations Weather StationsWLDFRElectric Reliability | WLDFR | HFTD - Distribution - Tier 3 - 4QU CoRE ¦ 5QU LoRE | Seismic - Non-Red Flag Warning - Catastrophic Fires | 2024 | Electric Reliability | 428.6023 | 73.245 | 2024 | Mitigation | 0.011149 | 10 | 0 | esc | 0.011149 | 4.7784 | 0.011149 | 4.7784 | 0.011149 | 4.7784 | 0.011149 | 4.7784
[79 empty] | WLDFR | HFTD - Distribution - Tier 3 - 4QU CoRE ¦ 2QU LoRE | Red Flag Warning - Catastrophic Fires | 2020 | 0 | 0 | 0 | 0 | 14146.1306 | 222.2294 | 8585.7228 | 5338.1784 | 2.4776 | 0 | 0 | 0 | 1.1742e-05 |  | 0 | 2.9093e-05 | 2.9093e-05 | 0 | 0 | 0 | 0 | 0 | 0 | 0 | 0 | Column30: 0 | [29 empty] | 7.3.2.1.3 Advanced weather monitoring and weather stations Weather StationsWLDFRElectric Reliability | WLDFR | HFTD - Distribution - Tier 3 - 4QU CoRE ¦ 5QU LoRE | Seismic - Non-Red Flag Warning - Catastrophic Fires | 2025 | Electric Reliability | 428.6023 | 73.245 | 2025 | Mitigation | 0.011149 | 10 | 0 | esc | 0.011149 | 4.7784 | 0.011149 | 4.7784 | 0.011149 | 4.7784 | 0.011149 | 4.7784
[79 empty] | WLDFR | HFTD - Distribution - Tier 3 - 4QU CoRE ¦ 2QU LoRE | Red Flag Warning - Catastrophic Fires | 2021 | 0 | 0 | 0 | 0 | 14146.1306 | 222.2294 | 8585.7228 | 5338.1784 | 2.4776 | 2.4776 | 0 | 0 | 1.1742e-05 |  | 0 | 2.9093e-05 | 2.9093e-05 | 0 | 2.9093e-05 | 2.9093e-05 | 0 | 0 | 0 | 0 | 0 | Column30: 0 | [29 empty] | 7.3.2.1.3 Advanced weather monitoring and weather stations Weather StationsWLDFRElectric Reliability | WLDFR | HFTD - Distribution - Tier 3 - 4QU CoRE ¦ 5QU LoRE | Seismic - Non-Red Flag Warning - Catastrophic Fires | 2026 | Electric Reliability | 428.6023 | 73.245 | 2026 | Mitigation | 0.011149 | 10 | 0 | esc | 0.011149 | 4.7784 | 0.011149 | 4.7784 | 0.011149 | 4.7784 | 0.011149 | 4.7784
[79 empty] | WLDFR | HFTD - Distribution - Tier 3 - 4QU CoRE ¦ 2QU LoRE | Red Flag Warning - Catastrophic Fires | 2022 | 0 | 0 | 0 | 0 | 14146.1306 | 222.2294 | 8585.7228 | 5338.1784 | 2.4776 | 2.4776 | 2.4776 | 0 | 1.1742e-05 |  | 0 | 2.9093e-05 | 2.9093e-05 | 0 | 2.9093e-05 | 2.9093e-05 | 0 | 2.9093e-05 | 2.9093e-05 | 0 | 0 | Column30: 0 | [29 empty] | 7.3.2.1.3 Advanced weather monitoring and weather stations Weather StationsWLDFRElectric Reliability | WLDFR | HFTD - Distribution - Tier 3 - 4QU CoRE ¦ 5QU LoRE | Seismic - Non-Red Flag Warning - Catastrophic Fires | 2027 | Electric Reliability | 428.6023 | 73.245 | 2027 | Mitigation | 0.011149 | 10 | 0 | esc | 0.011149 | 4.7784 | 0.011149 | 4.7784 | 0.011149 | 4.7784 | 0.011149 | 4.7784
[79 empty] | WLDFR | HFTD - Distribution - Tier 3 - 4QU CoRE ¦ 2QU LoRE | Red Flag Warning - Catastrophic Fires | 2023 | 0 | 0 | 0 | 0 | 14664.6376 | 233.2301 | 8896.516 | 5534.8915 | 2.6002 | 2.6002 | 2.6002 | 2.6002 | 1.1742e-05 |  | 0 | 3.0533e-05 | 3.0533e-05 | 0 | 3.0533e-05 | 3.0533e-05 | 0 | 3.0533e-05 | 3.0533e-05 | 0 | 3.0533e-05 | Column30: 3.0533e-05 | [29 empty] | 7.3.2.1.3 Advanced weather monitoring and weather stations Weather StationsWLDFRElectric Reliability | WLDFR | HFTD - Distribution - Tier 3 - 4QU CoRE ¦ 5QU LoRE | Seismic - Non-Red Flag Warning - Catastrophic Fires | 2028 | Electric Reliability | 453.261 | 73.245 | 2028 | Mitigation | 0.011149 | 10 | 0 | esc | 0.011149 | 5.0533 | 0.011149 | 5.0533 | 0.011149 | 5.0533 | 0.011149 | 5.0533
[79 empty] | WLDFR | HFTD - Distribution - Tier 3 - 4QU CoRE ¦ 2QU LoRE | Red Flag Warning - Catastrophic Fires | 2024 | 0 | 0 | 0 | 0 | 14664.6376 | 233.2301 | 8896.516 | 5534.8915 | 2.6002 | 2.6002 | 2.6002 | 2.6002 | 1.1742e-05 |  | 0 | 3.0533e-05 | 3.0533e-05 | 0 | 3.0533e-05 | 3.0533e-05 | 0 | 3.0533e-05 | 3.0533e-05 | 0 | 3.0533e-05 | Column30: 3.0533e-05 | [29 empty] | 7.3.2.1.3 Advanced weather monitoring and weather stations Weather StationsWLDFRElectric Reliability | WLDFR | HFTD - Distribution - Tier 3 - 4QU CoRE ¦ 5QU LoRE | Seismic - Non-Red Flag Warning - Catastrophic Fires | 2029 | Electric Reliability | 453.261 | 73.245 | 2029 | Mitigation | 0.011149 | 10 | 0 | esc | 0.011149 | 5.0533 | 0.011149 | 5.0533 | 0.011149 | 5.0533 | 0.011149 | 5.0533
[79 empty] | WLDFR | HFTD - Distribution - Tier 3 - 4QU CoRE ¦ 2QU LoRE | Red Flag Warning - Catastrophic Fires | 2025 | 0 | 0 | 0 | 0 | 14664.6376 | 233.2301 | 8896.516 | 5534.8915 | 2.6002 | 2.6002 | 2.6002 | 2.6002 | 1.1742e-05 |  | 0 | 3.0533e-05 | 3.0533e-05 | 0 | 3.0533e-05 | 3.0533e-05 | 0 | 3.0533e-05 | 3.0533e-05 | 0 | 3.0533e-05 | Column30: 3.0533e-05 | [29 empty] | 7.3.2.1.3 Advanced weather monitoring and weather stations Weather StationsWLDFRElectric Reliability | WLDFR | HFTD - Distribution - Tier 3 - 4QU CoRE ¦ 5QU LoRE | Seismic - Non-Red Flag Warning - Catastrophic Fires | 2030 | Electric Reliability | 453.261 | 73.245 | 2030 | Mitigation | 0.011149 | 10 | 0 | esc | 0 | 0 | 0.011149 | 5.0533 | 0.011149 | 5.0533 | 0.011149 | 5.0533
[79 empty] | WLDFR | HFTD - Distribution - Tier 3 - 4QU CoRE ¦ 2QU LoRE | Red Flag Warning - Catastrophic Fires | 2026 | 0 | 0 | 0 | 0 | 14664.6376 | 233.2301 | 8896.516 | 5534.8915 | 2.6002 | 2.6002 | 2.6002 | 2.6002 | 1.1742e-05 |  | 0 | 3.0533e-05 | 3.0533e-05 | 0 | 3.0533e-05 | 3.0533e-05 | 0 | 3.0533e-05 | 3.0533e-05 | 0 | 3.0533e-05 | Column30: 3.0533e-05 | [29 empty] | 7.3.2.1.3 Advanced weather monitoring and weather stations Weather StationsWLDFRElectric Reliability | WLDFR | HFTD - Distribution - Tier 3 - 4QU CoRE ¦ 5QU LoRE | Seismic - Non-Red Flag Warning - Catastrophic Fires | 2031 | Electric Reliability | 453.261 | 73.245 | 2031 | Mitigation | 0.011149 | 10 | 0 | esc | 0 | 0 | 0 | 0 | 0.011149 | 5.0533 | 0.011149 | 5.0533
[79 empty] | WLDFR | HFTD - Distribution - Tier 3 - 4QU CoRE ¦ 2QU LoRE | Red Flag Warning - Catastrophic Fires | 2027 | 0 | 0 | 0 | 0 | 14664.6376 | 233.2301 | 8896.516 | 5534.8915 | 2.6002 | 2.6002 | 2.6002 | 2.6002 | 1.1742e-05 |  | 0 | 3.0533e-05 | 3.0533e-05 | 0 | 3.0533e-05 | 3.0533e-05 | 0 | 3.0533e-05 | 3.0533e-05 | 0 | 3.0533e-05 | Column30: 3.0533e-05 | [29 empty] | 7.3.2.1.3 Advanced weather monitoring and weather stations Weather StationsWLDFRElectric Reliability | WLDFR | HFTD - Distribution - Tier 3 - 4QU CoRE ¦ 5QU LoRE | Seismic - Non-Red Flag Warning - Catastrophic Fires | 2032 | Electric Reliability | 453.261 | 73.245 | 2032 | Mitigation | 0.011149 | 10 | 0 | esc | 0 | 0 | 0 | 0 | 0 | 0 | 0.011149 | 5.0533
[79 empty] | WLDFR | HFTD - Distribution - Tier 3 - 4QU CoRE ¦ 2QU LoRE | Red Flag Warning - Catastrophic Fires | 2028 | 0 | 0 | 0 | 0 | 15317.9909 | 247.273 | 9287.6491 | 5783.0689 | 2.7568 | 2.7568 | 2.7568 | 2.7568 | 1.1742e-05 |  | 0 | 3.2371e-05 | 3.2371e-05 | 0 | 3.2371e-05 | 3.2371e-05 | 0 | 3.2371e-05 | 3.2371e-05 | 0 | 3.2371e-05 | Column30: 3.2371e-05 | [29 empty] | 7.3.2.1.3 Advanced weather monitoring and weather stations Weather StationsWLDFRElectric Reliability | WLDFR | HFTD - Distribution - Tier 3 - 4QU CoRE ¦ 5QU LoRE | Seismic - Red Flag Warning - Catastrophic Fires | 2021 | Electric Reliability | 409.2237 | 73.245 | 2021 | Mitigation | 0.011149 | 10 | 0 | esc | 0.011149 | 4.5624 | 0.011149 | 4.5624 | 0 | 0 | 0 | 0
[79 empty] | WLDFR | HFTD - Distribution - Tier 3 - 4QU CoRE ¦ 2QU LoRE | Red Flag Warning - Catastrophic Fires | 2029 | 0 | 0 | 0 | 0 | 15317.9909 | 247.273 | 9287.6491 | 5783.0689 | 2.7568 | 2.7568 | 2.7568 | 2.7568 | 1.1742e-05 |  | 0 | 3.2371e-05 | 3.2371e-05 | 0 | 3.2371e-05 | 3.2371e-05 | 0 | 3.2371e-05 | 3.2371e-05 | 0 | 3.2371e-05 | Column30: 3.2371e-05 | [29 empty] | 7.3.2.1.3 Advanced weather monitoring and weather stations Weather StationsWLDFRElectric Reliability | WLDFR | HFTD - Distribution - Tier 3 - 4QU CoRE ¦ 5QU LoRE | Seismic - Red Flag Warning - Catastrophic Fires | 2022 | Electric Reliability | 409.2237 | 73.245 | 2022 | Mitigation | 0.011149 | 10 | 0 | esc | 0.011149 | 4.5624 | 0.011149 | 4.5624 | 0.011149 | 4.5624 | 0 | 0
[79 empty] | WLDFR | HFTD - Distribution - Tier 3 - 4QU CoRE ¦ 2QU LoRE | Red Flag Warning - Catastrophic Fires | 2030 | 0 | 0 | 0 | 0 | 15317.9909 | 247.273 | 9287.6491 | 5783.0689 | 0 | 2.7568 | 2.7568 | 2.7568 | 1.1742e-05 |  | 0 | 0 | 0 | 0 | 3.2371e-05 | 3.2371e-05 | 0 | 3.2371e-05 | 3.2371e-05 | 0 | 3.2371e-05 | Column30: 3.2371e-05 | [29 empty] | 7.3.2.1.3 Advanced weather monitoring and weather stations Weather StationsWLDFRElectric Reliability | WLDFR | HFTD - Distribution - Tier 3 - 4QU CoRE ¦ 5QU LoRE | Seismic - Red Flag Warning - Catastrophic Fires | 2023 | Electric Reliability | 428.6023 | 73.245 | 2023 | Mitigation | 0.011149 | 10 | 0 | esc | 0.011149 | 4.7784 | 0.011149 | 4.7784 | 0.011149 | 4.7784 | 0.011149 | 4.7784
[79 empty] | WLDFR | HFTD - Distribution - Tier 3 - 4QU CoRE ¦ 2QU LoRE | Red Flag Warning - Catastrophic Fires | 2031 | 0 | 0 | 0 | 0 | 15317.9909 | 247.273 | 9287.6491 | 5783.0689 | 0 | 0 | 2.7568 | 2.7568 | 1.1742e-05 |  | 0 | 0 | 0 | 0 | 0 | 0 | 0 | 3.2371e-05 | 3.2371e-05 | 0 | 3.2371e-05 | Column30: 3.2371e-05 | [29 empty] | 7.3.2.1.3 Advanced weather monitoring and weather stations Weather StationsWLDFRElectric Reliability | WLDFR | HFTD - Distribution - Tier 3 - 4QU CoRE ¦ 5QU LoRE | Seismic - Red Flag Warning - Catastrophic Fires | 2024 | Electric Reliability | 428.6023 | 73.245 | 2024 | Mitigation | 0.011149 | 10 | 0 | esc | 0.011149 | 4.7784 | 0.011149 | 4.7784 | 0.011149 | 4.7784 | 0.011149 | 4.7784
[79 empty] | WLDFR | HFTD - Distribution - Tier 3 - 4QU CoRE ¦ 2QU LoRE | Red Flag Warning - Catastrophic Fires | 2032 | 0 | 0 | 0 | 0 | 15317.9909 | 247.273 | 9287.6491 | 5783.0689 | 0 | 0 | 0 | 2.7568 | 1.1742e-05 |  | 0 | 0 | 0 | 0 | 0 | 0 | 0 | 0 | 0 | 0 | 3.2371e-05 | Column30: 3.2371e-05 | [29 empty] | 7.3.2.1.3 Advanced weather monitoring and weather stations Weather StationsWLDFRElectric Reliability | WLDFR | HFTD - Distribution - Tier 3 - 4QU CoRE ¦ 5QU LoRE | Seismic - Red Flag Warning - Catastrophic Fires | 2025 | Electric Reliability | 428.6023 | 73.245 | 2025 | Mitigation | 0.011149 | 10 | 0 | esc | 0.011149 | 4.7784 | 0.011149 | 4.7784 | 0.011149 | 4.7784 | 0.011149 | 4.7784
[79 empty] | WLDFR | HFTD - Distribution - Tier 3 - 4QU CoRE ¦ 2QU LoRE | Red Flag Warning - Destructive Fires | 2020 | 0 | 0 | 0 | 0 | 8807.9522 | 222.2294 | 8585.7228 | 0 | 2.4776 | 0 | 0 | 0 | 1.8114e-06 |  | 0 | 4.4879e-06 | 4.4879e-06 | 0 | 0 | 0 | 0 | 0 | 0 | 0 | 0 | Column30: 0 | [29 empty] | 7.3.2.1.3 Advanced weather monitoring and weather stations Weather StationsWLDFRElectric Reliability | WLDFR | HFTD - Distribution - Tier 3 - 4QU CoRE ¦ 5QU LoRE | Seismic - Red Flag Warning - Catastrophic Fires | 2026 | Electric Reliability | 428.6023 | 73.245 | 2026 | Mitigation | 0.011149 | 10 | 0 | esc | 0.011149 | 4.7784 | 0.011149 | 4.7784 | 0.011149 | 4.7784 | 0.011149 | 4.7784
[79 empty] | WLDFR | HFTD - Distribution - Tier 3 - 4QU CoRE ¦ 2QU LoRE | Red Flag Warning - Destructive Fires | 2021 | 0 | 0 | 0 | 0 | 8807.9522 | 222.2294 | 8585.7228 | 0 | 2.4776 | 2.4776 | 0 | 0 | 1.8114e-06 |  | 0 | 4.4879e-06 | 4.4879e-06 | 0 | 4.4879e-06 | 4.4879e-06 | 0 | 0 | 0 | 0 | 0 | Column30: 0 | [29 empty] | 7.3.2.1.3 Advanced weather monitoring and weather stations Weather StationsWLDFRElectric Reliability | WLDFR | HFTD - Distribution - Tier 3 - 4QU CoRE ¦ 5QU LoRE | Seismic - Red Flag Warning - Catastrophic Fires | 2027 | Electric Reliability | 428.6023 | 73.245 | 2027 | Mitigation | 0.011149 | 10 | 0 | esc | 0.011149 | 4.7784 | 0.011149 | 4.7784 | 0.011149 | 4.7784 | 0.011149 | 4.7784
[79 empty] | WLDFR | HFTD - Distribution - Tier 3 - 4QU CoRE ¦ 2QU LoRE | Red Flag Warning - Destructive Fires | 2022 | 0 | 0 | 0 | 0 | 8807.9522 | 222.2294 | 8585.7228 | 0 | 2.4776 | 2.4776 | 2.4776 | 0 | 1.8114e-06 |  | 0 | 4.4879e-06 | 4.4879e-06 | 0 | 4.4879e-06 | 4.4879e-06 | 0 | 4.4879e-06 | 4.4879e-06 | 0 | 0 | Column30: 0 | [29 empty] | 7.3.2.1.3 Advanced weather monitoring and weather stations Weather StationsWLDFRElectric Reliability | WLDFR | HFTD - Distribution - Tier 3 - 4QU CoRE ¦ 5QU LoRE | Seismic - Red Flag Warning - Catastrophic Fires | 2028 | Electric Reliability | 453.261 | 73.245 | 2028 | Mitigation | 0.011149 | 10 | 0 | esc | 0.011149 | 5.0533 | 0.011149 | 5.0533 | 0.011149 | 5.0533 | 0.011149 | 5.0533
[79 empty] | WLDFR | HFTD - Distribution - Tier 3 - 4QU CoRE ¦ 2QU LoRE | Red Flag Warning - Destructive Fires | 2023 | 0 | 0 | 0 | 0 | 9129.7461 | 233.2301 | 8896.516 | 0 | 2.6002 | 2.6002 | 2.6002 | 2.6002 | 1.8114e-06 |  | 0 | 4.7101e-06 | 4.7101e-06 | 0 | 4.7101e-06 | 4.7101e-06 | 0 | 4.7101e-06 | 4.7101e-06 | 0 | 4.7101e-06 | Column30: 4.7101e-06 | [29 empty] | 7.3.2.1.3 Advanced weather monitoring and weather stations Weather StationsWLDFRElectric Reliability | WLDFR | HFTD - Distribution - Tier 3 - 4QU CoRE ¦ 5QU LoRE | Seismic - Red Flag Warning - Catastrophic Fires | 2029 | Electric Reliability | 453.261 | 73.245 | 2029 | Mitigation | 0.011149 | 10 | 0 | esc | 0.011149 | 5.0533 | 0.011149 | 5.0533 | 0.011149 | 5.0533 | 0.011149 | 5.0533
[79 empty] | WLDFR | HFTD - Distribution - Tier 3 - 4QU CoRE ¦ 2QU LoRE | Red Flag Warning - Destructive Fires | 2024 | 0 | 0 | 0 | 0 | 9129.7461 | 233.2301 | 8896.516 | 0 | 2.6002 | 2.6002 | 2.6002 | 2.6002 | 1.8114e-06 |  | 0 | 4.7101e-06 | 4.7101e-06 | 0 | 4.7101e-06 | 4.7101e-06 | 0 | 4.7101e-06 | 4.7101e-06 | 0 | 4.7101e-06 | Column30: 4.7101e-06 | [29 empty] | 7.3.2.1.3 Advanced weather monitoring and weather stations Weather StationsWLDFRElectric Reliability | WLDFR | HFTD - Distribution - Tier 3 - 4QU CoRE ¦ 5QU LoRE | Seismic - Red Flag Warning - Catastrophic Fires | 2030 | Electric Reliability | 453.261 | 73.245 | 2030 | Mitigation | 0.011149 | 10 | 0 | esc | 0 | 0 | 0.011149 | 5.0533 | 0.011149 | 5.0533 | 0.011149 | 5.0533
[79 empty] | WLDFR | HFTD - Distribution - Tier 3 - 4QU CoRE ¦ 2QU LoRE | Red Flag Warning - Destructive Fires | 2025 | 0 | 0 | 0 | 0 | 9129.7461 | 233.2301 | 8896.516 | 0 | 2.6002 | 2.6002 | 2.6002 | 2.6002 | 1.8114e-06 |  | 0 | 4.7101e-06 | 4.7101e-06 | 0 | 4.7101e-06 | 4.7101e-06 | 0 | 4.7101e-06 | 4.7101e-06 | 0 | 4.7101e-06 | Column30: 4.7101e-06 | [29 empty] | 7.3.2.1.3 Advanced weather monitoring and weather stations Weather StationsWLDFRElectric Reliability | WLDFR | HFTD - Distribution - Tier 3 - 4QU CoRE ¦ 5QU LoRE | Seismic - Red Flag Warning - Catastrophic Fires | 2031 | Electric Reliability | 453.261 | 73.245 | 2031 | Mitigation | 0.011149 | 10 | 0 | esc | 0 | 0 | 0 | 0 | 0.011149 | 5.0533 | 0.011149 | 5.0533
[79 empty] | WLDFR | HFTD - Distribution - Tier 3 - 4QU CoRE ¦ 2QU LoRE | Red Flag Warning - Destructive Fires | 2026 | 0 | 0 | 0 | 0 | 9129.7461 | 233.2301 | 8896.516 | 0 | 2.6002 | 2.6002 | 2.6002 | 2.6002 | 1.8114e-06 |  | 0 | 4.7101e-06 | 4.7101e-06 | 0 | 4.7101e-06 | 4.7101e-06 | 0 | 4.7101e-06 | 4.7101e-06 | 0 | 4.7101e-06 | Column30: 4.7101e-06 | [29 empty] | 7.3.2.1.3 Advanced weather monitoring and weather stations Weather StationsWLDFRElectric Reliability | WLDFR | HFTD - Distribution - Tier 3 - 4QU CoRE ¦ 5QU LoRE | Seismic - Red Flag Warning - Catastrophic Fires | 2032 | Electric Reliability | 453.261 | 73.245 | 2032 | Mitigation | 0.011149 | 10 | 0 | esc | 0 | 0 | 0 | 0 | 0 | 0 | 0.011149 | 5.0533
[79 empty] | WLDFR | HFTD - Distribution - Tier 3 - 4QU CoRE ¦ 2QU LoRE | Red Flag Warning - Destructive Fires | 2027 | 0 | 0 | 0 | 0 | 9129.7461 | 233.2301 | 8896.516 | 0 | 2.6002 | 2.6002 | 2.6002 | 2.6002 | 1.8114e-06 |  | 0 | 4.7101e-06 | 4.7101e-06 | 0 | 4.7101e-06 | 4.7101e-06 | 0 | 4.7101e-06 | 4.7101e-06 | 0 | 4.7101e-06 | Column30: 4.7101e-06 | [29 empty] | 7.3.2.1.3 Advanced weather monitoring and weather stations Weather StationsWLDFRElectric Reliability | WLDFR | HFTD - Distribution - Tier 3 - 5QU CoRE ¦ 1QU LoRE | Non-Red Flag Warning - Catastrophic Fires | 2021 | Electric Reliability | 222.2294 | 1419.6506 | 2021 | Mitigation | 0.011149 | 10 | 0 | esc | 0.011149 | 2.4776 | 0.011149 | 2.4776 | 0 | 0 | 0 | 0
[79 empty] | WLDFR | HFTD - Distribution - Tier 3 - 4QU CoRE ¦ 2QU LoRE | Red Flag Warning - Destructive Fires | 2028 | 0 | 0 | 0 | 0 | 9534.9221 | 247.273 | 9287.6491 | 0 | 2.7568 | 2.7568 | 2.7568 | 2.7568 | 1.8114e-06 |  | 0 | 4.9936e-06 | 4.9936e-06 | 0 | 4.9936e-06 | 4.9936e-06 | 0 | 4.9936e-06 | 4.9936e-06 | 0 | 4.9936e-06 | Column30: 4.9936e-06 | [29 empty] | 7.3.2.1.3 Advanced weather monitoring and weather stations Weather StationsWLDFRElectric Reliability | WLDFR | HFTD - Distribution - Tier 3 - 5QU CoRE ¦ 1QU LoRE | Non-Red Flag Warning - Catastrophic Fires | 2022 | Electric Reliability | 222.2294 | 1419.6506 | 2022 | Mitigation | 0.011149 | 10 | 0 | esc | 0.011149 | 2.4776 | 0.011149 | 2.4776 | 0.011149 | 2.4776 | 0 | 0
[79 empty] | WLDFR | HFTD - Distribution - Tier 3 - 4QU CoRE ¦ 2QU LoRE | Red Flag Warning - Destructive Fires | 2029 | 0 | 0 | 0 | 0 | 9534.9221 | 247.273 | 9287.6491 | 0 | 2.7568 | 2.7568 | 2.7568 | 2.7568 | 1.8114e-06 |  | 0 | 4.9936e-06 | 4.9936e-06 | 0 | 4.9936e-06 | 4.9936e-06 | 0 | 4.9936e-06 | 4.9936e-06 | 0 | 4.9936e-06 | Column30: 4.9936e-06 | [29 empty] | 7.3.2.1.3 Advanced weather monitoring and weather stations Weather StationsWLDFRElectric Reliability | WLDFR | HFTD - Distribution - Tier 3 - 5QU CoRE ¦ 1QU LoRE | Non-Red Flag Warning - Catastrophic Fires | 2023 | Electric Reliability | 233.2301 | 1419.6506 | 2023 | Mitigation | 0.011149 | 10 | 0 | esc | 0.011149 | 2.6002 | 0.011149 | 2.6002 | 0.011149 | 2.6002 | 0.011149 | 2.6002
[79 empty] | WLDFR | HFTD - Distribution - Tier 3 - 4QU CoRE ¦ 2QU LoRE | Red Flag Warning - Destructive Fires | 2030 | 0 | 0 | 0 | 0 | 9534.9221 | 247.273 | 9287.6491 | 0 | 0 | 2.7568 | 2.7568 | 2.7568 | 1.8114e-06 |  | 0 | 0 | 0 | 0 | 4.9936e-06 | 4.9936e-06 | 0 | 4.9936e-06 | 4.9936e-06 | 0 | 4.9936e-06 | Column30: 4.9936e-06 | [29 empty] | 7.3.2.1.3 Advanced weather monitoring and weather stations Weather StationsWLDFRElectric Reliability | WLDFR | HFTD - Distribution - Tier 3 - 5QU CoRE ¦ 1QU LoRE | Non-Red Flag Warning - Catastrophic Fires | 2024 | Electric Reliability | 233.2301 | 1419.6506 | 2024 | Mitigation | 0.011149 | 10 | 0 | esc | 0.011149 | 2.6002 | 0.011149 | 2.6002 | 0.011149 | 2.6002 | 0.011149 | 2.6002
[79 empty] | WLDFR | HFTD - Distribution - Tier 3 - 4QU CoRE ¦ 2QU LoRE | Red Flag Warning - Destructive Fires | 2031 | 0 | 0 | 0 | 0 | 9534.9221 | 247.273 | 9287.6491 | 0 | 0 | 0 | 2.7568 | 2.7568 | 1.8114e-06 |  | 0 | 0 | 0 | 0 | 0 | 0 | 0 | 4.9936e-06 | 4.9936e-06 | 0 | 4.9936e-06 | Column30: 4.9936e-06 | [29 empty] | 7.3.2.1.3 Advanced weather monitoring and weather stations Weather StationsWLDFRElectric Reliability | WLDFR | HFTD - Distribution - Tier 3 - 5QU CoRE ¦ 1QU LoRE | Non-Red Flag Warning - Catastrophic Fires | 2025 | Electric Reliability | 233.2301 | 1419.6506 | 2025 | Mitigation | 0.011149 | 10 | 0 | esc | 0.011149 | 2.6002 | 0.011149 | 2.6002 | 0.011149 | 2.6002 | 0.011149 | 2.6002
[79 empty] | WLDFR | HFTD - Distribution - Tier 3 - 4QU CoRE ¦ 2QU LoRE | Red Flag Warning - Destructive Fires | 2032 | 0 | 0 | 0 | 0 | 9534.9221 | 247.273 | 9287.6491 | 0 | 0 | 0 | 0 | 2.7568 | 1.8114e-06 |  | 0 | 0 | 0 | 0 | 0 | 0 | 0 | 0 | 0 | 0 | 4.9936e-06 | Column30: 4.9936e-06 | [29 empty] | 7.3.2.1.3 Advanced weather monitoring and weather stations Weather StationsWLDFRElectric Reliability | WLDFR | HFTD - Distribution - Tier 3 - 5QU CoRE ¦ 1QU LoRE | Non-Red Flag Warning - Catastrophic Fires | 2026 | Electric Reliability | 233.2301 | 1419.6506 | 2026 | Mitigation | 0.011149 | 10 | 0 | esc | 0.011149 | 2.6002 | 0.011149 | 2.6002 | 0.011149 | 2.6002 | 0.011149 | 2.6002
[79 empty] | WLDFR | HFTD - Distribution - Tier 3 - 4QU CoRE ¦ 2QU LoRE | Red Flag Warning - Large Fires | 2020 | 0 | 0 | 0 | 0 | 5.2406 | 0.69642 | 2.942 | 1.6022 | 0.0077642 | 0 | 0 | 0 | 2.6698e-05 |  | 0 | 2.0729e-07 | 2.0729e-07 | 0 | 0 | 0 | 0 | 0 | 0 | 0 | 0 | Column30: 0 | [29 empty] | 7.3.2.1.3 Advanced weather monitoring and weather stations Weather StationsWLDFRElectric Reliability | WLDFR | HFTD - Distribution - Tier 3 - 5QU CoRE ¦ 1QU LoRE | Non-Red Flag Warning - Catastrophic Fires | 2027 | Electric Reliability | 233.2301 | 1419.6506 | 2027 | Mitigation | 0.011149 | 10 | 0 | esc | 0.011149 | 2.6002 | 0.011149 | 2.6002 | 0.011149 | 2.6002 | 0.011149 | 2.6002
[79 empty] | WLDFR | HFTD - Distribution - Tier 3 - 4QU CoRE ¦ 2QU LoRE | Red Flag Warning - Large Fires | 2021 | 0 | 0 | 0 | 0 | 5.2406 | 0.69642 | 2.942 | 1.6022 | 0.0077642 | 0.0077642 | 0 | 0 | 2.6698e-05 |  | 0 | 2.0729e-07 | 2.0729e-07 | 0 | 2.0729e-07 | 2.0729e-07 | 0 | 0 | 0 | 0 | 0 | Column30: 0 | [29 empty] | 7.3.2.1.3 Advanced weather monitoring and weather stations Weather StationsWLDFRElectric Reliability | WLDFR | HFTD - Distribution - Tier 3 - 5QU CoRE ¦ 1QU LoRE | Non-Red Flag Warning - Catastrophic Fires | 2028 | Electric Reliability | 247.273 | 1419.6506 | 2028 | Mitigation | 0.011149 | 10 | 0 | esc | 0.011149 | 2.7568 | 0.011149 | 2.7568 | 0.011149 | 2.7568 | 0.011149 | 2.7568
[79 empty] | WLDFR | HFTD - Distribution - Tier 3 - 4QU CoRE ¦ 2QU LoRE | Red Flag Warning - Large Fires | 2022 | 0 | 0 | 0 | 0 | 5.2406 | 0.69642 | 2.942 | 1.6022 | 0.0077642 | 0.0077642 | 0.0077642 | 0 | 2.6698e-05 |  | 0 | 2.0729e-07 | 2.0729e-07 | 0 | 2.0729e-07 | 2.0729e-07 | 0 | 2.0729e-07 | 2.0729e-07 | 0 | 0 | Column30: 0 | [29 empty] | 7.3.2.1.3 Advanced weather monitoring and weather stations Weather StationsWLDFRElectric Reliability | WLDFR | HFTD - Distribution - Tier 3 - 5QU CoRE ¦ 1QU LoRE | Non-Red Flag Warning - Catastrophic Fires | 2029 | Electric Reliability | 247.273 | 1419.6506 | 2029 | Mitigation | 0.011149 | 10 | 0 | esc | 0.011149 | 2.7568 | 0.011149 | 2.7568 | 0.011149 | 2.7568 | 0.011149 | 2.7568
[79 empty] | WLDFR | HFTD - Distribution - Tier 3 - 4QU CoRE ¦ 2QU LoRE | Red Flag Warning - Large Fires | 2023 | 0 | 0 | 0 | 0 | 5.475 | 0.71896 | 3.0715 | 1.6846 | 0.0080156 | 0.0080156 | 0.0080156 | 0.0080156 | 2.6698e-05 |  | 0 | 2.14e-07 | 2.14e-07 | 0 | 2.14e-07 | 2.14e-07 | 0 | 2.14e-07 | 2.14e-07 | 0 | 2.14e-07 | Column30: 2.14e-07 | [29 empty] | 7.3.2.1.3 Advanced weather monitoring and weather stations Weather StationsWLDFRElectric Reliability | WLDFR | HFTD - Distribution - Tier 3 - 5QU CoRE ¦ 1QU LoRE | Non-Red Flag Warning - Catastrophic Fires | 2030 | Electric Reliability | 247.273 | 1419.6506 | 2030 | Mitigation | 0.011149 | 10 | 0 | esc | 0 | 0 | 0.011149 | 2.7568 | 0.011149 | 2.7568 | 0.011149 | 2.7568
[79 empty] | WLDFR | HFTD - Distribution - Tier 3 - 4QU CoRE ¦ 2QU LoRE | Red Flag Warning - Large Fires | 2024 | 0 | 0 | 0 | 0 | 5.475 | 0.71896 | 3.0715 | 1.6846 | 0.0080156 | 0.0080156 | 0.0080156 | 0.0080156 | 2.6698e-05 |  | 0 | 2.14e-07 | 2.14e-07 | 0 | 2.14e-07 | 2.14e-07 | 0 | 2.14e-07 | 2.14e-07 | 0 | 2.14e-07 | Column30: 2.14e-07 | [29 empty] | 7.3.2.1.3 Advanced weather monitoring and weather stations Weather StationsWLDFRElectric Reliability | WLDFR | HFTD - Distribution - Tier 3 - 5QU CoRE ¦ 1QU LoRE | Non-Red Flag Warning - Catastrophic Fires | 2031 | Electric Reliability | 247.273 | 1419.6506 | 2031 | Mitigation | 0.011149 | 10 | 0 | esc | 0 | 0 | 0 | 0 | 0.011149 | 2.7568 | 0.011149 | 2.7568
[79 empty] | WLDFR | HFTD - Distribution - Tier 3 - 4QU CoRE ¦ 2QU LoRE | Red Flag Warning - Large Fires | 2025 | 0 | 0 | 0 | 0 | 5.475 | 0.71896 | 3.0715 | 1.6846 | 0.0080156 | 0.0080156 | 0.0080156 | 0.0080156 | 2.6698e-05 |  | 0 | 2.14e-07 | 2.14e-07 | 0 | 2.14e-07 | 2.14e-07 | 0 | 2.14e-07 | 2.14e-07 | 0 | 2.14e-07 | Column30: 2.14e-07 | [29 empty] | 7.3.2.1.3 Advanced weather monitoring and weather stations Weather StationsWLDFRElectric Reliability | WLDFR | HFTD - Distribution - Tier 3 - 5QU CoRE ¦ 1QU LoRE | Non-Red Flag Warning - Catastrophic Fires | 2032 | Electric Reliability | 247.273 | 1419.6506 | 2032 | Mitigation | 0.011149 | 10 | 0 | esc | 0 | 0 | 0 | 0 | 0 | 0 | 0.011149 | 2.7568
[79 empty] | WLDFR | HFTD - Distribution - Tier 3 - 4QU CoRE ¦ 2QU LoRE | Red Flag Warning - Large Fires | 2026 | 0 | 0 | 0 | 0 | 5.475 | 0.71896 | 3.0715 | 1.6846 | 0.0080156 | 0.0080156 | 0.0080156 | 0.0080156 | 2.6698e-05 |  | 0 | 2.14e-07 | 2.14e-07 | 0 | 2.14e-07 | 2.14e-07 | 0 | 2.14e-07 | 2.14e-07 | 0 | 2.14e-07 | Column30: 2.14e-07 | [29 empty] | 7.3.2.1.3 Advanced weather monitoring and weather stations Weather StationsWLDFRElectric Reliability | WLDFR | HFTD - Distribution - Tier 3 - 5QU CoRE ¦ 1QU LoRE | Non-Red Flag Warning - Destructive Fires | 2021 | Electric Reliability | 222.2294 | 1419.6506 | 2021 | Mitigation | 0.011149 | 10 | 0 | esc | 0.011149 | 2.4776 | 0.011149 | 2.4776 | 0 | 0 | 0 | 0
[79 empty] | WLDFR | HFTD - Distribution - Tier 3 - 4QU CoRE ¦ 2QU LoRE | Red Flag Warning - Large Fires | 2027 | 0 | 0 | 0 | 0 | 5.475 | 0.71896 | 3.0715 | 1.6846 | 0.0080156 | 0.0080156 | 0.0080156 | 0.0080156 | 2.6698e-05 |  | 0 | 2.14e-07 | 2.14e-07 | 0 | 2.14e-07 | 2.14e-07 | 0 | 2.14e-07 | 2.14e-07 | 0 | 2.14e-07 | Column30: 2.14e-07 | [29 empty] | 7.3.2.1.3 Advanced weather monitoring and weather stations Weather StationsWLDFRElectric Reliability | WLDFR | HFTD - Distribution - Tier 3 - 5QU CoRE ¦ 1QU LoRE | Non-Red Flag Warning - Destructive Fires | 2022 | Electric Reliability | 222.2294 | 1419.6506 | 2022 | Mitigation | 0.011149 | 10 | 0 | esc | 0.011149 | 2.4776 | 0.011149 | 2.4776 | 0.011149 | 2.4776 | 0 | 0
[79 empty] | WLDFR | HFTD - Distribution - Tier 3 - 4QU CoRE ¦ 2QU LoRE | Red Flag Warning - Large Fires | 2028 | 0 | 0 | 0 | 0 | 5.777 | 0.74734 | 3.238 | 1.7917 | 0.0083319 | 0.0083319 | 0.0083319 | 0.0083319 | 2.6698e-05 |  | 0 | 2.2245e-07 | 2.2245e-07 | 0 | 2.2245e-07 | 2.2245e-07 | 0 | 2.2245e-07 | 2.2245e-07 | 0 | 2.2245e-07 | Column30: 2.2245e-07 | [29 empty] | 7.3.2.1.3 Advanced weather monitoring and weather stations Weather StationsWLDFRElectric Reliability | WLDFR | HFTD - Distribution - Tier 3 - 5QU CoRE ¦ 1QU LoRE | Non-Red Flag Warning - Destructive Fires | 2023 | Electric Reliability | 233.2301 | 1419.6506 | 2023 | Mitigation | 0.011149 | 10 | 0 | esc | 0.011149 | 2.6002 | 0.011149 | 2.6002 | 0.011149 | 2.6002 | 0.011149 | 2.6002
[79 empty] | WLDFR | HFTD - Distribution - Tier 3 - 4QU CoRE ¦ 2QU LoRE | Red Flag Warning - Large Fires | 2029 | 0 | 0 | 0 | 0 | 5.777 | 0.74734 | 3.238 | 1.7917 | 0.0083319 | 0.0083319 | 0.0083319 | 0.0083319 | 2.6698e-05 |  | 0 | 2.2245e-07 | 2.2245e-07 | 0 | 2.2245e-07 | 2.2245e-07 | 0 | 2.2245e-07 | 2.2245e-07 | 0 | 2.2245e-07 | Column30: 2.2245e-07 | [29 empty] | 7.3.2.1.3 Advanced weather monitoring and weather stations Weather StationsWLDFRElectric Reliability | WLDFR | HFTD - Distribution - Tier 3 - 5QU CoRE ¦ 1QU LoRE | Non-Red Flag Warning - Destructive Fires | 2024 | Electric Reliability | 233.2301 | 1419.6506 | 2024 | Mitigation | 0.011149 | 10 | 0 | esc | 0.011149 | 2.6002 | 0.011149 | 2.6002 | 0.011149 | 2.6002 | 0.011149 | 2.6002
[79 empty] | WLDFR | HFTD - Distribution - Tier 3 - 4QU CoRE ¦ 2QU LoRE | Red Flag Warning - Large Fires | 2030 | 0 | 0 | 0 | 0 | 5.777 | 0.74734 | 3.238 | 1.7917 | 0 | 0.0083319 | 0.0083319 | 0.0083319 | 2.6698e-05 |  | 0 | 0 | 0 | 0 | 2.2245e-07 | 2.2245e-07 | 0 | 2.2245e-07 | 2.2245e-07 | 0 | 2.2245e-07 | Column30: 2.2245e-07 | [29 empty] | 7.3.2.1.3 Advanced weather monitoring and weather stations Weather StationsWLDFRElectric Reliability | WLDFR | HFTD - Distribution - Tier 3 - 5QU CoRE ¦ 1QU LoRE | Non-Red Flag Warning - Destructive Fires | 2025 | Electric Reliability | 233.2301 | 1419.6506 | 2025 | Mitigation | 0.011149 | 10 | 0 | esc | 0.011149 | 2.6002 | 0.011149 | 2.6002 | 0.011149 | 2.6002 | 0.011149 | 2.6002
[79 empty] | WLDFR | HFTD - Distribution - Tier 3 - 4QU CoRE ¦ 2QU LoRE | Red Flag Warning - Large Fires | 2031 | 0 | 0 | 0 | 0 | 5.777 | 0.74734 | 3.238 | 1.7917 | 0 | 0 | 0.0083319 | 0.0083319 | 2.6698e-05 |  | 0 | 0 | 0 | 0 | 0 | 0 | 0 | 2.2245e-07 | 2.2245e-07 | 0 | 2.2245e-07 | Column30: 2.2245e-07 | [29 empty] | 7.3.2.1.3 Advanced weather monitoring and weather stations Weather StationsWLDFRElectric Reliability | WLDFR | HFTD - Distribution - Tier 3 - 5QU CoRE ¦ 1QU LoRE | Non-Red Flag Warning - Destructive Fires | 2026 | Electric Reliability | 233.2301 | 1419.6506 | 2026 | Mitigation | 0.011149 | 10 | 0 | esc | 0.011149 | 2.6002 | 0.011149 | 2.6002 | 0.011149 | 2.6002 | 0.011149 | 2.6002
[79 empty] | WLDFR | HFTD - Distribution - Tier 3 - 4QU CoRE ¦ 2QU LoRE | Red Flag Warning - Large Fires | 2032 | 0 | 0 | 0 | 0 | 5.777 | 0.74734 | 3.238 | 1.7917 | 0 | 0 | 0 | 0.0083319 | 2.6698e-05 |  | 0 | 0 | 0 | 0 | 0 | 0 | 0 | 0 | 0 | 0 | 2.2245e-07 | Column30: 2.2245e-07 | [29 empty] | 7.3.2.1.3 Advanced weather monitoring and weather stations Weather StationsWLDFRElectric Reliability | WLDFR | HFTD - Distribution - Tier 3 - 5QU CoRE ¦ 1QU LoRE | Non-Red Flag Warning - Destructive Fires | 2027 | Electric Reliability | 233.2301 | 1419.6506 | 2027 | Mitigation | 0.011149 | 10 | 0 | esc | 0.011149 | 2.6002 | 0.011149 | 2.6002 | 0.011149 | 2.6002 | 0.011149 | 2.6002
[79 empty] | WLDFR | HFTD - Distribution - Tier 3 - 4QU CoRE ¦ 2QU LoRE | Red Flag Warning - Small Fires | 2020 | 0 | 0 | 0 | 0 | 0.077901 | 0.036425 | 0.0015809 | 0.039895 | 0.0004061 | 0 | 0 | 0 | 0.00084926 |  | 0 | 3.4488e-07 | 3.4488e-07 | 0 | 0 | 0 | 0 | 0 | 0 | 0 | 0 | Column30: 0 | [29 empty] | 7.3.2.1.3 Advanced weather monitoring and weather stations Weather StationsWLDFRElectric Reliability | WLDFR | HFTD - Distribution - Tier 3 - 5QU CoRE ¦ 1QU LoRE | Non-Red Flag Warning - Destructive Fires | 2028 | Electric Reliability | 247.273 | 1419.6506 | 2028 | Mitigation | 0.011149 | 10 | 0 | esc | 0.011149 | 2.7568 | 0.011149 | 2.7568 | 0.011149 | 2.7568 | 0.011149 | 2.7568
[79 empty] | WLDFR | HFTD - Distribution - Tier 3 - 4QU CoRE ¦ 2QU LoRE | Red Flag Warning - Small Fires | 2021 | 0 | 0 | 0 | 0 | 0.077901 | 0.036425 | 0.0015809 | 0.039895 | 0.0004061 | 0.0004061 | 0 | 0 | 0.00084926 |  | 0 | 3.4488e-07 | 3.4488e-07 | 0 | 3.4488e-07 | 3.4488e-07 | 0 | 0 | 0 | 0 | 0 | Column30: 0 | [29 empty] | 7.3.2.1.3 Advanced weather monitoring and weather stations Weather StationsWLDFRElectric Reliability | WLDFR | HFTD - Distribution - Tier 3 - 5QU CoRE ¦ 1QU LoRE | Non-Red Flag Warning - Destructive Fires | 2029 | Electric Reliability | 247.273 | 1419.6506 | 2029 | Mitigation | 0.011149 | 10 | 0 | esc | 0.011149 | 2.7568 | 0.011149 | 2.7568 | 0.011149 | 2.7568 | 0.011149 | 2.7568
[79 empty] | WLDFR | HFTD - Distribution - Tier 3 - 4QU CoRE ¦ 2QU LoRE | Red Flag Warning - Small Fires | 2022 | 0 | 0 | 0 | 0 | 0.077901 | 0.036425 | 0.0015809 | 0.039895 | 0.0004061 | 0.0004061 | 0.0004061 | 0 | 0.00084926 |  | 0 | 3.4488e-07 | 3.4488e-07 | 0 | 3.4488e-07 | 3.4488e-07 | 0 | 3.4488e-07 | 3.4488e-07 | 0 | 0 | Column30: 0 | [29 empty] | 7.3.2.1.3 Advanced weather monitoring and weather stations Weather StationsWLDFRElectric Reliability | WLDFR | HFTD - Distribution - Tier 3 - 5QU CoRE ¦ 1QU LoRE | Non-Red Flag Warning - Destructive Fires | 2030 | Electric Reliability | 247.273 | 1419.6506 | 2030 | Mitigation | 0.011149 | 10 | 0 | esc | 0 | 0 | 0.011149 | 2.7568 | 0.011149 | 2.7568 | 0.011149 | 2.7568
[79 empty] | WLDFR | HFTD - Distribution - Tier 3 - 4QU CoRE ¦ 2QU LoRE | Red Flag Warning - Small Fires | 2023 | 0 | 0 | 0 | 0 | 0.080408 | 0.03759 | 0.0016314 | 0.041187 | 0.00041909 | 0.00041909 | 0.00041909 | 0.00041909 | 0.00084926 |  | 0 | 3.5591e-07 | 3.5591e-07 | 0 | 3.5591e-07 | 3.5591e-07 | 0 | 3.5591e-07 | 3.5591e-07 | 0 | 3.5591e-07 | Column30: 3.5591e-07 | [29 empty] | 7.3.2.1.3 Advanced weather monitoring and weather stations Weather StationsWLDFRElectric Reliability | WLDFR | HFTD - Distribution - Tier 3 - 5QU CoRE ¦ 1QU LoRE | Non-Red Flag Warning - Destructive Fires | 2031 | Electric Reliability | 247.273 | 1419.6506 | 2031 | Mitigation | 0.011149 | 10 | 0 | esc | 0 | 0 | 0 | 0 | 0.011149 | 2.7568 | 0.011149 | 2.7568
[79 empty] | WLDFR | HFTD - Distribution - Tier 3 - 4QU CoRE ¦ 2QU LoRE | Red Flag Warning - Small Fires | 2024 | 0 | 0 | 0 | 0 | 0.080408 | 0.03759 | 0.0016314 | 0.041187 | 0.00041909 | 0.00041909 | 0.00041909 | 0.00041909 | 0.00084926 |  | 0 | 3.5591e-07 | 3.5591e-07 | 0 | 3.5591e-07 | 3.5591e-07 | 0 | 3.5591e-07 | 3.5591e-07 | 0 | 3.5591e-07 | Column30: 3.5591e-07 | [29 empty] | 7.3.2.1.3 Advanced weather monitoring and weather stations Weather StationsWLDFRElectric Reliability | WLDFR | HFTD - Distribution - Tier 3 - 5QU CoRE ¦ 1QU LoRE | Non-Red Flag Warning - Destructive Fires | 2032 | Electric Reliability | 247.273 | 1419.6506 | 2032 | Mitigation | 0.011149 | 10 | 0 | esc | 0 | 0 | 0 | 0 | 0 | 0 | 0.011149 | 2.7568
[79 empty] | WLDFR | HFTD - Distribution - Tier 3 - 4QU CoRE ¦ 2QU LoRE | Red Flag Warning - Small Fires | 2025 | 0 | 0 | 0 | 0 | 0.080408 | 0.03759 | 0.0016314 | 0.041187 | 0.00041909 | 0.00041909 | 0.00041909 | 0.00041909 | 0.00084926 |  | 0 | 3.5591e-07 | 3.5591e-07 | 0 | 3.5591e-07 | 3.5591e-07 | 0 | 3.5591e-07 | 3.5591e-07 | 0 | 3.5591e-07 | Column30: 3.5591e-07 | [29 empty] | 7.3.2.1.3 Advanced weather monitoring and weather stations Weather StationsWLDFRElectric Reliability | WLDFR | HFTD - Distribution - Tier 3 - 5QU CoRE ¦ 1QU LoRE | Non-Red Flag Warning - Large Fires | 2021 | Electric Reliability | 0.69642 | 1419.6506 | 2021 | Mitigation | 0.011149 | 10 | 0 | esc | 0.011149 | 0.0077642 | 0.011149 | 0.0077642 | 0 | 0 | 0 | 0
[79 empty] | WLDFR | HFTD - Distribution - Tier 3 - 4QU CoRE ¦ 2QU LoRE | Red Flag Warning - Small Fires | 2026 | 0 | 0 | 0 | 0 | 0.080408 | 0.03759 | 0.0016314 | 0.041187 | 0.00041909 | 0.00041909 | 0.00041909 | 0.00041909 | 0.00084926 |  | 0 | 3.5591e-07 | 3.5591e-07 | 0 | 3.5591e-07 | 3.5591e-07 | 0 | 3.5591e-07 | 3.5591e-07 | 0 | 3.5591e-07 | Column30: 3.5591e-07 | [29 empty] | 7.3.2.1.3 Advanced weather monitoring and weather stations Weather StationsWLDFRElectric Reliability | WLDFR | HFTD - Distribution - Tier 3 - 5QU CoRE ¦ 1QU LoRE | Non-Red Flag Warning - Large Fires | 2022 | Electric Reliability | 0.69642 | 1419.6506 | 2022 | Mitigation | 0.011149 | 10 | 0 | esc | 0.011149 | 0.0077642 | 0.011149 | 0.0077642 | 0.011149 | 0.0077642 | 0 | 0
[79 empty] | WLDFR | HFTD - Distribution - Tier 3 - 4QU CoRE ¦ 2QU LoRE | Red Flag Warning - Small Fires | 2027 | 0 | 0 | 0 | 0 | 0.080408 | 0.03759 | 0.0016314 | 0.041187 | 0.00041909 | 0.00041909 | 0.00041909 | 0.00041909 | 0.00084926 |  | 0 | 3.5591e-07 | 3.5591e-07 | 0 | 3.5591e-07 | 3.5591e-07 | 0 | 3.5591e-07 | 3.5591e-07 | 0 | 3.5591e-07 | Column30: 3.5591e-07 | [29 empty] | 7.3.2.1.3 Advanced weather monitoring and weather stations Weather StationsWLDFRElectric Reliability | WLDFR | HFTD - Distribution - Tier 3 - 5QU CoRE ¦ 1QU LoRE | Non-Red Flag Warning - Large Fires | 2023 | Electric Reliability | 0.71896 | 1419.6506 | 2023 | Mitigation | 0.011149 | 10 | 0 | esc | 0.011149 | 0.0080156 | 0.011149 | 0.0080156 | 0.011149 | 0.0080156 | 0.011149 | 0.0080156
[79 empty] | WLDFR | HFTD - Distribution - Tier 3 - 4QU CoRE ¦ 2QU LoRE | Red Flag Warning - Small Fires | 2028 | 0 | 0 | 0 | 0 | 0.083606 | 0.039055 | 0.001695 | 0.042856 | 0.00043542 | 0.00043542 | 0.00043542 | 0.00043542 | 0.00084926 |  | 0 | 3.6978e-07 | 3.6978e-07 | 0 | 3.6978e-07 | 3.6978e-07 | 0 | 3.6978e-07 | 3.6978e-07 | 0 | 3.6978e-07 | Column30: 3.6978e-07 | [29 empty] | 7.3.2.1.3 Advanced weather monitoring and weather stations Weather StationsWLDFRElectric Reliability | WLDFR | HFTD - Distribution - Tier 3 - 5QU CoRE ¦ 1QU LoRE | Non-Red Flag Warning - Large Fires | 2024 | Electric Reliability | 0.71896 | 1419.6506 | 2024 | Mitigation | 0.011149 | 10 | 0 | esc | 0.011149 | 0.0080156 | 0.011149 | 0.0080156 | 0.011149 | 0.0080156 | 0.011149 | 0.0080156
[79 empty] | WLDFR | HFTD - Distribution - Tier 3 - 4QU CoRE ¦ 2QU LoRE | Red Flag Warning - Small Fires | 2029 | 0 | 0 | 0 | 0 | 0.083606 | 0.039055 | 0.001695 | 0.042856 | 0.00043542 | 0.00043542 | 0.00043542 | 0.00043542 | 0.00084926 |  | 0 | 3.6978e-07 | 3.6978e-07 | 0 | 3.6978e-07 | 3.6978e-07 | 0 | 3.6978e-07 | 3.6978e-07 | 0 | 3.6978e-07 | Column30: 3.6978e-07 | [29 empty] | 7.3.2.1.3 Advanced weather monitoring and weather stations Weather StationsWLDFRElectric Reliability | WLDFR | HFTD - Distribution - Tier 3 - 5QU CoRE ¦ 1QU LoRE | Non-Red Flag Warning - Large Fires | 2025 | Electric Reliability | 0.71896 | 1419.6506 | 2025 | Mitigation | 0.011149 | 10 | 0 | esc | 0.011149 | 0.0080156 | 0.011149 | 0.0080156 | 0.011149 | 0.0080156 | 0.011149 | 0.0080156
[79 empty] | WLDFR | HFTD - Distribution - Tier 3 - 4QU CoRE ¦ 2QU LoRE | Red Flag Warning - Small Fires | 2030 | 0 | 0 | 0 | 0 | 0.083606 | 0.039055 | 0.001695 | 0.042856 | 0 | 0.00043542 | 0.00043542 | 0.00043542 | 0.00084926 |  | 0 | 0 | 0 | 0 | 3.6978e-07 | 3.6978e-07 | 0 | 3.6978e-07 | 3.6978e-07 | 0 | 3.6978e-07 | Column30: 3.6978e-07 | [29 empty] | 7.3.2.1.3 Advanced weather monitoring and weather stations Weather StationsWLDFRElectric Reliability | WLDFR | HFTD - Distribution - Tier 3 - 5QU CoRE ¦ 1QU LoRE | Non-Red Flag Warning - Large Fires | 2026 | Electric Reliability | 0.71896 | 1419.6506 | 2026 | Mitigation | 0.011149 | 10 | 0 | esc | 0.011149 | 0.0080156 | 0.011149 | 0.0080156 | 0.011149 | 0.0080156 | 0.011149 | 0.0080156
[79 empty] | WLDFR | HFTD - Distribution - Tier 3 - 4QU CoRE ¦ 2QU LoRE | Red Flag Warning - Small Fires | 2031 | 0 | 0 | 0 | 0 | 0.083606 | 0.039055 | 0.001695 | 0.042856 | 0 | 0 | 0.00043542 | 0.00043542 | 0.00084926 |  | 0 | 0 | 0 | 0 | 0 | 0 | 0 | 3.6978e-07 | 3.6978e-07 | 0 | 3.6978e-07 | Column30: 3.6978e-07 | [29 empty] | 7.3.2.1.3 Advanced weather monitoring and weather stations Weather StationsWLDFRElectric Reliability | WLDFR | HFTD - Distribution - Tier 3 - 5QU CoRE ¦ 1QU LoRE | Non-Red Flag Warning - Large Fires | 2027 | Electric Reliability | 0.71896 | 1419.6506 | 2027 | Mitigation | 0.011149 | 10 | 0 | esc | 0.011149 | 0.0080156 | 0.011149 | 0.0080156 | 0.011149 | 0.0080156 | 0.011149 | 0.0080156
[79 empty] | WLDFR | HFTD - Distribution - Tier 3 - 4QU CoRE ¦ 2QU LoRE | Red Flag Warning - Small Fires | 2032 | 0 | 0 | 0 | 0 | 0.083606 | 0.039055 | 0.001695 | 0.042856 | 0 | 0 | 0 | 0.00043542 | 0.00084926 |  | 0 | 0 | 0 | 0 | 0 | 0 | 0 | 0 | 0 | 0 | 3.6978e-07 | Column30: 3.6978e-07 | [29 empty] | 7.3.2.1.3 Advanced weather monitoring and weather stations Weather StationsWLDFRElectric Reliability | WLDFR | HFTD - Distribution - Tier 3 - 5QU CoRE ¦ 1QU LoRE | Non-Red Flag Warning - Large Fires | 2028 | Electric Reliability | 0.74734 | 1419.6506 | 2028 | Mitigation | 0.011149 | 10 | 0 | esc | 0.011149 | 0.0083319 | 0.011149 | 0.0083319 | 0.011149 | 0.0083319 | 0.011149 | 0.0083319
[79 empty] | WLDFR | HFTD - Distribution - Tier 3 - 4QU CoRE ¦ 2QU LoRE | Seismic - Non-Red Flag Warning - Catastrophic Fires | 2020 | 0 | 0 | 0 | 0 | 21083.8428 | 409.2237 | 13469.0878 | 7205.5313 | 4.5624 | 0 | 0 | 0 | 3.1086e-10 |  | 0 | 1.4183e-09 | 1.4183e-09 | 0 | 0 | 0 | 0 | 0 | 0 | 0 | 0 | Column30: 0 | [29 empty] | 7.3.2.1.3 Advanced weather monitoring and weather stations Weather StationsWLDFRElectric Reliability | WLDFR | HFTD - Distribution - Tier 3 - 5QU CoRE ¦ 1QU LoRE | Non-Red Flag Warning - Large Fires | 2029 | Electric Reliability | 0.74734 | 1419.6506 | 2029 | Mitigation | 0.011149 | 10 | 0 | esc | 0.011149 | 0.0083319 | 0.011149 | 0.0083319 | 0.011149 | 0.0083319 | 0.011149 | 0.0083319
[79 empty] | WLDFR | HFTD - Distribution - Tier 3 - 4QU CoRE ¦ 2QU LoRE | Seismic - Non-Red Flag Warning - Catastrophic Fires | 2021 | 0 | 0 | 0 | 0 | 21083.8428 | 409.2237 | 13469.0878 | 7205.5313 | 4.5624 | 4.5624 | 0 | 0 | 3.1086e-10 |  | 0 | 1.4183e-09 | 1.4183e-09 | 0 | 1.4183e-09 | 1.4183e-09 | 0 | 0 | 0 | 0 | 0 | Column30: 0 | [29 empty] | 7.3.2.1.3 Advanced weather monitoring and weather stations Weather StationsWLDFRElectric Reliability | WLDFR | HFTD - Distribution - Tier 3 - 5QU CoRE ¦ 1QU LoRE | Non-Red Flag Warning - Large Fires | 2030 | Electric Reliability | 0.74734 | 1419.6506 | 2030 | Mitigation | 0.011149 | 10 | 0 | esc | 0 | 0 | 0.011149 | 0.0083319 | 0.011149 | 0.0083319 | 0.011149 | 0.0083319
[79 empty] | WLDFR | HFTD - Distribution - Tier 3 - 4QU CoRE ¦ 2QU LoRE | Seismic - Non-Red Flag Warning - Catastrophic Fires | 2022 | 0 | 0 | 0 | 0 | 21083.8428 | 409.2237 | 13469.0878 | 7205.5313 | 4.5624 | 4.5624 | 4.5624 | 0 | 3.1086e-10 |  | 0 | 1.4183e-09 | 1.4183e-09 | 0 | 1.4183e-09 | 1.4183e-09 | 0 | 1.4183e-09 | 1.4183e-09 | 0 | 0 | Column30: 0 | [29 empty] | 7.3.2.1.3 Advanced weather monitoring and weather stations Weather StationsWLDFRElectric Reliability | WLDFR | HFTD - Distribution - Tier 3 - 5QU CoRE ¦ 1QU LoRE | Non-Red Flag Warning - Large Fires | 2031 | Electric Reliability | 0.74734 | 1419.6506 | 2031 | Mitigation | 0.011149 | 10 | 0 | esc | 0 | 0 | 0 | 0 | 0.011149 | 0.0083319 | 0.011149 | 0.0083319
[79 empty] | WLDFR | HFTD - Distribution - Tier 3 - 4QU CoRE ¦ 2QU LoRE | Seismic - Non-Red Flag Warning - Catastrophic Fires | 2023 | 0 | 0 | 0 | 0 | 21835.9781 | 428.6023 | 13939.561 | 7467.8148 | 4.7784 | 4.7784 | 4.7784 | 4.7784 | 3.1086e-10 |  | 0 | 1.4854e-09 | 1.4854e-09 | 0 | 1.4854e-09 | 1.4854e-09 | 0 | 1.4854e-09 | 1.4854e-09 | 0 | 1.4854e-09 | Column30: 1.4854e-09 | [29 empty] | 7.3.2.1.3 Advanced weather monitoring and weather stations Weather StationsWLDFRElectric Reliability | WLDFR | HFTD - Distribution - Tier 3 - 5QU CoRE ¦ 1QU LoRE | Non-Red Flag Warning - Large Fires | 2032 | Electric Reliability | 0.74734 | 1419.6506 | 2032 | Mitigation | 0.011149 | 10 | 0 | esc | 0 | 0 | 0 | 0 | 0 | 0 | 0.011149 | 0.0083319
[79 empty] | WLDFR | HFTD - Distribution - Tier 3 - 4QU CoRE ¦ 2QU LoRE | Seismic - Non-Red Flag Warning - Catastrophic Fires | 2024 | 0 | 0 | 0 | 0 | 21835.9781 | 428.6023 | 13939.561 | 7467.8148 | 4.7784 | 4.7784 | 4.7784 | 4.7784 | 3.1086e-10 |  | 0 | 1.4854e-09 | 1.4854e-09 | 0 | 1.4854e-09 | 1.4854e-09 | 0 | 1.4854e-09 | 1.4854e-09 | 0 | 1.4854e-09 | Column30: 1.4854e-09 | [29 empty] | 7.3.2.1.3 Advanced weather monitoring and weather stations Weather StationsWLDFRElectric Reliability | WLDFR | HFTD - Distribution - Tier 3 - 5QU CoRE ¦ 1QU LoRE | Non-Red Flag Warning - Small Fires | 2021 | Electric Reliability | 0.036425 | 1419.6506 | 2021 | Mitigation | 0.011149 | 10 | 0 | esc | 0.011149 | 0.0004061 | 0.011149 | 0.0004061 | 0 | 0 | 0 | 0
[79 empty] | WLDFR | HFTD - Distribution - Tier 3 - 4QU CoRE ¦ 2QU LoRE | Seismic - Non-Red Flag Warning - Catastrophic Fires | 2025 | 0 | 0 | 0 | 0 | 21835.9781 | 428.6023 | 13939.561 | 7467.8148 | 4.7784 | 4.7784 | 4.7784 | 4.7784 | 3.1086e-10 |  | 0 | 1.4854e-09 | 1.4854e-09 | 0 | 1.4854e-09 | 1.4854e-09 | 0 | 1.4854e-09 | 1.4854e-09 | 0 | 1.4854e-09 | Column30: 1.4854e-09 | [29 empty] | 7.3.2.1.3 Advanced weather monitoring and weather stations Weather StationsWLDFRElectric Reliability | WLDFR | HFTD - Distribution - Tier 3 - 5QU CoRE ¦ 1QU LoRE | Non-Red Flag Warning - Small Fires | 2022 | Electric Reliability | 0.036425 | 1419.6506 | 2022 | Mitigation | 0.011149 | 10 | 0 | esc | 0.011149 | 0.0004061 | 0.011149 | 0.0004061 | 0.011149 | 0.0004061 | 0 | 0
[79 empty] | WLDFR | HFTD - Distribution - Tier 3 - 4QU CoRE ¦ 2QU LoRE | Seismic - Non-Red Flag Warning - Catastrophic Fires | 2026 | 0 | 0 | 0 | 0 | 21835.9781 | 428.6023 | 13939.561 | 7467.8148 | 4.7784 | 4.7784 | 4.7784 | 4.7784 | 3.1086e-10 |  | 0 | 1.4854e-09 | 1.4854e-09 | 0 | 1.4854e-09 | 1.4854e-09 | 0 | 1.4854e-09 | 1.4854e-09 | 0 | 1.4854e-09 | Column30: 1.4854e-09 | [29 empty] | 7.3.2.1.3 Advanced weather monitoring and weather stations Weather StationsWLDFRElectric Reliability | WLDFR | HFTD - Distribution - Tier 3 - 5QU CoRE ¦ 1QU LoRE | Non-Red Flag Warning - Small Fires | 2023 | Electric Reliability | 0.03759 | 1419.6506 | 2023 | Mitigation | 0.011149 | 10 | 0 | esc | 0.011149 | 0.00041909 | 0.011149 | 0.00041909 | 0.011149 | 0.00041909 | 0.011149 | 0.00041909
[79 empty] | WLDFR | HFTD - Distribution - Tier 3 - 4QU CoRE ¦ 2QU LoRE | Seismic - Non-Red Flag Warning - Catastrophic Fires | 2027 | 0 | 0 | 0 | 0 | 21835.9781 | 428.6023 | 13939.561 | 7467.8148 | 4.7784 | 4.7784 | 4.7784 | 4.7784 | 3.1086e-10 |  | 0 | 1.4854e-09 | 1.4854e-09 | 0 | 1.4854e-09 | 1.4854e-09 | 0 | 1.4854e-09 | 1.4854e-09 | 0 | 1.4854e-09 | Column30: 1.4854e-09 | [29 empty] | 7.3.2.1.3 Advanced weather monitoring and weather stations Weather StationsWLDFRElectric Reliability | WLDFR | HFTD - Distribution - Tier 3 - 5QU CoRE ¦ 1QU LoRE | Non-Red Flag Warning - Small Fires | 2024 | Electric Reliability | 0.03759 | 1419.6506 | 2024 | Mitigation | 0.011149 | 10 | 0 | esc | 0.011149 | 0.00041909 | 0.011149 | 0.00041909 | 0.011149 | 0.00041909 | 0.011149 | 0.00041909
[79 empty] | WLDFR | HFTD - Distribution - Tier 3 - 4QU CoRE ¦ 2QU LoRE | Seismic - Non-Red Flag Warning - Catastrophic Fires | 2028 | 0 | 0 | 0 | 0 | 22783.187 | 453.261 | 14531.3357 | 7798.5904 | 5.0533 | 5.0533 | 5.0533 | 5.0533 | 3.1086e-10 |  | 0 | 1.5709e-09 | 1.5709e-09 | 0 | 1.5709e-09 | 1.5709e-09 | 0 | 1.5709e-09 | 1.5709e-09 | 0 | 1.5709e-09 | Column30: 1.5709e-09 | [29 empty] | 7.3.2.1.3 Advanced weather monitoring and weather stations Weather StationsWLDFRElectric Reliability | WLDFR | HFTD - Distribution - Tier 3 - 5QU CoRE ¦ 1QU LoRE | Non-Red Flag Warning - Small Fires | 2025 | Electric Reliability | 0.03759 | 1419.6506 | 2025 | Mitigation | 0.011149 | 10 | 0 | esc | 0.011149 | 0.00041909 | 0.011149 | 0.00041909 | 0.011149 | 0.00041909 | 0.011149 | 0.00041909
[79 empty] | WLDFR | HFTD - Distribution - Tier 3 - 4QU CoRE ¦ 2QU LoRE | Seismic - Non-Red Flag Warning - Catastrophic Fires | 2029 | 0 | 0 | 0 | 0 | 22783.187 | 453.261 | 14531.3357 | 7798.5904 | 5.0533 | 5.0533 | 5.0533 | 5.0533 | 3.1086e-10 |  | 0 | 1.5709e-09 | 1.5709e-09 | 0 | 1.5709e-09 | 1.5709e-09 | 0 | 1.5709e-09 | 1.5709e-09 | 0 | 1.5709e-09 | Column30: 1.5709e-09 | [29 empty] | 7.3.2.1.3 Advanced weather monitoring and weather stations Weather StationsWLDFRElectric Reliability | WLDFR | HFTD - Distribution - Tier 3 - 5QU CoRE ¦ 1QU LoRE | Non-Red Flag Warning - Small Fires | 2026 | Electric Reliability | 0.03759 | 1419.6506 | 2026 | Mitigation | 0.011149 | 10 | 0 | esc | 0.011149 | 0.00041909 | 0.011149 | 0.00041909 | 0.011149 | 0.00041909 | 0.011149 | 0.00041909
[79 empty] | WLDFR | HFTD - Distribution - Tier 3 - 4QU CoRE ¦ 2QU LoRE | Seismic - Non-Red Flag Warning - Catastrophic Fires | 2030 | 0 | 0 | 0 | 0 | 22783.187 | 453.261 | 14531.3357 | 7798.5904 | 0 | 5.0533 | 5.0533 | 5.0533 | 3.1086e-10 |  | 0 | 0 | 0 | 0 | 1.5709e-09 | 1.5709e-09 | 0 | 1.5709e-09 | 1.5709e-09 | 0 | 1.5709e-09 | Column30: 1.5709e-09 | [29 empty] | 7.3.2.1.3 Advanced weather monitoring and weather stations Weather StationsWLDFRElectric Reliability | WLDFR | HFTD - Distribution - Tier 3 - 5QU CoRE ¦ 1QU LoRE | Non-Red Flag Warning - Small Fires | 2027 | Electric Reliability | 0.03759 | 1419.6506 | 2027 | Mitigation | 0.011149 | 10 | 0 | esc | 0.011149 | 0.00041909 | 0.011149 | 0.00041909 | 0.011149 | 0.00041909 | 0.011149 | 0.00041909
[79 empty] | WLDFR | HFTD - Distribution - Tier 3 - 4QU CoRE ¦ 2QU LoRE | Seismic - Non-Red Flag Warning - Catastrophic Fires | 2031 | 0 | 0 | 0 | 0 | 22783.187 | 453.261 | 14531.3357 | 7798.5904 | 0 | 0 | 5.0533 | 5.0533 | 3.1086e-10 |  | 0 | 0 | 0 | 0 | 0 | 0 | 0 | 1.5709e-09 | 1.5709e-09 | 0 | 1.5709e-09 | Column30: 1.5709e-09 | [29 empty] | 7.3.2.1.3 Advanced weather monitoring and weather stations Weather StationsWLDFRElectric Reliability | WLDFR | HFTD - Distribution - Tier 3 - 5QU CoRE ¦ 1QU LoRE | Non-Red Flag Warning - Small Fires | 2028 | Electric Reliability | 0.039055 | 1419.6506 | 2028 | Mitigation | 0.011149 | 10 | 0 | esc | 0.011149 | 0.00043542 | 0.011149 | 0.00043542 | 0.011149 | 0.00043542 | 0.011149 | 0.00043542
[79 empty] | WLDFR | HFTD - Distribution - Tier 3 - 4QU CoRE ¦ 2QU LoRE | Seismic - Non-Red Flag Warning - Catastrophic Fires | 2032 | 0 | 0 | 0 | 0 | 22783.187 | 453.261 | 14531.3357 | 7798.5904 | 0 | 0 | 0 | 5.0533 | 3.1086e-10 |  | 0 | 0 | 0 | 0 | 0 | 0 | 0 | 0 | 0 | 0 | 1.5709e-09 | Column30: 1.5709e-09 | [29 empty] | 7.3.2.1.3 Advanced weather monitoring and weather stations Weather StationsWLDFRElectric Reliability | WLDFR | HFTD - Distribution - Tier 3 - 5QU CoRE ¦ 1QU LoRE | Non-Red Flag Warning - Small Fires | 2029 | Electric Reliability | 0.039055 | 1419.6506 | 2029 | Mitigation | 0.011149 | 10 | 0 | esc | 0.011149 | 0.00043542 | 0.011149 | 0.00043542 | 0.011149 | 0.00043542 | 0.011149 | 0.00043542
[79 empty] | WLDFR | HFTD - Distribution - Tier 3 - 4QU CoRE ¦ 2QU LoRE | Seismic - Red Flag Warning - Catastrophic Fires | 2020 | 0 | 0 | 0 | 0 | 21083.8428 | 409.2237 | 13469.0878 | 7205.5313 | 4.5624 | 0 | 0 | 0 | 1.3407e-08 |  | 0 | 6.1168e-08 | 6.1168e-08 | 0 | 0 | 0 | 0 | 0 | 0 | 0 | 0 | Column30: 0 | [29 empty] | 7.3.2.1.3 Advanced weather monitoring and weather stations Weather StationsWLDFRElectric Reliability | WLDFR | HFTD - Distribution - Tier 3 - 5QU CoRE ¦ 1QU LoRE | Non-Red Flag Warning - Small Fires | 2030 | Electric Reliability | 0.039055 | 1419.6506 | 2030 | Mitigation | 0.011149 | 10 | 0 | esc | 0 | 0 | 0.011149 | 0.00043542 | 0.011149 | 0.00043542 | 0.011149 | 0.00043542
[79 empty] | WLDFR | HFTD - Distribution - Tier 3 - 4QU CoRE ¦ 2QU LoRE | Seismic - Red Flag Warning - Catastrophic Fires | 2021 | 0 | 0 | 0 | 0 | 21083.8428 | 409.2237 | 13469.0878 | 7205.5313 | 4.5624 | 4.5624 | 0 | 0 | 1.3407e-08 |  | 0 | 6.1168e-08 | 6.1168e-08 | 0 | 6.1168e-08 | 6.1168e-08 | 0 | 0 | 0 | 0 | 0 | Column30: 0 | [29 empty] | 7.3.2.1.3 Advanced weather monitoring and weather stations Weather StationsWLDFRElectric Reliability | WLDFR | HFTD - Distribution - Tier 3 - 5QU CoRE ¦ 1QU LoRE | Non-Red Flag Warning - Small Fires | 2031 | Electric Reliability | 0.039055 | 1419.6506 | 2031 | Mitigation | 0.011149 | 10 | 0 | esc | 0 | 0 | 0 | 0 | 0.011149 | 0.00043542 | 0.011149 | 0.00043542
[79 empty] | WLDFR | HFTD - Distribution - Tier 3 - 4QU CoRE ¦ 2QU LoRE | Seismic - Red Flag Warning - Catastrophic Fires | 2022 | 0 | 0 | 0 | 0 | 21083.8428 | 409.2237 | 13469.0878 | 7205.5313 | 4.5624 | 4.5624 | 4.5624 | 0 | 1.3407e-08 |  | 0 | 6.1168e-08 | 6.1168e-08 | 0 | 6.1168e-08 | 6.1168e-08 | 0 | 6.1168e-08 | 6.1168e-08 | 0 | 0 | Column30: 0 | [29 empty] | 7.3.2.1.3 Advanced weather monitoring and weather stations Weather StationsWLDFRElectric Reliability | WLDFR | HFTD - Distribution - Tier 3 - 5QU CoRE ¦ 1QU LoRE | Non-Red Flag Warning - Small Fires | 2032 | Electric Reliability | 0.039055 | 1419.6506 | 2032 | Mitigation | 0.011149 | 10 | 0 | esc | 0 | 0 | 0 | 0 | 0 | 0 | 0.011149 | 0.00043542
[79 empty] | WLDFR | HFTD - Distribution - Tier 3 - 4QU CoRE ¦ 2QU LoRE | Seismic - Red Flag Warning - Catastrophic Fires | 2023 | 0 | 0 | 0 | 0 | 21835.9781 | 428.6023 | 13939.561 | 7467.8148 | 4.7784 | 4.7784 | 4.7784 | 4.7784 | 1.3407e-08 |  | 0 | 6.4065e-08 | 6.4065e-08 | 0 | 6.4065e-08 | 6.4065e-08 | 0 | 6.4065e-08 | 6.4065e-08 | 0 | 6.4065e-08 | Column30: 6.4065e-08 | [29 empty] | 7.3.2.1.3 Advanced weather monitoring and weather stations Weather StationsWLDFRElectric Reliability | WLDFR | HFTD - Distribution - Tier 3 - 5QU CoRE ¦ 1QU LoRE | Red Flag Warning - Catastrophic Fires | 2021 | Electric Reliability | 222.2294 | 1419.6506 | 2021 | Mitigation | 0.011149 | 10 | 0 | esc | 0.011149 | 2.4776 | 0.011149 | 2.4776 | 0 | 0 | 0 | 0
[79 empty] | WLDFR | HFTD - Distribution - Tier 3 - 4QU CoRE ¦ 2QU LoRE | Seismic - Red Flag Warning - Catastrophic Fires | 2024 | 0 | 0 | 0 | 0 | 21835.9781 | 428.6023 | 13939.561 | 7467.8148 | 4.7784 | 4.7784 | 4.7784 | 4.7784 | 1.3407e-08 |  | 0 | 6.4065e-08 | 6.4065e-08 | 0 | 6.4065e-08 | 6.4065e-08 | 0 | 6.4065e-08 | 6.4065e-08 | 0 | 6.4065e-08 | Column30: 6.4065e-08 | [29 empty] | 7.3.2.1.3 Advanced weather monitoring and weather stations Weather StationsWLDFRElectric Reliability | WLDFR | HFTD - Distribution - Tier 3 - 5QU CoRE ¦ 1QU LoRE | Red Flag Warning - Catastrophic Fires | 2022 | Electric Reliability | 222.2294 | 1419.6506 | 2022 | Mitigation | 0.011149 | 10 | 0 | esc | 0.011149 | 2.4776 | 0.011149 | 2.4776 | 0.011149 | 2.4776 | 0 | 0
[79 empty] | WLDFR | HFTD - Distribution - Tier 3 - 4QU CoRE ¦ 2QU LoRE | Seismic - Red Flag Warning - Catastrophic Fires | 2025 | 0 | 0 | 0 | 0 | 21835.9781 | 428.6023 | 13939.561 | 7467.8148 | 4.7784 | 4.7784 | 4.7784 | 4.7784 | 1.3407e-08 |  | 0 | 6.4065e-08 | 6.4065e-08 | 0 | 6.4065e-08 | 6.4065e-08 | 0 | 6.4065e-08 | 6.4065e-08 | 0 | 6.4065e-08 | Column30: 6.4065e-08 | [29 empty] | 7.3.2.1.3 Advanced weather monitoring and weather stations Weather StationsWLDFRElectric Reliability | WLDFR | HFTD - Distribution - Tier 3 - 5QU CoRE ¦ 1QU LoRE | Red Flag Warning - Catastrophic Fires | 2023 | Electric Reliability | 233.2301 | 1419.6506 | 2023 | Mitigation | 0.011149 | 10 | 0 | esc | 0.011149 | 2.6002 | 0.011149 | 2.6002 | 0.011149 | 2.6002 | 0.011149 | 2.6002
[79 empty] | WLDFR | HFTD - Distribution - Tier 3 - 4QU CoRE ¦ 2QU LoRE | Seismic - Red Flag Warning - Catastrophic Fires | 2026 | 0 | 0 | 0 | 0 | 21835.9781 | 428.6023 | 13939.561 | 7467.8148 | 4.7784 | 4.7784 | 4.7784 | 4.7784 | 1.3407e-08 |  | 0 | 6.4065e-08 | 6.4065e-08 | 0 | 6.4065e-08 | 6.4065e-08 | 0 | 6.4065e-08 | 6.4065e-08 | 0 | 6.4065e-08 | Column30: 6.4065e-08 | [29 empty] | 7.3.2.1.3 Advanced weather monitoring and weather stations Weather StationsWLDFRElectric Reliability | WLDFR | HFTD - Distribution - Tier 3 - 5QU CoRE ¦ 1QU LoRE | Red Flag Warning - Catastrophic Fires | 2024 | Electric Reliability | 233.2301 | 1419.6506 | 2024 | Mitigation | 0.011149 | 10 | 0 | esc | 0.011149 | 2.6002 | 0.011149 | 2.6002 | 0.011149 | 2.6002 | 0.011149 | 2.6002
[79 empty] | WLDFR | HFTD - Distribution - Tier 3 - 4QU CoRE ¦ 2QU LoRE | Seismic - Red Flag Warning - Catastrophic Fires | 2027 | 0 | 0 | 0 | 0 | 21835.9781 | 428.6023 | 13939.561 | 7467.8148 | 4.7784 | 4.7784 | 4.7784 | 4.7784 | 1.3407e-08 |  | 0 | 6.4065e-08 | 6.4065e-08 | 0 | 6.4065e-08 | 6.4065e-08 | 0 | 6.4065e-08 | 6.4065e-08 | 0 | 6.4065e-08 | Column30: 6.4065e-08 | [29 empty] | 7.3.2.1.3 Advanced weather monitoring and weather stations Weather StationsWLDFRElectric Reliability | WLDFR | HFTD - Distribution - Tier 3 - 5QU CoRE ¦ 1QU LoRE | Red Flag Warning - Catastrophic Fires | 2025 | Electric Reliability | 233.2301 | 1419.6506 | 2025 | Mitigation | 0.011149 | 10 | 0 | esc | 0.011149 | 2.6002 | 0.011149 | 2.6002 | 0.011149 | 2.6002 | 0.011149 | 2.6002
[79 empty] | WLDFR | HFTD - Distribution - Tier 3 - 4QU CoRE ¦ 2QU LoRE | Seismic - Red Flag Warning - Catastrophic Fires | 2028 | 0 | 0 | 0 | 0 | 22783.187 | 453.261 | 14531.3357 | 7798.5904 | 5.0533 | 5.0533 | 5.0533 | 5.0533 | 1.3407e-08 |  | 0 | 6.7751e-08 | 6.7751e-08 | 0 | 6.7751e-08 | 6.7751e-08 | 0 | 6.7751e-08 | 6.7751e-08 | 0 | 6.7751e-08 | Column30: 6.7751e-08 | [29 empty] | 7.3.2.1.3 Advanced weather monitoring and weather stations Weather StationsWLDFRElectric Reliability | WLDFR | HFTD - Distribution - Tier 3 - 5QU CoRE ¦ 1QU LoRE | Red Flag Warning - Catastrophic Fires | 2026 | Electric Reliability | 233.2301 | 1419.6506 | 2026 | Mitigation | 0.011149 | 10 | 0 | esc | 0.011149 | 2.6002 | 0.011149 | 2.6002 | 0.011149 | 2.6002 | 0.011149 | 2.6002
[79 empty] | WLDFR | HFTD - Distribution - Tier 3 - 4QU CoRE ¦ 2QU LoRE | Seismic - Red Flag Warning - Catastrophic Fires | 2029 | 0 | 0 | 0 | 0 | 22783.187 | 453.261 | 14531.3357 | 7798.5904 | 5.0533 | 5.0533 | 5.0533 | 5.0533 | 1.3407e-08 |  | 0 | 6.7751e-08 | 6.7751e-08 | 0 | 6.7751e-08 | 6.7751e-08 | 0 | 6.7751e-08 | 6.7751e-08 | 0 | 6.7751e-08 | Column30: 6.7751e-08 | [29 empty] | 7.3.2.1.3 Advanced weather monitoring and weather stations Weather StationsWLDFRElectric Reliability | WLDFR | HFTD - Distribution - Tier 3 - 5QU CoRE ¦ 1QU LoRE | Red Flag Warning - Catastrophic Fires | 2027 | Electric Reliability | 233.2301 | 1419.6506 | 2027 | Mitigation | 0.011149 | 10 | 0 | esc | 0.011149 | 2.6002 | 0.011149 | 2.6002 | 0.011149 | 2.6002 | 0.011149 | 2.6002
[79 empty] | WLDFR | HFTD - Distribution - Tier 3 - 4QU CoRE ¦ 2QU LoRE | Seismic - Red Flag Warning - Catastrophic Fires | 2030 | 0 | 0 | 0 | 0 | 22783.187 | 453.261 | 14531.3357 | 7798.5904 | 0 | 5.0533 | 5.0533 | 5.0533 | 1.3407e-08 |  | 0 | 0 | 0 | 0 | 6.7751e-08 | 6.7751e-08 | 0 | 6.7751e-08 | 6.7751e-08 | 0 | 6.7751e-08 | Column30: 6.7751e-08 | [29 empty] | 7.3.2.1.3 Advanced weather monitoring and weather stations Weather StationsWLDFRElectric Reliability | WLDFR | HFTD - Distribution - Tier 3 - 5QU CoRE ¦ 1QU LoRE | Red Flag Warning - Catastrophic Fires | 2028 | Electric Reliability | 247.273 | 1419.6506 | 2028 | Mitigation | 0.011149 | 10 | 0 | esc | 0.011149 | 2.7568 | 0.011149 | 2.7568 | 0.011149 | 2.7568 | 0.011149 | 2.7568
[79 empty] | WLDFR | HFTD - Distribution - Tier 3 - 4QU CoRE ¦ 2QU LoRE | Seismic - Red Flag Warning - Catastrophic Fires | 2031 | 0 | 0 | 0 | 0 | 22783.187 | 453.261 | 14531.3357 | 7798.5904 | 0 | 0 | 5.0533 | 5.0533 | 1.3407e-08 |  | 0 | 0 | 0 | 0 | 0 | 0 | 0 | 6.7751e-08 | 6.7751e-08 | 0 | 6.7751e-08 | Column30: 6.7751e-08 | [29 empty] | 7.3.2.1.3 Advanced weather monitoring and weather stations Weather StationsWLDFRElectric Reliability | WLDFR | HFTD - Distribution - Tier 3 - 5QU CoRE ¦ 1QU LoRE | Red Flag Warning - Catastrophic Fires | 2029 | Electric Reliability | 247.273 | 1419.6506 | 2029 | Mitigation | 0.011149 | 10 | 0 | esc | 0.011149 | 2.7568 | 0.011149 | 2.7568 | 0.011149 | 2.7568 | 0.011149 | 2.7568
[79 empty] | WLDFR | HFTD - Distribution - Tier 3 - 4QU CoRE ¦ 2QU LoRE | Seismic - Red Flag Warning - Catastrophic Fires | 2032 | 0 | 0 | 0 | 0 | 22783.187 | 453.261 | 14531.3357 | 7798.5904 | 0 | 0 | 0 | 5.0533 | 1.3407e-08 |  | 0 | 0 | 0 | 0 | 0 | 0 | 0 | 0 | 0 | 0 | 6.7751e-08 | Column30: 6.7751e-08 | [29 empty] | 7.3.2.1.3 Advanced weather monitoring and weather stations Weather StationsWLDFRElectric Reliability | WLDFR | HFTD - Distribution - Tier 3 - 5QU CoRE ¦ 1QU LoRE | Red Flag Warning - Catastrophic Fires | 2030 | Electric Reliability | 247.273 | 1419.6506 | 2030 | Mitigation | 0.011149 | 10 | 0 | esc | 0 | 0 | 0.011149 | 2.7568 | 0.011149 | 2.7568 | 0.011149 | 2.7568
[79 empty] | WLDFR | HFTD - Distribution - Tier 3 - 4QU CoRE ¦ 3QU LoRE | Non-Red Flag Warning - Catastrophic Fires | 2020 | 0 | 0 | 0 | 0 | 14146.1306 | 222.2294 | 8585.7228 | 5338.1784 | 2.4776 | 0 | 0 | 0 | 4.0401e-07 |  | 0 | 1.001e-06 | 1.001e-06 | 0 | 0 | 0 | 0 | 0 | 0 | 0 | 0 | Column30: 0 | [29 empty] | 7.3.2.1.3 Advanced weather monitoring and weather stations Weather StationsWLDFRElectric Reliability | WLDFR | HFTD - Distribution - Tier 3 - 5QU CoRE ¦ 1QU LoRE | Red Flag Warning - Catastrophic Fires | 2031 | Electric Reliability | 247.273 | 1419.6506 | 2031 | Mitigation | 0.011149 | 10 | 0 | esc | 0 | 0 | 0 | 0 | 0.011149 | 2.7568 | 0.011149 | 2.7568
[79 empty] | WLDFR | HFTD - Distribution - Tier 3 - 4QU CoRE ¦ 3QU LoRE | Non-Red Flag Warning - Catastrophic Fires | 2021 | 0 | 0 | 0 | 0 | 14146.1306 | 222.2294 | 8585.7228 | 5338.1784 | 2.4776 | 2.4776 | 0 | 0 | 4.0401e-07 |  | 0 | 1.001e-06 | 1.001e-06 | 0 | 1.001e-06 | 1.001e-06 | 0 | 0 | 0 | 0 | 0 | Column30: 0 | [29 empty] | 7.3.2.1.3 Advanced weather monitoring and weather stations Weather StationsWLDFRElectric Reliability | WLDFR | HFTD - Distribution - Tier 3 - 5QU CoRE ¦ 1QU LoRE | Red Flag Warning - Catastrophic Fires | 2032 | Electric Reliability | 247.273 | 1419.6506 | 2032 | Mitigation | 0.011149 | 10 | 0 | esc | 0 | 0 | 0 | 0 | 0 | 0 | 0.011149 | 2.7568
[79 empty] | WLDFR | HFTD - Distribution - Tier 3 - 4QU CoRE ¦ 3QU LoRE | Non-Red Flag Warning - Catastrophic Fires | 2022 | 0 | 0 | 0 | 0 | 14146.1306 | 222.2294 | 8585.7228 | 5338.1784 | 2.4776 | 2.4776 | 2.4776 | 0 | 4.0401e-07 |  | 0 | 1.001e-06 | 1.001e-06 | 0 | 1.001e-06 | 1.001e-06 | 0 | 1.001e-06 | 1.001e-06 | 0 | 0 | Column30: 0 | [29 empty] | 7.3.2.1.3 Advanced weather monitoring and weather stations Weather StationsWLDFRElectric Reliability | WLDFR | HFTD - Distribution - Tier 3 - 5QU CoRE ¦ 1QU LoRE | Red Flag Warning - Destructive Fires | 2021 | Electric Reliability | 222.2294 | 1419.6506 | 2021 | Mitigation | 0.011149 | 10 | 0 | esc | 0.011149 | 2.4776 | 0.011149 | 2.4776 | 0 | 0 | 0 | 0
[79 empty] | WLDFR | HFTD - Distribution - Tier 3 - 4QU CoRE ¦ 3QU LoRE | Non-Red Flag Warning - Catastrophic Fires | 2023 | 0 | 0 | 0 | 0 | 14664.6376 | 233.2301 | 8896.516 | 5534.8915 | 2.6002 | 2.6002 | 2.6002 | 2.6002 | 4.0401e-07 |  | 0 | 1.0505e-06 | 1.0505e-06 | 0 | 1.0505e-06 | 1.0505e-06 | 0 | 1.0505e-06 | 1.0505e-06 | 0 | 1.0505e-06 | Column30: 1.0505e-06 | [29 empty] | 7.3.2.1.3 Advanced weather monitoring and weather stations Weather StationsWLDFRElectric Reliability | WLDFR | HFTD - Distribution - Tier 3 - 5QU CoRE ¦ 1QU LoRE | Red Flag Warning - Destructive Fires | 2022 | Electric Reliability | 222.2294 | 1419.6506 | 2022 | Mitigation | 0.011149 | 10 | 0 | esc | 0.011149 | 2.4776 | 0.011149 | 2.4776 | 0.011149 | 2.4776 | 0 | 0
[79 empty] | WLDFR | HFTD - Distribution - Tier 3 - 4QU CoRE ¦ 3QU LoRE | Non-Red Flag Warning - Catastrophic Fires | 2024 | 0 | 0 | 0 | 0 | 14664.6376 | 233.2301 | 8896.516 | 5534.8915 | 2.6002 | 2.6002 | 2.6002 | 2.6002 | 4.0401e-07 |  | 0 | 1.0505e-06 | 1.0505e-06 | 0 | 1.0505e-06 | 1.0505e-06 | 0 | 1.0505e-06 | 1.0505e-06 | 0 | 1.0505e-06 | Column30: 1.0505e-06 | [29 empty] | 7.3.2.1.3 Advanced weather monitoring and weather stations Weather StationsWLDFRElectric Reliability | WLDFR | HFTD - Distribution - Tier 3 - 5QU CoRE ¦ 1QU LoRE | Red Flag Warning - Destructive Fires | 2023 | Electric Reliability | 233.2301 | 1419.6506 | 2023 | Mitigation | 0.011149 | 10 | 0 | esc | 0.011149 | 2.6002 | 0.011149 | 2.6002 | 0.011149 | 2.6002 | 0.011149 | 2.6002
[79 empty] | WLDFR | HFTD - Distribution - Tier 3 - 4QU CoRE ¦ 3QU LoRE | Non-Red Flag Warning - Catastrophic Fires | 2025 | 0 | 0 | 0 | 0 | 14664.6376 | 233.2301 | 8896.516 | 5534.8915 | 2.6002 | 2.6002 | 2.6002 | 2.6002 | 4.0401e-07 |  | 0 | 1.0505e-06 | 1.0505e-06 | 0 | 1.0505e-06 | 1.0505e-06 | 0 | 1.0505e-06 | 1.0505e-06 | 0 | 1.0505e-06 | Column30: 1.0505e-06 | [29 empty] | 7.3.2.1.3 Advanced weather monitoring and weather stations Weather StationsWLDFRElectric Reliability | WLDFR | HFTD - Distribution - Tier 3 - 5QU CoRE ¦ 1QU LoRE | Red Flag Warning - Destructive Fires | 2024 | Electric Reliability | 233.2301 | 1419.6506 | 2024 | Mitigation | 0.011149 | 10 | 0 | esc | 0.011149 | 2.6002 | 0.011149 | 2.6002 | 0.011149 | 2.6002 | 0.011149 | 2.6002
[79 empty] | WLDFR | HFTD - Distribution - Tier 3 - 4QU CoRE ¦ 3QU LoRE | Non-Red Flag Warning - Catastrophic Fires | 2026 | 0 | 0 | 0 | 0 | 14664.6376 | 233.2301 | 8896.516 | 5534.8915 | 2.6002 | 2.6002 | 2.6002 | 2.6002 | 4.0401e-07 |  | 0 | 1.0505e-06 | 1.0505e-06 | 0 | 1.0505e-06 | 1.0505e-06 | 0 | 1.0505e-06 | 1.0505e-06 | 0 | 1.0505e-06 | Column30: 1.0505e-06 | [29 empty] | 7.3.2.1.3 Advanced weather monitoring and weather stations Weather StationsWLDFRElectric Reliability | WLDFR | HFTD - Distribution - Tier 3 - 5QU CoRE ¦ 1QU LoRE | Red Flag Warning - Destructive Fires | 2025 | Electric Reliability | 233.2301 | 1419.6506 | 2025 | Mitigation | 0.011149 | 10 | 0 | esc | 0.011149 | 2.6002 | 0.011149 | 2.6002 | 0.011149 | 2.6002 | 0.011149 | 2.6002
[79 empty] | WLDFR | HFTD - Distribution - Tier 3 - 4QU CoRE ¦ 3QU LoRE | Non-Red Flag Warning - Catastrophic Fires | 2027 | 0 | 0 | 0 | 0 | 14664.6376 | 233.2301 | 8896.516 | 5534.8915 | 2.6002 | 2.6002 | 2.6002 | 2.6002 | 4.0401e-07 |  | 0 | 1.0505e-06 | 1.0505e-06 | 0 | 1.0505e-06 | 1.0505e-06 | 0 | 1.0505e-06 | 1.0505e-06 | 0 | 1.0505e-06 | Column30: 1.0505e-06 | [29 empty] | 7.3.2.1.3 Advanced weather monitoring and weather stations Weather StationsWLDFRElectric Reliability | WLDFR | HFTD - Distribution - Tier 3 - 5QU CoRE ¦ 1QU LoRE | Red Flag Warning - Destructive Fires | 2026 | Electric Reliability | 233.2301 | 1419.6506 | 2026 | Mitigation | 0.011149 | 10 | 0 | esc | 0.011149 | 2.6002 | 0.011149 | 2.6002 | 0.011149 | 2.6002 | 0.011149 | 2.6002
[79 empty] | WLDFR | HFTD - Distribution - Tier 3 - 4QU CoRE ¦ 3QU LoRE | Non-Red Flag Warning - Catastrophic Fires | 2028 | 0 | 0 | 0 | 0 | 15317.9909 | 247.273 | 9287.6491 | 5783.0689 | 2.7568 | 2.7568 | 2.7568 | 2.7568 | 4.0401e-07 |  | 0 | 1.1138e-06 | 1.1138e-06 | 0 | 1.1138e-06 | 1.1138e-06 | 0 | 1.1138e-06 | 1.1138e-06 | 0 | 1.1138e-06 | Column30: 1.1138e-06 | [29 empty] | 7.3.2.1.3 Advanced weather monitoring and weather stations Weather StationsWLDFRElectric Reliability | WLDFR | HFTD - Distribution - Tier 3 - 5QU CoRE ¦ 1QU LoRE | Red Flag Warning - Destructive Fires | 2027 | Electric Reliability | 233.2301 | 1419.6506 | 2027 | Mitigation | 0.011149 | 10 | 0 | esc | 0.011149 | 2.6002 | 0.011149 | 2.6002 | 0.011149 | 2.6002 | 0.011149 | 2.6002
[79 empty] | WLDFR | HFTD - Distribution - Tier 3 - 4QU CoRE ¦ 3QU LoRE | Non-Red Flag Warning - Catastrophic Fires | 2029 | 0 | 0 | 0 | 0 | 15317.9909 | 247.273 | 9287.6491 | 5783.0689 | 2.7568 | 2.7568 | 2.7568 | 2.7568 | 4.0401e-07 |  | 0 | 1.1138e-06 | 1.1138e-06 | 0 | 1.1138e-06 | 1.1138e-06 | 0 | 1.1138e-06 | 1.1138e-06 | 0 | 1.1138e-06 | Column30: 1.1138e-06 | [29 empty] | 7.3.2.1.3 Advanced weather monitoring and weather stations Weather StationsWLDFRElectric Reliability | WLDFR | HFTD - Distribution - Tier 3 - 5QU CoRE ¦ 1QU LoRE | Red Flag Warning - Destructive Fires | 2028 | Electric Reliability | 247.273 | 1419.6506 | 2028 | Mitigation | 0.011149 | 10 | 0 | esc | 0.011149 | 2.7568 | 0.011149 | 2.7568 | 0.011149 | 2.7568 | 0.011149 | 2.7568
[79 empty] | WLDFR | HFTD - Distribution - Tier 3 - 4QU CoRE ¦ 3QU LoRE | Non-Red Flag Warning - Catastrophic Fires | 2030 | 0 | 0 | 0 | 0 | 15317.9909 | 247.273 | 9287.6491 | 5783.0689 | 0 | 2.7568 | 2.7568 | 2.7568 | 4.0401e-07 |  | 0 | 0 | 0 | 0 | 1.1138e-06 | 1.1138e-06 | 0 | 1.1138e-06 | 1.1138e-06 | 0 | 1.1138e-06 | Column30: 1.1138e-06 | [29 empty] | 7.3.2.1.3 Advanced weather monitoring and weather stations Weather StationsWLDFRElectric Reliability | WLDFR | HFTD - Distribution - Tier 3 - 5QU CoRE ¦ 1QU LoRE | Red Flag Warning - Destructive Fires | 2029 | Electric Reliability | 247.273 | 1419.6506 | 2029 | Mitigation | 0.011149 | 10 | 0 | esc | 0.011149 | 2.7568 | 0.011149 | 2.7568 | 0.011149 | 2.7568 | 0.011149 | 2.7568
[79 empty] | WLDFR | HFTD - Distribution - Tier 3 - 4QU CoRE ¦ 3QU LoRE | Non-Red Flag Warning - Catastrophic Fires | 2031 | 0 | 0 | 0 | 0 | 15317.9909 | 247.273 | 9287.6491 | 5783.0689 | 0 | 0 | 2.7568 | 2.7568 | 4.0401e-07 |  | 0 | 0 | 0 | 0 | 0 | 0 | 0 | 1.1138e-06 | 1.1138e-06 | 0 | 1.1138e-06 | Column30: 1.1138e-06 | [29 empty] | 7.3.2.1.3 Advanced weather monitoring and weather stations Weather StationsWLDFRElectric Reliability | WLDFR | HFTD - Distribution - Tier 3 - 5QU CoRE ¦ 1QU LoRE | Red Flag Warning - Destructive Fires | 2030 | Electric Reliability | 247.273 | 1419.6506 | 2030 | Mitigation | 0.011149 | 10 | 0 | esc | 0 | 0 | 0.011149 | 2.7568 | 0.011149 | 2.7568 | 0.011149 | 2.7568
[79 empty] | WLDFR | HFTD - Distribution - Tier 3 - 4QU CoRE ¦ 3QU LoRE | Non-Red Flag Warning - Catastrophic Fires | 2032 | 0 | 0 | 0 | 0 | 15317.9909 | 247.273 | 9287.6491 | 5783.0689 | 0 | 0 | 0 | 2.7568 | 4.0401e-07 |  | 0 | 0 | 0 | 0 | 0 | 0 | 0 | 0 | 0 | 0 | 1.1138e-06 | Column30: 1.1138e-06 | [29 empty] | 7.3.2.1.3 Advanced weather monitoring and weather stations Weather StationsWLDFRElectric Reliability | WLDFR | HFTD - Distribution - Tier 3 - 5QU CoRE ¦ 1QU LoRE | Red Flag Warning - Destructive Fires | 2031 | Electric Reliability | 247.273 | 1419.6506 | 2031 | Mitigation | 0.011149 | 10 | 0 | esc | 0 | 0 | 0 | 0 | 0.011149 | 2.7568 | 0.011149 | 2.7568
[79 empty] | WLDFR | HFTD - Distribution - Tier 3 - 4QU CoRE ¦ 3QU LoRE | Non-Red Flag Warning - Destructive Fires | 2020 | 0 | 0 | 0 | 0 | 8807.9522 | 222.2294 | 8585.7228 | 0 | 2.4776 | 0 | 0 | 0 | 4.8138e-07 |  | 0 | 1.1927e-06 | 1.1927e-06 | 0 | 0 | 0 | 0 | 0 | 0 | 0 | 0 | Column30: 0 | [29 empty] | 7.3.2.1.3 Advanced weather monitoring and weather stations Weather StationsWLDFRElectric Reliability | WLDFR | HFTD - Distribution - Tier 3 - 5QU CoRE ¦ 1QU LoRE | Red Flag Warning - Destructive Fires | 2032 | Electric Reliability | 247.273 | 1419.6506 | 2032 | Mitigation | 0.011149 | 10 | 0 | esc | 0 | 0 | 0 | 0 | 0 | 0 | 0.011149 | 2.7568
[79 empty] | WLDFR | HFTD - Distribution - Tier 3 - 4QU CoRE ¦ 3QU LoRE | Non-Red Flag Warning - Destructive Fires | 2021 | 0 | 0 | 0 | 0 | 8807.9522 | 222.2294 | 8585.7228 | 0 | 2.4776 | 2.4776 | 0 | 0 | 4.8138e-07 |  | 0 | 1.1927e-06 | 1.1927e-06 | 0 | 1.1927e-06 | 1.1927e-06 | 0 | 0 | 0 | 0 | 0 | Column30: 0 | [29 empty] | 7.3.2.1.3 Advanced weather monitoring and weather stations Weather StationsWLDFRElectric Reliability | WLDFR | HFTD - Distribution - Tier 3 - 5QU CoRE ¦ 1QU LoRE | Red Flag Warning - Large Fires | 2021 | Electric Reliability | 0.69642 | 1419.6506 | 2021 | Mitigation | 0.011149 | 10 | 0 | esc | 0.011149 | 0.0077642 | 0.011149 | 0.0077642 | 0 | 0 | 0 | 0
[79 empty] | WLDFR | HFTD - Distribution - Tier 3 - 4QU CoRE ¦ 3QU LoRE | Non-Red Flag Warning - Destructive Fires | 2022 | 0 | 0 | 0 | 0 | 8807.9522 | 222.2294 | 8585.7228 | 0 | 2.4776 | 2.4776 | 2.4776 | 0 | 4.8138e-07 |  | 0 | 1.1927e-06 | 1.1927e-06 | 0 | 1.1927e-06 | 1.1927e-06 | 0 | 1.1927e-06 | 1.1927e-06 | 0 | 0 | Column30: 0 | [29 empty] | 7.3.2.1.3 Advanced weather monitoring and weather stations Weather StationsWLDFRElectric Reliability | WLDFR | HFTD - Distribution - Tier 3 - 5QU CoRE ¦ 1QU LoRE | Red Flag Warning - Large Fires | 2022 | Electric Reliability | 0.69642 | 1419.6506 | 2022 | Mitigation | 0.011149 | 10 | 0 | esc | 0.011149 | 0.0077642 | 0.011149 | 0.0077642 | 0.011149 | 0.0077642 | 0 | 0
[79 empty] | WLDFR | HFTD - Distribution - Tier 3 - 4QU CoRE ¦ 3QU LoRE | Non-Red Flag Warning - Destructive Fires | 2023 | 0 | 0 | 0 | 0 | 9129.7461 | 233.2301 | 8896.516 | 0 | 2.6002 | 2.6002 | 2.6002 | 2.6002 | 4.8138e-07 |  | 0 | 1.2517e-06 | 1.2517e-06 | 0 | 1.2517e-06 | 1.2517e-06 | 0 | 1.2517e-06 | 1.2517e-06 | 0 | 1.2517e-06 | Column30: 1.2517e-06 | [29 empty] | 7.3.2.1.3 Advanced weather monitoring and weather stations Weather StationsWLDFRElectric Reliability | WLDFR | HFTD - Distribution - Tier 3 - 5QU CoRE ¦ 1QU LoRE | Red Flag Warning - Large Fires | 2023 | Electric Reliability | 0.71896 | 1419.6506 | 2023 | Mitigation | 0.011149 | 10 | 0 | esc | 0.011149 | 0.0080156 | 0.011149 | 0.0080156 | 0.011149 | 0.0080156 | 0.011149 | 0.0080156
[79 empty] | WLDFR | HFTD - Distribution - Tier 3 - 4QU CoRE ¦ 3QU LoRE | Non-Red Flag Warning - Destructive Fires | 2024 | 0 | 0 | 0 | 0 | 9129.7461 | 233.2301 | 8896.516 | 0 | 2.6002 | 2.6002 | 2.6002 | 2.6002 | 4.8138e-07 |  | 0 | 1.2517e-06 | 1.2517e-06 | 0 | 1.2517e-06 | 1.2517e-06 | 0 | 1.2517e-06 | 1.2517e-06 | 0 | 1.2517e-06 | Column30: 1.2517e-06 | [29 empty] | 7.3.2.1.3 Advanced weather monitoring and weather stations Weather StationsWLDFRElectric Reliability | WLDFR | HFTD - Distribution - Tier 3 - 5QU CoRE ¦ 1QU LoRE | Red Flag Warning - Large Fires | 2024 | Electric Reliability | 0.71896 | 1419.6506 | 2024 | Mitigation | 0.011149 | 10 | 0 | esc | 0.011149 | 0.0080156 | 0.011149 | 0.0080156 | 0.011149 | 0.0080156 | 0.011149 | 0.0080156
[79 empty] | WLDFR | HFTD - Distribution - Tier 3 - 4QU CoRE ¦ 3QU LoRE | Non-Red Flag Warning - Destructive Fires | 2025 | 0 | 0 | 0 | 0 | 9129.7461 | 233.2301 | 8896.516 | 0 | 2.6002 | 2.6002 | 2.6002 | 2.6002 | 4.8138e-07 |  | 0 | 1.2517e-06 | 1.2517e-06 | 0 | 1.2517e-06 | 1.2517e-06 | 0 | 1.2517e-06 | 1.2517e-06 | 0 | 1.2517e-06 | Column30: 1.2517e-06 | [29 empty] | 7.3.2.1.3 Advanced weather monitoring and weather stations Weather StationsWLDFRElectric Reliability | WLDFR | HFTD - Distribution - Tier 3 - 5QU CoRE ¦ 1QU LoRE | Red Flag Warning - Large Fires | 2025 | Electric Reliability | 0.71896 | 1419.6506 | 2025 | Mitigation | 0.011149 | 10 | 0 | esc | 0.011149 | 0.0080156 | 0.011149 | 0.0080156 | 0.011149 | 0.0080156 | 0.011149 | 0.0080156
[79 empty] | WLDFR | HFTD - Distribution - Tier 3 - 4QU CoRE ¦ 3QU LoRE | Non-Red Flag Warning - Destructive Fires | 2026 | 0 | 0 | 0 | 0 | 9129.7461 | 233.2301 | 8896.516 | 0 | 2.6002 | 2.6002 | 2.6002 | 2.6002 | 4.8138e-07 |  | 0 | 1.2517e-06 | 1.2517e-06 | 0 | 1.2517e-06 | 1.2517e-06 | 0 | 1.2517e-06 | 1.2517e-06 | 0 | 1.2517e-06 | Column30: 1.2517e-06 | [29 empty] | 7.3.2.1.3 Advanced weather monitoring and weather stations Weather StationsWLDFRElectric Reliability | WLDFR | HFTD - Distribution - Tier 3 - 5QU CoRE ¦ 1QU LoRE | Red Flag Warning - Large Fires | 2026 | Electric Reliability | 0.71896 | 1419.6506 | 2026 | Mitigation | 0.011149 | 10 | 0 | esc | 0.011149 | 0.0080156 | 0.011149 | 0.0080156 | 0.011149 | 0.0080156 | 0.011149 | 0.0080156
[79 empty] | WLDFR | HFTD - Distribution - Tier 3 - 4QU CoRE ¦ 3QU LoRE | Non-Red Flag Warning - Destructive Fires | 2027 | 0 | 0 | 0 | 0 | 9129.7461 | 233.2301 | 8896.516 | 0 | 2.6002 | 2.6002 | 2.6002 | 2.6002 | 4.8138e-07 |  | 0 | 1.2517e-06 | 1.2517e-06 | 0 | 1.2517e-06 | 1.2517e-06 | 0 | 1.2517e-06 | 1.2517e-06 | 0 | 1.2517e-06 | Column30: 1.2517e-06 | [29 empty] | 7.3.2.1.3 Advanced weather monitoring and weather stations Weather StationsWLDFRElectric Reliability | WLDFR | HFTD - Distribution - Tier 3 - 5QU CoRE ¦ 1QU LoRE | Red Flag Warning - Large Fires | 2027 | Electric Reliability | 0.71896 | 1419.6506 | 2027 | Mitigation | 0.011149 | 10 | 0 | esc | 0.011149 | 0.0080156 | 0.011149 | 0.0080156 | 0.011149 | 0.0080156 | 0.011149 | 0.0080156
[79 empty] | WLDFR | HFTD - Distribution - Tier 3 - 4QU CoRE ¦ 3QU LoRE | Non-Red Flag Warning - Destructive Fires | 2028 | 0 | 0 | 0 | 0 | 9534.9221 | 247.273 | 9287.6491 | 0 | 2.7568 | 2.7568 | 2.7568 | 2.7568 | 4.8138e-07 |  | 0 | 1.3271e-06 | 1.3271e-06 | 0 | 1.3271e-06 | 1.3271e-06 | 0 | 1.3271e-06 | 1.3271e-06 | 0 | 1.3271e-06 | Column30: 1.3271e-06 | [29 empty] | 7.3.2.1.3 Advanced weather monitoring and weather stations Weather StationsWLDFRElectric Reliability | WLDFR | HFTD - Distribution - Tier 3 - 5QU CoRE ¦ 1QU LoRE | Red Flag Warning - Large Fires | 2028 | Electric Reliability | 0.74734 | 1419.6506 | 2028 | Mitigation | 0.011149 | 10 | 0 | esc | 0.011149 | 0.0083319 | 0.011149 | 0.0083319 | 0.011149 | 0.0083319 | 0.011149 | 0.0083319
[79 empty] | WLDFR | HFTD - Distribution - Tier 3 - 4QU CoRE ¦ 3QU LoRE | Non-Red Flag Warning - Destructive Fires | 2029 | 0 | 0 | 0 | 0 | 9534.9221 | 247.273 | 9287.6491 | 0 | 2.7568 | 2.7568 | 2.7568 | 2.7568 | 4.8138e-07 |  | 0 | 1.3271e-06 | 1.3271e-06 | 0 | 1.3271e-06 | 1.3271e-06 | 0 | 1.3271e-06 | 1.3271e-06 | 0 | 1.3271e-06 | Column30: 1.3271e-06 | [29 empty] | 7.3.2.1.3 Advanced weather monitoring and weather stations Weather StationsWLDFRElectric Reliability | WLDFR | HFTD - Distribution - Tier 3 - 5QU CoRE ¦ 1QU LoRE | Red Flag Warning - Large Fires | 2029 | Electric Reliability | 0.74734 | 1419.6506 | 2029 | Mitigation | 0.011149 | 10 | 0 | esc | 0.011149 | 0.0083319 | 0.011149 | 0.0083319 | 0.011149 | 0.0083319 | 0.011149 | 0.0083319
[79 empty] | WLDFR | HFTD - Distribution - Tier 3 - 4QU CoRE ¦ 3QU LoRE | Non-Red Flag Warning - Destructive Fires | 2030 | 0 | 0 | 0 | 0 | 9534.9221 | 247.273 | 9287.6491 | 0 | 0 | 2.7568 | 2.7568 | 2.7568 | 4.8138e-07 |  | 0 | 0 | 0 | 0 | 1.3271e-06 | 1.3271e-06 | 0 | 1.3271e-06 | 1.3271e-06 | 0 | 1.3271e-06 | Column30: 1.3271e-06 | [29 empty] | 7.3.2.1.3 Advanced weather monitoring and weather stations Weather StationsWLDFRElectric Reliability | WLDFR | HFTD - Distribution - Tier 3 - 5QU CoRE ¦ 1QU LoRE | Red Flag Warning - Large Fires | 2030 | Electric Reliability | 0.74734 | 1419.6506 | 2030 | Mitigation | 0.011149 | 10 | 0 | esc | 0 | 0 | 0.011149 | 0.0083319 | 0.011149 | 0.0083319 | 0.011149 | 0.0083319
[79 empty] | WLDFR | HFTD - Distribution - Tier 3 - 4QU CoRE ¦ 3QU LoRE | Non-Red Flag Warning - Destructive Fires | 2031 | 0 | 0 | 0 | 0 | 9534.9221 | 247.273 | 9287.6491 | 0 | 0 | 0 | 2.7568 | 2.7568 | 4.8138e-07 |  | 0 | 0 | 0 | 0 | 0 | 0 | 0 | 1.3271e-06 | 1.3271e-06 | 0 | 1.3271e-06 | Column30: 1.3271e-06 | [29 empty] | 7.3.2.1.3 Advanced weather monitoring and weather stations Weather StationsWLDFRElectric Reliability | WLDFR | HFTD - Distribution - Tier 3 - 5QU CoRE ¦ 1QU LoRE | Red Flag Warning - Large Fires | 2031 | Electric Reliability | 0.74734 | 1419.6506 | 2031 | Mitigation | 0.011149 | 10 | 0 | esc | 0 | 0 | 0 | 0 | 0.011149 | 0.0083319 | 0.011149 | 0.0083319
[79 empty] | WLDFR | HFTD - Distribution - Tier 3 - 4QU CoRE ¦ 3QU LoRE | Non-Red Flag Warning - Destructive Fires | 2032 | 0 | 0 | 0 | 0 | 9534.9221 | 247.273 | 9287.6491 | 0 | 0 | 0 | 0 | 2.7568 | 4.8138e-07 |  | 0 | 0 | 0 | 0 | 0 | 0 | 0 | 0 | 0 | 0 | 1.3271e-06 | Column30: 1.3271e-06 | [29 empty] | 7.3.2.1.3 Advanced weather monitoring and weather stations Weather StationsWLDFRElectric Reliability | WLDFR | HFTD - Distribution - Tier 3 - 5QU CoRE ¦ 1QU LoRE | Red Flag Warning - Large Fires | 2032 | Electric Reliability | 0.74734 | 1419.6506 | 2032 | Mitigation | 0.011149 | 10 | 0 | esc | 0 | 0 | 0 | 0 | 0 | 0 | 0.011149 | 0.0083319
[79 empty] | WLDFR | HFTD - Distribution - Tier 3 - 4QU CoRE ¦ 3QU LoRE | Non-Red Flag Warning - Large Fires | 2020 | 0 | 0 | 0 | 0 | 5.2406 | 0.69642 | 2.942 | 1.6022 | 0.0077642 | 0 | 0 | 0 | 1.2292e-05 |  | 0 | 9.5435e-08 | 9.5435e-08 | 0 | 0 | 0 | 0 | 0 | 0 | 0 | 0 | Column30: 0 | [29 empty] | 7.3.2.1.3 Advanced weather monitoring and weather stations Weather StationsWLDFRElectric Reliability | WLDFR | HFTD - Distribution - Tier 3 - 5QU CoRE ¦ 1QU LoRE | Red Flag Warning - Small Fires | 2021 | Electric Reliability | 0.036425 | 1419.6506 | 2021 | Mitigation | 0.011149 | 10 | 0 | esc | 0.011149 | 0.0004061 | 0.011149 | 0.0004061 | 0 | 0 | 0 | 0
[79 empty] | WLDFR | HFTD - Distribution - Tier 3 - 4QU CoRE ¦ 3QU LoRE | Non-Red Flag Warning - Large Fires | 2021 | 0 | 0 | 0 | 0 | 5.2406 | 0.69642 | 2.942 | 1.6022 | 0.0077642 | 0.0077642 | 0 | 0 | 1.2292e-05 |  | 0 | 9.5435e-08 | 9.5435e-08 | 0 | 9.5435e-08 | 9.5435e-08 | 0 | 0 | 0 | 0 | 0 | Column30: 0 | [29 empty] | 7.3.2.1.3 Advanced weather monitoring and weather stations Weather StationsWLDFRElectric Reliability | WLDFR | HFTD - Distribution - Tier 3 - 5QU CoRE ¦ 1QU LoRE | Red Flag Warning - Small Fires | 2022 | Electric Reliability | 0.036425 | 1419.6506 | 2022 | Mitigation | 0.011149 | 10 | 0 | esc | 0.011149 | 0.0004061 | 0.011149 | 0.0004061 | 0.011149 | 0.0004061 | 0 | 0
[79 empty] | WLDFR | HFTD - Distribution - Tier 3 - 4QU CoRE ¦ 3QU LoRE | Non-Red Flag Warning - Large Fires | 2022 | 0 | 0 | 0 | 0 | 5.2406 | 0.69642 | 2.942 | 1.6022 | 0.0077642 | 0.0077642 | 0.0077642 | 0 | 1.2292e-05 |  | 0 | 9.5435e-08 | 9.5435e-08 | 0 | 9.5435e-08 | 9.5435e-08 | 0 | 9.5435e-08 | 9.5435e-08 | 0 | 0 | Column30: 0 | [29 empty] | 7.3.2.1.3 Advanced weather monitoring and weather stations Weather StationsWLDFRElectric Reliability | WLDFR | HFTD - Distribution - Tier 3 - 5QU CoRE ¦ 1QU LoRE | Red Flag Warning - Small Fires | 2023 | Electric Reliability | 0.03759 | 1419.6506 | 2023 | Mitigation | 0.011149 | 10 | 0 | esc | 0.011149 | 0.00041909 | 0.011149 | 0.00041909 | 0.011149 | 0.00041909 | 0.011149 | 0.00041909
[79 empty] | WLDFR | HFTD - Distribution - Tier 3 - 4QU CoRE ¦ 3QU LoRE | Non-Red Flag Warning - Large Fires | 2023 | 0 | 0 | 0 | 0 | 5.475 | 0.71896 | 3.0715 | 1.6846 | 0.0080156 | 0.0080156 | 0.0080156 | 0.0080156 | 1.2292e-05 |  | 0 | 9.8524e-08 | 9.8524e-08 | 0 | 9.8524e-08 | 9.8524e-08 | 0 | 9.8524e-08 | 9.8524e-08 | 0 | 9.8524e-08 | Column30: 9.8524e-08 | [29 empty] | 7.3.2.1.3 Advanced weather monitoring and weather stations Weather StationsWLDFRElectric Reliability | WLDFR | HFTD - Distribution - Tier 3 - 5QU CoRE ¦ 1QU LoRE | Red Flag Warning - Small Fires | 2024 | Electric Reliability | 0.03759 | 1419.6506 | 2024 | Mitigation | 0.011149 | 10 | 0 | esc | 0.011149 | 0.00041909 | 0.011149 | 0.00041909 | 0.011149 | 0.00041909 | 0.011149 | 0.00041909
[79 empty] | WLDFR | HFTD - Distribution - Tier 3 - 4QU CoRE ¦ 3QU LoRE | Non-Red Flag Warning - Large Fires | 2024 | 0 | 0 | 0 | 0 | 5.475 | 0.71896 | 3.0715 | 1.6846 | 0.0080156 | 0.0080156 | 0.0080156 | 0.0080156 | 1.2292e-05 |  | 0 | 9.8524e-08 | 9.8524e-08 | 0 | 9.8524e-08 | 9.8524e-08 | 0 | 9.8524e-08 | 9.8524e-08 | 0 | 9.8524e-08 | Column30: 9.8524e-08 | [29 empty] | 7.3.2.1.3 Advanced weather monitoring and weather stations Weather StationsWLDFRElectric Reliability | WLDFR | HFTD - Distribution - Tier 3 - 5QU CoRE ¦ 1QU LoRE | Red Flag Warning - Small Fires | 2025 | Electric Reliability | 0.03759 | 1419.6506 | 2025 | Mitigation | 0.011149 | 10 | 0 | esc | 0.011149 | 0.00041909 | 0.011149 | 0.00041909 | 0.011149 | 0.00041909 | 0.011149 | 0.00041909
[79 empty] | WLDFR | HFTD - Distribution - Tier 3 - 4QU CoRE ¦ 3QU LoRE | Non-Red Flag Warning - Large Fires | 2025 | 0 | 0 | 0 | 0 | 5.475 | 0.71896 | 3.0715 | 1.6846 | 0.0080156 | 0.0080156 | 0.0080156 | 0.0080156 | 1.2292e-05 |  | 0 | 9.8524e-08 | 9.8524e-08 | 0 | 9.8524e-08 | 9.8524e-08 | 0 | 9.8524e-08 | 9.8524e-08 | 0 | 9.8524e-08 | Column30: 9.8524e-08 | [29 empty] | 7.3.2.1.3 Advanced weather monitoring and weather stations Weather StationsWLDFRElectric Reliability | WLDFR | HFTD - Distribution - Tier 3 - 5QU CoRE ¦ 1QU LoRE | Red Flag Warning - Small Fires | 2026 | Electric Reliability | 0.03759 | 1419.6506 | 2026 | Mitigation | 0.011149 | 10 | 0 | esc | 0.011149 | 0.00041909 | 0.011149 | 0.00041909 | 0.011149 | 0.00041909 | 0.011149 | 0.00041909
[79 empty] | WLDFR | HFTD - Distribution - Tier 3 - 4QU CoRE ¦ 3QU LoRE | Non-Red Flag Warning - Large Fires | 2026 | 0 | 0 | 0 | 0 | 5.475 | 0.71896 | 3.0715 | 1.6846 | 0.0080156 | 0.0080156 | 0.0080156 | 0.0080156 | 1.2292e-05 |  | 0 | 9.8524e-08 | 9.8524e-08 | 0 | 9.8524e-08 | 9.8524e-08 | 0 | 9.8524e-08 | 9.8524e-08 | 0 | 9.8524e-08 | Column30: 9.8524e-08 | [29 empty] | 7.3.2.1.3 Advanced weather monitoring and weather stations Weather StationsWLDFRElectric Reliability | WLDFR | HFTD - Distribution - Tier 3 - 5QU CoRE ¦ 1QU LoRE | Red Flag Warning - Small Fires | 2027 | Electric Reliability | 0.03759 | 1419.6506 | 2027 | Mitigation | 0.011149 | 10 | 0 | esc | 0.011149 | 0.00041909 | 0.011149 | 0.00041909 | 0.011149 | 0.00041909 | 0.011149 | 0.00041909
[79 empty] | WLDFR | HFTD - Distribution - Tier 3 - 4QU CoRE ¦ 3QU LoRE | Non-Red Flag Warning - Large Fires | 2027 | 0 | 0 | 0 | 0 | 5.475 | 0.71896 | 3.0715 | 1.6846 | 0.0080156 | 0.0080156 | 0.0080156 | 0.0080156 | 1.2292e-05 |  | 0 | 9.8524e-08 | 9.8524e-08 | 0 | 9.8524e-08 | 9.8524e-08 | 0 | 9.8524e-08 | 9.8524e-08 | 0 | 9.8524e-08 | Column30: 9.8524e-08 | [29 empty] | 7.3.2.1.3 Advanced weather monitoring and weather stations Weather StationsWLDFRElectric Reliability | WLDFR | HFTD - Distribution - Tier 3 - 5QU CoRE ¦ 1QU LoRE | Red Flag Warning - Small Fires | 2028 | Electric Reliability | 0.039055 | 1419.6506 | 2028 | Mitigation | 0.011149 | 10 | 0 | esc | 0.011149 | 0.00043542 | 0.011149 | 0.00043542 | 0.011149 | 0.00043542 | 0.011149 | 0.00043542
[79 empty] | WLDFR | HFTD - Distribution - Tier 3 - 4QU CoRE ¦ 3QU LoRE | Non-Red Flag Warning - Large Fires | 2028 | 0 | 0 | 0 | 0 | 5.777 | 0.74734 | 3.238 | 1.7917 | 0.0083319 | 0.0083319 | 0.0083319 | 0.0083319 | 1.2292e-05 |  | 0 | 1.0241e-07 | 1.0241e-07 | 0 | 1.0241e-07 | 1.0241e-07 | 0 | 1.0241e-07 | 1.0241e-07 | 0 | 1.0241e-07 | Column30: 1.0241e-07 | [29 empty] | 7.3.2.1.3 Advanced weather monitoring and weather stations Weather StationsWLDFRElectric Reliability | WLDFR | HFTD - Distribution - Tier 3 - 5QU CoRE ¦ 1QU LoRE | Red Flag Warning - Small Fires | 2029 | Electric Reliability | 0.039055 | 1419.6506 | 2029 | Mitigation | 0.011149 | 10 | 0 | esc | 0.011149 | 0.00043542 | 0.011149 | 0.00043542 | 0.011149 | 0.00043542 | 0.011149 | 0.00043542
[79 empty] | WLDFR | HFTD - Distribution - Tier 3 - 4QU CoRE ¦ 3QU LoRE | Non-Red Flag Warning - Large Fires | 2029 | 0 | 0 | 0 | 0 | 5.777 | 0.74734 | 3.238 | 1.7917 | 0.0083319 | 0.0083319 | 0.0083319 | 0.0083319 | 1.2292e-05 |  | 0 | 1.0241e-07 | 1.0241e-07 | 0 | 1.0241e-07 | 1.0241e-07 | 0 | 1.0241e-07 | 1.0241e-07 | 0 | 1.0241e-07 | Column30: 1.0241e-07 | [29 empty] | 7.3.2.1.3 Advanced weather monitoring and weather stations Weather StationsWLDFRElectric Reliability | WLDFR | HFTD - Distribution - Tier 3 - 5QU CoRE ¦ 1QU LoRE | Red Flag Warning - Small Fires | 2030 | Electric Reliability | 0.039055 | 1419.6506 | 2030 | Mitigation | 0.011149 | 10 | 0 | esc | 0 | 0 | 0.011149 | 0.00043542 | 0.011149 | 0.00043542 | 0.011149 | 0.00043542
[79 empty] | WLDFR | HFTD - Distribution - Tier 3 - 4QU CoRE ¦ 3QU LoRE | Non-Red Flag Warning - Large Fires | 2030 | 0 | 0 | 0 | 0 | 5.777 | 0.74734 | 3.238 | 1.7917 | 0 | 0.0083319 | 0.0083319 | 0.0083319 | 1.2292e-05 |  | 0 | 0 | 0 | 0 | 1.0241e-07 | 1.0241e-07 | 0 | 1.0241e-07 | 1.0241e-07 | 0 | 1.0241e-07 | Column30: 1.0241e-07 | [29 empty] | 7.3.2.1.3 Advanced weather monitoring and weather stations Weather StationsWLDFRElectric Reliability | WLDFR | HFTD - Distribution - Tier 3 - 5QU CoRE ¦ 1QU LoRE | Red Flag Warning - Small Fires | 2031 | Electric Reliability | 0.039055 | 1419.6506 | 2031 | Mitigation | 0.011149 | 10 | 0 | esc | 0 | 0 | 0 | 0 | 0.011149 | 0.00043542 | 0.011149 | 0.00043542
[79 empty] | WLDFR | HFTD - Distribution - Tier 3 - 4QU CoRE ¦ 3QU LoRE | Non-Red Flag Warning - Large Fires | 2031 | 0 | 0 | 0 | 0 | 5.777 | 0.74734 | 3.238 | 1.7917 | 0 | 0 | 0.0083319 | 0.0083319 | 1.2292e-05 |  | 0 | 0 | 0 | 0 | 0 | 0 | 0 | 1.0241e-07 | 1.0241e-07 | 0 | 1.0241e-07 | Column30: 1.0241e-07 | [29 empty] | 7.3.2.1.3 Advanced weather monitoring and weather stations Weather StationsWLDFRElectric Reliability | WLDFR | HFTD - Distribution - Tier 3 - 5QU CoRE ¦ 1QU LoRE | Red Flag Warning - Small Fires | 2032 | Electric Reliability | 0.039055 | 1419.6506 | 2032 | Mitigation | 0.011149 | 10 | 0 | esc | 0 | 0 | 0 | 0 | 0 | 0 | 0.011149 | 0.00043542
[79 empty] | WLDFR | HFTD - Distribution - Tier 3 - 4QU CoRE ¦ 3QU LoRE | Non-Red Flag Warning - Large Fires | 2032 | 0 | 0 | 0 | 0 | 5.777 | 0.74734 | 3.238 | 1.7917 | 0 | 0 | 0 | 0.0083319 | 1.2292e-05 |  | 0 | 0 | 0 | 0 | 0 | 0 | 0 | 0 | 0 | 0 | 1.0241e-07 | Column30: 1.0241e-07 | [29 empty] | 7.3.2.1.3 Advanced weather monitoring and weather stations Weather StationsWLDFRElectric Reliability | WLDFR | HFTD - Distribution - Tier 3 - 5QU CoRE ¦ 1QU LoRE | Seismic - Non-Red Flag Warning - Catastrophic Fires | 2021 | Electric Reliability | 409.2237 | 1419.6506 | 2021 | Mitigation | 0.011149 | 10 | 0 | esc | 0.011149 | 4.5624 | 0.011149 | 4.5624 | 0 | 0 | 0 | 0
[79 empty] | WLDFR | HFTD - Distribution - Tier 3 - 4QU CoRE ¦ 3QU LoRE | Non-Red Flag Warning - Small Fires | 2020 | 0 | 0 | 0 | 0 | 0.077901 | 0.036425 | 0.0015809 | 0.039895 | 0.0004061 | 0 | 0 | 0 | 0.0044693 |  | 0 | 1.815e-06 | 1.815e-06 | 0 | 0 | 0 | 0 | 0 | 0 | 0 | 0 | Column30: 0 | [29 empty] | 7.3.2.1.3 Advanced weather monitoring and weather stations Weather StationsWLDFRElectric Reliability | WLDFR | HFTD - Distribution - Tier 3 - 5QU CoRE ¦ 1QU LoRE | Seismic - Non-Red Flag Warning - Catastrophic Fires | 2022 | Electric Reliability | 409.2237 | 1419.6506 | 2022 | Mitigation | 0.011149 | 10 | 0 | esc | 0.011149 | 4.5624 | 0.011149 | 4.5624 | 0.011149 | 4.5624 | 0 | 0
[79 empty] | WLDFR | HFTD - Distribution - Tier 3 - 4QU CoRE ¦ 3QU LoRE | Non-Red Flag Warning - Small Fires | 2021 | 0 | 0 | 0 | 0 | 0.077901 | 0.036425 | 0.0015809 | 0.039895 | 0.0004061 | 0.0004061 | 0 | 0 | 0.0044693 |  | 0 | 1.815e-06 | 1.815e-06 | 0 | 1.815e-06 | 1.815e-06 | 0 | 0 | 0 | 0 | 0 | Column30: 0 | [29 empty] | 7.3.2.1.3 Advanced weather monitoring and weather stations Weather StationsWLDFRElectric Reliability | WLDFR | HFTD - Distribution - Tier 3 - 5QU CoRE ¦ 1QU LoRE | Seismic - Non-Red Flag Warning - Catastrophic Fires | 2023 | Electric Reliability | 428.6023 | 1419.6506 | 2023 | Mitigation | 0.011149 | 10 | 0 | esc | 0.011149 | 4.7784 | 0.011149 | 4.7784 | 0.011149 | 4.7784 | 0.011149 | 4.7784
[79 empty] | WLDFR | HFTD - Distribution - Tier 3 - 4QU CoRE ¦ 3QU LoRE | Non-Red Flag Warning - Small Fires | 2022 | 0 | 0 | 0 | 0 | 0.077901 | 0.036425 | 0.0015809 | 0.039895 | 0.0004061 | 0.0004061 | 0.0004061 | 0 | 0.0044693 |  | 0 | 1.815e-06 | 1.815e-06 | 0 | 1.815e-06 | 1.815e-06 | 0 | 1.815e-06 | 1.815e-06 | 0 | 0 | Column30: 0 | [29 empty] | 7.3.2.1.3 Advanced weather monitoring and weather stations Weather StationsWLDFRElectric Reliability | WLDFR | HFTD - Distribution - Tier 3 - 5QU CoRE ¦ 1QU LoRE | Seismic - Non-Red Flag Warning - Catastrophic Fires | 2024 | Electric Reliability | 428.6023 | 1419.6506 | 2024 | Mitigation | 0.011149 | 10 | 0 | esc | 0.011149 | 4.7784 | 0.011149 | 4.7784 | 0.011149 | 4.7784 | 0.011149 | 4.7784
[79 empty] | WLDFR | HFTD - Distribution - Tier 3 - 4QU CoRE ¦ 3QU LoRE | Non-Red Flag Warning - Small Fires | 2023 | 0 | 0 | 0 | 0 | 0.080408 | 0.03759 | 0.0016314 | 0.041187 | 0.00041909 | 0.00041909 | 0.00041909 | 0.00041909 | 0.0044693 |  | 0 | 1.873e-06 | 1.873e-06 | 0 | 1.873e-06 | 1.873e-06 | 0 | 1.873e-06 | 1.873e-06 | 0 | 1.873e-06 | Column30: 1.873e-06 | [29 empty] | 7.3.2.1.3 Advanced weather monitoring and weather stations Weather StationsWLDFRElectric Reliability | WLDFR | HFTD - Distribution - Tier 3 - 5QU CoRE ¦ 1QU LoRE | Seismic - Non-Red Flag Warning - Catastrophic Fires | 2025 | Electric Reliability | 428.6023 | 1419.6506 | 2025 | Mitigation | 0.011149 | 10 | 0 | esc | 0.011149 | 4.7784 | 0.011149 | 4.7784 | 0.011149 | 4.7784 | 0.011149 | 4.7784
[79 empty] | WLDFR | HFTD - Distribution - Tier 3 - 4QU CoRE ¦ 3QU LoRE | Non-Red Flag Warning - Small Fires | 2024 | 0 | 0 | 0 | 0 | 0.080408 | 0.03759 | 0.0016314 | 0.041187 | 0.00041909 | 0.00041909 | 0.00041909 | 0.00041909 | 0.0044693 |  | 0 | 1.873e-06 | 1.873e-06 | 0 | 1.873e-06 | 1.873e-06 | 0 | 1.873e-06 | 1.873e-06 | 0 | 1.873e-06 | Column30: 1.873e-06 | [29 empty] | 7.3.2.1.3 Advanced weather monitoring and weather stations Weather StationsWLDFRElectric Reliability | WLDFR | HFTD - Distribution - Tier 3 - 5QU CoRE ¦ 1QU LoRE | Seismic - Non-Red Flag Warning - Catastrophic Fires | 2026 | Electric Reliability | 428.6023 | 1419.6506 | 2026 | Mitigation | 0.011149 | 10 | 0 | esc | 0.011149 | 4.7784 | 0.011149 | 4.7784 | 0.011149 | 4.7784 | 0.011149 | 4.7784
[79 empty] | WLDFR | HFTD - Distribution - Tier 3 - 4QU CoRE ¦ 3QU LoRE | Non-Red Flag Warning - Small Fires | 2025 | 0 | 0 | 0 | 0 | 0.080408 | 0.03759 | 0.0016314 | 0.041187 | 0.00041909 | 0.00041909 | 0.00041909 | 0.00041909 | 0.0044693 |  | 0 | 1.873e-06 | 1.873e-06 | 0 | 1.873e-06 | 1.873e-06 | 0 | 1.873e-06 | 1.873e-06 | 0 | 1.873e-06 | Column30: 1.873e-06 | [29 empty] | 7.3.2.1.3 Advanced weather monitoring and weather stations Weather StationsWLDFRElectric Reliability | WLDFR | HFTD - Distribution - Tier 3 - 5QU CoRE ¦ 1QU LoRE | Seismic - Non-Red Flag Warning - Catastrophic Fires | 2027 | Electric Reliability | 428.6023 | 1419.6506 | 2027 | Mitigation | 0.011149 | 10 | 0 | esc | 0.011149 | 4.7784 | 0.011149 | 4.7784 | 0.011149 | 4.7784 | 0.011149 | 4.7784
[79 empty] | WLDFR | HFTD - Distribution - Tier 3 - 4QU CoRE ¦ 3QU LoRE | Non-Red Flag Warning - Small Fires | 2026 | 0 | 0 | 0 | 0 | 0.080408 | 0.03759 | 0.0016314 | 0.041187 | 0.00041909 | 0.00041909 | 0.00041909 | 0.00041909 | 0.0044693 |  | 0 | 1.873e-06 | 1.873e-06 | 0 | 1.873e-06 | 1.873e-06 | 0 | 1.873e-06 | 1.873e-06 | 0 | 1.873e-06 | Column30: 1.873e-06 | [29 empty] | 7.3.2.1.3 Advanced weather monitoring and weather stations Weather StationsWLDFRElectric Reliability | WLDFR | HFTD - Distribution - Tier 3 - 5QU CoRE ¦ 1QU LoRE | Seismic - Non-Red Flag Warning - Catastrophic Fires | 2028 | Electric Reliability | 453.261 | 1419.6506 | 2028 | Mitigation | 0.011149 | 10 | 0 | esc | 0.011149 | 5.0533 | 0.011149 | 5.0533 | 0.011149 | 5.0533 | 0.011149 | 5.0533
[79 empty] | WLDFR | HFTD - Distribution - Tier 3 - 4QU CoRE ¦ 3QU LoRE | Non-Red Flag Warning - Small Fires | 2027 | 0 | 0 | 0 | 0 | 0.080408 | 0.03759 | 0.0016314 | 0.041187 | 0.00041909 | 0.00041909 | 0.00041909 | 0.00041909 | 0.0044693 |  | 0 | 1.873e-06 | 1.873e-06 | 0 | 1.873e-06 | 1.873e-06 | 0 | 1.873e-06 | 1.873e-06 | 0 | 1.873e-06 | Column30: 1.873e-06 | [29 empty] | 7.3.2.1.3 Advanced weather monitoring and weather stations Weather StationsWLDFRElectric Reliability | WLDFR | HFTD - Distribution - Tier 3 - 5QU CoRE ¦ 1QU LoRE | Seismic - Non-Red Flag Warning - Catastrophic Fires | 2029 | Electric Reliability | 453.261 | 1419.6506 | 2029 | Mitigation | 0.011149 | 10 | 0 | esc | 0.011149 | 5.0533 | 0.011149 | 5.0533 | 0.011149 | 5.0533 | 0.011149 | 5.0533
[79 empty] | WLDFR | HFTD - Distribution - Tier 3 - 4QU CoRE ¦ 3QU LoRE | Non-Red Flag Warning - Small Fires | 2028 | 0 | 0 | 0 | 0 | 0.083606 | 0.039055 | 0.001695 | 0.042856 | 0.00043542 | 0.00043542 | 0.00043542 | 0.00043542 | 0.0044693 |  | 0 | 1.946e-06 | 1.946e-06 | 0 | 1.946e-06 | 1.946e-06 | 0 | 1.946e-06 | 1.946e-06 | 0 | 1.946e-06 | Column30: 1.946e-06 | [29 empty] | 7.3.2.1.3 Advanced weather monitoring and weather stations Weather StationsWLDFRElectric Reliability | WLDFR | HFTD - Distribution - Tier 3 - 5QU CoRE ¦ 1QU LoRE | Seismic - Non-Red Flag Warning - Catastrophic Fires | 2030 | Electric Reliability | 453.261 | 1419.6506 | 2030 | Mitigation | 0.011149 | 10 | 0 | esc | 0 | 0 | 0.011149 | 5.0533 | 0.011149 | 5.0533 | 0.011149 | 5.0533
[79 empty] | WLDFR | HFTD - Distribution - Tier 3 - 4QU CoRE ¦ 3QU LoRE | Non-Red Flag Warning - Small Fires | 2029 | 0 | 0 | 0 | 0 | 0.083606 | 0.039055 | 0.001695 | 0.042856 | 0.00043542 | 0.00043542 | 0.00043542 | 0.00043542 | 0.0044693 |  | 0 | 1.946e-06 | 1.946e-06 | 0 | 1.946e-06 | 1.946e-06 | 0 | 1.946e-06 | 1.946e-06 | 0 | 1.946e-06 | Column30: 1.946e-06 | [29 empty] | 7.3.2.1.3 Advanced weather monitoring and weather stations Weather StationsWLDFRElectric Reliability | WLDFR | HFTD - Distribution - Tier 3 - 5QU CoRE ¦ 1QU LoRE | Seismic - Non-Red Flag Warning - Catastrophic Fires | 2031 | Electric Reliability | 453.261 | 1419.6506 | 2031 | Mitigation | 0.011149 | 10 | 0 | esc | 0 | 0 | 0 | 0 | 0.011149 | 5.0533 | 0.011149 | 5.0533
[79 empty] | WLDFR | HFTD - Distribution - Tier 3 - 4QU CoRE ¦ 3QU LoRE | Non-Red Flag Warning - Small Fires | 2030 | 0 | 0 | 0 | 0 | 0.083606 | 0.039055 | 0.001695 | 0.042856 | 0 | 0.00043542 | 0.00043542 | 0.00043542 | 0.0044693 |  | 0 | 0 | 0 | 0 | 1.946e-06 | 1.946e-06 | 0 | 1.946e-06 | 1.946e-06 | 0 | 1.946e-06 | Column30: 1.946e-06 | [29 empty] | 7.3.2.1.3 Advanced weather monitoring and weather stations Weather StationsWLDFRElectric Reliability | WLDFR | HFTD - Distribution - Tier 3 - 5QU CoRE ¦ 1QU LoRE | Seismic - Non-Red Flag Warning - Catastrophic Fires | 2032 | Electric Reliability | 453.261 | 1419.6506 | 2032 | Mitigation | 0.011149 | 10 | 0 | esc | 0 | 0 | 0 | 0 | 0 | 0 | 0.011149 | 5.0533
[79 empty] | WLDFR | HFTD - Distribution - Tier 3 - 4QU CoRE ¦ 3QU LoRE | Non-Red Flag Warning - Small Fires | 2031 | 0 | 0 | 0 | 0 | 0.083606 | 0.039055 | 0.001695 | 0.042856 | 0 | 0 | 0.00043542 | 0.00043542 | 0.0044693 |  | 0 | 0 | 0 | 0 | 0 | 0 | 0 | 1.946e-06 | 1.946e-06 | 0 | 1.946e-06 | Column30: 1.946e-06 | [29 empty] | 7.3.2.1.3 Advanced weather monitoring and weather stations Weather StationsWLDFRElectric Reliability | WLDFR | HFTD - Distribution - Tier 3 - 5QU CoRE ¦ 1QU LoRE | Seismic - Red Flag Warning - Catastrophic Fires | 2021 | Electric Reliability | 409.2237 | 1419.6506 | 2021 | Mitigation | 0.011149 | 10 | 0 | esc | 0.011149 | 4.5624 | 0.011149 | 4.5624 | 0 | 0 | 0 | 0
[79 empty] | WLDFR | HFTD - Distribution - Tier 3 - 4QU CoRE ¦ 3QU LoRE | Non-Red Flag Warning - Small Fires | 2032 | 0 | 0 | 0 | 0 | 0.083606 | 0.039055 | 0.001695 | 0.042856 | 0 | 0 | 0 | 0.00043542 | 0.0044693 |  | 0 | 0 | 0 | 0 | 0 | 0 | 0 | 0 | 0 | 0 | 1.946e-06 | Column30: 1.946e-06 | [29 empty] | 7.3.2.1.3 Advanced weather monitoring and weather stations Weather StationsWLDFRElectric Reliability | WLDFR | HFTD - Distribution - Tier 3 - 5QU CoRE ¦ 1QU LoRE | Seismic - Red Flag Warning - Catastrophic Fires | 2022 | Electric Reliability | 409.2237 | 1419.6506 | 2022 | Mitigation | 0.011149 | 10 | 0 | esc | 0.011149 | 4.5624 | 0.011149 | 4.5624 | 0.011149 | 4.5624 | 0 | 0
[79 empty] | WLDFR | HFTD - Distribution - Tier 3 - 4QU CoRE ¦ 3QU LoRE | Red Flag Warning - Catastrophic Fires | 2020 | 0 | 0 | 0 | 0 | 14146.1306 | 222.2294 | 8585.7228 | 5338.1784 | 2.4776 | 0 | 0 | 0 | 8.3367e-06 |  | 0 | 2.0655e-05 | 2.0655e-05 | 0 | 0 | 0 | 0 | 0 | 0 | 0 | 0 | Column30: 0 | [29 empty] | 7.3.2.1.3 Advanced weather monitoring and weather stations Weather StationsWLDFRElectric Reliability | WLDFR | HFTD - Distribution - Tier 3 - 5QU CoRE ¦ 1QU LoRE | Seismic - Red Flag Warning - Catastrophic Fires | 2023 | Electric Reliability | 428.6023 | 1419.6506 | 2023 | Mitigation | 0.011149 | 10 | 0 | esc | 0.011149 | 4.7784 | 0.011149 | 4.7784 | 0.011149 | 4.7784 | 0.011149 | 4.7784
[79 empty] | WLDFR | HFTD - Distribution - Tier 3 - 4QU CoRE ¦ 3QU LoRE | Red Flag Warning - Catastrophic Fires | 2021 | 0 | 0 | 0 | 0 | 14146.1306 | 222.2294 | 8585.7228 | 5338.1784 | 2.4776 | 2.4776 | 0 | 0 | 8.3367e-06 |  | 0 | 2.0655e-05 | 2.0655e-05 | 0 | 2.0655e-05 | 2.0655e-05 | 0 | 0 | 0 | 0 | 0 | Column30: 0 | [29 empty] | 7.3.2.1.3 Advanced weather monitoring and weather stations Weather StationsWLDFRElectric Reliability | WLDFR | HFTD - Distribution - Tier 3 - 5QU CoRE ¦ 1QU LoRE | Seismic - Red Flag Warning - Catastrophic Fires | 2024 | Electric Reliability | 428.6023 | 1419.6506 | 2024 | Mitigation | 0.011149 | 10 | 0 | esc | 0.011149 | 4.7784 | 0.011149 | 4.7784 | 0.011149 | 4.7784 | 0.011149 | 4.7784
[79 empty] | WLDFR | HFTD - Distribution - Tier 3 - 4QU CoRE ¦ 3QU LoRE | Red Flag Warning - Catastrophic Fires | 2022 | 0 | 0 | 0 | 0 | 14146.1306 | 222.2294 | 8585.7228 | 5338.1784 | 2.4776 | 2.4776 | 2.4776 | 0 | 8.3367e-06 |  | 0 | 2.0655e-05 | 2.0655e-05 | 0 | 2.0655e-05 | 2.0655e-05 | 0 | 2.0655e-05 | 2.0655e-05 | 0 | 0 | Column30: 0 | [29 empty] | 7.3.2.1.3 Advanced weather monitoring and weather stations Weather StationsWLDFRElectric Reliability | WLDFR | HFTD - Distribution - Tier 3 - 5QU CoRE ¦ 1QU LoRE | Seismic - Red Flag Warning - Catastrophic Fires | 2025 | Electric Reliability | 428.6023 | 1419.6506 | 2025 | Mitigation | 0.011149 | 10 | 0 | esc | 0.011149 | 4.7784 | 0.011149 | 4.7784 | 0.011149 | 4.7784 | 0.011149 | 4.7784
[79 empty] | WLDFR | HFTD - Distribution - Tier 3 - 4QU CoRE ¦ 3QU LoRE | Red Flag Warning - Catastrophic Fires | 2023 | 0 | 0 | 0 | 0 | 14664.6376 | 233.2301 | 8896.516 | 5534.8915 | 2.6002 | 2.6002 | 2.6002 | 2.6002 | 8.3367e-06 |  | 0 | 2.1677e-05 | 2.1677e-05 | 0 | 2.1677e-05 | 2.1677e-05 | 0 | 2.1677e-05 | 2.1677e-05 | 0 | 2.1677e-05 | Column30: 2.1677e-05 | [29 empty] | 7.3.2.1.3 Advanced weather monitoring and weather stations Weather StationsWLDFRElectric Reliability | WLDFR | HFTD - Distribution - Tier 3 - 5QU CoRE ¦ 1QU LoRE | Seismic - Red Flag Warning - Catastrophic Fires | 2026 | Electric Reliability | 428.6023 | 1419.6506 | 2026 | Mitigation | 0.011149 | 10 | 0 | esc | 0.011149 | 4.7784 | 0.011149 | 4.7784 | 0.011149 | 4.7784 | 0.011149 | 4.7784
[79 empty] | WLDFR | HFTD - Distribution - Tier 3 - 4QU CoRE ¦ 3QU LoRE | Red Flag Warning - Catastrophic Fires | 2024 | 0 | 0 | 0 | 0 | 14664.6376 | 233.2301 | 8896.516 | 5534.8915 | 2.6002 | 2.6002 | 2.6002 | 2.6002 | 8.3367e-06 |  | 0 | 2.1677e-05 | 2.1677e-05 | 0 | 2.1677e-05 | 2.1677e-05 | 0 | 2.1677e-05 | 2.1677e-05 | 0 | 2.1677e-05 | Column30: 2.1677e-05 | [29 empty] | 7.3.2.1.3 Advanced weather monitoring and weather stations Weather StationsWLDFRElectric Reliability | WLDFR | HFTD - Distribution - Tier 3 - 5QU CoRE ¦ 1QU LoRE | Seismic - Red Flag Warning - Catastrophic Fires | 2027 | Electric Reliability | 428.6023 | 1419.6506 | 2027 | Mitigation | 0.011149 | 10 | 0 | esc | 0.011149 | 4.7784 | 0.011149 | 4.7784 | 0.011149 | 4.7784 | 0.011149 | 4.7784
[79 empty] | WLDFR | HFTD - Distribution - Tier 3 - 4QU CoRE ¦ 3QU LoRE | Red Flag Warning - Catastrophic Fires | 2025 | 0 | 0 | 0 | 0 | 14664.6376 | 233.2301 | 8896.516 | 5534.8915 | 2.6002 | 2.6002 | 2.6002 | 2.6002 | 8.3367e-06 |  | 0 | 2.1677e-05 | 2.1677e-05 | 0 | 2.1677e-05 | 2.1677e-05 | 0 | 2.1677e-05 | 2.1677e-05 | 0 | 2.1677e-05 | Column30: 2.1677e-05 | [29 empty] | 7.3.2.1.3 Advanced weather monitoring and weather stations Weather StationsWLDFRElectric Reliability | WLDFR | HFTD - Distribution - Tier 3 - 5QU CoRE ¦ 1QU LoRE | Seismic - Red Flag Warning - Catastrophic Fires | 2028 | Electric Reliability | 453.261 | 1419.6506 | 2028 | Mitigation | 0.011149 | 10 | 0 | esc | 0.011149 | 5.0533 | 0.011149 | 5.0533 | 0.011149 | 5.0533 | 0.011149 | 5.0533
[79 empty] | WLDFR | HFTD - Distribution - Tier 3 - 4QU CoRE ¦ 3QU LoRE | Red Flag Warning - Catastrophic Fires | 2026 | 0 | 0 | 0 | 0 | 14664.6376 | 233.2301 | 8896.516 | 5534.8915 | 2.6002 | 2.6002 | 2.6002 | 2.6002 | 8.3367e-06 |  | 0 | 2.1677e-05 | 2.1677e-05 | 0 | 2.1677e-05 | 2.1677e-05 | 0 | 2.1677e-05 | 2.1677e-05 | 0 | 2.1677e-05 | Column30: 2.1677e-05 | [29 empty] | 7.3.2.1.3 Advanced weather monitoring and weather stations Weather StationsWLDFRElectric Reliability | WLDFR | HFTD - Distribution - Tier 3 - 5QU CoRE ¦ 1QU LoRE | Seismic - Red Flag Warning - Catastrophic Fires | 2029 | Electric Reliability | 453.261 | 1419.6506 | 2029 | Mitigation | 0.011149 | 10 | 0 | esc | 0.011149 | 5.0533 | 0.011149 | 5.0533 | 0.011149 | 5.0533 | 0.011149 | 5.0533
[79 empty] | WLDFR | HFTD - Distribution - Tier 3 - 4QU CoRE ¦ 3QU LoRE | Red Flag Warning - Catastrophic Fires | 2027 | 0 | 0 | 0 | 0 | 14664.6376 | 233.2301 | 8896.516 | 5534.8915 | 2.6002 | 2.6002 | 2.6002 | 2.6002 | 8.3367e-06 |  | 0 | 2.1677e-05 | 2.1677e-05 | 0 | 2.1677e-05 | 2.1677e-05 | 0 | 2.1677e-05 | 2.1677e-05 | 0 | 2.1677e-05 | Column30: 2.1677e-05 | [29 empty] | 7.3.2.1.3 Advanced weather monitoring and weather stations Weather StationsWLDFRElectric Reliability | WLDFR | HFTD - Distribution - Tier 3 - 5QU CoRE ¦ 1QU LoRE | Seismic - Red Flag Warning - Catastrophic Fires | 2030 | Electric Reliability | 453.261 | 1419.6506 | 2030 | Mitigation | 0.011149 | 10 | 0 | esc | 0 | 0 | 0.011149 | 5.0533 | 0.011149 | 5.0533 | 0.011149 | 5.0533
[79 empty] | WLDFR | HFTD - Distribution - Tier 3 - 4QU CoRE ¦ 3QU LoRE | Red Flag Warning - Catastrophic Fires | 2028 | 0 | 0 | 0 | 0 | 15317.9909 | 247.273 | 9287.6491 | 5783.0689 | 2.7568 | 2.7568 | 2.7568 | 2.7568 | 8.3367e-06 |  | 0 | 2.2983e-05 | 2.2983e-05 | 0 | 2.2983e-05 | 2.2983e-05 | 0 | 2.2983e-05 | 2.2983e-05 | 0 | 2.2983e-05 | Column30: 2.2983e-05 | [29 empty] | 7.3.2.1.3 Advanced weather monitoring and weather stations Weather StationsWLDFRElectric Reliability | WLDFR | HFTD - Distribution - Tier 3 - 5QU CoRE ¦ 1QU LoRE | Seismic - Red Flag Warning - Catastrophic Fires | 2031 | Electric Reliability | 453.261 | 1419.6506 | 2031 | Mitigation | 0.011149 | 10 | 0 | esc | 0 | 0 | 0 | 0 | 0.011149 | 5.0533 | 0.011149 | 5.0533
[79 empty] | WLDFR | HFTD - Distribution - Tier 3 - 4QU CoRE ¦ 3QU LoRE | Red Flag Warning - Catastrophic Fires | 2029 | 0 | 0 | 0 | 0 | 15317.9909 | 247.273 | 9287.6491 | 5783.0689 | 2.7568 | 2.7568 | 2.7568 | 2.7568 | 8.3367e-06 |  | 0 | 2.2983e-05 | 2.2983e-05 | 0 | 2.2983e-05 | 2.2983e-05 | 0 | 2.2983e-05 | 2.2983e-05 | 0 | 2.2983e-05 | Column30: 2.2983e-05 | [29 empty] | 7.3.2.1.3 Advanced weather monitoring and weather stations Weather StationsWLDFRElectric Reliability | WLDFR | HFTD - Distribution - Tier 3 - 5QU CoRE ¦ 1QU LoRE | Seismic - Red Flag Warning - Catastrophic Fires | 2032 | Electric Reliability | 453.261 | 1419.6506 | 2032 | Mitigation | 0.011149 | 10 | 0 | esc | 0 | 0 | 0 | 0 | 0 | 0 | 0.011149 | 5.0533
[79 empty] | WLDFR | HFTD - Distribution - Tier 3 - 4QU CoRE ¦ 3QU LoRE | Red Flag Warning - Catastrophic Fires | 2030 | 0 | 0 | 0 | 0 | 15317.9909 | 247.273 | 9287.6491 | 5783.0689 | 0 | 2.7568 | 2.7568 | 2.7568 | 8.3367e-06 |  | 0 | 0 | 0 | 0 | 2.2983e-05 | 2.2983e-05 | 0 | 2.2983e-05 | 2.2983e-05 | 0 | 2.2983e-05 | Column30: 2.2983e-05 | [29 empty] | 7.3.2.1.3 Advanced weather monitoring and weather stations Weather StationsWLDFRElectric Reliability | WLDFR | HFTD - Distribution - Tier 3 - 5QU CoRE ¦ 2QU LoRE | Non-Red Flag Warning - Catastrophic Fires | 2021 | Electric Reliability | 222.2294 | 612.5567 | 2021 | Mitigation | 0.011149 | 10 | 0 | esc | 0.011149 | 2.4776 | 0.011149 | 2.4776 | 0 | 0 | 0 | 0
[79 empty] | WLDFR | HFTD - Distribution - Tier 3 - 4QU CoRE ¦ 3QU LoRE | Red Flag Warning - Catastrophic Fires | 2031 | 0 | 0 | 0 | 0 | 15317.9909 | 247.273 | 9287.6491 | 5783.0689 | 0 | 0 | 2.7568 | 2.7568 | 8.3367e-06 |  | 0 | 0 | 0 | 0 | 0 | 0 | 0 | 2.2983e-05 | 2.2983e-05 | 0 | 2.2983e-05 | Column30: 2.2983e-05 | [29 empty] | 7.3.2.1.3 Advanced weather monitoring and weather stations Weather StationsWLDFRElectric Reliability | WLDFR | HFTD - Distribution - Tier 3 - 5QU CoRE ¦ 2QU LoRE | Non-Red Flag Warning - Catastrophic Fires | 2022 | Electric Reliability | 222.2294 | 612.5567 | 2022 | Mitigation | 0.011149 | 10 | 0 | esc | 0.011149 | 2.4776 | 0.011149 | 2.4776 | 0.011149 | 2.4776 | 0 | 0
[79 empty] | WLDFR | HFTD - Distribution - Tier 3 - 4QU CoRE ¦ 3QU LoRE | Red Flag Warning - Catastrophic Fires | 2032 | 0 | 0 | 0 | 0 | 15317.9909 | 247.273 | 9287.6491 | 5783.0689 | 0 | 0 | 0 | 2.7568 | 8.3367e-06 |  | 0 | 0 | 0 | 0 | 0 | 0 | 0 | 0 | 0 | 0 | 2.2983e-05 | Column30: 2.2983e-05 | [29 empty] | 7.3.2.1.3 Advanced weather monitoring and weather stations Weather StationsWLDFRElectric Reliability | WLDFR | HFTD - Distribution - Tier 3 - 5QU CoRE ¦ 2QU LoRE | Non-Red Flag Warning - Catastrophic Fires | 2023 | Electric Reliability | 233.2301 | 612.5567 | 2023 | Mitigation | 0.011149 | 10 | 0 | esc | 0.011149 | 2.6002 | 0.011149 | 2.6002 | 0.011149 | 2.6002 | 0.011149 | 2.6002
[79 empty] | WLDFR | HFTD - Distribution - Tier 3 - 4QU CoRE ¦ 3QU LoRE | Red Flag Warning - Destructive Fires | 2020 | 0 | 0 | 0 | 0 | 8807.9522 | 222.2294 | 8585.7228 | 0 | 2.4776 | 0 | 0 | 0 | 1.3235e-06 |  | 0 | 3.2792e-06 | 3.2792e-06 | 0 | 0 | 0 | 0 | 0 | 0 | 0 | 0 | Column30: 0 | [29 empty] | 7.3.2.1.3 Advanced weather monitoring and weather stations Weather StationsWLDFRElectric Reliability | WLDFR | HFTD - Distribution - Tier 3 - 5QU CoRE ¦ 2QU LoRE | Non-Red Flag Warning - Catastrophic Fires | 2024 | Electric Reliability | 233.2301 | 612.5567 | 2024 | Mitigation | 0.011149 | 10 | 0 | esc | 0.011149 | 2.6002 | 0.011149 | 2.6002 | 0.011149 | 2.6002 | 0.011149 | 2.6002
[79 empty] | WLDFR | HFTD - Distribution - Tier 3 - 4QU CoRE ¦ 3QU LoRE | Red Flag Warning - Destructive Fires | 2021 | 0 | 0 | 0 | 0 | 8807.9522 | 222.2294 | 8585.7228 | 0 | 2.4776 | 2.4776 | 0 | 0 | 1.3235e-06 |  | 0 | 3.2792e-06 | 3.2792e-06 | 0 | 3.2792e-06 | 3.2792e-06 | 0 | 0 | 0 | 0 | 0 | Column30: 0 | [29 empty] | 7.3.2.1.3 Advanced weather monitoring and weather stations Weather StationsWLDFRElectric Reliability | WLDFR | HFTD - Distribution - Tier 3 - 5QU CoRE ¦ 2QU LoRE | Non-Red Flag Warning - Catastrophic Fires | 2025 | Electric Reliability | 233.2301 | 612.5567 | 2025 | Mitigation | 0.011149 | 10 | 0 | esc | 0.011149 | 2.6002 | 0.011149 | 2.6002 | 0.011149 | 2.6002 | 0.011149 | 2.6002
[79 empty] | WLDFR | HFTD - Distribution - Tier 3 - 4QU CoRE ¦ 3QU LoRE | Red Flag Warning - Destructive Fires | 2022 | 0 | 0 | 0 | 0 | 8807.9522 | 222.2294 | 8585.7228 | 0 | 2.4776 | 2.4776 | 2.4776 | 0 | 1.3235e-06 |  | 0 | 3.2792e-06 | 3.2792e-06 | 0 | 3.2792e-06 | 3.2792e-06 | 0 | 3.2792e-06 | 3.2792e-06 | 0 | 0 | Column30: 0 | [29 empty] | 7.3.2.1.3 Advanced weather monitoring and weather stations Weather StationsWLDFRElectric Reliability | WLDFR | HFTD - Distribution - Tier 3 - 5QU CoRE ¦ 2QU LoRE | Non-Red Flag Warning - Catastrophic Fires | 2026 | Electric Reliability | 233.2301 | 612.5567 | 2026 | Mitigation | 0.011149 | 10 | 0 | esc | 0.011149 | 2.6002 | 0.011149 | 2.6002 | 0.011149 | 2.6002 | 0.011149 | 2.6002
[79 empty] | WLDFR | HFTD - Distribution - Tier 3 - 4QU CoRE ¦ 3QU LoRE | Red Flag Warning - Destructive Fires | 2023 | 0 | 0 | 0 | 0 | 9129.7461 | 233.2301 | 8896.516 | 0 | 2.6002 | 2.6002 | 2.6002 | 2.6002 | 1.3235e-06 |  | 0 | 3.4415e-06 | 3.4415e-06 | 0 | 3.4415e-06 | 3.4415e-06 | 0 | 3.4415e-06 | 3.4415e-06 | 0 | 3.4415e-06 | Column30: 3.4415e-06 | [29 empty] | 7.3.2.1.3 Advanced weather monitoring and weather stations Weather StationsWLDFRElectric Reliability | WLDFR | HFTD - Distribution - Tier 3 - 5QU CoRE ¦ 2QU LoRE | Non-Red Flag Warning - Catastrophic Fires | 2027 | Electric Reliability | 233.2301 | 612.5567 | 2027 | Mitigation | 0.011149 | 10 | 0 | esc | 0.011149 | 2.6002 | 0.011149 | 2.6002 | 0.011149 | 2.6002 | 0.011149 | 2.6002
[79 empty] | WLDFR | HFTD - Distribution - Tier 3 - 4QU CoRE ¦ 3QU LoRE | Red Flag Warning - Destructive Fires | 2024 | 0 | 0 | 0 | 0 | 9129.7461 | 233.2301 | 8896.516 | 0 | 2.6002 | 2.6002 | 2.6002 | 2.6002 | 1.3235e-06 |  | 0 | 3.4415e-06 | 3.4415e-06 | 0 | 3.4415e-06 | 3.4415e-06 | 0 | 3.4415e-06 | 3.4415e-06 | 0 | 3.4415e-06 | Column30: 3.4415e-06 | [29 empty] | 7.3.2.1.3 Advanced weather monitoring and weather stations Weather StationsWLDFRElectric Reliability | WLDFR | HFTD - Distribution - Tier 3 - 5QU CoRE ¦ 2QU LoRE | Non-Red Flag Warning - Catastrophic Fires | 2028 | Electric Reliability | 247.273 | 612.5567 | 2028 | Mitigation | 0.011149 | 10 | 0 | esc | 0.011149 | 2.7568 | 0.011149 | 2.7568 | 0.011149 | 2.7568 | 0.011149 | 2.7568
[79 empty] | WLDFR | HFTD - Distribution - Tier 3 - 4QU CoRE ¦ 3QU LoRE | Red Flag Warning - Destructive Fires | 2025 | 0 | 0 | 0 | 0 | 9129.7461 | 233.2301 | 8896.516 | 0 | 2.6002 | 2.6002 | 2.6002 | 2.6002 | 1.3235e-06 |  | 0 | 3.4415e-06 | 3.4415e-06 | 0 | 3.4415e-06 | 3.4415e-06 | 0 | 3.4415e-06 | 3.4415e-06 | 0 | 3.4415e-06 | Column30: 3.4415e-06 | [29 empty] | 7.3.2.1.3 Advanced weather monitoring and weather stations Weather StationsWLDFRElectric Reliability | WLDFR | HFTD - Distribution - Tier 3 - 5QU CoRE ¦ 2QU LoRE | Non-Red Flag Warning - Catastrophic Fires | 2029 | Electric Reliability | 247.273 | 612.5567 | 2029 | Mitigation | 0.011149 | 10 | 0 | esc | 0.011149 | 2.7568 | 0.011149 | 2.7568 | 0.011149 | 2.7568 | 0.011149 | 2.7568
[79 empty] | WLDFR | HFTD - Distribution - Tier 3 - 4QU CoRE ¦ 3QU LoRE | Red Flag Warning - Destructive Fires | 2026 | 0 | 0 | 0 | 0 | 9129.7461 | 233.2301 | 8896.516 | 0 | 2.6002 | 2.6002 | 2.6002 | 2.6002 | 1.3235e-06 |  | 0 | 3.4415e-06 | 3.4415e-06 | 0 | 3.4415e-06 | 3.4415e-06 | 0 | 3.4415e-06 | 3.4415e-06 | 0 | 3.4415e-06 | Column30: 3.4415e-06 | [29 empty] | 7.3.2.1.3 Advanced weather monitoring and weather stations Weather StationsWLDFRElectric Reliability | WLDFR | HFTD - Distribution - Tier 3 - 5QU CoRE ¦ 2QU LoRE | Non-Red Flag Warning - Catastrophic Fires | 2030 | Electric Reliability | 247.273 | 612.5567 | 2030 | Mitigation | 0.011149 | 10 | 0 | esc | 0 | 0 | 0.011149 | 2.7568 | 0.011149 | 2.7568 | 0.011149 | 2.7568
[79 empty] | WLDFR | HFTD - Distribution - Tier 3 - 4QU CoRE ¦ 3QU LoRE | Red Flag Warning - Destructive Fires | 2027 | 0 | 0 | 0 | 0 | 9129.7461 | 233.2301 | 8896.516 | 0 | 2.6002 | 2.6002 | 2.6002 | 2.6002 | 1.3235e-06 |  | 0 | 3.4415e-06 | 3.4415e-06 | 0 | 3.4415e-06 | 3.4415e-06 | 0 | 3.4415e-06 | 3.4415e-06 | 0 | 3.4415e-06 | Column30: 3.4415e-06 | [29 empty] | 7.3.2.1.3 Advanced weather monitoring and weather stations Weather StationsWLDFRElectric Reliability | WLDFR | HFTD - Distribution - Tier 3 - 5QU CoRE ¦ 2QU LoRE | Non-Red Flag Warning - Catastrophic Fires | 2031 | Electric Reliability | 247.273 | 612.5567 | 2031 | Mitigation | 0.011149 | 10 | 0 | esc | 0 | 0 | 0 | 0 | 0.011149 | 2.7568 | 0.011149 | 2.7568
[79 empty] | WLDFR | HFTD - Distribution - Tier 3 - 4QU CoRE ¦ 3QU LoRE | Red Flag Warning - Destructive Fires | 2028 | 0 | 0 | 0 | 0 | 9534.9221 | 247.273 | 9287.6491 | 0 | 2.7568 | 2.7568 | 2.7568 | 2.7568 | 1.3235e-06 |  | 0 | 3.6487e-06 | 3.6487e-06 | 0 | 3.6487e-06 | 3.6487e-06 | 0 | 3.6487e-06 | 3.6487e-06 | 0 | 3.6487e-06 | Column30: 3.6487e-06 | [29 empty] | 7.3.2.1.3 Advanced weather monitoring and weather stations Weather StationsWLDFRElectric Reliability | WLDFR | HFTD - Distribution - Tier 3 - 5QU CoRE ¦ 2QU LoRE | Non-Red Flag Warning - Catastrophic Fires | 2032 | Electric Reliability | 247.273 | 612.5567 | 2032 | Mitigation | 0.011149 | 10 | 0 | esc | 0 | 0 | 0 | 0 | 0 | 0 | 0.011149 | 2.7568
[79 empty] | WLDFR | HFTD - Distribution - Tier 3 - 4QU CoRE ¦ 3QU LoRE | Red Flag Warning - Destructive Fires | 2029 | 0 | 0 | 0 | 0 | 9534.9221 | 247.273 | 9287.6491 | 0 | 2.7568 | 2.7568 | 2.7568 | 2.7568 | 1.3235e-06 |  | 0 | 3.6487e-06 | 3.6487e-06 | 0 | 3.6487e-06 | 3.6487e-06 | 0 | 3.6487e-06 | 3.6487e-06 | 0 | 3.6487e-06 | Column30: 3.6487e-06 | [29 empty] | 7.3.2.1.3 Advanced weather monitoring and weather stations Weather StationsWLDFRElectric Reliability | WLDFR | HFTD - Distribution - Tier 3 - 5QU CoRE ¦ 2QU LoRE | Non-Red Flag Warning - Destructive Fires | 2021 | Electric Reliability | 222.2294 | 612.5567 | 2021 | Mitigation | 0.011149 | 10 | 0 | esc | 0.011149 | 2.4776 | 0.011149 | 2.4776 | 0 | 0 | 0 | 0
[79 empty] | WLDFR | HFTD - Distribution - Tier 3 - 4QU CoRE ¦ 3QU LoRE | Red Flag Warning - Destructive Fires | 2030 | 0 | 0 | 0 | 0 | 9534.9221 | 247.273 | 9287.6491 | 0 | 0 | 2.7568 | 2.7568 | 2.7568 | 1.3235e-06 |  | 0 | 0 | 0 | 0 | 3.6487e-06 | 3.6487e-06 | 0 | 3.6487e-06 | 3.6487e-06 | 0 | 3.6487e-06 | Column30: 3.6487e-06 | [29 empty] | 7.3.2.1.3 Advanced weather monitoring and weather stations Weather StationsWLDFRElectric Reliability | WLDFR | HFTD - Distribution - Tier 3 - 5QU CoRE ¦ 2QU LoRE | Non-Red Flag Warning - Destructive Fires | 2022 | Electric Reliability | 222.2294 | 612.5567 | 2022 | Mitigation | 0.011149 | 10 | 0 | esc | 0.011149 | 2.4776 | 0.011149 | 2.4776 | 0.011149 | 2.4776 | 0 | 0
[79 empty] | WLDFR | HFTD - Distribution - Tier 3 - 4QU CoRE ¦ 3QU LoRE | Red Flag Warning - Destructive Fires | 2031 | 0 | 0 | 0 | 0 | 9534.9221 | 247.273 | 9287.6491 | 0 | 0 | 0 | 2.7568 | 2.7568 | 1.3235e-06 |  | 0 | 0 | 0 | 0 | 0 | 0 | 0 | 3.6487e-06 | 3.6487e-06 | 0 | 3.6487e-06 | Column30: 3.6487e-06 | [29 empty] | 7.3.2.1.3 Advanced weather monitoring and weather stations Weather StationsWLDFRElectric Reliability | WLDFR | HFTD - Distribution - Tier 3 - 5QU CoRE ¦ 2QU LoRE | Non-Red Flag Warning - Destructive Fires | 2023 | Electric Reliability | 233.2301 | 612.5567 | 2023 | Mitigation | 0.011149 | 10 | 0 | esc | 0.011149 | 2.6002 | 0.011149 | 2.6002 | 0.011149 | 2.6002 | 0.011149 | 2.6002
[79 empty] | WLDFR | HFTD - Distribution - Tier 3 - 4QU CoRE ¦ 3QU LoRE | Red Flag Warning - Destructive Fires | 2032 | 0 | 0 | 0 | 0 | 9534.9221 | 247.273 | 9287.6491 | 0 | 0 | 0 | 0 | 2.7568 | 1.3235e-06 |  | 0 | 0 | 0 | 0 | 0 | 0 | 0 | 0 | 0 | 0 | 3.6487e-06 | Column30: 3.6487e-06 | [29 empty] | 7.3.2.1.3 Advanced weather monitoring and weather stations Weather StationsWLDFRElectric Reliability | WLDFR | HFTD - Distribution - Tier 3 - 5QU CoRE ¦ 2QU LoRE | Non-Red Flag Warning - Destructive Fires | 2024 | Electric Reliability | 233.2301 | 612.5567 | 2024 | Mitigation | 0.011149 | 10 | 0 | esc | 0.011149 | 2.6002 | 0.011149 | 2.6002 | 0.011149 | 2.6002 | 0.011149 | 2.6002
[79 empty] | WLDFR | HFTD - Distribution - Tier 3 - 4QU CoRE ¦ 3QU LoRE | Red Flag Warning - Large Fires | 2020 | 0 | 0 | 0 | 0 | 5.2406 | 0.69642 | 2.942 | 1.6022 | 0.0077642 | 0 | 0 | 0 | 2.192e-05 |  | 0 | 1.702e-07 | 1.702e-07 | 0 | 0 | 0 | 0 | 0 | 0 | 0 | 0 | Column30: 0 | [29 empty] | 7.3.2.1.3 Advanced weather monitoring and weather stations Weather StationsWLDFRElectric Reliability | WLDFR | HFTD - Distribution - Tier 3 - 5QU CoRE ¦ 2QU LoRE | Non-Red Flag Warning - Destructive Fires | 2025 | Electric Reliability | 233.2301 | 612.5567 | 2025 | Mitigation | 0.011149 | 10 | 0 | esc | 0.011149 | 2.6002 | 0.011149 | 2.6002 | 0.011149 | 2.6002 | 0.011149 | 2.6002
[79 empty] | WLDFR | HFTD - Distribution - Tier 3 - 4QU CoRE ¦ 3QU LoRE | Red Flag Warning - Large Fires | 2021 | 0 | 0 | 0 | 0 | 5.2406 | 0.69642 | 2.942 | 1.6022 | 0.0077642 | 0.0077642 | 0 | 0 | 2.192e-05 |  | 0 | 1.702e-07 | 1.702e-07 | 0 | 1.702e-07 | 1.702e-07 | 0 | 0 | 0 | 0 | 0 | Column30: 0 | [29 empty] | 7.3.2.1.3 Advanced weather monitoring and weather stations Weather StationsWLDFRElectric Reliability | WLDFR | HFTD - Distribution - Tier 3 - 5QU CoRE ¦ 2QU LoRE | Non-Red Flag Warning - Destructive Fires | 2026 | Electric Reliability | 233.2301 | 612.5567 | 2026 | Mitigation | 0.011149 | 10 | 0 | esc | 0.011149 | 2.6002 | 0.011149 | 2.6002 | 0.011149 | 2.6002 | 0.011149 | 2.6002
[79 empty] | WLDFR | HFTD - Distribution - Tier 3 - 4QU CoRE ¦ 3QU LoRE | Red Flag Warning - Large Fires | 2022 | 0 | 0 | 0 | 0 | 5.2406 | 0.69642 | 2.942 | 1.6022 | 0.0077642 | 0.0077642 | 0.0077642 | 0 | 2.192e-05 |  | 0 | 1.702e-07 | 1.702e-07 | 0 | 1.702e-07 | 1.702e-07 | 0 | 1.702e-07 | 1.702e-07 | 0 | 0 | Column30: 0 | [29 empty] | 7.3.2.1.3 Advanced weather monitoring and weather stations Weather StationsWLDFRElectric Reliability | WLDFR | HFTD - Distribution - Tier 3 - 5QU CoRE ¦ 2QU LoRE | Non-Red Flag Warning - Destructive Fires | 2027 | Electric Reliability | 233.2301 | 612.5567 | 2027 | Mitigation | 0.011149 | 10 | 0 | esc | 0.011149 | 2.6002 | 0.011149 | 2.6002 | 0.011149 | 2.6002 | 0.011149 | 2.6002
[79 empty] | WLDFR | HFTD - Distribution - Tier 3 - 4QU CoRE ¦ 3QU LoRE | Red Flag Warning - Large Fires | 2023 | 0 | 0 | 0 | 0 | 5.475 | 0.71896 | 3.0715 | 1.6846 | 0.0080156 | 0.0080156 | 0.0080156 | 0.0080156 | 2.192e-05 |  | 0 | 1.757e-07 | 1.757e-07 | 0 | 1.757e-07 | 1.757e-07 | 0 | 1.757e-07 | 1.757e-07 | 0 | 1.757e-07 | Column30: 1.757e-07 | [29 empty] | 7.3.2.1.3 Advanced weather monitoring and weather stations Weather StationsWLDFRElectric Reliability | WLDFR | HFTD - Distribution - Tier 3 - 5QU CoRE ¦ 2QU LoRE | Non-Red Flag Warning - Destructive Fires | 2028 | Electric Reliability | 247.273 | 612.5567 | 2028 | Mitigation | 0.011149 | 10 | 0 | esc | 0.011149 | 2.7568 | 0.011149 | 2.7568 | 0.011149 | 2.7568 | 0.011149 | 2.7568
[79 empty] | WLDFR | HFTD - Distribution - Tier 3 - 4QU CoRE ¦ 3QU LoRE | Red Flag Warning - Large Fires | 2024 | 0 | 0 | 0 | 0 | 5.475 | 0.71896 | 3.0715 | 1.6846 | 0.0080156 | 0.0080156 | 0.0080156 | 0.0080156 | 2.192e-05 |  | 0 | 1.757e-07 | 1.757e-07 | 0 | 1.757e-07 | 1.757e-07 | 0 | 1.757e-07 | 1.757e-07 | 0 | 1.757e-07 | Column30: 1.757e-07 | [29 empty] | 7.3.2.1.3 Advanced weather monitoring and weather stations Weather StationsWLDFRElectric Reliability | WLDFR | HFTD - Distribution - Tier 3 - 5QU CoRE ¦ 2QU LoRE | Non-Red Flag Warning - Destructive Fires | 2029 | Electric Reliability | 247.273 | 612.5567 | 2029 | Mitigation | 0.011149 | 10 | 0 | esc | 0.011149 | 2.7568 | 0.011149 | 2.7568 | 0.011149 | 2.7568 | 0.011149 | 2.7568
[79 empty] | WLDFR | HFTD - Distribution - Tier 3 - 4QU CoRE ¦ 3QU LoRE | Red Flag Warning - Large Fires | 2025 | 0 | 0 | 0 | 0 | 5.475 | 0.71896 | 3.0715 | 1.6846 | 0.0080156 | 0.0080156 | 0.0080156 | 0.0080156 | 2.192e-05 |  | 0 | 1.757e-07 | 1.757e-07 | 0 | 1.757e-07 | 1.757e-07 | 0 | 1.757e-07 | 1.757e-07 | 0 | 1.757e-07 | Column30: 1.757e-07 | [29 empty] | 7.3.2.1.3 Advanced weather monitoring and weather stations Weather StationsWLDFRElectric Reliability | WLDFR | HFTD - Distribution - Tier 3 - 5QU CoRE ¦ 2QU LoRE | Non-Red Flag Warning - Destructive Fires | 2030 | Electric Reliability | 247.273 | 612.5567 | 2030 | Mitigation | 0.011149 | 10 | 0 | esc | 0 | 0 | 0.011149 | 2.7568 | 0.011149 | 2.7568 | 0.011149 | 2.7568
[79 empty] | WLDFR | HFTD - Distribution - Tier 3 - 4QU CoRE ¦ 3QU LoRE | Red Flag Warning - Large Fires | 2026 | 0 | 0 | 0 | 0 | 5.475 | 0.71896 | 3.0715 | 1.6846 | 0.0080156 | 0.0080156 | 0.0080156 | 0.0080156 | 2.192e-05 |  | 0 | 1.757e-07 | 1.757e-07 | 0 | 1.757e-07 | 1.757e-07 | 0 | 1.757e-07 | 1.757e-07 | 0 | 1.757e-07 | Column30: 1.757e-07 | [29 empty] | 7.3.2.1.3 Advanced weather monitoring and weather stations Weather StationsWLDFRElectric Reliability | WLDFR | HFTD - Distribution - Tier 3 - 5QU CoRE ¦ 2QU LoRE | Non-Red Flag Warning - Destructive Fires | 2031 | Electric Reliability | 247.273 | 612.5567 | 2031 | Mitigation | 0.011149 | 10 | 0 | esc | 0 | 0 | 0 | 0 | 0.011149 | 2.7568 | 0.011149 | 2.7568
[79 empty] | WLDFR | HFTD - Distribution - Tier 3 - 4QU CoRE ¦ 3QU LoRE | Red Flag Warning - Large Fires | 2027 | 0 | 0 | 0 | 0 | 5.475 | 0.71896 | 3.0715 | 1.6846 | 0.0080156 | 0.0080156 | 0.0080156 | 0.0080156 | 2.192e-05 |  | 0 | 1.757e-07 | 1.757e-07 | 0 | 1.757e-07 | 1.757e-07 | 0 | 1.757e-07 | 1.757e-07 | 0 | 1.757e-07 | Column30: 1.757e-07 | [29 empty] | 7.3.2.1.3 Advanced weather monitoring and weather stations Weather StationsWLDFRElectric Reliability | WLDFR | HFTD - Distribution - Tier 3 - 5QU CoRE ¦ 2QU LoRE | Non-Red Flag Warning - Destructive Fires | 2032 | Electric Reliability | 247.273 | 612.5567 | 2032 | Mitigation | 0.011149 | 10 | 0 | esc | 0 | 0 | 0 | 0 | 0 | 0 | 0.011149 | 2.7568
[79 empty] | WLDFR | HFTD - Distribution - Tier 3 - 4QU CoRE ¦ 3QU LoRE | Red Flag Warning - Large Fires | 2028 | 0 | 0 | 0 | 0 | 5.777 | 0.74734 | 3.238 | 1.7917 | 0.0083319 | 0.0083319 | 0.0083319 | 0.0083319 | 2.192e-05 |  | 0 | 1.8264e-07 | 1.8264e-07 | 0 | 1.8264e-07 | 1.8264e-07 | 0 | 1.8264e-07 | 1.8264e-07 | 0 | 1.8264e-07 | Column30: 1.8264e-07 | [29 empty] | 7.3.2.1.3 Advanced weather monitoring and weather stations Weather StationsWLDFRElectric Reliability | WLDFR | HFTD - Distribution - Tier 3 - 5QU CoRE ¦ 2QU LoRE | Non-Red Flag Warning - Large Fires | 2021 | Electric Reliability | 0.69642 | 612.5567 | 2021 | Mitigation | 0.011149 | 10 | 0 | esc | 0.011149 | 0.0077642 | 0.011149 | 0.0077642 | 0 | 0 | 0 | 0
[79 empty] | WLDFR | HFTD - Distribution - Tier 3 - 4QU CoRE ¦ 3QU LoRE | Red Flag Warning - Large Fires | 2029 | 0 | 0 | 0 | 0 | 5.777 | 0.74734 | 3.238 | 1.7917 | 0.0083319 | 0.0083319 | 0.0083319 | 0.0083319 | 2.192e-05 |  | 0 | 1.8264e-07 | 1.8264e-07 | 0 | 1.8264e-07 | 1.8264e-07 | 0 | 1.8264e-07 | 1.8264e-07 | 0 | 1.8264e-07 | Column30: 1.8264e-07 | [29 empty] | 7.3.2.1.3 Advanced weather monitoring and weather stations Weather StationsWLDFRElectric Reliability | WLDFR | HFTD - Distribution - Tier 3 - 5QU CoRE ¦ 2QU LoRE | Non-Red Flag Warning - Large Fires | 2022 | Electric Reliability | 0.69642 | 612.5567 | 2022 | Mitigation | 0.011149 | 10 | 0 | esc | 0.011149 | 0.0077642 | 0.011149 | 0.0077642 | 0.011149 | 0.0077642 | 0 | 0
[79 empty] | WLDFR | HFTD - Distribution - Tier 3 - 4QU CoRE ¦ 3QU LoRE | Red Flag Warning - Large Fires | 2030 | 0 | 0 | 0 | 0 | 5.777 | 0.74734 | 3.238 | 1.7917 | 0 | 0.0083319 | 0.0083319 | 0.0083319 | 2.192e-05 |  | 0 | 0 | 0 | 0 | 1.8264e-07 | 1.8264e-07 | 0 | 1.8264e-07 | 1.8264e-07 | 0 | 1.8264e-07 | Column30: 1.8264e-07 | [29 empty] | 7.3.2.1.3 Advanced weather monitoring and weather stations Weather StationsWLDFRElectric Reliability | WLDFR | HFTD - Distribution - Tier 3 - 5QU CoRE ¦ 2QU LoRE | Non-Red Flag Warning - Large Fires | 2023 | Electric Reliability | 0.71896 | 612.5567 | 2023 | Mitigation | 0.011149 | 10 | 0 | esc | 0.011149 | 0.0080156 | 0.011149 | 0.0080156 | 0.011149 | 0.0080156 | 0.011149 | 0.0080156
[79 empty] | WLDFR | HFTD - Distribution - Tier 3 - 4QU CoRE ¦ 3QU LoRE | Red Flag Warning - Large Fires | 2031 | 0 | 0 | 0 | 0 | 5.777 | 0.74734 | 3.238 | 1.7917 | 0 | 0 | 0.0083319 | 0.0083319 | 2.192e-05 |  | 0 | 0 | 0 | 0 | 0 | 0 | 0 | 1.8264e-07 | 1.8264e-07 | 0 | 1.8264e-07 | Column30: 1.8264e-07 | [29 empty] | 7.3.2.1.3 Advanced weather monitoring and weather stations Weather StationsWLDFRElectric Reliability | WLDFR | HFTD - Distribution - Tier 3 - 5QU CoRE ¦ 2QU LoRE | Non-Red Flag Warning - Large Fires | 2024 | Electric Reliability | 0.71896 | 612.5567 | 2024 | Mitigation | 0.011149 | 10 | 0 | esc | 0.011149 | 0.0080156 | 0.011149 | 0.0080156 | 0.011149 | 0.0080156 | 0.011149 | 0.0080156
[79 empty] | WLDFR | HFTD - Distribution - Tier 3 - 4QU CoRE ¦ 3QU LoRE | Red Flag Warning - Large Fires | 2032 | 0 | 0 | 0 | 0 | 5.777 | 0.74734 | 3.238 | 1.7917 | 0 | 0 | 0 | 0.0083319 | 2.192e-05 |  | 0 | 0 | 0 | 0 | 0 | 0 | 0 | 0 | 0 | 0 | 1.8264e-07 | Column30: 1.8264e-07 | [29 empty] | 7.3.2.1.3 Advanced weather monitoring and weather stations Weather StationsWLDFRElectric Reliability | WLDFR | HFTD - Distribution - Tier 3 - 5QU CoRE ¦ 2QU LoRE | Non-Red Flag Warning - Large Fires | 2025 | Electric Reliability | 0.71896 | 612.5567 | 2025 | Mitigation | 0.011149 | 10 | 0 | esc | 0.011149 | 0.0080156 | 0.011149 | 0.0080156 | 0.011149 | 0.0080156 | 0.011149 | 0.0080156
[79 empty] | WLDFR | HFTD - Distribution - Tier 3 - 4QU CoRE ¦ 3QU LoRE | Red Flag Warning - Small Fires | 2020 | 0 | 0 | 0 | 0 | 0.077901 | 0.036425 | 0.0015809 | 0.039895 | 0.0004061 | 0 | 0 | 0 | 0.00064016 |  | 0 | 2.5997e-07 | 2.5997e-07 | 0 | 0 | 0 | 0 | 0 | 0 | 0 | 0 | Column30: 0 | [29 empty] | 7.3.2.1.3 Advanced weather monitoring and weather stations Weather StationsWLDFRElectric Reliability | WLDFR | HFTD - Distribution - Tier 3 - 5QU CoRE ¦ 2QU LoRE | Non-Red Flag Warning - Large Fires | 2026 | Electric Reliability | 0.71896 | 612.5567 | 2026 | Mitigation | 0.011149 | 10 | 0 | esc | 0.011149 | 0.0080156 | 0.011149 | 0.0080156 | 0.011149 | 0.0080156 | 0.011149 | 0.0080156
[79 empty] | WLDFR | HFTD - Distribution - Tier 3 - 4QU CoRE ¦ 3QU LoRE | Red Flag Warning - Small Fires | 2021 | 0 | 0 | 0 | 0 | 0.077901 | 0.036425 | 0.0015809 | 0.039895 | 0.0004061 | 0.0004061 | 0 | 0 | 0.00064016 |  | 0 | 2.5997e-07 | 2.5997e-07 | 0 | 2.5997e-07 | 2.5997e-07 | 0 | 0 | 0 | 0 | 0 | Column30: 0 | [29 empty] | 7.3.2.1.3 Advanced weather monitoring and weather stations Weather StationsWLDFRElectric Reliability | WLDFR | HFTD - Distribution - Tier 3 - 5QU CoRE ¦ 2QU LoRE | Non-Red Flag Warning - Large Fires | 2027 | Electric Reliability | 0.71896 | 612.5567 | 2027 | Mitigation | 0.011149 | 10 | 0 | esc | 0.011149 | 0.0080156 | 0.011149 | 0.0080156 | 0.011149 | 0.0080156 | 0.011149 | 0.0080156
[79 empty] | WLDFR | HFTD - Distribution - Tier 3 - 4QU CoRE ¦ 3QU LoRE | Red Flag Warning - Small Fires | 2022 | 0 | 0 | 0 | 0 | 0.077901 | 0.036425 | 0.0015809 | 0.039895 | 0.0004061 | 0.0004061 | 0.0004061 | 0 | 0.00064016 |  | 0 | 2.5997e-07 | 2.5997e-07 | 0 | 2.5997e-07 | 2.5997e-07 | 0 | 2.5997e-07 | 2.5997e-07 | 0 | 0 | Column30: 0 | [29 empty] | 7.3.2.1.3 Advanced weather monitoring and weather stations Weather StationsWLDFRElectric Reliability | WLDFR | HFTD - Distribution - Tier 3 - 5QU CoRE ¦ 2QU LoRE | Non-Red Flag Warning - Large Fires | 2028 | Electric Reliability | 0.74734 | 612.5567 | 2028 | Mitigation | 0.011149 | 10 | 0 | esc | 0.011149 | 0.0083319 | 0.011149 | 0.0083319 | 0.011149 | 0.0083319 | 0.011149 | 0.0083319
[79 empty] | WLDFR | HFTD - Distribution - Tier 3 - 4QU CoRE ¦ 3QU LoRE | Red Flag Warning - Small Fires | 2023 | 0 | 0 | 0 | 0 | 0.080408 | 0.03759 | 0.0016314 | 0.041187 | 0.00041909 | 0.00041909 | 0.00041909 | 0.00041909 | 0.00064016 |  | 0 | 2.6828e-07 | 2.6828e-07 | 0 | 2.6828e-07 | 2.6828e-07 | 0 | 2.6828e-07 | 2.6828e-07 | 0 | 2.6828e-07 | Column30: 2.6828e-07 | [29 empty] | 7.3.2.1.3 Advanced weather monitoring and weather stations Weather StationsWLDFRElectric Reliability | WLDFR | HFTD - Distribution - Tier 3 - 5QU CoRE ¦ 2QU LoRE | Non-Red Flag Warning - Large Fires | 2029 | Electric Reliability | 0.74734 | 612.5567 | 2029 | Mitigation | 0.011149 | 10 | 0 | esc | 0.011149 | 0.0083319 | 0.011149 | 0.0083319 | 0.011149 | 0.0083319 | 0.011149 | 0.0083319
[79 empty] | WLDFR | HFTD - Distribution - Tier 3 - 4QU CoRE ¦ 3QU LoRE | Red Flag Warning - Small Fires | 2024 | 0 | 0 | 0 | 0 | 0.080408 | 0.03759 | 0.0016314 | 0.041187 | 0.00041909 | 0.00041909 | 0.00041909 | 0.00041909 | 0.00064016 |  | 0 | 2.6828e-07 | 2.6828e-07 | 0 | 2.6828e-07 | 2.6828e-07 | 0 | 2.6828e-07 | 2.6828e-07 | 0 | 2.6828e-07 | Column30: 2.6828e-07 | [29 empty] | 7.3.2.1.3 Advanced weather monitoring and weather stations Weather StationsWLDFRElectric Reliability | WLDFR | HFTD - Distribution - Tier 3 - 5QU CoRE ¦ 2QU LoRE | Non-Red Flag Warning - Large Fires | 2030 | Electric Reliability | 0.74734 | 612.5567 | 2030 | Mitigation | 0.011149 | 10 | 0 | esc | 0 | 0 | 0.011149 | 0.0083319 | 0.011149 | 0.0083319 | 0.011149 | 0.0083319
[79 empty] | WLDFR | HFTD - Distribution - Tier 3 - 4QU CoRE ¦ 3QU LoRE | Red Flag Warning - Small Fires | 2025 | 0 | 0 | 0 | 0 | 0.080408 | 0.03759 | 0.0016314 | 0.041187 | 0.00041909 | 0.00041909 | 0.00041909 | 0.00041909 | 0.00064016 |  | 0 | 2.6828e-07 | 2.6828e-07 | 0 | 2.6828e-07 | 2.6828e-07 | 0 | 2.6828e-07 | 2.6828e-07 | 0 | 2.6828e-07 | Column30: 2.6828e-07 | [29 empty] | 7.3.2.1.3 Advanced weather monitoring and weather stations Weather StationsWLDFRElectric Reliability | WLDFR | HFTD - Distribution - Tier 3 - 5QU CoRE ¦ 2QU LoRE | Non-Red Flag Warning - Large Fires | 2031 | Electric Reliability | 0.74734 | 612.5567 | 2031 | Mitigation | 0.011149 | 10 | 0 | esc | 0 | 0 | 0 | 0 | 0.011149 | 0.0083319 | 0.011149 | 0.0083319
[79 empty] | WLDFR | HFTD - Distribution - Tier 3 - 4QU CoRE ¦ 3QU LoRE | Red Flag Warning - Small Fires | 2026 | 0 | 0 | 0 | 0 | 0.080408 | 0.03759 | 0.0016314 | 0.041187 | 0.00041909 | 0.00041909 | 0.00041909 | 0.00041909 | 0.00064016 |  | 0 | 2.6828e-07 | 2.6828e-07 | 0 | 2.6828e-07 | 2.6828e-07 | 0 | 2.6828e-07 | 2.6828e-07 | 0 | 2.6828e-07 | Column30: 2.6828e-07 | [29 empty] | 7.3.2.1.3 Advanced weather monitoring and weather stations Weather StationsWLDFRElectric Reliability | WLDFR | HFTD - Distribution - Tier 3 - 5QU CoRE ¦ 2QU LoRE | Non-Red Flag Warning - Large Fires | 2032 | Electric Reliability | 0.74734 | 612.5567 | 2032 | Mitigation | 0.011149 | 10 | 0 | esc | 0 | 0 | 0 | 0 | 0 | 0 | 0.011149 | 0.0083319
[79 empty] | WLDFR | HFTD - Distribution - Tier 3 - 4QU CoRE ¦ 3QU LoRE | Red Flag Warning - Small Fires | 2027 | 0 | 0 | 0 | 0 | 0.080408 | 0.03759 | 0.0016314 | 0.041187 | 0.00041909 | 0.00041909 | 0.00041909 | 0.00041909 | 0.00064016 |  | 0 | 2.6828e-07 | 2.6828e-07 | 0 | 2.6828e-07 | 2.6828e-07 | 0 | 2.6828e-07 | 2.6828e-07 | 0 | 2.6828e-07 | Column30: 2.6828e-07 | [29 empty] | 7.3.2.1.3 Advanced weather monitoring and weather stations Weather StationsWLDFRElectric Reliability | WLDFR | HFTD - Distribution - Tier 3 - 5QU CoRE ¦ 2QU LoRE | Non-Red Flag Warning - Small Fires | 2021 | Electric Reliability | 0.036425 | 612.5567 | 2021 | Mitigation | 0.011149 | 10 | 0 | esc | 0.011149 | 0.0004061 | 0.011149 | 0.0004061 | 0 | 0 | 0 | 0
[79 empty] | WLDFR | HFTD - Distribution - Tier 3 - 4QU CoRE ¦ 3QU LoRE | Red Flag Warning - Small Fires | 2028 | 0 | 0 | 0 | 0 | 0.083606 | 0.039055 | 0.001695 | 0.042856 | 0.00043542 | 0.00043542 | 0.00043542 | 0.00043542 | 0.00064016 |  | 0 | 2.7874e-07 | 2.7874e-07 | 0 | 2.7874e-07 | 2.7874e-07 | 0 | 2.7874e-07 | 2.7874e-07 | 0 | 2.7874e-07 | Column30: 2.7874e-07 | [29 empty] | 7.3.2.1.3 Advanced weather monitoring and weather stations Weather StationsWLDFRElectric Reliability | WLDFR | HFTD - Distribution - Tier 3 - 5QU CoRE ¦ 2QU LoRE | Non-Red Flag Warning - Small Fires | 2022 | Electric Reliability | 0.036425 | 612.5567 | 2022 | Mitigation | 0.011149 | 10 | 0 | esc | 0.011149 | 0.0004061 | 0.011149 | 0.0004061 | 0.011149 | 0.0004061 | 0 | 0
[79 empty] | WLDFR | HFTD - Distribution - Tier 3 - 4QU CoRE ¦ 3QU LoRE | Red Flag Warning - Small Fires | 2029 | 0 | 0 | 0 | 0 | 0.083606 | 0.039055 | 0.001695 | 0.042856 | 0.00043542 | 0.00043542 | 0.00043542 | 0.00043542 | 0.00064016 |  | 0 | 2.7874e-07 | 2.7874e-07 | 0 | 2.7874e-07 | 2.7874e-07 | 0 | 2.7874e-07 | 2.7874e-07 | 0 | 2.7874e-07 | Column30: 2.7874e-07 | [29 empty] | 7.3.2.1.3 Advanced weather monitoring and weather stations Weather StationsWLDFRElectric Reliability | WLDFR | HFTD - Distribution - Tier 3 - 5QU CoRE ¦ 2QU LoRE | Non-Red Flag Warning - Small Fires | 2023 | Electric Reliability | 0.03759 | 612.5567 | 2023 | Mitigation | 0.011149 | 10 | 0 | esc | 0.011149 | 0.00041909 | 0.011149 | 0.00041909 | 0.011149 | 0.00041909 | 0.011149 | 0.00041909
[79 empty] | WLDFR | HFTD - Distribution - Tier 3 - 4QU CoRE ¦ 3QU LoRE | Red Flag Warning - Small Fires | 2030 | 0 | 0 | 0 | 0 | 0.083606 | 0.039055 | 0.001695 | 0.042856 | 0 | 0.00043542 | 0.00043542 | 0.00043542 | 0.00064016 |  | 0 | 0 | 0 | 0 | 2.7874e-07 | 2.7874e-07 | 0 | 2.7874e-07 | 2.7874e-07 | 0 | 2.7874e-07 | Column30: 2.7874e-07 | [29 empty] | 7.3.2.1.3 Advanced weather monitoring and weather stations Weather StationsWLDFRElectric Reliability | WLDFR | HFTD - Distribution - Tier 3 - 5QU CoRE ¦ 2QU LoRE | Non-Red Flag Warning - Small Fires | 2024 | Electric Reliability | 0.03759 | 612.5567 | 2024 | Mitigation | 0.011149 | 10 | 0 | esc | 0.011149 | 0.00041909 | 0.011149 | 0.00041909 | 0.011149 | 0.00041909 | 0.011149 | 0.00041909
[79 empty] | WLDFR | HFTD - Distribution - Tier 3 - 4QU CoRE ¦ 3QU LoRE | Red Flag Warning - Small Fires | 2031 | 0 | 0 | 0 | 0 | 0.083606 | 0.039055 | 0.001695 | 0.042856 | 0 | 0 | 0.00043542 | 0.00043542 | 0.00064016 |  | 0 | 0 | 0 | 0 | 0 | 0 | 0 | 2.7874e-07 | 2.7874e-07 | 0 | 2.7874e-07 | Column30: 2.7874e-07 | [29 empty] | 7.3.2.1.3 Advanced weather monitoring and weather stations Weather StationsWLDFRElectric Reliability | WLDFR | HFTD - Distribution - Tier 3 - 5QU CoRE ¦ 2QU LoRE | Non-Red Flag Warning - Small Fires | 2025 | Electric Reliability | 0.03759 | 612.5567 | 2025 | Mitigation | 0.011149 | 10 | 0 | esc | 0.011149 | 0.00041909 | 0.011149 | 0.00041909 | 0.011149 | 0.00041909 | 0.011149 | 0.00041909
[79 empty] | WLDFR | HFTD - Distribution - Tier 3 - 4QU CoRE ¦ 3QU LoRE | Red Flag Warning - Small Fires | 2032 | 0 | 0 | 0 | 0 | 0.083606 | 0.039055 | 0.001695 | 0.042856 | 0 | 0 | 0 | 0.00043542 | 0.00064016 |  | 0 | 0 | 0 | 0 | 0 | 0 | 0 | 0 | 0 | 0 | 2.7874e-07 | Column30: 2.7874e-07 | [29 empty] | 7.3.2.1.3 Advanced weather monitoring and weather stations Weather StationsWLDFRElectric Reliability | WLDFR | HFTD - Distribution - Tier 3 - 5QU CoRE ¦ 2QU LoRE | Non-Red Flag Warning - Small Fires | 2026 | Electric Reliability | 0.03759 | 612.5567 | 2026 | Mitigation | 0.011149 | 10 | 0 | esc | 0.011149 | 0.00041909 | 0.011149 | 0.00041909 | 0.011149 | 0.00041909 | 0.011149 | 0.00041909
[79 empty] | WLDFR | HFTD - Distribution - Tier 3 - 4QU CoRE ¦ 3QU LoRE | Seismic - Non-Red Flag Warning - Catastrophic Fires | 2020 | 0 | 0 | 0 | 0 | 21083.8428 | 409.2237 | 13469.0878 | 7205.5313 | 4.5624 | 0 | 0 | 0 | 3.6943e-10 |  | 0 | 1.6855e-09 | 1.6855e-09 | 0 | 0 | 0 | 0 | 0 | 0 | 0 | 0 | Column30: 0 | [29 empty] | 7.3.2.1.3 Advanced weather monitoring and weather stations Weather StationsWLDFRElectric Reliability | WLDFR | HFTD - Distribution - Tier 3 - 5QU CoRE ¦ 2QU LoRE | Non-Red Flag Warning - Small Fires | 2027 | Electric Reliability | 0.03759 | 612.5567 | 2027 | Mitigation | 0.011149 | 10 | 0 | esc | 0.011149 | 0.00041909 | 0.011149 | 0.00041909 | 0.011149 | 0.00041909 | 0.011149 | 0.00041909
[79 empty] | WLDFR | HFTD - Distribution - Tier 3 - 4QU CoRE ¦ 3QU LoRE | Seismic - Non-Red Flag Warning - Catastrophic Fires | 2021 | 0 | 0 | 0 | 0 | 21083.8428 | 409.2237 | 13469.0878 | 7205.5313 | 4.5624 | 4.5624 | 0 | 0 | 3.6943e-10 |  | 0 | 1.6855e-09 | 1.6855e-09 | 0 | 1.6855e-09 | 1.6855e-09 | 0 | 0 | 0 | 0 | 0 | Column30: 0 | [29 empty] | 7.3.2.1.3 Advanced weather monitoring and weather stations Weather StationsWLDFRElectric Reliability | WLDFR | HFTD - Distribution - Tier 3 - 5QU CoRE ¦ 2QU LoRE | Non-Red Flag Warning - Small Fires | 2028 | Electric Reliability | 0.039055 | 612.5567 | 2028 | Mitigation | 0.011149 | 10 | 0 | esc | 0.011149 | 0.00043542 | 0.011149 | 0.00043542 | 0.011149 | 0.00043542 | 0.011149 | 0.00043542
[79 empty] | WLDFR | HFTD - Distribution - Tier 3 - 4QU CoRE ¦ 3QU LoRE | Seismic - Non-Red Flag Warning - Catastrophic Fires | 2022 | 0 | 0 | 0 | 0 | 21083.8428 | 409.2237 | 13469.0878 | 7205.5313 | 4.5624 | 4.5624 | 4.5624 | 0 | 3.6943e-10 |  | 0 | 1.6855e-09 | 1.6855e-09 | 0 | 1.6855e-09 | 1.6855e-09 | 0 | 1.6855e-09 | 1.6855e-09 | 0 | 0 | Column30: 0 | [29 empty] | 7.3.2.1.3 Advanced weather monitoring and weather stations Weather StationsWLDFRElectric Reliability | WLDFR | HFTD - Distribution - Tier 3 - 5QU CoRE ¦ 2QU LoRE | Non-Red Flag Warning - Small Fires | 2029 | Electric Reliability | 0.039055 | 612.5567 | 2029 | Mitigation | 0.011149 | 10 | 0 | esc | 0.011149 | 0.00043542 | 0.011149 | 0.00043542 | 0.011149 | 0.00043542 | 0.011149 | 0.00043542
[79 empty] | WLDFR | HFTD - Distribution - Tier 3 - 4QU CoRE ¦ 3QU LoRE | Seismic - Non-Red Flag Warning - Catastrophic Fires | 2023 | 0 | 0 | 0 | 0 | 21835.9781 | 428.6023 | 13939.561 | 7467.8148 | 4.7784 | 4.7784 | 4.7784 | 4.7784 | 3.6943e-10 |  | 0 | 1.7653e-09 | 1.7653e-09 | 0 | 1.7653e-09 | 1.7653e-09 | 0 | 1.7653e-09 | 1.7653e-09 | 0 | 1.7653e-09 | Column30: 1.7653e-09 | [29 empty] | 7.3.2.1.3 Advanced weather monitoring and weather stations Weather StationsWLDFRElectric Reliability | WLDFR | HFTD - Distribution - Tier 3 - 5QU CoRE ¦ 2QU LoRE | Non-Red Flag Warning - Small Fires | 2030 | Electric Reliability | 0.039055 | 612.5567 | 2030 | Mitigation | 0.011149 | 10 | 0 | esc | 0 | 0 | 0.011149 | 0.00043542 | 0.011149 | 0.00043542 | 0.011149 | 0.00043542
[79 empty] | WLDFR | HFTD - Distribution - Tier 3 - 4QU CoRE ¦ 3QU LoRE | Seismic - Non-Red Flag Warning - Catastrophic Fires | 2024 | 0 | 0 | 0 | 0 | 21835.9781 | 428.6023 | 13939.561 | 7467.8148 | 4.7784 | 4.7784 | 4.7784 | 4.7784 | 3.6943e-10 |  | 0 | 1.7653e-09 | 1.7653e-09 | 0 | 1.7653e-09 | 1.7653e-09 | 0 | 1.7653e-09 | 1.7653e-09 | 0 | 1.7653e-09 | Column30: 1.7653e-09 | [29 empty] | 7.3.2.1.3 Advanced weather monitoring and weather stations Weather StationsWLDFRElectric Reliability | WLDFR | HFTD - Distribution - Tier 3 - 5QU CoRE ¦ 2QU LoRE | Non-Red Flag Warning - Small Fires | 2031 | Electric Reliability | 0.039055 | 612.5567 | 2031 | Mitigation | 0.011149 | 10 | 0 | esc | 0 | 0 | 0 | 0 | 0.011149 | 0.00043542 | 0.011149 | 0.00043542
[79 empty] | WLDFR | HFTD - Distribution - Tier 3 - 4QU CoRE ¦ 3QU LoRE | Seismic - Non-Red Flag Warning - Catastrophic Fires | 2025 | 0 | 0 | 0 | 0 | 21835.9781 | 428.6023 | 13939.561 | 7467.8148 | 4.7784 | 4.7784 | 4.7784 | 4.7784 | 3.6943e-10 |  | 0 | 1.7653e-09 | 1.7653e-09 | 0 | 1.7653e-09 | 1.7653e-09 | 0 | 1.7653e-09 | 1.7653e-09 | 0 | 1.7653e-09 | Column30: 1.7653e-09 | [29 empty] | 7.3.2.1.3 Advanced weather monitoring and weather stations Weather StationsWLDFRElectric Reliability | WLDFR | HFTD - Distribution - Tier 3 - 5QU CoRE ¦ 2QU LoRE | Non-Red Flag Warning - Small Fires | 2032 | Electric Reliability | 0.039055 | 612.5567 | 2032 | Mitigation | 0.011149 | 10 | 0 | esc | 0 | 0 | 0 | 0 | 0 | 0 | 0.011149 | 0.00043542
[79 empty] | WLDFR | HFTD - Distribution - Tier 3 - 4QU CoRE ¦ 3QU LoRE | Seismic - Non-Red Flag Warning - Catastrophic Fires | 2026 | 0 | 0 | 0 | 0 | 21835.9781 | 428.6023 | 13939.561 | 7467.8148 | 4.7784 | 4.7784 | 4.7784 | 4.7784 | 3.6943e-10 |  | 0 | 1.7653e-09 | 1.7653e-09 | 0 | 1.7653e-09 | 1.7653e-09 | 0 | 1.7653e-09 | 1.7653e-09 | 0 | 1.7653e-09 | Column30: 1.7653e-09 | [29 empty] | 7.3.2.1.3 Advanced weather monitoring and weather stations Weather StationsWLDFRElectric Reliability | WLDFR | HFTD - Distribution - Tier 3 - 5QU CoRE ¦ 2QU LoRE | Red Flag Warning - Catastrophic Fires | 2021 | Electric Reliability | 222.2294 | 612.5567 | 2021 | Mitigation | 0.011149 | 10 | 0 | esc | 0.011149 | 2.4776 | 0.011149 | 2.4776 | 0 | 0 | 0 | 0
[79 empty] | WLDFR | HFTD - Distribution - Tier 3 - 4QU CoRE ¦ 3QU LoRE | Seismic - Non-Red Flag Warning - Catastrophic Fires | 2027 | 0 | 0 | 0 | 0 | 21835.9781 | 428.6023 | 13939.561 | 7467.8148 | 4.7784 | 4.7784 | 4.7784 | 4.7784 | 3.6943e-10 |  | 0 | 1.7653e-09 | 1.7653e-09 | 0 | 1.7653e-09 | 1.7653e-09 | 0 | 1.7653e-09 | 1.7653e-09 | 0 | 1.7653e-09 | Column30: 1.7653e-09 | [29 empty] | 7.3.2.1.3 Advanced weather monitoring and weather stations Weather StationsWLDFRElectric Reliability | WLDFR | HFTD - Distribution - Tier 3 - 5QU CoRE ¦ 2QU LoRE | Red Flag Warning - Catastrophic Fires | 2022 | Electric Reliability | 222.2294 | 612.5567 | 2022 | Mitigation | 0.011149 | 10 | 0 | esc | 0.011149 | 2.4776 | 0.011149 | 2.4776 | 0.011149 | 2.4776 | 0 | 0
[79 empty] | WLDFR | HFTD - Distribution - Tier 3 - 4QU CoRE ¦ 3QU LoRE | Seismic - Non-Red Flag Warning - Catastrophic Fires | 2028 | 0 | 0 | 0 | 0 | 22783.187 | 453.261 | 14531.3357 | 7798.5904 | 5.0533 | 5.0533 | 5.0533 | 5.0533 | 3.6943e-10 |  | 0 | 1.8668e-09 | 1.8668e-09 | 0 | 1.8668e-09 | 1.8668e-09 | 0 | 1.8668e-09 | 1.8668e-09 | 0 | 1.8668e-09 | Column30: 1.8668e-09 | [29 empty] | 7.3.2.1.3 Advanced weather monitoring and weather stations Weather StationsWLDFRElectric Reliability | WLDFR | HFTD - Distribution - Tier 3 - 5QU CoRE ¦ 2QU LoRE | Red Flag Warning - Catastrophic Fires | 2023 | Electric Reliability | 233.2301 | 612.5567 | 2023 | Mitigation | 0.011149 | 10 | 0 | esc | 0.011149 | 2.6002 | 0.011149 | 2.6002 | 0.011149 | 2.6002 | 0.011149 | 2.6002
[79 empty] | WLDFR | HFTD - Distribution - Tier 3 - 4QU CoRE ¦ 3QU LoRE | Seismic - Non-Red Flag Warning - Catastrophic Fires | 2029 | 0 | 0 | 0 | 0 | 22783.187 | 453.261 | 14531.3357 | 7798.5904 | 5.0533 | 5.0533 | 5.0533 | 5.0533 | 3.6943e-10 |  | 0 | 1.8668e-09 | 1.8668e-09 | 0 | 1.8668e-09 | 1.8668e-09 | 0 | 1.8668e-09 | 1.8668e-09 | 0 | 1.8668e-09 | Column30: 1.8668e-09 | [29 empty] | 7.3.2.1.3 Advanced weather monitoring and weather stations Weather StationsWLDFRElectric Reliability | WLDFR | HFTD - Distribution - Tier 3 - 5QU CoRE ¦ 2QU LoRE | Red Flag Warning - Catastrophic Fires | 2024 | Electric Reliability | 233.2301 | 612.5567 | 2024 | Mitigation | 0.011149 | 10 | 0 | esc | 0.011149 | 2.6002 | 0.011149 | 2.6002 | 0.011149 | 2.6002 | 0.011149 | 2.6002
[79 empty] | WLDFR | HFTD - Distribution - Tier 3 - 4QU CoRE ¦ 3QU LoRE | Seismic - Non-Red Flag Warning - Catastrophic Fires | 2030 | 0 | 0 | 0 | 0 | 22783.187 | 453.261 | 14531.3357 | 7798.5904 | 0 | 5.0533 | 5.0533 | 5.0533 | 3.6943e-10 |  | 0 | 0 | 0 | 0 | 1.8668e-09 | 1.8668e-09 | 0 | 1.8668e-09 | 1.8668e-09 | 0 | 1.8668e-09 | Column30: 1.8668e-09 | [29 empty] | 7.3.2.1.3 Advanced weather monitoring and weather stations Weather StationsWLDFRElectric Reliability | WLDFR | HFTD - Distribution - Tier 3 - 5QU CoRE ¦ 2QU LoRE | Red Flag Warning - Catastrophic Fires | 2025 | Electric Reliability | 233.2301 | 612.5567 | 2025 | Mitigation | 0.011149 | 10 | 0 | esc | 0.011149 | 2.6002 | 0.011149 | 2.6002 | 0.011149 | 2.6002 | 0.011149 | 2.6002
[79 empty] | WLDFR | HFTD - Distribution - Tier 3 - 4QU CoRE ¦ 3QU LoRE | Seismic - Non-Red Flag Warning - Catastrophic Fires | 2031 | 0 | 0 | 0 | 0 | 22783.187 | 453.261 | 14531.3357 | 7798.5904 | 0 | 0 | 5.0533 | 5.0533 | 3.6943e-10 |  | 0 | 0 | 0 | 0 | 0 | 0 | 0 | 1.8668e-09 | 1.8668e-09 | 0 | 1.8668e-09 | Column30: 1.8668e-09 | [29 empty] | 7.3.2.1.3 Advanced weather monitoring and weather stations Weather StationsWLDFRElectric Reliability | WLDFR | HFTD - Distribution - Tier 3 - 5QU CoRE ¦ 2QU LoRE | Red Flag Warning - Catastrophic Fires | 2026 | Electric Reliability | 233.2301 | 612.5567 | 2026 | Mitigation | 0.011149 | 10 | 0 | esc | 0.011149 | 2.6002 | 0.011149 | 2.6002 | 0.011149 | 2.6002 | 0.011149 | 2.6002
[79 empty] | WLDFR | HFTD - Distribution - Tier 3 - 4QU CoRE ¦ 3QU LoRE | Seismic - Non-Red Flag Warning - Catastrophic Fires | 2032 | 0 | 0 | 0 | 0 | 22783.187 | 453.261 | 14531.3357 | 7798.5904 | 0 | 0 | 0 | 5.0533 | 3.6943e-10 |  | 0 | 0 | 0 | 0 | 0 | 0 | 0 | 0 | 0 | 0 | 1.8668e-09 | Column30: 1.8668e-09 | [29 empty] | 7.3.2.1.3 Advanced weather monitoring and weather stations Weather StationsWLDFRElectric Reliability | WLDFR | HFTD - Distribution - Tier 3 - 5QU CoRE ¦ 2QU LoRE | Red Flag Warning - Catastrophic Fires | 2027 | Electric Reliability | 233.2301 | 612.5567 | 2027 | Mitigation | 0.011149 | 10 | 0 | esc | 0.011149 | 2.6002 | 0.011149 | 2.6002 | 0.011149 | 2.6002 | 0.011149 | 2.6002
[79 empty] | WLDFR | HFTD - Distribution - Tier 3 - 4QU CoRE ¦ 3QU LoRE | Seismic - Red Flag Warning - Catastrophic Fires | 2020 | 0 | 0 | 0 | 0 | 21083.8428 | 409.2237 | 13469.0878 | 7205.5313 | 4.5624 | 0 | 0 | 0 | 1.5933e-08 |  | 0 | 7.2692e-08 | 7.2692e-08 | 0 | 0 | 0 | 0 | 0 | 0 | 0 | 0 | Column30: 0 | [29 empty] | 7.3.2.1.3 Advanced weather monitoring and weather stations Weather StationsWLDFRElectric Reliability | WLDFR | HFTD - Distribution - Tier 3 - 5QU CoRE ¦ 2QU LoRE | Red Flag Warning - Catastrophic Fires | 2028 | Electric Reliability | 247.273 | 612.5567 | 2028 | Mitigation | 0.011149 | 10 | 0 | esc | 0.011149 | 2.7568 | 0.011149 | 2.7568 | 0.011149 | 2.7568 | 0.011149 | 2.7568
[79 empty] | WLDFR | HFTD - Distribution - Tier 3 - 4QU CoRE ¦ 3QU LoRE | Seismic - Red Flag Warning - Catastrophic Fires | 2021 | 0 | 0 | 0 | 0 | 21083.8428 | 409.2237 | 13469.0878 | 7205.5313 | 4.5624 | 4.5624 | 0 | 0 | 1.5933e-08 |  | 0 | 7.2692e-08 | 7.2692e-08 | 0 | 7.2692e-08 | 7.2692e-08 | 0 | 0 | 0 | 0 | 0 | Column30: 0 | [29 empty] | 7.3.2.1.3 Advanced weather monitoring and weather stations Weather StationsWLDFRElectric Reliability | WLDFR | HFTD - Distribution - Tier 3 - 5QU CoRE ¦ 2QU LoRE | Red Flag Warning - Catastrophic Fires | 2029 | Electric Reliability | 247.273 | 612.5567 | 2029 | Mitigation | 0.011149 | 10 | 0 | esc | 0.011149 | 2.7568 | 0.011149 | 2.7568 | 0.011149 | 2.7568 | 0.011149 | 2.7568
[79 empty] | WLDFR | HFTD - Distribution - Tier 3 - 4QU CoRE ¦ 3QU LoRE | Seismic - Red Flag Warning - Catastrophic Fires | 2022 | 0 | 0 | 0 | 0 | 21083.8428 | 409.2237 | 13469.0878 | 7205.5313 | 4.5624 | 4.5624 | 4.5624 | 0 | 1.5933e-08 |  | 0 | 7.2692e-08 | 7.2692e-08 | 0 | 7.2692e-08 | 7.2692e-08 | 0 | 7.2692e-08 | 7.2692e-08 | 0 | 0 | Column30: 0 | [29 empty] | 7.3.2.1.3 Advanced weather monitoring and weather stations Weather StationsWLDFRElectric Reliability | WLDFR | HFTD - Distribution - Tier 3 - 5QU CoRE ¦ 2QU LoRE | Red Flag Warning - Catastrophic Fires | 2030 | Electric Reliability | 247.273 | 612.5567 | 2030 | Mitigation | 0.011149 | 10 | 0 | esc | 0 | 0 | 0.011149 | 2.7568 | 0.011149 | 2.7568 | 0.011149 | 2.7568
[79 empty] | WLDFR | HFTD - Distribution - Tier 3 - 4QU CoRE ¦ 3QU LoRE | Seismic - Red Flag Warning - Catastrophic Fires | 2023 | 0 | 0 | 0 | 0 | 21835.9781 | 428.6023 | 13939.561 | 7467.8148 | 4.7784 | 4.7784 | 4.7784 | 4.7784 | 1.5933e-08 |  | 0 | 7.6134e-08 | 7.6134e-08 | 0 | 7.6134e-08 | 7.6134e-08 | 0 | 7.6134e-08 | 7.6134e-08 | 0 | 7.6134e-08 | Column30: 7.6134e-08 | [29 empty] | 7.3.2.1.3 Advanced weather monitoring and weather stations Weather StationsWLDFRElectric Reliability | WLDFR | HFTD - Distribution - Tier 3 - 5QU CoRE ¦ 2QU LoRE | Red Flag Warning - Catastrophic Fires | 2031 | Electric Reliability | 247.273 | 612.5567 | 2031 | Mitigation | 0.011149 | 10 | 0 | esc | 0 | 0 | 0 | 0 | 0.011149 | 2.7568 | 0.011149 | 2.7568
[79 empty] | WLDFR | HFTD - Distribution - Tier 3 - 4QU CoRE ¦ 3QU LoRE | Seismic - Red Flag Warning - Catastrophic Fires | 2024 | 0 | 0 | 0 | 0 | 21835.9781 | 428.6023 | 13939.561 | 7467.8148 | 4.7784 | 4.7784 | 4.7784 | 4.7784 | 1.5933e-08 |  | 0 | 7.6134e-08 | 7.6134e-08 | 0 | 7.6134e-08 | 7.6134e-08 | 0 | 7.6134e-08 | 7.6134e-08 | 0 | 7.6134e-08 | Column30: 7.6134e-08 | [29 empty] | 7.3.2.1.3 Advanced weather monitoring and weather stations Weather StationsWLDFRElectric Reliability | WLDFR | HFTD - Distribution - Tier 3 - 5QU CoRE ¦ 2QU LoRE | Red Flag Warning - Catastrophic Fires | 2032 | Electric Reliability | 247.273 | 612.5567 | 2032 | Mitigation | 0.011149 | 10 | 0 | esc | 0 | 0 | 0 | 0 | 0 | 0 | 0.011149 | 2.7568
[79 empty] | WLDFR | HFTD - Distribution - Tier 3 - 4QU CoRE ¦ 3QU LoRE | Seismic - Red Flag Warning - Catastrophic Fires | 2025 | 0 | 0 | 0 | 0 | 21835.9781 | 428.6023 | 13939.561 | 7467.8148 | 4.7784 | 4.7784 | 4.7784 | 4.7784 | 1.5933e-08 |  | 0 | 7.6134e-08 | 7.6134e-08 | 0 | 7.6134e-08 | 7.6134e-08 | 0 | 7.6134e-08 | 7.6134e-08 | 0 | 7.6134e-08 | Column30: 7.6134e-08 | [29 empty] | 7.3.2.1.3 Advanced weather monitoring and weather stations Weather StationsWLDFRElectric Reliability | WLDFR | HFTD - Distribution - Tier 3 - 5QU CoRE ¦ 2QU LoRE | Red Flag Warning - Destructive Fires | 2021 | Electric Reliability | 222.2294 | 612.5567 | 2021 | Mitigation | 0.011149 | 10 | 0 | esc | 0.011149 | 2.4776 | 0.011149 | 2.4776 | 0 | 0 | 0 | 0
[79 empty] | WLDFR | HFTD - Distribution - Tier 3 - 4QU CoRE ¦ 3QU LoRE | Seismic - Red Flag Warning - Catastrophic Fires | 2026 | 0 | 0 | 0 | 0 | 21835.9781 | 428.6023 | 13939.561 | 7467.8148 | 4.7784 | 4.7784 | 4.7784 | 4.7784 | 1.5933e-08 |  | 0 | 7.6134e-08 | 7.6134e-08 | 0 | 7.6134e-08 | 7.6134e-08 | 0 | 7.6134e-08 | 7.6134e-08 | 0 | 7.6134e-08 | Column30: 7.6134e-08 | [29 empty] | 7.3.2.1.3 Advanced weather monitoring and weather stations Weather StationsWLDFRElectric Reliability | WLDFR | HFTD - Distribution - Tier 3 - 5QU CoRE ¦ 2QU LoRE | Red Flag Warning - Destructive Fires | 2022 | Electric Reliability | 222.2294 | 612.5567 | 2022 | Mitigation | 0.011149 | 10 | 0 | esc | 0.011149 | 2.4776 | 0.011149 | 2.4776 | 0.011149 | 2.4776 | 0 | 0
[79 empty] | WLDFR | HFTD - Distribution - Tier 3 - 4QU CoRE ¦ 3QU LoRE | Seismic - Red Flag Warning - Catastrophic Fires | 2027 | 0 | 0 | 0 | 0 | 21835.9781 | 428.6023 | 13939.561 | 7467.8148 | 4.7784 | 4.7784 | 4.7784 | 4.7784 | 1.5933e-08 |  | 0 | 7.6134e-08 | 7.6134e-08 | 0 | 7.6134e-08 | 7.6134e-08 | 0 | 7.6134e-08 | 7.6134e-08 | 0 | 7.6134e-08 | Column30: 7.6134e-08 | [29 empty] | 7.3.2.1.3 Advanced weather monitoring and weather stations Weather StationsWLDFRElectric Reliability | WLDFR | HFTD - Distribution - Tier 3 - 5QU CoRE ¦ 2QU LoRE | Red Flag Warning - Destructive Fires | 2023 | Electric Reliability | 233.2301 | 612.5567 | 2023 | Mitigation | 0.011149 | 10 | 0 | esc | 0.011149 | 2.6002 | 0.011149 | 2.6002 | 0.011149 | 2.6002 | 0.011149 | 2.6002
[79 empty] | WLDFR | HFTD - Distribution - Tier 3 - 4QU CoRE ¦ 3QU LoRE | Seismic - Red Flag Warning - Catastrophic Fires | 2028 | 0 | 0 | 0 | 0 | 22783.187 | 453.261 | 14531.3357 | 7798.5904 | 5.0533 | 5.0533 | 5.0533 | 5.0533 | 1.5933e-08 |  | 0 | 8.0514e-08 | 8.0514e-08 | 0 | 8.0514e-08 | 8.0514e-08 | 0 | 8.0514e-08 | 8.0514e-08 | 0 | 8.0514e-08 | Column30: 8.0514e-08 | [29 empty] | 7.3.2.1.3 Advanced weather monitoring and weather stations Weather StationsWLDFRElectric Reliability | WLDFR | HFTD - Distribution - Tier 3 - 5QU CoRE ¦ 2QU LoRE | Red Flag Warning - Destructive Fires | 2024 | Electric Reliability | 233.2301 | 612.5567 | 2024 | Mitigation | 0.011149 | 10 | 0 | esc | 0.011149 | 2.6002 | 0.011149 | 2.6002 | 0.011149 | 2.6002 | 0.011149 | 2.6002
[79 empty] | WLDFR | HFTD - Distribution - Tier 3 - 4QU CoRE ¦ 3QU LoRE | Seismic - Red Flag Warning - Catastrophic Fires | 2029 | 0 | 0 | 0 | 0 | 22783.187 | 453.261 | 14531.3357 | 7798.5904 | 5.0533 | 5.0533 | 5.0533 | 5.0533 | 1.5933e-08 |  | 0 | 8.0514e-08 | 8.0514e-08 | 0 | 8.0514e-08 | 8.0514e-08 | 0 | 8.0514e-08 | 8.0514e-08 | 0 | 8.0514e-08 | Column30: 8.0514e-08 | [29 empty] | 7.3.2.1.3 Advanced weather monitoring and weather stations Weather StationsWLDFRElectric Reliability | WLDFR | HFTD - Distribution - Tier 3 - 5QU CoRE ¦ 2QU LoRE | Red Flag Warning - Destructive Fires | 2025 | Electric Reliability | 233.2301 | 612.5567 | 2025 | Mitigation | 0.011149 | 10 | 0 | esc | 0.011149 | 2.6002 | 0.011149 | 2.6002 | 0.011149 | 2.6002 | 0.011149 | 2.6002
[79 empty] | WLDFR | HFTD - Distribution - Tier 3 - 4QU CoRE ¦ 3QU LoRE | Seismic - Red Flag Warning - Catastrophic Fires | 2030 | 0 | 0 | 0 | 0 | 22783.187 | 453.261 | 14531.3357 | 7798.5904 | 0 | 5.0533 | 5.0533 | 5.0533 | 1.5933e-08 |  | 0 | 0 | 0 | 0 | 8.0514e-08 | 8.0514e-08 | 0 | 8.0514e-08 | 8.0514e-08 | 0 | 8.0514e-08 | Column30: 8.0514e-08 | [29 empty] | 7.3.2.1.3 Advanced weather monitoring and weather stations Weather StationsWLDFRElectric Reliability | WLDFR | HFTD - Distribution - Tier 3 - 5QU CoRE ¦ 2QU LoRE | Red Flag Warning - Destructive Fires | 2026 | Electric Reliability | 233.2301 | 612.5567 | 2026 | Mitigation | 0.011149 | 10 | 0 | esc | 0.011149 | 2.6002 | 0.011149 | 2.6002 | 0.011149 | 2.6002 | 0.011149 | 2.6002
[79 empty] | WLDFR | HFTD - Distribution - Tier 3 - 4QU CoRE ¦ 3QU LoRE | Seismic - Red Flag Warning - Catastrophic Fires | 2031 | 0 | 0 | 0 | 0 | 22783.187 | 453.261 | 14531.3357 | 7798.5904 | 0 | 0 | 5.0533 | 5.0533 | 1.5933e-08 |  | 0 | 0 | 0 | 0 | 0 | 0 | 0 | 8.0514e-08 | 8.0514e-08 | 0 | 8.0514e-08 | Column30: 8.0514e-08 | [29 empty] | 7.3.2.1.3 Advanced weather monitoring and weather stations Weather StationsWLDFRElectric Reliability | WLDFR | HFTD - Distribution - Tier 3 - 5QU CoRE ¦ 2QU LoRE | Red Flag Warning - Destructive Fires | 2027 | Electric Reliability | 233.2301 | 612.5567 | 2027 | Mitigation | 0.011149 | 10 | 0 | esc | 0.011149 | 2.6002 | 0.011149 | 2.6002 | 0.011149 | 2.6002 | 0.011149 | 2.6002
[79 empty] | WLDFR | HFTD - Distribution - Tier 3 - 4QU CoRE ¦ 3QU LoRE | Seismic - Red Flag Warning - Catastrophic Fires | 2032 | 0 | 0 | 0 | 0 | 22783.187 | 453.261 | 14531.3357 | 7798.5904 | 0 | 0 | 0 | 5.0533 | 1.5933e-08 |  | 0 | 0 | 0 | 0 | 0 | 0 | 0 | 0 | 0 | 0 | 8.0514e-08 | Column30: 8.0514e-08 | [29 empty] | 7.3.2.1.3 Advanced weather monitoring and weather stations Weather StationsWLDFRElectric Reliability | WLDFR | HFTD - Distribution - Tier 3 - 5QU CoRE ¦ 2QU LoRE | Red Flag Warning - Destructive Fires | 2028 | Electric Reliability | 247.273 | 612.5567 | 2028 | Mitigation | 0.011149 | 10 | 0 | esc | 0.011149 | 2.7568 | 0.011149 | 2.7568 | 0.011149 | 2.7568 | 0.011149 | 2.7568
[79 empty] | WLDFR | HFTD - Distribution - Tier 3 - 4QU CoRE ¦ 4QU LoRE | Non-Red Flag Warning - Catastrophic Fires | 2020 | 0 | 0 | 0 | 0 | 14146.1306 | 222.2294 | 8585.7228 | 5338.1784 | 2.4776 | 0 | 0 | 0 | 3.4915e-07 |  | 0 | 8.6506e-07 | 8.6506e-07 | 0 | 0 | 0 | 0 | 0 | 0 | 0 | 0 | Column30: 0 | [29 empty] | 7.3.2.1.3 Advanced weather monitoring and weather stations Weather StationsWLDFRElectric Reliability | WLDFR | HFTD - Distribution - Tier 3 - 5QU CoRE ¦ 2QU LoRE | Red Flag Warning - Destructive Fires | 2029 | Electric Reliability | 247.273 | 612.5567 | 2029 | Mitigation | 0.011149 | 10 | 0 | esc | 0.011149 | 2.7568 | 0.011149 | 2.7568 | 0.011149 | 2.7568 | 0.011149 | 2.7568
[79 empty] | WLDFR | HFTD - Distribution - Tier 3 - 4QU CoRE ¦ 4QU LoRE | Non-Red Flag Warning - Catastrophic Fires | 2021 | 0 | 0 | 0 | 0 | 14146.1306 | 222.2294 | 8585.7228 | 5338.1784 | 2.4776 | 2.4776 | 0 | 0 | 3.4915e-07 |  | 0 | 8.6506e-07 | 8.6506e-07 | 0 | 8.6506e-07 | 8.6506e-07 | 0 | 0 | 0 | 0 | 0 | Column30: 0 | [29 empty] | 7.3.2.1.3 Advanced weather monitoring and weather stations Weather StationsWLDFRElectric Reliability | WLDFR | HFTD - Distribution - Tier 3 - 5QU CoRE ¦ 2QU LoRE | Red Flag Warning - Destructive Fires | 2030 | Electric Reliability | 247.273 | 612.5567 | 2030 | Mitigation | 0.011149 | 10 | 0 | esc | 0 | 0 | 0.011149 | 2.7568 | 0.011149 | 2.7568 | 0.011149 | 2.7568
[79 empty] | WLDFR | HFTD - Distribution - Tier 3 - 4QU CoRE ¦ 4QU LoRE | Non-Red Flag Warning - Catastrophic Fires | 2022 | 0 | 0 | 0 | 0 | 14146.1306 | 222.2294 | 8585.7228 | 5338.1784 | 2.4776 | 2.4776 | 2.4776 | 0 | 3.4915e-07 |  | 0 | 8.6506e-07 | 8.6506e-07 | 0 | 8.6506e-07 | 8.6506e-07 | 0 | 8.6506e-07 | 8.6506e-07 | 0 | 0 | Column30: 0 | [29 empty] | 7.3.2.1.3 Advanced weather monitoring and weather stations Weather StationsWLDFRElectric Reliability | WLDFR | HFTD - Distribution - Tier 3 - 5QU CoRE ¦ 2QU LoRE | Red Flag Warning - Destructive Fires | 2031 | Electric Reliability | 247.273 | 612.5567 | 2031 | Mitigation | 0.011149 | 10 | 0 | esc | 0 | 0 | 0 | 0 | 0.011149 | 2.7568 | 0.011149 | 2.7568
[79 empty] | WLDFR | HFTD - Distribution - Tier 3 - 4QU CoRE ¦ 4QU LoRE | Non-Red Flag Warning - Catastrophic Fires | 2023 | 0 | 0 | 0 | 0 | 14664.6376 | 233.2301 | 8896.516 | 5534.8915 | 2.6002 | 2.6002 | 2.6002 | 2.6002 | 3.4915e-07 |  | 0 | 9.0789e-07 | 9.0789e-07 | 0 | 9.0789e-07 | 9.0789e-07 | 0 | 9.0789e-07 | 9.0789e-07 | 0 | 9.0789e-07 | Column30: 9.0789e-07 | [29 empty] | 7.3.2.1.3 Advanced weather monitoring and weather stations Weather StationsWLDFRElectric Reliability | WLDFR | HFTD - Distribution - Tier 3 - 5QU CoRE ¦ 2QU LoRE | Red Flag Warning - Destructive Fires | 2032 | Electric Reliability | 247.273 | 612.5567 | 2032 | Mitigation | 0.011149 | 10 | 0 | esc | 0 | 0 | 0 | 0 | 0 | 0 | 0.011149 | 2.7568
[79 empty] | WLDFR | HFTD - Distribution - Tier 3 - 4QU CoRE ¦ 4QU LoRE | Non-Red Flag Warning - Catastrophic Fires | 2024 | 0 | 0 | 0 | 0 | 14664.6376 | 233.2301 | 8896.516 | 5534.8915 | 2.6002 | 2.6002 | 2.6002 | 2.6002 | 3.4915e-07 |  | 0 | 9.0789e-07 | 9.0789e-07 | 0 | 9.0789e-07 | 9.0789e-07 | 0 | 9.0789e-07 | 9.0789e-07 | 0 | 9.0789e-07 | Column30: 9.0789e-07 | [29 empty] | 7.3.2.1.3 Advanced weather monitoring and weather stations Weather StationsWLDFRElectric Reliability | WLDFR | HFTD - Distribution - Tier 3 - 5QU CoRE ¦ 2QU LoRE | Red Flag Warning - Large Fires | 2021 | Electric Reliability | 0.69642 | 612.5567 | 2021 | Mitigation | 0.011149 | 10 | 0 | esc | 0.011149 | 0.0077642 | 0.011149 | 0.0077642 | 0 | 0 | 0 | 0
[79 empty] | WLDFR | HFTD - Distribution - Tier 3 - 4QU CoRE ¦ 4QU LoRE | Non-Red Flag Warning - Catastrophic Fires | 2025 | 0 | 0 | 0 | 0 | 14664.6376 | 233.2301 | 8896.516 | 5534.8915 | 2.6002 | 2.6002 | 2.6002 | 2.6002 | 3.4915e-07 |  | 0 | 9.0789e-07 | 9.0789e-07 | 0 | 9.0789e-07 | 9.0789e-07 | 0 | 9.0789e-07 | 9.0789e-07 | 0 | 9.0789e-07 | Column30: 9.0789e-07 | [29 empty] | 7.3.2.1.3 Advanced weather monitoring and weather stations Weather StationsWLDFRElectric Reliability | WLDFR | HFTD - Distribution - Tier 3 - 5QU CoRE ¦ 2QU LoRE | Red Flag Warning - Large Fires | 2022 | Electric Reliability | 0.69642 | 612.5567 | 2022 | Mitigation | 0.011149 | 10 | 0 | esc | 0.011149 | 0.0077642 | 0.011149 | 0.0077642 | 0.011149 | 0.0077642 | 0 | 0
[79 empty] | WLDFR | HFTD - Distribution - Tier 3 - 4QU CoRE ¦ 4QU LoRE | Non-Red Flag Warning - Catastrophic Fires | 2026 | 0 | 0 | 0 | 0 | 14664.6376 | 233.2301 | 8896.516 | 5534.8915 | 2.6002 | 2.6002 | 2.6002 | 2.6002 | 3.4915e-07 |  | 0 | 9.0789e-07 | 9.0789e-07 | 0 | 9.0789e-07 | 9.0789e-07 | 0 | 9.0789e-07 | 9.0789e-07 | 0 | 9.0789e-07 | Column30: 9.0789e-07 | [29 empty] | 7.3.2.1.3 Advanced weather monitoring and weather stations Weather StationsWLDFRElectric Reliability | WLDFR | HFTD - Distribution - Tier 3 - 5QU CoRE ¦ 2QU LoRE | Red Flag Warning - Large Fires | 2023 | Electric Reliability | 0.71896 | 612.5567 | 2023 | Mitigation | 0.011149 | 10 | 0 | esc | 0.011149 | 0.0080156 | 0.011149 | 0.0080156 | 0.011149 | 0.0080156 | 0.011149 | 0.0080156
[79 empty] | WLDFR | HFTD - Distribution - Tier 3 - 4QU CoRE ¦ 4QU LoRE | Non-Red Flag Warning - Catastrophic Fires | 2027 | 0 | 0 | 0 | 0 | 14664.6376 | 233.2301 | 8896.516 | 5534.8915 | 2.6002 | 2.6002 | 2.6002 | 2.6002 | 3.4915e-07 |  | 0 | 9.0789e-07 | 9.0789e-07 | 0 | 9.0789e-07 | 9.0789e-07 | 0 | 9.0789e-07 | 9.0789e-07 | 0 | 9.0789e-07 | Column30: 9.0789e-07 | [29 empty] | 7.3.2.1.3 Advanced weather monitoring and weather stations Weather StationsWLDFRElectric Reliability | WLDFR | HFTD - Distribution - Tier 3 - 5QU CoRE ¦ 2QU LoRE | Red Flag Warning - Large Fires | 2024 | Electric Reliability | 0.71896 | 612.5567 | 2024 | Mitigation | 0.011149 | 10 | 0 | esc | 0.011149 | 0.0080156 | 0.011149 | 0.0080156 | 0.011149 | 0.0080156 | 0.011149 | 0.0080156
[79 empty] | WLDFR | HFTD - Distribution - Tier 3 - 4QU CoRE ¦ 4QU LoRE | Non-Red Flag Warning - Catastrophic Fires | 2028 | 0 | 0 | 0 | 0 | 15317.9909 | 247.273 | 9287.6491 | 5783.0689 | 2.7568 | 2.7568 | 2.7568 | 2.7568 | 3.4915e-07 |  | 0 | 9.6255e-07 | 9.6255e-07 | 0 | 9.6255e-07 | 9.6255e-07 | 0 | 9.6255e-07 | 9.6255e-07 | 0 | 9.6255e-07 | Column30: 9.6255e-07 | [29 empty] | 7.3.2.1.3 Advanced weather monitoring and weather stations Weather StationsWLDFRElectric Reliability | WLDFR | HFTD - Distribution - Tier 3 - 5QU CoRE ¦ 2QU LoRE | Red Flag Warning - Large Fires | 2025 | Electric Reliability | 0.71896 | 612.5567 | 2025 | Mitigation | 0.011149 | 10 | 0 | esc | 0.011149 | 0.0080156 | 0.011149 | 0.0080156 | 0.011149 | 0.0080156 | 0.011149 | 0.0080156
[79 empty] | WLDFR | HFTD - Distribution - Tier 3 - 4QU CoRE ¦ 4QU LoRE | Non-Red Flag Warning - Catastrophic Fires | 2029 | 0 | 0 | 0 | 0 | 15317.9909 | 247.273 | 9287.6491 | 5783.0689 | 2.7568 | 2.7568 | 2.7568 | 2.7568 | 3.4915e-07 |  | 0 | 9.6255e-07 | 9.6255e-07 | 0 | 9.6255e-07 | 9.6255e-07 | 0 | 9.6255e-07 | 9.6255e-07 | 0 | 9.6255e-07 | Column30: 9.6255e-07 | [29 empty] | 7.3.2.1.3 Advanced weather monitoring and weather stations Weather StationsWLDFRElectric Reliability | WLDFR | HFTD - Distribution - Tier 3 - 5QU CoRE ¦ 2QU LoRE | Red Flag Warning - Large Fires | 2026 | Electric Reliability | 0.71896 | 612.5567 | 2026 | Mitigation | 0.011149 | 10 | 0 | esc | 0.011149 | 0.0080156 | 0.011149 | 0.0080156 | 0.011149 | 0.0080156 | 0.011149 | 0.0080156
[79 empty] | WLDFR | HFTD - Distribution - Tier 3 - 4QU CoRE ¦ 4QU LoRE | Non-Red Flag Warning - Catastrophic Fires | 2030 | 0 | 0 | 0 | 0 | 15317.9909 | 247.273 | 9287.6491 | 5783.0689 | 0 | 2.7568 | 2.7568 | 2.7568 | 3.4915e-07 |  | 0 | 0 | 0 | 0 | 9.6255e-07 | 9.6255e-07 | 0 | 9.6255e-07 | 9.6255e-07 | 0 | 9.6255e-07 | Column30: 9.6255e-07 | [29 empty] | 7.3.2.1.3 Advanced weather monitoring and weather stations Weather StationsWLDFRElectric Reliability | WLDFR | HFTD - Distribution - Tier 3 - 5QU CoRE ¦ 2QU LoRE | Red Flag Warning - Large Fires | 2027 | Electric Reliability | 0.71896 | 612.5567 | 2027 | Mitigation | 0.011149 | 10 | 0 | esc | 0.011149 | 0.0080156 | 0.011149 | 0.0080156 | 0.011149 | 0.0080156 | 0.011149 | 0.0080156
[79 empty] | WLDFR | HFTD - Distribution - Tier 3 - 4QU CoRE ¦ 4QU LoRE | Non-Red Flag Warning - Catastrophic Fires | 2031 | 0 | 0 | 0 | 0 | 15317.9909 | 247.273 | 9287.6491 | 5783.0689 | 0 | 0 | 2.7568 | 2.7568 | 3.4915e-07 |  | 0 | 0 | 0 | 0 | 0 | 0 | 0 | 9.6255e-07 | 9.6255e-07 | 0 | 9.6255e-07 | Column30: 9.6255e-07 | [29 empty] | 7.3.2.1.3 Advanced weather monitoring and weather stations Weather StationsWLDFRElectric Reliability | WLDFR | HFTD - Distribution - Tier 3 - 5QU CoRE ¦ 2QU LoRE | Red Flag Warning - Large Fires | 2028 | Electric Reliability | 0.74734 | 612.5567 | 2028 | Mitigation | 0.011149 | 10 | 0 | esc | 0.011149 | 0.0083319 | 0.011149 | 0.0083319 | 0.011149 | 0.0083319 | 0.011149 | 0.0083319
[79 empty] | WLDFR | HFTD - Distribution - Tier 3 - 4QU CoRE ¦ 4QU LoRE | Non-Red Flag Warning - Catastrophic Fires | 2032 | 0 | 0 | 0 | 0 | 15317.9909 | 247.273 | 9287.6491 | 5783.0689 | 0 | 0 | 0 | 2.7568 | 3.4915e-07 |  | 0 | 0 | 0 | 0 | 0 | 0 | 0 | 0 | 0 | 0 | 9.6255e-07 | Column30: 9.6255e-07 | [29 empty] | 7.3.2.1.3 Advanced weather monitoring and weather stations Weather StationsWLDFRElectric Reliability | WLDFR | HFTD - Distribution - Tier 3 - 5QU CoRE ¦ 2QU LoRE | Red Flag Warning - Large Fires | 2029 | Electric Reliability | 0.74734 | 612.5567 | 2029 | Mitigation | 0.011149 | 10 | 0 | esc | 0.011149 | 0.0083319 | 0.011149 | 0.0083319 | 0.011149 | 0.0083319 | 0.011149 | 0.0083319
[79 empty] | WLDFR | HFTD - Distribution - Tier 3 - 4QU CoRE ¦ 4QU LoRE | Non-Red Flag Warning - Destructive Fires | 2020 | 0 | 0 | 0 | 0 | 8807.9522 | 222.2294 | 8585.7228 | 0 | 2.4776 | 0 | 0 | 0 | 4.3064e-07 |  | 0 | 1.067e-06 | 1.067e-06 | 0 | 0 | 0 | 0 | 0 | 0 | 0 | 0 | Column30: 0 | [29 empty] | 7.3.2.1.3 Advanced weather monitoring and weather stations Weather StationsWLDFRElectric Reliability | WLDFR | HFTD - Distribution - Tier 3 - 5QU CoRE ¦ 2QU LoRE | Red Flag Warning - Large Fires | 2030 | Electric Reliability | 0.74734 | 612.5567 | 2030 | Mitigation | 0.011149 | 10 | 0 | esc | 0 | 0 | 0.011149 | 0.0083319 | 0.011149 | 0.0083319 | 0.011149 | 0.0083319
[79 empty] | WLDFR | HFTD - Distribution - Tier 3 - 4QU CoRE ¦ 4QU LoRE | Non-Red Flag Warning - Destructive Fires | 2021 | 0 | 0 | 0 | 0 | 8807.9522 | 222.2294 | 8585.7228 | 0 | 2.4776 | 2.4776 | 0 | 0 | 4.3064e-07 |  | 0 | 1.067e-06 | 1.067e-06 | 0 | 1.067e-06 | 1.067e-06 | 0 | 0 | 0 | 0 | 0 | Column30: 0 | [29 empty] | 7.3.2.1.3 Advanced weather monitoring and weather stations Weather StationsWLDFRElectric Reliability | WLDFR | HFTD - Distribution - Tier 3 - 5QU CoRE ¦ 2QU LoRE | Red Flag Warning - Large Fires | 2031 | Electric Reliability | 0.74734 | 612.5567 | 2031 | Mitigation | 0.011149 | 10 | 0 | esc | 0 | 0 | 0 | 0 | 0.011149 | 0.0083319 | 0.011149 | 0.0083319
[79 empty] | WLDFR | HFTD - Distribution - Tier 3 - 4QU CoRE ¦ 4QU LoRE | Non-Red Flag Warning - Destructive Fires | 2022 | 0 | 0 | 0 | 0 | 8807.9522 | 222.2294 | 8585.7228 | 0 | 2.4776 | 2.4776 | 2.4776 | 0 | 4.3064e-07 |  | 0 | 1.067e-06 | 1.067e-06 | 0 | 1.067e-06 | 1.067e-06 | 0 | 1.067e-06 | 1.067e-06 | 0 | 0 | Column30: 0 | [29 empty] | 7.3.2.1.3 Advanced weather monitoring and weather stations Weather StationsWLDFRElectric Reliability | WLDFR | HFTD - Distribution - Tier 3 - 5QU CoRE ¦ 2QU LoRE | Red Flag Warning - Large Fires | 2032 | Electric Reliability | 0.74734 | 612.5567 | 2032 | Mitigation | 0.011149 | 10 | 0 | esc | 0 | 0 | 0 | 0 | 0 | 0 | 0.011149 | 0.0083319
[79 empty] | WLDFR | HFTD - Distribution - Tier 3 - 4QU CoRE ¦ 4QU LoRE | Non-Red Flag Warning - Destructive Fires | 2023 | 0 | 0 | 0 | 0 | 9129.7461 | 233.2301 | 8896.516 | 0 | 2.6002 | 2.6002 | 2.6002 | 2.6002 | 4.3064e-07 |  | 0 | 1.1198e-06 | 1.1198e-06 | 0 | 1.1198e-06 | 1.1198e-06 | 0 | 1.1198e-06 | 1.1198e-06 | 0 | 1.1198e-06 | Column30: 1.1198e-06 | [29 empty] | 7.3.2.1.3 Advanced weather monitoring and weather stations Weather StationsWLDFRElectric Reliability | WLDFR | HFTD - Distribution - Tier 3 - 5QU CoRE ¦ 2QU LoRE | Red Flag Warning - Small Fires | 2021 | Electric Reliability | 0.036425 | 612.5567 | 2021 | Mitigation | 0.011149 | 10 | 0 | esc | 0.011149 | 0.0004061 | 0.011149 | 0.0004061 | 0 | 0 | 0 | 0
[79 empty] | WLDFR | HFTD - Distribution - Tier 3 - 4QU CoRE ¦ 4QU LoRE | Non-Red Flag Warning - Destructive Fires | 2024 | 0 | 0 | 0 | 0 | 9129.7461 | 233.2301 | 8896.516 | 0 | 2.6002 | 2.6002 | 2.6002 | 2.6002 | 4.3064e-07 |  | 0 | 1.1198e-06 | 1.1198e-06 | 0 | 1.1198e-06 | 1.1198e-06 | 0 | 1.1198e-06 | 1.1198e-06 | 0 | 1.1198e-06 | Column30: 1.1198e-06 | [29 empty] | 7.3.2.1.3 Advanced weather monitoring and weather stations Weather StationsWLDFRElectric Reliability | WLDFR | HFTD - Distribution - Tier 3 - 5QU CoRE ¦ 2QU LoRE | Red Flag Warning - Small Fires | 2022 | Electric Reliability | 0.036425 | 612.5567 | 2022 | Mitigation | 0.011149 | 10 | 0 | esc | 0.011149 | 0.0004061 | 0.011149 | 0.0004061 | 0.011149 | 0.0004061 | 0 | 0
[79 empty] | WLDFR | HFTD - Distribution - Tier 3 - 4QU CoRE ¦ 4QU LoRE | Non-Red Flag Warning - Destructive Fires | 2025 | 0 | 0 | 0 | 0 | 9129.7461 | 233.2301 | 8896.516 | 0 | 2.6002 | 2.6002 | 2.6002 | 2.6002 | 4.3064e-07 |  | 0 | 1.1198e-06 | 1.1198e-06 | 0 | 1.1198e-06 | 1.1198e-06 | 0 | 1.1198e-06 | 1.1198e-06 | 0 | 1.1198e-06 | Column30: 1.1198e-06 | [29 empty] | 7.3.2.1.3 Advanced weather monitoring and weather stations Weather StationsWLDFRElectric Reliability | WLDFR | HFTD - Distribution - Tier 3 - 5QU CoRE ¦ 2QU LoRE | Red Flag Warning - Small Fires | 2023 | Electric Reliability | 0.03759 | 612.5567 | 2023 | Mitigation | 0.011149 | 10 | 0 | esc | 0.011149 | 0.00041909 | 0.011149 | 0.00041909 | 0.011149 | 0.00041909 | 0.011149 | 0.00041909
[79 empty] | WLDFR | HFTD - Distribution - Tier 3 - 4QU CoRE ¦ 4QU LoRE | Non-Red Flag Warning - Destructive Fires | 2026 | 0 | 0 | 0 | 0 | 9129.7461 | 233.2301 | 8896.516 | 0 | 2.6002 | 2.6002 | 2.6002 | 2.6002 | 4.3064e-07 |  | 0 | 1.1198e-06 | 1.1198e-06 | 0 | 1.1198e-06 | 1.1198e-06 | 0 | 1.1198e-06 | 1.1198e-06 | 0 | 1.1198e-06 | Column30: 1.1198e-06 | [29 empty] | 7.3.2.1.3 Advanced weather monitoring and weather stations Weather StationsWLDFRElectric Reliability | WLDFR | HFTD - Distribution - Tier 3 - 5QU CoRE ¦ 2QU LoRE | Red Flag Warning - Small Fires | 2024 | Electric Reliability | 0.03759 | 612.5567 | 2024 | Mitigation | 0.011149 | 10 | 0 | esc | 0.011149 | 0.00041909 | 0.011149 | 0.00041909 | 0.011149 | 0.00041909 | 0.011149 | 0.00041909
[79 empty] | WLDFR | HFTD - Distribution - Tier 3 - 4QU CoRE ¦ 4QU LoRE | Non-Red Flag Warning - Destructive Fires | 2027 | 0 | 0 | 0 | 0 | 9129.7461 | 233.2301 | 8896.516 | 0 | 2.6002 | 2.6002 | 2.6002 | 2.6002 | 4.3064e-07 |  | 0 | 1.1198e-06 | 1.1198e-06 | 0 | 1.1198e-06 | 1.1198e-06 | 0 | 1.1198e-06 | 1.1198e-06 | 0 | 1.1198e-06 | Column30: 1.1198e-06 | [29 empty] | 7.3.2.1.3 Advanced weather monitoring and weather stations Weather StationsWLDFRElectric Reliability | WLDFR | HFTD - Distribution - Tier 3 - 5QU CoRE ¦ 2QU LoRE | Red Flag Warning - Small Fires | 2025 | Electric Reliability | 0.03759 | 612.5567 | 2025 | Mitigation | 0.011149 | 10 | 0 | esc | 0.011149 | 0.00041909 | 0.011149 | 0.00041909 | 0.011149 | 0.00041909 | 0.011149 | 0.00041909
[79 empty] | WLDFR | HFTD - Distribution - Tier 3 - 4QU CoRE ¦ 4QU LoRE | Non-Red Flag Warning - Destructive Fires | 2028 | 0 | 0 | 0 | 0 | 9534.9221 | 247.273 | 9287.6491 | 0 | 2.7568 | 2.7568 | 2.7568 | 2.7568 | 4.3064e-07 |  | 0 | 1.1872e-06 | 1.1872e-06 | 0 | 1.1872e-06 | 1.1872e-06 | 0 | 1.1872e-06 | 1.1872e-06 | 0 | 1.1872e-06 | Column30: 1.1872e-06 | [29 empty] | 7.3.2.1.3 Advanced weather monitoring and weather stations Weather StationsWLDFRElectric Reliability | WLDFR | HFTD - Distribution - Tier 3 - 5QU CoRE ¦ 2QU LoRE | Red Flag Warning - Small Fires | 2026 | Electric Reliability | 0.03759 | 612.5567 | 2026 | Mitigation | 0.011149 | 10 | 0 | esc | 0.011149 | 0.00041909 | 0.011149 | 0.00041909 | 0.011149 | 0.00041909 | 0.011149 | 0.00041909
[79 empty] | WLDFR | HFTD - Distribution - Tier 3 - 4QU CoRE ¦ 4QU LoRE | Non-Red Flag Warning - Destructive Fires | 2029 | 0 | 0 | 0 | 0 | 9534.9221 | 247.273 | 9287.6491 | 0 | 2.7568 | 2.7568 | 2.7568 | 2.7568 | 4.3064e-07 |  | 0 | 1.1872e-06 | 1.1872e-06 | 0 | 1.1872e-06 | 1.1872e-06 | 0 | 1.1872e-06 | 1.1872e-06 | 0 | 1.1872e-06 | Column30: 1.1872e-06 | [29 empty] | 7.3.2.1.3 Advanced weather monitoring and weather stations Weather StationsWLDFRElectric Reliability | WLDFR | HFTD - Distribution - Tier 3 - 5QU CoRE ¦ 2QU LoRE | Red Flag Warning - Small Fires | 2027 | Electric Reliability | 0.03759 | 612.5567 | 2027 | Mitigation | 0.011149 | 10 | 0 | esc | 0.011149 | 0.00041909 | 0.011149 | 0.00041909 | 0.011149 | 0.00041909 | 0.011149 | 0.00041909
[79 empty] | WLDFR | HFTD - Distribution - Tier 3 - 4QU CoRE ¦ 4QU LoRE | Non-Red Flag Warning - Destructive Fires | 2030 | 0 | 0 | 0 | 0 | 9534.9221 | 247.273 | 9287.6491 | 0 | 0 | 2.7568 | 2.7568 | 2.7568 | 4.3064e-07 |  | 0 | 0 | 0 | 0 | 1.1872e-06 | 1.1872e-06 | 0 | 1.1872e-06 | 1.1872e-06 | 0 | 1.1872e-06 | Column30: 1.1872e-06 | [29 empty] | 7.3.2.1.3 Advanced weather monitoring and weather stations Weather StationsWLDFRElectric Reliability | WLDFR | HFTD - Distribution - Tier 3 - 5QU CoRE ¦ 2QU LoRE | Red Flag Warning - Small Fires | 2028 | Electric Reliability | 0.039055 | 612.5567 | 2028 | Mitigation | 0.011149 | 10 | 0 | esc | 0.011149 | 0.00043542 | 0.011149 | 0.00043542 | 0.011149 | 0.00043542 | 0.011149 | 0.00043542
[79 empty] | WLDFR | HFTD - Distribution - Tier 3 - 4QU CoRE ¦ 4QU LoRE | Non-Red Flag Warning - Destructive Fires | 2031 | 0 | 0 | 0 | 0 | 9534.9221 | 247.273 | 9287.6491 | 0 | 0 | 0 | 2.7568 | 2.7568 | 4.3064e-07 |  | 0 | 0 | 0 | 0 | 0 | 0 | 0 | 1.1872e-06 | 1.1872e-06 | 0 | 1.1872e-06 | Column30: 1.1872e-06 | [29 empty] | 7.3.2.1.3 Advanced weather monitoring and weather stations Weather StationsWLDFRElectric Reliability | WLDFR | HFTD - Distribution - Tier 3 - 5QU CoRE ¦ 2QU LoRE | Red Flag Warning - Small Fires | 2029 | Electric Reliability | 0.039055 | 612.5567 | 2029 | Mitigation | 0.011149 | 10 | 0 | esc | 0.011149 | 0.00043542 | 0.011149 | 0.00043542 | 0.011149 | 0.00043542 | 0.011149 | 0.00043542
[79 empty] | WLDFR | HFTD - Distribution - Tier 3 - 4QU CoRE ¦ 4QU LoRE | Non-Red Flag Warning - Destructive Fires | 2032 | 0 | 0 | 0 | 0 | 9534.9221 | 247.273 | 9287.6491 | 0 | 0 | 0 | 0 | 2.7568 | 4.3064e-07 |  | 0 | 0 | 0 | 0 | 0 | 0 | 0 | 0 | 0 | 0 | 1.1872e-06 | Column30: 1.1872e-06 | [29 empty] | 7.3.2.1.3 Advanced weather monitoring and weather stations Weather StationsWLDFRElectric Reliability | WLDFR | HFTD - Distribution - Tier 3 - 5QU CoRE ¦ 2QU LoRE | Red Flag Warning - Small Fires | 2030 | Electric Reliability | 0.039055 | 612.5567 | 2030 | Mitigation | 0.011149 | 10 | 0 | esc | 0 | 0 | 0.011149 | 0.00043542 | 0.011149 | 0.00043542 | 0.011149 | 0.00043542
[79 empty] | WLDFR | HFTD - Distribution - Tier 3 - 4QU CoRE ¦ 4QU LoRE | Non-Red Flag Warning - Large Fires | 2020 | 0 | 0 | 0 | 0 | 5.2406 | 0.69642 | 2.942 | 1.6022 | 0.0077642 | 0 | 0 | 0 | 9.2019e-06 |  | 0 | 7.1446e-08 | 7.1446e-08 | 0 | 0 | 0 | 0 | 0 | 0 | 0 | 0 | Column30: 0 | [29 empty] | 7.3.2.1.3 Advanced weather monitoring and weather stations Weather StationsWLDFRElectric Reliability | WLDFR | HFTD - Distribution - Tier 3 - 5QU CoRE ¦ 2QU LoRE | Red Flag Warning - Small Fires | 2031 | Electric Reliability | 0.039055 | 612.5567 | 2031 | Mitigation | 0.011149 | 10 | 0 | esc | 0 | 0 | 0 | 0 | 0.011149 | 0.00043542 | 0.011149 | 0.00043542
[79 empty] | WLDFR | HFTD - Distribution - Tier 3 - 4QU CoRE ¦ 4QU LoRE | Non-Red Flag Warning - Large Fires | 2021 | 0 | 0 | 0 | 0 | 5.2406 | 0.69642 | 2.942 | 1.6022 | 0.0077642 | 0.0077642 | 0 | 0 | 9.2019e-06 |  | 0 | 7.1446e-08 | 7.1446e-08 | 0 | 7.1446e-08 | 7.1446e-08 | 0 | 0 | 0 | 0 | 0 | Column30: 0 | [29 empty] | 7.3.2.1.3 Advanced weather monitoring and weather stations Weather StationsWLDFRElectric Reliability | WLDFR | HFTD - Distribution - Tier 3 - 5QU CoRE ¦ 2QU LoRE | Red Flag Warning - Small Fires | 2032 | Electric Reliability | 0.039055 | 612.5567 | 2032 | Mitigation | 0.011149 | 10 | 0 | esc | 0 | 0 | 0 | 0 | 0 | 0 | 0.011149 | 0.00043542
[79 empty] | WLDFR | HFTD - Distribution - Tier 3 - 4QU CoRE ¦ 4QU LoRE | Non-Red Flag Warning - Large Fires | 2022 | 0 | 0 | 0 | 0 | 5.2406 | 0.69642 | 2.942 | 1.6022 | 0.0077642 | 0.0077642 | 0.0077642 | 0 | 9.2019e-06 |  | 0 | 7.1446e-08 | 7.1446e-08 | 0 | 7.1446e-08 | 7.1446e-08 | 0 | 7.1446e-08 | 7.1446e-08 | 0 | 0 | Column30: 0 | [29 empty] | 7.3.2.1.3 Advanced weather monitoring and weather stations Weather StationsWLDFRElectric Reliability | WLDFR | HFTD - Distribution - Tier 3 - 5QU CoRE ¦ 2QU LoRE | Seismic - Non-Red Flag Warning - Catastrophic Fires | 2021 | Electric Reliability | 409.2237 | 612.5567 | 2021 | Mitigation | 0.011149 | 10 | 0 | esc | 0.011149 | 4.5624 | 0.011149 | 4.5624 | 0 | 0 | 0 | 0
[79 empty] | WLDFR | HFTD - Distribution - Tier 3 - 4QU CoRE ¦ 4QU LoRE | Non-Red Flag Warning - Large Fires | 2023 | 0 | 0 | 0 | 0 | 5.475 | 0.71896 | 3.0715 | 1.6846 | 0.0080156 | 0.0080156 | 0.0080156 | 0.0080156 | 9.2019e-06 |  | 0 | 7.3759e-08 | 7.3759e-08 | 0 | 7.3759e-08 | 7.3759e-08 | 0 | 7.3759e-08 | 7.3759e-08 | 0 | 7.3759e-08 | Column30: 7.3759e-08 | [29 empty] | 7.3.2.1.3 Advanced weather monitoring and weather stations Weather StationsWLDFRElectric Reliability | WLDFR | HFTD - Distribution - Tier 3 - 5QU CoRE ¦ 2QU LoRE | Seismic - Non-Red Flag Warning - Catastrophic Fires | 2022 | Electric Reliability | 409.2237 | 612.5567 | 2022 | Mitigation | 0.011149 | 10 | 0 | esc | 0.011149 | 4.5624 | 0.011149 | 4.5624 | 0.011149 | 4.5624 | 0 | 0
[79 empty] | WLDFR | HFTD - Distribution - Tier 3 - 4QU CoRE ¦ 4QU LoRE | Non-Red Flag Warning - Large Fires | 2024 | 0 | 0 | 0 | 0 | 5.475 | 0.71896 | 3.0715 | 1.6846 | 0.0080156 | 0.0080156 | 0.0080156 | 0.0080156 | 9.2019e-06 |  | 0 | 7.3759e-08 | 7.3759e-08 | 0 | 7.3759e-08 | 7.3759e-08 | 0 | 7.3759e-08 | 7.3759e-08 | 0 | 7.3759e-08 | Column30: 7.3759e-08 | [29 empty] | 7.3.2.1.3 Advanced weather monitoring and weather stations Weather StationsWLDFRElectric Reliability | WLDFR | HFTD - Distribution - Tier 3 - 5QU CoRE ¦ 2QU LoRE | Seismic - Non-Red Flag Warning - Catastrophic Fires | 2023 | Electric Reliability | 428.6023 | 612.5567 | 2023 | Mitigation | 0.011149 | 10 | 0 | esc | 0.011149 | 4.7784 | 0.011149 | 4.7784 | 0.011149 | 4.7784 | 0.011149 | 4.7784
[79 empty] | WLDFR | HFTD - Distribution - Tier 3 - 4QU CoRE ¦ 4QU LoRE | Non-Red Flag Warning - Large Fires | 2025 | 0 | 0 | 0 | 0 | 5.475 | 0.71896 | 3.0715 | 1.6846 | 0.0080156 | 0.0080156 | 0.0080156 | 0.0080156 | 9.2019e-06 |  | 0 | 7.3759e-08 | 7.3759e-08 | 0 | 7.3759e-08 | 7.3759e-08 | 0 | 7.3759e-08 | 7.3759e-08 | 0 | 7.3759e-08 | Column30: 7.3759e-08 | [29 empty] | 7.3.2.1.3 Advanced weather monitoring and weather stations Weather StationsWLDFRElectric Reliability | WLDFR | HFTD - Distribution - Tier 3 - 5QU CoRE ¦ 2QU LoRE | Seismic - Non-Red Flag Warning - Catastrophic Fires | 2024 | Electric Reliability | 428.6023 | 612.5567 | 2024 | Mitigation | 0.011149 | 10 | 0 | esc | 0.011149 | 4.7784 | 0.011149 | 4.7784 | 0.011149 | 4.7784 | 0.011149 | 4.7784
[79 empty] | WLDFR | HFTD - Distribution - Tier 3 - 4QU CoRE ¦ 4QU LoRE | Non-Red Flag Warning - Large Fires | 2026 | 0 | 0 | 0 | 0 | 5.475 | 0.71896 | 3.0715 | 1.6846 | 0.0080156 | 0.0080156 | 0.0080156 | 0.0080156 | 9.2019e-06 |  | 0 | 7.3759e-08 | 7.3759e-08 | 0 | 7.3759e-08 | 7.3759e-08 | 0 | 7.3759e-08 | 7.3759e-08 | 0 | 7.3759e-08 | Column30: 7.3759e-08 | [29 empty] | 7.3.2.1.3 Advanced weather monitoring and weather stations Weather StationsWLDFRElectric Reliability | WLDFR | HFTD - Distribution - Tier 3 - 5QU CoRE ¦ 2QU LoRE | Seismic - Non-Red Flag Warning - Catastrophic Fires | 2025 | Electric Reliability | 428.6023 | 612.5567 | 2025 | Mitigation | 0.011149 | 10 | 0 | esc | 0.011149 | 4.7784 | 0.011149 | 4.7784 | 0.011149 | 4.7784 | 0.011149 | 4.7784
[79 empty] | WLDFR | HFTD - Distribution - Tier 3 - 4QU CoRE ¦ 4QU LoRE | Non-Red Flag Warning - Large Fires | 2027 | 0 | 0 | 0 | 0 | 5.475 | 0.71896 | 3.0715 | 1.6846 | 0.0080156 | 0.0080156 | 0.0080156 | 0.0080156 | 9.2019e-06 |  | 0 | 7.3759e-08 | 7.3759e-08 | 0 | 7.3759e-08 | 7.3759e-08 | 0 | 7.3759e-08 | 7.3759e-08 | 0 | 7.3759e-08 | Column30: 7.3759e-08 | [29 empty] | 7.3.2.1.3 Advanced weather monitoring and weather stations Weather StationsWLDFRElectric Reliability | WLDFR | HFTD - Distribution - Tier 3 - 5QU CoRE ¦ 2QU LoRE | Seismic - Non-Red Flag Warning - Catastrophic Fires | 2026 | Electric Reliability | 428.6023 | 612.5567 | 2026 | Mitigation | 0.011149 | 10 | 0 | esc | 0.011149 | 4.7784 | 0.011149 | 4.7784 | 0.011149 | 4.7784 | 0.011149 | 4.7784
[79 empty] | WLDFR | HFTD - Distribution - Tier 3 - 4QU CoRE ¦ 4QU LoRE | Non-Red Flag Warning - Large Fires | 2028 | 0 | 0 | 0 | 0 | 5.777 | 0.74734 | 3.238 | 1.7917 | 0.0083319 | 0.0083319 | 0.0083319 | 0.0083319 | 9.2019e-06 |  | 0 | 7.667e-08 | 7.667e-08 | 0 | 7.667e-08 | 7.667e-08 | 0 | 7.667e-08 | 7.667e-08 | 0 | 7.667e-08 | Column30: 7.667e-08 | [29 empty] | 7.3.2.1.3 Advanced weather monitoring and weather stations Weather StationsWLDFRElectric Reliability | WLDFR | HFTD - Distribution - Tier 3 - 5QU CoRE ¦ 2QU LoRE | Seismic - Non-Red Flag Warning - Catastrophic Fires | 2027 | Electric Reliability | 428.6023 | 612.5567 | 2027 | Mitigation | 0.011149 | 10 | 0 | esc | 0.011149 | 4.7784 | 0.011149 | 4.7784 | 0.011149 | 4.7784 | 0.011149 | 4.7784
[79 empty] | WLDFR | HFTD - Distribution - Tier 3 - 4QU CoRE ¦ 4QU LoRE | Non-Red Flag Warning - Large Fires | 2029 | 0 | 0 | 0 | 0 | 5.777 | 0.74734 | 3.238 | 1.7917 | 0.0083319 | 0.0083319 | 0.0083319 | 0.0083319 | 9.2019e-06 |  | 0 | 7.667e-08 | 7.667e-08 | 0 | 7.667e-08 | 7.667e-08 | 0 | 7.667e-08 | 7.667e-08 | 0 | 7.667e-08 | Column30: 7.667e-08 | [29 empty] | 7.3.2.1.3 Advanced weather monitoring and weather stations Weather StationsWLDFRElectric Reliability | WLDFR | HFTD - Distribution - Tier 3 - 5QU CoRE ¦ 2QU LoRE | Seismic - Non-Red Flag Warning - Catastrophic Fires | 2028 | Electric Reliability | 453.261 | 612.5567 | 2028 | Mitigation | 0.011149 | 10 | 0 | esc | 0.011149 | 5.0533 | 0.011149 | 5.0533 | 0.011149 | 5.0533 | 0.011149 | 5.0533
[79 empty] | WLDFR | HFTD - Distribution - Tier 3 - 4QU CoRE ¦ 4QU LoRE | Non-Red Flag Warning - Large Fires | 2030 | 0 | 0 | 0 | 0 | 5.777 | 0.74734 | 3.238 | 1.7917 | 0 | 0.0083319 | 0.0083319 | 0.0083319 | 9.2019e-06 |  | 0 | 0 | 0 | 0 | 7.667e-08 | 7.667e-08 | 0 | 7.667e-08 | 7.667e-08 | 0 | 7.667e-08 | Column30: 7.667e-08 | [29 empty] | 7.3.2.1.3 Advanced weather monitoring and weather stations Weather StationsWLDFRElectric Reliability | WLDFR | HFTD - Distribution - Tier 3 - 5QU CoRE ¦ 2QU LoRE | Seismic - Non-Red Flag Warning - Catastrophic Fires | 2029 | Electric Reliability | 453.261 | 612.5567 | 2029 | Mitigation | 0.011149 | 10 | 0 | esc | 0.011149 | 5.0533 | 0.011149 | 5.0533 | 0.011149 | 5.0533 | 0.011149 | 5.0533
[79 empty] | WLDFR | HFTD - Distribution - Tier 3 - 4QU CoRE ¦ 4QU LoRE | Non-Red Flag Warning - Large Fires | 2031 | 0 | 0 | 0 | 0 | 5.777 | 0.74734 | 3.238 | 1.7917 | 0 | 0 | 0.0083319 | 0.0083319 | 9.2019e-06 |  | 0 | 0 | 0 | 0 | 0 | 0 | 0 | 7.667e-08 | 7.667e-08 | 0 | 7.667e-08 | Column30: 7.667e-08 | [29 empty] | 7.3.2.1.3 Advanced weather monitoring and weather stations Weather StationsWLDFRElectric Reliability | WLDFR | HFTD - Distribution - Tier 3 - 5QU CoRE ¦ 2QU LoRE | Seismic - Non-Red Flag Warning - Catastrophic Fires | 2030 | Electric Reliability | 453.261 | 612.5567 | 2030 | Mitigation | 0.011149 | 10 | 0 | esc | 0 | 0 | 0.011149 | 5.0533 | 0.011149 | 5.0533 | 0.011149 | 5.0533
[79 empty] | WLDFR | HFTD - Distribution - Tier 3 - 4QU CoRE ¦ 4QU LoRE | Non-Red Flag Warning - Large Fires | 2032 | 0 | 0 | 0 | 0 | 5.777 | 0.74734 | 3.238 | 1.7917 | 0 | 0 | 0 | 0.0083319 | 9.2019e-06 |  | 0 | 0 | 0 | 0 | 0 | 0 | 0 | 0 | 0 | 0 | 7.667e-08 | Column30: 7.667e-08 | [29 empty] | 7.3.2.1.3 Advanced weather monitoring and weather stations Weather StationsWLDFRElectric Reliability | WLDFR | HFTD - Distribution - Tier 3 - 5QU CoRE ¦ 2QU LoRE | Seismic - Non-Red Flag Warning - Catastrophic Fires | 2031 | Electric Reliability | 453.261 | 612.5567 | 2031 | Mitigation | 0.011149 | 10 | 0 | esc | 0 | 0 | 0 | 0 | 0.011149 | 5.0533 | 0.011149 | 5.0533
[79 empty] | WLDFR | HFTD - Distribution - Tier 3 - 4QU CoRE ¦ 4QU LoRE | Non-Red Flag Warning - Small Fires | 2020 | 0 | 0 | 0 | 0 | 0.077901 | 0.036425 | 0.0015809 | 0.039895 | 0.0004061 | 0 | 0 | 0 | 0.003642 |  | 0 | 1.479e-06 | 1.479e-06 | 0 | 0 | 0 | 0 | 0 | 0 | 0 | 0 | Column30: 0 | [29 empty] | 7.3.2.1.3 Advanced weather monitoring and weather stations Weather StationsWLDFRElectric Reliability | WLDFR | HFTD - Distribution - Tier 3 - 5QU CoRE ¦ 2QU LoRE | Seismic - Non-Red Flag Warning - Catastrophic Fires | 2032 | Electric Reliability | 453.261 | 612.5567 | 2032 | Mitigation | 0.011149 | 10 | 0 | esc | 0 | 0 | 0 | 0 | 0 | 0 | 0.011149 | 5.0533
[79 empty] | WLDFR | HFTD - Distribution - Tier 3 - 4QU CoRE ¦ 4QU LoRE | Non-Red Flag Warning - Small Fires | 2021 | 0 | 0 | 0 | 0 | 0.077901 | 0.036425 | 0.0015809 | 0.039895 | 0.0004061 | 0.0004061 | 0 | 0 | 0.003642 |  | 0 | 1.479e-06 | 1.479e-06 | 0 | 1.479e-06 | 1.479e-06 | 0 | 0 | 0 | 0 | 0 | Column30: 0 | [29 empty] | 7.3.2.1.3 Advanced weather monitoring and weather stations Weather StationsWLDFRElectric Reliability | WLDFR | HFTD - Distribution - Tier 3 - 5QU CoRE ¦ 2QU LoRE | Seismic - Red Flag Warning - Catastrophic Fires | 2021 | Electric Reliability | 409.2237 | 612.5567 | 2021 | Mitigation | 0.011149 | 10 | 0 | esc | 0.011149 | 4.5624 | 0.011149 | 4.5624 | 0 | 0 | 0 | 0
[79 empty] | WLDFR | HFTD - Distribution - Tier 3 - 4QU CoRE ¦ 4QU LoRE | Non-Red Flag Warning - Small Fires | 2022 | 0 | 0 | 0 | 0 | 0.077901 | 0.036425 | 0.0015809 | 0.039895 | 0.0004061 | 0.0004061 | 0.0004061 | 0 | 0.003642 |  | 0 | 1.479e-06 | 1.479e-06 | 0 | 1.479e-06 | 1.479e-06 | 0 | 1.479e-06 | 1.479e-06 | 0 | 0 | Column30: 0 | [29 empty] | 7.3.2.1.3 Advanced weather monitoring and weather stations Weather StationsWLDFRElectric Reliability | WLDFR | HFTD - Distribution - Tier 3 - 5QU CoRE ¦ 2QU LoRE | Seismic - Red Flag Warning - Catastrophic Fires | 2022 | Electric Reliability | 409.2237 | 612.5567 | 2022 | Mitigation | 0.011149 | 10 | 0 | esc | 0.011149 | 4.5624 | 0.011149 | 4.5624 | 0.011149 | 4.5624 | 0 | 0
[79 empty] | WLDFR | HFTD - Distribution - Tier 3 - 4QU CoRE ¦ 4QU LoRE | Non-Red Flag Warning - Small Fires | 2023 | 0 | 0 | 0 | 0 | 0.080408 | 0.03759 | 0.0016314 | 0.041187 | 0.00041909 | 0.00041909 | 0.00041909 | 0.00041909 | 0.003642 |  | 0 | 1.5263e-06 | 1.5263e-06 | 0 | 1.5263e-06 | 1.5263e-06 | 0 | 1.5263e-06 | 1.5263e-06 | 0 | 1.5263e-06 | Column30: 1.5263e-06 | [29 empty] | 7.3.2.1.3 Advanced weather monitoring and weather stations Weather StationsWLDFRElectric Reliability | WLDFR | HFTD - Distribution - Tier 3 - 5QU CoRE ¦ 2QU LoRE | Seismic - Red Flag Warning - Catastrophic Fires | 2023 | Electric Reliability | 428.6023 | 612.5567 | 2023 | Mitigation | 0.011149 | 10 | 0 | esc | 0.011149 | 4.7784 | 0.011149 | 4.7784 | 0.011149 | 4.7784 | 0.011149 | 4.7784
[79 empty] | WLDFR | HFTD - Distribution - Tier 3 - 4QU CoRE ¦ 4QU LoRE | Non-Red Flag Warning - Small Fires | 2024 | 0 | 0 | 0 | 0 | 0.080408 | 0.03759 | 0.0016314 | 0.041187 | 0.00041909 | 0.00041909 | 0.00041909 | 0.00041909 | 0.003642 |  | 0 | 1.5263e-06 | 1.5263e-06 | 0 | 1.5263e-06 | 1.5263e-06 | 0 | 1.5263e-06 | 1.5263e-06 | 0 | 1.5263e-06 | Column30: 1.5263e-06 | [29 empty] | 7.3.2.1.3 Advanced weather monitoring and weather stations Weather StationsWLDFRElectric Reliability | WLDFR | HFTD - Distribution - Tier 3 - 5QU CoRE ¦ 2QU LoRE | Seismic - Red Flag Warning - Catastrophic Fires | 2024 | Electric Reliability | 428.6023 | 612.5567 | 2024 | Mitigation | 0.011149 | 10 | 0 | esc | 0.011149 | 4.7784 | 0.011149 | 4.7784 | 0.011149 | 4.7784 | 0.011149 | 4.7784
[79 empty] | WLDFR | HFTD - Distribution - Tier 3 - 4QU CoRE ¦ 4QU LoRE | Non-Red Flag Warning - Small Fires | 2025 | 0 | 0 | 0 | 0 | 0.080408 | 0.03759 | 0.0016314 | 0.041187 | 0.00041909 | 0.00041909 | 0.00041909 | 0.00041909 | 0.003642 |  | 0 | 1.5263e-06 | 1.5263e-06 | 0 | 1.5263e-06 | 1.5263e-06 | 0 | 1.5263e-06 | 1.5263e-06 | 0 | 1.5263e-06 | Column30: 1.5263e-06 | [29 empty] | 7.3.2.1.3 Advanced weather monitoring and weather stations Weather StationsWLDFRElectric Reliability | WLDFR | HFTD - Distribution - Tier 3 - 5QU CoRE ¦ 2QU LoRE | Seismic - Red Flag Warning - Catastrophic Fires | 2025 | Electric Reliability | 428.6023 | 612.5567 | 2025 | Mitigation | 0.011149 | 10 | 0 | esc | 0.011149 | 4.7784 | 0.011149 | 4.7784 | 0.011149 | 4.7784 | 0.011149 | 4.7784
[79 empty] | WLDFR | HFTD - Distribution - Tier 3 - 4QU CoRE ¦ 4QU LoRE | Non-Red Flag Warning - Small Fires | 2026 | 0 | 0 | 0 | 0 | 0.080408 | 0.03759 | 0.0016314 | 0.041187 | 0.00041909 | 0.00041909 | 0.00041909 | 0.00041909 | 0.003642 |  | 0 | 1.5263e-06 | 1.5263e-06 | 0 | 1.5263e-06 | 1.5263e-06 | 0 | 1.5263e-06 | 1.5263e-06 | 0 | 1.5263e-06 | Column30: 1.5263e-06 | [29 empty] | 7.3.2.1.3 Advanced weather monitoring and weather stations Weather StationsWLDFRElectric Reliability | WLDFR | HFTD - Distribution - Tier 3 - 5QU CoRE ¦ 2QU LoRE | Seismic - Red Flag Warning - Catastrophic Fires | 2026 | Electric Reliability | 428.6023 | 612.5567 | 2026 | Mitigation | 0.011149 | 10 | 0 | esc | 0.011149 | 4.7784 | 0.011149 | 4.7784 | 0.011149 | 4.7784 | 0.011149 | 4.7784
[79 empty] | WLDFR | HFTD - Distribution - Tier 3 - 4QU CoRE ¦ 4QU LoRE | Non-Red Flag Warning - Small Fires | 2027 | 0 | 0 | 0 | 0 | 0.080408 | 0.03759 | 0.0016314 | 0.041187 | 0.00041909 | 0.00041909 | 0.00041909 | 0.00041909 | 0.003642 |  | 0 | 1.5263e-06 | 1.5263e-06 | 0 | 1.5263e-06 | 1.5263e-06 | 0 | 1.5263e-06 | 1.5263e-06 | 0 | 1.5263e-06 | Column30: 1.5263e-06 | [29 empty] | 7.3.2.1.3 Advanced weather monitoring and weather stations Weather StationsWLDFRElectric Reliability | WLDFR | HFTD - Distribution - Tier 3 - 5QU CoRE ¦ 2QU LoRE | Seismic - Red Flag Warning - Catastrophic Fires | 2027 | Electric Reliability | 428.6023 | 612.5567 | 2027 | Mitigation | 0.011149 | 10 | 0 | esc | 0.011149 | 4.7784 | 0.011149 | 4.7784 | 0.011149 | 4.7784 | 0.011149 | 4.7784
[79 empty] | WLDFR | HFTD - Distribution - Tier 3 - 4QU CoRE ¦ 4QU LoRE | Non-Red Flag Warning - Small Fires | 2028 | 0 | 0 | 0 | 0 | 0.083606 | 0.039055 | 0.001695 | 0.042856 | 0.00043542 | 0.00043542 | 0.00043542 | 0.00043542 | 0.003642 |  | 0 | 1.5858e-06 | 1.5858e-06 | 0 | 1.5858e-06 | 1.5858e-06 | 0 | 1.5858e-06 | 1.5858e-06 | 0 | 1.5858e-06 | Column30: 1.5858e-06 | [29 empty] | 7.3.2.1.3 Advanced weather monitoring and weather stations Weather StationsWLDFRElectric Reliability | WLDFR | HFTD - Distribution - Tier 3 - 5QU CoRE ¦ 2QU LoRE | Seismic - Red Flag Warning - Catastrophic Fires | 2028 | Electric Reliability | 453.261 | 612.5567 | 2028 | Mitigation | 0.011149 | 10 | 0 | esc | 0.011149 | 5.0533 | 0.011149 | 5.0533 | 0.011149 | 5.0533 | 0.011149 | 5.0533
[79 empty] | WLDFR | HFTD - Distribution - Tier 3 - 4QU CoRE ¦ 4QU LoRE | Non-Red Flag Warning - Small Fires | 2029 | 0 | 0 | 0 | 0 | 0.083606 | 0.039055 | 0.001695 | 0.042856 | 0.00043542 | 0.00043542 | 0.00043542 | 0.00043542 | 0.003642 |  | 0 | 1.5858e-06 | 1.5858e-06 | 0 | 1.5858e-06 | 1.5858e-06 | 0 | 1.5858e-06 | 1.5858e-06 | 0 | 1.5858e-06 | Column30: 1.5858e-06 | [29 empty] | 7.3.2.1.3 Advanced weather monitoring and weather stations Weather StationsWLDFRElectric Reliability | WLDFR | HFTD - Distribution - Tier 3 - 5QU CoRE ¦ 2QU LoRE | Seismic - Red Flag Warning - Catastrophic Fires | 2029 | Electric Reliability | 453.261 | 612.5567 | 2029 | Mitigation | 0.011149 | 10 | 0 | esc | 0.011149 | 5.0533 | 0.011149 | 5.0533 | 0.011149 | 5.0533 | 0.011149 | 5.0533
[79 empty] | WLDFR | HFTD - Distribution - Tier 3 - 4QU CoRE ¦ 4QU LoRE | Non-Red Flag Warning - Small Fires | 2030 | 0 | 0 | 0 | 0 | 0.083606 | 0.039055 | 0.001695 | 0.042856 | 0 | 0.00043542 | 0.00043542 | 0.00043542 | 0.003642 |  | 0 | 0 | 0 | 0 | 1.5858e-06 | 1.5858e-06 | 0 | 1.5858e-06 | 1.5858e-06 | 0 | 1.5858e-06 | Column30: 1.5858e-06 | [29 empty] | 7.3.2.1.3 Advanced weather monitoring and weather stations Weather StationsWLDFRElectric Reliability | WLDFR | HFTD - Distribution - Tier 3 - 5QU CoRE ¦ 2QU LoRE | Seismic - Red Flag Warning - Catastrophic Fires | 2030 | Electric Reliability | 453.261 | 612.5567 | 2030 | Mitigation | 0.011149 | 10 | 0 | esc | 0 | 0 | 0.011149 | 5.0533 | 0.011149 | 5.0533 | 0.011149 | 5.0533
[79 empty] | WLDFR | HFTD - Distribution - Tier 3 - 4QU CoRE ¦ 4QU LoRE | Non-Red Flag Warning - Small Fires | 2031 | 0 | 0 | 0 | 0 | 0.083606 | 0.039055 | 0.001695 | 0.042856 | 0 | 0 | 0.00043542 | 0.00043542 | 0.003642 |  | 0 | 0 | 0 | 0 | 0 | 0 | 0 | 1.5858e-06 | 1.5858e-06 | 0 | 1.5858e-06 | Column30: 1.5858e-06 | [29 empty] | 7.3.2.1.3 Advanced weather monitoring and weather stations Weather StationsWLDFRElectric Reliability | WLDFR | HFTD - Distribution - Tier 3 - 5QU CoRE ¦ 2QU LoRE | Seismic - Red Flag Warning - Catastrophic Fires | 2031 | Electric Reliability | 453.261 | 612.5567 | 2031 | Mitigation | 0.011149 | 10 | 0 | esc | 0 | 0 | 0 | 0 | 0.011149 | 5.0533 | 0.011149 | 5.0533
[79 empty] | WLDFR | HFTD - Distribution - Tier 3 - 4QU CoRE ¦ 4QU LoRE | Non-Red Flag Warning - Small Fires | 2032 | 0 | 0 | 0 | 0 | 0.083606 | 0.039055 | 0.001695 | 0.042856 | 0 | 0 | 0 | 0.00043542 | 0.003642 |  | 0 | 0 | 0 | 0 | 0 | 0 | 0 | 0 | 0 | 0 | 1.5858e-06 | Column30: 1.5858e-06 | [29 empty] | 7.3.2.1.3 Advanced weather monitoring and weather stations Weather StationsWLDFRElectric Reliability | WLDFR | HFTD - Distribution - Tier 3 - 5QU CoRE ¦ 2QU LoRE | Seismic - Red Flag Warning - Catastrophic Fires | 2032 | Electric Reliability | 453.261 | 612.5567 | 2032 | Mitigation | 0.011149 | 10 | 0 | esc | 0 | 0 | 0 | 0 | 0 | 0 | 0.011149 | 5.0533
[79 empty] | WLDFR | HFTD - Distribution - Tier 3 - 4QU CoRE ¦ 4QU LoRE | Red Flag Warning - Catastrophic Fires | 2020 | 0 | 0 | 0 | 0 | 14146.1306 | 222.2294 | 8585.7228 | 5338.1784 | 2.4776 | 0 | 0 | 0 | 8.2093e-06 |  | 0 | 2.0339e-05 | 2.0339e-05 | 0 | 0 | 0 | 0 | 0 | 0 | 0 | 0 | Column30: 0 | [29 empty] | 7.3.2.1.3 Advanced weather monitoring and weather stations Weather StationsWLDFRElectric Reliability | WLDFR | HFTD - Distribution - Tier 3 - 5QU CoRE ¦ 3QU LoRE | Non-Red Flag Warning - Catastrophic Fires | 2021 | Electric Reliability | 222.2294 | 143.628 | 2021 | Mitigation | 0.011149 | 10 | 0 | esc | 0.011149 | 2.4776 | 0.011149 | 2.4776 | 0 | 0 | 0 | 0
[79 empty] | WLDFR | HFTD - Distribution - Tier 3 - 4QU CoRE ¦ 4QU LoRE | Red Flag Warning - Catastrophic Fires | 2021 | 0 | 0 | 0 | 0 | 14146.1306 | 222.2294 | 8585.7228 | 5338.1784 | 2.4776 | 2.4776 | 0 | 0 | 8.2093e-06 |  | 0 | 2.0339e-05 | 2.0339e-05 | 0 | 2.0339e-05 | 2.0339e-05 | 0 | 0 | 0 | 0 | 0 | Column30: 0 | [29 empty] | 7.3.2.1.3 Advanced weather monitoring and weather stations Weather StationsWLDFRElectric Reliability | WLDFR | HFTD - Distribution - Tier 3 - 5QU CoRE ¦ 3QU LoRE | Non-Red Flag Warning - Catastrophic Fires | 2022 | Electric Reliability | 222.2294 | 143.628 | 2022 | Mitigation | 0.011149 | 10 | 0 | esc | 0.011149 | 2.4776 | 0.011149 | 2.4776 | 0.011149 | 2.4776 | 0 | 0
[79 empty] | WLDFR | HFTD - Distribution - Tier 3 - 4QU CoRE ¦ 4QU LoRE | Red Flag Warning - Catastrophic Fires | 2022 | 0 | 0 | 0 | 0 | 14146.1306 | 222.2294 | 8585.7228 | 5338.1784 | 2.4776 | 2.4776 | 2.4776 | 0 | 8.2093e-06 |  | 0 | 2.0339e-05 | 2.0339e-05 | 0 | 2.0339e-05 | 2.0339e-05 | 0 | 2.0339e-05 | 2.0339e-05 | 0 | 0 | Column30: 0 | [29 empty] | 7.3.2.1.3 Advanced weather monitoring and weather stations Weather StationsWLDFRElectric Reliability | WLDFR | HFTD - Distribution - Tier 3 - 5QU CoRE ¦ 3QU LoRE | Non-Red Flag Warning - Catastrophic Fires | 2023 | Electric Reliability | 233.2301 | 143.628 | 2023 | Mitigation | 0.011149 | 10 | 0 | esc | 0.011149 | 2.6002 | 0.011149 | 2.6002 | 0.011149 | 2.6002 | 0.011149 | 2.6002
[79 empty] | WLDFR | HFTD - Distribution - Tier 3 - 4QU CoRE ¦ 4QU LoRE | Red Flag Warning - Catastrophic Fires | 2023 | 0 | 0 | 0 | 0 | 14664.6376 | 233.2301 | 8896.516 | 5534.8915 | 2.6002 | 2.6002 | 2.6002 | 2.6002 | 8.2093e-06 |  | 0 | 2.1346e-05 | 2.1346e-05 | 0 | 2.1346e-05 | 2.1346e-05 | 0 | 2.1346e-05 | 2.1346e-05 | 0 | 2.1346e-05 | Column30: 2.1346e-05 | [29 empty] | 7.3.2.1.3 Advanced weather monitoring and weather stations Weather StationsWLDFRElectric Reliability | WLDFR | HFTD - Distribution - Tier 3 - 5QU CoRE ¦ 3QU LoRE | Non-Red Flag Warning - Catastrophic Fires | 2024 | Electric Reliability | 233.2301 | 143.628 | 2024 | Mitigation | 0.011149 | 10 | 0 | esc | 0.011149 | 2.6002 | 0.011149 | 2.6002 | 0.011149 | 2.6002 | 0.011149 | 2.6002
[79 empty] | WLDFR | HFTD - Distribution - Tier 3 - 4QU CoRE ¦ 4QU LoRE | Red Flag Warning - Catastrophic Fires | 2024 | 0 | 0 | 0 | 0 | 14664.6376 | 233.2301 | 8896.516 | 5534.8915 | 2.6002 | 2.6002 | 2.6002 | 2.6002 | 8.2093e-06 |  | 0 | 2.1346e-05 | 2.1346e-05 | 0 | 2.1346e-05 | 2.1346e-05 | 0 | 2.1346e-05 | 2.1346e-05 | 0 | 2.1346e-05 | Column30: 2.1346e-05 | [29 empty] | 7.3.2.1.3 Advanced weather monitoring and weather stations Weather StationsWLDFRElectric Reliability | WLDFR | HFTD - Distribution - Tier 3 - 5QU CoRE ¦ 3QU LoRE | Non-Red Flag Warning - Catastrophic Fires | 2025 | Electric Reliability | 233.2301 | 143.628 | 2025 | Mitigation | 0.011149 | 10 | 0 | esc | 0.011149 | 2.6002 | 0.011149 | 2.6002 | 0.011149 | 2.6002 | 0.011149 | 2.6002
[79 empty] | WLDFR | HFTD - Distribution - Tier 3 - 4QU CoRE ¦ 4QU LoRE | Red Flag Warning - Catastrophic Fires | 2025 | 0 | 0 | 0 | 0 | 14664.6376 | 233.2301 | 8896.516 | 5534.8915 | 2.6002 | 2.6002 | 2.6002 | 2.6002 | 8.2093e-06 |  | 0 | 2.1346e-05 | 2.1346e-05 | 0 | 2.1346e-05 | 2.1346e-05 | 0 | 2.1346e-05 | 2.1346e-05 | 0 | 2.1346e-05 | Column30: 2.1346e-05 | [29 empty] | 7.3.2.1.3 Advanced weather monitoring and weather stations Weather StationsWLDFRElectric Reliability | WLDFR | HFTD - Distribution - Tier 3 - 5QU CoRE ¦ 3QU LoRE | Non-Red Flag Warning - Catastrophic Fires | 2026 | Electric Reliability | 233.2301 | 143.628 | 2026 | Mitigation | 0.011149 | 10 | 0 | esc | 0.011149 | 2.6002 | 0.011149 | 2.6002 | 0.011149 | 2.6002 | 0.011149 | 2.6002
[79 empty] | WLDFR | HFTD - Distribution - Tier 3 - 4QU CoRE ¦ 4QU LoRE | Red Flag Warning - Catastrophic Fires | 2026 | 0 | 0 | 0 | 0 | 14664.6376 | 233.2301 | 8896.516 | 5534.8915 | 2.6002 | 2.6002 | 2.6002 | 2.6002 | 8.2093e-06 |  | 0 | 2.1346e-05 | 2.1346e-05 | 0 | 2.1346e-05 | 2.1346e-05 | 0 | 2.1346e-05 | 2.1346e-05 | 0 | 2.1346e-05 | Column30: 2.1346e-05 | [29 empty] | 7.3.2.1.3 Advanced weather monitoring and weather stations Weather StationsWLDFRElectric Reliability | WLDFR | HFTD - Distribution - Tier 3 - 5QU CoRE ¦ 3QU LoRE | Non-Red Flag Warning - Catastrophic Fires | 2027 | Electric Reliability | 233.2301 | 143.628 | 2027 | Mitigation | 0.011149 | 10 | 0 | esc | 0.011149 | 2.6002 | 0.011149 | 2.6002 | 0.011149 | 2.6002 | 0.011149 | 2.6002
[79 empty] | WLDFR | HFTD - Distribution - Tier 3 - 4QU CoRE ¦ 4QU LoRE | Red Flag Warning - Catastrophic Fires | 2027 | 0 | 0 | 0 | 0 | 14664.6376 | 233.2301 | 8896.516 | 5534.8915 | 2.6002 | 2.6002 | 2.6002 | 2.6002 | 8.2093e-06 |  | 0 | 2.1346e-05 | 2.1346e-05 | 0 | 2.1346e-05 | 2.1346e-05 | 0 | 2.1346e-05 | 2.1346e-05 | 0 | 2.1346e-05 | Column30: 2.1346e-05 | [29 empty] | 7.3.2.1.3 Advanced weather monitoring and weather stations Weather StationsWLDFRElectric Reliability | WLDFR | HFTD - Distribution - Tier 3 - 5QU CoRE ¦ 3QU LoRE | Non-Red Flag Warning - Catastrophic Fires | 2028 | Electric Reliability | 247.273 | 143.628 | 2028 | Mitigation | 0.011149 | 10 | 0 | esc | 0.011149 | 2.7568 | 0.011149 | 2.7568 | 0.011149 | 2.7568 | 0.011149 | 2.7568
[79 empty] | WLDFR | HFTD - Distribution - Tier 3 - 4QU CoRE ¦ 4QU LoRE | Red Flag Warning - Catastrophic Fires | 2028 | 0 | 0 | 0 | 0 | 15317.9909 | 247.273 | 9287.6491 | 5783.0689 | 2.7568 | 2.7568 | 2.7568 | 2.7568 | 8.2093e-06 |  | 0 | 2.2632e-05 | 2.2632e-05 | 0 | 2.2632e-05 | 2.2632e-05 | 0 | 2.2632e-05 | 2.2632e-05 | 0 | 2.2632e-05 | Column30: 2.2632e-05 | [29 empty] | 7.3.2.1.3 Advanced weather monitoring and weather stations Weather StationsWLDFRElectric Reliability | WLDFR | HFTD - Distribution - Tier 3 - 5QU CoRE ¦ 3QU LoRE | Non-Red Flag Warning - Catastrophic Fires | 2029 | Electric Reliability | 247.273 | 143.628 | 2029 | Mitigation | 0.011149 | 10 | 0 | esc | 0.011149 | 2.7568 | 0.011149 | 2.7568 | 0.011149 | 2.7568 | 0.011149 | 2.7568
[79 empty] | WLDFR | HFTD - Distribution - Tier 3 - 4QU CoRE ¦ 4QU LoRE | Red Flag Warning - Catastrophic Fires | 2029 | 0 | 0 | 0 | 0 | 15317.9909 | 247.273 | 9287.6491 | 5783.0689 | 2.7568 | 2.7568 | 2.7568 | 2.7568 | 8.2093e-06 |  | 0 | 2.2632e-05 | 2.2632e-05 | 0 | 2.2632e-05 | 2.2632e-05 | 0 | 2.2632e-05 | 2.2632e-05 | 0 | 2.2632e-05 | Column30: 2.2632e-05 | [29 empty] | 7.3.2.1.3 Advanced weather monitoring and weather stations Weather StationsWLDFRElectric Reliability | WLDFR | HFTD - Distribution - Tier 3 - 5QU CoRE ¦ 3QU LoRE | Non-Red Flag Warning - Catastrophic Fires | 2030 | Electric Reliability | 247.273 | 143.628 | 2030 | Mitigation | 0.011149 | 10 | 0 | esc | 0 | 0 | 0.011149 | 2.7568 | 0.011149 | 2.7568 | 0.011149 | 2.7568
[79 empty] | WLDFR | HFTD - Distribution - Tier 3 - 4QU CoRE ¦ 4QU LoRE | Red Flag Warning - Catastrophic Fires | 2030 | 0 | 0 | 0 | 0 | 15317.9909 | 247.273 | 9287.6491 | 5783.0689 | 0 | 2.7568 | 2.7568 | 2.7568 | 8.2093e-06 |  | 0 | 0 | 0 | 0 | 2.2632e-05 | 2.2632e-05 | 0 | 2.2632e-05 | 2.2632e-05 | 0 | 2.2632e-05 | Column30: 2.2632e-05 | [29 empty] | 7.3.2.1.3 Advanced weather monitoring and weather stations Weather StationsWLDFRElectric Reliability | WLDFR | HFTD - Distribution - Tier 3 - 5QU CoRE ¦ 3QU LoRE | Non-Red Flag Warning - Catastrophic Fires | 2031 | Electric Reliability | 247.273 | 143.628 | 2031 | Mitigation | 0.011149 | 10 | 0 | esc | 0 | 0 | 0 | 0 | 0.011149 | 2.7568 | 0.011149 | 2.7568
[79 empty] | WLDFR | HFTD - Distribution - Tier 3 - 4QU CoRE ¦ 4QU LoRE | Red Flag Warning - Catastrophic Fires | 2031 | 0 | 0 | 0 | 0 | 15317.9909 | 247.273 | 9287.6491 | 5783.0689 | 0 | 0 | 2.7568 | 2.7568 | 8.2093e-06 |  | 0 | 0 | 0 | 0 | 0 | 0 | 0 | 2.2632e-05 | 2.2632e-05 | 0 | 2.2632e-05 | Column30: 2.2632e-05 | [29 empty] | 7.3.2.1.3 Advanced weather monitoring and weather stations Weather StationsWLDFRElectric Reliability | WLDFR | HFTD - Distribution - Tier 3 - 5QU CoRE ¦ 3QU LoRE | Non-Red Flag Warning - Catastrophic Fires | 2032 | Electric Reliability | 247.273 | 143.628 | 2032 | Mitigation | 0.011149 | 10 | 0 | esc | 0 | 0 | 0 | 0 | 0 | 0 | 0.011149 | 2.7568
[79 empty] | WLDFR | HFTD - Distribution - Tier 3 - 4QU CoRE ¦ 4QU LoRE | Red Flag Warning - Catastrophic Fires | 2032 | 0 | 0 | 0 | 0 | 15317.9909 | 247.273 | 9287.6491 | 5783.0689 | 0 | 0 | 0 | 2.7568 | 8.2093e-06 |  | 0 | 0 | 0 | 0 | 0 | 0 | 0 | 0 | 0 | 0 | 2.2632e-05 | Column30: 2.2632e-05 | [29 empty] | 7.3.2.1.3 Advanced weather monitoring and weather stations Weather StationsWLDFRElectric Reliability | WLDFR | HFTD - Distribution - Tier 3 - 5QU CoRE ¦ 3QU LoRE | Non-Red Flag Warning - Destructive Fires | 2021 | Electric Reliability | 222.2294 | 143.628 | 2021 | Mitigation | 0.011149 | 10 | 0 | esc | 0.011149 | 2.4776 | 0.011149 | 2.4776 | 0 | 0 | 0 | 0
[79 empty] | WLDFR | HFTD - Distribution - Tier 3 - 4QU CoRE ¦ 4QU LoRE | Red Flag Warning - Destructive Fires | 2020 | 0 | 0 | 0 | 0 | 8807.9522 | 222.2294 | 8585.7228 | 0 | 2.4776 | 0 | 0 | 0 | 1.3611e-06 |  | 0 | 3.3723e-06 | 3.3723e-06 | 0 | 0 | 0 | 0 | 0 | 0 | 0 | 0 | Column30: 0 | [29 empty] | 7.3.2.1.3 Advanced weather monitoring and weather stations Weather StationsWLDFRElectric Reliability | WLDFR | HFTD - Distribution - Tier 3 - 5QU CoRE ¦ 3QU LoRE | Non-Red Flag Warning - Destructive Fires | 2022 | Electric Reliability | 222.2294 | 143.628 | 2022 | Mitigation | 0.011149 | 10 | 0 | esc | 0.011149 | 2.4776 | 0.011149 | 2.4776 | 0.011149 | 2.4776 | 0 | 0
[79 empty] | WLDFR | HFTD - Distribution - Tier 3 - 4QU CoRE ¦ 4QU LoRE | Red Flag Warning - Destructive Fires | 2021 | 0 | 0 | 0 | 0 | 8807.9522 | 222.2294 | 8585.7228 | 0 | 2.4776 | 2.4776 | 0 | 0 | 1.3611e-06 |  | 0 | 3.3723e-06 | 3.3723e-06 | 0 | 3.3723e-06 | 3.3723e-06 | 0 | 0 | 0 | 0 | 0 | Column30: 0 | [29 empty] | 7.3.2.1.3 Advanced weather monitoring and weather stations Weather StationsWLDFRElectric Reliability | WLDFR | HFTD - Distribution - Tier 3 - 5QU CoRE ¦ 3QU LoRE | Non-Red Flag Warning - Destructive Fires | 2023 | Electric Reliability | 233.2301 | 143.628 | 2023 | Mitigation | 0.011149 | 10 | 0 | esc | 0.011149 | 2.6002 | 0.011149 | 2.6002 | 0.011149 | 2.6002 | 0.011149 | 2.6002
[79 empty] | WLDFR | HFTD - Distribution - Tier 3 - 4QU CoRE ¦ 4QU LoRE | Red Flag Warning - Destructive Fires | 2022 | 0 | 0 | 0 | 0 | 8807.9522 | 222.2294 | 8585.7228 | 0 | 2.4776 | 2.4776 | 2.4776 | 0 | 1.3611e-06 |  | 0 | 3.3723e-06 | 3.3723e-06 | 0 | 3.3723e-06 | 3.3723e-06 | 0 | 3.3723e-06 | 3.3723e-06 | 0 | 0 | Column30: 0 | [29 empty] | 7.3.2.1.3 Advanced weather monitoring and weather stations Weather StationsWLDFRElectric Reliability | WLDFR | HFTD - Distribution - Tier 3 - 5QU CoRE ¦ 3QU LoRE | Non-Red Flag Warning - Destructive Fires | 2024 | Electric Reliability | 233.2301 | 143.628 | 2024 | Mitigation | 0.011149 | 10 | 0 | esc | 0.011149 | 2.6002 | 0.011149 | 2.6002 | 0.011149 | 2.6002 | 0.011149 | 2.6002
[79 empty] | WLDFR | HFTD - Distribution - Tier 3 - 4QU CoRE ¦ 4QU LoRE | Red Flag Warning - Destructive Fires | 2023 | 0 | 0 | 0 | 0 | 9129.7461 | 233.2301 | 8896.516 | 0 | 2.6002 | 2.6002 | 2.6002 | 2.6002 | 1.3611e-06 |  | 0 | 3.5392e-06 | 3.5392e-06 | 0 | 3.5392e-06 | 3.5392e-06 | 0 | 3.5392e-06 | 3.5392e-06 | 0 | 3.5392e-06 | Column30: 3.5392e-06 | [29 empty] | 7.3.2.1.3 Advanced weather monitoring and weather stations Weather StationsWLDFRElectric Reliability | WLDFR | HFTD - Distribution - Tier 3 - 5QU CoRE ¦ 3QU LoRE | Non-Red Flag Warning - Destructive Fires | 2025 | Electric Reliability | 233.2301 | 143.628 | 2025 | Mitigation | 0.011149 | 10 | 0 | esc | 0.011149 | 2.6002 | 0.011149 | 2.6002 | 0.011149 | 2.6002 | 0.011149 | 2.6002
[79 empty] | WLDFR | HFTD - Distribution - Tier 3 - 4QU CoRE ¦ 4QU LoRE | Red Flag Warning - Destructive Fires | 2024 | 0 | 0 | 0 | 0 | 9129.7461 | 233.2301 | 8896.516 | 0 | 2.6002 | 2.6002 | 2.6002 | 2.6002 | 1.3611e-06 |  | 0 | 3.5392e-06 | 3.5392e-06 | 0 | 3.5392e-06 | 3.5392e-06 | 0 | 3.5392e-06 | 3.5392e-06 | 0 | 3.5392e-06 | Column30: 3.5392e-06 | [29 empty] | 7.3.2.1.3 Advanced weather monitoring and weather stations Weather StationsWLDFRElectric Reliability | WLDFR | HFTD - Distribution - Tier 3 - 5QU CoRE ¦ 3QU LoRE | Non-Red Flag Warning - Destructive Fires | 2026 | Electric Reliability | 233.2301 | 143.628 | 2026 | Mitigation | 0.011149 | 10 | 0 | esc | 0.011149 | 2.6002 | 0.011149 | 2.6002 | 0.011149 | 2.6002 | 0.011149 | 2.6002
[79 empty] | WLDFR | HFTD - Distribution - Tier 3 - 4QU CoRE ¦ 4QU LoRE | Red Flag Warning - Destructive Fires | 2025 | 0 | 0 | 0 | 0 | 9129.7461 | 233.2301 | 8896.516 | 0 | 2.6002 | 2.6002 | 2.6002 | 2.6002 | 1.3611e-06 |  | 0 | 3.5392e-06 | 3.5392e-06 | 0 | 3.5392e-06 | 3.5392e-06 | 0 | 3.5392e-06 | 3.5392e-06 | 0 | 3.5392e-06 | Column30: 3.5392e-06 | [29 empty] | 7.3.2.1.3 Advanced weather monitoring and weather stations Weather StationsWLDFRElectric Reliability | WLDFR | HFTD - Distribution - Tier 3 - 5QU CoRE ¦ 3QU LoRE | Non-Red Flag Warning - Destructive Fires | 2027 | Electric Reliability | 233.2301 | 143.628 | 2027 | Mitigation | 0.011149 | 10 | 0 | esc | 0.011149 | 2.6002 | 0.011149 | 2.6002 | 0.011149 | 2.6002 | 0.011149 | 2.6002
[79 empty] | WLDFR | HFTD - Distribution - Tier 3 - 4QU CoRE ¦ 4QU LoRE | Red Flag Warning - Destructive Fires | 2026 | 0 | 0 | 0 | 0 | 9129.7461 | 233.2301 | 8896.516 | 0 | 2.6002 | 2.6002 | 2.6002 | 2.6002 | 1.3611e-06 |  | 0 | 3.5392e-06 | 3.5392e-06 | 0 | 3.5392e-06 | 3.5392e-06 | 0 | 3.5392e-06 | 3.5392e-06 | 0 | 3.5392e-06 | Column30: 3.5392e-06 | [29 empty] | 7.3.2.1.3 Advanced weather monitoring and weather stations Weather StationsWLDFRElectric Reliability | WLDFR | HFTD - Distribution - Tier 3 - 5QU CoRE ¦ 3QU LoRE | Non-Red Flag Warning - Destructive Fires | 2028 | Electric Reliability | 247.273 | 143.628 | 2028 | Mitigation | 0.011149 | 10 | 0 | esc | 0.011149 | 2.7568 | 0.011149 | 2.7568 | 0.011149 | 2.7568 | 0.011149 | 2.7568
[79 empty] | WLDFR | HFTD - Distribution - Tier 3 - 4QU CoRE ¦ 4QU LoRE | Red Flag Warning - Destructive Fires | 2027 | 0 | 0 | 0 | 0 | 9129.7461 | 233.2301 | 8896.516 | 0 | 2.6002 | 2.6002 | 2.6002 | 2.6002 | 1.3611e-06 |  | 0 | 3.5392e-06 | 3.5392e-06 | 0 | 3.5392e-06 | 3.5392e-06 | 0 | 3.5392e-06 | 3.5392e-06 | 0 | 3.5392e-06 | Column30: 3.5392e-06 | [29 empty] | 7.3.2.1.3 Advanced weather monitoring and weather stations Weather StationsWLDFRElectric Reliability | WLDFR | HFTD - Distribution - Tier 3 - 5QU CoRE ¦ 3QU LoRE | Non-Red Flag Warning - Destructive Fires | 2029 | Electric Reliability | 247.273 | 143.628 | 2029 | Mitigation | 0.011149 | 10 | 0 | esc | 0.011149 | 2.7568 | 0.011149 | 2.7568 | 0.011149 | 2.7568 | 0.011149 | 2.7568
[79 empty] | WLDFR | HFTD - Distribution - Tier 3 - 4QU CoRE ¦ 4QU LoRE | Red Flag Warning - Destructive Fires | 2028 | 0 | 0 | 0 | 0 | 9534.9221 | 247.273 | 9287.6491 | 0 | 2.7568 | 2.7568 | 2.7568 | 2.7568 | 1.3611e-06 |  | 0 | 3.7523e-06 | 3.7523e-06 | 0 | 3.7523e-06 | 3.7523e-06 | 0 | 3.7523e-06 | 3.7523e-06 | 0 | 3.7523e-06 | Column30: 3.7523e-06 | [29 empty] | 7.3.2.1.3 Advanced weather monitoring and weather stations Weather StationsWLDFRElectric Reliability | WLDFR | HFTD - Distribution - Tier 3 - 5QU CoRE ¦ 3QU LoRE | Non-Red Flag Warning - Destructive Fires | 2030 | Electric Reliability | 247.273 | 143.628 | 2030 | Mitigation | 0.011149 | 10 | 0 | esc | 0 | 0 | 0.011149 | 2.7568 | 0.011149 | 2.7568 | 0.011149 | 2.7568
[79 empty] | WLDFR | HFTD - Distribution - Tier 3 - 4QU CoRE ¦ 4QU LoRE | Red Flag Warning - Destructive Fires | 2029 | 0 | 0 | 0 | 0 | 9534.9221 | 247.273 | 9287.6491 | 0 | 2.7568 | 2.7568 | 2.7568 | 2.7568 | 1.3611e-06 |  | 0 | 3.7523e-06 | 3.7523e-06 | 0 | 3.7523e-06 | 3.7523e-06 | 0 | 3.7523e-06 | 3.7523e-06 | 0 | 3.7523e-06 | Column30: 3.7523e-06 | [29 empty] | 7.3.2.1.3 Advanced weather monitoring and weather stations Weather StationsWLDFRElectric Reliability | WLDFR | HFTD - Distribution - Tier 3 - 5QU CoRE ¦ 3QU LoRE | Non-Red Flag Warning - Destructive Fires | 2031 | Electric Reliability | 247.273 | 143.628 | 2031 | Mitigation | 0.011149 | 10 | 0 | esc | 0 | 0 | 0 | 0 | 0.011149 | 2.7568 | 0.011149 | 2.7568
[79 empty] | WLDFR | HFTD - Distribution - Tier 3 - 4QU CoRE ¦ 4QU LoRE | Red Flag Warning - Destructive Fires | 2030 | 0 | 0 | 0 | 0 | 9534.9221 | 247.273 | 9287.6491 | 0 | 0 | 2.7568 | 2.7568 | 2.7568 | 1.3611e-06 |  | 0 | 0 | 0 | 0 | 3.7523e-06 | 3.7523e-06 | 0 | 3.7523e-06 | 3.7523e-06 | 0 | 3.7523e-06 | Column30: 3.7523e-06 | [29 empty] | 7.3.2.1.3 Advanced weather monitoring and weather stations Weather StationsWLDFRElectric Reliability | WLDFR | HFTD - Distribution - Tier 3 - 5QU CoRE ¦ 3QU LoRE | Non-Red Flag Warning - Destructive Fires | 2032 | Electric Reliability | 247.273 | 143.628 | 2032 | Mitigation | 0.011149 | 10 | 0 | esc | 0 | 0 | 0 | 0 | 0 | 0 | 0.011149 | 2.7568
[79 empty] | WLDFR | HFTD - Distribution - Tier 3 - 4QU CoRE ¦ 4QU LoRE | Red Flag Warning - Destructive Fires | 2031 | 0 | 0 | 0 | 0 | 9534.9221 | 247.273 | 9287.6491 | 0 | 0 | 0 | 2.7568 | 2.7568 | 1.3611e-06 |  | 0 | 0 | 0 | 0 | 0 | 0 | 0 | 3.7523e-06 | 3.7523e-06 | 0 | 3.7523e-06 | Column30: 3.7523e-06 | [29 empty] | 7.3.2.1.3 Advanced weather monitoring and weather stations Weather StationsWLDFRElectric Reliability | WLDFR | HFTD - Distribution - Tier 3 - 5QU CoRE ¦ 3QU LoRE | Non-Red Flag Warning - Large Fires | 2021 | Electric Reliability | 0.69642 | 143.628 | 2021 | Mitigation | 0.011149 | 10 | 0 | esc | 0.011149 | 0.0077642 | 0.011149 | 0.0077642 | 0 | 0 | 0 | 0
[79 empty] | WLDFR | HFTD - Distribution - Tier 3 - 4QU CoRE ¦ 4QU LoRE | Red Flag Warning - Destructive Fires | 2032 | 0 | 0 | 0 | 0 | 9534.9221 | 247.273 | 9287.6491 | 0 | 0 | 0 | 0 | 2.7568 | 1.3611e-06 |  | 0 | 0 | 0 | 0 | 0 | 0 | 0 | 0 | 0 | 0 | 3.7523e-06 | Column30: 3.7523e-06 | [29 empty] | 7.3.2.1.3 Advanced weather monitoring and weather stations Weather StationsWLDFRElectric Reliability | WLDFR | HFTD - Distribution - Tier 3 - 5QU CoRE ¦ 3QU LoRE | Non-Red Flag Warning - Large Fires | 2022 | Electric Reliability | 0.69642 | 143.628 | 2022 | Mitigation | 0.011149 | 10 | 0 | esc | 0.011149 | 0.0077642 | 0.011149 | 0.0077642 | 0.011149 | 0.0077642 | 0 | 0
[79 empty] | WLDFR | HFTD - Distribution - Tier 3 - 4QU CoRE ¦ 4QU LoRE | Red Flag Warning - Large Fires | 2020 | 0 | 0 | 0 | 0 | 5.2406 | 0.69642 | 2.942 | 1.6022 | 0.0077642 | 0 | 0 | 0 | 1.7922e-05 |  | 0 | 1.3915e-07 | 1.3915e-07 | 0 | 0 | 0 | 0 | 0 | 0 | 0 | 0 | Column30: 0 | [29 empty] | 7.3.2.1.3 Advanced weather monitoring and weather stations Weather StationsWLDFRElectric Reliability | WLDFR | HFTD - Distribution - Tier 3 - 5QU CoRE ¦ 3QU LoRE | Non-Red Flag Warning - Large Fires | 2023 | Electric Reliability | 0.71896 | 143.628 | 2023 | Mitigation | 0.011149 | 10 | 0 | esc | 0.011149 | 0.0080156 | 0.011149 | 0.0080156 | 0.011149 | 0.0080156 | 0.011149 | 0.0080156
[79 empty] | WLDFR | HFTD - Distribution - Tier 3 - 4QU CoRE ¦ 4QU LoRE | Red Flag Warning - Large Fires | 2021 | 0 | 0 | 0 | 0 | 5.2406 | 0.69642 | 2.942 | 1.6022 | 0.0077642 | 0.0077642 | 0 | 0 | 1.7922e-05 |  | 0 | 1.3915e-07 | 1.3915e-07 | 0 | 1.3915e-07 | 1.3915e-07 | 0 | 0 | 0 | 0 | 0 | Column30: 0 | [29 empty] | 7.3.2.1.3 Advanced weather monitoring and weather stations Weather StationsWLDFRElectric Reliability | WLDFR | HFTD - Distribution - Tier 3 - 5QU CoRE ¦ 3QU LoRE | Non-Red Flag Warning - Large Fires | 2024 | Electric Reliability | 0.71896 | 143.628 | 2024 | Mitigation | 0.011149 | 10 | 0 | esc | 0.011149 | 0.0080156 | 0.011149 | 0.0080156 | 0.011149 | 0.0080156 | 0.011149 | 0.0080156
[79 empty] | WLDFR | HFTD - Distribution - Tier 3 - 4QU CoRE ¦ 4QU LoRE | Red Flag Warning - Large Fires | 2022 | 0 | 0 | 0 | 0 | 5.2406 | 0.69642 | 2.942 | 1.6022 | 0.0077642 | 0.0077642 | 0.0077642 | 0 | 1.7922e-05 |  | 0 | 1.3915e-07 | 1.3915e-07 | 0 | 1.3915e-07 | 1.3915e-07 | 0 | 1.3915e-07 | 1.3915e-07 | 0 | 0 | Column30: 0 | [29 empty] | 7.3.2.1.3 Advanced weather monitoring and weather stations Weather StationsWLDFRElectric Reliability | WLDFR | HFTD - Distribution - Tier 3 - 5QU CoRE ¦ 3QU LoRE | Non-Red Flag Warning - Large Fires | 2025 | Electric Reliability | 0.71896 | 143.628 | 2025 | Mitigation | 0.011149 | 10 | 0 | esc | 0.011149 | 0.0080156 | 0.011149 | 0.0080156 | 0.011149 | 0.0080156 | 0.011149 | 0.0080156
[79 empty] | WLDFR | HFTD - Distribution - Tier 3 - 4QU CoRE ¦ 4QU LoRE | Red Flag Warning - Large Fires | 2023 | 0 | 0 | 0 | 0 | 5.475 | 0.71896 | 3.0715 | 1.6846 | 0.0080156 | 0.0080156 | 0.0080156 | 0.0080156 | 1.7922e-05 |  | 0 | 1.4365e-07 | 1.4365e-07 | 0 | 1.4365e-07 | 1.4365e-07 | 0 | 1.4365e-07 | 1.4365e-07 | 0 | 1.4365e-07 | Column30: 1.4365e-07 | [29 empty] | 7.3.2.1.3 Advanced weather monitoring and weather stations Weather StationsWLDFRElectric Reliability | WLDFR | HFTD - Distribution - Tier 3 - 5QU CoRE ¦ 3QU LoRE | Non-Red Flag Warning - Large Fires | 2026 | Electric Reliability | 0.71896 | 143.628 | 2026 | Mitigation | 0.011149 | 10 | 0 | esc | 0.011149 | 0.0080156 | 0.011149 | 0.0080156 | 0.011149 | 0.0080156 | 0.011149 | 0.0080156
[79 empty] | WLDFR | HFTD - Distribution - Tier 3 - 4QU CoRE ¦ 4QU LoRE | Red Flag Warning - Large Fires | 2024 | 0 | 0 | 0 | 0 | 5.475 | 0.71896 | 3.0715 | 1.6846 | 0.0080156 | 0.0080156 | 0.0080156 | 0.0080156 | 1.7922e-05 |  | 0 | 1.4365e-07 | 1.4365e-07 | 0 | 1.4365e-07 | 1.4365e-07 | 0 | 1.4365e-07 | 1.4365e-07 | 0 | 1.4365e-07 | Column30: 1.4365e-07 | [29 empty] | 7.3.2.1.3 Advanced weather monitoring and weather stations Weather StationsWLDFRElectric Reliability | WLDFR | HFTD - Distribution - Tier 3 - 5QU CoRE ¦ 3QU LoRE | Non-Red Flag Warning - Large Fires | 2027 | Electric Reliability | 0.71896 | 143.628 | 2027 | Mitigation | 0.011149 | 10 | 0 | esc | 0.011149 | 0.0080156 | 0.011149 | 0.0080156 | 0.011149 | 0.0080156 | 0.011149 | 0.0080156
[79 empty] | WLDFR | HFTD - Distribution - Tier 3 - 4QU CoRE ¦ 4QU LoRE | Red Flag Warning - Large Fires | 2025 | 0 | 0 | 0 | 0 | 5.475 | 0.71896 | 3.0715 | 1.6846 | 0.0080156 | 0.0080156 | 0.0080156 | 0.0080156 | 1.7922e-05 |  | 0 | 1.4365e-07 | 1.4365e-07 | 0 | 1.4365e-07 | 1.4365e-07 | 0 | 1.4365e-07 | 1.4365e-07 | 0 | 1.4365e-07 | Column30: 1.4365e-07 | [29 empty] | 7.3.2.1.3 Advanced weather monitoring and weather stations Weather StationsWLDFRElectric Reliability | WLDFR | HFTD - Distribution - Tier 3 - 5QU CoRE ¦ 3QU LoRE | Non-Red Flag Warning - Large Fires | 2028 | Electric Reliability | 0.74734 | 143.628 | 2028 | Mitigation | 0.011149 | 10 | 0 | esc | 0.011149 | 0.0083319 | 0.011149 | 0.0083319 | 0.011149 | 0.0083319 | 0.011149 | 0.0083319
[79 empty] | WLDFR | HFTD - Distribution - Tier 3 - 4QU CoRE ¦ 4QU LoRE | Red Flag Warning - Large Fires | 2026 | 0 | 0 | 0 | 0 | 5.475 | 0.71896 | 3.0715 | 1.6846 | 0.0080156 | 0.0080156 | 0.0080156 | 0.0080156 | 1.7922e-05 |  | 0 | 1.4365e-07 | 1.4365e-07 | 0 | 1.4365e-07 | 1.4365e-07 | 0 | 1.4365e-07 | 1.4365e-07 | 0 | 1.4365e-07 | Column30: 1.4365e-07 | [29 empty] | 7.3.2.1.3 Advanced weather monitoring and weather stations Weather StationsWLDFRElectric Reliability | WLDFR | HFTD - Distribution - Tier 3 - 5QU CoRE ¦ 3QU LoRE | Non-Red Flag Warning - Large Fires | 2029 | Electric Reliability | 0.74734 | 143.628 | 2029 | Mitigation | 0.011149 | 10 | 0 | esc | 0.011149 | 0.0083319 | 0.011149 | 0.0083319 | 0.011149 | 0.0083319 | 0.011149 | 0.0083319
[79 empty] | WLDFR | HFTD - Distribution - Tier 3 - 4QU CoRE ¦ 4QU LoRE | Red Flag Warning - Large Fires | 2027 | 0 | 0 | 0 | 0 | 5.475 | 0.71896 | 3.0715 | 1.6846 | 0.0080156 | 0.0080156 | 0.0080156 | 0.0080156 | 1.7922e-05 |  | 0 | 1.4365e-07 | 1.4365e-07 | 0 | 1.4365e-07 | 1.4365e-07 | 0 | 1.4365e-07 | 1.4365e-07 | 0 | 1.4365e-07 | Column30: 1.4365e-07 | [29 empty] | 7.3.2.1.3 Advanced weather monitoring and weather stations Weather StationsWLDFRElectric Reliability | WLDFR | HFTD - Distribution - Tier 3 - 5QU CoRE ¦ 3QU LoRE | Non-Red Flag Warning - Large Fires | 2030 | Electric Reliability | 0.74734 | 143.628 | 2030 | Mitigation | 0.011149 | 10 | 0 | esc | 0 | 0 | 0.011149 | 0.0083319 | 0.011149 | 0.0083319 | 0.011149 | 0.0083319
[79 empty] | WLDFR | HFTD - Distribution - Tier 3 - 4QU CoRE ¦ 4QU LoRE | Red Flag Warning - Large Fires | 2028 | 0 | 0 | 0 | 0 | 5.777 | 0.74734 | 3.238 | 1.7917 | 0.0083319 | 0.0083319 | 0.0083319 | 0.0083319 | 1.7922e-05 |  | 0 | 1.4932e-07 | 1.4932e-07 | 0 | 1.4932e-07 | 1.4932e-07 | 0 | 1.4932e-07 | 1.4932e-07 | 0 | 1.4932e-07 | Column30: 1.4932e-07 | [29 empty] | 7.3.2.1.3 Advanced weather monitoring and weather stations Weather StationsWLDFRElectric Reliability | WLDFR | HFTD - Distribution - Tier 3 - 5QU CoRE ¦ 3QU LoRE | Non-Red Flag Warning - Large Fires | 2031 | Electric Reliability | 0.74734 | 143.628 | 2031 | Mitigation | 0.011149 | 10 | 0 | esc | 0 | 0 | 0 | 0 | 0.011149 | 0.0083319 | 0.011149 | 0.0083319
[79 empty] | WLDFR | HFTD - Distribution - Tier 3 - 4QU CoRE ¦ 4QU LoRE | Red Flag Warning - Large Fires | 2029 | 0 | 0 | 0 | 0 | 5.777 | 0.74734 | 3.238 | 1.7917 | 0.0083319 | 0.0083319 | 0.0083319 | 0.0083319 | 1.7922e-05 |  | 0 | 1.4932e-07 | 1.4932e-07 | 0 | 1.4932e-07 | 1.4932e-07 | 0 | 1.4932e-07 | 1.4932e-07 | 0 | 1.4932e-07 | Column30: 1.4932e-07 | [29 empty] | 7.3.2.1.3 Advanced weather monitoring and weather stations Weather StationsWLDFRElectric Reliability | WLDFR | HFTD - Distribution - Tier 3 - 5QU CoRE ¦ 3QU LoRE | Non-Red Flag Warning - Large Fires | 2032 | Electric Reliability | 0.74734 | 143.628 | 2032 | Mitigation | 0.011149 | 10 | 0 | esc | 0 | 0 | 0 | 0 | 0 | 0 | 0.011149 | 0.0083319
[79 empty] | WLDFR | HFTD - Distribution - Tier 3 - 4QU CoRE ¦ 4QU LoRE | Red Flag Warning - Large Fires | 2030 | 0 | 0 | 0 | 0 | 5.777 | 0.74734 | 3.238 | 1.7917 | 0 | 0.0083319 | 0.0083319 | 0.0083319 | 1.7922e-05 |  | 0 | 0 | 0 | 0 | 1.4932e-07 | 1.4932e-07 | 0 | 1.4932e-07 | 1.4932e-07 | 0 | 1.4932e-07 | Column30: 1.4932e-07 | [29 empty] | 7.3.2.1.3 Advanced weather monitoring and weather stations Weather StationsWLDFRElectric Reliability | WLDFR | HFTD - Distribution - Tier 3 - 5QU CoRE ¦ 3QU LoRE | Non-Red Flag Warning - Small Fires | 2021 | Electric Reliability | 0.036425 | 143.628 | 2021 | Mitigation | 0.011149 | 10 | 0 | esc | 0.011149 | 0.0004061 | 0.011149 | 0.0004061 | 0 | 0 | 0 | 0
[79 empty] | WLDFR | HFTD - Distribution - Tier 3 - 4QU CoRE ¦ 4QU LoRE | Red Flag Warning - Large Fires | 2031 | 0 | 0 | 0 | 0 | 5.777 | 0.74734 | 3.238 | 1.7917 | 0 | 0 | 0.0083319 | 0.0083319 | 1.7922e-05 |  | 0 | 0 | 0 | 0 | 0 | 0 | 0 | 1.4932e-07 | 1.4932e-07 | 0 | 1.4932e-07 | Column30: 1.4932e-07 | [29 empty] | 7.3.2.1.3 Advanced weather monitoring and weather stations Weather StationsWLDFRElectric Reliability | WLDFR | HFTD - Distribution - Tier 3 - 5QU CoRE ¦ 3QU LoRE | Non-Red Flag Warning - Small Fires | 2022 | Electric Reliability | 0.036425 | 143.628 | 2022 | Mitigation | 0.011149 | 10 | 0 | esc | 0.011149 | 0.0004061 | 0.011149 | 0.0004061 | 0.011149 | 0.0004061 | 0 | 0
[79 empty] | WLDFR | HFTD - Distribution - Tier 3 - 4QU CoRE ¦ 4QU LoRE | Red Flag Warning - Large Fires | 2032 | 0 | 0 | 0 | 0 | 5.777 | 0.74734 | 3.238 | 1.7917 | 0 | 0 | 0 | 0.0083319 | 1.7922e-05 |  | 0 | 0 | 0 | 0 | 0 | 0 | 0 | 0 | 0 | 0 | 1.4932e-07 | Column30: 1.4932e-07 | [29 empty] | 7.3.2.1.3 Advanced weather monitoring and weather stations Weather StationsWLDFRElectric Reliability | WLDFR | HFTD - Distribution - Tier 3 - 5QU CoRE ¦ 3QU LoRE | Non-Red Flag Warning - Small Fires | 2023 | Electric Reliability | 0.03759 | 143.628 | 2023 | Mitigation | 0.011149 | 10 | 0 | esc | 0.011149 | 0.00041909 | 0.011149 | 0.00041909 | 0.011149 | 0.00041909 | 0.011149 | 0.00041909
[79 empty] | WLDFR | HFTD - Distribution - Tier 3 - 4QU CoRE ¦ 4QU LoRE | Red Flag Warning - Small Fires | 2020 | 0 | 0 | 0 | 0 | 0.077901 | 0.036425 | 0.0015809 | 0.039895 | 0.0004061 | 0 | 0 | 0 | 0.00051948 |  | 0 | 2.1096e-07 | 2.1096e-07 | 0 | 0 | 0 | 0 | 0 | 0 | 0 | 0 | Column30: 0 | [29 empty] | 7.3.2.1.3 Advanced weather monitoring and weather stations Weather StationsWLDFRElectric Reliability | WLDFR | HFTD - Distribution - Tier 3 - 5QU CoRE ¦ 3QU LoRE | Non-Red Flag Warning - Small Fires | 2024 | Electric Reliability | 0.03759 | 143.628 | 2024 | Mitigation | 0.011149 | 10 | 0 | esc | 0.011149 | 0.00041909 | 0.011149 | 0.00041909 | 0.011149 | 0.00041909 | 0.011149 | 0.00041909
[79 empty] | WLDFR | HFTD - Distribution - Tier 3 - 4QU CoRE ¦ 4QU LoRE | Red Flag Warning - Small Fires | 2021 | 0 | 0 | 0 | 0 | 0.077901 | 0.036425 | 0.0015809 | 0.039895 | 0.0004061 | 0.0004061 | 0 | 0 | 0.00051948 |  | 0 | 2.1096e-07 | 2.1096e-07 | 0 | 2.1096e-07 | 2.1096e-07 | 0 | 0 | 0 | 0 | 0 | Column30: 0 | [29 empty] | 7.3.2.1.3 Advanced weather monitoring and weather stations Weather StationsWLDFRElectric Reliability | WLDFR | HFTD - Distribution - Tier 3 - 5QU CoRE ¦ 3QU LoRE | Non-Red Flag Warning - Small Fires | 2025 | Electric Reliability | 0.03759 | 143.628 | 2025 | Mitigation | 0.011149 | 10 | 0 | esc | 0.011149 | 0.00041909 | 0.011149 | 0.00041909 | 0.011149 | 0.00041909 | 0.011149 | 0.00041909
[79 empty] | WLDFR | HFTD - Distribution - Tier 3 - 4QU CoRE ¦ 4QU LoRE | Red Flag Warning - Small Fires | 2022 | 0 | 0 | 0 | 0 | 0.077901 | 0.036425 | 0.0015809 | 0.039895 | 0.0004061 | 0.0004061 | 0.0004061 | 0 | 0.00051948 |  | 0 | 2.1096e-07 | 2.1096e-07 | 0 | 2.1096e-07 | 2.1096e-07 | 0 | 2.1096e-07 | 2.1096e-07 | 0 | 0 | Column30: 0 | [29 empty] | 7.3.2.1.3 Advanced weather monitoring and weather stations Weather StationsWLDFRElectric Reliability | WLDFR | HFTD - Distribution - Tier 3 - 5QU CoRE ¦ 3QU LoRE | Non-Red Flag Warning - Small Fires | 2026 | Electric Reliability | 0.03759 | 143.628 | 2026 | Mitigation | 0.011149 | 10 | 0 | esc | 0.011149 | 0.00041909 | 0.011149 | 0.00041909 | 0.011149 | 0.00041909 | 0.011149 | 0.00041909
[79 empty] | WLDFR | HFTD - Distribution - Tier 3 - 4QU CoRE ¦ 4QU LoRE | Red Flag Warning - Small Fires | 2023 | 0 | 0 | 0 | 0 | 0.080408 | 0.03759 | 0.0016314 | 0.041187 | 0.00041909 | 0.00041909 | 0.00041909 | 0.00041909 | 0.00051948 |  | 0 | 2.1771e-07 | 2.1771e-07 | 0 | 2.1771e-07 | 2.1771e-07 | 0 | 2.1771e-07 | 2.1771e-07 | 0 | 2.1771e-07 | Column30: 2.1771e-07 | [29 empty] | 7.3.2.1.3 Advanced weather monitoring and weather stations Weather StationsWLDFRElectric Reliability | WLDFR | HFTD - Distribution - Tier 3 - 5QU CoRE ¦ 3QU LoRE | Non-Red Flag Warning - Small Fires | 2027 | Electric Reliability | 0.03759 | 143.628 | 2027 | Mitigation | 0.011149 | 10 | 0 | esc | 0.011149 | 0.00041909 | 0.011149 | 0.00041909 | 0.011149 | 0.00041909 | 0.011149 | 0.00041909
[79 empty] | WLDFR | HFTD - Distribution - Tier 3 - 4QU CoRE ¦ 4QU LoRE | Red Flag Warning - Small Fires | 2024 | 0 | 0 | 0 | 0 | 0.080408 | 0.03759 | 0.0016314 | 0.041187 | 0.00041909 | 0.00041909 | 0.00041909 | 0.00041909 | 0.00051948 |  | 0 | 2.1771e-07 | 2.1771e-07 | 0 | 2.1771e-07 | 2.1771e-07 | 0 | 2.1771e-07 | 2.1771e-07 | 0 | 2.1771e-07 | Column30: 2.1771e-07 | [29 empty] | 7.3.2.1.3 Advanced weather monitoring and weather stations Weather StationsWLDFRElectric Reliability | WLDFR | HFTD - Distribution - Tier 3 - 5QU CoRE ¦ 3QU LoRE | Non-Red Flag Warning - Small Fires | 2028 | Electric Reliability | 0.039055 | 143.628 | 2028 | Mitigation | 0.011149 | 10 | 0 | esc | 0.011149 | 0.00043542 | 0.011149 | 0.00043542 | 0.011149 | 0.00043542 | 0.011149 | 0.00043542
[79 empty] | WLDFR | HFTD - Distribution - Tier 3 - 4QU CoRE ¦ 4QU LoRE | Red Flag Warning - Small Fires | 2025 | 0 | 0 | 0 | 0 | 0.080408 | 0.03759 | 0.0016314 | 0.041187 | 0.00041909 | 0.00041909 | 0.00041909 | 0.00041909 | 0.00051948 |  | 0 | 2.1771e-07 | 2.1771e-07 | 0 | 2.1771e-07 | 2.1771e-07 | 0 | 2.1771e-07 | 2.1771e-07 | 0 | 2.1771e-07 | Column30: 2.1771e-07 | [29 empty] | 7.3.2.1.3 Advanced weather monitoring and weather stations Weather StationsWLDFRElectric Reliability | WLDFR | HFTD - Distribution - Tier 3 - 5QU CoRE ¦ 3QU LoRE | Non-Red Flag Warning - Small Fires | 2029 | Electric Reliability | 0.039055 | 143.628 | 2029 | Mitigation | 0.011149 | 10 | 0 | esc | 0.011149 | 0.00043542 | 0.011149 | 0.00043542 | 0.011149 | 0.00043542 | 0.011149 | 0.00043542
[79 empty] | WLDFR | HFTD - Distribution - Tier 3 - 4QU CoRE ¦ 4QU LoRE | Red Flag Warning - Small Fires | 2026 | 0 | 0 | 0 | 0 | 0.080408 | 0.03759 | 0.0016314 | 0.041187 | 0.00041909 | 0.00041909 | 0.00041909 | 0.00041909 | 0.00051948 |  | 0 | 2.1771e-07 | 2.1771e-07 | 0 | 2.1771e-07 | 2.1771e-07 | 0 | 2.1771e-07 | 2.1771e-07 | 0 | 2.1771e-07 | Column30: 2.1771e-07 | [29 empty] | 7.3.2.1.3 Advanced weather monitoring and weather stations Weather StationsWLDFRElectric Reliability | WLDFR | HFTD - Distribution - Tier 3 - 5QU CoRE ¦ 3QU LoRE | Non-Red Flag Warning - Small Fires | 2030 | Electric Reliability | 0.039055 | 143.628 | 2030 | Mitigation | 0.011149 | 10 | 0 | esc | 0 | 0 | 0.011149 | 0.00043542 | 0.011149 | 0.00043542 | 0.011149 | 0.00043542
[79 empty] | WLDFR | HFTD - Distribution - Tier 3 - 4QU CoRE ¦ 4QU LoRE | Red Flag Warning - Small Fires | 2027 | 0 | 0 | 0 | 0 | 0.080408 | 0.03759 | 0.0016314 | 0.041187 | 0.00041909 | 0.00041909 | 0.00041909 | 0.00041909 | 0.00051948 |  | 0 | 2.1771e-07 | 2.1771e-07 | 0 | 2.1771e-07 | 2.1771e-07 | 0 | 2.1771e-07 | 2.1771e-07 | 0 | 2.1771e-07 | Column30: 2.1771e-07 | [29 empty] | 7.3.2.1.3 Advanced weather monitoring and weather stations Weather StationsWLDFRElectric Reliability | WLDFR | HFTD - Distribution - Tier 3 - 5QU CoRE ¦ 3QU LoRE | Non-Red Flag Warning - Small Fires | 2031 | Electric Reliability | 0.039055 | 143.628 | 2031 | Mitigation | 0.011149 | 10 | 0 | esc | 0 | 0 | 0 | 0 | 0.011149 | 0.00043542 | 0.011149 | 0.00043542
[79 empty] | WLDFR | HFTD - Distribution - Tier 3 - 4QU CoRE ¦ 4QU LoRE | Red Flag Warning - Small Fires | 2028 | 0 | 0 | 0 | 0 | 0.083606 | 0.039055 | 0.001695 | 0.042856 | 0.00043542 | 0.00043542 | 0.00043542 | 0.00043542 | 0.00051948 |  | 0 | 2.2619e-07 | 2.2619e-07 | 0 | 2.2619e-07 | 2.2619e-07 | 0 | 2.2619e-07 | 2.2619e-07 | 0 | 2.2619e-07 | Column30: 2.2619e-07 | [29 empty] | 7.3.2.1.3 Advanced weather monitoring and weather stations Weather StationsWLDFRElectric Reliability | WLDFR | HFTD - Distribution - Tier 3 - 5QU CoRE ¦ 3QU LoRE | Non-Red Flag Warning - Small Fires | 2032 | Electric Reliability | 0.039055 | 143.628 | 2032 | Mitigation | 0.011149 | 10 | 0 | esc | 0 | 0 | 0 | 0 | 0 | 0 | 0.011149 | 0.00043542
[79 empty] | WLDFR | HFTD - Distribution - Tier 3 - 4QU CoRE ¦ 4QU LoRE | Red Flag Warning - Small Fires | 2029 | 0 | 0 | 0 | 0 | 0.083606 | 0.039055 | 0.001695 | 0.042856 | 0.00043542 | 0.00043542 | 0.00043542 | 0.00043542 | 0.00051948 |  | 0 | 2.2619e-07 | 2.2619e-07 | 0 | 2.2619e-07 | 2.2619e-07 | 0 | 2.2619e-07 | 2.2619e-07 | 0 | 2.2619e-07 | Column30: 2.2619e-07 | [29 empty] | 7.3.2.1.3 Advanced weather monitoring and weather stations Weather StationsWLDFRElectric Reliability | WLDFR | HFTD - Distribution - Tier 3 - 5QU CoRE ¦ 3QU LoRE | Red Flag Warning - Catastrophic Fires | 2021 | Electric Reliability | 222.2294 | 143.628 | 2021 | Mitigation | 0.011149 | 10 | 0 | esc | 0.011149 | 2.4776 | 0.011149 | 2.4776 | 0 | 0 | 0 | 0
[79 empty] | WLDFR | HFTD - Distribution - Tier 3 - 4QU CoRE ¦ 4QU LoRE | Red Flag Warning - Small Fires | 2030 | 0 | 0 | 0 | 0 | 0.083606 | 0.039055 | 0.001695 | 0.042856 | 0 | 0.00043542 | 0.00043542 | 0.00043542 | 0.00051948 |  | 0 | 0 | 0 | 0 | 2.2619e-07 | 2.2619e-07 | 0 | 2.2619e-07 | 2.2619e-07 | 0 | 2.2619e-07 | Column30: 2.2619e-07 | [29 empty] | 7.3.2.1.3 Advanced weather monitoring and weather stations Weather StationsWLDFRElectric Reliability | WLDFR | HFTD - Distribution - Tier 3 - 5QU CoRE ¦ 3QU LoRE | Red Flag Warning - Catastrophic Fires | 2022 | Electric Reliability | 222.2294 | 143.628 | 2022 | Mitigation | 0.011149 | 10 | 0 | esc | 0.011149 | 2.4776 | 0.011149 | 2.4776 | 0.011149 | 2.4776 | 0 | 0
[79 empty] | WLDFR | HFTD - Distribution - Tier 3 - 4QU CoRE ¦ 4QU LoRE | Red Flag Warning - Small Fires | 2031 | 0 | 0 | 0 | 0 | 0.083606 | 0.039055 | 0.001695 | 0.042856 | 0 | 0 | 0.00043542 | 0.00043542 | 0.00051948 |  | 0 | 0 | 0 | 0 | 0 | 0 | 0 | 2.2619e-07 | 2.2619e-07 | 0 | 2.2619e-07 | Column30: 2.2619e-07 | [29 empty] | 7.3.2.1.3 Advanced weather monitoring and weather stations Weather StationsWLDFRElectric Reliability | WLDFR | HFTD - Distribution - Tier 3 - 5QU CoRE ¦ 3QU LoRE | Red Flag Warning - Catastrophic Fires | 2023 | Electric Reliability | 233.2301 | 143.628 | 2023 | Mitigation | 0.011149 | 10 | 0 | esc | 0.011149 | 2.6002 | 0.011149 | 2.6002 | 0.011149 | 2.6002 | 0.011149 | 2.6002
[79 empty] | WLDFR | HFTD - Distribution - Tier 3 - 4QU CoRE ¦ 4QU LoRE | Red Flag Warning - Small Fires | 2032 | 0 | 0 | 0 | 0 | 0.083606 | 0.039055 | 0.001695 | 0.042856 | 0 | 0 | 0 | 0.00043542 | 0.00051948 |  | 0 | 0 | 0 | 0 | 0 | 0 | 0 | 0 | 0 | 0 | 2.2619e-07 | Column30: 2.2619e-07 | [29 empty] | 7.3.2.1.3 Advanced weather monitoring and weather stations Weather StationsWLDFRElectric Reliability | WLDFR | HFTD - Distribution - Tier 3 - 5QU CoRE ¦ 3QU LoRE | Red Flag Warning - Catastrophic Fires | 2024 | Electric Reliability | 233.2301 | 143.628 | 2024 | Mitigation | 0.011149 | 10 | 0 | esc | 0.011149 | 2.6002 | 0.011149 | 2.6002 | 0.011149 | 2.6002 | 0.011149 | 2.6002
[79 empty] | WLDFR | HFTD - Distribution - Tier 3 - 4QU CoRE ¦ 4QU LoRE | Seismic - Non-Red Flag Warning - Catastrophic Fires | 2020 | 0 | 0 | 0 | 0 | 21083.8428 | 409.2237 | 13469.0878 | 7205.5313 | 4.5624 | 0 | 0 | 0 | 2.5761e-10 |  | 0 | 1.1753e-09 | 1.1753e-09 | 0 | 0 | 0 | 0 | 0 | 0 | 0 | 0 | Column30: 0 | [29 empty] | 7.3.2.1.3 Advanced weather monitoring and weather stations Weather StationsWLDFRElectric Reliability | WLDFR | HFTD - Distribution - Tier 3 - 5QU CoRE ¦ 3QU LoRE | Red Flag Warning - Catastrophic Fires | 2025 | Electric Reliability | 233.2301 | 143.628 | 2025 | Mitigation | 0.011149 | 10 | 0 | esc | 0.011149 | 2.6002 | 0.011149 | 2.6002 | 0.011149 | 2.6002 | 0.011149 | 2.6002
[79 empty] | WLDFR | HFTD - Distribution - Tier 3 - 4QU CoRE ¦ 4QU LoRE | Seismic - Non-Red Flag Warning - Catastrophic Fires | 2021 | 0 | 0 | 0 | 0 | 21083.8428 | 409.2237 | 13469.0878 | 7205.5313 | 4.5624 | 4.5624 | 0 | 0 | 2.5761e-10 |  | 0 | 1.1753e-09 | 1.1753e-09 | 0 | 1.1753e-09 | 1.1753e-09 | 0 | 0 | 0 | 0 | 0 | Column30: 0 | [29 empty] | 7.3.2.1.3 Advanced weather monitoring and weather stations Weather StationsWLDFRElectric Reliability | WLDFR | HFTD - Distribution - Tier 3 - 5QU CoRE ¦ 3QU LoRE | Red Flag Warning - Catastrophic Fires | 2026 | Electric Reliability | 233.2301 | 143.628 | 2026 | Mitigation | 0.011149 | 10 | 0 | esc | 0.011149 | 2.6002 | 0.011149 | 2.6002 | 0.011149 | 2.6002 | 0.011149 | 2.6002
[79 empty] | WLDFR | HFTD - Distribution - Tier 3 - 4QU CoRE ¦ 4QU LoRE | Seismic - Non-Red Flag Warning - Catastrophic Fires | 2022 | 0 | 0 | 0 | 0 | 21083.8428 | 409.2237 | 13469.0878 | 7205.5313 | 4.5624 | 4.5624 | 4.5624 | 0 | 2.5761e-10 |  | 0 | 1.1753e-09 | 1.1753e-09 | 0 | 1.1753e-09 | 1.1753e-09 | 0 | 1.1753e-09 | 1.1753e-09 | 0 | 0 | Column30: 0 | [29 empty] | 7.3.2.1.3 Advanced weather monitoring and weather stations Weather StationsWLDFRElectric Reliability | WLDFR | HFTD - Distribution - Tier 3 - 5QU CoRE ¦ 3QU LoRE | Red Flag Warning - Catastrophic Fires | 2027 | Electric Reliability | 233.2301 | 143.628 | 2027 | Mitigation | 0.011149 | 10 | 0 | esc | 0.011149 | 2.6002 | 0.011149 | 2.6002 | 0.011149 | 2.6002 | 0.011149 | 2.6002
[79 empty] | WLDFR | HFTD - Distribution - Tier 3 - 4QU CoRE ¦ 4QU LoRE | Seismic - Non-Red Flag Warning - Catastrophic Fires | 2023 | 0 | 0 | 0 | 0 | 21835.9781 | 428.6023 | 13939.561 | 7467.8148 | 4.7784 | 4.7784 | 4.7784 | 4.7784 | 2.5761e-10 |  | 0 | 1.2309e-09 | 1.2309e-09 | 0 | 1.2309e-09 | 1.2309e-09 | 0 | 1.2309e-09 | 1.2309e-09 | 0 | 1.2309e-09 | Column30: 1.2309e-09 | [29 empty] | 7.3.2.1.3 Advanced weather monitoring and weather stations Weather StationsWLDFRElectric Reliability | WLDFR | HFTD - Distribution - Tier 3 - 5QU CoRE ¦ 3QU LoRE | Red Flag Warning - Catastrophic Fires | 2028 | Electric Reliability | 247.273 | 143.628 | 2028 | Mitigation | 0.011149 | 10 | 0 | esc | 0.011149 | 2.7568 | 0.011149 | 2.7568 | 0.011149 | 2.7568 | 0.011149 | 2.7568
[79 empty] | WLDFR | HFTD - Distribution - Tier 3 - 4QU CoRE ¦ 4QU LoRE | Seismic - Non-Red Flag Warning - Catastrophic Fires | 2024 | 0 | 0 | 0 | 0 | 21835.9781 | 428.6023 | 13939.561 | 7467.8148 | 4.7784 | 4.7784 | 4.7784 | 4.7784 | 2.5761e-10 |  | 0 | 1.2309e-09 | 1.2309e-09 | 0 | 1.2309e-09 | 1.2309e-09 | 0 | 1.2309e-09 | 1.2309e-09 | 0 | 1.2309e-09 | Column30: 1.2309e-09 | [29 empty] | 7.3.2.1.3 Advanced weather monitoring and weather stations Weather StationsWLDFRElectric Reliability | WLDFR | HFTD - Distribution - Tier 3 - 5QU CoRE ¦ 3QU LoRE | Red Flag Warning - Catastrophic Fires | 2029 | Electric Reliability | 247.273 | 143.628 | 2029 | Mitigation | 0.011149 | 10 | 0 | esc | 0.011149 | 2.7568 | 0.011149 | 2.7568 | 0.011149 | 2.7568 | 0.011149 | 2.7568
[79 empty] | WLDFR | HFTD - Distribution - Tier 3 - 4QU CoRE ¦ 4QU LoRE | Seismic - Non-Red Flag Warning - Catastrophic Fires | 2025 | 0 | 0 | 0 | 0 | 21835.9781 | 428.6023 | 13939.561 | 7467.8148 | 4.7784 | 4.7784 | 4.7784 | 4.7784 | 2.5761e-10 |  | 0 | 1.2309e-09 | 1.2309e-09 | 0 | 1.2309e-09 | 1.2309e-09 | 0 | 1.2309e-09 | 1.2309e-09 | 0 | 1.2309e-09 | Column30: 1.2309e-09 | [29 empty] | 7.3.2.1.3 Advanced weather monitoring and weather stations Weather StationsWLDFRElectric Reliability | WLDFR | HFTD - Distribution - Tier 3 - 5QU CoRE ¦ 3QU LoRE | Red Flag Warning - Catastrophic Fires | 2030 | Electric Reliability | 247.273 | 143.628 | 2030 | Mitigation | 0.011149 | 10 | 0 | esc | 0 | 0 | 0.011149 | 2.7568 | 0.011149 | 2.7568 | 0.011149 | 2.7568
[79 empty] | WLDFR | HFTD - Distribution - Tier 3 - 4QU CoRE ¦ 4QU LoRE | Seismic - Non-Red Flag Warning - Catastrophic Fires | 2026 | 0 | 0 | 0 | 0 | 21835.9781 | 428.6023 | 13939.561 | 7467.8148 | 4.7784 | 4.7784 | 4.7784 | 4.7784 | 2.5761e-10 |  | 0 | 1.2309e-09 | 1.2309e-09 | 0 | 1.2309e-09 | 1.2309e-09 | 0 | 1.2309e-09 | 1.2309e-09 | 0 | 1.2309e-09 | Column30: 1.2309e-09 | [29 empty] | 7.3.2.1.3 Advanced weather monitoring and weather stations Weather StationsWLDFRElectric Reliability | WLDFR | HFTD - Distribution - Tier 3 - 5QU CoRE ¦ 3QU LoRE | Red Flag Warning - Catastrophic Fires | 2031 | Electric Reliability | 247.273 | 143.628 | 2031 | Mitigation | 0.011149 | 10 | 0 | esc | 0 | 0 | 0 | 0 | 0.011149 | 2.7568 | 0.011149 | 2.7568
[79 empty] | WLDFR | HFTD - Distribution - Tier 3 - 4QU CoRE ¦ 4QU LoRE | Seismic - Non-Red Flag Warning - Catastrophic Fires | 2027 | 0 | 0 | 0 | 0 | 21835.9781 | 428.6023 | 13939.561 | 7467.8148 | 4.7784 | 4.7784 | 4.7784 | 4.7784 | 2.5761e-10 |  | 0 | 1.2309e-09 | 1.2309e-09 | 0 | 1.2309e-09 | 1.2309e-09 | 0 | 1.2309e-09 | 1.2309e-09 | 0 | 1.2309e-09 | Column30: 1.2309e-09 | [29 empty] | 7.3.2.1.3 Advanced weather monitoring and weather stations Weather StationsWLDFRElectric Reliability | WLDFR | HFTD - Distribution - Tier 3 - 5QU CoRE ¦ 3QU LoRE | Red Flag Warning - Catastrophic Fires | 2032 | Electric Reliability | 247.273 | 143.628 | 2032 | Mitigation | 0.011149 | 10 | 0 | esc | 0 | 0 | 0 | 0 | 0 | 0 | 0.011149 | 2.7568
[79 empty] | WLDFR | HFTD - Distribution - Tier 3 - 4QU CoRE ¦ 4QU LoRE | Seismic - Non-Red Flag Warning - Catastrophic Fires | 2028 | 0 | 0 | 0 | 0 | 22783.187 | 453.261 | 14531.3357 | 7798.5904 | 5.0533 | 5.0533 | 5.0533 | 5.0533 | 2.5761e-10 |  | 0 | 1.3018e-09 | 1.3018e-09 | 0 | 1.3018e-09 | 1.3018e-09 | 0 | 1.3018e-09 | 1.3018e-09 | 0 | 1.3018e-09 | Column30: 1.3018e-09 | [29 empty] | 7.3.2.1.3 Advanced weather monitoring and weather stations Weather StationsWLDFRElectric Reliability | WLDFR | HFTD - Distribution - Tier 3 - 5QU CoRE ¦ 3QU LoRE | Red Flag Warning - Destructive Fires | 2021 | Electric Reliability | 222.2294 | 143.628 | 2021 | Mitigation | 0.011149 | 10 | 0 | esc | 0.011149 | 2.4776 | 0.011149 | 2.4776 | 0 | 0 | 0 | 0
[79 empty] | WLDFR | HFTD - Distribution - Tier 3 - 4QU CoRE ¦ 4QU LoRE | Seismic - Non-Red Flag Warning - Catastrophic Fires | 2029 | 0 | 0 | 0 | 0 | 22783.187 | 453.261 | 14531.3357 | 7798.5904 | 5.0533 | 5.0533 | 5.0533 | 5.0533 | 2.5761e-10 |  | 0 | 1.3018e-09 | 1.3018e-09 | 0 | 1.3018e-09 | 1.3018e-09 | 0 | 1.3018e-09 | 1.3018e-09 | 0 | 1.3018e-09 | Column30: 1.3018e-09 | [29 empty] | 7.3.2.1.3 Advanced weather monitoring and weather stations Weather StationsWLDFRElectric Reliability | WLDFR | HFTD - Distribution - Tier 3 - 5QU CoRE ¦ 3QU LoRE | Red Flag Warning - Destructive Fires | 2022 | Electric Reliability | 222.2294 | 143.628 | 2022 | Mitigation | 0.011149 | 10 | 0 | esc | 0.011149 | 2.4776 | 0.011149 | 2.4776 | 0.011149 | 2.4776 | 0 | 0
[79 empty] | WLDFR | HFTD - Distribution - Tier 3 - 4QU CoRE ¦ 4QU LoRE | Seismic - Non-Red Flag Warning - Catastrophic Fires | 2030 | 0 | 0 | 0 | 0 | 22783.187 | 453.261 | 14531.3357 | 7798.5904 | 0 | 5.0533 | 5.0533 | 5.0533 | 2.5761e-10 |  | 0 | 0 | 0 | 0 | 1.3018e-09 | 1.3018e-09 | 0 | 1.3018e-09 | 1.3018e-09 | 0 | 1.3018e-09 | Column30: 1.3018e-09 | [29 empty] | 7.3.2.1.3 Advanced weather monitoring and weather stations Weather StationsWLDFRElectric Reliability | WLDFR | HFTD - Distribution - Tier 3 - 5QU CoRE ¦ 3QU LoRE | Red Flag Warning - Destructive Fires | 2023 | Electric Reliability | 233.2301 | 143.628 | 2023 | Mitigation | 0.011149 | 10 | 0 | esc | 0.011149 | 2.6002 | 0.011149 | 2.6002 | 0.011149 | 2.6002 | 0.011149 | 2.6002
[79 empty] | WLDFR | HFTD - Distribution - Tier 3 - 4QU CoRE ¦ 4QU LoRE | Seismic - Non-Red Flag Warning - Catastrophic Fires | 2031 | 0 | 0 | 0 | 0 | 22783.187 | 453.261 | 14531.3357 | 7798.5904 | 0 | 0 | 5.0533 | 5.0533 | 2.5761e-10 |  | 0 | 0 | 0 | 0 | 0 | 0 | 0 | 1.3018e-09 | 1.3018e-09 | 0 | 1.3018e-09 | Column30: 1.3018e-09 | [29 empty] | 7.3.2.1.3 Advanced weather monitoring and weather stations Weather StationsWLDFRElectric Reliability | WLDFR | HFTD - Distribution - Tier 3 - 5QU CoRE ¦ 3QU LoRE | Red Flag Warning - Destructive Fires | 2024 | Electric Reliability | 233.2301 | 143.628 | 2024 | Mitigation | 0.011149 | 10 | 0 | esc | 0.011149 | 2.6002 | 0.011149 | 2.6002 | 0.011149 | 2.6002 | 0.011149 | 2.6002
[79 empty] | WLDFR | HFTD - Distribution - Tier 3 - 4QU CoRE ¦ 4QU LoRE | Seismic - Non-Red Flag Warning - Catastrophic Fires | 2032 | 0 | 0 | 0 | 0 | 22783.187 | 453.261 | 14531.3357 | 7798.5904 | 0 | 0 | 0 | 5.0533 | 2.5761e-10 |  | 0 | 0 | 0 | 0 | 0 | 0 | 0 | 0 | 0 | 0 | 1.3018e-09 | Column30: 1.3018e-09 | [29 empty] | 7.3.2.1.3 Advanced weather monitoring and weather stations Weather StationsWLDFRElectric Reliability | WLDFR | HFTD - Distribution - Tier 3 - 5QU CoRE ¦ 3QU LoRE | Red Flag Warning - Destructive Fires | 2025 | Electric Reliability | 233.2301 | 143.628 | 2025 | Mitigation | 0.011149 | 10 | 0 | esc | 0.011149 | 2.6002 | 0.011149 | 2.6002 | 0.011149 | 2.6002 | 0.011149 | 2.6002
[79 empty] | WLDFR | HFTD - Distribution - Tier 3 - 4QU CoRE ¦ 4QU LoRE | Seismic - Red Flag Warning - Catastrophic Fires | 2020 | 0 | 0 | 0 | 0 | 21083.8428 | 409.2237 | 13469.0878 | 7205.5313 | 4.5624 | 0 | 0 | 0 | 1.111e-08 |  | 0 | 5.0689e-08 | 5.0689e-08 | 0 | 0 | 0 | 0 | 0 | 0 | 0 | 0 | Column30: 0 | [29 empty] | 7.3.2.1.3 Advanced weather monitoring and weather stations Weather StationsWLDFRElectric Reliability | WLDFR | HFTD - Distribution - Tier 3 - 5QU CoRE ¦ 3QU LoRE | Red Flag Warning - Destructive Fires | 2026 | Electric Reliability | 233.2301 | 143.628 | 2026 | Mitigation | 0.011149 | 10 | 0 | esc | 0.011149 | 2.6002 | 0.011149 | 2.6002 | 0.011149 | 2.6002 | 0.011149 | 2.6002
[79 empty] | WLDFR | HFTD - Distribution - Tier 3 - 4QU CoRE ¦ 4QU LoRE | Seismic - Red Flag Warning - Catastrophic Fires | 2021 | 0 | 0 | 0 | 0 | 21083.8428 | 409.2237 | 13469.0878 | 7205.5313 | 4.5624 | 4.5624 | 0 | 0 | 1.111e-08 |  | 0 | 5.0689e-08 | 5.0689e-08 | 0 | 5.0689e-08 | 5.0689e-08 | 0 | 0 | 0 | 0 | 0 | Column30: 0 | [29 empty] | 7.3.2.1.3 Advanced weather monitoring and weather stations Weather StationsWLDFRElectric Reliability | WLDFR | HFTD - Distribution - Tier 3 - 5QU CoRE ¦ 3QU LoRE | Red Flag Warning - Destructive Fires | 2027 | Electric Reliability | 233.2301 | 143.628 | 2027 | Mitigation | 0.011149 | 10 | 0 | esc | 0.011149 | 2.6002 | 0.011149 | 2.6002 | 0.011149 | 2.6002 | 0.011149 | 2.6002
[79 empty] | WLDFR | HFTD - Distribution - Tier 3 - 4QU CoRE ¦ 4QU LoRE | Seismic - Red Flag Warning - Catastrophic Fires | 2022 | 0 | 0 | 0 | 0 | 21083.8428 | 409.2237 | 13469.0878 | 7205.5313 | 4.5624 | 4.5624 | 4.5624 | 0 | 1.111e-08 |  | 0 | 5.0689e-08 | 5.0689e-08 | 0 | 5.0689e-08 | 5.0689e-08 | 0 | 5.0689e-08 | 5.0689e-08 | 0 | 0 | Column30: 0 | [29 empty] | 7.3.2.1.3 Advanced weather monitoring and weather stations Weather StationsWLDFRElectric Reliability | WLDFR | HFTD - Distribution - Tier 3 - 5QU CoRE ¦ 3QU LoRE | Red Flag Warning - Destructive Fires | 2028 | Electric Reliability | 247.273 | 143.628 | 2028 | Mitigation | 0.011149 | 10 | 0 | esc | 0.011149 | 2.7568 | 0.011149 | 2.7568 | 0.011149 | 2.7568 | 0.011149 | 2.7568
[79 empty] | WLDFR | HFTD - Distribution - Tier 3 - 4QU CoRE ¦ 4QU LoRE | Seismic - Red Flag Warning - Catastrophic Fires | 2023 | 0 | 0 | 0 | 0 | 21835.9781 | 428.6023 | 13939.561 | 7467.8148 | 4.7784 | 4.7784 | 4.7784 | 4.7784 | 1.111e-08 |  | 0 | 5.3089e-08 | 5.3089e-08 | 0 | 5.3089e-08 | 5.3089e-08 | 0 | 5.3089e-08 | 5.3089e-08 | 0 | 5.3089e-08 | Column30: 5.3089e-08 | [29 empty] | 7.3.2.1.3 Advanced weather monitoring and weather stations Weather StationsWLDFRElectric Reliability | WLDFR | HFTD - Distribution - Tier 3 - 5QU CoRE ¦ 3QU LoRE | Red Flag Warning - Destructive Fires | 2029 | Electric Reliability | 247.273 | 143.628 | 2029 | Mitigation | 0.011149 | 10 | 0 | esc | 0.011149 | 2.7568 | 0.011149 | 2.7568 | 0.011149 | 2.7568 | 0.011149 | 2.7568
[79 empty] | WLDFR | HFTD - Distribution - Tier 3 - 4QU CoRE ¦ 4QU LoRE | Seismic - Red Flag Warning - Catastrophic Fires | 2024 | 0 | 0 | 0 | 0 | 21835.9781 | 428.6023 | 13939.561 | 7467.8148 | 4.7784 | 4.7784 | 4.7784 | 4.7784 | 1.111e-08 |  | 0 | 5.3089e-08 | 5.3089e-08 | 0 | 5.3089e-08 | 5.3089e-08 | 0 | 5.3089e-08 | 5.3089e-08 | 0 | 5.3089e-08 | Column30: 5.3089e-08 | [29 empty] | 7.3.2.1.3 Advanced weather monitoring and weather stations Weather StationsWLDFRElectric Reliability | WLDFR | HFTD - Distribution - Tier 3 - 5QU CoRE ¦ 3QU LoRE | Red Flag Warning - Destructive Fires | 2030 | Electric Reliability | 247.273 | 143.628 | 2030 | Mitigation | 0.011149 | 10 | 0 | esc | 0 | 0 | 0.011149 | 2.7568 | 0.011149 | 2.7568 | 0.011149 | 2.7568
[79 empty] | WLDFR | HFTD - Distribution - Tier 3 - 4QU CoRE ¦ 4QU LoRE | Seismic - Red Flag Warning - Catastrophic Fires | 2025 | 0 | 0 | 0 | 0 | 21835.9781 | 428.6023 | 13939.561 | 7467.8148 | 4.7784 | 4.7784 | 4.7784 | 4.7784 | 1.111e-08 |  | 0 | 5.3089e-08 | 5.3089e-08 | 0 | 5.3089e-08 | 5.3089e-08 | 0 | 5.3089e-08 | 5.3089e-08 | 0 | 5.3089e-08 | Column30: 5.3089e-08 | [29 empty] | 7.3.2.1.3 Advanced weather monitoring and weather stations Weather StationsWLDFRElectric Reliability | WLDFR | HFTD - Distribution - Tier 3 - 5QU CoRE ¦ 3QU LoRE | Red Flag Warning - Destructive Fires | 2031 | Electric Reliability | 247.273 | 143.628 | 2031 | Mitigation | 0.011149 | 10 | 0 | esc | 0 | 0 | 0 | 0 | 0.011149 | 2.7568 | 0.011149 | 2.7568
[79 empty] | WLDFR | HFTD - Distribution - Tier 3 - 4QU CoRE ¦ 4QU LoRE | Seismic - Red Flag Warning - Catastrophic Fires | 2026 | 0 | 0 | 0 | 0 | 21835.9781 | 428.6023 | 13939.561 | 7467.8148 | 4.7784 | 4.7784 | 4.7784 | 4.7784 | 1.111e-08 |  | 0 | 5.3089e-08 | 5.3089e-08 | 0 | 5.3089e-08 | 5.3089e-08 | 0 | 5.3089e-08 | 5.3089e-08 | 0 | 5.3089e-08 | Column30: 5.3089e-08 | [29 empty] | 7.3.2.1.3 Advanced weather monitoring and weather stations Weather StationsWLDFRElectric Reliability | WLDFR | HFTD - Distribution - Tier 3 - 5QU CoRE ¦ 3QU LoRE | Red Flag Warning - Destructive Fires | 2032 | Electric Reliability | 247.273 | 143.628 | 2032 | Mitigation | 0.011149 | 10 | 0 | esc | 0 | 0 | 0 | 0 | 0 | 0 | 0.011149 | 2.7568
[79 empty] | WLDFR | HFTD - Distribution - Tier 3 - 4QU CoRE ¦ 4QU LoRE | Seismic - Red Flag Warning - Catastrophic Fires | 2027 | 0 | 0 | 0 | 0 | 21835.9781 | 428.6023 | 13939.561 | 7467.8148 | 4.7784 | 4.7784 | 4.7784 | 4.7784 | 1.111e-08 |  | 0 | 5.3089e-08 | 5.3089e-08 | 0 | 5.3089e-08 | 5.3089e-08 | 0 | 5.3089e-08 | 5.3089e-08 | 0 | 5.3089e-08 | Column30: 5.3089e-08 | [29 empty] | 7.3.2.1.3 Advanced weather monitoring and weather stations Weather StationsWLDFRElectric Reliability | WLDFR | HFTD - Distribution - Tier 3 - 5QU CoRE ¦ 3QU LoRE | Red Flag Warning - Large Fires | 2021 | Electric Reliability | 0.69642 | 143.628 | 2021 | Mitigation | 0.011149 | 10 | 0 | esc | 0.011149 | 0.0077642 | 0.011149 | 0.0077642 | 0 | 0 | 0 | 0
[79 empty] | WLDFR | HFTD - Distribution - Tier 3 - 4QU CoRE ¦ 4QU LoRE | Seismic - Red Flag Warning - Catastrophic Fires | 2028 | 0 | 0 | 0 | 0 | 22783.187 | 453.261 | 14531.3357 | 7798.5904 | 5.0533 | 5.0533 | 5.0533 | 5.0533 | 1.111e-08 |  | 0 | 5.6144e-08 | 5.6144e-08 | 0 | 5.6144e-08 | 5.6144e-08 | 0 | 5.6144e-08 | 5.6144e-08 | 0 | 5.6144e-08 | Column30: 5.6144e-08 | [29 empty] | 7.3.2.1.3 Advanced weather monitoring and weather stations Weather StationsWLDFRElectric Reliability | WLDFR | HFTD - Distribution - Tier 3 - 5QU CoRE ¦ 3QU LoRE | Red Flag Warning - Large Fires | 2022 | Electric Reliability | 0.69642 | 143.628 | 2022 | Mitigation | 0.011149 | 10 | 0 | esc | 0.011149 | 0.0077642 | 0.011149 | 0.0077642 | 0.011149 | 0.0077642 | 0 | 0
[79 empty] | WLDFR | HFTD - Distribution - Tier 3 - 4QU CoRE ¦ 4QU LoRE | Seismic - Red Flag Warning - Catastrophic Fires | 2029 | 0 | 0 | 0 | 0 | 22783.187 | 453.261 | 14531.3357 | 7798.5904 | 5.0533 | 5.0533 | 5.0533 | 5.0533 | 1.111e-08 |  | 0 | 5.6144e-08 | 5.6144e-08 | 0 | 5.6144e-08 | 5.6144e-08 | 0 | 5.6144e-08 | 5.6144e-08 | 0 | 5.6144e-08 | Column30: 5.6144e-08 | [29 empty] | 7.3.2.1.3 Advanced weather monitoring and weather stations Weather StationsWLDFRElectric Reliability | WLDFR | HFTD - Distribution - Tier 3 - 5QU CoRE ¦ 3QU LoRE | Red Flag Warning - Large Fires | 2023 | Electric Reliability | 0.71896 | 143.628 | 2023 | Mitigation | 0.011149 | 10 | 0 | esc | 0.011149 | 0.0080156 | 0.011149 | 0.0080156 | 0.011149 | 0.0080156 | 0.011149 | 0.0080156
[79 empty] | WLDFR | HFTD - Distribution - Tier 3 - 4QU CoRE ¦ 4QU LoRE | Seismic - Red Flag Warning - Catastrophic Fires | 2030 | 0 | 0 | 0 | 0 | 22783.187 | 453.261 | 14531.3357 | 7798.5904 | 0 | 5.0533 | 5.0533 | 5.0533 | 1.111e-08 |  | 0 | 0 | 0 | 0 | 5.6144e-08 | 5.6144e-08 | 0 | 5.6144e-08 | 5.6144e-08 | 0 | 5.6144e-08 | Column30: 5.6144e-08 | [29 empty] | 7.3.2.1.3 Advanced weather monitoring and weather stations Weather StationsWLDFRElectric Reliability | WLDFR | HFTD - Distribution - Tier 3 - 5QU CoRE ¦ 3QU LoRE | Red Flag Warning - Large Fires | 2024 | Electric Reliability | 0.71896 | 143.628 | 2024 | Mitigation | 0.011149 | 10 | 0 | esc | 0.011149 | 0.0080156 | 0.011149 | 0.0080156 | 0.011149 | 0.0080156 | 0.011149 | 0.0080156
[79 empty] | WLDFR | HFTD - Distribution - Tier 3 - 4QU CoRE ¦ 4QU LoRE | Seismic - Red Flag Warning - Catastrophic Fires | 2031 | 0 | 0 | 0 | 0 | 22783.187 | 453.261 | 14531.3357 | 7798.5904 | 0 | 0 | 5.0533 | 5.0533 | 1.111e-08 |  | 0 | 0 | 0 | 0 | 0 | 0 | 0 | 5.6144e-08 | 5.6144e-08 | 0 | 5.6144e-08 | Column30: 5.6144e-08 | [29 empty] | 7.3.2.1.3 Advanced weather monitoring and weather stations Weather StationsWLDFRElectric Reliability | WLDFR | HFTD - Distribution - Tier 3 - 5QU CoRE ¦ 3QU LoRE | Red Flag Warning - Large Fires | 2025 | Electric Reliability | 0.71896 | 143.628 | 2025 | Mitigation | 0.011149 | 10 | 0 | esc | 0.011149 | 0.0080156 | 0.011149 | 0.0080156 | 0.011149 | 0.0080156 | 0.011149 | 0.0080156
[79 empty] | WLDFR | HFTD - Distribution - Tier 3 - 4QU CoRE ¦ 4QU LoRE | Seismic - Red Flag Warning - Catastrophic Fires | 2032 | 0 | 0 | 0 | 0 | 22783.187 | 453.261 | 14531.3357 | 7798.5904 | 0 | 0 | 0 | 5.0533 | 1.111e-08 |  | 0 | 0 | 0 | 0 | 0 | 0 | 0 | 0 | 0 | 0 | 5.6144e-08 | Column30: 5.6144e-08 | [29 empty] | 7.3.2.1.3 Advanced weather monitoring and weather stations Weather StationsWLDFRElectric Reliability | WLDFR | HFTD - Distribution - Tier 3 - 5QU CoRE ¦ 3QU LoRE | Red Flag Warning - Large Fires | 2026 | Electric Reliability | 0.71896 | 143.628 | 2026 | Mitigation | 0.011149 | 10 | 0 | esc | 0.011149 | 0.0080156 | 0.011149 | 0.0080156 | 0.011149 | 0.0080156 | 0.011149 | 0.0080156
[79 empty] | WLDFR | HFTD - Distribution - Tier 3 - 4QU CoRE ¦ 5QU LoRE | Non-Red Flag Warning - Catastrophic Fires | 2020 | 0 | 0 | 0 | 0 | 14146.1306 | 222.2294 | 8585.7228 | 5338.1784 | 2.4776 | 0 | 0 | 0 | 2.2302e-07 |  | 0 | 5.5254e-07 | 5.5254e-07 | 0 | 0 | 0 | 0 | 0 | 0 | 0 | 0 | Column30: 0 | [29 empty] | 7.3.2.1.3 Advanced weather monitoring and weather stations Weather StationsWLDFRElectric Reliability | WLDFR | HFTD - Distribution - Tier 3 - 5QU CoRE ¦ 3QU LoRE | Red Flag Warning - Large Fires | 2027 | Electric Reliability | 0.71896 | 143.628 | 2027 | Mitigation | 0.011149 | 10 | 0 | esc | 0.011149 | 0.0080156 | 0.011149 | 0.0080156 | 0.011149 | 0.0080156 | 0.011149 | 0.0080156
[79 empty] | WLDFR | HFTD - Distribution - Tier 3 - 4QU CoRE ¦ 5QU LoRE | Non-Red Flag Warning - Catastrophic Fires | 2021 | 0 | 0 | 0 | 0 | 14146.1306 | 222.2294 | 8585.7228 | 5338.1784 | 2.4776 | 2.4776 | 0 | 0 | 2.2302e-07 |  | 0 | 5.5254e-07 | 5.5254e-07 | 0 | 5.5254e-07 | 5.5254e-07 | 0 | 0 | 0 | 0 | 0 | Column30: 0 | [29 empty] | 7.3.2.1.3 Advanced weather monitoring and weather stations Weather StationsWLDFRElectric Reliability | WLDFR | HFTD - Distribution - Tier 3 - 5QU CoRE ¦ 3QU LoRE | Red Flag Warning - Large Fires | 2028 | Electric Reliability | 0.74734 | 143.628 | 2028 | Mitigation | 0.011149 | 10 | 0 | esc | 0.011149 | 0.0083319 | 0.011149 | 0.0083319 | 0.011149 | 0.0083319 | 0.011149 | 0.0083319
[79 empty] | WLDFR | HFTD - Distribution - Tier 3 - 4QU CoRE ¦ 5QU LoRE | Non-Red Flag Warning - Catastrophic Fires | 2022 | 0 | 0 | 0 | 0 | 14146.1306 | 222.2294 | 8585.7228 | 5338.1784 | 2.4776 | 2.4776 | 2.4776 | 0 | 2.2302e-07 |  | 0 | 5.5254e-07 | 5.5254e-07 | 0 | 5.5254e-07 | 5.5254e-07 | 0 | 5.5254e-07 | 5.5254e-07 | 0 | 0 | Column30: 0 | [29 empty] | 7.3.2.1.3 Advanced weather monitoring and weather stations Weather StationsWLDFRElectric Reliability | WLDFR | HFTD - Distribution - Tier 3 - 5QU CoRE ¦ 3QU LoRE | Red Flag Warning - Large Fires | 2029 | Electric Reliability | 0.74734 | 143.628 | 2029 | Mitigation | 0.011149 | 10 | 0 | esc | 0.011149 | 0.0083319 | 0.011149 | 0.0083319 | 0.011149 | 0.0083319 | 0.011149 | 0.0083319
[79 empty] | WLDFR | HFTD - Distribution - Tier 3 - 4QU CoRE ¦ 5QU LoRE | Non-Red Flag Warning - Catastrophic Fires | 2023 | 0 | 0 | 0 | 0 | 14664.6376 | 233.2301 | 8896.516 | 5534.8915 | 2.6002 | 2.6002 | 2.6002 | 2.6002 | 2.2302e-07 |  | 0 | 5.799e-07 | 5.799e-07 | 0 | 5.799e-07 | 5.799e-07 | 0 | 5.799e-07 | 5.799e-07 | 0 | 5.799e-07 | Column30: 5.799e-07 | [29 empty] | 7.3.2.1.3 Advanced weather monitoring and weather stations Weather StationsWLDFRElectric Reliability | WLDFR | HFTD - Distribution - Tier 3 - 5QU CoRE ¦ 3QU LoRE | Red Flag Warning - Large Fires | 2030 | Electric Reliability | 0.74734 | 143.628 | 2030 | Mitigation | 0.011149 | 10 | 0 | esc | 0 | 0 | 0.011149 | 0.0083319 | 0.011149 | 0.0083319 | 0.011149 | 0.0083319
[79 empty] | WLDFR | HFTD - Distribution - Tier 3 - 4QU CoRE ¦ 5QU LoRE | Non-Red Flag Warning - Catastrophic Fires | 2024 | 0 | 0 | 0 | 0 | 14664.6376 | 233.2301 | 8896.516 | 5534.8915 | 2.6002 | 2.6002 | 2.6002 | 2.6002 | 2.2302e-07 |  | 0 | 5.799e-07 | 5.799e-07 | 0 | 5.799e-07 | 5.799e-07 | 0 | 5.799e-07 | 5.799e-07 | 0 | 5.799e-07 | Column30: 5.799e-07 | [29 empty] | 7.3.2.1.3 Advanced weather monitoring and weather stations Weather StationsWLDFRElectric Reliability | WLDFR | HFTD - Distribution - Tier 3 - 5QU CoRE ¦ 3QU LoRE | Red Flag Warning - Large Fires | 2031 | Electric Reliability | 0.74734 | 143.628 | 2031 | Mitigation | 0.011149 | 10 | 0 | esc | 0 | 0 | 0 | 0 | 0.011149 | 0.0083319 | 0.011149 | 0.0083319
[79 empty] | WLDFR | HFTD - Distribution - Tier 3 - 4QU CoRE ¦ 5QU LoRE | Non-Red Flag Warning - Catastrophic Fires | 2025 | 0 | 0 | 0 | 0 | 14664.6376 | 233.2301 | 8896.516 | 5534.8915 | 2.6002 | 2.6002 | 2.6002 | 2.6002 | 2.2302e-07 |  | 0 | 5.799e-07 | 5.799e-07 | 0 | 5.799e-07 | 5.799e-07 | 0 | 5.799e-07 | 5.799e-07 | 0 | 5.799e-07 | Column30: 5.799e-07 | [29 empty] | 7.3.2.1.3 Advanced weather monitoring and weather stations Weather StationsWLDFRElectric Reliability | WLDFR | HFTD - Distribution - Tier 3 - 5QU CoRE ¦ 3QU LoRE | Red Flag Warning - Large Fires | 2032 | Electric Reliability | 0.74734 | 143.628 | 2032 | Mitigation | 0.011149 | 10 | 0 | esc | 0 | 0 | 0 | 0 | 0 | 0 | 0.011149 | 0.0083319
[79 empty] | WLDFR | HFTD - Distribution - Tier 3 - 4QU CoRE ¦ 5QU LoRE | Non-Red Flag Warning - Catastrophic Fires | 2026 | 0 | 0 | 0 | 0 | 14664.6376 | 233.2301 | 8896.516 | 5534.8915 | 2.6002 | 2.6002 | 2.6002 | 2.6002 | 2.2302e-07 |  | 0 | 5.799e-07 | 5.799e-07 | 0 | 5.799e-07 | 5.799e-07 | 0 | 5.799e-07 | 5.799e-07 | 0 | 5.799e-07 | Column30: 5.799e-07 | [29 empty] | 7.3.2.1.3 Advanced weather monitoring and weather stations Weather StationsWLDFRElectric Reliability | WLDFR | HFTD - Distribution - Tier 3 - 5QU CoRE ¦ 3QU LoRE | Red Flag Warning - Small Fires | 2021 | Electric Reliability | 0.036425 | 143.628 | 2021 | Mitigation | 0.011149 | 10 | 0 | esc | 0.011149 | 0.0004061 | 0.011149 | 0.0004061 | 0 | 0 | 0 | 0
[79 empty] | WLDFR | HFTD - Distribution - Tier 3 - 4QU CoRE ¦ 5QU LoRE | Non-Red Flag Warning - Catastrophic Fires | 2027 | 0 | 0 | 0 | 0 | 14664.6376 | 233.2301 | 8896.516 | 5534.8915 | 2.6002 | 2.6002 | 2.6002 | 2.6002 | 2.2302e-07 |  | 0 | 5.799e-07 | 5.799e-07 | 0 | 5.799e-07 | 5.799e-07 | 0 | 5.799e-07 | 5.799e-07 | 0 | 5.799e-07 | Column30: 5.799e-07 | [29 empty] | 7.3.2.1.3 Advanced weather monitoring and weather stations Weather StationsWLDFRElectric Reliability | WLDFR | HFTD - Distribution - Tier 3 - 5QU CoRE ¦ 3QU LoRE | Red Flag Warning - Small Fires | 2022 | Electric Reliability | 0.036425 | 143.628 | 2022 | Mitigation | 0.011149 | 10 | 0 | esc | 0.011149 | 0.0004061 | 0.011149 | 0.0004061 | 0.011149 | 0.0004061 | 0 | 0
[79 empty] | WLDFR | HFTD - Distribution - Tier 3 - 4QU CoRE ¦ 5QU LoRE | Non-Red Flag Warning - Catastrophic Fires | 2028 | 0 | 0 | 0 | 0 | 15317.9909 | 247.273 | 9287.6491 | 5783.0689 | 2.7568 | 2.7568 | 2.7568 | 2.7568 | 2.2302e-07 |  | 0 | 6.1481e-07 | 6.1481e-07 | 0 | 6.1481e-07 | 6.1481e-07 | 0 | 6.1481e-07 | 6.1481e-07 | 0 | 6.1481e-07 | Column30: 6.1481e-07 | [29 empty] | 7.3.2.1.3 Advanced weather monitoring and weather stations Weather StationsWLDFRElectric Reliability | WLDFR | HFTD - Distribution - Tier 3 - 5QU CoRE ¦ 3QU LoRE | Red Flag Warning - Small Fires | 2023 | Electric Reliability | 0.03759 | 143.628 | 2023 | Mitigation | 0.011149 | 10 | 0 | esc | 0.011149 | 0.00041909 | 0.011149 | 0.00041909 | 0.011149 | 0.00041909 | 0.011149 | 0.00041909
[79 empty] | WLDFR | HFTD - Distribution - Tier 3 - 4QU CoRE ¦ 5QU LoRE | Non-Red Flag Warning - Catastrophic Fires | 2029 | 0 | 0 | 0 | 0 | 15317.9909 | 247.273 | 9287.6491 | 5783.0689 | 2.7568 | 2.7568 | 2.7568 | 2.7568 | 2.2302e-07 |  | 0 | 6.1481e-07 | 6.1481e-07 | 0 | 6.1481e-07 | 6.1481e-07 | 0 | 6.1481e-07 | 6.1481e-07 | 0 | 6.1481e-07 | Column30: 6.1481e-07 | [29 empty] | 7.3.2.1.3 Advanced weather monitoring and weather stations Weather StationsWLDFRElectric Reliability | WLDFR | HFTD - Distribution - Tier 3 - 5QU CoRE ¦ 3QU LoRE | Red Flag Warning - Small Fires | 2024 | Electric Reliability | 0.03759 | 143.628 | 2024 | Mitigation | 0.011149 | 10 | 0 | esc | 0.011149 | 0.00041909 | 0.011149 | 0.00041909 | 0.011149 | 0.00041909 | 0.011149 | 0.00041909
[79 empty] | WLDFR | HFTD - Distribution - Tier 3 - 4QU CoRE ¦ 5QU LoRE | Non-Red Flag Warning - Catastrophic Fires | 2030 | 0 | 0 | 0 | 0 | 15317.9909 | 247.273 | 9287.6491 | 5783.0689 | 0 | 2.7568 | 2.7568 | 2.7568 | 2.2302e-07 |  | 0 | 0 | 0 | 0 | 6.1481e-07 | 6.1481e-07 | 0 | 6.1481e-07 | 6.1481e-07 | 0 | 6.1481e-07 | Column30: 6.1481e-07 | [29 empty] | 7.3.2.1.3 Advanced weather monitoring and weather stations Weather StationsWLDFRElectric Reliability | WLDFR | HFTD - Distribution - Tier 3 - 5QU CoRE ¦ 3QU LoRE | Red Flag Warning - Small Fires | 2025 | Electric Reliability | 0.03759 | 143.628 | 2025 | Mitigation | 0.011149 | 10 | 0 | esc | 0.011149 | 0.00041909 | 0.011149 | 0.00041909 | 0.011149 | 0.00041909 | 0.011149 | 0.00041909
[79 empty] | WLDFR | HFTD - Distribution - Tier 3 - 4QU CoRE ¦ 5QU LoRE | Non-Red Flag Warning - Catastrophic Fires | 2031 | 0 | 0 | 0 | 0 | 15317.9909 | 247.273 | 9287.6491 | 5783.0689 | 0 | 0 | 2.7568 | 2.7568 | 2.2302e-07 |  | 0 | 0 | 0 | 0 | 0 | 0 | 0 | 6.1481e-07 | 6.1481e-07 | 0 | 6.1481e-07 | Column30: 6.1481e-07 | [29 empty] | 7.3.2.1.3 Advanced weather monitoring and weather stations Weather StationsWLDFRElectric Reliability | WLDFR | HFTD - Distribution - Tier 3 - 5QU CoRE ¦ 3QU LoRE | Red Flag Warning - Small Fires | 2026 | Electric Reliability | 0.03759 | 143.628 | 2026 | Mitigation | 0.011149 | 10 | 0 | esc | 0.011149 | 0.00041909 | 0.011149 | 0.00041909 | 0.011149 | 0.00041909 | 0.011149 | 0.00041909
[79 empty] | WLDFR | HFTD - Distribution - Tier 3 - 4QU CoRE ¦ 5QU LoRE | Non-Red Flag Warning - Catastrophic Fires | 2032 | 0 | 0 | 0 | 0 | 15317.9909 | 247.273 | 9287.6491 | 5783.0689 | 0 | 0 | 0 | 2.7568 | 2.2302e-07 |  | 0 | 0 | 0 | 0 | 0 | 0 | 0 | 0 | 0 | 0 | 6.1481e-07 | Column30: 6.1481e-07 | [29 empty] | 7.3.2.1.3 Advanced weather monitoring and weather stations Weather StationsWLDFRElectric Reliability | WLDFR | HFTD - Distribution - Tier 3 - 5QU CoRE ¦ 3QU LoRE | Red Flag Warning - Small Fires | 2027 | Electric Reliability | 0.03759 | 143.628 | 2027 | Mitigation | 0.011149 | 10 | 0 | esc | 0.011149 | 0.00041909 | 0.011149 | 0.00041909 | 0.011149 | 0.00041909 | 0.011149 | 0.00041909
[79 empty] | WLDFR | HFTD - Distribution - Tier 3 - 4QU CoRE ¦ 5QU LoRE | Non-Red Flag Warning - Destructive Fires | 2020 | 0 | 0 | 0 | 0 | 8807.9522 | 222.2294 | 8585.7228 | 0 | 2.4776 | 0 | 0 | 0 | 3.3441e-07 |  | 0 | 8.2854e-07 | 8.2854e-07 | 0 | 0 | 0 | 0 | 0 | 0 | 0 | 0 | Column30: 0 | [29 empty] | 7.3.2.1.3 Advanced weather monitoring and weather stations Weather StationsWLDFRElectric Reliability | WLDFR | HFTD - Distribution - Tier 3 - 5QU CoRE ¦ 3QU LoRE | Red Flag Warning - Small Fires | 2028 | Electric Reliability | 0.039055 | 143.628 | 2028 | Mitigation | 0.011149 | 10 | 0 | esc | 0.011149 | 0.00043542 | 0.011149 | 0.00043542 | 0.011149 | 0.00043542 | 0.011149 | 0.00043542
[79 empty] | WLDFR | HFTD - Distribution - Tier 3 - 4QU CoRE ¦ 5QU LoRE | Non-Red Flag Warning - Destructive Fires | 2021 | 0 | 0 | 0 | 0 | 8807.9522 | 222.2294 | 8585.7228 | 0 | 2.4776 | 2.4776 | 0 | 0 | 3.3441e-07 |  | 0 | 8.2854e-07 | 8.2854e-07 | 0 | 8.2854e-07 | 8.2854e-07 | 0 | 0 | 0 | 0 | 0 | Column30: 0 | [29 empty] | 7.3.2.1.3 Advanced weather monitoring and weather stations Weather StationsWLDFRElectric Reliability | WLDFR | HFTD - Distribution - Tier 3 - 5QU CoRE ¦ 3QU LoRE | Red Flag Warning - Small Fires | 2029 | Electric Reliability | 0.039055 | 143.628 | 2029 | Mitigation | 0.011149 | 10 | 0 | esc | 0.011149 | 0.00043542 | 0.011149 | 0.00043542 | 0.011149 | 0.00043542 | 0.011149 | 0.00043542
[79 empty] | WLDFR | HFTD - Distribution - Tier 3 - 4QU CoRE ¦ 5QU LoRE | Non-Red Flag Warning - Destructive Fires | 2022 | 0 | 0 | 0 | 0 | 8807.9522 | 222.2294 | 8585.7228 | 0 | 2.4776 | 2.4776 | 2.4776 | 0 | 3.3441e-07 |  | 0 | 8.2854e-07 | 8.2854e-07 | 0 | 8.2854e-07 | 8.2854e-07 | 0 | 8.2854e-07 | 8.2854e-07 | 0 | 0 | Column30: 0 | [29 empty] | 7.3.2.1.3 Advanced weather monitoring and weather stations Weather StationsWLDFRElectric Reliability | WLDFR | HFTD - Distribution - Tier 3 - 5QU CoRE ¦ 3QU LoRE | Red Flag Warning - Small Fires | 2030 | Electric Reliability | 0.039055 | 143.628 | 2030 | Mitigation | 0.011149 | 10 | 0 | esc | 0 | 0 | 0.011149 | 0.00043542 | 0.011149 | 0.00043542 | 0.011149 | 0.00043542
[79 empty] | WLDFR | HFTD - Distribution - Tier 3 - 4QU CoRE ¦ 5QU LoRE | Non-Red Flag Warning - Destructive Fires | 2023 | 0 | 0 | 0 | 0 | 9129.7461 | 233.2301 | 8896.516 | 0 | 2.6002 | 2.6002 | 2.6002 | 2.6002 | 3.3441e-07 |  | 0 | 8.6955e-07 | 8.6955e-07 | 0 | 8.6955e-07 | 8.6955e-07 | 0 | 8.6955e-07 | 8.6955e-07 | 0 | 8.6955e-07 | Column30: 8.6955e-07 | [29 empty] | 7.3.2.1.3 Advanced weather monitoring and weather stations Weather StationsWLDFRElectric Reliability | WLDFR | HFTD - Distribution - Tier 3 - 5QU CoRE ¦ 3QU LoRE | Red Flag Warning - Small Fires | 2031 | Electric Reliability | 0.039055 | 143.628 | 2031 | Mitigation | 0.011149 | 10 | 0 | esc | 0 | 0 | 0 | 0 | 0.011149 | 0.00043542 | 0.011149 | 0.00043542
[79 empty] | WLDFR | HFTD - Distribution - Tier 3 - 4QU CoRE ¦ 5QU LoRE | Non-Red Flag Warning - Destructive Fires | 2024 | 0 | 0 | 0 | 0 | 9129.7461 | 233.2301 | 8896.516 | 0 | 2.6002 | 2.6002 | 2.6002 | 2.6002 | 3.3441e-07 |  | 0 | 8.6955e-07 | 8.6955e-07 | 0 | 8.6955e-07 | 8.6955e-07 | 0 | 8.6955e-07 | 8.6955e-07 | 0 | 8.6955e-07 | Column30: 8.6955e-07 | [29 empty] | 7.3.2.1.3 Advanced weather monitoring and weather stations Weather StationsWLDFRElectric Reliability | WLDFR | HFTD - Distribution - Tier 3 - 5QU CoRE ¦ 3QU LoRE | Red Flag Warning - Small Fires | 2032 | Electric Reliability | 0.039055 | 143.628 | 2032 | Mitigation | 0.011149 | 10 | 0 | esc | 0 | 0 | 0 | 0 | 0 | 0 | 0.011149 | 0.00043542
[79 empty] | WLDFR | HFTD - Distribution - Tier 3 - 4QU CoRE ¦ 5QU LoRE | Non-Red Flag Warning - Destructive Fires | 2025 | 0 | 0 | 0 | 0 | 9129.7461 | 233.2301 | 8896.516 | 0 | 2.6002 | 2.6002 | 2.6002 | 2.6002 | 3.3441e-07 |  | 0 | 8.6955e-07 | 8.6955e-07 | 0 | 8.6955e-07 | 8.6955e-07 | 0 | 8.6955e-07 | 8.6955e-07 | 0 | 8.6955e-07 | Column30: 8.6955e-07 | [29 empty] | 7.3.2.1.3 Advanced weather monitoring and weather stations Weather StationsWLDFRElectric Reliability | WLDFR | HFTD - Distribution - Tier 3 - 5QU CoRE ¦ 3QU LoRE | Seismic - Non-Red Flag Warning - Catastrophic Fires | 2021 | Electric Reliability | 409.2237 | 143.628 | 2021 | Mitigation | 0.011149 | 10 | 0 | esc | 0.011149 | 4.5624 | 0.011149 | 4.5624 | 0 | 0 | 0 | 0
[79 empty] | WLDFR | HFTD - Distribution - Tier 3 - 4QU CoRE ¦ 5QU LoRE | Non-Red Flag Warning - Destructive Fires | 2026 | 0 | 0 | 0 | 0 | 9129.7461 | 233.2301 | 8896.516 | 0 | 2.6002 | 2.6002 | 2.6002 | 2.6002 | 3.3441e-07 |  | 0 | 8.6955e-07 | 8.6955e-07 | 0 | 8.6955e-07 | 8.6955e-07 | 0 | 8.6955e-07 | 8.6955e-07 | 0 | 8.6955e-07 | Column30: 8.6955e-07 | [29 empty] | 7.3.2.1.3 Advanced weather monitoring and weather stations Weather StationsWLDFRElectric Reliability | WLDFR | HFTD - Distribution - Tier 3 - 5QU CoRE ¦ 3QU LoRE | Seismic - Non-Red Flag Warning - Catastrophic Fires | 2022 | Electric Reliability | 409.2237 | 143.628 | 2022 | Mitigation | 0.011149 | 10 | 0 | esc | 0.011149 | 4.5624 | 0.011149 | 4.5624 | 0.011149 | 4.5624 | 0 | 0
[79 empty] | WLDFR | HFTD - Distribution - Tier 3 - 4QU CoRE ¦ 5QU LoRE | Non-Red Flag Warning - Destructive Fires | 2027 | 0 | 0 | 0 | 0 | 9129.7461 | 233.2301 | 8896.516 | 0 | 2.6002 | 2.6002 | 2.6002 | 2.6002 | 3.3441e-07 |  | 0 | 8.6955e-07 | 8.6955e-07 | 0 | 8.6955e-07 | 8.6955e-07 | 0 | 8.6955e-07 | 8.6955e-07 | 0 | 8.6955e-07 | Column30: 8.6955e-07 | [29 empty] | 7.3.2.1.3 Advanced weather monitoring and weather stations Weather StationsWLDFRElectric Reliability | WLDFR | HFTD - Distribution - Tier 3 - 5QU CoRE ¦ 3QU LoRE | Seismic - Non-Red Flag Warning - Catastrophic Fires | 2023 | Electric Reliability | 428.6023 | 143.628 | 2023 | Mitigation | 0.011149 | 10 | 0 | esc | 0.011149 | 4.7784 | 0.011149 | 4.7784 | 0.011149 | 4.7784 | 0.011149 | 4.7784
[79 empty] | WLDFR | HFTD - Distribution - Tier 3 - 4QU CoRE ¦ 5QU LoRE | Non-Red Flag Warning - Destructive Fires | 2028 | 0 | 0 | 0 | 0 | 9534.9221 | 247.273 | 9287.6491 | 0 | 2.7568 | 2.7568 | 2.7568 | 2.7568 | 3.3441e-07 |  | 0 | 9.2191e-07 | 9.2191e-07 | 0 | 9.2191e-07 | 9.2191e-07 | 0 | 9.2191e-07 | 9.2191e-07 | 0 | 9.2191e-07 | Column30: 9.2191e-07 | [29 empty] | 7.3.2.1.3 Advanced weather monitoring and weather stations Weather StationsWLDFRElectric Reliability | WLDFR | HFTD - Distribution - Tier 3 - 5QU CoRE ¦ 3QU LoRE | Seismic - Non-Red Flag Warning - Catastrophic Fires | 2024 | Electric Reliability | 428.6023 | 143.628 | 2024 | Mitigation | 0.011149 | 10 | 0 | esc | 0.011149 | 4.7784 | 0.011149 | 4.7784 | 0.011149 | 4.7784 | 0.011149 | 4.7784
[79 empty] | WLDFR | HFTD - Distribution - Tier 3 - 4QU CoRE ¦ 5QU LoRE | Non-Red Flag Warning - Destructive Fires | 2029 | 0 | 0 | 0 | 0 | 9534.9221 | 247.273 | 9287.6491 | 0 | 2.7568 | 2.7568 | 2.7568 | 2.7568 | 3.3441e-07 |  | 0 | 9.2191e-07 | 9.2191e-07 | 0 | 9.2191e-07 | 9.2191e-07 | 0 | 9.2191e-07 | 9.2191e-07 | 0 | 9.2191e-07 | Column30: 9.2191e-07 | [29 empty] | 7.3.2.1.3 Advanced weather monitoring and weather stations Weather StationsWLDFRElectric Reliability | WLDFR | HFTD - Distribution - Tier 3 - 5QU CoRE ¦ 3QU LoRE | Seismic - Non-Red Flag Warning - Catastrophic Fires | 2025 | Electric Reliability | 428.6023 | 143.628 | 2025 | Mitigation | 0.011149 | 10 | 0 | esc | 0.011149 | 4.7784 | 0.011149 | 4.7784 | 0.011149 | 4.7784 | 0.011149 | 4.7784
[79 empty] | WLDFR | HFTD - Distribution - Tier 3 - 4QU CoRE ¦ 5QU LoRE | Non-Red Flag Warning - Destructive Fires | 2030 | 0 | 0 | 0 | 0 | 9534.9221 | 247.273 | 9287.6491 | 0 | 0 | 2.7568 | 2.7568 | 2.7568 | 3.3441e-07 |  | 0 | 0 | 0 | 0 | 9.2191e-07 | 9.2191e-07 | 0 | 9.2191e-07 | 9.2191e-07 | 0 | 9.2191e-07 | Column30: 9.2191e-07 | [29 empty] | 7.3.2.1.3 Advanced weather monitoring and weather stations Weather StationsWLDFRElectric Reliability | WLDFR | HFTD - Distribution - Tier 3 - 5QU CoRE ¦ 3QU LoRE | Seismic - Non-Red Flag Warning - Catastrophic Fires | 2026 | Electric Reliability | 428.6023 | 143.628 | 2026 | Mitigation | 0.011149 | 10 | 0 | esc | 0.011149 | 4.7784 | 0.011149 | 4.7784 | 0.011149 | 4.7784 | 0.011149 | 4.7784
[79 empty] | WLDFR | HFTD - Distribution - Tier 3 - 4QU CoRE ¦ 5QU LoRE | Non-Red Flag Warning - Destructive Fires | 2031 | 0 | 0 | 0 | 0 | 9534.9221 | 247.273 | 9287.6491 | 0 | 0 | 0 | 2.7568 | 2.7568 | 3.3441e-07 |  | 0 | 0 | 0 | 0 | 0 | 0 | 0 | 9.2191e-07 | 9.2191e-07 | 0 | 9.2191e-07 | Column30: 9.2191e-07 | [29 empty] | 7.3.2.1.3 Advanced weather monitoring and weather stations Weather StationsWLDFRElectric Reliability | WLDFR | HFTD - Distribution - Tier 3 - 5QU CoRE ¦ 3QU LoRE | Seismic - Non-Red Flag Warning - Catastrophic Fires | 2027 | Electric Reliability | 428.6023 | 143.628 | 2027 | Mitigation | 0.011149 | 10 | 0 | esc | 0.011149 | 4.7784 | 0.011149 | 4.7784 | 0.011149 | 4.7784 | 0.011149 | 4.7784
[79 empty] | WLDFR | HFTD - Distribution - Tier 3 - 4QU CoRE ¦ 5QU LoRE | Non-Red Flag Warning - Destructive Fires | 2032 | 0 | 0 | 0 | 0 | 9534.9221 | 247.273 | 9287.6491 | 0 | 0 | 0 | 0 | 2.7568 | 3.3441e-07 |  | 0 | 0 | 0 | 0 | 0 | 0 | 0 | 0 | 0 | 0 | 9.2191e-07 | Column30: 9.2191e-07 | [29 empty] | 7.3.2.1.3 Advanced weather monitoring and weather stations Weather StationsWLDFRElectric Reliability | WLDFR | HFTD - Distribution - Tier 3 - 5QU CoRE ¦ 3QU LoRE | Seismic - Non-Red Flag Warning - Catastrophic Fires | 2028 | Electric Reliability | 453.261 | 143.628 | 2028 | Mitigation | 0.011149 | 10 | 0 | esc | 0.011149 | 5.0533 | 0.011149 | 5.0533 | 0.011149 | 5.0533 | 0.011149 | 5.0533
[79 empty] | WLDFR | HFTD - Distribution - Tier 3 - 4QU CoRE ¦ 5QU LoRE | Non-Red Flag Warning - Large Fires | 2020 | 0 | 0 | 0 | 0 | 5.2406 | 0.69642 | 2.942 | 1.6022 | 0.0077642 | 0 | 0 | 0 | 8.5866e-06 |  | 0 | 6.6669e-08 | 6.6669e-08 | 0 | 0 | 0 | 0 | 0 | 0 | 0 | 0 | Column30: 0 | [29 empty] | 7.3.2.1.3 Advanced weather monitoring and weather stations Weather StationsWLDFRElectric Reliability | WLDFR | HFTD - Distribution - Tier 3 - 5QU CoRE ¦ 3QU LoRE | Seismic - Non-Red Flag Warning - Catastrophic Fires | 2029 | Electric Reliability | 453.261 | 143.628 | 2029 | Mitigation | 0.011149 | 10 | 0 | esc | 0.011149 | 5.0533 | 0.011149 | 5.0533 | 0.011149 | 5.0533 | 0.011149 | 5.0533
[79 empty] | WLDFR | HFTD - Distribution - Tier 3 - 4QU CoRE ¦ 5QU LoRE | Non-Red Flag Warning - Large Fires | 2021 | 0 | 0 | 0 | 0 | 5.2406 | 0.69642 | 2.942 | 1.6022 | 0.0077642 | 0.0077642 | 0 | 0 | 8.5866e-06 |  | 0 | 6.6669e-08 | 6.6669e-08 | 0 | 6.6669e-08 | 6.6669e-08 | 0 | 0 | 0 | 0 | 0 | Column30: 0 | [29 empty] | 7.3.2.1.3 Advanced weather monitoring and weather stations Weather StationsWLDFRElectric Reliability | WLDFR | HFTD - Distribution - Tier 3 - 5QU CoRE ¦ 3QU LoRE | Seismic - Non-Red Flag Warning - Catastrophic Fires | 2030 | Electric Reliability | 453.261 | 143.628 | 2030 | Mitigation | 0.011149 | 10 | 0 | esc | 0 | 0 | 0.011149 | 5.0533 | 0.011149 | 5.0533 | 0.011149 | 5.0533
[79 empty] | WLDFR | HFTD - Distribution - Tier 3 - 4QU CoRE ¦ 5QU LoRE | Non-Red Flag Warning - Large Fires | 2022 | 0 | 0 | 0 | 0 | 5.2406 | 0.69642 | 2.942 | 1.6022 | 0.0077642 | 0.0077642 | 0.0077642 | 0 | 8.5866e-06 |  | 0 | 6.6669e-08 | 6.6669e-08 | 0 | 6.6669e-08 | 6.6669e-08 | 0 | 6.6669e-08 | 6.6669e-08 | 0 | 0 | Column30: 0 | [29 empty] | 7.3.2.1.3 Advanced weather monitoring and weather stations Weather StationsWLDFRElectric Reliability | WLDFR | HFTD - Distribution - Tier 3 - 5QU CoRE ¦ 3QU LoRE | Seismic - Non-Red Flag Warning - Catastrophic Fires | 2031 | Electric Reliability | 453.261 | 143.628 | 2031 | Mitigation | 0.011149 | 10 | 0 | esc | 0 | 0 | 0 | 0 | 0.011149 | 5.0533 | 0.011149 | 5.0533
[79 empty] | WLDFR | HFTD - Distribution - Tier 3 - 4QU CoRE ¦ 5QU LoRE | Non-Red Flag Warning - Large Fires | 2023 | 0 | 0 | 0 | 0 | 5.475 | 0.71896 | 3.0715 | 1.6846 | 0.0080156 | 0.0080156 | 0.0080156 | 0.0080156 | 8.5866e-06 |  | 0 | 6.8827e-08 | 6.8827e-08 | 0 | 6.8827e-08 | 6.8827e-08 | 0 | 6.8827e-08 | 6.8827e-08 | 0 | 6.8827e-08 | Column30: 6.8827e-08 | [29 empty] | 7.3.2.1.3 Advanced weather monitoring and weather stations Weather StationsWLDFRElectric Reliability | WLDFR | HFTD - Distribution - Tier 3 - 5QU CoRE ¦ 3QU LoRE | Seismic - Non-Red Flag Warning - Catastrophic Fires | 2032 | Electric Reliability | 453.261 | 143.628 | 2032 | Mitigation | 0.011149 | 10 | 0 | esc | 0 | 0 | 0 | 0 | 0 | 0 | 0.011149 | 5.0533
[79 empty] | WLDFR | HFTD - Distribution - Tier 3 - 4QU CoRE ¦ 5QU LoRE | Non-Red Flag Warning - Large Fires | 2024 | 0 | 0 | 0 | 0 | 5.475 | 0.71896 | 3.0715 | 1.6846 | 0.0080156 | 0.0080156 | 0.0080156 | 0.0080156 | 8.5866e-06 |  | 0 | 6.8827e-08 | 6.8827e-08 | 0 | 6.8827e-08 | 6.8827e-08 | 0 | 6.8827e-08 | 6.8827e-08 | 0 | 6.8827e-08 | Column30: 6.8827e-08 | [29 empty] | 7.3.2.1.3 Advanced weather monitoring and weather stations Weather StationsWLDFRElectric Reliability | WLDFR | HFTD - Distribution - Tier 3 - 5QU CoRE ¦ 3QU LoRE | Seismic - Red Flag Warning - Catastrophic Fires | 2021 | Electric Reliability | 409.2237 | 143.628 | 2021 | Mitigation | 0.011149 | 10 | 0 | esc | 0.011149 | 4.5624 | 0.011149 | 4.5624 | 0 | 0 | 0 | 0
[79 empty] | WLDFR | HFTD - Distribution - Tier 3 - 4QU CoRE ¦ 5QU LoRE | Non-Red Flag Warning - Large Fires | 2025 | 0 | 0 | 0 | 0 | 5.475 | 0.71896 | 3.0715 | 1.6846 | 0.0080156 | 0.0080156 | 0.0080156 | 0.0080156 | 8.5866e-06 |  | 0 | 6.8827e-08 | 6.8827e-08 | 0 | 6.8827e-08 | 6.8827e-08 | 0 | 6.8827e-08 | 6.8827e-08 | 0 | 6.8827e-08 | Column30: 6.8827e-08 | [29 empty] | 7.3.2.1.3 Advanced weather monitoring and weather stations Weather StationsWLDFRElectric Reliability | WLDFR | HFTD - Distribution - Tier 3 - 5QU CoRE ¦ 3QU LoRE | Seismic - Red Flag Warning - Catastrophic Fires | 2022 | Electric Reliability | 409.2237 | 143.628 | 2022 | Mitigation | 0.011149 | 10 | 0 | esc | 0.011149 | 4.5624 | 0.011149 | 4.5624 | 0.011149 | 4.5624 | 0 | 0
[79 empty] | WLDFR | HFTD - Distribution - Tier 3 - 4QU CoRE ¦ 5QU LoRE | Non-Red Flag Warning - Large Fires | 2026 | 0 | 0 | 0 | 0 | 5.475 | 0.71896 | 3.0715 | 1.6846 | 0.0080156 | 0.0080156 | 0.0080156 | 0.0080156 | 8.5866e-06 |  | 0 | 6.8827e-08 | 6.8827e-08 | 0 | 6.8827e-08 | 6.8827e-08 | 0 | 6.8827e-08 | 6.8827e-08 | 0 | 6.8827e-08 | Column30: 6.8827e-08 | [29 empty] | 7.3.2.1.3 Advanced weather monitoring and weather stations Weather StationsWLDFRElectric Reliability | WLDFR | HFTD - Distribution - Tier 3 - 5QU CoRE ¦ 3QU LoRE | Seismic - Red Flag Warning - Catastrophic Fires | 2023 | Electric Reliability | 428.6023 | 143.628 | 2023 | Mitigation | 0.011149 | 10 | 0 | esc | 0.011149 | 4.7784 | 0.011149 | 4.7784 | 0.011149 | 4.7784 | 0.011149 | 4.7784
[79 empty] | WLDFR | HFTD - Distribution - Tier 3 - 4QU CoRE ¦ 5QU LoRE | Non-Red Flag Warning - Large Fires | 2027 | 0 | 0 | 0 | 0 | 5.475 | 0.71896 | 3.0715 | 1.6846 | 0.0080156 | 0.0080156 | 0.0080156 | 0.0080156 | 8.5866e-06 |  | 0 | 6.8827e-08 | 6.8827e-08 | 0 | 6.8827e-08 | 6.8827e-08 | 0 | 6.8827e-08 | 6.8827e-08 | 0 | 6.8827e-08 | Column30: 6.8827e-08 | [29 empty] | 7.3.2.1.3 Advanced weather monitoring and weather stations Weather StationsWLDFRElectric Reliability | WLDFR | HFTD - Distribution - Tier 3 - 5QU CoRE ¦ 3QU LoRE | Seismic - Red Flag Warning - Catastrophic Fires | 2024 | Electric Reliability | 428.6023 | 143.628 | 2024 | Mitigation | 0.011149 | 10 | 0 | esc | 0.011149 | 4.7784 | 0.011149 | 4.7784 | 0.011149 | 4.7784 | 0.011149 | 4.7784
[79 empty] | WLDFR | HFTD - Distribution - Tier 3 - 4QU CoRE ¦ 5QU LoRE | Non-Red Flag Warning - Large Fires | 2028 | 0 | 0 | 0 | 0 | 5.777 | 0.74734 | 3.238 | 1.7917 | 0.0083319 | 0.0083319 | 0.0083319 | 0.0083319 | 8.5866e-06 |  | 0 | 7.1543e-08 | 7.1543e-08 | 0 | 7.1543e-08 | 7.1543e-08 | 0 | 7.1543e-08 | 7.1543e-08 | 0 | 7.1543e-08 | Column30: 7.1543e-08 | [29 empty] | 7.3.2.1.3 Advanced weather monitoring and weather stations Weather StationsWLDFRElectric Reliability | WLDFR | HFTD - Distribution - Tier 3 - 5QU CoRE ¦ 3QU LoRE | Seismic - Red Flag Warning - Catastrophic Fires | 2025 | Electric Reliability | 428.6023 | 143.628 | 2025 | Mitigation | 0.011149 | 10 | 0 | esc | 0.011149 | 4.7784 | 0.011149 | 4.7784 | 0.011149 | 4.7784 | 0.011149 | 4.7784
[79 empty] | WLDFR | HFTD - Distribution - Tier 3 - 4QU CoRE ¦ 5QU LoRE | Non-Red Flag Warning - Large Fires | 2029 | 0 | 0 | 0 | 0 | 5.777 | 0.74734 | 3.238 | 1.7917 | 0.0083319 | 0.0083319 | 0.0083319 | 0.0083319 | 8.5866e-06 |  | 0 | 7.1543e-08 | 7.1543e-08 | 0 | 7.1543e-08 | 7.1543e-08 | 0 | 7.1543e-08 | 7.1543e-08 | 0 | 7.1543e-08 | Column30: 7.1543e-08 | [29 empty] | 7.3.2.1.3 Advanced weather monitoring and weather stations Weather StationsWLDFRElectric Reliability | WLDFR | HFTD - Distribution - Tier 3 - 5QU CoRE ¦ 3QU LoRE | Seismic - Red Flag Warning - Catastrophic Fires | 2026 | Electric Reliability | 428.6023 | 143.628 | 2026 | Mitigation | 0.011149 | 10 | 0 | esc | 0.011149 | 4.7784 | 0.011149 | 4.7784 | 0.011149 | 4.7784 | 0.011149 | 4.7784
[79 empty] | WLDFR | HFTD - Distribution - Tier 3 - 4QU CoRE ¦ 5QU LoRE | Non-Red Flag Warning - Large Fires | 2030 | 0 | 0 | 0 | 0 | 5.777 | 0.74734 | 3.238 | 1.7917 | 0 | 0.0083319 | 0.0083319 | 0.0083319 | 8.5866e-06 |  | 0 | 0 | 0 | 0 | 7.1543e-08 | 7.1543e-08 | 0 | 7.1543e-08 | 7.1543e-08 | 0 | 7.1543e-08 | Column30: 7.1543e-08 | [29 empty] | 7.3.2.1.3 Advanced weather monitoring and weather stations Weather StationsWLDFRElectric Reliability | WLDFR | HFTD - Distribution - Tier 3 - 5QU CoRE ¦ 3QU LoRE | Seismic - Red Flag Warning - Catastrophic Fires | 2027 | Electric Reliability | 428.6023 | 143.628 | 2027 | Mitigation | 0.011149 | 10 | 0 | esc | 0.011149 | 4.7784 | 0.011149 | 4.7784 | 0.011149 | 4.7784 | 0.011149 | 4.7784
[79 empty] | WLDFR | HFTD - Distribution - Tier 3 - 4QU CoRE ¦ 5QU LoRE | Non-Red Flag Warning - Large Fires | 2031 | 0 | 0 | 0 | 0 | 5.777 | 0.74734 | 3.238 | 1.7917 | 0 | 0 | 0.0083319 | 0.0083319 | 8.5866e-06 |  | 0 | 0 | 0 | 0 | 0 | 0 | 0 | 7.1543e-08 | 7.1543e-08 | 0 | 7.1543e-08 | Column30: 7.1543e-08 | [29 empty] | 7.3.2.1.3 Advanced weather monitoring and weather stations Weather StationsWLDFRElectric Reliability | WLDFR | HFTD - Distribution - Tier 3 - 5QU CoRE ¦ 3QU LoRE | Seismic - Red Flag Warning - Catastrophic Fires | 2028 | Electric Reliability | 453.261 | 143.628 | 2028 | Mitigation | 0.011149 | 10 | 0 | esc | 0.011149 | 5.0533 | 0.011149 | 5.0533 | 0.011149 | 5.0533 | 0.011149 | 5.0533
[79 empty] | WLDFR | HFTD - Distribution - Tier 3 - 4QU CoRE ¦ 5QU LoRE | Non-Red Flag Warning - Large Fires | 2032 | 0 | 0 | 0 | 0 | 5.777 | 0.74734 | 3.238 | 1.7917 | 0 | 0 | 0 | 0.0083319 | 8.5866e-06 |  | 0 | 0 | 0 | 0 | 0 | 0 | 0 | 0 | 0 | 0 | 7.1543e-08 | Column30: 7.1543e-08 | [29 empty] | 7.3.2.1.3 Advanced weather monitoring and weather stations Weather StationsWLDFRElectric Reliability | WLDFR | HFTD - Distribution - Tier 3 - 5QU CoRE ¦ 3QU LoRE | Seismic - Red Flag Warning - Catastrophic Fires | 2029 | Electric Reliability | 453.261 | 143.628 | 2029 | Mitigation | 0.011149 | 10 | 0 | esc | 0.011149 | 5.0533 | 0.011149 | 5.0533 | 0.011149 | 5.0533 | 0.011149 | 5.0533
[79 empty] | WLDFR | HFTD - Distribution - Tier 3 - 4QU CoRE ¦ 5QU LoRE | Non-Red Flag Warning - Small Fires | 2020 | 0 | 0 | 0 | 0 | 0.077901 | 0.036425 | 0.0015809 | 0.039895 | 0.0004061 | 0 | 0 | 0 | 0.0025383 |  | 0 | 1.0308e-06 | 1.0308e-06 | 0 | 0 | 0 | 0 | 0 | 0 | 0 | 0 | Column30: 0 | [29 empty] | 7.3.2.1.3 Advanced weather monitoring and weather stations Weather StationsWLDFRElectric Reliability | WLDFR | HFTD - Distribution - Tier 3 - 5QU CoRE ¦ 3QU LoRE | Seismic - Red Flag Warning - Catastrophic Fires | 2030 | Electric Reliability | 453.261 | 143.628 | 2030 | Mitigation | 0.011149 | 10 | 0 | esc | 0 | 0 | 0.011149 | 5.0533 | 0.011149 | 5.0533 | 0.011149 | 5.0533
[79 empty] | WLDFR | HFTD - Distribution - Tier 3 - 4QU CoRE ¦ 5QU LoRE | Non-Red Flag Warning - Small Fires | 2021 | 0 | 0 | 0 | 0 | 0.077901 | 0.036425 | 0.0015809 | 0.039895 | 0.0004061 | 0.0004061 | 0 | 0 | 0.0025383 |  | 0 | 1.0308e-06 | 1.0308e-06 | 0 | 1.0308e-06 | 1.0308e-06 | 0 | 0 | 0 | 0 | 0 | Column30: 0 | [29 empty] | 7.3.2.1.3 Advanced weather monitoring and weather stations Weather StationsWLDFRElectric Reliability | WLDFR | HFTD - Distribution - Tier 3 - 5QU CoRE ¦ 3QU LoRE | Seismic - Red Flag Warning - Catastrophic Fires | 2031 | Electric Reliability | 453.261 | 143.628 | 2031 | Mitigation | 0.011149 | 10 | 0 | esc | 0 | 0 | 0 | 0 | 0.011149 | 5.0533 | 0.011149 | 5.0533
[79 empty] | WLDFR | HFTD - Distribution - Tier 3 - 4QU CoRE ¦ 5QU LoRE | Non-Red Flag Warning - Small Fires | 2022 | 0 | 0 | 0 | 0 | 0.077901 | 0.036425 | 0.0015809 | 0.039895 | 0.0004061 | 0.0004061 | 0.0004061 | 0 | 0.0025383 |  | 0 | 1.0308e-06 | 1.0308e-06 | 0 | 1.0308e-06 | 1.0308e-06 | 0 | 1.0308e-06 | 1.0308e-06 | 0 | 0 | Column30: 0 | [29 empty] | 7.3.2.1.3 Advanced weather monitoring and weather stations Weather StationsWLDFRElectric Reliability | WLDFR | HFTD - Distribution - Tier 3 - 5QU CoRE ¦ 3QU LoRE | Seismic - Red Flag Warning - Catastrophic Fires | 2032 | Electric Reliability | 453.261 | 143.628 | 2032 | Mitigation | 0.011149 | 10 | 0 | esc | 0 | 0 | 0 | 0 | 0 | 0 | 0.011149 | 5.0533
[79 empty] | WLDFR | HFTD - Distribution - Tier 3 - 4QU CoRE ¦ 5QU LoRE | Non-Red Flag Warning - Small Fires | 2023 | 0 | 0 | 0 | 0 | 0.080408 | 0.03759 | 0.0016314 | 0.041187 | 0.00041909 | 0.00041909 | 0.00041909 | 0.00041909 | 0.0025383 |  | 0 | 1.0638e-06 | 1.0638e-06 | 0 | 1.0638e-06 | 1.0638e-06 | 0 | 1.0638e-06 | 1.0638e-06 | 0 | 1.0638e-06 | Column30: 1.0638e-06 | [29 empty] | 7.3.2.1.3 Advanced weather monitoring and weather stations Weather StationsWLDFRElectric Reliability | WLDFR | HFTD - Distribution - Tier 3 - 5QU CoRE ¦ 4QU LoRE | Non-Red Flag Warning - Catastrophic Fires | 2021 | Electric Reliability | 222.2294 | 84.7422 | 2021 | Mitigation | 0.011149 | 10 | 0 | esc | 0.011149 | 2.4776 | 0.011149 | 2.4776 | 0 | 0 | 0 | 0
[79 empty] | WLDFR | HFTD - Distribution - Tier 3 - 4QU CoRE ¦ 5QU LoRE | Non-Red Flag Warning - Small Fires | 2024 | 0 | 0 | 0 | 0 | 0.080408 | 0.03759 | 0.0016314 | 0.041187 | 0.00041909 | 0.00041909 | 0.00041909 | 0.00041909 | 0.0025383 |  | 0 | 1.0638e-06 | 1.0638e-06 | 0 | 1.0638e-06 | 1.0638e-06 | 0 | 1.0638e-06 | 1.0638e-06 | 0 | 1.0638e-06 | Column30: 1.0638e-06 | [29 empty] | 7.3.2.1.3 Advanced weather monitoring and weather stations Weather StationsWLDFRElectric Reliability | WLDFR | HFTD - Distribution - Tier 3 - 5QU CoRE ¦ 4QU LoRE | Non-Red Flag Warning - Catastrophic Fires | 2022 | Electric Reliability | 222.2294 | 84.7422 | 2022 | Mitigation | 0.011149 | 10 | 0 | esc | 0.011149 | 2.4776 | 0.011149 | 2.4776 | 0.011149 | 2.4776 | 0 | 0
[79 empty] | WLDFR | HFTD - Distribution - Tier 3 - 4QU CoRE ¦ 5QU LoRE | Non-Red Flag Warning - Small Fires | 2025 | 0 | 0 | 0 | 0 | 0.080408 | 0.03759 | 0.0016314 | 0.041187 | 0.00041909 | 0.00041909 | 0.00041909 | 0.00041909 | 0.0025383 |  | 0 | 1.0638e-06 | 1.0638e-06 | 0 | 1.0638e-06 | 1.0638e-06 | 0 | 1.0638e-06 | 1.0638e-06 | 0 | 1.0638e-06 | Column30: 1.0638e-06 | [29 empty] | 7.3.2.1.3 Advanced weather monitoring and weather stations Weather StationsWLDFRElectric Reliability | WLDFR | HFTD - Distribution - Tier 3 - 5QU CoRE ¦ 4QU LoRE | Non-Red Flag Warning - Catastrophic Fires | 2023 | Electric Reliability | 233.2301 | 84.7422 | 2023 | Mitigation | 0.011149 | 10 | 0 | esc | 0.011149 | 2.6002 | 0.011149 | 2.6002 | 0.011149 | 2.6002 | 0.011149 | 2.6002
[79 empty] | WLDFR | HFTD - Distribution - Tier 3 - 4QU CoRE ¦ 5QU LoRE | Non-Red Flag Warning - Small Fires | 2026 | 0 | 0 | 0 | 0 | 0.080408 | 0.03759 | 0.0016314 | 0.041187 | 0.00041909 | 0.00041909 | 0.00041909 | 0.00041909 | 0.0025383 |  | 0 | 1.0638e-06 | 1.0638e-06 | 0 | 1.0638e-06 | 1.0638e-06 | 0 | 1.0638e-06 | 1.0638e-06 | 0 | 1.0638e-06 | Column30: 1.0638e-06 | [29 empty] | 7.3.2.1.3 Advanced weather monitoring and weather stations Weather StationsWLDFRElectric Reliability | WLDFR | HFTD - Distribution - Tier 3 - 5QU CoRE ¦ 4QU LoRE | Non-Red Flag Warning - Catastrophic Fires | 2024 | Electric Reliability | 233.2301 | 84.7422 | 2024 | Mitigation | 0.011149 | 10 | 0 | esc | 0.011149 | 2.6002 | 0.011149 | 2.6002 | 0.011149 | 2.6002 | 0.011149 | 2.6002
[79 empty] | WLDFR | HFTD - Distribution - Tier 3 - 4QU CoRE ¦ 5QU LoRE | Non-Red Flag Warning - Small Fires | 2027 | 0 | 0 | 0 | 0 | 0.080408 | 0.03759 | 0.0016314 | 0.041187 | 0.00041909 | 0.00041909 | 0.00041909 | 0.00041909 | 0.0025383 |  | 0 | 1.0638e-06 | 1.0638e-06 | 0 | 1.0638e-06 | 1.0638e-06 | 0 | 1.0638e-06 | 1.0638e-06 | 0 | 1.0638e-06 | Column30: 1.0638e-06 | [29 empty] | 7.3.2.1.3 Advanced weather monitoring and weather stations Weather StationsWLDFRElectric Reliability | WLDFR | HFTD - Distribution - Tier 3 - 5QU CoRE ¦ 4QU LoRE | Non-Red Flag Warning - Catastrophic Fires | 2025 | Electric Reliability | 233.2301 | 84.7422 | 2025 | Mitigation | 0.011149 | 10 | 0 | esc | 0.011149 | 2.6002 | 0.011149 | 2.6002 | 0.011149 | 2.6002 | 0.011149 | 2.6002
[79 empty] | WLDFR | HFTD - Distribution - Tier 3 - 4QU CoRE ¦ 5QU LoRE | Non-Red Flag Warning - Small Fires | 2028 | 0 | 0 | 0 | 0 | 0.083606 | 0.039055 | 0.001695 | 0.042856 | 0.00043542 | 0.00043542 | 0.00043542 | 0.00043542 | 0.0025383 |  | 0 | 1.1052e-06 | 1.1052e-06 | 0 | 1.1052e-06 | 1.1052e-06 | 0 | 1.1052e-06 | 1.1052e-06 | 0 | 1.1052e-06 | Column30: 1.1052e-06 | [29 empty] | 7.3.2.1.3 Advanced weather monitoring and weather stations Weather StationsWLDFRElectric Reliability | WLDFR | HFTD - Distribution - Tier 3 - 5QU CoRE ¦ 4QU LoRE | Non-Red Flag Warning - Catastrophic Fires | 2026 | Electric Reliability | 233.2301 | 84.7422 | 2026 | Mitigation | 0.011149 | 10 | 0 | esc | 0.011149 | 2.6002 | 0.011149 | 2.6002 | 0.011149 | 2.6002 | 0.011149 | 2.6002
[79 empty] | WLDFR | HFTD - Distribution - Tier 3 - 4QU CoRE ¦ 5QU LoRE | Non-Red Flag Warning - Small Fires | 2029 | 0 | 0 | 0 | 0 | 0.083606 | 0.039055 | 0.001695 | 0.042856 | 0.00043542 | 0.00043542 | 0.00043542 | 0.00043542 | 0.0025383 |  | 0 | 1.1052e-06 | 1.1052e-06 | 0 | 1.1052e-06 | 1.1052e-06 | 0 | 1.1052e-06 | 1.1052e-06 | 0 | 1.1052e-06 | Column30: 1.1052e-06 | [29 empty] | 7.3.2.1.3 Advanced weather monitoring and weather stations Weather StationsWLDFRElectric Reliability | WLDFR | HFTD - Distribution - Tier 3 - 5QU CoRE ¦ 4QU LoRE | Non-Red Flag Warning - Catastrophic Fires | 2027 | Electric Reliability | 233.2301 | 84.7422 | 2027 | Mitigation | 0.011149 | 10 | 0 | esc | 0.011149 | 2.6002 | 0.011149 | 2.6002 | 0.011149 | 2.6002 | 0.011149 | 2.6002
[79 empty] | WLDFR | HFTD - Distribution - Tier 3 - 4QU CoRE ¦ 5QU LoRE | Non-Red Flag Warning - Small Fires | 2030 | 0 | 0 | 0 | 0 | 0.083606 | 0.039055 | 0.001695 | 0.042856 | 0 | 0.00043542 | 0.00043542 | 0.00043542 | 0.0025383 |  | 0 | 0 | 0 | 0 | 1.1052e-06 | 1.1052e-06 | 0 | 1.1052e-06 | 1.1052e-06 | 0 | 1.1052e-06 | Column30: 1.1052e-06 | [29 empty] | 7.3.2.1.3 Advanced weather monitoring and weather stations Weather StationsWLDFRElectric Reliability | WLDFR | HFTD - Distribution - Tier 3 - 5QU CoRE ¦ 4QU LoRE | Non-Red Flag Warning - Catastrophic Fires | 2028 | Electric Reliability | 247.273 | 84.7422 | 2028 | Mitigation | 0.011149 | 10 | 0 | esc | 0.011149 | 2.7568 | 0.011149 | 2.7568 | 0.011149 | 2.7568 | 0.011149 | 2.7568
[79 empty] | WLDFR | HFTD - Distribution - Tier 3 - 4QU CoRE ¦ 5QU LoRE | Non-Red Flag Warning - Small Fires | 2031 | 0 | 0 | 0 | 0 | 0.083606 | 0.039055 | 0.001695 | 0.042856 | 0 | 0 | 0.00043542 | 0.00043542 | 0.0025383 |  | 0 | 0 | 0 | 0 | 0 | 0 | 0 | 1.1052e-06 | 1.1052e-06 | 0 | 1.1052e-06 | Column30: 1.1052e-06 | [29 empty] | 7.3.2.1.3 Advanced weather monitoring and weather stations Weather StationsWLDFRElectric Reliability | WLDFR | HFTD - Distribution - Tier 3 - 5QU CoRE ¦ 4QU LoRE | Non-Red Flag Warning - Catastrophic Fires | 2029 | Electric Reliability | 247.273 | 84.7422 | 2029 | Mitigation | 0.011149 | 10 | 0 | esc | 0.011149 | 2.7568 | 0.011149 | 2.7568 | 0.011149 | 2.7568 | 0.011149 | 2.7568
[79 empty] | WLDFR | HFTD - Distribution - Tier 3 - 4QU CoRE ¦ 5QU LoRE | Non-Red Flag Warning - Small Fires | 2032 | 0 | 0 | 0 | 0 | 0.083606 | 0.039055 | 0.001695 | 0.042856 | 0 | 0 | 0 | 0.00043542 | 0.0025383 |  | 0 | 0 | 0 | 0 | 0 | 0 | 0 | 0 | 0 | 0 | 1.1052e-06 | Column30: 1.1052e-06 | [29 empty] | 7.3.2.1.3 Advanced weather monitoring and weather stations Weather StationsWLDFRElectric Reliability | WLDFR | HFTD - Distribution - Tier 3 - 5QU CoRE ¦ 4QU LoRE | Non-Red Flag Warning - Catastrophic Fires | 2030 | Electric Reliability | 247.273 | 84.7422 | 2030 | Mitigation | 0.011149 | 10 | 0 | esc | 0 | 0 | 0.011149 | 2.7568 | 0.011149 | 2.7568 | 0.011149 | 2.7568
[79 empty] | WLDFR | HFTD - Distribution - Tier 3 - 4QU CoRE ¦ 5QU LoRE | Red Flag Warning - Catastrophic Fires | 2020 | 0 | 0 | 0 | 0 | 14146.1306 | 222.2294 | 8585.7228 | 5338.1784 | 2.4776 | 0 | 0 | 0 | 6.9233e-06 |  | 0 | 1.7153e-05 | 1.7153e-05 | 0 | 0 | 0 | 0 | 0 | 0 | 0 | 0 | Column30: 0 | [29 empty] | 7.3.2.1.3 Advanced weather monitoring and weather stations Weather StationsWLDFRElectric Reliability | WLDFR | HFTD - Distribution - Tier 3 - 5QU CoRE ¦ 4QU LoRE | Non-Red Flag Warning - Catastrophic Fires | 2031 | Electric Reliability | 247.273 | 84.7422 | 2031 | Mitigation | 0.011149 | 10 | 0 | esc | 0 | 0 | 0 | 0 | 0.011149 | 2.7568 | 0.011149 | 2.7568
[79 empty] | WLDFR | HFTD - Distribution - Tier 3 - 4QU CoRE ¦ 5QU LoRE | Red Flag Warning - Catastrophic Fires | 2021 | 0 | 0 | 0 | 0 | 14146.1306 | 222.2294 | 8585.7228 | 5338.1784 | 2.4776 | 2.4776 | 0 | 0 | 6.9233e-06 |  | 0 | 1.7153e-05 | 1.7153e-05 | 0 | 1.7153e-05 | 1.7153e-05 | 0 | 0 | 0 | 0 | 0 | Column30: 0 | [29 empty] | 7.3.2.1.3 Advanced weather monitoring and weather stations Weather StationsWLDFRElectric Reliability | WLDFR | HFTD - Distribution - Tier 3 - 5QU CoRE ¦ 4QU LoRE | Non-Red Flag Warning - Catastrophic Fires | 2032 | Electric Reliability | 247.273 | 84.7422 | 2032 | Mitigation | 0.011149 | 10 | 0 | esc | 0 | 0 | 0 | 0 | 0 | 0 | 0.011149 | 2.7568
[79 empty] | WLDFR | HFTD - Distribution - Tier 3 - 4QU CoRE ¦ 5QU LoRE | Red Flag Warning - Catastrophic Fires | 2022 | 0 | 0 | 0 | 0 | 14146.1306 | 222.2294 | 8585.7228 | 5338.1784 | 2.4776 | 2.4776 | 2.4776 | 0 | 6.9233e-06 |  | 0 | 1.7153e-05 | 1.7153e-05 | 0 | 1.7153e-05 | 1.7153e-05 | 0 | 1.7153e-05 | 1.7153e-05 | 0 | 0 | Column30: 0 | [29 empty] | 7.3.2.1.3 Advanced weather monitoring and weather stations Weather StationsWLDFRElectric Reliability | WLDFR | HFTD - Distribution - Tier 3 - 5QU CoRE ¦ 4QU LoRE | Non-Red Flag Warning - Destructive Fires | 2021 | Electric Reliability | 222.2294 | 84.7422 | 2021 | Mitigation | 0.011149 | 10 | 0 | esc | 0.011149 | 2.4776 | 0.011149 | 2.4776 | 0 | 0 | 0 | 0
[79 empty] | WLDFR | HFTD - Distribution - Tier 3 - 4QU CoRE ¦ 5QU LoRE | Red Flag Warning - Catastrophic Fires | 2023 | 0 | 0 | 0 | 0 | 14664.6376 | 233.2301 | 8896.516 | 5534.8915 | 2.6002 | 2.6002 | 2.6002 | 2.6002 | 6.9233e-06 |  | 0 | 1.8002e-05 | 1.8002e-05 | 0 | 1.8002e-05 | 1.8002e-05 | 0 | 1.8002e-05 | 1.8002e-05 | 0 | 1.8002e-05 | Column30: 1.8002e-05 | [29 empty] | 7.3.2.1.3 Advanced weather monitoring and weather stations Weather StationsWLDFRElectric Reliability | WLDFR | HFTD - Distribution - Tier 3 - 5QU CoRE ¦ 4QU LoRE | Non-Red Flag Warning - Destructive Fires | 2022 | Electric Reliability | 222.2294 | 84.7422 | 2022 | Mitigation | 0.011149 | 10 | 0 | esc | 0.011149 | 2.4776 | 0.011149 | 2.4776 | 0.011149 | 2.4776 | 0 | 0
[79 empty] | WLDFR | HFTD - Distribution - Tier 3 - 4QU CoRE ¦ 5QU LoRE | Red Flag Warning - Catastrophic Fires | 2024 | 0 | 0 | 0 | 0 | 14664.6376 | 233.2301 | 8896.516 | 5534.8915 | 2.6002 | 2.6002 | 2.6002 | 2.6002 | 6.9233e-06 |  | 0 | 1.8002e-05 | 1.8002e-05 | 0 | 1.8002e-05 | 1.8002e-05 | 0 | 1.8002e-05 | 1.8002e-05 | 0 | 1.8002e-05 | Column30: 1.8002e-05 | [29 empty] | 7.3.2.1.3 Advanced weather monitoring and weather stations Weather StationsWLDFRElectric Reliability | WLDFR | HFTD - Distribution - Tier 3 - 5QU CoRE ¦ 4QU LoRE | Non-Red Flag Warning - Destructive Fires | 2023 | Electric Reliability | 233.2301 | 84.7422 | 2023 | Mitigation | 0.011149 | 10 | 0 | esc | 0.011149 | 2.6002 | 0.011149 | 2.6002 | 0.011149 | 2.6002 | 0.011149 | 2.6002
[79 empty] | WLDFR | HFTD - Distribution - Tier 3 - 4QU CoRE ¦ 5QU LoRE | Red Flag Warning - Catastrophic Fires | 2025 | 0 | 0 | 0 | 0 | 14664.6376 | 233.2301 | 8896.516 | 5534.8915 | 2.6002 | 2.6002 | 2.6002 | 2.6002 | 6.9233e-06 |  | 0 | 1.8002e-05 | 1.8002e-05 | 0 | 1.8002e-05 | 1.8002e-05 | 0 | 1.8002e-05 | 1.8002e-05 | 0 | 1.8002e-05 | Column30: 1.8002e-05 | [29 empty] | 7.3.2.1.3 Advanced weather monitoring and weather stations Weather StationsWLDFRElectric Reliability | WLDFR | HFTD - Distribution - Tier 3 - 5QU CoRE ¦ 4QU LoRE | Non-Red Flag Warning - Destructive Fires | 2024 | Electric Reliability | 233.2301 | 84.7422 | 2024 | Mitigation | 0.011149 | 10 | 0 | esc | 0.011149 | 2.6002 | 0.011149 | 2.6002 | 0.011149 | 2.6002 | 0.011149 | 2.6002
[79 empty] | WLDFR | HFTD - Distribution - Tier 3 - 4QU CoRE ¦ 5QU LoRE | Red Flag Warning - Catastrophic Fires | 2026 | 0 | 0 | 0 | 0 | 14664.6376 | 233.2301 | 8896.516 | 5534.8915 | 2.6002 | 2.6002 | 2.6002 | 2.6002 | 6.9233e-06 |  | 0 | 1.8002e-05 | 1.8002e-05 | 0 | 1.8002e-05 | 1.8002e-05 | 0 | 1.8002e-05 | 1.8002e-05 | 0 | 1.8002e-05 | Column30: 1.8002e-05 | [29 empty] | 7.3.2.1.3 Advanced weather monitoring and weather stations Weather StationsWLDFRElectric Reliability | WLDFR | HFTD - Distribution - Tier 3 - 5QU CoRE ¦ 4QU LoRE | Non-Red Flag Warning - Destructive Fires | 2025 | Electric Reliability | 233.2301 | 84.7422 | 2025 | Mitigation | 0.011149 | 10 | 0 | esc | 0.011149 | 2.6002 | 0.011149 | 2.6002 | 0.011149 | 2.6002 | 0.011149 | 2.6002
[79 empty] | WLDFR | HFTD - Distribution - Tier 3 - 4QU CoRE ¦ 5QU LoRE | Red Flag Warning - Catastrophic Fires | 2027 | 0 | 0 | 0 | 0 | 14664.6376 | 233.2301 | 8896.516 | 5534.8915 | 2.6002 | 2.6002 | 2.6002 | 2.6002 | 6.9233e-06 |  | 0 | 1.8002e-05 | 1.8002e-05 | 0 | 1.8002e-05 | 1.8002e-05 | 0 | 1.8002e-05 | 1.8002e-05 | 0 | 1.8002e-05 | Column30: 1.8002e-05 | [29 empty] | 7.3.2.1.3 Advanced weather monitoring and weather stations Weather StationsWLDFRElectric Reliability | WLDFR | HFTD - Distribution - Tier 3 - 5QU CoRE ¦ 4QU LoRE | Non-Red Flag Warning - Destructive Fires | 2026 | Electric Reliability | 233.2301 | 84.7422 | 2026 | Mitigation | 0.011149 | 10 | 0 | esc | 0.011149 | 2.6002 | 0.011149 | 2.6002 | 0.011149 | 2.6002 | 0.011149 | 2.6002
[79 empty] | WLDFR | HFTD - Distribution - Tier 3 - 4QU CoRE ¦ 5QU LoRE | Red Flag Warning - Catastrophic Fires | 2028 | 0 | 0 | 0 | 0 | 15317.9909 | 247.273 | 9287.6491 | 5783.0689 | 2.7568 | 2.7568 | 2.7568 | 2.7568 | 6.9233e-06 |  | 0 | 1.9086e-05 | 1.9086e-05 | 0 | 1.9086e-05 | 1.9086e-05 | 0 | 1.9086e-05 | 1.9086e-05 | 0 | 1.9086e-05 | Column30: 1.9086e-05 | [29 empty] | 7.3.2.1.3 Advanced weather monitoring and weather stations Weather StationsWLDFRElectric Reliability | WLDFR | HFTD - Distribution - Tier 3 - 5QU CoRE ¦ 4QU LoRE | Non-Red Flag Warning - Destructive Fires | 2027 | Electric Reliability | 233.2301 | 84.7422 | 2027 | Mitigation | 0.011149 | 10 | 0 | esc | 0.011149 | 2.6002 | 0.011149 | 2.6002 | 0.011149 | 2.6002 | 0.011149 | 2.6002
[79 empty] | WLDFR | HFTD - Distribution - Tier 3 - 4QU CoRE ¦ 5QU LoRE | Red Flag Warning - Catastrophic Fires | 2029 | 0 | 0 | 0 | 0 | 15317.9909 | 247.273 | 9287.6491 | 5783.0689 | 2.7568 | 2.7568 | 2.7568 | 2.7568 | 6.9233e-06 |  | 0 | 1.9086e-05 | 1.9086e-05 | 0 | 1.9086e-05 | 1.9086e-05 | 0 | 1.9086e-05 | 1.9086e-05 | 0 | 1.9086e-05 | Column30: 1.9086e-05 | [29 empty] | 7.3.2.1.3 Advanced weather monitoring and weather stations Weather StationsWLDFRElectric Reliability | WLDFR | HFTD - Distribution - Tier 3 - 5QU CoRE ¦ 4QU LoRE | Non-Red Flag Warning - Destructive Fires | 2028 | Electric Reliability | 247.273 | 84.7422 | 2028 | Mitigation | 0.011149 | 10 | 0 | esc | 0.011149 | 2.7568 | 0.011149 | 2.7568 | 0.011149 | 2.7568 | 0.011149 | 2.7568
[79 empty] | WLDFR | HFTD - Distribution - Tier 3 - 4QU CoRE ¦ 5QU LoRE | Red Flag Warning - Catastrophic Fires | 2030 | 0 | 0 | 0 | 0 | 15317.9909 | 247.273 | 9287.6491 | 5783.0689 | 0 | 2.7568 | 2.7568 | 2.7568 | 6.9233e-06 |  | 0 | 0 | 0 | 0 | 1.9086e-05 | 1.9086e-05 | 0 | 1.9086e-05 | 1.9086e-05 | 0 | 1.9086e-05 | Column30: 1.9086e-05 | [29 empty] | 7.3.2.1.3 Advanced weather monitoring and weather stations Weather StationsWLDFRElectric Reliability | WLDFR | HFTD - Distribution - Tier 3 - 5QU CoRE ¦ 4QU LoRE | Non-Red Flag Warning - Destructive Fires | 2029 | Electric Reliability | 247.273 | 84.7422 | 2029 | Mitigation | 0.011149 | 10 | 0 | esc | 0.011149 | 2.7568 | 0.011149 | 2.7568 | 0.011149 | 2.7568 | 0.011149 | 2.7568
[79 empty] | WLDFR | HFTD - Distribution - Tier 3 - 4QU CoRE ¦ 5QU LoRE | Red Flag Warning - Catastrophic Fires | 2031 | 0 | 0 | 0 | 0 | 15317.9909 | 247.273 | 9287.6491 | 5783.0689 | 0 | 0 | 2.7568 | 2.7568 | 6.9233e-06 |  | 0 | 0 | 0 | 0 | 0 | 0 | 0 | 1.9086e-05 | 1.9086e-05 | 0 | 1.9086e-05 | Column30: 1.9086e-05 | [29 empty] | 7.3.2.1.3 Advanced weather monitoring and weather stations Weather StationsWLDFRElectric Reliability | WLDFR | HFTD - Distribution - Tier 3 - 5QU CoRE ¦ 4QU LoRE | Non-Red Flag Warning - Destructive Fires | 2030 | Electric Reliability | 247.273 | 84.7422 | 2030 | Mitigation | 0.011149 | 10 | 0 | esc | 0 | 0 | 0.011149 | 2.7568 | 0.011149 | 2.7568 | 0.011149 | 2.7568
[79 empty] | WLDFR | HFTD - Distribution - Tier 3 - 4QU CoRE ¦ 5QU LoRE | Red Flag Warning - Catastrophic Fires | 2032 | 0 | 0 | 0 | 0 | 15317.9909 | 247.273 | 9287.6491 | 5783.0689 | 0 | 0 | 0 | 2.7568 | 6.9233e-06 |  | 0 | 0 | 0 | 0 | 0 | 0 | 0 | 0 | 0 | 0 | 1.9086e-05 | Column30: 1.9086e-05 | [29 empty] | 7.3.2.1.3 Advanced weather monitoring and weather stations Weather StationsWLDFRElectric Reliability | WLDFR | HFTD - Distribution - Tier 3 - 5QU CoRE ¦ 4QU LoRE | Non-Red Flag Warning - Destructive Fires | 2031 | Electric Reliability | 247.273 | 84.7422 | 2031 | Mitigation | 0.011149 | 10 | 0 | esc | 0 | 0 | 0 | 0 | 0.011149 | 2.7568 | 0.011149 | 2.7568
[79 empty] | WLDFR | HFTD - Distribution - Tier 3 - 4QU CoRE ¦ 5QU LoRE | Red Flag Warning - Destructive Fires | 2020 | 0 | 0 | 0 | 0 | 8807.9522 | 222.2294 | 8585.7228 | 0 | 2.4776 | 0 | 0 | 0 | 1.0224e-06 |  | 0 | 2.5331e-06 | 2.5331e-06 | 0 | 0 | 0 | 0 | 0 | 0 | 0 | 0 | Column30: 0 | [29 empty] | 7.3.2.1.3 Advanced weather monitoring and weather stations Weather StationsWLDFRElectric Reliability | WLDFR | HFTD - Distribution - Tier 3 - 5QU CoRE ¦ 4QU LoRE | Non-Red Flag Warning - Destructive Fires | 2032 | Electric Reliability | 247.273 | 84.7422 | 2032 | Mitigation | 0.011149 | 10 | 0 | esc | 0 | 0 | 0 | 0 | 0 | 0 | 0.011149 | 2.7568
[79 empty] | WLDFR | HFTD - Distribution - Tier 3 - 4QU CoRE ¦ 5QU LoRE | Red Flag Warning - Destructive Fires | 2021 | 0 | 0 | 0 | 0 | 8807.9522 | 222.2294 | 8585.7228 | 0 | 2.4776 | 2.4776 | 0 | 0 | 1.0224e-06 |  | 0 | 2.5331e-06 | 2.5331e-06 | 0 | 2.5331e-06 | 2.5331e-06 | 0 | 0 | 0 | 0 | 0 | Column30: 0 | [29 empty] | 7.3.2.1.3 Advanced weather monitoring and weather stations Weather StationsWLDFRElectric Reliability | WLDFR | HFTD - Distribution - Tier 3 - 5QU CoRE ¦ 4QU LoRE | Non-Red Flag Warning - Large Fires | 2021 | Electric Reliability | 0.69642 | 84.7422 | 2021 | Mitigation | 0.011149 | 10 | 0 | esc | 0.011149 | 0.0077642 | 0.011149 | 0.0077642 | 0 | 0 | 0 | 0
[79 empty] | WLDFR | HFTD - Distribution - Tier 3 - 4QU CoRE ¦ 5QU LoRE | Red Flag Warning - Destructive Fires | 2022 | 0 | 0 | 0 | 0 | 8807.9522 | 222.2294 | 8585.7228 | 0 | 2.4776 | 2.4776 | 2.4776 | 0 | 1.0224e-06 |  | 0 | 2.5331e-06 | 2.5331e-06 | 0 | 2.5331e-06 | 2.5331e-06 | 0 | 2.5331e-06 | 2.5331e-06 | 0 | 0 | Column30: 0 | [29 empty] | 7.3.2.1.3 Advanced weather monitoring and weather stations Weather StationsWLDFRElectric Reliability | WLDFR | HFTD - Distribution - Tier 3 - 5QU CoRE ¦ 4QU LoRE | Non-Red Flag Warning - Large Fires | 2022 | Electric Reliability | 0.69642 | 84.7422 | 2022 | Mitigation | 0.011149 | 10 | 0 | esc | 0.011149 | 0.0077642 | 0.011149 | 0.0077642 | 0.011149 | 0.0077642 | 0 | 0
[79 empty] | WLDFR | HFTD - Distribution - Tier 3 - 4QU CoRE ¦ 5QU LoRE | Red Flag Warning - Destructive Fires | 2023 | 0 | 0 | 0 | 0 | 9129.7461 | 233.2301 | 8896.516 | 0 | 2.6002 | 2.6002 | 2.6002 | 2.6002 | 1.0224e-06 |  | 0 | 2.6585e-06 | 2.6585e-06 | 0 | 2.6585e-06 | 2.6585e-06 | 0 | 2.6585e-06 | 2.6585e-06 | 0 | 2.6585e-06 | Column30: 2.6585e-06 | [29 empty] | 7.3.2.1.3 Advanced weather monitoring and weather stations Weather StationsWLDFRElectric Reliability | WLDFR | HFTD - Distribution - Tier 3 - 5QU CoRE ¦ 4QU LoRE | Non-Red Flag Warning - Large Fires | 2023 | Electric Reliability | 0.71896 | 84.7422 | 2023 | Mitigation | 0.011149 | 10 | 0 | esc | 0.011149 | 0.0080156 | 0.011149 | 0.0080156 | 0.011149 | 0.0080156 | 0.011149 | 0.0080156
[79 empty] | WLDFR | HFTD - Distribution - Tier 3 - 4QU CoRE ¦ 5QU LoRE | Red Flag Warning - Destructive Fires | 2024 | 0 | 0 | 0 | 0 | 9129.7461 | 233.2301 | 8896.516 | 0 | 2.6002 | 2.6002 | 2.6002 | 2.6002 | 1.0224e-06 |  | 0 | 2.6585e-06 | 2.6585e-06 | 0 | 2.6585e-06 | 2.6585e-06 | 0 | 2.6585e-06 | 2.6585e-06 | 0 | 2.6585e-06 | Column30: 2.6585e-06 | [29 empty] | 7.3.2.1.3 Advanced weather monitoring and weather stations Weather StationsWLDFRElectric Reliability | WLDFR | HFTD - Distribution - Tier 3 - 5QU CoRE ¦ 4QU LoRE | Non-Red Flag Warning - Large Fires | 2024 | Electric Reliability | 0.71896 | 84.7422 | 2024 | Mitigation | 0.011149 | 10 | 0 | esc | 0.011149 | 0.0080156 | 0.011149 | 0.0080156 | 0.011149 | 0.0080156 | 0.011149 | 0.0080156
[79 empty] | WLDFR | HFTD - Distribution - Tier 3 - 4QU CoRE ¦ 5QU LoRE | Red Flag Warning - Destructive Fires | 2025 | 0 | 0 | 0 | 0 | 9129.7461 | 233.2301 | 8896.516 | 0 | 2.6002 | 2.6002 | 2.6002 | 2.6002 | 1.0224e-06 |  | 0 | 2.6585e-06 | 2.6585e-06 | 0 | 2.6585e-06 | 2.6585e-06 | 0 | 2.6585e-06 | 2.6585e-06 | 0 | 2.6585e-06 | Column30: 2.6585e-06 | [29 empty] | 7.3.2.1.3 Advanced weather monitoring and weather stations Weather StationsWLDFRElectric Reliability | WLDFR | HFTD - Distribution - Tier 3 - 5QU CoRE ¦ 4QU LoRE | Non-Red Flag Warning - Large Fires | 2025 | Electric Reliability | 0.71896 | 84.7422 | 2025 | Mitigation | 0.011149 | 10 | 0 | esc | 0.011149 | 0.0080156 | 0.011149 | 0.0080156 | 0.011149 | 0.0080156 | 0.011149 | 0.0080156
[79 empty] | WLDFR | HFTD - Distribution - Tier 3 - 4QU CoRE ¦ 5QU LoRE | Red Flag Warning - Destructive Fires | 2026 | 0 | 0 | 0 | 0 | 9129.7461 | 233.2301 | 8896.516 | 0 | 2.6002 | 2.6002 | 2.6002 | 2.6002 | 1.0224e-06 |  | 0 | 2.6585e-06 | 2.6585e-06 | 0 | 2.6585e-06 | 2.6585e-06 | 0 | 2.6585e-06 | 2.6585e-06 | 0 | 2.6585e-06 | Column30: 2.6585e-06 | [29 empty] | 7.3.2.1.3 Advanced weather monitoring and weather stations Weather StationsWLDFRElectric Reliability | WLDFR | HFTD - Distribution - Tier 3 - 5QU CoRE ¦ 4QU LoRE | Non-Red Flag Warning - Large Fires | 2026 | Electric Reliability | 0.71896 | 84.7422 | 2026 | Mitigation | 0.011149 | 10 | 0 | esc | 0.011149 | 0.0080156 | 0.011149 | 0.0080156 | 0.011149 | 0.0080156 | 0.011149 | 0.0080156
[79 empty] | WLDFR | HFTD - Distribution - Tier 3 - 4QU CoRE ¦ 5QU LoRE | Red Flag Warning - Destructive Fires | 2027 | 0 | 0 | 0 | 0 | 9129.7461 | 233.2301 | 8896.516 | 0 | 2.6002 | 2.6002 | 2.6002 | 2.6002 | 1.0224e-06 |  | 0 | 2.6585e-06 | 2.6585e-06 | 0 | 2.6585e-06 | 2.6585e-06 | 0 | 2.6585e-06 | 2.6585e-06 | 0 | 2.6585e-06 | Column30: 2.6585e-06 | [29 empty] | 7.3.2.1.3 Advanced weather monitoring and weather stations Weather StationsWLDFRElectric Reliability | WLDFR | HFTD - Distribution - Tier 3 - 5QU CoRE ¦ 4QU LoRE | Non-Red Flag Warning - Large Fires | 2027 | Electric Reliability | 0.71896 | 84.7422 | 2027 | Mitigation | 0.011149 | 10 | 0 | esc | 0.011149 | 0.0080156 | 0.011149 | 0.0080156 | 0.011149 | 0.0080156 | 0.011149 | 0.0080156
[79 empty] | WLDFR | HFTD - Distribution - Tier 3 - 4QU CoRE ¦ 5QU LoRE | Red Flag Warning - Destructive Fires | 2028 | 0 | 0 | 0 | 0 | 9534.9221 | 247.273 | 9287.6491 | 0 | 2.7568 | 2.7568 | 2.7568 | 2.7568 | 1.0224e-06 |  | 0 | 2.8186e-06 | 2.8186e-06 | 0 | 2.8186e-06 | 2.8186e-06 | 0 | 2.8186e-06 | 2.8186e-06 | 0 | 2.8186e-06 | Column30: 2.8186e-06 | [29 empty] | 7.3.2.1.3 Advanced weather monitoring and weather stations Weather StationsWLDFRElectric Reliability | WLDFR | HFTD - Distribution - Tier 3 - 5QU CoRE ¦ 4QU LoRE | Non-Red Flag Warning - Large Fires | 2028 | Electric Reliability | 0.74734 | 84.7422 | 2028 | Mitigation | 0.011149 | 10 | 0 | esc | 0.011149 | 0.0083319 | 0.011149 | 0.0083319 | 0.011149 | 0.0083319 | 0.011149 | 0.0083319
[79 empty] | WLDFR | HFTD - Distribution - Tier 3 - 4QU CoRE ¦ 5QU LoRE | Red Flag Warning - Destructive Fires | 2029 | 0 | 0 | 0 | 0 | 9534.9221 | 247.273 | 9287.6491 | 0 | 2.7568 | 2.7568 | 2.7568 | 2.7568 | 1.0224e-06 |  | 0 | 2.8186e-06 | 2.8186e-06 | 0 | 2.8186e-06 | 2.8186e-06 | 0 | 2.8186e-06 | 2.8186e-06 | 0 | 2.8186e-06 | Column30: 2.8186e-06 | [29 empty] | 7.3.2.1.3 Advanced weather monitoring and weather stations Weather StationsWLDFRElectric Reliability | WLDFR | HFTD - Distribution - Tier 3 - 5QU CoRE ¦ 4QU LoRE | Non-Red Flag Warning - Large Fires | 2029 | Electric Reliability | 0.74734 | 84.7422 | 2029 | Mitigation | 0.011149 | 10 | 0 | esc | 0.011149 | 0.0083319 | 0.011149 | 0.0083319 | 0.011149 | 0.0083319 | 0.011149 | 0.0083319
[79 empty] | WLDFR | HFTD - Distribution - Tier 3 - 4QU CoRE ¦ 5QU LoRE | Red Flag Warning - Destructive Fires | 2030 | 0 | 0 | 0 | 0 | 9534.9221 | 247.273 | 9287.6491 | 0 | 0 | 2.7568 | 2.7568 | 2.7568 | 1.0224e-06 |  | 0 | 0 | 0 | 0 | 2.8186e-06 | 2.8186e-06 | 0 | 2.8186e-06 | 2.8186e-06 | 0 | 2.8186e-06 | Column30: 2.8186e-06 | [29 empty] | 7.3.2.1.3 Advanced weather monitoring and weather stations Weather StationsWLDFRElectric Reliability | WLDFR | HFTD - Distribution - Tier 3 - 5QU CoRE ¦ 4QU LoRE | Non-Red Flag Warning - Large Fires | 2030 | Electric Reliability | 0.74734 | 84.7422 | 2030 | Mitigation | 0.011149 | 10 | 0 | esc | 0 | 0 | 0.011149 | 0.0083319 | 0.011149 | 0.0083319 | 0.011149 | 0.0083319
[79 empty] | WLDFR | HFTD - Distribution - Tier 3 - 4QU CoRE ¦ 5QU LoRE | Red Flag Warning - Destructive Fires | 2031 | 0 | 0 | 0 | 0 | 9534.9221 | 247.273 | 9287.6491 | 0 | 0 | 0 | 2.7568 | 2.7568 | 1.0224e-06 |  | 0 | 0 | 0 | 0 | 0 | 0 | 0 | 2.8186e-06 | 2.8186e-06 | 0 | 2.8186e-06 | Column30: 2.8186e-06 | [29 empty] | 7.3.2.1.3 Advanced weather monitoring and weather stations Weather StationsWLDFRElectric Reliability | WLDFR | HFTD - Distribution - Tier 3 - 5QU CoRE ¦ 4QU LoRE | Non-Red Flag Warning - Large Fires | 2031 | Electric Reliability | 0.74734 | 84.7422 | 2031 | Mitigation | 0.011149 | 10 | 0 | esc | 0 | 0 | 0 | 0 | 0.011149 | 0.0083319 | 0.011149 | 0.0083319
[79 empty] | WLDFR | HFTD - Distribution - Tier 3 - 4QU CoRE ¦ 5QU LoRE | Red Flag Warning - Destructive Fires | 2032 | 0 | 0 | 0 | 0 | 9534.9221 | 247.273 | 9287.6491 | 0 | 0 | 0 | 0 | 2.7568 | 1.0224e-06 |  | 0 | 0 | 0 | 0 | 0 | 0 | 0 | 0 | 0 | 0 | 2.8186e-06 | Column30: 2.8186e-06 | [29 empty] | 7.3.2.1.3 Advanced weather monitoring and weather stations Weather StationsWLDFRElectric Reliability | WLDFR | HFTD - Distribution - Tier 3 - 5QU CoRE ¦ 4QU LoRE | Non-Red Flag Warning - Large Fires | 2032 | Electric Reliability | 0.74734 | 84.7422 | 2032 | Mitigation | 0.011149 | 10 | 0 | esc | 0 | 0 | 0 | 0 | 0 | 0 | 0.011149 | 0.0083319
[79 empty] | WLDFR | HFTD - Distribution - Tier 3 - 4QU CoRE ¦ 5QU LoRE | Red Flag Warning - Large Fires | 2020 | 0 | 0 | 0 | 0 | 5.2406 | 0.69642 | 2.942 | 1.6022 | 0.0077642 | 0 | 0 | 0 | 1.6535e-05 |  | 0 | 1.2838e-07 | 1.2838e-07 | 0 | 0 | 0 | 0 | 0 | 0 | 0 | 0 | Column30: 0 | [29 empty] | 7.3.2.1.3 Advanced weather monitoring and weather stations Weather StationsWLDFRElectric Reliability | WLDFR | HFTD - Distribution - Tier 3 - 5QU CoRE ¦ 4QU LoRE | Non-Red Flag Warning - Small Fires | 2021 | Electric Reliability | 0.036425 | 84.7422 | 2021 | Mitigation | 0.011149 | 10 | 0 | esc | 0.011149 | 0.0004061 | 0.011149 | 0.0004061 | 0 | 0 | 0 | 0
[79 empty] | WLDFR | HFTD - Distribution - Tier 3 - 4QU CoRE ¦ 5QU LoRE | Red Flag Warning - Large Fires | 2021 | 0 | 0 | 0 | 0 | 5.2406 | 0.69642 | 2.942 | 1.6022 | 0.0077642 | 0.0077642 | 0 | 0 | 1.6535e-05 |  | 0 | 1.2838e-07 | 1.2838e-07 | 0 | 1.2838e-07 | 1.2838e-07 | 0 | 0 | 0 | 0 | 0 | Column30: 0 | [29 empty] | 7.3.2.1.3 Advanced weather monitoring and weather stations Weather StationsWLDFRElectric Reliability | WLDFR | HFTD - Distribution - Tier 3 - 5QU CoRE ¦ 4QU LoRE | Non-Red Flag Warning - Small Fires | 2022 | Electric Reliability | 0.036425 | 84.7422 | 2022 | Mitigation | 0.011149 | 10 | 0 | esc | 0.011149 | 0.0004061 | 0.011149 | 0.0004061 | 0.011149 | 0.0004061 | 0 | 0
[79 empty] | WLDFR | HFTD - Distribution - Tier 3 - 4QU CoRE ¦ 5QU LoRE | Red Flag Warning - Large Fires | 2022 | 0 | 0 | 0 | 0 | 5.2406 | 0.69642 | 2.942 | 1.6022 | 0.0077642 | 0.0077642 | 0.0077642 | 0 | 1.6535e-05 |  | 0 | 1.2838e-07 | 1.2838e-07 | 0 | 1.2838e-07 | 1.2838e-07 | 0 | 1.2838e-07 | 1.2838e-07 | 0 | 0 | Column30: 0 | [29 empty] | 7.3.2.1.3 Advanced weather monitoring and weather stations Weather StationsWLDFRElectric Reliability | WLDFR | HFTD - Distribution - Tier 3 - 5QU CoRE ¦ 4QU LoRE | Non-Red Flag Warning - Small Fires | 2023 | Electric Reliability | 0.03759 | 84.7422 | 2023 | Mitigation | 0.011149 | 10 | 0 | esc | 0.011149 | 0.00041909 | 0.011149 | 0.00041909 | 0.011149 | 0.00041909 | 0.011149 | 0.00041909
[79 empty] | WLDFR | HFTD - Distribution - Tier 3 - 4QU CoRE ¦ 5QU LoRE | Red Flag Warning - Large Fires | 2023 | 0 | 0 | 0 | 0 | 5.475 | 0.71896 | 3.0715 | 1.6846 | 0.0080156 | 0.0080156 | 0.0080156 | 0.0080156 | 1.6535e-05 |  | 0 | 1.3253e-07 | 1.3253e-07 | 0 | 1.3253e-07 | 1.3253e-07 | 0 | 1.3253e-07 | 1.3253e-07 | 0 | 1.3253e-07 | Column30: 1.3253e-07 | [29 empty] | 7.3.2.1.3 Advanced weather monitoring and weather stations Weather StationsWLDFRElectric Reliability | WLDFR | HFTD - Distribution - Tier 3 - 5QU CoRE ¦ 4QU LoRE | Non-Red Flag Warning - Small Fires | 2024 | Electric Reliability | 0.03759 | 84.7422 | 2024 | Mitigation | 0.011149 | 10 | 0 | esc | 0.011149 | 0.00041909 | 0.011149 | 0.00041909 | 0.011149 | 0.00041909 | 0.011149 | 0.00041909
[79 empty] | WLDFR | HFTD - Distribution - Tier 3 - 4QU CoRE ¦ 5QU LoRE | Red Flag Warning - Large Fires | 2024 | 0 | 0 | 0 | 0 | 5.475 | 0.71896 | 3.0715 | 1.6846 | 0.0080156 | 0.0080156 | 0.0080156 | 0.0080156 | 1.6535e-05 |  | 0 | 1.3253e-07 | 1.3253e-07 | 0 | 1.3253e-07 | 1.3253e-07 | 0 | 1.3253e-07 | 1.3253e-07 | 0 | 1.3253e-07 | Column30: 1.3253e-07 | [29 empty] | 7.3.2.1.3 Advanced weather monitoring and weather stations Weather StationsWLDFRElectric Reliability | WLDFR | HFTD - Distribution - Tier 3 - 5QU CoRE ¦ 4QU LoRE | Non-Red Flag Warning - Small Fires | 2025 | Electric Reliability | 0.03759 | 84.7422 | 2025 | Mitigation | 0.011149 | 10 | 0 | esc | 0.011149 | 0.00041909 | 0.011149 | 0.00041909 | 0.011149 | 0.00041909 | 0.011149 | 0.00041909
[79 empty] | WLDFR | HFTD - Distribution - Tier 3 - 4QU CoRE ¦ 5QU LoRE | Red Flag Warning - Large Fires | 2025 | 0 | 0 | 0 | 0 | 5.475 | 0.71896 | 3.0715 | 1.6846 | 0.0080156 | 0.0080156 | 0.0080156 | 0.0080156 | 1.6535e-05 |  | 0 | 1.3253e-07 | 1.3253e-07 | 0 | 1.3253e-07 | 1.3253e-07 | 0 | 1.3253e-07 | 1.3253e-07 | 0 | 1.3253e-07 | Column30: 1.3253e-07 | [29 empty] | 7.3.2.1.3 Advanced weather monitoring and weather stations Weather StationsWLDFRElectric Reliability | WLDFR | HFTD - Distribution - Tier 3 - 5QU CoRE ¦ 4QU LoRE | Non-Red Flag Warning - Small Fires | 2026 | Electric Reliability | 0.03759 | 84.7422 | 2026 | Mitigation | 0.011149 | 10 | 0 | esc | 0.011149 | 0.00041909 | 0.011149 | 0.00041909 | 0.011149 | 0.00041909 | 0.011149 | 0.00041909
[79 empty] | WLDFR | HFTD - Distribution - Tier 3 - 4QU CoRE ¦ 5QU LoRE | Red Flag Warning - Large Fires | 2026 | 0 | 0 | 0 | 0 | 5.475 | 0.71896 | 3.0715 | 1.6846 | 0.0080156 | 0.0080156 | 0.0080156 | 0.0080156 | 1.6535e-05 |  | 0 | 1.3253e-07 | 1.3253e-07 | 0 | 1.3253e-07 | 1.3253e-07 | 0 | 1.3253e-07 | 1.3253e-07 | 0 | 1.3253e-07 | Column30: 1.3253e-07 | [29 empty] | 7.3.2.1.3 Advanced weather monitoring and weather stations Weather StationsWLDFRElectric Reliability | WLDFR | HFTD - Distribution - Tier 3 - 5QU CoRE ¦ 4QU LoRE | Non-Red Flag Warning - Small Fires | 2027 | Electric Reliability | 0.03759 | 84.7422 | 2027 | Mitigation | 0.011149 | 10 | 0 | esc | 0.011149 | 0.00041909 | 0.011149 | 0.00041909 | 0.011149 | 0.00041909 | 0.011149 | 0.00041909
[79 empty] | WLDFR | HFTD - Distribution - Tier 3 - 4QU CoRE ¦ 5QU LoRE | Red Flag Warning - Large Fires | 2027 | 0 | 0 | 0 | 0 | 5.475 | 0.71896 | 3.0715 | 1.6846 | 0.0080156 | 0.0080156 | 0.0080156 | 0.0080156 | 1.6535e-05 |  | 0 | 1.3253e-07 | 1.3253e-07 | 0 | 1.3253e-07 | 1.3253e-07 | 0 | 1.3253e-07 | 1.3253e-07 | 0 | 1.3253e-07 | Column30: 1.3253e-07 | [29 empty] | 7.3.2.1.3 Advanced weather monitoring and weather stations Weather StationsWLDFRElectric Reliability | WLDFR | HFTD - Distribution - Tier 3 - 5QU CoRE ¦ 4QU LoRE | Non-Red Flag Warning - Small Fires | 2028 | Electric Reliability | 0.039055 | 84.7422 | 2028 | Mitigation | 0.011149 | 10 | 0 | esc | 0.011149 | 0.00043542 | 0.011149 | 0.00043542 | 0.011149 | 0.00043542 | 0.011149 | 0.00043542
[79 empty] | WLDFR | HFTD - Distribution - Tier 3 - 4QU CoRE ¦ 5QU LoRE | Red Flag Warning - Large Fires | 2028 | 0 | 0 | 0 | 0 | 5.777 | 0.74734 | 3.238 | 1.7917 | 0.0083319 | 0.0083319 | 0.0083319 | 0.0083319 | 1.6535e-05 |  | 0 | 1.3777e-07 | 1.3777e-07 | 0 | 1.3777e-07 | 1.3777e-07 | 0 | 1.3777e-07 | 1.3777e-07 | 0 | 1.3777e-07 | Column30: 1.3777e-07 | [29 empty] | 7.3.2.1.3 Advanced weather monitoring and weather stations Weather StationsWLDFRElectric Reliability | WLDFR | HFTD - Distribution - Tier 3 - 5QU CoRE ¦ 4QU LoRE | Non-Red Flag Warning - Small Fires | 2029 | Electric Reliability | 0.039055 | 84.7422 | 2029 | Mitigation | 0.011149 | 10 | 0 | esc | 0.011149 | 0.00043542 | 0.011149 | 0.00043542 | 0.011149 | 0.00043542 | 0.011149 | 0.00043542
[79 empty] | WLDFR | HFTD - Distribution - Tier 3 - 4QU CoRE ¦ 5QU LoRE | Red Flag Warning - Large Fires | 2029 | 0 | 0 | 0 | 0 | 5.777 | 0.74734 | 3.238 | 1.7917 | 0.0083319 | 0.0083319 | 0.0083319 | 0.0083319 | 1.6535e-05 |  | 0 | 1.3777e-07 | 1.3777e-07 | 0 | 1.3777e-07 | 1.3777e-07 | 0 | 1.3777e-07 | 1.3777e-07 | 0 | 1.3777e-07 | Column30: 1.3777e-07 | [29 empty] | 7.3.2.1.3 Advanced weather monitoring and weather stations Weather StationsWLDFRElectric Reliability | WLDFR | HFTD - Distribution - Tier 3 - 5QU CoRE ¦ 4QU LoRE | Non-Red Flag Warning - Small Fires | 2030 | Electric Reliability | 0.039055 | 84.7422 | 2030 | Mitigation | 0.011149 | 10 | 0 | esc | 0 | 0 | 0.011149 | 0.00043542 | 0.011149 | 0.00043542 | 0.011149 | 0.00043542
[79 empty] | WLDFR | HFTD - Distribution - Tier 3 - 4QU CoRE ¦ 5QU LoRE | Red Flag Warning - Large Fires | 2030 | 0 | 0 | 0 | 0 | 5.777 | 0.74734 | 3.238 | 1.7917 | 0 | 0.0083319 | 0.0083319 | 0.0083319 | 1.6535e-05 |  | 0 | 0 | 0 | 0 | 1.3777e-07 | 1.3777e-07 | 0 | 1.3777e-07 | 1.3777e-07 | 0 | 1.3777e-07 | Column30: 1.3777e-07 | [29 empty] | 7.3.2.1.3 Advanced weather monitoring and weather stations Weather StationsWLDFRElectric Reliability | WLDFR | HFTD - Distribution - Tier 3 - 5QU CoRE ¦ 4QU LoRE | Non-Red Flag Warning - Small Fires | 2031 | Electric Reliability | 0.039055 | 84.7422 | 2031 | Mitigation | 0.011149 | 10 | 0 | esc | 0 | 0 | 0 | 0 | 0.011149 | 0.00043542 | 0.011149 | 0.00043542
[79 empty] | WLDFR | HFTD - Distribution - Tier 3 - 4QU CoRE ¦ 5QU LoRE | Red Flag Warning - Large Fires | 2031 | 0 | 0 | 0 | 0 | 5.777 | 0.74734 | 3.238 | 1.7917 | 0 | 0 | 0.0083319 | 0.0083319 | 1.6535e-05 |  | 0 | 0 | 0 | 0 | 0 | 0 | 0 | 1.3777e-07 | 1.3777e-07 | 0 | 1.3777e-07 | Column30: 1.3777e-07 | [29 empty] | 7.3.2.1.3 Advanced weather monitoring and weather stations Weather StationsWLDFRElectric Reliability | WLDFR | HFTD - Distribution - Tier 3 - 5QU CoRE ¦ 4QU LoRE | Non-Red Flag Warning - Small Fires | 2032 | Electric Reliability | 0.039055 | 84.7422 | 2032 | Mitigation | 0.011149 | 10 | 0 | esc | 0 | 0 | 0 | 0 | 0 | 0 | 0.011149 | 0.00043542
[79 empty] | WLDFR | HFTD - Distribution - Tier 3 - 4QU CoRE ¦ 5QU LoRE | Red Flag Warning - Large Fires | 2032 | 0 | 0 | 0 | 0 | 5.777 | 0.74734 | 3.238 | 1.7917 | 0 | 0 | 0 | 0.0083319 | 1.6535e-05 |  | 0 | 0 | 0 | 0 | 0 | 0 | 0 | 0 | 0 | 0 | 1.3777e-07 | Column30: 1.3777e-07 | [29 empty] | 7.3.2.1.3 Advanced weather monitoring and weather stations Weather StationsWLDFRElectric Reliability | WLDFR | HFTD - Distribution - Tier 3 - 5QU CoRE ¦ 4QU LoRE | Red Flag Warning - Catastrophic Fires | 2021 | Electric Reliability | 222.2294 | 84.7422 | 2021 | Mitigation | 0.011149 | 10 | 0 | esc | 0.011149 | 2.4776 | 0.011149 | 2.4776 | 0 | 0 | 0 | 0
[79 empty] | WLDFR | HFTD - Distribution - Tier 3 - 4QU CoRE ¦ 5QU LoRE | Red Flag Warning - Small Fires | 2020 | 0 | 0 | 0 | 0 | 0.077901 | 0.036425 | 0.0015809 | 0.039895 | 0.0004061 | 0 | 0 | 0 | 0.00040232 |  | 0 | 1.6338e-07 | 1.6338e-07 | 0 | 0 | 0 | 0 | 0 | 0 | 0 | 0 | Column30: 0 | [29 empty] | 7.3.2.1.3 Advanced weather monitoring and weather stations Weather StationsWLDFRElectric Reliability | WLDFR | HFTD - Distribution - Tier 3 - 5QU CoRE ¦ 4QU LoRE | Red Flag Warning - Catastrophic Fires | 2022 | Electric Reliability | 222.2294 | 84.7422 | 2022 | Mitigation | 0.011149 | 10 | 0 | esc | 0.011149 | 2.4776 | 0.011149 | 2.4776 | 0.011149 | 2.4776 | 0 | 0
[79 empty] | WLDFR | HFTD - Distribution - Tier 3 - 4QU CoRE ¦ 5QU LoRE | Red Flag Warning - Small Fires | 2021 | 0 | 0 | 0 | 0 | 0.077901 | 0.036425 | 0.0015809 | 0.039895 | 0.0004061 | 0.0004061 | 0 | 0 | 0.00040232 |  | 0 | 1.6338e-07 | 1.6338e-07 | 0 | 1.6338e-07 | 1.6338e-07 | 0 | 0 | 0 | 0 | 0 | Column30: 0 | [29 empty] | 7.3.2.1.3 Advanced weather monitoring and weather stations Weather StationsWLDFRElectric Reliability | WLDFR | HFTD - Distribution - Tier 3 - 5QU CoRE ¦ 4QU LoRE | Red Flag Warning - Catastrophic Fires | 2023 | Electric Reliability | 233.2301 | 84.7422 | 2023 | Mitigation | 0.011149 | 10 | 0 | esc | 0.011149 | 2.6002 | 0.011149 | 2.6002 | 0.011149 | 2.6002 | 0.011149 | 2.6002
[79 empty] | WLDFR | HFTD - Distribution - Tier 3 - 4QU CoRE ¦ 5QU LoRE | Red Flag Warning - Small Fires | 2022 | 0 | 0 | 0 | 0 | 0.077901 | 0.036425 | 0.0015809 | 0.039895 | 0.0004061 | 0.0004061 | 0.0004061 | 0 | 0.00040232 |  | 0 | 1.6338e-07 | 1.6338e-07 | 0 | 1.6338e-07 | 1.6338e-07 | 0 | 1.6338e-07 | 1.6338e-07 | 0 | 0 | Column30: 0 | [29 empty] | 7.3.2.1.3 Advanced weather monitoring and weather stations Weather StationsWLDFRElectric Reliability | WLDFR | HFTD - Distribution - Tier 3 - 5QU CoRE ¦ 4QU LoRE | Red Flag Warning - Catastrophic Fires | 2024 | Electric Reliability | 233.2301 | 84.7422 | 2024 | Mitigation | 0.011149 | 10 | 0 | esc | 0.011149 | 2.6002 | 0.011149 | 2.6002 | 0.011149 | 2.6002 | 0.011149 | 2.6002
[79 empty] | WLDFR | HFTD - Distribution - Tier 3 - 4QU CoRE ¦ 5QU LoRE | Red Flag Warning - Small Fires | 2023 | 0 | 0 | 0 | 0 | 0.080408 | 0.03759 | 0.0016314 | 0.041187 | 0.00041909 | 0.00041909 | 0.00041909 | 0.00041909 | 0.00040232 |  | 0 | 1.6861e-07 | 1.6861e-07 | 0 | 1.6861e-07 | 1.6861e-07 | 0 | 1.6861e-07 | 1.6861e-07 | 0 | 1.6861e-07 | Column30: 1.6861e-07 | [29 empty] | 7.3.2.1.3 Advanced weather monitoring and weather stations Weather StationsWLDFRElectric Reliability | WLDFR | HFTD - Distribution - Tier 3 - 5QU CoRE ¦ 4QU LoRE | Red Flag Warning - Catastrophic Fires | 2025 | Electric Reliability | 233.2301 | 84.7422 | 2025 | Mitigation | 0.011149 | 10 | 0 | esc | 0.011149 | 2.6002 | 0.011149 | 2.6002 | 0.011149 | 2.6002 | 0.011149 | 2.6002
[79 empty] | WLDFR | HFTD - Distribution - Tier 3 - 4QU CoRE ¦ 5QU LoRE | Red Flag Warning - Small Fires | 2024 | 0 | 0 | 0 | 0 | 0.080408 | 0.03759 | 0.0016314 | 0.041187 | 0.00041909 | 0.00041909 | 0.00041909 | 0.00041909 | 0.00040232 |  | 0 | 1.6861e-07 | 1.6861e-07 | 0 | 1.6861e-07 | 1.6861e-07 | 0 | 1.6861e-07 | 1.6861e-07 | 0 | 1.6861e-07 | Column30: 1.6861e-07 | [29 empty] | 7.3.2.1.3 Advanced weather monitoring and weather stations Weather StationsWLDFRElectric Reliability | WLDFR | HFTD - Distribution - Tier 3 - 5QU CoRE ¦ 4QU LoRE | Red Flag Warning - Catastrophic Fires | 2026 | Electric Reliability | 233.2301 | 84.7422 | 2026 | Mitigation | 0.011149 | 10 | 0 | esc | 0.011149 | 2.6002 | 0.011149 | 2.6002 | 0.011149 | 2.6002 | 0.011149 | 2.6002
[79 empty] | WLDFR | HFTD - Distribution - Tier 3 - 4QU CoRE ¦ 5QU LoRE | Red Flag Warning - Small Fires | 2025 | 0 | 0 | 0 | 0 | 0.080408 | 0.03759 | 0.0016314 | 0.041187 | 0.00041909 | 0.00041909 | 0.00041909 | 0.00041909 | 0.00040232 |  | 0 | 1.6861e-07 | 1.6861e-07 | 0 | 1.6861e-07 | 1.6861e-07 | 0 | 1.6861e-07 | 1.6861e-07 | 0 | 1.6861e-07 | Column30: 1.6861e-07 | [29 empty] | 7.3.2.1.3 Advanced weather monitoring and weather stations Weather StationsWLDFRElectric Reliability | WLDFR | HFTD - Distribution - Tier 3 - 5QU CoRE ¦ 4QU LoRE | Red Flag Warning - Catastrophic Fires | 2027 | Electric Reliability | 233.2301 | 84.7422 | 2027 | Mitigation | 0.011149 | 10 | 0 | esc | 0.011149 | 2.6002 | 0.011149 | 2.6002 | 0.011149 | 2.6002 | 0.011149 | 2.6002
[79 empty] | WLDFR | HFTD - Distribution - Tier 3 - 4QU CoRE ¦ 5QU LoRE | Red Flag Warning - Small Fires | 2026 | 0 | 0 | 0 | 0 | 0.080408 | 0.03759 | 0.0016314 | 0.041187 | 0.00041909 | 0.00041909 | 0.00041909 | 0.00041909 | 0.00040232 |  | 0 | 1.6861e-07 | 1.6861e-07 | 0 | 1.6861e-07 | 1.6861e-07 | 0 | 1.6861e-07 | 1.6861e-07 | 0 | 1.6861e-07 | Column30: 1.6861e-07 | [29 empty] | 7.3.2.1.3 Advanced weather monitoring and weather stations Weather StationsWLDFRElectric Reliability | WLDFR | HFTD - Distribution - Tier 3 - 5QU CoRE ¦ 4QU LoRE | Red Flag Warning - Catastrophic Fires | 2028 | Electric Reliability | 247.273 | 84.7422 | 2028 | Mitigation | 0.011149 | 10 | 0 | esc | 0.011149 | 2.7568 | 0.011149 | 2.7568 | 0.011149 | 2.7568 | 0.011149 | 2.7568
[79 empty] | WLDFR | HFTD - Distribution - Tier 3 - 4QU CoRE ¦ 5QU LoRE | Red Flag Warning - Small Fires | 2027 | 0 | 0 | 0 | 0 | 0.080408 | 0.03759 | 0.0016314 | 0.041187 | 0.00041909 | 0.00041909 | 0.00041909 | 0.00041909 | 0.00040232 |  | 0 | 1.6861e-07 | 1.6861e-07 | 0 | 1.6861e-07 | 1.6861e-07 | 0 | 1.6861e-07 | 1.6861e-07 | 0 | 1.6861e-07 | Column30: 1.6861e-07 | [29 empty] | 7.3.2.1.3 Advanced weather monitoring and weather stations Weather StationsWLDFRElectric Reliability | WLDFR | HFTD - Distribution - Tier 3 - 5QU CoRE ¦ 4QU LoRE | Red Flag Warning - Catastrophic Fires | 2029 | Electric Reliability | 247.273 | 84.7422 | 2029 | Mitigation | 0.011149 | 10 | 0 | esc | 0.011149 | 2.7568 | 0.011149 | 2.7568 | 0.011149 | 2.7568 | 0.011149 | 2.7568
[79 empty] | WLDFR | HFTD - Distribution - Tier 3 - 4QU CoRE ¦ 5QU LoRE | Red Flag Warning - Small Fires | 2028 | 0 | 0 | 0 | 0 | 0.083606 | 0.039055 | 0.001695 | 0.042856 | 0.00043542 | 0.00043542 | 0.00043542 | 0.00043542 | 0.00040232 |  | 0 | 1.7518e-07 | 1.7518e-07 | 0 | 1.7518e-07 | 1.7518e-07 | 0 | 1.7518e-07 | 1.7518e-07 | 0 | 1.7518e-07 | Column30: 1.7518e-07 | [29 empty] | 7.3.2.1.3 Advanced weather monitoring and weather stations Weather StationsWLDFRElectric Reliability | WLDFR | HFTD - Distribution - Tier 3 - 5QU CoRE ¦ 4QU LoRE | Red Flag Warning - Catastrophic Fires | 2030 | Electric Reliability | 247.273 | 84.7422 | 2030 | Mitigation | 0.011149 | 10 | 0 | esc | 0 | 0 | 0.011149 | 2.7568 | 0.011149 | 2.7568 | 0.011149 | 2.7568
[79 empty] | WLDFR | HFTD - Distribution - Tier 3 - 4QU CoRE ¦ 5QU LoRE | Red Flag Warning - Small Fires | 2029 | 0 | 0 | 0 | 0 | 0.083606 | 0.039055 | 0.001695 | 0.042856 | 0.00043542 | 0.00043542 | 0.00043542 | 0.00043542 | 0.00040232 |  | 0 | 1.7518e-07 | 1.7518e-07 | 0 | 1.7518e-07 | 1.7518e-07 | 0 | 1.7518e-07 | 1.7518e-07 | 0 | 1.7518e-07 | Column30: 1.7518e-07 | [29 empty] | 7.3.2.1.3 Advanced weather monitoring and weather stations Weather StationsWLDFRElectric Reliability | WLDFR | HFTD - Distribution - Tier 3 - 5QU CoRE ¦ 4QU LoRE | Red Flag Warning - Catastrophic Fires | 2031 | Electric Reliability | 247.273 | 84.7422 | 2031 | Mitigation | 0.011149 | 10 | 0 | esc | 0 | 0 | 0 | 0 | 0.011149 | 2.7568 | 0.011149 | 2.7568
[79 empty] | WLDFR | HFTD - Distribution - Tier 3 - 4QU CoRE ¦ 5QU LoRE | Red Flag Warning - Small Fires | 2030 | 0 | 0 | 0 | 0 | 0.083606 | 0.039055 | 0.001695 | 0.042856 | 0 | 0.00043542 | 0.00043542 | 0.00043542 | 0.00040232 |  | 0 | 0 | 0 | 0 | 1.7518e-07 | 1.7518e-07 | 0 | 1.7518e-07 | 1.7518e-07 | 0 | 1.7518e-07 | Column30: 1.7518e-07 | [29 empty] | 7.3.2.1.3 Advanced weather monitoring and weather stations Weather StationsWLDFRElectric Reliability | WLDFR | HFTD - Distribution - Tier 3 - 5QU CoRE ¦ 4QU LoRE | Red Flag Warning - Catastrophic Fires | 2032 | Electric Reliability | 247.273 | 84.7422 | 2032 | Mitigation | 0.011149 | 10 | 0 | esc | 0 | 0 | 0 | 0 | 0 | 0 | 0.011149 | 2.7568
[79 empty] | WLDFR | HFTD - Distribution - Tier 3 - 4QU CoRE ¦ 5QU LoRE | Red Flag Warning - Small Fires | 2031 | 0 | 0 | 0 | 0 | 0.083606 | 0.039055 | 0.001695 | 0.042856 | 0 | 0 | 0.00043542 | 0.00043542 | 0.00040232 |  | 0 | 0 | 0 | 0 | 0 | 0 | 0 | 1.7518e-07 | 1.7518e-07 | 0 | 1.7518e-07 | Column30: 1.7518e-07 | [29 empty] | 7.3.2.1.3 Advanced weather monitoring and weather stations Weather StationsWLDFRElectric Reliability | WLDFR | HFTD - Distribution - Tier 3 - 5QU CoRE ¦ 4QU LoRE | Red Flag Warning - Destructive Fires | 2021 | Electric Reliability | 222.2294 | 84.7422 | 2021 | Mitigation | 0.011149 | 10 | 0 | esc | 0.011149 | 2.4776 | 0.011149 | 2.4776 | 0 | 0 | 0 | 0
[79 empty] | WLDFR | HFTD - Distribution - Tier 3 - 4QU CoRE ¦ 5QU LoRE | Red Flag Warning - Small Fires | 2032 | 0 | 0 | 0 | 0 | 0.083606 | 0.039055 | 0.001695 | 0.042856 | 0 | 0 | 0 | 0.00043542 | 0.00040232 |  | 0 | 0 | 0 | 0 | 0 | 0 | 0 | 0 | 0 | 0 | 1.7518e-07 | Column30: 1.7518e-07 | [29 empty] | 7.3.2.1.3 Advanced weather monitoring and weather stations Weather StationsWLDFRElectric Reliability | WLDFR | HFTD - Distribution - Tier 3 - 5QU CoRE ¦ 4QU LoRE | Red Flag Warning - Destructive Fires | 2022 | Electric Reliability | 222.2294 | 84.7422 | 2022 | Mitigation | 0.011149 | 10 | 0 | esc | 0.011149 | 2.4776 | 0.011149 | 2.4776 | 0.011149 | 2.4776 | 0 | 0
[79 empty] | WLDFR | HFTD - Distribution - Tier 3 - 4QU CoRE ¦ 5QU LoRE | Seismic - Non-Red Flag Warning - Catastrophic Fires | 2020 | 0 | 0 | 0 | 0 | 21083.8428 | 409.2237 | 13469.0878 | 7205.5313 | 4.5624 | 0 | 0 | 0 | 3.76e-10 |  | 0 | 1.7155e-09 | 1.7155e-09 | 0 | 0 | 0 | 0 | 0 | 0 | 0 | 0 | Column30: 0 | [29 empty] | 7.3.2.1.3 Advanced weather monitoring and weather stations Weather StationsWLDFRElectric Reliability | WLDFR | HFTD - Distribution - Tier 3 - 5QU CoRE ¦ 4QU LoRE | Red Flag Warning - Destructive Fires | 2023 | Electric Reliability | 233.2301 | 84.7422 | 2023 | Mitigation | 0.011149 | 10 | 0 | esc | 0.011149 | 2.6002 | 0.011149 | 2.6002 | 0.011149 | 2.6002 | 0.011149 | 2.6002
[79 empty] | WLDFR | HFTD - Distribution - Tier 3 - 4QU CoRE ¦ 5QU LoRE | Seismic - Non-Red Flag Warning - Catastrophic Fires | 2021 | 0 | 0 | 0 | 0 | 21083.8428 | 409.2237 | 13469.0878 | 7205.5313 | 4.5624 | 4.5624 | 0 | 0 | 3.76e-10 |  | 0 | 1.7155e-09 | 1.7155e-09 | 0 | 1.7155e-09 | 1.7155e-09 | 0 | 0 | 0 | 0 | 0 | Column30: 0 | [29 empty] | 7.3.2.1.3 Advanced weather monitoring and weather stations Weather StationsWLDFRElectric Reliability | WLDFR | HFTD - Distribution - Tier 3 - 5QU CoRE ¦ 4QU LoRE | Red Flag Warning - Destructive Fires | 2024 | Electric Reliability | 233.2301 | 84.7422 | 2024 | Mitigation | 0.011149 | 10 | 0 | esc | 0.011149 | 2.6002 | 0.011149 | 2.6002 | 0.011149 | 2.6002 | 0.011149 | 2.6002
[79 empty] | WLDFR | HFTD - Distribution - Tier 3 - 4QU CoRE ¦ 5QU LoRE | Seismic - Non-Red Flag Warning - Catastrophic Fires | 2022 | 0 | 0 | 0 | 0 | 21083.8428 | 409.2237 | 13469.0878 | 7205.5313 | 4.5624 | 4.5624 | 4.5624 | 0 | 3.76e-10 |  | 0 | 1.7155e-09 | 1.7155e-09 | 0 | 1.7155e-09 | 1.7155e-09 | 0 | 1.7155e-09 | 1.7155e-09 | 0 | 0 | Column30: 0 | [29 empty] | 7.3.2.1.3 Advanced weather monitoring and weather stations Weather StationsWLDFRElectric Reliability | WLDFR | HFTD - Distribution - Tier 3 - 5QU CoRE ¦ 4QU LoRE | Red Flag Warning - Destructive Fires | 2025 | Electric Reliability | 233.2301 | 84.7422 | 2025 | Mitigation | 0.011149 | 10 | 0 | esc | 0.011149 | 2.6002 | 0.011149 | 2.6002 | 0.011149 | 2.6002 | 0.011149 | 2.6002
[79 empty] | WLDFR | HFTD - Distribution - Tier 3 - 4QU CoRE ¦ 5QU LoRE | Seismic - Non-Red Flag Warning - Catastrophic Fires | 2023 | 0 | 0 | 0 | 0 | 21835.9781 | 428.6023 | 13939.561 | 7467.8148 | 4.7784 | 4.7784 | 4.7784 | 4.7784 | 3.76e-10 |  | 0 | 1.7967e-09 | 1.7967e-09 | 0 | 1.7967e-09 | 1.7967e-09 | 0 | 1.7967e-09 | 1.7967e-09 | 0 | 1.7967e-09 | Column30: 1.7967e-09 | [29 empty] | 7.3.2.1.3 Advanced weather monitoring and weather stations Weather StationsWLDFRElectric Reliability | WLDFR | HFTD - Distribution - Tier 3 - 5QU CoRE ¦ 4QU LoRE | Red Flag Warning - Destructive Fires | 2026 | Electric Reliability | 233.2301 | 84.7422 | 2026 | Mitigation | 0.011149 | 10 | 0 | esc | 0.011149 | 2.6002 | 0.011149 | 2.6002 | 0.011149 | 2.6002 | 0.011149 | 2.6002
[79 empty] | WLDFR | HFTD - Distribution - Tier 3 - 4QU CoRE ¦ 5QU LoRE | Seismic - Non-Red Flag Warning - Catastrophic Fires | 2024 | 0 | 0 | 0 | 0 | 21835.9781 | 428.6023 | 13939.561 | 7467.8148 | 4.7784 | 4.7784 | 4.7784 | 4.7784 | 3.76e-10 |  | 0 | 1.7967e-09 | 1.7967e-09 | 0 | 1.7967e-09 | 1.7967e-09 | 0 | 1.7967e-09 | 1.7967e-09 | 0 | 1.7967e-09 | Column30: 1.7967e-09 | [29 empty] | 7.3.2.1.3 Advanced weather monitoring and weather stations Weather StationsWLDFRElectric Reliability | WLDFR | HFTD - Distribution - Tier 3 - 5QU CoRE ¦ 4QU LoRE | Red Flag Warning - Destructive Fires | 2027 | Electric Reliability | 233.2301 | 84.7422 | 2027 | Mitigation | 0.011149 | 10 | 0 | esc | 0.011149 | 2.6002 | 0.011149 | 2.6002 | 0.011149 | 2.6002 | 0.011149 | 2.6002
[79 empty] | WLDFR | HFTD - Distribution - Tier 3 - 4QU CoRE ¦ 5QU LoRE | Seismic - Non-Red Flag Warning - Catastrophic Fires | 2025 | 0 | 0 | 0 | 0 | 21835.9781 | 428.6023 | 13939.561 | 7467.8148 | 4.7784 | 4.7784 | 4.7784 | 4.7784 | 3.76e-10 |  | 0 | 1.7967e-09 | 1.7967e-09 | 0 | 1.7967e-09 | 1.7967e-09 | 0 | 1.7967e-09 | 1.7967e-09 | 0 | 1.7967e-09 | Column30: 1.7967e-09 | [29 empty] | 7.3.2.1.3 Advanced weather monitoring and weather stations Weather StationsWLDFRElectric Reliability | WLDFR | HFTD - Distribution - Tier 3 - 5QU CoRE ¦ 4QU LoRE | Red Flag Warning - Destructive Fires | 2028 | Electric Reliability | 247.273 | 84.7422 | 2028 | Mitigation | 0.011149 | 10 | 0 | esc | 0.011149 | 2.7568 | 0.011149 | 2.7568 | 0.011149 | 2.7568 | 0.011149 | 2.7568
[79 empty] | WLDFR | HFTD - Distribution - Tier 3 - 4QU CoRE ¦ 5QU LoRE | Seismic - Non-Red Flag Warning - Catastrophic Fires | 2026 | 0 | 0 | 0 | 0 | 21835.9781 | 428.6023 | 13939.561 | 7467.8148 | 4.7784 | 4.7784 | 4.7784 | 4.7784 | 3.76e-10 |  | 0 | 1.7967e-09 | 1.7967e-09 | 0 | 1.7967e-09 | 1.7967e-09 | 0 | 1.7967e-09 | 1.7967e-09 | 0 | 1.7967e-09 | Column30: 1.7967e-09 | [29 empty] | 7.3.2.1.3 Advanced weather monitoring and weather stations Weather StationsWLDFRElectric Reliability | WLDFR | HFTD - Distribution - Tier 3 - 5QU CoRE ¦ 4QU LoRE | Red Flag Warning - Destructive Fires | 2029 | Electric Reliability | 247.273 | 84.7422 | 2029 | Mitigation | 0.011149 | 10 | 0 | esc | 0.011149 | 2.7568 | 0.011149 | 2.7568 | 0.011149 | 2.7568 | 0.011149 | 2.7568
[79 empty] | WLDFR | HFTD - Distribution - Tier 3 - 4QU CoRE ¦ 5QU LoRE | Seismic - Non-Red Flag Warning - Catastrophic Fires | 2027 | 0 | 0 | 0 | 0 | 21835.9781 | 428.6023 | 13939.561 | 7467.8148 | 4.7784 | 4.7784 | 4.7784 | 4.7784 | 3.76e-10 |  | 0 | 1.7967e-09 | 1.7967e-09 | 0 | 1.7967e-09 | 1.7967e-09 | 0 | 1.7967e-09 | 1.7967e-09 | 0 | 1.7967e-09 | Column30: 1.7967e-09 | [29 empty] | 7.3.2.1.3 Advanced weather monitoring and weather stations Weather StationsWLDFRElectric Reliability | WLDFR | HFTD - Distribution - Tier 3 - 5QU CoRE ¦ 4QU LoRE | Red Flag Warning - Destructive Fires | 2030 | Electric Reliability | 247.273 | 84.7422 | 2030 | Mitigation | 0.011149 | 10 | 0 | esc | 0 | 0 | 0.011149 | 2.7568 | 0.011149 | 2.7568 | 0.011149 | 2.7568
[79 empty] | WLDFR | HFTD - Distribution - Tier 3 - 4QU CoRE ¦ 5QU LoRE | Seismic - Non-Red Flag Warning - Catastrophic Fires | 2028 | 0 | 0 | 0 | 0 | 22783.187 | 453.261 | 14531.3357 | 7798.5904 | 5.0533 | 5.0533 | 5.0533 | 5.0533 | 3.76e-10 |  | 0 | 1.9001e-09 | 1.9001e-09 | 0 | 1.9001e-09 | 1.9001e-09 | 0 | 1.9001e-09 | 1.9001e-09 | 0 | 1.9001e-09 | Column30: 1.9001e-09 | [29 empty] | 7.3.2.1.3 Advanced weather monitoring and weather stations Weather StationsWLDFRElectric Reliability | WLDFR | HFTD - Distribution - Tier 3 - 5QU CoRE ¦ 4QU LoRE | Red Flag Warning - Destructive Fires | 2031 | Electric Reliability | 247.273 | 84.7422 | 2031 | Mitigation | 0.011149 | 10 | 0 | esc | 0 | 0 | 0 | 0 | 0.011149 | 2.7568 | 0.011149 | 2.7568
[79 empty] | WLDFR | HFTD - Distribution - Tier 3 - 4QU CoRE ¦ 5QU LoRE | Seismic - Non-Red Flag Warning - Catastrophic Fires | 2029 | 0 | 0 | 0 | 0 | 22783.187 | 453.261 | 14531.3357 | 7798.5904 | 5.0533 | 5.0533 | 5.0533 | 5.0533 | 3.76e-10 |  | 0 | 1.9001e-09 | 1.9001e-09 | 0 | 1.9001e-09 | 1.9001e-09 | 0 | 1.9001e-09 | 1.9001e-09 | 0 | 1.9001e-09 | Column30: 1.9001e-09 | [29 empty] | 7.3.2.1.3 Advanced weather monitoring and weather stations Weather StationsWLDFRElectric Reliability | WLDFR | HFTD - Distribution - Tier 3 - 5QU CoRE ¦ 4QU LoRE | Red Flag Warning - Destructive Fires | 2032 | Electric Reliability | 247.273 | 84.7422 | 2032 | Mitigation | 0.011149 | 10 | 0 | esc | 0 | 0 | 0 | 0 | 0 | 0 | 0.011149 | 2.7568
[79 empty] | WLDFR | HFTD - Distribution - Tier 3 - 4QU CoRE ¦ 5QU LoRE | Seismic - Non-Red Flag Warning - Catastrophic Fires | 2030 | 0 | 0 | 0 | 0 | 22783.187 | 453.261 | 14531.3357 | 7798.5904 | 0 | 5.0533 | 5.0533 | 5.0533 | 3.76e-10 |  | 0 | 0 | 0 | 0 | 1.9001e-09 | 1.9001e-09 | 0 | 1.9001e-09 | 1.9001e-09 | 0 | 1.9001e-09 | Column30: 1.9001e-09 | [29 empty] | 7.3.2.1.3 Advanced weather monitoring and weather stations Weather StationsWLDFRElectric Reliability | WLDFR | HFTD - Distribution - Tier 3 - 5QU CoRE ¦ 4QU LoRE | Red Flag Warning - Large Fires | 2021 | Electric Reliability | 0.69642 | 84.7422 | 2021 | Mitigation | 0.011149 | 10 | 0 | esc | 0.011149 | 0.0077642 | 0.011149 | 0.0077642 | 0 | 0 | 0 | 0
[79 empty] | WLDFR | HFTD - Distribution - Tier 3 - 4QU CoRE ¦ 5QU LoRE | Seismic - Non-Red Flag Warning - Catastrophic Fires | 2031 | 0 | 0 | 0 | 0 | 22783.187 | 453.261 | 14531.3357 | 7798.5904 | 0 | 0 | 5.0533 | 5.0533 | 3.76e-10 |  | 0 | 0 | 0 | 0 | 0 | 0 | 0 | 1.9001e-09 | 1.9001e-09 | 0 | 1.9001e-09 | Column30: 1.9001e-09 | [29 empty] | 7.3.2.1.3 Advanced weather monitoring and weather stations Weather StationsWLDFRElectric Reliability | WLDFR | HFTD - Distribution - Tier 3 - 5QU CoRE ¦ 4QU LoRE | Red Flag Warning - Large Fires | 2022 | Electric Reliability | 0.69642 | 84.7422 | 2022 | Mitigation | 0.011149 | 10 | 0 | esc | 0.011149 | 0.0077642 | 0.011149 | 0.0077642 | 0.011149 | 0.0077642 | 0 | 0
[79 empty] | WLDFR | HFTD - Distribution - Tier 3 - 4QU CoRE ¦ 5QU LoRE | Seismic - Non-Red Flag Warning - Catastrophic Fires | 2032 | 0 | 0 | 0 | 0 | 22783.187 | 453.261 | 14531.3357 | 7798.5904 | 0 | 0 | 0 | 5.0533 | 3.76e-10 |  | 0 | 0 | 0 | 0 | 0 | 0 | 0 | 0 | 0 | 0 | 1.9001e-09 | Column30: 1.9001e-09 | [29 empty] | 7.3.2.1.3 Advanced weather monitoring and weather stations Weather StationsWLDFRElectric Reliability | WLDFR | HFTD - Distribution - Tier 3 - 5QU CoRE ¦ 4QU LoRE | Red Flag Warning - Large Fires | 2023 | Electric Reliability | 0.71896 | 84.7422 | 2023 | Mitigation | 0.011149 | 10 | 0 | esc | 0.011149 | 0.0080156 | 0.011149 | 0.0080156 | 0.011149 | 0.0080156 | 0.011149 | 0.0080156
[79 empty] | WLDFR | HFTD - Distribution - Tier 3 - 4QU CoRE ¦ 5QU LoRE | Seismic - Red Flag Warning - Catastrophic Fires | 2020 | 0 | 0 | 0 | 0 | 21083.8428 | 409.2237 | 13469.0878 | 7205.5313 | 4.5624 | 0 | 0 | 0 | 1.6216e-08 |  | 0 | 7.3985e-08 | 7.3985e-08 | 0 | 0 | 0 | 0 | 0 | 0 | 0 | 0 | Column30: 0 | [29 empty] | 7.3.2.1.3 Advanced weather monitoring and weather stations Weather StationsWLDFRElectric Reliability | WLDFR | HFTD - Distribution - Tier 3 - 5QU CoRE ¦ 4QU LoRE | Red Flag Warning - Large Fires | 2024 | Electric Reliability | 0.71896 | 84.7422 | 2024 | Mitigation | 0.011149 | 10 | 0 | esc | 0.011149 | 0.0080156 | 0.011149 | 0.0080156 | 0.011149 | 0.0080156 | 0.011149 | 0.0080156
[79 empty] | WLDFR | HFTD - Distribution - Tier 3 - 4QU CoRE ¦ 5QU LoRE | Seismic - Red Flag Warning - Catastrophic Fires | 2021 | 0 | 0 | 0 | 0 | 21083.8428 | 409.2237 | 13469.0878 | 7205.5313 | 4.5624 | 4.5624 | 0 | 0 | 1.6216e-08 |  | 0 | 7.3985e-08 | 7.3985e-08 | 0 | 7.3985e-08 | 7.3985e-08 | 0 | 0 | 0 | 0 | 0 | Column30: 0 | [29 empty] | 7.3.2.1.3 Advanced weather monitoring and weather stations Weather StationsWLDFRElectric Reliability | WLDFR | HFTD - Distribution - Tier 3 - 5QU CoRE ¦ 4QU LoRE | Red Flag Warning - Large Fires | 2025 | Electric Reliability | 0.71896 | 84.7422 | 2025 | Mitigation | 0.011149 | 10 | 0 | esc | 0.011149 | 0.0080156 | 0.011149 | 0.0080156 | 0.011149 | 0.0080156 | 0.011149 | 0.0080156
[79 empty] | WLDFR | HFTD - Distribution - Tier 3 - 4QU CoRE ¦ 5QU LoRE | Seismic - Red Flag Warning - Catastrophic Fires | 2022 | 0 | 0 | 0 | 0 | 21083.8428 | 409.2237 | 13469.0878 | 7205.5313 | 4.5624 | 4.5624 | 4.5624 | 0 | 1.6216e-08 |  | 0 | 7.3985e-08 | 7.3985e-08 | 0 | 7.3985e-08 | 7.3985e-08 | 0 | 7.3985e-08 | 7.3985e-08 | 0 | 0 | Column30: 0 | [29 empty] | 7.3.2.1.3 Advanced weather monitoring and weather stations Weather StationsWLDFRElectric Reliability | WLDFR | HFTD - Distribution - Tier 3 - 5QU CoRE ¦ 4QU LoRE | Red Flag Warning - Large Fires | 2026 | Electric Reliability | 0.71896 | 84.7422 | 2026 | Mitigation | 0.011149 | 10 | 0 | esc | 0.011149 | 0.0080156 | 0.011149 | 0.0080156 | 0.011149 | 0.0080156 | 0.011149 | 0.0080156
[79 empty] | WLDFR | HFTD - Distribution - Tier 3 - 4QU CoRE ¦ 5QU LoRE | Seismic - Red Flag Warning - Catastrophic Fires | 2023 | 0 | 0 | 0 | 0 | 21835.9781 | 428.6023 | 13939.561 | 7467.8148 | 4.7784 | 4.7784 | 4.7784 | 4.7784 | 1.6216e-08 |  | 0 | 7.7489e-08 | 7.7489e-08 | 0 | 7.7489e-08 | 7.7489e-08 | 0 | 7.7489e-08 | 7.7489e-08 | 0 | 7.7489e-08 | Column30: 7.7489e-08 | [29 empty] | 7.3.2.1.3 Advanced weather monitoring and weather stations Weather StationsWLDFRElectric Reliability | WLDFR | HFTD - Distribution - Tier 3 - 5QU CoRE ¦ 4QU LoRE | Red Flag Warning - Large Fires | 2027 | Electric Reliability | 0.71896 | 84.7422 | 2027 | Mitigation | 0.011149 | 10 | 0 | esc | 0.011149 | 0.0080156 | 0.011149 | 0.0080156 | 0.011149 | 0.0080156 | 0.011149 | 0.0080156
[79 empty] | WLDFR | HFTD - Distribution - Tier 3 - 4QU CoRE ¦ 5QU LoRE | Seismic - Red Flag Warning - Catastrophic Fires | 2024 | 0 | 0 | 0 | 0 | 21835.9781 | 428.6023 | 13939.561 | 7467.8148 | 4.7784 | 4.7784 | 4.7784 | 4.7784 | 1.6216e-08 |  | 0 | 7.7489e-08 | 7.7489e-08 | 0 | 7.7489e-08 | 7.7489e-08 | 0 | 7.7489e-08 | 7.7489e-08 | 0 | 7.7489e-08 | Column30: 7.7489e-08 | [29 empty] | 7.3.2.1.3 Advanced weather monitoring and weather stations Weather StationsWLDFRElectric Reliability | WLDFR | HFTD - Distribution - Tier 3 - 5QU CoRE ¦ 4QU LoRE | Red Flag Warning - Large Fires | 2028 | Electric Reliability | 0.74734 | 84.7422 | 2028 | Mitigation | 0.011149 | 10 | 0 | esc | 0.011149 | 0.0083319 | 0.011149 | 0.0083319 | 0.011149 | 0.0083319 | 0.011149 | 0.0083319
[79 empty] | WLDFR | HFTD - Distribution - Tier 3 - 4QU CoRE ¦ 5QU LoRE | Seismic - Red Flag Warning - Catastrophic Fires | 2025 | 0 | 0 | 0 | 0 | 21835.9781 | 428.6023 | 13939.561 | 7467.8148 | 4.7784 | 4.7784 | 4.7784 | 4.7784 | 1.6216e-08 |  | 0 | 7.7489e-08 | 7.7489e-08 | 0 | 7.7489e-08 | 7.7489e-08 | 0 | 7.7489e-08 | 7.7489e-08 | 0 | 7.7489e-08 | Column30: 7.7489e-08 | [29 empty] | 7.3.2.1.3 Advanced weather monitoring and weather stations Weather StationsWLDFRElectric Reliability | WLDFR | HFTD - Distribution - Tier 3 - 5QU CoRE ¦ 4QU LoRE | Red Flag Warning - Large Fires | 2029 | Electric Reliability | 0.74734 | 84.7422 | 2029 | Mitigation | 0.011149 | 10 | 0 | esc | 0.011149 | 0.0083319 | 0.011149 | 0.0083319 | 0.011149 | 0.0083319 | 0.011149 | 0.0083319
[79 empty] | WLDFR | HFTD - Distribution - Tier 3 - 4QU CoRE ¦ 5QU LoRE | Seismic - Red Flag Warning - Catastrophic Fires | 2026 | 0 | 0 | 0 | 0 | 21835.9781 | 428.6023 | 13939.561 | 7467.8148 | 4.7784 | 4.7784 | 4.7784 | 4.7784 | 1.6216e-08 |  | 0 | 7.7489e-08 | 7.7489e-08 | 0 | 7.7489e-08 | 7.7489e-08 | 0 | 7.7489e-08 | 7.7489e-08 | 0 | 7.7489e-08 | Column30: 7.7489e-08 | [29 empty] | 7.3.2.1.3 Advanced weather monitoring and weather stations Weather StationsWLDFRElectric Reliability | WLDFR | HFTD - Distribution - Tier 3 - 5QU CoRE ¦ 4QU LoRE | Red Flag Warning - Large Fires | 2030 | Electric Reliability | 0.74734 | 84.7422 | 2030 | Mitigation | 0.011149 | 10 | 0 | esc | 0 | 0 | 0.011149 | 0.0083319 | 0.011149 | 0.0083319 | 0.011149 | 0.0083319
[79 empty] | WLDFR | HFTD - Distribution - Tier 3 - 4QU CoRE ¦ 5QU LoRE | Seismic - Red Flag Warning - Catastrophic Fires | 2027 | 0 | 0 | 0 | 0 | 21835.9781 | 428.6023 | 13939.561 | 7467.8148 | 4.7784 | 4.7784 | 4.7784 | 4.7784 | 1.6216e-08 |  | 0 | 7.7489e-08 | 7.7489e-08 | 0 | 7.7489e-08 | 7.7489e-08 | 0 | 7.7489e-08 | 7.7489e-08 | 0 | 7.7489e-08 | Column30: 7.7489e-08 | [29 empty] | 7.3.2.1.3 Advanced weather monitoring and weather stations Weather StationsWLDFRElectric Reliability | WLDFR | HFTD - Distribution - Tier 3 - 5QU CoRE ¦ 4QU LoRE | Red Flag Warning - Large Fires | 2031 | Electric Reliability | 0.74734 | 84.7422 | 2031 | Mitigation | 0.011149 | 10 | 0 | esc | 0 | 0 | 0 | 0 | 0.011149 | 0.0083319 | 0.011149 | 0.0083319
[79 empty] | WLDFR | HFTD - Distribution - Tier 3 - 4QU CoRE ¦ 5QU LoRE | Seismic - Red Flag Warning - Catastrophic Fires | 2028 | 0 | 0 | 0 | 0 | 22783.187 | 453.261 | 14531.3357 | 7798.5904 | 5.0533 | 5.0533 | 5.0533 | 5.0533 | 1.6216e-08 |  | 0 | 8.1947e-08 | 8.1947e-08 | 0 | 8.1947e-08 | 8.1947e-08 | 0 | 8.1947e-08 | 8.1947e-08 | 0 | 8.1947e-08 | Column30: 8.1947e-08 | [29 empty] | 7.3.2.1.3 Advanced weather monitoring and weather stations Weather StationsWLDFRElectric Reliability | WLDFR | HFTD - Distribution - Tier 3 - 5QU CoRE ¦ 4QU LoRE | Red Flag Warning - Large Fires | 2032 | Electric Reliability | 0.74734 | 84.7422 | 2032 | Mitigation | 0.011149 | 10 | 0 | esc | 0 | 0 | 0 | 0 | 0 | 0 | 0.011149 | 0.0083319
[79 empty] | WLDFR | HFTD - Distribution - Tier 3 - 4QU CoRE ¦ 5QU LoRE | Seismic - Red Flag Warning - Catastrophic Fires | 2029 | 0 | 0 | 0 | 0 | 22783.187 | 453.261 | 14531.3357 | 7798.5904 | 5.0533 | 5.0533 | 5.0533 | 5.0533 | 1.6216e-08 |  | 0 | 8.1947e-08 | 8.1947e-08 | 0 | 8.1947e-08 | 8.1947e-08 | 0 | 8.1947e-08 | 8.1947e-08 | 0 | 8.1947e-08 | Column30: 8.1947e-08 | [29 empty] | 7.3.2.1.3 Advanced weather monitoring and weather stations Weather StationsWLDFRElectric Reliability | WLDFR | HFTD - Distribution - Tier 3 - 5QU CoRE ¦ 4QU LoRE | Red Flag Warning - Small Fires | 2021 | Electric Reliability | 0.036425 | 84.7422 | 2021 | Mitigation | 0.011149 | 10 | 0 | esc | 0.011149 | 0.0004061 | 0.011149 | 0.0004061 | 0 | 0 | 0 | 0
[79 empty] | WLDFR | HFTD - Distribution - Tier 3 - 4QU CoRE ¦ 5QU LoRE | Seismic - Red Flag Warning - Catastrophic Fires | 2030 | 0 | 0 | 0 | 0 | 22783.187 | 453.261 | 14531.3357 | 7798.5904 | 0 | 5.0533 | 5.0533 | 5.0533 | 1.6216e-08 |  | 0 | 0 | 0 | 0 | 8.1947e-08 | 8.1947e-08 | 0 | 8.1947e-08 | 8.1947e-08 | 0 | 8.1947e-08 | Column30: 8.1947e-08 | [29 empty] | 7.3.2.1.3 Advanced weather monitoring and weather stations Weather StationsWLDFRElectric Reliability | WLDFR | HFTD - Distribution - Tier 3 - 5QU CoRE ¦ 4QU LoRE | Red Flag Warning - Small Fires | 2022 | Electric Reliability | 0.036425 | 84.7422 | 2022 | Mitigation | 0.011149 | 10 | 0 | esc | 0.011149 | 0.0004061 | 0.011149 | 0.0004061 | 0.011149 | 0.0004061 | 0 | 0
[79 empty] | WLDFR | HFTD - Distribution - Tier 3 - 4QU CoRE ¦ 5QU LoRE | Seismic - Red Flag Warning - Catastrophic Fires | 2031 | 0 | 0 | 0 | 0 | 22783.187 | 453.261 | 14531.3357 | 7798.5904 | 0 | 0 | 5.0533 | 5.0533 | 1.6216e-08 |  | 0 | 0 | 0 | 0 | 0 | 0 | 0 | 8.1947e-08 | 8.1947e-08 | 0 | 8.1947e-08 | Column30: 8.1947e-08 | [29 empty] | 7.3.2.1.3 Advanced weather monitoring and weather stations Weather StationsWLDFRElectric Reliability | WLDFR | HFTD - Distribution - Tier 3 - 5QU CoRE ¦ 4QU LoRE | Red Flag Warning - Small Fires | 2023 | Electric Reliability | 0.03759 | 84.7422 | 2023 | Mitigation | 0.011149 | 10 | 0 | esc | 0.011149 | 0.00041909 | 0.011149 | 0.00041909 | 0.011149 | 0.00041909 | 0.011149 | 0.00041909
[79 empty] | WLDFR | HFTD - Distribution - Tier 3 - 4QU CoRE ¦ 5QU LoRE | Seismic - Red Flag Warning - Catastrophic Fires | 2032 | 0 | 0 | 0 | 0 | 22783.187 | 453.261 | 14531.3357 | 7798.5904 | 0 | 0 | 0 | 5.0533 | 1.6216e-08 |  | 0 | 0 | 0 | 0 | 0 | 0 | 0 | 0 | 0 | 0 | 8.1947e-08 | Column30: 8.1947e-08 | [29 empty] | 7.3.2.1.3 Advanced weather monitoring and weather stations Weather StationsWLDFRElectric Reliability | WLDFR | HFTD - Distribution - Tier 3 - 5QU CoRE ¦ 4QU LoRE | Red Flag Warning - Small Fires | 2024 | Electric Reliability | 0.03759 | 84.7422 | 2024 | Mitigation | 0.011149 | 10 | 0 | esc | 0.011149 | 0.00041909 | 0.011149 | 0.00041909 | 0.011149 | 0.00041909 | 0.011149 | 0.00041909
[79 empty] | WLDFR | HFTD - Distribution - Tier 3 - 5QU CoRE ¦ 1QU LoRE | Non-Red Flag Warning - Catastrophic Fires | 2020 | 0 | 0 | 0 | 0 | 14146.1306 | 222.2294 | 8585.7228 | 5338.1784 | 2.4776 | 0 | 0 | 0 | 1.1496e-07 |  | 0 | 2.8482e-07 | 2.8482e-07 | 0 | 0 | 0 | 0 | 0 | 0 | 0 | 0 | Column30: 0 | [29 empty] | 7.3.2.1.3 Advanced weather monitoring and weather stations Weather StationsWLDFRElectric Reliability | WLDFR | HFTD - Distribution - Tier 3 - 5QU CoRE ¦ 4QU LoRE | Red Flag Warning - Small Fires | 2025 | Electric Reliability | 0.03759 | 84.7422 | 2025 | Mitigation | 0.011149 | 10 | 0 | esc | 0.011149 | 0.00041909 | 0.011149 | 0.00041909 | 0.011149 | 0.00041909 | 0.011149 | 0.00041909
[79 empty] | WLDFR | HFTD - Distribution - Tier 3 - 5QU CoRE ¦ 1QU LoRE | Non-Red Flag Warning - Catastrophic Fires | 2021 | 0 | 0 | 0 | 0 | 14146.1306 | 222.2294 | 8585.7228 | 5338.1784 | 2.4776 | 2.4776 | 0 | 0 | 1.1496e-07 |  | 0 | 2.8482e-07 | 2.8482e-07 | 0 | 2.8482e-07 | 2.8482e-07 | 0 | 0 | 0 | 0 | 0 | Column30: 0 | [29 empty] | 7.3.2.1.3 Advanced weather monitoring and weather stations Weather StationsWLDFRElectric Reliability | WLDFR | HFTD - Distribution - Tier 3 - 5QU CoRE ¦ 4QU LoRE | Red Flag Warning - Small Fires | 2026 | Electric Reliability | 0.03759 | 84.7422 | 2026 | Mitigation | 0.011149 | 10 | 0 | esc | 0.011149 | 0.00041909 | 0.011149 | 0.00041909 | 0.011149 | 0.00041909 | 0.011149 | 0.00041909
[79 empty] | WLDFR | HFTD - Distribution - Tier 3 - 5QU CoRE ¦ 1QU LoRE | Non-Red Flag Warning - Catastrophic Fires | 2022 | 0 | 0 | 0 | 0 | 14146.1306 | 222.2294 | 8585.7228 | 5338.1784 | 2.4776 | 2.4776 | 2.4776 | 0 | 1.1496e-07 |  | 0 | 2.8482e-07 | 2.8482e-07 | 0 | 2.8482e-07 | 2.8482e-07 | 0 | 2.8482e-07 | 2.8482e-07 | 0 | 0 | Column30: 0 | [29 empty] | 7.3.2.1.3 Advanced weather monitoring and weather stations Weather StationsWLDFRElectric Reliability | WLDFR | HFTD - Distribution - Tier 3 - 5QU CoRE ¦ 4QU LoRE | Red Flag Warning - Small Fires | 2027 | Electric Reliability | 0.03759 | 84.7422 | 2027 | Mitigation | 0.011149 | 10 | 0 | esc | 0.011149 | 0.00041909 | 0.011149 | 0.00041909 | 0.011149 | 0.00041909 | 0.011149 | 0.00041909
[79 empty] | WLDFR | HFTD - Distribution - Tier 3 - 5QU CoRE ¦ 1QU LoRE | Non-Red Flag Warning - Catastrophic Fires | 2023 | 0 | 0 | 0 | 0 | 14664.6376 | 233.2301 | 8896.516 | 5534.8915 | 2.6002 | 2.6002 | 2.6002 | 2.6002 | 1.1496e-07 |  | 0 | 2.9892e-07 | 2.9892e-07 | 0 | 2.9892e-07 | 2.9892e-07 | 0 | 2.9892e-07 | 2.9892e-07 | 0 | 2.9892e-07 | Column30: 2.9892e-07 | [29 empty] | 7.3.2.1.3 Advanced weather monitoring and weather stations Weather StationsWLDFRElectric Reliability | WLDFR | HFTD - Distribution - Tier 3 - 5QU CoRE ¦ 4QU LoRE | Red Flag Warning - Small Fires | 2028 | Electric Reliability | 0.039055 | 84.7422 | 2028 | Mitigation | 0.011149 | 10 | 0 | esc | 0.011149 | 0.00043542 | 0.011149 | 0.00043542 | 0.011149 | 0.00043542 | 0.011149 | 0.00043542
[79 empty] | WLDFR | HFTD - Distribution - Tier 3 - 5QU CoRE ¦ 1QU LoRE | Non-Red Flag Warning - Catastrophic Fires | 2024 | 0 | 0 | 0 | 0 | 14664.6376 | 233.2301 | 8896.516 | 5534.8915 | 2.6002 | 2.6002 | 2.6002 | 2.6002 | 1.1496e-07 |  | 0 | 2.9892e-07 | 2.9892e-07 | 0 | 2.9892e-07 | 2.9892e-07 | 0 | 2.9892e-07 | 2.9892e-07 | 0 | 2.9892e-07 | Column30: 2.9892e-07 | [29 empty] | 7.3.2.1.3 Advanced weather monitoring and weather stations Weather StationsWLDFRElectric Reliability | WLDFR | HFTD - Distribution - Tier 3 - 5QU CoRE ¦ 4QU LoRE | Red Flag Warning - Small Fires | 2029 | Electric Reliability | 0.039055 | 84.7422 | 2029 | Mitigation | 0.011149 | 10 | 0 | esc | 0.011149 | 0.00043542 | 0.011149 | 0.00043542 | 0.011149 | 0.00043542 | 0.011149 | 0.00043542
[79 empty] | WLDFR | HFTD - Distribution - Tier 3 - 5QU CoRE ¦ 1QU LoRE | Non-Red Flag Warning - Catastrophic Fires | 2025 | 0 | 0 | 0 | 0 | 14664.6376 | 233.2301 | 8896.516 | 5534.8915 | 2.6002 | 2.6002 | 2.6002 | 2.6002 | 1.1496e-07 |  | 0 | 2.9892e-07 | 2.9892e-07 | 0 | 2.9892e-07 | 2.9892e-07 | 0 | 2.9892e-07 | 2.9892e-07 | 0 | 2.9892e-07 | Column30: 2.9892e-07 | [29 empty] | 7.3.2.1.3 Advanced weather monitoring and weather stations Weather StationsWLDFRElectric Reliability | WLDFR | HFTD - Distribution - Tier 3 - 5QU CoRE ¦ 4QU LoRE | Red Flag Warning - Small Fires | 2030 | Electric Reliability | 0.039055 | 84.7422 | 2030 | Mitigation | 0.011149 | 10 | 0 | esc | 0 | 0 | 0.011149 | 0.00043542 | 0.011149 | 0.00043542 | 0.011149 | 0.00043542
[79 empty] | WLDFR | HFTD - Distribution - Tier 3 - 5QU CoRE ¦ 1QU LoRE | Non-Red Flag Warning - Catastrophic Fires | 2026 | 0 | 0 | 0 | 0 | 14664.6376 | 233.2301 | 8896.516 | 5534.8915 | 2.6002 | 2.6002 | 2.6002 | 2.6002 | 1.1496e-07 |  | 0 | 2.9892e-07 | 2.9892e-07 | 0 | 2.9892e-07 | 2.9892e-07 | 0 | 2.9892e-07 | 2.9892e-07 | 0 | 2.9892e-07 | Column30: 2.9892e-07 | [29 empty] | 7.3.2.1.3 Advanced weather monitoring and weather stations Weather StationsWLDFRElectric Reliability | WLDFR | HFTD - Distribution - Tier 3 - 5QU CoRE ¦ 4QU LoRE | Red Flag Warning - Small Fires | 2031 | Electric Reliability | 0.039055 | 84.7422 | 2031 | Mitigation | 0.011149 | 10 | 0 | esc | 0 | 0 | 0 | 0 | 0.011149 | 0.00043542 | 0.011149 | 0.00043542
[79 empty] | WLDFR | HFTD - Distribution - Tier 3 - 5QU CoRE ¦ 1QU LoRE | Non-Red Flag Warning - Catastrophic Fires | 2027 | 0 | 0 | 0 | 0 | 14664.6376 | 233.2301 | 8896.516 | 5534.8915 | 2.6002 | 2.6002 | 2.6002 | 2.6002 | 1.1496e-07 |  | 0 | 2.9892e-07 | 2.9892e-07 | 0 | 2.9892e-07 | 2.9892e-07 | 0 | 2.9892e-07 | 2.9892e-07 | 0 | 2.9892e-07 | Column30: 2.9892e-07 | [29 empty] | 7.3.2.1.3 Advanced weather monitoring and weather stations Weather StationsWLDFRElectric Reliability | WLDFR | HFTD - Distribution - Tier 3 - 5QU CoRE ¦ 4QU LoRE | Red Flag Warning - Small Fires | 2032 | Electric Reliability | 0.039055 | 84.7422 | 2032 | Mitigation | 0.011149 | 10 | 0 | esc | 0 | 0 | 0 | 0 | 0 | 0 | 0.011149 | 0.00043542
[79 empty] | WLDFR | HFTD - Distribution - Tier 3 - 5QU CoRE ¦ 1QU LoRE | Non-Red Flag Warning - Catastrophic Fires | 2028 | 0 | 0 | 0 | 0 | 15317.9909 | 247.273 | 9287.6491 | 5783.0689 | 2.7568 | 2.7568 | 2.7568 | 2.7568 | 1.1496e-07 |  | 0 | 3.1692e-07 | 3.1692e-07 | 0 | 3.1692e-07 | 3.1692e-07 | 0 | 3.1692e-07 | 3.1692e-07 | 0 | 3.1692e-07 | Column30: 3.1692e-07 | [29 empty] | 7.3.2.1.3 Advanced weather monitoring and weather stations Weather StationsWLDFRElectric Reliability | WLDFR | HFTD - Distribution - Tier 3 - 5QU CoRE ¦ 4QU LoRE | Seismic - Non-Red Flag Warning - Catastrophic Fires | 2021 | Electric Reliability | 409.2237 | 84.7422 | 2021 | Mitigation | 0.011149 | 10 | 0 | esc | 0.011149 | 4.5624 | 0.011149 | 4.5624 | 0 | 0 | 0 | 0
[79 empty] | WLDFR | HFTD - Distribution - Tier 3 - 5QU CoRE ¦ 1QU LoRE | Non-Red Flag Warning - Catastrophic Fires | 2029 | 0 | 0 | 0 | 0 | 15317.9909 | 247.273 | 9287.6491 | 5783.0689 | 2.7568 | 2.7568 | 2.7568 | 2.7568 | 1.1496e-07 |  | 0 | 3.1692e-07 | 3.1692e-07 | 0 | 3.1692e-07 | 3.1692e-07 | 0 | 3.1692e-07 | 3.1692e-07 | 0 | 3.1692e-07 | Column30: 3.1692e-07 | [29 empty] | 7.3.2.1.3 Advanced weather monitoring and weather stations Weather StationsWLDFRElectric Reliability | WLDFR | HFTD - Distribution - Tier 3 - 5QU CoRE ¦ 4QU LoRE | Seismic - Non-Red Flag Warning - Catastrophic Fires | 2022 | Electric Reliability | 409.2237 | 84.7422 | 2022 | Mitigation | 0.011149 | 10 | 0 | esc | 0.011149 | 4.5624 | 0.011149 | 4.5624 | 0.011149 | 4.5624 | 0 | 0
[79 empty] | WLDFR | HFTD - Distribution - Tier 3 - 5QU CoRE ¦ 1QU LoRE | Non-Red Flag Warning - Catastrophic Fires | 2030 | 0 | 0 | 0 | 0 | 15317.9909 | 247.273 | 9287.6491 | 5783.0689 | 0 | 2.7568 | 2.7568 | 2.7568 | 1.1496e-07 |  | 0 | 0 | 0 | 0 | 3.1692e-07 | 3.1692e-07 | 0 | 3.1692e-07 | 3.1692e-07 | 0 | 3.1692e-07 | Column30: 3.1692e-07 | [29 empty] | 7.3.2.1.3 Advanced weather monitoring and weather stations Weather StationsWLDFRElectric Reliability | WLDFR | HFTD - Distribution - Tier 3 - 5QU CoRE ¦ 4QU LoRE | Seismic - Non-Red Flag Warning - Catastrophic Fires | 2023 | Electric Reliability | 428.6023 | 84.7422 | 2023 | Mitigation | 0.011149 | 10 | 0 | esc | 0.011149 | 4.7784 | 0.011149 | 4.7784 | 0.011149 | 4.7784 | 0.011149 | 4.7784
[79 empty] | WLDFR | HFTD - Distribution - Tier 3 - 5QU CoRE ¦ 1QU LoRE | Non-Red Flag Warning - Catastrophic Fires | 2031 | 0 | 0 | 0 | 0 | 15317.9909 | 247.273 | 9287.6491 | 5783.0689 | 0 | 0 | 2.7568 | 2.7568 | 1.1496e-07 |  | 0 | 0 | 0 | 0 | 0 | 0 | 0 | 3.1692e-07 | 3.1692e-07 | 0 | 3.1692e-07 | Column30: 3.1692e-07 | [29 empty] | 7.3.2.1.3 Advanced weather monitoring and weather stations Weather StationsWLDFRElectric Reliability | WLDFR | HFTD - Distribution - Tier 3 - 5QU CoRE ¦ 4QU LoRE | Seismic - Non-Red Flag Warning - Catastrophic Fires | 2024 | Electric Reliability | 428.6023 | 84.7422 | 2024 | Mitigation | 0.011149 | 10 | 0 | esc | 0.011149 | 4.7784 | 0.011149 | 4.7784 | 0.011149 | 4.7784 | 0.011149 | 4.7784
[79 empty] | WLDFR | HFTD - Distribution - Tier 3 - 5QU CoRE ¦ 1QU LoRE | Non-Red Flag Warning - Catastrophic Fires | 2032 | 0 | 0 | 0 | 0 | 15317.9909 | 247.273 | 9287.6491 | 5783.0689 | 0 | 0 | 0 | 2.7568 | 1.1496e-07 |  | 0 | 0 | 0 | 0 | 0 | 0 | 0 | 0 | 0 | 0 | 3.1692e-07 | Column30: 3.1692e-07 | [29 empty] | 7.3.2.1.3 Advanced weather monitoring and weather stations Weather StationsWLDFRElectric Reliability | WLDFR | HFTD - Distribution - Tier 3 - 5QU CoRE ¦ 4QU LoRE | Seismic - Non-Red Flag Warning - Catastrophic Fires | 2025 | Electric Reliability | 428.6023 | 84.7422 | 2025 | Mitigation | 0.011149 | 10 | 0 | esc | 0.011149 | 4.7784 | 0.011149 | 4.7784 | 0.011149 | 4.7784 | 0.011149 | 4.7784
[79 empty] | WLDFR | HFTD - Distribution - Tier 3 - 5QU CoRE ¦ 1QU LoRE | Non-Red Flag Warning - Destructive Fires | 2020 | 0 | 0 | 0 | 0 | 8807.9522 | 222.2294 | 8585.7228 | 0 | 2.4776 | 0 | 0 | 0 | 1.4446e-07 |  | 0 | 3.5791e-07 | 3.5791e-07 | 0 | 0 | 0 | 0 | 0 | 0 | 0 | 0 | Column30: 0 | [29 empty] | 7.3.2.1.3 Advanced weather monitoring and weather stations Weather StationsWLDFRElectric Reliability | WLDFR | HFTD - Distribution - Tier 3 - 5QU CoRE ¦ 4QU LoRE | Seismic - Non-Red Flag Warning - Catastrophic Fires | 2026 | Electric Reliability | 428.6023 | 84.7422 | 2026 | Mitigation | 0.011149 | 10 | 0 | esc | 0.011149 | 4.7784 | 0.011149 | 4.7784 | 0.011149 | 4.7784 | 0.011149 | 4.7784
[79 empty] | WLDFR | HFTD - Distribution - Tier 3 - 5QU CoRE ¦ 1QU LoRE | Non-Red Flag Warning - Destructive Fires | 2021 | 0 | 0 | 0 | 0 | 8807.9522 | 222.2294 | 8585.7228 | 0 | 2.4776 | 2.4776 | 0 | 0 | 1.4446e-07 |  | 0 | 3.5791e-07 | 3.5791e-07 | 0 | 3.5791e-07 | 3.5791e-07 | 0 | 0 | 0 | 0 | 0 | Column30: 0 | [29 empty] | 7.3.2.1.3 Advanced weather monitoring and weather stations Weather StationsWLDFRElectric Reliability | WLDFR | HFTD - Distribution - Tier 3 - 5QU CoRE ¦ 4QU LoRE | Seismic - Non-Red Flag Warning - Catastrophic Fires | 2027 | Electric Reliability | 428.6023 | 84.7422 | 2027 | Mitigation | 0.011149 | 10 | 0 | esc | 0.011149 | 4.7784 | 0.011149 | 4.7784 | 0.011149 | 4.7784 | 0.011149 | 4.7784
[79 empty] | WLDFR | HFTD - Distribution - Tier 3 - 5QU CoRE ¦ 1QU LoRE | Non-Red Flag Warning - Destructive Fires | 2022 | 0 | 0 | 0 | 0 | 8807.9522 | 222.2294 | 8585.7228 | 0 | 2.4776 | 2.4776 | 2.4776 | 0 | 1.4446e-07 |  | 0 | 3.5791e-07 | 3.5791e-07 | 0 | 3.5791e-07 | 3.5791e-07 | 0 | 3.5791e-07 | 3.5791e-07 | 0 | 0 | Column30: 0 | [29 empty] | 7.3.2.1.3 Advanced weather monitoring and weather stations Weather StationsWLDFRElectric Reliability | WLDFR | HFTD - Distribution - Tier 3 - 5QU CoRE ¦ 4QU LoRE | Seismic - Non-Red Flag Warning - Catastrophic Fires | 2028 | Electric Reliability | 453.261 | 84.7422 | 2028 | Mitigation | 0.011149 | 10 | 0 | esc | 0.011149 | 5.0533 | 0.011149 | 5.0533 | 0.011149 | 5.0533 | 0.011149 | 5.0533
[79 empty] | WLDFR | HFTD - Distribution - Tier 3 - 5QU CoRE ¦ 1QU LoRE | Non-Red Flag Warning - Destructive Fires | 2023 | 0 | 0 | 0 | 0 | 9129.7461 | 233.2301 | 8896.516 | 0 | 2.6002 | 2.6002 | 2.6002 | 2.6002 | 1.4446e-07 |  | 0 | 3.7563e-07 | 3.7563e-07 | 0 | 3.7563e-07 | 3.7563e-07 | 0 | 3.7563e-07 | 3.7563e-07 | 0 | 3.7563e-07 | Column30: 3.7563e-07 | [29 empty] | 7.3.2.1.3 Advanced weather monitoring and weather stations Weather StationsWLDFRElectric Reliability | WLDFR | HFTD - Distribution - Tier 3 - 5QU CoRE ¦ 4QU LoRE | Seismic - Non-Red Flag Warning - Catastrophic Fires | 2029 | Electric Reliability | 453.261 | 84.7422 | 2029 | Mitigation | 0.011149 | 10 | 0 | esc | 0.011149 | 5.0533 | 0.011149 | 5.0533 | 0.011149 | 5.0533 | 0.011149 | 5.0533
[79 empty] | WLDFR | HFTD - Distribution - Tier 3 - 5QU CoRE ¦ 1QU LoRE | Non-Red Flag Warning - Destructive Fires | 2024 | 0 | 0 | 0 | 0 | 9129.7461 | 233.2301 | 8896.516 | 0 | 2.6002 | 2.6002 | 2.6002 | 2.6002 | 1.4446e-07 |  | 0 | 3.7563e-07 | 3.7563e-07 | 0 | 3.7563e-07 | 3.7563e-07 | 0 | 3.7563e-07 | 3.7563e-07 | 0 | 3.7563e-07 | Column30: 3.7563e-07 | [29 empty] | 7.3.2.1.3 Advanced weather monitoring and weather stations Weather StationsWLDFRElectric Reliability | WLDFR | HFTD - Distribution - Tier 3 - 5QU CoRE ¦ 4QU LoRE | Seismic - Non-Red Flag Warning - Catastrophic Fires | 2030 | Electric Reliability | 453.261 | 84.7422 | 2030 | Mitigation | 0.011149 | 10 | 0 | esc | 0 | 0 | 0.011149 | 5.0533 | 0.011149 | 5.0533 | 0.011149 | 5.0533
[79 empty] | WLDFR | HFTD - Distribution - Tier 3 - 5QU CoRE ¦ 1QU LoRE | Non-Red Flag Warning - Destructive Fires | 2025 | 0 | 0 | 0 | 0 | 9129.7461 | 233.2301 | 8896.516 | 0 | 2.6002 | 2.6002 | 2.6002 | 2.6002 | 1.4446e-07 |  | 0 | 3.7563e-07 | 3.7563e-07 | 0 | 3.7563e-07 | 3.7563e-07 | 0 | 3.7563e-07 | 3.7563e-07 | 0 | 3.7563e-07 | Column30: 3.7563e-07 | [29 empty] | 7.3.2.1.3 Advanced weather monitoring and weather stations Weather StationsWLDFRElectric Reliability | WLDFR | HFTD - Distribution - Tier 3 - 5QU CoRE ¦ 4QU LoRE | Seismic - Non-Red Flag Warning - Catastrophic Fires | 2031 | Electric Reliability | 453.261 | 84.7422 | 2031 | Mitigation | 0.011149 | 10 | 0 | esc | 0 | 0 | 0 | 0 | 0.011149 | 5.0533 | 0.011149 | 5.0533
[79 empty] | WLDFR | HFTD - Distribution - Tier 3 - 5QU CoRE ¦ 1QU LoRE | Non-Red Flag Warning - Destructive Fires | 2026 | 0 | 0 | 0 | 0 | 9129.7461 | 233.2301 | 8896.516 | 0 | 2.6002 | 2.6002 | 2.6002 | 2.6002 | 1.4446e-07 |  | 0 | 3.7563e-07 | 3.7563e-07 | 0 | 3.7563e-07 | 3.7563e-07 | 0 | 3.7563e-07 | 3.7563e-07 | 0 | 3.7563e-07 | Column30: 3.7563e-07 | [29 empty] | 7.3.2.1.3 Advanced weather monitoring and weather stations Weather StationsWLDFRElectric Reliability | WLDFR | HFTD - Distribution - Tier 3 - 5QU CoRE ¦ 4QU LoRE | Seismic - Non-Red Flag Warning - Catastrophic Fires | 2032 | Electric Reliability | 453.261 | 84.7422 | 2032 | Mitigation | 0.011149 | 10 | 0 | esc | 0 | 0 | 0 | 0 | 0 | 0 | 0.011149 | 5.0533
[79 empty] | WLDFR | HFTD - Distribution - Tier 3 - 5QU CoRE ¦ 1QU LoRE | Non-Red Flag Warning - Destructive Fires | 2027 | 0 | 0 | 0 | 0 | 9129.7461 | 233.2301 | 8896.516 | 0 | 2.6002 | 2.6002 | 2.6002 | 2.6002 | 1.4446e-07 |  | 0 | 3.7563e-07 | 3.7563e-07 | 0 | 3.7563e-07 | 3.7563e-07 | 0 | 3.7563e-07 | 3.7563e-07 | 0 | 3.7563e-07 | Column30: 3.7563e-07 | [29 empty] | 7.3.2.1.3 Advanced weather monitoring and weather stations Weather StationsWLDFRElectric Reliability | WLDFR | HFTD - Distribution - Tier 3 - 5QU CoRE ¦ 4QU LoRE | Seismic - Red Flag Warning - Catastrophic Fires | 2021 | Electric Reliability | 409.2237 | 84.7422 | 2021 | Mitigation | 0.011149 | 10 | 0 | esc | 0.011149 | 4.5624 | 0.011149 | 4.5624 | 0 | 0 | 0 | 0
[79 empty] | WLDFR | HFTD - Distribution - Tier 3 - 5QU CoRE ¦ 1QU LoRE | Non-Red Flag Warning - Destructive Fires | 2028 | 0 | 0 | 0 | 0 | 9534.9221 | 247.273 | 9287.6491 | 0 | 2.7568 | 2.7568 | 2.7568 | 2.7568 | 1.4446e-07 |  | 0 | 3.9825e-07 | 3.9825e-07 | 0 | 3.9825e-07 | 3.9825e-07 | 0 | 3.9825e-07 | 3.9825e-07 | 0 | 3.9825e-07 | Column30: 3.9825e-07 | [29 empty] | 7.3.2.1.3 Advanced weather monitoring and weather stations Weather StationsWLDFRElectric Reliability | WLDFR | HFTD - Distribution - Tier 3 - 5QU CoRE ¦ 4QU LoRE | Seismic - Red Flag Warning - Catastrophic Fires | 2022 | Electric Reliability | 409.2237 | 84.7422 | 2022 | Mitigation | 0.011149 | 10 | 0 | esc | 0.011149 | 4.5624 | 0.011149 | 4.5624 | 0.011149 | 4.5624 | 0 | 0
[79 empty] | WLDFR | HFTD - Distribution - Tier 3 - 5QU CoRE ¦ 1QU LoRE | Non-Red Flag Warning - Destructive Fires | 2029 | 0 | 0 | 0 | 0 | 9534.9221 | 247.273 | 9287.6491 | 0 | 2.7568 | 2.7568 | 2.7568 | 2.7568 | 1.4446e-07 |  | 0 | 3.9825e-07 | 3.9825e-07 | 0 | 3.9825e-07 | 3.9825e-07 | 0 | 3.9825e-07 | 3.9825e-07 | 0 | 3.9825e-07 | Column30: 3.9825e-07 | [29 empty] | 7.3.2.1.3 Advanced weather monitoring and weather stations Weather StationsWLDFRElectric Reliability | WLDFR | HFTD - Distribution - Tier 3 - 5QU CoRE ¦ 4QU LoRE | Seismic - Red Flag Warning - Catastrophic Fires | 2023 | Electric Reliability | 428.6023 | 84.7422 | 2023 | Mitigation | 0.011149 | 10 | 0 | esc | 0.011149 | 4.7784 | 0.011149 | 4.7784 | 0.011149 | 4.7784 | 0.011149 | 4.7784
[79 empty] | WLDFR | HFTD - Distribution - Tier 3 - 5QU CoRE ¦ 1QU LoRE | Non-Red Flag Warning - Destructive Fires | 2030 | 0 | 0 | 0 | 0 | 9534.9221 | 247.273 | 9287.6491 | 0 | 0 | 2.7568 | 2.7568 | 2.7568 | 1.4446e-07 |  | 0 | 0 | 0 | 0 | 3.9825e-07 | 3.9825e-07 | 0 | 3.9825e-07 | 3.9825e-07 | 0 | 3.9825e-07 | Column30: 3.9825e-07 | [29 empty] | 7.3.2.1.3 Advanced weather monitoring and weather stations Weather StationsWLDFRElectric Reliability | WLDFR | HFTD - Distribution - Tier 3 - 5QU CoRE ¦ 4QU LoRE | Seismic - Red Flag Warning - Catastrophic Fires | 2024 | Electric Reliability | 428.6023 | 84.7422 | 2024 | Mitigation | 0.011149 | 10 | 0 | esc | 0.011149 | 4.7784 | 0.011149 | 4.7784 | 0.011149 | 4.7784 | 0.011149 | 4.7784
[79 empty] | WLDFR | HFTD - Distribution - Tier 3 - 5QU CoRE ¦ 1QU LoRE | Non-Red Flag Warning - Destructive Fires | 2031 | 0 | 0 | 0 | 0 | 9534.9221 | 247.273 | 9287.6491 | 0 | 0 | 0 | 2.7568 | 2.7568 | 1.4446e-07 |  | 0 | 0 | 0 | 0 | 0 | 0 | 0 | 3.9825e-07 | 3.9825e-07 | 0 | 3.9825e-07 | Column30: 3.9825e-07 | [29 empty] | 7.3.2.1.3 Advanced weather monitoring and weather stations Weather StationsWLDFRElectric Reliability | WLDFR | HFTD - Distribution - Tier 3 - 5QU CoRE ¦ 4QU LoRE | Seismic - Red Flag Warning - Catastrophic Fires | 2025 | Electric Reliability | 428.6023 | 84.7422 | 2025 | Mitigation | 0.011149 | 10 | 0 | esc | 0.011149 | 4.7784 | 0.011149 | 4.7784 | 0.011149 | 4.7784 | 0.011149 | 4.7784
[79 empty] | WLDFR | HFTD - Distribution - Tier 3 - 5QU CoRE ¦ 1QU LoRE | Non-Red Flag Warning - Destructive Fires | 2032 | 0 | 0 | 0 | 0 | 9534.9221 | 247.273 | 9287.6491 | 0 | 0 | 0 | 0 | 2.7568 | 1.4446e-07 |  | 0 | 0 | 0 | 0 | 0 | 0 | 0 | 0 | 0 | 0 | 3.9825e-07 | Column30: 3.9825e-07 | [29 empty] | 7.3.2.1.3 Advanced weather monitoring and weather stations Weather StationsWLDFRElectric Reliability | WLDFR | HFTD - Distribution - Tier 3 - 5QU CoRE ¦ 4QU LoRE | Seismic - Red Flag Warning - Catastrophic Fires | 2026 | Electric Reliability | 428.6023 | 84.7422 | 2026 | Mitigation | 0.011149 | 10 | 0 | esc | 0.011149 | 4.7784 | 0.011149 | 4.7784 | 0.011149 | 4.7784 | 0.011149 | 4.7784
[79 empty] | WLDFR | HFTD - Distribution - Tier 3 - 5QU CoRE ¦ 1QU LoRE | Non-Red Flag Warning - Large Fires | 2020 | 0 | 0 | 0 | 0 | 5.2406 | 0.69642 | 2.942 | 1.6022 | 0.0077642 | 0 | 0 | 0 | 2.5327e-05 |  | 0 | 1.9664e-07 | 1.9664e-07 | 0 | 0 | 0 | 0 | 0 | 0 | 0 | 0 | Column30: 0 | [29 empty] | 7.3.2.1.3 Advanced weather monitoring and weather stations Weather StationsWLDFRElectric Reliability | WLDFR | HFTD - Distribution - Tier 3 - 5QU CoRE ¦ 4QU LoRE | Seismic - Red Flag Warning - Catastrophic Fires | 2027 | Electric Reliability | 428.6023 | 84.7422 | 2027 | Mitigation | 0.011149 | 10 | 0 | esc | 0.011149 | 4.7784 | 0.011149 | 4.7784 | 0.011149 | 4.7784 | 0.011149 | 4.7784
[79 empty] | WLDFR | HFTD - Distribution - Tier 3 - 5QU CoRE ¦ 1QU LoRE | Non-Red Flag Warning - Large Fires | 2021 | 0 | 0 | 0 | 0 | 5.2406 | 0.69642 | 2.942 | 1.6022 | 0.0077642 | 0.0077642 | 0 | 0 | 2.5327e-05 |  | 0 | 1.9664e-07 | 1.9664e-07 | 0 | 1.9664e-07 | 1.9664e-07 | 0 | 0 | 0 | 0 | 0 | Column30: 0 | [29 empty] | 7.3.2.1.3 Advanced weather monitoring and weather stations Weather StationsWLDFRElectric Reliability | WLDFR | HFTD - Distribution - Tier 3 - 5QU CoRE ¦ 4QU LoRE | Seismic - Red Flag Warning - Catastrophic Fires | 2028 | Electric Reliability | 453.261 | 84.7422 | 2028 | Mitigation | 0.011149 | 10 | 0 | esc | 0.011149 | 5.0533 | 0.011149 | 5.0533 | 0.011149 | 5.0533 | 0.011149 | 5.0533
[79 empty] | WLDFR | HFTD - Distribution - Tier 3 - 5QU CoRE ¦ 1QU LoRE | Non-Red Flag Warning - Large Fires | 2022 | 0 | 0 | 0 | 0 | 5.2406 | 0.69642 | 2.942 | 1.6022 | 0.0077642 | 0.0077642 | 0.0077642 | 0 | 2.5327e-05 |  | 0 | 1.9664e-07 | 1.9664e-07 | 0 | 1.9664e-07 | 1.9664e-07 | 0 | 1.9664e-07 | 1.9664e-07 | 0 | 0 | Column30: 0 | [29 empty] | 7.3.2.1.3 Advanced weather monitoring and weather stations Weather StationsWLDFRElectric Reliability | WLDFR | HFTD - Distribution - Tier 3 - 5QU CoRE ¦ 4QU LoRE | Seismic - Red Flag Warning - Catastrophic Fires | 2029 | Electric Reliability | 453.261 | 84.7422 | 2029 | Mitigation | 0.011149 | 10 | 0 | esc | 0.011149 | 5.0533 | 0.011149 | 5.0533 | 0.011149 | 5.0533 | 0.011149 | 5.0533
[79 empty] | WLDFR | HFTD - Distribution - Tier 3 - 5QU CoRE ¦ 1QU LoRE | Non-Red Flag Warning - Large Fires | 2023 | 0 | 0 | 0 | 0 | 5.475 | 0.71896 | 3.0715 | 1.6846 | 0.0080156 | 0.0080156 | 0.0080156 | 0.0080156 | 2.5327e-05 |  | 0 | 2.0301e-07 | 2.0301e-07 | 0 | 2.0301e-07 | 2.0301e-07 | 0 | 2.0301e-07 | 2.0301e-07 | 0 | 2.0301e-07 | Column30: 2.0301e-07 | [29 empty] | 7.3.2.1.3 Advanced weather monitoring and weather stations Weather StationsWLDFRElectric Reliability | WLDFR | HFTD - Distribution - Tier 3 - 5QU CoRE ¦ 4QU LoRE | Seismic - Red Flag Warning - Catastrophic Fires | 2030 | Electric Reliability | 453.261 | 84.7422 | 2030 | Mitigation | 0.011149 | 10 | 0 | esc | 0 | 0 | 0.011149 | 5.0533 | 0.011149 | 5.0533 | 0.011149 | 5.0533
[79 empty] | WLDFR | HFTD - Distribution - Tier 3 - 5QU CoRE ¦ 1QU LoRE | Non-Red Flag Warning - Large Fires | 2024 | 0 | 0 | 0 | 0 | 5.475 | 0.71896 | 3.0715 | 1.6846 | 0.0080156 | 0.0080156 | 0.0080156 | 0.0080156 | 2.5327e-05 |  | 0 | 2.0301e-07 | 2.0301e-07 | 0 | 2.0301e-07 | 2.0301e-07 | 0 | 2.0301e-07 | 2.0301e-07 | 0 | 2.0301e-07 | Column30: 2.0301e-07 | [29 empty] | 7.3.2.1.3 Advanced weather monitoring and weather stations Weather StationsWLDFRElectric Reliability | WLDFR | HFTD - Distribution - Tier 3 - 5QU CoRE ¦ 4QU LoRE | Seismic - Red Flag Warning - Catastrophic Fires | 2031 | Electric Reliability | 453.261 | 84.7422 | 2031 | Mitigation | 0.011149 | 10 | 0 | esc | 0 | 0 | 0 | 0 | 0.011149 | 5.0533 | 0.011149 | 5.0533
[79 empty] | WLDFR | HFTD - Distribution - Tier 3 - 5QU CoRE ¦ 1QU LoRE | Non-Red Flag Warning - Large Fires | 2025 | 0 | 0 | 0 | 0 | 5.475 | 0.71896 | 3.0715 | 1.6846 | 0.0080156 | 0.0080156 | 0.0080156 | 0.0080156 | 2.5327e-05 |  | 0 | 2.0301e-07 | 2.0301e-07 | 0 | 2.0301e-07 | 2.0301e-07 | 0 | 2.0301e-07 | 2.0301e-07 | 0 | 2.0301e-07 | Column30: 2.0301e-07 | [29 empty] | 7.3.2.1.3 Advanced weather monitoring and weather stations Weather StationsWLDFRElectric Reliability | WLDFR | HFTD - Distribution - Tier 3 - 5QU CoRE ¦ 4QU LoRE | Seismic - Red Flag Warning - Catastrophic Fires | 2032 | Electric Reliability | 453.261 | 84.7422 | 2032 | Mitigation | 0.011149 | 10 | 0 | esc | 0 | 0 | 0 | 0 | 0 | 0 | 0.011149 | 5.0533
[79 empty] | WLDFR | HFTD - Distribution - Tier 3 - 5QU CoRE ¦ 1QU LoRE | Non-Red Flag Warning - Large Fires | 2026 | 0 | 0 | 0 | 0 | 5.475 | 0.71896 | 3.0715 | 1.6846 | 0.0080156 | 0.0080156 | 0.0080156 | 0.0080156 | 2.5327e-05 |  | 0 | 2.0301e-07 | 2.0301e-07 | 0 | 2.0301e-07 | 2.0301e-07 | 0 | 2.0301e-07 | 2.0301e-07 | 0 | 2.0301e-07 | Column30: 2.0301e-07 | [29 empty] | 7.3.2.1.3 Advanced weather monitoring and weather stations Weather StationsWLDFRElectric Reliability | WLDFR | HFTD - Distribution - Tier 3 - 5QU CoRE ¦ 5QU LoRE | Non-Red Flag Warning - Catastrophic Fires | 2021 | Electric Reliability | 222.2294 | 79.7972 | 2021 | Mitigation | 0.011149 | 10 | 0 | esc | 0.011149 | 2.4776 | 0.011149 | 2.4776 | 0 | 0 | 0 | 0
[79 empty] | WLDFR | HFTD - Distribution - Tier 3 - 5QU CoRE ¦ 1QU LoRE | Non-Red Flag Warning - Large Fires | 2027 | 0 | 0 | 0 | 0 | 5.475 | 0.71896 | 3.0715 | 1.6846 | 0.0080156 | 0.0080156 | 0.0080156 | 0.0080156 | 2.5327e-05 |  | 0 | 2.0301e-07 | 2.0301e-07 | 0 | 2.0301e-07 | 2.0301e-07 | 0 | 2.0301e-07 | 2.0301e-07 | 0 | 2.0301e-07 | Column30: 2.0301e-07 | [29 empty] | 7.3.2.1.3 Advanced weather monitoring and weather stations Weather StationsWLDFRElectric Reliability | WLDFR | HFTD - Distribution - Tier 3 - 5QU CoRE ¦ 5QU LoRE | Non-Red Flag Warning - Catastrophic Fires | 2022 | Electric Reliability | 222.2294 | 79.7972 | 2022 | Mitigation | 0.011149 | 10 | 0 | esc | 0.011149 | 2.4776 | 0.011149 | 2.4776 | 0.011149 | 2.4776 | 0 | 0
[79 empty] | WLDFR | HFTD - Distribution - Tier 3 - 5QU CoRE ¦ 1QU LoRE | Non-Red Flag Warning - Large Fires | 2028 | 0 | 0 | 0 | 0 | 5.777 | 0.74734 | 3.238 | 1.7917 | 0.0083319 | 0.0083319 | 0.0083319 | 0.0083319 | 2.5327e-05 |  | 0 | 2.1102e-07 | 2.1102e-07 | 0 | 2.1102e-07 | 2.1102e-07 | 0 | 2.1102e-07 | 2.1102e-07 | 0 | 2.1102e-07 | Column30: 2.1102e-07 | [29 empty] | 7.3.2.1.3 Advanced weather monitoring and weather stations Weather StationsWLDFRElectric Reliability | WLDFR | HFTD - Distribution - Tier 3 - 5QU CoRE ¦ 5QU LoRE | Non-Red Flag Warning - Catastrophic Fires | 2023 | Electric Reliability | 233.2301 | 79.7972 | 2023 | Mitigation | 0.011149 | 10 | 0 | esc | 0.011149 | 2.6002 | 0.011149 | 2.6002 | 0.011149 | 2.6002 | 0.011149 | 2.6002
[79 empty] | WLDFR | HFTD - Distribution - Tier 3 - 5QU CoRE ¦ 1QU LoRE | Non-Red Flag Warning - Large Fires | 2029 | 0 | 0 | 0 | 0 | 5.777 | 0.74734 | 3.238 | 1.7917 | 0.0083319 | 0.0083319 | 0.0083319 | 0.0083319 | 2.5327e-05 |  | 0 | 2.1102e-07 | 2.1102e-07 | 0 | 2.1102e-07 | 2.1102e-07 | 0 | 2.1102e-07 | 2.1102e-07 | 0 | 2.1102e-07 | Column30: 2.1102e-07 | [29 empty] | 7.3.2.1.3 Advanced weather monitoring and weather stations Weather StationsWLDFRElectric Reliability | WLDFR | HFTD - Distribution - Tier 3 - 5QU CoRE ¦ 5QU LoRE | Non-Red Flag Warning - Catastrophic Fires | 2024 | Electric Reliability | 233.2301 | 79.7972 | 2024 | Mitigation | 0.011149 | 10 | 0 | esc | 0.011149 | 2.6002 | 0.011149 | 2.6002 | 0.011149 | 2.6002 | 0.011149 | 2.6002
[79 empty] | WLDFR | HFTD - Distribution - Tier 3 - 5QU CoRE ¦ 1QU LoRE | Non-Red Flag Warning - Large Fires | 2030 | 0 | 0 | 0 | 0 | 5.777 | 0.74734 | 3.238 | 1.7917 | 0 | 0.0083319 | 0.0083319 | 0.0083319 | 2.5327e-05 |  | 0 | 0 | 0 | 0 | 2.1102e-07 | 2.1102e-07 | 0 | 2.1102e-07 | 2.1102e-07 | 0 | 2.1102e-07 | Column30: 2.1102e-07 | [29 empty] | 7.3.2.1.3 Advanced weather monitoring and weather stations Weather StationsWLDFRElectric Reliability | WLDFR | HFTD - Distribution - Tier 3 - 5QU CoRE ¦ 5QU LoRE | Non-Red Flag Warning - Catastrophic Fires | 2025 | Electric Reliability | 233.2301 | 79.7972 | 2025 | Mitigation | 0.011149 | 10 | 0 | esc | 0.011149 | 2.6002 | 0.011149 | 2.6002 | 0.011149 | 2.6002 | 0.011149 | 2.6002
[79 empty] | WLDFR | HFTD - Distribution - Tier 3 - 5QU CoRE ¦ 1QU LoRE | Non-Red Flag Warning - Large Fires | 2031 | 0 | 0 | 0 | 0 | 5.777 | 0.74734 | 3.238 | 1.7917 | 0 | 0 | 0.0083319 | 0.0083319 | 2.5327e-05 |  | 0 | 0 | 0 | 0 | 0 | 0 | 0 | 2.1102e-07 | 2.1102e-07 | 0 | 2.1102e-07 | Column30: 2.1102e-07 | [29 empty] | 7.3.2.1.3 Advanced weather monitoring and weather stations Weather StationsWLDFRElectric Reliability | WLDFR | HFTD - Distribution - Tier 3 - 5QU CoRE ¦ 5QU LoRE | Non-Red Flag Warning - Catastrophic Fires | 2026 | Electric Reliability | 233.2301 | 79.7972 | 2026 | Mitigation | 0.011149 | 10 | 0 | esc | 0.011149 | 2.6002 | 0.011149 | 2.6002 | 0.011149 | 2.6002 | 0.011149 | 2.6002
[79 empty] | WLDFR | HFTD - Distribution - Tier 3 - 5QU CoRE ¦ 1QU LoRE | Non-Red Flag Warning - Large Fires | 2032 | 0 | 0 | 0 | 0 | 5.777 | 0.74734 | 3.238 | 1.7917 | 0 | 0 | 0 | 0.0083319 | 2.5327e-05 |  | 0 | 0 | 0 | 0 | 0 | 0 | 0 | 0 | 0 | 0 | 2.1102e-07 | Column30: 2.1102e-07 | [29 empty] | 7.3.2.1.3 Advanced weather monitoring and weather stations Weather StationsWLDFRElectric Reliability | WLDFR | HFTD - Distribution - Tier 3 - 5QU CoRE ¦ 5QU LoRE | Non-Red Flag Warning - Catastrophic Fires | 2027 | Electric Reliability | 233.2301 | 79.7972 | 2027 | Mitigation | 0.011149 | 10 | 0 | esc | 0.011149 | 2.6002 | 0.011149 | 2.6002 | 0.011149 | 2.6002 | 0.011149 | 2.6002
[79 empty] | WLDFR | HFTD - Distribution - Tier 3 - 5QU CoRE ¦ 1QU LoRE | Non-Red Flag Warning - Small Fires | 2020 | 0 | 0 | 0 | 0 | 0.077901 | 0.036425 | 0.0015809 | 0.039895 | 0.0004061 | 0 | 0 | 0 | 0.009988 |  | 0 | 4.0561e-06 | 4.0561e-06 | 0 | 0 | 0 | 0 | 0 | 0 | 0 | 0 | Column30: 0 | [29 empty] | 7.3.2.1.3 Advanced weather monitoring and weather stations Weather StationsWLDFRElectric Reliability | WLDFR | HFTD - Distribution - Tier 3 - 5QU CoRE ¦ 5QU LoRE | Non-Red Flag Warning - Catastrophic Fires | 2028 | Electric Reliability | 247.273 | 79.7972 | 2028 | Mitigation | 0.011149 | 10 | 0 | esc | 0.011149 | 2.7568 | 0.011149 | 2.7568 | 0.011149 | 2.7568 | 0.011149 | 2.7568
[79 empty] | WLDFR | HFTD - Distribution - Tier 3 - 5QU CoRE ¦ 1QU LoRE | Non-Red Flag Warning - Small Fires | 2021 | 0 | 0 | 0 | 0 | 0.077901 | 0.036425 | 0.0015809 | 0.039895 | 0.0004061 | 0.0004061 | 0 | 0 | 0.009988 |  | 0 | 4.0561e-06 | 4.0561e-06 | 0 | 4.0561e-06 | 4.0561e-06 | 0 | 0 | 0 | 0 | 0 | Column30: 0 | [29 empty] | 7.3.2.1.3 Advanced weather monitoring and weather stations Weather StationsWLDFRElectric Reliability | WLDFR | HFTD - Distribution - Tier 3 - 5QU CoRE ¦ 5QU LoRE | Non-Red Flag Warning - Catastrophic Fires | 2029 | Electric Reliability | 247.273 | 79.7972 | 2029 | Mitigation | 0.011149 | 10 | 0 | esc | 0.011149 | 2.7568 | 0.011149 | 2.7568 | 0.011149 | 2.7568 | 0.011149 | 2.7568
[79 empty] | WLDFR | HFTD - Distribution - Tier 3 - 5QU CoRE ¦ 1QU LoRE | Non-Red Flag Warning - Small Fires | 2022 | 0 | 0 | 0 | 0 | 0.077901 | 0.036425 | 0.0015809 | 0.039895 | 0.0004061 | 0.0004061 | 0.0004061 | 0 | 0.009988 |  | 0 | 4.0561e-06 | 4.0561e-06 | 0 | 4.0561e-06 | 4.0561e-06 | 0 | 4.0561e-06 | 4.0561e-06 | 0 | 0 | Column30: 0 | [29 empty] | 7.3.2.1.3 Advanced weather monitoring and weather stations Weather StationsWLDFRElectric Reliability | WLDFR | HFTD - Distribution - Tier 3 - 5QU CoRE ¦ 5QU LoRE | Non-Red Flag Warning - Catastrophic Fires | 2030 | Electric Reliability | 247.273 | 79.7972 | 2030 | Mitigation | 0.011149 | 10 | 0 | esc | 0 | 0 | 0.011149 | 2.7568 | 0.011149 | 2.7568 | 0.011149 | 2.7568
[79 empty] | WLDFR | HFTD - Distribution - Tier 3 - 5QU CoRE ¦ 1QU LoRE | Non-Red Flag Warning - Small Fires | 2023 | 0 | 0 | 0 | 0 | 0.080408 | 0.03759 | 0.0016314 | 0.041187 | 0.00041909 | 0.00041909 | 0.00041909 | 0.00041909 | 0.009988 |  | 0 | 4.1858e-06 | 4.1858e-06 | 0 | 4.1858e-06 | 4.1858e-06 | 0 | 4.1858e-06 | 4.1858e-06 | 0 | 4.1858e-06 | Column30: 4.1858e-06 | [29 empty] | 7.3.2.1.3 Advanced weather monitoring and weather stations Weather StationsWLDFRElectric Reliability | WLDFR | HFTD - Distribution - Tier 3 - 5QU CoRE ¦ 5QU LoRE | Non-Red Flag Warning - Catastrophic Fires | 2031 | Electric Reliability | 247.273 | 79.7972 | 2031 | Mitigation | 0.011149 | 10 | 0 | esc | 0 | 0 | 0 | 0 | 0.011149 | 2.7568 | 0.011149 | 2.7568
[79 empty] | WLDFR | HFTD - Distribution - Tier 3 - 5QU CoRE ¦ 1QU LoRE | Non-Red Flag Warning - Small Fires | 2024 | 0 | 0 | 0 | 0 | 0.080408 | 0.03759 | 0.0016314 | 0.041187 | 0.00041909 | 0.00041909 | 0.00041909 | 0.00041909 | 0.009988 |  | 0 | 4.1858e-06 | 4.1858e-06 | 0 | 4.1858e-06 | 4.1858e-06 | 0 | 4.1858e-06 | 4.1858e-06 | 0 | 4.1858e-06 | Column30: 4.1858e-06 | [29 empty] | 7.3.2.1.3 Advanced weather monitoring and weather stations Weather StationsWLDFRElectric Reliability | WLDFR | HFTD - Distribution - Tier 3 - 5QU CoRE ¦ 5QU LoRE | Non-Red Flag Warning - Catastrophic Fires | 2032 | Electric Reliability | 247.273 | 79.7972 | 2032 | Mitigation | 0.011149 | 10 | 0 | esc | 0 | 0 | 0 | 0 | 0 | 0 | 0.011149 | 2.7568
[79 empty] | WLDFR | HFTD - Distribution - Tier 3 - 5QU CoRE ¦ 1QU LoRE | Non-Red Flag Warning - Small Fires | 2025 | 0 | 0 | 0 | 0 | 0.080408 | 0.03759 | 0.0016314 | 0.041187 | 0.00041909 | 0.00041909 | 0.00041909 | 0.00041909 | 0.009988 |  | 0 | 4.1858e-06 | 4.1858e-06 | 0 | 4.1858e-06 | 4.1858e-06 | 0 | 4.1858e-06 | 4.1858e-06 | 0 | 4.1858e-06 | Column30: 4.1858e-06 | [29 empty] | 7.3.2.1.3 Advanced weather monitoring and weather stations Weather StationsWLDFRElectric Reliability | WLDFR | HFTD - Distribution - Tier 3 - 5QU CoRE ¦ 5QU LoRE | Non-Red Flag Warning - Destructive Fires | 2021 | Electric Reliability | 222.2294 | 79.7972 | 2021 | Mitigation | 0.011149 | 10 | 0 | esc | 0.011149 | 2.4776 | 0.011149 | 2.4776 | 0 | 0 | 0 | 0
[79 empty] | WLDFR | HFTD - Distribution - Tier 3 - 5QU CoRE ¦ 1QU LoRE | Non-Red Flag Warning - Small Fires | 2026 | 0 | 0 | 0 | 0 | 0.080408 | 0.03759 | 0.0016314 | 0.041187 | 0.00041909 | 0.00041909 | 0.00041909 | 0.00041909 | 0.009988 |  | 0 | 4.1858e-06 | 4.1858e-06 | 0 | 4.1858e-06 | 4.1858e-06 | 0 | 4.1858e-06 | 4.1858e-06 | 0 | 4.1858e-06 | Column30: 4.1858e-06 | [29 empty] | 7.3.2.1.3 Advanced weather monitoring and weather stations Weather StationsWLDFRElectric Reliability | WLDFR | HFTD - Distribution - Tier 3 - 5QU CoRE ¦ 5QU LoRE | Non-Red Flag Warning - Destructive Fires | 2022 | Electric Reliability | 222.2294 | 79.7972 | 2022 | Mitigation | 0.011149 | 10 | 0 | esc | 0.011149 | 2.4776 | 0.011149 | 2.4776 | 0.011149 | 2.4776 | 0 | 0
[79 empty] | WLDFR | HFTD - Distribution - Tier 3 - 5QU CoRE ¦ 1QU LoRE | Non-Red Flag Warning - Small Fires | 2027 | 0 | 0 | 0 | 0 | 0.080408 | 0.03759 | 0.0016314 | 0.041187 | 0.00041909 | 0.00041909 | 0.00041909 | 0.00041909 | 0.009988 |  | 0 | 4.1858e-06 | 4.1858e-06 | 0 | 4.1858e-06 | 4.1858e-06 | 0 | 4.1858e-06 | 4.1858e-06 | 0 | 4.1858e-06 | Column30: 4.1858e-06 | [29 empty] | 7.3.2.1.3 Advanced weather monitoring and weather stations Weather StationsWLDFRElectric Reliability | WLDFR | HFTD - Distribution - Tier 3 - 5QU CoRE ¦ 5QU LoRE | Non-Red Flag Warning - Destructive Fires | 2023 | Electric Reliability | 233.2301 | 79.7972 | 2023 | Mitigation | 0.011149 | 10 | 0 | esc | 0.011149 | 2.6002 | 0.011149 | 2.6002 | 0.011149 | 2.6002 | 0.011149 | 2.6002
[79 empty] | WLDFR | HFTD - Distribution - Tier 3 - 5QU CoRE ¦ 1QU LoRE | Non-Red Flag Warning - Small Fires | 2028 | 0 | 0 | 0 | 0 | 0.083606 | 0.039055 | 0.001695 | 0.042856 | 0.00043542 | 0.00043542 | 0.00043542 | 0.00043542 | 0.009988 |  | 0 | 4.3489e-06 | 4.3489e-06 | 0 | 4.3489e-06 | 4.3489e-06 | 0 | 4.3489e-06 | 4.3489e-06 | 0 | 4.3489e-06 | Column30: 4.3489e-06 | [29 empty] | 7.3.2.1.3 Advanced weather monitoring and weather stations Weather StationsWLDFRElectric Reliability | WLDFR | HFTD - Distribution - Tier 3 - 5QU CoRE ¦ 5QU LoRE | Non-Red Flag Warning - Destructive Fires | 2024 | Electric Reliability | 233.2301 | 79.7972 | 2024 | Mitigation | 0.011149 | 10 | 0 | esc | 0.011149 | 2.6002 | 0.011149 | 2.6002 | 0.011149 | 2.6002 | 0.011149 | 2.6002
[79 empty] | WLDFR | HFTD - Distribution - Tier 3 - 5QU CoRE ¦ 1QU LoRE | Non-Red Flag Warning - Small Fires | 2029 | 0 | 0 | 0 | 0 | 0.083606 | 0.039055 | 0.001695 | 0.042856 | 0.00043542 | 0.00043542 | 0.00043542 | 0.00043542 | 0.009988 |  | 0 | 4.3489e-06 | 4.3489e-06 | 0 | 4.3489e-06 | 4.3489e-06 | 0 | 4.3489e-06 | 4.3489e-06 | 0 | 4.3489e-06 | Column30: 4.3489e-06 | [29 empty] | 7.3.2.1.3 Advanced weather monitoring and weather stations Weather StationsWLDFRElectric Reliability | WLDFR | HFTD - Distribution - Tier 3 - 5QU CoRE ¦ 5QU LoRE | Non-Red Flag Warning - Destructive Fires | 2025 | Electric Reliability | 233.2301 | 79.7972 | 2025 | Mitigation | 0.011149 | 10 | 0 | esc | 0.011149 | 2.6002 | 0.011149 | 2.6002 | 0.011149 | 2.6002 | 0.011149 | 2.6002
[79 empty] | WLDFR | HFTD - Distribution - Tier 3 - 5QU CoRE ¦ 1QU LoRE | Non-Red Flag Warning - Small Fires | 2030 | 0 | 0 | 0 | 0 | 0.083606 | 0.039055 | 0.001695 | 0.042856 | 0 | 0.00043542 | 0.00043542 | 0.00043542 | 0.009988 |  | 0 | 0 | 0 | 0 | 4.3489e-06 | 4.3489e-06 | 0 | 4.3489e-06 | 4.3489e-06 | 0 | 4.3489e-06 | Column30: 4.3489e-06 | [29 empty] | 7.3.2.1.3 Advanced weather monitoring and weather stations Weather StationsWLDFRElectric Reliability | WLDFR | HFTD - Distribution - Tier 3 - 5QU CoRE ¦ 5QU LoRE | Non-Red Flag Warning - Destructive Fires | 2026 | Electric Reliability | 233.2301 | 79.7972 | 2026 | Mitigation | 0.011149 | 10 | 0 | esc | 0.011149 | 2.6002 | 0.011149 | 2.6002 | 0.011149 | 2.6002 | 0.011149 | 2.6002
[79 empty] | WLDFR | HFTD - Distribution - Tier 3 - 5QU CoRE ¦ 1QU LoRE | Non-Red Flag Warning - Small Fires | 2031 | 0 | 0 | 0 | 0 | 0.083606 | 0.039055 | 0.001695 | 0.042856 | 0 | 0 | 0.00043542 | 0.00043542 | 0.009988 |  | 0 | 0 | 0 | 0 | 0 | 0 | 0 | 4.3489e-06 | 4.3489e-06 | 0 | 4.3489e-06 | Column30: 4.3489e-06 | [29 empty] | 7.3.2.1.3 Advanced weather monitoring and weather stations Weather StationsWLDFRElectric Reliability | WLDFR | HFTD - Distribution - Tier 3 - 5QU CoRE ¦ 5QU LoRE | Non-Red Flag Warning - Destructive Fires | 2027 | Electric Reliability | 233.2301 | 79.7972 | 2027 | Mitigation | 0.011149 | 10 | 0 | esc | 0.011149 | 2.6002 | 0.011149 | 2.6002 | 0.011149 | 2.6002 | 0.011149 | 2.6002
[79 empty] | WLDFR | HFTD - Distribution - Tier 3 - 5QU CoRE ¦ 1QU LoRE | Non-Red Flag Warning - Small Fires | 2032 | 0 | 0 | 0 | 0 | 0.083606 | 0.039055 | 0.001695 | 0.042856 | 0 | 0 | 0 | 0.00043542 | 0.009988 |  | 0 | 0 | 0 | 0 | 0 | 0 | 0 | 0 | 0 | 0 | 4.3489e-06 | Column30: 4.3489e-06 | [29 empty] | 7.3.2.1.3 Advanced weather monitoring and weather stations Weather StationsWLDFRElectric Reliability | WLDFR | HFTD - Distribution - Tier 3 - 5QU CoRE ¦ 5QU LoRE | Non-Red Flag Warning - Destructive Fires | 2028 | Electric Reliability | 247.273 | 79.7972 | 2028 | Mitigation | 0.011149 | 10 | 0 | esc | 0.011149 | 2.7568 | 0.011149 | 2.7568 | 0.011149 | 2.7568 | 0.011149 | 2.7568
[79 empty] | WLDFR | HFTD - Distribution - Tier 3 - 5QU CoRE ¦ 1QU LoRE | Red Flag Warning - Catastrophic Fires | 2020 | 0 | 0 | 0 | 0 | 14146.1306 | 222.2294 | 8585.7228 | 5338.1784 | 2.4776 | 0 | 0 | 0 | 2.4066e-06 |  | 0 | 5.9626e-06 | 5.9626e-06 | 0 | 0 | 0 | 0 | 0 | 0 | 0 | 0 | Column30: 0 | [29 empty] | 7.3.2.1.3 Advanced weather monitoring and weather stations Weather StationsWLDFRElectric Reliability | WLDFR | HFTD - Distribution - Tier 3 - 5QU CoRE ¦ 5QU LoRE | Non-Red Flag Warning - Destructive Fires | 2029 | Electric Reliability | 247.273 | 79.7972 | 2029 | Mitigation | 0.011149 | 10 | 0 | esc | 0.011149 | 2.7568 | 0.011149 | 2.7568 | 0.011149 | 2.7568 | 0.011149 | 2.7568
[79 empty] | WLDFR | HFTD - Distribution - Tier 3 - 5QU CoRE ¦ 1QU LoRE | Red Flag Warning - Catastrophic Fires | 2021 | 0 | 0 | 0 | 0 | 14146.1306 | 222.2294 | 8585.7228 | 5338.1784 | 2.4776 | 2.4776 | 0 | 0 | 2.4066e-06 |  | 0 | 5.9626e-06 | 5.9626e-06 | 0 | 5.9626e-06 | 5.9626e-06 | 0 | 0 | 0 | 0 | 0 | Column30: 0 | [29 empty] | 7.3.2.1.3 Advanced weather monitoring and weather stations Weather StationsWLDFRElectric Reliability | WLDFR | HFTD - Distribution - Tier 3 - 5QU CoRE ¦ 5QU LoRE | Non-Red Flag Warning - Destructive Fires | 2030 | Electric Reliability | 247.273 | 79.7972 | 2030 | Mitigation | 0.011149 | 10 | 0 | esc | 0 | 0 | 0.011149 | 2.7568 | 0.011149 | 2.7568 | 0.011149 | 2.7568
[79 empty] | WLDFR | HFTD - Distribution - Tier 3 - 5QU CoRE ¦ 1QU LoRE | Red Flag Warning - Catastrophic Fires | 2022 | 0 | 0 | 0 | 0 | 14146.1306 | 222.2294 | 8585.7228 | 5338.1784 | 2.4776 | 2.4776 | 2.4776 | 0 | 2.4066e-06 |  | 0 | 5.9626e-06 | 5.9626e-06 | 0 | 5.9626e-06 | 5.9626e-06 | 0 | 5.9626e-06 | 5.9626e-06 | 0 | 0 | Column30: 0 | [29 empty] | 7.3.2.1.3 Advanced weather monitoring and weather stations Weather StationsWLDFRElectric Reliability | WLDFR | HFTD - Distribution - Tier 3 - 5QU CoRE ¦ 5QU LoRE | Non-Red Flag Warning - Destructive Fires | 2031 | Electric Reliability | 247.273 | 79.7972 | 2031 | Mitigation | 0.011149 | 10 | 0 | esc | 0 | 0 | 0 | 0 | 0.011149 | 2.7568 | 0.011149 | 2.7568
[79 empty] | WLDFR | HFTD - Distribution - Tier 3 - 5QU CoRE ¦ 1QU LoRE | Red Flag Warning - Catastrophic Fires | 2023 | 0 | 0 | 0 | 0 | 14664.6376 | 233.2301 | 8896.516 | 5534.8915 | 2.6002 | 2.6002 | 2.6002 | 2.6002 | 2.4066e-06 |  | 0 | 6.2578e-06 | 6.2578e-06 | 0 | 6.2578e-06 | 6.2578e-06 | 0 | 6.2578e-06 | 6.2578e-06 | 0 | 6.2578e-06 | Column30: 6.2578e-06 | [29 empty] | 7.3.2.1.3 Advanced weather monitoring and weather stations Weather StationsWLDFRElectric Reliability | WLDFR | HFTD - Distribution - Tier 3 - 5QU CoRE ¦ 5QU LoRE | Non-Red Flag Warning - Destructive Fires | 2032 | Electric Reliability | 247.273 | 79.7972 | 2032 | Mitigation | 0.011149 | 10 | 0 | esc | 0 | 0 | 0 | 0 | 0 | 0 | 0.011149 | 2.7568
[79 empty] | WLDFR | HFTD - Distribution - Tier 3 - 5QU CoRE ¦ 1QU LoRE | Red Flag Warning - Catastrophic Fires | 2024 | 0 | 0 | 0 | 0 | 14664.6376 | 233.2301 | 8896.516 | 5534.8915 | 2.6002 | 2.6002 | 2.6002 | 2.6002 | 2.4066e-06 |  | 0 | 6.2578e-06 | 6.2578e-06 | 0 | 6.2578e-06 | 6.2578e-06 | 0 | 6.2578e-06 | 6.2578e-06 | 0 | 6.2578e-06 | Column30: 6.2578e-06 | [29 empty] | 7.3.2.1.3 Advanced weather monitoring and weather stations Weather StationsWLDFRElectric Reliability | WLDFR | HFTD - Distribution - Tier 3 - 5QU CoRE ¦ 5QU LoRE | Non-Red Flag Warning - Large Fires | 2021 | Electric Reliability | 0.69642 | 79.7972 | 2021 | Mitigation | 0.011149 | 10 | 0 | esc | 0.011149 | 0.0077642 | 0.011149 | 0.0077642 | 0 | 0 | 0 | 0
[79 empty] | WLDFR | HFTD - Distribution - Tier 3 - 5QU CoRE ¦ 1QU LoRE | Red Flag Warning - Catastrophic Fires | 2025 | 0 | 0 | 0 | 0 | 14664.6376 | 233.2301 | 8896.516 | 5534.8915 | 2.6002 | 2.6002 | 2.6002 | 2.6002 | 2.4066e-06 |  | 0 | 6.2578e-06 | 6.2578e-06 | 0 | 6.2578e-06 | 6.2578e-06 | 0 | 6.2578e-06 | 6.2578e-06 | 0 | 6.2578e-06 | Column30: 6.2578e-06 | [29 empty] | 7.3.2.1.3 Advanced weather monitoring and weather stations Weather StationsWLDFRElectric Reliability | WLDFR | HFTD - Distribution - Tier 3 - 5QU CoRE ¦ 5QU LoRE | Non-Red Flag Warning - Large Fires | 2022 | Electric Reliability | 0.69642 | 79.7972 | 2022 | Mitigation | 0.011149 | 10 | 0 | esc | 0.011149 | 0.0077642 | 0.011149 | 0.0077642 | 0.011149 | 0.0077642 | 0 | 0
[79 empty] | WLDFR | HFTD - Distribution - Tier 3 - 5QU CoRE ¦ 1QU LoRE | Red Flag Warning - Catastrophic Fires | 2026 | 0 | 0 | 0 | 0 | 14664.6376 | 233.2301 | 8896.516 | 5534.8915 | 2.6002 | 2.6002 | 2.6002 | 2.6002 | 2.4066e-06 |  | 0 | 6.2578e-06 | 6.2578e-06 | 0 | 6.2578e-06 | 6.2578e-06 | 0 | 6.2578e-06 | 6.2578e-06 | 0 | 6.2578e-06 | Column30: 6.2578e-06 | [29 empty] | 7.3.2.1.3 Advanced weather monitoring and weather stations Weather StationsWLDFRElectric Reliability | WLDFR | HFTD - Distribution - Tier 3 - 5QU CoRE ¦ 5QU LoRE | Non-Red Flag Warning - Large Fires | 2023 | Electric Reliability | 0.71896 | 79.7972 | 2023 | Mitigation | 0.011149 | 10 | 0 | esc | 0.011149 | 0.0080156 | 0.011149 | 0.0080156 | 0.011149 | 0.0080156 | 0.011149 | 0.0080156
[79 empty] | WLDFR | HFTD - Distribution - Tier 3 - 5QU CoRE ¦ 1QU LoRE | Red Flag Warning - Catastrophic Fires | 2027 | 0 | 0 | 0 | 0 | 14664.6376 | 233.2301 | 8896.516 | 5534.8915 | 2.6002 | 2.6002 | 2.6002 | 2.6002 | 2.4066e-06 |  | 0 | 6.2578e-06 | 6.2578e-06 | 0 | 6.2578e-06 | 6.2578e-06 | 0 | 6.2578e-06 | 6.2578e-06 | 0 | 6.2578e-06 | Column30: 6.2578e-06 | [29 empty] | 7.3.2.1.3 Advanced weather monitoring and weather stations Weather StationsWLDFRElectric Reliability | WLDFR | HFTD - Distribution - Tier 3 - 5QU CoRE ¦ 5QU LoRE | Non-Red Flag Warning - Large Fires | 2024 | Electric Reliability | 0.71896 | 79.7972 | 2024 | Mitigation | 0.011149 | 10 | 0 | esc | 0.011149 | 0.0080156 | 0.011149 | 0.0080156 | 0.011149 | 0.0080156 | 0.011149 | 0.0080156
[79 empty] | WLDFR | HFTD - Distribution - Tier 3 - 5QU CoRE ¦ 1QU LoRE | Red Flag Warning - Catastrophic Fires | 2028 | 0 | 0 | 0 | 0 | 15317.9909 | 247.273 | 9287.6491 | 5783.0689 | 2.7568 | 2.7568 | 2.7568 | 2.7568 | 2.4066e-06 |  | 0 | 6.6346e-06 | 6.6346e-06 | 0 | 6.6346e-06 | 6.6346e-06 | 0 | 6.6346e-06 | 6.6346e-06 | 0 | 6.6346e-06 | Column30: 6.6346e-06 | [29 empty] | 7.3.2.1.3 Advanced weather monitoring and weather stations Weather StationsWLDFRElectric Reliability | WLDFR | HFTD - Distribution - Tier 3 - 5QU CoRE ¦ 5QU LoRE | Non-Red Flag Warning - Large Fires | 2025 | Electric Reliability | 0.71896 | 79.7972 | 2025 | Mitigation | 0.011149 | 10 | 0 | esc | 0.011149 | 0.0080156 | 0.011149 | 0.0080156 | 0.011149 | 0.0080156 | 0.011149 | 0.0080156
[79 empty] | WLDFR | HFTD - Distribution - Tier 3 - 5QU CoRE ¦ 1QU LoRE | Red Flag Warning - Catastrophic Fires | 2029 | 0 | 0 | 0 | 0 | 15317.9909 | 247.273 | 9287.6491 | 5783.0689 | 2.7568 | 2.7568 | 2.7568 | 2.7568 | 2.4066e-06 |  | 0 | 6.6346e-06 | 6.6346e-06 | 0 | 6.6346e-06 | 6.6346e-06 | 0 | 6.6346e-06 | 6.6346e-06 | 0 | 6.6346e-06 | Column30: 6.6346e-06 | [29 empty] | 7.3.2.1.3 Advanced weather monitoring and weather stations Weather StationsWLDFRElectric Reliability | WLDFR | HFTD - Distribution - Tier 3 - 5QU CoRE ¦ 5QU LoRE | Non-Red Flag Warning - Large Fires | 2026 | Electric Reliability | 0.71896 | 79.7972 | 2026 | Mitigation | 0.011149 | 10 | 0 | esc | 0.011149 | 0.0080156 | 0.011149 | 0.0080156 | 0.011149 | 0.0080156 | 0.011149 | 0.0080156
[79 empty] | WLDFR | HFTD - Distribution - Tier 3 - 5QU CoRE ¦ 1QU LoRE | Red Flag Warning - Catastrophic Fires | 2030 | 0 | 0 | 0 | 0 | 15317.9909 | 247.273 | 9287.6491 | 5783.0689 | 0 | 2.7568 | 2.7568 | 2.7568 | 2.4066e-06 |  | 0 | 0 | 0 | 0 | 6.6346e-06 | 6.6346e-06 | 0 | 6.6346e-06 | 6.6346e-06 | 0 | 6.6346e-06 | Column30: 6.6346e-06 | [29 empty] | 7.3.2.1.3 Advanced weather monitoring and weather stations Weather StationsWLDFRElectric Reliability | WLDFR | HFTD - Distribution - Tier 3 - 5QU CoRE ¦ 5QU LoRE | Non-Red Flag Warning - Large Fires | 2027 | Electric Reliability | 0.71896 | 79.7972 | 2027 | Mitigation | 0.011149 | 10 | 0 | esc | 0.011149 | 0.0080156 | 0.011149 | 0.0080156 | 0.011149 | 0.0080156 | 0.011149 | 0.0080156
[79 empty] | WLDFR | HFTD - Distribution - Tier 3 - 5QU CoRE ¦ 1QU LoRE | Red Flag Warning - Catastrophic Fires | 2031 | 0 | 0 | 0 | 0 | 15317.9909 | 247.273 | 9287.6491 | 5783.0689 | 0 | 0 | 2.7568 | 2.7568 | 2.4066e-06 |  | 0 | 0 | 0 | 0 | 0 | 0 | 0 | 6.6346e-06 | 6.6346e-06 | 0 | 6.6346e-06 | Column30: 6.6346e-06 | [29 empty] | 7.3.2.1.3 Advanced weather monitoring and weather stations Weather StationsWLDFRElectric Reliability | WLDFR | HFTD - Distribution - Tier 3 - 5QU CoRE ¦ 5QU LoRE | Non-Red Flag Warning - Large Fires | 2028 | Electric Reliability | 0.74734 | 79.7972 | 2028 | Mitigation | 0.011149 | 10 | 0 | esc | 0.011149 | 0.0083319 | 0.011149 | 0.0083319 | 0.011149 | 0.0083319 | 0.011149 | 0.0083319
[79 empty] | WLDFR | HFTD - Distribution - Tier 3 - 5QU CoRE ¦ 1QU LoRE | Red Flag Warning - Catastrophic Fires | 2032 | 0 | 0 | 0 | 0 | 15317.9909 | 247.273 | 9287.6491 | 5783.0689 | 0 | 0 | 0 | 2.7568 | 2.4066e-06 |  | 0 | 0 | 0 | 0 | 0 | 0 | 0 | 0 | 0 | 0 | 6.6346e-06 | Column30: 6.6346e-06 | [29 empty] | 7.3.2.1.3 Advanced weather monitoring and weather stations Weather StationsWLDFRElectric Reliability | WLDFR | HFTD - Distribution - Tier 3 - 5QU CoRE ¦ 5QU LoRE | Non-Red Flag Warning - Large Fires | 2029 | Electric Reliability | 0.74734 | 79.7972 | 2029 | Mitigation | 0.011149 | 10 | 0 | esc | 0.011149 | 0.0083319 | 0.011149 | 0.0083319 | 0.011149 | 0.0083319 | 0.011149 | 0.0083319
[79 empty] | WLDFR | HFTD - Distribution - Tier 3 - 5QU CoRE ¦ 1QU LoRE | Red Flag Warning - Destructive Fires | 2020 | 0 | 0 | 0 | 0 | 8807.9522 | 222.2294 | 8585.7228 | 0 | 2.4776 | 0 | 0 | 0 | 4.1156e-07 |  | 0 | 1.0197e-06 | 1.0197e-06 | 0 | 0 | 0 | 0 | 0 | 0 | 0 | 0 | Column30: 0 | [29 empty] | 7.3.2.1.3 Advanced weather monitoring and weather stations Weather StationsWLDFRElectric Reliability | WLDFR | HFTD - Distribution - Tier 3 - 5QU CoRE ¦ 5QU LoRE | Non-Red Flag Warning - Large Fires | 2030 | Electric Reliability | 0.74734 | 79.7972 | 2030 | Mitigation | 0.011149 | 10 | 0 | esc | 0 | 0 | 0.011149 | 0.0083319 | 0.011149 | 0.0083319 | 0.011149 | 0.0083319
[79 empty] | WLDFR | HFTD - Distribution - Tier 3 - 5QU CoRE ¦ 1QU LoRE | Red Flag Warning - Destructive Fires | 2021 | 0 | 0 | 0 | 0 | 8807.9522 | 222.2294 | 8585.7228 | 0 | 2.4776 | 2.4776 | 0 | 0 | 4.1156e-07 |  | 0 | 1.0197e-06 | 1.0197e-06 | 0 | 1.0197e-06 | 1.0197e-06 | 0 | 0 | 0 | 0 | 0 | Column30: 0 | [29 empty] | 7.3.2.1.3 Advanced weather monitoring and weather stations Weather StationsWLDFRElectric Reliability | WLDFR | HFTD - Distribution - Tier 3 - 5QU CoRE ¦ 5QU LoRE | Non-Red Flag Warning - Large Fires | 2031 | Electric Reliability | 0.74734 | 79.7972 | 2031 | Mitigation | 0.011149 | 10 | 0 | esc | 0 | 0 | 0 | 0 | 0.011149 | 0.0083319 | 0.011149 | 0.0083319
[79 empty] | WLDFR | HFTD - Distribution - Tier 3 - 5QU CoRE ¦ 1QU LoRE | Red Flag Warning - Destructive Fires | 2022 | 0 | 0 | 0 | 0 | 8807.9522 | 222.2294 | 8585.7228 | 0 | 2.4776 | 2.4776 | 2.4776 | 0 | 4.1156e-07 |  | 0 | 1.0197e-06 | 1.0197e-06 | 0 | 1.0197e-06 | 1.0197e-06 | 0 | 1.0197e-06 | 1.0197e-06 | 0 | 0 | Column30: 0 | [29 empty] | 7.3.2.1.3 Advanced weather monitoring and weather stations Weather StationsWLDFRElectric Reliability | WLDFR | HFTD - Distribution - Tier 3 - 5QU CoRE ¦ 5QU LoRE | Non-Red Flag Warning - Large Fires | 2032 | Electric Reliability | 0.74734 | 79.7972 | 2032 | Mitigation | 0.011149 | 10 | 0 | esc | 0 | 0 | 0 | 0 | 0 | 0 | 0.011149 | 0.0083319
[79 empty] | WLDFR | HFTD - Distribution - Tier 3 - 5QU CoRE ¦ 1QU LoRE | Red Flag Warning - Destructive Fires | 2023 | 0 | 0 | 0 | 0 | 9129.7461 | 233.2301 | 8896.516 | 0 | 2.6002 | 2.6002 | 2.6002 | 2.6002 | 4.1156e-07 |  | 0 | 1.0702e-06 | 1.0702e-06 | 0 | 1.0702e-06 | 1.0702e-06 | 0 | 1.0702e-06 | 1.0702e-06 | 0 | 1.0702e-06 | Column30: 1.0702e-06 | [29 empty] | 7.3.2.1.3 Advanced weather monitoring and weather stations Weather StationsWLDFRElectric Reliability | WLDFR | HFTD - Distribution - Tier 3 - 5QU CoRE ¦ 5QU LoRE | Non-Red Flag Warning - Small Fires | 2021 | Electric Reliability | 0.036425 | 79.7972 | 2021 | Mitigation | 0.011149 | 10 | 0 | esc | 0.011149 | 0.0004061 | 0.011149 | 0.0004061 | 0 | 0 | 0 | 0
[79 empty] | WLDFR | HFTD - Distribution - Tier 3 - 5QU CoRE ¦ 1QU LoRE | Red Flag Warning - Destructive Fires | 2024 | 0 | 0 | 0 | 0 | 9129.7461 | 233.2301 | 8896.516 | 0 | 2.6002 | 2.6002 | 2.6002 | 2.6002 | 4.1156e-07 |  | 0 | 1.0702e-06 | 1.0702e-06 | 0 | 1.0702e-06 | 1.0702e-06 | 0 | 1.0702e-06 | 1.0702e-06 | 0 | 1.0702e-06 | Column30: 1.0702e-06 | [29 empty] | 7.3.2.1.3 Advanced weather monitoring and weather stations Weather StationsWLDFRElectric Reliability | WLDFR | HFTD - Distribution - Tier 3 - 5QU CoRE ¦ 5QU LoRE | Non-Red Flag Warning - Small Fires | 2022 | Electric Reliability | 0.036425 | 79.7972 | 2022 | Mitigation | 0.011149 | 10 | 0 | esc | 0.011149 | 0.0004061 | 0.011149 | 0.0004061 | 0.011149 | 0.0004061 | 0 | 0
[79 empty] | WLDFR | HFTD - Distribution - Tier 3 - 5QU CoRE ¦ 1QU LoRE | Red Flag Warning - Destructive Fires | 2025 | 0 | 0 | 0 | 0 | 9129.7461 | 233.2301 | 8896.516 | 0 | 2.6002 | 2.6002 | 2.6002 | 2.6002 | 4.1156e-07 |  | 0 | 1.0702e-06 | 1.0702e-06 | 0 | 1.0702e-06 | 1.0702e-06 | 0 | 1.0702e-06 | 1.0702e-06 | 0 | 1.0702e-06 | Column30: 1.0702e-06 | [29 empty] | 7.3.2.1.3 Advanced weather monitoring and weather stations Weather StationsWLDFRElectric Reliability | WLDFR | HFTD - Distribution - Tier 3 - 5QU CoRE ¦ 5QU LoRE | Non-Red Flag Warning - Small Fires | 2023 | Electric Reliability | 0.03759 | 79.7972 | 2023 | Mitigation | 0.011149 | 10 | 0 | esc | 0.011149 | 0.00041909 | 0.011149 | 0.00041909 | 0.011149 | 0.00041909 | 0.011149 | 0.00041909
[79 empty] | WLDFR | HFTD - Distribution - Tier 3 - 5QU CoRE ¦ 1QU LoRE | Red Flag Warning - Destructive Fires | 2026 | 0 | 0 | 0 | 0 | 9129.7461 | 233.2301 | 8896.516 | 0 | 2.6002 | 2.6002 | 2.6002 | 2.6002 | 4.1156e-07 |  | 0 | 1.0702e-06 | 1.0702e-06 | 0 | 1.0702e-06 | 1.0702e-06 | 0 | 1.0702e-06 | 1.0702e-06 | 0 | 1.0702e-06 | Column30: 1.0702e-06 | [29 empty] | 7.3.2.1.3 Advanced weather monitoring and weather stations Weather StationsWLDFRElectric Reliability | WLDFR | HFTD - Distribution - Tier 3 - 5QU CoRE ¦ 5QU LoRE | Non-Red Flag Warning - Small Fires | 2024 | Electric Reliability | 0.03759 | 79.7972 | 2024 | Mitigation | 0.011149 | 10 | 0 | esc | 0.011149 | 0.00041909 | 0.011149 | 0.00041909 | 0.011149 | 0.00041909 | 0.011149 | 0.00041909
[79 empty] | WLDFR | HFTD - Distribution - Tier 3 - 5QU CoRE ¦ 1QU LoRE | Red Flag Warning - Destructive Fires | 2027 | 0 | 0 | 0 | 0 | 9129.7461 | 233.2301 | 8896.516 | 0 | 2.6002 | 2.6002 | 2.6002 | 2.6002 | 4.1156e-07 |  | 0 | 1.0702e-06 | 1.0702e-06 | 0 | 1.0702e-06 | 1.0702e-06 | 0 | 1.0702e-06 | 1.0702e-06 | 0 | 1.0702e-06 | Column30: 1.0702e-06 | [29 empty] | 7.3.2.1.3 Advanced weather monitoring and weather stations Weather StationsWLDFRElectric Reliability | WLDFR | HFTD - Distribution - Tier 3 - 5QU CoRE ¦ 5QU LoRE | Non-Red Flag Warning - Small Fires | 2025 | Electric Reliability | 0.03759 | 79.7972 | 2025 | Mitigation | 0.011149 | 10 | 0 | esc | 0.011149 | 0.00041909 | 0.011149 | 0.00041909 | 0.011149 | 0.00041909 | 0.011149 | 0.00041909
[79 empty] | WLDFR | HFTD - Distribution - Tier 3 - 5QU CoRE ¦ 1QU LoRE | Red Flag Warning - Destructive Fires | 2028 | 0 | 0 | 0 | 0 | 9534.9221 | 247.273 | 9287.6491 | 0 | 2.7568 | 2.7568 | 2.7568 | 2.7568 | 4.1156e-07 |  | 0 | 1.1346e-06 | 1.1346e-06 | 0 | 1.1346e-06 | 1.1346e-06 | 0 | 1.1346e-06 | 1.1346e-06 | 0 | 1.1346e-06 | Column30: 1.1346e-06 | [29 empty] | 7.3.2.1.3 Advanced weather monitoring and weather stations Weather StationsWLDFRElectric Reliability | WLDFR | HFTD - Distribution - Tier 3 - 5QU CoRE ¦ 5QU LoRE | Non-Red Flag Warning - Small Fires | 2026 | Electric Reliability | 0.03759 | 79.7972 | 2026 | Mitigation | 0.011149 | 10 | 0 | esc | 0.011149 | 0.00041909 | 0.011149 | 0.00041909 | 0.011149 | 0.00041909 | 0.011149 | 0.00041909
[79 empty] | WLDFR | HFTD - Distribution - Tier 3 - 5QU CoRE ¦ 1QU LoRE | Red Flag Warning - Destructive Fires | 2029 | 0 | 0 | 0 | 0 | 9534.9221 | 247.273 | 9287.6491 | 0 | 2.7568 | 2.7568 | 2.7568 | 2.7568 | 4.1156e-07 |  | 0 | 1.1346e-06 | 1.1346e-06 | 0 | 1.1346e-06 | 1.1346e-06 | 0 | 1.1346e-06 | 1.1346e-06 | 0 | 1.1346e-06 | Column30: 1.1346e-06 | [29 empty] | 7.3.2.1.3 Advanced weather monitoring and weather stations Weather StationsWLDFRElectric Reliability | WLDFR | HFTD - Distribution - Tier 3 - 5QU CoRE ¦ 5QU LoRE | Non-Red Flag Warning - Small Fires | 2027 | Electric Reliability | 0.03759 | 79.7972 | 2027 | Mitigation | 0.011149 | 10 | 0 | esc | 0.011149 | 0.00041909 | 0.011149 | 0.00041909 | 0.011149 | 0.00041909 | 0.011149 | 0.00041909
[79 empty] | WLDFR | HFTD - Distribution - Tier 3 - 5QU CoRE ¦ 1QU LoRE | Red Flag Warning - Destructive Fires | 2030 | 0 | 0 | 0 | 0 | 9534.9221 | 247.273 | 9287.6491 | 0 | 0 | 2.7568 | 2.7568 | 2.7568 | 4.1156e-07 |  | 0 | 0 | 0 | 0 | 1.1346e-06 | 1.1346e-06 | 0 | 1.1346e-06 | 1.1346e-06 | 0 | 1.1346e-06 | Column30: 1.1346e-06 | [29 empty] | 7.3.2.1.3 Advanced weather monitoring and weather stations Weather StationsWLDFRElectric Reliability | WLDFR | HFTD - Distribution - Tier 3 - 5QU CoRE ¦ 5QU LoRE | Non-Red Flag Warning - Small Fires | 2028 | Electric Reliability | 0.039055 | 79.7972 | 2028 | Mitigation | 0.011149 | 10 | 0 | esc | 0.011149 | 0.00043542 | 0.011149 | 0.00043542 | 0.011149 | 0.00043542 | 0.011149 | 0.00043542
[79 empty] | WLDFR | HFTD - Distribution - Tier 3 - 5QU CoRE ¦ 1QU LoRE | Red Flag Warning - Destructive Fires | 2031 | 0 | 0 | 0 | 0 | 9534.9221 | 247.273 | 9287.6491 | 0 | 0 | 0 | 2.7568 | 2.7568 | 4.1156e-07 |  | 0 | 0 | 0 | 0 | 0 | 0 | 0 | 1.1346e-06 | 1.1346e-06 | 0 | 1.1346e-06 | Column30: 1.1346e-06 | [29 empty] | 7.3.2.1.3 Advanced weather monitoring and weather stations Weather StationsWLDFRElectric Reliability | WLDFR | HFTD - Distribution - Tier 3 - 5QU CoRE ¦ 5QU LoRE | Non-Red Flag Warning - Small Fires | 2029 | Electric Reliability | 0.039055 | 79.7972 | 2029 | Mitigation | 0.011149 | 10 | 0 | esc | 0.011149 | 0.00043542 | 0.011149 | 0.00043542 | 0.011149 | 0.00043542 | 0.011149 | 0.00043542
[79 empty] | WLDFR | HFTD - Distribution - Tier 3 - 5QU CoRE ¦ 1QU LoRE | Red Flag Warning - Destructive Fires | 2032 | 0 | 0 | 0 | 0 | 9534.9221 | 247.273 | 9287.6491 | 0 | 0 | 0 | 0 | 2.7568 | 4.1156e-07 |  | 0 | 0 | 0 | 0 | 0 | 0 | 0 | 0 | 0 | 0 | 1.1346e-06 | Column30: 1.1346e-06 | [29 empty] | 7.3.2.1.3 Advanced weather monitoring and weather stations Weather StationsWLDFRElectric Reliability | WLDFR | HFTD - Distribution - Tier 3 - 5QU CoRE ¦ 5QU LoRE | Non-Red Flag Warning - Small Fires | 2030 | Electric Reliability | 0.039055 | 79.7972 | 2030 | Mitigation | 0.011149 | 10 | 0 | esc | 0 | 0 | 0.011149 | 0.00043542 | 0.011149 | 0.00043542 | 0.011149 | 0.00043542
[79 empty] | WLDFR | HFTD - Distribution - Tier 3 - 5QU CoRE ¦ 1QU LoRE | Red Flag Warning - Large Fires | 2020 | 0 | 0 | 0 | 0 | 5.2406 | 0.69642 | 2.942 | 1.6022 | 0.0077642 | 0 | 0 | 0 | 4.3251e-05 |  | 0 | 3.3581e-07 | 3.3581e-07 | 0 | 0 | 0 | 0 | 0 | 0 | 0 | 0 | Column30: 0 | [29 empty] | 7.3.2.1.3 Advanced weather monitoring and weather stations Weather StationsWLDFRElectric Reliability | WLDFR | HFTD - Distribution - Tier 3 - 5QU CoRE ¦ 5QU LoRE | Non-Red Flag Warning - Small Fires | 2031 | Electric Reliability | 0.039055 | 79.7972 | 2031 | Mitigation | 0.011149 | 10 | 0 | esc | 0 | 0 | 0 | 0 | 0.011149 | 0.00043542 | 0.011149 | 0.00043542
[79 empty] | WLDFR | HFTD - Distribution - Tier 3 - 5QU CoRE ¦ 1QU LoRE | Red Flag Warning - Large Fires | 2021 | 0 | 0 | 0 | 0 | 5.2406 | 0.69642 | 2.942 | 1.6022 | 0.0077642 | 0.0077642 | 0 | 0 | 4.3251e-05 |  | 0 | 3.3581e-07 | 3.3581e-07 | 0 | 3.3581e-07 | 3.3581e-07 | 0 | 0 | 0 | 0 | 0 | Column30: 0 | [29 empty] | 7.3.2.1.3 Advanced weather monitoring and weather stations Weather StationsWLDFRElectric Reliability | WLDFR | HFTD - Distribution - Tier 3 - 5QU CoRE ¦ 5QU LoRE | Non-Red Flag Warning - Small Fires | 2032 | Electric Reliability | 0.039055 | 79.7972 | 2032 | Mitigation | 0.011149 | 10 | 0 | esc | 0 | 0 | 0 | 0 | 0 | 0 | 0.011149 | 0.00043542
[79 empty] | WLDFR | HFTD - Distribution - Tier 3 - 5QU CoRE ¦ 1QU LoRE | Red Flag Warning - Large Fires | 2022 | 0 | 0 | 0 | 0 | 5.2406 | 0.69642 | 2.942 | 1.6022 | 0.0077642 | 0.0077642 | 0.0077642 | 0 | 4.3251e-05 |  | 0 | 3.3581e-07 | 3.3581e-07 | 0 | 3.3581e-07 | 3.3581e-07 | 0 | 3.3581e-07 | 3.3581e-07 | 0 | 0 | Column30: 0 | [29 empty] | 7.3.2.1.3 Advanced weather monitoring and weather stations Weather StationsWLDFRElectric Reliability | WLDFR | HFTD - Distribution - Tier 3 - 5QU CoRE ¦ 5QU LoRE | Red Flag Warning - Catastrophic Fires | 2021 | Electric Reliability | 222.2294 | 79.7972 | 2021 | Mitigation | 0.011149 | 10 | 0 | esc | 0.011149 | 2.4776 | 0.011149 | 2.4776 | 0 | 0 | 0 | 0
[79 empty] | WLDFR | HFTD - Distribution - Tier 3 - 5QU CoRE ¦ 1QU LoRE | Red Flag Warning - Large Fires | 2023 | 0 | 0 | 0 | 0 | 5.475 | 0.71896 | 3.0715 | 1.6846 | 0.0080156 | 0.0080156 | 0.0080156 | 0.0080156 | 4.3251e-05 |  | 0 | 3.4668e-07 | 3.4668e-07 | 0 | 3.4668e-07 | 3.4668e-07 | 0 | 3.4668e-07 | 3.4668e-07 | 0 | 3.4668e-07 | Column30: 3.4668e-07 | [29 empty] | 7.3.2.1.3 Advanced weather monitoring and weather stations Weather StationsWLDFRElectric Reliability | WLDFR | HFTD - Distribution - Tier 3 - 5QU CoRE ¦ 5QU LoRE | Red Flag Warning - Catastrophic Fires | 2022 | Electric Reliability | 222.2294 | 79.7972 | 2022 | Mitigation | 0.011149 | 10 | 0 | esc | 0.011149 | 2.4776 | 0.011149 | 2.4776 | 0.011149 | 2.4776 | 0 | 0
[79 empty] | WLDFR | HFTD - Distribution - Tier 3 - 5QU CoRE ¦ 1QU LoRE | Red Flag Warning - Large Fires | 2024 | 0 | 0 | 0 | 0 | 5.475 | 0.71896 | 3.0715 | 1.6846 | 0.0080156 | 0.0080156 | 0.0080156 | 0.0080156 | 4.3251e-05 |  | 0 | 3.4668e-07 | 3.4668e-07 | 0 | 3.4668e-07 | 3.4668e-07 | 0 | 3.4668e-07 | 3.4668e-07 | 0 | 3.4668e-07 | Column30: 3.4668e-07 | [29 empty] | 7.3.2.1.3 Advanced weather monitoring and weather stations Weather StationsWLDFRElectric Reliability | WLDFR | HFTD - Distribution - Tier 3 - 5QU CoRE ¦ 5QU LoRE | Red Flag Warning - Catastrophic Fires | 2023 | Electric Reliability | 233.2301 | 79.7972 | 2023 | Mitigation | 0.011149 | 10 | 0 | esc | 0.011149 | 2.6002 | 0.011149 | 2.6002 | 0.011149 | 2.6002 | 0.011149 | 2.6002
[79 empty] | WLDFR | HFTD - Distribution - Tier 3 - 5QU CoRE ¦ 1QU LoRE | Red Flag Warning - Large Fires | 2025 | 0 | 0 | 0 | 0 | 5.475 | 0.71896 | 3.0715 | 1.6846 | 0.0080156 | 0.0080156 | 0.0080156 | 0.0080156 | 4.3251e-05 |  | 0 | 3.4668e-07 | 3.4668e-07 | 0 | 3.4668e-07 | 3.4668e-07 | 0 | 3.4668e-07 | 3.4668e-07 | 0 | 3.4668e-07 | Column30: 3.4668e-07 | [29 empty] | 7.3.2.1.3 Advanced weather monitoring and weather stations Weather StationsWLDFRElectric Reliability | WLDFR | HFTD - Distribution - Tier 3 - 5QU CoRE ¦ 5QU LoRE | Red Flag Warning - Catastrophic Fires | 2024 | Electric Reliability | 233.2301 | 79.7972 | 2024 | Mitigation | 0.011149 | 10 | 0 | esc | 0.011149 | 2.6002 | 0.011149 | 2.6002 | 0.011149 | 2.6002 | 0.011149 | 2.6002
[79 empty] | WLDFR | HFTD - Distribution - Tier 3 - 5QU CoRE ¦ 1QU LoRE | Red Flag Warning - Large Fires | 2026 | 0 | 0 | 0 | 0 | 5.475 | 0.71896 | 3.0715 | 1.6846 | 0.0080156 | 0.0080156 | 0.0080156 | 0.0080156 | 4.3251e-05 |  | 0 | 3.4668e-07 | 3.4668e-07 | 0 | 3.4668e-07 | 3.4668e-07 | 0 | 3.4668e-07 | 3.4668e-07 | 0 | 3.4668e-07 | Column30: 3.4668e-07 | [29 empty] | 7.3.2.1.3 Advanced weather monitoring and weather stations Weather StationsWLDFRElectric Reliability | WLDFR | HFTD - Distribution - Tier 3 - 5QU CoRE ¦ 5QU LoRE | Red Flag Warning - Catastrophic Fires | 2025 | Electric Reliability | 233.2301 | 79.7972 | 2025 | Mitigation | 0.011149 | 10 | 0 | esc | 0.011149 | 2.6002 | 0.011149 | 2.6002 | 0.011149 | 2.6002 | 0.011149 | 2.6002
[79 empty] | WLDFR | HFTD - Distribution - Tier 3 - 5QU CoRE ¦ 1QU LoRE | Red Flag Warning - Large Fires | 2027 | 0 | 0 | 0 | 0 | 5.475 | 0.71896 | 3.0715 | 1.6846 | 0.0080156 | 0.0080156 | 0.0080156 | 0.0080156 | 4.3251e-05 |  | 0 | 3.4668e-07 | 3.4668e-07 | 0 | 3.4668e-07 | 3.4668e-07 | 0 | 3.4668e-07 | 3.4668e-07 | 0 | 3.4668e-07 | Column30: 3.4668e-07 | [29 empty] | 7.3.2.1.3 Advanced weather monitoring and weather stations Weather StationsWLDFRElectric Reliability | WLDFR | HFTD - Distribution - Tier 3 - 5QU CoRE ¦ 5QU LoRE | Red Flag Warning - Catastrophic Fires | 2026 | Electric Reliability | 233.2301 | 79.7972 | 2026 | Mitigation | 0.011149 | 10 | 0 | esc | 0.011149 | 2.6002 | 0.011149 | 2.6002 | 0.011149 | 2.6002 | 0.011149 | 2.6002
[79 empty] | WLDFR | HFTD - Distribution - Tier 3 - 5QU CoRE ¦ 1QU LoRE | Red Flag Warning - Large Fires | 2028 | 0 | 0 | 0 | 0 | 5.777 | 0.74734 | 3.238 | 1.7917 | 0.0083319 | 0.0083319 | 0.0083319 | 0.0083319 | 4.3251e-05 |  | 0 | 3.6036e-07 | 3.6036e-07 | 0 | 3.6036e-07 | 3.6036e-07 | 0 | 3.6036e-07 | 3.6036e-07 | 0 | 3.6036e-07 | Column30: 3.6036e-07 | [29 empty] | 7.3.2.1.3 Advanced weather monitoring and weather stations Weather StationsWLDFRElectric Reliability | WLDFR | HFTD - Distribution - Tier 3 - 5QU CoRE ¦ 5QU LoRE | Red Flag Warning - Catastrophic Fires | 2027 | Electric Reliability | 233.2301 | 79.7972 | 2027 | Mitigation | 0.011149 | 10 | 0 | esc | 0.011149 | 2.6002 | 0.011149 | 2.6002 | 0.011149 | 2.6002 | 0.011149 | 2.6002
[79 empty] | WLDFR | HFTD - Distribution - Tier 3 - 5QU CoRE ¦ 1QU LoRE | Red Flag Warning - Large Fires | 2029 | 0 | 0 | 0 | 0 | 5.777 | 0.74734 | 3.238 | 1.7917 | 0.0083319 | 0.0083319 | 0.0083319 | 0.0083319 | 4.3251e-05 |  | 0 | 3.6036e-07 | 3.6036e-07 | 0 | 3.6036e-07 | 3.6036e-07 | 0 | 3.6036e-07 | 3.6036e-07 | 0 | 3.6036e-07 | Column30: 3.6036e-07 | [29 empty] | 7.3.2.1.3 Advanced weather monitoring and weather stations Weather StationsWLDFRElectric Reliability | WLDFR | HFTD - Distribution - Tier 3 - 5QU CoRE ¦ 5QU LoRE | Red Flag Warning - Catastrophic Fires | 2028 | Electric Reliability | 247.273 | 79.7972 | 2028 | Mitigation | 0.011149 | 10 | 0 | esc | 0.011149 | 2.7568 | 0.011149 | 2.7568 | 0.011149 | 2.7568 | 0.011149 | 2.7568
[79 empty] | WLDFR | HFTD - Distribution - Tier 3 - 5QU CoRE ¦ 1QU LoRE | Red Flag Warning - Large Fires | 2030 | 0 | 0 | 0 | 0 | 5.777 | 0.74734 | 3.238 | 1.7917 | 0 | 0.0083319 | 0.0083319 | 0.0083319 | 4.3251e-05 |  | 0 | 0 | 0 | 0 | 3.6036e-07 | 3.6036e-07 | 0 | 3.6036e-07 | 3.6036e-07 | 0 | 3.6036e-07 | Column30: 3.6036e-07 | [29 empty] | 7.3.2.1.3 Advanced weather monitoring and weather stations Weather StationsWLDFRElectric Reliability | WLDFR | HFTD - Distribution - Tier 3 - 5QU CoRE ¦ 5QU LoRE | Red Flag Warning - Catastrophic Fires | 2029 | Electric Reliability | 247.273 | 79.7972 | 2029 | Mitigation | 0.011149 | 10 | 0 | esc | 0.011149 | 2.7568 | 0.011149 | 2.7568 | 0.011149 | 2.7568 | 0.011149 | 2.7568
[79 empty] | WLDFR | HFTD - Distribution - Tier 3 - 5QU CoRE ¦ 1QU LoRE | Red Flag Warning - Large Fires | 2031 | 0 | 0 | 0 | 0 | 5.777 | 0.74734 | 3.238 | 1.7917 | 0 | 0 | 0.0083319 | 0.0083319 | 4.3251e-05 |  | 0 | 0 | 0 | 0 | 0 | 0 | 0 | 3.6036e-07 | 3.6036e-07 | 0 | 3.6036e-07 | Column30: 3.6036e-07 | [29 empty] | 7.3.2.1.3 Advanced weather monitoring and weather stations Weather StationsWLDFRElectric Reliability | WLDFR | HFTD - Distribution - Tier 3 - 5QU CoRE ¦ 5QU LoRE | Red Flag Warning - Catastrophic Fires | 2030 | Electric Reliability | 247.273 | 79.7972 | 2030 | Mitigation | 0.011149 | 10 | 0 | esc | 0 | 0 | 0.011149 | 2.7568 | 0.011149 | 2.7568 | 0.011149 | 2.7568
[79 empty] | WLDFR | HFTD - Distribution - Tier 3 - 5QU CoRE ¦ 1QU LoRE | Red Flag Warning - Large Fires | 2032 | 0 | 0 | 0 | 0 | 5.777 | 0.74734 | 3.238 | 1.7917 | 0 | 0 | 0 | 0.0083319 | 4.3251e-05 |  | 0 | 0 | 0 | 0 | 0 | 0 | 0 | 0 | 0 | 0 | 3.6036e-07 | Column30: 3.6036e-07 | [29 empty] | 7.3.2.1.3 Advanced weather monitoring and weather stations Weather StationsWLDFRElectric Reliability | WLDFR | HFTD - Distribution - Tier 3 - 5QU CoRE ¦ 5QU LoRE | Red Flag Warning - Catastrophic Fires | 2031 | Electric Reliability | 247.273 | 79.7972 | 2031 | Mitigation | 0.011149 | 10 | 0 | esc | 0 | 0 | 0 | 0 | 0.011149 | 2.7568 | 0.011149 | 2.7568
[79 empty] | WLDFR | HFTD - Distribution - Tier 3 - 5QU CoRE ¦ 1QU LoRE | Red Flag Warning - Small Fires | 2020 | 0 | 0 | 0 | 0 | 0.077901 | 0.036425 | 0.0015809 | 0.039895 | 0.0004061 | 0 | 0 | 0 | 0.0013243 |  | 0 | 5.378e-07 | 5.378e-07 | 0 | 0 | 0 | 0 | 0 | 0 | 0 | 0 | Column30: 0 | [29 empty] | 7.3.2.1.3 Advanced weather monitoring and weather stations Weather StationsWLDFRElectric Reliability | WLDFR | HFTD - Distribution - Tier 3 - 5QU CoRE ¦ 5QU LoRE | Red Flag Warning - Catastrophic Fires | 2032 | Electric Reliability | 247.273 | 79.7972 | 2032 | Mitigation | 0.011149 | 10 | 0 | esc | 0 | 0 | 0 | 0 | 0 | 0 | 0.011149 | 2.7568
[79 empty] | WLDFR | HFTD - Distribution - Tier 3 - 5QU CoRE ¦ 1QU LoRE | Red Flag Warning - Small Fires | 2021 | 0 | 0 | 0 | 0 | 0.077901 | 0.036425 | 0.0015809 | 0.039895 | 0.0004061 | 0.0004061 | 0 | 0 | 0.0013243 |  | 0 | 5.378e-07 | 5.378e-07 | 0 | 5.378e-07 | 5.378e-07 | 0 | 0 | 0 | 0 | 0 | Column30: 0 | [29 empty] | 7.3.2.1.3 Advanced weather monitoring and weather stations Weather StationsWLDFRElectric Reliability | WLDFR | HFTD - Distribution - Tier 3 - 5QU CoRE ¦ 5QU LoRE | Red Flag Warning - Destructive Fires | 2021 | Electric Reliability | 222.2294 | 79.7972 | 2021 | Mitigation | 0.011149 | 10 | 0 | esc | 0.011149 | 2.4776 | 0.011149 | 2.4776 | 0 | 0 | 0 | 0
[79 empty] | WLDFR | HFTD - Distribution - Tier 3 - 5QU CoRE ¦ 1QU LoRE | Red Flag Warning - Small Fires | 2022 | 0 | 0 | 0 | 0 | 0.077901 | 0.036425 | 0.0015809 | 0.039895 | 0.0004061 | 0.0004061 | 0.0004061 | 0 | 0.0013243 |  | 0 | 5.378e-07 | 5.378e-07 | 0 | 5.378e-07 | 5.378e-07 | 0 | 5.378e-07 | 5.378e-07 | 0 | 0 | Column30: 0 | [29 empty] | 7.3.2.1.3 Advanced weather monitoring and weather stations Weather StationsWLDFRElectric Reliability | WLDFR | HFTD - Distribution - Tier 3 - 5QU CoRE ¦ 5QU LoRE | Red Flag Warning - Destructive Fires | 2022 | Electric Reliability | 222.2294 | 79.7972 | 2022 | Mitigation | 0.011149 | 10 | 0 | esc | 0.011149 | 2.4776 | 0.011149 | 2.4776 | 0.011149 | 2.4776 | 0 | 0
[79 empty] | WLDFR | HFTD - Distribution - Tier 3 - 5QU CoRE ¦ 1QU LoRE | Red Flag Warning - Small Fires | 2023 | 0 | 0 | 0 | 0 | 0.080408 | 0.03759 | 0.0016314 | 0.041187 | 0.00041909 | 0.00041909 | 0.00041909 | 0.00041909 | 0.0013243 |  | 0 | 5.55e-07 | 5.55e-07 | 0 | 5.55e-07 | 5.55e-07 | 0 | 5.55e-07 | 5.55e-07 | 0 | 5.55e-07 | Column30: 5.55e-07 | [29 empty] | 7.3.2.1.3 Advanced weather monitoring and weather stations Weather StationsWLDFRElectric Reliability | WLDFR | HFTD - Distribution - Tier 3 - 5QU CoRE ¦ 5QU LoRE | Red Flag Warning - Destructive Fires | 2023 | Electric Reliability | 233.2301 | 79.7972 | 2023 | Mitigation | 0.011149 | 10 | 0 | esc | 0.011149 | 2.6002 | 0.011149 | 2.6002 | 0.011149 | 2.6002 | 0.011149 | 2.6002
[79 empty] | WLDFR | HFTD - Distribution - Tier 3 - 5QU CoRE ¦ 1QU LoRE | Red Flag Warning - Small Fires | 2024 | 0 | 0 | 0 | 0 | 0.080408 | 0.03759 | 0.0016314 | 0.041187 | 0.00041909 | 0.00041909 | 0.00041909 | 0.00041909 | 0.0013243 |  | 0 | 5.55e-07 | 5.55e-07 | 0 | 5.55e-07 | 5.55e-07 | 0 | 5.55e-07 | 5.55e-07 | 0 | 5.55e-07 | Column30: 5.55e-07 | [29 empty] | 7.3.2.1.3 Advanced weather monitoring and weather stations Weather StationsWLDFRElectric Reliability | WLDFR | HFTD - Distribution - Tier 3 - 5QU CoRE ¦ 5QU LoRE | Red Flag Warning - Destructive Fires | 2024 | Electric Reliability | 233.2301 | 79.7972 | 2024 | Mitigation | 0.011149 | 10 | 0 | esc | 0.011149 | 2.6002 | 0.011149 | 2.6002 | 0.011149 | 2.6002 | 0.011149 | 2.6002
[79 empty] | WLDFR | HFTD - Distribution - Tier 3 - 5QU CoRE ¦ 1QU LoRE | Red Flag Warning - Small Fires | 2025 | 0 | 0 | 0 | 0 | 0.080408 | 0.03759 | 0.0016314 | 0.041187 | 0.00041909 | 0.00041909 | 0.00041909 | 0.00041909 | 0.0013243 |  | 0 | 5.55e-07 | 5.55e-07 | 0 | 5.55e-07 | 5.55e-07 | 0 | 5.55e-07 | 5.55e-07 | 0 | 5.55e-07 | Column30: 5.55e-07 | [29 empty] | 7.3.2.1.3 Advanced weather monitoring and weather stations Weather StationsWLDFRElectric Reliability | WLDFR | HFTD - Distribution - Tier 3 - 5QU CoRE ¦ 5QU LoRE | Red Flag Warning - Destructive Fires | 2025 | Electric Reliability | 233.2301 | 79.7972 | 2025 | Mitigation | 0.011149 | 10 | 0 | esc | 0.011149 | 2.6002 | 0.011149 | 2.6002 | 0.011149 | 2.6002 | 0.011149 | 2.6002
[79 empty] | WLDFR | HFTD - Distribution - Tier 3 - 5QU CoRE ¦ 1QU LoRE | Red Flag Warning - Small Fires | 2026 | 0 | 0 | 0 | 0 | 0.080408 | 0.03759 | 0.0016314 | 0.041187 | 0.00041909 | 0.00041909 | 0.00041909 | 0.00041909 | 0.0013243 |  | 0 | 5.55e-07 | 5.55e-07 | 0 | 5.55e-07 | 5.55e-07 | 0 | 5.55e-07 | 5.55e-07 | 0 | 5.55e-07 | Column30: 5.55e-07 | [29 empty] | 7.3.2.1.3 Advanced weather monitoring and weather stations Weather StationsWLDFRElectric Reliability | WLDFR | HFTD - Distribution - Tier 3 - 5QU CoRE ¦ 5QU LoRE | Red Flag Warning - Destructive Fires | 2026 | Electric Reliability | 233.2301 | 79.7972 | 2026 | Mitigation | 0.011149 | 10 | 0 | esc | 0.011149 | 2.6002 | 0.011149 | 2.6002 | 0.011149 | 2.6002 | 0.011149 | 2.6002
[79 empty] | WLDFR | HFTD - Distribution - Tier 3 - 5QU CoRE ¦ 1QU LoRE | Red Flag Warning - Small Fires | 2027 | 0 | 0 | 0 | 0 | 0.080408 | 0.03759 | 0.0016314 | 0.041187 | 0.00041909 | 0.00041909 | 0.00041909 | 0.00041909 | 0.0013243 |  | 0 | 5.55e-07 | 5.55e-07 | 0 | 5.55e-07 | 5.55e-07 | 0 | 5.55e-07 | 5.55e-07 | 0 | 5.55e-07 | Column30: 5.55e-07 | [29 empty] | 7.3.2.1.3 Advanced weather monitoring and weather stations Weather StationsWLDFRElectric Reliability | WLDFR | HFTD - Distribution - Tier 3 - 5QU CoRE ¦ 5QU LoRE | Red Flag Warning - Destructive Fires | 2027 | Electric Reliability | 233.2301 | 79.7972 | 2027 | Mitigation | 0.011149 | 10 | 0 | esc | 0.011149 | 2.6002 | 0.011149 | 2.6002 | 0.011149 | 2.6002 | 0.011149 | 2.6002
[79 empty] | WLDFR | HFTD - Distribution - Tier 3 - 5QU CoRE ¦ 1QU LoRE | Red Flag Warning - Small Fires | 2028 | 0 | 0 | 0 | 0 | 0.083606 | 0.039055 | 0.001695 | 0.042856 | 0.00043542 | 0.00043542 | 0.00043542 | 0.00043542 | 0.0013243 |  | 0 | 5.7663e-07 | 5.7663e-07 | 0 | 5.7663e-07 | 5.7663e-07 | 0 | 5.7663e-07 | 5.7663e-07 | 0 | 5.7663e-07 | Column30: 5.7663e-07 | [29 empty] | 7.3.2.1.3 Advanced weather monitoring and weather stations Weather StationsWLDFRElectric Reliability | WLDFR | HFTD - Distribution - Tier 3 - 5QU CoRE ¦ 5QU LoRE | Red Flag Warning - Destructive Fires | 2028 | Electric Reliability | 247.273 | 79.7972 | 2028 | Mitigation | 0.011149 | 10 | 0 | esc | 0.011149 | 2.7568 | 0.011149 | 2.7568 | 0.011149 | 2.7568 | 0.011149 | 2.7568
[79 empty] | WLDFR | HFTD - Distribution - Tier 3 - 5QU CoRE ¦ 1QU LoRE | Red Flag Warning - Small Fires | 2029 | 0 | 0 | 0 | 0 | 0.083606 | 0.039055 | 0.001695 | 0.042856 | 0.00043542 | 0.00043542 | 0.00043542 | 0.00043542 | 0.0013243 |  | 0 | 5.7663e-07 | 5.7663e-07 | 0 | 5.7663e-07 | 5.7663e-07 | 0 | 5.7663e-07 | 5.7663e-07 | 0 | 5.7663e-07 | Column30: 5.7663e-07 | [29 empty] | 7.3.2.1.3 Advanced weather monitoring and weather stations Weather StationsWLDFRElectric Reliability | WLDFR | HFTD - Distribution - Tier 3 - 5QU CoRE ¦ 5QU LoRE | Red Flag Warning - Destructive Fires | 2029 | Electric Reliability | 247.273 | 79.7972 | 2029 | Mitigation | 0.011149 | 10 | 0 | esc | 0.011149 | 2.7568 | 0.011149 | 2.7568 | 0.011149 | 2.7568 | 0.011149 | 2.7568
[79 empty] | WLDFR | HFTD - Distribution - Tier 3 - 5QU CoRE ¦ 1QU LoRE | Red Flag Warning - Small Fires | 2030 | 0 | 0 | 0 | 0 | 0.083606 | 0.039055 | 0.001695 | 0.042856 | 0 | 0.00043542 | 0.00043542 | 0.00043542 | 0.0013243 |  | 0 | 0 | 0 | 0 | 5.7663e-07 | 5.7663e-07 | 0 | 5.7663e-07 | 5.7663e-07 | 0 | 5.7663e-07 | Column30: 5.7663e-07 | [29 empty] | 7.3.2.1.3 Advanced weather monitoring and weather stations Weather StationsWLDFRElectric Reliability | WLDFR | HFTD - Distribution - Tier 3 - 5QU CoRE ¦ 5QU LoRE | Red Flag Warning - Destructive Fires | 2030 | Electric Reliability | 247.273 | 79.7972 | 2030 | Mitigation | 0.011149 | 10 | 0 | esc | 0 | 0 | 0.011149 | 2.7568 | 0.011149 | 2.7568 | 0.011149 | 2.7568
[79 empty] | WLDFR | HFTD - Distribution - Tier 3 - 5QU CoRE ¦ 1QU LoRE | Red Flag Warning - Small Fires | 2031 | 0 | 0 | 0 | 0 | 0.083606 | 0.039055 | 0.001695 | 0.042856 | 0 | 0 | 0.00043542 | 0.00043542 | 0.0013243 |  | 0 | 0 | 0 | 0 | 0 | 0 | 0 | 5.7663e-07 | 5.7663e-07 | 0 | 5.7663e-07 | Column30: 5.7663e-07 | [29 empty] | 7.3.2.1.3 Advanced weather monitoring and weather stations Weather StationsWLDFRElectric Reliability | WLDFR | HFTD - Distribution - Tier 3 - 5QU CoRE ¦ 5QU LoRE | Red Flag Warning - Destructive Fires | 2031 | Electric Reliability | 247.273 | 79.7972 | 2031 | Mitigation | 0.011149 | 10 | 0 | esc | 0 | 0 | 0 | 0 | 0.011149 | 2.7568 | 0.011149 | 2.7568
[79 empty] | WLDFR | HFTD - Distribution - Tier 3 - 5QU CoRE ¦ 1QU LoRE | Red Flag Warning - Small Fires | 2032 | 0 | 0 | 0 | 0 | 0.083606 | 0.039055 | 0.001695 | 0.042856 | 0 | 0 | 0 | 0.00043542 | 0.0013243 |  | 0 | 0 | 0 | 0 | 0 | 0 | 0 | 0 | 0 | 0 | 5.7663e-07 | Column30: 5.7663e-07 | [29 empty] | 7.3.2.1.3 Advanced weather monitoring and weather stations Weather StationsWLDFRElectric Reliability | WLDFR | HFTD - Distribution - Tier 3 - 5QU CoRE ¦ 5QU LoRE | Red Flag Warning - Destructive Fires | 2032 | Electric Reliability | 247.273 | 79.7972 | 2032 | Mitigation | 0.011149 | 10 | 0 | esc | 0 | 0 | 0 | 0 | 0 | 0 | 0.011149 | 2.7568
[79 empty] | WLDFR | HFTD - Distribution - Tier 3 - 5QU CoRE ¦ 1QU LoRE | Seismic - Non-Red Flag Warning - Catastrophic Fires | 2020 | 0 | 0 | 0 | 0 | 21083.8428 | 409.2237 | 13469.0878 | 7205.5313 | 4.5624 | 0 | 0 | 0 | 6.2447e-10 |  | 0 | 2.8491e-09 | 2.8491e-09 | 0 | 0 | 0 | 0 | 0 | 0 | 0 | 0 | Column30: 0 | [29 empty] | 7.3.2.1.3 Advanced weather monitoring and weather stations Weather StationsWLDFRElectric Reliability | WLDFR | HFTD - Distribution - Tier 3 - 5QU CoRE ¦ 5QU LoRE | Red Flag Warning - Large Fires | 2021 | Electric Reliability | 0.69642 | 79.7972 | 2021 | Mitigation | 0.011149 | 10 | 0 | esc | 0.011149 | 0.0077642 | 0.011149 | 0.0077642 | 0 | 0 | 0 | 0
[79 empty] | WLDFR | HFTD - Distribution - Tier 3 - 5QU CoRE ¦ 1QU LoRE | Seismic - Non-Red Flag Warning - Catastrophic Fires | 2021 | 0 | 0 | 0 | 0 | 21083.8428 | 409.2237 | 13469.0878 | 7205.5313 | 4.5624 | 4.5624 | 0 | 0 | 6.2447e-10 |  | 0 | 2.8491e-09 | 2.8491e-09 | 0 | 2.8491e-09 | 2.8491e-09 | 0 | 0 | 0 | 0 | 0 | Column30: 0 | [29 empty] | 7.3.2.1.3 Advanced weather monitoring and weather stations Weather StationsWLDFRElectric Reliability | WLDFR | HFTD - Distribution - Tier 3 - 5QU CoRE ¦ 5QU LoRE | Red Flag Warning - Large Fires | 2022 | Electric Reliability | 0.69642 | 79.7972 | 2022 | Mitigation | 0.011149 | 10 | 0 | esc | 0.011149 | 0.0077642 | 0.011149 | 0.0077642 | 0.011149 | 0.0077642 | 0 | 0
[79 empty] | WLDFR | HFTD - Distribution - Tier 3 - 5QU CoRE ¦ 1QU LoRE | Seismic - Non-Red Flag Warning - Catastrophic Fires | 2022 | 0 | 0 | 0 | 0 | 21083.8428 | 409.2237 | 13469.0878 | 7205.5313 | 4.5624 | 4.5624 | 4.5624 | 0 | 6.2447e-10 |  | 0 | 2.8491e-09 | 2.8491e-09 | 0 | 2.8491e-09 | 2.8491e-09 | 0 | 2.8491e-09 | 2.8491e-09 | 0 | 0 | Column30: 0 | [29 empty] | 7.3.2.1.3 Advanced weather monitoring and weather stations Weather StationsWLDFRElectric Reliability | WLDFR | HFTD - Distribution - Tier 3 - 5QU CoRE ¦ 5QU LoRE | Red Flag Warning - Large Fires | 2023 | Electric Reliability | 0.71896 | 79.7972 | 2023 | Mitigation | 0.011149 | 10 | 0 | esc | 0.011149 | 0.0080156 | 0.011149 | 0.0080156 | 0.011149 | 0.0080156 | 0.011149 | 0.0080156
[79 empty] | WLDFR | HFTD - Distribution - Tier 3 - 5QU CoRE ¦ 1QU LoRE | Seismic - Non-Red Flag Warning - Catastrophic Fires | 2023 | 0 | 0 | 0 | 0 | 21835.9781 | 428.6023 | 13939.561 | 7467.8148 | 4.7784 | 4.7784 | 4.7784 | 4.7784 | 6.2447e-10 |  | 0 | 2.984e-09 | 2.984e-09 | 0 | 2.984e-09 | 2.984e-09 | 0 | 2.984e-09 | 2.984e-09 | 0 | 2.984e-09 | Column30: 2.984e-09 | [29 empty] | 7.3.2.1.3 Advanced weather monitoring and weather stations Weather StationsWLDFRElectric Reliability | WLDFR | HFTD - Distribution - Tier 3 - 5QU CoRE ¦ 5QU LoRE | Red Flag Warning - Large Fires | 2024 | Electric Reliability | 0.71896 | 79.7972 | 2024 | Mitigation | 0.011149 | 10 | 0 | esc | 0.011149 | 0.0080156 | 0.011149 | 0.0080156 | 0.011149 | 0.0080156 | 0.011149 | 0.0080156
[79 empty] | WLDFR | HFTD - Distribution - Tier 3 - 5QU CoRE ¦ 1QU LoRE | Seismic - Non-Red Flag Warning - Catastrophic Fires | 2024 | 0 | 0 | 0 | 0 | 21835.9781 | 428.6023 | 13939.561 | 7467.8148 | 4.7784 | 4.7784 | 4.7784 | 4.7784 | 6.2447e-10 |  | 0 | 2.984e-09 | 2.984e-09 | 0 | 2.984e-09 | 2.984e-09 | 0 | 2.984e-09 | 2.984e-09 | 0 | 2.984e-09 | Column30: 2.984e-09 | [29 empty] | 7.3.2.1.3 Advanced weather monitoring and weather stations Weather StationsWLDFRElectric Reliability | WLDFR | HFTD - Distribution - Tier 3 - 5QU CoRE ¦ 5QU LoRE | Red Flag Warning - Large Fires | 2025 | Electric Reliability | 0.71896 | 79.7972 | 2025 | Mitigation | 0.011149 | 10 | 0 | esc | 0.011149 | 0.0080156 | 0.011149 | 0.0080156 | 0.011149 | 0.0080156 | 0.011149 | 0.0080156
[79 empty] | WLDFR | HFTD - Distribution - Tier 3 - 5QU CoRE ¦ 1QU LoRE | Seismic - Non-Red Flag Warning - Catastrophic Fires | 2025 | 0 | 0 | 0 | 0 | 21835.9781 | 428.6023 | 13939.561 | 7467.8148 | 4.7784 | 4.7784 | 4.7784 | 4.7784 | 6.2447e-10 |  | 0 | 2.984e-09 | 2.984e-09 | 0 | 2.984e-09 | 2.984e-09 | 0 | 2.984e-09 | 2.984e-09 | 0 | 2.984e-09 | Column30: 2.984e-09 | [29 empty] | 7.3.2.1.3 Advanced weather monitoring and weather stations Weather StationsWLDFRElectric Reliability | WLDFR | HFTD - Distribution - Tier 3 - 5QU CoRE ¦ 5QU LoRE | Red Flag Warning - Large Fires | 2026 | Electric Reliability | 0.71896 | 79.7972 | 2026 | Mitigation | 0.011149 | 10 | 0 | esc | 0.011149 | 0.0080156 | 0.011149 | 0.0080156 | 0.011149 | 0.0080156 | 0.011149 | 0.0080156
[79 empty] | WLDFR | HFTD - Distribution - Tier 3 - 5QU CoRE ¦ 1QU LoRE | Seismic - Non-Red Flag Warning - Catastrophic Fires | 2026 | 0 | 0 | 0 | 0 | 21835.9781 | 428.6023 | 13939.561 | 7467.8148 | 4.7784 | 4.7784 | 4.7784 | 4.7784 | 6.2447e-10 |  | 0 | 2.984e-09 | 2.984e-09 | 0 | 2.984e-09 | 2.984e-09 | 0 | 2.984e-09 | 2.984e-09 | 0 | 2.984e-09 | Column30: 2.984e-09 | [29 empty] | 7.3.2.1.3 Advanced weather monitoring and weather stations Weather StationsWLDFRElectric Reliability | WLDFR | HFTD - Distribution - Tier 3 - 5QU CoRE ¦ 5QU LoRE | Red Flag Warning - Large Fires | 2027 | Electric Reliability | 0.71896 | 79.7972 | 2027 | Mitigation | 0.011149 | 10 | 0 | esc | 0.011149 | 0.0080156 | 0.011149 | 0.0080156 | 0.011149 | 0.0080156 | 0.011149 | 0.0080156
[79 empty] | WLDFR | HFTD - Distribution - Tier 3 - 5QU CoRE ¦ 1QU LoRE | Seismic - Non-Red Flag Warning - Catastrophic Fires | 2027 | 0 | 0 | 0 | 0 | 21835.9781 | 428.6023 | 13939.561 | 7467.8148 | 4.7784 | 4.7784 | 4.7784 | 4.7784 | 6.2447e-10 |  | 0 | 2.984e-09 | 2.984e-09 | 0 | 2.984e-09 | 2.984e-09 | 0 | 2.984e-09 | 2.984e-09 | 0 | 2.984e-09 | Column30: 2.984e-09 | [29 empty] | 7.3.2.1.3 Advanced weather monitoring and weather stations Weather StationsWLDFRElectric Reliability | WLDFR | HFTD - Distribution - Tier 3 - 5QU CoRE ¦ 5QU LoRE | Red Flag Warning - Large Fires | 2028 | Electric Reliability | 0.74734 | 79.7972 | 2028 | Mitigation | 0.011149 | 10 | 0 | esc | 0.011149 | 0.0083319 | 0.011149 | 0.0083319 | 0.011149 | 0.0083319 | 0.011149 | 0.0083319
[79 empty] | WLDFR | HFTD - Distribution - Tier 3 - 5QU CoRE ¦ 1QU LoRE | Seismic - Non-Red Flag Warning - Catastrophic Fires | 2028 | 0 | 0 | 0 | 0 | 22783.187 | 453.261 | 14531.3357 | 7798.5904 | 5.0533 | 5.0533 | 5.0533 | 5.0533 | 6.2447e-10 |  | 0 | 3.1557e-09 | 3.1557e-09 | 0 | 3.1557e-09 | 3.1557e-09 | 0 | 3.1557e-09 | 3.1557e-09 | 0 | 3.1557e-09 | Column30: 3.1557e-09 | [29 empty] | 7.3.2.1.3 Advanced weather monitoring and weather stations Weather StationsWLDFRElectric Reliability | WLDFR | HFTD - Distribution - Tier 3 - 5QU CoRE ¦ 5QU LoRE | Red Flag Warning - Large Fires | 2029 | Electric Reliability | 0.74734 | 79.7972 | 2029 | Mitigation | 0.011149 | 10 | 0 | esc | 0.011149 | 0.0083319 | 0.011149 | 0.0083319 | 0.011149 | 0.0083319 | 0.011149 | 0.0083319
[79 empty] | WLDFR | HFTD - Distribution - Tier 3 - 5QU CoRE ¦ 1QU LoRE | Seismic - Non-Red Flag Warning - Catastrophic Fires | 2029 | 0 | 0 | 0 | 0 | 22783.187 | 453.261 | 14531.3357 | 7798.5904 | 5.0533 | 5.0533 | 5.0533 | 5.0533 | 6.2447e-10 |  | 0 | 3.1557e-09 | 3.1557e-09 | 0 | 3.1557e-09 | 3.1557e-09 | 0 | 3.1557e-09 | 3.1557e-09 | 0 | 3.1557e-09 | Column30: 3.1557e-09 | [29 empty] | 7.3.2.1.3 Advanced weather monitoring and weather stations Weather StationsWLDFRElectric Reliability | WLDFR | HFTD - Distribution - Tier 3 - 5QU CoRE ¦ 5QU LoRE | Red Flag Warning - Large Fires | 2030 | Electric Reliability | 0.74734 | 79.7972 | 2030 | Mitigation | 0.011149 | 10 | 0 | esc | 0 | 0 | 0.011149 | 0.0083319 | 0.011149 | 0.0083319 | 0.011149 | 0.0083319
[79 empty] | WLDFR | HFTD - Distribution - Tier 3 - 5QU CoRE ¦ 1QU LoRE | Seismic - Non-Red Flag Warning - Catastrophic Fires | 2030 | 0 | 0 | 0 | 0 | 22783.187 | 453.261 | 14531.3357 | 7798.5904 | 0 | 5.0533 | 5.0533 | 5.0533 | 6.2447e-10 |  | 0 | 0 | 0 | 0 | 3.1557e-09 | 3.1557e-09 | 0 | 3.1557e-09 | 3.1557e-09 | 0 | 3.1557e-09 | Column30: 3.1557e-09 | [29 empty] | 7.3.2.1.3 Advanced weather monitoring and weather stations Weather StationsWLDFRElectric Reliability | WLDFR | HFTD - Distribution - Tier 3 - 5QU CoRE ¦ 5QU LoRE | Red Flag Warning - Large Fires | 2031 | Electric Reliability | 0.74734 | 79.7972 | 2031 | Mitigation | 0.011149 | 10 | 0 | esc | 0 | 0 | 0 | 0 | 0.011149 | 0.0083319 | 0.011149 | 0.0083319
[79 empty] | WLDFR | HFTD - Distribution - Tier 3 - 5QU CoRE ¦ 1QU LoRE | Seismic - Non-Red Flag Warning - Catastrophic Fires | 2031 | 0 | 0 | 0 | 0 | 22783.187 | 453.261 | 14531.3357 | 7798.5904 | 0 | 0 | 5.0533 | 5.0533 | 6.2447e-10 |  | 0 | 0 | 0 | 0 | 0 | 0 | 0 | 3.1557e-09 | 3.1557e-09 | 0 | 3.1557e-09 | Column30: 3.1557e-09 | [29 empty] | 7.3.2.1.3 Advanced weather monitoring and weather stations Weather StationsWLDFRElectric Reliability | WLDFR | HFTD - Distribution - Tier 3 - 5QU CoRE ¦ 5QU LoRE | Red Flag Warning - Large Fires | 2032 | Electric Reliability | 0.74734 | 79.7972 | 2032 | Mitigation | 0.011149 | 10 | 0 | esc | 0 | 0 | 0 | 0 | 0 | 0 | 0.011149 | 0.0083319
[79 empty] | WLDFR | HFTD - Distribution - Tier 3 - 5QU CoRE ¦ 1QU LoRE | Seismic - Non-Red Flag Warning - Catastrophic Fires | 2032 | 0 | 0 | 0 | 0 | 22783.187 | 453.261 | 14531.3357 | 7798.5904 | 0 | 0 | 0 | 5.0533 | 6.2447e-10 |  | 0 | 0 | 0 | 0 | 0 | 0 | 0 | 0 | 0 | 0 | 3.1557e-09 | Column30: 3.1557e-09 | [29 empty] | 7.3.2.1.3 Advanced weather monitoring and weather stations Weather StationsWLDFRElectric Reliability | WLDFR | HFTD - Distribution - Tier 3 - 5QU CoRE ¦ 5QU LoRE | Red Flag Warning - Small Fires | 2021 | Electric Reliability | 0.036425 | 79.7972 | 2021 | Mitigation | 0.011149 | 10 | 0 | esc | 0.011149 | 0.0004061 | 0.011149 | 0.0004061 | 0 | 0 | 0 | 0
[79 empty] | WLDFR | HFTD - Distribution - Tier 3 - 5QU CoRE ¦ 1QU LoRE | Seismic - Red Flag Warning - Catastrophic Fires | 2020 | 0 | 0 | 0 | 0 | 21083.8428 | 409.2237 | 13469.0878 | 7205.5313 | 4.5624 | 0 | 0 | 0 | 2.6933e-08 |  | 0 | 1.2288e-07 | 1.2288e-07 | 0 | 0 | 0 | 0 | 0 | 0 | 0 | 0 | Column30: 0 | [29 empty] | 7.3.2.1.3 Advanced weather monitoring and weather stations Weather StationsWLDFRElectric Reliability | WLDFR | HFTD - Distribution - Tier 3 - 5QU CoRE ¦ 5QU LoRE | Red Flag Warning - Small Fires | 2022 | Electric Reliability | 0.036425 | 79.7972 | 2022 | Mitigation | 0.011149 | 10 | 0 | esc | 0.011149 | 0.0004061 | 0.011149 | 0.0004061 | 0.011149 | 0.0004061 | 0 | 0
[79 empty] | WLDFR | HFTD - Distribution - Tier 3 - 5QU CoRE ¦ 1QU LoRE | Seismic - Red Flag Warning - Catastrophic Fires | 2021 | 0 | 0 | 0 | 0 | 21083.8428 | 409.2237 | 13469.0878 | 7205.5313 | 4.5624 | 4.5624 | 0 | 0 | 2.6933e-08 |  | 0 | 1.2288e-07 | 1.2288e-07 | 0 | 1.2288e-07 | 1.2288e-07 | 0 | 0 | 0 | 0 | 0 | Column30: 0 | [29 empty] | 7.3.2.1.3 Advanced weather monitoring and weather stations Weather StationsWLDFRElectric Reliability | WLDFR | HFTD - Distribution - Tier 3 - 5QU CoRE ¦ 5QU LoRE | Red Flag Warning - Small Fires | 2023 | Electric Reliability | 0.03759 | 79.7972 | 2023 | Mitigation | 0.011149 | 10 | 0 | esc | 0.011149 | 0.00041909 | 0.011149 | 0.00041909 | 0.011149 | 0.00041909 | 0.011149 | 0.00041909
[79 empty] | WLDFR | HFTD - Distribution - Tier 3 - 5QU CoRE ¦ 1QU LoRE | Seismic - Red Flag Warning - Catastrophic Fires | 2022 | 0 | 0 | 0 | 0 | 21083.8428 | 409.2237 | 13469.0878 | 7205.5313 | 4.5624 | 4.5624 | 4.5624 | 0 | 2.6933e-08 |  | 0 | 1.2288e-07 | 1.2288e-07 | 0 | 1.2288e-07 | 1.2288e-07 | 0 | 1.2288e-07 | 1.2288e-07 | 0 | 0 | Column30: 0 | [29 empty] | 7.3.2.1.3 Advanced weather monitoring and weather stations Weather StationsWLDFRElectric Reliability | WLDFR | HFTD - Distribution - Tier 3 - 5QU CoRE ¦ 5QU LoRE | Red Flag Warning - Small Fires | 2024 | Electric Reliability | 0.03759 | 79.7972 | 2024 | Mitigation | 0.011149 | 10 | 0 | esc | 0.011149 | 0.00041909 | 0.011149 | 0.00041909 | 0.011149 | 0.00041909 | 0.011149 | 0.00041909
[79 empty] | WLDFR | HFTD - Distribution - Tier 3 - 5QU CoRE ¦ 1QU LoRE | Seismic - Red Flag Warning - Catastrophic Fires | 2023 | 0 | 0 | 0 | 0 | 21835.9781 | 428.6023 | 13939.561 | 7467.8148 | 4.7784 | 4.7784 | 4.7784 | 4.7784 | 2.6933e-08 |  | 0 | 1.287e-07 | 1.287e-07 | 0 | 1.287e-07 | 1.287e-07 | 0 | 1.287e-07 | 1.287e-07 | 0 | 1.287e-07 | Column30: 1.287e-07 | [29 empty] | 7.3.2.1.3 Advanced weather monitoring and weather stations Weather StationsWLDFRElectric Reliability | WLDFR | HFTD - Distribution - Tier 3 - 5QU CoRE ¦ 5QU LoRE | Red Flag Warning - Small Fires | 2025 | Electric Reliability | 0.03759 | 79.7972 | 2025 | Mitigation | 0.011149 | 10 | 0 | esc | 0.011149 | 0.00041909 | 0.011149 | 0.00041909 | 0.011149 | 0.00041909 | 0.011149 | 0.00041909
[79 empty] | WLDFR | HFTD - Distribution - Tier 3 - 5QU CoRE ¦ 1QU LoRE | Seismic - Red Flag Warning - Catastrophic Fires | 2024 | 0 | 0 | 0 | 0 | 21835.9781 | 428.6023 | 13939.561 | 7467.8148 | 4.7784 | 4.7784 | 4.7784 | 4.7784 | 2.6933e-08 |  | 0 | 1.287e-07 | 1.287e-07 | 0 | 1.287e-07 | 1.287e-07 | 0 | 1.287e-07 | 1.287e-07 | 0 | 1.287e-07 | Column30: 1.287e-07 | [29 empty] | 7.3.2.1.3 Advanced weather monitoring and weather stations Weather StationsWLDFRElectric Reliability | WLDFR | HFTD - Distribution - Tier 3 - 5QU CoRE ¦ 5QU LoRE | Red Flag Warning - Small Fires | 2026 | Electric Reliability | 0.03759 | 79.7972 | 2026 | Mitigation | 0.011149 | 10 | 0 | esc | 0.011149 | 0.00041909 | 0.011149 | 0.00041909 | 0.011149 | 0.00041909 | 0.011149 | 0.00041909
[79 empty] | WLDFR | HFTD - Distribution - Tier 3 - 5QU CoRE ¦ 1QU LoRE | Seismic - Red Flag Warning - Catastrophic Fires | 2025 | 0 | 0 | 0 | 0 | 21835.9781 | 428.6023 | 13939.561 | 7467.8148 | 4.7784 | 4.7784 | 4.7784 | 4.7784 | 2.6933e-08 |  | 0 | 1.287e-07 | 1.287e-07 | 0 | 1.287e-07 | 1.287e-07 | 0 | 1.287e-07 | 1.287e-07 | 0 | 1.287e-07 | Column30: 1.287e-07 | [29 empty] | 7.3.2.1.3 Advanced weather monitoring and weather stations Weather StationsWLDFRElectric Reliability | WLDFR | HFTD - Distribution - Tier 3 - 5QU CoRE ¦ 5QU LoRE | Red Flag Warning - Small Fires | 2027 | Electric Reliability | 0.03759 | 79.7972 | 2027 | Mitigation | 0.011149 | 10 | 0 | esc | 0.011149 | 0.00041909 | 0.011149 | 0.00041909 | 0.011149 | 0.00041909 | 0.011149 | 0.00041909
[79 empty] | WLDFR | HFTD - Distribution - Tier 3 - 5QU CoRE ¦ 1QU LoRE | Seismic - Red Flag Warning - Catastrophic Fires | 2026 | 0 | 0 | 0 | 0 | 21835.9781 | 428.6023 | 13939.561 | 7467.8148 | 4.7784 | 4.7784 | 4.7784 | 4.7784 | 2.6933e-08 |  | 0 | 1.287e-07 | 1.287e-07 | 0 | 1.287e-07 | 1.287e-07 | 0 | 1.287e-07 | 1.287e-07 | 0 | 1.287e-07 | Column30: 1.287e-07 | [29 empty] | 7.3.2.1.3 Advanced weather monitoring and weather stations Weather StationsWLDFRElectric Reliability | WLDFR | HFTD - Distribution - Tier 3 - 5QU CoRE ¦ 5QU LoRE | Red Flag Warning - Small Fires | 2028 | Electric Reliability | 0.039055 | 79.7972 | 2028 | Mitigation | 0.011149 | 10 | 0 | esc | 0.011149 | 0.00043542 | 0.011149 | 0.00043542 | 0.011149 | 0.00043542 | 0.011149 | 0.00043542
[79 empty] | WLDFR | HFTD - Distribution - Tier 3 - 5QU CoRE ¦ 1QU LoRE | Seismic - Red Flag Warning - Catastrophic Fires | 2027 | 0 | 0 | 0 | 0 | 21835.9781 | 428.6023 | 13939.561 | 7467.8148 | 4.7784 | 4.7784 | 4.7784 | 4.7784 | 2.6933e-08 |  | 0 | 1.287e-07 | 1.287e-07 | 0 | 1.287e-07 | 1.287e-07 | 0 | 1.287e-07 | 1.287e-07 | 0 | 1.287e-07 | Column30: 1.287e-07 | [29 empty] | 7.3.2.1.3 Advanced weather monitoring and weather stations Weather StationsWLDFRElectric Reliability | WLDFR | HFTD - Distribution - Tier 3 - 5QU CoRE ¦ 5QU LoRE | Red Flag Warning - Small Fires | 2029 | Electric Reliability | 0.039055 | 79.7972 | 2029 | Mitigation | 0.011149 | 10 | 0 | esc | 0.011149 | 0.00043542 | 0.011149 | 0.00043542 | 0.011149 | 0.00043542 | 0.011149 | 0.00043542
[79 empty] | WLDFR | HFTD - Distribution - Tier 3 - 5QU CoRE ¦ 1QU LoRE | Seismic - Red Flag Warning - Catastrophic Fires | 2028 | 0 | 0 | 0 | 0 | 22783.187 | 453.261 | 14531.3357 | 7798.5904 | 5.0533 | 5.0533 | 5.0533 | 5.0533 | 2.6933e-08 |  | 0 | 1.361e-07 | 1.361e-07 | 0 | 1.361e-07 | 1.361e-07 | 0 | 1.361e-07 | 1.361e-07 | 0 | 1.361e-07 | Column30: 1.361e-07 | [29 empty] | 7.3.2.1.3 Advanced weather monitoring and weather stations Weather StationsWLDFRElectric Reliability | WLDFR | HFTD - Distribution - Tier 3 - 5QU CoRE ¦ 5QU LoRE | Red Flag Warning - Small Fires | 2030 | Electric Reliability | 0.039055 | 79.7972 | 2030 | Mitigation | 0.011149 | 10 | 0 | esc | 0 | 0 | 0.011149 | 0.00043542 | 0.011149 | 0.00043542 | 0.011149 | 0.00043542
[79 empty] | WLDFR | HFTD - Distribution - Tier 3 - 5QU CoRE ¦ 1QU LoRE | Seismic - Red Flag Warning - Catastrophic Fires | 2029 | 0 | 0 | 0 | 0 | 22783.187 | 453.261 | 14531.3357 | 7798.5904 | 5.0533 | 5.0533 | 5.0533 | 5.0533 | 2.6933e-08 |  | 0 | 1.361e-07 | 1.361e-07 | 0 | 1.361e-07 | 1.361e-07 | 0 | 1.361e-07 | 1.361e-07 | 0 | 1.361e-07 | Column30: 1.361e-07 | [29 empty] | 7.3.2.1.3 Advanced weather monitoring and weather stations Weather StationsWLDFRElectric Reliability | WLDFR | HFTD - Distribution - Tier 3 - 5QU CoRE ¦ 5QU LoRE | Red Flag Warning - Small Fires | 2031 | Electric Reliability | 0.039055 | 79.7972 | 2031 | Mitigation | 0.011149 | 10 | 0 | esc | 0 | 0 | 0 | 0 | 0.011149 | 0.00043542 | 0.011149 | 0.00043542
[79 empty] | WLDFR | HFTD - Distribution - Tier 3 - 5QU CoRE ¦ 1QU LoRE | Seismic - Red Flag Warning - Catastrophic Fires | 2030 | 0 | 0 | 0 | 0 | 22783.187 | 453.261 | 14531.3357 | 7798.5904 | 0 | 5.0533 | 5.0533 | 5.0533 | 2.6933e-08 |  | 0 | 0 | 0 | 0 | 1.361e-07 | 1.361e-07 | 0 | 1.361e-07 | 1.361e-07 | 0 | 1.361e-07 | Column30: 1.361e-07 | [29 empty] | 7.3.2.1.3 Advanced weather monitoring and weather stations Weather StationsWLDFRElectric Reliability | WLDFR | HFTD - Distribution - Tier 3 - 5QU CoRE ¦ 5QU LoRE | Red Flag Warning - Small Fires | 2032 | Electric Reliability | 0.039055 | 79.7972 | 2032 | Mitigation | 0.011149 | 10 | 0 | esc | 0 | 0 | 0 | 0 | 0 | 0 | 0.011149 | 0.00043542
[79 empty] | WLDFR | HFTD - Distribution - Tier 3 - 5QU CoRE ¦ 1QU LoRE | Seismic - Red Flag Warning - Catastrophic Fires | 2031 | 0 | 0 | 0 | 0 | 22783.187 | 453.261 | 14531.3357 | 7798.5904 | 0 | 0 | 5.0533 | 5.0533 | 2.6933e-08 |  | 0 | 0 | 0 | 0 | 0 | 0 | 0 | 1.361e-07 | 1.361e-07 | 0 | 1.361e-07 | Column30: 1.361e-07 | [29 empty] | 7.3.2.1.3 Advanced weather monitoring and weather stations Weather StationsWLDFRElectric Reliability | WLDFR | HFTD - Distribution - Tier 3 - 5QU CoRE ¦ 5QU LoRE | Seismic - Non-Red Flag Warning - Catastrophic Fires | 2021 | Electric Reliability | 409.2237 | 79.7972 | 2021 | Mitigation | 0.011149 | 10 | 0 | esc | 0.011149 | 4.5624 | 0.011149 | 4.5624 | 0 | 0 | 0 | 0
[79 empty] | WLDFR | HFTD - Distribution - Tier 3 - 5QU CoRE ¦ 1QU LoRE | Seismic - Red Flag Warning - Catastrophic Fires | 2032 | 0 | 0 | 0 | 0 | 22783.187 | 453.261 | 14531.3357 | 7798.5904 | 0 | 0 | 0 | 5.0533 | 2.6933e-08 |  | 0 | 0 | 0 | 0 | 0 | 0 | 0 | 0 | 0 | 0 | 1.361e-07 | Column30: 1.361e-07 | [29 empty] | 7.3.2.1.3 Advanced weather monitoring and weather stations Weather StationsWLDFRElectric Reliability | WLDFR | HFTD - Distribution - Tier 3 - 5QU CoRE ¦ 5QU LoRE | Seismic - Non-Red Flag Warning - Catastrophic Fires | 2022 | Electric Reliability | 409.2237 | 79.7972 | 2022 | Mitigation | 0.011149 | 10 | 0 | esc | 0.011149 | 4.5624 | 0.011149 | 4.5624 | 0.011149 | 4.5624 | 0 | 0
[79 empty] | WLDFR | HFTD - Distribution - Tier 3 - 5QU CoRE ¦ 2QU LoRE | Non-Red Flag Warning - Catastrophic Fires | 2020 | 0 | 0 | 0 | 0 | 14146.1306 | 222.2294 | 8585.7228 | 5338.1784 | 2.4776 | 0 | 0 | 0 | 8.1148e-08 |  | 0 | 2.0105e-07 | 2.0105e-07 | 0 | 0 | 0 | 0 | 0 | 0 | 0 | 0 | Column30: 0 | [29 empty] | 7.3.2.1.3 Advanced weather monitoring and weather stations Weather StationsWLDFRElectric Reliability | WLDFR | HFTD - Distribution - Tier 3 - 5QU CoRE ¦ 5QU LoRE | Seismic - Non-Red Flag Warning - Catastrophic Fires | 2023 | Electric Reliability | 428.6023 | 79.7972 | 2023 | Mitigation | 0.011149 | 10 | 0 | esc | 0.011149 | 4.7784 | 0.011149 | 4.7784 | 0.011149 | 4.7784 | 0.011149 | 4.7784
[79 empty] | WLDFR | HFTD - Distribution - Tier 3 - 5QU CoRE ¦ 2QU LoRE | Non-Red Flag Warning - Catastrophic Fires | 2021 | 0 | 0 | 0 | 0 | 14146.1306 | 222.2294 | 8585.7228 | 5338.1784 | 2.4776 | 2.4776 | 0 | 0 | 8.1148e-08 |  | 0 | 2.0105e-07 | 2.0105e-07 | 0 | 2.0105e-07 | 2.0105e-07 | 0 | 0 | 0 | 0 | 0 | Column30: 0 | [29 empty] | 7.3.2.1.3 Advanced weather monitoring and weather stations Weather StationsWLDFRElectric Reliability | WLDFR | HFTD - Distribution - Tier 3 - 5QU CoRE ¦ 5QU LoRE | Seismic - Non-Red Flag Warning - Catastrophic Fires | 2024 | Electric Reliability | 428.6023 | 79.7972 | 2024 | Mitigation | 0.011149 | 10 | 0 | esc | 0.011149 | 4.7784 | 0.011149 | 4.7784 | 0.011149 | 4.7784 | 0.011149 | 4.7784
[79 empty] | WLDFR | HFTD - Distribution - Tier 3 - 5QU CoRE ¦ 2QU LoRE | Non-Red Flag Warning - Catastrophic Fires | 2022 | 0 | 0 | 0 | 0 | 14146.1306 | 222.2294 | 8585.7228 | 5338.1784 | 2.4776 | 2.4776 | 2.4776 | 0 | 8.1148e-08 |  | 0 | 2.0105e-07 | 2.0105e-07 | 0 | 2.0105e-07 | 2.0105e-07 | 0 | 2.0105e-07 | 2.0105e-07 | 0 | 0 | Column30: 0 | [29 empty] | 7.3.2.1.3 Advanced weather monitoring and weather stations Weather StationsWLDFRElectric Reliability | WLDFR | HFTD - Distribution - Tier 3 - 5QU CoRE ¦ 5QU LoRE | Seismic - Non-Red Flag Warning - Catastrophic Fires | 2025 | Electric Reliability | 428.6023 | 79.7972 | 2025 | Mitigation | 0.011149 | 10 | 0 | esc | 0.011149 | 4.7784 | 0.011149 | 4.7784 | 0.011149 | 4.7784 | 0.011149 | 4.7784
[79 empty] | WLDFR | HFTD - Distribution - Tier 3 - 5QU CoRE ¦ 2QU LoRE | Non-Red Flag Warning - Catastrophic Fires | 2023 | 0 | 0 | 0 | 0 | 14664.6376 | 233.2301 | 8896.516 | 5534.8915 | 2.6002 | 2.6002 | 2.6002 | 2.6002 | 8.1148e-08 |  | 0 | 2.11e-07 | 2.11e-07 | 0 | 2.11e-07 | 2.11e-07 | 0 | 2.11e-07 | 2.11e-07 | 0 | 2.11e-07 | Column30: 2.11e-07 | [29 empty] | 7.3.2.1.3 Advanced weather monitoring and weather stations Weather StationsWLDFRElectric Reliability | WLDFR | HFTD - Distribution - Tier 3 - 5QU CoRE ¦ 5QU LoRE | Seismic - Non-Red Flag Warning - Catastrophic Fires | 2026 | Electric Reliability | 428.6023 | 79.7972 | 2026 | Mitigation | 0.011149 | 10 | 0 | esc | 0.011149 | 4.7784 | 0.011149 | 4.7784 | 0.011149 | 4.7784 | 0.011149 | 4.7784
[79 empty] | WLDFR | HFTD - Distribution - Tier 3 - 5QU CoRE ¦ 2QU LoRE | Non-Red Flag Warning - Catastrophic Fires | 2024 | 0 | 0 | 0 | 0 | 14664.6376 | 233.2301 | 8896.516 | 5534.8915 | 2.6002 | 2.6002 | 2.6002 | 2.6002 | 8.1148e-08 |  | 0 | 2.11e-07 | 2.11e-07 | 0 | 2.11e-07 | 2.11e-07 | 0 | 2.11e-07 | 2.11e-07 | 0 | 2.11e-07 | Column30: 2.11e-07 | [29 empty] | 7.3.2.1.3 Advanced weather monitoring and weather stations Weather StationsWLDFRElectric Reliability | WLDFR | HFTD - Distribution - Tier 3 - 5QU CoRE ¦ 5QU LoRE | Seismic - Non-Red Flag Warning - Catastrophic Fires | 2027 | Electric Reliability | 428.6023 | 79.7972 | 2027 | Mitigation | 0.011149 | 10 | 0 | esc | 0.011149 | 4.7784 | 0.011149 | 4.7784 | 0.011149 | 4.7784 | 0.011149 | 4.7784
[79 empty] | WLDFR | HFTD - Distribution - Tier 3 - 5QU CoRE ¦ 2QU LoRE | Non-Red Flag Warning - Catastrophic Fires | 2025 | 0 | 0 | 0 | 0 | 14664.6376 | 233.2301 | 8896.516 | 5534.8915 | 2.6002 | 2.6002 | 2.6002 | 2.6002 | 8.1148e-08 |  | 0 | 2.11e-07 | 2.11e-07 | 0 | 2.11e-07 | 2.11e-07 | 0 | 2.11e-07 | 2.11e-07 | 0 | 2.11e-07 | Column30: 2.11e-07 | [29 empty] | 7.3.2.1.3 Advanced weather monitoring and weather stations Weather StationsWLDFRElectric Reliability | WLDFR | HFTD - Distribution - Tier 3 - 5QU CoRE ¦ 5QU LoRE | Seismic - Non-Red Flag Warning - Catastrophic Fires | 2028 | Electric Reliability | 453.261 | 79.7972 | 2028 | Mitigation | 0.011149 | 10 | 0 | esc | 0.011149 | 5.0533 | 0.011149 | 5.0533 | 0.011149 | 5.0533 | 0.011149 | 5.0533
[79 empty] | WLDFR | HFTD - Distribution - Tier 3 - 5QU CoRE ¦ 2QU LoRE | Non-Red Flag Warning - Catastrophic Fires | 2026 | 0 | 0 | 0 | 0 | 14664.6376 | 233.2301 | 8896.516 | 5534.8915 | 2.6002 | 2.6002 | 2.6002 | 2.6002 | 8.1148e-08 |  | 0 | 2.11e-07 | 2.11e-07 | 0 | 2.11e-07 | 2.11e-07 | 0 | 2.11e-07 | 2.11e-07 | 0 | 2.11e-07 | Column30: 2.11e-07 | [29 empty] | 7.3.2.1.3 Advanced weather monitoring and weather stations Weather StationsWLDFRElectric Reliability | WLDFR | HFTD - Distribution - Tier 3 - 5QU CoRE ¦ 5QU LoRE | Seismic - Non-Red Flag Warning - Catastrophic Fires | 2029 | Electric Reliability | 453.261 | 79.7972 | 2029 | Mitigation | 0.011149 | 10 | 0 | esc | 0.011149 | 5.0533 | 0.011149 | 5.0533 | 0.011149 | 5.0533 | 0.011149 | 5.0533
[79 empty] | WLDFR | HFTD - Distribution - Tier 3 - 5QU CoRE ¦ 2QU LoRE | Non-Red Flag Warning - Catastrophic Fires | 2027 | 0 | 0 | 0 | 0 | 14664.6376 | 233.2301 | 8896.516 | 5534.8915 | 2.6002 | 2.6002 | 2.6002 | 2.6002 | 8.1148e-08 |  | 0 | 2.11e-07 | 2.11e-07 | 0 | 2.11e-07 | 2.11e-07 | 0 | 2.11e-07 | 2.11e-07 | 0 | 2.11e-07 | Column30: 2.11e-07 | [29 empty] | 7.3.2.1.3 Advanced weather monitoring and weather stations Weather StationsWLDFRElectric Reliability | WLDFR | HFTD - Distribution - Tier 3 - 5QU CoRE ¦ 5QU LoRE | Seismic - Non-Red Flag Warning - Catastrophic Fires | 2030 | Electric Reliability | 453.261 | 79.7972 | 2030 | Mitigation | 0.011149 | 10 | 0 | esc | 0 | 0 | 0.011149 | 5.0533 | 0.011149 | 5.0533 | 0.011149 | 5.0533
[79 empty] | WLDFR | HFTD - Distribution - Tier 3 - 5QU CoRE ¦ 2QU LoRE | Non-Red Flag Warning - Catastrophic Fires | 2028 | 0 | 0 | 0 | 0 | 15317.9909 | 247.273 | 9287.6491 | 5783.0689 | 2.7568 | 2.7568 | 2.7568 | 2.7568 | 8.1148e-08 |  | 0 | 2.2371e-07 | 2.2371e-07 | 0 | 2.2371e-07 | 2.2371e-07 | 0 | 2.2371e-07 | 2.2371e-07 | 0 | 2.2371e-07 | Column30: 2.2371e-07 | [29 empty] | 7.3.2.1.3 Advanced weather monitoring and weather stations Weather StationsWLDFRElectric Reliability | WLDFR | HFTD - Distribution - Tier 3 - 5QU CoRE ¦ 5QU LoRE | Seismic - Non-Red Flag Warning - Catastrophic Fires | 2031 | Electric Reliability | 453.261 | 79.7972 | 2031 | Mitigation | 0.011149 | 10 | 0 | esc | 0 | 0 | 0 | 0 | 0.011149 | 5.0533 | 0.011149 | 5.0533
[79 empty] | WLDFR | HFTD - Distribution - Tier 3 - 5QU CoRE ¦ 2QU LoRE | Non-Red Flag Warning - Catastrophic Fires | 2029 | 0 | 0 | 0 | 0 | 15317.9909 | 247.273 | 9287.6491 | 5783.0689 | 2.7568 | 2.7568 | 2.7568 | 2.7568 | 8.1148e-08 |  | 0 | 2.2371e-07 | 2.2371e-07 | 0 | 2.2371e-07 | 2.2371e-07 | 0 | 2.2371e-07 | 2.2371e-07 | 0 | 2.2371e-07 | Column30: 2.2371e-07 | [29 empty] | 7.3.2.1.3 Advanced weather monitoring and weather stations Weather StationsWLDFRElectric Reliability | WLDFR | HFTD - Distribution - Tier 3 - 5QU CoRE ¦ 5QU LoRE | Seismic - Non-Red Flag Warning - Catastrophic Fires | 2032 | Electric Reliability | 453.261 | 79.7972 | 2032 | Mitigation | 0.011149 | 10 | 0 | esc | 0 | 0 | 0 | 0 | 0 | 0 | 0.011149 | 5.0533
[79 empty] | WLDFR | HFTD - Distribution - Tier 3 - 5QU CoRE ¦ 2QU LoRE | Non-Red Flag Warning - Catastrophic Fires | 2030 | 0 | 0 | 0 | 0 | 15317.9909 | 247.273 | 9287.6491 | 5783.0689 | 0 | 2.7568 | 2.7568 | 2.7568 | 8.1148e-08 |  | 0 | 0 | 0 | 0 | 2.2371e-07 | 2.2371e-07 | 0 | 2.2371e-07 | 2.2371e-07 | 0 | 2.2371e-07 | Column30: 2.2371e-07 | [29 empty] | 7.3.2.1.3 Advanced weather monitoring and weather stations Weather StationsWLDFRElectric Reliability | WLDFR | HFTD - Distribution - Tier 3 - 5QU CoRE ¦ 5QU LoRE | Seismic - Red Flag Warning - Catastrophic Fires | 2021 | Electric Reliability | 409.2237 | 79.7972 | 2021 | Mitigation | 0.011149 | 10 | 0 | esc | 0.011149 | 4.5624 | 0.011149 | 4.5624 | 0 | 0 | 0 | 0
[79 empty] | WLDFR | HFTD - Distribution - Tier 3 - 5QU CoRE ¦ 2QU LoRE | Non-Red Flag Warning - Catastrophic Fires | 2031 | 0 | 0 | 0 | 0 | 15317.9909 | 247.273 | 9287.6491 | 5783.0689 | 0 | 0 | 2.7568 | 2.7568 | 8.1148e-08 |  | 0 | 0 | 0 | 0 | 0 | 0 | 0 | 2.2371e-07 | 2.2371e-07 | 0 | 2.2371e-07 | Column30: 2.2371e-07 | [29 empty] | 7.3.2.1.3 Advanced weather monitoring and weather stations Weather StationsWLDFRElectric Reliability | WLDFR | HFTD - Distribution - Tier 3 - 5QU CoRE ¦ 5QU LoRE | Seismic - Red Flag Warning - Catastrophic Fires | 2022 | Electric Reliability | 409.2237 | 79.7972 | 2022 | Mitigation | 0.011149 | 10 | 0 | esc | 0.011149 | 4.5624 | 0.011149 | 4.5624 | 0.011149 | 4.5624 | 0 | 0
[79 empty] | WLDFR | HFTD - Distribution - Tier 3 - 5QU CoRE ¦ 2QU LoRE | Non-Red Flag Warning - Catastrophic Fires | 2032 | 0 | 0 | 0 | 0 | 15317.9909 | 247.273 | 9287.6491 | 5783.0689 | 0 | 0 | 0 | 2.7568 | 8.1148e-08 |  | 0 | 0 | 0 | 0 | 0 | 0 | 0 | 0 | 0 | 0 | 2.2371e-07 | Column30: 2.2371e-07 | [29 empty] | 7.3.2.1.3 Advanced weather monitoring and weather stations Weather StationsWLDFRElectric Reliability | WLDFR | HFTD - Distribution - Tier 3 - 5QU CoRE ¦ 5QU LoRE | Seismic - Red Flag Warning - Catastrophic Fires | 2023 | Electric Reliability | 428.6023 | 79.7972 | 2023 | Mitigation | 0.011149 | 10 | 0 | esc | 0.011149 | 4.7784 | 0.011149 | 4.7784 | 0.011149 | 4.7784 | 0.011149 | 4.7784
[79 empty] | WLDFR | HFTD - Distribution - Tier 3 - 5QU CoRE ¦ 2QU LoRE | Non-Red Flag Warning - Destructive Fires | 2020 | 0 | 0 | 0 | 0 | 8807.9522 | 222.2294 | 8585.7228 | 0 | 2.4776 | 0 | 0 | 0 | 1.0639e-07 |  | 0 | 2.636e-07 | 2.636e-07 | 0 | 0 | 0 | 0 | 0 | 0 | 0 | 0 | Column30: 0 | [29 empty] | 7.3.2.1.3 Advanced weather monitoring and weather stations Weather StationsWLDFRElectric Reliability | WLDFR | HFTD - Distribution - Tier 3 - 5QU CoRE ¦ 5QU LoRE | Seismic - Red Flag Warning - Catastrophic Fires | 2024 | Electric Reliability | 428.6023 | 79.7972 | 2024 | Mitigation | 0.011149 | 10 | 0 | esc | 0.011149 | 4.7784 | 0.011149 | 4.7784 | 0.011149 | 4.7784 | 0.011149 | 4.7784
[79 empty] | WLDFR | HFTD - Distribution - Tier 3 - 5QU CoRE ¦ 2QU LoRE | Non-Red Flag Warning - Destructive Fires | 2021 | 0 | 0 | 0 | 0 | 8807.9522 | 222.2294 | 8585.7228 | 0 | 2.4776 | 2.4776 | 0 | 0 | 1.0639e-07 |  | 0 | 2.636e-07 | 2.636e-07 | 0 | 2.636e-07 | 2.636e-07 | 0 | 0 | 0 | 0 | 0 | Column30: 0 | [29 empty] | 7.3.2.1.3 Advanced weather monitoring and weather stations Weather StationsWLDFRElectric Reliability | WLDFR | HFTD - Distribution - Tier 3 - 5QU CoRE ¦ 5QU LoRE | Seismic - Red Flag Warning - Catastrophic Fires | 2025 | Electric Reliability | 428.6023 | 79.7972 | 2025 | Mitigation | 0.011149 | 10 | 0 | esc | 0.011149 | 4.7784 | 0.011149 | 4.7784 | 0.011149 | 4.7784 | 0.011149 | 4.7784
[79 empty] | WLDFR | HFTD - Distribution - Tier 3 - 5QU CoRE ¦ 2QU LoRE | Non-Red Flag Warning - Destructive Fires | 2022 | 0 | 0 | 0 | 0 | 8807.9522 | 222.2294 | 8585.7228 | 0 | 2.4776 | 2.4776 | 2.4776 | 0 | 1.0639e-07 |  | 0 | 2.636e-07 | 2.636e-07 | 0 | 2.636e-07 | 2.636e-07 | 0 | 2.636e-07 | 2.636e-07 | 0 | 0 | Column30: 0 | [29 empty] | 7.3.2.1.3 Advanced weather monitoring and weather stations Weather StationsWLDFRElectric Reliability | WLDFR | HFTD - Distribution - Tier 3 - 5QU CoRE ¦ 5QU LoRE | Seismic - Red Flag Warning - Catastrophic Fires | 2026 | Electric Reliability | 428.6023 | 79.7972 | 2026 | Mitigation | 0.011149 | 10 | 0 | esc | 0.011149 | 4.7784 | 0.011149 | 4.7784 | 0.011149 | 4.7784 | 0.011149 | 4.7784
[79 empty] | WLDFR | HFTD - Distribution - Tier 3 - 5QU CoRE ¦ 2QU LoRE | Non-Red Flag Warning - Destructive Fires | 2023 | 0 | 0 | 0 | 0 | 9129.7461 | 233.2301 | 8896.516 | 0 | 2.6002 | 2.6002 | 2.6002 | 2.6002 | 1.0639e-07 |  | 0 | 2.7665e-07 | 2.7665e-07 | 0 | 2.7665e-07 | 2.7665e-07 | 0 | 2.7665e-07 | 2.7665e-07 | 0 | 2.7665e-07 | Column30: 2.7665e-07 | [29 empty] | 7.3.2.1.3 Advanced weather monitoring and weather stations Weather StationsWLDFRElectric Reliability | WLDFR | HFTD - Distribution - Tier 3 - 5QU CoRE ¦ 5QU LoRE | Seismic - Red Flag Warning - Catastrophic Fires | 2027 | Electric Reliability | 428.6023 | 79.7972 | 2027 | Mitigation | 0.011149 | 10 | 0 | esc | 0.011149 | 4.7784 | 0.011149 | 4.7784 | 0.011149 | 4.7784 | 0.011149 | 4.7784
[79 empty] | WLDFR | HFTD - Distribution - Tier 3 - 5QU CoRE ¦ 2QU LoRE | Non-Red Flag Warning - Destructive Fires | 2024 | 0 | 0 | 0 | 0 | 9129.7461 | 233.2301 | 8896.516 | 0 | 2.6002 | 2.6002 | 2.6002 | 2.6002 | 1.0639e-07 |  | 0 | 2.7665e-07 | 2.7665e-07 | 0 | 2.7665e-07 | 2.7665e-07 | 0 | 2.7665e-07 | 2.7665e-07 | 0 | 2.7665e-07 | Column30: 2.7665e-07 | [29 empty] | 7.3.2.1.3 Advanced weather monitoring and weather stations Weather StationsWLDFRElectric Reliability | WLDFR | HFTD - Distribution - Tier 3 - 5QU CoRE ¦ 5QU LoRE | Seismic - Red Flag Warning - Catastrophic Fires | 2028 | Electric Reliability | 453.261 | 79.7972 | 2028 | Mitigation | 0.011149 | 10 | 0 | esc | 0.011149 | 5.0533 | 0.011149 | 5.0533 | 0.011149 | 5.0533 | 0.011149 | 5.0533
[79 empty] | WLDFR | HFTD - Distribution - Tier 3 - 5QU CoRE ¦ 2QU LoRE | Non-Red Flag Warning - Destructive Fires | 2025 | 0 | 0 | 0 | 0 | 9129.7461 | 233.2301 | 8896.516 | 0 | 2.6002 | 2.6002 | 2.6002 | 2.6002 | 1.0639e-07 |  | 0 | 2.7665e-07 | 2.7665e-07 | 0 | 2.7665e-07 | 2.7665e-07 | 0 | 2.7665e-07 | 2.7665e-07 | 0 | 2.7665e-07 | Column30: 2.7665e-07 | [29 empty] | 7.3.2.1.3 Advanced weather monitoring and weather stations Weather StationsWLDFRElectric Reliability | WLDFR | HFTD - Distribution - Tier 3 - 5QU CoRE ¦ 5QU LoRE | Seismic - Red Flag Warning - Catastrophic Fires | 2029 | Electric Reliability | 453.261 | 79.7972 | 2029 | Mitigation | 0.011149 | 10 | 0 | esc | 0.011149 | 5.0533 | 0.011149 | 5.0533 | 0.011149 | 5.0533 | 0.011149 | 5.0533
[79 empty] | WLDFR | HFTD - Distribution - Tier 3 - 5QU CoRE ¦ 2QU LoRE | Non-Red Flag Warning - Destructive Fires | 2026 | 0 | 0 | 0 | 0 | 9129.7461 | 233.2301 | 8896.516 | 0 | 2.6002 | 2.6002 | 2.6002 | 2.6002 | 1.0639e-07 |  | 0 | 2.7665e-07 | 2.7665e-07 | 0 | 2.7665e-07 | 2.7665e-07 | 0 | 2.7665e-07 | 2.7665e-07 | 0 | 2.7665e-07 | Column30: 2.7665e-07 | [29 empty] | 7.3.2.1.3 Advanced weather monitoring and weather stations Weather StationsWLDFRElectric Reliability | WLDFR | HFTD - Distribution - Tier 3 - 5QU CoRE ¦ 5QU LoRE | Seismic - Red Flag Warning - Catastrophic Fires | 2030 | Electric Reliability | 453.261 | 79.7972 | 2030 | Mitigation | 0.011149 | 10 | 0 | esc | 0 | 0 | 0.011149 | 5.0533 | 0.011149 | 5.0533 | 0.011149 | 5.0533
[79 empty] | WLDFR | HFTD - Distribution - Tier 3 - 5QU CoRE ¦ 2QU LoRE | Non-Red Flag Warning - Destructive Fires | 2027 | 0 | 0 | 0 | 0 | 9129.7461 | 233.2301 | 8896.516 | 0 | 2.6002 | 2.6002 | 2.6002 | 2.6002 | 1.0639e-07 |  | 0 | 2.7665e-07 | 2.7665e-07 | 0 | 2.7665e-07 | 2.7665e-07 | 0 | 2.7665e-07 | 2.7665e-07 | 0 | 2.7665e-07 | Column30: 2.7665e-07 | [29 empty] | 7.3.2.1.3 Advanced weather monitoring and weather stations Weather StationsWLDFRElectric Reliability | WLDFR | HFTD - Distribution - Tier 3 - 5QU CoRE ¦ 5QU LoRE | Seismic - Red Flag Warning - Catastrophic Fires | 2031 | Electric Reliability | 453.261 | 79.7972 | 2031 | Mitigation | 0.011149 | 10 | 0 | esc | 0 | 0 | 0 | 0 | 0.011149 | 5.0533 | 0.011149 | 5.0533
[79 empty] | WLDFR | HFTD - Distribution - Tier 3 - 5QU CoRE ¦ 2QU LoRE | Non-Red Flag Warning - Destructive Fires | 2028 | 0 | 0 | 0 | 0 | 9534.9221 | 247.273 | 9287.6491 | 0 | 2.7568 | 2.7568 | 2.7568 | 2.7568 | 1.0639e-07 |  | 0 | 2.9331e-07 | 2.9331e-07 | 0 | 2.9331e-07 | 2.9331e-07 | 0 | 2.9331e-07 | 2.9331e-07 | 0 | 2.9331e-07 | Column30: 2.9331e-07 | [29 empty] | 7.3.2.1.3 Advanced weather monitoring and weather stations Weather StationsWLDFRElectric Reliability | WLDFR | HFTD - Distribution - Tier 3 - 5QU CoRE ¦ 5QU LoRE | Seismic - Red Flag Warning - Catastrophic Fires | 2032 | Electric Reliability | 453.261 | 79.7972 | 2032 | Mitigation | 0.011149 | 10 | 0 | esc | 0 | 0 | 0 | 0 | 0 | 0 | 0.011149 | 5.0533
[79 empty] | WLDFR | HFTD - Distribution - Tier 3 - 5QU CoRE ¦ 2QU LoRE | Non-Red Flag Warning - Destructive Fires | 2029 | 0 | 0 | 0 | 0 | 9534.9221 | 247.273 | 9287.6491 | 0 | 2.7568 | 2.7568 | 2.7568 | 2.7568 | 1.0639e-07 |  | 0 | 2.9331e-07 | 2.9331e-07 | 0 | 2.9331e-07 | 2.9331e-07 | 0 | 2.9331e-07 | 2.9331e-07 | 0 | 2.9331e-07 | Column30: 2.9331e-07 | [29 empty] | 7.3.2.1.3 Advanced weather monitoring and weather stations Weather StationsWLDFRElectric Reliability | WLDFR | HFTD - Distribution - Zone 1 - 1QU CoRE ¦ 5QU LoRE | Seismic - Non-Red Flag Warning - Catastrophic Fires | 2021 | Electric Reliability | 409.2237 | 0.18783 | 2021 | Mitigation | 0.011149 | 10 | 0 | esc | 0.011149 | 4.5624 | 0.011149 | 4.5624 | 0 | 0 | 0 | 0
[79 empty] | WLDFR | HFTD - Distribution - Tier 3 - 5QU CoRE ¦ 2QU LoRE | Non-Red Flag Warning - Destructive Fires | 2030 | 0 | 0 | 0 | 0 | 9534.9221 | 247.273 | 9287.6491 | 0 | 0 | 2.7568 | 2.7568 | 2.7568 | 1.0639e-07 |  | 0 | 0 | 0 | 0 | 2.9331e-07 | 2.9331e-07 | 0 | 2.9331e-07 | 2.9331e-07 | 0 | 2.9331e-07 | Column30: 2.9331e-07 | [29 empty] | 7.3.2.1.3 Advanced weather monitoring and weather stations Weather StationsWLDFRElectric Reliability | WLDFR | HFTD - Distribution - Zone 1 - 1QU CoRE ¦ 5QU LoRE | Seismic - Non-Red Flag Warning - Catastrophic Fires | 2022 | Electric Reliability | 409.2237 | 0.18783 | 2022 | Mitigation | 0.011149 | 10 | 0 | esc | 0.011149 | 4.5624 | 0.011149 | 4.5624 | 0.011149 | 4.5624 | 0 | 0
[79 empty] | WLDFR | HFTD - Distribution - Tier 3 - 5QU CoRE ¦ 2QU LoRE | Non-Red Flag Warning - Destructive Fires | 2031 | 0 | 0 | 0 | 0 | 9534.9221 | 247.273 | 9287.6491 | 0 | 0 | 0 | 2.7568 | 2.7568 | 1.0639e-07 |  | 0 | 0 | 0 | 0 | 0 | 0 | 0 | 2.9331e-07 | 2.9331e-07 | 0 | 2.9331e-07 | Column30: 2.9331e-07 | [29 empty] | 7.3.2.1.3 Advanced weather monitoring and weather stations Weather StationsWLDFRElectric Reliability | WLDFR | HFTD - Distribution - Zone 1 - 1QU CoRE ¦ 5QU LoRE | Seismic - Non-Red Flag Warning - Catastrophic Fires | 2023 | Electric Reliability | 428.6023 | 0.18783 | 2023 | Mitigation | 0.011149 | 10 | 0 | esc | 0.011149 | 4.7784 | 0.011149 | 4.7784 | 0.011149 | 4.7784 | 0.011149 | 4.7784
[79 empty] | WLDFR | HFTD - Distribution - Tier 3 - 5QU CoRE ¦ 2QU LoRE | Non-Red Flag Warning - Destructive Fires | 2032 | 0 | 0 | 0 | 0 | 9534.9221 | 247.273 | 9287.6491 | 0 | 0 | 0 | 0 | 2.7568 | 1.0639e-07 |  | 0 | 0 | 0 | 0 | 0 | 0 | 0 | 0 | 0 | 0 | 2.9331e-07 | Column30: 2.9331e-07 | [29 empty] | 7.3.2.1.3 Advanced weather monitoring and weather stations Weather StationsWLDFRElectric Reliability | WLDFR | HFTD - Distribution - Zone 1 - 1QU CoRE ¦ 5QU LoRE | Seismic - Non-Red Flag Warning - Catastrophic Fires | 2024 | Electric Reliability | 428.6023 | 0.18783 | 2024 | Mitigation | 0.011149 | 10 | 0 | esc | 0.011149 | 4.7784 | 0.011149 | 4.7784 | 0.011149 | 4.7784 | 0.011149 | 4.7784
[79 empty] | WLDFR | HFTD - Distribution - Tier 3 - 5QU CoRE ¦ 2QU LoRE | Non-Red Flag Warning - Large Fires | 2020 | 0 | 0 | 0 | 0 | 5.2406 | 0.69642 | 2.942 | 1.6022 | 0.0077642 | 0 | 0 | 0 | 1.3681e-05 |  | 0 | 1.0622e-07 | 1.0622e-07 | 0 | 0 | 0 | 0 | 0 | 0 | 0 | 0 | Column30: 0 | [29 empty] | 7.3.2.1.3 Advanced weather monitoring and weather stations Weather StationsWLDFRElectric Reliability | WLDFR | HFTD - Distribution - Zone 1 - 1QU CoRE ¦ 5QU LoRE | Seismic - Non-Red Flag Warning - Catastrophic Fires | 2025 | Electric Reliability | 428.6023 | 0.18783 | 2025 | Mitigation | 0.011149 | 10 | 0 | esc | 0.011149 | 4.7784 | 0.011149 | 4.7784 | 0.011149 | 4.7784 | 0.011149 | 4.7784
[79 empty] | WLDFR | HFTD - Distribution - Tier 3 - 5QU CoRE ¦ 2QU LoRE | Non-Red Flag Warning - Large Fires | 2021 | 0 | 0 | 0 | 0 | 5.2406 | 0.69642 | 2.942 | 1.6022 | 0.0077642 | 0.0077642 | 0 | 0 | 1.3681e-05 |  | 0 | 1.0622e-07 | 1.0622e-07 | 0 | 1.0622e-07 | 1.0622e-07 | 0 | 0 | 0 | 0 | 0 | Column30: 0 | [29 empty] | 7.3.2.1.3 Advanced weather monitoring and weather stations Weather StationsWLDFRElectric Reliability | WLDFR | HFTD - Distribution - Zone 1 - 1QU CoRE ¦ 5QU LoRE | Seismic - Non-Red Flag Warning - Catastrophic Fires | 2026 | Electric Reliability | 428.6023 | 0.18783 | 2026 | Mitigation | 0.011149 | 10 | 0 | esc | 0.011149 | 4.7784 | 0.011149 | 4.7784 | 0.011149 | 4.7784 | 0.011149 | 4.7784
[79 empty] | WLDFR | HFTD - Distribution - Tier 3 - 5QU CoRE ¦ 2QU LoRE | Non-Red Flag Warning - Large Fires | 2022 | 0 | 0 | 0 | 0 | 5.2406 | 0.69642 | 2.942 | 1.6022 | 0.0077642 | 0.0077642 | 0.0077642 | 0 | 1.3681e-05 |  | 0 | 1.0622e-07 | 1.0622e-07 | 0 | 1.0622e-07 | 1.0622e-07 | 0 | 1.0622e-07 | 1.0622e-07 | 0 | 0 | Column30: 0 | [29 empty] | 7.3.2.1.3 Advanced weather monitoring and weather stations Weather StationsWLDFRElectric Reliability | WLDFR | HFTD - Distribution - Zone 1 - 1QU CoRE ¦ 5QU LoRE | Seismic - Non-Red Flag Warning - Catastrophic Fires | 2027 | Electric Reliability | 428.6023 | 0.18783 | 2027 | Mitigation | 0.011149 | 10 | 0 | esc | 0.011149 | 4.7784 | 0.011149 | 4.7784 | 0.011149 | 4.7784 | 0.011149 | 4.7784
[79 empty] | WLDFR | HFTD - Distribution - Tier 3 - 5QU CoRE ¦ 2QU LoRE | Non-Red Flag Warning - Large Fires | 2023 | 0 | 0 | 0 | 0 | 5.475 | 0.71896 | 3.0715 | 1.6846 | 0.0080156 | 0.0080156 | 0.0080156 | 0.0080156 | 1.3681e-05 |  | 0 | 1.0966e-07 | 1.0966e-07 | 0 | 1.0966e-07 | 1.0966e-07 | 0 | 1.0966e-07 | 1.0966e-07 | 0 | 1.0966e-07 | Column30: 1.0966e-07 | [29 empty] | 7.3.2.1.3 Advanced weather monitoring and weather stations Weather StationsWLDFRElectric Reliability | WLDFR | HFTD - Distribution - Zone 1 - 1QU CoRE ¦ 5QU LoRE | Seismic - Non-Red Flag Warning - Catastrophic Fires | 2028 | Electric Reliability | 453.261 | 0.18783 | 2028 | Mitigation | 0.011149 | 10 | 0 | esc | 0.011149 | 5.0533 | 0.011149 | 5.0533 | 0.011149 | 5.0533 | 0.011149 | 5.0533
[79 empty] | WLDFR | HFTD - Distribution - Tier 3 - 5QU CoRE ¦ 2QU LoRE | Non-Red Flag Warning - Large Fires | 2024 | 0 | 0 | 0 | 0 | 5.475 | 0.71896 | 3.0715 | 1.6846 | 0.0080156 | 0.0080156 | 0.0080156 | 0.0080156 | 1.3681e-05 |  | 0 | 1.0966e-07 | 1.0966e-07 | 0 | 1.0966e-07 | 1.0966e-07 | 0 | 1.0966e-07 | 1.0966e-07 | 0 | 1.0966e-07 | Column30: 1.0966e-07 | [29 empty] | 7.3.2.1.3 Advanced weather monitoring and weather stations Weather StationsWLDFRElectric Reliability | WLDFR | HFTD - Distribution - Zone 1 - 1QU CoRE ¦ 5QU LoRE | Seismic - Non-Red Flag Warning - Catastrophic Fires | 2029 | Electric Reliability | 453.261 | 0.18783 | 2029 | Mitigation | 0.011149 | 10 | 0 | esc | 0.011149 | 5.0533 | 0.011149 | 5.0533 | 0.011149 | 5.0533 | 0.011149 | 5.0533
[79 empty] | WLDFR | HFTD - Distribution - Tier 3 - 5QU CoRE ¦ 2QU LoRE | Non-Red Flag Warning - Large Fires | 2025 | 0 | 0 | 0 | 0 | 5.475 | 0.71896 | 3.0715 | 1.6846 | 0.0080156 | 0.0080156 | 0.0080156 | 0.0080156 | 1.3681e-05 |  | 0 | 1.0966e-07 | 1.0966e-07 | 0 | 1.0966e-07 | 1.0966e-07 | 0 | 1.0966e-07 | 1.0966e-07 | 0 | 1.0966e-07 | Column30: 1.0966e-07 | [29 empty] | 7.3.2.1.3 Advanced weather monitoring and weather stations Weather StationsWLDFRElectric Reliability | WLDFR | HFTD - Distribution - Zone 1 - 1QU CoRE ¦ 5QU LoRE | Seismic - Non-Red Flag Warning - Catastrophic Fires | 2030 | Electric Reliability | 453.261 | 0.18783 | 2030 | Mitigation | 0.011149 | 10 | 0 | esc | 0 | 0 | 0.011149 | 5.0533 | 0.011149 | 5.0533 | 0.011149 | 5.0533
[79 empty] | WLDFR | HFTD - Distribution - Tier 3 - 5QU CoRE ¦ 2QU LoRE | Non-Red Flag Warning - Large Fires | 2026 | 0 | 0 | 0 | 0 | 5.475 | 0.71896 | 3.0715 | 1.6846 | 0.0080156 | 0.0080156 | 0.0080156 | 0.0080156 | 1.3681e-05 |  | 0 | 1.0966e-07 | 1.0966e-07 | 0 | 1.0966e-07 | 1.0966e-07 | 0 | 1.0966e-07 | 1.0966e-07 | 0 | 1.0966e-07 | Column30: 1.0966e-07 | [29 empty] | 7.3.2.1.3 Advanced weather monitoring and weather stations Weather StationsWLDFRElectric Reliability | WLDFR | HFTD - Distribution - Zone 1 - 1QU CoRE ¦ 5QU LoRE | Seismic - Non-Red Flag Warning - Catastrophic Fires | 2031 | Electric Reliability | 453.261 | 0.18783 | 2031 | Mitigation | 0.011149 | 10 | 0 | esc | 0 | 0 | 0 | 0 | 0.011149 | 5.0533 | 0.011149 | 5.0533
[79 empty] | WLDFR | HFTD - Distribution - Tier 3 - 5QU CoRE ¦ 2QU LoRE | Non-Red Flag Warning - Large Fires | 2027 | 0 | 0 | 0 | 0 | 5.475 | 0.71896 | 3.0715 | 1.6846 | 0.0080156 | 0.0080156 | 0.0080156 | 0.0080156 | 1.3681e-05 |  | 0 | 1.0966e-07 | 1.0966e-07 | 0 | 1.0966e-07 | 1.0966e-07 | 0 | 1.0966e-07 | 1.0966e-07 | 0 | 1.0966e-07 | Column30: 1.0966e-07 | [29 empty] | 7.3.2.1.3 Advanced weather monitoring and weather stations Weather StationsWLDFRElectric Reliability | WLDFR | HFTD - Distribution - Zone 1 - 1QU CoRE ¦ 5QU LoRE | Seismic - Non-Red Flag Warning - Catastrophic Fires | 2032 | Electric Reliability | 453.261 | 0.18783 | 2032 | Mitigation | 0.011149 | 10 | 0 | esc | 0 | 0 | 0 | 0 | 0 | 0 | 0.011149 | 5.0533
[79 empty] | WLDFR | HFTD - Distribution - Tier 3 - 5QU CoRE ¦ 2QU LoRE | Non-Red Flag Warning - Large Fires | 2028 | 0 | 0 | 0 | 0 | 5.777 | 0.74734 | 3.238 | 1.7917 | 0.0083319 | 0.0083319 | 0.0083319 | 0.0083319 | 1.3681e-05 |  | 0 | 1.1399e-07 | 1.1399e-07 | 0 | 1.1399e-07 | 1.1399e-07 | 0 | 1.1399e-07 | 1.1399e-07 | 0 | 1.1399e-07 | Column30: 1.1399e-07 | [29 empty] | 7.3.2.1.3 Advanced weather monitoring and weather stations Weather StationsWLDFRElectric Reliability | WLDFR | HFTD - Distribution - Zone 1 - 1QU CoRE ¦ 5QU LoRE | Seismic - Red Flag Warning - Catastrophic Fires | 2021 | Electric Reliability | 409.2237 | 0.18783 | 2021 | Mitigation | 0.011149 | 10 | 0 | esc | 0.011149 | 4.5624 | 0.011149 | 4.5624 | 0 | 0 | 0 | 0
[79 empty] | WLDFR | HFTD - Distribution - Tier 3 - 5QU CoRE ¦ 2QU LoRE | Non-Red Flag Warning - Large Fires | 2029 | 0 | 0 | 0 | 0 | 5.777 | 0.74734 | 3.238 | 1.7917 | 0.0083319 | 0.0083319 | 0.0083319 | 0.0083319 | 1.3681e-05 |  | 0 | 1.1399e-07 | 1.1399e-07 | 0 | 1.1399e-07 | 1.1399e-07 | 0 | 1.1399e-07 | 1.1399e-07 | 0 | 1.1399e-07 | Column30: 1.1399e-07 | [29 empty] | 7.3.2.1.3 Advanced weather monitoring and weather stations Weather StationsWLDFRElectric Reliability | WLDFR | HFTD - Distribution - Zone 1 - 1QU CoRE ¦ 5QU LoRE | Seismic - Red Flag Warning - Catastrophic Fires | 2022 | Electric Reliability | 409.2237 | 0.18783 | 2022 | Mitigation | 0.011149 | 10 | 0 | esc | 0.011149 | 4.5624 | 0.011149 | 4.5624 | 0.011149 | 4.5624 | 0 | 0
[79 empty] | WLDFR | HFTD - Distribution - Tier 3 - 5QU CoRE ¦ 2QU LoRE | Non-Red Flag Warning - Large Fires | 2030 | 0 | 0 | 0 | 0 | 5.777 | 0.74734 | 3.238 | 1.7917 | 0 | 0.0083319 | 0.0083319 | 0.0083319 | 1.3681e-05 |  | 0 | 0 | 0 | 0 | 1.1399e-07 | 1.1399e-07 | 0 | 1.1399e-07 | 1.1399e-07 | 0 | 1.1399e-07 | Column30: 1.1399e-07 | [29 empty] | 7.3.2.1.3 Advanced weather monitoring and weather stations Weather StationsWLDFRElectric Reliability | WLDFR | HFTD - Distribution - Zone 1 - 1QU CoRE ¦ 5QU LoRE | Seismic - Red Flag Warning - Catastrophic Fires | 2023 | Electric Reliability | 428.6023 | 0.18783 | 2023 | Mitigation | 0.011149 | 10 | 0 | esc | 0.011149 | 4.7784 | 0.011149 | 4.7784 | 0.011149 | 4.7784 | 0.011149 | 4.7784
[79 empty] | WLDFR | HFTD - Distribution - Tier 3 - 5QU CoRE ¦ 2QU LoRE | Non-Red Flag Warning - Large Fires | 2031 | 0 | 0 | 0 | 0 | 5.777 | 0.74734 | 3.238 | 1.7917 | 0 | 0 | 0.0083319 | 0.0083319 | 1.3681e-05 |  | 0 | 0 | 0 | 0 | 0 | 0 | 0 | 1.1399e-07 | 1.1399e-07 | 0 | 1.1399e-07 | Column30: 1.1399e-07 | [29 empty] | 7.3.2.1.3 Advanced weather monitoring and weather stations Weather StationsWLDFRElectric Reliability | WLDFR | HFTD - Distribution - Zone 1 - 1QU CoRE ¦ 5QU LoRE | Seismic - Red Flag Warning - Catastrophic Fires | 2024 | Electric Reliability | 428.6023 | 0.18783 | 2024 | Mitigation | 0.011149 | 10 | 0 | esc | 0.011149 | 4.7784 | 0.011149 | 4.7784 | 0.011149 | 4.7784 | 0.011149 | 4.7784
[79 empty] | WLDFR | HFTD - Distribution - Tier 3 - 5QU CoRE ¦ 2QU LoRE | Non-Red Flag Warning - Large Fires | 2032 | 0 | 0 | 0 | 0 | 5.777 | 0.74734 | 3.238 | 1.7917 | 0 | 0 | 0 | 0.0083319 | 1.3681e-05 |  | 0 | 0 | 0 | 0 | 0 | 0 | 0 | 0 | 0 | 0 | 1.1399e-07 | Column30: 1.1399e-07 | [29 empty] | 7.3.2.1.3 Advanced weather monitoring and weather stations Weather StationsWLDFRElectric Reliability | WLDFR | HFTD - Distribution - Zone 1 - 1QU CoRE ¦ 5QU LoRE | Seismic - Red Flag Warning - Catastrophic Fires | 2025 | Electric Reliability | 428.6023 | 0.18783 | 2025 | Mitigation | 0.011149 | 10 | 0 | esc | 0.011149 | 4.7784 | 0.011149 | 4.7784 | 0.011149 | 4.7784 | 0.011149 | 4.7784
[79 empty] | WLDFR | HFTD - Distribution - Tier 3 - 5QU CoRE ¦ 2QU LoRE | Non-Red Flag Warning - Small Fires | 2020 | 0 | 0 | 0 | 0 | 0.077901 | 0.036425 | 0.0015809 | 0.039895 | 0.0004061 | 0 | 0 | 0 | 0.0057939 |  | 0 | 2.3529e-06 | 2.3529e-06 | 0 | 0 | 0 | 0 | 0 | 0 | 0 | 0 | Column30: 0 | [29 empty] | 7.3.2.1.3 Advanced weather monitoring and weather stations Weather StationsWLDFRElectric Reliability | WLDFR | HFTD - Distribution - Zone 1 - 1QU CoRE ¦ 5QU LoRE | Seismic - Red Flag Warning - Catastrophic Fires | 2026 | Electric Reliability | 428.6023 | 0.18783 | 2026 | Mitigation | 0.011149 | 10 | 0 | esc | 0.011149 | 4.7784 | 0.011149 | 4.7784 | 0.011149 | 4.7784 | 0.011149 | 4.7784
[79 empty] | WLDFR | HFTD - Distribution - Tier 3 - 5QU CoRE ¦ 2QU LoRE | Non-Red Flag Warning - Small Fires | 2021 | 0 | 0 | 0 | 0 | 0.077901 | 0.036425 | 0.0015809 | 0.039895 | 0.0004061 | 0.0004061 | 0 | 0 | 0.0057939 |  | 0 | 2.3529e-06 | 2.3529e-06 | 0 | 2.3529e-06 | 2.3529e-06 | 0 | 0 | 0 | 0 | 0 | Column30: 0 | [29 empty] | 7.3.2.1.3 Advanced weather monitoring and weather stations Weather StationsWLDFRElectric Reliability | WLDFR | HFTD - Distribution - Zone 1 - 1QU CoRE ¦ 5QU LoRE | Seismic - Red Flag Warning - Catastrophic Fires | 2027 | Electric Reliability | 428.6023 | 0.18783 | 2027 | Mitigation | 0.011149 | 10 | 0 | esc | 0.011149 | 4.7784 | 0.011149 | 4.7784 | 0.011149 | 4.7784 | 0.011149 | 4.7784
[79 empty] | WLDFR | HFTD - Distribution - Tier 3 - 5QU CoRE ¦ 2QU LoRE | Non-Red Flag Warning - Small Fires | 2022 | 0 | 0 | 0 | 0 | 0.077901 | 0.036425 | 0.0015809 | 0.039895 | 0.0004061 | 0.0004061 | 0.0004061 | 0 | 0.0057939 |  | 0 | 2.3529e-06 | 2.3529e-06 | 0 | 2.3529e-06 | 2.3529e-06 | 0 | 2.3529e-06 | 2.3529e-06 | 0 | 0 | Column30: 0 | [29 empty] | 7.3.2.1.3 Advanced weather monitoring and weather stations Weather StationsWLDFRElectric Reliability | WLDFR | HFTD - Distribution - Zone 1 - 1QU CoRE ¦ 5QU LoRE | Seismic - Red Flag Warning - Catastrophic Fires | 2028 | Electric Reliability | 453.261 | 0.18783 | 2028 | Mitigation | 0.011149 | 10 | 0 | esc | 0.011149 | 5.0533 | 0.011149 | 5.0533 | 0.011149 | 5.0533 | 0.011149 | 5.0533
[79 empty] | WLDFR | HFTD - Distribution - Tier 3 - 5QU CoRE ¦ 2QU LoRE | Non-Red Flag Warning - Small Fires | 2023 | 0 | 0 | 0 | 0 | 0.080408 | 0.03759 | 0.0016314 | 0.041187 | 0.00041909 | 0.00041909 | 0.00041909 | 0.00041909 | 0.0057939 |  | 0 | 2.4281e-06 | 2.4281e-06 | 0 | 2.4281e-06 | 2.4281e-06 | 0 | 2.4281e-06 | 2.4281e-06 | 0 | 2.4281e-06 | Column30: 2.4281e-06 | [29 empty] | 7.3.2.1.3 Advanced weather monitoring and weather stations Weather StationsWLDFRElectric Reliability | WLDFR | HFTD - Distribution - Zone 1 - 1QU CoRE ¦ 5QU LoRE | Seismic - Red Flag Warning - Catastrophic Fires | 2029 | Electric Reliability | 453.261 | 0.18783 | 2029 | Mitigation | 0.011149 | 10 | 0 | esc | 0.011149 | 5.0533 | 0.011149 | 5.0533 | 0.011149 | 5.0533 | 0.011149 | 5.0533
[79 empty] | WLDFR | HFTD - Distribution - Tier 3 - 5QU CoRE ¦ 2QU LoRE | Non-Red Flag Warning - Small Fires | 2024 | 0 | 0 | 0 | 0 | 0.080408 | 0.03759 | 0.0016314 | 0.041187 | 0.00041909 | 0.00041909 | 0.00041909 | 0.00041909 | 0.0057939 |  | 0 | 2.4281e-06 | 2.4281e-06 | 0 | 2.4281e-06 | 2.4281e-06 | 0 | 2.4281e-06 | 2.4281e-06 | 0 | 2.4281e-06 | Column30: 2.4281e-06 | [29 empty] | 7.3.2.1.3 Advanced weather monitoring and weather stations Weather StationsWLDFRElectric Reliability | WLDFR | HFTD - Distribution - Zone 1 - 1QU CoRE ¦ 5QU LoRE | Seismic - Red Flag Warning - Catastrophic Fires | 2030 | Electric Reliability | 453.261 | 0.18783 | 2030 | Mitigation | 0.011149 | 10 | 0 | esc | 0 | 0 | 0.011149 | 5.0533 | 0.011149 | 5.0533 | 0.011149 | 5.0533
[79 empty] | WLDFR | HFTD - Distribution - Tier 3 - 5QU CoRE ¦ 2QU LoRE | Non-Red Flag Warning - Small Fires | 2025 | 0 | 0 | 0 | 0 | 0.080408 | 0.03759 | 0.0016314 | 0.041187 | 0.00041909 | 0.00041909 | 0.00041909 | 0.00041909 | 0.0057939 |  | 0 | 2.4281e-06 | 2.4281e-06 | 0 | 2.4281e-06 | 2.4281e-06 | 0 | 2.4281e-06 | 2.4281e-06 | 0 | 2.4281e-06 | Column30: 2.4281e-06 | [29 empty] | 7.3.2.1.3 Advanced weather monitoring and weather stations Weather StationsWLDFRElectric Reliability | WLDFR | HFTD - Distribution - Zone 1 - 1QU CoRE ¦ 5QU LoRE | Seismic - Red Flag Warning - Catastrophic Fires | 2031 | Electric Reliability | 453.261 | 0.18783 | 2031 | Mitigation | 0.011149 | 10 | 0 | esc | 0 | 0 | 0 | 0 | 0.011149 | 5.0533 | 0.011149 | 5.0533
[79 empty] | WLDFR | HFTD - Distribution - Tier 3 - 5QU CoRE ¦ 2QU LoRE | Non-Red Flag Warning - Small Fires | 2026 | 0 | 0 | 0 | 0 | 0.080408 | 0.03759 | 0.0016314 | 0.041187 | 0.00041909 | 0.00041909 | 0.00041909 | 0.00041909 | 0.0057939 |  | 0 | 2.4281e-06 | 2.4281e-06 | 0 | 2.4281e-06 | 2.4281e-06 | 0 | 2.4281e-06 | 2.4281e-06 | 0 | 2.4281e-06 | Column30: 2.4281e-06 | [29 empty] | 7.3.2.1.3 Advanced weather monitoring and weather stations Weather StationsWLDFRElectric Reliability | WLDFR | HFTD - Distribution - Zone 1 - 1QU CoRE ¦ 5QU LoRE | Seismic - Red Flag Warning - Catastrophic Fires | 2032 | Electric Reliability | 453.261 | 0.18783 | 2032 | Mitigation | 0.011149 | 10 | 0 | esc | 0 | 0 | 0 | 0 | 0 | 0 | 0.011149 | 5.0533
[79 empty] | WLDFR | HFTD - Distribution - Tier 3 - 5QU CoRE ¦ 2QU LoRE | Non-Red Flag Warning - Small Fires | 2027 | 0 | 0 | 0 | 0 | 0.080408 | 0.03759 | 0.0016314 | 0.041187 | 0.00041909 | 0.00041909 | 0.00041909 | 0.00041909 | 0.0057939 |  | 0 | 2.4281e-06 | 2.4281e-06 | 0 | 2.4281e-06 | 2.4281e-06 | 0 | 2.4281e-06 | 2.4281e-06 | 0 | 2.4281e-06 | Column30: 2.4281e-06 | [29 empty] | 7.3.2.1.3 Advanced weather monitoring and weather stations Weather StationsWLDFRElectric Reliability | WLDFR | HFTD - Distribution - Zone 1 - 4QU CoRE ¦ 1QU LoRE | Non-Red Flag Warning - Catastrophic Fires | 2021 | Electric Reliability | 222.2294 | 0.13442 | 2021 | Mitigation | 0.011149 | 10 | 0 | esc | 0.011149 | 2.4776 | 0.011149 | 2.4776 | 0 | 0 | 0 | 0
[79 empty] | WLDFR | HFTD - Distribution - Tier 3 - 5QU CoRE ¦ 2QU LoRE | Non-Red Flag Warning - Small Fires | 2028 | 0 | 0 | 0 | 0 | 0.083606 | 0.039055 | 0.001695 | 0.042856 | 0.00043542 | 0.00043542 | 0.00043542 | 0.00043542 | 0.0057939 |  | 0 | 2.5228e-06 | 2.5228e-06 | 0 | 2.5228e-06 | 2.5228e-06 | 0 | 2.5228e-06 | 2.5228e-06 | 0 | 2.5228e-06 | Column30: 2.5228e-06 | [29 empty] | 7.3.2.1.3 Advanced weather monitoring and weather stations Weather StationsWLDFRElectric Reliability | WLDFR | HFTD - Distribution - Zone 1 - 4QU CoRE ¦ 1QU LoRE | Non-Red Flag Warning - Catastrophic Fires | 2022 | Electric Reliability | 222.2294 | 0.13442 | 2022 | Mitigation | 0.011149 | 10 | 0 | esc | 0.011149 | 2.4776 | 0.011149 | 2.4776 | 0.011149 | 2.4776 | 0 | 0
[79 empty] | WLDFR | HFTD - Distribution - Tier 3 - 5QU CoRE ¦ 2QU LoRE | Non-Red Flag Warning - Small Fires | 2029 | 0 | 0 | 0 | 0 | 0.083606 | 0.039055 | 0.001695 | 0.042856 | 0.00043542 | 0.00043542 | 0.00043542 | 0.00043542 | 0.0057939 |  | 0 | 2.5228e-06 | 2.5228e-06 | 0 | 2.5228e-06 | 2.5228e-06 | 0 | 2.5228e-06 | 2.5228e-06 | 0 | 2.5228e-06 | Column30: 2.5228e-06 | [29 empty] | 7.3.2.1.3 Advanced weather monitoring and weather stations Weather StationsWLDFRElectric Reliability | WLDFR | HFTD - Distribution - Zone 1 - 4QU CoRE ¦ 1QU LoRE | Non-Red Flag Warning - Catastrophic Fires | 2023 | Electric Reliability | 233.2301 | 0.13442 | 2023 | Mitigation | 0.011149 | 10 | 0 | esc | 0.011149 | 2.6002 | 0.011149 | 2.6002 | 0.011149 | 2.6002 | 0.011149 | 2.6002
[79 empty] | WLDFR | HFTD - Distribution - Tier 3 - 5QU CoRE ¦ 2QU LoRE | Non-Red Flag Warning - Small Fires | 2030 | 0 | 0 | 0 | 0 | 0.083606 | 0.039055 | 0.001695 | 0.042856 | 0 | 0.00043542 | 0.00043542 | 0.00043542 | 0.0057939 |  | 0 | 0 | 0 | 0 | 2.5228e-06 | 2.5228e-06 | 0 | 2.5228e-06 | 2.5228e-06 | 0 | 2.5228e-06 | Column30: 2.5228e-06 | [29 empty] | 7.3.2.1.3 Advanced weather monitoring and weather stations Weather StationsWLDFRElectric Reliability | WLDFR | HFTD - Distribution - Zone 1 - 4QU CoRE ¦ 1QU LoRE | Non-Red Flag Warning - Catastrophic Fires | 2024 | Electric Reliability | 233.2301 | 0.13442 | 2024 | Mitigation | 0.011149 | 10 | 0 | esc | 0.011149 | 2.6002 | 0.011149 | 2.6002 | 0.011149 | 2.6002 | 0.011149 | 2.6002
[79 empty] | WLDFR | HFTD - Distribution - Tier 3 - 5QU CoRE ¦ 2QU LoRE | Non-Red Flag Warning - Small Fires | 2031 | 0 | 0 | 0 | 0 | 0.083606 | 0.039055 | 0.001695 | 0.042856 | 0 | 0 | 0.00043542 | 0.00043542 | 0.0057939 |  | 0 | 0 | 0 | 0 | 0 | 0 | 0 | 2.5228e-06 | 2.5228e-06 | 0 | 2.5228e-06 | Column30: 2.5228e-06 | [29 empty] | 7.3.2.1.3 Advanced weather monitoring and weather stations Weather StationsWLDFRElectric Reliability | WLDFR | HFTD - Distribution - Zone 1 - 4QU CoRE ¦ 1QU LoRE | Non-Red Flag Warning - Catastrophic Fires | 2025 | Electric Reliability | 233.2301 | 0.13442 | 2025 | Mitigation | 0.011149 | 10 | 0 | esc | 0.011149 | 2.6002 | 0.011149 | 2.6002 | 0.011149 | 2.6002 | 0.011149 | 2.6002
[79 empty] | WLDFR | HFTD - Distribution - Tier 3 - 5QU CoRE ¦ 2QU LoRE | Non-Red Flag Warning - Small Fires | 2032 | 0 | 0 | 0 | 0 | 0.083606 | 0.039055 | 0.001695 | 0.042856 | 0 | 0 | 0 | 0.00043542 | 0.0057939 |  | 0 | 0 | 0 | 0 | 0 | 0 | 0 | 0 | 0 | 0 | 2.5228e-06 | Column30: 2.5228e-06 | [29 empty] | 7.3.2.1.3 Advanced weather monitoring and weather stations Weather StationsWLDFRElectric Reliability | WLDFR | HFTD - Distribution - Zone 1 - 4QU CoRE ¦ 1QU LoRE | Non-Red Flag Warning - Catastrophic Fires | 2026 | Electric Reliability | 233.2301 | 0.13442 | 2026 | Mitigation | 0.011149 | 10 | 0 | esc | 0.011149 | 2.6002 | 0.011149 | 2.6002 | 0.011149 | 2.6002 | 0.011149 | 2.6002
[79 empty] | WLDFR | HFTD - Distribution - Tier 3 - 5QU CoRE ¦ 2QU LoRE | Red Flag Warning - Catastrophic Fires | 2020 | 0 | 0 | 0 | 0 | 14146.1306 | 222.2294 | 8585.7228 | 5338.1784 | 2.4776 | 0 | 0 | 0 | 1.9991e-06 |  | 0 | 4.953e-06 | 4.953e-06 | 0 | 0 | 0 | 0 | 0 | 0 | 0 | 0 | Column30: 0 | [29 empty] | 7.3.2.1.3 Advanced weather monitoring and weather stations Weather StationsWLDFRElectric Reliability | WLDFR | HFTD - Distribution - Zone 1 - 4QU CoRE ¦ 1QU LoRE | Non-Red Flag Warning - Catastrophic Fires | 2027 | Electric Reliability | 233.2301 | 0.13442 | 2027 | Mitigation | 0.011149 | 10 | 0 | esc | 0.011149 | 2.6002 | 0.011149 | 2.6002 | 0.011149 | 2.6002 | 0.011149 | 2.6002
[79 empty] | WLDFR | HFTD - Distribution - Tier 3 - 5QU CoRE ¦ 2QU LoRE | Red Flag Warning - Catastrophic Fires | 2021 | 0 | 0 | 0 | 0 | 14146.1306 | 222.2294 | 8585.7228 | 5338.1784 | 2.4776 | 2.4776 | 0 | 0 | 1.9991e-06 |  | 0 | 4.953e-06 | 4.953e-06 | 0 | 4.953e-06 | 4.953e-06 | 0 | 0 | 0 | 0 | 0 | Column30: 0 | [29 empty] | 7.3.2.1.3 Advanced weather monitoring and weather stations Weather StationsWLDFRElectric Reliability | WLDFR | HFTD - Distribution - Zone 1 - 4QU CoRE ¦ 1QU LoRE | Non-Red Flag Warning - Catastrophic Fires | 2028 | Electric Reliability | 247.273 | 0.13442 | 2028 | Mitigation | 0.011149 | 10 | 0 | esc | 0.011149 | 2.7568 | 0.011149 | 2.7568 | 0.011149 | 2.7568 | 0.011149 | 2.7568
[79 empty] | WLDFR | HFTD - Distribution - Tier 3 - 5QU CoRE ¦ 2QU LoRE | Red Flag Warning - Catastrophic Fires | 2022 | 0 | 0 | 0 | 0 | 14146.1306 | 222.2294 | 8585.7228 | 5338.1784 | 2.4776 | 2.4776 | 2.4776 | 0 | 1.9991e-06 |  | 0 | 4.953e-06 | 4.953e-06 | 0 | 4.953e-06 | 4.953e-06 | 0 | 4.953e-06 | 4.953e-06 | 0 | 0 | Column30: 0 | [29 empty] | 7.3.2.1.3 Advanced weather monitoring and weather stations Weather StationsWLDFRElectric Reliability | WLDFR | HFTD - Distribution - Zone 1 - 4QU CoRE ¦ 1QU LoRE | Non-Red Flag Warning - Catastrophic Fires | 2029 | Electric Reliability | 247.273 | 0.13442 | 2029 | Mitigation | 0.011149 | 10 | 0 | esc | 0.011149 | 2.7568 | 0.011149 | 2.7568 | 0.011149 | 2.7568 | 0.011149 | 2.7568
[79 empty] | WLDFR | HFTD - Distribution - Tier 3 - 5QU CoRE ¦ 2QU LoRE | Red Flag Warning - Catastrophic Fires | 2023 | 0 | 0 | 0 | 0 | 14664.6376 | 233.2301 | 8896.516 | 5534.8915 | 2.6002 | 2.6002 | 2.6002 | 2.6002 | 1.9991e-06 |  | 0 | 5.1982e-06 | 5.1982e-06 | 0 | 5.1982e-06 | 5.1982e-06 | 0 | 5.1982e-06 | 5.1982e-06 | 0 | 5.1982e-06 | Column30: 5.1982e-06 | [29 empty] | 7.3.2.1.3 Advanced weather monitoring and weather stations Weather StationsWLDFRElectric Reliability | WLDFR | HFTD - Distribution - Zone 1 - 4QU CoRE ¦ 1QU LoRE | Non-Red Flag Warning - Catastrophic Fires | 2030 | Electric Reliability | 247.273 | 0.13442 | 2030 | Mitigation | 0.011149 | 10 | 0 | esc | 0 | 0 | 0.011149 | 2.7568 | 0.011149 | 2.7568 | 0.011149 | 2.7568
[79 empty] | WLDFR | HFTD - Distribution - Tier 3 - 5QU CoRE ¦ 2QU LoRE | Red Flag Warning - Catastrophic Fires | 2024 | 0 | 0 | 0 | 0 | 14664.6376 | 233.2301 | 8896.516 | 5534.8915 | 2.6002 | 2.6002 | 2.6002 | 2.6002 | 1.9991e-06 |  | 0 | 5.1982e-06 | 5.1982e-06 | 0 | 5.1982e-06 | 5.1982e-06 | 0 | 5.1982e-06 | 5.1982e-06 | 0 | 5.1982e-06 | Column30: 5.1982e-06 | [29 empty] | 7.3.2.1.3 Advanced weather monitoring and weather stations Weather StationsWLDFRElectric Reliability | WLDFR | HFTD - Distribution - Zone 1 - 4QU CoRE ¦ 1QU LoRE | Non-Red Flag Warning - Catastrophic Fires | 2031 | Electric Reliability | 247.273 | 0.13442 | 2031 | Mitigation | 0.011149 | 10 | 0 | esc | 0 | 0 | 0 | 0 | 0.011149 | 2.7568 | 0.011149 | 2.7568
[79 empty] | WLDFR | HFTD - Distribution - Tier 3 - 5QU CoRE ¦ 2QU LoRE | Red Flag Warning - Catastrophic Fires | 2025 | 0 | 0 | 0 | 0 | 14664.6376 | 233.2301 | 8896.516 | 5534.8915 | 2.6002 | 2.6002 | 2.6002 | 2.6002 | 1.9991e-06 |  | 0 | 5.1982e-06 | 5.1982e-06 | 0 | 5.1982e-06 | 5.1982e-06 | 0 | 5.1982e-06 | 5.1982e-06 | 0 | 5.1982e-06 | Column30: 5.1982e-06 | [29 empty] | 7.3.2.1.3 Advanced weather monitoring and weather stations Weather StationsWLDFRElectric Reliability | WLDFR | HFTD - Distribution - Zone 1 - 4QU CoRE ¦ 1QU LoRE | Non-Red Flag Warning - Catastrophic Fires | 2032 | Electric Reliability | 247.273 | 0.13442 | 2032 | Mitigation | 0.011149 | 10 | 0 | esc | 0 | 0 | 0 | 0 | 0 | 0 | 0.011149 | 2.7568
[79 empty] | WLDFR | HFTD - Distribution - Tier 3 - 5QU CoRE ¦ 2QU LoRE | Red Flag Warning - Catastrophic Fires | 2026 | 0 | 0 | 0 | 0 | 14664.6376 | 233.2301 | 8896.516 | 5534.8915 | 2.6002 | 2.6002 | 2.6002 | 2.6002 | 1.9991e-06 |  | 0 | 5.1982e-06 | 5.1982e-06 | 0 | 5.1982e-06 | 5.1982e-06 | 0 | 5.1982e-06 | 5.1982e-06 | 0 | 5.1982e-06 | Column30: 5.1982e-06 | [29 empty] | 7.3.2.1.3 Advanced weather monitoring and weather stations Weather StationsWLDFRElectric Reliability | WLDFR | HFTD - Distribution - Zone 1 - 4QU CoRE ¦ 1QU LoRE | Non-Red Flag Warning - Destructive Fires | 2021 | Electric Reliability | 222.2294 | 0.13442 | 2021 | Mitigation | 0.011149 | 10 | 0 | esc | 0.011149 | 2.4776 | 0.011149 | 2.4776 | 0 | 0 | 0 | 0
[79 empty] | WLDFR | HFTD - Distribution - Tier 3 - 5QU CoRE ¦ 2QU LoRE | Red Flag Warning - Catastrophic Fires | 2027 | 0 | 0 | 0 | 0 | 14664.6376 | 233.2301 | 8896.516 | 5534.8915 | 2.6002 | 2.6002 | 2.6002 | 2.6002 | 1.9991e-06 |  | 0 | 5.1982e-06 | 5.1982e-06 | 0 | 5.1982e-06 | 5.1982e-06 | 0 | 5.1982e-06 | 5.1982e-06 | 0 | 5.1982e-06 | Column30: 5.1982e-06 | [29 empty] | 7.3.2.1.3 Advanced weather monitoring and weather stations Weather StationsWLDFRElectric Reliability | WLDFR | HFTD - Distribution - Zone 1 - 4QU CoRE ¦ 1QU LoRE | Non-Red Flag Warning - Destructive Fires | 2022 | Electric Reliability | 222.2294 | 0.13442 | 2022 | Mitigation | 0.011149 | 10 | 0 | esc | 0.011149 | 2.4776 | 0.011149 | 2.4776 | 0.011149 | 2.4776 | 0 | 0
[79 empty] | WLDFR | HFTD - Distribution - Tier 3 - 5QU CoRE ¦ 2QU LoRE | Red Flag Warning - Catastrophic Fires | 2028 | 0 | 0 | 0 | 0 | 15317.9909 | 247.273 | 9287.6491 | 5783.0689 | 2.7568 | 2.7568 | 2.7568 | 2.7568 | 1.9991e-06 |  | 0 | 5.5112e-06 | 5.5112e-06 | 0 | 5.5112e-06 | 5.5112e-06 | 0 | 5.5112e-06 | 5.5112e-06 | 0 | 5.5112e-06 | Column30: 5.5112e-06 | [29 empty] | 7.3.2.1.3 Advanced weather monitoring and weather stations Weather StationsWLDFRElectric Reliability | WLDFR | HFTD - Distribution - Zone 1 - 4QU CoRE ¦ 1QU LoRE | Non-Red Flag Warning - Destructive Fires | 2023 | Electric Reliability | 233.2301 | 0.13442 | 2023 | Mitigation | 0.011149 | 10 | 0 | esc | 0.011149 | 2.6002 | 0.011149 | 2.6002 | 0.011149 | 2.6002 | 0.011149 | 2.6002
[79 empty] | WLDFR | HFTD - Distribution - Tier 3 - 5QU CoRE ¦ 2QU LoRE | Red Flag Warning - Catastrophic Fires | 2029 | 0 | 0 | 0 | 0 | 15317.9909 | 247.273 | 9287.6491 | 5783.0689 | 2.7568 | 2.7568 | 2.7568 | 2.7568 | 1.9991e-06 |  | 0 | 5.5112e-06 | 5.5112e-06 | 0 | 5.5112e-06 | 5.5112e-06 | 0 | 5.5112e-06 | 5.5112e-06 | 0 | 5.5112e-06 | Column30: 5.5112e-06 | [29 empty] | 7.3.2.1.3 Advanced weather monitoring and weather stations Weather StationsWLDFRElectric Reliability | WLDFR | HFTD - Distribution - Zone 1 - 4QU CoRE ¦ 1QU LoRE | Non-Red Flag Warning - Destructive Fires | 2024 | Electric Reliability | 233.2301 | 0.13442 | 2024 | Mitigation | 0.011149 | 10 | 0 | esc | 0.011149 | 2.6002 | 0.011149 | 2.6002 | 0.011149 | 2.6002 | 0.011149 | 2.6002
[79 empty] | WLDFR | HFTD - Distribution - Tier 3 - 5QU CoRE ¦ 2QU LoRE | Red Flag Warning - Catastrophic Fires | 2030 | 0 | 0 | 0 | 0 | 15317.9909 | 247.273 | 9287.6491 | 5783.0689 | 0 | 2.7568 | 2.7568 | 2.7568 | 1.9991e-06 |  | 0 | 0 | 0 | 0 | 5.5112e-06 | 5.5112e-06 | 0 | 5.5112e-06 | 5.5112e-06 | 0 | 5.5112e-06 | Column30: 5.5112e-06 | [29 empty] | 7.3.2.1.3 Advanced weather monitoring and weather stations Weather StationsWLDFRElectric Reliability | WLDFR | HFTD - Distribution - Zone 1 - 4QU CoRE ¦ 1QU LoRE | Non-Red Flag Warning - Destructive Fires | 2025 | Electric Reliability | 233.2301 | 0.13442 | 2025 | Mitigation | 0.011149 | 10 | 0 | esc | 0.011149 | 2.6002 | 0.011149 | 2.6002 | 0.011149 | 2.6002 | 0.011149 | 2.6002
[79 empty] | WLDFR | HFTD - Distribution - Tier 3 - 5QU CoRE ¦ 2QU LoRE | Red Flag Warning - Catastrophic Fires | 2031 | 0 | 0 | 0 | 0 | 15317.9909 | 247.273 | 9287.6491 | 5783.0689 | 0 | 0 | 2.7568 | 2.7568 | 1.9991e-06 |  | 0 | 0 | 0 | 0 | 0 | 0 | 0 | 5.5112e-06 | 5.5112e-06 | 0 | 5.5112e-06 | Column30: 5.5112e-06 | [29 empty] | 7.3.2.1.3 Advanced weather monitoring and weather stations Weather StationsWLDFRElectric Reliability | WLDFR | HFTD - Distribution - Zone 1 - 4QU CoRE ¦ 1QU LoRE | Non-Red Flag Warning - Destructive Fires | 2026 | Electric Reliability | 233.2301 | 0.13442 | 2026 | Mitigation | 0.011149 | 10 | 0 | esc | 0.011149 | 2.6002 | 0.011149 | 2.6002 | 0.011149 | 2.6002 | 0.011149 | 2.6002
[79 empty] | WLDFR | HFTD - Distribution - Tier 3 - 5QU CoRE ¦ 2QU LoRE | Red Flag Warning - Catastrophic Fires | 2032 | 0 | 0 | 0 | 0 | 15317.9909 | 247.273 | 9287.6491 | 5783.0689 | 0 | 0 | 0 | 2.7568 | 1.9991e-06 |  | 0 | 0 | 0 | 0 | 0 | 0 | 0 | 0 | 0 | 0 | 5.5112e-06 | Column30: 5.5112e-06 | [29 empty] | 7.3.2.1.3 Advanced weather monitoring and weather stations Weather StationsWLDFRElectric Reliability | WLDFR | HFTD - Distribution - Zone 1 - 4QU CoRE ¦ 1QU LoRE | Non-Red Flag Warning - Destructive Fires | 2027 | Electric Reliability | 233.2301 | 0.13442 | 2027 | Mitigation | 0.011149 | 10 | 0 | esc | 0.011149 | 2.6002 | 0.011149 | 2.6002 | 0.011149 | 2.6002 | 0.011149 | 2.6002
[79 empty] | WLDFR | HFTD - Distribution - Tier 3 - 5QU CoRE ¦ 2QU LoRE | Red Flag Warning - Destructive Fires | 2020 | 0 | 0 | 0 | 0 | 8807.9522 | 222.2294 | 8585.7228 | 0 | 2.4776 | 0 | 0 | 0 | 3.276e-07 |  | 0 | 8.1165e-07 | 8.1165e-07 | 0 | 0 | 0 | 0 | 0 | 0 | 0 | 0 | Column30: 0 | [29 empty] | 7.3.2.1.3 Advanced weather monitoring and weather stations Weather StationsWLDFRElectric Reliability | WLDFR | HFTD - Distribution - Zone 1 - 4QU CoRE ¦ 1QU LoRE | Non-Red Flag Warning - Destructive Fires | 2028 | Electric Reliability | 247.273 | 0.13442 | 2028 | Mitigation | 0.011149 | 10 | 0 | esc | 0.011149 | 2.7568 | 0.011149 | 2.7568 | 0.011149 | 2.7568 | 0.011149 | 2.7568
[79 empty] | WLDFR | HFTD - Distribution - Tier 3 - 5QU CoRE ¦ 2QU LoRE | Red Flag Warning - Destructive Fires | 2021 | 0 | 0 | 0 | 0 | 8807.9522 | 222.2294 | 8585.7228 | 0 | 2.4776 | 2.4776 | 0 | 0 | 3.276e-07 |  | 0 | 8.1165e-07 | 8.1165e-07 | 0 | 8.1165e-07 | 8.1165e-07 | 0 | 0 | 0 | 0 | 0 | Column30: 0 | [29 empty] | 7.3.2.1.3 Advanced weather monitoring and weather stations Weather StationsWLDFRElectric Reliability | WLDFR | HFTD - Distribution - Zone 1 - 4QU CoRE ¦ 1QU LoRE | Non-Red Flag Warning - Destructive Fires | 2029 | Electric Reliability | 247.273 | 0.13442 | 2029 | Mitigation | 0.011149 | 10 | 0 | esc | 0.011149 | 2.7568 | 0.011149 | 2.7568 | 0.011149 | 2.7568 | 0.011149 | 2.7568
[79 empty] | WLDFR | HFTD - Distribution - Tier 3 - 5QU CoRE ¦ 2QU LoRE | Red Flag Warning - Destructive Fires | 2022 | 0 | 0 | 0 | 0 | 8807.9522 | 222.2294 | 8585.7228 | 0 | 2.4776 | 2.4776 | 2.4776 | 0 | 3.276e-07 |  | 0 | 8.1165e-07 | 8.1165e-07 | 0 | 8.1165e-07 | 8.1165e-07 | 0 | 8.1165e-07 | 8.1165e-07 | 0 | 0 | Column30: 0 | [29 empty] | 7.3.2.1.3 Advanced weather monitoring and weather stations Weather StationsWLDFRElectric Reliability | WLDFR | HFTD - Distribution - Zone 1 - 4QU CoRE ¦ 1QU LoRE | Non-Red Flag Warning - Destructive Fires | 2030 | Electric Reliability | 247.273 | 0.13442 | 2030 | Mitigation | 0.011149 | 10 | 0 | esc | 0 | 0 | 0.011149 | 2.7568 | 0.011149 | 2.7568 | 0.011149 | 2.7568
[79 empty] | WLDFR | HFTD - Distribution - Tier 3 - 5QU CoRE ¦ 2QU LoRE | Red Flag Warning - Destructive Fires | 2023 | 0 | 0 | 0 | 0 | 9129.7461 | 233.2301 | 8896.516 | 0 | 2.6002 | 2.6002 | 2.6002 | 2.6002 | 3.276e-07 |  | 0 | 8.5183e-07 | 8.5183e-07 | 0 | 8.5183e-07 | 8.5183e-07 | 0 | 8.5183e-07 | 8.5183e-07 | 0 | 8.5183e-07 | Column30: 8.5183e-07 | [29 empty] | 7.3.2.1.3 Advanced weather monitoring and weather stations Weather StationsWLDFRElectric Reliability | WLDFR | HFTD - Distribution - Zone 1 - 4QU CoRE ¦ 1QU LoRE | Non-Red Flag Warning - Destructive Fires | 2031 | Electric Reliability | 247.273 | 0.13442 | 2031 | Mitigation | 0.011149 | 10 | 0 | esc | 0 | 0 | 0 | 0 | 0.011149 | 2.7568 | 0.011149 | 2.7568
[79 empty] | WLDFR | HFTD - Distribution - Tier 3 - 5QU CoRE ¦ 2QU LoRE | Red Flag Warning - Destructive Fires | 2024 | 0 | 0 | 0 | 0 | 9129.7461 | 233.2301 | 8896.516 | 0 | 2.6002 | 2.6002 | 2.6002 | 2.6002 | 3.276e-07 |  | 0 | 8.5183e-07 | 8.5183e-07 | 0 | 8.5183e-07 | 8.5183e-07 | 0 | 8.5183e-07 | 8.5183e-07 | 0 | 8.5183e-07 | Column30: 8.5183e-07 | [29 empty] | 7.3.2.1.3 Advanced weather monitoring and weather stations Weather StationsWLDFRElectric Reliability | WLDFR | HFTD - Distribution - Zone 1 - 4QU CoRE ¦ 1QU LoRE | Non-Red Flag Warning - Destructive Fires | 2032 | Electric Reliability | 247.273 | 0.13442 | 2032 | Mitigation | 0.011149 | 10 | 0 | esc | 0 | 0 | 0 | 0 | 0 | 0 | 0.011149 | 2.7568
[79 empty] | WLDFR | HFTD - Distribution - Tier 3 - 5QU CoRE ¦ 2QU LoRE | Red Flag Warning - Destructive Fires | 2025 | 0 | 0 | 0 | 0 | 9129.7461 | 233.2301 | 8896.516 | 0 | 2.6002 | 2.6002 | 2.6002 | 2.6002 | 3.276e-07 |  | 0 | 8.5183e-07 | 8.5183e-07 | 0 | 8.5183e-07 | 8.5183e-07 | 0 | 8.5183e-07 | 8.5183e-07 | 0 | 8.5183e-07 | Column30: 8.5183e-07 | [29 empty] | 7.3.2.1.3 Advanced weather monitoring and weather stations Weather StationsWLDFRElectric Reliability | WLDFR | HFTD - Distribution - Zone 1 - 4QU CoRE ¦ 1QU LoRE | Non-Red Flag Warning - Large Fires | 2021 | Electric Reliability | 0.69642 | 0.13442 | 2021 | Mitigation | 0.011149 | 10 | 0 | esc | 0.011149 | 0.0077642 | 0.011149 | 0.0077642 | 0 | 0 | 0 | 0
[79 empty] | WLDFR | HFTD - Distribution - Tier 3 - 5QU CoRE ¦ 2QU LoRE | Red Flag Warning - Destructive Fires | 2026 | 0 | 0 | 0 | 0 | 9129.7461 | 233.2301 | 8896.516 | 0 | 2.6002 | 2.6002 | 2.6002 | 2.6002 | 3.276e-07 |  | 0 | 8.5183e-07 | 8.5183e-07 | 0 | 8.5183e-07 | 8.5183e-07 | 0 | 8.5183e-07 | 8.5183e-07 | 0 | 8.5183e-07 | Column30: 8.5183e-07 | [29 empty] | 7.3.2.1.3 Advanced weather monitoring and weather stations Weather StationsWLDFRElectric Reliability | WLDFR | HFTD - Distribution - Zone 1 - 4QU CoRE ¦ 1QU LoRE | Non-Red Flag Warning - Large Fires | 2022 | Electric Reliability | 0.69642 | 0.13442 | 2022 | Mitigation | 0.011149 | 10 | 0 | esc | 0.011149 | 0.0077642 | 0.011149 | 0.0077642 | 0.011149 | 0.0077642 | 0 | 0
[79 empty] | WLDFR | HFTD - Distribution - Tier 3 - 5QU CoRE ¦ 2QU LoRE | Red Flag Warning - Destructive Fires | 2027 | 0 | 0 | 0 | 0 | 9129.7461 | 233.2301 | 8896.516 | 0 | 2.6002 | 2.6002 | 2.6002 | 2.6002 | 3.276e-07 |  | 0 | 8.5183e-07 | 8.5183e-07 | 0 | 8.5183e-07 | 8.5183e-07 | 0 | 8.5183e-07 | 8.5183e-07 | 0 | 8.5183e-07 | Column30: 8.5183e-07 | [29 empty] | 7.3.2.1.3 Advanced weather monitoring and weather stations Weather StationsWLDFRElectric Reliability | WLDFR | HFTD - Distribution - Zone 1 - 4QU CoRE ¦ 1QU LoRE | Non-Red Flag Warning - Large Fires | 2023 | Electric Reliability | 0.71896 | 0.13442 | 2023 | Mitigation | 0.011149 | 10 | 0 | esc | 0.011149 | 0.0080156 | 0.011149 | 0.0080156 | 0.011149 | 0.0080156 | 0.011149 | 0.0080156
[79 empty] | WLDFR | HFTD - Distribution - Tier 3 - 5QU CoRE ¦ 2QU LoRE | Red Flag Warning - Destructive Fires | 2028 | 0 | 0 | 0 | 0 | 9534.9221 | 247.273 | 9287.6491 | 0 | 2.7568 | 2.7568 | 2.7568 | 2.7568 | 3.276e-07 |  | 0 | 9.0312e-07 | 9.0312e-07 | 0 | 9.0312e-07 | 9.0312e-07 | 0 | 9.0312e-07 | 9.0312e-07 | 0 | 9.0312e-07 | Column30: 9.0312e-07 | [29 empty] | 7.3.2.1.3 Advanced weather monitoring and weather stations Weather StationsWLDFRElectric Reliability | WLDFR | HFTD - Distribution - Zone 1 - 4QU CoRE ¦ 1QU LoRE | Non-Red Flag Warning - Large Fires | 2024 | Electric Reliability | 0.71896 | 0.13442 | 2024 | Mitigation | 0.011149 | 10 | 0 | esc | 0.011149 | 0.0080156 | 0.011149 | 0.0080156 | 0.011149 | 0.0080156 | 0.011149 | 0.0080156
[79 empty] | WLDFR | HFTD - Distribution - Tier 3 - 5QU CoRE ¦ 2QU LoRE | Red Flag Warning - Destructive Fires | 2029 | 0 | 0 | 0 | 0 | 9534.9221 | 247.273 | 9287.6491 | 0 | 2.7568 | 2.7568 | 2.7568 | 2.7568 | 3.276e-07 |  | 0 | 9.0312e-07 | 9.0312e-07 | 0 | 9.0312e-07 | 9.0312e-07 | 0 | 9.0312e-07 | 9.0312e-07 | 0 | 9.0312e-07 | Column30: 9.0312e-07 | [29 empty] | 7.3.2.1.3 Advanced weather monitoring and weather stations Weather StationsWLDFRElectric Reliability | WLDFR | HFTD - Distribution - Zone 1 - 4QU CoRE ¦ 1QU LoRE | Non-Red Flag Warning - Large Fires | 2025 | Electric Reliability | 0.71896 | 0.13442 | 2025 | Mitigation | 0.011149 | 10 | 0 | esc | 0.011149 | 0.0080156 | 0.011149 | 0.0080156 | 0.011149 | 0.0080156 | 0.011149 | 0.0080156
[79 empty] | WLDFR | HFTD - Distribution - Tier 3 - 5QU CoRE ¦ 2QU LoRE | Red Flag Warning - Destructive Fires | 2030 | 0 | 0 | 0 | 0 | 9534.9221 | 247.273 | 9287.6491 | 0 | 0 | 2.7568 | 2.7568 | 2.7568 | 3.276e-07 |  | 0 | 0 | 0 | 0 | 9.0312e-07 | 9.0312e-07 | 0 | 9.0312e-07 | 9.0312e-07 | 0 | 9.0312e-07 | Column30: 9.0312e-07 | [29 empty] | 7.3.2.1.3 Advanced weather monitoring and weather stations Weather StationsWLDFRElectric Reliability | WLDFR | HFTD - Distribution - Zone 1 - 4QU CoRE ¦ 1QU LoRE | Non-Red Flag Warning - Large Fires | 2026 | Electric Reliability | 0.71896 | 0.13442 | 2026 | Mitigation | 0.011149 | 10 | 0 | esc | 0.011149 | 0.0080156 | 0.011149 | 0.0080156 | 0.011149 | 0.0080156 | 0.011149 | 0.0080156
[79 empty] | WLDFR | HFTD - Distribution - Tier 3 - 5QU CoRE ¦ 2QU LoRE | Red Flag Warning - Destructive Fires | 2031 | 0 | 0 | 0 | 0 | 9534.9221 | 247.273 | 9287.6491 | 0 | 0 | 0 | 2.7568 | 2.7568 | 3.276e-07 |  | 0 | 0 | 0 | 0 | 0 | 0 | 0 | 9.0312e-07 | 9.0312e-07 | 0 | 9.0312e-07 | Column30: 9.0312e-07 | [29 empty] | 7.3.2.1.3 Advanced weather monitoring and weather stations Weather StationsWLDFRElectric Reliability | WLDFR | HFTD - Distribution - Zone 1 - 4QU CoRE ¦ 1QU LoRE | Non-Red Flag Warning - Large Fires | 2027 | Electric Reliability | 0.71896 | 0.13442 | 2027 | Mitigation | 0.011149 | 10 | 0 | esc | 0.011149 | 0.0080156 | 0.011149 | 0.0080156 | 0.011149 | 0.0080156 | 0.011149 | 0.0080156
[79 empty] | WLDFR | HFTD - Distribution - Tier 3 - 5QU CoRE ¦ 2QU LoRE | Red Flag Warning - Destructive Fires | 2032 | 0 | 0 | 0 | 0 | 9534.9221 | 247.273 | 9287.6491 | 0 | 0 | 0 | 0 | 2.7568 | 3.276e-07 |  | 0 | 0 | 0 | 0 | 0 | 0 | 0 | 0 | 0 | 0 | 9.0312e-07 | Column30: 9.0312e-07 | [29 empty] | 7.3.2.1.3 Advanced weather monitoring and weather stations Weather StationsWLDFRElectric Reliability | WLDFR | HFTD - Distribution - Zone 1 - 4QU CoRE ¦ 1QU LoRE | Non-Red Flag Warning - Large Fires | 2028 | Electric Reliability | 0.74734 | 0.13442 | 2028 | Mitigation | 0.011149 | 10 | 0 | esc | 0.011149 | 0.0083319 | 0.011149 | 0.0083319 | 0.011149 | 0.0083319 | 0.011149 | 0.0083319
[79 empty] | WLDFR | HFTD - Distribution - Tier 3 - 5QU CoRE ¦ 2QU LoRE | Red Flag Warning - Large Fires | 2020 | 0 | 0 | 0 | 0 | 5.2406 | 0.69642 | 2.942 | 1.6022 | 0.0077642 | 0 | 0 | 0 | 2.7861e-05 |  | 0 | 2.1632e-07 | 2.1632e-07 | 0 | 0 | 0 | 0 | 0 | 0 | 0 | 0 | Column30: 0 | [29 empty] | 7.3.2.1.3 Advanced weather monitoring and weather stations Weather StationsWLDFRElectric Reliability | WLDFR | HFTD - Distribution - Zone 1 - 4QU CoRE ¦ 1QU LoRE | Non-Red Flag Warning - Large Fires | 2029 | Electric Reliability | 0.74734 | 0.13442 | 2029 | Mitigation | 0.011149 | 10 | 0 | esc | 0.011149 | 0.0083319 | 0.011149 | 0.0083319 | 0.011149 | 0.0083319 | 0.011149 | 0.0083319
[79 empty] | WLDFR | HFTD - Distribution - Tier 3 - 5QU CoRE ¦ 2QU LoRE | Red Flag Warning - Large Fires | 2021 | 0 | 0 | 0 | 0 | 5.2406 | 0.69642 | 2.942 | 1.6022 | 0.0077642 | 0.0077642 | 0 | 0 | 2.7861e-05 |  | 0 | 2.1632e-07 | 2.1632e-07 | 0 | 2.1632e-07 | 2.1632e-07 | 0 | 0 | 0 | 0 | 0 | Column30: 0 | [29 empty] | 7.3.2.1.3 Advanced weather monitoring and weather stations Weather StationsWLDFRElectric Reliability | WLDFR | HFTD - Distribution - Zone 1 - 4QU CoRE ¦ 1QU LoRE | Non-Red Flag Warning - Large Fires | 2030 | Electric Reliability | 0.74734 | 0.13442 | 2030 | Mitigation | 0.011149 | 10 | 0 | esc | 0 | 0 | 0.011149 | 0.0083319 | 0.011149 | 0.0083319 | 0.011149 | 0.0083319
[79 empty] | WLDFR | HFTD - Distribution - Tier 3 - 5QU CoRE ¦ 2QU LoRE | Red Flag Warning - Large Fires | 2022 | 0 | 0 | 0 | 0 | 5.2406 | 0.69642 | 2.942 | 1.6022 | 0.0077642 | 0.0077642 | 0.0077642 | 0 | 2.7861e-05 |  | 0 | 2.1632e-07 | 2.1632e-07 | 0 | 2.1632e-07 | 2.1632e-07 | 0 | 2.1632e-07 | 2.1632e-07 | 0 | 0 | Column30: 0 | [29 empty] | 7.3.2.1.3 Advanced weather monitoring and weather stations Weather StationsWLDFRElectric Reliability | WLDFR | HFTD - Distribution - Zone 1 - 4QU CoRE ¦ 1QU LoRE | Non-Red Flag Warning - Large Fires | 2031 | Electric Reliability | 0.74734 | 0.13442 | 2031 | Mitigation | 0.011149 | 10 | 0 | esc | 0 | 0 | 0 | 0 | 0.011149 | 0.0083319 | 0.011149 | 0.0083319
[79 empty] | WLDFR | HFTD - Distribution - Tier 3 - 5QU CoRE ¦ 2QU LoRE | Red Flag Warning - Large Fires | 2023 | 0 | 0 | 0 | 0 | 5.475 | 0.71896 | 3.0715 | 1.6846 | 0.0080156 | 0.0080156 | 0.0080156 | 0.0080156 | 2.7861e-05 |  | 0 | 2.2333e-07 | 2.2333e-07 | 0 | 2.2333e-07 | 2.2333e-07 | 0 | 2.2333e-07 | 2.2333e-07 | 0 | 2.2333e-07 | Column30: 2.2333e-07 | [29 empty] | 7.3.2.1.3 Advanced weather monitoring and weather stations Weather StationsWLDFRElectric Reliability | WLDFR | HFTD - Distribution - Zone 1 - 4QU CoRE ¦ 1QU LoRE | Non-Red Flag Warning - Large Fires | 2032 | Electric Reliability | 0.74734 | 0.13442 | 2032 | Mitigation | 0.011149 | 10 | 0 | esc | 0 | 0 | 0 | 0 | 0 | 0 | 0.011149 | 0.0083319
[79 empty] | WLDFR | HFTD - Distribution - Tier 3 - 5QU CoRE ¦ 2QU LoRE | Red Flag Warning - Large Fires | 2024 | 0 | 0 | 0 | 0 | 5.475 | 0.71896 | 3.0715 | 1.6846 | 0.0080156 | 0.0080156 | 0.0080156 | 0.0080156 | 2.7861e-05 |  | 0 | 2.2333e-07 | 2.2333e-07 | 0 | 2.2333e-07 | 2.2333e-07 | 0 | 2.2333e-07 | 2.2333e-07 | 0 | 2.2333e-07 | Column30: 2.2333e-07 | [29 empty] | 7.3.2.1.3 Advanced weather monitoring and weather stations Weather StationsWLDFRElectric Reliability | WLDFR | HFTD - Distribution - Zone 1 - 4QU CoRE ¦ 1QU LoRE | Non-Red Flag Warning - Small Fires | 2021 | Electric Reliability | 0.036425 | 0.13442 | 2021 | Mitigation | 0.011149 | 10 | 0 | esc | 0.011149 | 0.0004061 | 0.011149 | 0.0004061 | 0 | 0 | 0 | 0
[79 empty] | WLDFR | HFTD - Distribution - Tier 3 - 5QU CoRE ¦ 2QU LoRE | Red Flag Warning - Large Fires | 2025 | 0 | 0 | 0 | 0 | 5.475 | 0.71896 | 3.0715 | 1.6846 | 0.0080156 | 0.0080156 | 0.0080156 | 0.0080156 | 2.7861e-05 |  | 0 | 2.2333e-07 | 2.2333e-07 | 0 | 2.2333e-07 | 2.2333e-07 | 0 | 2.2333e-07 | 2.2333e-07 | 0 | 2.2333e-07 | Column30: 2.2333e-07 | [29 empty] | 7.3.2.1.3 Advanced weather monitoring and weather stations Weather StationsWLDFRElectric Reliability | WLDFR | HFTD - Distribution - Zone 1 - 4QU CoRE ¦ 1QU LoRE | Non-Red Flag Warning - Small Fires | 2022 | Electric Reliability | 0.036425 | 0.13442 | 2022 | Mitigation | 0.011149 | 10 | 0 | esc | 0.011149 | 0.0004061 | 0.011149 | 0.0004061 | 0.011149 | 0.0004061 | 0 | 0
[79 empty] | WLDFR | HFTD - Distribution - Tier 3 - 5QU CoRE ¦ 2QU LoRE | Red Flag Warning - Large Fires | 2026 | 0 | 0 | 0 | 0 | 5.475 | 0.71896 | 3.0715 | 1.6846 | 0.0080156 | 0.0080156 | 0.0080156 | 0.0080156 | 2.7861e-05 |  | 0 | 2.2333e-07 | 2.2333e-07 | 0 | 2.2333e-07 | 2.2333e-07 | 0 | 2.2333e-07 | 2.2333e-07 | 0 | 2.2333e-07 | Column30: 2.2333e-07 | [29 empty] | 7.3.2.1.3 Advanced weather monitoring and weather stations Weather StationsWLDFRElectric Reliability | WLDFR | HFTD - Distribution - Zone 1 - 4QU CoRE ¦ 1QU LoRE | Non-Red Flag Warning - Small Fires | 2023 | Electric Reliability | 0.03759 | 0.13442 | 2023 | Mitigation | 0.011149 | 10 | 0 | esc | 0.011149 | 0.00041909 | 0.011149 | 0.00041909 | 0.011149 | 0.00041909 | 0.011149 | 0.00041909
[79 empty] | WLDFR | HFTD - Distribution - Tier 3 - 5QU CoRE ¦ 2QU LoRE | Red Flag Warning - Large Fires | 2027 | 0 | 0 | 0 | 0 | 5.475 | 0.71896 | 3.0715 | 1.6846 | 0.0080156 | 0.0080156 | 0.0080156 | 0.0080156 | 2.7861e-05 |  | 0 | 2.2333e-07 | 2.2333e-07 | 0 | 2.2333e-07 | 2.2333e-07 | 0 | 2.2333e-07 | 2.2333e-07 | 0 | 2.2333e-07 | Column30: 2.2333e-07 | [29 empty] | 7.3.2.1.3 Advanced weather monitoring and weather stations Weather StationsWLDFRElectric Reliability | WLDFR | HFTD - Distribution - Zone 1 - 4QU CoRE ¦ 1QU LoRE | Non-Red Flag Warning - Small Fires | 2024 | Electric Reliability | 0.03759 | 0.13442 | 2024 | Mitigation | 0.011149 | 10 | 0 | esc | 0.011149 | 0.00041909 | 0.011149 | 0.00041909 | 0.011149 | 0.00041909 | 0.011149 | 0.00041909
[79 empty] | WLDFR | HFTD - Distribution - Tier 3 - 5QU CoRE ¦ 2QU LoRE | Red Flag Warning - Large Fires | 2028 | 0 | 0 | 0 | 0 | 5.777 | 0.74734 | 3.238 | 1.7917 | 0.0083319 | 0.0083319 | 0.0083319 | 0.0083319 | 2.7861e-05 |  | 0 | 2.3214e-07 | 2.3214e-07 | 0 | 2.3214e-07 | 2.3214e-07 | 0 | 2.3214e-07 | 2.3214e-07 | 0 | 2.3214e-07 | Column30: 2.3214e-07 | [29 empty] | 7.3.2.1.3 Advanced weather monitoring and weather stations Weather StationsWLDFRElectric Reliability | WLDFR | HFTD - Distribution - Zone 1 - 4QU CoRE ¦ 1QU LoRE | Non-Red Flag Warning - Small Fires | 2025 | Electric Reliability | 0.03759 | 0.13442 | 2025 | Mitigation | 0.011149 | 10 | 0 | esc | 0.011149 | 0.00041909 | 0.011149 | 0.00041909 | 0.011149 | 0.00041909 | 0.011149 | 0.00041909
[79 empty] | WLDFR | HFTD - Distribution - Tier 3 - 5QU CoRE ¦ 2QU LoRE | Red Flag Warning - Large Fires | 2029 | 0 | 0 | 0 | 0 | 5.777 | 0.74734 | 3.238 | 1.7917 | 0.0083319 | 0.0083319 | 0.0083319 | 0.0083319 | 2.7861e-05 |  | 0 | 2.3214e-07 | 2.3214e-07 | 0 | 2.3214e-07 | 2.3214e-07 | 0 | 2.3214e-07 | 2.3214e-07 | 0 | 2.3214e-07 | Column30: 2.3214e-07 | [29 empty] | 7.3.2.1.3 Advanced weather monitoring and weather stations Weather StationsWLDFRElectric Reliability | WLDFR | HFTD - Distribution - Zone 1 - 4QU CoRE ¦ 1QU LoRE | Non-Red Flag Warning - Small Fires | 2026 | Electric Reliability | 0.03759 | 0.13442 | 2026 | Mitigation | 0.011149 | 10 | 0 | esc | 0.011149 | 0.00041909 | 0.011149 | 0.00041909 | 0.011149 | 0.00041909 | 0.011149 | 0.00041909
[79 empty] | WLDFR | HFTD - Distribution - Tier 3 - 5QU CoRE ¦ 2QU LoRE | Red Flag Warning - Large Fires | 2030 | 0 | 0 | 0 | 0 | 5.777 | 0.74734 | 3.238 | 1.7917 | 0 | 0.0083319 | 0.0083319 | 0.0083319 | 2.7861e-05 |  | 0 | 0 | 0 | 0 | 2.3214e-07 | 2.3214e-07 | 0 | 2.3214e-07 | 2.3214e-07 | 0 | 2.3214e-07 | Column30: 2.3214e-07 | [29 empty] | 7.3.2.1.3 Advanced weather monitoring and weather stations Weather StationsWLDFRElectric Reliability | WLDFR | HFTD - Distribution - Zone 1 - 4QU CoRE ¦ 1QU LoRE | Non-Red Flag Warning - Small Fires | 2027 | Electric Reliability | 0.03759 | 0.13442 | 2027 | Mitigation | 0.011149 | 10 | 0 | esc | 0.011149 | 0.00041909 | 0.011149 | 0.00041909 | 0.011149 | 0.00041909 | 0.011149 | 0.00041909
[79 empty] | WLDFR | HFTD - Distribution - Tier 3 - 5QU CoRE ¦ 2QU LoRE | Red Flag Warning - Large Fires | 2031 | 0 | 0 | 0 | 0 | 5.777 | 0.74734 | 3.238 | 1.7917 | 0 | 0 | 0.0083319 | 0.0083319 | 2.7861e-05 |  | 0 | 0 | 0 | 0 | 0 | 0 | 0 | 2.3214e-07 | 2.3214e-07 | 0 | 2.3214e-07 | Column30: 2.3214e-07 | [29 empty] | 7.3.2.1.3 Advanced weather monitoring and weather stations Weather StationsWLDFRElectric Reliability | WLDFR | HFTD - Distribution - Zone 1 - 4QU CoRE ¦ 1QU LoRE | Non-Red Flag Warning - Small Fires | 2028 | Electric Reliability | 0.039055 | 0.13442 | 2028 | Mitigation | 0.011149 | 10 | 0 | esc | 0.011149 | 0.00043542 | 0.011149 | 0.00043542 | 0.011149 | 0.00043542 | 0.011149 | 0.00043542
[79 empty] | WLDFR | HFTD - Distribution - Tier 3 - 5QU CoRE ¦ 2QU LoRE | Red Flag Warning - Large Fires | 2032 | 0 | 0 | 0 | 0 | 5.777 | 0.74734 | 3.238 | 1.7917 | 0 | 0 | 0 | 0.0083319 | 2.7861e-05 |  | 0 | 0 | 0 | 0 | 0 | 0 | 0 | 0 | 0 | 0 | 2.3214e-07 | Column30: 2.3214e-07 | [29 empty] | 7.3.2.1.3 Advanced weather monitoring and weather stations Weather StationsWLDFRElectric Reliability | WLDFR | HFTD - Distribution - Zone 1 - 4QU CoRE ¦ 1QU LoRE | Non-Red Flag Warning - Small Fires | 2029 | Electric Reliability | 0.039055 | 0.13442 | 2029 | Mitigation | 0.011149 | 10 | 0 | esc | 0.011149 | 0.00043542 | 0.011149 | 0.00043542 | 0.011149 | 0.00043542 | 0.011149 | 0.00043542
[79 empty] | WLDFR | HFTD - Distribution - Tier 3 - 5QU CoRE ¦ 2QU LoRE | Red Flag Warning - Small Fires | 2020 | 0 | 0 | 0 | 0 | 0.077901 | 0.036425 | 0.0015809 | 0.039895 | 0.0004061 | 0 | 0 | 0 | 0.00080164 |  | 0 | 3.2554e-07 | 3.2554e-07 | 0 | 0 | 0 | 0 | 0 | 0 | 0 | 0 | Column30: 0 | [29 empty] | 7.3.2.1.3 Advanced weather monitoring and weather stations Weather StationsWLDFRElectric Reliability | WLDFR | HFTD - Distribution - Zone 1 - 4QU CoRE ¦ 1QU LoRE | Non-Red Flag Warning - Small Fires | 2030 | Electric Reliability | 0.039055 | 0.13442 | 2030 | Mitigation | 0.011149 | 10 | 0 | esc | 0 | 0 | 0.011149 | 0.00043542 | 0.011149 | 0.00043542 | 0.011149 | 0.00043542
[79 empty] | WLDFR | HFTD - Distribution - Tier 3 - 5QU CoRE ¦ 2QU LoRE | Red Flag Warning - Small Fires | 2021 | 0 | 0 | 0 | 0 | 0.077901 | 0.036425 | 0.0015809 | 0.039895 | 0.0004061 | 0.0004061 | 0 | 0 | 0.00080164 |  | 0 | 3.2554e-07 | 3.2554e-07 | 0 | 3.2554e-07 | 3.2554e-07 | 0 | 0 | 0 | 0 | 0 | Column30: 0 | [29 empty] | 7.3.2.1.3 Advanced weather monitoring and weather stations Weather StationsWLDFRElectric Reliability | WLDFR | HFTD - Distribution - Zone 1 - 4QU CoRE ¦ 1QU LoRE | Non-Red Flag Warning - Small Fires | 2031 | Electric Reliability | 0.039055 | 0.13442 | 2031 | Mitigation | 0.011149 | 10 | 0 | esc | 0 | 0 | 0 | 0 | 0.011149 | 0.00043542 | 0.011149 | 0.00043542
[79 empty] | WLDFR | HFTD - Distribution - Tier 3 - 5QU CoRE ¦ 2QU LoRE | Red Flag Warning - Small Fires | 2022 | 0 | 0 | 0 | 0 | 0.077901 | 0.036425 | 0.0015809 | 0.039895 | 0.0004061 | 0.0004061 | 0.0004061 | 0 | 0.00080164 |  | 0 | 3.2554e-07 | 3.2554e-07 | 0 | 3.2554e-07 | 3.2554e-07 | 0 | 3.2554e-07 | 3.2554e-07 | 0 | 0 | Column30: 0 | [29 empty] | 7.3.2.1.3 Advanced weather monitoring and weather stations Weather StationsWLDFRElectric Reliability | WLDFR | HFTD - Distribution - Zone 1 - 4QU CoRE ¦ 1QU LoRE | Non-Red Flag Warning - Small Fires | 2032 | Electric Reliability | 0.039055 | 0.13442 | 2032 | Mitigation | 0.011149 | 10 | 0 | esc | 0 | 0 | 0 | 0 | 0 | 0 | 0.011149 | 0.00043542
[79 empty] | WLDFR | HFTD - Distribution - Tier 3 - 5QU CoRE ¦ 2QU LoRE | Red Flag Warning - Small Fires | 2023 | 0 | 0 | 0 | 0 | 0.080408 | 0.03759 | 0.0016314 | 0.041187 | 0.00041909 | 0.00041909 | 0.00041909 | 0.00041909 | 0.00080164 |  | 0 | 3.3596e-07 | 3.3596e-07 | 0 | 3.3596e-07 | 3.3596e-07 | 0 | 3.3596e-07 | 3.3596e-07 | 0 | 3.3596e-07 | Column30: 3.3596e-07 | [29 empty] | 7.3.2.1.3 Advanced weather monitoring and weather stations Weather StationsWLDFRElectric Reliability | WLDFR | HFTD - Distribution - Zone 1 - 4QU CoRE ¦ 1QU LoRE | Red Flag Warning - Catastrophic Fires | 2021 | Electric Reliability | 222.2294 | 0.13442 | 2021 | Mitigation | 0.011149 | 10 | 0 | esc | 0.011149 | 2.4776 | 0.011149 | 2.4776 | 0 | 0 | 0 | 0
[79 empty] | WLDFR | HFTD - Distribution - Tier 3 - 5QU CoRE ¦ 2QU LoRE | Red Flag Warning - Small Fires | 2024 | 0 | 0 | 0 | 0 | 0.080408 | 0.03759 | 0.0016314 | 0.041187 | 0.00041909 | 0.00041909 | 0.00041909 | 0.00041909 | 0.00080164 |  | 0 | 3.3596e-07 | 3.3596e-07 | 0 | 3.3596e-07 | 3.3596e-07 | 0 | 3.3596e-07 | 3.3596e-07 | 0 | 3.3596e-07 | Column30: 3.3596e-07 | [29 empty] | 7.3.2.1.3 Advanced weather monitoring and weather stations Weather StationsWLDFRElectric Reliability | WLDFR | HFTD - Distribution - Zone 1 - 4QU CoRE ¦ 1QU LoRE | Red Flag Warning - Catastrophic Fires | 2022 | Electric Reliability | 222.2294 | 0.13442 | 2022 | Mitigation | 0.011149 | 10 | 0 | esc | 0.011149 | 2.4776 | 0.011149 | 2.4776 | 0.011149 | 2.4776 | 0 | 0
[79 empty] | WLDFR | HFTD - Distribution - Tier 3 - 5QU CoRE ¦ 2QU LoRE | Red Flag Warning - Small Fires | 2025 | 0 | 0 | 0 | 0 | 0.080408 | 0.03759 | 0.0016314 | 0.041187 | 0.00041909 | 0.00041909 | 0.00041909 | 0.00041909 | 0.00080164 |  | 0 | 3.3596e-07 | 3.3596e-07 | 0 | 3.3596e-07 | 3.3596e-07 | 0 | 3.3596e-07 | 3.3596e-07 | 0 | 3.3596e-07 | Column30: 3.3596e-07 | [29 empty] | 7.3.2.1.3 Advanced weather monitoring and weather stations Weather StationsWLDFRElectric Reliability | WLDFR | HFTD - Distribution - Zone 1 - 4QU CoRE ¦ 1QU LoRE | Red Flag Warning - Catastrophic Fires | 2023 | Electric Reliability | 233.2301 | 0.13442 | 2023 | Mitigation | 0.011149 | 10 | 0 | esc | 0.011149 | 2.6002 | 0.011149 | 2.6002 | 0.011149 | 2.6002 | 0.011149 | 2.6002
[79 empty] | WLDFR | HFTD - Distribution - Tier 3 - 5QU CoRE ¦ 2QU LoRE | Red Flag Warning - Small Fires | 2026 | 0 | 0 | 0 | 0 | 0.080408 | 0.03759 | 0.0016314 | 0.041187 | 0.00041909 | 0.00041909 | 0.00041909 | 0.00041909 | 0.00080164 |  | 0 | 3.3596e-07 | 3.3596e-07 | 0 | 3.3596e-07 | 3.3596e-07 | 0 | 3.3596e-07 | 3.3596e-07 | 0 | 3.3596e-07 | Column30: 3.3596e-07 | [29 empty] | 7.3.2.1.3 Advanced weather monitoring and weather stations Weather StationsWLDFRElectric Reliability | WLDFR | HFTD - Distribution - Zone 1 - 4QU CoRE ¦ 1QU LoRE | Red Flag Warning - Catastrophic Fires | 2024 | Electric Reliability | 233.2301 | 0.13442 | 2024 | Mitigation | 0.011149 | 10 | 0 | esc | 0.011149 | 2.6002 | 0.011149 | 2.6002 | 0.011149 | 2.6002 | 0.011149 | 2.6002
[79 empty] | WLDFR | HFTD - Distribution - Tier 3 - 5QU CoRE ¦ 2QU LoRE | Red Flag Warning - Small Fires | 2027 | 0 | 0 | 0 | 0 | 0.080408 | 0.03759 | 0.0016314 | 0.041187 | 0.00041909 | 0.00041909 | 0.00041909 | 0.00041909 | 0.00080164 |  | 0 | 3.3596e-07 | 3.3596e-07 | 0 | 3.3596e-07 | 3.3596e-07 | 0 | 3.3596e-07 | 3.3596e-07 | 0 | 3.3596e-07 | Column30: 3.3596e-07 | [29 empty] | 7.3.2.1.3 Advanced weather monitoring and weather stations Weather StationsWLDFRElectric Reliability | WLDFR | HFTD - Distribution - Zone 1 - 4QU CoRE ¦ 1QU LoRE | Red Flag Warning - Catastrophic Fires | 2025 | Electric Reliability | 233.2301 | 0.13442 | 2025 | Mitigation | 0.011149 | 10 | 0 | esc | 0.011149 | 2.6002 | 0.011149 | 2.6002 | 0.011149 | 2.6002 | 0.011149 | 2.6002
[79 empty] | WLDFR | HFTD - Distribution - Tier 3 - 5QU CoRE ¦ 2QU LoRE | Red Flag Warning - Small Fires | 2028 | 0 | 0 | 0 | 0 | 0.083606 | 0.039055 | 0.001695 | 0.042856 | 0.00043542 | 0.00043542 | 0.00043542 | 0.00043542 | 0.00080164 |  | 0 | 3.4905e-07 | 3.4905e-07 | 0 | 3.4905e-07 | 3.4905e-07 | 0 | 3.4905e-07 | 3.4905e-07 | 0 | 3.4905e-07 | Column30: 3.4905e-07 | [29 empty] | 7.3.2.1.3 Advanced weather monitoring and weather stations Weather StationsWLDFRElectric Reliability | WLDFR | HFTD - Distribution - Zone 1 - 4QU CoRE ¦ 1QU LoRE | Red Flag Warning - Catastrophic Fires | 2026 | Electric Reliability | 233.2301 | 0.13442 | 2026 | Mitigation | 0.011149 | 10 | 0 | esc | 0.011149 | 2.6002 | 0.011149 | 2.6002 | 0.011149 | 2.6002 | 0.011149 | 2.6002
[79 empty] | WLDFR | HFTD - Distribution - Tier 3 - 5QU CoRE ¦ 2QU LoRE | Red Flag Warning - Small Fires | 2029 | 0 | 0 | 0 | 0 | 0.083606 | 0.039055 | 0.001695 | 0.042856 | 0.00043542 | 0.00043542 | 0.00043542 | 0.00043542 | 0.00080164 |  | 0 | 3.4905e-07 | 3.4905e-07 | 0 | 3.4905e-07 | 3.4905e-07 | 0 | 3.4905e-07 | 3.4905e-07 | 0 | 3.4905e-07 | Column30: 3.4905e-07 | [29 empty] | 7.3.2.1.3 Advanced weather monitoring and weather stations Weather StationsWLDFRElectric Reliability | WLDFR | HFTD - Distribution - Zone 1 - 4QU CoRE ¦ 1QU LoRE | Red Flag Warning - Catastrophic Fires | 2027 | Electric Reliability | 233.2301 | 0.13442 | 2027 | Mitigation | 0.011149 | 10 | 0 | esc | 0.011149 | 2.6002 | 0.011149 | 2.6002 | 0.011149 | 2.6002 | 0.011149 | 2.6002
[79 empty] | WLDFR | HFTD - Distribution - Tier 3 - 5QU CoRE ¦ 2QU LoRE | Red Flag Warning - Small Fires | 2030 | 0 | 0 | 0 | 0 | 0.083606 | 0.039055 | 0.001695 | 0.042856 | 0 | 0.00043542 | 0.00043542 | 0.00043542 | 0.00080164 |  | 0 | 0 | 0 | 0 | 3.4905e-07 | 3.4905e-07 | 0 | 3.4905e-07 | 3.4905e-07 | 0 | 3.4905e-07 | Column30: 3.4905e-07 | [29 empty] | 7.3.2.1.3 Advanced weather monitoring and weather stations Weather StationsWLDFRElectric Reliability | WLDFR | HFTD - Distribution - Zone 1 - 4QU CoRE ¦ 1QU LoRE | Red Flag Warning - Catastrophic Fires | 2028 | Electric Reliability | 247.273 | 0.13442 | 2028 | Mitigation | 0.011149 | 10 | 0 | esc | 0.011149 | 2.7568 | 0.011149 | 2.7568 | 0.011149 | 2.7568 | 0.011149 | 2.7568
[79 empty] | WLDFR | HFTD - Distribution - Tier 3 - 5QU CoRE ¦ 2QU LoRE | Red Flag Warning - Small Fires | 2031 | 0 | 0 | 0 | 0 | 0.083606 | 0.039055 | 0.001695 | 0.042856 | 0 | 0 | 0.00043542 | 0.00043542 | 0.00080164 |  | 0 | 0 | 0 | 0 | 0 | 0 | 0 | 3.4905e-07 | 3.4905e-07 | 0 | 3.4905e-07 | Column30: 3.4905e-07 | [29 empty] | 7.3.2.1.3 Advanced weather monitoring and weather stations Weather StationsWLDFRElectric Reliability | WLDFR | HFTD - Distribution - Zone 1 - 4QU CoRE ¦ 1QU LoRE | Red Flag Warning - Catastrophic Fires | 2029 | Electric Reliability | 247.273 | 0.13442 | 2029 | Mitigation | 0.011149 | 10 | 0 | esc | 0.011149 | 2.7568 | 0.011149 | 2.7568 | 0.011149 | 2.7568 | 0.011149 | 2.7568
[79 empty] | WLDFR | HFTD - Distribution - Tier 3 - 5QU CoRE ¦ 2QU LoRE | Red Flag Warning - Small Fires | 2032 | 0 | 0 | 0 | 0 | 0.083606 | 0.039055 | 0.001695 | 0.042856 | 0 | 0 | 0 | 0.00043542 | 0.00080164 |  | 0 | 0 | 0 | 0 | 0 | 0 | 0 | 0 | 0 | 0 | 3.4905e-07 | Column30: 3.4905e-07 | [29 empty] | 7.3.2.1.3 Advanced weather monitoring and weather stations Weather StationsWLDFRElectric Reliability | WLDFR | HFTD - Distribution - Zone 1 - 4QU CoRE ¦ 1QU LoRE | Red Flag Warning - Catastrophic Fires | 2030 | Electric Reliability | 247.273 | 0.13442 | 2030 | Mitigation | 0.011149 | 10 | 0 | esc | 0 | 0 | 0.011149 | 2.7568 | 0.011149 | 2.7568 | 0.011149 | 2.7568
[79 empty] | WLDFR | HFTD - Distribution - Tier 3 - 5QU CoRE ¦ 2QU LoRE | Seismic - Non-Red Flag Warning - Catastrophic Fires | 2020 | 0 | 0 | 0 | 0 | 21083.8428 | 409.2237 | 13469.0878 | 7205.5313 | 4.5624 | 0 | 0 | 0 | 4.9871e-10 |  | 0 | 2.2753e-09 | 2.2753e-09 | 0 | 0 | 0 | 0 | 0 | 0 | 0 | 0 | Column30: 0 | [29 empty] | 7.3.2.1.3 Advanced weather monitoring and weather stations Weather StationsWLDFRElectric Reliability | WLDFR | HFTD - Distribution - Zone 1 - 4QU CoRE ¦ 1QU LoRE | Red Flag Warning - Catastrophic Fires | 2031 | Electric Reliability | 247.273 | 0.13442 | 2031 | Mitigation | 0.011149 | 10 | 0 | esc | 0 | 0 | 0 | 0 | 0.011149 | 2.7568 | 0.011149 | 2.7568
[79 empty] | WLDFR | HFTD - Distribution - Tier 3 - 5QU CoRE ¦ 2QU LoRE | Seismic - Non-Red Flag Warning - Catastrophic Fires | 2021 | 0 | 0 | 0 | 0 | 21083.8428 | 409.2237 | 13469.0878 | 7205.5313 | 4.5624 | 4.5624 | 0 | 0 | 4.9871e-10 |  | 0 | 2.2753e-09 | 2.2753e-09 | 0 | 2.2753e-09 | 2.2753e-09 | 0 | 0 | 0 | 0 | 0 | Column30: 0 | [29 empty] | 7.3.2.1.3 Advanced weather monitoring and weather stations Weather StationsWLDFRElectric Reliability | WLDFR | HFTD - Distribution - Zone 1 - 4QU CoRE ¦ 1QU LoRE | Red Flag Warning - Catastrophic Fires | 2032 | Electric Reliability | 247.273 | 0.13442 | 2032 | Mitigation | 0.011149 | 10 | 0 | esc | 0 | 0 | 0 | 0 | 0 | 0 | 0.011149 | 2.7568
[79 empty] | WLDFR | HFTD - Distribution - Tier 3 - 5QU CoRE ¦ 2QU LoRE | Seismic - Non-Red Flag Warning - Catastrophic Fires | 2022 | 0 | 0 | 0 | 0 | 21083.8428 | 409.2237 | 13469.0878 | 7205.5313 | 4.5624 | 4.5624 | 4.5624 | 0 | 4.9871e-10 |  | 0 | 2.2753e-09 | 2.2753e-09 | 0 | 2.2753e-09 | 2.2753e-09 | 0 | 2.2753e-09 | 2.2753e-09 | 0 | 0 | Column30: 0 | [29 empty] | 7.3.2.1.3 Advanced weather monitoring and weather stations Weather StationsWLDFRElectric Reliability | WLDFR | HFTD - Distribution - Zone 1 - 4QU CoRE ¦ 1QU LoRE | Red Flag Warning - Destructive Fires | 2021 | Electric Reliability | 222.2294 | 0.13442 | 2021 | Mitigation | 0.011149 | 10 | 0 | esc | 0.011149 | 2.4776 | 0.011149 | 2.4776 | 0 | 0 | 0 | 0
[79 empty] | WLDFR | HFTD - Distribution - Tier 3 - 5QU CoRE ¦ 2QU LoRE | Seismic - Non-Red Flag Warning - Catastrophic Fires | 2023 | 0 | 0 | 0 | 0 | 21835.9781 | 428.6023 | 13939.561 | 7467.8148 | 4.7784 | 4.7784 | 4.7784 | 4.7784 | 4.9871e-10 |  | 0 | 2.383e-09 | 2.383e-09 | 0 | 2.383e-09 | 2.383e-09 | 0 | 2.383e-09 | 2.383e-09 | 0 | 2.383e-09 | Column30: 2.383e-09 | [29 empty] | 7.3.2.1.3 Advanced weather monitoring and weather stations Weather StationsWLDFRElectric Reliability | WLDFR | HFTD - Distribution - Zone 1 - 4QU CoRE ¦ 1QU LoRE | Red Flag Warning - Destructive Fires | 2022 | Electric Reliability | 222.2294 | 0.13442 | 2022 | Mitigation | 0.011149 | 10 | 0 | esc | 0.011149 | 2.4776 | 0.011149 | 2.4776 | 0.011149 | 2.4776 | 0 | 0
[79 empty] | WLDFR | HFTD - Distribution - Tier 3 - 5QU CoRE ¦ 2QU LoRE | Seismic - Non-Red Flag Warning - Catastrophic Fires | 2024 | 0 | 0 | 0 | 0 | 21835.9781 | 428.6023 | 13939.561 | 7467.8148 | 4.7784 | 4.7784 | 4.7784 | 4.7784 | 4.9871e-10 |  | 0 | 2.383e-09 | 2.383e-09 | 0 | 2.383e-09 | 2.383e-09 | 0 | 2.383e-09 | 2.383e-09 | 0 | 2.383e-09 | Column30: 2.383e-09 | [29 empty] | 7.3.2.1.3 Advanced weather monitoring and weather stations Weather StationsWLDFRElectric Reliability | WLDFR | HFTD - Distribution - Zone 1 - 4QU CoRE ¦ 1QU LoRE | Red Flag Warning - Destructive Fires | 2023 | Electric Reliability | 233.2301 | 0.13442 | 2023 | Mitigation | 0.011149 | 10 | 0 | esc | 0.011149 | 2.6002 | 0.011149 | 2.6002 | 0.011149 | 2.6002 | 0.011149 | 2.6002
[79 empty] | WLDFR | HFTD - Distribution - Tier 3 - 5QU CoRE ¦ 2QU LoRE | Seismic - Non-Red Flag Warning - Catastrophic Fires | 2025 | 0 | 0 | 0 | 0 | 21835.9781 | 428.6023 | 13939.561 | 7467.8148 | 4.7784 | 4.7784 | 4.7784 | 4.7784 | 4.9871e-10 |  | 0 | 2.383e-09 | 2.383e-09 | 0 | 2.383e-09 | 2.383e-09 | 0 | 2.383e-09 | 2.383e-09 | 0 | 2.383e-09 | Column30: 2.383e-09 | [29 empty] | 7.3.2.1.3 Advanced weather monitoring and weather stations Weather StationsWLDFRElectric Reliability | WLDFR | HFTD - Distribution - Zone 1 - 4QU CoRE ¦ 1QU LoRE | Red Flag Warning - Destructive Fires | 2024 | Electric Reliability | 233.2301 | 0.13442 | 2024 | Mitigation | 0.011149 | 10 | 0 | esc | 0.011149 | 2.6002 | 0.011149 | 2.6002 | 0.011149 | 2.6002 | 0.011149 | 2.6002
[79 empty] | WLDFR | HFTD - Distribution - Tier 3 - 5QU CoRE ¦ 2QU LoRE | Seismic - Non-Red Flag Warning - Catastrophic Fires | 2026 | 0 | 0 | 0 | 0 | 21835.9781 | 428.6023 | 13939.561 | 7467.8148 | 4.7784 | 4.7784 | 4.7784 | 4.7784 | 4.9871e-10 |  | 0 | 2.383e-09 | 2.383e-09 | 0 | 2.383e-09 | 2.383e-09 | 0 | 2.383e-09 | 2.383e-09 | 0 | 2.383e-09 | Column30: 2.383e-09 | [29 empty] | 7.3.2.1.3 Advanced weather monitoring and weather stations Weather StationsWLDFRElectric Reliability | WLDFR | HFTD - Distribution - Zone 1 - 4QU CoRE ¦ 1QU LoRE | Red Flag Warning - Destructive Fires | 2025 | Electric Reliability | 233.2301 | 0.13442 | 2025 | Mitigation | 0.011149 | 10 | 0 | esc | 0.011149 | 2.6002 | 0.011149 | 2.6002 | 0.011149 | 2.6002 | 0.011149 | 2.6002
[79 empty] | WLDFR | HFTD - Distribution - Tier 3 - 5QU CoRE ¦ 2QU LoRE | Seismic - Non-Red Flag Warning - Catastrophic Fires | 2027 | 0 | 0 | 0 | 0 | 21835.9781 | 428.6023 | 13939.561 | 7467.8148 | 4.7784 | 4.7784 | 4.7784 | 4.7784 | 4.9871e-10 |  | 0 | 2.383e-09 | 2.383e-09 | 0 | 2.383e-09 | 2.383e-09 | 0 | 2.383e-09 | 2.383e-09 | 0 | 2.383e-09 | Column30: 2.383e-09 | [29 empty] | 7.3.2.1.3 Advanced weather monitoring and weather stations Weather StationsWLDFRElectric Reliability | WLDFR | HFTD - Distribution - Zone 1 - 4QU CoRE ¦ 1QU LoRE | Red Flag Warning - Destructive Fires | 2026 | Electric Reliability | 233.2301 | 0.13442 | 2026 | Mitigation | 0.011149 | 10 | 0 | esc | 0.011149 | 2.6002 | 0.011149 | 2.6002 | 0.011149 | 2.6002 | 0.011149 | 2.6002
[79 empty] | WLDFR | HFTD - Distribution - Tier 3 - 5QU CoRE ¦ 2QU LoRE | Seismic - Non-Red Flag Warning - Catastrophic Fires | 2028 | 0 | 0 | 0 | 0 | 22783.187 | 453.261 | 14531.3357 | 7798.5904 | 5.0533 | 5.0533 | 5.0533 | 5.0533 | 4.9871e-10 |  | 0 | 2.5201e-09 | 2.5201e-09 | 0 | 2.5201e-09 | 2.5201e-09 | 0 | 2.5201e-09 | 2.5201e-09 | 0 | 2.5201e-09 | Column30: 2.5201e-09 | [29 empty] | 7.3.2.1.3 Advanced weather monitoring and weather stations Weather StationsWLDFRElectric Reliability | WLDFR | HFTD - Distribution - Zone 1 - 4QU CoRE ¦ 1QU LoRE | Red Flag Warning - Destructive Fires | 2027 | Electric Reliability | 233.2301 | 0.13442 | 2027 | Mitigation | 0.011149 | 10 | 0 | esc | 0.011149 | 2.6002 | 0.011149 | 2.6002 | 0.011149 | 2.6002 | 0.011149 | 2.6002
[79 empty] | WLDFR | HFTD - Distribution - Tier 3 - 5QU CoRE ¦ 2QU LoRE | Seismic - Non-Red Flag Warning - Catastrophic Fires | 2029 | 0 | 0 | 0 | 0 | 22783.187 | 453.261 | 14531.3357 | 7798.5904 | 5.0533 | 5.0533 | 5.0533 | 5.0533 | 4.9871e-10 |  | 0 | 2.5201e-09 | 2.5201e-09 | 0 | 2.5201e-09 | 2.5201e-09 | 0 | 2.5201e-09 | 2.5201e-09 | 0 | 2.5201e-09 | Column30: 2.5201e-09 | [29 empty] | 7.3.2.1.3 Advanced weather monitoring and weather stations Weather StationsWLDFRElectric Reliability | WLDFR | HFTD - Distribution - Zone 1 - 4QU CoRE ¦ 1QU LoRE | Red Flag Warning - Destructive Fires | 2028 | Electric Reliability | 247.273 | 0.13442 | 2028 | Mitigation | 0.011149 | 10 | 0 | esc | 0.011149 | 2.7568 | 0.011149 | 2.7568 | 0.011149 | 2.7568 | 0.011149 | 2.7568
[79 empty] | WLDFR | HFTD - Distribution - Tier 3 - 5QU CoRE ¦ 2QU LoRE | Seismic - Non-Red Flag Warning - Catastrophic Fires | 2030 | 0 | 0 | 0 | 0 | 22783.187 | 453.261 | 14531.3357 | 7798.5904 | 0 | 5.0533 | 5.0533 | 5.0533 | 4.9871e-10 |  | 0 | 0 | 0 | 0 | 2.5201e-09 | 2.5201e-09 | 0 | 2.5201e-09 | 2.5201e-09 | 0 | 2.5201e-09 | Column30: 2.5201e-09 | [29 empty] | 7.3.2.1.3 Advanced weather monitoring and weather stations Weather StationsWLDFRElectric Reliability | WLDFR | HFTD - Distribution - Zone 1 - 4QU CoRE ¦ 1QU LoRE | Red Flag Warning - Destructive Fires | 2029 | Electric Reliability | 247.273 | 0.13442 | 2029 | Mitigation | 0.011149 | 10 | 0 | esc | 0.011149 | 2.7568 | 0.011149 | 2.7568 | 0.011149 | 2.7568 | 0.011149 | 2.7568
[79 empty] | WLDFR | HFTD - Distribution - Tier 3 - 5QU CoRE ¦ 2QU LoRE | Seismic - Non-Red Flag Warning - Catastrophic Fires | 2031 | 0 | 0 | 0 | 0 | 22783.187 | 453.261 | 14531.3357 | 7798.5904 | 0 | 0 | 5.0533 | 5.0533 | 4.9871e-10 |  | 0 | 0 | 0 | 0 | 0 | 0 | 0 | 2.5201e-09 | 2.5201e-09 | 0 | 2.5201e-09 | Column30: 2.5201e-09 | [29 empty] | 7.3.2.1.3 Advanced weather monitoring and weather stations Weather StationsWLDFRElectric Reliability | WLDFR | HFTD - Distribution - Zone 1 - 4QU CoRE ¦ 1QU LoRE | Red Flag Warning - Destructive Fires | 2030 | Electric Reliability | 247.273 | 0.13442 | 2030 | Mitigation | 0.011149 | 10 | 0 | esc | 0 | 0 | 0.011149 | 2.7568 | 0.011149 | 2.7568 | 0.011149 | 2.7568
[79 empty] | WLDFR | HFTD - Distribution - Tier 3 - 5QU CoRE ¦ 2QU LoRE | Seismic - Non-Red Flag Warning - Catastrophic Fires | 2032 | 0 | 0 | 0 | 0 | 22783.187 | 453.261 | 14531.3357 | 7798.5904 | 0 | 0 | 0 | 5.0533 | 4.9871e-10 |  | 0 | 0 | 0 | 0 | 0 | 0 | 0 | 0 | 0 | 0 | 2.5201e-09 | Column30: 2.5201e-09 | [29 empty] | 7.3.2.1.3 Advanced weather monitoring and weather stations Weather StationsWLDFRElectric Reliability | WLDFR | HFTD - Distribution - Zone 1 - 4QU CoRE ¦ 1QU LoRE | Red Flag Warning - Destructive Fires | 2031 | Electric Reliability | 247.273 | 0.13442 | 2031 | Mitigation | 0.011149 | 10 | 0 | esc | 0 | 0 | 0 | 0 | 0.011149 | 2.7568 | 0.011149 | 2.7568
[79 empty] | WLDFR | HFTD - Distribution - Tier 3 - 5QU CoRE ¦ 2QU LoRE | Seismic - Red Flag Warning - Catastrophic Fires | 2020 | 0 | 0 | 0 | 0 | 21083.8428 | 409.2237 | 13469.0878 | 7205.5313 | 4.5624 | 0 | 0 | 0 | 2.1509e-08 |  | 0 | 9.813e-08 | 9.813e-08 | 0 | 0 | 0 | 0 | 0 | 0 | 0 | 0 | Column30: 0 | [29 empty] | 7.3.2.1.3 Advanced weather monitoring and weather stations Weather StationsWLDFRElectric Reliability | WLDFR | HFTD - Distribution - Zone 1 - 4QU CoRE ¦ 1QU LoRE | Red Flag Warning - Destructive Fires | 2032 | Electric Reliability | 247.273 | 0.13442 | 2032 | Mitigation | 0.011149 | 10 | 0 | esc | 0 | 0 | 0 | 0 | 0 | 0 | 0.011149 | 2.7568
[79 empty] | WLDFR | HFTD - Distribution - Tier 3 - 5QU CoRE ¦ 2QU LoRE | Seismic - Red Flag Warning - Catastrophic Fires | 2021 | 0 | 0 | 0 | 0 | 21083.8428 | 409.2237 | 13469.0878 | 7205.5313 | 4.5624 | 4.5624 | 0 | 0 | 2.1509e-08 |  | 0 | 9.813e-08 | 9.813e-08 | 0 | 9.813e-08 | 9.813e-08 | 0 | 0 | 0 | 0 | 0 | Column30: 0 | [29 empty] | 7.3.2.1.3 Advanced weather monitoring and weather stations Weather StationsWLDFRElectric Reliability | WLDFR | HFTD - Distribution - Zone 1 - 4QU CoRE ¦ 1QU LoRE | Red Flag Warning - Large Fires | 2021 | Electric Reliability | 0.69642 | 0.13442 | 2021 | Mitigation | 0.011149 | 10 | 0 | esc | 0.011149 | 0.0077642 | 0.011149 | 0.0077642 | 0 | 0 | 0 | 0
[79 empty] | WLDFR | HFTD - Distribution - Tier 3 - 5QU CoRE ¦ 2QU LoRE | Seismic - Red Flag Warning - Catastrophic Fires | 2022 | 0 | 0 | 0 | 0 | 21083.8428 | 409.2237 | 13469.0878 | 7205.5313 | 4.5624 | 4.5624 | 4.5624 | 0 | 2.1509e-08 |  | 0 | 9.813e-08 | 9.813e-08 | 0 | 9.813e-08 | 9.813e-08 | 0 | 9.813e-08 | 9.813e-08 | 0 | 0 | Column30: 0 | [29 empty] | 7.3.2.1.3 Advanced weather monitoring and weather stations Weather StationsWLDFRElectric Reliability | WLDFR | HFTD - Distribution - Zone 1 - 4QU CoRE ¦ 1QU LoRE | Red Flag Warning - Large Fires | 2022 | Electric Reliability | 0.69642 | 0.13442 | 2022 | Mitigation | 0.011149 | 10 | 0 | esc | 0.011149 | 0.0077642 | 0.011149 | 0.0077642 | 0.011149 | 0.0077642 | 0 | 0
[79 empty] | WLDFR | HFTD - Distribution - Tier 3 - 5QU CoRE ¦ 2QU LoRE | Seismic - Red Flag Warning - Catastrophic Fires | 2023 | 0 | 0 | 0 | 0 | 21835.9781 | 428.6023 | 13939.561 | 7467.8148 | 4.7784 | 4.7784 | 4.7784 | 4.7784 | 2.1509e-08 |  | 0 | 1.0278e-07 | 1.0278e-07 | 0 | 1.0278e-07 | 1.0278e-07 | 0 | 1.0278e-07 | 1.0278e-07 | 0 | 1.0278e-07 | Column30: 1.0278e-07 | [29 empty] | 7.3.2.1.3 Advanced weather monitoring and weather stations Weather StationsWLDFRElectric Reliability | WLDFR | HFTD - Distribution - Zone 1 - 4QU CoRE ¦ 1QU LoRE | Red Flag Warning - Large Fires | 2023 | Electric Reliability | 0.71896 | 0.13442 | 2023 | Mitigation | 0.011149 | 10 | 0 | esc | 0.011149 | 0.0080156 | 0.011149 | 0.0080156 | 0.011149 | 0.0080156 | 0.011149 | 0.0080156
[79 empty] | WLDFR | HFTD - Distribution - Tier 3 - 5QU CoRE ¦ 2QU LoRE | Seismic - Red Flag Warning - Catastrophic Fires | 2024 | 0 | 0 | 0 | 0 | 21835.9781 | 428.6023 | 13939.561 | 7467.8148 | 4.7784 | 4.7784 | 4.7784 | 4.7784 | 2.1509e-08 |  | 0 | 1.0278e-07 | 1.0278e-07 | 0 | 1.0278e-07 | 1.0278e-07 | 0 | 1.0278e-07 | 1.0278e-07 | 0 | 1.0278e-07 | Column30: 1.0278e-07 | [29 empty] | 7.3.2.1.3 Advanced weather monitoring and weather stations Weather StationsWLDFRElectric Reliability | WLDFR | HFTD - Distribution - Zone 1 - 4QU CoRE ¦ 1QU LoRE | Red Flag Warning - Large Fires | 2024 | Electric Reliability | 0.71896 | 0.13442 | 2024 | Mitigation | 0.011149 | 10 | 0 | esc | 0.011149 | 0.0080156 | 0.011149 | 0.0080156 | 0.011149 | 0.0080156 | 0.011149 | 0.0080156
[79 empty] | WLDFR | HFTD - Distribution - Tier 3 - 5QU CoRE ¦ 2QU LoRE | Seismic - Red Flag Warning - Catastrophic Fires | 2025 | 0 | 0 | 0 | 0 | 21835.9781 | 428.6023 | 13939.561 | 7467.8148 | 4.7784 | 4.7784 | 4.7784 | 4.7784 | 2.1509e-08 |  | 0 | 1.0278e-07 | 1.0278e-07 | 0 | 1.0278e-07 | 1.0278e-07 | 0 | 1.0278e-07 | 1.0278e-07 | 0 | 1.0278e-07 | Column30: 1.0278e-07 | [29 empty] | 7.3.2.1.3 Advanced weather monitoring and weather stations Weather StationsWLDFRElectric Reliability | WLDFR | HFTD - Distribution - Zone 1 - 4QU CoRE ¦ 1QU LoRE | Red Flag Warning - Large Fires | 2025 | Electric Reliability | 0.71896 | 0.13442 | 2025 | Mitigation | 0.011149 | 10 | 0 | esc | 0.011149 | 0.0080156 | 0.011149 | 0.0080156 | 0.011149 | 0.0080156 | 0.011149 | 0.0080156
[79 empty] | WLDFR | HFTD - Distribution - Tier 3 - 5QU CoRE ¦ 2QU LoRE | Seismic - Red Flag Warning - Catastrophic Fires | 2026 | 0 | 0 | 0 | 0 | 21835.9781 | 428.6023 | 13939.561 | 7467.8148 | 4.7784 | 4.7784 | 4.7784 | 4.7784 | 2.1509e-08 |  | 0 | 1.0278e-07 | 1.0278e-07 | 0 | 1.0278e-07 | 1.0278e-07 | 0 | 1.0278e-07 | 1.0278e-07 | 0 | 1.0278e-07 | Column30: 1.0278e-07 | [29 empty] | 7.3.2.1.3 Advanced weather monitoring and weather stations Weather StationsWLDFRElectric Reliability | WLDFR | HFTD - Distribution - Zone 1 - 4QU CoRE ¦ 1QU LoRE | Red Flag Warning - Large Fires | 2026 | Electric Reliability | 0.71896 | 0.13442 | 2026 | Mitigation | 0.011149 | 10 | 0 | esc | 0.011149 | 0.0080156 | 0.011149 | 0.0080156 | 0.011149 | 0.0080156 | 0.011149 | 0.0080156
[79 empty] | WLDFR | HFTD - Distribution - Tier 3 - 5QU CoRE ¦ 2QU LoRE | Seismic - Red Flag Warning - Catastrophic Fires | 2027 | 0 | 0 | 0 | 0 | 21835.9781 | 428.6023 | 13939.561 | 7467.8148 | 4.7784 | 4.7784 | 4.7784 | 4.7784 | 2.1509e-08 |  | 0 | 1.0278e-07 | 1.0278e-07 | 0 | 1.0278e-07 | 1.0278e-07 | 0 | 1.0278e-07 | 1.0278e-07 | 0 | 1.0278e-07 | Column30: 1.0278e-07 | [29 empty] | 7.3.2.1.3 Advanced weather monitoring and weather stations Weather StationsWLDFRElectric Reliability | WLDFR | HFTD - Distribution - Zone 1 - 4QU CoRE ¦ 1QU LoRE | Red Flag Warning - Large Fires | 2027 | Electric Reliability | 0.71896 | 0.13442 | 2027 | Mitigation | 0.011149 | 10 | 0 | esc | 0.011149 | 0.0080156 | 0.011149 | 0.0080156 | 0.011149 | 0.0080156 | 0.011149 | 0.0080156
[79 empty] | WLDFR | HFTD - Distribution - Tier 3 - 5QU CoRE ¦ 2QU LoRE | Seismic - Red Flag Warning - Catastrophic Fires | 2028 | 0 | 0 | 0 | 0 | 22783.187 | 453.261 | 14531.3357 | 7798.5904 | 5.0533 | 5.0533 | 5.0533 | 5.0533 | 2.1509e-08 |  | 0 | 1.0869e-07 | 1.0869e-07 | 0 | 1.0869e-07 | 1.0869e-07 | 0 | 1.0869e-07 | 1.0869e-07 | 0 | 1.0869e-07 | Column30: 1.0869e-07 | [29 empty] | 7.3.2.1.3 Advanced weather monitoring and weather stations Weather StationsWLDFRElectric Reliability | WLDFR | HFTD - Distribution - Zone 1 - 4QU CoRE ¦ 1QU LoRE | Red Flag Warning - Large Fires | 2028 | Electric Reliability | 0.74734 | 0.13442 | 2028 | Mitigation | 0.011149 | 10 | 0 | esc | 0.011149 | 0.0083319 | 0.011149 | 0.0083319 | 0.011149 | 0.0083319 | 0.011149 | 0.0083319
[79 empty] | WLDFR | HFTD - Distribution - Tier 3 - 5QU CoRE ¦ 2QU LoRE | Seismic - Red Flag Warning - Catastrophic Fires | 2029 | 0 | 0 | 0 | 0 | 22783.187 | 453.261 | 14531.3357 | 7798.5904 | 5.0533 | 5.0533 | 5.0533 | 5.0533 | 2.1509e-08 |  | 0 | 1.0869e-07 | 1.0869e-07 | 0 | 1.0869e-07 | 1.0869e-07 | 0 | 1.0869e-07 | 1.0869e-07 | 0 | 1.0869e-07 | Column30: 1.0869e-07 | [29 empty] | 7.3.2.1.3 Advanced weather monitoring and weather stations Weather StationsWLDFRElectric Reliability | WLDFR | HFTD - Distribution - Zone 1 - 4QU CoRE ¦ 1QU LoRE | Red Flag Warning - Large Fires | 2029 | Electric Reliability | 0.74734 | 0.13442 | 2029 | Mitigation | 0.011149 | 10 | 0 | esc | 0.011149 | 0.0083319 | 0.011149 | 0.0083319 | 0.011149 | 0.0083319 | 0.011149 | 0.0083319
[79 empty] | WLDFR | HFTD - Distribution - Tier 3 - 5QU CoRE ¦ 2QU LoRE | Seismic - Red Flag Warning - Catastrophic Fires | 2030 | 0 | 0 | 0 | 0 | 22783.187 | 453.261 | 14531.3357 | 7798.5904 | 0 | 5.0533 | 5.0533 | 5.0533 | 2.1509e-08 |  | 0 | 0 | 0 | 0 | 1.0869e-07 | 1.0869e-07 | 0 | 1.0869e-07 | 1.0869e-07 | 0 | 1.0869e-07 | Column30: 1.0869e-07 | [29 empty] | 7.3.2.1.3 Advanced weather monitoring and weather stations Weather StationsWLDFRElectric Reliability | WLDFR | HFTD - Distribution - Zone 1 - 4QU CoRE ¦ 1QU LoRE | Red Flag Warning - Large Fires | 2030 | Electric Reliability | 0.74734 | 0.13442 | 2030 | Mitigation | 0.011149 | 10 | 0 | esc | 0 | 0 | 0.011149 | 0.0083319 | 0.011149 | 0.0083319 | 0.011149 | 0.0083319
[79 empty] | WLDFR | HFTD - Distribution - Tier 3 - 5QU CoRE ¦ 2QU LoRE | Seismic - Red Flag Warning - Catastrophic Fires | 2031 | 0 | 0 | 0 | 0 | 22783.187 | 453.261 | 14531.3357 | 7798.5904 | 0 | 0 | 5.0533 | 5.0533 | 2.1509e-08 |  | 0 | 0 | 0 | 0 | 0 | 0 | 0 | 1.0869e-07 | 1.0869e-07 | 0 | 1.0869e-07 | Column30: 1.0869e-07 | [29 empty] | 7.3.2.1.3 Advanced weather monitoring and weather stations Weather StationsWLDFRElectric Reliability | WLDFR | HFTD - Distribution - Zone 1 - 4QU CoRE ¦ 1QU LoRE | Red Flag Warning - Large Fires | 2031 | Electric Reliability | 0.74734 | 0.13442 | 2031 | Mitigation | 0.011149 | 10 | 0 | esc | 0 | 0 | 0 | 0 | 0.011149 | 0.0083319 | 0.011149 | 0.0083319
[79 empty] | WLDFR | HFTD - Distribution - Tier 3 - 5QU CoRE ¦ 2QU LoRE | Seismic - Red Flag Warning - Catastrophic Fires | 2032 | 0 | 0 | 0 | 0 | 22783.187 | 453.261 | 14531.3357 | 7798.5904 | 0 | 0 | 0 | 5.0533 | 2.1509e-08 |  | 0 | 0 | 0 | 0 | 0 | 0 | 0 | 0 | 0 | 0 | 1.0869e-07 | Column30: 1.0869e-07 | [29 empty] | 7.3.2.1.3 Advanced weather monitoring and weather stations Weather StationsWLDFRElectric Reliability | WLDFR | HFTD - Distribution - Zone 1 - 4QU CoRE ¦ 1QU LoRE | Red Flag Warning - Large Fires | 2032 | Electric Reliability | 0.74734 | 0.13442 | 2032 | Mitigation | 0.011149 | 10 | 0 | esc | 0 | 0 | 0 | 0 | 0 | 0 | 0.011149 | 0.0083319
[79 empty] | WLDFR | HFTD - Distribution - Tier 3 - 5QU CoRE ¦ 3QU LoRE | Non-Red Flag Warning - Catastrophic Fires | 2020 | 0 | 0 | 0 | 0 | 14146.1306 | 222.2294 | 8585.7228 | 5338.1784 | 2.4776 | 0 | 0 | 0 | 1.0284e-07 |  | 0 | 2.548e-07 | 2.548e-07 | 0 | 0 | 0 | 0 | 0 | 0 | 0 | 0 | Column30: 0 | [29 empty] | 7.3.2.1.3 Advanced weather monitoring and weather stations Weather StationsWLDFRElectric Reliability | WLDFR | HFTD - Distribution - Zone 1 - 4QU CoRE ¦ 1QU LoRE | Red Flag Warning - Small Fires | 2021 | Electric Reliability | 0.036425 | 0.13442 | 2021 | Mitigation | 0.011149 | 10 | 0 | esc | 0.011149 | 0.0004061 | 0.011149 | 0.0004061 | 0 | 0 | 0 | 0
[79 empty] | WLDFR | HFTD - Distribution - Tier 3 - 5QU CoRE ¦ 3QU LoRE | Non-Red Flag Warning - Catastrophic Fires | 2021 | 0 | 0 | 0 | 0 | 14146.1306 | 222.2294 | 8585.7228 | 5338.1784 | 2.4776 | 2.4776 | 0 | 0 | 1.0284e-07 |  | 0 | 2.548e-07 | 2.548e-07 | 0 | 2.548e-07 | 2.548e-07 | 0 | 0 | 0 | 0 | 0 | Column30: 0 | [29 empty] | 7.3.2.1.3 Advanced weather monitoring and weather stations Weather StationsWLDFRElectric Reliability | WLDFR | HFTD - Distribution - Zone 1 - 4QU CoRE ¦ 1QU LoRE | Red Flag Warning - Small Fires | 2022 | Electric Reliability | 0.036425 | 0.13442 | 2022 | Mitigation | 0.011149 | 10 | 0 | esc | 0.011149 | 0.0004061 | 0.011149 | 0.0004061 | 0.011149 | 0.0004061 | 0 | 0
[79 empty] | WLDFR | HFTD - Distribution - Tier 3 - 5QU CoRE ¦ 3QU LoRE | Non-Red Flag Warning - Catastrophic Fires | 2022 | 0 | 0 | 0 | 0 | 14146.1306 | 222.2294 | 8585.7228 | 5338.1784 | 2.4776 | 2.4776 | 2.4776 | 0 | 1.0284e-07 |  | 0 | 2.548e-07 | 2.548e-07 | 0 | 2.548e-07 | 2.548e-07 | 0 | 2.548e-07 | 2.548e-07 | 0 | 0 | Column30: 0 | [29 empty] | 7.3.2.1.3 Advanced weather monitoring and weather stations Weather StationsWLDFRElectric Reliability | WLDFR | HFTD - Distribution - Zone 1 - 4QU CoRE ¦ 1QU LoRE | Red Flag Warning - Small Fires | 2023 | Electric Reliability | 0.03759 | 0.13442 | 2023 | Mitigation | 0.011149 | 10 | 0 | esc | 0.011149 | 0.00041909 | 0.011149 | 0.00041909 | 0.011149 | 0.00041909 | 0.011149 | 0.00041909
[79 empty] | WLDFR | HFTD - Distribution - Tier 3 - 5QU CoRE ¦ 3QU LoRE | Non-Red Flag Warning - Catastrophic Fires | 2023 | 0 | 0 | 0 | 0 | 14664.6376 | 233.2301 | 8896.516 | 5534.8915 | 2.6002 | 2.6002 | 2.6002 | 2.6002 | 1.0284e-07 |  | 0 | 2.6741e-07 | 2.6741e-07 | 0 | 2.6741e-07 | 2.6741e-07 | 0 | 2.6741e-07 | 2.6741e-07 | 0 | 2.6741e-07 | Column30: 2.6741e-07 | [29 empty] | 7.3.2.1.3 Advanced weather monitoring and weather stations Weather StationsWLDFRElectric Reliability | WLDFR | HFTD - Distribution - Zone 1 - 4QU CoRE ¦ 1QU LoRE | Red Flag Warning - Small Fires | 2024 | Electric Reliability | 0.03759 | 0.13442 | 2024 | Mitigation | 0.011149 | 10 | 0 | esc | 0.011149 | 0.00041909 | 0.011149 | 0.00041909 | 0.011149 | 0.00041909 | 0.011149 | 0.00041909
[79 empty] | WLDFR | HFTD - Distribution - Tier 3 - 5QU CoRE ¦ 3QU LoRE | Non-Red Flag Warning - Catastrophic Fires | 2024 | 0 | 0 | 0 | 0 | 14664.6376 | 233.2301 | 8896.516 | 5534.8915 | 2.6002 | 2.6002 | 2.6002 | 2.6002 | 1.0284e-07 |  | 0 | 2.6741e-07 | 2.6741e-07 | 0 | 2.6741e-07 | 2.6741e-07 | 0 | 2.6741e-07 | 2.6741e-07 | 0 | 2.6741e-07 | Column30: 2.6741e-07 | [29 empty] | 7.3.2.1.3 Advanced weather monitoring and weather stations Weather StationsWLDFRElectric Reliability | WLDFR | HFTD - Distribution - Zone 1 - 4QU CoRE ¦ 1QU LoRE | Red Flag Warning - Small Fires | 2025 | Electric Reliability | 0.03759 | 0.13442 | 2025 | Mitigation | 0.011149 | 10 | 0 | esc | 0.011149 | 0.00041909 | 0.011149 | 0.00041909 | 0.011149 | 0.00041909 | 0.011149 | 0.00041909
[79 empty] | WLDFR | HFTD - Distribution - Tier 3 - 5QU CoRE ¦ 3QU LoRE | Non-Red Flag Warning - Catastrophic Fires | 2025 | 0 | 0 | 0 | 0 | 14664.6376 | 233.2301 | 8896.516 | 5534.8915 | 2.6002 | 2.6002 | 2.6002 | 2.6002 | 1.0284e-07 |  | 0 | 2.6741e-07 | 2.6741e-07 | 0 | 2.6741e-07 | 2.6741e-07 | 0 | 2.6741e-07 | 2.6741e-07 | 0 | 2.6741e-07 | Column30: 2.6741e-07 | [29 empty] | 7.3.2.1.3 Advanced weather monitoring and weather stations Weather StationsWLDFRElectric Reliability | WLDFR | HFTD - Distribution - Zone 1 - 4QU CoRE ¦ 1QU LoRE | Red Flag Warning - Small Fires | 2026 | Electric Reliability | 0.03759 | 0.13442 | 2026 | Mitigation | 0.011149 | 10 | 0 | esc | 0.011149 | 0.00041909 | 0.011149 | 0.00041909 | 0.011149 | 0.00041909 | 0.011149 | 0.00041909
[79 empty] | WLDFR | HFTD - Distribution - Tier 3 - 5QU CoRE ¦ 3QU LoRE | Non-Red Flag Warning - Catastrophic Fires | 2026 | 0 | 0 | 0 | 0 | 14664.6376 | 233.2301 | 8896.516 | 5534.8915 | 2.6002 | 2.6002 | 2.6002 | 2.6002 | 1.0284e-07 |  | 0 | 2.6741e-07 | 2.6741e-07 | 0 | 2.6741e-07 | 2.6741e-07 | 0 | 2.6741e-07 | 2.6741e-07 | 0 | 2.6741e-07 | Column30: 2.6741e-07 | [29 empty] | 7.3.2.1.3 Advanced weather monitoring and weather stations Weather StationsWLDFRElectric Reliability | WLDFR | HFTD - Distribution - Zone 1 - 4QU CoRE ¦ 1QU LoRE | Red Flag Warning - Small Fires | 2027 | Electric Reliability | 0.03759 | 0.13442 | 2027 | Mitigation | 0.011149 | 10 | 0 | esc | 0.011149 | 0.00041909 | 0.011149 | 0.00041909 | 0.011149 | 0.00041909 | 0.011149 | 0.00041909
[79 empty] | WLDFR | HFTD - Distribution - Tier 3 - 5QU CoRE ¦ 3QU LoRE | Non-Red Flag Warning - Catastrophic Fires | 2027 | 0 | 0 | 0 | 0 | 14664.6376 | 233.2301 | 8896.516 | 5534.8915 | 2.6002 | 2.6002 | 2.6002 | 2.6002 | 1.0284e-07 |  | 0 | 2.6741e-07 | 2.6741e-07 | 0 | 2.6741e-07 | 2.6741e-07 | 0 | 2.6741e-07 | 2.6741e-07 | 0 | 2.6741e-07 | Column30: 2.6741e-07 | [29 empty] | 7.3.2.1.3 Advanced weather monitoring and weather stations Weather StationsWLDFRElectric Reliability | WLDFR | HFTD - Distribution - Zone 1 - 4QU CoRE ¦ 1QU LoRE | Red Flag Warning - Small Fires | 2028 | Electric Reliability | 0.039055 | 0.13442 | 2028 | Mitigation | 0.011149 | 10 | 0 | esc | 0.011149 | 0.00043542 | 0.011149 | 0.00043542 | 0.011149 | 0.00043542 | 0.011149 | 0.00043542
[79 empty] | WLDFR | HFTD - Distribution - Tier 3 - 5QU CoRE ¦ 3QU LoRE | Non-Red Flag Warning - Catastrophic Fires | 2028 | 0 | 0 | 0 | 0 | 15317.9909 | 247.273 | 9287.6491 | 5783.0689 | 2.7568 | 2.7568 | 2.7568 | 2.7568 | 1.0284e-07 |  | 0 | 2.8351e-07 | 2.8351e-07 | 0 | 2.8351e-07 | 2.8351e-07 | 0 | 2.8351e-07 | 2.8351e-07 | 0 | 2.8351e-07 | Column30: 2.8351e-07 | [29 empty] | 7.3.2.1.3 Advanced weather monitoring and weather stations Weather StationsWLDFRElectric Reliability | WLDFR | HFTD - Distribution - Zone 1 - 4QU CoRE ¦ 1QU LoRE | Red Flag Warning - Small Fires | 2029 | Electric Reliability | 0.039055 | 0.13442 | 2029 | Mitigation | 0.011149 | 10 | 0 | esc | 0.011149 | 0.00043542 | 0.011149 | 0.00043542 | 0.011149 | 0.00043542 | 0.011149 | 0.00043542
[79 empty] | WLDFR | HFTD - Distribution - Tier 3 - 5QU CoRE ¦ 3QU LoRE | Non-Red Flag Warning - Catastrophic Fires | 2029 | 0 | 0 | 0 | 0 | 15317.9909 | 247.273 | 9287.6491 | 5783.0689 | 2.7568 | 2.7568 | 2.7568 | 2.7568 | 1.0284e-07 |  | 0 | 2.8351e-07 | 2.8351e-07 | 0 | 2.8351e-07 | 2.8351e-07 | 0 | 2.8351e-07 | 2.8351e-07 | 0 | 2.8351e-07 | Column30: 2.8351e-07 | [29 empty] | 7.3.2.1.3 Advanced weather monitoring and weather stations Weather StationsWLDFRElectric Reliability | WLDFR | HFTD - Distribution - Zone 1 - 4QU CoRE ¦ 1QU LoRE | Red Flag Warning - Small Fires | 2030 | Electric Reliability | 0.039055 | 0.13442 | 2030 | Mitigation | 0.011149 | 10 | 0 | esc | 0 | 0 | 0.011149 | 0.00043542 | 0.011149 | 0.00043542 | 0.011149 | 0.00043542
[79 empty] | WLDFR | HFTD - Distribution - Tier 3 - 5QU CoRE ¦ 3QU LoRE | Non-Red Flag Warning - Catastrophic Fires | 2030 | 0 | 0 | 0 | 0 | 15317.9909 | 247.273 | 9287.6491 | 5783.0689 | 0 | 2.7568 | 2.7568 | 2.7568 | 1.0284e-07 |  | 0 | 0 | 0 | 0 | 2.8351e-07 | 2.8351e-07 | 0 | 2.8351e-07 | 2.8351e-07 | 0 | 2.8351e-07 | Column30: 2.8351e-07 | [29 empty] | 7.3.2.1.3 Advanced weather monitoring and weather stations Weather StationsWLDFRElectric Reliability | WLDFR | HFTD - Distribution - Zone 1 - 4QU CoRE ¦ 1QU LoRE | Red Flag Warning - Small Fires | 2031 | Electric Reliability | 0.039055 | 0.13442 | 2031 | Mitigation | 0.011149 | 10 | 0 | esc | 0 | 0 | 0 | 0 | 0.011149 | 0.00043542 | 0.011149 | 0.00043542
[79 empty] | WLDFR | HFTD - Distribution - Tier 3 - 5QU CoRE ¦ 3QU LoRE | Non-Red Flag Warning - Catastrophic Fires | 2031 | 0 | 0 | 0 | 0 | 15317.9909 | 247.273 | 9287.6491 | 5783.0689 | 0 | 0 | 2.7568 | 2.7568 | 1.0284e-07 |  | 0 | 0 | 0 | 0 | 0 | 0 | 0 | 2.8351e-07 | 2.8351e-07 | 0 | 2.8351e-07 | Column30: 2.8351e-07 | [29 empty] | 7.3.2.1.3 Advanced weather monitoring and weather stations Weather StationsWLDFRElectric Reliability | WLDFR | HFTD - Distribution - Zone 1 - 4QU CoRE ¦ 1QU LoRE | Red Flag Warning - Small Fires | 2032 | Electric Reliability | 0.039055 | 0.13442 | 2032 | Mitigation | 0.011149 | 10 | 0 | esc | 0 | 0 | 0 | 0 | 0 | 0 | 0.011149 | 0.00043542
[79 empty] | WLDFR | HFTD - Distribution - Tier 3 - 5QU CoRE ¦ 3QU LoRE | Non-Red Flag Warning - Catastrophic Fires | 2032 | 0 | 0 | 0 | 0 | 15317.9909 | 247.273 | 9287.6491 | 5783.0689 | 0 | 0 | 0 | 2.7568 | 1.0284e-07 |  | 0 | 0 | 0 | 0 | 0 | 0 | 0 | 0 | 0 | 0 | 2.8351e-07 | Column30: 2.8351e-07 | [29 empty] | 7.3.2.1.3 Advanced weather monitoring and weather stations Weather StationsWLDFRElectric Reliability | WLDFR | HFTD - Distribution - Zone 1 - 5QU CoRE ¦ 1QU LoRE | Non-Red Flag Warning - Catastrophic Fires | 2021 | Electric Reliability | 222.2294 | 10.0154 | 2021 | Mitigation | 0.011149 | 10 | 0 | esc | 0.011149 | 2.4776 | 0.011149 | 2.4776 | 0 | 0 | 0 | 0
[79 empty] | WLDFR | HFTD - Distribution - Tier 3 - 5QU CoRE ¦ 3QU LoRE | Non-Red Flag Warning - Destructive Fires | 2020 | 0 | 0 | 0 | 0 | 8807.9522 | 222.2294 | 8585.7228 | 0 | 2.4776 | 0 | 0 | 0 | 1.1558e-07 |  | 0 | 2.8635e-07 | 2.8635e-07 | 0 | 0 | 0 | 0 | 0 | 0 | 0 | 0 | Column30: 0 | [29 empty] | 7.3.2.1.3 Advanced weather monitoring and weather stations Weather StationsWLDFRElectric Reliability | WLDFR | HFTD - Distribution - Zone 1 - 5QU CoRE ¦ 1QU LoRE | Non-Red Flag Warning - Catastrophic Fires | 2022 | Electric Reliability | 222.2294 | 10.0154 | 2022 | Mitigation | 0.011149 | 10 | 0 | esc | 0.011149 | 2.4776 | 0.011149 | 2.4776 | 0.011149 | 2.4776 | 0 | 0
[79 empty] | WLDFR | HFTD - Distribution - Tier 3 - 5QU CoRE ¦ 3QU LoRE | Non-Red Flag Warning - Destructive Fires | 2021 | 0 | 0 | 0 | 0 | 8807.9522 | 222.2294 | 8585.7228 | 0 | 2.4776 | 2.4776 | 0 | 0 | 1.1558e-07 |  | 0 | 2.8635e-07 | 2.8635e-07 | 0 | 2.8635e-07 | 2.8635e-07 | 0 | 0 | 0 | 0 | 0 | Column30: 0 | [29 empty] | 7.3.2.1.3 Advanced weather monitoring and weather stations Weather StationsWLDFRElectric Reliability | WLDFR | HFTD - Distribution - Zone 1 - 5QU CoRE ¦ 1QU LoRE | Non-Red Flag Warning - Catastrophic Fires | 2023 | Electric Reliability | 233.2301 | 10.0154 | 2023 | Mitigation | 0.011149 | 10 | 0 | esc | 0.011149 | 2.6002 | 0.011149 | 2.6002 | 0.011149 | 2.6002 | 0.011149 | 2.6002
[79 empty] | WLDFR | HFTD - Distribution - Tier 3 - 5QU CoRE ¦ 3QU LoRE | Non-Red Flag Warning - Destructive Fires | 2022 | 0 | 0 | 0 | 0 | 8807.9522 | 222.2294 | 8585.7228 | 0 | 2.4776 | 2.4776 | 2.4776 | 0 | 1.1558e-07 |  | 0 | 2.8635e-07 | 2.8635e-07 | 0 | 2.8635e-07 | 2.8635e-07 | 0 | 2.8635e-07 | 2.8635e-07 | 0 | 0 | Column30: 0 | [29 empty] | 7.3.2.1.3 Advanced weather monitoring and weather stations Weather StationsWLDFRElectric Reliability | WLDFR | HFTD - Distribution - Zone 1 - 5QU CoRE ¦ 1QU LoRE | Non-Red Flag Warning - Catastrophic Fires | 2024 | Electric Reliability | 233.2301 | 10.0154 | 2024 | Mitigation | 0.011149 | 10 | 0 | esc | 0.011149 | 2.6002 | 0.011149 | 2.6002 | 0.011149 | 2.6002 | 0.011149 | 2.6002
[79 empty] | WLDFR | HFTD - Distribution - Tier 3 - 5QU CoRE ¦ 3QU LoRE | Non-Red Flag Warning - Destructive Fires | 2023 | 0 | 0 | 0 | 0 | 9129.7461 | 233.2301 | 8896.516 | 0 | 2.6002 | 2.6002 | 2.6002 | 2.6002 | 1.1558e-07 |  | 0 | 3.0053e-07 | 3.0053e-07 | 0 | 3.0053e-07 | 3.0053e-07 | 0 | 3.0053e-07 | 3.0053e-07 | 0 | 3.0053e-07 | Column30: 3.0053e-07 | [29 empty] | 7.3.2.1.3 Advanced weather monitoring and weather stations Weather StationsWLDFRElectric Reliability | WLDFR | HFTD - Distribution - Zone 1 - 5QU CoRE ¦ 1QU LoRE | Non-Red Flag Warning - Catastrophic Fires | 2025 | Electric Reliability | 233.2301 | 10.0154 | 2025 | Mitigation | 0.011149 | 10 | 0 | esc | 0.011149 | 2.6002 | 0.011149 | 2.6002 | 0.011149 | 2.6002 | 0.011149 | 2.6002
[79 empty] | WLDFR | HFTD - Distribution - Tier 3 - 5QU CoRE ¦ 3QU LoRE | Non-Red Flag Warning - Destructive Fires | 2024 | 0 | 0 | 0 | 0 | 9129.7461 | 233.2301 | 8896.516 | 0 | 2.6002 | 2.6002 | 2.6002 | 2.6002 | 1.1558e-07 |  | 0 | 3.0053e-07 | 3.0053e-07 | 0 | 3.0053e-07 | 3.0053e-07 | 0 | 3.0053e-07 | 3.0053e-07 | 0 | 3.0053e-07 | Column30: 3.0053e-07 | [29 empty] | 7.3.2.1.3 Advanced weather monitoring and weather stations Weather StationsWLDFRElectric Reliability | WLDFR | HFTD - Distribution - Zone 1 - 5QU CoRE ¦ 1QU LoRE | Non-Red Flag Warning - Catastrophic Fires | 2026 | Electric Reliability | 233.2301 | 10.0154 | 2026 | Mitigation | 0.011149 | 10 | 0 | esc | 0.011149 | 2.6002 | 0.011149 | 2.6002 | 0.011149 | 2.6002 | 0.011149 | 2.6002
[79 empty] | WLDFR | HFTD - Distribution - Tier 3 - 5QU CoRE ¦ 3QU LoRE | Non-Red Flag Warning - Destructive Fires | 2025 | 0 | 0 | 0 | 0 | 9129.7461 | 233.2301 | 8896.516 | 0 | 2.6002 | 2.6002 | 2.6002 | 2.6002 | 1.1558e-07 |  | 0 | 3.0053e-07 | 3.0053e-07 | 0 | 3.0053e-07 | 3.0053e-07 | 0 | 3.0053e-07 | 3.0053e-07 | 0 | 3.0053e-07 | Column30: 3.0053e-07 | [29 empty] | 7.3.2.1.3 Advanced weather monitoring and weather stations Weather StationsWLDFRElectric Reliability | WLDFR | HFTD - Distribution - Zone 1 - 5QU CoRE ¦ 1QU LoRE | Non-Red Flag Warning - Catastrophic Fires | 2027 | Electric Reliability | 233.2301 | 10.0154 | 2027 | Mitigation | 0.011149 | 10 | 0 | esc | 0.011149 | 2.6002 | 0.011149 | 2.6002 | 0.011149 | 2.6002 | 0.011149 | 2.6002
[79 empty] | WLDFR | HFTD - Distribution - Tier 3 - 5QU CoRE ¦ 3QU LoRE | Non-Red Flag Warning - Destructive Fires | 2026 | 0 | 0 | 0 | 0 | 9129.7461 | 233.2301 | 8896.516 | 0 | 2.6002 | 2.6002 | 2.6002 | 2.6002 | 1.1558e-07 |  | 0 | 3.0053e-07 | 3.0053e-07 | 0 | 3.0053e-07 | 3.0053e-07 | 0 | 3.0053e-07 | 3.0053e-07 | 0 | 3.0053e-07 | Column30: 3.0053e-07 | [29 empty] | 7.3.2.1.3 Advanced weather monitoring and weather stations Weather StationsWLDFRElectric Reliability | WLDFR | HFTD - Distribution - Zone 1 - 5QU CoRE ¦ 1QU LoRE | Non-Red Flag Warning - Catastrophic Fires | 2028 | Electric Reliability | 247.273 | 10.0154 | 2028 | Mitigation | 0.011149 | 10 | 0 | esc | 0.011149 | 2.7568 | 0.011149 | 2.7568 | 0.011149 | 2.7568 | 0.011149 | 2.7568
[79 empty] | WLDFR | HFTD - Distribution - Tier 3 - 5QU CoRE ¦ 3QU LoRE | Non-Red Flag Warning - Destructive Fires | 2027 | 0 | 0 | 0 | 0 | 9129.7461 | 233.2301 | 8896.516 | 0 | 2.6002 | 2.6002 | 2.6002 | 2.6002 | 1.1558e-07 |  | 0 | 3.0053e-07 | 3.0053e-07 | 0 | 3.0053e-07 | 3.0053e-07 | 0 | 3.0053e-07 | 3.0053e-07 | 0 | 3.0053e-07 | Column30: 3.0053e-07 | [29 empty] | 7.3.2.1.3 Advanced weather monitoring and weather stations Weather StationsWLDFRElectric Reliability | WLDFR | HFTD - Distribution - Zone 1 - 5QU CoRE ¦ 1QU LoRE | Non-Red Flag Warning - Catastrophic Fires | 2029 | Electric Reliability | 247.273 | 10.0154 | 2029 | Mitigation | 0.011149 | 10 | 0 | esc | 0.011149 | 2.7568 | 0.011149 | 2.7568 | 0.011149 | 2.7568 | 0.011149 | 2.7568
[79 empty] | WLDFR | HFTD - Distribution - Tier 3 - 5QU CoRE ¦ 3QU LoRE | Non-Red Flag Warning - Destructive Fires | 2028 | 0 | 0 | 0 | 0 | 9534.9221 | 247.273 | 9287.6491 | 0 | 2.7568 | 2.7568 | 2.7568 | 2.7568 | 1.1558e-07 |  | 0 | 3.1862e-07 | 3.1862e-07 | 0 | 3.1862e-07 | 3.1862e-07 | 0 | 3.1862e-07 | 3.1862e-07 | 0 | 3.1862e-07 | Column30: 3.1862e-07 | [29 empty] | 7.3.2.1.3 Advanced weather monitoring and weather stations Weather StationsWLDFRElectric Reliability | WLDFR | HFTD - Distribution - Zone 1 - 5QU CoRE ¦ 1QU LoRE | Non-Red Flag Warning - Catastrophic Fires | 2030 | Electric Reliability | 247.273 | 10.0154 | 2030 | Mitigation | 0.011149 | 10 | 0 | esc | 0 | 0 | 0.011149 | 2.7568 | 0.011149 | 2.7568 | 0.011149 | 2.7568
[79 empty] | WLDFR | HFTD - Distribution - Tier 3 - 5QU CoRE ¦ 3QU LoRE | Non-Red Flag Warning - Destructive Fires | 2029 | 0 | 0 | 0 | 0 | 9534.9221 | 247.273 | 9287.6491 | 0 | 2.7568 | 2.7568 | 2.7568 | 2.7568 | 1.1558e-07 |  | 0 | 3.1862e-07 | 3.1862e-07 | 0 | 3.1862e-07 | 3.1862e-07 | 0 | 3.1862e-07 | 3.1862e-07 | 0 | 3.1862e-07 | Column30: 3.1862e-07 | [29 empty] | 7.3.2.1.3 Advanced weather monitoring and weather stations Weather StationsWLDFRElectric Reliability | WLDFR | HFTD - Distribution - Zone 1 - 5QU CoRE ¦ 1QU LoRE | Non-Red Flag Warning - Catastrophic Fires | 2031 | Electric Reliability | 247.273 | 10.0154 | 2031 | Mitigation | 0.011149 | 10 | 0 | esc | 0 | 0 | 0 | 0 | 0.011149 | 2.7568 | 0.011149 | 2.7568
[79 empty] | WLDFR | HFTD - Distribution - Tier 3 - 5QU CoRE ¦ 3QU LoRE | Non-Red Flag Warning - Destructive Fires | 2030 | 0 | 0 | 0 | 0 | 9534.9221 | 247.273 | 9287.6491 | 0 | 0 | 2.7568 | 2.7568 | 2.7568 | 1.1558e-07 |  | 0 | 0 | 0 | 0 | 3.1862e-07 | 3.1862e-07 | 0 | 3.1862e-07 | 3.1862e-07 | 0 | 3.1862e-07 | Column30: 3.1862e-07 | [29 empty] | 7.3.2.1.3 Advanced weather monitoring and weather stations Weather StationsWLDFRElectric Reliability | WLDFR | HFTD - Distribution - Zone 1 - 5QU CoRE ¦ 1QU LoRE | Non-Red Flag Warning - Catastrophic Fires | 2032 | Electric Reliability | 247.273 | 10.0154 | 2032 | Mitigation | 0.011149 | 10 | 0 | esc | 0 | 0 | 0 | 0 | 0 | 0 | 0.011149 | 2.7568
[79 empty] | WLDFR | HFTD - Distribution - Tier 3 - 5QU CoRE ¦ 3QU LoRE | Non-Red Flag Warning - Destructive Fires | 2031 | 0 | 0 | 0 | 0 | 9534.9221 | 247.273 | 9287.6491 | 0 | 0 | 0 | 2.7568 | 2.7568 | 1.1558e-07 |  | 0 | 0 | 0 | 0 | 0 | 0 | 0 | 3.1862e-07 | 3.1862e-07 | 0 | 3.1862e-07 | Column30: 3.1862e-07 | [29 empty] | 7.3.2.1.3 Advanced weather monitoring and weather stations Weather StationsWLDFRElectric Reliability | WLDFR | HFTD - Distribution - Zone 1 - 5QU CoRE ¦ 1QU LoRE | Non-Red Flag Warning - Destructive Fires | 2021 | Electric Reliability | 222.2294 | 10.0154 | 2021 | Mitigation | 0.011149 | 10 | 0 | esc | 0.011149 | 2.4776 | 0.011149 | 2.4776 | 0 | 0 | 0 | 0
[79 empty] | WLDFR | HFTD - Distribution - Tier 3 - 5QU CoRE ¦ 3QU LoRE | Non-Red Flag Warning - Destructive Fires | 2032 | 0 | 0 | 0 | 0 | 9534.9221 | 247.273 | 9287.6491 | 0 | 0 | 0 | 0 | 2.7568 | 1.1558e-07 |  | 0 | 0 | 0 | 0 | 0 | 0 | 0 | 0 | 0 | 0 | 3.1862e-07 | Column30: 3.1862e-07 | [29 empty] | 7.3.2.1.3 Advanced weather monitoring and weather stations Weather StationsWLDFRElectric Reliability | WLDFR | HFTD - Distribution - Zone 1 - 5QU CoRE ¦ 1QU LoRE | Non-Red Flag Warning - Destructive Fires | 2022 | Electric Reliability | 222.2294 | 10.0154 | 2022 | Mitigation | 0.011149 | 10 | 0 | esc | 0.011149 | 2.4776 | 0.011149 | 2.4776 | 0.011149 | 2.4776 | 0 | 0
[79 empty] | WLDFR | HFTD - Distribution - Tier 3 - 5QU CoRE ¦ 3QU LoRE | Non-Red Flag Warning - Large Fires | 2020 | 0 | 0 | 0 | 0 | 5.2406 | 0.69642 | 2.942 | 1.6022 | 0.0077642 | 0 | 0 | 0 | 1.0646e-05 |  | 0 | 8.2657e-08 | 8.2657e-08 | 0 | 0 | 0 | 0 | 0 | 0 | 0 | 0 | Column30: 0 | [29 empty] | 7.3.2.1.3 Advanced weather monitoring and weather stations Weather StationsWLDFRElectric Reliability | WLDFR | HFTD - Distribution - Zone 1 - 5QU CoRE ¦ 1QU LoRE | Non-Red Flag Warning - Destructive Fires | 2023 | Electric Reliability | 233.2301 | 10.0154 | 2023 | Mitigation | 0.011149 | 10 | 0 | esc | 0.011149 | 2.6002 | 0.011149 | 2.6002 | 0.011149 | 2.6002 | 0.011149 | 2.6002
[79 empty] | WLDFR | HFTD - Distribution - Tier 3 - 5QU CoRE ¦ 3QU LoRE | Non-Red Flag Warning - Large Fires | 2021 | 0 | 0 | 0 | 0 | 5.2406 | 0.69642 | 2.942 | 1.6022 | 0.0077642 | 0.0077642 | 0 | 0 | 1.0646e-05 |  | 0 | 8.2657e-08 | 8.2657e-08 | 0 | 8.2657e-08 | 8.2657e-08 | 0 | 0 | 0 | 0 | 0 | Column30: 0 | [29 empty] | 7.3.2.1.3 Advanced weather monitoring and weather stations Weather StationsWLDFRElectric Reliability | WLDFR | HFTD - Distribution - Zone 1 - 5QU CoRE ¦ 1QU LoRE | Non-Red Flag Warning - Destructive Fires | 2024 | Electric Reliability | 233.2301 | 10.0154 | 2024 | Mitigation | 0.011149 | 10 | 0 | esc | 0.011149 | 2.6002 | 0.011149 | 2.6002 | 0.011149 | 2.6002 | 0.011149 | 2.6002
[79 empty] | WLDFR | HFTD - Distribution - Tier 3 - 5QU CoRE ¦ 3QU LoRE | Non-Red Flag Warning - Large Fires | 2022 | 0 | 0 | 0 | 0 | 5.2406 | 0.69642 | 2.942 | 1.6022 | 0.0077642 | 0.0077642 | 0.0077642 | 0 | 1.0646e-05 |  | 0 | 8.2657e-08 | 8.2657e-08 | 0 | 8.2657e-08 | 8.2657e-08 | 0 | 8.2657e-08 | 8.2657e-08 | 0 | 0 | Column30: 0 | [29 empty] | 7.3.2.1.3 Advanced weather monitoring and weather stations Weather StationsWLDFRElectric Reliability | WLDFR | HFTD - Distribution - Zone 1 - 5QU CoRE ¦ 1QU LoRE | Non-Red Flag Warning - Destructive Fires | 2025 | Electric Reliability | 233.2301 | 10.0154 | 2025 | Mitigation | 0.011149 | 10 | 0 | esc | 0.011149 | 2.6002 | 0.011149 | 2.6002 | 0.011149 | 2.6002 | 0.011149 | 2.6002
[79 empty] | WLDFR | HFTD - Distribution - Tier 3 - 5QU CoRE ¦ 3QU LoRE | Non-Red Flag Warning - Large Fires | 2023 | 0 | 0 | 0 | 0 | 5.475 | 0.71896 | 3.0715 | 1.6846 | 0.0080156 | 0.0080156 | 0.0080156 | 0.0080156 | 1.0646e-05 |  | 0 | 8.5332e-08 | 8.5332e-08 | 0 | 8.5332e-08 | 8.5332e-08 | 0 | 8.5332e-08 | 8.5332e-08 | 0 | 8.5332e-08 | Column30: 8.5332e-08 | [29 empty] | 7.3.2.1.3 Advanced weather monitoring and weather stations Weather StationsWLDFRElectric Reliability | WLDFR | HFTD - Distribution - Zone 1 - 5QU CoRE ¦ 1QU LoRE | Non-Red Flag Warning - Destructive Fires | 2026 | Electric Reliability | 233.2301 | 10.0154 | 2026 | Mitigation | 0.011149 | 10 | 0 | esc | 0.011149 | 2.6002 | 0.011149 | 2.6002 | 0.011149 | 2.6002 | 0.011149 | 2.6002
[79 empty] | WLDFR | HFTD - Distribution - Tier 3 - 5QU CoRE ¦ 3QU LoRE | Non-Red Flag Warning - Large Fires | 2024 | 0 | 0 | 0 | 0 | 5.475 | 0.71896 | 3.0715 | 1.6846 | 0.0080156 | 0.0080156 | 0.0080156 | 0.0080156 | 1.0646e-05 |  | 0 | 8.5332e-08 | 8.5332e-08 | 0 | 8.5332e-08 | 8.5332e-08 | 0 | 8.5332e-08 | 8.5332e-08 | 0 | 8.5332e-08 | Column30: 8.5332e-08 | [29 empty] | 7.3.2.1.3 Advanced weather monitoring and weather stations Weather StationsWLDFRElectric Reliability | WLDFR | HFTD - Distribution - Zone 1 - 5QU CoRE ¦ 1QU LoRE | Non-Red Flag Warning - Destructive Fires | 2027 | Electric Reliability | 233.2301 | 10.0154 | 2027 | Mitigation | 0.011149 | 10 | 0 | esc | 0.011149 | 2.6002 | 0.011149 | 2.6002 | 0.011149 | 2.6002 | 0.011149 | 2.6002
[79 empty] | WLDFR | HFTD - Distribution - Tier 3 - 5QU CoRE ¦ 3QU LoRE | Non-Red Flag Warning - Large Fires | 2025 | 0 | 0 | 0 | 0 | 5.475 | 0.71896 | 3.0715 | 1.6846 | 0.0080156 | 0.0080156 | 0.0080156 | 0.0080156 | 1.0646e-05 |  | 0 | 8.5332e-08 | 8.5332e-08 | 0 | 8.5332e-08 | 8.5332e-08 | 0 | 8.5332e-08 | 8.5332e-08 | 0 | 8.5332e-08 | Column30: 8.5332e-08 | [29 empty] | 7.3.2.1.3 Advanced weather monitoring and weather stations Weather StationsWLDFRElectric Reliability | WLDFR | HFTD - Distribution - Zone 1 - 5QU CoRE ¦ 1QU LoRE | Non-Red Flag Warning - Destructive Fires | 2028 | Electric Reliability | 247.273 | 10.0154 | 2028 | Mitigation | 0.011149 | 10 | 0 | esc | 0.011149 | 2.7568 | 0.011149 | 2.7568 | 0.011149 | 2.7568 | 0.011149 | 2.7568
[79 empty] | WLDFR | HFTD - Distribution - Tier 3 - 5QU CoRE ¦ 3QU LoRE | Non-Red Flag Warning - Large Fires | 2026 | 0 | 0 | 0 | 0 | 5.475 | 0.71896 | 3.0715 | 1.6846 | 0.0080156 | 0.0080156 | 0.0080156 | 0.0080156 | 1.0646e-05 |  | 0 | 8.5332e-08 | 8.5332e-08 | 0 | 8.5332e-08 | 8.5332e-08 | 0 | 8.5332e-08 | 8.5332e-08 | 0 | 8.5332e-08 | Column30: 8.5332e-08 | [29 empty] | 7.3.2.1.3 Advanced weather monitoring and weather stations Weather StationsWLDFRElectric Reliability | WLDFR | HFTD - Distribution - Zone 1 - 5QU CoRE ¦ 1QU LoRE | Non-Red Flag Warning - Destructive Fires | 2029 | Electric Reliability | 247.273 | 10.0154 | 2029 | Mitigation | 0.011149 | 10 | 0 | esc | 0.011149 | 2.7568 | 0.011149 | 2.7568 | 0.011149 | 2.7568 | 0.011149 | 2.7568
[79 empty] | WLDFR | HFTD - Distribution - Tier 3 - 5QU CoRE ¦ 3QU LoRE | Non-Red Flag Warning - Large Fires | 2027 | 0 | 0 | 0 | 0 | 5.475 | 0.71896 | 3.0715 | 1.6846 | 0.0080156 | 0.0080156 | 0.0080156 | 0.0080156 | 1.0646e-05 |  | 0 | 8.5332e-08 | 8.5332e-08 | 0 | 8.5332e-08 | 8.5332e-08 | 0 | 8.5332e-08 | 8.5332e-08 | 0 | 8.5332e-08 | Column30: 8.5332e-08 | [29 empty] | 7.3.2.1.3 Advanced weather monitoring and weather stations Weather StationsWLDFRElectric Reliability | WLDFR | HFTD - Distribution - Zone 1 - 5QU CoRE ¦ 1QU LoRE | Non-Red Flag Warning - Destructive Fires | 2030 | Electric Reliability | 247.273 | 10.0154 | 2030 | Mitigation | 0.011149 | 10 | 0 | esc | 0 | 0 | 0.011149 | 2.7568 | 0.011149 | 2.7568 | 0.011149 | 2.7568
[79 empty] | WLDFR | HFTD - Distribution - Tier 3 - 5QU CoRE ¦ 3QU LoRE | Non-Red Flag Warning - Large Fires | 2028 | 0 | 0 | 0 | 0 | 5.777 | 0.74734 | 3.238 | 1.7917 | 0.0083319 | 0.0083319 | 0.0083319 | 0.0083319 | 1.0646e-05 |  | 0 | 8.87e-08 | 8.87e-08 | 0 | 8.87e-08 | 8.87e-08 | 0 | 8.87e-08 | 8.87e-08 | 0 | 8.87e-08 | Column30: 8.87e-08 | [29 empty] | 7.3.2.1.3 Advanced weather monitoring and weather stations Weather StationsWLDFRElectric Reliability | WLDFR | HFTD - Distribution - Zone 1 - 5QU CoRE ¦ 1QU LoRE | Non-Red Flag Warning - Destructive Fires | 2031 | Electric Reliability | 247.273 | 10.0154 | 2031 | Mitigation | 0.011149 | 10 | 0 | esc | 0 | 0 | 0 | 0 | 0.011149 | 2.7568 | 0.011149 | 2.7568
[79 empty] | WLDFR | HFTD - Distribution - Tier 3 - 5QU CoRE ¦ 3QU LoRE | Non-Red Flag Warning - Large Fires | 2029 | 0 | 0 | 0 | 0 | 5.777 | 0.74734 | 3.238 | 1.7917 | 0.0083319 | 0.0083319 | 0.0083319 | 0.0083319 | 1.0646e-05 |  | 0 | 8.87e-08 | 8.87e-08 | 0 | 8.87e-08 | 8.87e-08 | 0 | 8.87e-08 | 8.87e-08 | 0 | 8.87e-08 | Column30: 8.87e-08 | [29 empty] | 7.3.2.1.3 Advanced weather monitoring and weather stations Weather StationsWLDFRElectric Reliability | WLDFR | HFTD - Distribution - Zone 1 - 5QU CoRE ¦ 1QU LoRE | Non-Red Flag Warning - Destructive Fires | 2032 | Electric Reliability | 247.273 | 10.0154 | 2032 | Mitigation | 0.011149 | 10 | 0 | esc | 0 | 0 | 0 | 0 | 0 | 0 | 0.011149 | 2.7568
[79 empty] | WLDFR | HFTD - Distribution - Tier 3 - 5QU CoRE ¦ 3QU LoRE | Non-Red Flag Warning - Large Fires | 2030 | 0 | 0 | 0 | 0 | 5.777 | 0.74734 | 3.238 | 1.7917 | 0 | 0.0083319 | 0.0083319 | 0.0083319 | 1.0646e-05 |  | 0 | 0 | 0 | 0 | 8.87e-08 | 8.87e-08 | 0 | 8.87e-08 | 8.87e-08 | 0 | 8.87e-08 | Column30: 8.87e-08 | [29 empty] | 7.3.2.1.3 Advanced weather monitoring and weather stations Weather StationsWLDFRElectric Reliability | WLDFR | HFTD - Distribution - Zone 1 - 5QU CoRE ¦ 1QU LoRE | Non-Red Flag Warning - Large Fires | 2021 | Electric Reliability | 0.69642 | 10.0154 | 2021 | Mitigation | 0.011149 | 10 | 0 | esc | 0.011149 | 0.0077642 | 0.011149 | 0.0077642 | 0 | 0 | 0 | 0
[79 empty] | WLDFR | HFTD - Distribution - Tier 3 - 5QU CoRE ¦ 3QU LoRE | Non-Red Flag Warning - Large Fires | 2031 | 0 | 0 | 0 | 0 | 5.777 | 0.74734 | 3.238 | 1.7917 | 0 | 0 | 0.0083319 | 0.0083319 | 1.0646e-05 |  | 0 | 0 | 0 | 0 | 0 | 0 | 0 | 8.87e-08 | 8.87e-08 | 0 | 8.87e-08 | Column30: 8.87e-08 | [29 empty] | 7.3.2.1.3 Advanced weather monitoring and weather stations Weather StationsWLDFRElectric Reliability | WLDFR | HFTD - Distribution - Zone 1 - 5QU CoRE ¦ 1QU LoRE | Non-Red Flag Warning - Large Fires | 2022 | Electric Reliability | 0.69642 | 10.0154 | 2022 | Mitigation | 0.011149 | 10 | 0 | esc | 0.011149 | 0.0077642 | 0.011149 | 0.0077642 | 0.011149 | 0.0077642 | 0 | 0
[79 empty] | WLDFR | HFTD - Distribution - Tier 3 - 5QU CoRE ¦ 3QU LoRE | Non-Red Flag Warning - Large Fires | 2032 | 0 | 0 | 0 | 0 | 5.777 | 0.74734 | 3.238 | 1.7917 | 0 | 0 | 0 | 0.0083319 | 1.0646e-05 |  | 0 | 0 | 0 | 0 | 0 | 0 | 0 | 0 | 0 | 0 | 8.87e-08 | Column30: 8.87e-08 | [29 empty] | 7.3.2.1.3 Advanced weather monitoring and weather stations Weather StationsWLDFRElectric Reliability | WLDFR | HFTD - Distribution - Zone 1 - 5QU CoRE ¦ 1QU LoRE | Non-Red Flag Warning - Large Fires | 2023 | Electric Reliability | 0.71896 | 10.0154 | 2023 | Mitigation | 0.011149 | 10 | 0 | esc | 0.011149 | 0.0080156 | 0.011149 | 0.0080156 | 0.011149 | 0.0080156 | 0.011149 | 0.0080156
[79 empty] | WLDFR | HFTD - Distribution - Tier 3 - 5QU CoRE ¦ 3QU LoRE | Non-Red Flag Warning - Small Fires | 2020 | 0 | 0 | 0 | 0 | 0.077901 | 0.036425 | 0.0015809 | 0.039895 | 0.0004061 | 0 | 0 | 0 | 0.0044835 |  | 0 | 1.8207e-06 | 1.8207e-06 | 0 | 0 | 0 | 0 | 0 | 0 | 0 | 0 | Column30: 0 | [29 empty] | 7.3.2.1.3 Advanced weather monitoring and weather stations Weather StationsWLDFRElectric Reliability | WLDFR | HFTD - Distribution - Zone 1 - 5QU CoRE ¦ 1QU LoRE | Non-Red Flag Warning - Large Fires | 2024 | Electric Reliability | 0.71896 | 10.0154 | 2024 | Mitigation | 0.011149 | 10 | 0 | esc | 0.011149 | 0.0080156 | 0.011149 | 0.0080156 | 0.011149 | 0.0080156 | 0.011149 | 0.0080156
[79 empty] | WLDFR | HFTD - Distribution - Tier 3 - 5QU CoRE ¦ 3QU LoRE | Non-Red Flag Warning - Small Fires | 2021 | 0 | 0 | 0 | 0 | 0.077901 | 0.036425 | 0.0015809 | 0.039895 | 0.0004061 | 0.0004061 | 0 | 0 | 0.0044835 |  | 0 | 1.8207e-06 | 1.8207e-06 | 0 | 1.8207e-06 | 1.8207e-06 | 0 | 0 | 0 | 0 | 0 | Column30: 0 | [29 empty] | 7.3.2.1.3 Advanced weather monitoring and weather stations Weather StationsWLDFRElectric Reliability | WLDFR | HFTD - Distribution - Zone 1 - 5QU CoRE ¦ 1QU LoRE | Non-Red Flag Warning - Large Fires | 2025 | Electric Reliability | 0.71896 | 10.0154 | 2025 | Mitigation | 0.011149 | 10 | 0 | esc | 0.011149 | 0.0080156 | 0.011149 | 0.0080156 | 0.011149 | 0.0080156 | 0.011149 | 0.0080156
[79 empty] | WLDFR | HFTD - Distribution - Tier 3 - 5QU CoRE ¦ 3QU LoRE | Non-Red Flag Warning - Small Fires | 2022 | 0 | 0 | 0 | 0 | 0.077901 | 0.036425 | 0.0015809 | 0.039895 | 0.0004061 | 0.0004061 | 0.0004061 | 0 | 0.0044835 |  | 0 | 1.8207e-06 | 1.8207e-06 | 0 | 1.8207e-06 | 1.8207e-06 | 0 | 1.8207e-06 | 1.8207e-06 | 0 | 0 | Column30: 0 | [29 empty] | 7.3.2.1.3 Advanced weather monitoring and weather stations Weather StationsWLDFRElectric Reliability | WLDFR | HFTD - Distribution - Zone 1 - 5QU CoRE ¦ 1QU LoRE | Non-Red Flag Warning - Large Fires | 2026 | Electric Reliability | 0.71896 | 10.0154 | 2026 | Mitigation | 0.011149 | 10 | 0 | esc | 0.011149 | 0.0080156 | 0.011149 | 0.0080156 | 0.011149 | 0.0080156 | 0.011149 | 0.0080156
[79 empty] | WLDFR | HFTD - Distribution - Tier 3 - 5QU CoRE ¦ 3QU LoRE | Non-Red Flag Warning - Small Fires | 2023 | 0 | 0 | 0 | 0 | 0.080408 | 0.03759 | 0.0016314 | 0.041187 | 0.00041909 | 0.00041909 | 0.00041909 | 0.00041909 | 0.0044835 |  | 0 | 1.879e-06 | 1.879e-06 | 0 | 1.879e-06 | 1.879e-06 | 0 | 1.879e-06 | 1.879e-06 | 0 | 1.879e-06 | Column30: 1.879e-06 | [29 empty] | 7.3.2.1.3 Advanced weather monitoring and weather stations Weather StationsWLDFRElectric Reliability | WLDFR | HFTD - Distribution - Zone 1 - 5QU CoRE ¦ 1QU LoRE | Non-Red Flag Warning - Large Fires | 2027 | Electric Reliability | 0.71896 | 10.0154 | 2027 | Mitigation | 0.011149 | 10 | 0 | esc | 0.011149 | 0.0080156 | 0.011149 | 0.0080156 | 0.011149 | 0.0080156 | 0.011149 | 0.0080156
[79 empty] | WLDFR | HFTD - Distribution - Tier 3 - 5QU CoRE ¦ 3QU LoRE | Non-Red Flag Warning - Small Fires | 2024 | 0 | 0 | 0 | 0 | 0.080408 | 0.03759 | 0.0016314 | 0.041187 | 0.00041909 | 0.00041909 | 0.00041909 | 0.00041909 | 0.0044835 |  | 0 | 1.879e-06 | 1.879e-06 | 0 | 1.879e-06 | 1.879e-06 | 0 | 1.879e-06 | 1.879e-06 | 0 | 1.879e-06 | Column30: 1.879e-06 | [29 empty] | 7.3.2.1.3 Advanced weather monitoring and weather stations Weather StationsWLDFRElectric Reliability | WLDFR | HFTD - Distribution - Zone 1 - 5QU CoRE ¦ 1QU LoRE | Non-Red Flag Warning - Large Fires | 2028 | Electric Reliability | 0.74734 | 10.0154 | 2028 | Mitigation | 0.011149 | 10 | 0 | esc | 0.011149 | 0.0083319 | 0.011149 | 0.0083319 | 0.011149 | 0.0083319 | 0.011149 | 0.0083319
[79 empty] | WLDFR | HFTD - Distribution - Tier 3 - 5QU CoRE ¦ 3QU LoRE | Non-Red Flag Warning - Small Fires | 2025 | 0 | 0 | 0 | 0 | 0.080408 | 0.03759 | 0.0016314 | 0.041187 | 0.00041909 | 0.00041909 | 0.00041909 | 0.00041909 | 0.0044835 |  | 0 | 1.879e-06 | 1.879e-06 | 0 | 1.879e-06 | 1.879e-06 | 0 | 1.879e-06 | 1.879e-06 | 0 | 1.879e-06 | Column30: 1.879e-06 | [29 empty] | 7.3.2.1.3 Advanced weather monitoring and weather stations Weather StationsWLDFRElectric Reliability | WLDFR | HFTD - Distribution - Zone 1 - 5QU CoRE ¦ 1QU LoRE | Non-Red Flag Warning - Large Fires | 2029 | Electric Reliability | 0.74734 | 10.0154 | 2029 | Mitigation | 0.011149 | 10 | 0 | esc | 0.011149 | 0.0083319 | 0.011149 | 0.0083319 | 0.011149 | 0.0083319 | 0.011149 | 0.0083319
[79 empty] | WLDFR | HFTD - Distribution - Tier 3 - 5QU CoRE ¦ 3QU LoRE | Non-Red Flag Warning - Small Fires | 2026 | 0 | 0 | 0 | 0 | 0.080408 | 0.03759 | 0.0016314 | 0.041187 | 0.00041909 | 0.00041909 | 0.00041909 | 0.00041909 | 0.0044835 |  | 0 | 1.879e-06 | 1.879e-06 | 0 | 1.879e-06 | 1.879e-06 | 0 | 1.879e-06 | 1.879e-06 | 0 | 1.879e-06 | Column30: 1.879e-06 | [29 empty] | 7.3.2.1.3 Advanced weather monitoring and weather stations Weather StationsWLDFRElectric Reliability | WLDFR | HFTD - Distribution - Zone 1 - 5QU CoRE ¦ 1QU LoRE | Non-Red Flag Warning - Large Fires | 2030 | Electric Reliability | 0.74734 | 10.0154 | 2030 | Mitigation | 0.011149 | 10 | 0 | esc | 0 | 0 | 0.011149 | 0.0083319 | 0.011149 | 0.0083319 | 0.011149 | 0.0083319
[79 empty] | WLDFR | HFTD - Distribution - Tier 3 - 5QU CoRE ¦ 3QU LoRE | Non-Red Flag Warning - Small Fires | 2027 | 0 | 0 | 0 | 0 | 0.080408 | 0.03759 | 0.0016314 | 0.041187 | 0.00041909 | 0.00041909 | 0.00041909 | 0.00041909 | 0.0044835 |  | 0 | 1.879e-06 | 1.879e-06 | 0 | 1.879e-06 | 1.879e-06 | 0 | 1.879e-06 | 1.879e-06 | 0 | 1.879e-06 | Column30: 1.879e-06 | [29 empty] | 7.3.2.1.3 Advanced weather monitoring and weather stations Weather StationsWLDFRElectric Reliability | WLDFR | HFTD - Distribution - Zone 1 - 5QU CoRE ¦ 1QU LoRE | Non-Red Flag Warning - Large Fires | 2031 | Electric Reliability | 0.74734 | 10.0154 | 2031 | Mitigation | 0.011149 | 10 | 0 | esc | 0 | 0 | 0 | 0 | 0.011149 | 0.0083319 | 0.011149 | 0.0083319
[79 empty] | WLDFR | HFTD - Distribution - Tier 3 - 5QU CoRE ¦ 3QU LoRE | Non-Red Flag Warning - Small Fires | 2028 | 0 | 0 | 0 | 0 | 0.083606 | 0.039055 | 0.001695 | 0.042856 | 0.00043542 | 0.00043542 | 0.00043542 | 0.00043542 | 0.0044835 |  | 0 | 1.9522e-06 | 1.9522e-06 | 0 | 1.9522e-06 | 1.9522e-06 | 0 | 1.9522e-06 | 1.9522e-06 | 0 | 1.9522e-06 | Column30: 1.9522e-06 | [29 empty] | 7.3.2.1.3 Advanced weather monitoring and weather stations Weather StationsWLDFRElectric Reliability | WLDFR | HFTD - Distribution - Zone 1 - 5QU CoRE ¦ 1QU LoRE | Non-Red Flag Warning - Large Fires | 2032 | Electric Reliability | 0.74734 | 10.0154 | 2032 | Mitigation | 0.011149 | 10 | 0 | esc | 0 | 0 | 0 | 0 | 0 | 0 | 0.011149 | 0.0083319
[79 empty] | WLDFR | HFTD - Distribution - Tier 3 - 5QU CoRE ¦ 3QU LoRE | Non-Red Flag Warning - Small Fires | 2029 | 0 | 0 | 0 | 0 | 0.083606 | 0.039055 | 0.001695 | 0.042856 | 0.00043542 | 0.00043542 | 0.00043542 | 0.00043542 | 0.0044835 |  | 0 | 1.9522e-06 | 1.9522e-06 | 0 | 1.9522e-06 | 1.9522e-06 | 0 | 1.9522e-06 | 1.9522e-06 | 0 | 1.9522e-06 | Column30: 1.9522e-06 | [29 empty] | 7.3.2.1.3 Advanced weather monitoring and weather stations Weather StationsWLDFRElectric Reliability | WLDFR | HFTD - Distribution - Zone 1 - 5QU CoRE ¦ 1QU LoRE | Non-Red Flag Warning - Small Fires | 2021 | Electric Reliability | 0.036425 | 10.0154 | 2021 | Mitigation | 0.011149 | 10 | 0 | esc | 0.011149 | 0.0004061 | 0.011149 | 0.0004061 | 0 | 0 | 0 | 0
[79 empty] | WLDFR | HFTD - Distribution - Tier 3 - 5QU CoRE ¦ 3QU LoRE | Non-Red Flag Warning - Small Fires | 2030 | 0 | 0 | 0 | 0 | 0.083606 | 0.039055 | 0.001695 | 0.042856 | 0 | 0.00043542 | 0.00043542 | 0.00043542 | 0.0044835 |  | 0 | 0 | 0 | 0 | 1.9522e-06 | 1.9522e-06 | 0 | 1.9522e-06 | 1.9522e-06 | 0 | 1.9522e-06 | Column30: 1.9522e-06 | [29 empty] | 7.3.2.1.3 Advanced weather monitoring and weather stations Weather StationsWLDFRElectric Reliability | WLDFR | HFTD - Distribution - Zone 1 - 5QU CoRE ¦ 1QU LoRE | Non-Red Flag Warning - Small Fires | 2022 | Electric Reliability | 0.036425 | 10.0154 | 2022 | Mitigation | 0.011149 | 10 | 0 | esc | 0.011149 | 0.0004061 | 0.011149 | 0.0004061 | 0.011149 | 0.0004061 | 0 | 0
[79 empty] | WLDFR | HFTD - Distribution - Tier 3 - 5QU CoRE ¦ 3QU LoRE | Non-Red Flag Warning - Small Fires | 2031 | 0 | 0 | 0 | 0 | 0.083606 | 0.039055 | 0.001695 | 0.042856 | 0 | 0 | 0.00043542 | 0.00043542 | 0.0044835 |  | 0 | 0 | 0 | 0 | 0 | 0 | 0 | 1.9522e-06 | 1.9522e-06 | 0 | 1.9522e-06 | Column30: 1.9522e-06 | [29 empty] | 7.3.2.1.3 Advanced weather monitoring and weather stations Weather StationsWLDFRElectric Reliability | WLDFR | HFTD - Distribution - Zone 1 - 5QU CoRE ¦ 1QU LoRE | Non-Red Flag Warning - Small Fires | 2023 | Electric Reliability | 0.03759 | 10.0154 | 2023 | Mitigation | 0.011149 | 10 | 0 | esc | 0.011149 | 0.00041909 | 0.011149 | 0.00041909 | 0.011149 | 0.00041909 | 0.011149 | 0.00041909
[79 empty] | WLDFR | HFTD - Distribution - Tier 3 - 5QU CoRE ¦ 3QU LoRE | Non-Red Flag Warning - Small Fires | 2032 | 0 | 0 | 0 | 0 | 0.083606 | 0.039055 | 0.001695 | 0.042856 | 0 | 0 | 0 | 0.00043542 | 0.0044835 |  | 0 | 0 | 0 | 0 | 0 | 0 | 0 | 0 | 0 | 0 | 1.9522e-06 | Column30: 1.9522e-06 | [29 empty] | 7.3.2.1.3 Advanced weather monitoring and weather stations Weather StationsWLDFRElectric Reliability | WLDFR | HFTD - Distribution - Zone 1 - 5QU CoRE ¦ 1QU LoRE | Non-Red Flag Warning - Small Fires | 2024 | Electric Reliability | 0.03759 | 10.0154 | 2024 | Mitigation | 0.011149 | 10 | 0 | esc | 0.011149 | 0.00041909 | 0.011149 | 0.00041909 | 0.011149 | 0.00041909 | 0.011149 | 0.00041909
[79 empty] | WLDFR | HFTD - Distribution - Tier 3 - 5QU CoRE ¦ 3QU LoRE | Red Flag Warning - Catastrophic Fires | 2020 | 0 | 0 | 0 | 0 | 14146.1306 | 222.2294 | 8585.7228 | 5338.1784 | 2.4776 | 0 | 0 | 0 | 1.8781e-06 |  | 0 | 4.6532e-06 | 4.6532e-06 | 0 | 0 | 0 | 0 | 0 | 0 | 0 | 0 | Column30: 0 | [29 empty] | 7.3.2.1.3 Advanced weather monitoring and weather stations Weather StationsWLDFRElectric Reliability | WLDFR | HFTD - Distribution - Zone 1 - 5QU CoRE ¦ 1QU LoRE | Non-Red Flag Warning - Small Fires | 2025 | Electric Reliability | 0.03759 | 10.0154 | 2025 | Mitigation | 0.011149 | 10 | 0 | esc | 0.011149 | 0.00041909 | 0.011149 | 0.00041909 | 0.011149 | 0.00041909 | 0.011149 | 0.00041909
[79 empty] | WLDFR | HFTD - Distribution - Tier 3 - 5QU CoRE ¦ 3QU LoRE | Red Flag Warning - Catastrophic Fires | 2021 | 0 | 0 | 0 | 0 | 14146.1306 | 222.2294 | 8585.7228 | 5338.1784 | 2.4776 | 2.4776 | 0 | 0 | 1.8781e-06 |  | 0 | 4.6532e-06 | 4.6532e-06 | 0 | 4.6532e-06 | 4.6532e-06 | 0 | 0 | 0 | 0 | 0 | Column30: 0 | [29 empty] | 7.3.2.1.3 Advanced weather monitoring and weather stations Weather StationsWLDFRElectric Reliability | WLDFR | HFTD - Distribution - Zone 1 - 5QU CoRE ¦ 1QU LoRE | Non-Red Flag Warning - Small Fires | 2026 | Electric Reliability | 0.03759 | 10.0154 | 2026 | Mitigation | 0.011149 | 10 | 0 | esc | 0.011149 | 0.00041909 | 0.011149 | 0.00041909 | 0.011149 | 0.00041909 | 0.011149 | 0.00041909
[79 empty] | WLDFR | HFTD - Distribution - Tier 3 - 5QU CoRE ¦ 3QU LoRE | Red Flag Warning - Catastrophic Fires | 2022 | 0 | 0 | 0 | 0 | 14146.1306 | 222.2294 | 8585.7228 | 5338.1784 | 2.4776 | 2.4776 | 2.4776 | 0 | 1.8781e-06 |  | 0 | 4.6532e-06 | 4.6532e-06 | 0 | 4.6532e-06 | 4.6532e-06 | 0 | 4.6532e-06 | 4.6532e-06 | 0 | 0 | Column30: 0 | [29 empty] | 7.3.2.1.3 Advanced weather monitoring and weather stations Weather StationsWLDFRElectric Reliability | WLDFR | HFTD - Distribution - Zone 1 - 5QU CoRE ¦ 1QU LoRE | Non-Red Flag Warning - Small Fires | 2027 | Electric Reliability | 0.03759 | 10.0154 | 2027 | Mitigation | 0.011149 | 10 | 0 | esc | 0.011149 | 0.00041909 | 0.011149 | 0.00041909 | 0.011149 | 0.00041909 | 0.011149 | 0.00041909
[79 empty] | WLDFR | HFTD - Distribution - Tier 3 - 5QU CoRE ¦ 3QU LoRE | Red Flag Warning - Catastrophic Fires | 2023 | 0 | 0 | 0 | 0 | 14664.6376 | 233.2301 | 8896.516 | 5534.8915 | 2.6002 | 2.6002 | 2.6002 | 2.6002 | 1.8781e-06 |  | 0 | 4.8835e-06 | 4.8835e-06 | 0 | 4.8835e-06 | 4.8835e-06 | 0 | 4.8835e-06 | 4.8835e-06 | 0 | 4.8835e-06 | Column30: 4.8835e-06 | [29 empty] | 7.3.2.1.3 Advanced weather monitoring and weather stations Weather StationsWLDFRElectric Reliability | WLDFR | HFTD - Distribution - Zone 1 - 5QU CoRE ¦ 1QU LoRE | Non-Red Flag Warning - Small Fires | 2028 | Electric Reliability | 0.039055 | 10.0154 | 2028 | Mitigation | 0.011149 | 10 | 0 | esc | 0.011149 | 0.00043542 | 0.011149 | 0.00043542 | 0.011149 | 0.00043542 | 0.011149 | 0.00043542
[79 empty] | WLDFR | HFTD - Distribution - Tier 3 - 5QU CoRE ¦ 3QU LoRE | Red Flag Warning - Catastrophic Fires | 2024 | 0 | 0 | 0 | 0 | 14664.6376 | 233.2301 | 8896.516 | 5534.8915 | 2.6002 | 2.6002 | 2.6002 | 2.6002 | 1.8781e-06 |  | 0 | 4.8835e-06 | 4.8835e-06 | 0 | 4.8835e-06 | 4.8835e-06 | 0 | 4.8835e-06 | 4.8835e-06 | 0 | 4.8835e-06 | Column30: 4.8835e-06 | [29 empty] | 7.3.2.1.3 Advanced weather monitoring and weather stations Weather StationsWLDFRElectric Reliability | WLDFR | HFTD - Distribution - Zone 1 - 5QU CoRE ¦ 1QU LoRE | Non-Red Flag Warning - Small Fires | 2029 | Electric Reliability | 0.039055 | 10.0154 | 2029 | Mitigation | 0.011149 | 10 | 0 | esc | 0.011149 | 0.00043542 | 0.011149 | 0.00043542 | 0.011149 | 0.00043542 | 0.011149 | 0.00043542
[79 empty] | WLDFR | HFTD - Distribution - Tier 3 - 5QU CoRE ¦ 3QU LoRE | Red Flag Warning - Catastrophic Fires | 2025 | 0 | 0 | 0 | 0 | 14664.6376 | 233.2301 | 8896.516 | 5534.8915 | 2.6002 | 2.6002 | 2.6002 | 2.6002 | 1.8781e-06 |  | 0 | 4.8835e-06 | 4.8835e-06 | 0 | 4.8835e-06 | 4.8835e-06 | 0 | 4.8835e-06 | 4.8835e-06 | 0 | 4.8835e-06 | Column30: 4.8835e-06 | [29 empty] | 7.3.2.1.3 Advanced weather monitoring and weather stations Weather StationsWLDFRElectric Reliability | WLDFR | HFTD - Distribution - Zone 1 - 5QU CoRE ¦ 1QU LoRE | Non-Red Flag Warning - Small Fires | 2030 | Electric Reliability | 0.039055 | 10.0154 | 2030 | Mitigation | 0.011149 | 10 | 0 | esc | 0 | 0 | 0.011149 | 0.00043542 | 0.011149 | 0.00043542 | 0.011149 | 0.00043542
[79 empty] | WLDFR | HFTD - Distribution - Tier 3 - 5QU CoRE ¦ 3QU LoRE | Red Flag Warning - Catastrophic Fires | 2026 | 0 | 0 | 0 | 0 | 14664.6376 | 233.2301 | 8896.516 | 5534.8915 | 2.6002 | 2.6002 | 2.6002 | 2.6002 | 1.8781e-06 |  | 0 | 4.8835e-06 | 4.8835e-06 | 0 | 4.8835e-06 | 4.8835e-06 | 0 | 4.8835e-06 | 4.8835e-06 | 0 | 4.8835e-06 | Column30: 4.8835e-06 | [29 empty] | 7.3.2.1.3 Advanced weather monitoring and weather stations Weather StationsWLDFRElectric Reliability | WLDFR | HFTD - Distribution - Zone 1 - 5QU CoRE ¦ 1QU LoRE | Non-Red Flag Warning - Small Fires | 2031 | Electric Reliability | 0.039055 | 10.0154 | 2031 | Mitigation | 0.011149 | 10 | 0 | esc | 0 | 0 | 0 | 0 | 0.011149 | 0.00043542 | 0.011149 | 0.00043542
[79 empty] | WLDFR | HFTD - Distribution - Tier 3 - 5QU CoRE ¦ 3QU LoRE | Red Flag Warning - Catastrophic Fires | 2027 | 0 | 0 | 0 | 0 | 14664.6376 | 233.2301 | 8896.516 | 5534.8915 | 2.6002 | 2.6002 | 2.6002 | 2.6002 | 1.8781e-06 |  | 0 | 4.8835e-06 | 4.8835e-06 | 0 | 4.8835e-06 | 4.8835e-06 | 0 | 4.8835e-06 | 4.8835e-06 | 0 | 4.8835e-06 | Column30: 4.8835e-06 | [29 empty] | 7.3.2.1.3 Advanced weather monitoring and weather stations Weather StationsWLDFRElectric Reliability | WLDFR | HFTD - Distribution - Zone 1 - 5QU CoRE ¦ 1QU LoRE | Non-Red Flag Warning - Small Fires | 2032 | Electric Reliability | 0.039055 | 10.0154 | 2032 | Mitigation | 0.011149 | 10 | 0 | esc | 0 | 0 | 0 | 0 | 0 | 0 | 0.011149 | 0.00043542
[79 empty] | WLDFR | HFTD - Distribution - Tier 3 - 5QU CoRE ¦ 3QU LoRE | Red Flag Warning - Catastrophic Fires | 2028 | 0 | 0 | 0 | 0 | 15317.9909 | 247.273 | 9287.6491 | 5783.0689 | 2.7568 | 2.7568 | 2.7568 | 2.7568 | 1.8781e-06 |  | 0 | 5.1776e-06 | 5.1776e-06 | 0 | 5.1776e-06 | 5.1776e-06 | 0 | 5.1776e-06 | 5.1776e-06 | 0 | 5.1776e-06 | Column30: 5.1776e-06 | [29 empty] | 7.3.2.1.3 Advanced weather monitoring and weather stations Weather StationsWLDFRElectric Reliability | WLDFR | HFTD - Distribution - Zone 1 - 5QU CoRE ¦ 1QU LoRE | Red Flag Warning - Catastrophic Fires | 2021 | Electric Reliability | 222.2294 | 10.0154 | 2021 | Mitigation | 0.011149 | 10 | 0 | esc | 0.011149 | 2.4776 | 0.011149 | 2.4776 | 0 | 0 | 0 | 0
[79 empty] | WLDFR | HFTD - Distribution - Tier 3 - 5QU CoRE ¦ 3QU LoRE | Red Flag Warning - Catastrophic Fires | 2029 | 0 | 0 | 0 | 0 | 15317.9909 | 247.273 | 9287.6491 | 5783.0689 | 2.7568 | 2.7568 | 2.7568 | 2.7568 | 1.8781e-06 |  | 0 | 5.1776e-06 | 5.1776e-06 | 0 | 5.1776e-06 | 5.1776e-06 | 0 | 5.1776e-06 | 5.1776e-06 | 0 | 5.1776e-06 | Column30: 5.1776e-06 | [29 empty] | 7.3.2.1.3 Advanced weather monitoring and weather stations Weather StationsWLDFRElectric Reliability | WLDFR | HFTD - Distribution - Zone 1 - 5QU CoRE ¦ 1QU LoRE | Red Flag Warning - Catastrophic Fires | 2022 | Electric Reliability | 222.2294 | 10.0154 | 2022 | Mitigation | 0.011149 | 10 | 0 | esc | 0.011149 | 2.4776 | 0.011149 | 2.4776 | 0.011149 | 2.4776 | 0 | 0
[79 empty] | WLDFR | HFTD - Distribution - Tier 3 - 5QU CoRE ¦ 3QU LoRE | Red Flag Warning - Catastrophic Fires | 2030 | 0 | 0 | 0 | 0 | 15317.9909 | 247.273 | 9287.6491 | 5783.0689 | 0 | 2.7568 | 2.7568 | 2.7568 | 1.8781e-06 |  | 0 | 0 | 0 | 0 | 5.1776e-06 | 5.1776e-06 | 0 | 5.1776e-06 | 5.1776e-06 | 0 | 5.1776e-06 | Column30: 5.1776e-06 | [29 empty] | 7.3.2.1.3 Advanced weather monitoring and weather stations Weather StationsWLDFRElectric Reliability | WLDFR | HFTD - Distribution - Zone 1 - 5QU CoRE ¦ 1QU LoRE | Red Flag Warning - Catastrophic Fires | 2023 | Electric Reliability | 233.2301 | 10.0154 | 2023 | Mitigation | 0.011149 | 10 | 0 | esc | 0.011149 | 2.6002 | 0.011149 | 2.6002 | 0.011149 | 2.6002 | 0.011149 | 2.6002
[79 empty] | WLDFR | HFTD - Distribution - Tier 3 - 5QU CoRE ¦ 3QU LoRE | Red Flag Warning - Catastrophic Fires | 2031 | 0 | 0 | 0 | 0 | 15317.9909 | 247.273 | 9287.6491 | 5783.0689 | 0 | 0 | 2.7568 | 2.7568 | 1.8781e-06 |  | 0 | 0 | 0 | 0 | 0 | 0 | 0 | 5.1776e-06 | 5.1776e-06 | 0 | 5.1776e-06 | Column30: 5.1776e-06 | [29 empty] | 7.3.2.1.3 Advanced weather monitoring and weather stations Weather StationsWLDFRElectric Reliability | WLDFR | HFTD - Distribution - Zone 1 - 5QU CoRE ¦ 1QU LoRE | Red Flag Warning - Catastrophic Fires | 2024 | Electric Reliability | 233.2301 | 10.0154 | 2024 | Mitigation | 0.011149 | 10 | 0 | esc | 0.011149 | 2.6002 | 0.011149 | 2.6002 | 0.011149 | 2.6002 | 0.011149 | 2.6002
[79 empty] | WLDFR | HFTD - Distribution - Tier 3 - 5QU CoRE ¦ 3QU LoRE | Red Flag Warning - Catastrophic Fires | 2032 | 0 | 0 | 0 | 0 | 15317.9909 | 247.273 | 9287.6491 | 5783.0689 | 0 | 0 | 0 | 2.7568 | 1.8781e-06 |  | 0 | 0 | 0 | 0 | 0 | 0 | 0 | 0 | 0 | 0 | 5.1776e-06 | Column30: 5.1776e-06 | [29 empty] | 7.3.2.1.3 Advanced weather monitoring and weather stations Weather StationsWLDFRElectric Reliability | WLDFR | HFTD - Distribution - Zone 1 - 5QU CoRE ¦ 1QU LoRE | Red Flag Warning - Catastrophic Fires | 2025 | Electric Reliability | 233.2301 | 10.0154 | 2025 | Mitigation | 0.011149 | 10 | 0 | esc | 0.011149 | 2.6002 | 0.011149 | 2.6002 | 0.011149 | 2.6002 | 0.011149 | 2.6002
[79 empty] | WLDFR | HFTD - Distribution - Tier 3 - 5QU CoRE ¦ 3QU LoRE | Red Flag Warning - Destructive Fires | 2020 | 0 | 0 | 0 | 0 | 8807.9522 | 222.2294 | 8585.7228 | 0 | 2.4776 | 0 | 0 | 0 | 2.9647e-07 |  | 0 | 7.3453e-07 | 7.3453e-07 | 0 | 0 | 0 | 0 | 0 | 0 | 0 | 0 | Column30: 0 | [29 empty] | 7.3.2.1.3 Advanced weather monitoring and weather stations Weather StationsWLDFRElectric Reliability | WLDFR | HFTD - Distribution - Zone 1 - 5QU CoRE ¦ 1QU LoRE | Red Flag Warning - Catastrophic Fires | 2026 | Electric Reliability | 233.2301 | 10.0154 | 2026 | Mitigation | 0.011149 | 10 | 0 | esc | 0.011149 | 2.6002 | 0.011149 | 2.6002 | 0.011149 | 2.6002 | 0.011149 | 2.6002
[79 empty] | WLDFR | HFTD - Distribution - Tier 3 - 5QU CoRE ¦ 3QU LoRE | Red Flag Warning - Destructive Fires | 2021 | 0 | 0 | 0 | 0 | 8807.9522 | 222.2294 | 8585.7228 | 0 | 2.4776 | 2.4776 | 0 | 0 | 2.9647e-07 |  | 0 | 7.3453e-07 | 7.3453e-07 | 0 | 7.3453e-07 | 7.3453e-07 | 0 | 0 | 0 | 0 | 0 | Column30: 0 | [29 empty] | 7.3.2.1.3 Advanced weather monitoring and weather stations Weather StationsWLDFRElectric Reliability | WLDFR | HFTD - Distribution - Zone 1 - 5QU CoRE ¦ 1QU LoRE | Red Flag Warning - Catastrophic Fires | 2027 | Electric Reliability | 233.2301 | 10.0154 | 2027 | Mitigation | 0.011149 | 10 | 0 | esc | 0.011149 | 2.6002 | 0.011149 | 2.6002 | 0.011149 | 2.6002 | 0.011149 | 2.6002
[79 empty] | WLDFR | HFTD - Distribution - Tier 3 - 5QU CoRE ¦ 3QU LoRE | Red Flag Warning - Destructive Fires | 2022 | 0 | 0 | 0 | 0 | 8807.9522 | 222.2294 | 8585.7228 | 0 | 2.4776 | 2.4776 | 2.4776 | 0 | 2.9647e-07 |  | 0 | 7.3453e-07 | 7.3453e-07 | 0 | 7.3453e-07 | 7.3453e-07 | 0 | 7.3453e-07 | 7.3453e-07 | 0 | 0 | Column30: 0 | [29 empty] | 7.3.2.1.3 Advanced weather monitoring and weather stations Weather StationsWLDFRElectric Reliability | WLDFR | HFTD - Distribution - Zone 1 - 5QU CoRE ¦ 1QU LoRE | Red Flag Warning - Catastrophic Fires | 2028 | Electric Reliability | 247.273 | 10.0154 | 2028 | Mitigation | 0.011149 | 10 | 0 | esc | 0.011149 | 2.7568 | 0.011149 | 2.7568 | 0.011149 | 2.7568 | 0.011149 | 2.7568
[79 empty] | WLDFR | HFTD - Distribution - Tier 3 - 5QU CoRE ¦ 3QU LoRE | Red Flag Warning - Destructive Fires | 2023 | 0 | 0 | 0 | 0 | 9129.7461 | 233.2301 | 8896.516 | 0 | 2.6002 | 2.6002 | 2.6002 | 2.6002 | 2.9647e-07 |  | 0 | 7.7089e-07 | 7.7089e-07 | 0 | 7.7089e-07 | 7.7089e-07 | 0 | 7.7089e-07 | 7.7089e-07 | 0 | 7.7089e-07 | Column30: 7.7089e-07 | [29 empty] | 7.3.2.1.3 Advanced weather monitoring and weather stations Weather StationsWLDFRElectric Reliability | WLDFR | HFTD - Distribution - Zone 1 - 5QU CoRE ¦ 1QU LoRE | Red Flag Warning - Catastrophic Fires | 2029 | Electric Reliability | 247.273 | 10.0154 | 2029 | Mitigation | 0.011149 | 10 | 0 | esc | 0.011149 | 2.7568 | 0.011149 | 2.7568 | 0.011149 | 2.7568 | 0.011149 | 2.7568
[79 empty] | WLDFR | HFTD - Distribution - Tier 3 - 5QU CoRE ¦ 3QU LoRE | Red Flag Warning - Destructive Fires | 2024 | 0 | 0 | 0 | 0 | 9129.7461 | 233.2301 | 8896.516 | 0 | 2.6002 | 2.6002 | 2.6002 | 2.6002 | 2.9647e-07 |  | 0 | 7.7089e-07 | 7.7089e-07 | 0 | 7.7089e-07 | 7.7089e-07 | 0 | 7.7089e-07 | 7.7089e-07 | 0 | 7.7089e-07 | Column30: 7.7089e-07 | [29 empty] | 7.3.2.1.3 Advanced weather monitoring and weather stations Weather StationsWLDFRElectric Reliability | WLDFR | HFTD - Distribution - Zone 1 - 5QU CoRE ¦ 1QU LoRE | Red Flag Warning - Catastrophic Fires | 2030 | Electric Reliability | 247.273 | 10.0154 | 2030 | Mitigation | 0.011149 | 10 | 0 | esc | 0 | 0 | 0.011149 | 2.7568 | 0.011149 | 2.7568 | 0.011149 | 2.7568
[79 empty] | WLDFR | HFTD - Distribution - Tier 3 - 5QU CoRE ¦ 3QU LoRE | Red Flag Warning - Destructive Fires | 2025 | 0 | 0 | 0 | 0 | 9129.7461 | 233.2301 | 8896.516 | 0 | 2.6002 | 2.6002 | 2.6002 | 2.6002 | 2.9647e-07 |  | 0 | 7.7089e-07 | 7.7089e-07 | 0 | 7.7089e-07 | 7.7089e-07 | 0 | 7.7089e-07 | 7.7089e-07 | 0 | 7.7089e-07 | Column30: 7.7089e-07 | [29 empty] | 7.3.2.1.3 Advanced weather monitoring and weather stations Weather StationsWLDFRElectric Reliability | WLDFR | HFTD - Distribution - Zone 1 - 5QU CoRE ¦ 1QU LoRE | Red Flag Warning - Catastrophic Fires | 2031 | Electric Reliability | 247.273 | 10.0154 | 2031 | Mitigation | 0.011149 | 10 | 0 | esc | 0 | 0 | 0 | 0 | 0.011149 | 2.7568 | 0.011149 | 2.7568
[79 empty] | WLDFR | HFTD - Distribution - Tier 3 - 5QU CoRE ¦ 3QU LoRE | Red Flag Warning - Destructive Fires | 2026 | 0 | 0 | 0 | 0 | 9129.7461 | 233.2301 | 8896.516 | 0 | 2.6002 | 2.6002 | 2.6002 | 2.6002 | 2.9647e-07 |  | 0 | 7.7089e-07 | 7.7089e-07 | 0 | 7.7089e-07 | 7.7089e-07 | 0 | 7.7089e-07 | 7.7089e-07 | 0 | 7.7089e-07 | Column30: 7.7089e-07 | [29 empty] | 7.3.2.1.3 Advanced weather monitoring and weather stations Weather StationsWLDFRElectric Reliability | WLDFR | HFTD - Distribution - Zone 1 - 5QU CoRE ¦ 1QU LoRE | Red Flag Warning - Catastrophic Fires | 2032 | Electric Reliability | 247.273 | 10.0154 | 2032 | Mitigation | 0.011149 | 10 | 0 | esc | 0 | 0 | 0 | 0 | 0 | 0 | 0.011149 | 2.7568
[79 empty] | WLDFR | HFTD - Distribution - Tier 3 - 5QU CoRE ¦ 3QU LoRE | Red Flag Warning - Destructive Fires | 2027 | 0 | 0 | 0 | 0 | 9129.7461 | 233.2301 | 8896.516 | 0 | 2.6002 | 2.6002 | 2.6002 | 2.6002 | 2.9647e-07 |  | 0 | 7.7089e-07 | 7.7089e-07 | 0 | 7.7089e-07 | 7.7089e-07 | 0 | 7.7089e-07 | 7.7089e-07 | 0 | 7.7089e-07 | Column30: 7.7089e-07 | [29 empty] | 7.3.2.1.3 Advanced weather monitoring and weather stations Weather StationsWLDFRElectric Reliability | WLDFR | HFTD - Distribution - Zone 1 - 5QU CoRE ¦ 1QU LoRE | Red Flag Warning - Destructive Fires | 2021 | Electric Reliability | 222.2294 | 10.0154 | 2021 | Mitigation | 0.011149 | 10 | 0 | esc | 0.011149 | 2.4776 | 0.011149 | 2.4776 | 0 | 0 | 0 | 0
[79 empty] | WLDFR | HFTD - Distribution - Tier 3 - 5QU CoRE ¦ 3QU LoRE | Red Flag Warning - Destructive Fires | 2028 | 0 | 0 | 0 | 0 | 9534.9221 | 247.273 | 9287.6491 | 0 | 2.7568 | 2.7568 | 2.7568 | 2.7568 | 2.9647e-07 |  | 0 | 8.173e-07 | 8.173e-07 | 0 | 8.173e-07 | 8.173e-07 | 0 | 8.173e-07 | 8.173e-07 | 0 | 8.173e-07 | Column30: 8.173e-07 | [29 empty] | 7.3.2.1.3 Advanced weather monitoring and weather stations Weather StationsWLDFRElectric Reliability | WLDFR | HFTD - Distribution - Zone 1 - 5QU CoRE ¦ 1QU LoRE | Red Flag Warning - Destructive Fires | 2022 | Electric Reliability | 222.2294 | 10.0154 | 2022 | Mitigation | 0.011149 | 10 | 0 | esc | 0.011149 | 2.4776 | 0.011149 | 2.4776 | 0.011149 | 2.4776 | 0 | 0
[79 empty] | WLDFR | HFTD - Distribution - Tier 3 - 5QU CoRE ¦ 3QU LoRE | Red Flag Warning - Destructive Fires | 2029 | 0 | 0 | 0 | 0 | 9534.9221 | 247.273 | 9287.6491 | 0 | 2.7568 | 2.7568 | 2.7568 | 2.7568 | 2.9647e-07 |  | 0 | 8.173e-07 | 8.173e-07 | 0 | 8.173e-07 | 8.173e-07 | 0 | 8.173e-07 | 8.173e-07 | 0 | 8.173e-07 | Column30: 8.173e-07 | [29 empty] | 7.3.2.1.3 Advanced weather monitoring and weather stations Weather StationsWLDFRElectric Reliability | WLDFR | HFTD - Distribution - Zone 1 - 5QU CoRE ¦ 1QU LoRE | Red Flag Warning - Destructive Fires | 2023 | Electric Reliability | 233.2301 | 10.0154 | 2023 | Mitigation | 0.011149 | 10 | 0 | esc | 0.011149 | 2.6002 | 0.011149 | 2.6002 | 0.011149 | 2.6002 | 0.011149 | 2.6002
[79 empty] | WLDFR | HFTD - Distribution - Tier 3 - 5QU CoRE ¦ 3QU LoRE | Red Flag Warning - Destructive Fires | 2030 | 0 | 0 | 0 | 0 | 9534.9221 | 247.273 | 9287.6491 | 0 | 0 | 2.7568 | 2.7568 | 2.7568 | 2.9647e-07 |  | 0 | 0 | 0 | 0 | 8.173e-07 | 8.173e-07 | 0 | 8.173e-07 | 8.173e-07 | 0 | 8.173e-07 | Column30: 8.173e-07 | [29 empty] | 7.3.2.1.3 Advanced weather monitoring and weather stations Weather StationsWLDFRElectric Reliability | WLDFR | HFTD - Distribution - Zone 1 - 5QU CoRE ¦ 1QU LoRE | Red Flag Warning - Destructive Fires | 2024 | Electric Reliability | 233.2301 | 10.0154 | 2024 | Mitigation | 0.011149 | 10 | 0 | esc | 0.011149 | 2.6002 | 0.011149 | 2.6002 | 0.011149 | 2.6002 | 0.011149 | 2.6002
[79 empty] | WLDFR | HFTD - Distribution - Tier 3 - 5QU CoRE ¦ 3QU LoRE | Red Flag Warning - Destructive Fires | 2031 | 0 | 0 | 0 | 0 | 9534.9221 | 247.273 | 9287.6491 | 0 | 0 | 0 | 2.7568 | 2.7568 | 2.9647e-07 |  | 0 | 0 | 0 | 0 | 0 | 0 | 0 | 8.173e-07 | 8.173e-07 | 0 | 8.173e-07 | Column30: 8.173e-07 | [29 empty] | 7.3.2.1.3 Advanced weather monitoring and weather stations Weather StationsWLDFRElectric Reliability | WLDFR | HFTD - Distribution - Zone 1 - 5QU CoRE ¦ 1QU LoRE | Red Flag Warning - Destructive Fires | 2025 | Electric Reliability | 233.2301 | 10.0154 | 2025 | Mitigation | 0.011149 | 10 | 0 | esc | 0.011149 | 2.6002 | 0.011149 | 2.6002 | 0.011149 | 2.6002 | 0.011149 | 2.6002
[79 empty] | WLDFR | HFTD - Distribution - Tier 3 - 5QU CoRE ¦ 3QU LoRE | Red Flag Warning - Destructive Fires | 2032 | 0 | 0 | 0 | 0 | 9534.9221 | 247.273 | 9287.6491 | 0 | 0 | 0 | 0 | 2.7568 | 2.9647e-07 |  | 0 | 0 | 0 | 0 | 0 | 0 | 0 | 0 | 0 | 0 | 8.173e-07 | Column30: 8.173e-07 | [29 empty] | 7.3.2.1.3 Advanced weather monitoring and weather stations Weather StationsWLDFRElectric Reliability | WLDFR | HFTD - Distribution - Zone 1 - 5QU CoRE ¦ 1QU LoRE | Red Flag Warning - Destructive Fires | 2026 | Electric Reliability | 233.2301 | 10.0154 | 2026 | Mitigation | 0.011149 | 10 | 0 | esc | 0.011149 | 2.6002 | 0.011149 | 2.6002 | 0.011149 | 2.6002 | 0.011149 | 2.6002
[79 empty] | WLDFR | HFTD - Distribution - Tier 3 - 5QU CoRE ¦ 3QU LoRE | Red Flag Warning - Large Fires | 2020 | 0 | 0 | 0 | 0 | 5.2406 | 0.69642 | 2.942 | 1.6022 | 0.0077642 | 0 | 0 | 0 | 2.0601e-05 |  | 0 | 1.5995e-07 | 1.5995e-07 | 0 | 0 | 0 | 0 | 0 | 0 | 0 | 0 | Column30: 0 | [29 empty] | 7.3.2.1.3 Advanced weather monitoring and weather stations Weather StationsWLDFRElectric Reliability | WLDFR | HFTD - Distribution - Zone 1 - 5QU CoRE ¦ 1QU LoRE | Red Flag Warning - Destructive Fires | 2027 | Electric Reliability | 233.2301 | 10.0154 | 2027 | Mitigation | 0.011149 | 10 | 0 | esc | 0.011149 | 2.6002 | 0.011149 | 2.6002 | 0.011149 | 2.6002 | 0.011149 | 2.6002
[79 empty] | WLDFR | HFTD - Distribution - Tier 3 - 5QU CoRE ¦ 3QU LoRE | Red Flag Warning - Large Fires | 2021 | 0 | 0 | 0 | 0 | 5.2406 | 0.69642 | 2.942 | 1.6022 | 0.0077642 | 0.0077642 | 0 | 0 | 2.0601e-05 |  | 0 | 1.5995e-07 | 1.5995e-07 | 0 | 1.5995e-07 | 1.5995e-07 | 0 | 0 | 0 | 0 | 0 | Column30: 0 | [29 empty] | 7.3.2.1.3 Advanced weather monitoring and weather stations Weather StationsWLDFRElectric Reliability | WLDFR | HFTD - Distribution - Zone 1 - 5QU CoRE ¦ 1QU LoRE | Red Flag Warning - Destructive Fires | 2028 | Electric Reliability | 247.273 | 10.0154 | 2028 | Mitigation | 0.011149 | 10 | 0 | esc | 0.011149 | 2.7568 | 0.011149 | 2.7568 | 0.011149 | 2.7568 | 0.011149 | 2.7568
[79 empty] | WLDFR | HFTD - Distribution - Tier 3 - 5QU CoRE ¦ 3QU LoRE | Red Flag Warning - Large Fires | 2022 | 0 | 0 | 0 | 0 | 5.2406 | 0.69642 | 2.942 | 1.6022 | 0.0077642 | 0.0077642 | 0.0077642 | 0 | 2.0601e-05 |  | 0 | 1.5995e-07 | 1.5995e-07 | 0 | 1.5995e-07 | 1.5995e-07 | 0 | 1.5995e-07 | 1.5995e-07 | 0 | 0 | Column30: 0 | [29 empty] | 7.3.2.1.3 Advanced weather monitoring and weather stations Weather StationsWLDFRElectric Reliability | WLDFR | HFTD - Distribution - Zone 1 - 5QU CoRE ¦ 1QU LoRE | Red Flag Warning - Destructive Fires | 2029 | Electric Reliability | 247.273 | 10.0154 | 2029 | Mitigation | 0.011149 | 10 | 0 | esc | 0.011149 | 2.7568 | 0.011149 | 2.7568 | 0.011149 | 2.7568 | 0.011149 | 2.7568
[79 empty] | WLDFR | HFTD - Distribution - Tier 3 - 5QU CoRE ¦ 3QU LoRE | Red Flag Warning - Large Fires | 2023 | 0 | 0 | 0 | 0 | 5.475 | 0.71896 | 3.0715 | 1.6846 | 0.0080156 | 0.0080156 | 0.0080156 | 0.0080156 | 2.0601e-05 |  | 0 | 1.6513e-07 | 1.6513e-07 | 0 | 1.6513e-07 | 1.6513e-07 | 0 | 1.6513e-07 | 1.6513e-07 | 0 | 1.6513e-07 | Column30: 1.6513e-07 | [29 empty] | 7.3.2.1.3 Advanced weather monitoring and weather stations Weather StationsWLDFRElectric Reliability | WLDFR | HFTD - Distribution - Zone 1 - 5QU CoRE ¦ 1QU LoRE | Red Flag Warning - Destructive Fires | 2030 | Electric Reliability | 247.273 | 10.0154 | 2030 | Mitigation | 0.011149 | 10 | 0 | esc | 0 | 0 | 0.011149 | 2.7568 | 0.011149 | 2.7568 | 0.011149 | 2.7568
[79 empty] | WLDFR | HFTD - Distribution - Tier 3 - 5QU CoRE ¦ 3QU LoRE | Red Flag Warning - Large Fires | 2024 | 0 | 0 | 0 | 0 | 5.475 | 0.71896 | 3.0715 | 1.6846 | 0.0080156 | 0.0080156 | 0.0080156 | 0.0080156 | 2.0601e-05 |  | 0 | 1.6513e-07 | 1.6513e-07 | 0 | 1.6513e-07 | 1.6513e-07 | 0 | 1.6513e-07 | 1.6513e-07 | 0 | 1.6513e-07 | Column30: 1.6513e-07 | [29 empty] | 7.3.2.1.3 Advanced weather monitoring and weather stations Weather StationsWLDFRElectric Reliability | WLDFR | HFTD - Distribution - Zone 1 - 5QU CoRE ¦ 1QU LoRE | Red Flag Warning - Destructive Fires | 2031 | Electric Reliability | 247.273 | 10.0154 | 2031 | Mitigation | 0.011149 | 10 | 0 | esc | 0 | 0 | 0 | 0 | 0.011149 | 2.7568 | 0.011149 | 2.7568
[79 empty] | WLDFR | HFTD - Distribution - Tier 3 - 5QU CoRE ¦ 3QU LoRE | Red Flag Warning - Large Fires | 2025 | 0 | 0 | 0 | 0 | 5.475 | 0.71896 | 3.0715 | 1.6846 | 0.0080156 | 0.0080156 | 0.0080156 | 0.0080156 | 2.0601e-05 |  | 0 | 1.6513e-07 | 1.6513e-07 | 0 | 1.6513e-07 | 1.6513e-07 | 0 | 1.6513e-07 | 1.6513e-07 | 0 | 1.6513e-07 | Column30: 1.6513e-07 | [29 empty] | 7.3.2.1.3 Advanced weather monitoring and weather stations Weather StationsWLDFRElectric Reliability | WLDFR | HFTD - Distribution - Zone 1 - 5QU CoRE ¦ 1QU LoRE | Red Flag Warning - Destructive Fires | 2032 | Electric Reliability | 247.273 | 10.0154 | 2032 | Mitigation | 0.011149 | 10 | 0 | esc | 0 | 0 | 0 | 0 | 0 | 0 | 0.011149 | 2.7568
[79 empty] | WLDFR | HFTD - Distribution - Tier 3 - 5QU CoRE ¦ 3QU LoRE | Red Flag Warning - Large Fires | 2026 | 0 | 0 | 0 | 0 | 5.475 | 0.71896 | 3.0715 | 1.6846 | 0.0080156 | 0.0080156 | 0.0080156 | 0.0080156 | 2.0601e-05 |  | 0 | 1.6513e-07 | 1.6513e-07 | 0 | 1.6513e-07 | 1.6513e-07 | 0 | 1.6513e-07 | 1.6513e-07 | 0 | 1.6513e-07 | Column30: 1.6513e-07 | [29 empty] | 7.3.2.1.3 Advanced weather monitoring and weather stations Weather StationsWLDFRElectric Reliability | WLDFR | HFTD - Distribution - Zone 1 - 5QU CoRE ¦ 1QU LoRE | Red Flag Warning - Large Fires | 2021 | Electric Reliability | 0.69642 | 10.0154 | 2021 | Mitigation | 0.011149 | 10 | 0 | esc | 0.011149 | 0.0077642 | 0.011149 | 0.0077642 | 0 | 0 | 0 | 0
[79 empty] | WLDFR | HFTD - Distribution - Tier 3 - 5QU CoRE ¦ 3QU LoRE | Red Flag Warning - Large Fires | 2027 | 0 | 0 | 0 | 0 | 5.475 | 0.71896 | 3.0715 | 1.6846 | 0.0080156 | 0.0080156 | 0.0080156 | 0.0080156 | 2.0601e-05 |  | 0 | 1.6513e-07 | 1.6513e-07 | 0 | 1.6513e-07 | 1.6513e-07 | 0 | 1.6513e-07 | 1.6513e-07 | 0 | 1.6513e-07 | Column30: 1.6513e-07 | [29 empty] | 7.3.2.1.3 Advanced weather monitoring and weather stations Weather StationsWLDFRElectric Reliability | WLDFR | HFTD - Distribution - Zone 1 - 5QU CoRE ¦ 1QU LoRE | Red Flag Warning - Large Fires | 2022 | Electric Reliability | 0.69642 | 10.0154 | 2022 | Mitigation | 0.011149 | 10 | 0 | esc | 0.011149 | 0.0077642 | 0.011149 | 0.0077642 | 0.011149 | 0.0077642 | 0 | 0
[79 empty] | WLDFR | HFTD - Distribution - Tier 3 - 5QU CoRE ¦ 3QU LoRE | Red Flag Warning - Large Fires | 2028 | 0 | 0 | 0 | 0 | 5.777 | 0.74734 | 3.238 | 1.7917 | 0.0083319 | 0.0083319 | 0.0083319 | 0.0083319 | 2.0601e-05 |  | 0 | 1.7165e-07 | 1.7165e-07 | 0 | 1.7165e-07 | 1.7165e-07 | 0 | 1.7165e-07 | 1.7165e-07 | 0 | 1.7165e-07 | Column30: 1.7165e-07 | [29 empty] | 7.3.2.1.3 Advanced weather monitoring and weather stations Weather StationsWLDFRElectric Reliability | WLDFR | HFTD - Distribution - Zone 1 - 5QU CoRE ¦ 1QU LoRE | Red Flag Warning - Large Fires | 2023 | Electric Reliability | 0.71896 | 10.0154 | 2023 | Mitigation | 0.011149 | 10 | 0 | esc | 0.011149 | 0.0080156 | 0.011149 | 0.0080156 | 0.011149 | 0.0080156 | 0.011149 | 0.0080156
[79 empty] | WLDFR | HFTD - Distribution - Tier 3 - 5QU CoRE ¦ 3QU LoRE | Red Flag Warning - Large Fires | 2029 | 0 | 0 | 0 | 0 | 5.777 | 0.74734 | 3.238 | 1.7917 | 0.0083319 | 0.0083319 | 0.0083319 | 0.0083319 | 2.0601e-05 |  | 0 | 1.7165e-07 | 1.7165e-07 | 0 | 1.7165e-07 | 1.7165e-07 | 0 | 1.7165e-07 | 1.7165e-07 | 0 | 1.7165e-07 | Column30: 1.7165e-07 | [29 empty] | 7.3.2.1.3 Advanced weather monitoring and weather stations Weather StationsWLDFRElectric Reliability | WLDFR | HFTD - Distribution - Zone 1 - 5QU CoRE ¦ 1QU LoRE | Red Flag Warning - Large Fires | 2024 | Electric Reliability | 0.71896 | 10.0154 | 2024 | Mitigation | 0.011149 | 10 | 0 | esc | 0.011149 | 0.0080156 | 0.011149 | 0.0080156 | 0.011149 | 0.0080156 | 0.011149 | 0.0080156
[79 empty] | WLDFR | HFTD - Distribution - Tier 3 - 5QU CoRE ¦ 3QU LoRE | Red Flag Warning - Large Fires | 2030 | 0 | 0 | 0 | 0 | 5.777 | 0.74734 | 3.238 | 1.7917 | 0 | 0.0083319 | 0.0083319 | 0.0083319 | 2.0601e-05 |  | 0 | 0 | 0 | 0 | 1.7165e-07 | 1.7165e-07 | 0 | 1.7165e-07 | 1.7165e-07 | 0 | 1.7165e-07 | Column30: 1.7165e-07 | [29 empty] | 7.3.2.1.3 Advanced weather monitoring and weather stations Weather StationsWLDFRElectric Reliability | WLDFR | HFTD - Distribution - Zone 1 - 5QU CoRE ¦ 1QU LoRE | Red Flag Warning - Large Fires | 2025 | Electric Reliability | 0.71896 | 10.0154 | 2025 | Mitigation | 0.011149 | 10 | 0 | esc | 0.011149 | 0.0080156 | 0.011149 | 0.0080156 | 0.011149 | 0.0080156 | 0.011149 | 0.0080156
[79 empty] | WLDFR | HFTD - Distribution - Tier 3 - 5QU CoRE ¦ 3QU LoRE | Red Flag Warning - Large Fires | 2031 | 0 | 0 | 0 | 0 | 5.777 | 0.74734 | 3.238 | 1.7917 | 0 | 0 | 0.0083319 | 0.0083319 | 2.0601e-05 |  | 0 | 0 | 0 | 0 | 0 | 0 | 0 | 1.7165e-07 | 1.7165e-07 | 0 | 1.7165e-07 | Column30: 1.7165e-07 | [29 empty] | 7.3.2.1.3 Advanced weather monitoring and weather stations Weather StationsWLDFRElectric Reliability | WLDFR | HFTD - Distribution - Zone 1 - 5QU CoRE ¦ 1QU LoRE | Red Flag Warning - Large Fires | 2026 | Electric Reliability | 0.71896 | 10.0154 | 2026 | Mitigation | 0.011149 | 10 | 0 | esc | 0.011149 | 0.0080156 | 0.011149 | 0.0080156 | 0.011149 | 0.0080156 | 0.011149 | 0.0080156
[79 empty] | WLDFR | HFTD - Distribution - Tier 3 - 5QU CoRE ¦ 3QU LoRE | Red Flag Warning - Large Fires | 2032 | 0 | 0 | 0 | 0 | 5.777 | 0.74734 | 3.238 | 1.7917 | 0 | 0 | 0 | 0.0083319 | 2.0601e-05 |  | 0 | 0 | 0 | 0 | 0 | 0 | 0 | 0 | 0 | 0 | 1.7165e-07 | Column30: 1.7165e-07 | [29 empty] | 7.3.2.1.3 Advanced weather monitoring and weather stations Weather StationsWLDFRElectric Reliability | WLDFR | HFTD - Distribution - Zone 1 - 5QU CoRE ¦ 1QU LoRE | Red Flag Warning - Large Fires | 2027 | Electric Reliability | 0.71896 | 10.0154 | 2027 | Mitigation | 0.011149 | 10 | 0 | esc | 0.011149 | 0.0080156 | 0.011149 | 0.0080156 | 0.011149 | 0.0080156 | 0.011149 | 0.0080156
[79 empty] | WLDFR | HFTD - Distribution - Tier 3 - 5QU CoRE ¦ 3QU LoRE | Red Flag Warning - Small Fires | 2020 | 0 | 0 | 0 | 0 | 0.077901 | 0.036425 | 0.0015809 | 0.039895 | 0.0004061 | 0 | 0 | 0 | 0.00060583 |  | 0 | 2.4603e-07 | 2.4603e-07 | 0 | 0 | 0 | 0 | 0 | 0 | 0 | 0 | Column30: 0 | [29 empty] | 7.3.2.1.3 Advanced weather monitoring and weather stations Weather StationsWLDFRElectric Reliability | WLDFR | HFTD - Distribution - Zone 1 - 5QU CoRE ¦ 1QU LoRE | Red Flag Warning - Large Fires | 2028 | Electric Reliability | 0.74734 | 10.0154 | 2028 | Mitigation | 0.011149 | 10 | 0 | esc | 0.011149 | 0.0083319 | 0.011149 | 0.0083319 | 0.011149 | 0.0083319 | 0.011149 | 0.0083319
[79 empty] | WLDFR | HFTD - Distribution - Tier 3 - 5QU CoRE ¦ 3QU LoRE | Red Flag Warning - Small Fires | 2021 | 0 | 0 | 0 | 0 | 0.077901 | 0.036425 | 0.0015809 | 0.039895 | 0.0004061 | 0.0004061 | 0 | 0 | 0.00060583 |  | 0 | 2.4603e-07 | 2.4603e-07 | 0 | 2.4603e-07 | 2.4603e-07 | 0 | 0 | 0 | 0 | 0 | Column30: 0 | [29 empty] | 7.3.2.1.3 Advanced weather monitoring and weather stations Weather StationsWLDFRElectric Reliability | WLDFR | HFTD - Distribution - Zone 1 - 5QU CoRE ¦ 1QU LoRE | Red Flag Warning - Large Fires | 2029 | Electric Reliability | 0.74734 | 10.0154 | 2029 | Mitigation | 0.011149 | 10 | 0 | esc | 0.011149 | 0.0083319 | 0.011149 | 0.0083319 | 0.011149 | 0.0083319 | 0.011149 | 0.0083319
[79 empty] | WLDFR | HFTD - Distribution - Tier 3 - 5QU CoRE ¦ 3QU LoRE | Red Flag Warning - Small Fires | 2022 | 0 | 0 | 0 | 0 | 0.077901 | 0.036425 | 0.0015809 | 0.039895 | 0.0004061 | 0.0004061 | 0.0004061 | 0 | 0.00060583 |  | 0 | 2.4603e-07 | 2.4603e-07 | 0 | 2.4603e-07 | 2.4603e-07 | 0 | 2.4603e-07 | 2.4603e-07 | 0 | 0 | Column30: 0 | [29 empty] | 7.3.2.1.3 Advanced weather monitoring and weather stations Weather StationsWLDFRElectric Reliability | WLDFR | HFTD - Distribution - Zone 1 - 5QU CoRE ¦ 1QU LoRE | Red Flag Warning - Large Fires | 2030 | Electric Reliability | 0.74734 | 10.0154 | 2030 | Mitigation | 0.011149 | 10 | 0 | esc | 0 | 0 | 0.011149 | 0.0083319 | 0.011149 | 0.0083319 | 0.011149 | 0.0083319
[79 empty] | WLDFR | HFTD - Distribution - Tier 3 - 5QU CoRE ¦ 3QU LoRE | Red Flag Warning - Small Fires | 2023 | 0 | 0 | 0 | 0 | 0.080408 | 0.03759 | 0.0016314 | 0.041187 | 0.00041909 | 0.00041909 | 0.00041909 | 0.00041909 | 0.00060583 |  | 0 | 2.539e-07 | 2.539e-07 | 0 | 2.539e-07 | 2.539e-07 | 0 | 2.539e-07 | 2.539e-07 | 0 | 2.539e-07 | Column30: 2.539e-07 | [29 empty] | 7.3.2.1.3 Advanced weather monitoring and weather stations Weather StationsWLDFRElectric Reliability | WLDFR | HFTD - Distribution - Zone 1 - 5QU CoRE ¦ 1QU LoRE | Red Flag Warning - Large Fires | 2031 | Electric Reliability | 0.74734 | 10.0154 | 2031 | Mitigation | 0.011149 | 10 | 0 | esc | 0 | 0 | 0 | 0 | 0.011149 | 0.0083319 | 0.011149 | 0.0083319
[79 empty] | WLDFR | HFTD - Distribution - Tier 3 - 5QU CoRE ¦ 3QU LoRE | Red Flag Warning - Small Fires | 2024 | 0 | 0 | 0 | 0 | 0.080408 | 0.03759 | 0.0016314 | 0.041187 | 0.00041909 | 0.00041909 | 0.00041909 | 0.00041909 | 0.00060583 |  | 0 | 2.539e-07 | 2.539e-07 | 0 | 2.539e-07 | 2.539e-07 | 0 | 2.539e-07 | 2.539e-07 | 0 | 2.539e-07 | Column30: 2.539e-07 | [29 empty] | 7.3.2.1.3 Advanced weather monitoring and weather stations Weather StationsWLDFRElectric Reliability | WLDFR | HFTD - Distribution - Zone 1 - 5QU CoRE ¦ 1QU LoRE | Red Flag Warning - Large Fires | 2032 | Electric Reliability | 0.74734 | 10.0154 | 2032 | Mitigation | 0.011149 | 10 | 0 | esc | 0 | 0 | 0 | 0 | 0 | 0 | 0.011149 | 0.0083319
[79 empty] | WLDFR | HFTD - Distribution - Tier 3 - 5QU CoRE ¦ 3QU LoRE | Red Flag Warning - Small Fires | 2025 | 0 | 0 | 0 | 0 | 0.080408 | 0.03759 | 0.0016314 | 0.041187 | 0.00041909 | 0.00041909 | 0.00041909 | 0.00041909 | 0.00060583 |  | 0 | 2.539e-07 | 2.539e-07 | 0 | 2.539e-07 | 2.539e-07 | 0 | 2.539e-07 | 2.539e-07 | 0 | 2.539e-07 | Column30: 2.539e-07 | [29 empty] | 7.3.2.1.3 Advanced weather monitoring and weather stations Weather StationsWLDFRElectric Reliability | WLDFR | HFTD - Distribution - Zone 1 - 5QU CoRE ¦ 1QU LoRE | Red Flag Warning - Small Fires | 2021 | Electric Reliability | 0.036425 | 10.0154 | 2021 | Mitigation | 0.011149 | 10 | 0 | esc | 0.011149 | 0.0004061 | 0.011149 | 0.0004061 | 0 | 0 | 0 | 0
[79 empty] | WLDFR | HFTD - Distribution - Tier 3 - 5QU CoRE ¦ 3QU LoRE | Red Flag Warning - Small Fires | 2026 | 0 | 0 | 0 | 0 | 0.080408 | 0.03759 | 0.0016314 | 0.041187 | 0.00041909 | 0.00041909 | 0.00041909 | 0.00041909 | 0.00060583 |  | 0 | 2.539e-07 | 2.539e-07 | 0 | 2.539e-07 | 2.539e-07 | 0 | 2.539e-07 | 2.539e-07 | 0 | 2.539e-07 | Column30: 2.539e-07 | [29 empty] | 7.3.2.1.3 Advanced weather monitoring and weather stations Weather StationsWLDFRElectric Reliability | WLDFR | HFTD - Distribution - Zone 1 - 5QU CoRE ¦ 1QU LoRE | Red Flag Warning - Small Fires | 2022 | Electric Reliability | 0.036425 | 10.0154 | 2022 | Mitigation | 0.011149 | 10 | 0 | esc | 0.011149 | 0.0004061 | 0.011149 | 0.0004061 | 0.011149 | 0.0004061 | 0 | 0
[79 empty] | WLDFR | HFTD - Distribution - Tier 3 - 5QU CoRE ¦ 3QU LoRE | Red Flag Warning - Small Fires | 2027 | 0 | 0 | 0 | 0 | 0.080408 | 0.03759 | 0.0016314 | 0.041187 | 0.00041909 | 0.00041909 | 0.00041909 | 0.00041909 | 0.00060583 |  | 0 | 2.539e-07 | 2.539e-07 | 0 | 2.539e-07 | 2.539e-07 | 0 | 2.539e-07 | 2.539e-07 | 0 | 2.539e-07 | Column30: 2.539e-07 | [29 empty] | 7.3.2.1.3 Advanced weather monitoring and weather stations Weather StationsWLDFRElectric Reliability | WLDFR | HFTD - Distribution - Zone 1 - 5QU CoRE ¦ 1QU LoRE | Red Flag Warning - Small Fires | 2023 | Electric Reliability | 0.03759 | 10.0154 | 2023 | Mitigation | 0.011149 | 10 | 0 | esc | 0.011149 | 0.00041909 | 0.011149 | 0.00041909 | 0.011149 | 0.00041909 | 0.011149 | 0.00041909
[79 empty] | WLDFR | HFTD - Distribution - Tier 3 - 5QU CoRE ¦ 3QU LoRE | Red Flag Warning - Small Fires | 2028 | 0 | 0 | 0 | 0 | 0.083606 | 0.039055 | 0.001695 | 0.042856 | 0.00043542 | 0.00043542 | 0.00043542 | 0.00043542 | 0.00060583 |  | 0 | 2.6379e-07 | 2.6379e-07 | 0 | 2.6379e-07 | 2.6379e-07 | 0 | 2.6379e-07 | 2.6379e-07 | 0 | 2.6379e-07 | Column30: 2.6379e-07 | [29 empty] | 7.3.2.1.3 Advanced weather monitoring and weather stations Weather StationsWLDFRElectric Reliability | WLDFR | HFTD - Distribution - Zone 1 - 5QU CoRE ¦ 1QU LoRE | Red Flag Warning - Small Fires | 2024 | Electric Reliability | 0.03759 | 10.0154 | 2024 | Mitigation | 0.011149 | 10 | 0 | esc | 0.011149 | 0.00041909 | 0.011149 | 0.00041909 | 0.011149 | 0.00041909 | 0.011149 | 0.00041909
[79 empty] | WLDFR | HFTD - Distribution - Tier 3 - 5QU CoRE ¦ 3QU LoRE | Red Flag Warning - Small Fires | 2029 | 0 | 0 | 0 | 0 | 0.083606 | 0.039055 | 0.001695 | 0.042856 | 0.00043542 | 0.00043542 | 0.00043542 | 0.00043542 | 0.00060583 |  | 0 | 2.6379e-07 | 2.6379e-07 | 0 | 2.6379e-07 | 2.6379e-07 | 0 | 2.6379e-07 | 2.6379e-07 | 0 | 2.6379e-07 | Column30: 2.6379e-07 | [29 empty] | 7.3.2.1.3 Advanced weather monitoring and weather stations Weather StationsWLDFRElectric Reliability | WLDFR | HFTD - Distribution - Zone 1 - 5QU CoRE ¦ 1QU LoRE | Red Flag Warning - Small Fires | 2025 | Electric Reliability | 0.03759 | 10.0154 | 2025 | Mitigation | 0.011149 | 10 | 0 | esc | 0.011149 | 0.00041909 | 0.011149 | 0.00041909 | 0.011149 | 0.00041909 | 0.011149 | 0.00041909
[79 empty] | WLDFR | HFTD - Distribution - Tier 3 - 5QU CoRE ¦ 3QU LoRE | Red Flag Warning - Small Fires | 2030 | 0 | 0 | 0 | 0 | 0.083606 | 0.039055 | 0.001695 | 0.042856 | 0 | 0.00043542 | 0.00043542 | 0.00043542 | 0.00060583 |  | 0 | 0 | 0 | 0 | 2.6379e-07 | 2.6379e-07 | 0 | 2.6379e-07 | 2.6379e-07 | 0 | 2.6379e-07 | Column30: 2.6379e-07 | [29 empty] | 7.3.2.1.3 Advanced weather monitoring and weather stations Weather StationsWLDFRElectric Reliability | WLDFR | HFTD - Distribution - Zone 1 - 5QU CoRE ¦ 1QU LoRE | Red Flag Warning - Small Fires | 2026 | Electric Reliability | 0.03759 | 10.0154 | 2026 | Mitigation | 0.011149 | 10 | 0 | esc | 0.011149 | 0.00041909 | 0.011149 | 0.00041909 | 0.011149 | 0.00041909 | 0.011149 | 0.00041909
[79 empty] | WLDFR | HFTD - Distribution - Tier 3 - 5QU CoRE ¦ 3QU LoRE | Red Flag Warning - Small Fires | 2031 | 0 | 0 | 0 | 0 | 0.083606 | 0.039055 | 0.001695 | 0.042856 | 0 | 0 | 0.00043542 | 0.00043542 | 0.00060583 |  | 0 | 0 | 0 | 0 | 0 | 0 | 0 | 2.6379e-07 | 2.6379e-07 | 0 | 2.6379e-07 | Column30: 2.6379e-07 | [29 empty] | 7.3.2.1.3 Advanced weather monitoring and weather stations Weather StationsWLDFRElectric Reliability | WLDFR | HFTD - Distribution - Zone 1 - 5QU CoRE ¦ 1QU LoRE | Red Flag Warning - Small Fires | 2027 | Electric Reliability | 0.03759 | 10.0154 | 2027 | Mitigation | 0.011149 | 10 | 0 | esc | 0.011149 | 0.00041909 | 0.011149 | 0.00041909 | 0.011149 | 0.00041909 | 0.011149 | 0.00041909
[79 empty] | WLDFR | HFTD - Distribution - Tier 3 - 5QU CoRE ¦ 3QU LoRE | Red Flag Warning - Small Fires | 2032 | 0 | 0 | 0 | 0 | 0.083606 | 0.039055 | 0.001695 | 0.042856 | 0 | 0 | 0 | 0.00043542 | 0.00060583 |  | 0 | 0 | 0 | 0 | 0 | 0 | 0 | 0 | 0 | 0 | 2.6379e-07 | Column30: 2.6379e-07 | [29 empty] | 7.3.2.1.3 Advanced weather monitoring and weather stations Weather StationsWLDFRElectric Reliability | WLDFR | HFTD - Distribution - Zone 1 - 5QU CoRE ¦ 1QU LoRE | Red Flag Warning - Small Fires | 2028 | Electric Reliability | 0.039055 | 10.0154 | 2028 | Mitigation | 0.011149 | 10 | 0 | esc | 0.011149 | 0.00043542 | 0.011149 | 0.00043542 | 0.011149 | 0.00043542 | 0.011149 | 0.00043542
[79 empty] | WLDFR | HFTD - Distribution - Tier 3 - 5QU CoRE ¦ 3QU LoRE | Seismic - Non-Red Flag Warning - Catastrophic Fires | 2020 | 0 | 0 | 0 | 0 | 21083.8428 | 409.2237 | 13469.0878 | 7205.5313 | 4.5624 | 0 | 0 | 0 | 1.3366e-09 |  | 0 | 6.0979e-09 | 6.0979e-09 | 0 | 0 | 0 | 0 | 0 | 0 | 0 | 0 | Column30: 0 | [29 empty] | 7.3.2.1.3 Advanced weather monitoring and weather stations Weather StationsWLDFRElectric Reliability | WLDFR | HFTD - Distribution - Zone 1 - 5QU CoRE ¦ 1QU LoRE | Red Flag Warning - Small Fires | 2029 | Electric Reliability | 0.039055 | 10.0154 | 2029 | Mitigation | 0.011149 | 10 | 0 | esc | 0.011149 | 0.00043542 | 0.011149 | 0.00043542 | 0.011149 | 0.00043542 | 0.011149 | 0.00043542
[79 empty] | WLDFR | HFTD - Distribution - Tier 3 - 5QU CoRE ¦ 3QU LoRE | Seismic - Non-Red Flag Warning - Catastrophic Fires | 2021 | 0 | 0 | 0 | 0 | 21083.8428 | 409.2237 | 13469.0878 | 7205.5313 | 4.5624 | 4.5624 | 0 | 0 | 1.3366e-09 |  | 0 | 6.0979e-09 | 6.0979e-09 | 0 | 6.0979e-09 | 6.0979e-09 | 0 | 0 | 0 | 0 | 0 | Column30: 0 | [29 empty] | 7.3.2.1.3 Advanced weather monitoring and weather stations Weather StationsWLDFRElectric Reliability | WLDFR | HFTD - Distribution - Zone 1 - 5QU CoRE ¦ 1QU LoRE | Red Flag Warning - Small Fires | 2030 | Electric Reliability | 0.039055 | 10.0154 | 2030 | Mitigation | 0.011149 | 10 | 0 | esc | 0 | 0 | 0.011149 | 0.00043542 | 0.011149 | 0.00043542 | 0.011149 | 0.00043542
[79 empty] | WLDFR | HFTD - Distribution - Tier 3 - 5QU CoRE ¦ 3QU LoRE | Seismic - Non-Red Flag Warning - Catastrophic Fires | 2022 | 0 | 0 | 0 | 0 | 21083.8428 | 409.2237 | 13469.0878 | 7205.5313 | 4.5624 | 4.5624 | 4.5624 | 0 | 1.3366e-09 |  | 0 | 6.0979e-09 | 6.0979e-09 | 0 | 6.0979e-09 | 6.0979e-09 | 0 | 6.0979e-09 | 6.0979e-09 | 0 | 0 | Column30: 0 | [29 empty] | 7.3.2.1.3 Advanced weather monitoring and weather stations Weather StationsWLDFRElectric Reliability | WLDFR | HFTD - Distribution - Zone 1 - 5QU CoRE ¦ 1QU LoRE | Red Flag Warning - Small Fires | 2031 | Electric Reliability | 0.039055 | 10.0154 | 2031 | Mitigation | 0.011149 | 10 | 0 | esc | 0 | 0 | 0 | 0 | 0.011149 | 0.00043542 | 0.011149 | 0.00043542
[79 empty] | WLDFR | HFTD - Distribution - Tier 3 - 5QU CoRE ¦ 3QU LoRE | Seismic - Non-Red Flag Warning - Catastrophic Fires | 2023 | 0 | 0 | 0 | 0 | 21835.9781 | 428.6023 | 13939.561 | 7467.8148 | 4.7784 | 4.7784 | 4.7784 | 4.7784 | 1.3366e-09 |  | 0 | 6.3867e-09 | 6.3867e-09 | 0 | 6.3867e-09 | 6.3867e-09 | 0 | 6.3867e-09 | 6.3867e-09 | 0 | 6.3867e-09 | Column30: 6.3867e-09 | [29 empty] | 7.3.2.1.3 Advanced weather monitoring and weather stations Weather StationsWLDFRElectric Reliability | WLDFR | HFTD - Distribution - Zone 1 - 5QU CoRE ¦ 1QU LoRE | Red Flag Warning - Small Fires | 2032 | Electric Reliability | 0.039055 | 10.0154 | 2032 | Mitigation | 0.011149 | 10 | 0 | esc | 0 | 0 | 0 | 0 | 0 | 0 | 0.011149 | 0.00043542
[79 empty] | WLDFR | HFTD - Distribution - Tier 3 - 5QU CoRE ¦ 3QU LoRE | Seismic - Non-Red Flag Warning - Catastrophic Fires | 2024 | 0 | 0 | 0 | 0 | 21835.9781 | 428.6023 | 13939.561 | 7467.8148 | 4.7784 | 4.7784 | 4.7784 | 4.7784 | 1.3366e-09 |  | 0 | 6.3867e-09 | 6.3867e-09 | 0 | 6.3867e-09 | 6.3867e-09 | 0 | 6.3867e-09 | 6.3867e-09 | 0 | 6.3867e-09 | Column30: 6.3867e-09 | [29 empty] | 7.3.2.1.3 Advanced weather monitoring and weather stations Weather StationsWLDFRElectric Reliability | WLDFR | HFTD - Distribution - Zone 1 - 5QU CoRE ¦ 1QU LoRE | Seismic - Non-Red Flag Warning - Catastrophic Fires | 2021 | Electric Reliability | 409.2237 | 10.0154 | 2021 | Mitigation | 0.011149 | 10 | 0 | esc | 0.011149 | 4.5624 | 0.011149 | 4.5624 | 0 | 0 | 0 | 0
[79 empty] | WLDFR | HFTD - Distribution - Tier 3 - 5QU CoRE ¦ 3QU LoRE | Seismic - Non-Red Flag Warning - Catastrophic Fires | 2025 | 0 | 0 | 0 | 0 | 21835.9781 | 428.6023 | 13939.561 | 7467.8148 | 4.7784 | 4.7784 | 4.7784 | 4.7784 | 1.3366e-09 |  | 0 | 6.3867e-09 | 6.3867e-09 | 0 | 6.3867e-09 | 6.3867e-09 | 0 | 6.3867e-09 | 6.3867e-09 | 0 | 6.3867e-09 | Column30: 6.3867e-09 | [29 empty] | 7.3.2.1.3 Advanced weather monitoring and weather stations Weather StationsWLDFRElectric Reliability | WLDFR | HFTD - Distribution - Zone 1 - 5QU CoRE ¦ 1QU LoRE | Seismic - Non-Red Flag Warning - Catastrophic Fires | 2022 | Electric Reliability | 409.2237 | 10.0154 | 2022 | Mitigation | 0.011149 | 10 | 0 | esc | 0.011149 | 4.5624 | 0.011149 | 4.5624 | 0.011149 | 4.5624 | 0 | 0
[79 empty] | WLDFR | HFTD - Distribution - Tier 3 - 5QU CoRE ¦ 3QU LoRE | Seismic - Non-Red Flag Warning - Catastrophic Fires | 2026 | 0 | 0 | 0 | 0 | 21835.9781 | 428.6023 | 13939.561 | 7467.8148 | 4.7784 | 4.7784 | 4.7784 | 4.7784 | 1.3366e-09 |  | 0 | 6.3867e-09 | 6.3867e-09 | 0 | 6.3867e-09 | 6.3867e-09 | 0 | 6.3867e-09 | 6.3867e-09 | 0 | 6.3867e-09 | Column30: 6.3867e-09 | [29 empty] | 7.3.2.1.3 Advanced weather monitoring and weather stations Weather StationsWLDFRElectric Reliability | WLDFR | HFTD - Distribution - Zone 1 - 5QU CoRE ¦ 1QU LoRE | Seismic - Non-Red Flag Warning - Catastrophic Fires | 2023 | Electric Reliability | 428.6023 | 10.0154 | 2023 | Mitigation | 0.011149 | 10 | 0 | esc | 0.011149 | 4.7784 | 0.011149 | 4.7784 | 0.011149 | 4.7784 | 0.011149 | 4.7784
[79 empty] | WLDFR | HFTD - Distribution - Tier 3 - 5QU CoRE ¦ 3QU LoRE | Seismic - Non-Red Flag Warning - Catastrophic Fires | 2027 | 0 | 0 | 0 | 0 | 21835.9781 | 428.6023 | 13939.561 | 7467.8148 | 4.7784 | 4.7784 | 4.7784 | 4.7784 | 1.3366e-09 |  | 0 | 6.3867e-09 | 6.3867e-09 | 0 | 6.3867e-09 | 6.3867e-09 | 0 | 6.3867e-09 | 6.3867e-09 | 0 | 6.3867e-09 | Column30: 6.3867e-09 | [29 empty] | 7.3.2.1.3 Advanced weather monitoring and weather stations Weather StationsWLDFRElectric Reliability | WLDFR | HFTD - Distribution - Zone 1 - 5QU CoRE ¦ 1QU LoRE | Seismic - Non-Red Flag Warning - Catastrophic Fires | 2024 | Electric Reliability | 428.6023 | 10.0154 | 2024 | Mitigation | 0.011149 | 10 | 0 | esc | 0.011149 | 4.7784 | 0.011149 | 4.7784 | 0.011149 | 4.7784 | 0.011149 | 4.7784
[79 empty] | WLDFR | HFTD - Distribution - Tier 3 - 5QU CoRE ¦ 3QU LoRE | Seismic - Non-Red Flag Warning - Catastrophic Fires | 2028 | 0 | 0 | 0 | 0 | 22783.187 | 453.261 | 14531.3357 | 7798.5904 | 5.0533 | 5.0533 | 5.0533 | 5.0533 | 1.3366e-09 |  | 0 | 6.7541e-09 | 6.7541e-09 | 0 | 6.7541e-09 | 6.7541e-09 | 0 | 6.7541e-09 | 6.7541e-09 | 0 | 6.7541e-09 | Column30: 6.7541e-09 | [29 empty] | 7.3.2.1.3 Advanced weather monitoring and weather stations Weather StationsWLDFRElectric Reliability | WLDFR | HFTD - Distribution - Zone 1 - 5QU CoRE ¦ 1QU LoRE | Seismic - Non-Red Flag Warning - Catastrophic Fires | 2025 | Electric Reliability | 428.6023 | 10.0154 | 2025 | Mitigation | 0.011149 | 10 | 0 | esc | 0.011149 | 4.7784 | 0.011149 | 4.7784 | 0.011149 | 4.7784 | 0.011149 | 4.7784
[79 empty] | WLDFR | HFTD - Distribution - Tier 3 - 5QU CoRE ¦ 3QU LoRE | Seismic - Non-Red Flag Warning - Catastrophic Fires | 2029 | 0 | 0 | 0 | 0 | 22783.187 | 453.261 | 14531.3357 | 7798.5904 | 5.0533 | 5.0533 | 5.0533 | 5.0533 | 1.3366e-09 |  | 0 | 6.7541e-09 | 6.7541e-09 | 0 | 6.7541e-09 | 6.7541e-09 | 0 | 6.7541e-09 | 6.7541e-09 | 0 | 6.7541e-09 | Column30: 6.7541e-09 | [29 empty] | 7.3.2.1.3 Advanced weather monitoring and weather stations Weather StationsWLDFRElectric Reliability | WLDFR | HFTD - Distribution - Zone 1 - 5QU CoRE ¦ 1QU LoRE | Seismic - Non-Red Flag Warning - Catastrophic Fires | 2026 | Electric Reliability | 428.6023 | 10.0154 | 2026 | Mitigation | 0.011149 | 10 | 0 | esc | 0.011149 | 4.7784 | 0.011149 | 4.7784 | 0.011149 | 4.7784 | 0.011149 | 4.7784
[79 empty] | WLDFR | HFTD - Distribution - Tier 3 - 5QU CoRE ¦ 3QU LoRE | Seismic - Non-Red Flag Warning - Catastrophic Fires | 2030 | 0 | 0 | 0 | 0 | 22783.187 | 453.261 | 14531.3357 | 7798.5904 | 0 | 5.0533 | 5.0533 | 5.0533 | 1.3366e-09 |  | 0 | 0 | 0 | 0 | 6.7541e-09 | 6.7541e-09 | 0 | 6.7541e-09 | 6.7541e-09 | 0 | 6.7541e-09 | Column30: 6.7541e-09 | [29 empty] | 7.3.2.1.3 Advanced weather monitoring and weather stations Weather StationsWLDFRElectric Reliability | WLDFR | HFTD - Distribution - Zone 1 - 5QU CoRE ¦ 1QU LoRE | Seismic - Non-Red Flag Warning - Catastrophic Fires | 2027 | Electric Reliability | 428.6023 | 10.0154 | 2027 | Mitigation | 0.011149 | 10 | 0 | esc | 0.011149 | 4.7784 | 0.011149 | 4.7784 | 0.011149 | 4.7784 | 0.011149 | 4.7784
[79 empty] | WLDFR | HFTD - Distribution - Tier 3 - 5QU CoRE ¦ 3QU LoRE | Seismic - Non-Red Flag Warning - Catastrophic Fires | 2031 | 0 | 0 | 0 | 0 | 22783.187 | 453.261 | 14531.3357 | 7798.5904 | 0 | 0 | 5.0533 | 5.0533 | 1.3366e-09 |  | 0 | 0 | 0 | 0 | 0 | 0 | 0 | 6.7541e-09 | 6.7541e-09 | 0 | 6.7541e-09 | Column30: 6.7541e-09 | [29 empty] | 7.3.2.1.3 Advanced weather monitoring and weather stations Weather StationsWLDFRElectric Reliability | WLDFR | HFTD - Distribution - Zone 1 - 5QU CoRE ¦ 1QU LoRE | Seismic - Non-Red Flag Warning - Catastrophic Fires | 2028 | Electric Reliability | 453.261 | 10.0154 | 2028 | Mitigation | 0.011149 | 10 | 0 | esc | 0.011149 | 5.0533 | 0.011149 | 5.0533 | 0.011149 | 5.0533 | 0.011149 | 5.0533
[79 empty] | WLDFR | HFTD - Distribution - Tier 3 - 5QU CoRE ¦ 3QU LoRE | Seismic - Non-Red Flag Warning - Catastrophic Fires | 2032 | 0 | 0 | 0 | 0 | 22783.187 | 453.261 | 14531.3357 | 7798.5904 | 0 | 0 | 0 | 5.0533 | 1.3366e-09 |  | 0 | 0 | 0 | 0 | 0 | 0 | 0 | 0 | 0 | 0 | 6.7541e-09 | Column30: 6.7541e-09 | [29 empty] | 7.3.2.1.3 Advanced weather monitoring and weather stations Weather StationsWLDFRElectric Reliability | WLDFR | HFTD - Distribution - Zone 1 - 5QU CoRE ¦ 1QU LoRE | Seismic - Non-Red Flag Warning - Catastrophic Fires | 2029 | Electric Reliability | 453.261 | 10.0154 | 2029 | Mitigation | 0.011149 | 10 | 0 | esc | 0.011149 | 5.0533 | 0.011149 | 5.0533 | 0.011149 | 5.0533 | 0.011149 | 5.0533
[79 empty] | WLDFR | HFTD - Distribution - Tier 3 - 5QU CoRE ¦ 3QU LoRE | Seismic - Red Flag Warning - Catastrophic Fires | 2020 | 0 | 0 | 0 | 0 | 21083.8428 | 409.2237 | 13469.0878 | 7205.5313 | 4.5624 | 0 | 0 | 0 | 5.7644e-08 |  | 0 | 2.6299e-07 | 2.6299e-07 | 0 | 0 | 0 | 0 | 0 | 0 | 0 | 0 | Column30: 0 | [29 empty] | 7.3.2.1.3 Advanced weather monitoring and weather stations Weather StationsWLDFRElectric Reliability | WLDFR | HFTD - Distribution - Zone 1 - 5QU CoRE ¦ 1QU LoRE | Seismic - Non-Red Flag Warning - Catastrophic Fires | 2030 | Electric Reliability | 453.261 | 10.0154 | 2030 | Mitigation | 0.011149 | 10 | 0 | esc | 0 | 0 | 0.011149 | 5.0533 | 0.011149 | 5.0533 | 0.011149 | 5.0533
[79 empty] | WLDFR | HFTD - Distribution - Tier 3 - 5QU CoRE ¦ 3QU LoRE | Seismic - Red Flag Warning - Catastrophic Fires | 2021 | 0 | 0 | 0 | 0 | 21083.8428 | 409.2237 | 13469.0878 | 7205.5313 | 4.5624 | 4.5624 | 0 | 0 | 5.7644e-08 |  | 0 | 2.6299e-07 | 2.6299e-07 | 0 | 2.6299e-07 | 2.6299e-07 | 0 | 0 | 0 | 0 | 0 | Column30: 0 | [29 empty] | 7.3.2.1.3 Advanced weather monitoring and weather stations Weather StationsWLDFRElectric Reliability | WLDFR | HFTD - Distribution - Zone 1 - 5QU CoRE ¦ 1QU LoRE | Seismic - Non-Red Flag Warning - Catastrophic Fires | 2031 | Electric Reliability | 453.261 | 10.0154 | 2031 | Mitigation | 0.011149 | 10 | 0 | esc | 0 | 0 | 0 | 0 | 0.011149 | 5.0533 | 0.011149 | 5.0533
[79 empty] | WLDFR | HFTD - Distribution - Tier 3 - 5QU CoRE ¦ 3QU LoRE | Seismic - Red Flag Warning - Catastrophic Fires | 2022 | 0 | 0 | 0 | 0 | 21083.8428 | 409.2237 | 13469.0878 | 7205.5313 | 4.5624 | 4.5624 | 4.5624 | 0 | 5.7644e-08 |  | 0 | 2.6299e-07 | 2.6299e-07 | 0 | 2.6299e-07 | 2.6299e-07 | 0 | 2.6299e-07 | 2.6299e-07 | 0 | 0 | Column30: 0 | [29 empty] | 7.3.2.1.3 Advanced weather monitoring and weather stations Weather StationsWLDFRElectric Reliability | WLDFR | HFTD - Distribution - Zone 1 - 5QU CoRE ¦ 1QU LoRE | Seismic - Non-Red Flag Warning - Catastrophic Fires | 2032 | Electric Reliability | 453.261 | 10.0154 | 2032 | Mitigation | 0.011149 | 10 | 0 | esc | 0 | 0 | 0 | 0 | 0 | 0 | 0.011149 | 5.0533
[79 empty] | WLDFR | HFTD - Distribution - Tier 3 - 5QU CoRE ¦ 3QU LoRE | Seismic - Red Flag Warning - Catastrophic Fires | 2023 | 0 | 0 | 0 | 0 | 21835.9781 | 428.6023 | 13939.561 | 7467.8148 | 4.7784 | 4.7784 | 4.7784 | 4.7784 | 5.7644e-08 |  | 0 | 2.7545e-07 | 2.7545e-07 | 0 | 2.7545e-07 | 2.7545e-07 | 0 | 2.7545e-07 | 2.7545e-07 | 0 | 2.7545e-07 | Column30: 2.7545e-07 | [29 empty] | 7.3.2.1.3 Advanced weather monitoring and weather stations Weather StationsWLDFRElectric Reliability | WLDFR | HFTD - Distribution - Zone 1 - 5QU CoRE ¦ 1QU LoRE | Seismic - Red Flag Warning - Catastrophic Fires | 2021 | Electric Reliability | 409.2237 | 10.0154 | 2021 | Mitigation | 0.011149 | 10 | 0 | esc | 0.011149 | 4.5624 | 0.011149 | 4.5624 | 0 | 0 | 0 | 0
[79 empty] | WLDFR | HFTD - Distribution - Tier 3 - 5QU CoRE ¦ 3QU LoRE | Seismic - Red Flag Warning - Catastrophic Fires | 2024 | 0 | 0 | 0 | 0 | 21835.9781 | 428.6023 | 13939.561 | 7467.8148 | 4.7784 | 4.7784 | 4.7784 | 4.7784 | 5.7644e-08 |  | 0 | 2.7545e-07 | 2.7545e-07 | 0 | 2.7545e-07 | 2.7545e-07 | 0 | 2.7545e-07 | 2.7545e-07 | 0 | 2.7545e-07 | Column30: 2.7545e-07 | [29 empty] | 7.3.2.1.3 Advanced weather monitoring and weather stations Weather StationsWLDFRElectric Reliability | WLDFR | HFTD - Distribution - Zone 1 - 5QU CoRE ¦ 1QU LoRE | Seismic - Red Flag Warning - Catastrophic Fires | 2022 | Electric Reliability | 409.2237 | 10.0154 | 2022 | Mitigation | 0.011149 | 10 | 0 | esc | 0.011149 | 4.5624 | 0.011149 | 4.5624 | 0.011149 | 4.5624 | 0 | 0
[79 empty] | WLDFR | HFTD - Distribution - Tier 3 - 5QU CoRE ¦ 3QU LoRE | Seismic - Red Flag Warning - Catastrophic Fires | 2025 | 0 | 0 | 0 | 0 | 21835.9781 | 428.6023 | 13939.561 | 7467.8148 | 4.7784 | 4.7784 | 4.7784 | 4.7784 | 5.7644e-08 |  | 0 | 2.7545e-07 | 2.7545e-07 | 0 | 2.7545e-07 | 2.7545e-07 | 0 | 2.7545e-07 | 2.7545e-07 | 0 | 2.7545e-07 | Column30: 2.7545e-07 | [29 empty] | 7.3.2.1.3 Advanced weather monitoring and weather stations Weather StationsWLDFRElectric Reliability | WLDFR | HFTD - Distribution - Zone 1 - 5QU CoRE ¦ 1QU LoRE | Seismic - Red Flag Warning - Catastrophic Fires | 2023 | Electric Reliability | 428.6023 | 10.0154 | 2023 | Mitigation | 0.011149 | 10 | 0 | esc | 0.011149 | 4.7784 | 0.011149 | 4.7784 | 0.011149 | 4.7784 | 0.011149 | 4.7784
[79 empty] | WLDFR | HFTD - Distribution - Tier 3 - 5QU CoRE ¦ 3QU LoRE | Seismic - Red Flag Warning - Catastrophic Fires | 2026 | 0 | 0 | 0 | 0 | 21835.9781 | 428.6023 | 13939.561 | 7467.8148 | 4.7784 | 4.7784 | 4.7784 | 4.7784 | 5.7644e-08 |  | 0 | 2.7545e-07 | 2.7545e-07 | 0 | 2.7545e-07 | 2.7545e-07 | 0 | 2.7545e-07 | 2.7545e-07 | 0 | 2.7545e-07 | Column30: 2.7545e-07 | [29 empty] | 7.3.2.1.3 Advanced weather monitoring and weather stations Weather StationsWLDFRElectric Reliability | WLDFR | HFTD - Distribution - Zone 1 - 5QU CoRE ¦ 1QU LoRE | Seismic - Red Flag Warning - Catastrophic Fires | 2024 | Electric Reliability | 428.6023 | 10.0154 | 2024 | Mitigation | 0.011149 | 10 | 0 | esc | 0.011149 | 4.7784 | 0.011149 | 4.7784 | 0.011149 | 4.7784 | 0.011149 | 4.7784
[79 empty] | WLDFR | HFTD - Distribution - Tier 3 - 5QU CoRE ¦ 3QU LoRE | Seismic - Red Flag Warning - Catastrophic Fires | 2027 | 0 | 0 | 0 | 0 | 21835.9781 | 428.6023 | 13939.561 | 7467.8148 | 4.7784 | 4.7784 | 4.7784 | 4.7784 | 5.7644e-08 |  | 0 | 2.7545e-07 | 2.7545e-07 | 0 | 2.7545e-07 | 2.7545e-07 | 0 | 2.7545e-07 | 2.7545e-07 | 0 | 2.7545e-07 | Column30: 2.7545e-07 | [29 empty] | 7.3.2.1.3 Advanced weather monitoring and weather stations Weather StationsWLDFRElectric Reliability | WLDFR | HFTD - Distribution - Zone 1 - 5QU CoRE ¦ 1QU LoRE | Seismic - Red Flag Warning - Catastrophic Fires | 2025 | Electric Reliability | 428.6023 | 10.0154 | 2025 | Mitigation | 0.011149 | 10 | 0 | esc | 0.011149 | 4.7784 | 0.011149 | 4.7784 | 0.011149 | 4.7784 | 0.011149 | 4.7784
[79 empty] | WLDFR | HFTD - Distribution - Tier 3 - 5QU CoRE ¦ 3QU LoRE | Seismic - Red Flag Warning - Catastrophic Fires | 2028 | 0 | 0 | 0 | 0 | 22783.187 | 453.261 | 14531.3357 | 7798.5904 | 5.0533 | 5.0533 | 5.0533 | 5.0533 | 5.7644e-08 |  | 0 | 2.913e-07 | 2.913e-07 | 0 | 2.913e-07 | 2.913e-07 | 0 | 2.913e-07 | 2.913e-07 | 0 | 2.913e-07 | Column30: 2.913e-07 | [29 empty] | 7.3.2.1.3 Advanced weather monitoring and weather stations Weather StationsWLDFRElectric Reliability | WLDFR | HFTD - Distribution - Zone 1 - 5QU CoRE ¦ 1QU LoRE | Seismic - Red Flag Warning - Catastrophic Fires | 2026 | Electric Reliability | 428.6023 | 10.0154 | 2026 | Mitigation | 0.011149 | 10 | 0 | esc | 0.011149 | 4.7784 | 0.011149 | 4.7784 | 0.011149 | 4.7784 | 0.011149 | 4.7784
[79 empty] | WLDFR | HFTD - Distribution - Tier 3 - 5QU CoRE ¦ 3QU LoRE | Seismic - Red Flag Warning - Catastrophic Fires | 2029 | 0 | 0 | 0 | 0 | 22783.187 | 453.261 | 14531.3357 | 7798.5904 | 5.0533 | 5.0533 | 5.0533 | 5.0533 | 5.7644e-08 |  | 0 | 2.913e-07 | 2.913e-07 | 0 | 2.913e-07 | 2.913e-07 | 0 | 2.913e-07 | 2.913e-07 | 0 | 2.913e-07 | Column30: 2.913e-07 | [29 empty] | 7.3.2.1.3 Advanced weather monitoring and weather stations Weather StationsWLDFRElectric Reliability | WLDFR | HFTD - Distribution - Zone 1 - 5QU CoRE ¦ 1QU LoRE | Seismic - Red Flag Warning - Catastrophic Fires | 2027 | Electric Reliability | 428.6023 | 10.0154 | 2027 | Mitigation | 0.011149 | 10 | 0 | esc | 0.011149 | 4.7784 | 0.011149 | 4.7784 | 0.011149 | 4.7784 | 0.011149 | 4.7784
[79 empty] | WLDFR | HFTD - Distribution - Tier 3 - 5QU CoRE ¦ 3QU LoRE | Seismic - Red Flag Warning - Catastrophic Fires | 2030 | 0 | 0 | 0 | 0 | 22783.187 | 453.261 | 14531.3357 | 7798.5904 | 0 | 5.0533 | 5.0533 | 5.0533 | 5.7644e-08 |  | 0 | 0 | 0 | 0 | 2.913e-07 | 2.913e-07 | 0 | 2.913e-07 | 2.913e-07 | 0 | 2.913e-07 | Column30: 2.913e-07 | [29 empty] | 7.3.2.1.3 Advanced weather monitoring and weather stations Weather StationsWLDFRElectric Reliability | WLDFR | HFTD - Distribution - Zone 1 - 5QU CoRE ¦ 1QU LoRE | Seismic - Red Flag Warning - Catastrophic Fires | 2028 | Electric Reliability | 453.261 | 10.0154 | 2028 | Mitigation | 0.011149 | 10 | 0 | esc | 0.011149 | 5.0533 | 0.011149 | 5.0533 | 0.011149 | 5.0533 | 0.011149 | 5.0533
[79 empty] | WLDFR | HFTD - Distribution - Tier 3 - 5QU CoRE ¦ 3QU LoRE | Seismic - Red Flag Warning - Catastrophic Fires | 2031 | 0 | 0 | 0 | 0 | 22783.187 | 453.261 | 14531.3357 | 7798.5904 | 0 | 0 | 5.0533 | 5.0533 | 5.7644e-08 |  | 0 | 0 | 0 | 0 | 0 | 0 | 0 | 2.913e-07 | 2.913e-07 | 0 | 2.913e-07 | Column30: 2.913e-07 | [29 empty] | 7.3.2.1.3 Advanced weather monitoring and weather stations Weather StationsWLDFRElectric Reliability | WLDFR | HFTD - Distribution - Zone 1 - 5QU CoRE ¦ 1QU LoRE | Seismic - Red Flag Warning - Catastrophic Fires | 2029 | Electric Reliability | 453.261 | 10.0154 | 2029 | Mitigation | 0.011149 | 10 | 0 | esc | 0.011149 | 5.0533 | 0.011149 | 5.0533 | 0.011149 | 5.0533 | 0.011149 | 5.0533
[79 empty] | WLDFR | HFTD - Distribution - Tier 3 - 5QU CoRE ¦ 3QU LoRE | Seismic - Red Flag Warning - Catastrophic Fires | 2032 | 0 | 0 | 0 | 0 | 22783.187 | 453.261 | 14531.3357 | 7798.5904 | 0 | 0 | 0 | 5.0533 | 5.7644e-08 |  | 0 | 0 | 0 | 0 | 0 | 0 | 0 | 0 | 0 | 0 | 2.913e-07 | Column30: 2.913e-07 | [29 empty] | 7.3.2.1.3 Advanced weather monitoring and weather stations Weather StationsWLDFRElectric Reliability | WLDFR | HFTD - Distribution - Zone 1 - 5QU CoRE ¦ 1QU LoRE | Seismic - Red Flag Warning - Catastrophic Fires | 2030 | Electric Reliability | 453.261 | 10.0154 | 2030 | Mitigation | 0.011149 | 10 | 0 | esc | 0 | 0 | 0.011149 | 5.0533 | 0.011149 | 5.0533 | 0.011149 | 5.0533
[79 empty] | WLDFR | HFTD - Distribution - Tier 3 - 5QU CoRE ¦ 4QU LoRE | Non-Red Flag Warning - Catastrophic Fires | 2020 | 0 | 0 | 0 | 0 | 14146.1306 | 222.2294 | 8585.7228 | 5338.1784 | 2.4776 | 0 | 0 | 0 | 8.9986e-08 |  | 0 | 2.2295e-07 | 2.2295e-07 | 0 | 0 | 0 | 0 | 0 | 0 | 0 | 0 | Column30: 0 | [29 empty] | 7.3.2.1.3 Advanced weather monitoring and weather stations Weather StationsWLDFRElectric Reliability | WLDFR | HFTD - Distribution - Zone 1 - 5QU CoRE ¦ 1QU LoRE | Seismic - Red Flag Warning - Catastrophic Fires | 2031 | Electric Reliability | 453.261 | 10.0154 | 2031 | Mitigation | 0.011149 | 10 | 0 | esc | 0 | 0 | 0 | 0 | 0.011149 | 5.0533 | 0.011149 | 5.0533
[79 empty] | WLDFR | HFTD - Distribution - Tier 3 - 5QU CoRE ¦ 4QU LoRE | Non-Red Flag Warning - Catastrophic Fires | 2021 | 0 | 0 | 0 | 0 | 14146.1306 | 222.2294 | 8585.7228 | 5338.1784 | 2.4776 | 2.4776 | 0 | 0 | 8.9986e-08 |  | 0 | 2.2295e-07 | 2.2295e-07 | 0 | 2.2295e-07 | 2.2295e-07 | 0 | 0 | 0 | 0 | 0 | Column30: 0 | [29 empty] | 7.3.2.1.3 Advanced weather monitoring and weather stations Weather StationsWLDFRElectric Reliability | WLDFR | HFTD - Distribution - Zone 1 - 5QU CoRE ¦ 1QU LoRE | Seismic - Red Flag Warning - Catastrophic Fires | 2032 | Electric Reliability | 453.261 | 10.0154 | 2032 | Mitigation | 0.011149 | 10 | 0 | esc | 0 | 0 | 0 | 0 | 0 | 0 | 0.011149 | 5.0533
[79 empty] | WLDFR | HFTD - Distribution - Tier 3 - 5QU CoRE ¦ 4QU LoRE | Non-Red Flag Warning - Catastrophic Fires | 2022 | 0 | 0 | 0 | 0 | 14146.1306 | 222.2294 | 8585.7228 | 5338.1784 | 2.4776 | 2.4776 | 2.4776 | 0 | 8.9986e-08 |  | 0 | 2.2295e-07 | 2.2295e-07 | 0 | 2.2295e-07 | 2.2295e-07 | 0 | 2.2295e-07 | 2.2295e-07 | 0 | 0 | Column30: 0 | [29 empty] | 7.3.2.1.3 Advanced weather monitoring and weather stations Weather StationsWLDFRElectric Reliability | WLDFR | HFTD - Distribution - Zone 1 - 5QU CoRE ¦ 4QU LoRE | Non-Red Flag Warning - Large Fires | 2021 | Electric Reliability | 0.69642 | 0.27822 | 2021 | Mitigation | 0.011149 | 10 | 0 | esc | 0.011149 | 0.0077642 | 0.011149 | 0.0077642 | 0 | 0 | 0 | 0
[79 empty] | WLDFR | HFTD - Distribution - Tier 3 - 5QU CoRE ¦ 4QU LoRE | Non-Red Flag Warning - Catastrophic Fires | 2023 | 0 | 0 | 0 | 0 | 14664.6376 | 233.2301 | 8896.516 | 5534.8915 | 2.6002 | 2.6002 | 2.6002 | 2.6002 | 8.9986e-08 |  | 0 | 2.3399e-07 | 2.3399e-07 | 0 | 2.3399e-07 | 2.3399e-07 | 0 | 2.3399e-07 | 2.3399e-07 | 0 | 2.3399e-07 | Column30: 2.3399e-07 | [29 empty] | 7.3.2.1.3 Advanced weather monitoring and weather stations Weather StationsWLDFRElectric Reliability | WLDFR | HFTD - Distribution - Zone 1 - 5QU CoRE ¦ 4QU LoRE | Non-Red Flag Warning - Large Fires | 2022 | Electric Reliability | 0.69642 | 0.27822 | 2022 | Mitigation | 0.011149 | 10 | 0 | esc | 0.011149 | 0.0077642 | 0.011149 | 0.0077642 | 0.011149 | 0.0077642 | 0 | 0
[79 empty] | WLDFR | HFTD - Distribution - Tier 3 - 5QU CoRE ¦ 4QU LoRE | Non-Red Flag Warning - Catastrophic Fires | 2024 | 0 | 0 | 0 | 0 | 14664.6376 | 233.2301 | 8896.516 | 5534.8915 | 2.6002 | 2.6002 | 2.6002 | 2.6002 | 8.9986e-08 |  | 0 | 2.3399e-07 | 2.3399e-07 | 0 | 2.3399e-07 | 2.3399e-07 | 0 | 2.3399e-07 | 2.3399e-07 | 0 | 2.3399e-07 | Column30: 2.3399e-07 | [29 empty] | 7.3.2.1.3 Advanced weather monitoring and weather stations Weather StationsWLDFRElectric Reliability | WLDFR | HFTD - Distribution - Zone 1 - 5QU CoRE ¦ 4QU LoRE | Non-Red Flag Warning - Large Fires | 2023 | Electric Reliability | 0.71896 | 0.27822 | 2023 | Mitigation | 0.011149 | 10 | 0 | esc | 0.011149 | 0.0080156 | 0.011149 | 0.0080156 | 0.011149 | 0.0080156 | 0.011149 | 0.0080156
[79 empty] | WLDFR | HFTD - Distribution - Tier 3 - 5QU CoRE ¦ 4QU LoRE | Non-Red Flag Warning - Catastrophic Fires | 2025 | 0 | 0 | 0 | 0 | 14664.6376 | 233.2301 | 8896.516 | 5534.8915 | 2.6002 | 2.6002 | 2.6002 | 2.6002 | 8.9986e-08 |  | 0 | 2.3399e-07 | 2.3399e-07 | 0 | 2.3399e-07 | 2.3399e-07 | 0 | 2.3399e-07 | 2.3399e-07 | 0 | 2.3399e-07 | Column30: 2.3399e-07 | [29 empty] | 7.3.2.1.3 Advanced weather monitoring and weather stations Weather StationsWLDFRElectric Reliability | WLDFR | HFTD - Distribution - Zone 1 - 5QU CoRE ¦ 4QU LoRE | Non-Red Flag Warning - Large Fires | 2024 | Electric Reliability | 0.71896 | 0.27822 | 2024 | Mitigation | 0.011149 | 10 | 0 | esc | 0.011149 | 0.0080156 | 0.011149 | 0.0080156 | 0.011149 | 0.0080156 | 0.011149 | 0.0080156
[79 empty] | WLDFR | HFTD - Distribution - Tier 3 - 5QU CoRE ¦ 4QU LoRE | Non-Red Flag Warning - Catastrophic Fires | 2026 | 0 | 0 | 0 | 0 | 14664.6376 | 233.2301 | 8896.516 | 5534.8915 | 2.6002 | 2.6002 | 2.6002 | 2.6002 | 8.9986e-08 |  | 0 | 2.3399e-07 | 2.3399e-07 | 0 | 2.3399e-07 | 2.3399e-07 | 0 | 2.3399e-07 | 2.3399e-07 | 0 | 2.3399e-07 | Column30: 2.3399e-07 | [29 empty] | 7.3.2.1.3 Advanced weather monitoring and weather stations Weather StationsWLDFRElectric Reliability | WLDFR | HFTD - Distribution - Zone 1 - 5QU CoRE ¦ 4QU LoRE | Non-Red Flag Warning - Large Fires | 2025 | Electric Reliability | 0.71896 | 0.27822 | 2025 | Mitigation | 0.011149 | 10 | 0 | esc | 0.011149 | 0.0080156 | 0.011149 | 0.0080156 | 0.011149 | 0.0080156 | 0.011149 | 0.0080156
[79 empty] | WLDFR | HFTD - Distribution - Tier 3 - 5QU CoRE ¦ 4QU LoRE | Non-Red Flag Warning - Catastrophic Fires | 2027 | 0 | 0 | 0 | 0 | 14664.6376 | 233.2301 | 8896.516 | 5534.8915 | 2.6002 | 2.6002 | 2.6002 | 2.6002 | 8.9986e-08 |  | 0 | 2.3399e-07 | 2.3399e-07 | 0 | 2.3399e-07 | 2.3399e-07 | 0 | 2.3399e-07 | 2.3399e-07 | 0 | 2.3399e-07 | Column30: 2.3399e-07 | [29 empty] | 7.3.2.1.3 Advanced weather monitoring and weather stations Weather StationsWLDFRElectric Reliability | WLDFR | HFTD - Distribution - Zone 1 - 5QU CoRE ¦ 4QU LoRE | Non-Red Flag Warning - Large Fires | 2026 | Electric Reliability | 0.71896 | 0.27822 | 2026 | Mitigation | 0.011149 | 10 | 0 | esc | 0.011149 | 0.0080156 | 0.011149 | 0.0080156 | 0.011149 | 0.0080156 | 0.011149 | 0.0080156
[79 empty] | WLDFR | HFTD - Distribution - Tier 3 - 5QU CoRE ¦ 4QU LoRE | Non-Red Flag Warning - Catastrophic Fires | 2028 | 0 | 0 | 0 | 0 | 15317.9909 | 247.273 | 9287.6491 | 5783.0689 | 2.7568 | 2.7568 | 2.7568 | 2.7568 | 8.9986e-08 |  | 0 | 2.4807e-07 | 2.4807e-07 | 0 | 2.4807e-07 | 2.4807e-07 | 0 | 2.4807e-07 | 2.4807e-07 | 0 | 2.4807e-07 | Column30: 2.4807e-07 | [29 empty] | 7.3.2.1.3 Advanced weather monitoring and weather stations Weather StationsWLDFRElectric Reliability | WLDFR | HFTD - Distribution - Zone 1 - 5QU CoRE ¦ 4QU LoRE | Non-Red Flag Warning - Large Fires | 2027 | Electric Reliability | 0.71896 | 0.27822 | 2027 | Mitigation | 0.011149 | 10 | 0 | esc | 0.011149 | 0.0080156 | 0.011149 | 0.0080156 | 0.011149 | 0.0080156 | 0.011149 | 0.0080156
[79 empty] | WLDFR | HFTD - Distribution - Tier 3 - 5QU CoRE ¦ 4QU LoRE | Non-Red Flag Warning - Catastrophic Fires | 2029 | 0 | 0 | 0 | 0 | 15317.9909 | 247.273 | 9287.6491 | 5783.0689 | 2.7568 | 2.7568 | 2.7568 | 2.7568 | 8.9986e-08 |  | 0 | 2.4807e-07 | 2.4807e-07 | 0 | 2.4807e-07 | 2.4807e-07 | 0 | 2.4807e-07 | 2.4807e-07 | 0 | 2.4807e-07 | Column30: 2.4807e-07 | [29 empty] | 7.3.2.1.3 Advanced weather monitoring and weather stations Weather StationsWLDFRElectric Reliability | WLDFR | HFTD - Distribution - Zone 1 - 5QU CoRE ¦ 4QU LoRE | Non-Red Flag Warning - Large Fires | 2028 | Electric Reliability | 0.74734 | 0.27822 | 2028 | Mitigation | 0.011149 | 10 | 0 | esc | 0.011149 | 0.0083319 | 0.011149 | 0.0083319 | 0.011149 | 0.0083319 | 0.011149 | 0.0083319
[79 empty] | WLDFR | HFTD - Distribution - Tier 3 - 5QU CoRE ¦ 4QU LoRE | Non-Red Flag Warning - Catastrophic Fires | 2030 | 0 | 0 | 0 | 0 | 15317.9909 | 247.273 | 9287.6491 | 5783.0689 | 0 | 2.7568 | 2.7568 | 2.7568 | 8.9986e-08 |  | 0 | 0 | 0 | 0 | 2.4807e-07 | 2.4807e-07 | 0 | 2.4807e-07 | 2.4807e-07 | 0 | 2.4807e-07 | Column30: 2.4807e-07 | [29 empty] | 7.3.2.1.3 Advanced weather monitoring and weather stations Weather StationsWLDFRElectric Reliability | WLDFR | HFTD - Distribution - Zone 1 - 5QU CoRE ¦ 4QU LoRE | Non-Red Flag Warning - Large Fires | 2029 | Electric Reliability | 0.74734 | 0.27822 | 2029 | Mitigation | 0.011149 | 10 | 0 | esc | 0.011149 | 0.0083319 | 0.011149 | 0.0083319 | 0.011149 | 0.0083319 | 0.011149 | 0.0083319
[79 empty] | WLDFR | HFTD - Distribution - Tier 3 - 5QU CoRE ¦ 4QU LoRE | Non-Red Flag Warning - Catastrophic Fires | 2031 | 0 | 0 | 0 | 0 | 15317.9909 | 247.273 | 9287.6491 | 5783.0689 | 0 | 0 | 2.7568 | 2.7568 | 8.9986e-08 |  | 0 | 0 | 0 | 0 | 0 | 0 | 0 | 2.4807e-07 | 2.4807e-07 | 0 | 2.4807e-07 | Column30: 2.4807e-07 | [29 empty] | 7.3.2.1.3 Advanced weather monitoring and weather stations Weather StationsWLDFRElectric Reliability | WLDFR | HFTD - Distribution - Zone 1 - 5QU CoRE ¦ 4QU LoRE | Non-Red Flag Warning - Large Fires | 2030 | Electric Reliability | 0.74734 | 0.27822 | 2030 | Mitigation | 0.011149 | 10 | 0 | esc | 0 | 0 | 0.011149 | 0.0083319 | 0.011149 | 0.0083319 | 0.011149 | 0.0083319
[79 empty] | WLDFR | HFTD - Distribution - Tier 3 - 5QU CoRE ¦ 4QU LoRE | Non-Red Flag Warning - Catastrophic Fires | 2032 | 0 | 0 | 0 | 0 | 15317.9909 | 247.273 | 9287.6491 | 5783.0689 | 0 | 0 | 0 | 2.7568 | 8.9986e-08 |  | 0 | 0 | 0 | 0 | 0 | 0 | 0 | 0 | 0 | 0 | 2.4807e-07 | Column30: 2.4807e-07 | [29 empty] | 7.3.2.1.3 Advanced weather monitoring and weather stations Weather StationsWLDFRElectric Reliability | WLDFR | HFTD - Distribution - Zone 1 - 5QU CoRE ¦ 4QU LoRE | Non-Red Flag Warning - Large Fires | 2031 | Electric Reliability | 0.74734 | 0.27822 | 2031 | Mitigation | 0.011149 | 10 | 0 | esc | 0 | 0 | 0 | 0 | 0.011149 | 0.0083319 | 0.011149 | 0.0083319
[79 empty] | WLDFR | HFTD - Distribution - Tier 3 - 5QU CoRE ¦ 4QU LoRE | Non-Red Flag Warning - Destructive Fires | 2020 | 0 | 0 | 0 | 0 | 8807.9522 | 222.2294 | 8585.7228 | 0 | 2.4776 | 0 | 0 | 0 | 1.1125e-07 |  | 0 | 2.7563e-07 | 2.7563e-07 | 0 | 0 | 0 | 0 | 0 | 0 | 0 | 0 | Column30: 0 | [29 empty] | 7.3.2.1.3 Advanced weather monitoring and weather stations Weather StationsWLDFRElectric Reliability | WLDFR | HFTD - Distribution - Zone 1 - 5QU CoRE ¦ 4QU LoRE | Non-Red Flag Warning - Large Fires | 2032 | Electric Reliability | 0.74734 | 0.27822 | 2032 | Mitigation | 0.011149 | 10 | 0 | esc | 0 | 0 | 0 | 0 | 0 | 0 | 0.011149 | 0.0083319
[79 empty] | WLDFR | HFTD - Distribution - Tier 3 - 5QU CoRE ¦ 4QU LoRE | Non-Red Flag Warning - Destructive Fires | 2021 | 0 | 0 | 0 | 0 | 8807.9522 | 222.2294 | 8585.7228 | 0 | 2.4776 | 2.4776 | 0 | 0 | 1.1125e-07 |  | 0 | 2.7563e-07 | 2.7563e-07 | 0 | 2.7563e-07 | 2.7563e-07 | 0 | 0 | 0 | 0 | 0 | Column30: 0 | [29 empty] | 7.3.2.1.3 Advanced weather monitoring and weather stations Weather StationsWLDFRElectric Reliability | WLDFR | HFTD - Distribution - Zone 1 - 5QU CoRE ¦ 4QU LoRE | Non-Red Flag Warning - Small Fires | 2021 | Electric Reliability | 0.036425 | 0.27822 | 2021 | Mitigation | 0.011149 | 10 | 0 | esc | 0.011149 | 0.0004061 | 0.011149 | 0.0004061 | 0 | 0 | 0 | 0
[79 empty] | WLDFR | HFTD - Distribution - Tier 3 - 5QU CoRE ¦ 4QU LoRE | Non-Red Flag Warning - Destructive Fires | 2022 | 0 | 0 | 0 | 0 | 8807.9522 | 222.2294 | 8585.7228 | 0 | 2.4776 | 2.4776 | 2.4776 | 0 | 1.1125e-07 |  | 0 | 2.7563e-07 | 2.7563e-07 | 0 | 2.7563e-07 | 2.7563e-07 | 0 | 2.7563e-07 | 2.7563e-07 | 0 | 0 | Column30: 0 | [29 empty] | 7.3.2.1.3 Advanced weather monitoring and weather stations Weather StationsWLDFRElectric Reliability | WLDFR | HFTD - Distribution - Zone 1 - 5QU CoRE ¦ 4QU LoRE | Non-Red Flag Warning - Small Fires | 2022 | Electric Reliability | 0.036425 | 0.27822 | 2022 | Mitigation | 0.011149 | 10 | 0 | esc | 0.011149 | 0.0004061 | 0.011149 | 0.0004061 | 0.011149 | 0.0004061 | 0 | 0
[79 empty] | WLDFR | HFTD - Distribution - Tier 3 - 5QU CoRE ¦ 4QU LoRE | Non-Red Flag Warning - Destructive Fires | 2023 | 0 | 0 | 0 | 0 | 9129.7461 | 233.2301 | 8896.516 | 0 | 2.6002 | 2.6002 | 2.6002 | 2.6002 | 1.1125e-07 |  | 0 | 2.8928e-07 | 2.8928e-07 | 0 | 2.8928e-07 | 2.8928e-07 | 0 | 2.8928e-07 | 2.8928e-07 | 0 | 2.8928e-07 | Column30: 2.8928e-07 | [29 empty] | 7.3.2.1.3 Advanced weather monitoring and weather stations Weather StationsWLDFRElectric Reliability | WLDFR | HFTD - Distribution - Zone 1 - 5QU CoRE ¦ 4QU LoRE | Non-Red Flag Warning - Small Fires | 2023 | Electric Reliability | 0.03759 | 0.27822 | 2023 | Mitigation | 0.011149 | 10 | 0 | esc | 0.011149 | 0.00041909 | 0.011149 | 0.00041909 | 0.011149 | 0.00041909 | 0.011149 | 0.00041909
[79 empty] | WLDFR | HFTD - Distribution - Tier 3 - 5QU CoRE ¦ 4QU LoRE | Non-Red Flag Warning - Destructive Fires | 2024 | 0 | 0 | 0 | 0 | 9129.7461 | 233.2301 | 8896.516 | 0 | 2.6002 | 2.6002 | 2.6002 | 2.6002 | 1.1125e-07 |  | 0 | 2.8928e-07 | 2.8928e-07 | 0 | 2.8928e-07 | 2.8928e-07 | 0 | 2.8928e-07 | 2.8928e-07 | 0 | 2.8928e-07 | Column30: 2.8928e-07 | [29 empty] | 7.3.2.1.3 Advanced weather monitoring and weather stations Weather StationsWLDFRElectric Reliability | WLDFR | HFTD - Distribution - Zone 1 - 5QU CoRE ¦ 4QU LoRE | Non-Red Flag Warning - Small Fires | 2024 | Electric Reliability | 0.03759 | 0.27822 | 2024 | Mitigation | 0.011149 | 10 | 0 | esc | 0.011149 | 0.00041909 | 0.011149 | 0.00041909 | 0.011149 | 0.00041909 | 0.011149 | 0.00041909
[79 empty] | WLDFR | HFTD - Distribution - Tier 3 - 5QU CoRE ¦ 4QU LoRE | Non-Red Flag Warning - Destructive Fires | 2025 | 0 | 0 | 0 | 0 | 9129.7461 | 233.2301 | 8896.516 | 0 | 2.6002 | 2.6002 | 2.6002 | 2.6002 | 1.1125e-07 |  | 0 | 2.8928e-07 | 2.8928e-07 | 0 | 2.8928e-07 | 2.8928e-07 | 0 | 2.8928e-07 | 2.8928e-07 | 0 | 2.8928e-07 | Column30: 2.8928e-07 | [29 empty] | 7.3.2.1.3 Advanced weather monitoring and weather stations Weather StationsWLDFRElectric Reliability | WLDFR | HFTD - Distribution - Zone 1 - 5QU CoRE ¦ 4QU LoRE | Non-Red Flag Warning - Small Fires | 2025 | Electric Reliability | 0.03759 | 0.27822 | 2025 | Mitigation | 0.011149 | 10 | 0 | esc | 0.011149 | 0.00041909 | 0.011149 | 0.00041909 | 0.011149 | 0.00041909 | 0.011149 | 0.00041909
[79 empty] | WLDFR | HFTD - Distribution - Tier 3 - 5QU CoRE ¦ 4QU LoRE | Non-Red Flag Warning - Destructive Fires | 2026 | 0 | 0 | 0 | 0 | 9129.7461 | 233.2301 | 8896.516 | 0 | 2.6002 | 2.6002 | 2.6002 | 2.6002 | 1.1125e-07 |  | 0 | 2.8928e-07 | 2.8928e-07 | 0 | 2.8928e-07 | 2.8928e-07 | 0 | 2.8928e-07 | 2.8928e-07 | 0 | 2.8928e-07 | Column30: 2.8928e-07 | [29 empty] | 7.3.2.1.3 Advanced weather monitoring and weather stations Weather StationsWLDFRElectric Reliability | WLDFR | HFTD - Distribution - Zone 1 - 5QU CoRE ¦ 4QU LoRE | Non-Red Flag Warning - Small Fires | 2026 | Electric Reliability | 0.03759 | 0.27822 | 2026 | Mitigation | 0.011149 | 10 | 0 | esc | 0.011149 | 0.00041909 | 0.011149 | 0.00041909 | 0.011149 | 0.00041909 | 0.011149 | 0.00041909
[79 empty] | WLDFR | HFTD - Distribution - Tier 3 - 5QU CoRE ¦ 4QU LoRE | Non-Red Flag Warning - Destructive Fires | 2027 | 0 | 0 | 0 | 0 | 9129.7461 | 233.2301 | 8896.516 | 0 | 2.6002 | 2.6002 | 2.6002 | 2.6002 | 1.1125e-07 |  | 0 | 2.8928e-07 | 2.8928e-07 | 0 | 2.8928e-07 | 2.8928e-07 | 0 | 2.8928e-07 | 2.8928e-07 | 0 | 2.8928e-07 | Column30: 2.8928e-07 | [29 empty] | 7.3.2.1.3 Advanced weather monitoring and weather stations Weather StationsWLDFRElectric Reliability | WLDFR | HFTD - Distribution - Zone 1 - 5QU CoRE ¦ 4QU LoRE | Non-Red Flag Warning - Small Fires | 2027 | Electric Reliability | 0.03759 | 0.27822 | 2027 | Mitigation | 0.011149 | 10 | 0 | esc | 0.011149 | 0.00041909 | 0.011149 | 0.00041909 | 0.011149 | 0.00041909 | 0.011149 | 0.00041909
[79 empty] | WLDFR | HFTD - Distribution - Tier 3 - 5QU CoRE ¦ 4QU LoRE | Non-Red Flag Warning - Destructive Fires | 2028 | 0 | 0 | 0 | 0 | 9534.9221 | 247.273 | 9287.6491 | 0 | 2.7568 | 2.7568 | 2.7568 | 2.7568 | 1.1125e-07 |  | 0 | 3.067e-07 | 3.067e-07 | 0 | 3.067e-07 | 3.067e-07 | 0 | 3.067e-07 | 3.067e-07 | 0 | 3.067e-07 | Column30: 3.067e-07 | [29 empty] | 7.3.2.1.3 Advanced weather monitoring and weather stations Weather StationsWLDFRElectric Reliability | WLDFR | HFTD - Distribution - Zone 1 - 5QU CoRE ¦ 4QU LoRE | Non-Red Flag Warning - Small Fires | 2028 | Electric Reliability | 0.039055 | 0.27822 | 2028 | Mitigation | 0.011149 | 10 | 0 | esc | 0.011149 | 0.00043542 | 0.011149 | 0.00043542 | 0.011149 | 0.00043542 | 0.011149 | 0.00043542
[79 empty] | WLDFR | HFTD - Distribution - Tier 3 - 5QU CoRE ¦ 4QU LoRE | Non-Red Flag Warning - Destructive Fires | 2029 | 0 | 0 | 0 | 0 | 9534.9221 | 247.273 | 9287.6491 | 0 | 2.7568 | 2.7568 | 2.7568 | 2.7568 | 1.1125e-07 |  | 0 | 3.067e-07 | 3.067e-07 | 0 | 3.067e-07 | 3.067e-07 | 0 | 3.067e-07 | 3.067e-07 | 0 | 3.067e-07 | Column30: 3.067e-07 | [29 empty] | 7.3.2.1.3 Advanced weather monitoring and weather stations Weather StationsWLDFRElectric Reliability | WLDFR | HFTD - Distribution - Zone 1 - 5QU CoRE ¦ 4QU LoRE | Non-Red Flag Warning - Small Fires | 2029 | Electric Reliability | 0.039055 | 0.27822 | 2029 | Mitigation | 0.011149 | 10 | 0 | esc | 0.011149 | 0.00043542 | 0.011149 | 0.00043542 | 0.011149 | 0.00043542 | 0.011149 | 0.00043542
[79 empty] | WLDFR | HFTD - Distribution - Tier 3 - 5QU CoRE ¦ 4QU LoRE | Non-Red Flag Warning - Destructive Fires | 2030 | 0 | 0 | 0 | 0 | 9534.9221 | 247.273 | 9287.6491 | 0 | 0 | 2.7568 | 2.7568 | 2.7568 | 1.1125e-07 |  | 0 | 0 | 0 | 0 | 3.067e-07 | 3.067e-07 | 0 | 3.067e-07 | 3.067e-07 | 0 | 3.067e-07 | Column30: 3.067e-07 | [29 empty] | 7.3.2.1.3 Advanced weather monitoring and weather stations Weather StationsWLDFRElectric Reliability | WLDFR | HFTD - Distribution - Zone 1 - 5QU CoRE ¦ 4QU LoRE | Non-Red Flag Warning - Small Fires | 2030 | Electric Reliability | 0.039055 | 0.27822 | 2030 | Mitigation | 0.011149 | 10 | 0 | esc | 0 | 0 | 0.011149 | 0.00043542 | 0.011149 | 0.00043542 | 0.011149 | 0.00043542
[79 empty] | WLDFR | HFTD - Distribution - Tier 3 - 5QU CoRE ¦ 4QU LoRE | Non-Red Flag Warning - Destructive Fires | 2031 | 0 | 0 | 0 | 0 | 9534.9221 | 247.273 | 9287.6491 | 0 | 0 | 0 | 2.7568 | 2.7568 | 1.1125e-07 |  | 0 | 0 | 0 | 0 | 0 | 0 | 0 | 3.067e-07 | 3.067e-07 | 0 | 3.067e-07 | Column30: 3.067e-07 | [29 empty] | 7.3.2.1.3 Advanced weather monitoring and weather stations Weather StationsWLDFRElectric Reliability | WLDFR | HFTD - Distribution - Zone 1 - 5QU CoRE ¦ 4QU LoRE | Non-Red Flag Warning - Small Fires | 2031 | Electric Reliability | 0.039055 | 0.27822 | 2031 | Mitigation | 0.011149 | 10 | 0 | esc | 0 | 0 | 0 | 0 | 0.011149 | 0.00043542 | 0.011149 | 0.00043542
[79 empty] | WLDFR | HFTD - Distribution - Tier 3 - 5QU CoRE ¦ 4QU LoRE | Non-Red Flag Warning - Destructive Fires | 2032 | 0 | 0 | 0 | 0 | 9534.9221 | 247.273 | 9287.6491 | 0 | 0 | 0 | 0 | 2.7568 | 1.1125e-07 |  | 0 | 0 | 0 | 0 | 0 | 0 | 0 | 0 | 0 | 0 | 3.067e-07 | Column30: 3.067e-07 | [29 empty] | 7.3.2.1.3 Advanced weather monitoring and weather stations Weather StationsWLDFRElectric Reliability | WLDFR | HFTD - Distribution - Zone 1 - 5QU CoRE ¦ 4QU LoRE | Non-Red Flag Warning - Small Fires | 2032 | Electric Reliability | 0.039055 | 0.27822 | 2032 | Mitigation | 0.011149 | 10 | 0 | esc | 0 | 0 | 0 | 0 | 0 | 0 | 0.011149 | 0.00043542
[79 empty] | WLDFR | HFTD - Distribution - Tier 3 - 5QU CoRE ¦ 4QU LoRE | Non-Red Flag Warning - Large Fires | 2020 | 0 | 0 | 0 | 0 | 5.2406 | 0.69642 | 2.942 | 1.6022 | 0.0077642 | 0 | 0 | 0 | 8.6988e-06 |  | 0 | 6.7539e-08 | 6.7539e-08 | 0 | 0 | 0 | 0 | 0 | 0 | 0 | 0 | Column30: 0 | [29 empty] | 7.3.2.1.3 Advanced weather monitoring and weather stations Weather StationsWLDFRElectric Reliability | WLDFR | HFTD - Distribution - Zone 1 - 5QU CoRE ¦ 4QU LoRE | Red Flag Warning - Large Fires | 2021 | Electric Reliability | 0.69642 | 0.27822 | 2021 | Mitigation | 0.011149 | 10 | 0 | esc | 0.011149 | 0.0077642 | 0.011149 | 0.0077642 | 0 | 0 | 0 | 0
[79 empty] | WLDFR | HFTD - Distribution - Tier 3 - 5QU CoRE ¦ 4QU LoRE | Non-Red Flag Warning - Large Fires | 2021 | 0 | 0 | 0 | 0 | 5.2406 | 0.69642 | 2.942 | 1.6022 | 0.0077642 | 0.0077642 | 0 | 0 | 8.6988e-06 |  | 0 | 6.7539e-08 | 6.7539e-08 | 0 | 6.7539e-08 | 6.7539e-08 | 0 | 0 | 0 | 0 | 0 | Column30: 0 | [29 empty] | 7.3.2.1.3 Advanced weather monitoring and weather stations Weather StationsWLDFRElectric Reliability | WLDFR | HFTD - Distribution - Zone 1 - 5QU CoRE ¦ 4QU LoRE | Red Flag Warning - Large Fires | 2022 | Electric Reliability | 0.69642 | 0.27822 | 2022 | Mitigation | 0.011149 | 10 | 0 | esc | 0.011149 | 0.0077642 | 0.011149 | 0.0077642 | 0.011149 | 0.0077642 | 0 | 0
[79 empty] | WLDFR | HFTD - Distribution - Tier 3 - 5QU CoRE ¦ 4QU LoRE | Non-Red Flag Warning - Large Fires | 2022 | 0 | 0 | 0 | 0 | 5.2406 | 0.69642 | 2.942 | 1.6022 | 0.0077642 | 0.0077642 | 0.0077642 | 0 | 8.6988e-06 |  | 0 | 6.7539e-08 | 6.7539e-08 | 0 | 6.7539e-08 | 6.7539e-08 | 0 | 6.7539e-08 | 6.7539e-08 | 0 | 0 | Column30: 0 | [29 empty] | 7.3.2.1.3 Advanced weather monitoring and weather stations Weather StationsWLDFRElectric Reliability | WLDFR | HFTD - Distribution - Zone 1 - 5QU CoRE ¦ 4QU LoRE | Red Flag Warning - Large Fires | 2023 | Electric Reliability | 0.71896 | 0.27822 | 2023 | Mitigation | 0.011149 | 10 | 0 | esc | 0.011149 | 0.0080156 | 0.011149 | 0.0080156 | 0.011149 | 0.0080156 | 0.011149 | 0.0080156
[79 empty] | WLDFR | HFTD - Distribution - Tier 3 - 5QU CoRE ¦ 4QU LoRE | Non-Red Flag Warning - Large Fires | 2023 | 0 | 0 | 0 | 0 | 5.475 | 0.71896 | 3.0715 | 1.6846 | 0.0080156 | 0.0080156 | 0.0080156 | 0.0080156 | 8.6988e-06 |  | 0 | 6.9725e-08 | 6.9725e-08 | 0 | 6.9725e-08 | 6.9725e-08 | 0 | 6.9725e-08 | 6.9725e-08 | 0 | 6.9725e-08 | Column30: 6.9725e-08 | [29 empty] | 7.3.2.1.3 Advanced weather monitoring and weather stations Weather StationsWLDFRElectric Reliability | WLDFR | HFTD - Distribution - Zone 1 - 5QU CoRE ¦ 4QU LoRE | Red Flag Warning - Large Fires | 2024 | Electric Reliability | 0.71896 | 0.27822 | 2024 | Mitigation | 0.011149 | 10 | 0 | esc | 0.011149 | 0.0080156 | 0.011149 | 0.0080156 | 0.011149 | 0.0080156 | 0.011149 | 0.0080156
[79 empty] | WLDFR | HFTD - Distribution - Tier 3 - 5QU CoRE ¦ 4QU LoRE | Non-Red Flag Warning - Large Fires | 2024 | 0 | 0 | 0 | 0 | 5.475 | 0.71896 | 3.0715 | 1.6846 | 0.0080156 | 0.0080156 | 0.0080156 | 0.0080156 | 8.6988e-06 |  | 0 | 6.9725e-08 | 6.9725e-08 | 0 | 6.9725e-08 | 6.9725e-08 | 0 | 6.9725e-08 | 6.9725e-08 | 0 | 6.9725e-08 | Column30: 6.9725e-08 | [29 empty] | 7.3.2.1.3 Advanced weather monitoring and weather stations Weather StationsWLDFRElectric Reliability | WLDFR | HFTD - Distribution - Zone 1 - 5QU CoRE ¦ 4QU LoRE | Red Flag Warning - Large Fires | 2025 | Electric Reliability | 0.71896 | 0.27822 | 2025 | Mitigation | 0.011149 | 10 | 0 | esc | 0.011149 | 0.0080156 | 0.011149 | 0.0080156 | 0.011149 | 0.0080156 | 0.011149 | 0.0080156
[79 empty] | WLDFR | HFTD - Distribution - Tier 3 - 5QU CoRE ¦ 4QU LoRE | Non-Red Flag Warning - Large Fires | 2025 | 0 | 0 | 0 | 0 | 5.475 | 0.71896 | 3.0715 | 1.6846 | 0.0080156 | 0.0080156 | 0.0080156 | 0.0080156 | 8.6988e-06 |  | 0 | 6.9725e-08 | 6.9725e-08 | 0 | 6.9725e-08 | 6.9725e-08 | 0 | 6.9725e-08 | 6.9725e-08 | 0 | 6.9725e-08 | Column30: 6.9725e-08 | [29 empty] | 7.3.2.1.3 Advanced weather monitoring and weather stations Weather StationsWLDFRElectric Reliability | WLDFR | HFTD - Distribution - Zone 1 - 5QU CoRE ¦ 4QU LoRE | Red Flag Warning - Large Fires | 2026 | Electric Reliability | 0.71896 | 0.27822 | 2026 | Mitigation | 0.011149 | 10 | 0 | esc | 0.011149 | 0.0080156 | 0.011149 | 0.0080156 | 0.011149 | 0.0080156 | 0.011149 | 0.0080156
[79 empty] | WLDFR | HFTD - Distribution - Tier 3 - 5QU CoRE ¦ 4QU LoRE | Non-Red Flag Warning - Large Fires | 2026 | 0 | 0 | 0 | 0 | 5.475 | 0.71896 | 3.0715 | 1.6846 | 0.0080156 | 0.0080156 | 0.0080156 | 0.0080156 | 8.6988e-06 |  | 0 | 6.9725e-08 | 6.9725e-08 | 0 | 6.9725e-08 | 6.9725e-08 | 0 | 6.9725e-08 | 6.9725e-08 | 0 | 6.9725e-08 | Column30: 6.9725e-08 | [29 empty] | 7.3.2.1.3 Advanced weather monitoring and weather stations Weather StationsWLDFRElectric Reliability | WLDFR | HFTD - Distribution - Zone 1 - 5QU CoRE ¦ 4QU LoRE | Red Flag Warning - Large Fires | 2027 | Electric Reliability | 0.71896 | 0.27822 | 2027 | Mitigation | 0.011149 | 10 | 0 | esc | 0.011149 | 0.0080156 | 0.011149 | 0.0080156 | 0.011149 | 0.0080156 | 0.011149 | 0.0080156
[79 empty] | WLDFR | HFTD - Distribution - Tier 3 - 5QU CoRE ¦ 4QU LoRE | Non-Red Flag Warning - Large Fires | 2027 | 0 | 0 | 0 | 0 | 5.475 | 0.71896 | 3.0715 | 1.6846 | 0.0080156 | 0.0080156 | 0.0080156 | 0.0080156 | 8.6988e-06 |  | 0 | 6.9725e-08 | 6.9725e-08 | 0 | 6.9725e-08 | 6.9725e-08 | 0 | 6.9725e-08 | 6.9725e-08 | 0 | 6.9725e-08 | Column30: 6.9725e-08 | [29 empty] | 7.3.2.1.3 Advanced weather monitoring and weather stations Weather StationsWLDFRElectric Reliability | WLDFR | HFTD - Distribution - Zone 1 - 5QU CoRE ¦ 4QU LoRE | Red Flag Warning - Large Fires | 2028 | Electric Reliability | 0.74734 | 0.27822 | 2028 | Mitigation | 0.011149 | 10 | 0 | esc | 0.011149 | 0.0083319 | 0.011149 | 0.0083319 | 0.011149 | 0.0083319 | 0.011149 | 0.0083319
[79 empty] | WLDFR | HFTD - Distribution - Tier 3 - 5QU CoRE ¦ 4QU LoRE | Non-Red Flag Warning - Large Fires | 2028 | 0 | 0 | 0 | 0 | 5.777 | 0.74734 | 3.238 | 1.7917 | 0.0083319 | 0.0083319 | 0.0083319 | 0.0083319 | 8.6988e-06 |  | 0 | 7.2478e-08 | 7.2478e-08 | 0 | 7.2478e-08 | 7.2478e-08 | 0 | 7.2478e-08 | 7.2478e-08 | 0 | 7.2478e-08 | Column30: 7.2478e-08 | [29 empty] | 7.3.2.1.3 Advanced weather monitoring and weather stations Weather StationsWLDFRElectric Reliability | WLDFR | HFTD - Distribution - Zone 1 - 5QU CoRE ¦ 4QU LoRE | Red Flag Warning - Large Fires | 2029 | Electric Reliability | 0.74734 | 0.27822 | 2029 | Mitigation | 0.011149 | 10 | 0 | esc | 0.011149 | 0.0083319 | 0.011149 | 0.0083319 | 0.011149 | 0.0083319 | 0.011149 | 0.0083319
[79 empty] | WLDFR | HFTD - Distribution - Tier 3 - 5QU CoRE ¦ 4QU LoRE | Non-Red Flag Warning - Large Fires | 2029 | 0 | 0 | 0 | 0 | 5.777 | 0.74734 | 3.238 | 1.7917 | 0.0083319 | 0.0083319 | 0.0083319 | 0.0083319 | 8.6988e-06 |  | 0 | 7.2478e-08 | 7.2478e-08 | 0 | 7.2478e-08 | 7.2478e-08 | 0 | 7.2478e-08 | 7.2478e-08 | 0 | 7.2478e-08 | Column30: 7.2478e-08 | [29 empty] | 7.3.2.1.3 Advanced weather monitoring and weather stations Weather StationsWLDFRElectric Reliability | WLDFR | HFTD - Distribution - Zone 1 - 5QU CoRE ¦ 4QU LoRE | Red Flag Warning - Large Fires | 2030 | Electric Reliability | 0.74734 | 0.27822 | 2030 | Mitigation | 0.011149 | 10 | 0 | esc | 0 | 0 | 0.011149 | 0.0083319 | 0.011149 | 0.0083319 | 0.011149 | 0.0083319
[79 empty] | WLDFR | HFTD - Distribution - Tier 3 - 5QU CoRE ¦ 4QU LoRE | Non-Red Flag Warning - Large Fires | 2030 | 0 | 0 | 0 | 0 | 5.777 | 0.74734 | 3.238 | 1.7917 | 0 | 0.0083319 | 0.0083319 | 0.0083319 | 8.6988e-06 |  | 0 | 0 | 0 | 0 | 7.2478e-08 | 7.2478e-08 | 0 | 7.2478e-08 | 7.2478e-08 | 0 | 7.2478e-08 | Column30: 7.2478e-08 | [29 empty] | 7.3.2.1.3 Advanced weather monitoring and weather stations Weather StationsWLDFRElectric Reliability | WLDFR | HFTD - Distribution - Zone 1 - 5QU CoRE ¦ 4QU LoRE | Red Flag Warning - Large Fires | 2031 | Electric Reliability | 0.74734 | 0.27822 | 2031 | Mitigation | 0.011149 | 10 | 0 | esc | 0 | 0 | 0 | 0 | 0.011149 | 0.0083319 | 0.011149 | 0.0083319
[79 empty] | WLDFR | HFTD - Distribution - Tier 3 - 5QU CoRE ¦ 4QU LoRE | Non-Red Flag Warning - Large Fires | 2031 | 0 | 0 | 0 | 0 | 5.777 | 0.74734 | 3.238 | 1.7917 | 0 | 0 | 0.0083319 | 0.0083319 | 8.6988e-06 |  | 0 | 0 | 0 | 0 | 0 | 0 | 0 | 7.2478e-08 | 7.2478e-08 | 0 | 7.2478e-08 | Column30: 7.2478e-08 | [29 empty] | 7.3.2.1.3 Advanced weather monitoring and weather stations Weather StationsWLDFRElectric Reliability | WLDFR | HFTD - Distribution - Zone 1 - 5QU CoRE ¦ 4QU LoRE | Red Flag Warning - Large Fires | 2032 | Electric Reliability | 0.74734 | 0.27822 | 2032 | Mitigation | 0.011149 | 10 | 0 | esc | 0 | 0 | 0 | 0 | 0 | 0 | 0.011149 | 0.0083319
[79 empty] | WLDFR | HFTD - Distribution - Tier 3 - 5QU CoRE ¦ 4QU LoRE | Non-Red Flag Warning - Large Fires | 2032 | 0 | 0 | 0 | 0 | 5.777 | 0.74734 | 3.238 | 1.7917 | 0 | 0 | 0 | 0.0083319 | 8.6988e-06 |  | 0 | 0 | 0 | 0 | 0 | 0 | 0 | 0 | 0 | 0 | 7.2478e-08 | Column30: 7.2478e-08 | [29 empty] | 7.3.2.1.3 Advanced weather monitoring and weather stations Weather StationsWLDFRElectric Reliability | WLDFR | HFTD - Distribution - Zone 1 - 5QU CoRE ¦ 4QU LoRE | Red Flag Warning - Small Fires | 2021 | Electric Reliability | 0.036425 | 0.27822 | 2021 | Mitigation | 0.011149 | 10 | 0 | esc | 0.011149 | 0.0004061 | 0.011149 | 0.0004061 | 0 | 0 | 0 | 0
[79 empty] | WLDFR | HFTD - Distribution - Tier 3 - 5QU CoRE ¦ 4QU LoRE | Non-Red Flag Warning - Small Fires | 2020 | 0 | 0 | 0 | 0 | 0.077901 | 0.036425 | 0.0015809 | 0.039895 | 0.0004061 | 0 | 0 | 0 | 0.0035476 |  | 0 | 1.4407e-06 | 1.4407e-06 | 0 | 0 | 0 | 0 | 0 | 0 | 0 | 0 | Column30: 0 | [29 empty] | 7.3.2.1.3 Advanced weather monitoring and weather stations Weather StationsWLDFRElectric Reliability | WLDFR | HFTD - Distribution - Zone 1 - 5QU CoRE ¦ 4QU LoRE | Red Flag Warning - Small Fires | 2022 | Electric Reliability | 0.036425 | 0.27822 | 2022 | Mitigation | 0.011149 | 10 | 0 | esc | 0.011149 | 0.0004061 | 0.011149 | 0.0004061 | 0.011149 | 0.0004061 | 0 | 0
[79 empty] | WLDFR | HFTD - Distribution - Tier 3 - 5QU CoRE ¦ 4QU LoRE | Non-Red Flag Warning - Small Fires | 2021 | 0 | 0 | 0 | 0 | 0.077901 | 0.036425 | 0.0015809 | 0.039895 | 0.0004061 | 0.0004061 | 0 | 0 | 0.0035476 |  | 0 | 1.4407e-06 | 1.4407e-06 | 0 | 1.4407e-06 | 1.4407e-06 | 0 | 0 | 0 | 0 | 0 | Column30: 0 | [29 empty] | 7.3.2.1.3 Advanced weather monitoring and weather stations Weather StationsWLDFRElectric Reliability | WLDFR | HFTD - Distribution - Zone 1 - 5QU CoRE ¦ 4QU LoRE | Red Flag Warning - Small Fires | 2023 | Electric Reliability | 0.03759 | 0.27822 | 2023 | Mitigation | 0.011149 | 10 | 0 | esc | 0.011149 | 0.00041909 | 0.011149 | 0.00041909 | 0.011149 | 0.00041909 | 0.011149 | 0.00041909
[79 empty] | WLDFR | HFTD - Distribution - Tier 3 - 5QU CoRE ¦ 4QU LoRE | Non-Red Flag Warning - Small Fires | 2022 | 0 | 0 | 0 | 0 | 0.077901 | 0.036425 | 0.0015809 | 0.039895 | 0.0004061 | 0.0004061 | 0.0004061 | 0 | 0.0035476 |  | 0 | 1.4407e-06 | 1.4407e-06 | 0 | 1.4407e-06 | 1.4407e-06 | 0 | 1.4407e-06 | 1.4407e-06 | 0 | 0 | Column30: 0 | [29 empty] | 7.3.2.1.3 Advanced weather monitoring and weather stations Weather StationsWLDFRElectric Reliability | WLDFR | HFTD - Distribution - Zone 1 - 5QU CoRE ¦ 4QU LoRE | Red Flag Warning - Small Fires | 2024 | Electric Reliability | 0.03759 | 0.27822 | 2024 | Mitigation | 0.011149 | 10 | 0 | esc | 0.011149 | 0.00041909 | 0.011149 | 0.00041909 | 0.011149 | 0.00041909 | 0.011149 | 0.00041909
[79 empty] | WLDFR | HFTD - Distribution - Tier 3 - 5QU CoRE ¦ 4QU LoRE | Non-Red Flag Warning - Small Fires | 2023 | 0 | 0 | 0 | 0 | 0.080408 | 0.03759 | 0.0016314 | 0.041187 | 0.00041909 | 0.00041909 | 0.00041909 | 0.00041909 | 0.0035476 |  | 0 | 1.4868e-06 | 1.4868e-06 | 0 | 1.4868e-06 | 1.4868e-06 | 0 | 1.4868e-06 | 1.4868e-06 | 0 | 1.4868e-06 | Column30: 1.4868e-06 | [29 empty] | 7.3.2.1.3 Advanced weather monitoring and weather stations Weather StationsWLDFRElectric Reliability | WLDFR | HFTD - Distribution - Zone 1 - 5QU CoRE ¦ 4QU LoRE | Red Flag Warning - Small Fires | 2025 | Electric Reliability | 0.03759 | 0.27822 | 2025 | Mitigation | 0.011149 | 10 | 0 | esc | 0.011149 | 0.00041909 | 0.011149 | 0.00041909 | 0.011149 | 0.00041909 | 0.011149 | 0.00041909
[79 empty] | WLDFR | HFTD - Distribution - Tier 3 - 5QU CoRE ¦ 4QU LoRE | Non-Red Flag Warning - Small Fires | 2024 | 0 | 0 | 0 | 0 | 0.080408 | 0.03759 | 0.0016314 | 0.041187 | 0.00041909 | 0.00041909 | 0.00041909 | 0.00041909 | 0.0035476 |  | 0 | 1.4868e-06 | 1.4868e-06 | 0 | 1.4868e-06 | 1.4868e-06 | 0 | 1.4868e-06 | 1.4868e-06 | 0 | 1.4868e-06 | Column30: 1.4868e-06 | [29 empty] | 7.3.2.1.3 Advanced weather monitoring and weather stations Weather StationsWLDFRElectric Reliability | WLDFR | HFTD - Distribution - Zone 1 - 5QU CoRE ¦ 4QU LoRE | Red Flag Warning - Small Fires | 2026 | Electric Reliability | 0.03759 | 0.27822 | 2026 | Mitigation | 0.011149 | 10 | 0 | esc | 0.011149 | 0.00041909 | 0.011149 | 0.00041909 | 0.011149 | 0.00041909 | 0.011149 | 0.00041909
[79 empty] | WLDFR | HFTD - Distribution - Tier 3 - 5QU CoRE ¦ 4QU LoRE | Non-Red Flag Warning - Small Fires | 2025 | 0 | 0 | 0 | 0 | 0.080408 | 0.03759 | 0.0016314 | 0.041187 | 0.00041909 | 0.00041909 | 0.00041909 | 0.00041909 | 0.0035476 |  | 0 | 1.4868e-06 | 1.4868e-06 | 0 | 1.4868e-06 | 1.4868e-06 | 0 | 1.4868e-06 | 1.4868e-06 | 0 | 1.4868e-06 | Column30: 1.4868e-06 | [29 empty] | 7.3.2.1.3 Advanced weather monitoring and weather stations Weather StationsWLDFRElectric Reliability | WLDFR | HFTD - Distribution - Zone 1 - 5QU CoRE ¦ 4QU LoRE | Red Flag Warning - Small Fires | 2027 | Electric Reliability | 0.03759 | 0.27822 | 2027 | Mitigation | 0.011149 | 10 | 0 | esc | 0.011149 | 0.00041909 | 0.011149 | 0.00041909 | 0.011149 | 0.00041909 | 0.011149 | 0.00041909
[79 empty] | WLDFR | HFTD - Distribution - Tier 3 - 5QU CoRE ¦ 4QU LoRE | Non-Red Flag Warning - Small Fires | 2026 | 0 | 0 | 0 | 0 | 0.080408 | 0.03759 | 0.0016314 | 0.041187 | 0.00041909 | 0.00041909 | 0.00041909 | 0.00041909 | 0.0035476 |  | 0 | 1.4868e-06 | 1.4868e-06 | 0 | 1.4868e-06 | 1.4868e-06 | 0 | 1.4868e-06 | 1.4868e-06 | 0 | 1.4868e-06 | Column30: 1.4868e-06 | [29 empty] | 7.3.2.1.3 Advanced weather monitoring and weather stations Weather StationsWLDFRElectric Reliability | WLDFR | HFTD - Distribution - Zone 1 - 5QU CoRE ¦ 4QU LoRE | Red Flag Warning - Small Fires | 2028 | Electric Reliability | 0.039055 | 0.27822 | 2028 | Mitigation | 0.011149 | 10 | 0 | esc | 0.011149 | 0.00043542 | 0.011149 | 0.00043542 | 0.011149 | 0.00043542 | 0.011149 | 0.00043542
[79 empty] | WLDFR | HFTD - Distribution - Tier 3 - 5QU CoRE ¦ 4QU LoRE | Non-Red Flag Warning - Small Fires | 2027 | 0 | 0 | 0 | 0 | 0.080408 | 0.03759 | 0.0016314 | 0.041187 | 0.00041909 | 0.00041909 | 0.00041909 | 0.00041909 | 0.0035476 |  | 0 | 1.4868e-06 | 1.4868e-06 | 0 | 1.4868e-06 | 1.4868e-06 | 0 | 1.4868e-06 | 1.4868e-06 | 0 | 1.4868e-06 | Column30: 1.4868e-06 | [29 empty] | 7.3.2.1.3 Advanced weather monitoring and weather stations Weather StationsWLDFRElectric Reliability | WLDFR | HFTD - Distribution - Zone 1 - 5QU CoRE ¦ 4QU LoRE | Red Flag Warning - Small Fires | 2029 | Electric Reliability | 0.039055 | 0.27822 | 2029 | Mitigation | 0.011149 | 10 | 0 | esc | 0.011149 | 0.00043542 | 0.011149 | 0.00043542 | 0.011149 | 0.00043542 | 0.011149 | 0.00043542
[79 empty] | WLDFR | HFTD - Distribution - Tier 3 - 5QU CoRE ¦ 4QU LoRE | Non-Red Flag Warning - Small Fires | 2028 | 0 | 0 | 0 | 0 | 0.083606 | 0.039055 | 0.001695 | 0.042856 | 0.00043542 | 0.00043542 | 0.00043542 | 0.00043542 | 0.0035476 |  | 0 | 1.5447e-06 | 1.5447e-06 | 0 | 1.5447e-06 | 1.5447e-06 | 0 | 1.5447e-06 | 1.5447e-06 | 0 | 1.5447e-06 | Column30: 1.5447e-06 | [29 empty] | 7.3.2.1.3 Advanced weather monitoring and weather stations Weather StationsWLDFRElectric Reliability | WLDFR | HFTD - Distribution - Zone 1 - 5QU CoRE ¦ 4QU LoRE | Red Flag Warning - Small Fires | 2030 | Electric Reliability | 0.039055 | 0.27822 | 2030 | Mitigation | 0.011149 | 10 | 0 | esc | 0 | 0 | 0.011149 | 0.00043542 | 0.011149 | 0.00043542 | 0.011149 | 0.00043542
[79 empty] | WLDFR | HFTD - Distribution - Tier 3 - 5QU CoRE ¦ 4QU LoRE | Non-Red Flag Warning - Small Fires | 2029 | 0 | 0 | 0 | 0 | 0.083606 | 0.039055 | 0.001695 | 0.042856 | 0.00043542 | 0.00043542 | 0.00043542 | 0.00043542 | 0.0035476 |  | 0 | 1.5447e-06 | 1.5447e-06 | 0 | 1.5447e-06 | 1.5447e-06 | 0 | 1.5447e-06 | 1.5447e-06 | 0 | 1.5447e-06 | Column30: 1.5447e-06 | [29 empty] | 7.3.2.1.3 Advanced weather monitoring and weather stations Weather StationsWLDFRElectric Reliability | WLDFR | HFTD - Distribution - Zone 1 - 5QU CoRE ¦ 4QU LoRE | Red Flag Warning - Small Fires | 2031 | Electric Reliability | 0.039055 | 0.27822 | 2031 | Mitigation | 0.011149 | 10 | 0 | esc | 0 | 0 | 0 | 0 | 0.011149 | 0.00043542 | 0.011149 | 0.00043542
[79 empty] | WLDFR | HFTD - Distribution - Tier 3 - 5QU CoRE ¦ 4QU LoRE | Non-Red Flag Warning - Small Fires | 2030 | 0 | 0 | 0 | 0 | 0.083606 | 0.039055 | 0.001695 | 0.042856 | 0 | 0.00043542 | 0.00043542 | 0.00043542 | 0.0035476 |  | 0 | 0 | 0 | 0 | 1.5447e-06 | 1.5447e-06 | 0 | 1.5447e-06 | 1.5447e-06 | 0 | 1.5447e-06 | Column30: 1.5447e-06 | [29 empty] | 7.3.2.1.3 Advanced weather monitoring and weather stations Weather StationsWLDFRElectric Reliability | WLDFR | HFTD - Distribution - Zone 1 - 5QU CoRE ¦ 4QU LoRE | Red Flag Warning - Small Fires | 2032 | Electric Reliability | 0.039055 | 0.27822 | 2032 | Mitigation | 0.011149 | 10 | 0 | esc | 0 | 0 | 0 | 0 | 0 | 0 | 0.011149 | 0.00043542
[79 empty] | WLDFR | HFTD - Distribution - Tier 3 - 5QU CoRE ¦ 4QU LoRE | Non-Red Flag Warning - Small Fires | 2031 | 0 | 0 | 0 | 0 | 0.083606 | 0.039055 | 0.001695 | 0.042856 | 0 | 0 | 0.00043542 | 0.00043542 | 0.0035476 |  | 0 | 0 | 0 | 0 | 0 | 0 | 0 | 1.5447e-06 | 1.5447e-06 | 0 | 1.5447e-06 | Column30: 1.5447e-06 | [29 empty] | 7.3.2.1.3 Advanced weather monitoring and weather stations Weather StationsWLDFRElectric Reliability | WLDFR | HFTD - Distribution - Zone 1 - 5QU CoRE ¦ 4QU LoRE | Seismic - Non-Red Flag Warning - Catastrophic Fires | 2021 | Electric Reliability | 409.2237 | 0.27822 | 2021 | Mitigation | 0.011149 | 10 | 0 | esc | 0.011149 | 4.5624 | 0.011149 | 4.5624 | 0 | 0 | 0 | 0
[79 empty] | WLDFR | HFTD - Distribution - Tier 3 - 5QU CoRE ¦ 4QU LoRE | Non-Red Flag Warning - Small Fires | 2032 | 0 | 0 | 0 | 0 | 0.083606 | 0.039055 | 0.001695 | 0.042856 | 0 | 0 | 0 | 0.00043542 | 0.0035476 |  | 0 | 0 | 0 | 0 | 0 | 0 | 0 | 0 | 0 | 0 | 1.5447e-06 | Column30: 1.5447e-06 | [29 empty] | 7.3.2.1.3 Advanced weather monitoring and weather stations Weather StationsWLDFRElectric Reliability | WLDFR | HFTD - Distribution - Zone 1 - 5QU CoRE ¦ 4QU LoRE | Seismic - Non-Red Flag Warning - Catastrophic Fires | 2022 | Electric Reliability | 409.2237 | 0.27822 | 2022 | Mitigation | 0.011149 | 10 | 0 | esc | 0.011149 | 4.5624 | 0.011149 | 4.5624 | 0.011149 | 4.5624 | 0 | 0
[79 empty] | WLDFR | HFTD - Distribution - Tier 3 - 5QU CoRE ¦ 4QU LoRE | Red Flag Warning - Catastrophic Fires | 2020 | 0 | 0 | 0 | 0 | 14146.1306 | 222.2294 | 8585.7228 | 5338.1784 | 2.4776 | 0 | 0 | 0 | 2.1319e-06 |  | 0 | 5.282e-06 | 5.282e-06 | 0 | 0 | 0 | 0 | 0 | 0 | 0 | 0 | Column30: 0 | [29 empty] | 7.3.2.1.3 Advanced weather monitoring and weather stations Weather StationsWLDFRElectric Reliability | WLDFR | HFTD - Distribution - Zone 1 - 5QU CoRE ¦ 4QU LoRE | Seismic - Non-Red Flag Warning - Catastrophic Fires | 2023 | Electric Reliability | 428.6023 | 0.27822 | 2023 | Mitigation | 0.011149 | 10 | 0 | esc | 0.011149 | 4.7784 | 0.011149 | 4.7784 | 0.011149 | 4.7784 | 0.011149 | 4.7784
[79 empty] | WLDFR | HFTD - Distribution - Tier 3 - 5QU CoRE ¦ 4QU LoRE | Red Flag Warning - Catastrophic Fires | 2021 | 0 | 0 | 0 | 0 | 14146.1306 | 222.2294 | 8585.7228 | 5338.1784 | 2.4776 | 2.4776 | 0 | 0 | 2.1319e-06 |  | 0 | 5.282e-06 | 5.282e-06 | 0 | 5.282e-06 | 5.282e-06 | 0 | 0 | 0 | 0 | 0 | Column30: 0 | [29 empty] | 7.3.2.1.3 Advanced weather monitoring and weather stations Weather StationsWLDFRElectric Reliability | WLDFR | HFTD - Distribution - Zone 1 - 5QU CoRE ¦ 4QU LoRE | Seismic - Non-Red Flag Warning - Catastrophic Fires | 2024 | Electric Reliability | 428.6023 | 0.27822 | 2024 | Mitigation | 0.011149 | 10 | 0 | esc | 0.011149 | 4.7784 | 0.011149 | 4.7784 | 0.011149 | 4.7784 | 0.011149 | 4.7784
[79 empty] | WLDFR | HFTD - Distribution - Tier 3 - 5QU CoRE ¦ 4QU LoRE | Red Flag Warning - Catastrophic Fires | 2022 | 0 | 0 | 0 | 0 | 14146.1306 | 222.2294 | 8585.7228 | 5338.1784 | 2.4776 | 2.4776 | 2.4776 | 0 | 2.1319e-06 |  | 0 | 5.282e-06 | 5.282e-06 | 0 | 5.282e-06 | 5.282e-06 | 0 | 5.282e-06 | 5.282e-06 | 0 | 0 | Column30: 0 | [29 empty] | 7.3.2.1.3 Advanced weather monitoring and weather stations Weather StationsWLDFRElectric Reliability | WLDFR | HFTD - Distribution - Zone 1 - 5QU CoRE ¦ 4QU LoRE | Seismic - Non-Red Flag Warning - Catastrophic Fires | 2025 | Electric Reliability | 428.6023 | 0.27822 | 2025 | Mitigation | 0.011149 | 10 | 0 | esc | 0.011149 | 4.7784 | 0.011149 | 4.7784 | 0.011149 | 4.7784 | 0.011149 | 4.7784
[79 empty] | WLDFR | HFTD - Distribution - Tier 3 - 5QU CoRE ¦ 4QU LoRE | Red Flag Warning - Catastrophic Fires | 2023 | 0 | 0 | 0 | 0 | 14664.6376 | 233.2301 | 8896.516 | 5534.8915 | 2.6002 | 2.6002 | 2.6002 | 2.6002 | 2.1319e-06 |  | 0 | 5.5435e-06 | 5.5435e-06 | 0 | 5.5435e-06 | 5.5435e-06 | 0 | 5.5435e-06 | 5.5435e-06 | 0 | 5.5435e-06 | Column30: 5.5435e-06 | [29 empty] | 7.3.2.1.3 Advanced weather monitoring and weather stations Weather StationsWLDFRElectric Reliability | WLDFR | HFTD - Distribution - Zone 1 - 5QU CoRE ¦ 4QU LoRE | Seismic - Non-Red Flag Warning - Catastrophic Fires | 2026 | Electric Reliability | 428.6023 | 0.27822 | 2026 | Mitigation | 0.011149 | 10 | 0 | esc | 0.011149 | 4.7784 | 0.011149 | 4.7784 | 0.011149 | 4.7784 | 0.011149 | 4.7784
[79 empty] | WLDFR | HFTD - Distribution - Tier 3 - 5QU CoRE ¦ 4QU LoRE | Red Flag Warning - Catastrophic Fires | 2024 | 0 | 0 | 0 | 0 | 14664.6376 | 233.2301 | 8896.516 | 5534.8915 | 2.6002 | 2.6002 | 2.6002 | 2.6002 | 2.1319e-06 |  | 0 | 5.5435e-06 | 5.5435e-06 | 0 | 5.5435e-06 | 5.5435e-06 | 0 | 5.5435e-06 | 5.5435e-06 | 0 | 5.5435e-06 | Column30: 5.5435e-06 | [29 empty] | 7.3.2.1.3 Advanced weather monitoring and weather stations Weather StationsWLDFRElectric Reliability | WLDFR | HFTD - Distribution - Zone 1 - 5QU CoRE ¦ 4QU LoRE | Seismic - Non-Red Flag Warning - Catastrophic Fires | 2027 | Electric Reliability | 428.6023 | 0.27822 | 2027 | Mitigation | 0.011149 | 10 | 0 | esc | 0.011149 | 4.7784 | 0.011149 | 4.7784 | 0.011149 | 4.7784 | 0.011149 | 4.7784
[79 empty] | WLDFR | HFTD - Distribution - Tier 3 - 5QU CoRE ¦ 4QU LoRE | Red Flag Warning - Catastrophic Fires | 2025 | 0 | 0 | 0 | 0 | 14664.6376 | 233.2301 | 8896.516 | 5534.8915 | 2.6002 | 2.6002 | 2.6002 | 2.6002 | 2.1319e-06 |  | 0 | 5.5435e-06 | 5.5435e-06 | 0 | 5.5435e-06 | 5.5435e-06 | 0 | 5.5435e-06 | 5.5435e-06 | 0 | 5.5435e-06 | Column30: 5.5435e-06 | [29 empty] | 7.3.2.1.3 Advanced weather monitoring and weather stations Weather StationsWLDFRElectric Reliability | WLDFR | HFTD - Distribution - Zone 1 - 5QU CoRE ¦ 4QU LoRE | Seismic - Non-Red Flag Warning - Catastrophic Fires | 2028 | Electric Reliability | 453.261 | 0.27822 | 2028 | Mitigation | 0.011149 | 10 | 0 | esc | 0.011149 | 5.0533 | 0.011149 | 5.0533 | 0.011149 | 5.0533 | 0.011149 | 5.0533
[79 empty] | WLDFR | HFTD - Distribution - Tier 3 - 5QU CoRE ¦ 4QU LoRE | Red Flag Warning - Catastrophic Fires | 2026 | 0 | 0 | 0 | 0 | 14664.6376 | 233.2301 | 8896.516 | 5534.8915 | 2.6002 | 2.6002 | 2.6002 | 2.6002 | 2.1319e-06 |  | 0 | 5.5435e-06 | 5.5435e-06 | 0 | 5.5435e-06 | 5.5435e-06 | 0 | 5.5435e-06 | 5.5435e-06 | 0 | 5.5435e-06 | Column30: 5.5435e-06 | [29 empty] | 7.3.2.1.3 Advanced weather monitoring and weather stations Weather StationsWLDFRElectric Reliability | WLDFR | HFTD - Distribution - Zone 1 - 5QU CoRE ¦ 4QU LoRE | Seismic - Non-Red Flag Warning - Catastrophic Fires | 2029 | Electric Reliability | 453.261 | 0.27822 | 2029 | Mitigation | 0.011149 | 10 | 0 | esc | 0.011149 | 5.0533 | 0.011149 | 5.0533 | 0.011149 | 5.0533 | 0.011149 | 5.0533
[79 empty] | WLDFR | HFTD - Distribution - Tier 3 - 5QU CoRE ¦ 4QU LoRE | Red Flag Warning - Catastrophic Fires | 2027 | 0 | 0 | 0 | 0 | 14664.6376 | 233.2301 | 8896.516 | 5534.8915 | 2.6002 | 2.6002 | 2.6002 | 2.6002 | 2.1319e-06 |  | 0 | 5.5435e-06 | 5.5435e-06 | 0 | 5.5435e-06 | 5.5435e-06 | 0 | 5.5435e-06 | 5.5435e-06 | 0 | 5.5435e-06 | Column30: 5.5435e-06 | [29 empty] | 7.3.2.1.3 Advanced weather monitoring and weather stations Weather StationsWLDFRElectric Reliability | WLDFR | HFTD - Distribution - Zone 1 - 5QU CoRE ¦ 4QU LoRE | Seismic - Non-Red Flag Warning - Catastrophic Fires | 2030 | Electric Reliability | 453.261 | 0.27822 | 2030 | Mitigation | 0.011149 | 10 | 0 | esc | 0 | 0 | 0.011149 | 5.0533 | 0.011149 | 5.0533 | 0.011149 | 5.0533
[79 empty] | WLDFR | HFTD - Distribution - Tier 3 - 5QU CoRE ¦ 4QU LoRE | Red Flag Warning - Catastrophic Fires | 2028 | 0 | 0 | 0 | 0 | 15317.9909 | 247.273 | 9287.6491 | 5783.0689 | 2.7568 | 2.7568 | 2.7568 | 2.7568 | 2.1319e-06 |  | 0 | 5.8773e-06 | 5.8773e-06 | 0 | 5.8773e-06 | 5.8773e-06 | 0 | 5.8773e-06 | 5.8773e-06 | 0 | 5.8773e-06 | Column30: 5.8773e-06 | [29 empty] | 7.3.2.1.3 Advanced weather monitoring and weather stations Weather StationsWLDFRElectric Reliability | WLDFR | HFTD - Distribution - Zone 1 - 5QU CoRE ¦ 4QU LoRE | Seismic - Non-Red Flag Warning - Catastrophic Fires | 2031 | Electric Reliability | 453.261 | 0.27822 | 2031 | Mitigation | 0.011149 | 10 | 0 | esc | 0 | 0 | 0 | 0 | 0.011149 | 5.0533 | 0.011149 | 5.0533
[79 empty] | WLDFR | HFTD - Distribution - Tier 3 - 5QU CoRE ¦ 4QU LoRE | Red Flag Warning - Catastrophic Fires | 2029 | 0 | 0 | 0 | 0 | 15317.9909 | 247.273 | 9287.6491 | 5783.0689 | 2.7568 | 2.7568 | 2.7568 | 2.7568 | 2.1319e-06 |  | 0 | 5.8773e-06 | 5.8773e-06 | 0 | 5.8773e-06 | 5.8773e-06 | 0 | 5.8773e-06 | 5.8773e-06 | 0 | 5.8773e-06 | Column30: 5.8773e-06 | [29 empty] | 7.3.2.1.3 Advanced weather monitoring and weather stations Weather StationsWLDFRElectric Reliability | WLDFR | HFTD - Distribution - Zone 1 - 5QU CoRE ¦ 4QU LoRE | Seismic - Non-Red Flag Warning - Catastrophic Fires | 2032 | Electric Reliability | 453.261 | 0.27822 | 2032 | Mitigation | 0.011149 | 10 | 0 | esc | 0 | 0 | 0 | 0 | 0 | 0 | 0.011149 | 5.0533
[79 empty] | WLDFR | HFTD - Distribution - Tier 3 - 5QU CoRE ¦ 4QU LoRE | Red Flag Warning - Catastrophic Fires | 2030 | 0 | 0 | 0 | 0 | 15317.9909 | 247.273 | 9287.6491 | 5783.0689 | 0 | 2.7568 | 2.7568 | 2.7568 | 2.1319e-06 |  | 0 | 0 | 0 | 0 | 5.8773e-06 | 5.8773e-06 | 0 | 5.8773e-06 | 5.8773e-06 | 0 | 5.8773e-06 | Column30: 5.8773e-06 | [29 empty] | 7.3.2.1.3 Advanced weather monitoring and weather stations Weather StationsWLDFRElectric Reliability | WLDFR | HFTD - Distribution - Zone 1 - 5QU CoRE ¦ 4QU LoRE | Seismic - Red Flag Warning - Catastrophic Fires | 2021 | Electric Reliability | 409.2237 | 0.27822 | 2021 | Mitigation | 0.011149 | 10 | 0 | esc | 0.011149 | 4.5624 | 0.011149 | 4.5624 | 0 | 0 | 0 | 0
[79 empty] | WLDFR | HFTD - Distribution - Tier 3 - 5QU CoRE ¦ 4QU LoRE | Red Flag Warning - Catastrophic Fires | 2031 | 0 | 0 | 0 | 0 | 15317.9909 | 247.273 | 9287.6491 | 5783.0689 | 0 | 0 | 2.7568 | 2.7568 | 2.1319e-06 |  | 0 | 0 | 0 | 0 | 0 | 0 | 0 | 5.8773e-06 | 5.8773e-06 | 0 | 5.8773e-06 | Column30: 5.8773e-06 | [29 empty] | 7.3.2.1.3 Advanced weather monitoring and weather stations Weather StationsWLDFRElectric Reliability | WLDFR | HFTD - Distribution - Zone 1 - 5QU CoRE ¦ 4QU LoRE | Seismic - Red Flag Warning - Catastrophic Fires | 2022 | Electric Reliability | 409.2237 | 0.27822 | 2022 | Mitigation | 0.011149 | 10 | 0 | esc | 0.011149 | 4.5624 | 0.011149 | 4.5624 | 0.011149 | 4.5624 | 0 | 0
[79 empty] | WLDFR | HFTD - Distribution - Tier 3 - 5QU CoRE ¦ 4QU LoRE | Red Flag Warning - Catastrophic Fires | 2032 | 0 | 0 | 0 | 0 | 15317.9909 | 247.273 | 9287.6491 | 5783.0689 | 0 | 0 | 0 | 2.7568 | 2.1319e-06 |  | 0 | 0 | 0 | 0 | 0 | 0 | 0 | 0 | 0 | 0 | 5.8773e-06 | Column30: 5.8773e-06 | [29 empty] | 7.3.2.1.3 Advanced weather monitoring and weather stations Weather StationsWLDFRElectric Reliability | WLDFR | HFTD - Distribution - Zone 1 - 5QU CoRE ¦ 4QU LoRE | Seismic - Red Flag Warning - Catastrophic Fires | 2023 | Electric Reliability | 428.6023 | 0.27822 | 2023 | Mitigation | 0.011149 | 10 | 0 | esc | 0.011149 | 4.7784 | 0.011149 | 4.7784 | 0.011149 | 4.7784 | 0.011149 | 4.7784
[79 empty] | WLDFR | HFTD - Distribution - Tier 3 - 5QU CoRE ¦ 4QU LoRE | Red Flag Warning - Destructive Fires | 2020 | 0 | 0 | 0 | 0 | 8807.9522 | 222.2294 | 8585.7228 | 0 | 2.4776 | 0 | 0 | 0 | 3.3878e-07 |  | 0 | 8.3937e-07 | 8.3937e-07 | 0 | 0 | 0 | 0 | 0 | 0 | 0 | 0 | Column30: 0 | [29 empty] | 7.3.2.1.3 Advanced weather monitoring and weather stations Weather StationsWLDFRElectric Reliability | WLDFR | HFTD - Distribution - Zone 1 - 5QU CoRE ¦ 4QU LoRE | Seismic - Red Flag Warning - Catastrophic Fires | 2024 | Electric Reliability | 428.6023 | 0.27822 | 2024 | Mitigation | 0.011149 | 10 | 0 | esc | 0.011149 | 4.7784 | 0.011149 | 4.7784 | 0.011149 | 4.7784 | 0.011149 | 4.7784
[79 empty] | WLDFR | HFTD - Distribution - Tier 3 - 5QU CoRE ¦ 4QU LoRE | Red Flag Warning - Destructive Fires | 2021 | 0 | 0 | 0 | 0 | 8807.9522 | 222.2294 | 8585.7228 | 0 | 2.4776 | 2.4776 | 0 | 0 | 3.3878e-07 |  | 0 | 8.3937e-07 | 8.3937e-07 | 0 | 8.3937e-07 | 8.3937e-07 | 0 | 0 | 0 | 0 | 0 | Column30: 0 | [29 empty] | 7.3.2.1.3 Advanced weather monitoring and weather stations Weather StationsWLDFRElectric Reliability | WLDFR | HFTD - Distribution - Zone 1 - 5QU CoRE ¦ 4QU LoRE | Seismic - Red Flag Warning - Catastrophic Fires | 2025 | Electric Reliability | 428.6023 | 0.27822 | 2025 | Mitigation | 0.011149 | 10 | 0 | esc | 0.011149 | 4.7784 | 0.011149 | 4.7784 | 0.011149 | 4.7784 | 0.011149 | 4.7784
[79 empty] | WLDFR | HFTD - Distribution - Tier 3 - 5QU CoRE ¦ 4QU LoRE | Red Flag Warning - Destructive Fires | 2022 | 0 | 0 | 0 | 0 | 8807.9522 | 222.2294 | 8585.7228 | 0 | 2.4776 | 2.4776 | 2.4776 | 0 | 3.3878e-07 |  | 0 | 8.3937e-07 | 8.3937e-07 | 0 | 8.3937e-07 | 8.3937e-07 | 0 | 8.3937e-07 | 8.3937e-07 | 0 | 0 | Column30: 0 | [29 empty] | 7.3.2.1.3 Advanced weather monitoring and weather stations Weather StationsWLDFRElectric Reliability | WLDFR | HFTD - Distribution - Zone 1 - 5QU CoRE ¦ 4QU LoRE | Seismic - Red Flag Warning - Catastrophic Fires | 2026 | Electric Reliability | 428.6023 | 0.27822 | 2026 | Mitigation | 0.011149 | 10 | 0 | esc | 0.011149 | 4.7784 | 0.011149 | 4.7784 | 0.011149 | 4.7784 | 0.011149 | 4.7784
[79 empty] | WLDFR | HFTD - Distribution - Tier 3 - 5QU CoRE ¦ 4QU LoRE | Red Flag Warning - Destructive Fires | 2023 | 0 | 0 | 0 | 0 | 9129.7461 | 233.2301 | 8896.516 | 0 | 2.6002 | 2.6002 | 2.6002 | 2.6002 | 3.3878e-07 |  | 0 | 8.8092e-07 | 8.8092e-07 | 0 | 8.8092e-07 | 8.8092e-07 | 0 | 8.8092e-07 | 8.8092e-07 | 0 | 8.8092e-07 | Column30: 8.8092e-07 | [29 empty] | 7.3.2.1.3 Advanced weather monitoring and weather stations Weather StationsWLDFRElectric Reliability | WLDFR | HFTD - Distribution - Zone 1 - 5QU CoRE ¦ 4QU LoRE | Seismic - Red Flag Warning - Catastrophic Fires | 2027 | Electric Reliability | 428.6023 | 0.27822 | 2027 | Mitigation | 0.011149 | 10 | 0 | esc | 0.011149 | 4.7784 | 0.011149 | 4.7784 | 0.011149 | 4.7784 | 0.011149 | 4.7784
[79 empty] | WLDFR | HFTD - Distribution - Tier 3 - 5QU CoRE ¦ 4QU LoRE | Red Flag Warning - Destructive Fires | 2024 | 0 | 0 | 0 | 0 | 9129.7461 | 233.2301 | 8896.516 | 0 | 2.6002 | 2.6002 | 2.6002 | 2.6002 | 3.3878e-07 |  | 0 | 8.8092e-07 | 8.8092e-07 | 0 | 8.8092e-07 | 8.8092e-07 | 0 | 8.8092e-07 | 8.8092e-07 | 0 | 8.8092e-07 | Column30: 8.8092e-07 | [29 empty] | 7.3.2.1.3 Advanced weather monitoring and weather stations Weather StationsWLDFRElectric Reliability | WLDFR | HFTD - Distribution - Zone 1 - 5QU CoRE ¦ 4QU LoRE | Seismic - Red Flag Warning - Catastrophic Fires | 2028 | Electric Reliability | 453.261 | 0.27822 | 2028 | Mitigation | 0.011149 | 10 | 0 | esc | 0.011149 | 5.0533 | 0.011149 | 5.0533 | 0.011149 | 5.0533 | 0.011149 | 5.0533
[79 empty] | WLDFR | HFTD - Distribution - Tier 3 - 5QU CoRE ¦ 4QU LoRE | Red Flag Warning - Destructive Fires | 2025 | 0 | 0 | 0 | 0 | 9129.7461 | 233.2301 | 8896.516 | 0 | 2.6002 | 2.6002 | 2.6002 | 2.6002 | 3.3878e-07 |  | 0 | 8.8092e-07 | 8.8092e-07 | 0 | 8.8092e-07 | 8.8092e-07 | 0 | 8.8092e-07 | 8.8092e-07 | 0 | 8.8092e-07 | Column30: 8.8092e-07 | [29 empty] | 7.3.2.1.3 Advanced weather monitoring and weather stations Weather StationsWLDFRElectric Reliability | WLDFR | HFTD - Distribution - Zone 1 - 5QU CoRE ¦ 4QU LoRE | Seismic - Red Flag Warning - Catastrophic Fires | 2029 | Electric Reliability | 453.261 | 0.27822 | 2029 | Mitigation | 0.011149 | 10 | 0 | esc | 0.011149 | 5.0533 | 0.011149 | 5.0533 | 0.011149 | 5.0533 | 0.011149 | 5.0533
[79 empty] | WLDFR | HFTD - Distribution - Tier 3 - 5QU CoRE ¦ 4QU LoRE | Red Flag Warning - Destructive Fires | 2026 | 0 | 0 | 0 | 0 | 9129.7461 | 233.2301 | 8896.516 | 0 | 2.6002 | 2.6002 | 2.6002 | 2.6002 | 3.3878e-07 |  | 0 | 8.8092e-07 | 8.8092e-07 | 0 | 8.8092e-07 | 8.8092e-07 | 0 | 8.8092e-07 | 8.8092e-07 | 0 | 8.8092e-07 | Column30: 8.8092e-07 | [29 empty] | 7.3.2.1.3 Advanced weather monitoring and weather stations Weather StationsWLDFRElectric Reliability | WLDFR | HFTD - Distribution - Zone 1 - 5QU CoRE ¦ 4QU LoRE | Seismic - Red Flag Warning - Catastrophic Fires | 2030 | Electric Reliability | 453.261 | 0.27822 | 2030 | Mitigation | 0.011149 | 10 | 0 | esc | 0 | 0 | 0.011149 | 5.0533 | 0.011149 | 5.0533 | 0.011149 | 5.0533
[79 empty] | WLDFR | HFTD - Distribution - Tier 3 - 5QU CoRE ¦ 4QU LoRE | Red Flag Warning - Destructive Fires | 2027 | 0 | 0 | 0 | 0 | 9129.7461 | 233.2301 | 8896.516 | 0 | 2.6002 | 2.6002 | 2.6002 | 2.6002 | 3.3878e-07 |  | 0 | 8.8092e-07 | 8.8092e-07 | 0 | 8.8092e-07 | 8.8092e-07 | 0 | 8.8092e-07 | 8.8092e-07 | 0 | 8.8092e-07 | Column30: 8.8092e-07 | [29 empty] | 7.3.2.1.3 Advanced weather monitoring and weather stations Weather StationsWLDFRElectric Reliability | WLDFR | HFTD - Distribution - Zone 1 - 5QU CoRE ¦ 4QU LoRE | Seismic - Red Flag Warning - Catastrophic Fires | 2031 | Electric Reliability | 453.261 | 0.27822 | 2031 | Mitigation | 0.011149 | 10 | 0 | esc | 0 | 0 | 0 | 0 | 0.011149 | 5.0533 | 0.011149 | 5.0533
[79 empty] | WLDFR | HFTD - Distribution - Tier 3 - 5QU CoRE ¦ 4QU LoRE | Red Flag Warning - Destructive Fires | 2028 | 0 | 0 | 0 | 0 | 9534.9221 | 247.273 | 9287.6491 | 0 | 2.7568 | 2.7568 | 2.7568 | 2.7568 | 3.3878e-07 |  | 0 | 9.3396e-07 | 9.3396e-07 | 0 | 9.3396e-07 | 9.3396e-07 | 0 | 9.3396e-07 | 9.3396e-07 | 0 | 9.3396e-07 | Column30: 9.3396e-07 | [29 empty] | 7.3.2.1.3 Advanced weather monitoring and weather stations Weather StationsWLDFRElectric Reliability | WLDFR | HFTD - Distribution - Zone 1 - 5QU CoRE ¦ 4QU LoRE | Seismic - Red Flag Warning - Catastrophic Fires | 2032 | Electric Reliability | 453.261 | 0.27822 | 2032 | Mitigation | 0.011149 | 10 | 0 | esc | 0 | 0 | 0 | 0 | 0 | 0 | 0.011149 | 5.0533
[79 empty] | WLDFR | HFTD - Distribution - Tier 3 - 5QU CoRE ¦ 4QU LoRE | Red Flag Warning - Destructive Fires | 2029 | 0 | 0 | 0 | 0 | 9534.9221 | 247.273 | 9287.6491 | 0 | 2.7568 | 2.7568 | 2.7568 | 2.7568 | 3.3878e-07 |  | 0 | 9.3396e-07 | 9.3396e-07 | 0 | 9.3396e-07 | 9.3396e-07 | 0 | 9.3396e-07 | 9.3396e-07 | 0 | 9.3396e-07 | Column30: 9.3396e-07 | [29 empty] | 7.3.2.1.3 Advanced weather monitoring and weather stations Weather StationsWLDFRElectric Reliability | WLDFR | HFTD - Substation | Non-Red Flag Warning - Catastrophic Fires | 2021 | Electric Reliability | 222.2294 | 1 | 2021 | Mitigation | 0.011149 | 10 | 0 | esc | 0.011149 | 2.4776 | 0.011149 | 2.4776 | 0 | 0 | 0 | 0
[79 empty] | WLDFR | HFTD - Distribution - Tier 3 - 5QU CoRE ¦ 4QU LoRE | Red Flag Warning - Destructive Fires | 2030 | 0 | 0 | 0 | 0 | 9534.9221 | 247.273 | 9287.6491 | 0 | 0 | 2.7568 | 2.7568 | 2.7568 | 3.3878e-07 |  | 0 | 0 | 0 | 0 | 9.3396e-07 | 9.3396e-07 | 0 | 9.3396e-07 | 9.3396e-07 | 0 | 9.3396e-07 | Column30: 9.3396e-07 | [29 empty] | 7.3.2.1.3 Advanced weather monitoring and weather stations Weather StationsWLDFRElectric Reliability | WLDFR | HFTD - Substation | Non-Red Flag Warning - Catastrophic Fires | 2022 | Electric Reliability | 222.2294 | 1 | 2022 | Mitigation | 0.011149 | 10 | 0 | esc | 0.011149 | 2.4776 | 0.011149 | 2.4776 | 0.011149 | 2.4776 | 0 | 0
[79 empty] | WLDFR | HFTD - Distribution - Tier 3 - 5QU CoRE ¦ 4QU LoRE | Red Flag Warning - Destructive Fires | 2031 | 0 | 0 | 0 | 0 | 9534.9221 | 247.273 | 9287.6491 | 0 | 0 | 0 | 2.7568 | 2.7568 | 3.3878e-07 |  | 0 | 0 | 0 | 0 | 0 | 0 | 0 | 9.3396e-07 | 9.3396e-07 | 0 | 9.3396e-07 | Column30: 9.3396e-07 | [29 empty] | 7.3.2.1.3 Advanced weather monitoring and weather stations Weather StationsWLDFRElectric Reliability | WLDFR | HFTD - Substation | Non-Red Flag Warning - Catastrophic Fires | 2023 | Electric Reliability | 233.2301 | 1 | 2023 | Mitigation | 0.011149 | 10 | 0 | esc | 0.011149 | 2.6002 | 0.011149 | 2.6002 | 0.011149 | 2.6002 | 0.011149 | 2.6002
[79 empty] | WLDFR | HFTD - Distribution - Tier 3 - 5QU CoRE ¦ 4QU LoRE | Red Flag Warning - Destructive Fires | 2032 | 0 | 0 | 0 | 0 | 9534.9221 | 247.273 | 9287.6491 | 0 | 0 | 0 | 0 | 2.7568 | 3.3878e-07 |  | 0 | 0 | 0 | 0 | 0 | 0 | 0 | 0 | 0 | 0 | 9.3396e-07 | Column30: 9.3396e-07 | [29 empty] | 7.3.2.1.3 Advanced weather monitoring and weather stations Weather StationsWLDFRElectric Reliability | WLDFR | HFTD - Substation | Non-Red Flag Warning - Catastrophic Fires | 2024 | Electric Reliability | 233.2301 | 1 | 2024 | Mitigation | 0.011149 | 10 | 0 | esc | 0.011149 | 2.6002 | 0.011149 | 2.6002 | 0.011149 | 2.6002 | 0.011149 | 2.6002
[79 empty] | WLDFR | HFTD - Distribution - Tier 3 - 5QU CoRE ¦ 4QU LoRE | Red Flag Warning - Large Fires | 2020 | 0 | 0 | 0 | 0 | 5.2406 | 0.69642 | 2.942 | 1.6022 | 0.0077642 | 0 | 0 | 0 | 1.7279e-05 |  | 0 | 1.3416e-07 | 1.3416e-07 | 0 | 0 | 0 | 0 | 0 | 0 | 0 | 0 | Column30: 0 | [29 empty] | 7.3.2.1.3 Advanced weather monitoring and weather stations Weather StationsWLDFRElectric Reliability | WLDFR | HFTD - Substation | Non-Red Flag Warning - Catastrophic Fires | 2025 | Electric Reliability | 233.2301 | 1 | 2025 | Mitigation | 0.011149 | 10 | 0 | esc | 0.011149 | 2.6002 | 0.011149 | 2.6002 | 0.011149 | 2.6002 | 0.011149 | 2.6002
[79 empty] | WLDFR | HFTD - Distribution - Tier 3 - 5QU CoRE ¦ 4QU LoRE | Red Flag Warning - Large Fires | 2021 | 0 | 0 | 0 | 0 | 5.2406 | 0.69642 | 2.942 | 1.6022 | 0.0077642 | 0.0077642 | 0 | 0 | 1.7279e-05 |  | 0 | 1.3416e-07 | 1.3416e-07 | 0 | 1.3416e-07 | 1.3416e-07 | 0 | 0 | 0 | 0 | 0 | Column30: 0 | [29 empty] | 7.3.2.1.3 Advanced weather monitoring and weather stations Weather StationsWLDFRElectric Reliability | WLDFR | HFTD - Substation | Non-Red Flag Warning - Catastrophic Fires | 2026 | Electric Reliability | 233.2301 | 1 | 2026 | Mitigation | 0.011149 | 10 | 0 | esc | 0.011149 | 2.6002 | 0.011149 | 2.6002 | 0.011149 | 2.6002 | 0.011149 | 2.6002
[79 empty] | WLDFR | HFTD - Distribution - Tier 3 - 5QU CoRE ¦ 4QU LoRE | Red Flag Warning - Large Fires | 2022 | 0 | 0 | 0 | 0 | 5.2406 | 0.69642 | 2.942 | 1.6022 | 0.0077642 | 0.0077642 | 0.0077642 | 0 | 1.7279e-05 |  | 0 | 1.3416e-07 | 1.3416e-07 | 0 | 1.3416e-07 | 1.3416e-07 | 0 | 1.3416e-07 | 1.3416e-07 | 0 | 0 | Column30: 0 | [29 empty] | 7.3.2.1.3 Advanced weather monitoring and weather stations Weather StationsWLDFRElectric Reliability | WLDFR | HFTD - Substation | Non-Red Flag Warning - Catastrophic Fires | 2027 | Electric Reliability | 233.2301 | 1 | 2027 | Mitigation | 0.011149 | 10 | 0 | esc | 0.011149 | 2.6002 | 0.011149 | 2.6002 | 0.011149 | 2.6002 | 0.011149 | 2.6002
[79 empty] | WLDFR | HFTD - Distribution - Tier 3 - 5QU CoRE ¦ 4QU LoRE | Red Flag Warning - Large Fires | 2023 | 0 | 0 | 0 | 0 | 5.475 | 0.71896 | 3.0715 | 1.6846 | 0.0080156 | 0.0080156 | 0.0080156 | 0.0080156 | 1.7279e-05 |  | 0 | 1.385e-07 | 1.385e-07 | 0 | 1.385e-07 | 1.385e-07 | 0 | 1.385e-07 | 1.385e-07 | 0 | 1.385e-07 | Column30: 1.385e-07 | [29 empty] | 7.3.2.1.3 Advanced weather monitoring and weather stations Weather StationsWLDFRElectric Reliability | WLDFR | HFTD - Substation | Non-Red Flag Warning - Catastrophic Fires | 2028 | Electric Reliability | 247.273 | 1 | 2028 | Mitigation | 0.011149 | 10 | 0 | esc | 0.011149 | 2.7568 | 0.011149 | 2.7568 | 0.011149 | 2.7568 | 0.011149 | 2.7568
[79 empty] | WLDFR | HFTD - Distribution - Tier 3 - 5QU CoRE ¦ 4QU LoRE | Red Flag Warning - Large Fires | 2024 | 0 | 0 | 0 | 0 | 5.475 | 0.71896 | 3.0715 | 1.6846 | 0.0080156 | 0.0080156 | 0.0080156 | 0.0080156 | 1.7279e-05 |  | 0 | 1.385e-07 | 1.385e-07 | 0 | 1.385e-07 | 1.385e-07 | 0 | 1.385e-07 | 1.385e-07 | 0 | 1.385e-07 | Column30: 1.385e-07 | [29 empty] | 7.3.2.1.3 Advanced weather monitoring and weather stations Weather StationsWLDFRElectric Reliability | WLDFR | HFTD - Substation | Non-Red Flag Warning - Catastrophic Fires | 2029 | Electric Reliability | 247.273 | 1 | 2029 | Mitigation | 0.011149 | 10 | 0 | esc | 0.011149 | 2.7568 | 0.011149 | 2.7568 | 0.011149 | 2.7568 | 0.011149 | 2.7568
[79 empty] | WLDFR | HFTD - Distribution - Tier 3 - 5QU CoRE ¦ 4QU LoRE | Red Flag Warning - Large Fires | 2025 | 0 | 0 | 0 | 0 | 5.475 | 0.71896 | 3.0715 | 1.6846 | 0.0080156 | 0.0080156 | 0.0080156 | 0.0080156 | 1.7279e-05 |  | 0 | 1.385e-07 | 1.385e-07 | 0 | 1.385e-07 | 1.385e-07 | 0 | 1.385e-07 | 1.385e-07 | 0 | 1.385e-07 | Column30: 1.385e-07 | [29 empty] | 7.3.2.1.3 Advanced weather monitoring and weather stations Weather StationsWLDFRElectric Reliability | WLDFR | HFTD - Substation | Non-Red Flag Warning - Catastrophic Fires | 2030 | Electric Reliability | 247.273 | 1 | 2030 | Mitigation | 0.011149 | 10 | 0 | esc | 0 | 0 | 0.011149 | 2.7568 | 0.011149 | 2.7568 | 0.011149 | 2.7568
[79 empty] | WLDFR | HFTD - Distribution - Tier 3 - 5QU CoRE ¦ 4QU LoRE | Red Flag Warning - Large Fires | 2026 | 0 | 0 | 0 | 0 | 5.475 | 0.71896 | 3.0715 | 1.6846 | 0.0080156 | 0.0080156 | 0.0080156 | 0.0080156 | 1.7279e-05 |  | 0 | 1.385e-07 | 1.385e-07 | 0 | 1.385e-07 | 1.385e-07 | 0 | 1.385e-07 | 1.385e-07 | 0 | 1.385e-07 | Column30: 1.385e-07 | [29 empty] | 7.3.2.1.3 Advanced weather monitoring and weather stations Weather StationsWLDFRElectric Reliability | WLDFR | HFTD - Substation | Non-Red Flag Warning - Catastrophic Fires | 2031 | Electric Reliability | 247.273 | 1 | 2031 | Mitigation | 0.011149 | 10 | 0 | esc | 0 | 0 | 0 | 0 | 0.011149 | 2.7568 | 0.011149 | 2.7568
[79 empty] | WLDFR | HFTD - Distribution - Tier 3 - 5QU CoRE ¦ 4QU LoRE | Red Flag Warning - Large Fires | 2027 | 0 | 0 | 0 | 0 | 5.475 | 0.71896 | 3.0715 | 1.6846 | 0.0080156 | 0.0080156 | 0.0080156 | 0.0080156 | 1.7279e-05 |  | 0 | 1.385e-07 | 1.385e-07 | 0 | 1.385e-07 | 1.385e-07 | 0 | 1.385e-07 | 1.385e-07 | 0 | 1.385e-07 | Column30: 1.385e-07 | [29 empty] | 7.3.2.1.3 Advanced weather monitoring and weather stations Weather StationsWLDFRElectric Reliability | WLDFR | HFTD - Substation | Non-Red Flag Warning - Catastrophic Fires | 2032 | Electric Reliability | 247.273 | 1 | 2032 | Mitigation | 0.011149 | 10 | 0 | esc | 0 | 0 | 0 | 0 | 0 | 0 | 0.011149 | 2.7568
[79 empty] | WLDFR | HFTD - Distribution - Tier 3 - 5QU CoRE ¦ 4QU LoRE | Red Flag Warning - Large Fires | 2028 | 0 | 0 | 0 | 0 | 5.777 | 0.74734 | 3.238 | 1.7917 | 0.0083319 | 0.0083319 | 0.0083319 | 0.0083319 | 1.7279e-05 |  | 0 | 1.4397e-07 | 1.4397e-07 | 0 | 1.4397e-07 | 1.4397e-07 | 0 | 1.4397e-07 | 1.4397e-07 | 0 | 1.4397e-07 | Column30: 1.4397e-07 | [29 empty] | 7.3.2.1.3 Advanced weather monitoring and weather stations Weather StationsWLDFRElectric Reliability | WLDFR | HFTD - Substation | Non-Red Flag Warning - Destructive Fires | 2021 | Electric Reliability | 222.2294 | 1 | 2021 | Mitigation | 0.011149 | 10 | 0 | esc | 0.011149 | 2.4776 | 0.011149 | 2.4776 | 0 | 0 | 0 | 0
[79 empty] | WLDFR | HFTD - Distribution - Tier 3 - 5QU CoRE ¦ 4QU LoRE | Red Flag Warning - Large Fires | 2029 | 0 | 0 | 0 | 0 | 5.777 | 0.74734 | 3.238 | 1.7917 | 0.0083319 | 0.0083319 | 0.0083319 | 0.0083319 | 1.7279e-05 |  | 0 | 1.4397e-07 | 1.4397e-07 | 0 | 1.4397e-07 | 1.4397e-07 | 0 | 1.4397e-07 | 1.4397e-07 | 0 | 1.4397e-07 | Column30: 1.4397e-07 | [29 empty] | 7.3.2.1.3 Advanced weather monitoring and weather stations Weather StationsWLDFRElectric Reliability | WLDFR | HFTD - Substation | Non-Red Flag Warning - Destructive Fires | 2022 | Electric Reliability | 222.2294 | 1 | 2022 | Mitigation | 0.011149 | 10 | 0 | esc | 0.011149 | 2.4776 | 0.011149 | 2.4776 | 0.011149 | 2.4776 | 0 | 0
[79 empty] | WLDFR | HFTD - Distribution - Tier 3 - 5QU CoRE ¦ 4QU LoRE | Red Flag Warning - Large Fires | 2030 | 0 | 0 | 0 | 0 | 5.777 | 0.74734 | 3.238 | 1.7917 | 0 | 0.0083319 | 0.0083319 | 0.0083319 | 1.7279e-05 |  | 0 | 0 | 0 | 0 | 1.4397e-07 | 1.4397e-07 | 0 | 1.4397e-07 | 1.4397e-07 | 0 | 1.4397e-07 | Column30: 1.4397e-07 | [29 empty] | 7.3.2.1.3 Advanced weather monitoring and weather stations Weather StationsWLDFRElectric Reliability | WLDFR | HFTD - Substation | Non-Red Flag Warning - Destructive Fires | 2023 | Electric Reliability | 233.2301 | 1 | 2023 | Mitigation | 0.011149 | 10 | 0 | esc | 0.011149 | 2.6002 | 0.011149 | 2.6002 | 0.011149 | 2.6002 | 0.011149 | 2.6002
[79 empty] | WLDFR | HFTD - Distribution - Tier 3 - 5QU CoRE ¦ 4QU LoRE | Red Flag Warning - Large Fires | 2031 | 0 | 0 | 0 | 0 | 5.777 | 0.74734 | 3.238 | 1.7917 | 0 | 0 | 0.0083319 | 0.0083319 | 1.7279e-05 |  | 0 | 0 | 0 | 0 | 0 | 0 | 0 | 1.4397e-07 | 1.4397e-07 | 0 | 1.4397e-07 | Column30: 1.4397e-07 | [29 empty] | 7.3.2.1.3 Advanced weather monitoring and weather stations Weather StationsWLDFRElectric Reliability | WLDFR | HFTD - Substation | Non-Red Flag Warning - Destructive Fires | 2024 | Electric Reliability | 233.2301 | 1 | 2024 | Mitigation | 0.011149 | 10 | 0 | esc | 0.011149 | 2.6002 | 0.011149 | 2.6002 | 0.011149 | 2.6002 | 0.011149 | 2.6002
[79 empty] | WLDFR | HFTD - Distribution - Tier 3 - 5QU CoRE ¦ 4QU LoRE | Red Flag Warning - Large Fires | 2032 | 0 | 0 | 0 | 0 | 5.777 | 0.74734 | 3.238 | 1.7917 | 0 | 0 | 0 | 0.0083319 | 1.7279e-05 |  | 0 | 0 | 0 | 0 | 0 | 0 | 0 | 0 | 0 | 0 | 1.4397e-07 | Column30: 1.4397e-07 | [29 empty] | 7.3.2.1.3 Advanced weather monitoring and weather stations Weather StationsWLDFRElectric Reliability | WLDFR | HFTD - Substation | Non-Red Flag Warning - Destructive Fires | 2025 | Electric Reliability | 233.2301 | 1 | 2025 | Mitigation | 0.011149 | 10 | 0 | esc | 0.011149 | 2.6002 | 0.011149 | 2.6002 | 0.011149 | 2.6002 | 0.011149 | 2.6002
[79 empty] | WLDFR | HFTD - Distribution - Tier 3 - 5QU CoRE ¦ 4QU LoRE | Red Flag Warning - Small Fires | 2020 | 0 | 0 | 0 | 0 | 0.077901 | 0.036425 | 0.0015809 | 0.039895 | 0.0004061 | 0 | 0 | 0 | 0.00048737 |  | 0 | 1.9792e-07 | 1.9792e-07 | 0 | 0 | 0 | 0 | 0 | 0 | 0 | 0 | Column30: 0 | [29 empty] | 7.3.2.1.3 Advanced weather monitoring and weather stations Weather StationsWLDFRElectric Reliability | WLDFR | HFTD - Substation | Non-Red Flag Warning - Destructive Fires | 2026 | Electric Reliability | 233.2301 | 1 | 2026 | Mitigation | 0.011149 | 10 | 0 | esc | 0.011149 | 2.6002 | 0.011149 | 2.6002 | 0.011149 | 2.6002 | 0.011149 | 2.6002
[79 empty] | WLDFR | HFTD - Distribution - Tier 3 - 5QU CoRE ¦ 4QU LoRE | Red Flag Warning - Small Fires | 2021 | 0 | 0 | 0 | 0 | 0.077901 | 0.036425 | 0.0015809 | 0.039895 | 0.0004061 | 0.0004061 | 0 | 0 | 0.00048737 |  | 0 | 1.9792e-07 | 1.9792e-07 | 0 | 1.9792e-07 | 1.9792e-07 | 0 | 0 | 0 | 0 | 0 | Column30: 0 | [29 empty] | 7.3.2.1.3 Advanced weather monitoring and weather stations Weather StationsWLDFRElectric Reliability | WLDFR | HFTD - Substation | Non-Red Flag Warning - Destructive Fires | 2027 | Electric Reliability | 233.2301 | 1 | 2027 | Mitigation | 0.011149 | 10 | 0 | esc | 0.011149 | 2.6002 | 0.011149 | 2.6002 | 0.011149 | 2.6002 | 0.011149 | 2.6002
[79 empty] | WLDFR | HFTD - Distribution - Tier 3 - 5QU CoRE ¦ 4QU LoRE | Red Flag Warning - Small Fires | 2022 | 0 | 0 | 0 | 0 | 0.077901 | 0.036425 | 0.0015809 | 0.039895 | 0.0004061 | 0.0004061 | 0.0004061 | 0 | 0.00048737 |  | 0 | 1.9792e-07 | 1.9792e-07 | 0 | 1.9792e-07 | 1.9792e-07 | 0 | 1.9792e-07 | 1.9792e-07 | 0 | 0 | Column30: 0 | [29 empty] | 7.3.2.1.3 Advanced weather monitoring and weather stations Weather StationsWLDFRElectric Reliability | WLDFR | HFTD - Substation | Non-Red Flag Warning - Destructive Fires | 2028 | Electric Reliability | 247.273 | 1 | 2028 | Mitigation | 0.011149 | 10 | 0 | esc | 0.011149 | 2.7568 | 0.011149 | 2.7568 | 0.011149 | 2.7568 | 0.011149 | 2.7568
[79 empty] | WLDFR | HFTD - Distribution - Tier 3 - 5QU CoRE ¦ 4QU LoRE | Red Flag Warning - Small Fires | 2023 | 0 | 0 | 0 | 0 | 0.080408 | 0.03759 | 0.0016314 | 0.041187 | 0.00041909 | 0.00041909 | 0.00041909 | 0.00041909 | 0.00048737 |  | 0 | 2.0425e-07 | 2.0425e-07 | 0 | 2.0425e-07 | 2.0425e-07 | 0 | 2.0425e-07 | 2.0425e-07 | 0 | 2.0425e-07 | Column30: 2.0425e-07 | [29 empty] | 7.3.2.1.3 Advanced weather monitoring and weather stations Weather StationsWLDFRElectric Reliability | WLDFR | HFTD - Substation | Non-Red Flag Warning - Destructive Fires | 2029 | Electric Reliability | 247.273 | 1 | 2029 | Mitigation | 0.011149 | 10 | 0 | esc | 0.011149 | 2.7568 | 0.011149 | 2.7568 | 0.011149 | 2.7568 | 0.011149 | 2.7568
[79 empty] | WLDFR | HFTD - Distribution - Tier 3 - 5QU CoRE ¦ 4QU LoRE | Red Flag Warning - Small Fires | 2024 | 0 | 0 | 0 | 0 | 0.080408 | 0.03759 | 0.0016314 | 0.041187 | 0.00041909 | 0.00041909 | 0.00041909 | 0.00041909 | 0.00048737 |  | 0 | 2.0425e-07 | 2.0425e-07 | 0 | 2.0425e-07 | 2.0425e-07 | 0 | 2.0425e-07 | 2.0425e-07 | 0 | 2.0425e-07 | Column30: 2.0425e-07 | [29 empty] | 7.3.2.1.3 Advanced weather monitoring and weather stations Weather StationsWLDFRElectric Reliability | WLDFR | HFTD - Substation | Non-Red Flag Warning - Destructive Fires | 2030 | Electric Reliability | 247.273 | 1 | 2030 | Mitigation | 0.011149 | 10 | 0 | esc | 0 | 0 | 0.011149 | 2.7568 | 0.011149 | 2.7568 | 0.011149 | 2.7568
[79 empty] | WLDFR | HFTD - Distribution - Tier 3 - 5QU CoRE ¦ 4QU LoRE | Red Flag Warning - Small Fires | 2025 | 0 | 0 | 0 | 0 | 0.080408 | 0.03759 | 0.0016314 | 0.041187 | 0.00041909 | 0.00041909 | 0.00041909 | 0.00041909 | 0.00048737 |  | 0 | 2.0425e-07 | 2.0425e-07 | 0 | 2.0425e-07 | 2.0425e-07 | 0 | 2.0425e-07 | 2.0425e-07 | 0 | 2.0425e-07 | Column30: 2.0425e-07 | [29 empty] | 7.3.2.1.3 Advanced weather monitoring and weather stations Weather StationsWLDFRElectric Reliability | WLDFR | HFTD - Substation | Non-Red Flag Warning - Destructive Fires | 2031 | Electric Reliability | 247.273 | 1 | 2031 | Mitigation | 0.011149 | 10 | 0 | esc | 0 | 0 | 0 | 0 | 0.011149 | 2.7568 | 0.011149 | 2.7568
[79 empty] | WLDFR | HFTD - Distribution - Tier 3 - 5QU CoRE ¦ 4QU LoRE | Red Flag Warning - Small Fires | 2026 | 0 | 0 | 0 | 0 | 0.080408 | 0.03759 | 0.0016314 | 0.041187 | 0.00041909 | 0.00041909 | 0.00041909 | 0.00041909 | 0.00048737 |  | 0 | 2.0425e-07 | 2.0425e-07 | 0 | 2.0425e-07 | 2.0425e-07 | 0 | 2.0425e-07 | 2.0425e-07 | 0 | 2.0425e-07 | Column30: 2.0425e-07 | [29 empty] | 7.3.2.1.3 Advanced weather monitoring and weather stations Weather StationsWLDFRElectric Reliability | WLDFR | HFTD - Substation | Non-Red Flag Warning - Destructive Fires | 2032 | Electric Reliability | 247.273 | 1 | 2032 | Mitigation | 0.011149 | 10 | 0 | esc | 0 | 0 | 0 | 0 | 0 | 0 | 0.011149 | 2.7568
[79 empty] | WLDFR | HFTD - Distribution - Tier 3 - 5QU CoRE ¦ 4QU LoRE | Red Flag Warning - Small Fires | 2027 | 0 | 0 | 0 | 0 | 0.080408 | 0.03759 | 0.0016314 | 0.041187 | 0.00041909 | 0.00041909 | 0.00041909 | 0.00041909 | 0.00048737 |  | 0 | 2.0425e-07 | 2.0425e-07 | 0 | 2.0425e-07 | 2.0425e-07 | 0 | 2.0425e-07 | 2.0425e-07 | 0 | 2.0425e-07 | Column30: 2.0425e-07 | [29 empty] | 7.3.2.1.3 Advanced weather monitoring and weather stations Weather StationsWLDFRElectric Reliability | WLDFR | HFTD - Substation | Non-Red Flag Warning - Large Fires | 2021 | Electric Reliability | 0.69642 | 1 | 2021 | Mitigation | 0.011149 | 10 | 0 | esc | 0.011149 | 0.0077642 | 0.011149 | 0.0077642 | 0 | 0 | 0 | 0
[79 empty] | WLDFR | HFTD - Distribution - Tier 3 - 5QU CoRE ¦ 4QU LoRE | Red Flag Warning - Small Fires | 2028 | 0 | 0 | 0 | 0 | 0.083606 | 0.039055 | 0.001695 | 0.042856 | 0.00043542 | 0.00043542 | 0.00043542 | 0.00043542 | 0.00048737 |  | 0 | 2.1221e-07 | 2.1221e-07 | 0 | 2.1221e-07 | 2.1221e-07 | 0 | 2.1221e-07 | 2.1221e-07 | 0 | 2.1221e-07 | Column30: 2.1221e-07 | [29 empty] | 7.3.2.1.3 Advanced weather monitoring and weather stations Weather StationsWLDFRElectric Reliability | WLDFR | HFTD - Substation | Non-Red Flag Warning - Large Fires | 2022 | Electric Reliability | 0.69642 | 1 | 2022 | Mitigation | 0.011149 | 10 | 0 | esc | 0.011149 | 0.0077642 | 0.011149 | 0.0077642 | 0.011149 | 0.0077642 | 0 | 0
[79 empty] | WLDFR | HFTD - Distribution - Tier 3 - 5QU CoRE ¦ 4QU LoRE | Red Flag Warning - Small Fires | 2029 | 0 | 0 | 0 | 0 | 0.083606 | 0.039055 | 0.001695 | 0.042856 | 0.00043542 | 0.00043542 | 0.00043542 | 0.00043542 | 0.00048737 |  | 0 | 2.1221e-07 | 2.1221e-07 | 0 | 2.1221e-07 | 2.1221e-07 | 0 | 2.1221e-07 | 2.1221e-07 | 0 | 2.1221e-07 | Column30: 2.1221e-07 | [29 empty] | 7.3.2.1.3 Advanced weather monitoring and weather stations Weather StationsWLDFRElectric Reliability | WLDFR | HFTD - Substation | Non-Red Flag Warning - Large Fires | 2023 | Electric Reliability | 0.71896 | 1 | 2023 | Mitigation | 0.011149 | 10 | 0 | esc | 0.011149 | 0.0080156 | 0.011149 | 0.0080156 | 0.011149 | 0.0080156 | 0.011149 | 0.0080156
[79 empty] | WLDFR | HFTD - Distribution - Tier 3 - 5QU CoRE ¦ 4QU LoRE | Red Flag Warning - Small Fires | 2030 | 0 | 0 | 0 | 0 | 0.083606 | 0.039055 | 0.001695 | 0.042856 | 0 | 0.00043542 | 0.00043542 | 0.00043542 | 0.00048737 |  | 0 | 0 | 0 | 0 | 2.1221e-07 | 2.1221e-07 | 0 | 2.1221e-07 | 2.1221e-07 | 0 | 2.1221e-07 | Column30: 2.1221e-07 | [29 empty] | 7.3.2.1.3 Advanced weather monitoring and weather stations Weather StationsWLDFRElectric Reliability | WLDFR | HFTD - Substation | Non-Red Flag Warning - Large Fires | 2024 | Electric Reliability | 0.71896 | 1 | 2024 | Mitigation | 0.011149 | 10 | 0 | esc | 0.011149 | 0.0080156 | 0.011149 | 0.0080156 | 0.011149 | 0.0080156 | 0.011149 | 0.0080156
[79 empty] | WLDFR | HFTD - Distribution - Tier 3 - 5QU CoRE ¦ 4QU LoRE | Red Flag Warning - Small Fires | 2031 | 0 | 0 | 0 | 0 | 0.083606 | 0.039055 | 0.001695 | 0.042856 | 0 | 0 | 0.00043542 | 0.00043542 | 0.00048737 |  | 0 | 0 | 0 | 0 | 0 | 0 | 0 | 2.1221e-07 | 2.1221e-07 | 0 | 2.1221e-07 | Column30: 2.1221e-07 | [29 empty] | 7.3.2.1.3 Advanced weather monitoring and weather stations Weather StationsWLDFRElectric Reliability | WLDFR | HFTD - Substation | Non-Red Flag Warning - Large Fires | 2025 | Electric Reliability | 0.71896 | 1 | 2025 | Mitigation | 0.011149 | 10 | 0 | esc | 0.011149 | 0.0080156 | 0.011149 | 0.0080156 | 0.011149 | 0.0080156 | 0.011149 | 0.0080156
[79 empty] | WLDFR | HFTD - Distribution - Tier 3 - 5QU CoRE ¦ 4QU LoRE | Red Flag Warning - Small Fires | 2032 | 0 | 0 | 0 | 0 | 0.083606 | 0.039055 | 0.001695 | 0.042856 | 0 | 0 | 0 | 0.00043542 | 0.00048737 |  | 0 | 0 | 0 | 0 | 0 | 0 | 0 | 0 | 0 | 0 | 2.1221e-07 | Column30: 2.1221e-07 | [29 empty] | 7.3.2.1.3 Advanced weather monitoring and weather stations Weather StationsWLDFRElectric Reliability | WLDFR | HFTD - Substation | Non-Red Flag Warning - Large Fires | 2026 | Electric Reliability | 0.71896 | 1 | 2026 | Mitigation | 0.011149 | 10 | 0 | esc | 0.011149 | 0.0080156 | 0.011149 | 0.0080156 | 0.011149 | 0.0080156 | 0.011149 | 0.0080156
[79 empty] | WLDFR | HFTD - Distribution - Tier 3 - 5QU CoRE ¦ 4QU LoRE | Seismic - Non-Red Flag Warning - Catastrophic Fires | 2020 | 0 | 0 | 0 | 0 | 21083.8428 | 409.2237 | 13469.0878 | 7205.5313 | 4.5624 | 0 | 0 | 0 | 4.7237e-10 |  | 0 | 2.1551e-09 | 2.1551e-09 | 0 | 0 | 0 | 0 | 0 | 0 | 0 | 0 | Column30: 0 | [29 empty] | 7.3.2.1.3 Advanced weather monitoring and weather stations Weather StationsWLDFRElectric Reliability | WLDFR | HFTD - Substation | Non-Red Flag Warning - Large Fires | 2027 | Electric Reliability | 0.71896 | 1 | 2027 | Mitigation | 0.011149 | 10 | 0 | esc | 0.011149 | 0.0080156 | 0.011149 | 0.0080156 | 0.011149 | 0.0080156 | 0.011149 | 0.0080156
[79 empty] | WLDFR | HFTD - Distribution - Tier 3 - 5QU CoRE ¦ 4QU LoRE | Seismic - Non-Red Flag Warning - Catastrophic Fires | 2021 | 0 | 0 | 0 | 0 | 21083.8428 | 409.2237 | 13469.0878 | 7205.5313 | 4.5624 | 4.5624 | 0 | 0 | 4.7237e-10 |  | 0 | 2.1551e-09 | 2.1551e-09 | 0 | 2.1551e-09 | 2.1551e-09 | 0 | 0 | 0 | 0 | 0 | Column30: 0 | [29 empty] | 7.3.2.1.3 Advanced weather monitoring and weather stations Weather StationsWLDFRElectric Reliability | WLDFR | HFTD - Substation | Non-Red Flag Warning - Large Fires | 2028 | Electric Reliability | 0.74734 | 1 | 2028 | Mitigation | 0.011149 | 10 | 0 | esc | 0.011149 | 0.0083319 | 0.011149 | 0.0083319 | 0.011149 | 0.0083319 | 0.011149 | 0.0083319
[79 empty] | WLDFR | HFTD - Distribution - Tier 3 - 5QU CoRE ¦ 4QU LoRE | Seismic - Non-Red Flag Warning - Catastrophic Fires | 2022 | 0 | 0 | 0 | 0 | 21083.8428 | 409.2237 | 13469.0878 | 7205.5313 | 4.5624 | 4.5624 | 4.5624 | 0 | 4.7237e-10 |  | 0 | 2.1551e-09 | 2.1551e-09 | 0 | 2.1551e-09 | 2.1551e-09 | 0 | 2.1551e-09 | 2.1551e-09 | 0 | 0 | Column30: 0 | [29 empty] | 7.3.2.1.3 Advanced weather monitoring and weather stations Weather StationsWLDFRElectric Reliability | WLDFR | HFTD - Substation | Non-Red Flag Warning - Large Fires | 2029 | Electric Reliability | 0.74734 | 1 | 2029 | Mitigation | 0.011149 | 10 | 0 | esc | 0.011149 | 0.0083319 | 0.011149 | 0.0083319 | 0.011149 | 0.0083319 | 0.011149 | 0.0083319
[79 empty] | WLDFR | HFTD - Distribution - Tier 3 - 5QU CoRE ¦ 4QU LoRE | Seismic - Non-Red Flag Warning - Catastrophic Fires | 2023 | 0 | 0 | 0 | 0 | 21835.9781 | 428.6023 | 13939.561 | 7467.8148 | 4.7784 | 4.7784 | 4.7784 | 4.7784 | 4.7237e-10 |  | 0 | 2.2572e-09 | 2.2572e-09 | 0 | 2.2572e-09 | 2.2572e-09 | 0 | 2.2572e-09 | 2.2572e-09 | 0 | 2.2572e-09 | Column30: 2.2572e-09 | [29 empty] | 7.3.2.1.3 Advanced weather monitoring and weather stations Weather StationsWLDFRElectric Reliability | WLDFR | HFTD - Substation | Non-Red Flag Warning - Large Fires | 2030 | Electric Reliability | 0.74734 | 1 | 2030 | Mitigation | 0.011149 | 10 | 0 | esc | 0 | 0 | 0.011149 | 0.0083319 | 0.011149 | 0.0083319 | 0.011149 | 0.0083319
[79 empty] | WLDFR | HFTD - Distribution - Tier 3 - 5QU CoRE ¦ 4QU LoRE | Seismic - Non-Red Flag Warning - Catastrophic Fires | 2024 | 0 | 0 | 0 | 0 | 21835.9781 | 428.6023 | 13939.561 | 7467.8148 | 4.7784 | 4.7784 | 4.7784 | 4.7784 | 4.7237e-10 |  | 0 | 2.2572e-09 | 2.2572e-09 | 0 | 2.2572e-09 | 2.2572e-09 | 0 | 2.2572e-09 | 2.2572e-09 | 0 | 2.2572e-09 | Column30: 2.2572e-09 | [29 empty] | 7.3.2.1.3 Advanced weather monitoring and weather stations Weather StationsWLDFRElectric Reliability | WLDFR | HFTD - Substation | Non-Red Flag Warning - Large Fires | 2031 | Electric Reliability | 0.74734 | 1 | 2031 | Mitigation | 0.011149 | 10 | 0 | esc | 0 | 0 | 0 | 0 | 0.011149 | 0.0083319 | 0.011149 | 0.0083319
[79 empty] | WLDFR | HFTD - Distribution - Tier 3 - 5QU CoRE ¦ 4QU LoRE | Seismic - Non-Red Flag Warning - Catastrophic Fires | 2025 | 0 | 0 | 0 | 0 | 21835.9781 | 428.6023 | 13939.561 | 7467.8148 | 4.7784 | 4.7784 | 4.7784 | 4.7784 | 4.7237e-10 |  | 0 | 2.2572e-09 | 2.2572e-09 | 0 | 2.2572e-09 | 2.2572e-09 | 0 | 2.2572e-09 | 2.2572e-09 | 0 | 2.2572e-09 | Column30: 2.2572e-09 | [29 empty] | 7.3.2.1.3 Advanced weather monitoring and weather stations Weather StationsWLDFRElectric Reliability | WLDFR | HFTD - Substation | Non-Red Flag Warning - Large Fires | 2032 | Electric Reliability | 0.74734 | 1 | 2032 | Mitigation | 0.011149 | 10 | 0 | esc | 0 | 0 | 0 | 0 | 0 | 0 | 0.011149 | 0.0083319
[79 empty] | WLDFR | HFTD - Distribution - Tier 3 - 5QU CoRE ¦ 4QU LoRE | Seismic - Non-Red Flag Warning - Catastrophic Fires | 2026 | 0 | 0 | 0 | 0 | 21835.9781 | 428.6023 | 13939.561 | 7467.8148 | 4.7784 | 4.7784 | 4.7784 | 4.7784 | 4.7237e-10 |  | 0 | 2.2572e-09 | 2.2572e-09 | 0 | 2.2572e-09 | 2.2572e-09 | 0 | 2.2572e-09 | 2.2572e-09 | 0 | 2.2572e-09 | Column30: 2.2572e-09 | [29 empty] | 7.3.2.1.3 Advanced weather monitoring and weather stations Weather StationsWLDFRElectric Reliability | WLDFR | HFTD - Substation | Non-Red Flag Warning - Small Fires | 2021 | Electric Reliability | 0.036425 | 1 | 2021 | Mitigation | 0.011149 | 10 | 0 | esc | 0.011149 | 0.0004061 | 0.011149 | 0.0004061 | 0 | 0 | 0 | 0
[79 empty] | WLDFR | HFTD - Distribution - Tier 3 - 5QU CoRE ¦ 4QU LoRE | Seismic - Non-Red Flag Warning - Catastrophic Fires | 2027 | 0 | 0 | 0 | 0 | 21835.9781 | 428.6023 | 13939.561 | 7467.8148 | 4.7784 | 4.7784 | 4.7784 | 4.7784 | 4.7237e-10 |  | 0 | 2.2572e-09 | 2.2572e-09 | 0 | 2.2572e-09 | 2.2572e-09 | 0 | 2.2572e-09 | 2.2572e-09 | 0 | 2.2572e-09 | Column30: 2.2572e-09 | [29 empty] | 7.3.2.1.3 Advanced weather monitoring and weather stations Weather StationsWLDFRElectric Reliability | WLDFR | HFTD - Substation | Non-Red Flag Warning - Small Fires | 2022 | Electric Reliability | 0.036425 | 1 | 2022 | Mitigation | 0.011149 | 10 | 0 | esc | 0.011149 | 0.0004061 | 0.011149 | 0.0004061 | 0.011149 | 0.0004061 | 0 | 0
[79 empty] | WLDFR | HFTD - Distribution - Tier 3 - 5QU CoRE ¦ 4QU LoRE | Seismic - Non-Red Flag Warning - Catastrophic Fires | 2028 | 0 | 0 | 0 | 0 | 22783.187 | 453.261 | 14531.3357 | 7798.5904 | 5.0533 | 5.0533 | 5.0533 | 5.0533 | 4.7237e-10 |  | 0 | 2.3871e-09 | 2.3871e-09 | 0 | 2.3871e-09 | 2.3871e-09 | 0 | 2.3871e-09 | 2.3871e-09 | 0 | 2.3871e-09 | Column30: 2.3871e-09 | [29 empty] | 7.3.2.1.3 Advanced weather monitoring and weather stations Weather StationsWLDFRElectric Reliability | WLDFR | HFTD - Substation | Non-Red Flag Warning - Small Fires | 2023 | Electric Reliability | 0.03759 | 1 | 2023 | Mitigation | 0.011149 | 10 | 0 | esc | 0.011149 | 0.00041909 | 0.011149 | 0.00041909 | 0.011149 | 0.00041909 | 0.011149 | 0.00041909
[79 empty] | WLDFR | HFTD - Distribution - Tier 3 - 5QU CoRE ¦ 4QU LoRE | Seismic - Non-Red Flag Warning - Catastrophic Fires | 2029 | 0 | 0 | 0 | 0 | 22783.187 | 453.261 | 14531.3357 | 7798.5904 | 5.0533 | 5.0533 | 5.0533 | 5.0533 | 4.7237e-10 |  | 0 | 2.3871e-09 | 2.3871e-09 | 0 | 2.3871e-09 | 2.3871e-09 | 0 | 2.3871e-09 | 2.3871e-09 | 0 | 2.3871e-09 | Column30: 2.3871e-09 | [29 empty] | 7.3.2.1.3 Advanced weather monitoring and weather stations Weather StationsWLDFRElectric Reliability | WLDFR | HFTD - Substation | Non-Red Flag Warning - Small Fires | 2024 | Electric Reliability | 0.03759 | 1 | 2024 | Mitigation | 0.011149 | 10 | 0 | esc | 0.011149 | 0.00041909 | 0.011149 | 0.00041909 | 0.011149 | 0.00041909 | 0.011149 | 0.00041909
[79 empty] | WLDFR | HFTD - Distribution - Tier 3 - 5QU CoRE ¦ 4QU LoRE | Seismic - Non-Red Flag Warning - Catastrophic Fires | 2030 | 0 | 0 | 0 | 0 | 22783.187 | 453.261 | 14531.3357 | 7798.5904 | 0 | 5.0533 | 5.0533 | 5.0533 | 4.7237e-10 |  | 0 | 0 | 0 | 0 | 2.3871e-09 | 2.3871e-09 | 0 | 2.3871e-09 | 2.3871e-09 | 0 | 2.3871e-09 | Column30: 2.3871e-09 | [29 empty] | 7.3.2.1.3 Advanced weather monitoring and weather stations Weather StationsWLDFRElectric Reliability | WLDFR | HFTD - Substation | Non-Red Flag Warning - Small Fires | 2025 | Electric Reliability | 0.03759 | 1 | 2025 | Mitigation | 0.011149 | 10 | 0 | esc | 0.011149 | 0.00041909 | 0.011149 | 0.00041909 | 0.011149 | 0.00041909 | 0.011149 | 0.00041909
[79 empty] | WLDFR | HFTD - Distribution - Tier 3 - 5QU CoRE ¦ 4QU LoRE | Seismic - Non-Red Flag Warning - Catastrophic Fires | 2031 | 0 | 0 | 0 | 0 | 22783.187 | 453.261 | 14531.3357 | 7798.5904 | 0 | 0 | 5.0533 | 5.0533 | 4.7237e-10 |  | 0 | 0 | 0 | 0 | 0 | 0 | 0 | 2.3871e-09 | 2.3871e-09 | 0 | 2.3871e-09 | Column30: 2.3871e-09 | [29 empty] | 7.3.2.1.3 Advanced weather monitoring and weather stations Weather StationsWLDFRElectric Reliability | WLDFR | HFTD - Substation | Non-Red Flag Warning - Small Fires | 2026 | Electric Reliability | 0.03759 | 1 | 2026 | Mitigation | 0.011149 | 10 | 0 | esc | 0.011149 | 0.00041909 | 0.011149 | 0.00041909 | 0.011149 | 0.00041909 | 0.011149 | 0.00041909
[79 empty] | WLDFR | HFTD - Distribution - Tier 3 - 5QU CoRE ¦ 4QU LoRE | Seismic - Non-Red Flag Warning - Catastrophic Fires | 2032 | 0 | 0 | 0 | 0 | 22783.187 | 453.261 | 14531.3357 | 7798.5904 | 0 | 0 | 0 | 5.0533 | 4.7237e-10 |  | 0 | 0 | 0 | 0 | 0 | 0 | 0 | 0 | 0 | 0 | 2.3871e-09 | Column30: 2.3871e-09 | [29 empty] | 7.3.2.1.3 Advanced weather monitoring and weather stations Weather StationsWLDFRElectric Reliability | WLDFR | HFTD - Substation | Non-Red Flag Warning - Small Fires | 2027 | Electric Reliability | 0.03759 | 1 | 2027 | Mitigation | 0.011149 | 10 | 0 | esc | 0.011149 | 0.00041909 | 0.011149 | 0.00041909 | 0.011149 | 0.00041909 | 0.011149 | 0.00041909
[79 empty] | WLDFR | HFTD - Distribution - Tier 3 - 5QU CoRE ¦ 4QU LoRE | Seismic - Red Flag Warning - Catastrophic Fires | 2020 | 0 | 0 | 0 | 0 | 21083.8428 | 409.2237 | 13469.0878 | 7205.5313 | 4.5624 | 0 | 0 | 0 | 2.0373e-08 |  | 0 | 9.2949e-08 | 9.2949e-08 | 0 | 0 | 0 | 0 | 0 | 0 | 0 | 0 | Column30: 0 | [29 empty] | 7.3.2.1.3 Advanced weather monitoring and weather stations Weather StationsWLDFRElectric Reliability | WLDFR | HFTD - Substation | Non-Red Flag Warning - Small Fires | 2028 | Electric Reliability | 0.039055 | 1 | 2028 | Mitigation | 0.011149 | 10 | 0 | esc | 0.011149 | 0.00043542 | 0.011149 | 0.00043542 | 0.011149 | 0.00043542 | 0.011149 | 0.00043542
[79 empty] | WLDFR | HFTD - Distribution - Tier 3 - 5QU CoRE ¦ 4QU LoRE | Seismic - Red Flag Warning - Catastrophic Fires | 2021 | 0 | 0 | 0 | 0 | 21083.8428 | 409.2237 | 13469.0878 | 7205.5313 | 4.5624 | 4.5624 | 0 | 0 | 2.0373e-08 |  | 0 | 9.2949e-08 | 9.2949e-08 | 0 | 9.2949e-08 | 9.2949e-08 | 0 | 0 | 0 | 0 | 0 | Column30: 0 | [29 empty] | 7.3.2.1.3 Advanced weather monitoring and weather stations Weather StationsWLDFRElectric Reliability | WLDFR | HFTD - Substation | Non-Red Flag Warning - Small Fires | 2029 | Electric Reliability | 0.039055 | 1 | 2029 | Mitigation | 0.011149 | 10 | 0 | esc | 0.011149 | 0.00043542 | 0.011149 | 0.00043542 | 0.011149 | 0.00043542 | 0.011149 | 0.00043542
[79 empty] | WLDFR | HFTD - Distribution - Tier 3 - 5QU CoRE ¦ 4QU LoRE | Seismic - Red Flag Warning - Catastrophic Fires | 2022 | 0 | 0 | 0 | 0 | 21083.8428 | 409.2237 | 13469.0878 | 7205.5313 | 4.5624 | 4.5624 | 4.5624 | 0 | 2.0373e-08 |  | 0 | 9.2949e-08 | 9.2949e-08 | 0 | 9.2949e-08 | 9.2949e-08 | 0 | 9.2949e-08 | 9.2949e-08 | 0 | 0 | Column30: 0 | [29 empty] | 7.3.2.1.3 Advanced weather monitoring and weather stations Weather StationsWLDFRElectric Reliability | WLDFR | HFTD - Substation | Non-Red Flag Warning - Small Fires | 2030 | Electric Reliability | 0.039055 | 1 | 2030 | Mitigation | 0.011149 | 10 | 0 | esc | 0 | 0 | 0.011149 | 0.00043542 | 0.011149 | 0.00043542 | 0.011149 | 0.00043542
[79 empty] | WLDFR | HFTD - Distribution - Tier 3 - 5QU CoRE ¦ 4QU LoRE | Seismic - Red Flag Warning - Catastrophic Fires | 2023 | 0 | 0 | 0 | 0 | 21835.9781 | 428.6023 | 13939.561 | 7467.8148 | 4.7784 | 4.7784 | 4.7784 | 4.7784 | 2.0373e-08 |  | 0 | 9.735e-08 | 9.735e-08 | 0 | 9.735e-08 | 9.735e-08 | 0 | 9.735e-08 | 9.735e-08 | 0 | 9.735e-08 | Column30: 9.735e-08 | [29 empty] | 7.3.2.1.3 Advanced weather monitoring and weather stations Weather StationsWLDFRElectric Reliability | WLDFR | HFTD - Substation | Non-Red Flag Warning - Small Fires | 2031 | Electric Reliability | 0.039055 | 1 | 2031 | Mitigation | 0.011149 | 10 | 0 | esc | 0 | 0 | 0 | 0 | 0.011149 | 0.00043542 | 0.011149 | 0.00043542
[79 empty] | WLDFR | HFTD - Distribution - Tier 3 - 5QU CoRE ¦ 4QU LoRE | Seismic - Red Flag Warning - Catastrophic Fires | 2024 | 0 | 0 | 0 | 0 | 21835.9781 | 428.6023 | 13939.561 | 7467.8148 | 4.7784 | 4.7784 | 4.7784 | 4.7784 | 2.0373e-08 |  | 0 | 9.735e-08 | 9.735e-08 | 0 | 9.735e-08 | 9.735e-08 | 0 | 9.735e-08 | 9.735e-08 | 0 | 9.735e-08 | Column30: 9.735e-08 | [29 empty] | 7.3.2.1.3 Advanced weather monitoring and weather stations Weather StationsWLDFRElectric Reliability | WLDFR | HFTD - Substation | Non-Red Flag Warning - Small Fires | 2032 | Electric Reliability | 0.039055 | 1 | 2032 | Mitigation | 0.011149 | 10 | 0 | esc | 0 | 0 | 0 | 0 | 0 | 0 | 0.011149 | 0.00043542
[79 empty] | WLDFR | HFTD - Distribution - Tier 3 - 5QU CoRE ¦ 4QU LoRE | Seismic - Red Flag Warning - Catastrophic Fires | 2025 | 0 | 0 | 0 | 0 | 21835.9781 | 428.6023 | 13939.561 | 7467.8148 | 4.7784 | 4.7784 | 4.7784 | 4.7784 | 2.0373e-08 |  | 0 | 9.735e-08 | 9.735e-08 | 0 | 9.735e-08 | 9.735e-08 | 0 | 9.735e-08 | 9.735e-08 | 0 | 9.735e-08 | Column30: 9.735e-08 | [29 empty] | 7.3.2.1.3 Advanced weather monitoring and weather stations Weather StationsWLDFRElectric Reliability | WLDFR | HFTD - Substation | Red Flag Warning - Catastrophic Fires | 2021 | Electric Reliability | 222.2294 | 1 | 2021 | Mitigation | 0.011149 | 10 | 0 | esc | 0.011149 | 2.4776 | 0.011149 | 2.4776 | 0 | 0 | 0 | 0
[79 empty] | WLDFR | HFTD - Distribution - Tier 3 - 5QU CoRE ¦ 4QU LoRE | Seismic - Red Flag Warning - Catastrophic Fires | 2026 | 0 | 0 | 0 | 0 | 21835.9781 | 428.6023 | 13939.561 | 7467.8148 | 4.7784 | 4.7784 | 4.7784 | 4.7784 | 2.0373e-08 |  | 0 | 9.735e-08 | 9.735e-08 | 0 | 9.735e-08 | 9.735e-08 | 0 | 9.735e-08 | 9.735e-08 | 0 | 9.735e-08 | Column30: 9.735e-08 | [29 empty] | 7.3.2.1.3 Advanced weather monitoring and weather stations Weather StationsWLDFRElectric Reliability | WLDFR | HFTD - Substation | Red Flag Warning - Catastrophic Fires | 2022 | Electric Reliability | 222.2294 | 1 | 2022 | Mitigation | 0.011149 | 10 | 0 | esc | 0.011149 | 2.4776 | 0.011149 | 2.4776 | 0.011149 | 2.4776 | 0 | 0
[79 empty] | WLDFR | HFTD - Distribution - Tier 3 - 5QU CoRE ¦ 4QU LoRE | Seismic - Red Flag Warning - Catastrophic Fires | 2027 | 0 | 0 | 0 | 0 | 21835.9781 | 428.6023 | 13939.561 | 7467.8148 | 4.7784 | 4.7784 | 4.7784 | 4.7784 | 2.0373e-08 |  | 0 | 9.735e-08 | 9.735e-08 | 0 | 9.735e-08 | 9.735e-08 | 0 | 9.735e-08 | 9.735e-08 | 0 | 9.735e-08 | Column30: 9.735e-08 | [29 empty] | 7.3.2.1.3 Advanced weather monitoring and weather stations Weather StationsWLDFRElectric Reliability | WLDFR | HFTD - Substation | Red Flag Warning - Catastrophic Fires | 2023 | Electric Reliability | 233.2301 | 1 | 2023 | Mitigation | 0.011149 | 10 | 0 | esc | 0.011149 | 2.6002 | 0.011149 | 2.6002 | 0.011149 | 2.6002 | 0.011149 | 2.6002
[79 empty] | WLDFR | HFTD - Distribution - Tier 3 - 5QU CoRE ¦ 4QU LoRE | Seismic - Red Flag Warning - Catastrophic Fires | 2028 | 0 | 0 | 0 | 0 | 22783.187 | 453.261 | 14531.3357 | 7798.5904 | 5.0533 | 5.0533 | 5.0533 | 5.0533 | 2.0373e-08 |  | 0 | 1.0295e-07 | 1.0295e-07 | 0 | 1.0295e-07 | 1.0295e-07 | 0 | 1.0295e-07 | 1.0295e-07 | 0 | 1.0295e-07 | Column30: 1.0295e-07 | [29 empty] | 7.3.2.1.3 Advanced weather monitoring and weather stations Weather StationsWLDFRElectric Reliability | WLDFR | HFTD - Substation | Red Flag Warning - Catastrophic Fires | 2024 | Electric Reliability | 233.2301 | 1 | 2024 | Mitigation | 0.011149 | 10 | 0 | esc | 0.011149 | 2.6002 | 0.011149 | 2.6002 | 0.011149 | 2.6002 | 0.011149 | 2.6002
[79 empty] | WLDFR | HFTD - Distribution - Tier 3 - 5QU CoRE ¦ 4QU LoRE | Seismic - Red Flag Warning - Catastrophic Fires | 2029 | 0 | 0 | 0 | 0 | 22783.187 | 453.261 | 14531.3357 | 7798.5904 | 5.0533 | 5.0533 | 5.0533 | 5.0533 | 2.0373e-08 |  | 0 | 1.0295e-07 | 1.0295e-07 | 0 | 1.0295e-07 | 1.0295e-07 | 0 | 1.0295e-07 | 1.0295e-07 | 0 | 1.0295e-07 | Column30: 1.0295e-07 | [29 empty] | 7.3.2.1.3 Advanced weather monitoring and weather stations Weather StationsWLDFRElectric Reliability | WLDFR | HFTD - Substation | Red Flag Warning - Catastrophic Fires | 2025 | Electric Reliability | 233.2301 | 1 | 2025 | Mitigation | 0.011149 | 10 | 0 | esc | 0.011149 | 2.6002 | 0.011149 | 2.6002 | 0.011149 | 2.6002 | 0.011149 | 2.6002
[79 empty] | WLDFR | HFTD - Distribution - Tier 3 - 5QU CoRE ¦ 4QU LoRE | Seismic - Red Flag Warning - Catastrophic Fires | 2030 | 0 | 0 | 0 | 0 | 22783.187 | 453.261 | 14531.3357 | 7798.5904 | 0 | 5.0533 | 5.0533 | 5.0533 | 2.0373e-08 |  | 0 | 0 | 0 | 0 | 1.0295e-07 | 1.0295e-07 | 0 | 1.0295e-07 | 1.0295e-07 | 0 | 1.0295e-07 | Column30: 1.0295e-07 | [29 empty] | 7.3.2.1.3 Advanced weather monitoring and weather stations Weather StationsWLDFRElectric Reliability | WLDFR | HFTD - Substation | Red Flag Warning - Catastrophic Fires | 2026 | Electric Reliability | 233.2301 | 1 | 2026 | Mitigation | 0.011149 | 10 | 0 | esc | 0.011149 | 2.6002 | 0.011149 | 2.6002 | 0.011149 | 2.6002 | 0.011149 | 2.6002
[79 empty] | WLDFR | HFTD - Distribution - Tier 3 - 5QU CoRE ¦ 4QU LoRE | Seismic - Red Flag Warning - Catastrophic Fires | 2031 | 0 | 0 | 0 | 0 | 22783.187 | 453.261 | 14531.3357 | 7798.5904 | 0 | 0 | 5.0533 | 5.0533 | 2.0373e-08 |  | 0 | 0 | 0 | 0 | 0 | 0 | 0 | 1.0295e-07 | 1.0295e-07 | 0 | 1.0295e-07 | Column30: 1.0295e-07 | [29 empty] | 7.3.2.1.3 Advanced weather monitoring and weather stations Weather StationsWLDFRElectric Reliability | WLDFR | HFTD - Substation | Red Flag Warning - Catastrophic Fires | 2027 | Electric Reliability | 233.2301 | 1 | 2027 | Mitigation | 0.011149 | 10 | 0 | esc | 0.011149 | 2.6002 | 0.011149 | 2.6002 | 0.011149 | 2.6002 | 0.011149 | 2.6002
[79 empty] | WLDFR | HFTD - Distribution - Tier 3 - 5QU CoRE ¦ 4QU LoRE | Seismic - Red Flag Warning - Catastrophic Fires | 2032 | 0 | 0 | 0 | 0 | 22783.187 | 453.261 | 14531.3357 | 7798.5904 | 0 | 0 | 0 | 5.0533 | 2.0373e-08 |  | 0 | 0 | 0 | 0 | 0 | 0 | 0 | 0 | 0 | 0 | 1.0295e-07 | Column30: 1.0295e-07 | [29 empty] | 7.3.2.1.3 Advanced weather monitoring and weather stations Weather StationsWLDFRElectric Reliability | WLDFR | HFTD - Substation | Red Flag Warning - Catastrophic Fires | 2028 | Electric Reliability | 247.273 | 1 | 2028 | Mitigation | 0.011149 | 10 | 0 | esc | 0.011149 | 2.7568 | 0.011149 | 2.7568 | 0.011149 | 2.7568 | 0.011149 | 2.7568
[79 empty] | WLDFR | HFTD - Distribution - Tier 3 - 5QU CoRE ¦ 5QU LoRE | Non-Red Flag Warning - Catastrophic Fires | 2020 | 0 | 0 | 0 | 0 | 14146.1306 | 222.2294 | 8585.7228 | 5338.1784 | 2.4776 | 0 | 0 | 0 | 3.8202e-08 |  | 0 | 9.4649e-08 | 9.4649e-08 | 0 | 0 | 0 | 0 | 0 | 0 | 0 | 0 | Column30: 0 | [29 empty] | 7.3.2.1.3 Advanced weather monitoring and weather stations Weather StationsWLDFRElectric Reliability | WLDFR | HFTD - Substation | Red Flag Warning - Catastrophic Fires | 2029 | Electric Reliability | 247.273 | 1 | 2029 | Mitigation | 0.011149 | 10 | 0 | esc | 0.011149 | 2.7568 | 0.011149 | 2.7568 | 0.011149 | 2.7568 | 0.011149 | 2.7568
[79 empty] | WLDFR | HFTD - Distribution - Tier 3 - 5QU CoRE ¦ 5QU LoRE | Non-Red Flag Warning - Catastrophic Fires | 2021 | 0 | 0 | 0 | 0 | 14146.1306 | 222.2294 | 8585.7228 | 5338.1784 | 2.4776 | 2.4776 | 0 | 0 | 3.8202e-08 |  | 0 | 9.4649e-08 | 9.4649e-08 | 0 | 9.4649e-08 | 9.4649e-08 | 0 | 0 | 0 | 0 | 0 | Column30: 0 | [29 empty] | 7.3.2.1.3 Advanced weather monitoring and weather stations Weather StationsWLDFRElectric Reliability | WLDFR | HFTD - Substation | Red Flag Warning - Catastrophic Fires | 2030 | Electric Reliability | 247.273 | 1 | 2030 | Mitigation | 0.011149 | 10 | 0 | esc | 0 | 0 | 0.011149 | 2.7568 | 0.011149 | 2.7568 | 0.011149 | 2.7568
[79 empty] | WLDFR | HFTD - Distribution - Tier 3 - 5QU CoRE ¦ 5QU LoRE | Non-Red Flag Warning - Catastrophic Fires | 2022 | 0 | 0 | 0 | 0 | 14146.1306 | 222.2294 | 8585.7228 | 5338.1784 | 2.4776 | 2.4776 | 2.4776 | 0 | 3.8202e-08 |  | 0 | 9.4649e-08 | 9.4649e-08 | 0 | 9.4649e-08 | 9.4649e-08 | 0 | 9.4649e-08 | 9.4649e-08 | 0 | 0 | Column30: 0 | [29 empty] | 7.3.2.1.3 Advanced weather monitoring and weather stations Weather StationsWLDFRElectric Reliability | WLDFR | HFTD - Substation | Red Flag Warning - Catastrophic Fires | 2031 | Electric Reliability | 247.273 | 1 | 2031 | Mitigation | 0.011149 | 10 | 0 | esc | 0 | 0 | 0 | 0 | 0.011149 | 2.7568 | 0.011149 | 2.7568
[79 empty] | WLDFR | HFTD - Distribution - Tier 3 - 5QU CoRE ¦ 5QU LoRE | Non-Red Flag Warning - Catastrophic Fires | 2023 | 0 | 0 | 0 | 0 | 14664.6376 | 233.2301 | 8896.516 | 5534.8915 | 2.6002 | 2.6002 | 2.6002 | 2.6002 | 3.8202e-08 |  | 0 | 9.9334e-08 | 9.9334e-08 | 0 | 9.9334e-08 | 9.9334e-08 | 0 | 9.9334e-08 | 9.9334e-08 | 0 | 9.9334e-08 | Column30: 9.9334e-08 | [29 empty] | 7.3.2.1.3 Advanced weather monitoring and weather stations Weather StationsWLDFRElectric Reliability | WLDFR | HFTD - Substation | Red Flag Warning - Catastrophic Fires | 2032 | Electric Reliability | 247.273 | 1 | 2032 | Mitigation | 0.011149 | 10 | 0 | esc | 0 | 0 | 0 | 0 | 0 | 0 | 0.011149 | 2.7568
[79 empty] | WLDFR | HFTD - Distribution - Tier 3 - 5QU CoRE ¦ 5QU LoRE | Non-Red Flag Warning - Catastrophic Fires | 2024 | 0 | 0 | 0 | 0 | 14664.6376 | 233.2301 | 8896.516 | 5534.8915 | 2.6002 | 2.6002 | 2.6002 | 2.6002 | 3.8202e-08 |  | 0 | 9.9334e-08 | 9.9334e-08 | 0 | 9.9334e-08 | 9.9334e-08 | 0 | 9.9334e-08 | 9.9334e-08 | 0 | 9.9334e-08 | Column30: 9.9334e-08 | [29 empty] | 7.3.2.1.3 Advanced weather monitoring and weather stations Weather StationsWLDFRElectric Reliability | WLDFR | HFTD - Substation | Red Flag Warning - Destructive Fires | 2021 | Electric Reliability | 222.2294 | 1 | 2021 | Mitigation | 0.011149 | 10 | 0 | esc | 0.011149 | 2.4776 | 0.011149 | 2.4776 | 0 | 0 | 0 | 0
[79 empty] | WLDFR | HFTD - Distribution - Tier 3 - 5QU CoRE ¦ 5QU LoRE | Non-Red Flag Warning - Catastrophic Fires | 2025 | 0 | 0 | 0 | 0 | 14664.6376 | 233.2301 | 8896.516 | 5534.8915 | 2.6002 | 2.6002 | 2.6002 | 2.6002 | 3.8202e-08 |  | 0 | 9.9334e-08 | 9.9334e-08 | 0 | 9.9334e-08 | 9.9334e-08 | 0 | 9.9334e-08 | 9.9334e-08 | 0 | 9.9334e-08 | Column30: 9.9334e-08 | [29 empty] | 7.3.2.1.3 Advanced weather monitoring and weather stations Weather StationsWLDFRElectric Reliability | WLDFR | HFTD - Substation | Red Flag Warning - Destructive Fires | 2022 | Electric Reliability | 222.2294 | 1 | 2022 | Mitigation | 0.011149 | 10 | 0 | esc | 0.011149 | 2.4776 | 0.011149 | 2.4776 | 0.011149 | 2.4776 | 0 | 0
[79 empty] | WLDFR | HFTD - Distribution - Tier 3 - 5QU CoRE ¦ 5QU LoRE | Non-Red Flag Warning - Catastrophic Fires | 2026 | 0 | 0 | 0 | 0 | 14664.6376 | 233.2301 | 8896.516 | 5534.8915 | 2.6002 | 2.6002 | 2.6002 | 2.6002 | 3.8202e-08 |  | 0 | 9.9334e-08 | 9.9334e-08 | 0 | 9.9334e-08 | 9.9334e-08 | 0 | 9.9334e-08 | 9.9334e-08 | 0 | 9.9334e-08 | Column30: 9.9334e-08 | [29 empty] | 7.3.2.1.3 Advanced weather monitoring and weather stations Weather StationsWLDFRElectric Reliability | WLDFR | HFTD - Substation | Red Flag Warning - Destructive Fires | 2023 | Electric Reliability | 233.2301 | 1 | 2023 | Mitigation | 0.011149 | 10 | 0 | esc | 0.011149 | 2.6002 | 0.011149 | 2.6002 | 0.011149 | 2.6002 | 0.011149 | 2.6002
[79 empty] | WLDFR | HFTD - Distribution - Tier 3 - 5QU CoRE ¦ 5QU LoRE | Non-Red Flag Warning - Catastrophic Fires | 2027 | 0 | 0 | 0 | 0 | 14664.6376 | 233.2301 | 8896.516 | 5534.8915 | 2.6002 | 2.6002 | 2.6002 | 2.6002 | 3.8202e-08 |  | 0 | 9.9334e-08 | 9.9334e-08 | 0 | 9.9334e-08 | 9.9334e-08 | 0 | 9.9334e-08 | 9.9334e-08 | 0 | 9.9334e-08 | Column30: 9.9334e-08 | [29 empty] | 7.3.2.1.3 Advanced weather monitoring and weather stations Weather StationsWLDFRElectric Reliability | WLDFR | HFTD - Substation | Red Flag Warning - Destructive Fires | 2024 | Electric Reliability | 233.2301 | 1 | 2024 | Mitigation | 0.011149 | 10 | 0 | esc | 0.011149 | 2.6002 | 0.011149 | 2.6002 | 0.011149 | 2.6002 | 0.011149 | 2.6002
[79 empty] | WLDFR | HFTD - Distribution - Tier 3 - 5QU CoRE ¦ 5QU LoRE | Non-Red Flag Warning - Catastrophic Fires | 2028 | 0 | 0 | 0 | 0 | 15317.9909 | 247.273 | 9287.6491 | 5783.0689 | 2.7568 | 2.7568 | 2.7568 | 2.7568 | 3.8202e-08 |  | 0 | 1.0532e-07 | 1.0532e-07 | 0 | 1.0532e-07 | 1.0532e-07 | 0 | 1.0532e-07 | 1.0532e-07 | 0 | 1.0532e-07 | Column30: 1.0532e-07 | [29 empty] | 7.3.2.1.3 Advanced weather monitoring and weather stations Weather StationsWLDFRElectric Reliability | WLDFR | HFTD - Substation | Red Flag Warning - Destructive Fires | 2025 | Electric Reliability | 233.2301 | 1 | 2025 | Mitigation | 0.011149 | 10 | 0 | esc | 0.011149 | 2.6002 | 0.011149 | 2.6002 | 0.011149 | 2.6002 | 0.011149 | 2.6002
[79 empty] | WLDFR | HFTD - Distribution - Tier 3 - 5QU CoRE ¦ 5QU LoRE | Non-Red Flag Warning - Catastrophic Fires | 2029 | 0 | 0 | 0 | 0 | 15317.9909 | 247.273 | 9287.6491 | 5783.0689 | 2.7568 | 2.7568 | 2.7568 | 2.7568 | 3.8202e-08 |  | 0 | 1.0532e-07 | 1.0532e-07 | 0 | 1.0532e-07 | 1.0532e-07 | 0 | 1.0532e-07 | 1.0532e-07 | 0 | 1.0532e-07 | Column30: 1.0532e-07 | [29 empty] | 7.3.2.1.3 Advanced weather monitoring and weather stations Weather StationsWLDFRElectric Reliability | WLDFR | HFTD - Substation | Red Flag Warning - Destructive Fires | 2026 | Electric Reliability | 233.2301 | 1 | 2026 | Mitigation | 0.011149 | 10 | 0 | esc | 0.011149 | 2.6002 | 0.011149 | 2.6002 | 0.011149 | 2.6002 | 0.011149 | 2.6002
[79 empty] | WLDFR | HFTD - Distribution - Tier 3 - 5QU CoRE ¦ 5QU LoRE | Non-Red Flag Warning - Catastrophic Fires | 2030 | 0 | 0 | 0 | 0 | 15317.9909 | 247.273 | 9287.6491 | 5783.0689 | 0 | 2.7568 | 2.7568 | 2.7568 | 3.8202e-08 |  | 0 | 0 | 0 | 0 | 1.0532e-07 | 1.0532e-07 | 0 | 1.0532e-07 | 1.0532e-07 | 0 | 1.0532e-07 | Column30: 1.0532e-07 | [29 empty] | 7.3.2.1.3 Advanced weather monitoring and weather stations Weather StationsWLDFRElectric Reliability | WLDFR | HFTD - Substation | Red Flag Warning - Destructive Fires | 2027 | Electric Reliability | 233.2301 | 1 | 2027 | Mitigation | 0.011149 | 10 | 0 | esc | 0.011149 | 2.6002 | 0.011149 | 2.6002 | 0.011149 | 2.6002 | 0.011149 | 2.6002
[79 empty] | WLDFR | HFTD - Distribution - Tier 3 - 5QU CoRE ¦ 5QU LoRE | Non-Red Flag Warning - Catastrophic Fires | 2031 | 0 | 0 | 0 | 0 | 15317.9909 | 247.273 | 9287.6491 | 5783.0689 | 0 | 0 | 2.7568 | 2.7568 | 3.8202e-08 |  | 0 | 0 | 0 | 0 | 0 | 0 | 0 | 1.0532e-07 | 1.0532e-07 | 0 | 1.0532e-07 | Column30: 1.0532e-07 | [29 empty] | 7.3.2.1.3 Advanced weather monitoring and weather stations Weather StationsWLDFRElectric Reliability | WLDFR | HFTD - Substation | Red Flag Warning - Destructive Fires | 2028 | Electric Reliability | 247.273 | 1 | 2028 | Mitigation | 0.011149 | 10 | 0 | esc | 0.011149 | 2.7568 | 0.011149 | 2.7568 | 0.011149 | 2.7568 | 0.011149 | 2.7568
[79 empty] | WLDFR | HFTD - Distribution - Tier 3 - 5QU CoRE ¦ 5QU LoRE | Non-Red Flag Warning - Catastrophic Fires | 2032 | 0 | 0 | 0 | 0 | 15317.9909 | 247.273 | 9287.6491 | 5783.0689 | 0 | 0 | 0 | 2.7568 | 3.8202e-08 |  | 0 | 0 | 0 | 0 | 0 | 0 | 0 | 0 | 0 | 0 | 1.0532e-07 | Column30: 1.0532e-07 | [29 empty] | 7.3.2.1.3 Advanced weather monitoring and weather stations Weather StationsWLDFRElectric Reliability | WLDFR | HFTD - Substation | Red Flag Warning - Destructive Fires | 2029 | Electric Reliability | 247.273 | 1 | 2029 | Mitigation | 0.011149 | 10 | 0 | esc | 0.011149 | 2.7568 | 0.011149 | 2.7568 | 0.011149 | 2.7568 | 0.011149 | 2.7568
[79 empty] | WLDFR | HFTD - Distribution - Tier 3 - 5QU CoRE ¦ 5QU LoRE | Non-Red Flag Warning - Destructive Fires | 2020 | 0 | 0 | 0 | 0 | 8807.9522 | 222.2294 | 8585.7228 | 0 | 2.4776 | 0 | 0 | 0 | 4.7166e-08 |  | 0 | 1.1686e-07 | 1.1686e-07 | 0 | 0 | 0 | 0 | 0 | 0 | 0 | 0 | Column30: 0 | [29 empty] | 7.3.2.1.3 Advanced weather monitoring and weather stations Weather StationsWLDFRElectric Reliability | WLDFR | HFTD - Substation | Red Flag Warning - Destructive Fires | 2030 | Electric Reliability | 247.273 | 1 | 2030 | Mitigation | 0.011149 | 10 | 0 | esc | 0 | 0 | 0.011149 | 2.7568 | 0.011149 | 2.7568 | 0.011149 | 2.7568
[79 empty] | WLDFR | HFTD - Distribution - Tier 3 - 5QU CoRE ¦ 5QU LoRE | Non-Red Flag Warning - Destructive Fires | 2021 | 0 | 0 | 0 | 0 | 8807.9522 | 222.2294 | 8585.7228 | 0 | 2.4776 | 2.4776 | 0 | 0 | 4.7166e-08 |  | 0 | 1.1686e-07 | 1.1686e-07 | 0 | 1.1686e-07 | 1.1686e-07 | 0 | 0 | 0 | 0 | 0 | Column30: 0 | [29 empty] | 7.3.2.1.3 Advanced weather monitoring and weather stations Weather StationsWLDFRElectric Reliability | WLDFR | HFTD - Substation | Red Flag Warning - Destructive Fires | 2031 | Electric Reliability | 247.273 | 1 | 2031 | Mitigation | 0.011149 | 10 | 0 | esc | 0 | 0 | 0 | 0 | 0.011149 | 2.7568 | 0.011149 | 2.7568
[79 empty] | WLDFR | HFTD - Distribution - Tier 3 - 5QU CoRE ¦ 5QU LoRE | Non-Red Flag Warning - Destructive Fires | 2022 | 0 | 0 | 0 | 0 | 8807.9522 | 222.2294 | 8585.7228 | 0 | 2.4776 | 2.4776 | 2.4776 | 0 | 4.7166e-08 |  | 0 | 1.1686e-07 | 1.1686e-07 | 0 | 1.1686e-07 | 1.1686e-07 | 0 | 1.1686e-07 | 1.1686e-07 | 0 | 0 | Column30: 0 | [29 empty] | 7.3.2.1.3 Advanced weather monitoring and weather stations Weather StationsWLDFRElectric Reliability | WLDFR | HFTD - Substation | Red Flag Warning - Destructive Fires | 2032 | Electric Reliability | 247.273 | 1 | 2032 | Mitigation | 0.011149 | 10 | 0 | esc | 0 | 0 | 0 | 0 | 0 | 0 | 0.011149 | 2.7568
[79 empty] | WLDFR | HFTD - Distribution - Tier 3 - 5QU CoRE ¦ 5QU LoRE | Non-Red Flag Warning - Destructive Fires | 2023 | 0 | 0 | 0 | 0 | 9129.7461 | 233.2301 | 8896.516 | 0 | 2.6002 | 2.6002 | 2.6002 | 2.6002 | 4.7166e-08 |  | 0 | 1.2264e-07 | 1.2264e-07 | 0 | 1.2264e-07 | 1.2264e-07 | 0 | 1.2264e-07 | 1.2264e-07 | 0 | 1.2264e-07 | Column30: 1.2264e-07 | [29 empty] | 7.3.2.1.3 Advanced weather monitoring and weather stations Weather StationsWLDFRElectric Reliability | WLDFR | HFTD - Substation | Red Flag Warning - Large Fires | 2021 | Electric Reliability | 0.69642 | 1 | 2021 | Mitigation | 0.011149 | 10 | 0 | esc | 0.011149 | 0.0077642 | 0.011149 | 0.0077642 | 0 | 0 | 0 | 0
[79 empty] | WLDFR | HFTD - Distribution - Tier 3 - 5QU CoRE ¦ 5QU LoRE | Non-Red Flag Warning - Destructive Fires | 2024 | 0 | 0 | 0 | 0 | 9129.7461 | 233.2301 | 8896.516 | 0 | 2.6002 | 2.6002 | 2.6002 | 2.6002 | 4.7166e-08 |  | 0 | 1.2264e-07 | 1.2264e-07 | 0 | 1.2264e-07 | 1.2264e-07 | 0 | 1.2264e-07 | 1.2264e-07 | 0 | 1.2264e-07 | Column30: 1.2264e-07 | [29 empty] | 7.3.2.1.3 Advanced weather monitoring and weather stations Weather StationsWLDFRElectric Reliability | WLDFR | HFTD - Substation | Red Flag Warning - Large Fires | 2022 | Electric Reliability | 0.69642 | 1 | 2022 | Mitigation | 0.011149 | 10 | 0 | esc | 0.011149 | 0.0077642 | 0.011149 | 0.0077642 | 0.011149 | 0.0077642 | 0 | 0
[79 empty] | WLDFR | HFTD - Distribution - Tier 3 - 5QU CoRE ¦ 5QU LoRE | Non-Red Flag Warning - Destructive Fires | 2025 | 0 | 0 | 0 | 0 | 9129.7461 | 233.2301 | 8896.516 | 0 | 2.6002 | 2.6002 | 2.6002 | 2.6002 | 4.7166e-08 |  | 0 | 1.2264e-07 | 1.2264e-07 | 0 | 1.2264e-07 | 1.2264e-07 | 0 | 1.2264e-07 | 1.2264e-07 | 0 | 1.2264e-07 | Column30: 1.2264e-07 | [29 empty] | 7.3.2.1.3 Advanced weather monitoring and weather stations Weather StationsWLDFRElectric Reliability | WLDFR | HFTD - Substation | Red Flag Warning - Large Fires | 2023 | Electric Reliability | 0.71896 | 1 | 2023 | Mitigation | 0.011149 | 10 | 0 | esc | 0.011149 | 0.0080156 | 0.011149 | 0.0080156 | 0.011149 | 0.0080156 | 0.011149 | 0.0080156
[79 empty] | WLDFR | HFTD - Distribution - Tier 3 - 5QU CoRE ¦ 5QU LoRE | Non-Red Flag Warning - Destructive Fires | 2026 | 0 | 0 | 0 | 0 | 9129.7461 | 233.2301 | 8896.516 | 0 | 2.6002 | 2.6002 | 2.6002 | 2.6002 | 4.7166e-08 |  | 0 | 1.2264e-07 | 1.2264e-07 | 0 | 1.2264e-07 | 1.2264e-07 | 0 | 1.2264e-07 | 1.2264e-07 | 0 | 1.2264e-07 | Column30: 1.2264e-07 | [29 empty] | 7.3.2.1.3 Advanced weather monitoring and weather stations Weather StationsWLDFRElectric Reliability | WLDFR | HFTD - Substation | Red Flag Warning - Large Fires | 2024 | Electric Reliability | 0.71896 | 1 | 2024 | Mitigation | 0.011149 | 10 | 0 | esc | 0.011149 | 0.0080156 | 0.011149 | 0.0080156 | 0.011149 | 0.0080156 | 0.011149 | 0.0080156
[79 empty] | WLDFR | HFTD - Distribution - Tier 3 - 5QU CoRE ¦ 5QU LoRE | Non-Red Flag Warning - Destructive Fires | 2027 | 0 | 0 | 0 | 0 | 9129.7461 | 233.2301 | 8896.516 | 0 | 2.6002 | 2.6002 | 2.6002 | 2.6002 | 4.7166e-08 |  | 0 | 1.2264e-07 | 1.2264e-07 | 0 | 1.2264e-07 | 1.2264e-07 | 0 | 1.2264e-07 | 1.2264e-07 | 0 | 1.2264e-07 | Column30: 1.2264e-07 | [29 empty] | 7.3.2.1.3 Advanced weather monitoring and weather stations Weather StationsWLDFRElectric Reliability | WLDFR | HFTD - Substation | Red Flag Warning - Large Fires | 2025 | Electric Reliability | 0.71896 | 1 | 2025 | Mitigation | 0.011149 | 10 | 0 | esc | 0.011149 | 0.0080156 | 0.011149 | 0.0080156 | 0.011149 | 0.0080156 | 0.011149 | 0.0080156
[79 empty] | WLDFR | HFTD - Distribution - Tier 3 - 5QU CoRE ¦ 5QU LoRE | Non-Red Flag Warning - Destructive Fires | 2028 | 0 | 0 | 0 | 0 | 9534.9221 | 247.273 | 9287.6491 | 0 | 2.7568 | 2.7568 | 2.7568 | 2.7568 | 4.7166e-08 |  | 0 | 1.3003e-07 | 1.3003e-07 | 0 | 1.3003e-07 | 1.3003e-07 | 0 | 1.3003e-07 | 1.3003e-07 | 0 | 1.3003e-07 | Column30: 1.3003e-07 | [29 empty] | 7.3.2.1.3 Advanced weather monitoring and weather stations Weather StationsWLDFRElectric Reliability | WLDFR | HFTD - Substation | Red Flag Warning - Large Fires | 2026 | Electric Reliability | 0.71896 | 1 | 2026 | Mitigation | 0.011149 | 10 | 0 | esc | 0.011149 | 0.0080156 | 0.011149 | 0.0080156 | 0.011149 | 0.0080156 | 0.011149 | 0.0080156
[79 empty] | WLDFR | HFTD - Distribution - Tier 3 - 5QU CoRE ¦ 5QU LoRE | Non-Red Flag Warning - Destructive Fires | 2029 | 0 | 0 | 0 | 0 | 9534.9221 | 247.273 | 9287.6491 | 0 | 2.7568 | 2.7568 | 2.7568 | 2.7568 | 4.7166e-08 |  | 0 | 1.3003e-07 | 1.3003e-07 | 0 | 1.3003e-07 | 1.3003e-07 | 0 | 1.3003e-07 | 1.3003e-07 | 0 | 1.3003e-07 | Column30: 1.3003e-07 | [29 empty] | 7.3.2.1.3 Advanced weather monitoring and weather stations Weather StationsWLDFRElectric Reliability | WLDFR | HFTD - Substation | Red Flag Warning - Large Fires | 2027 | Electric Reliability | 0.71896 | 1 | 2027 | Mitigation | 0.011149 | 10 | 0 | esc | 0.011149 | 0.0080156 | 0.011149 | 0.0080156 | 0.011149 | 0.0080156 | 0.011149 | 0.0080156
[79 empty] | WLDFR | HFTD - Distribution - Tier 3 - 5QU CoRE ¦ 5QU LoRE | Non-Red Flag Warning - Destructive Fires | 2030 | 0 | 0 | 0 | 0 | 9534.9221 | 247.273 | 9287.6491 | 0 | 0 | 2.7568 | 2.7568 | 2.7568 | 4.7166e-08 |  | 0 | 0 | 0 | 0 | 1.3003e-07 | 1.3003e-07 | 0 | 1.3003e-07 | 1.3003e-07 | 0 | 1.3003e-07 | Column30: 1.3003e-07 | [29 empty] | 7.3.2.1.3 Advanced weather monitoring and weather stations Weather StationsWLDFRElectric Reliability | WLDFR | HFTD - Substation | Red Flag Warning - Large Fires | 2028 | Electric Reliability | 0.74734 | 1 | 2028 | Mitigation | 0.011149 | 10 | 0 | esc | 0.011149 | 0.0083319 | 0.011149 | 0.0083319 | 0.011149 | 0.0083319 | 0.011149 | 0.0083319
[79 empty] | WLDFR | HFTD - Distribution - Tier 3 - 5QU CoRE ¦ 5QU LoRE | Non-Red Flag Warning - Destructive Fires | 2031 | 0 | 0 | 0 | 0 | 9534.9221 | 247.273 | 9287.6491 | 0 | 0 | 0 | 2.7568 | 2.7568 | 4.7166e-08 |  | 0 | 0 | 0 | 0 | 0 | 0 | 0 | 1.3003e-07 | 1.3003e-07 | 0 | 1.3003e-07 | Column30: 1.3003e-07 | [29 empty] | 7.3.2.1.3 Advanced weather monitoring and weather stations Weather StationsWLDFRElectric Reliability | WLDFR | HFTD - Substation | Red Flag Warning - Large Fires | 2029 | Electric Reliability | 0.74734 | 1 | 2029 | Mitigation | 0.011149 | 10 | 0 | esc | 0.011149 | 0.0083319 | 0.011149 | 0.0083319 | 0.011149 | 0.0083319 | 0.011149 | 0.0083319
[79 empty] | WLDFR | HFTD - Distribution - Tier 3 - 5QU CoRE ¦ 5QU LoRE | Non-Red Flag Warning - Destructive Fires | 2032 | 0 | 0 | 0 | 0 | 9534.9221 | 247.273 | 9287.6491 | 0 | 0 | 0 | 0 | 2.7568 | 4.7166e-08 |  | 0 | 0 | 0 | 0 | 0 | 0 | 0 | 0 | 0 | 0 | 1.3003e-07 | Column30: 1.3003e-07 | [29 empty] | 7.3.2.1.3 Advanced weather monitoring and weather stations Weather StationsWLDFRElectric Reliability | WLDFR | HFTD - Substation | Red Flag Warning - Large Fires | 2030 | Electric Reliability | 0.74734 | 1 | 2030 | Mitigation | 0.011149 | 10 | 0 | esc | 0 | 0 | 0.011149 | 0.0083319 | 0.011149 | 0.0083319 | 0.011149 | 0.0083319
[79 empty] | WLDFR | HFTD - Distribution - Tier 3 - 5QU CoRE ¦ 5QU LoRE | Non-Red Flag Warning - Large Fires | 2020 | 0 | 0 | 0 | 0 | 5.2406 | 0.69642 | 2.942 | 1.6022 | 0.0077642 | 0 | 0 | 0 | 5.8805e-06 |  | 0 | 4.5658e-08 | 4.5658e-08 | 0 | 0 | 0 | 0 | 0 | 0 | 0 | 0 | Column30: 0 | [29 empty] | 7.3.2.1.3 Advanced weather monitoring and weather stations Weather StationsWLDFRElectric Reliability | WLDFR | HFTD - Substation | Red Flag Warning - Large Fires | 2031 | Electric Reliability | 0.74734 | 1 | 2031 | Mitigation | 0.011149 | 10 | 0 | esc | 0 | 0 | 0 | 0 | 0.011149 | 0.0083319 | 0.011149 | 0.0083319
[79 empty] | WLDFR | HFTD - Distribution - Tier 3 - 5QU CoRE ¦ 5QU LoRE | Non-Red Flag Warning - Large Fires | 2021 | 0 | 0 | 0 | 0 | 5.2406 | 0.69642 | 2.942 | 1.6022 | 0.0077642 | 0.0077642 | 0 | 0 | 5.8805e-06 |  | 0 | 4.5658e-08 | 4.5658e-08 | 0 | 4.5658e-08 | 4.5658e-08 | 0 | 0 | 0 | 0 | 0 | Column30: 0 | [29 empty] | 7.3.2.1.3 Advanced weather monitoring and weather stations Weather StationsWLDFRElectric Reliability | WLDFR | HFTD - Substation | Red Flag Warning - Large Fires | 2032 | Electric Reliability | 0.74734 | 1 | 2032 | Mitigation | 0.011149 | 10 | 0 | esc | 0 | 0 | 0 | 0 | 0 | 0 | 0.011149 | 0.0083319
[79 empty] | WLDFR | HFTD - Distribution - Tier 3 - 5QU CoRE ¦ 5QU LoRE | Non-Red Flag Warning - Large Fires | 2022 | 0 | 0 | 0 | 0 | 5.2406 | 0.69642 | 2.942 | 1.6022 | 0.0077642 | 0.0077642 | 0.0077642 | 0 | 5.8805e-06 |  | 0 | 4.5658e-08 | 4.5658e-08 | 0 | 4.5658e-08 | 4.5658e-08 | 0 | 4.5658e-08 | 4.5658e-08 | 0 | 0 | Column30: 0 | [29 empty] | 7.3.2.1.3 Advanced weather monitoring and weather stations Weather StationsWLDFRElectric Reliability | WLDFR | HFTD - Substation | Red Flag Warning - Small Fires | 2021 | Electric Reliability | 0.036425 | 1 | 2021 | Mitigation | 0.011149 | 10 | 0 | esc | 0.011149 | 0.0004061 | 0.011149 | 0.0004061 | 0 | 0 | 0 | 0
[79 empty] | WLDFR | HFTD - Distribution - Tier 3 - 5QU CoRE ¦ 5QU LoRE | Non-Red Flag Warning - Large Fires | 2023 | 0 | 0 | 0 | 0 | 5.475 | 0.71896 | 3.0715 | 1.6846 | 0.0080156 | 0.0080156 | 0.0080156 | 0.0080156 | 5.8805e-06 |  | 0 | 4.7136e-08 | 4.7136e-08 | 0 | 4.7136e-08 | 4.7136e-08 | 0 | 4.7136e-08 | 4.7136e-08 | 0 | 4.7136e-08 | Column30: 4.7136e-08 | [29 empty] | 7.3.2.1.3 Advanced weather monitoring and weather stations Weather StationsWLDFRElectric Reliability | WLDFR | HFTD - Substation | Red Flag Warning - Small Fires | 2022 | Electric Reliability | 0.036425 | 1 | 2022 | Mitigation | 0.011149 | 10 | 0 | esc | 0.011149 | 0.0004061 | 0.011149 | 0.0004061 | 0.011149 | 0.0004061 | 0 | 0
[79 empty] | WLDFR | HFTD - Distribution - Tier 3 - 5QU CoRE ¦ 5QU LoRE | Non-Red Flag Warning - Large Fires | 2024 | 0 | 0 | 0 | 0 | 5.475 | 0.71896 | 3.0715 | 1.6846 | 0.0080156 | 0.0080156 | 0.0080156 | 0.0080156 | 5.8805e-06 |  | 0 | 4.7136e-08 | 4.7136e-08 | 0 | 4.7136e-08 | 4.7136e-08 | 0 | 4.7136e-08 | 4.7136e-08 | 0 | 4.7136e-08 | Column30: 4.7136e-08 | [29 empty] | 7.3.2.1.3 Advanced weather monitoring and weather stations Weather StationsWLDFRElectric Reliability | WLDFR | HFTD - Substation | Red Flag Warning - Small Fires | 2023 | Electric Reliability | 0.03759 | 1 | 2023 | Mitigation | 0.011149 | 10 | 0 | esc | 0.011149 | 0.00041909 | 0.011149 | 0.00041909 | 0.011149 | 0.00041909 | 0.011149 | 0.00041909
[79 empty] | WLDFR | HFTD - Distribution - Tier 3 - 5QU CoRE ¦ 5QU LoRE | Non-Red Flag Warning - Large Fires | 2025 | 0 | 0 | 0 | 0 | 5.475 | 0.71896 | 3.0715 | 1.6846 | 0.0080156 | 0.0080156 | 0.0080156 | 0.0080156 | 5.8805e-06 |  | 0 | 4.7136e-08 | 4.7136e-08 | 0 | 4.7136e-08 | 4.7136e-08 | 0 | 4.7136e-08 | 4.7136e-08 | 0 | 4.7136e-08 | Column30: 4.7136e-08 | [29 empty] | 7.3.2.1.3 Advanced weather monitoring and weather stations Weather StationsWLDFRElectric Reliability | WLDFR | HFTD - Substation | Red Flag Warning - Small Fires | 2024 | Electric Reliability | 0.03759 | 1 | 2024 | Mitigation | 0.011149 | 10 | 0 | esc | 0.011149 | 0.00041909 | 0.011149 | 0.00041909 | 0.011149 | 0.00041909 | 0.011149 | 0.00041909
[79 empty] | WLDFR | HFTD - Distribution - Tier 3 - 5QU CoRE ¦ 5QU LoRE | Non-Red Flag Warning - Large Fires | 2026 | 0 | 0 | 0 | 0 | 5.475 | 0.71896 | 3.0715 | 1.6846 | 0.0080156 | 0.0080156 | 0.0080156 | 0.0080156 | 5.8805e-06 |  | 0 | 4.7136e-08 | 4.7136e-08 | 0 | 4.7136e-08 | 4.7136e-08 | 0 | 4.7136e-08 | 4.7136e-08 | 0 | 4.7136e-08 | Column30: 4.7136e-08 | [29 empty] | 7.3.2.1.3 Advanced weather monitoring and weather stations Weather StationsWLDFRElectric Reliability | WLDFR | HFTD - Substation | Red Flag Warning - Small Fires | 2025 | Electric Reliability | 0.03759 | 1 | 2025 | Mitigation | 0.011149 | 10 | 0 | esc | 0.011149 | 0.00041909 | 0.011149 | 0.00041909 | 0.011149 | 0.00041909 | 0.011149 | 0.00041909
[79 empty] | WLDFR | HFTD - Distribution - Tier 3 - 5QU CoRE ¦ 5QU LoRE | Non-Red Flag Warning - Large Fires | 2027 | 0 | 0 | 0 | 0 | 5.475 | 0.71896 | 3.0715 | 1.6846 | 0.0080156 | 0.0080156 | 0.0080156 | 0.0080156 | 5.8805e-06 |  | 0 | 4.7136e-08 | 4.7136e-08 | 0 | 4.7136e-08 | 4.7136e-08 | 0 | 4.7136e-08 | 4.7136e-08 | 0 | 4.7136e-08 | Column30: 4.7136e-08 | [29 empty] | 7.3.2.1.3 Advanced weather monitoring and weather stations Weather StationsWLDFRElectric Reliability | WLDFR | HFTD - Substation | Red Flag Warning - Small Fires | 2026 | Electric Reliability | 0.03759 | 1 | 2026 | Mitigation | 0.011149 | 10 | 0 | esc | 0.011149 | 0.00041909 | 0.011149 | 0.00041909 | 0.011149 | 0.00041909 | 0.011149 | 0.00041909
[79 empty] | WLDFR | HFTD - Distribution - Tier 3 - 5QU CoRE ¦ 5QU LoRE | Non-Red Flag Warning - Large Fires | 2028 | 0 | 0 | 0 | 0 | 5.777 | 0.74734 | 3.238 | 1.7917 | 0.0083319 | 0.0083319 | 0.0083319 | 0.0083319 | 5.8805e-06 |  | 0 | 4.8996e-08 | 4.8996e-08 | 0 | 4.8996e-08 | 4.8996e-08 | 0 | 4.8996e-08 | 4.8996e-08 | 0 | 4.8996e-08 | Column30: 4.8996e-08 | [29 empty] | 7.3.2.1.3 Advanced weather monitoring and weather stations Weather StationsWLDFRElectric Reliability | WLDFR | HFTD - Substation | Red Flag Warning - Small Fires | 2027 | Electric Reliability | 0.03759 | 1 | 2027 | Mitigation | 0.011149 | 10 | 0 | esc | 0.011149 | 0.00041909 | 0.011149 | 0.00041909 | 0.011149 | 0.00041909 | 0.011149 | 0.00041909
[79 empty] | WLDFR | HFTD - Distribution - Tier 3 - 5QU CoRE ¦ 5QU LoRE | Non-Red Flag Warning - Large Fires | 2029 | 0 | 0 | 0 | 0 | 5.777 | 0.74734 | 3.238 | 1.7917 | 0.0083319 | 0.0083319 | 0.0083319 | 0.0083319 | 5.8805e-06 |  | 0 | 4.8996e-08 | 4.8996e-08 | 0 | 4.8996e-08 | 4.8996e-08 | 0 | 4.8996e-08 | 4.8996e-08 | 0 | 4.8996e-08 | Column30: 4.8996e-08 | [29 empty] | 7.3.2.1.3 Advanced weather monitoring and weather stations Weather StationsWLDFRElectric Reliability | WLDFR | HFTD - Substation | Red Flag Warning - Small Fires | 2028 | Electric Reliability | 0.039055 | 1 | 2028 | Mitigation | 0.011149 | 10 | 0 | esc | 0.011149 | 0.00043542 | 0.011149 | 0.00043542 | 0.011149 | 0.00043542 | 0.011149 | 0.00043542
[79 empty] | WLDFR | HFTD - Distribution - Tier 3 - 5QU CoRE ¦ 5QU LoRE | Non-Red Flag Warning - Large Fires | 2030 | 0 | 0 | 0 | 0 | 5.777 | 0.74734 | 3.238 | 1.7917 | 0 | 0.0083319 | 0.0083319 | 0.0083319 | 5.8805e-06 |  | 0 | 0 | 0 | 0 | 4.8996e-08 | 4.8996e-08 | 0 | 4.8996e-08 | 4.8996e-08 | 0 | 4.8996e-08 | Column30: 4.8996e-08 | [29 empty] | 7.3.2.1.3 Advanced weather monitoring and weather stations Weather StationsWLDFRElectric Reliability | WLDFR | HFTD - Substation | Red Flag Warning - Small Fires | 2029 | Electric Reliability | 0.039055 | 1 | 2029 | Mitigation | 0.011149 | 10 | 0 | esc | 0.011149 | 0.00043542 | 0.011149 | 0.00043542 | 0.011149 | 0.00043542 | 0.011149 | 0.00043542
[79 empty] | WLDFR | HFTD - Distribution - Tier 3 - 5QU CoRE ¦ 5QU LoRE | Non-Red Flag Warning - Large Fires | 2031 | 0 | 0 | 0 | 0 | 5.777 | 0.74734 | 3.238 | 1.7917 | 0 | 0 | 0.0083319 | 0.0083319 | 5.8805e-06 |  | 0 | 0 | 0 | 0 | 0 | 0 | 0 | 4.8996e-08 | 4.8996e-08 | 0 | 4.8996e-08 | Column30: 4.8996e-08 | [29 empty] | 7.3.2.1.3 Advanced weather monitoring and weather stations Weather StationsWLDFRElectric Reliability | WLDFR | HFTD - Substation | Red Flag Warning - Small Fires | 2030 | Electric Reliability | 0.039055 | 1 | 2030 | Mitigation | 0.011149 | 10 | 0 | esc | 0 | 0 | 0.011149 | 0.00043542 | 0.011149 | 0.00043542 | 0.011149 | 0.00043542
[79 empty] | WLDFR | HFTD - Distribution - Tier 3 - 5QU CoRE ¦ 5QU LoRE | Non-Red Flag Warning - Large Fires | 2032 | 0 | 0 | 0 | 0 | 5.777 | 0.74734 | 3.238 | 1.7917 | 0 | 0 | 0 | 0.0083319 | 5.8805e-06 |  | 0 | 0 | 0 | 0 | 0 | 0 | 0 | 0 | 0 | 0 | 4.8996e-08 | Column30: 4.8996e-08 | [29 empty] | 7.3.2.1.3 Advanced weather monitoring and weather stations Weather StationsWLDFRElectric Reliability | WLDFR | HFTD - Substation | Red Flag Warning - Small Fires | 2031 | Electric Reliability | 0.039055 | 1 | 2031 | Mitigation | 0.011149 | 10 | 0 | esc | 0 | 0 | 0 | 0 | 0.011149 | 0.00043542 | 0.011149 | 0.00043542
[79 empty] | WLDFR | HFTD - Distribution - Tier 3 - 5QU CoRE ¦ 5QU LoRE | Non-Red Flag Warning - Small Fires | 2020 | 0 | 0 | 0 | 0 | 0.077901 | 0.036425 | 0.0015809 | 0.039895 | 0.0004061 | 0 | 0 | 0 | 0.0025274 |  | 0 | 1.0264e-06 | 1.0264e-06 | 0 | 0 | 0 | 0 | 0 | 0 | 0 | 0 | Column30: 0 | [29 empty] | 7.3.2.1.3 Advanced weather monitoring and weather stations Weather StationsWLDFRElectric Reliability | WLDFR | HFTD - Substation | Red Flag Warning - Small Fires | 2032 | Electric Reliability | 0.039055 | 1 | 2032 | Mitigation | 0.011149 | 10 | 0 | esc | 0 | 0 | 0 | 0 | 0 | 0 | 0.011149 | 0.00043542
[79 empty] | WLDFR | HFTD - Distribution - Tier 3 - 5QU CoRE ¦ 5QU LoRE | Non-Red Flag Warning - Small Fires | 2021 | 0 | 0 | 0 | 0 | 0.077901 | 0.036425 | 0.0015809 | 0.039895 | 0.0004061 | 0.0004061 | 0 | 0 | 0.0025274 |  | 0 | 1.0264e-06 | 1.0264e-06 | 0 | 1.0264e-06 | 1.0264e-06 | 0 | 0 | 0 | 0 | 0 | Column30: 0 | [29 empty] | 7.3.2.1.3 Advanced weather monitoring and weather stations Weather StationsWLDFRElectric Reliability | WLDFR | HFTD - Transmission - Tier 2 - 115 kV or Lower | Non-Red Flag Warning - Catastrophic Fires | 2021 | Electric Reliability | 222.2294 | 1299.3 | 2021 | Mitigation | 0.011149 | 10 | 0 | esc | 0.011149 | 2.4776 | 0.011149 | 2.4776 | 0 | 0 | 0 | 0
[79 empty] | WLDFR | HFTD - Distribution - Tier 3 - 5QU CoRE ¦ 5QU LoRE | Non-Red Flag Warning - Small Fires | 2022 | 0 | 0 | 0 | 0 | 0.077901 | 0.036425 | 0.0015809 | 0.039895 | 0.0004061 | 0.0004061 | 0.0004061 | 0 | 0.0025274 |  | 0 | 1.0264e-06 | 1.0264e-06 | 0 | 1.0264e-06 | 1.0264e-06 | 0 | 1.0264e-06 | 1.0264e-06 | 0 | 0 | Column30: 0 | [29 empty] | 7.3.2.1.3 Advanced weather monitoring and weather stations Weather StationsWLDFRElectric Reliability | WLDFR | HFTD - Transmission - Tier 2 - 115 kV or Lower | Non-Red Flag Warning - Catastrophic Fires | 2022 | Electric Reliability | 222.2294 | 1299.3 | 2022 | Mitigation | 0.011149 | 10 | 0 | esc | 0.011149 | 2.4776 | 0.011149 | 2.4776 | 0.011149 | 2.4776 | 0 | 0
[79 empty] | WLDFR | HFTD - Distribution - Tier 3 - 5QU CoRE ¦ 5QU LoRE | Non-Red Flag Warning - Small Fires | 2023 | 0 | 0 | 0 | 0 | 0.080408 | 0.03759 | 0.0016314 | 0.041187 | 0.00041909 | 0.00041909 | 0.00041909 | 0.00041909 | 0.0025274 |  | 0 | 1.0592e-06 | 1.0592e-06 | 0 | 1.0592e-06 | 1.0592e-06 | 0 | 1.0592e-06 | 1.0592e-06 | 0 | 1.0592e-06 | Column30: 1.0592e-06 | [29 empty] | 7.3.2.1.3 Advanced weather monitoring and weather stations Weather StationsWLDFRElectric Reliability | WLDFR | HFTD - Transmission - Tier 2 - 115 kV or Lower | Non-Red Flag Warning - Catastrophic Fires | 2023 | Electric Reliability | 233.2301 | 1299.3 | 2023 | Mitigation | 0.011149 | 10 | 0 | esc | 0.011149 | 2.6002 | 0.011149 | 2.6002 | 0.011149 | 2.6002 | 0.011149 | 2.6002
[79 empty] | WLDFR | HFTD - Distribution - Tier 3 - 5QU CoRE ¦ 5QU LoRE | Non-Red Flag Warning - Small Fires | 2024 | 0 | 0 | 0 | 0 | 0.080408 | 0.03759 | 0.0016314 | 0.041187 | 0.00041909 | 0.00041909 | 0.00041909 | 0.00041909 | 0.0025274 |  | 0 | 1.0592e-06 | 1.0592e-06 | 0 | 1.0592e-06 | 1.0592e-06 | 0 | 1.0592e-06 | 1.0592e-06 | 0 | 1.0592e-06 | Column30: 1.0592e-06 | [29 empty] | 7.3.2.1.3 Advanced weather monitoring and weather stations Weather StationsWLDFRElectric Reliability | WLDFR | HFTD - Transmission - Tier 2 - 115 kV or Lower | Non-Red Flag Warning - Catastrophic Fires | 2024 | Electric Reliability | 233.2301 | 1299.3 | 2024 | Mitigation | 0.011149 | 10 | 0 | esc | 0.011149 | 2.6002 | 0.011149 | 2.6002 | 0.011149 | 2.6002 | 0.011149 | 2.6002
[79 empty] | WLDFR | HFTD - Distribution - Tier 3 - 5QU CoRE ¦ 5QU LoRE | Non-Red Flag Warning - Small Fires | 2025 | 0 | 0 | 0 | 0 | 0.080408 | 0.03759 | 0.0016314 | 0.041187 | 0.00041909 | 0.00041909 | 0.00041909 | 0.00041909 | 0.0025274 |  | 0 | 1.0592e-06 | 1.0592e-06 | 0 | 1.0592e-06 | 1.0592e-06 | 0 | 1.0592e-06 | 1.0592e-06 | 0 | 1.0592e-06 | Column30: 1.0592e-06 | [29 empty] | 7.3.2.1.3 Advanced weather monitoring and weather stations Weather StationsWLDFRElectric Reliability | WLDFR | HFTD - Transmission - Tier 2 - 115 kV or Lower | Non-Red Flag Warning - Catastrophic Fires | 2025 | Electric Reliability | 233.2301 | 1299.3 | 2025 | Mitigation | 0.011149 | 10 | 0 | esc | 0.011149 | 2.6002 | 0.011149 | 2.6002 | 0.011149 | 2.6002 | 0.011149 | 2.6002
[79 empty] | WLDFR | HFTD - Distribution - Tier 3 - 5QU CoRE ¦ 5QU LoRE | Non-Red Flag Warning - Small Fires | 2026 | 0 | 0 | 0 | 0 | 0.080408 | 0.03759 | 0.0016314 | 0.041187 | 0.00041909 | 0.00041909 | 0.00041909 | 0.00041909 | 0.0025274 |  | 0 | 1.0592e-06 | 1.0592e-06 | 0 | 1.0592e-06 | 1.0592e-06 | 0 | 1.0592e-06 | 1.0592e-06 | 0 | 1.0592e-06 | Column30: 1.0592e-06 | [29 empty] | 7.3.2.1.3 Advanced weather monitoring and weather stations Weather StationsWLDFRElectric Reliability | WLDFR | HFTD - Transmission - Tier 2 - 115 kV or Lower | Non-Red Flag Warning - Catastrophic Fires | 2026 | Electric Reliability | 233.2301 | 1299.3 | 2026 | Mitigation | 0.011149 | 10 | 0 | esc | 0.011149 | 2.6002 | 0.011149 | 2.6002 | 0.011149 | 2.6002 | 0.011149 | 2.6002
[79 empty] | WLDFR | HFTD - Distribution - Tier 3 - 5QU CoRE ¦ 5QU LoRE | Non-Red Flag Warning - Small Fires | 2027 | 0 | 0 | 0 | 0 | 0.080408 | 0.03759 | 0.0016314 | 0.041187 | 0.00041909 | 0.00041909 | 0.00041909 | 0.00041909 | 0.0025274 |  | 0 | 1.0592e-06 | 1.0592e-06 | 0 | 1.0592e-06 | 1.0592e-06 | 0 | 1.0592e-06 | 1.0592e-06 | 0 | 1.0592e-06 | Column30: 1.0592e-06 | [29 empty] | 7.3.2.1.3 Advanced weather monitoring and weather stations Weather StationsWLDFRElectric Reliability | WLDFR | HFTD - Transmission - Tier 2 - 115 kV or Lower | Non-Red Flag Warning - Catastrophic Fires | 2027 | Electric Reliability | 233.2301 | 1299.3 | 2027 | Mitigation | 0.011149 | 10 | 0 | esc | 0.011149 | 2.6002 | 0.011149 | 2.6002 | 0.011149 | 2.6002 | 0.011149 | 2.6002
[79 empty] | WLDFR | HFTD - Distribution - Tier 3 - 5QU CoRE ¦ 5QU LoRE | Non-Red Flag Warning - Small Fires | 2028 | 0 | 0 | 0 | 0 | 0.083606 | 0.039055 | 0.001695 | 0.042856 | 0.00043542 | 0.00043542 | 0.00043542 | 0.00043542 | 0.0025274 |  | 0 | 1.1005e-06 | 1.1005e-06 | 0 | 1.1005e-06 | 1.1005e-06 | 0 | 1.1005e-06 | 1.1005e-06 | 0 | 1.1005e-06 | Column30: 1.1005e-06 | [29 empty] | 7.3.2.1.3 Advanced weather monitoring and weather stations Weather StationsWLDFRElectric Reliability | WLDFR | HFTD - Transmission - Tier 2 - 115 kV or Lower | Non-Red Flag Warning - Catastrophic Fires | 2028 | Electric Reliability | 247.273 | 1299.3 | 2028 | Mitigation | 0.011149 | 10 | 0 | esc | 0.011149 | 2.7568 | 0.011149 | 2.7568 | 0.011149 | 2.7568 | 0.011149 | 2.7568
[79 empty] | WLDFR | HFTD - Distribution - Tier 3 - 5QU CoRE ¦ 5QU LoRE | Non-Red Flag Warning - Small Fires | 2029 | 0 | 0 | 0 | 0 | 0.083606 | 0.039055 | 0.001695 | 0.042856 | 0.00043542 | 0.00043542 | 0.00043542 | 0.00043542 | 0.0025274 |  | 0 | 1.1005e-06 | 1.1005e-06 | 0 | 1.1005e-06 | 1.1005e-06 | 0 | 1.1005e-06 | 1.1005e-06 | 0 | 1.1005e-06 | Column30: 1.1005e-06 | [29 empty] | 7.3.2.1.3 Advanced weather monitoring and weather stations Weather StationsWLDFRElectric Reliability | WLDFR | HFTD - Transmission - Tier 2 - 115 kV or Lower | Non-Red Flag Warning - Catastrophic Fires | 2029 | Electric Reliability | 247.273 | 1299.3 | 2029 | Mitigation | 0.011149 | 10 | 0 | esc | 0.011149 | 2.7568 | 0.011149 | 2.7568 | 0.011149 | 2.7568 | 0.011149 | 2.7568
[79 empty] | WLDFR | HFTD - Distribution - Tier 3 - 5QU CoRE ¦ 5QU LoRE | Non-Red Flag Warning - Small Fires | 2030 | 0 | 0 | 0 | 0 | 0.083606 | 0.039055 | 0.001695 | 0.042856 | 0 | 0.00043542 | 0.00043542 | 0.00043542 | 0.0025274 |  | 0 | 0 | 0 | 0 | 1.1005e-06 | 1.1005e-06 | 0 | 1.1005e-06 | 1.1005e-06 | 0 | 1.1005e-06 | Column30: 1.1005e-06 | [29 empty] | 7.3.2.1.3 Advanced weather monitoring and weather stations Weather StationsWLDFRElectric Reliability | WLDFR | HFTD - Transmission - Tier 2 - 115 kV or Lower | Non-Red Flag Warning - Catastrophic Fires | 2030 | Electric Reliability | 247.273 | 1299.3 | 2030 | Mitigation | 0.011149 | 10 | 0 | esc | 0 | 0 | 0.011149 | 2.7568 | 0.011149 | 2.7568 | 0.011149 | 2.7568
[79 empty] | WLDFR | HFTD - Distribution - Tier 3 - 5QU CoRE ¦ 5QU LoRE | Non-Red Flag Warning - Small Fires | 2031 | 0 | 0 | 0 | 0 | 0.083606 | 0.039055 | 0.001695 | 0.042856 | 0 | 0 | 0.00043542 | 0.00043542 | 0.0025274 |  | 0 | 0 | 0 | 0 | 0 | 0 | 0 | 1.1005e-06 | 1.1005e-06 | 0 | 1.1005e-06 | Column30: 1.1005e-06 | [29 empty] | 7.3.2.1.3 Advanced weather monitoring and weather stations Weather StationsWLDFRElectric Reliability | WLDFR | HFTD - Transmission - Tier 2 - 115 kV or Lower | Non-Red Flag Warning - Catastrophic Fires | 2031 | Electric Reliability | 247.273 | 1299.3 | 2031 | Mitigation | 0.011149 | 10 | 0 | esc | 0 | 0 | 0 | 0 | 0.011149 | 2.7568 | 0.011149 | 2.7568
[79 empty] | WLDFR | HFTD - Distribution - Tier 3 - 5QU CoRE ¦ 5QU LoRE | Non-Red Flag Warning - Small Fires | 2032 | 0 | 0 | 0 | 0 | 0.083606 | 0.039055 | 0.001695 | 0.042856 | 0 | 0 | 0 | 0.00043542 | 0.0025274 |  | 0 | 0 | 0 | 0 | 0 | 0 | 0 | 0 | 0 | 0 | 1.1005e-06 | Column30: 1.1005e-06 | [29 empty] | 7.3.2.1.3 Advanced weather monitoring and weather stations Weather StationsWLDFRElectric Reliability | WLDFR | HFTD - Transmission - Tier 2 - 115 kV or Lower | Non-Red Flag Warning - Catastrophic Fires | 2032 | Electric Reliability | 247.273 | 1299.3 | 2032 | Mitigation | 0.011149 | 10 | 0 | esc | 0 | 0 | 0 | 0 | 0 | 0 | 0.011149 | 2.7568
[79 empty] | WLDFR | HFTD - Distribution - Tier 3 - 5QU CoRE ¦ 5QU LoRE | Red Flag Warning - Catastrophic Fires | 2020 | 0 | 0 | 0 | 0 | 14146.1306 | 222.2294 | 8585.7228 | 5338.1784 | 2.4776 | 0 | 0 | 0 | 9.5041e-07 |  | 0 | 2.3547e-06 | 2.3547e-06 | 0 | 0 | 0 | 0 | 0 | 0 | 0 | 0 | Column30: 0 | [29 empty] | 7.3.2.1.3 Advanced weather monitoring and weather stations Weather StationsWLDFRElectric Reliability | WLDFR | HFTD - Transmission - Tier 2 - 115 kV or Lower | Non-Red Flag Warning - Destructive Fires | 2021 | Electric Reliability | 222.2294 | 1299.3 | 2021 | Mitigation | 0.011149 | 10 | 0 | esc | 0.011149 | 2.4776 | 0.011149 | 2.4776 | 0 | 0 | 0 | 0
[79 empty] | WLDFR | HFTD - Distribution - Tier 3 - 5QU CoRE ¦ 5QU LoRE | Red Flag Warning - Catastrophic Fires | 2021 | 0 | 0 | 0 | 0 | 14146.1306 | 222.2294 | 8585.7228 | 5338.1784 | 2.4776 | 2.4776 | 0 | 0 | 9.5041e-07 |  | 0 | 2.3547e-06 | 2.3547e-06 | 0 | 2.3547e-06 | 2.3547e-06 | 0 | 0 | 0 | 0 | 0 | Column30: 0 | [29 empty] | 7.3.2.1.3 Advanced weather monitoring and weather stations Weather StationsWLDFRElectric Reliability | WLDFR | HFTD - Transmission - Tier 2 - 115 kV or Lower | Non-Red Flag Warning - Destructive Fires | 2022 | Electric Reliability | 222.2294 | 1299.3 | 2022 | Mitigation | 0.011149 | 10 | 0 | esc | 0.011149 | 2.4776 | 0.011149 | 2.4776 | 0.011149 | 2.4776 | 0 | 0
[79 empty] | WLDFR | HFTD - Distribution - Tier 3 - 5QU CoRE ¦ 5QU LoRE | Red Flag Warning - Catastrophic Fires | 2022 | 0 | 0 | 0 | 0 | 14146.1306 | 222.2294 | 8585.7228 | 5338.1784 | 2.4776 | 2.4776 | 2.4776 | 0 | 9.5041e-07 |  | 0 | 2.3547e-06 | 2.3547e-06 | 0 | 2.3547e-06 | 2.3547e-06 | 0 | 2.3547e-06 | 2.3547e-06 | 0 | 0 | Column30: 0 | [29 empty] | 7.3.2.1.3 Advanced weather monitoring and weather stations Weather StationsWLDFRElectric Reliability | WLDFR | HFTD - Transmission - Tier 2 - 115 kV or Lower | Non-Red Flag Warning - Destructive Fires | 2023 | Electric Reliability | 233.2301 | 1299.3 | 2023 | Mitigation | 0.011149 | 10 | 0 | esc | 0.011149 | 2.6002 | 0.011149 | 2.6002 | 0.011149 | 2.6002 | 0.011149 | 2.6002
[79 empty] | WLDFR | HFTD - Distribution - Tier 3 - 5QU CoRE ¦ 5QU LoRE | Red Flag Warning - Catastrophic Fires | 2023 | 0 | 0 | 0 | 0 | 14664.6376 | 233.2301 | 8896.516 | 5534.8915 | 2.6002 | 2.6002 | 2.6002 | 2.6002 | 9.5041e-07 |  | 0 | 2.4713e-06 | 2.4713e-06 | 0 | 2.4713e-06 | 2.4713e-06 | 0 | 2.4713e-06 | 2.4713e-06 | 0 | 2.4713e-06 | Column30: 2.4713e-06 | [29 empty] | 7.3.2.1.3 Advanced weather monitoring and weather stations Weather StationsWLDFRElectric Reliability | WLDFR | HFTD - Transmission - Tier 2 - 115 kV or Lower | Non-Red Flag Warning - Destructive Fires | 2024 | Electric Reliability | 233.2301 | 1299.3 | 2024 | Mitigation | 0.011149 | 10 | 0 | esc | 0.011149 | 2.6002 | 0.011149 | 2.6002 | 0.011149 | 2.6002 | 0.011149 | 2.6002
[79 empty] | WLDFR | HFTD - Distribution - Tier 3 - 5QU CoRE ¦ 5QU LoRE | Red Flag Warning - Catastrophic Fires | 2024 | 0 | 0 | 0 | 0 | 14664.6376 | 233.2301 | 8896.516 | 5534.8915 | 2.6002 | 2.6002 | 2.6002 | 2.6002 | 9.5041e-07 |  | 0 | 2.4713e-06 | 2.4713e-06 | 0 | 2.4713e-06 | 2.4713e-06 | 0 | 2.4713e-06 | 2.4713e-06 | 0 | 2.4713e-06 | Column30: 2.4713e-06 | [29 empty] | 7.3.2.1.3 Advanced weather monitoring and weather stations Weather StationsWLDFRElectric Reliability | WLDFR | HFTD - Transmission - Tier 2 - 115 kV or Lower | Non-Red Flag Warning - Destructive Fires | 2025 | Electric Reliability | 233.2301 | 1299.3 | 2025 | Mitigation | 0.011149 | 10 | 0 | esc | 0.011149 | 2.6002 | 0.011149 | 2.6002 | 0.011149 | 2.6002 | 0.011149 | 2.6002
[79 empty] | WLDFR | HFTD - Distribution - Tier 3 - 5QU CoRE ¦ 5QU LoRE | Red Flag Warning - Catastrophic Fires | 2025 | 0 | 0 | 0 | 0 | 14664.6376 | 233.2301 | 8896.516 | 5534.8915 | 2.6002 | 2.6002 | 2.6002 | 2.6002 | 9.5041e-07 |  | 0 | 2.4713e-06 | 2.4713e-06 | 0 | 2.4713e-06 | 2.4713e-06 | 0 | 2.4713e-06 | 2.4713e-06 | 0 | 2.4713e-06 | Column30: 2.4713e-06 | [29 empty] | 7.3.2.1.3 Advanced weather monitoring and weather stations Weather StationsWLDFRElectric Reliability | WLDFR | HFTD - Transmission - Tier 2 - 115 kV or Lower | Non-Red Flag Warning - Destructive Fires | 2026 | Electric Reliability | 233.2301 | 1299.3 | 2026 | Mitigation | 0.011149 | 10 | 0 | esc | 0.011149 | 2.6002 | 0.011149 | 2.6002 | 0.011149 | 2.6002 | 0.011149 | 2.6002
[79 empty] | WLDFR | HFTD - Distribution - Tier 3 - 5QU CoRE ¦ 5QU LoRE | Red Flag Warning - Catastrophic Fires | 2026 | 0 | 0 | 0 | 0 | 14664.6376 | 233.2301 | 8896.516 | 5534.8915 | 2.6002 | 2.6002 | 2.6002 | 2.6002 | 9.5041e-07 |  | 0 | 2.4713e-06 | 2.4713e-06 | 0 | 2.4713e-06 | 2.4713e-06 | 0 | 2.4713e-06 | 2.4713e-06 | 0 | 2.4713e-06 | Column30: 2.4713e-06 | [29 empty] | 7.3.2.1.3 Advanced weather monitoring and weather stations Weather StationsWLDFRElectric Reliability | WLDFR | HFTD - Transmission - Tier 2 - 115 kV or Lower | Non-Red Flag Warning - Destructive Fires | 2027 | Electric Reliability | 233.2301 | 1299.3 | 2027 | Mitigation | 0.011149 | 10 | 0 | esc | 0.011149 | 2.6002 | 0.011149 | 2.6002 | 0.011149 | 2.6002 | 0.011149 | 2.6002
[79 empty] | WLDFR | HFTD - Distribution - Tier 3 - 5QU CoRE ¦ 5QU LoRE | Red Flag Warning - Catastrophic Fires | 2027 | 0 | 0 | 0 | 0 | 14664.6376 | 233.2301 | 8896.516 | 5534.8915 | 2.6002 | 2.6002 | 2.6002 | 2.6002 | 9.5041e-07 |  | 0 | 2.4713e-06 | 2.4713e-06 | 0 | 2.4713e-06 | 2.4713e-06 | 0 | 2.4713e-06 | 2.4713e-06 | 0 | 2.4713e-06 | Column30: 2.4713e-06 | [29 empty] | 7.3.2.1.3 Advanced weather monitoring and weather stations Weather StationsWLDFRElectric Reliability | WLDFR | HFTD - Transmission - Tier 2 - 115 kV or Lower | Non-Red Flag Warning - Destructive Fires | 2028 | Electric Reliability | 247.273 | 1299.3 | 2028 | Mitigation | 0.011149 | 10 | 0 | esc | 0.011149 | 2.7568 | 0.011149 | 2.7568 | 0.011149 | 2.7568 | 0.011149 | 2.7568
[79 empty] | WLDFR | HFTD - Distribution - Tier 3 - 5QU CoRE ¦ 5QU LoRE | Red Flag Warning - Catastrophic Fires | 2028 | 0 | 0 | 0 | 0 | 15317.9909 | 247.273 | 9287.6491 | 5783.0689 | 2.7568 | 2.7568 | 2.7568 | 2.7568 | 9.5041e-07 |  | 0 | 2.6201e-06 | 2.6201e-06 | 0 | 2.6201e-06 | 2.6201e-06 | 0 | 2.6201e-06 | 2.6201e-06 | 0 | 2.6201e-06 | Column30: 2.6201e-06 | [29 empty] | 7.3.2.1.3 Advanced weather monitoring and weather stations Weather StationsWLDFRElectric Reliability | WLDFR | HFTD - Transmission - Tier 2 - 115 kV or Lower | Non-Red Flag Warning - Destructive Fires | 2029 | Electric Reliability | 247.273 | 1299.3 | 2029 | Mitigation | 0.011149 | 10 | 0 | esc | 0.011149 | 2.7568 | 0.011149 | 2.7568 | 0.011149 | 2.7568 | 0.011149 | 2.7568
[79 empty] | WLDFR | HFTD - Distribution - Tier 3 - 5QU CoRE ¦ 5QU LoRE | Red Flag Warning - Catastrophic Fires | 2029 | 0 | 0 | 0 | 0 | 15317.9909 | 247.273 | 9287.6491 | 5783.0689 | 2.7568 | 2.7568 | 2.7568 | 2.7568 | 9.5041e-07 |  | 0 | 2.6201e-06 | 2.6201e-06 | 0 | 2.6201e-06 | 2.6201e-06 | 0 | 2.6201e-06 | 2.6201e-06 | 0 | 2.6201e-06 | Column30: 2.6201e-06 | [29 empty] | 7.3.2.1.3 Advanced weather monitoring and weather stations Weather StationsWLDFRElectric Reliability | WLDFR | HFTD - Transmission - Tier 2 - 115 kV or Lower | Non-Red Flag Warning - Destructive Fires | 2030 | Electric Reliability | 247.273 | 1299.3 | 2030 | Mitigation | 0.011149 | 10 | 0 | esc | 0 | 0 | 0.011149 | 2.7568 | 0.011149 | 2.7568 | 0.011149 | 2.7568
[79 empty] | WLDFR | HFTD - Distribution - Tier 3 - 5QU CoRE ¦ 5QU LoRE | Red Flag Warning - Catastrophic Fires | 2030 | 0 | 0 | 0 | 0 | 15317.9909 | 247.273 | 9287.6491 | 5783.0689 | 0 | 2.7568 | 2.7568 | 2.7568 | 9.5041e-07 |  | 0 | 0 | 0 | 0 | 2.6201e-06 | 2.6201e-06 | 0 | 2.6201e-06 | 2.6201e-06 | 0 | 2.6201e-06 | Column30: 2.6201e-06 | [29 empty] | 7.3.2.1.3 Advanced weather monitoring and weather stations Weather StationsWLDFRElectric Reliability | WLDFR | HFTD - Transmission - Tier 2 - 115 kV or Lower | Non-Red Flag Warning - Destructive Fires | 2031 | Electric Reliability | 247.273 | 1299.3 | 2031 | Mitigation | 0.011149 | 10 | 0 | esc | 0 | 0 | 0 | 0 | 0.011149 | 2.7568 | 0.011149 | 2.7568
[79 empty] | WLDFR | HFTD - Distribution - Tier 3 - 5QU CoRE ¦ 5QU LoRE | Red Flag Warning - Catastrophic Fires | 2031 | 0 | 0 | 0 | 0 | 15317.9909 | 247.273 | 9287.6491 | 5783.0689 | 0 | 0 | 2.7568 | 2.7568 | 9.5041e-07 |  | 0 | 0 | 0 | 0 | 0 | 0 | 0 | 2.6201e-06 | 2.6201e-06 | 0 | 2.6201e-06 | Column30: 2.6201e-06 | [29 empty] | 7.3.2.1.3 Advanced weather monitoring and weather stations Weather StationsWLDFRElectric Reliability | WLDFR | HFTD - Transmission - Tier 2 - 115 kV or Lower | Non-Red Flag Warning - Destructive Fires | 2032 | Electric Reliability | 247.273 | 1299.3 | 2032 | Mitigation | 0.011149 | 10 | 0 | esc | 0 | 0 | 0 | 0 | 0 | 0 | 0.011149 | 2.7568
[79 empty] | WLDFR | HFTD - Distribution - Tier 3 - 5QU CoRE ¦ 5QU LoRE | Red Flag Warning - Catastrophic Fires | 2032 | 0 | 0 | 0 | 0 | 15317.9909 | 247.273 | 9287.6491 | 5783.0689 | 0 | 0 | 0 | 2.7568 | 9.5041e-07 |  | 0 | 0 | 0 | 0 | 0 | 0 | 0 | 0 | 0 | 0 | 2.6201e-06 | Column30: 2.6201e-06 | [29 empty] | 7.3.2.1.3 Advanced weather monitoring and weather stations Weather StationsWLDFRElectric Reliability | WLDFR | HFTD - Transmission - Tier 2 - 115 kV or Lower | Non-Red Flag Warning - Large Fires | 2021 | Electric Reliability | 0.69642 | 1299.3 | 2021 | Mitigation | 0.011149 | 10 | 0 | esc | 0.011149 | 0.0077642 | 0.011149 | 0.0077642 | 0 | 0 | 0 | 0
[79 empty] | WLDFR | HFTD - Distribution - Tier 3 - 5QU CoRE ¦ 5QU LoRE | Red Flag Warning - Destructive Fires | 2020 | 0 | 0 | 0 | 0 | 8807.9522 | 222.2294 | 8585.7228 | 0 | 2.4776 | 0 | 0 | 0 | 1.5723e-07 |  | 0 | 3.8955e-07 | 3.8955e-07 | 0 | 0 | 0 | 0 | 0 | 0 | 0 | 0 | Column30: 0 | [29 empty] | 7.3.2.1.3 Advanced weather monitoring and weather stations Weather StationsWLDFRElectric Reliability | WLDFR | HFTD - Transmission - Tier 2 - 115 kV or Lower | Non-Red Flag Warning - Large Fires | 2022 | Electric Reliability | 0.69642 | 1299.3 | 2022 | Mitigation | 0.011149 | 10 | 0 | esc | 0.011149 | 0.0077642 | 0.011149 | 0.0077642 | 0.011149 | 0.0077642 | 0 | 0
[79 empty] | WLDFR | HFTD - Distribution - Tier 3 - 5QU CoRE ¦ 5QU LoRE | Red Flag Warning - Destructive Fires | 2021 | 0 | 0 | 0 | 0 | 8807.9522 | 222.2294 | 8585.7228 | 0 | 2.4776 | 2.4776 | 0 | 0 | 1.5723e-07 |  | 0 | 3.8955e-07 | 3.8955e-07 | 0 | 3.8955e-07 | 3.8955e-07 | 0 | 0 | 0 | 0 | 0 | Column30: 0 | [29 empty] | 7.3.2.1.3 Advanced weather monitoring and weather stations Weather StationsWLDFRElectric Reliability | WLDFR | HFTD - Transmission - Tier 2 - 115 kV or Lower | Non-Red Flag Warning - Large Fires | 2023 | Electric Reliability | 0.71896 | 1299.3 | 2023 | Mitigation | 0.011149 | 10 | 0 | esc | 0.011149 | 0.0080156 | 0.011149 | 0.0080156 | 0.011149 | 0.0080156 | 0.011149 | 0.0080156
[79 empty] | WLDFR | HFTD - Distribution - Tier 3 - 5QU CoRE ¦ 5QU LoRE | Red Flag Warning - Destructive Fires | 2022 | 0 | 0 | 0 | 0 | 8807.9522 | 222.2294 | 8585.7228 | 0 | 2.4776 | 2.4776 | 2.4776 | 0 | 1.5723e-07 |  | 0 | 3.8955e-07 | 3.8955e-07 | 0 | 3.8955e-07 | 3.8955e-07 | 0 | 3.8955e-07 | 3.8955e-07 | 0 | 0 | Column30: 0 | [29 empty] | 7.3.2.1.3 Advanced weather monitoring and weather stations Weather StationsWLDFRElectric Reliability | WLDFR | HFTD - Transmission - Tier 2 - 115 kV or Lower | Non-Red Flag Warning - Large Fires | 2024 | Electric Reliability | 0.71896 | 1299.3 | 2024 | Mitigation | 0.011149 | 10 | 0 | esc | 0.011149 | 0.0080156 | 0.011149 | 0.0080156 | 0.011149 | 0.0080156 | 0.011149 | 0.0080156
[79 empty] | WLDFR | HFTD - Distribution - Tier 3 - 5QU CoRE ¦ 5QU LoRE | Red Flag Warning - Destructive Fires | 2023 | 0 | 0 | 0 | 0 | 9129.7461 | 233.2301 | 8896.516 | 0 | 2.6002 | 2.6002 | 2.6002 | 2.6002 | 1.5723e-07 |  | 0 | 4.0883e-07 | 4.0883e-07 | 0 | 4.0883e-07 | 4.0883e-07 | 0 | 4.0883e-07 | 4.0883e-07 | 0 | 4.0883e-07 | Column30: 4.0883e-07 | [29 empty] | 7.3.2.1.3 Advanced weather monitoring and weather stations Weather StationsWLDFRElectric Reliability | WLDFR | HFTD - Transmission - Tier 2 - 115 kV or Lower | Non-Red Flag Warning - Large Fires | 2025 | Electric Reliability | 0.71896 | 1299.3 | 2025 | Mitigation | 0.011149 | 10 | 0 | esc | 0.011149 | 0.0080156 | 0.011149 | 0.0080156 | 0.011149 | 0.0080156 | 0.011149 | 0.0080156
[79 empty] | WLDFR | HFTD - Distribution - Tier 3 - 5QU CoRE ¦ 5QU LoRE | Red Flag Warning - Destructive Fires | 2024 | 0 | 0 | 0 | 0 | 9129.7461 | 233.2301 | 8896.516 | 0 | 2.6002 | 2.6002 | 2.6002 | 2.6002 | 1.5723e-07 |  | 0 | 4.0883e-07 | 4.0883e-07 | 0 | 4.0883e-07 | 4.0883e-07 | 0 | 4.0883e-07 | 4.0883e-07 | 0 | 4.0883e-07 | Column30: 4.0883e-07 | [29 empty] | 7.3.2.1.3 Advanced weather monitoring and weather stations Weather StationsWLDFRElectric Reliability | WLDFR | HFTD - Transmission - Tier 2 - 115 kV or Lower | Non-Red Flag Warning - Large Fires | 2026 | Electric Reliability | 0.71896 | 1299.3 | 2026 | Mitigation | 0.011149 | 10 | 0 | esc | 0.011149 | 0.0080156 | 0.011149 | 0.0080156 | 0.011149 | 0.0080156 | 0.011149 | 0.0080156
[79 empty] | WLDFR | HFTD - Distribution - Tier 3 - 5QU CoRE ¦ 5QU LoRE | Red Flag Warning - Destructive Fires | 2025 | 0 | 0 | 0 | 0 | 9129.7461 | 233.2301 | 8896.516 | 0 | 2.6002 | 2.6002 | 2.6002 | 2.6002 | 1.5723e-07 |  | 0 | 4.0883e-07 | 4.0883e-07 | 0 | 4.0883e-07 | 4.0883e-07 | 0 | 4.0883e-07 | 4.0883e-07 | 0 | 4.0883e-07 | Column30: 4.0883e-07 | [29 empty] | 7.3.2.1.3 Advanced weather monitoring and weather stations Weather StationsWLDFRElectric Reliability | WLDFR | HFTD - Transmission - Tier 2 - 115 kV or Lower | Non-Red Flag Warning - Large Fires | 2027 | Electric Reliability | 0.71896 | 1299.3 | 2027 | Mitigation | 0.011149 | 10 | 0 | esc | 0.011149 | 0.0080156 | 0.011149 | 0.0080156 | 0.011149 | 0.0080156 | 0.011149 | 0.0080156
[79 empty] | WLDFR | HFTD - Distribution - Tier 3 - 5QU CoRE ¦ 5QU LoRE | Red Flag Warning - Destructive Fires | 2026 | 0 | 0 | 0 | 0 | 9129.7461 | 233.2301 | 8896.516 | 0 | 2.6002 | 2.6002 | 2.6002 | 2.6002 | 1.5723e-07 |  | 0 | 4.0883e-07 | 4.0883e-07 | 0 | 4.0883e-07 | 4.0883e-07 | 0 | 4.0883e-07 | 4.0883e-07 | 0 | 4.0883e-07 | Column30: 4.0883e-07 | [29 empty] | 7.3.2.1.3 Advanced weather monitoring and weather stations Weather StationsWLDFRElectric Reliability | WLDFR | HFTD - Transmission - Tier 2 - 115 kV or Lower | Non-Red Flag Warning - Large Fires | 2028 | Electric Reliability | 0.74734 | 1299.3 | 2028 | Mitigation | 0.011149 | 10 | 0 | esc | 0.011149 | 0.0083319 | 0.011149 | 0.0083319 | 0.011149 | 0.0083319 | 0.011149 | 0.0083319
[79 empty] | WLDFR | HFTD - Distribution - Tier 3 - 5QU CoRE ¦ 5QU LoRE | Red Flag Warning - Destructive Fires | 2027 | 0 | 0 | 0 | 0 | 9129.7461 | 233.2301 | 8896.516 | 0 | 2.6002 | 2.6002 | 2.6002 | 2.6002 | 1.5723e-07 |  | 0 | 4.0883e-07 | 4.0883e-07 | 0 | 4.0883e-07 | 4.0883e-07 | 0 | 4.0883e-07 | 4.0883e-07 | 0 | 4.0883e-07 | Column30: 4.0883e-07 | [29 empty] | 7.3.2.1.3 Advanced weather monitoring and weather stations Weather StationsWLDFRElectric Reliability | WLDFR | HFTD - Transmission - Tier 2 - 115 kV or Lower | Non-Red Flag Warning - Large Fires | 2029 | Electric Reliability | 0.74734 | 1299.3 | 2029 | Mitigation | 0.011149 | 10 | 0 | esc | 0.011149 | 0.0083319 | 0.011149 | 0.0083319 | 0.011149 | 0.0083319 | 0.011149 | 0.0083319
[79 empty] | WLDFR | HFTD - Distribution - Tier 3 - 5QU CoRE ¦ 5QU LoRE | Red Flag Warning - Destructive Fires | 2028 | 0 | 0 | 0 | 0 | 9534.9221 | 247.273 | 9287.6491 | 0 | 2.7568 | 2.7568 | 2.7568 | 2.7568 | 1.5723e-07 |  | 0 | 4.3345e-07 | 4.3345e-07 | 0 | 4.3345e-07 | 4.3345e-07 | 0 | 4.3345e-07 | 4.3345e-07 | 0 | 4.3345e-07 | Column30: 4.3345e-07 | [29 empty] | 7.3.2.1.3 Advanced weather monitoring and weather stations Weather StationsWLDFRElectric Reliability | WLDFR | HFTD - Transmission - Tier 2 - 115 kV or Lower | Non-Red Flag Warning - Large Fires | 2030 | Electric Reliability | 0.74734 | 1299.3 | 2030 | Mitigation | 0.011149 | 10 | 0 | esc | 0 | 0 | 0.011149 | 0.0083319 | 0.011149 | 0.0083319 | 0.011149 | 0.0083319
[79 empty] | WLDFR | HFTD - Distribution - Tier 3 - 5QU CoRE ¦ 5QU LoRE | Red Flag Warning - Destructive Fires | 2029 | 0 | 0 | 0 | 0 | 9534.9221 | 247.273 | 9287.6491 | 0 | 2.7568 | 2.7568 | 2.7568 | 2.7568 | 1.5723e-07 |  | 0 | 4.3345e-07 | 4.3345e-07 | 0 | 4.3345e-07 | 4.3345e-07 | 0 | 4.3345e-07 | 4.3345e-07 | 0 | 4.3345e-07 | Column30: 4.3345e-07 | [29 empty] | 7.3.2.1.3 Advanced weather monitoring and weather stations Weather StationsWLDFRElectric Reliability | WLDFR | HFTD - Transmission - Tier 2 - 115 kV or Lower | Non-Red Flag Warning - Large Fires | 2031 | Electric Reliability | 0.74734 | 1299.3 | 2031 | Mitigation | 0.011149 | 10 | 0 | esc | 0 | 0 | 0 | 0 | 0.011149 | 0.0083319 | 0.011149 | 0.0083319
[79 empty] | WLDFR | HFTD - Distribution - Tier 3 - 5QU CoRE ¦ 5QU LoRE | Red Flag Warning - Destructive Fires | 2030 | 0 | 0 | 0 | 0 | 9534.9221 | 247.273 | 9287.6491 | 0 | 0 | 2.7568 | 2.7568 | 2.7568 | 1.5723e-07 |  | 0 | 0 | 0 | 0 | 4.3345e-07 | 4.3345e-07 | 0 | 4.3345e-07 | 4.3345e-07 | 0 | 4.3345e-07 | Column30: 4.3345e-07 | [29 empty] | 7.3.2.1.3 Advanced weather monitoring and weather stations Weather StationsWLDFRElectric Reliability | WLDFR | HFTD - Transmission - Tier 2 - 115 kV or Lower | Non-Red Flag Warning - Large Fires | 2032 | Electric Reliability | 0.74734 | 1299.3 | 2032 | Mitigation | 0.011149 | 10 | 0 | esc | 0 | 0 | 0 | 0 | 0 | 0 | 0.011149 | 0.0083319
[79 empty] | WLDFR | HFTD - Distribution - Tier 3 - 5QU CoRE ¦ 5QU LoRE | Red Flag Warning - Destructive Fires | 2031 | 0 | 0 | 0 | 0 | 9534.9221 | 247.273 | 9287.6491 | 0 | 0 | 0 | 2.7568 | 2.7568 | 1.5723e-07 |  | 0 | 0 | 0 | 0 | 0 | 0 | 0 | 4.3345e-07 | 4.3345e-07 | 0 | 4.3345e-07 | Column30: 4.3345e-07 | [29 empty] | 7.3.2.1.3 Advanced weather monitoring and weather stations Weather StationsWLDFRElectric Reliability | WLDFR | HFTD - Transmission - Tier 2 - 115 kV or Lower | Non-Red Flag Warning - Small Fires | 2021 | Electric Reliability | 0.036425 | 1299.3 | 2021 | Mitigation | 0.011149 | 10 | 0 | esc | 0.011149 | 0.0004061 | 0.011149 | 0.0004061 | 0 | 0 | 0 | 0
[79 empty] | WLDFR | HFTD - Distribution - Tier 3 - 5QU CoRE ¦ 5QU LoRE | Red Flag Warning - Destructive Fires | 2032 | 0 | 0 | 0 | 0 | 9534.9221 | 247.273 | 9287.6491 | 0 | 0 | 0 | 0 | 2.7568 | 1.5723e-07 |  | 0 | 0 | 0 | 0 | 0 | 0 | 0 | 0 | 0 | 0 | 4.3345e-07 | Column30: 4.3345e-07 | [29 empty] | 7.3.2.1.3 Advanced weather monitoring and weather stations Weather StationsWLDFRElectric Reliability | WLDFR | HFTD - Transmission - Tier 2 - 115 kV or Lower | Non-Red Flag Warning - Small Fires | 2022 | Electric Reliability | 0.036425 | 1299.3 | 2022 | Mitigation | 0.011149 | 10 | 0 | esc | 0.011149 | 0.0004061 | 0.011149 | 0.0004061 | 0.011149 | 0.0004061 | 0 | 0
[79 empty] | WLDFR | HFTD - Distribution - Tier 3 - 5QU CoRE ¦ 5QU LoRE | Red Flag Warning - Large Fires | 2020 | 0 | 0 | 0 | 0 | 5.2406 | 0.69642 | 2.942 | 1.6022 | 0.0077642 | 0 | 0 | 0 | 1.4045e-05 |  | 0 | 1.0905e-07 | 1.0905e-07 | 0 | 0 | 0 | 0 | 0 | 0 | 0 | 0 | Column30: 0 | [29 empty] | 7.3.2.1.3 Advanced weather monitoring and weather stations Weather StationsWLDFRElectric Reliability | WLDFR | HFTD - Transmission - Tier 2 - 115 kV or Lower | Non-Red Flag Warning - Small Fires | 2023 | Electric Reliability | 0.03759 | 1299.3 | 2023 | Mitigation | 0.011149 | 10 | 0 | esc | 0.011149 | 0.00041909 | 0.011149 | 0.00041909 | 0.011149 | 0.00041909 | 0.011149 | 0.00041909
[79 empty] | WLDFR | HFTD - Distribution - Tier 3 - 5QU CoRE ¦ 5QU LoRE | Red Flag Warning - Large Fires | 2021 | 0 | 0 | 0 | 0 | 5.2406 | 0.69642 | 2.942 | 1.6022 | 0.0077642 | 0.0077642 | 0 | 0 | 1.4045e-05 |  | 0 | 1.0905e-07 | 1.0905e-07 | 0 | 1.0905e-07 | 1.0905e-07 | 0 | 0 | 0 | 0 | 0 | Column30: 0 | [29 empty] | 7.3.2.1.3 Advanced weather monitoring and weather stations Weather StationsWLDFRElectric Reliability | WLDFR | HFTD - Transmission - Tier 2 - 115 kV or Lower | Non-Red Flag Warning - Small Fires | 2024 | Electric Reliability | 0.03759 | 1299.3 | 2024 | Mitigation | 0.011149 | 10 | 0 | esc | 0.011149 | 0.00041909 | 0.011149 | 0.00041909 | 0.011149 | 0.00041909 | 0.011149 | 0.00041909
[79 empty] | WLDFR | HFTD - Distribution - Tier 3 - 5QU CoRE ¦ 5QU LoRE | Red Flag Warning - Large Fires | 2022 | 0 | 0 | 0 | 0 | 5.2406 | 0.69642 | 2.942 | 1.6022 | 0.0077642 | 0.0077642 | 0.0077642 | 0 | 1.4045e-05 |  | 0 | 1.0905e-07 | 1.0905e-07 | 0 | 1.0905e-07 | 1.0905e-07 | 0 | 1.0905e-07 | 1.0905e-07 | 0 | 0 | Column30: 0 | [29 empty] | 7.3.2.1.3 Advanced weather monitoring and weather stations Weather StationsWLDFRElectric Reliability | WLDFR | HFTD - Transmission - Tier 2 - 115 kV or Lower | Non-Red Flag Warning - Small Fires | 2025 | Electric Reliability | 0.03759 | 1299.3 | 2025 | Mitigation | 0.011149 | 10 | 0 | esc | 0.011149 | 0.00041909 | 0.011149 | 0.00041909 | 0.011149 | 0.00041909 | 0.011149 | 0.00041909
[79 empty] | WLDFR | HFTD - Distribution - Tier 3 - 5QU CoRE ¦ 5QU LoRE | Red Flag Warning - Large Fires | 2023 | 0 | 0 | 0 | 0 | 5.475 | 0.71896 | 3.0715 | 1.6846 | 0.0080156 | 0.0080156 | 0.0080156 | 0.0080156 | 1.4045e-05 |  | 0 | 1.1257e-07 | 1.1257e-07 | 0 | 1.1257e-07 | 1.1257e-07 | 0 | 1.1257e-07 | 1.1257e-07 | 0 | 1.1257e-07 | Column30: 1.1257e-07 | [29 empty] | 7.3.2.1.3 Advanced weather monitoring and weather stations Weather StationsWLDFRElectric Reliability | WLDFR | HFTD - Transmission - Tier 2 - 115 kV or Lower | Non-Red Flag Warning - Small Fires | 2026 | Electric Reliability | 0.03759 | 1299.3 | 2026 | Mitigation | 0.011149 | 10 | 0 | esc | 0.011149 | 0.00041909 | 0.011149 | 0.00041909 | 0.011149 | 0.00041909 | 0.011149 | 0.00041909
[79 empty] | WLDFR | HFTD - Distribution - Tier 3 - 5QU CoRE ¦ 5QU LoRE | Red Flag Warning - Large Fires | 2024 | 0 | 0 | 0 | 0 | 5.475 | 0.71896 | 3.0715 | 1.6846 | 0.0080156 | 0.0080156 | 0.0080156 | 0.0080156 | 1.4045e-05 |  | 0 | 1.1257e-07 | 1.1257e-07 | 0 | 1.1257e-07 | 1.1257e-07 | 0 | 1.1257e-07 | 1.1257e-07 | 0 | 1.1257e-07 | Column30: 1.1257e-07 | [29 empty] | 7.3.2.1.3 Advanced weather monitoring and weather stations Weather StationsWLDFRElectric Reliability | WLDFR | HFTD - Transmission - Tier 2 - 115 kV or Lower | Non-Red Flag Warning - Small Fires | 2027 | Electric Reliability | 0.03759 | 1299.3 | 2027 | Mitigation | 0.011149 | 10 | 0 | esc | 0.011149 | 0.00041909 | 0.011149 | 0.00041909 | 0.011149 | 0.00041909 | 0.011149 | 0.00041909
[79 empty] | WLDFR | HFTD - Distribution - Tier 3 - 5QU CoRE ¦ 5QU LoRE | Red Flag Warning - Large Fires | 2025 | 0 | 0 | 0 | 0 | 5.475 | 0.71896 | 3.0715 | 1.6846 | 0.0080156 | 0.0080156 | 0.0080156 | 0.0080156 | 1.4045e-05 |  | 0 | 1.1257e-07 | 1.1257e-07 | 0 | 1.1257e-07 | 1.1257e-07 | 0 | 1.1257e-07 | 1.1257e-07 | 0 | 1.1257e-07 | Column30: 1.1257e-07 | [29 empty] | 7.3.2.1.3 Advanced weather monitoring and weather stations Weather StationsWLDFRElectric Reliability | WLDFR | HFTD - Transmission - Tier 2 - 115 kV or Lower | Non-Red Flag Warning - Small Fires | 2028 | Electric Reliability | 0.039055 | 1299.3 | 2028 | Mitigation | 0.011149 | 10 | 0 | esc | 0.011149 | 0.00043542 | 0.011149 | 0.00043542 | 0.011149 | 0.00043542 | 0.011149 | 0.00043542
[79 empty] | WLDFR | HFTD - Distribution - Tier 3 - 5QU CoRE ¦ 5QU LoRE | Red Flag Warning - Large Fires | 2026 | 0 | 0 | 0 | 0 | 5.475 | 0.71896 | 3.0715 | 1.6846 | 0.0080156 | 0.0080156 | 0.0080156 | 0.0080156 | 1.4045e-05 |  | 0 | 1.1257e-07 | 1.1257e-07 | 0 | 1.1257e-07 | 1.1257e-07 | 0 | 1.1257e-07 | 1.1257e-07 | 0 | 1.1257e-07 | Column30: 1.1257e-07 | [29 empty] | 7.3.2.1.3 Advanced weather monitoring and weather stations Weather StationsWLDFRElectric Reliability | WLDFR | HFTD - Transmission - Tier 2 - 115 kV or Lower | Non-Red Flag Warning - Small Fires | 2029 | Electric Reliability | 0.039055 | 1299.3 | 2029 | Mitigation | 0.011149 | 10 | 0 | esc | 0.011149 | 0.00043542 | 0.011149 | 0.00043542 | 0.011149 | 0.00043542 | 0.011149 | 0.00043542
[79 empty] | WLDFR | HFTD - Distribution - Tier 3 - 5QU CoRE ¦ 5QU LoRE | Red Flag Warning - Large Fires | 2027 | 0 | 0 | 0 | 0 | 5.475 | 0.71896 | 3.0715 | 1.6846 | 0.0080156 | 0.0080156 | 0.0080156 | 0.0080156 | 1.4045e-05 |  | 0 | 1.1257e-07 | 1.1257e-07 | 0 | 1.1257e-07 | 1.1257e-07 | 0 | 1.1257e-07 | 1.1257e-07 | 0 | 1.1257e-07 | Column30: 1.1257e-07 | [29 empty] | 7.3.2.1.3 Advanced weather monitoring and weather stations Weather StationsWLDFRElectric Reliability | WLDFR | HFTD - Transmission - Tier 2 - 115 kV or Lower | Non-Red Flag Warning - Small Fires | 2030 | Electric Reliability | 0.039055 | 1299.3 | 2030 | Mitigation | 0.011149 | 10 | 0 | esc | 0 | 0 | 0.011149 | 0.00043542 | 0.011149 | 0.00043542 | 0.011149 | 0.00043542
[79 empty] | WLDFR | HFTD - Distribution - Tier 3 - 5QU CoRE ¦ 5QU LoRE | Red Flag Warning - Large Fires | 2028 | 0 | 0 | 0 | 0 | 5.777 | 0.74734 | 3.238 | 1.7917 | 0.0083319 | 0.0083319 | 0.0083319 | 0.0083319 | 1.4045e-05 |  | 0 | 1.1702e-07 | 1.1702e-07 | 0 | 1.1702e-07 | 1.1702e-07 | 0 | 1.1702e-07 | 1.1702e-07 | 0 | 1.1702e-07 | Column30: 1.1702e-07 | [29 empty] | 7.3.2.1.3 Advanced weather monitoring and weather stations Weather StationsWLDFRElectric Reliability | WLDFR | HFTD - Transmission - Tier 2 - 115 kV or Lower | Non-Red Flag Warning - Small Fires | 2031 | Electric Reliability | 0.039055 | 1299.3 | 2031 | Mitigation | 0.011149 | 10 | 0 | esc | 0 | 0 | 0 | 0 | 0.011149 | 0.00043542 | 0.011149 | 0.00043542
[79 empty] | WLDFR | HFTD - Distribution - Tier 3 - 5QU CoRE ¦ 5QU LoRE | Red Flag Warning - Large Fires | 2029 | 0 | 0 | 0 | 0 | 5.777 | 0.74734 | 3.238 | 1.7917 | 0.0083319 | 0.0083319 | 0.0083319 | 0.0083319 | 1.4045e-05 |  | 0 | 1.1702e-07 | 1.1702e-07 | 0 | 1.1702e-07 | 1.1702e-07 | 0 | 1.1702e-07 | 1.1702e-07 | 0 | 1.1702e-07 | Column30: 1.1702e-07 | [29 empty] | 7.3.2.1.3 Advanced weather monitoring and weather stations Weather StationsWLDFRElectric Reliability | WLDFR | HFTD - Transmission - Tier 2 - 115 kV or Lower | Non-Red Flag Warning - Small Fires | 2032 | Electric Reliability | 0.039055 | 1299.3 | 2032 | Mitigation | 0.011149 | 10 | 0 | esc | 0 | 0 | 0 | 0 | 0 | 0 | 0.011149 | 0.00043542
[79 empty] | WLDFR | HFTD - Distribution - Tier 3 - 5QU CoRE ¦ 5QU LoRE | Red Flag Warning - Large Fires | 2030 | 0 | 0 | 0 | 0 | 5.777 | 0.74734 | 3.238 | 1.7917 | 0 | 0.0083319 | 0.0083319 | 0.0083319 | 1.4045e-05 |  | 0 | 0 | 0 | 0 | 1.1702e-07 | 1.1702e-07 | 0 | 1.1702e-07 | 1.1702e-07 | 0 | 1.1702e-07 | Column30: 1.1702e-07 | [29 empty] | 7.3.2.1.3 Advanced weather monitoring and weather stations Weather StationsWLDFRElectric Reliability | WLDFR | HFTD - Transmission - Tier 2 - 115 kV or Lower | Red Flag Warning - Catastrophic Fires | 2021 | Electric Reliability | 222.2294 | 1299.3 | 2021 | Mitigation | 0.011149 | 10 | 0 | esc | 0.011149 | 2.4776 | 0.011149 | 2.4776 | 0 | 0 | 0 | 0
[79 empty] | WLDFR | HFTD - Distribution - Tier 3 - 5QU CoRE ¦ 5QU LoRE | Red Flag Warning - Large Fires | 2031 | 0 | 0 | 0 | 0 | 5.777 | 0.74734 | 3.238 | 1.7917 | 0 | 0 | 0.0083319 | 0.0083319 | 1.4045e-05 |  | 0 | 0 | 0 | 0 | 0 | 0 | 0 | 1.1702e-07 | 1.1702e-07 | 0 | 1.1702e-07 | Column30: 1.1702e-07 | [29 empty] | 7.3.2.1.3 Advanced weather monitoring and weather stations Weather StationsWLDFRElectric Reliability | WLDFR | HFTD - Transmission - Tier 2 - 115 kV or Lower | Red Flag Warning - Catastrophic Fires | 2022 | Electric Reliability | 222.2294 | 1299.3 | 2022 | Mitigation | 0.011149 | 10 | 0 | esc | 0.011149 | 2.4776 | 0.011149 | 2.4776 | 0.011149 | 2.4776 | 0 | 0
[79 empty] | WLDFR | HFTD - Distribution - Tier 3 - 5QU CoRE ¦ 5QU LoRE | Red Flag Warning - Large Fires | 2032 | 0 | 0 | 0 | 0 | 5.777 | 0.74734 | 3.238 | 1.7917 | 0 | 0 | 0 | 0.0083319 | 1.4045e-05 |  | 0 | 0 | 0 | 0 | 0 | 0 | 0 | 0 | 0 | 0 | 1.1702e-07 | Column30: 1.1702e-07 | [29 empty] | 7.3.2.1.3 Advanced weather monitoring and weather stations Weather StationsWLDFRElectric Reliability | WLDFR | HFTD - Transmission - Tier 2 - 115 kV or Lower | Red Flag Warning - Catastrophic Fires | 2023 | Electric Reliability | 233.2301 | 1299.3 | 2023 | Mitigation | 0.011149 | 10 | 0 | esc | 0.011149 | 2.6002 | 0.011149 | 2.6002 | 0.011149 | 2.6002 | 0.011149 | 2.6002
[79 empty] | WLDFR | HFTD - Distribution - Tier 3 - 5QU CoRE ¦ 5QU LoRE | Red Flag Warning - Small Fires | 2020 | 0 | 0 | 0 | 0 | 0.077901 | 0.036425 | 0.0015809 | 0.039895 | 0.0004061 | 0 | 0 | 0 | 0.00035754 |  | 0 | 1.452e-07 | 1.452e-07 | 0 | 0 | 0 | 0 | 0 | 0 | 0 | 0 | Column30: 0 | [29 empty] | 7.3.2.1.3 Advanced weather monitoring and weather stations Weather StationsWLDFRElectric Reliability | WLDFR | HFTD - Transmission - Tier 2 - 115 kV or Lower | Red Flag Warning - Catastrophic Fires | 2024 | Electric Reliability | 233.2301 | 1299.3 | 2024 | Mitigation | 0.011149 | 10 | 0 | esc | 0.011149 | 2.6002 | 0.011149 | 2.6002 | 0.011149 | 2.6002 | 0.011149 | 2.6002
[79 empty] | WLDFR | HFTD - Distribution - Tier 3 - 5QU CoRE ¦ 5QU LoRE | Red Flag Warning - Small Fires | 2021 | 0 | 0 | 0 | 0 | 0.077901 | 0.036425 | 0.0015809 | 0.039895 | 0.0004061 | 0.0004061 | 0 | 0 | 0.00035754 |  | 0 | 1.452e-07 | 1.452e-07 | 0 | 1.452e-07 | 1.452e-07 | 0 | 0 | 0 | 0 | 0 | Column30: 0 | [29 empty] | 7.3.2.1.3 Advanced weather monitoring and weather stations Weather StationsWLDFRElectric Reliability | WLDFR | HFTD - Transmission - Tier 2 - 115 kV or Lower | Red Flag Warning - Catastrophic Fires | 2025 | Electric Reliability | 233.2301 | 1299.3 | 2025 | Mitigation | 0.011149 | 10 | 0 | esc | 0.011149 | 2.6002 | 0.011149 | 2.6002 | 0.011149 | 2.6002 | 0.011149 | 2.6002
[79 empty] | WLDFR | HFTD - Distribution - Tier 3 - 5QU CoRE ¦ 5QU LoRE | Red Flag Warning - Small Fires | 2022 | 0 | 0 | 0 | 0 | 0.077901 | 0.036425 | 0.0015809 | 0.039895 | 0.0004061 | 0.0004061 | 0.0004061 | 0 | 0.00035754 |  | 0 | 1.452e-07 | 1.452e-07 | 0 | 1.452e-07 | 1.452e-07 | 0 | 1.452e-07 | 1.452e-07 | 0 | 0 | Column30: 0 | [29 empty] | 7.3.2.1.3 Advanced weather monitoring and weather stations Weather StationsWLDFRElectric Reliability | WLDFR | HFTD - Transmission - Tier 2 - 115 kV or Lower | Red Flag Warning - Catastrophic Fires | 2026 | Electric Reliability | 233.2301 | 1299.3 | 2026 | Mitigation | 0.011149 | 10 | 0 | esc | 0.011149 | 2.6002 | 0.011149 | 2.6002 | 0.011149 | 2.6002 | 0.011149 | 2.6002
[79 empty] | WLDFR | HFTD - Distribution - Tier 3 - 5QU CoRE ¦ 5QU LoRE | Red Flag Warning - Small Fires | 2023 | 0 | 0 | 0 | 0 | 0.080408 | 0.03759 | 0.0016314 | 0.041187 | 0.00041909 | 0.00041909 | 0.00041909 | 0.00041909 | 0.00035754 |  | 0 | 1.4984e-07 | 1.4984e-07 | 0 | 1.4984e-07 | 1.4984e-07 | 0 | 1.4984e-07 | 1.4984e-07 | 0 | 1.4984e-07 | Column30: 1.4984e-07 | [29 empty] | 7.3.2.1.3 Advanced weather monitoring and weather stations Weather StationsWLDFRElectric Reliability | WLDFR | HFTD - Transmission - Tier 2 - 115 kV or Lower | Red Flag Warning - Catastrophic Fires | 2027 | Electric Reliability | 233.2301 | 1299.3 | 2027 | Mitigation | 0.011149 | 10 | 0 | esc | 0.011149 | 2.6002 | 0.011149 | 2.6002 | 0.011149 | 2.6002 | 0.011149 | 2.6002
[79 empty] | WLDFR | HFTD - Distribution - Tier 3 - 5QU CoRE ¦ 5QU LoRE | Red Flag Warning - Small Fires | 2024 | 0 | 0 | 0 | 0 | 0.080408 | 0.03759 | 0.0016314 | 0.041187 | 0.00041909 | 0.00041909 | 0.00041909 | 0.00041909 | 0.00035754 |  | 0 | 1.4984e-07 | 1.4984e-07 | 0 | 1.4984e-07 | 1.4984e-07 | 0 | 1.4984e-07 | 1.4984e-07 | 0 | 1.4984e-07 | Column30: 1.4984e-07 | [29 empty] | 7.3.2.1.3 Advanced weather monitoring and weather stations Weather StationsWLDFRElectric Reliability | WLDFR | HFTD - Transmission - Tier 2 - 115 kV or Lower | Red Flag Warning - Catastrophic Fires | 2028 | Electric Reliability | 247.273 | 1299.3 | 2028 | Mitigation | 0.011149 | 10 | 0 | esc | 0.011149 | 2.7568 | 0.011149 | 2.7568 | 0.011149 | 2.7568 | 0.011149 | 2.7568
[79 empty] | WLDFR | HFTD - Distribution - Tier 3 - 5QU CoRE ¦ 5QU LoRE | Red Flag Warning - Small Fires | 2025 | 0 | 0 | 0 | 0 | 0.080408 | 0.03759 | 0.0016314 | 0.041187 | 0.00041909 | 0.00041909 | 0.00041909 | 0.00041909 | 0.00035754 |  | 0 | 1.4984e-07 | 1.4984e-07 | 0 | 1.4984e-07 | 1.4984e-07 | 0 | 1.4984e-07 | 1.4984e-07 | 0 | 1.4984e-07 | Column30: 1.4984e-07 | [29 empty] | 7.3.2.1.3 Advanced weather monitoring and weather stations Weather StationsWLDFRElectric Reliability | WLDFR | HFTD - Transmission - Tier 2 - 115 kV or Lower | Red Flag Warning - Catastrophic Fires | 2029 | Electric Reliability | 247.273 | 1299.3 | 2029 | Mitigation | 0.011149 | 10 | 0 | esc | 0.011149 | 2.7568 | 0.011149 | 2.7568 | 0.011149 | 2.7568 | 0.011149 | 2.7568
[79 empty] | WLDFR | HFTD - Distribution - Tier 3 - 5QU CoRE ¦ 5QU LoRE | Red Flag Warning - Small Fires | 2026 | 0 | 0 | 0 | 0 | 0.080408 | 0.03759 | 0.0016314 | 0.041187 | 0.00041909 | 0.00041909 | 0.00041909 | 0.00041909 | 0.00035754 |  | 0 | 1.4984e-07 | 1.4984e-07 | 0 | 1.4984e-07 | 1.4984e-07 | 0 | 1.4984e-07 | 1.4984e-07 | 0 | 1.4984e-07 | Column30: 1.4984e-07 | [29 empty] | 7.3.2.1.3 Advanced weather monitoring and weather stations Weather StationsWLDFRElectric Reliability | WLDFR | HFTD - Transmission - Tier 2 - 115 kV or Lower | Red Flag Warning - Catastrophic Fires | 2030 | Electric Reliability | 247.273 | 1299.3 | 2030 | Mitigation | 0.011149 | 10 | 0 | esc | 0 | 0 | 0.011149 | 2.7568 | 0.011149 | 2.7568 | 0.011149 | 2.7568
[79 empty] | WLDFR | HFTD - Distribution - Tier 3 - 5QU CoRE ¦ 5QU LoRE | Red Flag Warning - Small Fires | 2027 | 0 | 0 | 0 | 0 | 0.080408 | 0.03759 | 0.0016314 | 0.041187 | 0.00041909 | 0.00041909 | 0.00041909 | 0.00041909 | 0.00035754 |  | 0 | 1.4984e-07 | 1.4984e-07 | 0 | 1.4984e-07 | 1.4984e-07 | 0 | 1.4984e-07 | 1.4984e-07 | 0 | 1.4984e-07 | Column30: 1.4984e-07 | [29 empty] | 7.3.2.1.3 Advanced weather monitoring and weather stations Weather StationsWLDFRElectric Reliability | WLDFR | HFTD - Transmission - Tier 2 - 115 kV or Lower | Red Flag Warning - Catastrophic Fires | 2031 | Electric Reliability | 247.273 | 1299.3 | 2031 | Mitigation | 0.011149 | 10 | 0 | esc | 0 | 0 | 0 | 0 | 0.011149 | 2.7568 | 0.011149 | 2.7568
[79 empty] | WLDFR | HFTD - Distribution - Tier 3 - 5QU CoRE ¦ 5QU LoRE | Red Flag Warning - Small Fires | 2028 | 0 | 0 | 0 | 0 | 0.083606 | 0.039055 | 0.001695 | 0.042856 | 0.00043542 | 0.00043542 | 0.00043542 | 0.00043542 | 0.00035754 |  | 0 | 1.5568e-07 | 1.5568e-07 | 0 | 1.5568e-07 | 1.5568e-07 | 0 | 1.5568e-07 | 1.5568e-07 | 0 | 1.5568e-07 | Column30: 1.5568e-07 | [29 empty] | 7.3.2.1.3 Advanced weather monitoring and weather stations Weather StationsWLDFRElectric Reliability | WLDFR | HFTD - Transmission - Tier 2 - 115 kV or Lower | Red Flag Warning - Catastrophic Fires | 2032 | Electric Reliability | 247.273 | 1299.3 | 2032 | Mitigation | 0.011149 | 10 | 0 | esc | 0 | 0 | 0 | 0 | 0 | 0 | 0.011149 | 2.7568
[79 empty] | WLDFR | HFTD - Distribution - Tier 3 - 5QU CoRE ¦ 5QU LoRE | Red Flag Warning - Small Fires | 2029 | 0 | 0 | 0 | 0 | 0.083606 | 0.039055 | 0.001695 | 0.042856 | 0.00043542 | 0.00043542 | 0.00043542 | 0.00043542 | 0.00035754 |  | 0 | 1.5568e-07 | 1.5568e-07 | 0 | 1.5568e-07 | 1.5568e-07 | 0 | 1.5568e-07 | 1.5568e-07 | 0 | 1.5568e-07 | Column30: 1.5568e-07 | [29 empty] | 7.3.2.1.3 Advanced weather monitoring and weather stations Weather StationsWLDFRElectric Reliability | WLDFR | HFTD - Transmission - Tier 2 - 115 kV or Lower | Red Flag Warning - Destructive Fires | 2021 | Electric Reliability | 222.2294 | 1299.3 | 2021 | Mitigation | 0.011149 | 10 | 0 | esc | 0.011149 | 2.4776 | 0.011149 | 2.4776 | 0 | 0 | 0 | 0
[79 empty] | WLDFR | HFTD - Distribution - Tier 3 - 5QU CoRE ¦ 5QU LoRE | Red Flag Warning - Small Fires | 2030 | 0 | 0 | 0 | 0 | 0.083606 | 0.039055 | 0.001695 | 0.042856 | 0 | 0.00043542 | 0.00043542 | 0.00043542 | 0.00035754 |  | 0 | 0 | 0 | 0 | 1.5568e-07 | 1.5568e-07 | 0 | 1.5568e-07 | 1.5568e-07 | 0 | 1.5568e-07 | Column30: 1.5568e-07 | [29 empty] | 7.3.2.1.3 Advanced weather monitoring and weather stations Weather StationsWLDFRElectric Reliability | WLDFR | HFTD - Transmission - Tier 2 - 115 kV or Lower | Red Flag Warning - Destructive Fires | 2022 | Electric Reliability | 222.2294 | 1299.3 | 2022 | Mitigation | 0.011149 | 10 | 0 | esc | 0.011149 | 2.4776 | 0.011149 | 2.4776 | 0.011149 | 2.4776 | 0 | 0
[79 empty] | WLDFR | HFTD - Distribution - Tier 3 - 5QU CoRE ¦ 5QU LoRE | Red Flag Warning - Small Fires | 2031 | 0 | 0 | 0 | 0 | 0.083606 | 0.039055 | 0.001695 | 0.042856 | 0 | 0 | 0.00043542 | 0.00043542 | 0.00035754 |  | 0 | 0 | 0 | 0 | 0 | 0 | 0 | 1.5568e-07 | 1.5568e-07 | 0 | 1.5568e-07 | Column30: 1.5568e-07 | [29 empty] | 7.3.2.1.3 Advanced weather monitoring and weather stations Weather StationsWLDFRElectric Reliability | WLDFR | HFTD - Transmission - Tier 2 - 115 kV or Lower | Red Flag Warning - Destructive Fires | 2023 | Electric Reliability | 233.2301 | 1299.3 | 2023 | Mitigation | 0.011149 | 10 | 0 | esc | 0.011149 | 2.6002 | 0.011149 | 2.6002 | 0.011149 | 2.6002 | 0.011149 | 2.6002
[79 empty] | WLDFR | HFTD - Distribution - Tier 3 - 5QU CoRE ¦ 5QU LoRE | Red Flag Warning - Small Fires | 2032 | 0 | 0 | 0 | 0 | 0.083606 | 0.039055 | 0.001695 | 0.042856 | 0 | 0 | 0 | 0.00043542 | 0.00035754 |  | 0 | 0 | 0 | 0 | 0 | 0 | 0 | 0 | 0 | 0 | 1.5568e-07 | Column30: 1.5568e-07 | [29 empty] | 7.3.2.1.3 Advanced weather monitoring and weather stations Weather StationsWLDFRElectric Reliability | WLDFR | HFTD - Transmission - Tier 2 - 115 kV or Lower | Red Flag Warning - Destructive Fires | 2024 | Electric Reliability | 233.2301 | 1299.3 | 2024 | Mitigation | 0.011149 | 10 | 0 | esc | 0.011149 | 2.6002 | 0.011149 | 2.6002 | 0.011149 | 2.6002 | 0.011149 | 2.6002
[79 empty] | WLDFR | HFTD - Distribution - Tier 3 - 5QU CoRE ¦ 5QU LoRE | Seismic - Non-Red Flag Warning - Catastrophic Fires | 2020 | 0 | 0 | 0 | 0 | 21083.8428 | 409.2237 | 13469.0878 | 7205.5313 | 4.5624 | 0 | 0 | 0 | 6.2604e-10 |  | 0 | 2.8562e-09 | 2.8562e-09 | 0 | 0 | 0 | 0 | 0 | 0 | 0 | 0 | Column30: 0 | [29 empty] | 7.3.2.1.3 Advanced weather monitoring and weather stations Weather StationsWLDFRElectric Reliability | WLDFR | HFTD - Transmission - Tier 2 - 115 kV or Lower | Red Flag Warning - Destructive Fires | 2025 | Electric Reliability | 233.2301 | 1299.3 | 2025 | Mitigation | 0.011149 | 10 | 0 | esc | 0.011149 | 2.6002 | 0.011149 | 2.6002 | 0.011149 | 2.6002 | 0.011149 | 2.6002
[79 empty] | WLDFR | HFTD - Distribution - Tier 3 - 5QU CoRE ¦ 5QU LoRE | Seismic - Non-Red Flag Warning - Catastrophic Fires | 2021 | 0 | 0 | 0 | 0 | 21083.8428 | 409.2237 | 13469.0878 | 7205.5313 | 4.5624 | 4.5624 | 0 | 0 | 6.2604e-10 |  | 0 | 2.8562e-09 | 2.8562e-09 | 0 | 2.8562e-09 | 2.8562e-09 | 0 | 0 | 0 | 0 | 0 | Column30: 0 | [29 empty] | 7.3.2.1.3 Advanced weather monitoring and weather stations Weather StationsWLDFRElectric Reliability | WLDFR | HFTD - Transmission - Tier 2 - 115 kV or Lower | Red Flag Warning - Destructive Fires | 2026 | Electric Reliability | 233.2301 | 1299.3 | 2026 | Mitigation | 0.011149 | 10 | 0 | esc | 0.011149 | 2.6002 | 0.011149 | 2.6002 | 0.011149 | 2.6002 | 0.011149 | 2.6002
[79 empty] | WLDFR | HFTD - Distribution - Tier 3 - 5QU CoRE ¦ 5QU LoRE | Seismic - Non-Red Flag Warning - Catastrophic Fires | 2022 | 0 | 0 | 0 | 0 | 21083.8428 | 409.2237 | 13469.0878 | 7205.5313 | 4.5624 | 4.5624 | 4.5624 | 0 | 6.2604e-10 |  | 0 | 2.8562e-09 | 2.8562e-09 | 0 | 2.8562e-09 | 2.8562e-09 | 0 | 2.8562e-09 | 2.8562e-09 | 0 | 0 | Column30: 0 | [29 empty] | 7.3.2.1.3 Advanced weather monitoring and weather stations Weather StationsWLDFRElectric Reliability | WLDFR | HFTD - Transmission - Tier 2 - 115 kV or Lower | Red Flag Warning - Destructive Fires | 2027 | Electric Reliability | 233.2301 | 1299.3 | 2027 | Mitigation | 0.011149 | 10 | 0 | esc | 0.011149 | 2.6002 | 0.011149 | 2.6002 | 0.011149 | 2.6002 | 0.011149 | 2.6002
[79 empty] | WLDFR | HFTD - Distribution - Tier 3 - 5QU CoRE ¦ 5QU LoRE | Seismic - Non-Red Flag Warning - Catastrophic Fires | 2023 | 0 | 0 | 0 | 0 | 21835.9781 | 428.6023 | 13939.561 | 7467.8148 | 4.7784 | 4.7784 | 4.7784 | 4.7784 | 6.2604e-10 |  | 0 | 2.9915e-09 | 2.9915e-09 | 0 | 2.9915e-09 | 2.9915e-09 | 0 | 2.9915e-09 | 2.9915e-09 | 0 | 2.9915e-09 | Column30: 2.9915e-09 | [29 empty] | 7.3.2.1.3 Advanced weather monitoring and weather stations Weather StationsWLDFRElectric Reliability | WLDFR | HFTD - Transmission - Tier 2 - 115 kV or Lower | Red Flag Warning - Destructive Fires | 2028 | Electric Reliability | 247.273 | 1299.3 | 2028 | Mitigation | 0.011149 | 10 | 0 | esc | 0.011149 | 2.7568 | 0.011149 | 2.7568 | 0.011149 | 2.7568 | 0.011149 | 2.7568
[79 empty] | WLDFR | HFTD - Distribution - Tier 3 - 5QU CoRE ¦ 5QU LoRE | Seismic - Non-Red Flag Warning - Catastrophic Fires | 2024 | 0 | 0 | 0 | 0 | 21835.9781 | 428.6023 | 13939.561 | 7467.8148 | 4.7784 | 4.7784 | 4.7784 | 4.7784 | 6.2604e-10 |  | 0 | 2.9915e-09 | 2.9915e-09 | 0 | 2.9915e-09 | 2.9915e-09 | 0 | 2.9915e-09 | 2.9915e-09 | 0 | 2.9915e-09 | Column30: 2.9915e-09 | [29 empty] | 7.3.2.1.3 Advanced weather monitoring and weather stations Weather StationsWLDFRElectric Reliability | WLDFR | HFTD - Transmission - Tier 2 - 115 kV or Lower | Red Flag Warning - Destructive Fires | 2029 | Electric Reliability | 247.273 | 1299.3 | 2029 | Mitigation | 0.011149 | 10 | 0 | esc | 0.011149 | 2.7568 | 0.011149 | 2.7568 | 0.011149 | 2.7568 | 0.011149 | 2.7568
[79 empty] | WLDFR | HFTD - Distribution - Tier 3 - 5QU CoRE ¦ 5QU LoRE | Seismic - Non-Red Flag Warning - Catastrophic Fires | 2025 | 0 | 0 | 0 | 0 | 21835.9781 | 428.6023 | 13939.561 | 7467.8148 | 4.7784 | 4.7784 | 4.7784 | 4.7784 | 6.2604e-10 |  | 0 | 2.9915e-09 | 2.9915e-09 | 0 | 2.9915e-09 | 2.9915e-09 | 0 | 2.9915e-09 | 2.9915e-09 | 0 | 2.9915e-09 | Column30: 2.9915e-09 | [29 empty] | 7.3.2.1.3 Advanced weather monitoring and weather stations Weather StationsWLDFRElectric Reliability | WLDFR | HFTD - Transmission - Tier 2 - 115 kV or Lower | Red Flag Warning - Destructive Fires | 2030 | Electric Reliability | 247.273 | 1299.3 | 2030 | Mitigation | 0.011149 | 10 | 0 | esc | 0 | 0 | 0.011149 | 2.7568 | 0.011149 | 2.7568 | 0.011149 | 2.7568
[79 empty] | WLDFR | HFTD - Distribution - Tier 3 - 5QU CoRE ¦ 5QU LoRE | Seismic - Non-Red Flag Warning - Catastrophic Fires | 2026 | 0 | 0 | 0 | 0 | 21835.9781 | 428.6023 | 13939.561 | 7467.8148 | 4.7784 | 4.7784 | 4.7784 | 4.7784 | 6.2604e-10 |  | 0 | 2.9915e-09 | 2.9915e-09 | 0 | 2.9915e-09 | 2.9915e-09 | 0 | 2.9915e-09 | 2.9915e-09 | 0 | 2.9915e-09 | Column30: 2.9915e-09 | [29 empty] | 7.3.2.1.3 Advanced weather monitoring and weather stations Weather StationsWLDFRElectric Reliability | WLDFR | HFTD - Transmission - Tier 2 - 115 kV or Lower | Red Flag Warning - Destructive Fires | 2031 | Electric Reliability | 247.273 | 1299.3 | 2031 | Mitigation | 0.011149 | 10 | 0 | esc | 0 | 0 | 0 | 0 | 0.011149 | 2.7568 | 0.011149 | 2.7568
[79 empty] | WLDFR | HFTD - Distribution - Tier 3 - 5QU CoRE ¦ 5QU LoRE | Seismic - Non-Red Flag Warning - Catastrophic Fires | 2027 | 0 | 0 | 0 | 0 | 21835.9781 | 428.6023 | 13939.561 | 7467.8148 | 4.7784 | 4.7784 | 4.7784 | 4.7784 | 6.2604e-10 |  | 0 | 2.9915e-09 | 2.9915e-09 | 0 | 2.9915e-09 | 2.9915e-09 | 0 | 2.9915e-09 | 2.9915e-09 | 0 | 2.9915e-09 | Column30: 2.9915e-09 | [29 empty] | 7.3.2.1.3 Advanced weather monitoring and weather stations Weather StationsWLDFRElectric Reliability | WLDFR | HFTD - Transmission - Tier 2 - 115 kV or Lower | Red Flag Warning - Destructive Fires | 2032 | Electric Reliability | 247.273 | 1299.3 | 2032 | Mitigation | 0.011149 | 10 | 0 | esc | 0 | 0 | 0 | 0 | 0 | 0 | 0.011149 | 2.7568
[79 empty] | WLDFR | HFTD - Distribution - Tier 3 - 5QU CoRE ¦ 5QU LoRE | Seismic - Non-Red Flag Warning - Catastrophic Fires | 2028 | 0 | 0 | 0 | 0 | 22783.187 | 453.261 | 14531.3357 | 7798.5904 | 5.0533 | 5.0533 | 5.0533 | 5.0533 | 6.2604e-10 |  | 0 | 3.1636e-09 | 3.1636e-09 | 0 | 3.1636e-09 | 3.1636e-09 | 0 | 3.1636e-09 | 3.1636e-09 | 0 | 3.1636e-09 | Column30: 3.1636e-09 | [29 empty] | 7.3.2.1.3 Advanced weather monitoring and weather stations Weather StationsWLDFRElectric Reliability | WLDFR | HFTD - Transmission - Tier 2 - 115 kV or Lower | Red Flag Warning - Large Fires | 2021 | Electric Reliability | 0.69642 | 1299.3 | 2021 | Mitigation | 0.011149 | 10 | 0 | esc | 0.011149 | 0.0077642 | 0.011149 | 0.0077642 | 0 | 0 | 0 | 0
[79 empty] | WLDFR | HFTD - Distribution - Tier 3 - 5QU CoRE ¦ 5QU LoRE | Seismic - Non-Red Flag Warning - Catastrophic Fires | 2029 | 0 | 0 | 0 | 0 | 22783.187 | 453.261 | 14531.3357 | 7798.5904 | 5.0533 | 5.0533 | 5.0533 | 5.0533 | 6.2604e-10 |  | 0 | 3.1636e-09 | 3.1636e-09 | 0 | 3.1636e-09 | 3.1636e-09 | 0 | 3.1636e-09 | 3.1636e-09 | 0 | 3.1636e-09 | Column30: 3.1636e-09 | [29 empty] | 7.3.2.1.3 Advanced weather monitoring and weather stations Weather StationsWLDFRElectric Reliability | WLDFR | HFTD - Transmission - Tier 2 - 115 kV or Lower | Red Flag Warning - Large Fires | 2022 | Electric Reliability | 0.69642 | 1299.3 | 2022 | Mitigation | 0.011149 | 10 | 0 | esc | 0.011149 | 0.0077642 | 0.011149 | 0.0077642 | 0.011149 | 0.0077642 | 0 | 0
[79 empty] | WLDFR | HFTD - Distribution - Tier 3 - 5QU CoRE ¦ 5QU LoRE | Seismic - Non-Red Flag Warning - Catastrophic Fires | 2030 | 0 | 0 | 0 | 0 | 22783.187 | 453.261 | 14531.3357 | 7798.5904 | 0 | 5.0533 | 5.0533 | 5.0533 | 6.2604e-10 |  | 0 | 0 | 0 | 0 | 3.1636e-09 | 3.1636e-09 | 0 | 3.1636e-09 | 3.1636e-09 | 0 | 3.1636e-09 | Column30: 3.1636e-09 | [29 empty] | 7.3.2.1.3 Advanced weather monitoring and weather stations Weather StationsWLDFRElectric Reliability | WLDFR | HFTD - Transmission - Tier 2 - 115 kV or Lower | Red Flag Warning - Large Fires | 2023 | Electric Reliability | 0.71896 | 1299.3 | 2023 | Mitigation | 0.011149 | 10 | 0 | esc | 0.011149 | 0.0080156 | 0.011149 | 0.0080156 | 0.011149 | 0.0080156 | 0.011149 | 0.0080156
[79 empty] | WLDFR | HFTD - Distribution - Tier 3 - 5QU CoRE ¦ 5QU LoRE | Seismic - Non-Red Flag Warning - Catastrophic Fires | 2031 | 0 | 0 | 0 | 0 | 22783.187 | 453.261 | 14531.3357 | 7798.5904 | 0 | 0 | 5.0533 | 5.0533 | 6.2604e-10 |  | 0 | 0 | 0 | 0 | 0 | 0 | 0 | 3.1636e-09 | 3.1636e-09 | 0 | 3.1636e-09 | Column30: 3.1636e-09 | [29 empty] | 7.3.2.1.3 Advanced weather monitoring and weather stations Weather StationsWLDFRElectric Reliability | WLDFR | HFTD - Transmission - Tier 2 - 115 kV or Lower | Red Flag Warning - Large Fires | 2024 | Electric Reliability | 0.71896 | 1299.3 | 2024 | Mitigation | 0.011149 | 10 | 0 | esc | 0.011149 | 0.0080156 | 0.011149 | 0.0080156 | 0.011149 | 0.0080156 | 0.011149 | 0.0080156
[79 empty] | WLDFR | HFTD - Distribution - Tier 3 - 5QU CoRE ¦ 5QU LoRE | Seismic - Non-Red Flag Warning - Catastrophic Fires | 2032 | 0 | 0 | 0 | 0 | 22783.187 | 453.261 | 14531.3357 | 7798.5904 | 0 | 0 | 0 | 5.0533 | 6.2604e-10 |  | 0 | 0 | 0 | 0 | 0 | 0 | 0 | 0 | 0 | 0 | 3.1636e-09 | Column30: 3.1636e-09 | [29 empty] | 7.3.2.1.3 Advanced weather monitoring and weather stations Weather StationsWLDFRElectric Reliability | WLDFR | HFTD - Transmission - Tier 2 - 115 kV or Lower | Red Flag Warning - Large Fires | 2025 | Electric Reliability | 0.71896 | 1299.3 | 2025 | Mitigation | 0.011149 | 10 | 0 | esc | 0.011149 | 0.0080156 | 0.011149 | 0.0080156 | 0.011149 | 0.0080156 | 0.011149 | 0.0080156
[79 empty] | WLDFR | HFTD - Distribution - Tier 3 - 5QU CoRE ¦ 5QU LoRE | Seismic - Red Flag Warning - Catastrophic Fires | 2020 | 0 | 0 | 0 | 0 | 21083.8428 | 409.2237 | 13469.0878 | 7205.5313 | 4.5624 | 0 | 0 | 0 | 2.7e-08 |  | 0 | 1.2319e-07 | 1.2319e-07 | 0 | 0 | 0 | 0 | 0 | 0 | 0 | 0 | Column30: 0 | [29 empty] | 7.3.2.1.3 Advanced weather monitoring and weather stations Weather StationsWLDFRElectric Reliability | WLDFR | HFTD - Transmission - Tier 2 - 115 kV or Lower | Red Flag Warning - Large Fires | 2026 | Electric Reliability | 0.71896 | 1299.3 | 2026 | Mitigation | 0.011149 | 10 | 0 | esc | 0.011149 | 0.0080156 | 0.011149 | 0.0080156 | 0.011149 | 0.0080156 | 0.011149 | 0.0080156
[79 empty] | WLDFR | HFTD - Distribution - Tier 3 - 5QU CoRE ¦ 5QU LoRE | Seismic - Red Flag Warning - Catastrophic Fires | 2021 | 0 | 0 | 0 | 0 | 21083.8428 | 409.2237 | 13469.0878 | 7205.5313 | 4.5624 | 4.5624 | 0 | 0 | 2.7e-08 |  | 0 | 1.2319e-07 | 1.2319e-07 | 0 | 1.2319e-07 | 1.2319e-07 | 0 | 0 | 0 | 0 | 0 | Column30: 0 | [29 empty] | 7.3.2.1.3 Advanced weather monitoring and weather stations Weather StationsWLDFRElectric Reliability | WLDFR | HFTD - Transmission - Tier 2 - 115 kV or Lower | Red Flag Warning - Large Fires | 2027 | Electric Reliability | 0.71896 | 1299.3 | 2027 | Mitigation | 0.011149 | 10 | 0 | esc | 0.011149 | 0.0080156 | 0.011149 | 0.0080156 | 0.011149 | 0.0080156 | 0.011149 | 0.0080156
[79 empty] | WLDFR | HFTD - Distribution - Tier 3 - 5QU CoRE ¦ 5QU LoRE | Seismic - Red Flag Warning - Catastrophic Fires | 2022 | 0 | 0 | 0 | 0 | 21083.8428 | 409.2237 | 13469.0878 | 7205.5313 | 4.5624 | 4.5624 | 4.5624 | 0 | 2.7e-08 |  | 0 | 1.2319e-07 | 1.2319e-07 | 0 | 1.2319e-07 | 1.2319e-07 | 0 | 1.2319e-07 | 1.2319e-07 | 0 | 0 | Column30: 0 | [29 empty] | 7.3.2.1.3 Advanced weather monitoring and weather stations Weather StationsWLDFRElectric Reliability | WLDFR | HFTD - Transmission - Tier 2 - 115 kV or Lower | Red Flag Warning - Large Fires | 2028 | Electric Reliability | 0.74734 | 1299.3 | 2028 | Mitigation | 0.011149 | 10 | 0 | esc | 0.011149 | 0.0083319 | 0.011149 | 0.0083319 | 0.011149 | 0.0083319 | 0.011149 | 0.0083319
[79 empty] | WLDFR | HFTD - Distribution - Tier 3 - 5QU CoRE ¦ 5QU LoRE | Seismic - Red Flag Warning - Catastrophic Fires | 2023 | 0 | 0 | 0 | 0 | 21835.9781 | 428.6023 | 13939.561 | 7467.8148 | 4.7784 | 4.7784 | 4.7784 | 4.7784 | 2.7e-08 |  | 0 | 1.2902e-07 | 1.2902e-07 | 0 | 1.2902e-07 | 1.2902e-07 | 0 | 1.2902e-07 | 1.2902e-07 | 0 | 1.2902e-07 | Column30: 1.2902e-07 | [29 empty] | 7.3.2.1.3 Advanced weather monitoring and weather stations Weather StationsWLDFRElectric Reliability | WLDFR | HFTD - Transmission - Tier 2 - 115 kV or Lower | Red Flag Warning - Large Fires | 2029 | Electric Reliability | 0.74734 | 1299.3 | 2029 | Mitigation | 0.011149 | 10 | 0 | esc | 0.011149 | 0.0083319 | 0.011149 | 0.0083319 | 0.011149 | 0.0083319 | 0.011149 | 0.0083319
[79 empty] | WLDFR | HFTD - Distribution - Tier 3 - 5QU CoRE ¦ 5QU LoRE | Seismic - Red Flag Warning - Catastrophic Fires | 2024 | 0 | 0 | 0 | 0 | 21835.9781 | 428.6023 | 13939.561 | 7467.8148 | 4.7784 | 4.7784 | 4.7784 | 4.7784 | 2.7e-08 |  | 0 | 1.2902e-07 | 1.2902e-07 | 0 | 1.2902e-07 | 1.2902e-07 | 0 | 1.2902e-07 | 1.2902e-07 | 0 | 1.2902e-07 | Column30: 1.2902e-07 | [29 empty] | 7.3.2.1.3 Advanced weather monitoring and weather stations Weather StationsWLDFRElectric Reliability | WLDFR | HFTD - Transmission - Tier 2 - 115 kV or Lower | Red Flag Warning - Large Fires | 2030 | Electric Reliability | 0.74734 | 1299.3 | 2030 | Mitigation | 0.011149 | 10 | 0 | esc | 0 | 0 | 0.011149 | 0.0083319 | 0.011149 | 0.0083319 | 0.011149 | 0.0083319
[79 empty] | WLDFR | HFTD - Distribution - Tier 3 - 5QU CoRE ¦ 5QU LoRE | Seismic - Red Flag Warning - Catastrophic Fires | 2025 | 0 | 0 | 0 | 0 | 21835.9781 | 428.6023 | 13939.561 | 7467.8148 | 4.7784 | 4.7784 | 4.7784 | 4.7784 | 2.7e-08 |  | 0 | 1.2902e-07 | 1.2902e-07 | 0 | 1.2902e-07 | 1.2902e-07 | 0 | 1.2902e-07 | 1.2902e-07 | 0 | 1.2902e-07 | Column30: 1.2902e-07 | [29 empty] | 7.3.2.1.3 Advanced weather monitoring and weather stations Weather StationsWLDFRElectric Reliability | WLDFR | HFTD - Transmission - Tier 2 - 115 kV or Lower | Red Flag Warning - Large Fires | 2031 | Electric Reliability | 0.74734 | 1299.3 | 2031 | Mitigation | 0.011149 | 10 | 0 | esc | 0 | 0 | 0 | 0 | 0.011149 | 0.0083319 | 0.011149 | 0.0083319
[79 empty] | WLDFR | HFTD - Distribution - Tier 3 - 5QU CoRE ¦ 5QU LoRE | Seismic - Red Flag Warning - Catastrophic Fires | 2026 | 0 | 0 | 0 | 0 | 21835.9781 | 428.6023 | 13939.561 | 7467.8148 | 4.7784 | 4.7784 | 4.7784 | 4.7784 | 2.7e-08 |  | 0 | 1.2902e-07 | 1.2902e-07 | 0 | 1.2902e-07 | 1.2902e-07 | 0 | 1.2902e-07 | 1.2902e-07 | 0 | 1.2902e-07 | Column30: 1.2902e-07 | [29 empty] | 7.3.2.1.3 Advanced weather monitoring and weather stations Weather StationsWLDFRElectric Reliability | WLDFR | HFTD - Transmission - Tier 2 - 115 kV or Lower | Red Flag Warning - Large Fires | 2032 | Electric Reliability | 0.74734 | 1299.3 | 2032 | Mitigation | 0.011149 | 10 | 0 | esc | 0 | 0 | 0 | 0 | 0 | 0 | 0.011149 | 0.0083319
[79 empty] | WLDFR | HFTD - Distribution - Tier 3 - 5QU CoRE ¦ 5QU LoRE | Seismic - Red Flag Warning - Catastrophic Fires | 2027 | 0 | 0 | 0 | 0 | 21835.9781 | 428.6023 | 13939.561 | 7467.8148 | 4.7784 | 4.7784 | 4.7784 | 4.7784 | 2.7e-08 |  | 0 | 1.2902e-07 | 1.2902e-07 | 0 | 1.2902e-07 | 1.2902e-07 | 0 | 1.2902e-07 | 1.2902e-07 | 0 | 1.2902e-07 | Column30: 1.2902e-07 | [29 empty] | 7.3.2.1.3 Advanced weather monitoring and weather stations Weather StationsWLDFRElectric Reliability | WLDFR | HFTD - Transmission - Tier 2 - 115 kV or Lower | Red Flag Warning - Small Fires | 2021 | Electric Reliability | 0.036425 | 1299.3 | 2021 | Mitigation | 0.011149 | 10 | 0 | esc | 0.011149 | 0.0004061 | 0.011149 | 0.0004061 | 0 | 0 | 0 | 0
[79 empty] | WLDFR | HFTD - Distribution - Tier 3 - 5QU CoRE ¦ 5QU LoRE | Seismic - Red Flag Warning - Catastrophic Fires | 2028 | 0 | 0 | 0 | 0 | 22783.187 | 453.261 | 14531.3357 | 7798.5904 | 5.0533 | 5.0533 | 5.0533 | 5.0533 | 2.7e-08 |  | 0 | 1.3644e-07 | 1.3644e-07 | 0 | 1.3644e-07 | 1.3644e-07 | 0 | 1.3644e-07 | 1.3644e-07 | 0 | 1.3644e-07 | Column30: 1.3644e-07 | [29 empty] | 7.3.2.1.3 Advanced weather monitoring and weather stations Weather StationsWLDFRElectric Reliability | WLDFR | HFTD - Transmission - Tier 2 - 115 kV or Lower | Red Flag Warning - Small Fires | 2022 | Electric Reliability | 0.036425 | 1299.3 | 2022 | Mitigation | 0.011149 | 10 | 0 | esc | 0.011149 | 0.0004061 | 0.011149 | 0.0004061 | 0.011149 | 0.0004061 | 0 | 0
[79 empty] | WLDFR | HFTD - Distribution - Tier 3 - 5QU CoRE ¦ 5QU LoRE | Seismic - Red Flag Warning - Catastrophic Fires | 2029 | 0 | 0 | 0 | 0 | 22783.187 | 453.261 | 14531.3357 | 7798.5904 | 5.0533 | 5.0533 | 5.0533 | 5.0533 | 2.7e-08 |  | 0 | 1.3644e-07 | 1.3644e-07 | 0 | 1.3644e-07 | 1.3644e-07 | 0 | 1.3644e-07 | 1.3644e-07 | 0 | 1.3644e-07 | Column30: 1.3644e-07 | [29 empty] | 7.3.2.1.3 Advanced weather monitoring and weather stations Weather StationsWLDFRElectric Reliability | WLDFR | HFTD - Transmission - Tier 2 - 115 kV or Lower | Red Flag Warning - Small Fires | 2023 | Electric Reliability | 0.03759 | 1299.3 | 2023 | Mitigation | 0.011149 | 10 | 0 | esc | 0.011149 | 0.00041909 | 0.011149 | 0.00041909 | 0.011149 | 0.00041909 | 0.011149 | 0.00041909
[79 empty] | WLDFR | HFTD - Distribution - Tier 3 - 5QU CoRE ¦ 5QU LoRE | Seismic - Red Flag Warning - Catastrophic Fires | 2030 | 0 | 0 | 0 | 0 | 22783.187 | 453.261 | 14531.3357 | 7798.5904 | 0 | 5.0533 | 5.0533 | 5.0533 | 2.7e-08 |  | 0 | 0 | 0 | 0 | 1.3644e-07 | 1.3644e-07 | 0 | 1.3644e-07 | 1.3644e-07 | 0 | 1.3644e-07 | Column30: 1.3644e-07 | [29 empty] | 7.3.2.1.3 Advanced weather monitoring and weather stations Weather StationsWLDFRElectric Reliability | WLDFR | HFTD - Transmission - Tier 2 - 115 kV or Lower | Red Flag Warning - Small Fires | 2024 | Electric Reliability | 0.03759 | 1299.3 | 2024 | Mitigation | 0.011149 | 10 | 0 | esc | 0.011149 | 0.00041909 | 0.011149 | 0.00041909 | 0.011149 | 0.00041909 | 0.011149 | 0.00041909
[79 empty] | WLDFR | HFTD - Distribution - Tier 3 - 5QU CoRE ¦ 5QU LoRE | Seismic - Red Flag Warning - Catastrophic Fires | 2031 | 0 | 0 | 0 | 0 | 22783.187 | 453.261 | 14531.3357 | 7798.5904 | 0 | 0 | 5.0533 | 5.0533 | 2.7e-08 |  | 0 | 0 | 0 | 0 | 0 | 0 | 0 | 1.3644e-07 | 1.3644e-07 | 0 | 1.3644e-07 | Column30: 1.3644e-07 | [29 empty] | 7.3.2.1.3 Advanced weather monitoring and weather stations Weather StationsWLDFRElectric Reliability | WLDFR | HFTD - Transmission - Tier 2 - 115 kV or Lower | Red Flag Warning - Small Fires | 2025 | Electric Reliability | 0.03759 | 1299.3 | 2025 | Mitigation | 0.011149 | 10 | 0 | esc | 0.011149 | 0.00041909 | 0.011149 | 0.00041909 | 0.011149 | 0.00041909 | 0.011149 | 0.00041909
[79 empty] | WLDFR | HFTD - Distribution - Tier 3 - 5QU CoRE ¦ 5QU LoRE | Seismic - Red Flag Warning - Catastrophic Fires | 2032 | 0 | 0 | 0 | 0 | 22783.187 | 453.261 | 14531.3357 | 7798.5904 | 0 | 0 | 0 | 5.0533 | 2.7e-08 |  | 0 | 0 | 0 | 0 | 0 | 0 | 0 | 0 | 0 | 0 | 1.3644e-07 | Column30: 1.3644e-07 | [29 empty] | 7.3.2.1.3 Advanced weather monitoring and weather stations Weather StationsWLDFRElectric Reliability | WLDFR | HFTD - Transmission - Tier 2 - 115 kV or Lower | Red Flag Warning - Small Fires | 2026 | Electric Reliability | 0.03759 | 1299.3 | 2026 | Mitigation | 0.011149 | 10 | 0 | esc | 0.011149 | 0.00041909 | 0.011149 | 0.00041909 | 0.011149 | 0.00041909 | 0.011149 | 0.00041909
[79 empty] | WLDFR | HFTD - Distribution - Zone 1 - 1QU CoRE ¦ 5QU LoRE | Seismic - Non-Red Flag Warning - Catastrophic Fires | 2020 | 0 | 0 | 0 | 0 | 21083.8428 | 409.2237 | 13469.0878 | 7205.5313 | 4.5624 | 0 | 0 | 0 | 2.4878e-09 |  | 0 | 1.135e-08 | 1.135e-08 | 0 | 0 | 0 | 0 | 0 | 0 | 0 | 0 | Column30: 0 | [29 empty] | 7.3.2.1.3 Advanced weather monitoring and weather stations Weather StationsWLDFRElectric Reliability | WLDFR | HFTD - Transmission - Tier 2 - 115 kV or Lower | Red Flag Warning - Small Fires | 2027 | Electric Reliability | 0.03759 | 1299.3 | 2027 | Mitigation | 0.011149 | 10 | 0 | esc | 0.011149 | 0.00041909 | 0.011149 | 0.00041909 | 0.011149 | 0.00041909 | 0.011149 | 0.00041909
[79 empty] | WLDFR | HFTD - Distribution - Zone 1 - 1QU CoRE ¦ 5QU LoRE | Seismic - Non-Red Flag Warning - Catastrophic Fires | 2021 | 0 | 0 | 0 | 0 | 21083.8428 | 409.2237 | 13469.0878 | 7205.5313 | 4.5624 | 4.5624 | 0 | 0 | 2.4878e-09 |  | 0 | 1.135e-08 | 1.135e-08 | 0 | 1.135e-08 | 1.135e-08 | 0 | 0 | 0 | 0 | 0 | Column30: 0 | [29 empty] | 7.3.2.1.3 Advanced weather monitoring and weather stations Weather StationsWLDFRElectric Reliability | WLDFR | HFTD - Transmission - Tier 2 - 115 kV or Lower | Red Flag Warning - Small Fires | 2028 | Electric Reliability | 0.039055 | 1299.3 | 2028 | Mitigation | 0.011149 | 10 | 0 | esc | 0.011149 | 0.00043542 | 0.011149 | 0.00043542 | 0.011149 | 0.00043542 | 0.011149 | 0.00043542
[79 empty] | WLDFR | HFTD - Distribution - Zone 1 - 1QU CoRE ¦ 5QU LoRE | Seismic - Non-Red Flag Warning - Catastrophic Fires | 2022 | 0 | 0 | 0 | 0 | 21083.8428 | 409.2237 | 13469.0878 | 7205.5313 | 4.5624 | 4.5624 | 4.5624 | 0 | 2.4878e-09 |  | 0 | 1.135e-08 | 1.135e-08 | 0 | 1.135e-08 | 1.135e-08 | 0 | 1.135e-08 | 1.135e-08 | 0 | 0 | Column30: 0 | [29 empty] | 7.3.2.1.3 Advanced weather monitoring and weather stations Weather StationsWLDFRElectric Reliability | WLDFR | HFTD - Transmission - Tier 2 - 115 kV or Lower | Red Flag Warning - Small Fires | 2029 | Electric Reliability | 0.039055 | 1299.3 | 2029 | Mitigation | 0.011149 | 10 | 0 | esc | 0.011149 | 0.00043542 | 0.011149 | 0.00043542 | 0.011149 | 0.00043542 | 0.011149 | 0.00043542
[79 empty] | WLDFR | HFTD - Distribution - Zone 1 - 1QU CoRE ¦ 5QU LoRE | Seismic - Non-Red Flag Warning - Catastrophic Fires | 2023 | 0 | 0 | 0 | 0 | 21835.9781 | 428.6023 | 13939.561 | 7467.8148 | 4.7784 | 4.7784 | 4.7784 | 4.7784 | 2.4878e-09 |  | 0 | 1.1888e-08 | 1.1888e-08 | 0 | 1.1888e-08 | 1.1888e-08 | 0 | 1.1888e-08 | 1.1888e-08 | 0 | 1.1888e-08 | Column30: 1.1888e-08 | [29 empty] | 7.3.2.1.3 Advanced weather monitoring and weather stations Weather StationsWLDFRElectric Reliability | WLDFR | HFTD - Transmission - Tier 2 - 115 kV or Lower | Red Flag Warning - Small Fires | 2030 | Electric Reliability | 0.039055 | 1299.3 | 2030 | Mitigation | 0.011149 | 10 | 0 | esc | 0 | 0 | 0.011149 | 0.00043542 | 0.011149 | 0.00043542 | 0.011149 | 0.00043542
[79 empty] | WLDFR | HFTD - Distribution - Zone 1 - 1QU CoRE ¦ 5QU LoRE | Seismic - Non-Red Flag Warning - Catastrophic Fires | 2024 | 0 | 0 | 0 | 0 | 21835.9781 | 428.6023 | 13939.561 | 7467.8148 | 4.7784 | 4.7784 | 4.7784 | 4.7784 | 2.4878e-09 |  | 0 | 1.1888e-08 | 1.1888e-08 | 0 | 1.1888e-08 | 1.1888e-08 | 0 | 1.1888e-08 | 1.1888e-08 | 0 | 1.1888e-08 | Column30: 1.1888e-08 | [29 empty] | 7.3.2.1.3 Advanced weather monitoring and weather stations Weather StationsWLDFRElectric Reliability | WLDFR | HFTD - Transmission - Tier 2 - 115 kV or Lower | Red Flag Warning - Small Fires | 2031 | Electric Reliability | 0.039055 | 1299.3 | 2031 | Mitigation | 0.011149 | 10 | 0 | esc | 0 | 0 | 0 | 0 | 0.011149 | 0.00043542 | 0.011149 | 0.00043542
[79 empty] | WLDFR | HFTD - Distribution - Zone 1 - 1QU CoRE ¦ 5QU LoRE | Seismic - Non-Red Flag Warning - Catastrophic Fires | 2025 | 0 | 0 | 0 | 0 | 21835.9781 | 428.6023 | 13939.561 | 7467.8148 | 4.7784 | 4.7784 | 4.7784 | 4.7784 | 2.4878e-09 |  | 0 | 1.1888e-08 | 1.1888e-08 | 0 | 1.1888e-08 | 1.1888e-08 | 0 | 1.1888e-08 | 1.1888e-08 | 0 | 1.1888e-08 | Column30: 1.1888e-08 | [29 empty] | 7.3.2.1.3 Advanced weather monitoring and weather stations Weather StationsWLDFRElectric Reliability | WLDFR | HFTD - Transmission - Tier 2 - 115 kV or Lower | Red Flag Warning - Small Fires | 2032 | Electric Reliability | 0.039055 | 1299.3 | 2032 | Mitigation | 0.011149 | 10 | 0 | esc | 0 | 0 | 0 | 0 | 0 | 0 | 0.011149 | 0.00043542
[79 empty] | WLDFR | HFTD - Distribution - Zone 1 - 1QU CoRE ¦ 5QU LoRE | Seismic - Non-Red Flag Warning - Catastrophic Fires | 2026 | 0 | 0 | 0 | 0 | 21835.9781 | 428.6023 | 13939.561 | 7467.8148 | 4.7784 | 4.7784 | 4.7784 | 4.7784 | 2.4878e-09 |  | 0 | 1.1888e-08 | 1.1888e-08 | 0 | 1.1888e-08 | 1.1888e-08 | 0 | 1.1888e-08 | 1.1888e-08 | 0 | 1.1888e-08 | Column30: 1.1888e-08 | [29 empty] | 7.3.2.1.3 Advanced weather monitoring and weather stations Weather StationsWLDFRElectric Reliability | WLDFR | HFTD - Transmission - Tier 2 - 230 kV or Higher | Non-Red Flag Warning - Catastrophic Fires | 2021 | Electric Reliability | 222.2294 | 1759.53 | 2021 | Mitigation | 0.011149 | 10 | 0 | esc | 0.011149 | 2.4776 | 0.011149 | 2.4776 | 0 | 0 | 0 | 0
[79 empty] | WLDFR | HFTD - Distribution - Zone 1 - 1QU CoRE ¦ 5QU LoRE | Seismic - Non-Red Flag Warning - Catastrophic Fires | 2027 | 0 | 0 | 0 | 0 | 21835.9781 | 428.6023 | 13939.561 | 7467.8148 | 4.7784 | 4.7784 | 4.7784 | 4.7784 | 2.4878e-09 |  | 0 | 1.1888e-08 | 1.1888e-08 | 0 | 1.1888e-08 | 1.1888e-08 | 0 | 1.1888e-08 | 1.1888e-08 | 0 | 1.1888e-08 | Column30: 1.1888e-08 | [29 empty] | 7.3.2.1.3 Advanced weather monitoring and weather stations Weather StationsWLDFRElectric Reliability | WLDFR | HFTD - Transmission - Tier 2 - 230 kV or Higher | Non-Red Flag Warning - Catastrophic Fires | 2022 | Electric Reliability | 222.2294 | 1759.53 | 2022 | Mitigation | 0.011149 | 10 | 0 | esc | 0.011149 | 2.4776 | 0.011149 | 2.4776 | 0.011149 | 2.4776 | 0 | 0
[79 empty] | WLDFR | HFTD - Distribution - Zone 1 - 1QU CoRE ¦ 5QU LoRE | Seismic - Non-Red Flag Warning - Catastrophic Fires | 2028 | 0 | 0 | 0 | 0 | 22783.187 | 453.261 | 14531.3357 | 7798.5904 | 5.0533 | 5.0533 | 5.0533 | 5.0533 | 2.4878e-09 |  | 0 | 1.2572e-08 | 1.2572e-08 | 0 | 1.2572e-08 | 1.2572e-08 | 0 | 1.2572e-08 | 1.2572e-08 | 0 | 1.2572e-08 | Column30: 1.2572e-08 | [29 empty] | 7.3.2.1.3 Advanced weather monitoring and weather stations Weather StationsWLDFRElectric Reliability | WLDFR | HFTD - Transmission - Tier 2 - 230 kV or Higher | Non-Red Flag Warning - Catastrophic Fires | 2023 | Electric Reliability | 233.2301 | 1759.53 | 2023 | Mitigation | 0.011149 | 10 | 0 | esc | 0.011149 | 2.6002 | 0.011149 | 2.6002 | 0.011149 | 2.6002 | 0.011149 | 2.6002
[79 empty] | WLDFR | HFTD - Distribution - Zone 1 - 1QU CoRE ¦ 5QU LoRE | Seismic - Non-Red Flag Warning - Catastrophic Fires | 2029 | 0 | 0 | 0 | 0 | 22783.187 | 453.261 | 14531.3357 | 7798.5904 | 5.0533 | 5.0533 | 5.0533 | 5.0533 | 2.4878e-09 |  | 0 | 1.2572e-08 | 1.2572e-08 | 0 | 1.2572e-08 | 1.2572e-08 | 0 | 1.2572e-08 | 1.2572e-08 | 0 | 1.2572e-08 | Column30: 1.2572e-08 | [29 empty] | 7.3.2.1.3 Advanced weather monitoring and weather stations Weather StationsWLDFRElectric Reliability | WLDFR | HFTD - Transmission - Tier 2 - 230 kV or Higher | Non-Red Flag Warning - Catastrophic Fires | 2024 | Electric Reliability | 233.2301 | 1759.53 | 2024 | Mitigation | 0.011149 | 10 | 0 | esc | 0.011149 | 2.6002 | 0.011149 | 2.6002 | 0.011149 | 2.6002 | 0.011149 | 2.6002
[79 empty] | WLDFR | HFTD - Distribution - Zone 1 - 1QU CoRE ¦ 5QU LoRE | Seismic - Non-Red Flag Warning - Catastrophic Fires | 2030 | 0 | 0 | 0 | 0 | 22783.187 | 453.261 | 14531.3357 | 7798.5904 | 0 | 5.0533 | 5.0533 | 5.0533 | 2.4878e-09 |  | 0 | 0 | 0 | 0 | 1.2572e-08 | 1.2572e-08 | 0 | 1.2572e-08 | 1.2572e-08 | 0 | 1.2572e-08 | Column30: 1.2572e-08 | [29 empty] | 7.3.2.1.3 Advanced weather monitoring and weather stations Weather StationsWLDFRElectric Reliability | WLDFR | HFTD - Transmission - Tier 2 - 230 kV or Higher | Non-Red Flag Warning - Catastrophic Fires | 2025 | Electric Reliability | 233.2301 | 1759.53 | 2025 | Mitigation | 0.011149 | 10 | 0 | esc | 0.011149 | 2.6002 | 0.011149 | 2.6002 | 0.011149 | 2.6002 | 0.011149 | 2.6002
[79 empty] | WLDFR | HFTD - Distribution - Zone 1 - 1QU CoRE ¦ 5QU LoRE | Seismic - Non-Red Flag Warning - Catastrophic Fires | 2031 | 0 | 0 | 0 | 0 | 22783.187 | 453.261 | 14531.3357 | 7798.5904 | 0 | 0 | 5.0533 | 5.0533 | 2.4878e-09 |  | 0 | 0 | 0 | 0 | 0 | 0 | 0 | 1.2572e-08 | 1.2572e-08 | 0 | 1.2572e-08 | Column30: 1.2572e-08 | [29 empty] | 7.3.2.1.3 Advanced weather monitoring and weather stations Weather StationsWLDFRElectric Reliability | WLDFR | HFTD - Transmission - Tier 2 - 230 kV or Higher | Non-Red Flag Warning - Catastrophic Fires | 2026 | Electric Reliability | 233.2301 | 1759.53 | 2026 | Mitigation | 0.011149 | 10 | 0 | esc | 0.011149 | 2.6002 | 0.011149 | 2.6002 | 0.011149 | 2.6002 | 0.011149 | 2.6002
[79 empty] | WLDFR | HFTD - Distribution - Zone 1 - 1QU CoRE ¦ 5QU LoRE | Seismic - Non-Red Flag Warning - Catastrophic Fires | 2032 | 0 | 0 | 0 | 0 | 22783.187 | 453.261 | 14531.3357 | 7798.5904 | 0 | 0 | 0 | 5.0533 | 2.4878e-09 |  | 0 | 0 | 0 | 0 | 0 | 0 | 0 | 0 | 0 | 0 | 1.2572e-08 | Column30: 1.2572e-08 | [29 empty] | 7.3.2.1.3 Advanced weather monitoring and weather stations Weather StationsWLDFRElectric Reliability | WLDFR | HFTD - Transmission - Tier 2 - 230 kV or Higher | Non-Red Flag Warning - Catastrophic Fires | 2027 | Electric Reliability | 233.2301 | 1759.53 | 2027 | Mitigation | 0.011149 | 10 | 0 | esc | 0.011149 | 2.6002 | 0.011149 | 2.6002 | 0.011149 | 2.6002 | 0.011149 | 2.6002
[79 empty] | WLDFR | HFTD - Distribution - Zone 1 - 1QU CoRE ¦ 5QU LoRE | Seismic - Red Flag Warning - Catastrophic Fires | 2020 | 0 | 0 | 0 | 0 | 21083.8428 | 409.2237 | 13469.0878 | 7205.5313 | 4.5624 | 0 | 0 | 0 | 1.073e-07 |  | 0 | 4.8953e-07 | 4.8953e-07 | 0 | 0 | 0 | 0 | 0 | 0 | 0 | 0 | Column30: 0 | [29 empty] | 7.3.2.1.3 Advanced weather monitoring and weather stations Weather StationsWLDFRElectric Reliability | WLDFR | HFTD - Transmission - Tier 2 - 230 kV or Higher | Non-Red Flag Warning - Catastrophic Fires | 2028 | Electric Reliability | 247.273 | 1759.53 | 2028 | Mitigation | 0.011149 | 10 | 0 | esc | 0.011149 | 2.7568 | 0.011149 | 2.7568 | 0.011149 | 2.7568 | 0.011149 | 2.7568
[79 empty] | WLDFR | HFTD - Distribution - Zone 1 - 1QU CoRE ¦ 5QU LoRE | Seismic - Red Flag Warning - Catastrophic Fires | 2021 | 0 | 0 | 0 | 0 | 21083.8428 | 409.2237 | 13469.0878 | 7205.5313 | 4.5624 | 4.5624 | 0 | 0 | 1.073e-07 |  | 0 | 4.8953e-07 | 4.8953e-07 | 0 | 4.8953e-07 | 4.8953e-07 | 0 | 0 | 0 | 0 | 0 | Column30: 0 | [29 empty] | 7.3.2.1.3 Advanced weather monitoring and weather stations Weather StationsWLDFRElectric Reliability | WLDFR | HFTD - Transmission - Tier 2 - 230 kV or Higher | Non-Red Flag Warning - Catastrophic Fires | 2029 | Electric Reliability | 247.273 | 1759.53 | 2029 | Mitigation | 0.011149 | 10 | 0 | esc | 0.011149 | 2.7568 | 0.011149 | 2.7568 | 0.011149 | 2.7568 | 0.011149 | 2.7568
[79 empty] | WLDFR | HFTD - Distribution - Zone 1 - 1QU CoRE ¦ 5QU LoRE | Seismic - Red Flag Warning - Catastrophic Fires | 2022 | 0 | 0 | 0 | 0 | 21083.8428 | 409.2237 | 13469.0878 | 7205.5313 | 4.5624 | 4.5624 | 4.5624 | 0 | 1.073e-07 |  | 0 | 4.8953e-07 | 4.8953e-07 | 0 | 4.8953e-07 | 4.8953e-07 | 0 | 4.8953e-07 | 4.8953e-07 | 0 | 0 | Column30: 0 | [29 empty] | 7.3.2.1.3 Advanced weather monitoring and weather stations Weather StationsWLDFRElectric Reliability | WLDFR | HFTD - Transmission - Tier 2 - 230 kV or Higher | Non-Red Flag Warning - Catastrophic Fires | 2030 | Electric Reliability | 247.273 | 1759.53 | 2030 | Mitigation | 0.011149 | 10 | 0 | esc | 0 | 0 | 0.011149 | 2.7568 | 0.011149 | 2.7568 | 0.011149 | 2.7568
[79 empty] | WLDFR | HFTD - Distribution - Zone 1 - 1QU CoRE ¦ 5QU LoRE | Seismic - Red Flag Warning - Catastrophic Fires | 2023 | 0 | 0 | 0 | 0 | 21835.9781 | 428.6023 | 13939.561 | 7467.8148 | 4.7784 | 4.7784 | 4.7784 | 4.7784 | 1.073e-07 |  | 0 | 5.1271e-07 | 5.1271e-07 | 0 | 5.1271e-07 | 5.1271e-07 | 0 | 5.1271e-07 | 5.1271e-07 | 0 | 5.1271e-07 | Column30: 5.1271e-07 | [29 empty] | 7.3.2.1.3 Advanced weather monitoring and weather stations Weather StationsWLDFRElectric Reliability | WLDFR | HFTD - Transmission - Tier 2 - 230 kV or Higher | Non-Red Flag Warning - Catastrophic Fires | 2031 | Electric Reliability | 247.273 | 1759.53 | 2031 | Mitigation | 0.011149 | 10 | 0 | esc | 0 | 0 | 0 | 0 | 0.011149 | 2.7568 | 0.011149 | 2.7568
[79 empty] | WLDFR | HFTD - Distribution - Zone 1 - 1QU CoRE ¦ 5QU LoRE | Seismic - Red Flag Warning - Catastrophic Fires | 2024 | 0 | 0 | 0 | 0 | 21835.9781 | 428.6023 | 13939.561 | 7467.8148 | 4.7784 | 4.7784 | 4.7784 | 4.7784 | 1.073e-07 |  | 0 | 5.1271e-07 | 5.1271e-07 | 0 | 5.1271e-07 | 5.1271e-07 | 0 | 5.1271e-07 | 5.1271e-07 | 0 | 5.1271e-07 | Column30: 5.1271e-07 | [29 empty] | 7.3.2.1.3 Advanced weather monitoring and weather stations Weather StationsWLDFRElectric Reliability | WLDFR | HFTD - Transmission - Tier 2 - 230 kV or Higher | Non-Red Flag Warning - Catastrophic Fires | 2032 | Electric Reliability | 247.273 | 1759.53 | 2032 | Mitigation | 0.011149 | 10 | 0 | esc | 0 | 0 | 0 | 0 | 0 | 0 | 0.011149 | 2.7568
[79 empty] | WLDFR | HFTD - Distribution - Zone 1 - 1QU CoRE ¦ 5QU LoRE | Seismic - Red Flag Warning - Catastrophic Fires | 2025 | 0 | 0 | 0 | 0 | 21835.9781 | 428.6023 | 13939.561 | 7467.8148 | 4.7784 | 4.7784 | 4.7784 | 4.7784 | 1.073e-07 |  | 0 | 5.1271e-07 | 5.1271e-07 | 0 | 5.1271e-07 | 5.1271e-07 | 0 | 5.1271e-07 | 5.1271e-07 | 0 | 5.1271e-07 | Column30: 5.1271e-07 | [29 empty] | 7.3.2.1.3 Advanced weather monitoring and weather stations Weather StationsWLDFRElectric Reliability | WLDFR | HFTD - Transmission - Tier 2 - 230 kV or Higher | Non-Red Flag Warning - Destructive Fires | 2021 | Electric Reliability | 222.2294 | 1759.53 | 2021 | Mitigation | 0.011149 | 10 | 0 | esc | 0.011149 | 2.4776 | 0.011149 | 2.4776 | 0 | 0 | 0 | 0
[79 empty] | WLDFR | HFTD - Distribution - Zone 1 - 1QU CoRE ¦ 5QU LoRE | Seismic - Red Flag Warning - Catastrophic Fires | 2026 | 0 | 0 | 0 | 0 | 21835.9781 | 428.6023 | 13939.561 | 7467.8148 | 4.7784 | 4.7784 | 4.7784 | 4.7784 | 1.073e-07 |  | 0 | 5.1271e-07 | 5.1271e-07 | 0 | 5.1271e-07 | 5.1271e-07 | 0 | 5.1271e-07 | 5.1271e-07 | 0 | 5.1271e-07 | Column30: 5.1271e-07 | [29 empty] | 7.3.2.1.3 Advanced weather monitoring and weather stations Weather StationsWLDFRElectric Reliability | WLDFR | HFTD - Transmission - Tier 2 - 230 kV or Higher | Non-Red Flag Warning - Destructive Fires | 2022 | Electric Reliability | 222.2294 | 1759.53 | 2022 | Mitigation | 0.011149 | 10 | 0 | esc | 0.011149 | 2.4776 | 0.011149 | 2.4776 | 0.011149 | 2.4776 | 0 | 0
[79 empty] | WLDFR | HFTD - Distribution - Zone 1 - 1QU CoRE ¦ 5QU LoRE | Seismic - Red Flag Warning - Catastrophic Fires | 2027 | 0 | 0 | 0 | 0 | 21835.9781 | 428.6023 | 13939.561 | 7467.8148 | 4.7784 | 4.7784 | 4.7784 | 4.7784 | 1.073e-07 |  | 0 | 5.1271e-07 | 5.1271e-07 | 0 | 5.1271e-07 | 5.1271e-07 | 0 | 5.1271e-07 | 5.1271e-07 | 0 | 5.1271e-07 | Column30: 5.1271e-07 | [29 empty] | 7.3.2.1.3 Advanced weather monitoring and weather stations Weather StationsWLDFRElectric Reliability | WLDFR | HFTD - Transmission - Tier 2 - 230 kV or Higher | Non-Red Flag Warning - Destructive Fires | 2023 | Electric Reliability | 233.2301 | 1759.53 | 2023 | Mitigation | 0.011149 | 10 | 0 | esc | 0.011149 | 2.6002 | 0.011149 | 2.6002 | 0.011149 | 2.6002 | 0.011149 | 2.6002
[79 empty] | WLDFR | HFTD - Distribution - Zone 1 - 1QU CoRE ¦ 5QU LoRE | Seismic - Red Flag Warning - Catastrophic Fires | 2028 | 0 | 0 | 0 | 0 | 22783.187 | 453.261 | 14531.3357 | 7798.5904 | 5.0533 | 5.0533 | 5.0533 | 5.0533 | 1.073e-07 |  | 0 | 5.4221e-07 | 5.4221e-07 | 0 | 5.4221e-07 | 5.4221e-07 | 0 | 5.4221e-07 | 5.4221e-07 | 0 | 5.4221e-07 | Column30: 5.4221e-07 | [29 empty] | 7.3.2.1.3 Advanced weather monitoring and weather stations Weather StationsWLDFRElectric Reliability | WLDFR | HFTD - Transmission - Tier 2 - 230 kV or Higher | Non-Red Flag Warning - Destructive Fires | 2024 | Electric Reliability | 233.2301 | 1759.53 | 2024 | Mitigation | 0.011149 | 10 | 0 | esc | 0.011149 | 2.6002 | 0.011149 | 2.6002 | 0.011149 | 2.6002 | 0.011149 | 2.6002
[79 empty] | WLDFR | HFTD - Distribution - Zone 1 - 1QU CoRE ¦ 5QU LoRE | Seismic - Red Flag Warning - Catastrophic Fires | 2029 | 0 | 0 | 0 | 0 | 22783.187 | 453.261 | 14531.3357 | 7798.5904 | 5.0533 | 5.0533 | 5.0533 | 5.0533 | 1.073e-07 |  | 0 | 5.4221e-07 | 5.4221e-07 | 0 | 5.4221e-07 | 5.4221e-07 | 0 | 5.4221e-07 | 5.4221e-07 | 0 | 5.4221e-07 | Column30: 5.4221e-07 | [29 empty] | 7.3.2.1.3 Advanced weather monitoring and weather stations Weather StationsWLDFRElectric Reliability | WLDFR | HFTD - Transmission - Tier 2 - 230 kV or Higher | Non-Red Flag Warning - Destructive Fires | 2025 | Electric Reliability | 233.2301 | 1759.53 | 2025 | Mitigation | 0.011149 | 10 | 0 | esc | 0.011149 | 2.6002 | 0.011149 | 2.6002 | 0.011149 | 2.6002 | 0.011149 | 2.6002
[79 empty] | WLDFR | HFTD - Distribution - Zone 1 - 1QU CoRE ¦ 5QU LoRE | Seismic - Red Flag Warning - Catastrophic Fires | 2030 | 0 | 0 | 0 | 0 | 22783.187 | 453.261 | 14531.3357 | 7798.5904 | 0 | 5.0533 | 5.0533 | 5.0533 | 1.073e-07 |  | 0 | 0 | 0 | 0 | 5.4221e-07 | 5.4221e-07 | 0 | 5.4221e-07 | 5.4221e-07 | 0 | 5.4221e-07 | Column30: 5.4221e-07 | [29 empty] | 7.3.2.1.3 Advanced weather monitoring and weather stations Weather StationsWLDFRElectric Reliability | WLDFR | HFTD - Transmission - Tier 2 - 230 kV or Higher | Non-Red Flag Warning - Destructive Fires | 2026 | Electric Reliability | 233.2301 | 1759.53 | 2026 | Mitigation | 0.011149 | 10 | 0 | esc | 0.011149 | 2.6002 | 0.011149 | 2.6002 | 0.011149 | 2.6002 | 0.011149 | 2.6002
[79 empty] | WLDFR | HFTD - Distribution - Zone 1 - 1QU CoRE ¦ 5QU LoRE | Seismic - Red Flag Warning - Catastrophic Fires | 2031 | 0 | 0 | 0 | 0 | 22783.187 | 453.261 | 14531.3357 | 7798.5904 | 0 | 0 | 5.0533 | 5.0533 | 1.073e-07 |  | 0 | 0 | 0 | 0 | 0 | 0 | 0 | 5.4221e-07 | 5.4221e-07 | 0 | 5.4221e-07 | Column30: 5.4221e-07 | [29 empty] | 7.3.2.1.3 Advanced weather monitoring and weather stations Weather StationsWLDFRElectric Reliability | WLDFR | HFTD - Transmission - Tier 2 - 230 kV or Higher | Non-Red Flag Warning - Destructive Fires | 2027 | Electric Reliability | 233.2301 | 1759.53 | 2027 | Mitigation | 0.011149 | 10 | 0 | esc | 0.011149 | 2.6002 | 0.011149 | 2.6002 | 0.011149 | 2.6002 | 0.011149 | 2.6002
[79 empty] | WLDFR | HFTD - Distribution - Zone 1 - 1QU CoRE ¦ 5QU LoRE | Seismic - Red Flag Warning - Catastrophic Fires | 2032 | 0 | 0 | 0 | 0 | 22783.187 | 453.261 | 14531.3357 | 7798.5904 | 0 | 0 | 0 | 5.0533 | 1.073e-07 |  | 0 | 0 | 0 | 0 | 0 | 0 | 0 | 0 | 0 | 0 | 5.4221e-07 | Column30: 5.4221e-07 | [29 empty] | 7.3.2.1.3 Advanced weather monitoring and weather stations Weather StationsWLDFRElectric Reliability | WLDFR | HFTD - Transmission - Tier 2 - 230 kV or Higher | Non-Red Flag Warning - Destructive Fires | 2028 | Electric Reliability | 247.273 | 1759.53 | 2028 | Mitigation | 0.011149 | 10 | 0 | esc | 0.011149 | 2.7568 | 0.011149 | 2.7568 | 0.011149 | 2.7568 | 0.011149 | 2.7568
[79 empty] | WLDFR | HFTD - Distribution - Zone 1 - 4QU CoRE ¦ 1QU LoRE | Non-Red Flag Warning - Catastrophic Fires | 2020 | 0 | 0 | 0 | 0 | 14146.1306 | 222.2294 | 8585.7228 | 5338.1784 | 2.4776 | 0 | 0 | 0 | 5.2014e-06 |  | 0 | 1.2887e-05 | 1.2887e-05 | 0 | 0 | 0 | 0 | 0 | 0 | 0 | 0 | Column30: 0 | [29 empty] | 7.3.2.1.3 Advanced weather monitoring and weather stations Weather StationsWLDFRElectric Reliability | WLDFR | HFTD - Transmission - Tier 2 - 230 kV or Higher | Non-Red Flag Warning - Destructive Fires | 2029 | Electric Reliability | 247.273 | 1759.53 | 2029 | Mitigation | 0.011149 | 10 | 0 | esc | 0.011149 | 2.7568 | 0.011149 | 2.7568 | 0.011149 | 2.7568 | 0.011149 | 2.7568
[79 empty] | WLDFR | HFTD - Distribution - Zone 1 - 4QU CoRE ¦ 1QU LoRE | Non-Red Flag Warning - Catastrophic Fires | 2021 | 0 | 0 | 0 | 0 | 14146.1306 | 222.2294 | 8585.7228 | 5338.1784 | 2.4776 | 2.4776 | 0 | 0 | 5.2014e-06 |  | 0 | 1.2887e-05 | 1.2887e-05 | 0 | 1.2887e-05 | 1.2887e-05 | 0 | 0 | 0 | 0 | 0 | Column30: 0 | [29 empty] | 7.3.2.1.3 Advanced weather monitoring and weather stations Weather StationsWLDFRElectric Reliability | WLDFR | HFTD - Transmission - Tier 2 - 230 kV or Higher | Non-Red Flag Warning - Destructive Fires | 2030 | Electric Reliability | 247.273 | 1759.53 | 2030 | Mitigation | 0.011149 | 10 | 0 | esc | 0 | 0 | 0.011149 | 2.7568 | 0.011149 | 2.7568 | 0.011149 | 2.7568
[79 empty] | WLDFR | HFTD - Distribution - Zone 1 - 4QU CoRE ¦ 1QU LoRE | Non-Red Flag Warning - Catastrophic Fires | 2022 | 0 | 0 | 0 | 0 | 14146.1306 | 222.2294 | 8585.7228 | 5338.1784 | 2.4776 | 2.4776 | 2.4776 | 0 | 5.2014e-06 |  | 0 | 1.2887e-05 | 1.2887e-05 | 0 | 1.2887e-05 | 1.2887e-05 | 0 | 1.2887e-05 | 1.2887e-05 | 0 | 0 | Column30: 0 | [29 empty] | 7.3.2.1.3 Advanced weather monitoring and weather stations Weather StationsWLDFRElectric Reliability | WLDFR | HFTD - Transmission - Tier 2 - 230 kV or Higher | Non-Red Flag Warning - Destructive Fires | 2031 | Electric Reliability | 247.273 | 1759.53 | 2031 | Mitigation | 0.011149 | 10 | 0 | esc | 0 | 0 | 0 | 0 | 0.011149 | 2.7568 | 0.011149 | 2.7568
[79 empty] | WLDFR | HFTD - Distribution - Zone 1 - 4QU CoRE ¦ 1QU LoRE | Non-Red Flag Warning - Catastrophic Fires | 2023 | 0 | 0 | 0 | 0 | 14664.6376 | 233.2301 | 8896.516 | 5534.8915 | 2.6002 | 2.6002 | 2.6002 | 2.6002 | 5.2014e-06 |  | 0 | 1.3525e-05 | 1.3525e-05 | 0 | 1.3525e-05 | 1.3525e-05 | 0 | 1.3525e-05 | 1.3525e-05 | 0 | 1.3525e-05 | Column30: 1.3525e-05 | [29 empty] | 7.3.2.1.3 Advanced weather monitoring and weather stations Weather StationsWLDFRElectric Reliability | WLDFR | HFTD - Transmission - Tier 2 - 230 kV or Higher | Non-Red Flag Warning - Destructive Fires | 2032 | Electric Reliability | 247.273 | 1759.53 | 2032 | Mitigation | 0.011149 | 10 | 0 | esc | 0 | 0 | 0 | 0 | 0 | 0 | 0.011149 | 2.7568
[79 empty] | WLDFR | HFTD - Distribution - Zone 1 - 4QU CoRE ¦ 1QU LoRE | Non-Red Flag Warning - Catastrophic Fires | 2024 | 0 | 0 | 0 | 0 | 14664.6376 | 233.2301 | 8896.516 | 5534.8915 | 2.6002 | 2.6002 | 2.6002 | 2.6002 | 5.2014e-06 |  | 0 | 1.3525e-05 | 1.3525e-05 | 0 | 1.3525e-05 | 1.3525e-05 | 0 | 1.3525e-05 | 1.3525e-05 | 0 | 1.3525e-05 | Column30: 1.3525e-05 | [29 empty] | 7.3.2.1.3 Advanced weather monitoring and weather stations Weather StationsWLDFRElectric Reliability | WLDFR | HFTD - Transmission - Tier 2 - 230 kV or Higher | Non-Red Flag Warning - Large Fires | 2021 | Electric Reliability | 0.69642 | 1759.53 | 2021 | Mitigation | 0.011149 | 10 | 0 | esc | 0.011149 | 0.0077642 | 0.011149 | 0.0077642 | 0 | 0 | 0 | 0
[79 empty] | WLDFR | HFTD - Distribution - Zone 1 - 4QU CoRE ¦ 1QU LoRE | Non-Red Flag Warning - Catastrophic Fires | 2025 | 0 | 0 | 0 | 0 | 14664.6376 | 233.2301 | 8896.516 | 5534.8915 | 2.6002 | 2.6002 | 2.6002 | 2.6002 | 5.2014e-06 |  | 0 | 1.3525e-05 | 1.3525e-05 | 0 | 1.3525e-05 | 1.3525e-05 | 0 | 1.3525e-05 | 1.3525e-05 | 0 | 1.3525e-05 | Column30: 1.3525e-05 | [29 empty] | 7.3.2.1.3 Advanced weather monitoring and weather stations Weather StationsWLDFRElectric Reliability | WLDFR | HFTD - Transmission - Tier 2 - 230 kV or Higher | Non-Red Flag Warning - Large Fires | 2022 | Electric Reliability | 0.69642 | 1759.53 | 2022 | Mitigation | 0.011149 | 10 | 0 | esc | 0.011149 | 0.0077642 | 0.011149 | 0.0077642 | 0.011149 | 0.0077642 | 0 | 0
[79 empty] | WLDFR | HFTD - Distribution - Zone 1 - 4QU CoRE ¦ 1QU LoRE | Non-Red Flag Warning - Catastrophic Fires | 2026 | 0 | 0 | 0 | 0 | 14664.6376 | 233.2301 | 8896.516 | 5534.8915 | 2.6002 | 2.6002 | 2.6002 | 2.6002 | 5.2014e-06 |  | 0 | 1.3525e-05 | 1.3525e-05 | 0 | 1.3525e-05 | 1.3525e-05 | 0 | 1.3525e-05 | 1.3525e-05 | 0 | 1.3525e-05 | Column30: 1.3525e-05 | [29 empty] | 7.3.2.1.3 Advanced weather monitoring and weather stations Weather StationsWLDFRElectric Reliability | WLDFR | HFTD - Transmission - Tier 2 - 230 kV or Higher | Non-Red Flag Warning - Large Fires | 2023 | Electric Reliability | 0.71896 | 1759.53 | 2023 | Mitigation | 0.011149 | 10 | 0 | esc | 0.011149 | 0.0080156 | 0.011149 | 0.0080156 | 0.011149 | 0.0080156 | 0.011149 | 0.0080156
[79 empty] | WLDFR | HFTD - Distribution - Zone 1 - 4QU CoRE ¦ 1QU LoRE | Non-Red Flag Warning - Catastrophic Fires | 2027 | 0 | 0 | 0 | 0 | 14664.6376 | 233.2301 | 8896.516 | 5534.8915 | 2.6002 | 2.6002 | 2.6002 | 2.6002 | 5.2014e-06 |  | 0 | 1.3525e-05 | 1.3525e-05 | 0 | 1.3525e-05 | 1.3525e-05 | 0 | 1.3525e-05 | 1.3525e-05 | 0 | 1.3525e-05 | Column30: 1.3525e-05 | [29 empty] | 7.3.2.1.3 Advanced weather monitoring and weather stations Weather StationsWLDFRElectric Reliability | WLDFR | HFTD - Transmission - Tier 2 - 230 kV or Higher | Non-Red Flag Warning - Large Fires | 2024 | Electric Reliability | 0.71896 | 1759.53 | 2024 | Mitigation | 0.011149 | 10 | 0 | esc | 0.011149 | 0.0080156 | 0.011149 | 0.0080156 | 0.011149 | 0.0080156 | 0.011149 | 0.0080156
[79 empty] | WLDFR | HFTD - Distribution - Zone 1 - 4QU CoRE ¦ 1QU LoRE | Non-Red Flag Warning - Catastrophic Fires | 2028 | 0 | 0 | 0 | 0 | 15317.9909 | 247.273 | 9287.6491 | 5783.0689 | 2.7568 | 2.7568 | 2.7568 | 2.7568 | 5.2014e-06 |  | 0 | 1.4339e-05 | 1.4339e-05 | 0 | 1.4339e-05 | 1.4339e-05 | 0 | 1.4339e-05 | 1.4339e-05 | 0 | 1.4339e-05 | Column30: 1.4339e-05 | [29 empty] | 7.3.2.1.3 Advanced weather monitoring and weather stations Weather StationsWLDFRElectric Reliability | WLDFR | HFTD - Transmission - Tier 2 - 230 kV or Higher | Non-Red Flag Warning - Large Fires | 2025 | Electric Reliability | 0.71896 | 1759.53 | 2025 | Mitigation | 0.011149 | 10 | 0 | esc | 0.011149 | 0.0080156 | 0.011149 | 0.0080156 | 0.011149 | 0.0080156 | 0.011149 | 0.0080156
[79 empty] | WLDFR | HFTD - Distribution - Zone 1 - 4QU CoRE ¦ 1QU LoRE | Non-Red Flag Warning - Catastrophic Fires | 2029 | 0 | 0 | 0 | 0 | 15317.9909 | 247.273 | 9287.6491 | 5783.0689 | 2.7568 | 2.7568 | 2.7568 | 2.7568 | 5.2014e-06 |  | 0 | 1.4339e-05 | 1.4339e-05 | 0 | 1.4339e-05 | 1.4339e-05 | 0 | 1.4339e-05 | 1.4339e-05 | 0 | 1.4339e-05 | Column30: 1.4339e-05 | [29 empty] | 7.3.2.1.3 Advanced weather monitoring and weather stations Weather StationsWLDFRElectric Reliability | WLDFR | HFTD - Transmission - Tier 2 - 230 kV or Higher | Non-Red Flag Warning - Large Fires | 2026 | Electric Reliability | 0.71896 | 1759.53 | 2026 | Mitigation | 0.011149 | 10 | 0 | esc | 0.011149 | 0.0080156 | 0.011149 | 0.0080156 | 0.011149 | 0.0080156 | 0.011149 | 0.0080156
[79 empty] | WLDFR | HFTD - Distribution - Zone 1 - 4QU CoRE ¦ 1QU LoRE | Non-Red Flag Warning - Catastrophic Fires | 2030 | 0 | 0 | 0 | 0 | 15317.9909 | 247.273 | 9287.6491 | 5783.0689 | 0 | 2.7568 | 2.7568 | 2.7568 | 5.2014e-06 |  | 0 | 0 | 0 | 0 | 1.4339e-05 | 1.4339e-05 | 0 | 1.4339e-05 | 1.4339e-05 | 0 | 1.4339e-05 | Column30: 1.4339e-05 | [29 empty] | 7.3.2.1.3 Advanced weather monitoring and weather stations Weather StationsWLDFRElectric Reliability | WLDFR | HFTD - Transmission - Tier 2 - 230 kV or Higher | Non-Red Flag Warning - Large Fires | 2027 | Electric Reliability | 0.71896 | 1759.53 | 2027 | Mitigation | 0.011149 | 10 | 0 | esc | 0.011149 | 0.0080156 | 0.011149 | 0.0080156 | 0.011149 | 0.0080156 | 0.011149 | 0.0080156
[79 empty] | WLDFR | HFTD - Distribution - Zone 1 - 4QU CoRE ¦ 1QU LoRE | Non-Red Flag Warning - Catastrophic Fires | 2031 | 0 | 0 | 0 | 0 | 15317.9909 | 247.273 | 9287.6491 | 5783.0689 | 0 | 0 | 2.7568 | 2.7568 | 5.2014e-06 |  | 0 | 0 | 0 | 0 | 0 | 0 | 0 | 1.4339e-05 | 1.4339e-05 | 0 | 1.4339e-05 | Column30: 1.4339e-05 | [29 empty] | 7.3.2.1.3 Advanced weather monitoring and weather stations Weather StationsWLDFRElectric Reliability | WLDFR | HFTD - Transmission - Tier 2 - 230 kV or Higher | Non-Red Flag Warning - Large Fires | 2028 | Electric Reliability | 0.74734 | 1759.53 | 2028 | Mitigation | 0.011149 | 10 | 0 | esc | 0.011149 | 0.0083319 | 0.011149 | 0.0083319 | 0.011149 | 0.0083319 | 0.011149 | 0.0083319
[79 empty] | WLDFR | HFTD - Distribution - Zone 1 - 4QU CoRE ¦ 1QU LoRE | Non-Red Flag Warning - Catastrophic Fires | 2032 | 0 | 0 | 0 | 0 | 15317.9909 | 247.273 | 9287.6491 | 5783.0689 | 0 | 0 | 0 | 2.7568 | 5.2014e-06 |  | 0 | 0 | 0 | 0 | 0 | 0 | 0 | 0 | 0 | 0 | 1.4339e-05 | Column30: 1.4339e-05 | [29 empty] | 7.3.2.1.3 Advanced weather monitoring and weather stations Weather StationsWLDFRElectric Reliability | WLDFR | HFTD - Transmission - Tier 2 - 230 kV or Higher | Non-Red Flag Warning - Large Fires | 2029 | Electric Reliability | 0.74734 | 1759.53 | 2029 | Mitigation | 0.011149 | 10 | 0 | esc | 0.011149 | 0.0083319 | 0.011149 | 0.0083319 | 0.011149 | 0.0083319 | 0.011149 | 0.0083319
[79 empty] | WLDFR | HFTD - Distribution - Zone 1 - 4QU CoRE ¦ 1QU LoRE | Non-Red Flag Warning - Destructive Fires | 2020 | 0 | 0 | 0 | 0 | 8807.9522 | 222.2294 | 8585.7228 | 0 | 2.4776 | 0 | 0 | 0 | 9.5622e-06 |  | 0 | 2.3691e-05 | 2.3691e-05 | 0 | 0 | 0 | 0 | 0 | 0 | 0 | 0 | Column30: 0 | [29 empty] | 7.3.2.1.3 Advanced weather monitoring and weather stations Weather StationsWLDFRElectric Reliability | WLDFR | HFTD - Transmission - Tier 2 - 230 kV or Higher | Non-Red Flag Warning - Large Fires | 2030 | Electric Reliability | 0.74734 | 1759.53 | 2030 | Mitigation | 0.011149 | 10 | 0 | esc | 0 | 0 | 0.011149 | 0.0083319 | 0.011149 | 0.0083319 | 0.011149 | 0.0083319
[79 empty] | WLDFR | HFTD - Distribution - Zone 1 - 4QU CoRE ¦ 1QU LoRE | Non-Red Flag Warning - Destructive Fires | 2021 | 0 | 0 | 0 | 0 | 8807.9522 | 222.2294 | 8585.7228 | 0 | 2.4776 | 2.4776 | 0 | 0 | 9.5622e-06 |  | 0 | 2.3691e-05 | 2.3691e-05 | 0 | 2.3691e-05 | 2.3691e-05 | 0 | 0 | 0 | 0 | 0 | Column30: 0 | [29 empty] | 7.3.2.1.3 Advanced weather monitoring and weather stations Weather StationsWLDFRElectric Reliability | WLDFR | HFTD - Transmission - Tier 2 - 230 kV or Higher | Non-Red Flag Warning - Large Fires | 2031 | Electric Reliability | 0.74734 | 1759.53 | 2031 | Mitigation | 0.011149 | 10 | 0 | esc | 0 | 0 | 0 | 0 | 0.011149 | 0.0083319 | 0.011149 | 0.0083319
[79 empty] | WLDFR | HFTD - Distribution - Zone 1 - 4QU CoRE ¦ 1QU LoRE | Non-Red Flag Warning - Destructive Fires | 2022 | 0 | 0 | 0 | 0 | 8807.9522 | 222.2294 | 8585.7228 | 0 | 2.4776 | 2.4776 | 2.4776 | 0 | 9.5622e-06 |  | 0 | 2.3691e-05 | 2.3691e-05 | 0 | 2.3691e-05 | 2.3691e-05 | 0 | 2.3691e-05 | 2.3691e-05 | 0 | 0 | Column30: 0 | [29 empty] | 7.3.2.1.3 Advanced weather monitoring and weather stations Weather StationsWLDFRElectric Reliability | WLDFR | HFTD - Transmission - Tier 2 - 230 kV or Higher | Non-Red Flag Warning - Large Fires | 2032 | Electric Reliability | 0.74734 | 1759.53 | 2032 | Mitigation | 0.011149 | 10 | 0 | esc | 0 | 0 | 0 | 0 | 0 | 0 | 0.011149 | 0.0083319
[79 empty] | WLDFR | HFTD - Distribution - Zone 1 - 4QU CoRE ¦ 1QU LoRE | Non-Red Flag Warning - Destructive Fires | 2023 | 0 | 0 | 0 | 0 | 9129.7461 | 233.2301 | 8896.516 | 0 | 2.6002 | 2.6002 | 2.6002 | 2.6002 | 9.5622e-06 |  | 0 | 2.4864e-05 | 2.4864e-05 | 0 | 2.4864e-05 | 2.4864e-05 | 0 | 2.4864e-05 | 2.4864e-05 | 0 | 2.4864e-05 | Column30: 2.4864e-05 | [29 empty] | 7.3.2.1.3 Advanced weather monitoring and weather stations Weather StationsWLDFRElectric Reliability | WLDFR | HFTD - Transmission - Tier 2 - 230 kV or Higher | Non-Red Flag Warning - Small Fires | 2021 | Electric Reliability | 0.036425 | 1759.53 | 2021 | Mitigation | 0.011149 | 10 | 0 | esc | 0.011149 | 0.0004061 | 0.011149 | 0.0004061 | 0 | 0 | 0 | 0
[79 empty] | WLDFR | HFTD - Distribution - Zone 1 - 4QU CoRE ¦ 1QU LoRE | Non-Red Flag Warning - Destructive Fires | 2024 | 0 | 0 | 0 | 0 | 9129.7461 | 233.2301 | 8896.516 | 0 | 2.6002 | 2.6002 | 2.6002 | 2.6002 | 9.5622e-06 |  | 0 | 2.4864e-05 | 2.4864e-05 | 0 | 2.4864e-05 | 2.4864e-05 | 0 | 2.4864e-05 | 2.4864e-05 | 0 | 2.4864e-05 | Column30: 2.4864e-05 | [29 empty] | 7.3.2.1.3 Advanced weather monitoring and weather stations Weather StationsWLDFRElectric Reliability | WLDFR | HFTD - Transmission - Tier 2 - 230 kV or Higher | Non-Red Flag Warning - Small Fires | 2022 | Electric Reliability | 0.036425 | 1759.53 | 2022 | Mitigation | 0.011149 | 10 | 0 | esc | 0.011149 | 0.0004061 | 0.011149 | 0.0004061 | 0.011149 | 0.0004061 | 0 | 0
[79 empty] | WLDFR | HFTD - Distribution - Zone 1 - 4QU CoRE ¦ 1QU LoRE | Non-Red Flag Warning - Destructive Fires | 2025 | 0 | 0 | 0 | 0 | 9129.7461 | 233.2301 | 8896.516 | 0 | 2.6002 | 2.6002 | 2.6002 | 2.6002 | 9.5622e-06 |  | 0 | 2.4864e-05 | 2.4864e-05 | 0 | 2.4864e-05 | 2.4864e-05 | 0 | 2.4864e-05 | 2.4864e-05 | 0 | 2.4864e-05 | Column30: 2.4864e-05 | [29 empty] | 7.3.2.1.3 Advanced weather monitoring and weather stations Weather StationsWLDFRElectric Reliability | WLDFR | HFTD - Transmission - Tier 2 - 230 kV or Higher | Non-Red Flag Warning - Small Fires | 2023 | Electric Reliability | 0.03759 | 1759.53 | 2023 | Mitigation | 0.011149 | 10 | 0 | esc | 0.011149 | 0.00041909 | 0.011149 | 0.00041909 | 0.011149 | 0.00041909 | 0.011149 | 0.00041909
[79 empty] | WLDFR | HFTD - Distribution - Zone 1 - 4QU CoRE ¦ 1QU LoRE | Non-Red Flag Warning - Destructive Fires | 2026 | 0 | 0 | 0 | 0 | 9129.7461 | 233.2301 | 8896.516 | 0 | 2.6002 | 2.6002 | 2.6002 | 2.6002 | 9.5622e-06 |  | 0 | 2.4864e-05 | 2.4864e-05 | 0 | 2.4864e-05 | 2.4864e-05 | 0 | 2.4864e-05 | 2.4864e-05 | 0 | 2.4864e-05 | Column30: 2.4864e-05 | [29 empty] | 7.3.2.1.3 Advanced weather monitoring and weather stations Weather StationsWLDFRElectric Reliability | WLDFR | HFTD - Transmission - Tier 2 - 230 kV or Higher | Non-Red Flag Warning - Small Fires | 2024 | Electric Reliability | 0.03759 | 1759.53 | 2024 | Mitigation | 0.011149 | 10 | 0 | esc | 0.011149 | 0.00041909 | 0.011149 | 0.00041909 | 0.011149 | 0.00041909 | 0.011149 | 0.00041909
[79 empty] | WLDFR | HFTD - Distribution - Zone 1 - 4QU CoRE ¦ 1QU LoRE | Non-Red Flag Warning - Destructive Fires | 2027 | 0 | 0 | 0 | 0 | 9129.7461 | 233.2301 | 8896.516 | 0 | 2.6002 | 2.6002 | 2.6002 | 2.6002 | 9.5622e-06 |  | 0 | 2.4864e-05 | 2.4864e-05 | 0 | 2.4864e-05 | 2.4864e-05 | 0 | 2.4864e-05 | 2.4864e-05 | 0 | 2.4864e-05 | Column30: 2.4864e-05 | [29 empty] | 7.3.2.1.3 Advanced weather monitoring and weather stations Weather StationsWLDFRElectric Reliability | WLDFR | HFTD - Transmission - Tier 2 - 230 kV or Higher | Non-Red Flag Warning - Small Fires | 2025 | Electric Reliability | 0.03759 | 1759.53 | 2025 | Mitigation | 0.011149 | 10 | 0 | esc | 0.011149 | 0.00041909 | 0.011149 | 0.00041909 | 0.011149 | 0.00041909 | 0.011149 | 0.00041909
[79 empty] | WLDFR | HFTD - Distribution - Zone 1 - 4QU CoRE ¦ 1QU LoRE | Non-Red Flag Warning - Destructive Fires | 2028 | 0 | 0 | 0 | 0 | 9534.9221 | 247.273 | 9287.6491 | 0 | 2.7568 | 2.7568 | 2.7568 | 2.7568 | 9.5622e-06 |  | 0 | 2.6361e-05 | 2.6361e-05 | 0 | 2.6361e-05 | 2.6361e-05 | 0 | 2.6361e-05 | 2.6361e-05 | 0 | 2.6361e-05 | Column30: 2.6361e-05 | [29 empty] | 7.3.2.1.3 Advanced weather monitoring and weather stations Weather StationsWLDFRElectric Reliability | WLDFR | HFTD - Transmission - Tier 2 - 230 kV or Higher | Non-Red Flag Warning - Small Fires | 2026 | Electric Reliability | 0.03759 | 1759.53 | 2026 | Mitigation | 0.011149 | 10 | 0 | esc | 0.011149 | 0.00041909 | 0.011149 | 0.00041909 | 0.011149 | 0.00041909 | 0.011149 | 0.00041909
[79 empty] | WLDFR | HFTD - Distribution - Zone 1 - 4QU CoRE ¦ 1QU LoRE | Non-Red Flag Warning - Destructive Fires | 2029 | 0 | 0 | 0 | 0 | 9534.9221 | 247.273 | 9287.6491 | 0 | 2.7568 | 2.7568 | 2.7568 | 2.7568 | 9.5622e-06 |  | 0 | 2.6361e-05 | 2.6361e-05 | 0 | 2.6361e-05 | 2.6361e-05 | 0 | 2.6361e-05 | 2.6361e-05 | 0 | 2.6361e-05 | Column30: 2.6361e-05 | [29 empty] | 7.3.2.1.3 Advanced weather monitoring and weather stations Weather StationsWLDFRElectric Reliability | WLDFR | HFTD - Transmission - Tier 2 - 230 kV or Higher | Non-Red Flag Warning - Small Fires | 2027 | Electric Reliability | 0.03759 | 1759.53 | 2027 | Mitigation | 0.011149 | 10 | 0 | esc | 0.011149 | 0.00041909 | 0.011149 | 0.00041909 | 0.011149 | 0.00041909 | 0.011149 | 0.00041909
[79 empty] | WLDFR | HFTD - Distribution - Zone 1 - 4QU CoRE ¦ 1QU LoRE | Non-Red Flag Warning - Destructive Fires | 2030 | 0 | 0 | 0 | 0 | 9534.9221 | 247.273 | 9287.6491 | 0 | 0 | 2.7568 | 2.7568 | 2.7568 | 9.5622e-06 |  | 0 | 0 | 0 | 0 | 2.6361e-05 | 2.6361e-05 | 0 | 2.6361e-05 | 2.6361e-05 | 0 | 2.6361e-05 | Column30: 2.6361e-05 | [29 empty] | 7.3.2.1.3 Advanced weather monitoring and weather stations Weather StationsWLDFRElectric Reliability | WLDFR | HFTD - Transmission - Tier 2 - 230 kV or Higher | Non-Red Flag Warning - Small Fires | 2028 | Electric Reliability | 0.039055 | 1759.53 | 2028 | Mitigation | 0.011149 | 10 | 0 | esc | 0.011149 | 0.00043542 | 0.011149 | 0.00043542 | 0.011149 | 0.00043542 | 0.011149 | 0.00043542
[79 empty] | WLDFR | HFTD - Distribution - Zone 1 - 4QU CoRE ¦ 1QU LoRE | Non-Red Flag Warning - Destructive Fires | 2031 | 0 | 0 | 0 | 0 | 9534.9221 | 247.273 | 9287.6491 | 0 | 0 | 0 | 2.7568 | 2.7568 | 9.5622e-06 |  | 0 | 0 | 0 | 0 | 0 | 0 | 0 | 2.6361e-05 | 2.6361e-05 | 0 | 2.6361e-05 | Column30: 2.6361e-05 | [29 empty] | 7.3.2.1.3 Advanced weather monitoring and weather stations Weather StationsWLDFRElectric Reliability | WLDFR | HFTD - Transmission - Tier 2 - 230 kV or Higher | Non-Red Flag Warning - Small Fires | 2029 | Electric Reliability | 0.039055 | 1759.53 | 2029 | Mitigation | 0.011149 | 10 | 0 | esc | 0.011149 | 0.00043542 | 0.011149 | 0.00043542 | 0.011149 | 0.00043542 | 0.011149 | 0.00043542
[79 empty] | WLDFR | HFTD - Distribution - Zone 1 - 4QU CoRE ¦ 1QU LoRE | Non-Red Flag Warning - Destructive Fires | 2032 | 0 | 0 | 0 | 0 | 9534.9221 | 247.273 | 9287.6491 | 0 | 0 | 0 | 0 | 2.7568 | 9.5622e-06 |  | 0 | 0 | 0 | 0 | 0 | 0 | 0 | 0 | 0 | 0 | 2.6361e-05 | Column30: 2.6361e-05 | [29 empty] | 7.3.2.1.3 Advanced weather monitoring and weather stations Weather StationsWLDFRElectric Reliability | WLDFR | HFTD - Transmission - Tier 2 - 230 kV or Higher | Non-Red Flag Warning - Small Fires | 2030 | Electric Reliability | 0.039055 | 1759.53 | 2030 | Mitigation | 0.011149 | 10 | 0 | esc | 0 | 0 | 0.011149 | 0.00043542 | 0.011149 | 0.00043542 | 0.011149 | 0.00043542
[79 empty] | WLDFR | HFTD - Distribution - Zone 1 - 4QU CoRE ¦ 1QU LoRE | Non-Red Flag Warning - Large Fires | 2020 | 0 | 0 | 0 | 0 | 5.2406 | 0.69642 | 2.942 | 1.6022 | 0.0077642 | 0 | 0 | 0 | 8.6194e-05 |  | 0 | 6.6923e-07 | 6.6923e-07 | 0 | 0 | 0 | 0 | 0 | 0 | 0 | 0 | Column30: 0 | [29 empty] | 7.3.2.1.3 Advanced weather monitoring and weather stations Weather StationsWLDFRElectric Reliability | WLDFR | HFTD - Transmission - Tier 2 - 230 kV or Higher | Non-Red Flag Warning - Small Fires | 2031 | Electric Reliability | 0.039055 | 1759.53 | 2031 | Mitigation | 0.011149 | 10 | 0 | esc | 0 | 0 | 0 | 0 | 0.011149 | 0.00043542 | 0.011149 | 0.00043542
[79 empty] | WLDFR | HFTD - Distribution - Zone 1 - 4QU CoRE ¦ 1QU LoRE | Non-Red Flag Warning - Large Fires | 2021 | 0 | 0 | 0 | 0 | 5.2406 | 0.69642 | 2.942 | 1.6022 | 0.0077642 | 0.0077642 | 0 | 0 | 8.6194e-05 |  | 0 | 6.6923e-07 | 6.6923e-07 | 0 | 6.6923e-07 | 6.6923e-07 | 0 | 0 | 0 | 0 | 0 | Column30: 0 | [29 empty] | 7.3.2.1.3 Advanced weather monitoring and weather stations Weather StationsWLDFRElectric Reliability | WLDFR | HFTD - Transmission - Tier 2 - 230 kV or Higher | Non-Red Flag Warning - Small Fires | 2032 | Electric Reliability | 0.039055 | 1759.53 | 2032 | Mitigation | 0.011149 | 10 | 0 | esc | 0 | 0 | 0 | 0 | 0 | 0 | 0.011149 | 0.00043542
[79 empty] | WLDFR | HFTD - Distribution - Zone 1 - 4QU CoRE ¦ 1QU LoRE | Non-Red Flag Warning - Large Fires | 2022 | 0 | 0 | 0 | 0 | 5.2406 | 0.69642 | 2.942 | 1.6022 | 0.0077642 | 0.0077642 | 0.0077642 | 0 | 8.6194e-05 |  | 0 | 6.6923e-07 | 6.6923e-07 | 0 | 6.6923e-07 | 6.6923e-07 | 0 | 6.6923e-07 | 6.6923e-07 | 0 | 0 | Column30: 0 | [29 empty] | 7.3.2.1.3 Advanced weather monitoring and weather stations Weather StationsWLDFRElectric Reliability | WLDFR | HFTD - Transmission - Tier 2 - 230 kV or Higher | Red Flag Warning - Catastrophic Fires | 2021 | Electric Reliability | 222.2294 | 1759.53 | 2021 | Mitigation | 0.011149 | 10 | 0 | esc | 0.011149 | 2.4776 | 0.011149 | 2.4776 | 0 | 0 | 0 | 0
[79 empty] | WLDFR | HFTD - Distribution - Zone 1 - 4QU CoRE ¦ 1QU LoRE | Non-Red Flag Warning - Large Fires | 2023 | 0 | 0 | 0 | 0 | 5.475 | 0.71896 | 3.0715 | 1.6846 | 0.0080156 | 0.0080156 | 0.0080156 | 0.0080156 | 8.6194e-05 |  | 0 | 6.9089e-07 | 6.9089e-07 | 0 | 6.9089e-07 | 6.9089e-07 | 0 | 6.9089e-07 | 6.9089e-07 | 0 | 6.9089e-07 | Column30: 6.9089e-07 | [29 empty] | 7.3.2.1.3 Advanced weather monitoring and weather stations Weather StationsWLDFRElectric Reliability | WLDFR | HFTD - Transmission - Tier 2 - 230 kV or Higher | Red Flag Warning - Catastrophic Fires | 2022 | Electric Reliability | 222.2294 | 1759.53 | 2022 | Mitigation | 0.011149 | 10 | 0 | esc | 0.011149 | 2.4776 | 0.011149 | 2.4776 | 0.011149 | 2.4776 | 0 | 0
[79 empty] | WLDFR | HFTD - Distribution - Zone 1 - 4QU CoRE ¦ 1QU LoRE | Non-Red Flag Warning - Large Fires | 2024 | 0 | 0 | 0 | 0 | 5.475 | 0.71896 | 3.0715 | 1.6846 | 0.0080156 | 0.0080156 | 0.0080156 | 0.0080156 | 8.6194e-05 |  | 0 | 6.9089e-07 | 6.9089e-07 | 0 | 6.9089e-07 | 6.9089e-07 | 0 | 6.9089e-07 | 6.9089e-07 | 0 | 6.9089e-07 | Column30: 6.9089e-07 | [29 empty] | 7.3.2.1.3 Advanced weather monitoring and weather stations Weather StationsWLDFRElectric Reliability | WLDFR | HFTD - Transmission - Tier 2 - 230 kV or Higher | Red Flag Warning - Catastrophic Fires | 2023 | Electric Reliability | 233.2301 | 1759.53 | 2023 | Mitigation | 0.011149 | 10 | 0 | esc | 0.011149 | 2.6002 | 0.011149 | 2.6002 | 0.011149 | 2.6002 | 0.011149 | 2.6002
[79 empty] | WLDFR | HFTD - Distribution - Zone 1 - 4QU CoRE ¦ 1QU LoRE | Non-Red Flag Warning - Large Fires | 2025 | 0 | 0 | 0 | 0 | 5.475 | 0.71896 | 3.0715 | 1.6846 | 0.0080156 | 0.0080156 | 0.0080156 | 0.0080156 | 8.6194e-05 |  | 0 | 6.9089e-07 | 6.9089e-07 | 0 | 6.9089e-07 | 6.9089e-07 | 0 | 6.9089e-07 | 6.9089e-07 | 0 | 6.9089e-07 | Column30: 6.9089e-07 | [29 empty] | 7.3.2.1.3 Advanced weather monitoring and weather stations Weather StationsWLDFRElectric Reliability | WLDFR | HFTD - Transmission - Tier 2 - 230 kV or Higher | Red Flag Warning - Catastrophic Fires | 2024 | Electric Reliability | 233.2301 | 1759.53 | 2024 | Mitigation | 0.011149 | 10 | 0 | esc | 0.011149 | 2.6002 | 0.011149 | 2.6002 | 0.011149 | 2.6002 | 0.011149 | 2.6002
[79 empty] | WLDFR | HFTD - Distribution - Zone 1 - 4QU CoRE ¦ 1QU LoRE | Non-Red Flag Warning - Large Fires | 2026 | 0 | 0 | 0 | 0 | 5.475 | 0.71896 | 3.0715 | 1.6846 | 0.0080156 | 0.0080156 | 0.0080156 | 0.0080156 | 8.6194e-05 |  | 0 | 6.9089e-07 | 6.9089e-07 | 0 | 6.9089e-07 | 6.9089e-07 | 0 | 6.9089e-07 | 6.9089e-07 | 0 | 6.9089e-07 | Column30: 6.9089e-07 | [29 empty] | 7.3.2.1.3 Advanced weather monitoring and weather stations Weather StationsWLDFRElectric Reliability | WLDFR | HFTD - Transmission - Tier 2 - 230 kV or Higher | Red Flag Warning - Catastrophic Fires | 2025 | Electric Reliability | 233.2301 | 1759.53 | 2025 | Mitigation | 0.011149 | 10 | 0 | esc | 0.011149 | 2.6002 | 0.011149 | 2.6002 | 0.011149 | 2.6002 | 0.011149 | 2.6002
[79 empty] | WLDFR | HFTD - Distribution - Zone 1 - 4QU CoRE ¦ 1QU LoRE | Non-Red Flag Warning - Large Fires | 2027 | 0 | 0 | 0 | 0 | 5.475 | 0.71896 | 3.0715 | 1.6846 | 0.0080156 | 0.0080156 | 0.0080156 | 0.0080156 | 8.6194e-05 |  | 0 | 6.9089e-07 | 6.9089e-07 | 0 | 6.9089e-07 | 6.9089e-07 | 0 | 6.9089e-07 | 6.9089e-07 | 0 | 6.9089e-07 | Column30: 6.9089e-07 | [29 empty] | 7.3.2.1.3 Advanced weather monitoring and weather stations Weather StationsWLDFRElectric Reliability | WLDFR | HFTD - Transmission - Tier 2 - 230 kV or Higher | Red Flag Warning - Catastrophic Fires | 2026 | Electric Reliability | 233.2301 | 1759.53 | 2026 | Mitigation | 0.011149 | 10 | 0 | esc | 0.011149 | 2.6002 | 0.011149 | 2.6002 | 0.011149 | 2.6002 | 0.011149 | 2.6002
[79 empty] | WLDFR | HFTD - Distribution - Zone 1 - 4QU CoRE ¦ 1QU LoRE | Non-Red Flag Warning - Large Fires | 2028 | 0 | 0 | 0 | 0 | 5.777 | 0.74734 | 3.238 | 1.7917 | 0.0083319 | 0.0083319 | 0.0083319 | 0.0083319 | 8.6194e-05 |  | 0 | 7.1816e-07 | 7.1816e-07 | 0 | 7.1816e-07 | 7.1816e-07 | 0 | 7.1816e-07 | 7.1816e-07 | 0 | 7.1816e-07 | Column30: 7.1816e-07 | [29 empty] | 7.3.2.1.3 Advanced weather monitoring and weather stations Weather StationsWLDFRElectric Reliability | WLDFR | HFTD - Transmission - Tier 2 - 230 kV or Higher | Red Flag Warning - Catastrophic Fires | 2027 | Electric Reliability | 233.2301 | 1759.53 | 2027 | Mitigation | 0.011149 | 10 | 0 | esc | 0.011149 | 2.6002 | 0.011149 | 2.6002 | 0.011149 | 2.6002 | 0.011149 | 2.6002
[79 empty] | WLDFR | HFTD - Distribution - Zone 1 - 4QU CoRE ¦ 1QU LoRE | Non-Red Flag Warning - Large Fires | 2029 | 0 | 0 | 0 | 0 | 5.777 | 0.74734 | 3.238 | 1.7917 | 0.0083319 | 0.0083319 | 0.0083319 | 0.0083319 | 8.6194e-05 |  | 0 | 7.1816e-07 | 7.1816e-07 | 0 | 7.1816e-07 | 7.1816e-07 | 0 | 7.1816e-07 | 7.1816e-07 | 0 | 7.1816e-07 | Column30: 7.1816e-07 | [29 empty] | 7.3.2.1.3 Advanced weather monitoring and weather stations Weather StationsWLDFRElectric Reliability | WLDFR | HFTD - Transmission - Tier 2 - 230 kV or Higher | Red Flag Warning - Catastrophic Fires | 2028 | Electric Reliability | 247.273 | 1759.53 | 2028 | Mitigation | 0.011149 | 10 | 0 | esc | 0.011149 | 2.7568 | 0.011149 | 2.7568 | 0.011149 | 2.7568 | 0.011149 | 2.7568
[79 empty] | WLDFR | HFTD - Distribution - Zone 1 - 4QU CoRE ¦ 1QU LoRE | Non-Red Flag Warning - Large Fires | 2030 | 0 | 0 | 0 | 0 | 5.777 | 0.74734 | 3.238 | 1.7917 | 0 | 0.0083319 | 0.0083319 | 0.0083319 | 8.6194e-05 |  | 0 | 0 | 0 | 0 | 7.1816e-07 | 7.1816e-07 | 0 | 7.1816e-07 | 7.1816e-07 | 0 | 7.1816e-07 | Column30: 7.1816e-07 | [29 empty] | 7.3.2.1.3 Advanced weather monitoring and weather stations Weather StationsWLDFRElectric Reliability | WLDFR | HFTD - Transmission - Tier 2 - 230 kV or Higher | Red Flag Warning - Catastrophic Fires | 2029 | Electric Reliability | 247.273 | 1759.53 | 2029 | Mitigation | 0.011149 | 10 | 0 | esc | 0.011149 | 2.7568 | 0.011149 | 2.7568 | 0.011149 | 2.7568 | 0.011149 | 2.7568
[79 empty] | WLDFR | HFTD - Distribution - Zone 1 - 4QU CoRE ¦ 1QU LoRE | Non-Red Flag Warning - Large Fires | 2031 | 0 | 0 | 0 | 0 | 5.777 | 0.74734 | 3.238 | 1.7917 | 0 | 0 | 0.0083319 | 0.0083319 | 8.6194e-05 |  | 0 | 0 | 0 | 0 | 0 | 0 | 0 | 7.1816e-07 | 7.1816e-07 | 0 | 7.1816e-07 | Column30: 7.1816e-07 | [29 empty] | 7.3.2.1.3 Advanced weather monitoring and weather stations Weather StationsWLDFRElectric Reliability | WLDFR | HFTD - Transmission - Tier 2 - 230 kV or Higher | Red Flag Warning - Catastrophic Fires | 2030 | Electric Reliability | 247.273 | 1759.53 | 2030 | Mitigation | 0.011149 | 10 | 0 | esc | 0 | 0 | 0.011149 | 2.7568 | 0.011149 | 2.7568 | 0.011149 | 2.7568
[79 empty] | WLDFR | HFTD - Distribution - Zone 1 - 4QU CoRE ¦ 1QU LoRE | Non-Red Flag Warning - Large Fires | 2032 | 0 | 0 | 0 | 0 | 5.777 | 0.74734 | 3.238 | 1.7917 | 0 | 0 | 0 | 0.0083319 | 8.6194e-05 |  | 0 | 0 | 0 | 0 | 0 | 0 | 0 | 0 | 0 | 0 | 7.1816e-07 | Column30: 7.1816e-07 | [29 empty] | 7.3.2.1.3 Advanced weather monitoring and weather stations Weather StationsWLDFRElectric Reliability | WLDFR | HFTD - Transmission - Tier 2 - 230 kV or Higher | Red Flag Warning - Catastrophic Fires | 2031 | Electric Reliability | 247.273 | 1759.53 | 2031 | Mitigation | 0.011149 | 10 | 0 | esc | 0 | 0 | 0 | 0 | 0.011149 | 2.7568 | 0.011149 | 2.7568
[79 empty] | WLDFR | HFTD - Distribution - Zone 1 - 4QU CoRE ¦ 1QU LoRE | Non-Red Flag Warning - Small Fires | 2020 | 0 | 0 | 0 | 0 | 0.077901 | 0.036425 | 0.0015809 | 0.039895 | 0.0004061 | 0 | 0 | 0 | 0.030855 |  | 0 | 1.253e-05 | 1.253e-05 | 0 | 0 | 0 | 0 | 0 | 0 | 0 | 0 | Column30: 0 | [29 empty] | 7.3.2.1.3 Advanced weather monitoring and weather stations Weather StationsWLDFRElectric Reliability | WLDFR | HFTD - Transmission - Tier 2 - 230 kV or Higher | Red Flag Warning - Catastrophic Fires | 2032 | Electric Reliability | 247.273 | 1759.53 | 2032 | Mitigation | 0.011149 | 10 | 0 | esc | 0 | 0 | 0 | 0 | 0 | 0 | 0.011149 | 2.7568
[79 empty] | WLDFR | HFTD - Distribution - Zone 1 - 4QU CoRE ¦ 1QU LoRE | Non-Red Flag Warning - Small Fires | 2021 | 0 | 0 | 0 | 0 | 0.077901 | 0.036425 | 0.0015809 | 0.039895 | 0.0004061 | 0.0004061 | 0 | 0 | 0.030855 |  | 0 | 1.253e-05 | 1.253e-05 | 0 | 1.253e-05 | 1.253e-05 | 0 | 0 | 0 | 0 | 0 | Column30: 0 | [29 empty] | 7.3.2.1.3 Advanced weather monitoring and weather stations Weather StationsWLDFRElectric Reliability | WLDFR | HFTD - Transmission - Tier 2 - 230 kV or Higher | Red Flag Warning - Destructive Fires | 2021 | Electric Reliability | 222.2294 | 1759.53 | 2021 | Mitigation | 0.011149 | 10 | 0 | esc | 0.011149 | 2.4776 | 0.011149 | 2.4776 | 0 | 0 | 0 | 0
[79 empty] | WLDFR | HFTD - Distribution - Zone 1 - 4QU CoRE ¦ 1QU LoRE | Non-Red Flag Warning - Small Fires | 2022 | 0 | 0 | 0 | 0 | 0.077901 | 0.036425 | 0.0015809 | 0.039895 | 0.0004061 | 0.0004061 | 0.0004061 | 0 | 0.030855 |  | 0 | 1.253e-05 | 1.253e-05 | 0 | 1.253e-05 | 1.253e-05 | 0 | 1.253e-05 | 1.253e-05 | 0 | 0 | Column30: 0 | [29 empty] | 7.3.2.1.3 Advanced weather monitoring and weather stations Weather StationsWLDFRElectric Reliability | WLDFR | HFTD - Transmission - Tier 2 - 230 kV or Higher | Red Flag Warning - Destructive Fires | 2022 | Electric Reliability | 222.2294 | 1759.53 | 2022 | Mitigation | 0.011149 | 10 | 0 | esc | 0.011149 | 2.4776 | 0.011149 | 2.4776 | 0.011149 | 2.4776 | 0 | 0
[79 empty] | WLDFR | HFTD - Distribution - Zone 1 - 4QU CoRE ¦ 1QU LoRE | Non-Red Flag Warning - Small Fires | 2023 | 0 | 0 | 0 | 0 | 0.080408 | 0.03759 | 0.0016314 | 0.041187 | 0.00041909 | 0.00041909 | 0.00041909 | 0.00041909 | 0.030855 |  | 0 | 1.2931e-05 | 1.2931e-05 | 0 | 1.2931e-05 | 1.2931e-05 | 0 | 1.2931e-05 | 1.2931e-05 | 0 | 1.2931e-05 | Column30: 1.2931e-05 | [29 empty] | 7.3.2.1.3 Advanced weather monitoring and weather stations Weather StationsWLDFRElectric Reliability | WLDFR | HFTD - Transmission - Tier 2 - 230 kV or Higher | Red Flag Warning - Destructive Fires | 2023 | Electric Reliability | 233.2301 | 1759.53 | 2023 | Mitigation | 0.011149 | 10 | 0 | esc | 0.011149 | 2.6002 | 0.011149 | 2.6002 | 0.011149 | 2.6002 | 0.011149 | 2.6002
[79 empty] | WLDFR | HFTD - Distribution - Zone 1 - 4QU CoRE ¦ 1QU LoRE | Non-Red Flag Warning - Small Fires | 2024 | 0 | 0 | 0 | 0 | 0.080408 | 0.03759 | 0.0016314 | 0.041187 | 0.00041909 | 0.00041909 | 0.00041909 | 0.00041909 | 0.030855 |  | 0 | 1.2931e-05 | 1.2931e-05 | 0 | 1.2931e-05 | 1.2931e-05 | 0 | 1.2931e-05 | 1.2931e-05 | 0 | 1.2931e-05 | Column30: 1.2931e-05 | [29 empty] | 7.3.2.1.3 Advanced weather monitoring and weather stations Weather StationsWLDFRElectric Reliability | WLDFR | HFTD - Transmission - Tier 2 - 230 kV or Higher | Red Flag Warning - Destructive Fires | 2024 | Electric Reliability | 233.2301 | 1759.53 | 2024 | Mitigation | 0.011149 | 10 | 0 | esc | 0.011149 | 2.6002 | 0.011149 | 2.6002 | 0.011149 | 2.6002 | 0.011149 | 2.6002
[79 empty] | WLDFR | HFTD - Distribution - Zone 1 - 4QU CoRE ¦ 1QU LoRE | Non-Red Flag Warning - Small Fires | 2025 | 0 | 0 | 0 | 0 | 0.080408 | 0.03759 | 0.0016314 | 0.041187 | 0.00041909 | 0.00041909 | 0.00041909 | 0.00041909 | 0.030855 |  | 0 | 1.2931e-05 | 1.2931e-05 | 0 | 1.2931e-05 | 1.2931e-05 | 0 | 1.2931e-05 | 1.2931e-05 | 0 | 1.2931e-05 | Column30: 1.2931e-05 | [29 empty] | 7.3.2.1.3 Advanced weather monitoring and weather stations Weather StationsWLDFRElectric Reliability | WLDFR | HFTD - Transmission - Tier 2 - 230 kV or Higher | Red Flag Warning - Destructive Fires | 2025 | Electric Reliability | 233.2301 | 1759.53 | 2025 | Mitigation | 0.011149 | 10 | 0 | esc | 0.011149 | 2.6002 | 0.011149 | 2.6002 | 0.011149 | 2.6002 | 0.011149 | 2.6002
[79 empty] | WLDFR | HFTD - Distribution - Zone 1 - 4QU CoRE ¦ 1QU LoRE | Non-Red Flag Warning - Small Fires | 2026 | 0 | 0 | 0 | 0 | 0.080408 | 0.03759 | 0.0016314 | 0.041187 | 0.00041909 | 0.00041909 | 0.00041909 | 0.00041909 | 0.030855 |  | 0 | 1.2931e-05 | 1.2931e-05 | 0 | 1.2931e-05 | 1.2931e-05 | 0 | 1.2931e-05 | 1.2931e-05 | 0 | 1.2931e-05 | Column30: 1.2931e-05 | [29 empty] | 7.3.2.1.3 Advanced weather monitoring and weather stations Weather StationsWLDFRElectric Reliability | WLDFR | HFTD - Transmission - Tier 2 - 230 kV or Higher | Red Flag Warning - Destructive Fires | 2026 | Electric Reliability | 233.2301 | 1759.53 | 2026 | Mitigation | 0.011149 | 10 | 0 | esc | 0.011149 | 2.6002 | 0.011149 | 2.6002 | 0.011149 | 2.6002 | 0.011149 | 2.6002
[79 empty] | WLDFR | HFTD - Distribution - Zone 1 - 4QU CoRE ¦ 1QU LoRE | Non-Red Flag Warning - Small Fires | 2027 | 0 | 0 | 0 | 0 | 0.080408 | 0.03759 | 0.0016314 | 0.041187 | 0.00041909 | 0.00041909 | 0.00041909 | 0.00041909 | 0.030855 |  | 0 | 1.2931e-05 | 1.2931e-05 | 0 | 1.2931e-05 | 1.2931e-05 | 0 | 1.2931e-05 | 1.2931e-05 | 0 | 1.2931e-05 | Column30: 1.2931e-05 | [29 empty] | 7.3.2.1.3 Advanced weather monitoring and weather stations Weather StationsWLDFRElectric Reliability | WLDFR | HFTD - Transmission - Tier 2 - 230 kV or Higher | Red Flag Warning - Destructive Fires | 2027 | Electric Reliability | 233.2301 | 1759.53 | 2027 | Mitigation | 0.011149 | 10 | 0 | esc | 0.011149 | 2.6002 | 0.011149 | 2.6002 | 0.011149 | 2.6002 | 0.011149 | 2.6002
[79 empty] | WLDFR | HFTD - Distribution - Zone 1 - 4QU CoRE ¦ 1QU LoRE | Non-Red Flag Warning - Small Fires | 2028 | 0 | 0 | 0 | 0 | 0.083606 | 0.039055 | 0.001695 | 0.042856 | 0.00043542 | 0.00043542 | 0.00043542 | 0.00043542 | 0.030855 |  | 0 | 1.3435e-05 | 1.3435e-05 | 0 | 1.3435e-05 | 1.3435e-05 | 0 | 1.3435e-05 | 1.3435e-05 | 0 | 1.3435e-05 | Column30: 1.3435e-05 | [29 empty] | 7.3.2.1.3 Advanced weather monitoring and weather stations Weather StationsWLDFRElectric Reliability | WLDFR | HFTD - Transmission - Tier 2 - 230 kV or Higher | Red Flag Warning - Destructive Fires | 2028 | Electric Reliability | 247.273 | 1759.53 | 2028 | Mitigation | 0.011149 | 10 | 0 | esc | 0.011149 | 2.7568 | 0.011149 | 2.7568 | 0.011149 | 2.7568 | 0.011149 | 2.7568
[79 empty] | WLDFR | HFTD - Distribution - Zone 1 - 4QU CoRE ¦ 1QU LoRE | Non-Red Flag Warning - Small Fires | 2029 | 0 | 0 | 0 | 0 | 0.083606 | 0.039055 | 0.001695 | 0.042856 | 0.00043542 | 0.00043542 | 0.00043542 | 0.00043542 | 0.030855 |  | 0 | 1.3435e-05 | 1.3435e-05 | 0 | 1.3435e-05 | 1.3435e-05 | 0 | 1.3435e-05 | 1.3435e-05 | 0 | 1.3435e-05 | Column30: 1.3435e-05 | [29 empty] | 7.3.2.1.3 Advanced weather monitoring and weather stations Weather StationsWLDFRElectric Reliability | WLDFR | HFTD - Transmission - Tier 2 - 230 kV or Higher | Red Flag Warning - Destructive Fires | 2029 | Electric Reliability | 247.273 | 1759.53 | 2029 | Mitigation | 0.011149 | 10 | 0 | esc | 0.011149 | 2.7568 | 0.011149 | 2.7568 | 0.011149 | 2.7568 | 0.011149 | 2.7568
[79 empty] | WLDFR | HFTD - Distribution - Zone 1 - 4QU CoRE ¦ 1QU LoRE | Non-Red Flag Warning - Small Fires | 2030 | 0 | 0 | 0 | 0 | 0.083606 | 0.039055 | 0.001695 | 0.042856 | 0 | 0.00043542 | 0.00043542 | 0.00043542 | 0.030855 |  | 0 | 0 | 0 | 0 | 1.3435e-05 | 1.3435e-05 | 0 | 1.3435e-05 | 1.3435e-05 | 0 | 1.3435e-05 | Column30: 1.3435e-05 | [29 empty] | 7.3.2.1.3 Advanced weather monitoring and weather stations Weather StationsWLDFRElectric Reliability | WLDFR | HFTD - Transmission - Tier 2 - 230 kV or Higher | Red Flag Warning - Destructive Fires | 2030 | Electric Reliability | 247.273 | 1759.53 | 2030 | Mitigation | 0.011149 | 10 | 0 | esc | 0 | 0 | 0.011149 | 2.7568 | 0.011149 | 2.7568 | 0.011149 | 2.7568
[79 empty] | WLDFR | HFTD - Distribution - Zone 1 - 4QU CoRE ¦ 1QU LoRE | Non-Red Flag Warning - Small Fires | 2031 | 0 | 0 | 0 | 0 | 0.083606 | 0.039055 | 0.001695 | 0.042856 | 0 | 0 | 0.00043542 | 0.00043542 | 0.030855 |  | 0 | 0 | 0 | 0 | 0 | 0 | 0 | 1.3435e-05 | 1.3435e-05 | 0 | 1.3435e-05 | Column30: 1.3435e-05 | [29 empty] | 7.3.2.1.3 Advanced weather monitoring and weather stations Weather StationsWLDFRElectric Reliability | WLDFR | HFTD - Transmission - Tier 2 - 230 kV or Higher | Red Flag Warning - Destructive Fires | 2031 | Electric Reliability | 247.273 | 1759.53 | 2031 | Mitigation | 0.011149 | 10 | 0 | esc | 0 | 0 | 0 | 0 | 0.011149 | 2.7568 | 0.011149 | 2.7568
[79 empty] | WLDFR | HFTD - Distribution - Zone 1 - 4QU CoRE ¦ 1QU LoRE | Non-Red Flag Warning - Small Fires | 2032 | 0 | 0 | 0 | 0 | 0.083606 | 0.039055 | 0.001695 | 0.042856 | 0 | 0 | 0 | 0.00043542 | 0.030855 |  | 0 | 0 | 0 | 0 | 0 | 0 | 0 | 0 | 0 | 0 | 1.3435e-05 | Column30: 1.3435e-05 | [29 empty] | 7.3.2.1.3 Advanced weather monitoring and weather stations Weather StationsWLDFRElectric Reliability | WLDFR | HFTD - Transmission - Tier 2 - 230 kV or Higher | Red Flag Warning - Destructive Fires | 2032 | Electric Reliability | 247.273 | 1759.53 | 2032 | Mitigation | 0.011149 | 10 | 0 | esc | 0 | 0 | 0 | 0 | 0 | 0 | 0.011149 | 2.7568
[79 empty] | WLDFR | HFTD - Distribution - Zone 1 - 4QU CoRE ¦ 1QU LoRE | Red Flag Warning - Catastrophic Fires | 2020 | 0 | 0 | 0 | 0 | 14146.1306 | 222.2294 | 8585.7228 | 5338.1784 | 2.4776 | 0 | 0 | 0 | 2.8792e-05 |  | 0 | 7.1334e-05 | 7.1334e-05 | 0 | 0 | 0 | 0 | 0 | 0 | 0 | 0 | Column30: 0 | [29 empty] | 7.3.2.1.3 Advanced weather monitoring and weather stations Weather StationsWLDFRElectric Reliability | WLDFR | HFTD - Transmission - Tier 2 - 230 kV or Higher | Red Flag Warning - Large Fires | 2021 | Electric Reliability | 0.69642 | 1759.53 | 2021 | Mitigation | 0.011149 | 10 | 0 | esc | 0.011149 | 0.0077642 | 0.011149 | 0.0077642 | 0 | 0 | 0 | 0
[79 empty] | WLDFR | HFTD - Distribution - Zone 1 - 4QU CoRE ¦ 1QU LoRE | Red Flag Warning - Catastrophic Fires | 2021 | 0 | 0 | 0 | 0 | 14146.1306 | 222.2294 | 8585.7228 | 5338.1784 | 2.4776 | 2.4776 | 0 | 0 | 2.8792e-05 |  | 0 | 7.1334e-05 | 7.1334e-05 | 0 | 7.1334e-05 | 7.1334e-05 | 0 | 0 | 0 | 0 | 0 | Column30: 0 | [29 empty] | 7.3.2.1.3 Advanced weather monitoring and weather stations Weather StationsWLDFRElectric Reliability | WLDFR | HFTD - Transmission - Tier 2 - 230 kV or Higher | Red Flag Warning - Large Fires | 2022 | Electric Reliability | 0.69642 | 1759.53 | 2022 | Mitigation | 0.011149 | 10 | 0 | esc | 0.011149 | 0.0077642 | 0.011149 | 0.0077642 | 0.011149 | 0.0077642 | 0 | 0
[79 empty] | WLDFR | HFTD - Distribution - Zone 1 - 4QU CoRE ¦ 1QU LoRE | Red Flag Warning - Catastrophic Fires | 2022 | 0 | 0 | 0 | 0 | 14146.1306 | 222.2294 | 8585.7228 | 5338.1784 | 2.4776 | 2.4776 | 2.4776 | 0 | 2.8792e-05 |  | 0 | 7.1334e-05 | 7.1334e-05 | 0 | 7.1334e-05 | 7.1334e-05 | 0 | 7.1334e-05 | 7.1334e-05 | 0 | 0 | Column30: 0 | [29 empty] | 7.3.2.1.3 Advanced weather monitoring and weather stations Weather StationsWLDFRElectric Reliability | WLDFR | HFTD - Transmission - Tier 2 - 230 kV or Higher | Red Flag Warning - Large Fires | 2023 | Electric Reliability | 0.71896 | 1759.53 | 2023 | Mitigation | 0.011149 | 10 | 0 | esc | 0.011149 | 0.0080156 | 0.011149 | 0.0080156 | 0.011149 | 0.0080156 | 0.011149 | 0.0080156
[79 empty] | WLDFR | HFTD - Distribution - Zone 1 - 4QU CoRE ¦ 1QU LoRE | Red Flag Warning - Catastrophic Fires | 2023 | 0 | 0 | 0 | 0 | 14664.6376 | 233.2301 | 8896.516 | 5534.8915 | 2.6002 | 2.6002 | 2.6002 | 2.6002 | 2.8792e-05 |  | 0 | 7.4866e-05 | 7.4866e-05 | 0 | 7.4866e-05 | 7.4866e-05 | 0 | 7.4866e-05 | 7.4866e-05 | 0 | 7.4866e-05 | Column30: 7.4866e-05 | [29 empty] | 7.3.2.1.3 Advanced weather monitoring and weather stations Weather StationsWLDFRElectric Reliability | WLDFR | HFTD - Transmission - Tier 2 - 230 kV or Higher | Red Flag Warning - Large Fires | 2024 | Electric Reliability | 0.71896 | 1759.53 | 2024 | Mitigation | 0.011149 | 10 | 0 | esc | 0.011149 | 0.0080156 | 0.011149 | 0.0080156 | 0.011149 | 0.0080156 | 0.011149 | 0.0080156
[79 empty] | WLDFR | HFTD - Distribution - Zone 1 - 4QU CoRE ¦ 1QU LoRE | Red Flag Warning - Catastrophic Fires | 2024 | 0 | 0 | 0 | 0 | 14664.6376 | 233.2301 | 8896.516 | 5534.8915 | 2.6002 | 2.6002 | 2.6002 | 2.6002 | 2.8792e-05 |  | 0 | 7.4866e-05 | 7.4866e-05 | 0 | 7.4866e-05 | 7.4866e-05 | 0 | 7.4866e-05 | 7.4866e-05 | 0 | 7.4866e-05 | Column30: 7.4866e-05 | [29 empty] | 7.3.2.1.3 Advanced weather monitoring and weather stations Weather StationsWLDFRElectric Reliability | WLDFR | HFTD - Transmission - Tier 2 - 230 kV or Higher | Red Flag Warning - Large Fires | 2025 | Electric Reliability | 0.71896 | 1759.53 | 2025 | Mitigation | 0.011149 | 10 | 0 | esc | 0.011149 | 0.0080156 | 0.011149 | 0.0080156 | 0.011149 | 0.0080156 | 0.011149 | 0.0080156
[79 empty] | WLDFR | HFTD - Distribution - Zone 1 - 4QU CoRE ¦ 1QU LoRE | Red Flag Warning - Catastrophic Fires | 2025 | 0 | 0 | 0 | 0 | 14664.6376 | 233.2301 | 8896.516 | 5534.8915 | 2.6002 | 2.6002 | 2.6002 | 2.6002 | 2.8792e-05 |  | 0 | 7.4866e-05 | 7.4866e-05 | 0 | 7.4866e-05 | 7.4866e-05 | 0 | 7.4866e-05 | 7.4866e-05 | 0 | 7.4866e-05 | Column30: 7.4866e-05 | [29 empty] | 7.3.2.1.3 Advanced weather monitoring and weather stations Weather StationsWLDFRElectric Reliability | WLDFR | HFTD - Transmission - Tier 2 - 230 kV or Higher | Red Flag Warning - Large Fires | 2026 | Electric Reliability | 0.71896 | 1759.53 | 2026 | Mitigation | 0.011149 | 10 | 0 | esc | 0.011149 | 0.0080156 | 0.011149 | 0.0080156 | 0.011149 | 0.0080156 | 0.011149 | 0.0080156
[79 empty] | WLDFR | HFTD - Distribution - Zone 1 - 4QU CoRE ¦ 1QU LoRE | Red Flag Warning - Catastrophic Fires | 2026 | 0 | 0 | 0 | 0 | 14664.6376 | 233.2301 | 8896.516 | 5534.8915 | 2.6002 | 2.6002 | 2.6002 | 2.6002 | 2.8792e-05 |  | 0 | 7.4866e-05 | 7.4866e-05 | 0 | 7.4866e-05 | 7.4866e-05 | 0 | 7.4866e-05 | 7.4866e-05 | 0 | 7.4866e-05 | Column30: 7.4866e-05 | [29 empty] | 7.3.2.1.3 Advanced weather monitoring and weather stations Weather StationsWLDFRElectric Reliability | WLDFR | HFTD - Transmission - Tier 2 - 230 kV or Higher | Red Flag Warning - Large Fires | 2027 | Electric Reliability | 0.71896 | 1759.53 | 2027 | Mitigation | 0.011149 | 10 | 0 | esc | 0.011149 | 0.0080156 | 0.011149 | 0.0080156 | 0.011149 | 0.0080156 | 0.011149 | 0.0080156
[79 empty] | WLDFR | HFTD - Distribution - Zone 1 - 4QU CoRE ¦ 1QU LoRE | Red Flag Warning - Catastrophic Fires | 2027 | 0 | 0 | 0 | 0 | 14664.6376 | 233.2301 | 8896.516 | 5534.8915 | 2.6002 | 2.6002 | 2.6002 | 2.6002 | 2.8792e-05 |  | 0 | 7.4866e-05 | 7.4866e-05 | 0 | 7.4866e-05 | 7.4866e-05 | 0 | 7.4866e-05 | 7.4866e-05 | 0 | 7.4866e-05 | Column30: 7.4866e-05 | [29 empty] | 7.3.2.1.3 Advanced weather monitoring and weather stations Weather StationsWLDFRElectric Reliability | WLDFR | HFTD - Transmission - Tier 2 - 230 kV or Higher | Red Flag Warning - Large Fires | 2028 | Electric Reliability | 0.74734 | 1759.53 | 2028 | Mitigation | 0.011149 | 10 | 0 | esc | 0.011149 | 0.0083319 | 0.011149 | 0.0083319 | 0.011149 | 0.0083319 | 0.011149 | 0.0083319
[79 empty] | WLDFR | HFTD - Distribution - Zone 1 - 4QU CoRE ¦ 1QU LoRE | Red Flag Warning - Catastrophic Fires | 2028 | 0 | 0 | 0 | 0 | 15317.9909 | 247.273 | 9287.6491 | 5783.0689 | 2.7568 | 2.7568 | 2.7568 | 2.7568 | 2.8792e-05 |  | 0 | 7.9373e-05 | 7.9373e-05 | 0 | 7.9373e-05 | 7.9373e-05 | 0 | 7.9373e-05 | 7.9373e-05 | 0 | 7.9373e-05 | Column30: 7.9373e-05 | [29 empty] | 7.3.2.1.3 Advanced weather monitoring and weather stations Weather StationsWLDFRElectric Reliability | WLDFR | HFTD - Transmission - Tier 2 - 230 kV or Higher | Red Flag Warning - Large Fires | 2029 | Electric Reliability | 0.74734 | 1759.53 | 2029 | Mitigation | 0.011149 | 10 | 0 | esc | 0.011149 | 0.0083319 | 0.011149 | 0.0083319 | 0.011149 | 0.0083319 | 0.011149 | 0.0083319
[79 empty] | WLDFR | HFTD - Distribution - Zone 1 - 4QU CoRE ¦ 1QU LoRE | Red Flag Warning - Catastrophic Fires | 2029 | 0 | 0 | 0 | 0 | 15317.9909 | 247.273 | 9287.6491 | 5783.0689 | 2.7568 | 2.7568 | 2.7568 | 2.7568 | 2.8792e-05 |  | 0 | 7.9373e-05 | 7.9373e-05 | 0 | 7.9373e-05 | 7.9373e-05 | 0 | 7.9373e-05 | 7.9373e-05 | 0 | 7.9373e-05 | Column30: 7.9373e-05 | [29 empty] | 7.3.2.1.3 Advanced weather monitoring and weather stations Weather StationsWLDFRElectric Reliability | WLDFR | HFTD - Transmission - Tier 2 - 230 kV or Higher | Red Flag Warning - Large Fires | 2030 | Electric Reliability | 0.74734 | 1759.53 | 2030 | Mitigation | 0.011149 | 10 | 0 | esc | 0 | 0 | 0.011149 | 0.0083319 | 0.011149 | 0.0083319 | 0.011149 | 0.0083319
[79 empty] | WLDFR | HFTD - Distribution - Zone 1 - 4QU CoRE ¦ 1QU LoRE | Red Flag Warning - Catastrophic Fires | 2030 | 0 | 0 | 0 | 0 | 15317.9909 | 247.273 | 9287.6491 | 5783.0689 | 0 | 2.7568 | 2.7568 | 2.7568 | 2.8792e-05 |  | 0 | 0 | 0 | 0 | 7.9373e-05 | 7.9373e-05 | 0 | 7.9373e-05 | 7.9373e-05 | 0 | 7.9373e-05 | Column30: 7.9373e-05 | [29 empty] | 7.3.2.1.3 Advanced weather monitoring and weather stations Weather StationsWLDFRElectric Reliability | WLDFR | HFTD - Transmission - Tier 2 - 230 kV or Higher | Red Flag Warning - Large Fires | 2031 | Electric Reliability | 0.74734 | 1759.53 | 2031 | Mitigation | 0.011149 | 10 | 0 | esc | 0 | 0 | 0 | 0 | 0.011149 | 0.0083319 | 0.011149 | 0.0083319
[79 empty] | WLDFR | HFTD - Distribution - Zone 1 - 4QU CoRE ¦ 1QU LoRE | Red Flag Warning - Catastrophic Fires | 2031 | 0 | 0 | 0 | 0 | 15317.9909 | 247.273 | 9287.6491 | 5783.0689 | 0 | 0 | 2.7568 | 2.7568 | 2.8792e-05 |  | 0 | 0 | 0 | 0 | 0 | 0 | 0 | 7.9373e-05 | 7.9373e-05 | 0 | 7.9373e-05 | Column30: 7.9373e-05 | [29 empty] | 7.3.2.1.3 Advanced weather monitoring and weather stations Weather StationsWLDFRElectric Reliability | WLDFR | HFTD - Transmission - Tier 2 - 230 kV or Higher | Red Flag Warning - Large Fires | 2032 | Electric Reliability | 0.74734 | 1759.53 | 2032 | Mitigation | 0.011149 | 10 | 0 | esc | 0 | 0 | 0 | 0 | 0 | 0 | 0.011149 | 0.0083319
[79 empty] | WLDFR | HFTD - Distribution - Zone 1 - 4QU CoRE ¦ 1QU LoRE | Red Flag Warning - Catastrophic Fires | 2032 | 0 | 0 | 0 | 0 | 15317.9909 | 247.273 | 9287.6491 | 5783.0689 | 0 | 0 | 0 | 2.7568 | 2.8792e-05 |  | 0 | 0 | 0 | 0 | 0 | 0 | 0 | 0 | 0 | 0 | 7.9373e-05 | Column30: 7.9373e-05 | [29 empty] | 7.3.2.1.3 Advanced weather monitoring and weather stations Weather StationsWLDFRElectric Reliability | WLDFR | HFTD - Transmission - Tier 2 - 230 kV or Higher | Red Flag Warning - Small Fires | 2021 | Electric Reliability | 0.036425 | 1759.53 | 2021 | Mitigation | 0.011149 | 10 | 0 | esc | 0.011149 | 0.0004061 | 0.011149 | 0.0004061 | 0 | 0 | 0 | 0
[79 empty] | WLDFR | HFTD - Distribution - Zone 1 - 4QU CoRE ¦ 1QU LoRE | Red Flag Warning - Destructive Fires | 2020 | 0 | 0 | 0 | 0 | 8807.9522 | 222.2294 | 8585.7228 | 0 | 2.4776 | 0 | 0 | 0 | 1.3892e-05 |  | 0 | 3.4419e-05 | 3.4419e-05 | 0 | 0 | 0 | 0 | 0 | 0 | 0 | 0 | Column30: 0 | [29 empty] | 7.3.2.1.3 Advanced weather monitoring and weather stations Weather StationsWLDFRElectric Reliability | WLDFR | HFTD - Transmission - Tier 2 - 230 kV or Higher | Red Flag Warning - Small Fires | 2022 | Electric Reliability | 0.036425 | 1759.53 | 2022 | Mitigation | 0.011149 | 10 | 0 | esc | 0.011149 | 0.0004061 | 0.011149 | 0.0004061 | 0.011149 | 0.0004061 | 0 | 0
[79 empty] | WLDFR | HFTD - Distribution - Zone 1 - 4QU CoRE ¦ 1QU LoRE | Red Flag Warning - Destructive Fires | 2021 | 0 | 0 | 0 | 0 | 8807.9522 | 222.2294 | 8585.7228 | 0 | 2.4776 | 2.4776 | 0 | 0 | 1.3892e-05 |  | 0 | 3.4419e-05 | 3.4419e-05 | 0 | 3.4419e-05 | 3.4419e-05 | 0 | 0 | 0 | 0 | 0 | Column30: 0 | [29 empty] | 7.3.2.1.3 Advanced weather monitoring and weather stations Weather StationsWLDFRElectric Reliability | WLDFR | HFTD - Transmission - Tier 2 - 230 kV or Higher | Red Flag Warning - Small Fires | 2023 | Electric Reliability | 0.03759 | 1759.53 | 2023 | Mitigation | 0.011149 | 10 | 0 | esc | 0.011149 | 0.00041909 | 0.011149 | 0.00041909 | 0.011149 | 0.00041909 | 0.011149 | 0.00041909
[79 empty] | WLDFR | HFTD - Distribution - Zone 1 - 4QU CoRE ¦ 1QU LoRE | Red Flag Warning - Destructive Fires | 2022 | 0 | 0 | 0 | 0 | 8807.9522 | 222.2294 | 8585.7228 | 0 | 2.4776 | 2.4776 | 2.4776 | 0 | 1.3892e-05 |  | 0 | 3.4419e-05 | 3.4419e-05 | 0 | 3.4419e-05 | 3.4419e-05 | 0 | 3.4419e-05 | 3.4419e-05 | 0 | 0 | Column30: 0 | [29 empty] | 7.3.2.1.3 Advanced weather monitoring and weather stations Weather StationsWLDFRElectric Reliability | WLDFR | HFTD - Transmission - Tier 2 - 230 kV or Higher | Red Flag Warning - Small Fires | 2024 | Electric Reliability | 0.03759 | 1759.53 | 2024 | Mitigation | 0.011149 | 10 | 0 | esc | 0.011149 | 0.00041909 | 0.011149 | 0.00041909 | 0.011149 | 0.00041909 | 0.011149 | 0.00041909
[79 empty] | WLDFR | HFTD - Distribution - Zone 1 - 4QU CoRE ¦ 1QU LoRE | Red Flag Warning - Destructive Fires | 2023 | 0 | 0 | 0 | 0 | 9129.7461 | 233.2301 | 8896.516 | 0 | 2.6002 | 2.6002 | 2.6002 | 2.6002 | 1.3892e-05 |  | 0 | 3.6123e-05 | 3.6123e-05 | 0 | 3.6123e-05 | 3.6123e-05 | 0 | 3.6123e-05 | 3.6123e-05 | 0 | 3.6123e-05 | Column30: 3.6123e-05 | [29 empty] | 7.3.2.1.3 Advanced weather monitoring and weather stations Weather StationsWLDFRElectric Reliability | WLDFR | HFTD - Transmission - Tier 2 - 230 kV or Higher | Red Flag Warning - Small Fires | 2025 | Electric Reliability | 0.03759 | 1759.53 | 2025 | Mitigation | 0.011149 | 10 | 0 | esc | 0.011149 | 0.00041909 | 0.011149 | 0.00041909 | 0.011149 | 0.00041909 | 0.011149 | 0.00041909
[79 empty] | WLDFR | HFTD - Distribution - Zone 1 - 4QU CoRE ¦ 1QU LoRE | Red Flag Warning - Destructive Fires | 2024 | 0 | 0 | 0 | 0 | 9129.7461 | 233.2301 | 8896.516 | 0 | 2.6002 | 2.6002 | 2.6002 | 2.6002 | 1.3892e-05 |  | 0 | 3.6123e-05 | 3.6123e-05 | 0 | 3.6123e-05 | 3.6123e-05 | 0 | 3.6123e-05 | 3.6123e-05 | 0 | 3.6123e-05 | Column30: 3.6123e-05 | [29 empty] | 7.3.2.1.3 Advanced weather monitoring and weather stations Weather StationsWLDFRElectric Reliability | WLDFR | HFTD - Transmission - Tier 2 - 230 kV or Higher | Red Flag Warning - Small Fires | 2026 | Electric Reliability | 0.03759 | 1759.53 | 2026 | Mitigation | 0.011149 | 10 | 0 | esc | 0.011149 | 0.00041909 | 0.011149 | 0.00041909 | 0.011149 | 0.00041909 | 0.011149 | 0.00041909
[79 empty] | WLDFR | HFTD - Distribution - Zone 1 - 4QU CoRE ¦ 1QU LoRE | Red Flag Warning - Destructive Fires | 2025 | 0 | 0 | 0 | 0 | 9129.7461 | 233.2301 | 8896.516 | 0 | 2.6002 | 2.6002 | 2.6002 | 2.6002 | 1.3892e-05 |  | 0 | 3.6123e-05 | 3.6123e-05 | 0 | 3.6123e-05 | 3.6123e-05 | 0 | 3.6123e-05 | 3.6123e-05 | 0 | 3.6123e-05 | Column30: 3.6123e-05 | [29 empty] | 7.3.2.1.3 Advanced weather monitoring and weather stations Weather StationsWLDFRElectric Reliability | WLDFR | HFTD - Transmission - Tier 2 - 230 kV or Higher | Red Flag Warning - Small Fires | 2027 | Electric Reliability | 0.03759 | 1759.53 | 2027 | Mitigation | 0.011149 | 10 | 0 | esc | 0.011149 | 0.00041909 | 0.011149 | 0.00041909 | 0.011149 | 0.00041909 | 0.011149 | 0.00041909
[79 empty] | WLDFR | HFTD - Distribution - Zone 1 - 4QU CoRE ¦ 1QU LoRE | Red Flag Warning - Destructive Fires | 2026 | 0 | 0 | 0 | 0 | 9129.7461 | 233.2301 | 8896.516 | 0 | 2.6002 | 2.6002 | 2.6002 | 2.6002 | 1.3892e-05 |  | 0 | 3.6123e-05 | 3.6123e-05 | 0 | 3.6123e-05 | 3.6123e-05 | 0 | 3.6123e-05 | 3.6123e-05 | 0 | 3.6123e-05 | Column30: 3.6123e-05 | [29 empty] | 7.3.2.1.3 Advanced weather monitoring and weather stations Weather StationsWLDFRElectric Reliability | WLDFR | HFTD - Transmission - Tier 2 - 230 kV or Higher | Red Flag Warning - Small Fires | 2028 | Electric Reliability | 0.039055 | 1759.53 | 2028 | Mitigation | 0.011149 | 10 | 0 | esc | 0.011149 | 0.00043542 | 0.011149 | 0.00043542 | 0.011149 | 0.00043542 | 0.011149 | 0.00043542
[79 empty] | WLDFR | HFTD - Distribution - Zone 1 - 4QU CoRE ¦ 1QU LoRE | Red Flag Warning - Destructive Fires | 2027 | 0 | 0 | 0 | 0 | 9129.7461 | 233.2301 | 8896.516 | 0 | 2.6002 | 2.6002 | 2.6002 | 2.6002 | 1.3892e-05 |  | 0 | 3.6123e-05 | 3.6123e-05 | 0 | 3.6123e-05 | 3.6123e-05 | 0 | 3.6123e-05 | 3.6123e-05 | 0 | 3.6123e-05 | Column30: 3.6123e-05 | [29 empty] | 7.3.2.1.3 Advanced weather monitoring and weather stations Weather StationsWLDFRElectric Reliability | WLDFR | HFTD - Transmission - Tier 2 - 230 kV or Higher | Red Flag Warning - Small Fires | 2029 | Electric Reliability | 0.039055 | 1759.53 | 2029 | Mitigation | 0.011149 | 10 | 0 | esc | 0.011149 | 0.00043542 | 0.011149 | 0.00043542 | 0.011149 | 0.00043542 | 0.011149 | 0.00043542
[79 empty] | WLDFR | HFTD - Distribution - Zone 1 - 4QU CoRE ¦ 1QU LoRE | Red Flag Warning - Destructive Fires | 2028 | 0 | 0 | 0 | 0 | 9534.9221 | 247.273 | 9287.6491 | 0 | 2.7568 | 2.7568 | 2.7568 | 2.7568 | 1.3892e-05 |  | 0 | 3.8298e-05 | 3.8298e-05 | 0 | 3.8298e-05 | 3.8298e-05 | 0 | 3.8298e-05 | 3.8298e-05 | 0 | 3.8298e-05 | Column30: 3.8298e-05 | [29 empty] | 7.3.2.1.3 Advanced weather monitoring and weather stations Weather StationsWLDFRElectric Reliability | WLDFR | HFTD - Transmission - Tier 2 - 230 kV or Higher | Red Flag Warning - Small Fires | 2030 | Electric Reliability | 0.039055 | 1759.53 | 2030 | Mitigation | 0.011149 | 10 | 0 | esc | 0 | 0 | 0.011149 | 0.00043542 | 0.011149 | 0.00043542 | 0.011149 | 0.00043542
[79 empty] | WLDFR | HFTD - Distribution - Zone 1 - 4QU CoRE ¦ 1QU LoRE | Red Flag Warning - Destructive Fires | 2029 | 0 | 0 | 0 | 0 | 9534.9221 | 247.273 | 9287.6491 | 0 | 2.7568 | 2.7568 | 2.7568 | 2.7568 | 1.3892e-05 |  | 0 | 3.8298e-05 | 3.8298e-05 | 0 | 3.8298e-05 | 3.8298e-05 | 0 | 3.8298e-05 | 3.8298e-05 | 0 | 3.8298e-05 | Column30: 3.8298e-05 | [29 empty] | 7.3.2.1.3 Advanced weather monitoring and weather stations Weather StationsWLDFRElectric Reliability | WLDFR | HFTD - Transmission - Tier 2 - 230 kV or Higher | Red Flag Warning - Small Fires | 2031 | Electric Reliability | 0.039055 | 1759.53 | 2031 | Mitigation | 0.011149 | 10 | 0 | esc | 0 | 0 | 0 | 0 | 0.011149 | 0.00043542 | 0.011149 | 0.00043542
[79 empty] | WLDFR | HFTD - Distribution - Zone 1 - 4QU CoRE ¦ 1QU LoRE | Red Flag Warning - Destructive Fires | 2030 | 0 | 0 | 0 | 0 | 9534.9221 | 247.273 | 9287.6491 | 0 | 0 | 2.7568 | 2.7568 | 2.7568 | 1.3892e-05 |  | 0 | 0 | 0 | 0 | 3.8298e-05 | 3.8298e-05 | 0 | 3.8298e-05 | 3.8298e-05 | 0 | 3.8298e-05 | Column30: 3.8298e-05 | [29 empty] | 7.3.2.1.3 Advanced weather monitoring and weather stations Weather StationsWLDFRElectric Reliability | WLDFR | HFTD - Transmission - Tier 2 - 230 kV or Higher | Red Flag Warning - Small Fires | 2032 | Electric Reliability | 0.039055 | 1759.53 | 2032 | Mitigation | 0.011149 | 10 | 0 | esc | 0 | 0 | 0 | 0 | 0 | 0 | 0.011149 | 0.00043542
[79 empty] | WLDFR | HFTD - Distribution - Zone 1 - 4QU CoRE ¦ 1QU LoRE | Red Flag Warning - Destructive Fires | 2031 | 0 | 0 | 0 | 0 | 9534.9221 | 247.273 | 9287.6491 | 0 | 0 | 0 | 2.7568 | 2.7568 | 1.3892e-05 |  | 0 | 0 | 0 | 0 | 0 | 0 | 0 | 3.8298e-05 | 3.8298e-05 | 0 | 3.8298e-05 | Column30: 3.8298e-05 | [29 empty] | 7.3.2.1.3 Advanced weather monitoring and weather stations Weather StationsWLDFRElectric Reliability | WLDFR | HFTD - Transmission - Tier 2 - 60/70 kV | Non-Red Flag Warning - Catastrophic Fires | 2021 | Electric Reliability | 222.2294 | 1419.51 | 2021 | Mitigation | 0.011149 | 10 | 0 | esc | 0.011149 | 2.4776 | 0.011149 | 2.4776 | 0 | 0 | 0 | 0
[79 empty] | WLDFR | HFTD - Distribution - Zone 1 - 4QU CoRE ¦ 1QU LoRE | Red Flag Warning - Destructive Fires | 2032 | 0 | 0 | 0 | 0 | 9534.9221 | 247.273 | 9287.6491 | 0 | 0 | 0 | 0 | 2.7568 | 1.3892e-05 |  | 0 | 0 | 0 | 0 | 0 | 0 | 0 | 0 | 0 | 0 | 3.8298e-05 | Column30: 3.8298e-05 | [29 empty] | 7.3.2.1.3 Advanced weather monitoring and weather stations Weather StationsWLDFRElectric Reliability | WLDFR | HFTD - Transmission - Tier 2 - 60/70 kV | Non-Red Flag Warning - Catastrophic Fires | 2022 | Electric Reliability | 222.2294 | 1419.51 | 2022 | Mitigation | 0.011149 | 10 | 0 | esc | 0.011149 | 2.4776 | 0.011149 | 2.4776 | 0.011149 | 2.4776 | 0 | 0
[79 empty] | WLDFR | HFTD - Distribution - Zone 1 - 4QU CoRE ¦ 1QU LoRE | Red Flag Warning - Large Fires | 2020 | 0 | 0 | 0 | 0 | 5.2406 | 0.69642 | 2.942 | 1.6022 | 0.0077642 | 0 | 0 | 0 | 8.9528e-05 |  | 0 | 6.9512e-07 | 6.9512e-07 | 0 | 0 | 0 | 0 | 0 | 0 | 0 | 0 | Column30: 0 | [29 empty] | 7.3.2.1.3 Advanced weather monitoring and weather stations Weather StationsWLDFRElectric Reliability | WLDFR | HFTD - Transmission - Tier 2 - 60/70 kV | Non-Red Flag Warning - Catastrophic Fires | 2023 | Electric Reliability | 233.2301 | 1419.51 | 2023 | Mitigation | 0.011149 | 10 | 0 | esc | 0.011149 | 2.6002 | 0.011149 | 2.6002 | 0.011149 | 2.6002 | 0.011149 | 2.6002
[79 empty] | WLDFR | HFTD - Distribution - Zone 1 - 4QU CoRE ¦ 1QU LoRE | Red Flag Warning - Large Fires | 2021 | 0 | 0 | 0 | 0 | 5.2406 | 0.69642 | 2.942 | 1.6022 | 0.0077642 | 0.0077642 | 0 | 0 | 8.9528e-05 |  | 0 | 6.9512e-07 | 6.9512e-07 | 0 | 6.9512e-07 | 6.9512e-07 | 0 | 0 | 0 | 0 | 0 | Column30: 0 | [29 empty] | 7.3.2.1.3 Advanced weather monitoring and weather stations Weather StationsWLDFRElectric Reliability | WLDFR | HFTD - Transmission - Tier 2 - 60/70 kV | Non-Red Flag Warning - Catastrophic Fires | 2024 | Electric Reliability | 233.2301 | 1419.51 | 2024 | Mitigation | 0.011149 | 10 | 0 | esc | 0.011149 | 2.6002 | 0.011149 | 2.6002 | 0.011149 | 2.6002 | 0.011149 | 2.6002
[79 empty] | WLDFR | HFTD - Distribution - Zone 1 - 4QU CoRE ¦ 1QU LoRE | Red Flag Warning - Large Fires | 2022 | 0 | 0 | 0 | 0 | 5.2406 | 0.69642 | 2.942 | 1.6022 | 0.0077642 | 0.0077642 | 0.0077642 | 0 | 8.9528e-05 |  | 0 | 6.9512e-07 | 6.9512e-07 | 0 | 6.9512e-07 | 6.9512e-07 | 0 | 6.9512e-07 | 6.9512e-07 | 0 | 0 | Column30: 0 | [29 empty] | 7.3.2.1.3 Advanced weather monitoring and weather stations Weather StationsWLDFRElectric Reliability | WLDFR | HFTD - Transmission - Tier 2 - 60/70 kV | Non-Red Flag Warning - Catastrophic Fires | 2025 | Electric Reliability | 233.2301 | 1419.51 | 2025 | Mitigation | 0.011149 | 10 | 0 | esc | 0.011149 | 2.6002 | 0.011149 | 2.6002 | 0.011149 | 2.6002 | 0.011149 | 2.6002
[79 empty] | WLDFR | HFTD - Distribution - Zone 1 - 4QU CoRE ¦ 1QU LoRE | Red Flag Warning - Large Fires | 2023 | 0 | 0 | 0 | 0 | 5.475 | 0.71896 | 3.0715 | 1.6846 | 0.0080156 | 0.0080156 | 0.0080156 | 0.0080156 | 8.9528e-05 |  | 0 | 7.1762e-07 | 7.1762e-07 | 0 | 7.1762e-07 | 7.1762e-07 | 0 | 7.1762e-07 | 7.1762e-07 | 0 | 7.1762e-07 | Column30: 7.1762e-07 | [29 empty] | 7.3.2.1.3 Advanced weather monitoring and weather stations Weather StationsWLDFRElectric Reliability | WLDFR | HFTD - Transmission - Tier 2 - 60/70 kV | Non-Red Flag Warning - Catastrophic Fires | 2026 | Electric Reliability | 233.2301 | 1419.51 | 2026 | Mitigation | 0.011149 | 10 | 0 | esc | 0.011149 | 2.6002 | 0.011149 | 2.6002 | 0.011149 | 2.6002 | 0.011149 | 2.6002
[79 empty] | WLDFR | HFTD - Distribution - Zone 1 - 4QU CoRE ¦ 1QU LoRE | Red Flag Warning - Large Fires | 2024 | 0 | 0 | 0 | 0 | 5.475 | 0.71896 | 3.0715 | 1.6846 | 0.0080156 | 0.0080156 | 0.0080156 | 0.0080156 | 8.9528e-05 |  | 0 | 7.1762e-07 | 7.1762e-07 | 0 | 7.1762e-07 | 7.1762e-07 | 0 | 7.1762e-07 | 7.1762e-07 | 0 | 7.1762e-07 | Column30: 7.1762e-07 | [29 empty] | 7.3.2.1.3 Advanced weather monitoring and weather stations Weather StationsWLDFRElectric Reliability | WLDFR | HFTD - Transmission - Tier 2 - 60/70 kV | Non-Red Flag Warning - Catastrophic Fires | 2027 | Electric Reliability | 233.2301 | 1419.51 | 2027 | Mitigation | 0.011149 | 10 | 0 | esc | 0.011149 | 2.6002 | 0.011149 | 2.6002 | 0.011149 | 2.6002 | 0.011149 | 2.6002
[79 empty] | WLDFR | HFTD - Distribution - Zone 1 - 4QU CoRE ¦ 1QU LoRE | Red Flag Warning - Large Fires | 2025 | 0 | 0 | 0 | 0 | 5.475 | 0.71896 | 3.0715 | 1.6846 | 0.0080156 | 0.0080156 | 0.0080156 | 0.0080156 | 8.9528e-05 |  | 0 | 7.1762e-07 | 7.1762e-07 | 0 | 7.1762e-07 | 7.1762e-07 | 0 | 7.1762e-07 | 7.1762e-07 | 0 | 7.1762e-07 | Column30: 7.1762e-07 | [29 empty] | 7.3.2.1.3 Advanced weather monitoring and weather stations Weather StationsWLDFRElectric Reliability | WLDFR | HFTD - Transmission - Tier 2 - 60/70 kV | Non-Red Flag Warning - Catastrophic Fires | 2028 | Electric Reliability | 247.273 | 1419.51 | 2028 | Mitigation | 0.011149 | 10 | 0 | esc | 0.011149 | 2.7568 | 0.011149 | 2.7568 | 0.011149 | 2.7568 | 0.011149 | 2.7568
[79 empty] | WLDFR | HFTD - Distribution - Zone 1 - 4QU CoRE ¦ 1QU LoRE | Red Flag Warning - Large Fires | 2026 | 0 | 0 | 0 | 0 | 5.475 | 0.71896 | 3.0715 | 1.6846 | 0.0080156 | 0.0080156 | 0.0080156 | 0.0080156 | 8.9528e-05 |  | 0 | 7.1762e-07 | 7.1762e-07 | 0 | 7.1762e-07 | 7.1762e-07 | 0 | 7.1762e-07 | 7.1762e-07 | 0 | 7.1762e-07 | Column30: 7.1762e-07 | [29 empty] | 7.3.2.1.3 Advanced weather monitoring and weather stations Weather StationsWLDFRElectric Reliability | WLDFR | HFTD - Transmission - Tier 2 - 60/70 kV | Non-Red Flag Warning - Catastrophic Fires | 2029 | Electric Reliability | 247.273 | 1419.51 | 2029 | Mitigation | 0.011149 | 10 | 0 | esc | 0.011149 | 2.7568 | 0.011149 | 2.7568 | 0.011149 | 2.7568 | 0.011149 | 2.7568
[79 empty] | WLDFR | HFTD - Distribution - Zone 1 - 4QU CoRE ¦ 1QU LoRE | Red Flag Warning - Large Fires | 2027 | 0 | 0 | 0 | 0 | 5.475 | 0.71896 | 3.0715 | 1.6846 | 0.0080156 | 0.0080156 | 0.0080156 | 0.0080156 | 8.9528e-05 |  | 0 | 7.1762e-07 | 7.1762e-07 | 0 | 7.1762e-07 | 7.1762e-07 | 0 | 7.1762e-07 | 7.1762e-07 | 0 | 7.1762e-07 | Column30: 7.1762e-07 | [29 empty] | 7.3.2.1.3 Advanced weather monitoring and weather stations Weather StationsWLDFRElectric Reliability | WLDFR | HFTD - Transmission - Tier 2 - 60/70 kV | Non-Red Flag Warning - Catastrophic Fires | 2030 | Electric Reliability | 247.273 | 1419.51 | 2030 | Mitigation | 0.011149 | 10 | 0 | esc | 0 | 0 | 0.011149 | 2.7568 | 0.011149 | 2.7568 | 0.011149 | 2.7568
[79 empty] | WLDFR | HFTD - Distribution - Zone 1 - 4QU CoRE ¦ 1QU LoRE | Red Flag Warning - Large Fires | 2028 | 0 | 0 | 0 | 0 | 5.777 | 0.74734 | 3.238 | 1.7917 | 0.0083319 | 0.0083319 | 0.0083319 | 0.0083319 | 8.9528e-05 |  | 0 | 7.4595e-07 | 7.4595e-07 | 0 | 7.4595e-07 | 7.4595e-07 | 0 | 7.4595e-07 | 7.4595e-07 | 0 | 7.4595e-07 | Column30: 7.4595e-07 | [29 empty] | 7.3.2.1.3 Advanced weather monitoring and weather stations Weather StationsWLDFRElectric Reliability | WLDFR | HFTD - Transmission - Tier 2 - 60/70 kV | Non-Red Flag Warning - Catastrophic Fires | 2031 | Electric Reliability | 247.273 | 1419.51 | 2031 | Mitigation | 0.011149 | 10 | 0 | esc | 0 | 0 | 0 | 0 | 0.011149 | 2.7568 | 0.011149 | 2.7568
[79 empty] | WLDFR | HFTD - Distribution - Zone 1 - 4QU CoRE ¦ 1QU LoRE | Red Flag Warning - Large Fires | 2029 | 0 | 0 | 0 | 0 | 5.777 | 0.74734 | 3.238 | 1.7917 | 0.0083319 | 0.0083319 | 0.0083319 | 0.0083319 | 8.9528e-05 |  | 0 | 7.4595e-07 | 7.4595e-07 | 0 | 7.4595e-07 | 7.4595e-07 | 0 | 7.4595e-07 | 7.4595e-07 | 0 | 7.4595e-07 | Column30: 7.4595e-07 | [29 empty] | 7.3.2.1.3 Advanced weather monitoring and weather stations Weather StationsWLDFRElectric Reliability | WLDFR | HFTD - Transmission - Tier 2 - 60/70 kV | Non-Red Flag Warning - Catastrophic Fires | 2032 | Electric Reliability | 247.273 | 1419.51 | 2032 | Mitigation | 0.011149 | 10 | 0 | esc | 0 | 0 | 0 | 0 | 0 | 0 | 0.011149 | 2.7568
[79 empty] | WLDFR | HFTD - Distribution - Zone 1 - 4QU CoRE ¦ 1QU LoRE | Red Flag Warning - Large Fires | 2030 | 0 | 0 | 0 | 0 | 5.777 | 0.74734 | 3.238 | 1.7917 | 0 | 0.0083319 | 0.0083319 | 0.0083319 | 8.9528e-05 |  | 0 | 0 | 0 | 0 | 7.4595e-07 | 7.4595e-07 | 0 | 7.4595e-07 | 7.4595e-07 | 0 | 7.4595e-07 | Column30: 7.4595e-07 | [29 empty] | 7.3.2.1.3 Advanced weather monitoring and weather stations Weather StationsWLDFRElectric Reliability | WLDFR | HFTD - Transmission - Tier 2 - 60/70 kV | Non-Red Flag Warning - Destructive Fires | 2021 | Electric Reliability | 222.2294 | 1419.51 | 2021 | Mitigation | 0.011149 | 10 | 0 | esc | 0.011149 | 2.4776 | 0.011149 | 2.4776 | 0 | 0 | 0 | 0
[79 empty] | WLDFR | HFTD - Distribution - Zone 1 - 4QU CoRE ¦ 1QU LoRE | Red Flag Warning - Large Fires | 2031 | 0 | 0 | 0 | 0 | 5.777 | 0.74734 | 3.238 | 1.7917 | 0 | 0 | 0.0083319 | 0.0083319 | 8.9528e-05 |  | 0 | 0 | 0 | 0 | 0 | 0 | 0 | 7.4595e-07 | 7.4595e-07 | 0 | 7.4595e-07 | Column30: 7.4595e-07 | [29 empty] | 7.3.2.1.3 Advanced weather monitoring and weather stations Weather StationsWLDFRElectric Reliability | WLDFR | HFTD - Transmission - Tier 2 - 60/70 kV | Non-Red Flag Warning - Destructive Fires | 2022 | Electric Reliability | 222.2294 | 1419.51 | 2022 | Mitigation | 0.011149 | 10 | 0 | esc | 0.011149 | 2.4776 | 0.011149 | 2.4776 | 0.011149 | 2.4776 | 0 | 0
[79 empty] | WLDFR | HFTD - Distribution - Zone 1 - 4QU CoRE ¦ 1QU LoRE | Red Flag Warning - Large Fires | 2032 | 0 | 0 | 0 | 0 | 5.777 | 0.74734 | 3.238 | 1.7917 | 0 | 0 | 0 | 0.0083319 | 8.9528e-05 |  | 0 | 0 | 0 | 0 | 0 | 0 | 0 | 0 | 0 | 0 | 7.4595e-07 | Column30: 7.4595e-07 | [29 empty] | 7.3.2.1.3 Advanced weather monitoring and weather stations Weather StationsWLDFRElectric Reliability | WLDFR | HFTD - Transmission - Tier 2 - 60/70 kV | Non-Red Flag Warning - Destructive Fires | 2023 | Electric Reliability | 233.2301 | 1419.51 | 2023 | Mitigation | 0.011149 | 10 | 0 | esc | 0.011149 | 2.6002 | 0.011149 | 2.6002 | 0.011149 | 2.6002 | 0.011149 | 2.6002
[79 empty] | WLDFR | HFTD - Distribution - Zone 1 - 4QU CoRE ¦ 1QU LoRE | Red Flag Warning - Small Fires | 2020 | 0 | 0 | 0 | 0 | 0.077901 | 0.036425 | 0.0015809 | 0.039895 | 0.0004061 | 0 | 0 | 0 | 0.0020456 |  | 0 | 8.3073e-07 | 8.3073e-07 | 0 | 0 | 0 | 0 | 0 | 0 | 0 | 0 | Column30: 0 | [29 empty] | 7.3.2.1.3 Advanced weather monitoring and weather stations Weather StationsWLDFRElectric Reliability | WLDFR | HFTD - Transmission - Tier 2 - 60/70 kV | Non-Red Flag Warning - Destructive Fires | 2024 | Electric Reliability | 233.2301 | 1419.51 | 2024 | Mitigation | 0.011149 | 10 | 0 | esc | 0.011149 | 2.6002 | 0.011149 | 2.6002 | 0.011149 | 2.6002 | 0.011149 | 2.6002
[79 empty] | WLDFR | HFTD - Distribution - Zone 1 - 4QU CoRE ¦ 1QU LoRE | Red Flag Warning - Small Fires | 2021 | 0 | 0 | 0 | 0 | 0.077901 | 0.036425 | 0.0015809 | 0.039895 | 0.0004061 | 0.0004061 | 0 | 0 | 0.0020456 |  | 0 | 8.3073e-07 | 8.3073e-07 | 0 | 8.3073e-07 | 8.3073e-07 | 0 | 0 | 0 | 0 | 0 | Column30: 0 | [29 empty] | 7.3.2.1.3 Advanced weather monitoring and weather stations Weather StationsWLDFRElectric Reliability | WLDFR | HFTD - Transmission - Tier 2 - 60/70 kV | Non-Red Flag Warning - Destructive Fires | 2025 | Electric Reliability | 233.2301 | 1419.51 | 2025 | Mitigation | 0.011149 | 10 | 0 | esc | 0.011149 | 2.6002 | 0.011149 | 2.6002 | 0.011149 | 2.6002 | 0.011149 | 2.6002
[79 empty] | WLDFR | HFTD - Distribution - Zone 1 - 4QU CoRE ¦ 1QU LoRE | Red Flag Warning - Small Fires | 2022 | 0 | 0 | 0 | 0 | 0.077901 | 0.036425 | 0.0015809 | 0.039895 | 0.0004061 | 0.0004061 | 0.0004061 | 0 | 0.0020456 |  | 0 | 8.3073e-07 | 8.3073e-07 | 0 | 8.3073e-07 | 8.3073e-07 | 0 | 8.3073e-07 | 8.3073e-07 | 0 | 0 | Column30: 0 | [29 empty] | 7.3.2.1.3 Advanced weather monitoring and weather stations Weather StationsWLDFRElectric Reliability | WLDFR | HFTD - Transmission - Tier 2 - 60/70 kV | Non-Red Flag Warning - Destructive Fires | 2026 | Electric Reliability | 233.2301 | 1419.51 | 2026 | Mitigation | 0.011149 | 10 | 0 | esc | 0.011149 | 2.6002 | 0.011149 | 2.6002 | 0.011149 | 2.6002 | 0.011149 | 2.6002
[79 empty] | WLDFR | HFTD - Distribution - Zone 1 - 4QU CoRE ¦ 1QU LoRE | Red Flag Warning - Small Fires | 2023 | 0 | 0 | 0 | 0 | 0.080408 | 0.03759 | 0.0016314 | 0.041187 | 0.00041909 | 0.00041909 | 0.00041909 | 0.00041909 | 0.0020456 |  | 0 | 8.573e-07 | 8.573e-07 | 0 | 8.573e-07 | 8.573e-07 | 0 | 8.573e-07 | 8.573e-07 | 0 | 8.573e-07 | Column30: 8.573e-07 | [29 empty] | 7.3.2.1.3 Advanced weather monitoring and weather stations Weather StationsWLDFRElectric Reliability | WLDFR | HFTD - Transmission - Tier 2 - 60/70 kV | Non-Red Flag Warning - Destructive Fires | 2027 | Electric Reliability | 233.2301 | 1419.51 | 2027 | Mitigation | 0.011149 | 10 | 0 | esc | 0.011149 | 2.6002 | 0.011149 | 2.6002 | 0.011149 | 2.6002 | 0.011149 | 2.6002
[79 empty] | WLDFR | HFTD - Distribution - Zone 1 - 4QU CoRE ¦ 1QU LoRE | Red Flag Warning - Small Fires | 2024 | 0 | 0 | 0 | 0 | 0.080408 | 0.03759 | 0.0016314 | 0.041187 | 0.00041909 | 0.00041909 | 0.00041909 | 0.00041909 | 0.0020456 |  | 0 | 8.573e-07 | 8.573e-07 | 0 | 8.573e-07 | 8.573e-07 | 0 | 8.573e-07 | 8.573e-07 | 0 | 8.573e-07 | Column30: 8.573e-07 | [29 empty] | 7.3.2.1.3 Advanced weather monitoring and weather stations Weather StationsWLDFRElectric Reliability | WLDFR | HFTD - Transmission - Tier 2 - 60/70 kV | Non-Red Flag Warning - Destructive Fires | 2028 | Electric Reliability | 247.273 | 1419.51 | 2028 | Mitigation | 0.011149 | 10 | 0 | esc | 0.011149 | 2.7568 | 0.011149 | 2.7568 | 0.011149 | 2.7568 | 0.011149 | 2.7568
[79 empty] | WLDFR | HFTD - Distribution - Zone 1 - 4QU CoRE ¦ 1QU LoRE | Red Flag Warning - Small Fires | 2025 | 0 | 0 | 0 | 0 | 0.080408 | 0.03759 | 0.0016314 | 0.041187 | 0.00041909 | 0.00041909 | 0.00041909 | 0.00041909 | 0.0020456 |  | 0 | 8.573e-07 | 8.573e-07 | 0 | 8.573e-07 | 8.573e-07 | 0 | 8.573e-07 | 8.573e-07 | 0 | 8.573e-07 | Column30: 8.573e-07 | [29 empty] | 7.3.2.1.3 Advanced weather monitoring and weather stations Weather StationsWLDFRElectric Reliability | WLDFR | HFTD - Transmission - Tier 2 - 60/70 kV | Non-Red Flag Warning - Destructive Fires | 2029 | Electric Reliability | 247.273 | 1419.51 | 2029 | Mitigation | 0.011149 | 10 | 0 | esc | 0.011149 | 2.7568 | 0.011149 | 2.7568 | 0.011149 | 2.7568 | 0.011149 | 2.7568
[79 empty] | WLDFR | HFTD - Distribution - Zone 1 - 4QU CoRE ¦ 1QU LoRE | Red Flag Warning - Small Fires | 2026 | 0 | 0 | 0 | 0 | 0.080408 | 0.03759 | 0.0016314 | 0.041187 | 0.00041909 | 0.00041909 | 0.00041909 | 0.00041909 | 0.0020456 |  | 0 | 8.573e-07 | 8.573e-07 | 0 | 8.573e-07 | 8.573e-07 | 0 | 8.573e-07 | 8.573e-07 | 0 | 8.573e-07 | Column30: 8.573e-07 | [29 empty] | 7.3.2.1.3 Advanced weather monitoring and weather stations Weather StationsWLDFRElectric Reliability | WLDFR | HFTD - Transmission - Tier 2 - 60/70 kV | Non-Red Flag Warning - Destructive Fires | 2030 | Electric Reliability | 247.273 | 1419.51 | 2030 | Mitigation | 0.011149 | 10 | 0 | esc | 0 | 0 | 0.011149 | 2.7568 | 0.011149 | 2.7568 | 0.011149 | 2.7568
[79 empty] | WLDFR | HFTD - Distribution - Zone 1 - 4QU CoRE ¦ 1QU LoRE | Red Flag Warning - Small Fires | 2027 | 0 | 0 | 0 | 0 | 0.080408 | 0.03759 | 0.0016314 | 0.041187 | 0.00041909 | 0.00041909 | 0.00041909 | 0.00041909 | 0.0020456 |  | 0 | 8.573e-07 | 8.573e-07 | 0 | 8.573e-07 | 8.573e-07 | 0 | 8.573e-07 | 8.573e-07 | 0 | 8.573e-07 | Column30: 8.573e-07 | [29 empty] | 7.3.2.1.3 Advanced weather monitoring and weather stations Weather StationsWLDFRElectric Reliability | WLDFR | HFTD - Transmission - Tier 2 - 60/70 kV | Non-Red Flag Warning - Destructive Fires | 2031 | Electric Reliability | 247.273 | 1419.51 | 2031 | Mitigation | 0.011149 | 10 | 0 | esc | 0 | 0 | 0 | 0 | 0.011149 | 2.7568 | 0.011149 | 2.7568
[79 empty] | WLDFR | HFTD - Distribution - Zone 1 - 4QU CoRE ¦ 1QU LoRE | Red Flag Warning - Small Fires | 2028 | 0 | 0 | 0 | 0 | 0.083606 | 0.039055 | 0.001695 | 0.042856 | 0.00043542 | 0.00043542 | 0.00043542 | 0.00043542 | 0.0020456 |  | 0 | 8.9071e-07 | 8.9071e-07 | 0 | 8.9071e-07 | 8.9071e-07 | 0 | 8.9071e-07 | 8.9071e-07 | 0 | 8.9071e-07 | Column30: 8.9071e-07 | [29 empty] | 7.3.2.1.3 Advanced weather monitoring and weather stations Weather StationsWLDFRElectric Reliability | WLDFR | HFTD - Transmission - Tier 2 - 60/70 kV | Non-Red Flag Warning - Destructive Fires | 2032 | Electric Reliability | 247.273 | 1419.51 | 2032 | Mitigation | 0.011149 | 10 | 0 | esc | 0 | 0 | 0 | 0 | 0 | 0 | 0.011149 | 2.7568
[79 empty] | WLDFR | HFTD - Distribution - Zone 1 - 4QU CoRE ¦ 1QU LoRE | Red Flag Warning - Small Fires | 2029 | 0 | 0 | 0 | 0 | 0.083606 | 0.039055 | 0.001695 | 0.042856 | 0.00043542 | 0.00043542 | 0.00043542 | 0.00043542 | 0.0020456 |  | 0 | 8.9071e-07 | 8.9071e-07 | 0 | 8.9071e-07 | 8.9071e-07 | 0 | 8.9071e-07 | 8.9071e-07 | 0 | 8.9071e-07 | Column30: 8.9071e-07 | [29 empty] | 7.3.2.1.3 Advanced weather monitoring and weather stations Weather StationsWLDFRElectric Reliability | WLDFR | HFTD - Transmission - Tier 2 - 60/70 kV | Non-Red Flag Warning - Large Fires | 2021 | Electric Reliability | 0.69642 | 1419.51 | 2021 | Mitigation | 0.011149 | 10 | 0 | esc | 0.011149 | 0.0077642 | 0.011149 | 0.0077642 | 0 | 0 | 0 | 0
[79 empty] | WLDFR | HFTD - Distribution - Zone 1 - 4QU CoRE ¦ 1QU LoRE | Red Flag Warning - Small Fires | 2030 | 0 | 0 | 0 | 0 | 0.083606 | 0.039055 | 0.001695 | 0.042856 | 0 | 0.00043542 | 0.00043542 | 0.00043542 | 0.0020456 |  | 0 | 0 | 0 | 0 | 8.9071e-07 | 8.9071e-07 | 0 | 8.9071e-07 | 8.9071e-07 | 0 | 8.9071e-07 | Column30: 8.9071e-07 | [29 empty] | 7.3.2.1.3 Advanced weather monitoring and weather stations Weather StationsWLDFRElectric Reliability | WLDFR | HFTD - Transmission - Tier 2 - 60/70 kV | Non-Red Flag Warning - Large Fires | 2022 | Electric Reliability | 0.69642 | 1419.51 | 2022 | Mitigation | 0.011149 | 10 | 0 | esc | 0.011149 | 0.0077642 | 0.011149 | 0.0077642 | 0.011149 | 0.0077642 | 0 | 0
[79 empty] | WLDFR | HFTD - Distribution - Zone 1 - 4QU CoRE ¦ 1QU LoRE | Red Flag Warning - Small Fires | 2031 | 0 | 0 | 0 | 0 | 0.083606 | 0.039055 | 0.001695 | 0.042856 | 0 | 0 | 0.00043542 | 0.00043542 | 0.0020456 |  | 0 | 0 | 0 | 0 | 0 | 0 | 0 | 8.9071e-07 | 8.9071e-07 | 0 | 8.9071e-07 | Column30: 8.9071e-07 | [29 empty] | 7.3.2.1.3 Advanced weather monitoring and weather stations Weather StationsWLDFRElectric Reliability | WLDFR | HFTD - Transmission - Tier 2 - 60/70 kV | Non-Red Flag Warning - Large Fires | 2023 | Electric Reliability | 0.71896 | 1419.51 | 2023 | Mitigation | 0.011149 | 10 | 0 | esc | 0.011149 | 0.0080156 | 0.011149 | 0.0080156 | 0.011149 | 0.0080156 | 0.011149 | 0.0080156
[79 empty] | WLDFR | HFTD - Distribution - Zone 1 - 4QU CoRE ¦ 1QU LoRE | Red Flag Warning - Small Fires | 2032 | 0 | 0 | 0 | 0 | 0.083606 | 0.039055 | 0.001695 | 0.042856 | 0 | 0 | 0 | 0.00043542 | 0.0020456 |  | 0 | 0 | 0 | 0 | 0 | 0 | 0 | 0 | 0 | 0 | 8.9071e-07 | Column30: 8.9071e-07 | [29 empty] | 7.3.2.1.3 Advanced weather monitoring and weather stations Weather StationsWLDFRElectric Reliability | WLDFR | HFTD - Transmission - Tier 2 - 60/70 kV | Non-Red Flag Warning - Large Fires | 2024 | Electric Reliability | 0.71896 | 1419.51 | 2024 | Mitigation | 0.011149 | 10 | 0 | esc | 0.011149 | 0.0080156 | 0.011149 | 0.0080156 | 0.011149 | 0.0080156 | 0.011149 | 0.0080156
[79 empty] | WLDFR | HFTD - Distribution - Zone 1 - 5QU CoRE ¦ 1QU LoRE | Non-Red Flag Warning - Catastrophic Fires | 2020 | 0 | 0 | 0 | 0 | 14146.1306 | 222.2294 | 8585.7228 | 5338.1784 | 2.4776 | 0 | 0 | 0 | 1.5204e-07 |  | 0 | 3.7669e-07 | 3.7669e-07 | 0 | 0 | 0 | 0 | 0 | 0 | 0 | 0 | Column30: 0 | [29 empty] | 7.3.2.1.3 Advanced weather monitoring and weather stations Weather StationsWLDFRElectric Reliability | WLDFR | HFTD - Transmission - Tier 2 - 60/70 kV | Non-Red Flag Warning - Large Fires | 2025 | Electric Reliability | 0.71896 | 1419.51 | 2025 | Mitigation | 0.011149 | 10 | 0 | esc | 0.011149 | 0.0080156 | 0.011149 | 0.0080156 | 0.011149 | 0.0080156 | 0.011149 | 0.0080156
[79 empty] | WLDFR | HFTD - Distribution - Zone 1 - 5QU CoRE ¦ 1QU LoRE | Non-Red Flag Warning - Catastrophic Fires | 2021 | 0 | 0 | 0 | 0 | 14146.1306 | 222.2294 | 8585.7228 | 5338.1784 | 2.4776 | 2.4776 | 0 | 0 | 1.5204e-07 |  | 0 | 3.7669e-07 | 3.7669e-07 | 0 | 3.7669e-07 | 3.7669e-07 | 0 | 0 | 0 | 0 | 0 | Column30: 0 | [29 empty] | 7.3.2.1.3 Advanced weather monitoring and weather stations Weather StationsWLDFRElectric Reliability | WLDFR | HFTD - Transmission - Tier 2 - 60/70 kV | Non-Red Flag Warning - Large Fires | 2026 | Electric Reliability | 0.71896 | 1419.51 | 2026 | Mitigation | 0.011149 | 10 | 0 | esc | 0.011149 | 0.0080156 | 0.011149 | 0.0080156 | 0.011149 | 0.0080156 | 0.011149 | 0.0080156
[79 empty] | WLDFR | HFTD - Distribution - Zone 1 - 5QU CoRE ¦ 1QU LoRE | Non-Red Flag Warning - Catastrophic Fires | 2022 | 0 | 0 | 0 | 0 | 14146.1306 | 222.2294 | 8585.7228 | 5338.1784 | 2.4776 | 2.4776 | 2.4776 | 0 | 1.5204e-07 |  | 0 | 3.7669e-07 | 3.7669e-07 | 0 | 3.7669e-07 | 3.7669e-07 | 0 | 3.7669e-07 | 3.7669e-07 | 0 | 0 | Column30: 0 | [29 empty] | 7.3.2.1.3 Advanced weather monitoring and weather stations Weather StationsWLDFRElectric Reliability | WLDFR | HFTD - Transmission - Tier 2 - 60/70 kV | Non-Red Flag Warning - Large Fires | 2027 | Electric Reliability | 0.71896 | 1419.51 | 2027 | Mitigation | 0.011149 | 10 | 0 | esc | 0.011149 | 0.0080156 | 0.011149 | 0.0080156 | 0.011149 | 0.0080156 | 0.011149 | 0.0080156
[79 empty] | WLDFR | HFTD - Distribution - Zone 1 - 5QU CoRE ¦ 1QU LoRE | Non-Red Flag Warning - Catastrophic Fires | 2023 | 0 | 0 | 0 | 0 | 14664.6376 | 233.2301 | 8896.516 | 5534.8915 | 2.6002 | 2.6002 | 2.6002 | 2.6002 | 1.5204e-07 |  | 0 | 3.9534e-07 | 3.9534e-07 | 0 | 3.9534e-07 | 3.9534e-07 | 0 | 3.9534e-07 | 3.9534e-07 | 0 | 3.9534e-07 | Column30: 3.9534e-07 | [29 empty] | 7.3.2.1.3 Advanced weather monitoring and weather stations Weather StationsWLDFRElectric Reliability | WLDFR | HFTD - Transmission - Tier 2 - 60/70 kV | Non-Red Flag Warning - Large Fires | 2028 | Electric Reliability | 0.74734 | 1419.51 | 2028 | Mitigation | 0.011149 | 10 | 0 | esc | 0.011149 | 0.0083319 | 0.011149 | 0.0083319 | 0.011149 | 0.0083319 | 0.011149 | 0.0083319
[79 empty] | WLDFR | HFTD - Distribution - Zone 1 - 5QU CoRE ¦ 1QU LoRE | Non-Red Flag Warning - Catastrophic Fires | 2024 | 0 | 0 | 0 | 0 | 14664.6376 | 233.2301 | 8896.516 | 5534.8915 | 2.6002 | 2.6002 | 2.6002 | 2.6002 | 1.5204e-07 |  | 0 | 3.9534e-07 | 3.9534e-07 | 0 | 3.9534e-07 | 3.9534e-07 | 0 | 3.9534e-07 | 3.9534e-07 | 0 | 3.9534e-07 | Column30: 3.9534e-07 | [29 empty] | 7.3.2.1.3 Advanced weather monitoring and weather stations Weather StationsWLDFRElectric Reliability | WLDFR | HFTD - Transmission - Tier 2 - 60/70 kV | Non-Red Flag Warning - Large Fires | 2029 | Electric Reliability | 0.74734 | 1419.51 | 2029 | Mitigation | 0.011149 | 10 | 0 | esc | 0.011149 | 0.0083319 | 0.011149 | 0.0083319 | 0.011149 | 0.0083319 | 0.011149 | 0.0083319
[79 empty] | WLDFR | HFTD - Distribution - Zone 1 - 5QU CoRE ¦ 1QU LoRE | Non-Red Flag Warning - Catastrophic Fires | 2025 | 0 | 0 | 0 | 0 | 14664.6376 | 233.2301 | 8896.516 | 5534.8915 | 2.6002 | 2.6002 | 2.6002 | 2.6002 | 1.5204e-07 |  | 0 | 3.9534e-07 | 3.9534e-07 | 0 | 3.9534e-07 | 3.9534e-07 | 0 | 3.9534e-07 | 3.9534e-07 | 0 | 3.9534e-07 | Column30: 3.9534e-07 | [29 empty] | 7.3.2.1.3 Advanced weather monitoring and weather stations Weather StationsWLDFRElectric Reliability | WLDFR | HFTD - Transmission - Tier 2 - 60/70 kV | Non-Red Flag Warning - Large Fires | 2030 | Electric Reliability | 0.74734 | 1419.51 | 2030 | Mitigation | 0.011149 | 10 | 0 | esc | 0 | 0 | 0.011149 | 0.0083319 | 0.011149 | 0.0083319 | 0.011149 | 0.0083319
[79 empty] | WLDFR | HFTD - Distribution - Zone 1 - 5QU CoRE ¦ 1QU LoRE | Non-Red Flag Warning - Catastrophic Fires | 2026 | 0 | 0 | 0 | 0 | 14664.6376 | 233.2301 | 8896.516 | 5534.8915 | 2.6002 | 2.6002 | 2.6002 | 2.6002 | 1.5204e-07 |  | 0 | 3.9534e-07 | 3.9534e-07 | 0 | 3.9534e-07 | 3.9534e-07 | 0 | 3.9534e-07 | 3.9534e-07 | 0 | 3.9534e-07 | Column30: 3.9534e-07 | [29 empty] | 7.3.2.1.3 Advanced weather monitoring and weather stations Weather StationsWLDFRElectric Reliability | WLDFR | HFTD - Transmission - Tier 2 - 60/70 kV | Non-Red Flag Warning - Large Fires | 2031 | Electric Reliability | 0.74734 | 1419.51 | 2031 | Mitigation | 0.011149 | 10 | 0 | esc | 0 | 0 | 0 | 0 | 0.011149 | 0.0083319 | 0.011149 | 0.0083319
[79 empty] | WLDFR | HFTD - Distribution - Zone 1 - 5QU CoRE ¦ 1QU LoRE | Non-Red Flag Warning - Catastrophic Fires | 2027 | 0 | 0 | 0 | 0 | 14664.6376 | 233.2301 | 8896.516 | 5534.8915 | 2.6002 | 2.6002 | 2.6002 | 2.6002 | 1.5204e-07 |  | 0 | 3.9534e-07 | 3.9534e-07 | 0 | 3.9534e-07 | 3.9534e-07 | 0 | 3.9534e-07 | 3.9534e-07 | 0 | 3.9534e-07 | Column30: 3.9534e-07 | [29 empty] | 7.3.2.1.3 Advanced weather monitoring and weather stations Weather StationsWLDFRElectric Reliability | WLDFR | HFTD - Transmission - Tier 2 - 60/70 kV | Non-Red Flag Warning - Large Fires | 2032 | Electric Reliability | 0.74734 | 1419.51 | 2032 | Mitigation | 0.011149 | 10 | 0 | esc | 0 | 0 | 0 | 0 | 0 | 0 | 0.011149 | 0.0083319
[79 empty] | WLDFR | HFTD - Distribution - Zone 1 - 5QU CoRE ¦ 1QU LoRE | Non-Red Flag Warning - Catastrophic Fires | 2028 | 0 | 0 | 0 | 0 | 15317.9909 | 247.273 | 9287.6491 | 5783.0689 | 2.7568 | 2.7568 | 2.7568 | 2.7568 | 1.5204e-07 |  | 0 | 4.1914e-07 | 4.1914e-07 | 0 | 4.1914e-07 | 4.1914e-07 | 0 | 4.1914e-07 | 4.1914e-07 | 0 | 4.1914e-07 | Column30: 4.1914e-07 | [29 empty] | 7.3.2.1.3 Advanced weather monitoring and weather stations Weather StationsWLDFRElectric Reliability | WLDFR | HFTD - Transmission - Tier 2 - 60/70 kV | Non-Red Flag Warning - Small Fires | 2021 | Electric Reliability | 0.036425 | 1419.51 | 2021 | Mitigation | 0.011149 | 10 | 0 | esc | 0.011149 | 0.0004061 | 0.011149 | 0.0004061 | 0 | 0 | 0 | 0
[79 empty] | WLDFR | HFTD - Distribution - Zone 1 - 5QU CoRE ¦ 1QU LoRE | Non-Red Flag Warning - Catastrophic Fires | 2029 | 0 | 0 | 0 | 0 | 15317.9909 | 247.273 | 9287.6491 | 5783.0689 | 2.7568 | 2.7568 | 2.7568 | 2.7568 | 1.5204e-07 |  | 0 | 4.1914e-07 | 4.1914e-07 | 0 | 4.1914e-07 | 4.1914e-07 | 0 | 4.1914e-07 | 4.1914e-07 | 0 | 4.1914e-07 | Column30: 4.1914e-07 | [29 empty] | 7.3.2.1.3 Advanced weather monitoring and weather stations Weather StationsWLDFRElectric Reliability | WLDFR | HFTD - Transmission - Tier 2 - 60/70 kV | Non-Red Flag Warning - Small Fires | 2022 | Electric Reliability | 0.036425 | 1419.51 | 2022 | Mitigation | 0.011149 | 10 | 0 | esc | 0.011149 | 0.0004061 | 0.011149 | 0.0004061 | 0.011149 | 0.0004061 | 0 | 0
[79 empty] | WLDFR | HFTD - Distribution - Zone 1 - 5QU CoRE ¦ 1QU LoRE | Non-Red Flag Warning - Catastrophic Fires | 2030 | 0 | 0 | 0 | 0 | 15317.9909 | 247.273 | 9287.6491 | 5783.0689 | 0 | 2.7568 | 2.7568 | 2.7568 | 1.5204e-07 |  | 0 | 0 | 0 | 0 | 4.1914e-07 | 4.1914e-07 | 0 | 4.1914e-07 | 4.1914e-07 | 0 | 4.1914e-07 | Column30: 4.1914e-07 | [29 empty] | 7.3.2.1.3 Advanced weather monitoring and weather stations Weather StationsWLDFRElectric Reliability | WLDFR | HFTD - Transmission - Tier 2 - 60/70 kV | Non-Red Flag Warning - Small Fires | 2023 | Electric Reliability | 0.03759 | 1419.51 | 2023 | Mitigation | 0.011149 | 10 | 0 | esc | 0.011149 | 0.00041909 | 0.011149 | 0.00041909 | 0.011149 | 0.00041909 | 0.011149 | 0.00041909
[79 empty] | WLDFR | HFTD - Distribution - Zone 1 - 5QU CoRE ¦ 1QU LoRE | Non-Red Flag Warning - Catastrophic Fires | 2031 | 0 | 0 | 0 | 0 | 15317.9909 | 247.273 | 9287.6491 | 5783.0689 | 0 | 0 | 2.7568 | 2.7568 | 1.5204e-07 |  | 0 | 0 | 0 | 0 | 0 | 0 | 0 | 4.1914e-07 | 4.1914e-07 | 0 | 4.1914e-07 | Column30: 4.1914e-07 | [29 empty] | 7.3.2.1.3 Advanced weather monitoring and weather stations Weather StationsWLDFRElectric Reliability | WLDFR | HFTD - Transmission - Tier 2 - 60/70 kV | Non-Red Flag Warning - Small Fires | 2024 | Electric Reliability | 0.03759 | 1419.51 | 2024 | Mitigation | 0.011149 | 10 | 0 | esc | 0.011149 | 0.00041909 | 0.011149 | 0.00041909 | 0.011149 | 0.00041909 | 0.011149 | 0.00041909
[79 empty] | WLDFR | HFTD - Distribution - Zone 1 - 5QU CoRE ¦ 1QU LoRE | Non-Red Flag Warning - Catastrophic Fires | 2032 | 0 | 0 | 0 | 0 | 15317.9909 | 247.273 | 9287.6491 | 5783.0689 | 0 | 0 | 0 | 2.7568 | 1.5204e-07 |  | 0 | 0 | 0 | 0 | 0 | 0 | 0 | 0 | 0 | 0 | 4.1914e-07 | Column30: 4.1914e-07 | [29 empty] | 7.3.2.1.3 Advanced weather monitoring and weather stations Weather StationsWLDFRElectric Reliability | WLDFR | HFTD - Transmission - Tier 2 - 60/70 kV | Non-Red Flag Warning - Small Fires | 2025 | Electric Reliability | 0.03759 | 1419.51 | 2025 | Mitigation | 0.011149 | 10 | 0 | esc | 0.011149 | 0.00041909 | 0.011149 | 0.00041909 | 0.011149 | 0.00041909 | 0.011149 | 0.00041909
[79 empty] | WLDFR | HFTD - Distribution - Zone 1 - 5QU CoRE ¦ 1QU LoRE | Non-Red Flag Warning - Destructive Fires | 2020 | 0 | 0 | 0 | 0 | 8807.9522 | 222.2294 | 8585.7228 | 0 | 2.4776 | 0 | 0 | 0 | 2.1569e-07 |  | 0 | 5.3438e-07 | 5.3438e-07 | 0 | 0 | 0 | 0 | 0 | 0 | 0 | 0 | Column30: 0 | [29 empty] | 7.3.2.1.3 Advanced weather monitoring and weather stations Weather StationsWLDFRElectric Reliability | WLDFR | HFTD - Transmission - Tier 2 - 60/70 kV | Non-Red Flag Warning - Small Fires | 2026 | Electric Reliability | 0.03759 | 1419.51 | 2026 | Mitigation | 0.011149 | 10 | 0 | esc | 0.011149 | 0.00041909 | 0.011149 | 0.00041909 | 0.011149 | 0.00041909 | 0.011149 | 0.00041909
[79 empty] | WLDFR | HFTD - Distribution - Zone 1 - 5QU CoRE ¦ 1QU LoRE | Non-Red Flag Warning - Destructive Fires | 2021 | 0 | 0 | 0 | 0 | 8807.9522 | 222.2294 | 8585.7228 | 0 | 2.4776 | 2.4776 | 0 | 0 | 2.1569e-07 |  | 0 | 5.3438e-07 | 5.3438e-07 | 0 | 5.3438e-07 | 5.3438e-07 | 0 | 0 | 0 | 0 | 0 | Column30: 0 | [29 empty] | 7.3.2.1.3 Advanced weather monitoring and weather stations Weather StationsWLDFRElectric Reliability | WLDFR | HFTD - Transmission - Tier 2 - 60/70 kV | Non-Red Flag Warning - Small Fires | 2027 | Electric Reliability | 0.03759 | 1419.51 | 2027 | Mitigation | 0.011149 | 10 | 0 | esc | 0.011149 | 0.00041909 | 0.011149 | 0.00041909 | 0.011149 | 0.00041909 | 0.011149 | 0.00041909
[79 empty] | WLDFR | HFTD - Distribution - Zone 1 - 5QU CoRE ¦ 1QU LoRE | Non-Red Flag Warning - Destructive Fires | 2022 | 0 | 0 | 0 | 0 | 8807.9522 | 222.2294 | 8585.7228 | 0 | 2.4776 | 2.4776 | 2.4776 | 0 | 2.1569e-07 |  | 0 | 5.3438e-07 | 5.3438e-07 | 0 | 5.3438e-07 | 5.3438e-07 | 0 | 5.3438e-07 | 5.3438e-07 | 0 | 0 | Column30: 0 | [29 empty] | 7.3.2.1.3 Advanced weather monitoring and weather stations Weather StationsWLDFRElectric Reliability | WLDFR | HFTD - Transmission - Tier 2 - 60/70 kV | Non-Red Flag Warning - Small Fires | 2028 | Electric Reliability | 0.039055 | 1419.51 | 2028 | Mitigation | 0.011149 | 10 | 0 | esc | 0.011149 | 0.00043542 | 0.011149 | 0.00043542 | 0.011149 | 0.00043542 | 0.011149 | 0.00043542
[79 empty] | WLDFR | HFTD - Distribution - Zone 1 - 5QU CoRE ¦ 1QU LoRE | Non-Red Flag Warning - Destructive Fires | 2023 | 0 | 0 | 0 | 0 | 9129.7461 | 233.2301 | 8896.516 | 0 | 2.6002 | 2.6002 | 2.6002 | 2.6002 | 2.1569e-07 |  | 0 | 5.6084e-07 | 5.6084e-07 | 0 | 5.6084e-07 | 5.6084e-07 | 0 | 5.6084e-07 | 5.6084e-07 | 0 | 5.6084e-07 | Column30: 5.6084e-07 | [29 empty] | 7.3.2.1.3 Advanced weather monitoring and weather stations Weather StationsWLDFRElectric Reliability | WLDFR | HFTD - Transmission - Tier 2 - 60/70 kV | Non-Red Flag Warning - Small Fires | 2029 | Electric Reliability | 0.039055 | 1419.51 | 2029 | Mitigation | 0.011149 | 10 | 0 | esc | 0.011149 | 0.00043542 | 0.011149 | 0.00043542 | 0.011149 | 0.00043542 | 0.011149 | 0.00043542
[79 empty] | WLDFR | HFTD - Distribution - Zone 1 - 5QU CoRE ¦ 1QU LoRE | Non-Red Flag Warning - Destructive Fires | 2024 | 0 | 0 | 0 | 0 | 9129.7461 | 233.2301 | 8896.516 | 0 | 2.6002 | 2.6002 | 2.6002 | 2.6002 | 2.1569e-07 |  | 0 | 5.6084e-07 | 5.6084e-07 | 0 | 5.6084e-07 | 5.6084e-07 | 0 | 5.6084e-07 | 5.6084e-07 | 0 | 5.6084e-07 | Column30: 5.6084e-07 | [29 empty] | 7.3.2.1.3 Advanced weather monitoring and weather stations Weather StationsWLDFRElectric Reliability | WLDFR | HFTD - Transmission - Tier 2 - 60/70 kV | Non-Red Flag Warning - Small Fires | 2030 | Electric Reliability | 0.039055 | 1419.51 | 2030 | Mitigation | 0.011149 | 10 | 0 | esc | 0 | 0 | 0.011149 | 0.00043542 | 0.011149 | 0.00043542 | 0.011149 | 0.00043542
[79 empty] | WLDFR | HFTD - Distribution - Zone 1 - 5QU CoRE ¦ 1QU LoRE | Non-Red Flag Warning - Destructive Fires | 2025 | 0 | 0 | 0 | 0 | 9129.7461 | 233.2301 | 8896.516 | 0 | 2.6002 | 2.6002 | 2.6002 | 2.6002 | 2.1569e-07 |  | 0 | 5.6084e-07 | 5.6084e-07 | 0 | 5.6084e-07 | 5.6084e-07 | 0 | 5.6084e-07 | 5.6084e-07 | 0 | 5.6084e-07 | Column30: 5.6084e-07 | [29 empty] | 7.3.2.1.3 Advanced weather monitoring and weather stations Weather StationsWLDFRElectric Reliability | WLDFR | HFTD - Transmission - Tier 2 - 60/70 kV | Non-Red Flag Warning - Small Fires | 2031 | Electric Reliability | 0.039055 | 1419.51 | 2031 | Mitigation | 0.011149 | 10 | 0 | esc | 0 | 0 | 0 | 0 | 0.011149 | 0.00043542 | 0.011149 | 0.00043542
[79 empty] | WLDFR | HFTD - Distribution - Zone 1 - 5QU CoRE ¦ 1QU LoRE | Non-Red Flag Warning - Destructive Fires | 2026 | 0 | 0 | 0 | 0 | 9129.7461 | 233.2301 | 8896.516 | 0 | 2.6002 | 2.6002 | 2.6002 | 2.6002 | 2.1569e-07 |  | 0 | 5.6084e-07 | 5.6084e-07 | 0 | 5.6084e-07 | 5.6084e-07 | 0 | 5.6084e-07 | 5.6084e-07 | 0 | 5.6084e-07 | Column30: 5.6084e-07 | [29 empty] | 7.3.2.1.3 Advanced weather monitoring and weather stations Weather StationsWLDFRElectric Reliability | WLDFR | HFTD - Transmission - Tier 2 - 60/70 kV | Non-Red Flag Warning - Small Fires | 2032 | Electric Reliability | 0.039055 | 1419.51 | 2032 | Mitigation | 0.011149 | 10 | 0 | esc | 0 | 0 | 0 | 0 | 0 | 0 | 0.011149 | 0.00043542
[79 empty] | WLDFR | HFTD - Distribution - Zone 1 - 5QU CoRE ¦ 1QU LoRE | Non-Red Flag Warning - Destructive Fires | 2027 | 0 | 0 | 0 | 0 | 9129.7461 | 233.2301 | 8896.516 | 0 | 2.6002 | 2.6002 | 2.6002 | 2.6002 | 2.1569e-07 |  | 0 | 5.6084e-07 | 5.6084e-07 | 0 | 5.6084e-07 | 5.6084e-07 | 0 | 5.6084e-07 | 5.6084e-07 | 0 | 5.6084e-07 | Column30: 5.6084e-07 | [29 empty] | 7.3.2.1.3 Advanced weather monitoring and weather stations Weather StationsWLDFRElectric Reliability | WLDFR | HFTD - Transmission - Tier 2 - 60/70 kV | Red Flag Warning - Catastrophic Fires | 2021 | Electric Reliability | 222.2294 | 1419.51 | 2021 | Mitigation | 0.011149 | 10 | 0 | esc | 0.011149 | 2.4776 | 0.011149 | 2.4776 | 0 | 0 | 0 | 0
[79 empty] | WLDFR | HFTD - Distribution - Zone 1 - 5QU CoRE ¦ 1QU LoRE | Non-Red Flag Warning - Destructive Fires | 2028 | 0 | 0 | 0 | 0 | 9534.9221 | 247.273 | 9287.6491 | 0 | 2.7568 | 2.7568 | 2.7568 | 2.7568 | 2.1569e-07 |  | 0 | 5.946e-07 | 5.946e-07 | 0 | 5.946e-07 | 5.946e-07 | 0 | 5.946e-07 | 5.946e-07 | 0 | 5.946e-07 | Column30: 5.946e-07 | [29 empty] | 7.3.2.1.3 Advanced weather monitoring and weather stations Weather StationsWLDFRElectric Reliability | WLDFR | HFTD - Transmission - Tier 2 - 60/70 kV | Red Flag Warning - Catastrophic Fires | 2022 | Electric Reliability | 222.2294 | 1419.51 | 2022 | Mitigation | 0.011149 | 10 | 0 | esc | 0.011149 | 2.4776 | 0.011149 | 2.4776 | 0.011149 | 2.4776 | 0 | 0
[79 empty] | WLDFR | HFTD - Distribution - Zone 1 - 5QU CoRE ¦ 1QU LoRE | Non-Red Flag Warning - Destructive Fires | 2029 | 0 | 0 | 0 | 0 | 9534.9221 | 247.273 | 9287.6491 | 0 | 2.7568 | 2.7568 | 2.7568 | 2.7568 | 2.1569e-07 |  | 0 | 5.946e-07 | 5.946e-07 | 0 | 5.946e-07 | 5.946e-07 | 0 | 5.946e-07 | 5.946e-07 | 0 | 5.946e-07 | Column30: 5.946e-07 | [29 empty] | 7.3.2.1.3 Advanced weather monitoring and weather stations Weather StationsWLDFRElectric Reliability | WLDFR | HFTD - Transmission - Tier 2 - 60/70 kV | Red Flag Warning - Catastrophic Fires | 2023 | Electric Reliability | 233.2301 | 1419.51 | 2023 | Mitigation | 0.011149 | 10 | 0 | esc | 0.011149 | 2.6002 | 0.011149 | 2.6002 | 0.011149 | 2.6002 | 0.011149 | 2.6002
[79 empty] | WLDFR | HFTD - Distribution - Zone 1 - 5QU CoRE ¦ 1QU LoRE | Non-Red Flag Warning - Destructive Fires | 2030 | 0 | 0 | 0 | 0 | 9534.9221 | 247.273 | 9287.6491 | 0 | 0 | 2.7568 | 2.7568 | 2.7568 | 2.1569e-07 |  | 0 | 0 | 0 | 0 | 5.946e-07 | 5.946e-07 | 0 | 5.946e-07 | 5.946e-07 | 0 | 5.946e-07 | Column30: 5.946e-07 | [29 empty] | 7.3.2.1.3 Advanced weather monitoring and weather stations Weather StationsWLDFRElectric Reliability | WLDFR | HFTD - Transmission - Tier 2 - 60/70 kV | Red Flag Warning - Catastrophic Fires | 2024 | Electric Reliability | 233.2301 | 1419.51 | 2024 | Mitigation | 0.011149 | 10 | 0 | esc | 0.011149 | 2.6002 | 0.011149 | 2.6002 | 0.011149 | 2.6002 | 0.011149 | 2.6002
[79 empty] | WLDFR | HFTD - Distribution - Zone 1 - 5QU CoRE ¦ 1QU LoRE | Non-Red Flag Warning - Destructive Fires | 2031 | 0 | 0 | 0 | 0 | 9534.9221 | 247.273 | 9287.6491 | 0 | 0 | 0 | 2.7568 | 2.7568 | 2.1569e-07 |  | 0 | 0 | 0 | 0 | 0 | 0 | 0 | 5.946e-07 | 5.946e-07 | 0 | 5.946e-07 | Column30: 5.946e-07 | [29 empty] | 7.3.2.1.3 Advanced weather monitoring and weather stations Weather StationsWLDFRElectric Reliability | WLDFR | HFTD - Transmission - Tier 2 - 60/70 kV | Red Flag Warning - Catastrophic Fires | 2025 | Electric Reliability | 233.2301 | 1419.51 | 2025 | Mitigation | 0.011149 | 10 | 0 | esc | 0.011149 | 2.6002 | 0.011149 | 2.6002 | 0.011149 | 2.6002 | 0.011149 | 2.6002
[79 empty] | WLDFR | HFTD - Distribution - Zone 1 - 5QU CoRE ¦ 1QU LoRE | Non-Red Flag Warning - Destructive Fires | 2032 | 0 | 0 | 0 | 0 | 9534.9221 | 247.273 | 9287.6491 | 0 | 0 | 0 | 0 | 2.7568 | 2.1569e-07 |  | 0 | 0 | 0 | 0 | 0 | 0 | 0 | 0 | 0 | 0 | 5.946e-07 | Column30: 5.946e-07 | [29 empty] | 7.3.2.1.3 Advanced weather monitoring and weather stations Weather StationsWLDFRElectric Reliability | WLDFR | HFTD - Transmission - Tier 2 - 60/70 kV | Red Flag Warning - Catastrophic Fires | 2026 | Electric Reliability | 233.2301 | 1419.51 | 2026 | Mitigation | 0.011149 | 10 | 0 | esc | 0.011149 | 2.6002 | 0.011149 | 2.6002 | 0.011149 | 2.6002 | 0.011149 | 2.6002
[79 empty] | WLDFR | HFTD - Distribution - Zone 1 - 5QU CoRE ¦ 1QU LoRE | Non-Red Flag Warning - Large Fires | 2020 | 0 | 0 | 0 | 0 | 5.2406 | 0.69642 | 2.942 | 1.6022 | 0.0077642 | 0 | 0 | 0 | 5.824e-05 |  | 0 | 4.5219e-07 | 4.5219e-07 | 0 | 0 | 0 | 0 | 0 | 0 | 0 | 0 | Column30: 0 | [29 empty] | 7.3.2.1.3 Advanced weather monitoring and weather stations Weather StationsWLDFRElectric Reliability | WLDFR | HFTD - Transmission - Tier 2 - 60/70 kV | Red Flag Warning - Catastrophic Fires | 2027 | Electric Reliability | 233.2301 | 1419.51 | 2027 | Mitigation | 0.011149 | 10 | 0 | esc | 0.011149 | 2.6002 | 0.011149 | 2.6002 | 0.011149 | 2.6002 | 0.011149 | 2.6002
[79 empty] | WLDFR | HFTD - Distribution - Zone 1 - 5QU CoRE ¦ 1QU LoRE | Non-Red Flag Warning - Large Fires | 2021 | 0 | 0 | 0 | 0 | 5.2406 | 0.69642 | 2.942 | 1.6022 | 0.0077642 | 0.0077642 | 0 | 0 | 5.824e-05 |  | 0 | 4.5219e-07 | 4.5219e-07 | 0 | 4.5219e-07 | 4.5219e-07 | 0 | 0 | 0 | 0 | 0 | Column30: 0 | [29 empty] | 7.3.2.1.3 Advanced weather monitoring and weather stations Weather StationsWLDFRElectric Reliability | WLDFR | HFTD - Transmission - Tier 2 - 60/70 kV | Red Flag Warning - Catastrophic Fires | 2028 | Electric Reliability | 247.273 | 1419.51 | 2028 | Mitigation | 0.011149 | 10 | 0 | esc | 0.011149 | 2.7568 | 0.011149 | 2.7568 | 0.011149 | 2.7568 | 0.011149 | 2.7568
[79 empty] | WLDFR | HFTD - Distribution - Zone 1 - 5QU CoRE ¦ 1QU LoRE | Non-Red Flag Warning - Large Fires | 2022 | 0 | 0 | 0 | 0 | 5.2406 | 0.69642 | 2.942 | 1.6022 | 0.0077642 | 0.0077642 | 0.0077642 | 0 | 5.824e-05 |  | 0 | 4.5219e-07 | 4.5219e-07 | 0 | 4.5219e-07 | 4.5219e-07 | 0 | 4.5219e-07 | 4.5219e-07 | 0 | 0 | Column30: 0 | [29 empty] | 7.3.2.1.3 Advanced weather monitoring and weather stations Weather StationsWLDFRElectric Reliability | WLDFR | HFTD - Transmission - Tier 2 - 60/70 kV | Red Flag Warning - Catastrophic Fires | 2029 | Electric Reliability | 247.273 | 1419.51 | 2029 | Mitigation | 0.011149 | 10 | 0 | esc | 0.011149 | 2.7568 | 0.011149 | 2.7568 | 0.011149 | 2.7568 | 0.011149 | 2.7568
[79 empty] | WLDFR | HFTD - Distribution - Zone 1 - 5QU CoRE ¦ 1QU LoRE | Non-Red Flag Warning - Large Fires | 2023 | 0 | 0 | 0 | 0 | 5.475 | 0.71896 | 3.0715 | 1.6846 | 0.0080156 | 0.0080156 | 0.0080156 | 0.0080156 | 5.824e-05 |  | 0 | 4.6683e-07 | 4.6683e-07 | 0 | 4.6683e-07 | 4.6683e-07 | 0 | 4.6683e-07 | 4.6683e-07 | 0 | 4.6683e-07 | Column30: 4.6683e-07 | [29 empty] | 7.3.2.1.3 Advanced weather monitoring and weather stations Weather StationsWLDFRElectric Reliability | WLDFR | HFTD - Transmission - Tier 2 - 60/70 kV | Red Flag Warning - Catastrophic Fires | 2030 | Electric Reliability | 247.273 | 1419.51 | 2030 | Mitigation | 0.011149 | 10 | 0 | esc | 0 | 0 | 0.011149 | 2.7568 | 0.011149 | 2.7568 | 0.011149 | 2.7568
[79 empty] | WLDFR | HFTD - Distribution - Zone 1 - 5QU CoRE ¦ 1QU LoRE | Non-Red Flag Warning - Large Fires | 2024 | 0 | 0 | 0 | 0 | 5.475 | 0.71896 | 3.0715 | 1.6846 | 0.0080156 | 0.0080156 | 0.0080156 | 0.0080156 | 5.824e-05 |  | 0 | 4.6683e-07 | 4.6683e-07 | 0 | 4.6683e-07 | 4.6683e-07 | 0 | 4.6683e-07 | 4.6683e-07 | 0 | 4.6683e-07 | Column30: 4.6683e-07 | [29 empty] | 7.3.2.1.3 Advanced weather monitoring and weather stations Weather StationsWLDFRElectric Reliability | WLDFR | HFTD - Transmission - Tier 2 - 60/70 kV | Red Flag Warning - Catastrophic Fires | 2031 | Electric Reliability | 247.273 | 1419.51 | 2031 | Mitigation | 0.011149 | 10 | 0 | esc | 0 | 0 | 0 | 0 | 0.011149 | 2.7568 | 0.011149 | 2.7568
[79 empty] | WLDFR | HFTD - Distribution - Zone 1 - 5QU CoRE ¦ 1QU LoRE | Non-Red Flag Warning - Large Fires | 2025 | 0 | 0 | 0 | 0 | 5.475 | 0.71896 | 3.0715 | 1.6846 | 0.0080156 | 0.0080156 | 0.0080156 | 0.0080156 | 5.824e-05 |  | 0 | 4.6683e-07 | 4.6683e-07 | 0 | 4.6683e-07 | 4.6683e-07 | 0 | 4.6683e-07 | 4.6683e-07 | 0 | 4.6683e-07 | Column30: 4.6683e-07 | [29 empty] | 7.3.2.1.3 Advanced weather monitoring and weather stations Weather StationsWLDFRElectric Reliability | WLDFR | HFTD - Transmission - Tier 2 - 60/70 kV | Red Flag Warning - Catastrophic Fires | 2032 | Electric Reliability | 247.273 | 1419.51 | 2032 | Mitigation | 0.011149 | 10 | 0 | esc | 0 | 0 | 0 | 0 | 0 | 0 | 0.011149 | 2.7568
[79 empty] | WLDFR | HFTD - Distribution - Zone 1 - 5QU CoRE ¦ 1QU LoRE | Non-Red Flag Warning - Large Fires | 2026 | 0 | 0 | 0 | 0 | 5.475 | 0.71896 | 3.0715 | 1.6846 | 0.0080156 | 0.0080156 | 0.0080156 | 0.0080156 | 5.824e-05 |  | 0 | 4.6683e-07 | 4.6683e-07 | 0 | 4.6683e-07 | 4.6683e-07 | 0 | 4.6683e-07 | 4.6683e-07 | 0 | 4.6683e-07 | Column30: 4.6683e-07 | [29 empty] | 7.3.2.1.3 Advanced weather monitoring and weather stations Weather StationsWLDFRElectric Reliability | WLDFR | HFTD - Transmission - Tier 2 - 60/70 kV | Red Flag Warning - Destructive Fires | 2021 | Electric Reliability | 222.2294 | 1419.51 | 2021 | Mitigation | 0.011149 | 10 | 0 | esc | 0.011149 | 2.4776 | 0.011149 | 2.4776 | 0 | 0 | 0 | 0
[79 empty] | WLDFR | HFTD - Distribution - Zone 1 - 5QU CoRE ¦ 1QU LoRE | Non-Red Flag Warning - Large Fires | 2027 | 0 | 0 | 0 | 0 | 5.475 | 0.71896 | 3.0715 | 1.6846 | 0.0080156 | 0.0080156 | 0.0080156 | 0.0080156 | 5.824e-05 |  | 0 | 4.6683e-07 | 4.6683e-07 | 0 | 4.6683e-07 | 4.6683e-07 | 0 | 4.6683e-07 | 4.6683e-07 | 0 | 4.6683e-07 | Column30: 4.6683e-07 | [29 empty] | 7.3.2.1.3 Advanced weather monitoring and weather stations Weather StationsWLDFRElectric Reliability | WLDFR | HFTD - Transmission - Tier 2 - 60/70 kV | Red Flag Warning - Destructive Fires | 2022 | Electric Reliability | 222.2294 | 1419.51 | 2022 | Mitigation | 0.011149 | 10 | 0 | esc | 0.011149 | 2.4776 | 0.011149 | 2.4776 | 0.011149 | 2.4776 | 0 | 0
[79 empty] | WLDFR | HFTD - Distribution - Zone 1 - 5QU CoRE ¦ 1QU LoRE | Non-Red Flag Warning - Large Fires | 2028 | 0 | 0 | 0 | 0 | 5.777 | 0.74734 | 3.238 | 1.7917 | 0.0083319 | 0.0083319 | 0.0083319 | 0.0083319 | 5.824e-05 |  | 0 | 4.8525e-07 | 4.8525e-07 | 0 | 4.8525e-07 | 4.8525e-07 | 0 | 4.8525e-07 | 4.8525e-07 | 0 | 4.8525e-07 | Column30: 4.8525e-07 | [29 empty] | 7.3.2.1.3 Advanced weather monitoring and weather stations Weather StationsWLDFRElectric Reliability | WLDFR | HFTD - Transmission - Tier 2 - 60/70 kV | Red Flag Warning - Destructive Fires | 2023 | Electric Reliability | 233.2301 | 1419.51 | 2023 | Mitigation | 0.011149 | 10 | 0 | esc | 0.011149 | 2.6002 | 0.011149 | 2.6002 | 0.011149 | 2.6002 | 0.011149 | 2.6002
[79 empty] | WLDFR | HFTD - Distribution - Zone 1 - 5QU CoRE ¦ 1QU LoRE | Non-Red Flag Warning - Large Fires | 2029 | 0 | 0 | 0 | 0 | 5.777 | 0.74734 | 3.238 | 1.7917 | 0.0083319 | 0.0083319 | 0.0083319 | 0.0083319 | 5.824e-05 |  | 0 | 4.8525e-07 | 4.8525e-07 | 0 | 4.8525e-07 | 4.8525e-07 | 0 | 4.8525e-07 | 4.8525e-07 | 0 | 4.8525e-07 | Column30: 4.8525e-07 | [29 empty] | 7.3.2.1.3 Advanced weather monitoring and weather stations Weather StationsWLDFRElectric Reliability | WLDFR | HFTD - Transmission - Tier 2 - 60/70 kV | Red Flag Warning - Destructive Fires | 2024 | Electric Reliability | 233.2301 | 1419.51 | 2024 | Mitigation | 0.011149 | 10 | 0 | esc | 0.011149 | 2.6002 | 0.011149 | 2.6002 | 0.011149 | 2.6002 | 0.011149 | 2.6002
[79 empty] | WLDFR | HFTD - Distribution - Zone 1 - 5QU CoRE ¦ 1QU LoRE | Non-Red Flag Warning - Large Fires | 2030 | 0 | 0 | 0 | 0 | 5.777 | 0.74734 | 3.238 | 1.7917 | 0 | 0.0083319 | 0.0083319 | 0.0083319 | 5.824e-05 |  | 0 | 0 | 0 | 0 | 4.8525e-07 | 4.8525e-07 | 0 | 4.8525e-07 | 4.8525e-07 | 0 | 4.8525e-07 | Column30: 4.8525e-07 | [29 empty] | 7.3.2.1.3 Advanced weather monitoring and weather stations Weather StationsWLDFRElectric Reliability | WLDFR | HFTD - Transmission - Tier 2 - 60/70 kV | Red Flag Warning - Destructive Fires | 2025 | Electric Reliability | 233.2301 | 1419.51 | 2025 | Mitigation | 0.011149 | 10 | 0 | esc | 0.011149 | 2.6002 | 0.011149 | 2.6002 | 0.011149 | 2.6002 | 0.011149 | 2.6002
[79 empty] | WLDFR | HFTD - Distribution - Zone 1 - 5QU CoRE ¦ 1QU LoRE | Non-Red Flag Warning - Large Fires | 2031 | 0 | 0 | 0 | 0 | 5.777 | 0.74734 | 3.238 | 1.7917 | 0 | 0 | 0.0083319 | 0.0083319 | 5.824e-05 |  | 0 | 0 | 0 | 0 | 0 | 0 | 0 | 4.8525e-07 | 4.8525e-07 | 0 | 4.8525e-07 | Column30: 4.8525e-07 | [29 empty] | 7.3.2.1.3 Advanced weather monitoring and weather stations Weather StationsWLDFRElectric Reliability | WLDFR | HFTD - Transmission - Tier 2 - 60/70 kV | Red Flag Warning - Destructive Fires | 2026 | Electric Reliability | 233.2301 | 1419.51 | 2026 | Mitigation | 0.011149 | 10 | 0 | esc | 0.011149 | 2.6002 | 0.011149 | 2.6002 | 0.011149 | 2.6002 | 0.011149 | 2.6002
[79 empty] | WLDFR | HFTD - Distribution - Zone 1 - 5QU CoRE ¦ 1QU LoRE | Non-Red Flag Warning - Large Fires | 2032 | 0 | 0 | 0 | 0 | 5.777 | 0.74734 | 3.238 | 1.7917 | 0 | 0 | 0 | 0.0083319 | 5.824e-05 |  | 0 | 0 | 0 | 0 | 0 | 0 | 0 | 0 | 0 | 0 | 4.8525e-07 | Column30: 4.8525e-07 | [29 empty] | 7.3.2.1.3 Advanced weather monitoring and weather stations Weather StationsWLDFRElectric Reliability | WLDFR | HFTD - Transmission - Tier 2 - 60/70 kV | Red Flag Warning - Destructive Fires | 2027 | Electric Reliability | 233.2301 | 1419.51 | 2027 | Mitigation | 0.011149 | 10 | 0 | esc | 0.011149 | 2.6002 | 0.011149 | 2.6002 | 0.011149 | 2.6002 | 0.011149 | 2.6002
[79 empty] | WLDFR | HFTD - Distribution - Zone 1 - 5QU CoRE ¦ 1QU LoRE | Non-Red Flag Warning - Small Fires | 2020 | 0 | 0 | 0 | 0 | 0.077901 | 0.036425 | 0.0015809 | 0.039895 | 0.0004061 | 0 | 0 | 0 | 0.021728 |  | 0 | 8.8235e-06 | 8.8235e-06 | 0 | 0 | 0 | 0 | 0 | 0 | 0 | 0 | Column30: 0 | [29 empty] | 7.3.2.1.3 Advanced weather monitoring and weather stations Weather StationsWLDFRElectric Reliability | WLDFR | HFTD - Transmission - Tier 2 - 60/70 kV | Red Flag Warning - Destructive Fires | 2028 | Electric Reliability | 247.273 | 1419.51 | 2028 | Mitigation | 0.011149 | 10 | 0 | esc | 0.011149 | 2.7568 | 0.011149 | 2.7568 | 0.011149 | 2.7568 | 0.011149 | 2.7568
[79 empty] | WLDFR | HFTD - Distribution - Zone 1 - 5QU CoRE ¦ 1QU LoRE | Non-Red Flag Warning - Small Fires | 2021 | 0 | 0 | 0 | 0 | 0.077901 | 0.036425 | 0.0015809 | 0.039895 | 0.0004061 | 0.0004061 | 0 | 0 | 0.021728 |  | 0 | 8.8235e-06 | 8.8235e-06 | 0 | 8.8235e-06 | 8.8235e-06 | 0 | 0 | 0 | 0 | 0 | Column30: 0 | [29 empty] | 7.3.2.1.3 Advanced weather monitoring and weather stations Weather StationsWLDFRElectric Reliability | WLDFR | HFTD - Transmission - Tier 2 - 60/70 kV | Red Flag Warning - Destructive Fires | 2029 | Electric Reliability | 247.273 | 1419.51 | 2029 | Mitigation | 0.011149 | 10 | 0 | esc | 0.011149 | 2.7568 | 0.011149 | 2.7568 | 0.011149 | 2.7568 | 0.011149 | 2.7568
[79 empty] | WLDFR | HFTD - Distribution - Zone 1 - 5QU CoRE ¦ 1QU LoRE | Non-Red Flag Warning - Small Fires | 2022 | 0 | 0 | 0 | 0 | 0.077901 | 0.036425 | 0.0015809 | 0.039895 | 0.0004061 | 0.0004061 | 0.0004061 | 0 | 0.021728 |  | 0 | 8.8235e-06 | 8.8235e-06 | 0 | 8.8235e-06 | 8.8235e-06 | 0 | 8.8235e-06 | 8.8235e-06 | 0 | 0 | Column30: 0 | [29 empty] | 7.3.2.1.3 Advanced weather monitoring and weather stations Weather StationsWLDFRElectric Reliability | WLDFR | HFTD - Transmission - Tier 2 - 60/70 kV | Red Flag Warning - Destructive Fires | 2030 | Electric Reliability | 247.273 | 1419.51 | 2030 | Mitigation | 0.011149 | 10 | 0 | esc | 0 | 0 | 0.011149 | 2.7568 | 0.011149 | 2.7568 | 0.011149 | 2.7568
[79 empty] | WLDFR | HFTD - Distribution - Zone 1 - 5QU CoRE ¦ 1QU LoRE | Non-Red Flag Warning - Small Fires | 2023 | 0 | 0 | 0 | 0 | 0.080408 | 0.03759 | 0.0016314 | 0.041187 | 0.00041909 | 0.00041909 | 0.00041909 | 0.00041909 | 0.021728 |  | 0 | 9.1057e-06 | 9.1057e-06 | 0 | 9.1057e-06 | 9.1057e-06 | 0 | 9.1057e-06 | 9.1057e-06 | 0 | 9.1057e-06 | Column30: 9.1057e-06 | [29 empty] | 7.3.2.1.3 Advanced weather monitoring and weather stations Weather StationsWLDFRElectric Reliability | WLDFR | HFTD - Transmission - Tier 2 - 60/70 kV | Red Flag Warning - Destructive Fires | 2031 | Electric Reliability | 247.273 | 1419.51 | 2031 | Mitigation | 0.011149 | 10 | 0 | esc | 0 | 0 | 0 | 0 | 0.011149 | 2.7568 | 0.011149 | 2.7568
[79 empty] | WLDFR | HFTD - Distribution - Zone 1 - 5QU CoRE ¦ 1QU LoRE | Non-Red Flag Warning - Small Fires | 2024 | 0 | 0 | 0 | 0 | 0.080408 | 0.03759 | 0.0016314 | 0.041187 | 0.00041909 | 0.00041909 | 0.00041909 | 0.00041909 | 0.021728 |  | 0 | 9.1057e-06 | 9.1057e-06 | 0 | 9.1057e-06 | 9.1057e-06 | 0 | 9.1057e-06 | 9.1057e-06 | 0 | 9.1057e-06 | Column30: 9.1057e-06 | [29 empty] | 7.3.2.1.3 Advanced weather monitoring and weather stations Weather StationsWLDFRElectric Reliability | WLDFR | HFTD - Transmission - Tier 2 - 60/70 kV | Red Flag Warning - Destructive Fires | 2032 | Electric Reliability | 247.273 | 1419.51 | 2032 | Mitigation | 0.011149 | 10 | 0 | esc | 0 | 0 | 0 | 0 | 0 | 0 | 0.011149 | 2.7568
[79 empty] | WLDFR | HFTD - Distribution - Zone 1 - 5QU CoRE ¦ 1QU LoRE | Non-Red Flag Warning - Small Fires | 2025 | 0 | 0 | 0 | 0 | 0.080408 | 0.03759 | 0.0016314 | 0.041187 | 0.00041909 | 0.00041909 | 0.00041909 | 0.00041909 | 0.021728 |  | 0 | 9.1057e-06 | 9.1057e-06 | 0 | 9.1057e-06 | 9.1057e-06 | 0 | 9.1057e-06 | 9.1057e-06 | 0 | 9.1057e-06 | Column30: 9.1057e-06 | [29 empty] | 7.3.2.1.3 Advanced weather monitoring and weather stations Weather StationsWLDFRElectric Reliability | WLDFR | HFTD - Transmission - Tier 2 - 60/70 kV | Red Flag Warning - Large Fires | 2021 | Electric Reliability | 0.69642 | 1419.51 | 2021 | Mitigation | 0.011149 | 10 | 0 | esc | 0.011149 | 0.0077642 | 0.011149 | 0.0077642 | 0 | 0 | 0 | 0
[79 empty] | WLDFR | HFTD - Distribution - Zone 1 - 5QU CoRE ¦ 1QU LoRE | Non-Red Flag Warning - Small Fires | 2026 | 0 | 0 | 0 | 0 | 0.080408 | 0.03759 | 0.0016314 | 0.041187 | 0.00041909 | 0.00041909 | 0.00041909 | 0.00041909 | 0.021728 |  | 0 | 9.1057e-06 | 9.1057e-06 | 0 | 9.1057e-06 | 9.1057e-06 | 0 | 9.1057e-06 | 9.1057e-06 | 0 | 9.1057e-06 | Column30: 9.1057e-06 | [29 empty] | 7.3.2.1.3 Advanced weather monitoring and weather stations Weather StationsWLDFRElectric Reliability | WLDFR | HFTD - Transmission - Tier 2 - 60/70 kV | Red Flag Warning - Large Fires | 2022 | Electric Reliability | 0.69642 | 1419.51 | 2022 | Mitigation | 0.011149 | 10 | 0 | esc | 0.011149 | 0.0077642 | 0.011149 | 0.0077642 | 0.011149 | 0.0077642 | 0 | 0
[79 empty] | WLDFR | HFTD - Distribution - Zone 1 - 5QU CoRE ¦ 1QU LoRE | Non-Red Flag Warning - Small Fires | 2027 | 0 | 0 | 0 | 0 | 0.080408 | 0.03759 | 0.0016314 | 0.041187 | 0.00041909 | 0.00041909 | 0.00041909 | 0.00041909 | 0.021728 |  | 0 | 9.1057e-06 | 9.1057e-06 | 0 | 9.1057e-06 | 9.1057e-06 | 0 | 9.1057e-06 | 9.1057e-06 | 0 | 9.1057e-06 | Column30: 9.1057e-06 | [29 empty] | 7.3.2.1.3 Advanced weather monitoring and weather stations Weather StationsWLDFRElectric Reliability | WLDFR | HFTD - Transmission - Tier 2 - 60/70 kV | Red Flag Warning - Large Fires | 2023 | Electric Reliability | 0.71896 | 1419.51 | 2023 | Mitigation | 0.011149 | 10 | 0 | esc | 0.011149 | 0.0080156 | 0.011149 | 0.0080156 | 0.011149 | 0.0080156 | 0.011149 | 0.0080156
[79 empty] | WLDFR | HFTD - Distribution - Zone 1 - 5QU CoRE ¦ 1QU LoRE | Non-Red Flag Warning - Small Fires | 2028 | 0 | 0 | 0 | 0 | 0.083606 | 0.039055 | 0.001695 | 0.042856 | 0.00043542 | 0.00043542 | 0.00043542 | 0.00043542 | 0.021728 |  | 0 | 9.4606e-06 | 9.4606e-06 | 0 | 9.4606e-06 | 9.4606e-06 | 0 | 9.4606e-06 | 9.4606e-06 | 0 | 9.4606e-06 | Column30: 9.4606e-06 | [29 empty] | 7.3.2.1.3 Advanced weather monitoring and weather stations Weather StationsWLDFRElectric Reliability | WLDFR | HFTD - Transmission - Tier 2 - 60/70 kV | Red Flag Warning - Large Fires | 2024 | Electric Reliability | 0.71896 | 1419.51 | 2024 | Mitigation | 0.011149 | 10 | 0 | esc | 0.011149 | 0.0080156 | 0.011149 | 0.0080156 | 0.011149 | 0.0080156 | 0.011149 | 0.0080156
[79 empty] | WLDFR | HFTD - Distribution - Zone 1 - 5QU CoRE ¦ 1QU LoRE | Non-Red Flag Warning - Small Fires | 2029 | 0 | 0 | 0 | 0 | 0.083606 | 0.039055 | 0.001695 | 0.042856 | 0.00043542 | 0.00043542 | 0.00043542 | 0.00043542 | 0.021728 |  | 0 | 9.4606e-06 | 9.4606e-06 | 0 | 9.4606e-06 | 9.4606e-06 | 0 | 9.4606e-06 | 9.4606e-06 | 0 | 9.4606e-06 | Column30: 9.4606e-06 | [29 empty] | 7.3.2.1.3 Advanced weather monitoring and weather stations Weather StationsWLDFRElectric Reliability | WLDFR | HFTD - Transmission - Tier 2 - 60/70 kV | Red Flag Warning - Large Fires | 2025 | Electric Reliability | 0.71896 | 1419.51 | 2025 | Mitigation | 0.011149 | 10 | 0 | esc | 0.011149 | 0.0080156 | 0.011149 | 0.0080156 | 0.011149 | 0.0080156 | 0.011149 | 0.0080156
[79 empty] | WLDFR | HFTD - Distribution - Zone 1 - 5QU CoRE ¦ 1QU LoRE | Non-Red Flag Warning - Small Fires | 2030 | 0 | 0 | 0 | 0 | 0.083606 | 0.039055 | 0.001695 | 0.042856 | 0 | 0.00043542 | 0.00043542 | 0.00043542 | 0.021728 |  | 0 | 0 | 0 | 0 | 9.4606e-06 | 9.4606e-06 | 0 | 9.4606e-06 | 9.4606e-06 | 0 | 9.4606e-06 | Column30: 9.4606e-06 | [29 empty] | 7.3.2.1.3 Advanced weather monitoring and weather stations Weather StationsWLDFRElectric Reliability | WLDFR | HFTD - Transmission - Tier 2 - 60/70 kV | Red Flag Warning - Large Fires | 2026 | Electric Reliability | 0.71896 | 1419.51 | 2026 | Mitigation | 0.011149 | 10 | 0 | esc | 0.011149 | 0.0080156 | 0.011149 | 0.0080156 | 0.011149 | 0.0080156 | 0.011149 | 0.0080156
[79 empty] | WLDFR | HFTD - Distribution - Zone 1 - 5QU CoRE ¦ 1QU LoRE | Non-Red Flag Warning - Small Fires | 2031 | 0 | 0 | 0 | 0 | 0.083606 | 0.039055 | 0.001695 | 0.042856 | 0 | 0 | 0.00043542 | 0.00043542 | 0.021728 |  | 0 | 0 | 0 | 0 | 0 | 0 | 0 | 9.4606e-06 | 9.4606e-06 | 0 | 9.4606e-06 | Column30: 9.4606e-06 | [29 empty] | 7.3.2.1.3 Advanced weather monitoring and weather stations Weather StationsWLDFRElectric Reliability | WLDFR | HFTD - Transmission - Tier 2 - 60/70 kV | Red Flag Warning - Large Fires | 2027 | Electric Reliability | 0.71896 | 1419.51 | 2027 | Mitigation | 0.011149 | 10 | 0 | esc | 0.011149 | 0.0080156 | 0.011149 | 0.0080156 | 0.011149 | 0.0080156 | 0.011149 | 0.0080156
[79 empty] | WLDFR | HFTD - Distribution - Zone 1 - 5QU CoRE ¦ 1QU LoRE | Non-Red Flag Warning - Small Fires | 2032 | 0 | 0 | 0 | 0 | 0.083606 | 0.039055 | 0.001695 | 0.042856 | 0 | 0 | 0 | 0.00043542 | 0.021728 |  | 0 | 0 | 0 | 0 | 0 | 0 | 0 | 0 | 0 | 0 | 9.4606e-06 | Column30: 9.4606e-06 | [29 empty] | 7.3.2.1.3 Advanced weather monitoring and weather stations Weather StationsWLDFRElectric Reliability | WLDFR | HFTD - Transmission - Tier 2 - 60/70 kV | Red Flag Warning - Large Fires | 2028 | Electric Reliability | 0.74734 | 1419.51 | 2028 | Mitigation | 0.011149 | 10 | 0 | esc | 0.011149 | 0.0083319 | 0.011149 | 0.0083319 | 0.011149 | 0.0083319 | 0.011149 | 0.0083319
[79 empty] | WLDFR | HFTD - Distribution - Zone 1 - 5QU CoRE ¦ 1QU LoRE | Red Flag Warning - Catastrophic Fires | 2020 | 0 | 0 | 0 | 0 | 14146.1306 | 222.2294 | 8585.7228 | 5338.1784 | 2.4776 | 0 | 0 | 0 | 2.9574e-07 |  | 0 | 7.3272e-07 | 7.3272e-07 | 0 | 0 | 0 | 0 | 0 | 0 | 0 | 0 | Column30: 0 | [29 empty] | 7.3.2.1.3 Advanced weather monitoring and weather stations Weather StationsWLDFRElectric Reliability | WLDFR | HFTD - Transmission - Tier 2 - 60/70 kV | Red Flag Warning - Large Fires | 2029 | Electric Reliability | 0.74734 | 1419.51 | 2029 | Mitigation | 0.011149 | 10 | 0 | esc | 0.011149 | 0.0083319 | 0.011149 | 0.0083319 | 0.011149 | 0.0083319 | 0.011149 | 0.0083319
[79 empty] | WLDFR | HFTD - Distribution - Zone 1 - 5QU CoRE ¦ 1QU LoRE | Red Flag Warning - Catastrophic Fires | 2021 | 0 | 0 | 0 | 0 | 14146.1306 | 222.2294 | 8585.7228 | 5338.1784 | 2.4776 | 2.4776 | 0 | 0 | 2.9574e-07 |  | 0 | 7.3272e-07 | 7.3272e-07 | 0 | 7.3272e-07 | 7.3272e-07 | 0 | 0 | 0 | 0 | 0 | Column30: 0 | [29 empty] | 7.3.2.1.3 Advanced weather monitoring and weather stations Weather StationsWLDFRElectric Reliability | WLDFR | HFTD - Transmission - Tier 2 - 60/70 kV | Red Flag Warning - Large Fires | 2030 | Electric Reliability | 0.74734 | 1419.51 | 2030 | Mitigation | 0.011149 | 10 | 0 | esc | 0 | 0 | 0.011149 | 0.0083319 | 0.011149 | 0.0083319 | 0.011149 | 0.0083319
[79 empty] | WLDFR | HFTD - Distribution - Zone 1 - 5QU CoRE ¦ 1QU LoRE | Red Flag Warning - Catastrophic Fires | 2022 | 0 | 0 | 0 | 0 | 14146.1306 | 222.2294 | 8585.7228 | 5338.1784 | 2.4776 | 2.4776 | 2.4776 | 0 | 2.9574e-07 |  | 0 | 7.3272e-07 | 7.3272e-07 | 0 | 7.3272e-07 | 7.3272e-07 | 0 | 7.3272e-07 | 7.3272e-07 | 0 | 0 | Column30: 0 | [29 empty] | 7.3.2.1.3 Advanced weather monitoring and weather stations Weather StationsWLDFRElectric Reliability | WLDFR | HFTD - Transmission - Tier 2 - 60/70 kV | Red Flag Warning - Large Fires | 2031 | Electric Reliability | 0.74734 | 1419.51 | 2031 | Mitigation | 0.011149 | 10 | 0 | esc | 0 | 0 | 0 | 0 | 0.011149 | 0.0083319 | 0.011149 | 0.0083319
[79 empty] | WLDFR | HFTD - Distribution - Zone 1 - 5QU CoRE ¦ 1QU LoRE | Red Flag Warning - Catastrophic Fires | 2023 | 0 | 0 | 0 | 0 | 14664.6376 | 233.2301 | 8896.516 | 5534.8915 | 2.6002 | 2.6002 | 2.6002 | 2.6002 | 2.9574e-07 |  | 0 | 7.6899e-07 | 7.6899e-07 | 0 | 7.6899e-07 | 7.6899e-07 | 0 | 7.6899e-07 | 7.6899e-07 | 0 | 7.6899e-07 | Column30: 7.6899e-07 | [29 empty] | 7.3.2.1.3 Advanced weather monitoring and weather stations Weather StationsWLDFRElectric Reliability | WLDFR | HFTD - Transmission - Tier 2 - 60/70 kV | Red Flag Warning - Large Fires | 2032 | Electric Reliability | 0.74734 | 1419.51 | 2032 | Mitigation | 0.011149 | 10 | 0 | esc | 0 | 0 | 0 | 0 | 0 | 0 | 0.011149 | 0.0083319
[79 empty] | WLDFR | HFTD - Distribution - Zone 1 - 5QU CoRE ¦ 1QU LoRE | Red Flag Warning - Catastrophic Fires | 2024 | 0 | 0 | 0 | 0 | 14664.6376 | 233.2301 | 8896.516 | 5534.8915 | 2.6002 | 2.6002 | 2.6002 | 2.6002 | 2.9574e-07 |  | 0 | 7.6899e-07 | 7.6899e-07 | 0 | 7.6899e-07 | 7.6899e-07 | 0 | 7.6899e-07 | 7.6899e-07 | 0 | 7.6899e-07 | Column30: 7.6899e-07 | [29 empty] | 7.3.2.1.3 Advanced weather monitoring and weather stations Weather StationsWLDFRElectric Reliability | WLDFR | HFTD - Transmission - Tier 2 - 60/70 kV | Red Flag Warning - Small Fires | 2021 | Electric Reliability | 0.036425 | 1419.51 | 2021 | Mitigation | 0.011149 | 10 | 0 | esc | 0.011149 | 0.0004061 | 0.011149 | 0.0004061 | 0 | 0 | 0 | 0
[79 empty] | WLDFR | HFTD - Distribution - Zone 1 - 5QU CoRE ¦ 1QU LoRE | Red Flag Warning - Catastrophic Fires | 2025 | 0 | 0 | 0 | 0 | 14664.6376 | 233.2301 | 8896.516 | 5534.8915 | 2.6002 | 2.6002 | 2.6002 | 2.6002 | 2.9574e-07 |  | 0 | 7.6899e-07 | 7.6899e-07 | 0 | 7.6899e-07 | 7.6899e-07 | 0 | 7.6899e-07 | 7.6899e-07 | 0 | 7.6899e-07 | Column30: 7.6899e-07 | [29 empty] | 7.3.2.1.3 Advanced weather monitoring and weather stations Weather StationsWLDFRElectric Reliability | WLDFR | HFTD - Transmission - Tier 2 - 60/70 kV | Red Flag Warning - Small Fires | 2022 | Electric Reliability | 0.036425 | 1419.51 | 2022 | Mitigation | 0.011149 | 10 | 0 | esc | 0.011149 | 0.0004061 | 0.011149 | 0.0004061 | 0.011149 | 0.0004061 | 0 | 0
[79 empty] | WLDFR | HFTD - Distribution - Zone 1 - 5QU CoRE ¦ 1QU LoRE | Red Flag Warning - Catastrophic Fires | 2026 | 0 | 0 | 0 | 0 | 14664.6376 | 233.2301 | 8896.516 | 5534.8915 | 2.6002 | 2.6002 | 2.6002 | 2.6002 | 2.9574e-07 |  | 0 | 7.6899e-07 | 7.6899e-07 | 0 | 7.6899e-07 | 7.6899e-07 | 0 | 7.6899e-07 | 7.6899e-07 | 0 | 7.6899e-07 | Column30: 7.6899e-07 | [29 empty] | 7.3.2.1.3 Advanced weather monitoring and weather stations Weather StationsWLDFRElectric Reliability | WLDFR | HFTD - Transmission - Tier 2 - 60/70 kV | Red Flag Warning - Small Fires | 2023 | Electric Reliability | 0.03759 | 1419.51 | 2023 | Mitigation | 0.011149 | 10 | 0 | esc | 0.011149 | 0.00041909 | 0.011149 | 0.00041909 | 0.011149 | 0.00041909 | 0.011149 | 0.00041909
[79 empty] | WLDFR | HFTD - Distribution - Zone 1 - 5QU CoRE ¦ 1QU LoRE | Red Flag Warning - Catastrophic Fires | 2027 | 0 | 0 | 0 | 0 | 14664.6376 | 233.2301 | 8896.516 | 5534.8915 | 2.6002 | 2.6002 | 2.6002 | 2.6002 | 2.9574e-07 |  | 0 | 7.6899e-07 | 7.6899e-07 | 0 | 7.6899e-07 | 7.6899e-07 | 0 | 7.6899e-07 | 7.6899e-07 | 0 | 7.6899e-07 | Column30: 7.6899e-07 | [29 empty] | 7.3.2.1.3 Advanced weather monitoring and weather stations Weather StationsWLDFRElectric Reliability | WLDFR | HFTD - Transmission - Tier 2 - 60/70 kV | Red Flag Warning - Small Fires | 2024 | Electric Reliability | 0.03759 | 1419.51 | 2024 | Mitigation | 0.011149 | 10 | 0 | esc | 0.011149 | 0.00041909 | 0.011149 | 0.00041909 | 0.011149 | 0.00041909 | 0.011149 | 0.00041909
[79 empty] | WLDFR | HFTD - Distribution - Zone 1 - 5QU CoRE ¦ 1QU LoRE | Red Flag Warning - Catastrophic Fires | 2028 | 0 | 0 | 0 | 0 | 15317.9909 | 247.273 | 9287.6491 | 5783.0689 | 2.7568 | 2.7568 | 2.7568 | 2.7568 | 2.9574e-07 |  | 0 | 8.1529e-07 | 8.1529e-07 | 0 | 8.1529e-07 | 8.1529e-07 | 0 | 8.1529e-07 | 8.1529e-07 | 0 | 8.1529e-07 | Column30: 8.1529e-07 | [29 empty] | 7.3.2.1.3 Advanced weather monitoring and weather stations Weather StationsWLDFRElectric Reliability | WLDFR | HFTD - Transmission - Tier 2 - 60/70 kV | Red Flag Warning - Small Fires | 2025 | Electric Reliability | 0.03759 | 1419.51 | 2025 | Mitigation | 0.011149 | 10 | 0 | esc | 0.011149 | 0.00041909 | 0.011149 | 0.00041909 | 0.011149 | 0.00041909 | 0.011149 | 0.00041909
[79 empty] | WLDFR | HFTD - Distribution - Zone 1 - 5QU CoRE ¦ 1QU LoRE | Red Flag Warning - Catastrophic Fires | 2029 | 0 | 0 | 0 | 0 | 15317.9909 | 247.273 | 9287.6491 | 5783.0689 | 2.7568 | 2.7568 | 2.7568 | 2.7568 | 2.9574e-07 |  | 0 | 8.1529e-07 | 8.1529e-07 | 0 | 8.1529e-07 | 8.1529e-07 | 0 | 8.1529e-07 | 8.1529e-07 | 0 | 8.1529e-07 | Column30: 8.1529e-07 | [29 empty] | 7.3.2.1.3 Advanced weather monitoring and weather stations Weather StationsWLDFRElectric Reliability | WLDFR | HFTD - Transmission - Tier 2 - 60/70 kV | Red Flag Warning - Small Fires | 2026 | Electric Reliability | 0.03759 | 1419.51 | 2026 | Mitigation | 0.011149 | 10 | 0 | esc | 0.011149 | 0.00041909 | 0.011149 | 0.00041909 | 0.011149 | 0.00041909 | 0.011149 | 0.00041909
[79 empty] | WLDFR | HFTD - Distribution - Zone 1 - 5QU CoRE ¦ 1QU LoRE | Red Flag Warning - Catastrophic Fires | 2030 | 0 | 0 | 0 | 0 | 15317.9909 | 247.273 | 9287.6491 | 5783.0689 | 0 | 2.7568 | 2.7568 | 2.7568 | 2.9574e-07 |  | 0 | 0 | 0 | 0 | 8.1529e-07 | 8.1529e-07 | 0 | 8.1529e-07 | 8.1529e-07 | 0 | 8.1529e-07 | Column30: 8.1529e-07 | [29 empty] | 7.3.2.1.3 Advanced weather monitoring and weather stations Weather StationsWLDFRElectric Reliability | WLDFR | HFTD - Transmission - Tier 2 - 60/70 kV | Red Flag Warning - Small Fires | 2027 | Electric Reliability | 0.03759 | 1419.51 | 2027 | Mitigation | 0.011149 | 10 | 0 | esc | 0.011149 | 0.00041909 | 0.011149 | 0.00041909 | 0.011149 | 0.00041909 | 0.011149 | 0.00041909
[79 empty] | WLDFR | HFTD - Distribution - Zone 1 - 5QU CoRE ¦ 1QU LoRE | Red Flag Warning - Catastrophic Fires | 2031 | 0 | 0 | 0 | 0 | 15317.9909 | 247.273 | 9287.6491 | 5783.0689 | 0 | 0 | 2.7568 | 2.7568 | 2.9574e-07 |  | 0 | 0 | 0 | 0 | 0 | 0 | 0 | 8.1529e-07 | 8.1529e-07 | 0 | 8.1529e-07 | Column30: 8.1529e-07 | [29 empty] | 7.3.2.1.3 Advanced weather monitoring and weather stations Weather StationsWLDFRElectric Reliability | WLDFR | HFTD - Transmission - Tier 2 - 60/70 kV | Red Flag Warning - Small Fires | 2028 | Electric Reliability | 0.039055 | 1419.51 | 2028 | Mitigation | 0.011149 | 10 | 0 | esc | 0.011149 | 0.00043542 | 0.011149 | 0.00043542 | 0.011149 | 0.00043542 | 0.011149 | 0.00043542
[79 empty] | WLDFR | HFTD - Distribution - Zone 1 - 5QU CoRE ¦ 1QU LoRE | Red Flag Warning - Catastrophic Fires | 2032 | 0 | 0 | 0 | 0 | 15317.9909 | 247.273 | 9287.6491 | 5783.0689 | 0 | 0 | 0 | 2.7568 | 2.9574e-07 |  | 0 | 0 | 0 | 0 | 0 | 0 | 0 | 0 | 0 | 0 | 8.1529e-07 | Column30: 8.1529e-07 | [29 empty] | 7.3.2.1.3 Advanced weather monitoring and weather stations Weather StationsWLDFRElectric Reliability | WLDFR | HFTD - Transmission - Tier 2 - 60/70 kV | Red Flag Warning - Small Fires | 2029 | Electric Reliability | 0.039055 | 1419.51 | 2029 | Mitigation | 0.011149 | 10 | 0 | esc | 0.011149 | 0.00043542 | 0.011149 | 0.00043542 | 0.011149 | 0.00043542 | 0.011149 | 0.00043542
[79 empty] | WLDFR | HFTD - Distribution - Zone 1 - 5QU CoRE ¦ 1QU LoRE | Red Flag Warning - Destructive Fires | 2020 | 0 | 0 | 0 | 0 | 8807.9522 | 222.2294 | 8585.7228 | 0 | 2.4776 | 0 | 0 | 0 | 1.2921e-07 |  | 0 | 3.2014e-07 | 3.2014e-07 | 0 | 0 | 0 | 0 | 0 | 0 | 0 | 0 | Column30: 0 | [29 empty] | 7.3.2.1.3 Advanced weather monitoring and weather stations Weather StationsWLDFRElectric Reliability | WLDFR | HFTD - Transmission - Tier 2 - 60/70 kV | Red Flag Warning - Small Fires | 2030 | Electric Reliability | 0.039055 | 1419.51 | 2030 | Mitigation | 0.011149 | 10 | 0 | esc | 0 | 0 | 0.011149 | 0.00043542 | 0.011149 | 0.00043542 | 0.011149 | 0.00043542
[79 empty] | WLDFR | HFTD - Distribution - Zone 1 - 5QU CoRE ¦ 1QU LoRE | Red Flag Warning - Destructive Fires | 2021 | 0 | 0 | 0 | 0 | 8807.9522 | 222.2294 | 8585.7228 | 0 | 2.4776 | 2.4776 | 0 | 0 | 1.2921e-07 |  | 0 | 3.2014e-07 | 3.2014e-07 | 0 | 3.2014e-07 | 3.2014e-07 | 0 | 0 | 0 | 0 | 0 | Column30: 0 | [29 empty] | 7.3.2.1.3 Advanced weather monitoring and weather stations Weather StationsWLDFRElectric Reliability | WLDFR | HFTD - Transmission - Tier 2 - 60/70 kV | Red Flag Warning - Small Fires | 2031 | Electric Reliability | 0.039055 | 1419.51 | 2031 | Mitigation | 0.011149 | 10 | 0 | esc | 0 | 0 | 0 | 0 | 0.011149 | 0.00043542 | 0.011149 | 0.00043542
[79 empty] | WLDFR | HFTD - Distribution - Zone 1 - 5QU CoRE ¦ 1QU LoRE | Red Flag Warning - Destructive Fires | 2022 | 0 | 0 | 0 | 0 | 8807.9522 | 222.2294 | 8585.7228 | 0 | 2.4776 | 2.4776 | 2.4776 | 0 | 1.2921e-07 |  | 0 | 3.2014e-07 | 3.2014e-07 | 0 | 3.2014e-07 | 3.2014e-07 | 0 | 3.2014e-07 | 3.2014e-07 | 0 | 0 | Column30: 0 | [29 empty] | 7.3.2.1.3 Advanced weather monitoring and weather stations Weather StationsWLDFRElectric Reliability | WLDFR | HFTD - Transmission - Tier 2 - 60/70 kV | Red Flag Warning - Small Fires | 2032 | Electric Reliability | 0.039055 | 1419.51 | 2032 | Mitigation | 0.011149 | 10 | 0 | esc | 0 | 0 | 0 | 0 | 0 | 0 | 0.011149 | 0.00043542
[79 empty] | WLDFR | HFTD - Distribution - Zone 1 - 5QU CoRE ¦ 1QU LoRE | Red Flag Warning - Destructive Fires | 2023 | 0 | 0 | 0 | 0 | 9129.7461 | 233.2301 | 8896.516 | 0 | 2.6002 | 2.6002 | 2.6002 | 2.6002 | 1.2921e-07 |  | 0 | 3.3599e-07 | 3.3599e-07 | 0 | 3.3599e-07 | 3.3599e-07 | 0 | 3.3599e-07 | 3.3599e-07 | 0 | 3.3599e-07 | Column30: 3.3599e-07 | [29 empty] | 7.3.2.1.3 Advanced weather monitoring and weather stations Weather StationsWLDFRElectric Reliability | WLDFR | HFTD - Transmission - Tier 3 - 115 kV or Lower | Non-Red Flag Warning - Catastrophic Fires | 2021 | Electric Reliability | 222.2294 | 446.95 | 2021 | Mitigation | 0.011149 | 10 | 0 | esc | 0.011149 | 2.4776 | 0.011149 | 2.4776 | 0 | 0 | 0 | 0
[79 empty] | WLDFR | HFTD - Distribution - Zone 1 - 5QU CoRE ¦ 1QU LoRE | Red Flag Warning - Destructive Fires | 2024 | 0 | 0 | 0 | 0 | 9129.7461 | 233.2301 | 8896.516 | 0 | 2.6002 | 2.6002 | 2.6002 | 2.6002 | 1.2921e-07 |  | 0 | 3.3599e-07 | 3.3599e-07 | 0 | 3.3599e-07 | 3.3599e-07 | 0 | 3.3599e-07 | 3.3599e-07 | 0 | 3.3599e-07 | Column30: 3.3599e-07 | [29 empty] | 7.3.2.1.3 Advanced weather monitoring and weather stations Weather StationsWLDFRElectric Reliability | WLDFR | HFTD - Transmission - Tier 3 - 115 kV or Lower | Non-Red Flag Warning - Catastrophic Fires | 2022 | Electric Reliability | 222.2294 | 446.95 | 2022 | Mitigation | 0.011149 | 10 | 0 | esc | 0.011149 | 2.4776 | 0.011149 | 2.4776 | 0.011149 | 2.4776 | 0 | 0
[79 empty] | WLDFR | HFTD - Distribution - Zone 1 - 5QU CoRE ¦ 1QU LoRE | Red Flag Warning - Destructive Fires | 2025 | 0 | 0 | 0 | 0 | 9129.7461 | 233.2301 | 8896.516 | 0 | 2.6002 | 2.6002 | 2.6002 | 2.6002 | 1.2921e-07 |  | 0 | 3.3599e-07 | 3.3599e-07 | 0 | 3.3599e-07 | 3.3599e-07 | 0 | 3.3599e-07 | 3.3599e-07 | 0 | 3.3599e-07 | Column30: 3.3599e-07 | [29 empty] | 7.3.2.1.3 Advanced weather monitoring and weather stations Weather StationsWLDFRElectric Reliability | WLDFR | HFTD - Transmission - Tier 3 - 115 kV or Lower | Non-Red Flag Warning - Catastrophic Fires | 2023 | Electric Reliability | 233.2301 | 446.95 | 2023 | Mitigation | 0.011149 | 10 | 0 | esc | 0.011149 | 2.6002 | 0.011149 | 2.6002 | 0.011149 | 2.6002 | 0.011149 | 2.6002
[79 empty] | WLDFR | HFTD - Distribution - Zone 1 - 5QU CoRE ¦ 1QU LoRE | Red Flag Warning - Destructive Fires | 2026 | 0 | 0 | 0 | 0 | 9129.7461 | 233.2301 | 8896.516 | 0 | 2.6002 | 2.6002 | 2.6002 | 2.6002 | 1.2921e-07 |  | 0 | 3.3599e-07 | 3.3599e-07 | 0 | 3.3599e-07 | 3.3599e-07 | 0 | 3.3599e-07 | 3.3599e-07 | 0 | 3.3599e-07 | Column30: 3.3599e-07 | [29 empty] | 7.3.2.1.3 Advanced weather monitoring and weather stations Weather StationsWLDFRElectric Reliability | WLDFR | HFTD - Transmission - Tier 3 - 115 kV or Lower | Non-Red Flag Warning - Catastrophic Fires | 2024 | Electric Reliability | 233.2301 | 446.95 | 2024 | Mitigation | 0.011149 | 10 | 0 | esc | 0.011149 | 2.6002 | 0.011149 | 2.6002 | 0.011149 | 2.6002 | 0.011149 | 2.6002
[79 empty] | WLDFR | HFTD - Distribution - Zone 1 - 5QU CoRE ¦ 1QU LoRE | Red Flag Warning - Destructive Fires | 2027 | 0 | 0 | 0 | 0 | 9129.7461 | 233.2301 | 8896.516 | 0 | 2.6002 | 2.6002 | 2.6002 | 2.6002 | 1.2921e-07 |  | 0 | 3.3599e-07 | 3.3599e-07 | 0 | 3.3599e-07 | 3.3599e-07 | 0 | 3.3599e-07 | 3.3599e-07 | 0 | 3.3599e-07 | Column30: 3.3599e-07 | [29 empty] | 7.3.2.1.3 Advanced weather monitoring and weather stations Weather StationsWLDFRElectric Reliability | WLDFR | HFTD - Transmission - Tier 3 - 115 kV or Lower | Non-Red Flag Warning - Catastrophic Fires | 2025 | Electric Reliability | 233.2301 | 446.95 | 2025 | Mitigation | 0.011149 | 10 | 0 | esc | 0.011149 | 2.6002 | 0.011149 | 2.6002 | 0.011149 | 2.6002 | 0.011149 | 2.6002
[79 empty] | WLDFR | HFTD - Distribution - Zone 1 - 5QU CoRE ¦ 1QU LoRE | Red Flag Warning - Destructive Fires | 2028 | 0 | 0 | 0 | 0 | 9534.9221 | 247.273 | 9287.6491 | 0 | 2.7568 | 2.7568 | 2.7568 | 2.7568 | 1.2921e-07 |  | 0 | 3.5622e-07 | 3.5622e-07 | 0 | 3.5622e-07 | 3.5622e-07 | 0 | 3.5622e-07 | 3.5622e-07 | 0 | 3.5622e-07 | Column30: 3.5622e-07 | [29 empty] | 7.3.2.1.3 Advanced weather monitoring and weather stations Weather StationsWLDFRElectric Reliability | WLDFR | HFTD - Transmission - Tier 3 - 115 kV or Lower | Non-Red Flag Warning - Catastrophic Fires | 2026 | Electric Reliability | 233.2301 | 446.95 | 2026 | Mitigation | 0.011149 | 10 | 0 | esc | 0.011149 | 2.6002 | 0.011149 | 2.6002 | 0.011149 | 2.6002 | 0.011149 | 2.6002
[79 empty] | WLDFR | HFTD - Distribution - Zone 1 - 5QU CoRE ¦ 1QU LoRE | Red Flag Warning - Destructive Fires | 2029 | 0 | 0 | 0 | 0 | 9534.9221 | 247.273 | 9287.6491 | 0 | 2.7568 | 2.7568 | 2.7568 | 2.7568 | 1.2921e-07 |  | 0 | 3.5622e-07 | 3.5622e-07 | 0 | 3.5622e-07 | 3.5622e-07 | 0 | 3.5622e-07 | 3.5622e-07 | 0 | 3.5622e-07 | Column30: 3.5622e-07 | [29 empty] | 7.3.2.1.3 Advanced weather monitoring and weather stations Weather StationsWLDFRElectric Reliability | WLDFR | HFTD - Transmission - Tier 3 - 115 kV or Lower | Non-Red Flag Warning - Catastrophic Fires | 2027 | Electric Reliability | 233.2301 | 446.95 | 2027 | Mitigation | 0.011149 | 10 | 0 | esc | 0.011149 | 2.6002 | 0.011149 | 2.6002 | 0.011149 | 2.6002 | 0.011149 | 2.6002
[79 empty] | WLDFR | HFTD - Distribution - Zone 1 - 5QU CoRE ¦ 1QU LoRE | Red Flag Warning - Destructive Fires | 2030 | 0 | 0 | 0 | 0 | 9534.9221 | 247.273 | 9287.6491 | 0 | 0 | 2.7568 | 2.7568 | 2.7568 | 1.2921e-07 |  | 0 | 0 | 0 | 0 | 3.5622e-07 | 3.5622e-07 | 0 | 3.5622e-07 | 3.5622e-07 | 0 | 3.5622e-07 | Column30: 3.5622e-07 | [29 empty] | 7.3.2.1.3 Advanced weather monitoring and weather stations Weather StationsWLDFRElectric Reliability | WLDFR | HFTD - Transmission - Tier 3 - 115 kV or Lower | Non-Red Flag Warning - Catastrophic Fires | 2028 | Electric Reliability | 247.273 | 446.95 | 2028 | Mitigation | 0.011149 | 10 | 0 | esc | 0.011149 | 2.7568 | 0.011149 | 2.7568 | 0.011149 | 2.7568 | 0.011149 | 2.7568
[79 empty] | WLDFR | HFTD - Distribution - Zone 1 - 5QU CoRE ¦ 1QU LoRE | Red Flag Warning - Destructive Fires | 2031 | 0 | 0 | 0 | 0 | 9534.9221 | 247.273 | 9287.6491 | 0 | 0 | 0 | 2.7568 | 2.7568 | 1.2921e-07 |  | 0 | 0 | 0 | 0 | 0 | 0 | 0 | 3.5622e-07 | 3.5622e-07 | 0 | 3.5622e-07 | Column30: 3.5622e-07 | [29 empty] | 7.3.2.1.3 Advanced weather monitoring and weather stations Weather StationsWLDFRElectric Reliability | WLDFR | HFTD - Transmission - Tier 3 - 115 kV or Lower | Non-Red Flag Warning - Catastrophic Fires | 2029 | Electric Reliability | 247.273 | 446.95 | 2029 | Mitigation | 0.011149 | 10 | 0 | esc | 0.011149 | 2.7568 | 0.011149 | 2.7568 | 0.011149 | 2.7568 | 0.011149 | 2.7568
[79 empty] | WLDFR | HFTD - Distribution - Zone 1 - 5QU CoRE ¦ 1QU LoRE | Red Flag Warning - Destructive Fires | 2032 | 0 | 0 | 0 | 0 | 9534.9221 | 247.273 | 9287.6491 | 0 | 0 | 0 | 0 | 2.7568 | 1.2921e-07 |  | 0 | 0 | 0 | 0 | 0 | 0 | 0 | 0 | 0 | 0 | 3.5622e-07 | Column30: 3.5622e-07 | [29 empty] | 7.3.2.1.3 Advanced weather monitoring and weather stations Weather StationsWLDFRElectric Reliability | WLDFR | HFTD - Transmission - Tier 3 - 115 kV or Lower | Non-Red Flag Warning - Catastrophic Fires | 2030 | Electric Reliability | 247.273 | 446.95 | 2030 | Mitigation | 0.011149 | 10 | 0 | esc | 0 | 0 | 0.011149 | 2.7568 | 0.011149 | 2.7568 | 0.011149 | 2.7568
[79 empty] | WLDFR | HFTD - Distribution - Zone 1 - 5QU CoRE ¦ 1QU LoRE | Red Flag Warning - Large Fires | 2020 | 0 | 0 | 0 | 0 | 5.2406 | 0.69642 | 2.942 | 1.6022 | 0.0077642 | 0 | 0 | 0 | 0.00013506 |  | 0 | 1.0487e-06 | 1.0487e-06 | 0 | 0 | 0 | 0 | 0 | 0 | 0 | 0 | Column30: 0 | [29 empty] | 7.3.2.1.3 Advanced weather monitoring and weather stations Weather StationsWLDFRElectric Reliability | WLDFR | HFTD - Transmission - Tier 3 - 115 kV or Lower | Non-Red Flag Warning - Catastrophic Fires | 2031 | Electric Reliability | 247.273 | 446.95 | 2031 | Mitigation | 0.011149 | 10 | 0 | esc | 0 | 0 | 0 | 0 | 0.011149 | 2.7568 | 0.011149 | 2.7568
[79 empty] | WLDFR | HFTD - Distribution - Zone 1 - 5QU CoRE ¦ 1QU LoRE | Red Flag Warning - Large Fires | 2021 | 0 | 0 | 0 | 0 | 5.2406 | 0.69642 | 2.942 | 1.6022 | 0.0077642 | 0.0077642 | 0 | 0 | 0.00013506 |  | 0 | 1.0487e-06 | 1.0487e-06 | 0 | 1.0487e-06 | 1.0487e-06 | 0 | 0 | 0 | 0 | 0 | Column30: 0 | [29 empty] | 7.3.2.1.3 Advanced weather monitoring and weather stations Weather StationsWLDFRElectric Reliability | WLDFR | HFTD - Transmission - Tier 3 - 115 kV or Lower | Non-Red Flag Warning - Catastrophic Fires | 2032 | Electric Reliability | 247.273 | 446.95 | 2032 | Mitigation | 0.011149 | 10 | 0 | esc | 0 | 0 | 0 | 0 | 0 | 0 | 0.011149 | 2.7568
[79 empty] | WLDFR | HFTD - Distribution - Zone 1 - 5QU CoRE ¦ 1QU LoRE | Red Flag Warning - Large Fires | 2022 | 0 | 0 | 0 | 0 | 5.2406 | 0.69642 | 2.942 | 1.6022 | 0.0077642 | 0.0077642 | 0.0077642 | 0 | 0.00013506 |  | 0 | 1.0487e-06 | 1.0487e-06 | 0 | 1.0487e-06 | 1.0487e-06 | 0 | 1.0487e-06 | 1.0487e-06 | 0 | 0 | Column30: 0 | [29 empty] | 7.3.2.1.3 Advanced weather monitoring and weather stations Weather StationsWLDFRElectric Reliability | WLDFR | HFTD - Transmission - Tier 3 - 115 kV or Lower | Non-Red Flag Warning - Destructive Fires | 2021 | Electric Reliability | 222.2294 | 446.95 | 2021 | Mitigation | 0.011149 | 10 | 0 | esc | 0.011149 | 2.4776 | 0.011149 | 2.4776 | 0 | 0 | 0 | 0
[79 empty] | WLDFR | HFTD - Distribution - Zone 1 - 5QU CoRE ¦ 1QU LoRE | Red Flag Warning - Large Fires | 2023 | 0 | 0 | 0 | 0 | 5.475 | 0.71896 | 3.0715 | 1.6846 | 0.0080156 | 0.0080156 | 0.0080156 | 0.0080156 | 0.00013506 |  | 0 | 1.0826e-06 | 1.0826e-06 | 0 | 1.0826e-06 | 1.0826e-06 | 0 | 1.0826e-06 | 1.0826e-06 | 0 | 1.0826e-06 | Column30: 1.0826e-06 | [29 empty] | 7.3.2.1.3 Advanced weather monitoring and weather stations Weather StationsWLDFRElectric Reliability | WLDFR | HFTD - Transmission - Tier 3 - 115 kV or Lower | Non-Red Flag Warning - Destructive Fires | 2022 | Electric Reliability | 222.2294 | 446.95 | 2022 | Mitigation | 0.011149 | 10 | 0 | esc | 0.011149 | 2.4776 | 0.011149 | 2.4776 | 0.011149 | 2.4776 | 0 | 0
[79 empty] | WLDFR | HFTD - Distribution - Zone 1 - 5QU CoRE ¦ 1QU LoRE | Red Flag Warning - Large Fires | 2024 | 0 | 0 | 0 | 0 | 5.475 | 0.71896 | 3.0715 | 1.6846 | 0.0080156 | 0.0080156 | 0.0080156 | 0.0080156 | 0.00013506 |  | 0 | 1.0826e-06 | 1.0826e-06 | 0 | 1.0826e-06 | 1.0826e-06 | 0 | 1.0826e-06 | 1.0826e-06 | 0 | 1.0826e-06 | Column30: 1.0826e-06 | [29 empty] | 7.3.2.1.3 Advanced weather monitoring and weather stations Weather StationsWLDFRElectric Reliability | WLDFR | HFTD - Transmission - Tier 3 - 115 kV or Lower | Non-Red Flag Warning - Destructive Fires | 2023 | Electric Reliability | 233.2301 | 446.95 | 2023 | Mitigation | 0.011149 | 10 | 0 | esc | 0.011149 | 2.6002 | 0.011149 | 2.6002 | 0.011149 | 2.6002 | 0.011149 | 2.6002
[79 empty] | WLDFR | HFTD - Distribution - Zone 1 - 5QU CoRE ¦ 1QU LoRE | Red Flag Warning - Large Fires | 2025 | 0 | 0 | 0 | 0 | 5.475 | 0.71896 | 3.0715 | 1.6846 | 0.0080156 | 0.0080156 | 0.0080156 | 0.0080156 | 0.00013506 |  | 0 | 1.0826e-06 | 1.0826e-06 | 0 | 1.0826e-06 | 1.0826e-06 | 0 | 1.0826e-06 | 1.0826e-06 | 0 | 1.0826e-06 | Column30: 1.0826e-06 | [29 empty] | 7.3.2.1.3 Advanced weather monitoring and weather stations Weather StationsWLDFRElectric Reliability | WLDFR | HFTD - Transmission - Tier 3 - 115 kV or Lower | Non-Red Flag Warning - Destructive Fires | 2024 | Electric Reliability | 233.2301 | 446.95 | 2024 | Mitigation | 0.011149 | 10 | 0 | esc | 0.011149 | 2.6002 | 0.011149 | 2.6002 | 0.011149 | 2.6002 | 0.011149 | 2.6002
[79 empty] | WLDFR | HFTD - Distribution - Zone 1 - 5QU CoRE ¦ 1QU LoRE | Red Flag Warning - Large Fires | 2026 | 0 | 0 | 0 | 0 | 5.475 | 0.71896 | 3.0715 | 1.6846 | 0.0080156 | 0.0080156 | 0.0080156 | 0.0080156 | 0.00013506 |  | 0 | 1.0826e-06 | 1.0826e-06 | 0 | 1.0826e-06 | 1.0826e-06 | 0 | 1.0826e-06 | 1.0826e-06 | 0 | 1.0826e-06 | Column30: 1.0826e-06 | [29 empty] | 7.3.2.1.3 Advanced weather monitoring and weather stations Weather StationsWLDFRElectric Reliability | WLDFR | HFTD - Transmission - Tier 3 - 115 kV or Lower | Non-Red Flag Warning - Destructive Fires | 2025 | Electric Reliability | 233.2301 | 446.95 | 2025 | Mitigation | 0.011149 | 10 | 0 | esc | 0.011149 | 2.6002 | 0.011149 | 2.6002 | 0.011149 | 2.6002 | 0.011149 | 2.6002
[79 empty] | WLDFR | HFTD - Distribution - Zone 1 - 5QU CoRE ¦ 1QU LoRE | Red Flag Warning - Large Fires | 2027 | 0 | 0 | 0 | 0 | 5.475 | 0.71896 | 3.0715 | 1.6846 | 0.0080156 | 0.0080156 | 0.0080156 | 0.0080156 | 0.00013506 |  | 0 | 1.0826e-06 | 1.0826e-06 | 0 | 1.0826e-06 | 1.0826e-06 | 0 | 1.0826e-06 | 1.0826e-06 | 0 | 1.0826e-06 | Column30: 1.0826e-06 | [29 empty] | 7.3.2.1.3 Advanced weather monitoring and weather stations Weather StationsWLDFRElectric Reliability | WLDFR | HFTD - Transmission - Tier 3 - 115 kV or Lower | Non-Red Flag Warning - Destructive Fires | 2026 | Electric Reliability | 233.2301 | 446.95 | 2026 | Mitigation | 0.011149 | 10 | 0 | esc | 0.011149 | 2.6002 | 0.011149 | 2.6002 | 0.011149 | 2.6002 | 0.011149 | 2.6002
[79 empty] | WLDFR | HFTD - Distribution - Zone 1 - 5QU CoRE ¦ 1QU LoRE | Red Flag Warning - Large Fires | 2028 | 0 | 0 | 0 | 0 | 5.777 | 0.74734 | 3.238 | 1.7917 | 0.0083319 | 0.0083319 | 0.0083319 | 0.0083319 | 0.00013506 |  | 0 | 1.1253e-06 | 1.1253e-06 | 0 | 1.1253e-06 | 1.1253e-06 | 0 | 1.1253e-06 | 1.1253e-06 | 0 | 1.1253e-06 | Column30: 1.1253e-06 | [29 empty] | 7.3.2.1.3 Advanced weather monitoring and weather stations Weather StationsWLDFRElectric Reliability | WLDFR | HFTD - Transmission - Tier 3 - 115 kV or Lower | Non-Red Flag Warning - Destructive Fires | 2027 | Electric Reliability | 233.2301 | 446.95 | 2027 | Mitigation | 0.011149 | 10 | 0 | esc | 0.011149 | 2.6002 | 0.011149 | 2.6002 | 0.011149 | 2.6002 | 0.011149 | 2.6002
[79 empty] | WLDFR | HFTD - Distribution - Zone 1 - 5QU CoRE ¦ 1QU LoRE | Red Flag Warning - Large Fires | 2029 | 0 | 0 | 0 | 0 | 5.777 | 0.74734 | 3.238 | 1.7917 | 0.0083319 | 0.0083319 | 0.0083319 | 0.0083319 | 0.00013506 |  | 0 | 1.1253e-06 | 1.1253e-06 | 0 | 1.1253e-06 | 1.1253e-06 | 0 | 1.1253e-06 | 1.1253e-06 | 0 | 1.1253e-06 | Column30: 1.1253e-06 | [29 empty] | 7.3.2.1.3 Advanced weather monitoring and weather stations Weather StationsWLDFRElectric Reliability | WLDFR | HFTD - Transmission - Tier 3 - 115 kV or Lower | Non-Red Flag Warning - Destructive Fires | 2028 | Electric Reliability | 247.273 | 446.95 | 2028 | Mitigation | 0.011149 | 10 | 0 | esc | 0.011149 | 2.7568 | 0.011149 | 2.7568 | 0.011149 | 2.7568 | 0.011149 | 2.7568
[79 empty] | WLDFR | HFTD - Distribution - Zone 1 - 5QU CoRE ¦ 1QU LoRE | Red Flag Warning - Large Fires | 2030 | 0 | 0 | 0 | 0 | 5.777 | 0.74734 | 3.238 | 1.7917 | 0 | 0.0083319 | 0.0083319 | 0.0083319 | 0.00013506 |  | 0 | 0 | 0 | 0 | 1.1253e-06 | 1.1253e-06 | 0 | 1.1253e-06 | 1.1253e-06 | 0 | 1.1253e-06 | Column30: 1.1253e-06 | [29 empty] | 7.3.2.1.3 Advanced weather monitoring and weather stations Weather StationsWLDFRElectric Reliability | WLDFR | HFTD - Transmission - Tier 3 - 115 kV or Lower | Non-Red Flag Warning - Destructive Fires | 2029 | Electric Reliability | 247.273 | 446.95 | 2029 | Mitigation | 0.011149 | 10 | 0 | esc | 0.011149 | 2.7568 | 0.011149 | 2.7568 | 0.011149 | 2.7568 | 0.011149 | 2.7568
[79 empty] | WLDFR | HFTD - Distribution - Zone 1 - 5QU CoRE ¦ 1QU LoRE | Red Flag Warning - Large Fires | 2031 | 0 | 0 | 0 | 0 | 5.777 | 0.74734 | 3.238 | 1.7917 | 0 | 0 | 0.0083319 | 0.0083319 | 0.00013506 |  | 0 | 0 | 0 | 0 | 0 | 0 | 0 | 1.1253e-06 | 1.1253e-06 | 0 | 1.1253e-06 | Column30: 1.1253e-06 | [29 empty] | 7.3.2.1.3 Advanced weather monitoring and weather stations Weather StationsWLDFRElectric Reliability | WLDFR | HFTD - Transmission - Tier 3 - 115 kV or Lower | Non-Red Flag Warning - Destructive Fires | 2030 | Electric Reliability | 247.273 | 446.95 | 2030 | Mitigation | 0.011149 | 10 | 0 | esc | 0 | 0 | 0.011149 | 2.7568 | 0.011149 | 2.7568 | 0.011149 | 2.7568
[79 empty] | WLDFR | HFTD - Distribution - Zone 1 - 5QU CoRE ¦ 1QU LoRE | Red Flag Warning - Large Fires | 2032 | 0 | 0 | 0 | 0 | 5.777 | 0.74734 | 3.238 | 1.7917 | 0 | 0 | 0 | 0.0083319 | 0.00013506 |  | 0 | 0 | 0 | 0 | 0 | 0 | 0 | 0 | 0 | 0 | 1.1253e-06 | Column30: 1.1253e-06 | [29 empty] | 7.3.2.1.3 Advanced weather monitoring and weather stations Weather StationsWLDFRElectric Reliability | WLDFR | HFTD - Transmission - Tier 3 - 115 kV or Lower | Non-Red Flag Warning - Destructive Fires | 2031 | Electric Reliability | 247.273 | 446.95 | 2031 | Mitigation | 0.011149 | 10 | 0 | esc | 0 | 0 | 0 | 0 | 0.011149 | 2.7568 | 0.011149 | 2.7568
[79 empty] | WLDFR | HFTD - Distribution - Zone 1 - 5QU CoRE ¦ 1QU LoRE | Red Flag Warning - Small Fires | 2020 | 0 | 0 | 0 | 0 | 0.077901 | 0.036425 | 0.0015809 | 0.039895 | 0.0004061 | 0 | 0 | 0 | 0.0021275 |  | 0 | 8.6397e-07 | 8.6397e-07 | 0 | 0 | 0 | 0 | 0 | 0 | 0 | 0 | Column30: 0 | [29 empty] | 7.3.2.1.3 Advanced weather monitoring and weather stations Weather StationsWLDFRElectric Reliability | WLDFR | HFTD - Transmission - Tier 3 - 115 kV or Lower | Non-Red Flag Warning - Destructive Fires | 2032 | Electric Reliability | 247.273 | 446.95 | 2032 | Mitigation | 0.011149 | 10 | 0 | esc | 0 | 0 | 0 | 0 | 0 | 0 | 0.011149 | 2.7568
[79 empty] | WLDFR | HFTD - Distribution - Zone 1 - 5QU CoRE ¦ 1QU LoRE | Red Flag Warning - Small Fires | 2021 | 0 | 0 | 0 | 0 | 0.077901 | 0.036425 | 0.0015809 | 0.039895 | 0.0004061 | 0.0004061 | 0 | 0 | 0.0021275 |  | 0 | 8.6397e-07 | 8.6397e-07 | 0 | 8.6397e-07 | 8.6397e-07 | 0 | 0 | 0 | 0 | 0 | Column30: 0 | [29 empty] | 7.3.2.1.3 Advanced weather monitoring and weather stations Weather StationsWLDFRElectric Reliability | WLDFR | HFTD - Transmission - Tier 3 - 115 kV or Lower | Non-Red Flag Warning - Large Fires | 2021 | Electric Reliability | 0.69642 | 446.95 | 2021 | Mitigation | 0.011149 | 10 | 0 | esc | 0.011149 | 0.0077642 | 0.011149 | 0.0077642 | 0 | 0 | 0 | 0
[79 empty] | WLDFR | HFTD - Distribution - Zone 1 - 5QU CoRE ¦ 1QU LoRE | Red Flag Warning - Small Fires | 2022 | 0 | 0 | 0 | 0 | 0.077901 | 0.036425 | 0.0015809 | 0.039895 | 0.0004061 | 0.0004061 | 0.0004061 | 0 | 0.0021275 |  | 0 | 8.6397e-07 | 8.6397e-07 | 0 | 8.6397e-07 | 8.6397e-07 | 0 | 8.6397e-07 | 8.6397e-07 | 0 | 0 | Column30: 0 | [29 empty] | 7.3.2.1.3 Advanced weather monitoring and weather stations Weather StationsWLDFRElectric Reliability | WLDFR | HFTD - Transmission - Tier 3 - 115 kV or Lower | Non-Red Flag Warning - Large Fires | 2022 | Electric Reliability | 0.69642 | 446.95 | 2022 | Mitigation | 0.011149 | 10 | 0 | esc | 0.011149 | 0.0077642 | 0.011149 | 0.0077642 | 0.011149 | 0.0077642 | 0 | 0
[79 empty] | WLDFR | HFTD - Distribution - Zone 1 - 5QU CoRE ¦ 1QU LoRE | Red Flag Warning - Small Fires | 2023 | 0 | 0 | 0 | 0 | 0.080408 | 0.03759 | 0.0016314 | 0.041187 | 0.00041909 | 0.00041909 | 0.00041909 | 0.00041909 | 0.0021275 |  | 0 | 8.916e-07 | 8.916e-07 | 0 | 8.916e-07 | 8.916e-07 | 0 | 8.916e-07 | 8.916e-07 | 0 | 8.916e-07 | Column30: 8.916e-07 | [29 empty] | 7.3.2.1.3 Advanced weather monitoring and weather stations Weather StationsWLDFRElectric Reliability | WLDFR | HFTD - Transmission - Tier 3 - 115 kV or Lower | Non-Red Flag Warning - Large Fires | 2023 | Electric Reliability | 0.71896 | 446.95 | 2023 | Mitigation | 0.011149 | 10 | 0 | esc | 0.011149 | 0.0080156 | 0.011149 | 0.0080156 | 0.011149 | 0.0080156 | 0.011149 | 0.0080156
[79 empty] | WLDFR | HFTD - Distribution - Zone 1 - 5QU CoRE ¦ 1QU LoRE | Red Flag Warning - Small Fires | 2024 | 0 | 0 | 0 | 0 | 0.080408 | 0.03759 | 0.0016314 | 0.041187 | 0.00041909 | 0.00041909 | 0.00041909 | 0.00041909 | 0.0021275 |  | 0 | 8.916e-07 | 8.916e-07 | 0 | 8.916e-07 | 8.916e-07 | 0 | 8.916e-07 | 8.916e-07 | 0 | 8.916e-07 | Column30: 8.916e-07 | [29 empty] | 7.3.2.1.3 Advanced weather monitoring and weather stations Weather StationsWLDFRElectric Reliability | WLDFR | HFTD - Transmission - Tier 3 - 115 kV or Lower | Non-Red Flag Warning - Large Fires | 2024 | Electric Reliability | 0.71896 | 446.95 | 2024 | Mitigation | 0.011149 | 10 | 0 | esc | 0.011149 | 0.0080156 | 0.011149 | 0.0080156 | 0.011149 | 0.0080156 | 0.011149 | 0.0080156
[79 empty] | WLDFR | HFTD - Distribution - Zone 1 - 5QU CoRE ¦ 1QU LoRE | Red Flag Warning - Small Fires | 2025 | 0 | 0 | 0 | 0 | 0.080408 | 0.03759 | 0.0016314 | 0.041187 | 0.00041909 | 0.00041909 | 0.00041909 | 0.00041909 | 0.0021275 |  | 0 | 8.916e-07 | 8.916e-07 | 0 | 8.916e-07 | 8.916e-07 | 0 | 8.916e-07 | 8.916e-07 | 0 | 8.916e-07 | Column30: 8.916e-07 | [29 empty] | 7.3.2.1.3 Advanced weather monitoring and weather stations Weather StationsWLDFRElectric Reliability | WLDFR | HFTD - Transmission - Tier 3 - 115 kV or Lower | Non-Red Flag Warning - Large Fires | 2025 | Electric Reliability | 0.71896 | 446.95 | 2025 | Mitigation | 0.011149 | 10 | 0 | esc | 0.011149 | 0.0080156 | 0.011149 | 0.0080156 | 0.011149 | 0.0080156 | 0.011149 | 0.0080156
[79 empty] | WLDFR | HFTD - Distribution - Zone 1 - 5QU CoRE ¦ 1QU LoRE | Red Flag Warning - Small Fires | 2026 | 0 | 0 | 0 | 0 | 0.080408 | 0.03759 | 0.0016314 | 0.041187 | 0.00041909 | 0.00041909 | 0.00041909 | 0.00041909 | 0.0021275 |  | 0 | 8.916e-07 | 8.916e-07 | 0 | 8.916e-07 | 8.916e-07 | 0 | 8.916e-07 | 8.916e-07 | 0 | 8.916e-07 | Column30: 8.916e-07 | [29 empty] | 7.3.2.1.3 Advanced weather monitoring and weather stations Weather StationsWLDFRElectric Reliability | WLDFR | HFTD - Transmission - Tier 3 - 115 kV or Lower | Non-Red Flag Warning - Large Fires | 2026 | Electric Reliability | 0.71896 | 446.95 | 2026 | Mitigation | 0.011149 | 10 | 0 | esc | 0.011149 | 0.0080156 | 0.011149 | 0.0080156 | 0.011149 | 0.0080156 | 0.011149 | 0.0080156
[79 empty] | WLDFR | HFTD - Distribution - Zone 1 - 5QU CoRE ¦ 1QU LoRE | Red Flag Warning - Small Fires | 2027 | 0 | 0 | 0 | 0 | 0.080408 | 0.03759 | 0.0016314 | 0.041187 | 0.00041909 | 0.00041909 | 0.00041909 | 0.00041909 | 0.0021275 |  | 0 | 8.916e-07 | 8.916e-07 | 0 | 8.916e-07 | 8.916e-07 | 0 | 8.916e-07 | 8.916e-07 | 0 | 8.916e-07 | Column30: 8.916e-07 | [29 empty] | 7.3.2.1.3 Advanced weather monitoring and weather stations Weather StationsWLDFRElectric Reliability | WLDFR | HFTD - Transmission - Tier 3 - 115 kV or Lower | Non-Red Flag Warning - Large Fires | 2027 | Electric Reliability | 0.71896 | 446.95 | 2027 | Mitigation | 0.011149 | 10 | 0 | esc | 0.011149 | 0.0080156 | 0.011149 | 0.0080156 | 0.011149 | 0.0080156 | 0.011149 | 0.0080156
[79 empty] | WLDFR | HFTD - Distribution - Zone 1 - 5QU CoRE ¦ 1QU LoRE | Red Flag Warning - Small Fires | 2028 | 0 | 0 | 0 | 0 | 0.083606 | 0.039055 | 0.001695 | 0.042856 | 0.00043542 | 0.00043542 | 0.00043542 | 0.00043542 | 0.0021275 |  | 0 | 9.2635e-07 | 9.2635e-07 | 0 | 9.2635e-07 | 9.2635e-07 | 0 | 9.2635e-07 | 9.2635e-07 | 0 | 9.2635e-07 | Column30: 9.2635e-07 | [29 empty] | 7.3.2.1.3 Advanced weather monitoring and weather stations Weather StationsWLDFRElectric Reliability | WLDFR | HFTD - Transmission - Tier 3 - 115 kV or Lower | Non-Red Flag Warning - Large Fires | 2028 | Electric Reliability | 0.74734 | 446.95 | 2028 | Mitigation | 0.011149 | 10 | 0 | esc | 0.011149 | 0.0083319 | 0.011149 | 0.0083319 | 0.011149 | 0.0083319 | 0.011149 | 0.0083319
[79 empty] | WLDFR | HFTD - Distribution - Zone 1 - 5QU CoRE ¦ 1QU LoRE | Red Flag Warning - Small Fires | 2029 | 0 | 0 | 0 | 0 | 0.083606 | 0.039055 | 0.001695 | 0.042856 | 0.00043542 | 0.00043542 | 0.00043542 | 0.00043542 | 0.0021275 |  | 0 | 9.2635e-07 | 9.2635e-07 | 0 | 9.2635e-07 | 9.2635e-07 | 0 | 9.2635e-07 | 9.2635e-07 | 0 | 9.2635e-07 | Column30: 9.2635e-07 | [29 empty] | 7.3.2.1.3 Advanced weather monitoring and weather stations Weather StationsWLDFRElectric Reliability | WLDFR | HFTD - Transmission - Tier 3 - 115 kV or Lower | Non-Red Flag Warning - Large Fires | 2029 | Electric Reliability | 0.74734 | 446.95 | 2029 | Mitigation | 0.011149 | 10 | 0 | esc | 0.011149 | 0.0083319 | 0.011149 | 0.0083319 | 0.011149 | 0.0083319 | 0.011149 | 0.0083319
[79 empty] | WLDFR | HFTD - Distribution - Zone 1 - 5QU CoRE ¦ 1QU LoRE | Red Flag Warning - Small Fires | 2030 | 0 | 0 | 0 | 0 | 0.083606 | 0.039055 | 0.001695 | 0.042856 | 0 | 0.00043542 | 0.00043542 | 0.00043542 | 0.0021275 |  | 0 | 0 | 0 | 0 | 9.2635e-07 | 9.2635e-07 | 0 | 9.2635e-07 | 9.2635e-07 | 0 | 9.2635e-07 | Column30: 9.2635e-07 | [29 empty] | 7.3.2.1.3 Advanced weather monitoring and weather stations Weather StationsWLDFRElectric Reliability | WLDFR | HFTD - Transmission - Tier 3 - 115 kV or Lower | Non-Red Flag Warning - Large Fires | 2030 | Electric Reliability | 0.74734 | 446.95 | 2030 | Mitigation | 0.011149 | 10 | 0 | esc | 0 | 0 | 0.011149 | 0.0083319 | 0.011149 | 0.0083319 | 0.011149 | 0.0083319
[79 empty] | WLDFR | HFTD - Distribution - Zone 1 - 5QU CoRE ¦ 1QU LoRE | Red Flag Warning - Small Fires | 2031 | 0 | 0 | 0 | 0 | 0.083606 | 0.039055 | 0.001695 | 0.042856 | 0 | 0 | 0.00043542 | 0.00043542 | 0.0021275 |  | 0 | 0 | 0 | 0 | 0 | 0 | 0 | 9.2635e-07 | 9.2635e-07 | 0 | 9.2635e-07 | Column30: 9.2635e-07 | [29 empty] | 7.3.2.1.3 Advanced weather monitoring and weather stations Weather StationsWLDFRElectric Reliability | WLDFR | HFTD - Transmission - Tier 3 - 115 kV or Lower | Non-Red Flag Warning - Large Fires | 2031 | Electric Reliability | 0.74734 | 446.95 | 2031 | Mitigation | 0.011149 | 10 | 0 | esc | 0 | 0 | 0 | 0 | 0.011149 | 0.0083319 | 0.011149 | 0.0083319
[79 empty] | WLDFR | HFTD - Distribution - Zone 1 - 5QU CoRE ¦ 1QU LoRE | Red Flag Warning - Small Fires | 2032 | 0 | 0 | 0 | 0 | 0.083606 | 0.039055 | 0.001695 | 0.042856 | 0 | 0 | 0 | 0.00043542 | 0.0021275 |  | 0 | 0 | 0 | 0 | 0 | 0 | 0 | 0 | 0 | 0 | 9.2635e-07 | Column30: 9.2635e-07 | [29 empty] | 7.3.2.1.3 Advanced weather monitoring and weather stations Weather StationsWLDFRElectric Reliability | WLDFR | HFTD - Transmission - Tier 3 - 115 kV or Lower | Non-Red Flag Warning - Large Fires | 2032 | Electric Reliability | 0.74734 | 446.95 | 2032 | Mitigation | 0.011149 | 10 | 0 | esc | 0 | 0 | 0 | 0 | 0 | 0 | 0.011149 | 0.0083319
[79 empty] | WLDFR | HFTD - Distribution - Zone 1 - 5QU CoRE ¦ 1QU LoRE | Seismic - Non-Red Flag Warning - Catastrophic Fires | 2020 | 0 | 0 | 0 | 0 | 21083.8428 | 409.2237 | 13469.0878 | 7205.5313 | 4.5624 | 0 | 0 | 0 | 5.6061e-11 |  | 0 | 2.5577e-10 | 2.5577e-10 | 0 | 0 | 0 | 0 | 0 | 0 | 0 | 0 | Column30: 0 | [29 empty] | 7.3.2.1.3 Advanced weather monitoring and weather stations Weather StationsWLDFRElectric Reliability | WLDFR | HFTD - Transmission - Tier 3 - 115 kV or Lower | Non-Red Flag Warning - Small Fires | 2021 | Electric Reliability | 0.036425 | 446.95 | 2021 | Mitigation | 0.011149 | 10 | 0 | esc | 0.011149 | 0.0004061 | 0.011149 | 0.0004061 | 0 | 0 | 0 | 0
[79 empty] | WLDFR | HFTD - Distribution - Zone 1 - 5QU CoRE ¦ 1QU LoRE | Seismic - Non-Red Flag Warning - Catastrophic Fires | 2021 | 0 | 0 | 0 | 0 | 21083.8428 | 409.2237 | 13469.0878 | 7205.5313 | 4.5624 | 4.5624 | 0 | 0 | 5.6061e-11 |  | 0 | 2.5577e-10 | 2.5577e-10 | 0 | 2.5577e-10 | 2.5577e-10 | 0 | 0 | 0 | 0 | 0 | Column30: 0 | [29 empty] | 7.3.2.1.3 Advanced weather monitoring and weather stations Weather StationsWLDFRElectric Reliability | WLDFR | HFTD - Transmission - Tier 3 - 115 kV or Lower | Non-Red Flag Warning - Small Fires | 2022 | Electric Reliability | 0.036425 | 446.95 | 2022 | Mitigation | 0.011149 | 10 | 0 | esc | 0.011149 | 0.0004061 | 0.011149 | 0.0004061 | 0.011149 | 0.0004061 | 0 | 0
[79 empty] | WLDFR | HFTD - Distribution - Zone 1 - 5QU CoRE ¦ 1QU LoRE | Seismic - Non-Red Flag Warning - Catastrophic Fires | 2022 | 0 | 0 | 0 | 0 | 21083.8428 | 409.2237 | 13469.0878 | 7205.5313 | 4.5624 | 4.5624 | 4.5624 | 0 | 5.6061e-11 |  | 0 | 2.5577e-10 | 2.5577e-10 | 0 | 2.5577e-10 | 2.5577e-10 | 0 | 2.5577e-10 | 2.5577e-10 | 0 | 0 | Column30: 0 | [29 empty] | 7.3.2.1.3 Advanced weather monitoring and weather stations Weather StationsWLDFRElectric Reliability | WLDFR | HFTD - Transmission - Tier 3 - 115 kV or Lower | Non-Red Flag Warning - Small Fires | 2023 | Electric Reliability | 0.03759 | 446.95 | 2023 | Mitigation | 0.011149 | 10 | 0 | esc | 0.011149 | 0.00041909 | 0.011149 | 0.00041909 | 0.011149 | 0.00041909 | 0.011149 | 0.00041909
[79 empty] | WLDFR | HFTD - Distribution - Zone 1 - 5QU CoRE ¦ 1QU LoRE | Seismic - Non-Red Flag Warning - Catastrophic Fires | 2023 | 0 | 0 | 0 | 0 | 21835.9781 | 428.6023 | 13939.561 | 7467.8148 | 4.7784 | 4.7784 | 4.7784 | 4.7784 | 5.6061e-11 |  | 0 | 2.6788e-10 | 2.6788e-10 | 0 | 2.6788e-10 | 2.6788e-10 | 0 | 2.6788e-10 | 2.6788e-10 | 0 | 2.6788e-10 | Column30: 2.6788e-10 | [29 empty] | 7.3.2.1.3 Advanced weather monitoring and weather stations Weather StationsWLDFRElectric Reliability | WLDFR | HFTD - Transmission - Tier 3 - 115 kV or Lower | Non-Red Flag Warning - Small Fires | 2024 | Electric Reliability | 0.03759 | 446.95 | 2024 | Mitigation | 0.011149 | 10 | 0 | esc | 0.011149 | 0.00041909 | 0.011149 | 0.00041909 | 0.011149 | 0.00041909 | 0.011149 | 0.00041909
[79 empty] | WLDFR | HFTD - Distribution - Zone 1 - 5QU CoRE ¦ 1QU LoRE | Seismic - Non-Red Flag Warning - Catastrophic Fires | 2024 | 0 | 0 | 0 | 0 | 21835.9781 | 428.6023 | 13939.561 | 7467.8148 | 4.7784 | 4.7784 | 4.7784 | 4.7784 | 5.6061e-11 |  | 0 | 2.6788e-10 | 2.6788e-10 | 0 | 2.6788e-10 | 2.6788e-10 | 0 | 2.6788e-10 | 2.6788e-10 | 0 | 2.6788e-10 | Column30: 2.6788e-10 | [29 empty] | 7.3.2.1.3 Advanced weather monitoring and weather stations Weather StationsWLDFRElectric Reliability | WLDFR | HFTD - Transmission - Tier 3 - 115 kV or Lower | Non-Red Flag Warning - Small Fires | 2025 | Electric Reliability | 0.03759 | 446.95 | 2025 | Mitigation | 0.011149 | 10 | 0 | esc | 0.011149 | 0.00041909 | 0.011149 | 0.00041909 | 0.011149 | 0.00041909 | 0.011149 | 0.00041909
[79 empty] | WLDFR | HFTD - Distribution - Zone 1 - 5QU CoRE ¦ 1QU LoRE | Seismic - Non-Red Flag Warning - Catastrophic Fires | 2025 | 0 | 0 | 0 | 0 | 21835.9781 | 428.6023 | 13939.561 | 7467.8148 | 4.7784 | 4.7784 | 4.7784 | 4.7784 | 5.6061e-11 |  | 0 | 2.6788e-10 | 2.6788e-10 | 0 | 2.6788e-10 | 2.6788e-10 | 0 | 2.6788e-10 | 2.6788e-10 | 0 | 2.6788e-10 | Column30: 2.6788e-10 | [29 empty] | 7.3.2.1.3 Advanced weather monitoring and weather stations Weather StationsWLDFRElectric Reliability | WLDFR | HFTD - Transmission - Tier 3 - 115 kV or Lower | Non-Red Flag Warning - Small Fires | 2026 | Electric Reliability | 0.03759 | 446.95 | 2026 | Mitigation | 0.011149 | 10 | 0 | esc | 0.011149 | 0.00041909 | 0.011149 | 0.00041909 | 0.011149 | 0.00041909 | 0.011149 | 0.00041909
[79 empty] | WLDFR | HFTD - Distribution - Zone 1 - 5QU CoRE ¦ 1QU LoRE | Seismic - Non-Red Flag Warning - Catastrophic Fires | 2026 | 0 | 0 | 0 | 0 | 21835.9781 | 428.6023 | 13939.561 | 7467.8148 | 4.7784 | 4.7784 | 4.7784 | 4.7784 | 5.6061e-11 |  | 0 | 2.6788e-10 | 2.6788e-10 | 0 | 2.6788e-10 | 2.6788e-10 | 0 | 2.6788e-10 | 2.6788e-10 | 0 | 2.6788e-10 | Column30: 2.6788e-10 | [29 empty] | 7.3.2.1.3 Advanced weather monitoring and weather stations Weather StationsWLDFRElectric Reliability | WLDFR | HFTD - Transmission - Tier 3 - 115 kV or Lower | Non-Red Flag Warning - Small Fires | 2027 | Electric Reliability | 0.03759 | 446.95 | 2027 | Mitigation | 0.011149 | 10 | 0 | esc | 0.011149 | 0.00041909 | 0.011149 | 0.00041909 | 0.011149 | 0.00041909 | 0.011149 | 0.00041909
[79 empty] | WLDFR | HFTD - Distribution - Zone 1 - 5QU CoRE ¦ 1QU LoRE | Seismic - Non-Red Flag Warning - Catastrophic Fires | 2027 | 0 | 0 | 0 | 0 | 21835.9781 | 428.6023 | 13939.561 | 7467.8148 | 4.7784 | 4.7784 | 4.7784 | 4.7784 | 5.6061e-11 |  | 0 | 2.6788e-10 | 2.6788e-10 | 0 | 2.6788e-10 | 2.6788e-10 | 0 | 2.6788e-10 | 2.6788e-10 | 0 | 2.6788e-10 | Column30: 2.6788e-10 | [29 empty] | 7.3.2.1.3 Advanced weather monitoring and weather stations Weather StationsWLDFRElectric Reliability | WLDFR | HFTD - Transmission - Tier 3 - 115 kV or Lower | Non-Red Flag Warning - Small Fires | 2028 | Electric Reliability | 0.039055 | 446.95 | 2028 | Mitigation | 0.011149 | 10 | 0 | esc | 0.011149 | 0.00043542 | 0.011149 | 0.00043542 | 0.011149 | 0.00043542 | 0.011149 | 0.00043542
[79 empty] | WLDFR | HFTD - Distribution - Zone 1 - 5QU CoRE ¦ 1QU LoRE | Seismic - Non-Red Flag Warning - Catastrophic Fires | 2028 | 0 | 0 | 0 | 0 | 22783.187 | 453.261 | 14531.3357 | 7798.5904 | 5.0533 | 5.0533 | 5.0533 | 5.0533 | 5.6061e-11 |  | 0 | 2.8329e-10 | 2.8329e-10 | 0 | 2.8329e-10 | 2.8329e-10 | 0 | 2.8329e-10 | 2.8329e-10 | 0 | 2.8329e-10 | Column30: 2.8329e-10 | [29 empty] | 7.3.2.1.3 Advanced weather monitoring and weather stations Weather StationsWLDFRElectric Reliability | WLDFR | HFTD - Transmission - Tier 3 - 115 kV or Lower | Non-Red Flag Warning - Small Fires | 2029 | Electric Reliability | 0.039055 | 446.95 | 2029 | Mitigation | 0.011149 | 10 | 0 | esc | 0.011149 | 0.00043542 | 0.011149 | 0.00043542 | 0.011149 | 0.00043542 | 0.011149 | 0.00043542
[79 empty] | WLDFR | HFTD - Distribution - Zone 1 - 5QU CoRE ¦ 1QU LoRE | Seismic - Non-Red Flag Warning - Catastrophic Fires | 2029 | 0 | 0 | 0 | 0 | 22783.187 | 453.261 | 14531.3357 | 7798.5904 | 5.0533 | 5.0533 | 5.0533 | 5.0533 | 5.6061e-11 |  | 0 | 2.8329e-10 | 2.8329e-10 | 0 | 2.8329e-10 | 2.8329e-10 | 0 | 2.8329e-10 | 2.8329e-10 | 0 | 2.8329e-10 | Column30: 2.8329e-10 | [29 empty] | 7.3.2.1.3 Advanced weather monitoring and weather stations Weather StationsWLDFRElectric Reliability | WLDFR | HFTD - Transmission - Tier 3 - 115 kV or Lower | Non-Red Flag Warning - Small Fires | 2030 | Electric Reliability | 0.039055 | 446.95 | 2030 | Mitigation | 0.011149 | 10 | 0 | esc | 0 | 0 | 0.011149 | 0.00043542 | 0.011149 | 0.00043542 | 0.011149 | 0.00043542
[79 empty] | WLDFR | HFTD - Distribution - Zone 1 - 5QU CoRE ¦ 1QU LoRE | Seismic - Non-Red Flag Warning - Catastrophic Fires | 2030 | 0 | 0 | 0 | 0 | 22783.187 | 453.261 | 14531.3357 | 7798.5904 | 0 | 5.0533 | 5.0533 | 5.0533 | 5.6061e-11 |  | 0 | 0 | 0 | 0 | 2.8329e-10 | 2.8329e-10 | 0 | 2.8329e-10 | 2.8329e-10 | 0 | 2.8329e-10 | Column30: 2.8329e-10 | [29 empty] | 7.3.2.1.3 Advanced weather monitoring and weather stations Weather StationsWLDFRElectric Reliability | WLDFR | HFTD - Transmission - Tier 3 - 115 kV or Lower | Non-Red Flag Warning - Small Fires | 2031 | Electric Reliability | 0.039055 | 446.95 | 2031 | Mitigation | 0.011149 | 10 | 0 | esc | 0 | 0 | 0 | 0 | 0.011149 | 0.00043542 | 0.011149 | 0.00043542
[79 empty] | WLDFR | HFTD - Distribution - Zone 1 - 5QU CoRE ¦ 1QU LoRE | Seismic - Non-Red Flag Warning - Catastrophic Fires | 2031 | 0 | 0 | 0 | 0 | 22783.187 | 453.261 | 14531.3357 | 7798.5904 | 0 | 0 | 5.0533 | 5.0533 | 5.6061e-11 |  | 0 | 0 | 0 | 0 | 0 | 0 | 0 | 2.8329e-10 | 2.8329e-10 | 0 | 2.8329e-10 | Column30: 2.8329e-10 | [29 empty] | 7.3.2.1.3 Advanced weather monitoring and weather stations Weather StationsWLDFRElectric Reliability | WLDFR | HFTD - Transmission - Tier 3 - 115 kV or Lower | Non-Red Flag Warning - Small Fires | 2032 | Electric Reliability | 0.039055 | 446.95 | 2032 | Mitigation | 0.011149 | 10 | 0 | esc | 0 | 0 | 0 | 0 | 0 | 0 | 0.011149 | 0.00043542
[79 empty] | WLDFR | HFTD - Distribution - Zone 1 - 5QU CoRE ¦ 1QU LoRE | Seismic - Non-Red Flag Warning - Catastrophic Fires | 2032 | 0 | 0 | 0 | 0 | 22783.187 | 453.261 | 14531.3357 | 7798.5904 | 0 | 0 | 0 | 5.0533 | 5.6061e-11 |  | 0 | 0 | 0 | 0 | 0 | 0 | 0 | 0 | 0 | 0 | 2.8329e-10 | Column30: 2.8329e-10 | [29 empty] | 7.3.2.1.3 Advanced weather monitoring and weather stations Weather StationsWLDFRElectric Reliability | WLDFR | HFTD - Transmission - Tier 3 - 115 kV or Lower | Red Flag Warning - Catastrophic Fires | 2021 | Electric Reliability | 222.2294 | 446.95 | 2021 | Mitigation | 0.011149 | 10 | 0 | esc | 0.011149 | 2.4776 | 0.011149 | 2.4776 | 0 | 0 | 0 | 0
[79 empty] | WLDFR | HFTD - Distribution - Zone 1 - 5QU CoRE ¦ 1QU LoRE | Seismic - Red Flag Warning - Catastrophic Fires | 2020 | 0 | 0 | 0 | 0 | 21083.8428 | 409.2237 | 13469.0878 | 7205.5313 | 4.5624 | 0 | 0 | 0 | 2.4178e-09 |  | 0 | 1.1031e-08 | 1.1031e-08 | 0 | 0 | 0 | 0 | 0 | 0 | 0 | 0 | Column30: 0 | [29 empty] | 7.3.2.1.3 Advanced weather monitoring and weather stations Weather StationsWLDFRElectric Reliability | WLDFR | HFTD - Transmission - Tier 3 - 115 kV or Lower | Red Flag Warning - Catastrophic Fires | 2022 | Electric Reliability | 222.2294 | 446.95 | 2022 | Mitigation | 0.011149 | 10 | 0 | esc | 0.011149 | 2.4776 | 0.011149 | 2.4776 | 0.011149 | 2.4776 | 0 | 0
[79 empty] | WLDFR | HFTD - Distribution - Zone 1 - 5QU CoRE ¦ 1QU LoRE | Seismic - Red Flag Warning - Catastrophic Fires | 2021 | 0 | 0 | 0 | 0 | 21083.8428 | 409.2237 | 13469.0878 | 7205.5313 | 4.5624 | 4.5624 | 0 | 0 | 2.4178e-09 |  | 0 | 1.1031e-08 | 1.1031e-08 | 0 | 1.1031e-08 | 1.1031e-08 | 0 | 0 | 0 | 0 | 0 | Column30: 0 | [29 empty] | 7.3.2.1.3 Advanced weather monitoring and weather stations Weather StationsWLDFRElectric Reliability | WLDFR | HFTD - Transmission - Tier 3 - 115 kV or Lower | Red Flag Warning - Catastrophic Fires | 2023 | Electric Reliability | 233.2301 | 446.95 | 2023 | Mitigation | 0.011149 | 10 | 0 | esc | 0.011149 | 2.6002 | 0.011149 | 2.6002 | 0.011149 | 2.6002 | 0.011149 | 2.6002
[79 empty] | WLDFR | HFTD - Distribution - Zone 1 - 5QU CoRE ¦ 1QU LoRE | Seismic - Red Flag Warning - Catastrophic Fires | 2022 | 0 | 0 | 0 | 0 | 21083.8428 | 409.2237 | 13469.0878 | 7205.5313 | 4.5624 | 4.5624 | 4.5624 | 0 | 2.4178e-09 |  | 0 | 1.1031e-08 | 1.1031e-08 | 0 | 1.1031e-08 | 1.1031e-08 | 0 | 1.1031e-08 | 1.1031e-08 | 0 | 0 | Column30: 0 | [29 empty] | 7.3.2.1.3 Advanced weather monitoring and weather stations Weather StationsWLDFRElectric Reliability | WLDFR | HFTD - Transmission - Tier 3 - 115 kV or Lower | Red Flag Warning - Catastrophic Fires | 2024 | Electric Reliability | 233.2301 | 446.95 | 2024 | Mitigation | 0.011149 | 10 | 0 | esc | 0.011149 | 2.6002 | 0.011149 | 2.6002 | 0.011149 | 2.6002 | 0.011149 | 2.6002
[79 empty] | WLDFR | HFTD - Distribution - Zone 1 - 5QU CoRE ¦ 1QU LoRE | Seismic - Red Flag Warning - Catastrophic Fires | 2023 | 0 | 0 | 0 | 0 | 21835.9781 | 428.6023 | 13939.561 | 7467.8148 | 4.7784 | 4.7784 | 4.7784 | 4.7784 | 2.4178e-09 |  | 0 | 1.1553e-08 | 1.1553e-08 | 0 | 1.1553e-08 | 1.1553e-08 | 0 | 1.1553e-08 | 1.1553e-08 | 0 | 1.1553e-08 | Column30: 1.1553e-08 | [29 empty] | 7.3.2.1.3 Advanced weather monitoring and weather stations Weather StationsWLDFRElectric Reliability | WLDFR | HFTD - Transmission - Tier 3 - 115 kV or Lower | Red Flag Warning - Catastrophic Fires | 2025 | Electric Reliability | 233.2301 | 446.95 | 2025 | Mitigation | 0.011149 | 10 | 0 | esc | 0.011149 | 2.6002 | 0.011149 | 2.6002 | 0.011149 | 2.6002 | 0.011149 | 2.6002
[79 empty] | WLDFR | HFTD - Distribution - Zone 1 - 5QU CoRE ¦ 1QU LoRE | Seismic - Red Flag Warning - Catastrophic Fires | 2024 | 0 | 0 | 0 | 0 | 21835.9781 | 428.6023 | 13939.561 | 7467.8148 | 4.7784 | 4.7784 | 4.7784 | 4.7784 | 2.4178e-09 |  | 0 | 1.1553e-08 | 1.1553e-08 | 0 | 1.1553e-08 | 1.1553e-08 | 0 | 1.1553e-08 | 1.1553e-08 | 0 | 1.1553e-08 | Column30: 1.1553e-08 | [29 empty] | 7.3.2.1.3 Advanced weather monitoring and weather stations Weather StationsWLDFRElectric Reliability | WLDFR | HFTD - Transmission - Tier 3 - 115 kV or Lower | Red Flag Warning - Catastrophic Fires | 2026 | Electric Reliability | 233.2301 | 446.95 | 2026 | Mitigation | 0.011149 | 10 | 0 | esc | 0.011149 | 2.6002 | 0.011149 | 2.6002 | 0.011149 | 2.6002 | 0.011149 | 2.6002
[79 empty] | WLDFR | HFTD - Distribution - Zone 1 - 5QU CoRE ¦ 1QU LoRE | Seismic - Red Flag Warning - Catastrophic Fires | 2025 | 0 | 0 | 0 | 0 | 21835.9781 | 428.6023 | 13939.561 | 7467.8148 | 4.7784 | 4.7784 | 4.7784 | 4.7784 | 2.4178e-09 |  | 0 | 1.1553e-08 | 1.1553e-08 | 0 | 1.1553e-08 | 1.1553e-08 | 0 | 1.1553e-08 | 1.1553e-08 | 0 | 1.1553e-08 | Column30: 1.1553e-08 | [29 empty] | 7.3.2.1.3 Advanced weather monitoring and weather stations Weather StationsWLDFRElectric Reliability | WLDFR | HFTD - Transmission - Tier 3 - 115 kV or Lower | Red Flag Warning - Catastrophic Fires | 2027 | Electric Reliability | 233.2301 | 446.95 | 2027 | Mitigation | 0.011149 | 10 | 0 | esc | 0.011149 | 2.6002 | 0.011149 | 2.6002 | 0.011149 | 2.6002 | 0.011149 | 2.6002
[79 empty] | WLDFR | HFTD - Distribution - Zone 1 - 5QU CoRE ¦ 1QU LoRE | Seismic - Red Flag Warning - Catastrophic Fires | 2026 | 0 | 0 | 0 | 0 | 21835.9781 | 428.6023 | 13939.561 | 7467.8148 | 4.7784 | 4.7784 | 4.7784 | 4.7784 | 2.4178e-09 |  | 0 | 1.1553e-08 | 1.1553e-08 | 0 | 1.1553e-08 | 1.1553e-08 | 0 | 1.1553e-08 | 1.1553e-08 | 0 | 1.1553e-08 | Column30: 1.1553e-08 | [29 empty] | 7.3.2.1.3 Advanced weather monitoring and weather stations Weather StationsWLDFRElectric Reliability | WLDFR | HFTD - Transmission - Tier 3 - 115 kV or Lower | Red Flag Warning - Catastrophic Fires | 2028 | Electric Reliability | 247.273 | 446.95 | 2028 | Mitigation | 0.011149 | 10 | 0 | esc | 0.011149 | 2.7568 | 0.011149 | 2.7568 | 0.011149 | 2.7568 | 0.011149 | 2.7568
[79 empty] | WLDFR | HFTD - Distribution - Zone 1 - 5QU CoRE ¦ 1QU LoRE | Seismic - Red Flag Warning - Catastrophic Fires | 2027 | 0 | 0 | 0 | 0 | 21835.9781 | 428.6023 | 13939.561 | 7467.8148 | 4.7784 | 4.7784 | 4.7784 | 4.7784 | 2.4178e-09 |  | 0 | 1.1553e-08 | 1.1553e-08 | 0 | 1.1553e-08 | 1.1553e-08 | 0 | 1.1553e-08 | 1.1553e-08 | 0 | 1.1553e-08 | Column30: 1.1553e-08 | [29 empty] | 7.3.2.1.3 Advanced weather monitoring and weather stations Weather StationsWLDFRElectric Reliability | WLDFR | HFTD - Transmission - Tier 3 - 115 kV or Lower | Red Flag Warning - Catastrophic Fires | 2029 | Electric Reliability | 247.273 | 446.95 | 2029 | Mitigation | 0.011149 | 10 | 0 | esc | 0.011149 | 2.7568 | 0.011149 | 2.7568 | 0.011149 | 2.7568 | 0.011149 | 2.7568
[79 empty] | WLDFR | HFTD - Distribution - Zone 1 - 5QU CoRE ¦ 1QU LoRE | Seismic - Red Flag Warning - Catastrophic Fires | 2028 | 0 | 0 | 0 | 0 | 22783.187 | 453.261 | 14531.3357 | 7798.5904 | 5.0533 | 5.0533 | 5.0533 | 5.0533 | 2.4178e-09 |  | 0 | 1.2218e-08 | 1.2218e-08 | 0 | 1.2218e-08 | 1.2218e-08 | 0 | 1.2218e-08 | 1.2218e-08 | 0 | 1.2218e-08 | Column30: 1.2218e-08 | [29 empty] | 7.3.2.1.3 Advanced weather monitoring and weather stations Weather StationsWLDFRElectric Reliability | WLDFR | HFTD - Transmission - Tier 3 - 115 kV or Lower | Red Flag Warning - Catastrophic Fires | 2030 | Electric Reliability | 247.273 | 446.95 | 2030 | Mitigation | 0.011149 | 10 | 0 | esc | 0 | 0 | 0.011149 | 2.7568 | 0.011149 | 2.7568 | 0.011149 | 2.7568
[79 empty] | WLDFR | HFTD - Distribution - Zone 1 - 5QU CoRE ¦ 1QU LoRE | Seismic - Red Flag Warning - Catastrophic Fires | 2029 | 0 | 0 | 0 | 0 | 22783.187 | 453.261 | 14531.3357 | 7798.5904 | 5.0533 | 5.0533 | 5.0533 | 5.0533 | 2.4178e-09 |  | 0 | 1.2218e-08 | 1.2218e-08 | 0 | 1.2218e-08 | 1.2218e-08 | 0 | 1.2218e-08 | 1.2218e-08 | 0 | 1.2218e-08 | Column30: 1.2218e-08 | [29 empty] | 7.3.2.1.3 Advanced weather monitoring and weather stations Weather StationsWLDFRElectric Reliability | WLDFR | HFTD - Transmission - Tier 3 - 115 kV or Lower | Red Flag Warning - Catastrophic Fires | 2031 | Electric Reliability | 247.273 | 446.95 | 2031 | Mitigation | 0.011149 | 10 | 0 | esc | 0 | 0 | 0 | 0 | 0.011149 | 2.7568 | 0.011149 | 2.7568
[79 empty] | WLDFR | HFTD - Distribution - Zone 1 - 5QU CoRE ¦ 1QU LoRE | Seismic - Red Flag Warning - Catastrophic Fires | 2030 | 0 | 0 | 0 | 0 | 22783.187 | 453.261 | 14531.3357 | 7798.5904 | 0 | 5.0533 | 5.0533 | 5.0533 | 2.4178e-09 |  | 0 | 0 | 0 | 0 | 1.2218e-08 | 1.2218e-08 | 0 | 1.2218e-08 | 1.2218e-08 | 0 | 1.2218e-08 | Column30: 1.2218e-08 | [29 empty] | 7.3.2.1.3 Advanced weather monitoring and weather stations Weather StationsWLDFRElectric Reliability | WLDFR | HFTD - Transmission - Tier 3 - 115 kV or Lower | Red Flag Warning - Catastrophic Fires | 2032 | Electric Reliability | 247.273 | 446.95 | 2032 | Mitigation | 0.011149 | 10 | 0 | esc | 0 | 0 | 0 | 0 | 0 | 0 | 0.011149 | 2.7568
[79 empty] | WLDFR | HFTD - Distribution - Zone 1 - 5QU CoRE ¦ 1QU LoRE | Seismic - Red Flag Warning - Catastrophic Fires | 2031 | 0 | 0 | 0 | 0 | 22783.187 | 453.261 | 14531.3357 | 7798.5904 | 0 | 0 | 5.0533 | 5.0533 | 2.4178e-09 |  | 0 | 0 | 0 | 0 | 0 | 0 | 0 | 1.2218e-08 | 1.2218e-08 | 0 | 1.2218e-08 | Column30: 1.2218e-08 | [29 empty] | 7.3.2.1.3 Advanced weather monitoring and weather stations Weather StationsWLDFRElectric Reliability | WLDFR | HFTD - Transmission - Tier 3 - 115 kV or Lower | Red Flag Warning - Destructive Fires | 2021 | Electric Reliability | 222.2294 | 446.95 | 2021 | Mitigation | 0.011149 | 10 | 0 | esc | 0.011149 | 2.4776 | 0.011149 | 2.4776 | 0 | 0 | 0 | 0
[79 empty] | WLDFR | HFTD - Distribution - Zone 1 - 5QU CoRE ¦ 1QU LoRE | Seismic - Red Flag Warning - Catastrophic Fires | 2032 | 0 | 0 | 0 | 0 | 22783.187 | 453.261 | 14531.3357 | 7798.5904 | 0 | 0 | 0 | 5.0533 | 2.4178e-09 |  | 0 | 0 | 0 | 0 | 0 | 0 | 0 | 0 | 0 | 0 | 1.2218e-08 | Column30: 1.2218e-08 | [29 empty] | 7.3.2.1.3 Advanced weather monitoring and weather stations Weather StationsWLDFRElectric Reliability | WLDFR | HFTD - Transmission - Tier 3 - 115 kV or Lower | Red Flag Warning - Destructive Fires | 2022 | Electric Reliability | 222.2294 | 446.95 | 2022 | Mitigation | 0.011149 | 10 | 0 | esc | 0.011149 | 2.4776 | 0.011149 | 2.4776 | 0.011149 | 2.4776 | 0 | 0
[79 empty] | WLDFR | HFTD - Distribution - Zone 1 - 5QU CoRE ¦ 4QU LoRE | Non-Red Flag Warning - Large Fires | 2020 | 0 | 0 | 0 | 0 | 5.2406 | 0.69642 | 2.942 | 1.6022 | 0.0077642 | 0 | 0 | 0 | 1.4711e-05 |  | 0 | 1.1422e-07 | 1.1422e-07 | 0 | 0 | 0 | 0 | 0 | 0 | 0 | 0 | Column30: 0 | [29 empty] | 7.3.2.1.3 Advanced weather monitoring and weather stations Weather StationsWLDFRElectric Reliability | WLDFR | HFTD - Transmission - Tier 3 - 115 kV or Lower | Red Flag Warning - Destructive Fires | 2023 | Electric Reliability | 233.2301 | 446.95 | 2023 | Mitigation | 0.011149 | 10 | 0 | esc | 0.011149 | 2.6002 | 0.011149 | 2.6002 | 0.011149 | 2.6002 | 0.011149 | 2.6002
[79 empty] | WLDFR | HFTD - Distribution - Zone 1 - 5QU CoRE ¦ 4QU LoRE | Non-Red Flag Warning - Large Fires | 2021 | 0 | 0 | 0 | 0 | 5.2406 | 0.69642 | 2.942 | 1.6022 | 0.0077642 | 0.0077642 | 0 | 0 | 1.4711e-05 |  | 0 | 1.1422e-07 | 1.1422e-07 | 0 | 1.1422e-07 | 1.1422e-07 | 0 | 0 | 0 | 0 | 0 | Column30: 0 | [29 empty] | 7.3.2.1.3 Advanced weather monitoring and weather stations Weather StationsWLDFRElectric Reliability | WLDFR | HFTD - Transmission - Tier 3 - 115 kV or Lower | Red Flag Warning - Destructive Fires | 2024 | Electric Reliability | 233.2301 | 446.95 | 2024 | Mitigation | 0.011149 | 10 | 0 | esc | 0.011149 | 2.6002 | 0.011149 | 2.6002 | 0.011149 | 2.6002 | 0.011149 | 2.6002
[79 empty] | WLDFR | HFTD - Distribution - Zone 1 - 5QU CoRE ¦ 4QU LoRE | Non-Red Flag Warning - Large Fires | 2022 | 0 | 0 | 0 | 0 | 5.2406 | 0.69642 | 2.942 | 1.6022 | 0.0077642 | 0.0077642 | 0.0077642 | 0 | 1.4711e-05 |  | 0 | 1.1422e-07 | 1.1422e-07 | 0 | 1.1422e-07 | 1.1422e-07 | 0 | 1.1422e-07 | 1.1422e-07 | 0 | 0 | Column30: 0 | [29 empty] | 7.3.2.1.3 Advanced weather monitoring and weather stations Weather StationsWLDFRElectric Reliability | WLDFR | HFTD - Transmission - Tier 3 - 115 kV or Lower | Red Flag Warning - Destructive Fires | 2025 | Electric Reliability | 233.2301 | 446.95 | 2025 | Mitigation | 0.011149 | 10 | 0 | esc | 0.011149 | 2.6002 | 0.011149 | 2.6002 | 0.011149 | 2.6002 | 0.011149 | 2.6002
[79 empty] | WLDFR | HFTD - Distribution - Zone 1 - 5QU CoRE ¦ 4QU LoRE | Non-Red Flag Warning - Large Fires | 2023 | 0 | 0 | 0 | 0 | 5.475 | 0.71896 | 3.0715 | 1.6846 | 0.0080156 | 0.0080156 | 0.0080156 | 0.0080156 | 1.4711e-05 |  | 0 | 1.1792e-07 | 1.1792e-07 | 0 | 1.1792e-07 | 1.1792e-07 | 0 | 1.1792e-07 | 1.1792e-07 | 0 | 1.1792e-07 | Column30: 1.1792e-07 | [29 empty] | 7.3.2.1.3 Advanced weather monitoring and weather stations Weather StationsWLDFRElectric Reliability | WLDFR | HFTD - Transmission - Tier 3 - 115 kV or Lower | Red Flag Warning - Destructive Fires | 2026 | Electric Reliability | 233.2301 | 446.95 | 2026 | Mitigation | 0.011149 | 10 | 0 | esc | 0.011149 | 2.6002 | 0.011149 | 2.6002 | 0.011149 | 2.6002 | 0.011149 | 2.6002
[79 empty] | WLDFR | HFTD - Distribution - Zone 1 - 5QU CoRE ¦ 4QU LoRE | Non-Red Flag Warning - Large Fires | 2024 | 0 | 0 | 0 | 0 | 5.475 | 0.71896 | 3.0715 | 1.6846 | 0.0080156 | 0.0080156 | 0.0080156 | 0.0080156 | 1.4711e-05 |  | 0 | 1.1792e-07 | 1.1792e-07 | 0 | 1.1792e-07 | 1.1792e-07 | 0 | 1.1792e-07 | 1.1792e-07 | 0 | 1.1792e-07 | Column30: 1.1792e-07 | [29 empty] | 7.3.2.1.3 Advanced weather monitoring and weather stations Weather StationsWLDFRElectric Reliability | WLDFR | HFTD - Transmission - Tier 3 - 115 kV or Lower | Red Flag Warning - Destructive Fires | 2027 | Electric Reliability | 233.2301 | 446.95 | 2027 | Mitigation | 0.011149 | 10 | 0 | esc | 0.011149 | 2.6002 | 0.011149 | 2.6002 | 0.011149 | 2.6002 | 0.011149 | 2.6002
[79 empty] | WLDFR | HFTD - Distribution - Zone 1 - 5QU CoRE ¦ 4QU LoRE | Non-Red Flag Warning - Large Fires | 2025 | 0 | 0 | 0 | 0 | 5.475 | 0.71896 | 3.0715 | 1.6846 | 0.0080156 | 0.0080156 | 0.0080156 | 0.0080156 | 1.4711e-05 |  | 0 | 1.1792e-07 | 1.1792e-07 | 0 | 1.1792e-07 | 1.1792e-07 | 0 | 1.1792e-07 | 1.1792e-07 | 0 | 1.1792e-07 | Column30: 1.1792e-07 | [29 empty] | 7.3.2.1.3 Advanced weather monitoring and weather stations Weather StationsWLDFRElectric Reliability | WLDFR | HFTD - Transmission - Tier 3 - 115 kV or Lower | Red Flag Warning - Destructive Fires | 2028 | Electric Reliability | 247.273 | 446.95 | 2028 | Mitigation | 0.011149 | 10 | 0 | esc | 0.011149 | 2.7568 | 0.011149 | 2.7568 | 0.011149 | 2.7568 | 0.011149 | 2.7568
[79 empty] | WLDFR | HFTD - Distribution - Zone 1 - 5QU CoRE ¦ 4QU LoRE | Non-Red Flag Warning - Large Fires | 2026 | 0 | 0 | 0 | 0 | 5.475 | 0.71896 | 3.0715 | 1.6846 | 0.0080156 | 0.0080156 | 0.0080156 | 0.0080156 | 1.4711e-05 |  | 0 | 1.1792e-07 | 1.1792e-07 | 0 | 1.1792e-07 | 1.1792e-07 | 0 | 1.1792e-07 | 1.1792e-07 | 0 | 1.1792e-07 | Column30: 1.1792e-07 | [29 empty] | 7.3.2.1.3 Advanced weather monitoring and weather stations Weather StationsWLDFRElectric Reliability | WLDFR | HFTD - Transmission - Tier 3 - 115 kV or Lower | Red Flag Warning - Destructive Fires | 2029 | Electric Reliability | 247.273 | 446.95 | 2029 | Mitigation | 0.011149 | 10 | 0 | esc | 0.011149 | 2.7568 | 0.011149 | 2.7568 | 0.011149 | 2.7568 | 0.011149 | 2.7568
[79 empty] | WLDFR | HFTD - Distribution - Zone 1 - 5QU CoRE ¦ 4QU LoRE | Non-Red Flag Warning - Large Fires | 2027 | 0 | 0 | 0 | 0 | 5.475 | 0.71896 | 3.0715 | 1.6846 | 0.0080156 | 0.0080156 | 0.0080156 | 0.0080156 | 1.4711e-05 |  | 0 | 1.1792e-07 | 1.1792e-07 | 0 | 1.1792e-07 | 1.1792e-07 | 0 | 1.1792e-07 | 1.1792e-07 | 0 | 1.1792e-07 | Column30: 1.1792e-07 | [29 empty] | 7.3.2.1.3 Advanced weather monitoring and weather stations Weather StationsWLDFRElectric Reliability | WLDFR | HFTD - Transmission - Tier 3 - 115 kV or Lower | Red Flag Warning - Destructive Fires | 2030 | Electric Reliability | 247.273 | 446.95 | 2030 | Mitigation | 0.011149 | 10 | 0 | esc | 0 | 0 | 0.011149 | 2.7568 | 0.011149 | 2.7568 | 0.011149 | 2.7568
[79 empty] | WLDFR | HFTD - Distribution - Zone 1 - 5QU CoRE ¦ 4QU LoRE | Non-Red Flag Warning - Large Fires | 2028 | 0 | 0 | 0 | 0 | 5.777 | 0.74734 | 3.238 | 1.7917 | 0.0083319 | 0.0083319 | 0.0083319 | 0.0083319 | 1.4711e-05 |  | 0 | 1.2257e-07 | 1.2257e-07 | 0 | 1.2257e-07 | 1.2257e-07 | 0 | 1.2257e-07 | 1.2257e-07 | 0 | 1.2257e-07 | Column30: 1.2257e-07 | [29 empty] | 7.3.2.1.3 Advanced weather monitoring and weather stations Weather StationsWLDFRElectric Reliability | WLDFR | HFTD - Transmission - Tier 3 - 115 kV or Lower | Red Flag Warning - Destructive Fires | 2031 | Electric Reliability | 247.273 | 446.95 | 2031 | Mitigation | 0.011149 | 10 | 0 | esc | 0 | 0 | 0 | 0 | 0.011149 | 2.7568 | 0.011149 | 2.7568
[79 empty] | WLDFR | HFTD - Distribution - Zone 1 - 5QU CoRE ¦ 4QU LoRE | Non-Red Flag Warning - Large Fires | 2029 | 0 | 0 | 0 | 0 | 5.777 | 0.74734 | 3.238 | 1.7917 | 0.0083319 | 0.0083319 | 0.0083319 | 0.0083319 | 1.4711e-05 |  | 0 | 1.2257e-07 | 1.2257e-07 | 0 | 1.2257e-07 | 1.2257e-07 | 0 | 1.2257e-07 | 1.2257e-07 | 0 | 1.2257e-07 | Column30: 1.2257e-07 | [29 empty] | 7.3.2.1.3 Advanced weather monitoring and weather stations Weather StationsWLDFRElectric Reliability | WLDFR | HFTD - Transmission - Tier 3 - 115 kV or Lower | Red Flag Warning - Destructive Fires | 2032 | Electric Reliability | 247.273 | 446.95 | 2032 | Mitigation | 0.011149 | 10 | 0 | esc | 0 | 0 | 0 | 0 | 0 | 0 | 0.011149 | 2.7568
[79 empty] | WLDFR | HFTD - Distribution - Zone 1 - 5QU CoRE ¦ 4QU LoRE | Non-Red Flag Warning - Large Fires | 2030 | 0 | 0 | 0 | 0 | 5.777 | 0.74734 | 3.238 | 1.7917 | 0 | 0.0083319 | 0.0083319 | 0.0083319 | 1.4711e-05 |  | 0 | 0 | 0 | 0 | 1.2257e-07 | 1.2257e-07 | 0 | 1.2257e-07 | 1.2257e-07 | 0 | 1.2257e-07 | Column30: 1.2257e-07 | [29 empty] | 7.3.2.1.3 Advanced weather monitoring and weather stations Weather StationsWLDFRElectric Reliability | WLDFR | HFTD - Transmission - Tier 3 - 115 kV or Lower | Red Flag Warning - Large Fires | 2021 | Electric Reliability | 0.69642 | 446.95 | 2021 | Mitigation | 0.011149 | 10 | 0 | esc | 0.011149 | 0.0077642 | 0.011149 | 0.0077642 | 0 | 0 | 0 | 0
[79 empty] | WLDFR | HFTD - Distribution - Zone 1 - 5QU CoRE ¦ 4QU LoRE | Non-Red Flag Warning - Large Fires | 2031 | 0 | 0 | 0 | 0 | 5.777 | 0.74734 | 3.238 | 1.7917 | 0 | 0 | 0.0083319 | 0.0083319 | 1.4711e-05 |  | 0 | 0 | 0 | 0 | 0 | 0 | 0 | 1.2257e-07 | 1.2257e-07 | 0 | 1.2257e-07 | Column30: 1.2257e-07 | [29 empty] | 7.3.2.1.3 Advanced weather monitoring and weather stations Weather StationsWLDFRElectric Reliability | WLDFR | HFTD - Transmission - Tier 3 - 115 kV or Lower | Red Flag Warning - Large Fires | 2022 | Electric Reliability | 0.69642 | 446.95 | 2022 | Mitigation | 0.011149 | 10 | 0 | esc | 0.011149 | 0.0077642 | 0.011149 | 0.0077642 | 0.011149 | 0.0077642 | 0 | 0
[79 empty] | WLDFR | HFTD - Distribution - Zone 1 - 5QU CoRE ¦ 4QU LoRE | Non-Red Flag Warning - Large Fires | 2032 | 0 | 0 | 0 | 0 | 5.777 | 0.74734 | 3.238 | 1.7917 | 0 | 0 | 0 | 0.0083319 | 1.4711e-05 |  | 0 | 0 | 0 | 0 | 0 | 0 | 0 | 0 | 0 | 0 | 1.2257e-07 | Column30: 1.2257e-07 | [29 empty] | 7.3.2.1.3 Advanced weather monitoring and weather stations Weather StationsWLDFRElectric Reliability | WLDFR | HFTD - Transmission - Tier 3 - 115 kV or Lower | Red Flag Warning - Large Fires | 2023 | Electric Reliability | 0.71896 | 446.95 | 2023 | Mitigation | 0.011149 | 10 | 0 | esc | 0.011149 | 0.0080156 | 0.011149 | 0.0080156 | 0.011149 | 0.0080156 | 0.011149 | 0.0080156
[79 empty] | WLDFR | HFTD - Distribution - Zone 1 - 5QU CoRE ¦ 4QU LoRE | Non-Red Flag Warning - Small Fires | 2020 | 0 | 0 | 0 | 0 | 0.077901 | 0.036425 | 0.0015809 | 0.039895 | 0.0004061 | 0 | 0 | 0 | 0.0043074 |  | 0 | 1.7492e-06 | 1.7492e-06 | 0 | 0 | 0 | 0 | 0 | 0 | 0 | 0 | Column30: 0 | [29 empty] | 7.3.2.1.3 Advanced weather monitoring and weather stations Weather StationsWLDFRElectric Reliability | WLDFR | HFTD - Transmission - Tier 3 - 115 kV or Lower | Red Flag Warning - Large Fires | 2024 | Electric Reliability | 0.71896 | 446.95 | 2024 | Mitigation | 0.011149 | 10 | 0 | esc | 0.011149 | 0.0080156 | 0.011149 | 0.0080156 | 0.011149 | 0.0080156 | 0.011149 | 0.0080156
[79 empty] | WLDFR | HFTD - Distribution - Zone 1 - 5QU CoRE ¦ 4QU LoRE | Non-Red Flag Warning - Small Fires | 2021 | 0 | 0 | 0 | 0 | 0.077901 | 0.036425 | 0.0015809 | 0.039895 | 0.0004061 | 0.0004061 | 0 | 0 | 0.0043074 |  | 0 | 1.7492e-06 | 1.7492e-06 | 0 | 1.7492e-06 | 1.7492e-06 | 0 | 0 | 0 | 0 | 0 | Column30: 0 | [29 empty] | 7.3.2.1.3 Advanced weather monitoring and weather stations Weather StationsWLDFRElectric Reliability | WLDFR | HFTD - Transmission - Tier 3 - 115 kV or Lower | Red Flag Warning - Large Fires | 2025 | Electric Reliability | 0.71896 | 446.95 | 2025 | Mitigation | 0.011149 | 10 | 0 | esc | 0.011149 | 0.0080156 | 0.011149 | 0.0080156 | 0.011149 | 0.0080156 | 0.011149 | 0.0080156
[79 empty] | WLDFR | HFTD - Distribution - Zone 1 - 5QU CoRE ¦ 4QU LoRE | Non-Red Flag Warning - Small Fires | 2022 | 0 | 0 | 0 | 0 | 0.077901 | 0.036425 | 0.0015809 | 0.039895 | 0.0004061 | 0.0004061 | 0.0004061 | 0 | 0.0043074 |  | 0 | 1.7492e-06 | 1.7492e-06 | 0 | 1.7492e-06 | 1.7492e-06 | 0 | 1.7492e-06 | 1.7492e-06 | 0 | 0 | Column30: 0 | [29 empty] | 7.3.2.1.3 Advanced weather monitoring and weather stations Weather StationsWLDFRElectric Reliability | WLDFR | HFTD - Transmission - Tier 3 - 115 kV or Lower | Red Flag Warning - Large Fires | 2026 | Electric Reliability | 0.71896 | 446.95 | 2026 | Mitigation | 0.011149 | 10 | 0 | esc | 0.011149 | 0.0080156 | 0.011149 | 0.0080156 | 0.011149 | 0.0080156 | 0.011149 | 0.0080156
[79 empty] | WLDFR | HFTD - Distribution - Zone 1 - 5QU CoRE ¦ 4QU LoRE | Non-Red Flag Warning - Small Fires | 2023 | 0 | 0 | 0 | 0 | 0.080408 | 0.03759 | 0.0016314 | 0.041187 | 0.00041909 | 0.00041909 | 0.00041909 | 0.00041909 | 0.0043074 |  | 0 | 1.8052e-06 | 1.8052e-06 | 0 | 1.8052e-06 | 1.8052e-06 | 0 | 1.8052e-06 | 1.8052e-06 | 0 | 1.8052e-06 | Column30: 1.8052e-06 | [29 empty] | 7.3.2.1.3 Advanced weather monitoring and weather stations Weather StationsWLDFRElectric Reliability | WLDFR | HFTD - Transmission - Tier 3 - 115 kV or Lower | Red Flag Warning - Large Fires | 2027 | Electric Reliability | 0.71896 | 446.95 | 2027 | Mitigation | 0.011149 | 10 | 0 | esc | 0.011149 | 0.0080156 | 0.011149 | 0.0080156 | 0.011149 | 0.0080156 | 0.011149 | 0.0080156
[79 empty] | WLDFR | HFTD - Distribution - Zone 1 - 5QU CoRE ¦ 4QU LoRE | Non-Red Flag Warning - Small Fires | 2024 | 0 | 0 | 0 | 0 | 0.080408 | 0.03759 | 0.0016314 | 0.041187 | 0.00041909 | 0.00041909 | 0.00041909 | 0.00041909 | 0.0043074 |  | 0 | 1.8052e-06 | 1.8052e-06 | 0 | 1.8052e-06 | 1.8052e-06 | 0 | 1.8052e-06 | 1.8052e-06 | 0 | 1.8052e-06 | Column30: 1.8052e-06 | [29 empty] | 7.3.2.1.3 Advanced weather monitoring and weather stations Weather StationsWLDFRElectric Reliability | WLDFR | HFTD - Transmission - Tier 3 - 115 kV or Lower | Red Flag Warning - Large Fires | 2028 | Electric Reliability | 0.74734 | 446.95 | 2028 | Mitigation | 0.011149 | 10 | 0 | esc | 0.011149 | 0.0083319 | 0.011149 | 0.0083319 | 0.011149 | 0.0083319 | 0.011149 | 0.0083319
[79 empty] | WLDFR | HFTD - Distribution - Zone 1 - 5QU CoRE ¦ 4QU LoRE | Non-Red Flag Warning - Small Fires | 2025 | 0 | 0 | 0 | 0 | 0.080408 | 0.03759 | 0.0016314 | 0.041187 | 0.00041909 | 0.00041909 | 0.00041909 | 0.00041909 | 0.0043074 |  | 0 | 1.8052e-06 | 1.8052e-06 | 0 | 1.8052e-06 | 1.8052e-06 | 0 | 1.8052e-06 | 1.8052e-06 | 0 | 1.8052e-06 | Column30: 1.8052e-06 | [29 empty] | 7.3.2.1.3 Advanced weather monitoring and weather stations Weather StationsWLDFRElectric Reliability | WLDFR | HFTD - Transmission - Tier 3 - 115 kV or Lower | Red Flag Warning - Large Fires | 2029 | Electric Reliability | 0.74734 | 446.95 | 2029 | Mitigation | 0.011149 | 10 | 0 | esc | 0.011149 | 0.0083319 | 0.011149 | 0.0083319 | 0.011149 | 0.0083319 | 0.011149 | 0.0083319
[79 empty] | WLDFR | HFTD - Distribution - Zone 1 - 5QU CoRE ¦ 4QU LoRE | Non-Red Flag Warning - Small Fires | 2026 | 0 | 0 | 0 | 0 | 0.080408 | 0.03759 | 0.0016314 | 0.041187 | 0.00041909 | 0.00041909 | 0.00041909 | 0.00041909 | 0.0043074 |  | 0 | 1.8052e-06 | 1.8052e-06 | 0 | 1.8052e-06 | 1.8052e-06 | 0 | 1.8052e-06 | 1.8052e-06 | 0 | 1.8052e-06 | Column30: 1.8052e-06 | [29 empty] | 7.3.2.1.3 Advanced weather monitoring and weather stations Weather StationsWLDFRElectric Reliability | WLDFR | HFTD - Transmission - Tier 3 - 115 kV or Lower | Red Flag Warning - Large Fires | 2030 | Electric Reliability | 0.74734 | 446.95 | 2030 | Mitigation | 0.011149 | 10 | 0 | esc | 0 | 0 | 0.011149 | 0.0083319 | 0.011149 | 0.0083319 | 0.011149 | 0.0083319
[79 empty] | WLDFR | HFTD - Distribution - Zone 1 - 5QU CoRE ¦ 4QU LoRE | Non-Red Flag Warning - Small Fires | 2027 | 0 | 0 | 0 | 0 | 0.080408 | 0.03759 | 0.0016314 | 0.041187 | 0.00041909 | 0.00041909 | 0.00041909 | 0.00041909 | 0.0043074 |  | 0 | 1.8052e-06 | 1.8052e-06 | 0 | 1.8052e-06 | 1.8052e-06 | 0 | 1.8052e-06 | 1.8052e-06 | 0 | 1.8052e-06 | Column30: 1.8052e-06 | [29 empty] | 7.3.2.1.3 Advanced weather monitoring and weather stations Weather StationsWLDFRElectric Reliability | WLDFR | HFTD - Transmission - Tier 3 - 115 kV or Lower | Red Flag Warning - Large Fires | 2031 | Electric Reliability | 0.74734 | 446.95 | 2031 | Mitigation | 0.011149 | 10 | 0 | esc | 0 | 0 | 0 | 0 | 0.011149 | 0.0083319 | 0.011149 | 0.0083319
[79 empty] | WLDFR | HFTD - Distribution - Zone 1 - 5QU CoRE ¦ 4QU LoRE | Non-Red Flag Warning - Small Fires | 2028 | 0 | 0 | 0 | 0 | 0.083606 | 0.039055 | 0.001695 | 0.042856 | 0.00043542 | 0.00043542 | 0.00043542 | 0.00043542 | 0.0043074 |  | 0 | 1.8755e-06 | 1.8755e-06 | 0 | 1.8755e-06 | 1.8755e-06 | 0 | 1.8755e-06 | 1.8755e-06 | 0 | 1.8755e-06 | Column30: 1.8755e-06 | [29 empty] | 7.3.2.1.3 Advanced weather monitoring and weather stations Weather StationsWLDFRElectric Reliability | WLDFR | HFTD - Transmission - Tier 3 - 115 kV or Lower | Red Flag Warning - Large Fires | 2032 | Electric Reliability | 0.74734 | 446.95 | 2032 | Mitigation | 0.011149 | 10 | 0 | esc | 0 | 0 | 0 | 0 | 0 | 0 | 0.011149 | 0.0083319
[79 empty] | WLDFR | HFTD - Distribution - Zone 1 - 5QU CoRE ¦ 4QU LoRE | Non-Red Flag Warning - Small Fires | 2029 | 0 | 0 | 0 | 0 | 0.083606 | 0.039055 | 0.001695 | 0.042856 | 0.00043542 | 0.00043542 | 0.00043542 | 0.00043542 | 0.0043074 |  | 0 | 1.8755e-06 | 1.8755e-06 | 0 | 1.8755e-06 | 1.8755e-06 | 0 | 1.8755e-06 | 1.8755e-06 | 0 | 1.8755e-06 | Column30: 1.8755e-06 | [29 empty] | 7.3.2.1.3 Advanced weather monitoring and weather stations Weather StationsWLDFRElectric Reliability | WLDFR | HFTD - Transmission - Tier 3 - 115 kV or Lower | Red Flag Warning - Small Fires | 2021 | Electric Reliability | 0.036425 | 446.95 | 2021 | Mitigation | 0.011149 | 10 | 0 | esc | 0.011149 | 0.0004061 | 0.011149 | 0.0004061 | 0 | 0 | 0 | 0
[79 empty] | WLDFR | HFTD - Distribution - Zone 1 - 5QU CoRE ¦ 4QU LoRE | Non-Red Flag Warning - Small Fires | 2030 | 0 | 0 | 0 | 0 | 0.083606 | 0.039055 | 0.001695 | 0.042856 | 0 | 0.00043542 | 0.00043542 | 0.00043542 | 0.0043074 |  | 0 | 0 | 0 | 0 | 1.8755e-06 | 1.8755e-06 | 0 | 1.8755e-06 | 1.8755e-06 | 0 | 1.8755e-06 | Column30: 1.8755e-06 | [29 empty] | 7.3.2.1.3 Advanced weather monitoring and weather stations Weather StationsWLDFRElectric Reliability | WLDFR | HFTD - Transmission - Tier 3 - 115 kV or Lower | Red Flag Warning - Small Fires | 2022 | Electric Reliability | 0.036425 | 446.95 | 2022 | Mitigation | 0.011149 | 10 | 0 | esc | 0.011149 | 0.0004061 | 0.011149 | 0.0004061 | 0.011149 | 0.0004061 | 0 | 0
[79 empty] | WLDFR | HFTD - Distribution - Zone 1 - 5QU CoRE ¦ 4QU LoRE | Non-Red Flag Warning - Small Fires | 2031 | 0 | 0 | 0 | 0 | 0.083606 | 0.039055 | 0.001695 | 0.042856 | 0 | 0 | 0.00043542 | 0.00043542 | 0.0043074 |  | 0 | 0 | 0 | 0 | 0 | 0 | 0 | 1.8755e-06 | 1.8755e-06 | 0 | 1.8755e-06 | Column30: 1.8755e-06 | [29 empty] | 7.3.2.1.3 Advanced weather monitoring and weather stations Weather StationsWLDFRElectric Reliability | WLDFR | HFTD - Transmission - Tier 3 - 115 kV or Lower | Red Flag Warning - Small Fires | 2023 | Electric Reliability | 0.03759 | 446.95 | 2023 | Mitigation | 0.011149 | 10 | 0 | esc | 0.011149 | 0.00041909 | 0.011149 | 0.00041909 | 0.011149 | 0.00041909 | 0.011149 | 0.00041909
[79 empty] | WLDFR | HFTD - Distribution - Zone 1 - 5QU CoRE ¦ 4QU LoRE | Non-Red Flag Warning - Small Fires | 2032 | 0 | 0 | 0 | 0 | 0.083606 | 0.039055 | 0.001695 | 0.042856 | 0 | 0 | 0 | 0.00043542 | 0.0043074 |  | 0 | 0 | 0 | 0 | 0 | 0 | 0 | 0 | 0 | 0 | 1.8755e-06 | Column30: 1.8755e-06 | [29 empty] | 7.3.2.1.3 Advanced weather monitoring and weather stations Weather StationsWLDFRElectric Reliability | WLDFR | HFTD - Transmission - Tier 3 - 115 kV or Lower | Red Flag Warning - Small Fires | 2024 | Electric Reliability | 0.03759 | 446.95 | 2024 | Mitigation | 0.011149 | 10 | 0 | esc | 0.011149 | 0.00041909 | 0.011149 | 0.00041909 | 0.011149 | 0.00041909 | 0.011149 | 0.00041909
[79 empty] | WLDFR | HFTD - Distribution - Zone 1 - 5QU CoRE ¦ 4QU LoRE | Red Flag Warning - Large Fires | 2020 | 0 | 0 | 0 | 0 | 5.2406 | 0.69642 | 2.942 | 1.6022 | 0.0077642 | 0 | 0 | 0 | 2.7139e-06 |  | 0 | 2.1072e-08 | 2.1072e-08 | 0 | 0 | 0 | 0 | 0 | 0 | 0 | 0 | Column30: 0 | [29 empty] | 7.3.2.1.3 Advanced weather monitoring and weather stations Weather StationsWLDFRElectric Reliability | WLDFR | HFTD - Transmission - Tier 3 - 115 kV or Lower | Red Flag Warning - Small Fires | 2025 | Electric Reliability | 0.03759 | 446.95 | 2025 | Mitigation | 0.011149 | 10 | 0 | esc | 0.011149 | 0.00041909 | 0.011149 | 0.00041909 | 0.011149 | 0.00041909 | 0.011149 | 0.00041909
[79 empty] | WLDFR | HFTD - Distribution - Zone 1 - 5QU CoRE ¦ 4QU LoRE | Red Flag Warning - Large Fires | 2021 | 0 | 0 | 0 | 0 | 5.2406 | 0.69642 | 2.942 | 1.6022 | 0.0077642 | 0.0077642 | 0 | 0 | 2.7139e-06 |  | 0 | 2.1072e-08 | 2.1072e-08 | 0 | 2.1072e-08 | 2.1072e-08 | 0 | 0 | 0 | 0 | 0 | Column30: 0 | [29 empty] | 7.3.2.1.3 Advanced weather monitoring and weather stations Weather StationsWLDFRElectric Reliability | WLDFR | HFTD - Transmission - Tier 3 - 115 kV or Lower | Red Flag Warning - Small Fires | 2026 | Electric Reliability | 0.03759 | 446.95 | 2026 | Mitigation | 0.011149 | 10 | 0 | esc | 0.011149 | 0.00041909 | 0.011149 | 0.00041909 | 0.011149 | 0.00041909 | 0.011149 | 0.00041909
[79 empty] | WLDFR | HFTD - Distribution - Zone 1 - 5QU CoRE ¦ 4QU LoRE | Red Flag Warning - Large Fires | 2022 | 0 | 0 | 0 | 0 | 5.2406 | 0.69642 | 2.942 | 1.6022 | 0.0077642 | 0.0077642 | 0.0077642 | 0 | 2.7139e-06 |  | 0 | 2.1072e-08 | 2.1072e-08 | 0 | 2.1072e-08 | 2.1072e-08 | 0 | 2.1072e-08 | 2.1072e-08 | 0 | 0 | Column30: 0 | [29 empty] | 7.3.2.1.3 Advanced weather monitoring and weather stations Weather StationsWLDFRElectric Reliability | WLDFR | HFTD - Transmission - Tier 3 - 115 kV or Lower | Red Flag Warning - Small Fires | 2027 | Electric Reliability | 0.03759 | 446.95 | 2027 | Mitigation | 0.011149 | 10 | 0 | esc | 0.011149 | 0.00041909 | 0.011149 | 0.00041909 | 0.011149 | 0.00041909 | 0.011149 | 0.00041909
[79 empty] | WLDFR | HFTD - Distribution - Zone 1 - 5QU CoRE ¦ 4QU LoRE | Red Flag Warning - Large Fires | 2023 | 0 | 0 | 0 | 0 | 5.475 | 0.71896 | 3.0715 | 1.6846 | 0.0080156 | 0.0080156 | 0.0080156 | 0.0080156 | 2.7139e-06 |  | 0 | 2.1754e-08 | 2.1754e-08 | 0 | 2.1754e-08 | 2.1754e-08 | 0 | 2.1754e-08 | 2.1754e-08 | 0 | 2.1754e-08 | Column30: 2.1754e-08 | [29 empty] | 7.3.2.1.3 Advanced weather monitoring and weather stations Weather StationsWLDFRElectric Reliability | WLDFR | HFTD - Transmission - Tier 3 - 115 kV or Lower | Red Flag Warning - Small Fires | 2028 | Electric Reliability | 0.039055 | 446.95 | 2028 | Mitigation | 0.011149 | 10 | 0 | esc | 0.011149 | 0.00043542 | 0.011149 | 0.00043542 | 0.011149 | 0.00043542 | 0.011149 | 0.00043542
[79 empty] | WLDFR | HFTD - Distribution - Zone 1 - 5QU CoRE ¦ 4QU LoRE | Red Flag Warning - Large Fires | 2024 | 0 | 0 | 0 | 0 | 5.475 | 0.71896 | 3.0715 | 1.6846 | 0.0080156 | 0.0080156 | 0.0080156 | 0.0080156 | 2.7139e-06 |  | 0 | 2.1754e-08 | 2.1754e-08 | 0 | 2.1754e-08 | 2.1754e-08 | 0 | 2.1754e-08 | 2.1754e-08 | 0 | 2.1754e-08 | Column30: 2.1754e-08 | [29 empty] | 7.3.2.1.3 Advanced weather monitoring and weather stations Weather StationsWLDFRElectric Reliability | WLDFR | HFTD - Transmission - Tier 3 - 115 kV or Lower | Red Flag Warning - Small Fires | 2029 | Electric Reliability | 0.039055 | 446.95 | 2029 | Mitigation | 0.011149 | 10 | 0 | esc | 0.011149 | 0.00043542 | 0.011149 | 0.00043542 | 0.011149 | 0.00043542 | 0.011149 | 0.00043542
[79 empty] | WLDFR | HFTD - Distribution - Zone 1 - 5QU CoRE ¦ 4QU LoRE | Red Flag Warning - Large Fires | 2025 | 0 | 0 | 0 | 0 | 5.475 | 0.71896 | 3.0715 | 1.6846 | 0.0080156 | 0.0080156 | 0.0080156 | 0.0080156 | 2.7139e-06 |  | 0 | 2.1754e-08 | 2.1754e-08 | 0 | 2.1754e-08 | 2.1754e-08 | 0 | 2.1754e-08 | 2.1754e-08 | 0 | 2.1754e-08 | Column30: 2.1754e-08 | [29 empty] | 7.3.2.1.3 Advanced weather monitoring and weather stations Weather StationsWLDFRElectric Reliability | WLDFR | HFTD - Transmission - Tier 3 - 115 kV or Lower | Red Flag Warning - Small Fires | 2030 | Electric Reliability | 0.039055 | 446.95 | 2030 | Mitigation | 0.011149 | 10 | 0 | esc | 0 | 0 | 0.011149 | 0.00043542 | 0.011149 | 0.00043542 | 0.011149 | 0.00043542
[79 empty] | WLDFR | HFTD - Distribution - Zone 1 - 5QU CoRE ¦ 4QU LoRE | Red Flag Warning - Large Fires | 2026 | 0 | 0 | 0 | 0 | 5.475 | 0.71896 | 3.0715 | 1.6846 | 0.0080156 | 0.0080156 | 0.0080156 | 0.0080156 | 2.7139e-06 |  | 0 | 2.1754e-08 | 2.1754e-08 | 0 | 2.1754e-08 | 2.1754e-08 | 0 | 2.1754e-08 | 2.1754e-08 | 0 | 2.1754e-08 | Column30: 2.1754e-08 | [29 empty] | 7.3.2.1.3 Advanced weather monitoring and weather stations Weather StationsWLDFRElectric Reliability | WLDFR | HFTD - Transmission - Tier 3 - 115 kV or Lower | Red Flag Warning - Small Fires | 2031 | Electric Reliability | 0.039055 | 446.95 | 2031 | Mitigation | 0.011149 | 10 | 0 | esc | 0 | 0 | 0 | 0 | 0.011149 | 0.00043542 | 0.011149 | 0.00043542
[79 empty] | WLDFR | HFTD - Distribution - Zone 1 - 5QU CoRE ¦ 4QU LoRE | Red Flag Warning - Large Fires | 2027 | 0 | 0 | 0 | 0 | 5.475 | 0.71896 | 3.0715 | 1.6846 | 0.0080156 | 0.0080156 | 0.0080156 | 0.0080156 | 2.7139e-06 |  | 0 | 2.1754e-08 | 2.1754e-08 | 0 | 2.1754e-08 | 2.1754e-08 | 0 | 2.1754e-08 | 2.1754e-08 | 0 | 2.1754e-08 | Column30: 2.1754e-08 | [29 empty] | 7.3.2.1.3 Advanced weather monitoring and weather stations Weather StationsWLDFRElectric Reliability | WLDFR | HFTD - Transmission - Tier 3 - 115 kV or Lower | Red Flag Warning - Small Fires | 2032 | Electric Reliability | 0.039055 | 446.95 | 2032 | Mitigation | 0.011149 | 10 | 0 | esc | 0 | 0 | 0 | 0 | 0 | 0 | 0.011149 | 0.00043542
[79 empty] | WLDFR | HFTD - Distribution - Zone 1 - 5QU CoRE ¦ 4QU LoRE | Red Flag Warning - Large Fires | 2028 | 0 | 0 | 0 | 0 | 5.777 | 0.74734 | 3.238 | 1.7917 | 0.0083319 | 0.0083319 | 0.0083319 | 0.0083319 | 2.7139e-06 |  | 0 | 2.2612e-08 | 2.2612e-08 | 0 | 2.2612e-08 | 2.2612e-08 | 0 | 2.2612e-08 | 2.2612e-08 | 0 | 2.2612e-08 | Column30: 2.2612e-08 | [29 empty] | 7.3.2.1.3 Advanced weather monitoring and weather stations Weather StationsWLDFRElectric Reliability | WLDFR | HFTD - Transmission - Tier 3 - 230 kV or Higher | Non-Red Flag Warning - Catastrophic Fires | 2021 | Electric Reliability | 222.2294 | 557.6 | 2021 | Mitigation | 0.011149 | 10 | 0 | esc | 0.011149 | 2.4776 | 0.011149 | 2.4776 | 0 | 0 | 0 | 0
[79 empty] | WLDFR | HFTD - Distribution - Zone 1 - 5QU CoRE ¦ 4QU LoRE | Red Flag Warning - Large Fires | 2029 | 0 | 0 | 0 | 0 | 5.777 | 0.74734 | 3.238 | 1.7917 | 0.0083319 | 0.0083319 | 0.0083319 | 0.0083319 | 2.7139e-06 |  | 0 | 2.2612e-08 | 2.2612e-08 | 0 | 2.2612e-08 | 2.2612e-08 | 0 | 2.2612e-08 | 2.2612e-08 | 0 | 2.2612e-08 | Column30: 2.2612e-08 | [29 empty] | 7.3.2.1.3 Advanced weather monitoring and weather stations Weather StationsWLDFRElectric Reliability | WLDFR | HFTD - Transmission - Tier 3 - 230 kV or Higher | Non-Red Flag Warning - Catastrophic Fires | 2022 | Electric Reliability | 222.2294 | 557.6 | 2022 | Mitigation | 0.011149 | 10 | 0 | esc | 0.011149 | 2.4776 | 0.011149 | 2.4776 | 0.011149 | 2.4776 | 0 | 0
[79 empty] | WLDFR | HFTD - Distribution - Zone 1 - 5QU CoRE ¦ 4QU LoRE | Red Flag Warning - Large Fires | 2030 | 0 | 0 | 0 | 0 | 5.777 | 0.74734 | 3.238 | 1.7917 | 0 | 0.0083319 | 0.0083319 | 0.0083319 | 2.7139e-06 |  | 0 | 0 | 0 | 0 | 2.2612e-08 | 2.2612e-08 | 0 | 2.2612e-08 | 2.2612e-08 | 0 | 2.2612e-08 | Column30: 2.2612e-08 | [29 empty] | 7.3.2.1.3 Advanced weather monitoring and weather stations Weather StationsWLDFRElectric Reliability | WLDFR | HFTD - Transmission - Tier 3 - 230 kV or Higher | Non-Red Flag Warning - Catastrophic Fires | 2023 | Electric Reliability | 233.2301 | 557.6 | 2023 | Mitigation | 0.011149 | 10 | 0 | esc | 0.011149 | 2.6002 | 0.011149 | 2.6002 | 0.011149 | 2.6002 | 0.011149 | 2.6002
[79 empty] | WLDFR | HFTD - Distribution - Zone 1 - 5QU CoRE ¦ 4QU LoRE | Red Flag Warning - Large Fires | 2031 | 0 | 0 | 0 | 0 | 5.777 | 0.74734 | 3.238 | 1.7917 | 0 | 0 | 0.0083319 | 0.0083319 | 2.7139e-06 |  | 0 | 0 | 0 | 0 | 0 | 0 | 0 | 2.2612e-08 | 2.2612e-08 | 0 | 2.2612e-08 | Column30: 2.2612e-08 | [29 empty] | 7.3.2.1.3 Advanced weather monitoring and weather stations Weather StationsWLDFRElectric Reliability | WLDFR | HFTD - Transmission - Tier 3 - 230 kV or Higher | Non-Red Flag Warning - Catastrophic Fires | 2024 | Electric Reliability | 233.2301 | 557.6 | 2024 | Mitigation | 0.011149 | 10 | 0 | esc | 0.011149 | 2.6002 | 0.011149 | 2.6002 | 0.011149 | 2.6002 | 0.011149 | 2.6002
[79 empty] | WLDFR | HFTD - Distribution - Zone 1 - 5QU CoRE ¦ 4QU LoRE | Red Flag Warning - Large Fires | 2032 | 0 | 0 | 0 | 0 | 5.777 | 0.74734 | 3.238 | 1.7917 | 0 | 0 | 0 | 0.0083319 | 2.7139e-06 |  | 0 | 0 | 0 | 0 | 0 | 0 | 0 | 0 | 0 | 0 | 2.2612e-08 | Column30: 2.2612e-08 | [29 empty] | 7.3.2.1.3 Advanced weather monitoring and weather stations Weather StationsWLDFRElectric Reliability | WLDFR | HFTD - Transmission - Tier 3 - 230 kV or Higher | Non-Red Flag Warning - Catastrophic Fires | 2025 | Electric Reliability | 233.2301 | 557.6 | 2025 | Mitigation | 0.011149 | 10 | 0 | esc | 0.011149 | 2.6002 | 0.011149 | 2.6002 | 0.011149 | 2.6002 | 0.011149 | 2.6002
[79 empty] | WLDFR | HFTD - Distribution - Zone 1 - 5QU CoRE ¦ 4QU LoRE | Red Flag Warning - Small Fires | 2020 | 0 | 0 | 0 | 0 | 0.077901 | 0.036425 | 0.0015809 | 0.039895 | 0.0004061 | 0 | 0 | 0 | 0.0001332 |  | 0 | 5.4092e-08 | 5.4092e-08 | 0 | 0 | 0 | 0 | 0 | 0 | 0 | 0 | Column30: 0 | [29 empty] | 7.3.2.1.3 Advanced weather monitoring and weather stations Weather StationsWLDFRElectric Reliability | WLDFR | HFTD - Transmission - Tier 3 - 230 kV or Higher | Non-Red Flag Warning - Catastrophic Fires | 2026 | Electric Reliability | 233.2301 | 557.6 | 2026 | Mitigation | 0.011149 | 10 | 0 | esc | 0.011149 | 2.6002 | 0.011149 | 2.6002 | 0.011149 | 2.6002 | 0.011149 | 2.6002
[79 empty] | WLDFR | HFTD - Distribution - Zone 1 - 5QU CoRE ¦ 4QU LoRE | Red Flag Warning - Small Fires | 2021 | 0 | 0 | 0 | 0 | 0.077901 | 0.036425 | 0.0015809 | 0.039895 | 0.0004061 | 0.0004061 | 0 | 0 | 0.0001332 |  | 0 | 5.4092e-08 | 5.4092e-08 | 0 | 5.4092e-08 | 5.4092e-08 | 0 | 0 | 0 | 0 | 0 | Column30: 0 | [29 empty] | 7.3.2.1.3 Advanced weather monitoring and weather stations Weather StationsWLDFRElectric Reliability | WLDFR | HFTD - Transmission - Tier 3 - 230 kV or Higher | Non-Red Flag Warning - Catastrophic Fires | 2027 | Electric Reliability | 233.2301 | 557.6 | 2027 | Mitigation | 0.011149 | 10 | 0 | esc | 0.011149 | 2.6002 | 0.011149 | 2.6002 | 0.011149 | 2.6002 | 0.011149 | 2.6002
[79 empty] | WLDFR | HFTD - Distribution - Zone 1 - 5QU CoRE ¦ 4QU LoRE | Red Flag Warning - Small Fires | 2022 | 0 | 0 | 0 | 0 | 0.077901 | 0.036425 | 0.0015809 | 0.039895 | 0.0004061 | 0.0004061 | 0.0004061 | 0 | 0.0001332 |  | 0 | 5.4092e-08 | 5.4092e-08 | 0 | 5.4092e-08 | 5.4092e-08 | 0 | 5.4092e-08 | 5.4092e-08 | 0 | 0 | Column30: 0 | [29 empty] | 7.3.2.1.3 Advanced weather monitoring and weather stations Weather StationsWLDFRElectric Reliability | WLDFR | HFTD - Transmission - Tier 3 - 230 kV or Higher | Non-Red Flag Warning - Catastrophic Fires | 2028 | Electric Reliability | 247.273 | 557.6 | 2028 | Mitigation | 0.011149 | 10 | 0 | esc | 0.011149 | 2.7568 | 0.011149 | 2.7568 | 0.011149 | 2.7568 | 0.011149 | 2.7568
[79 empty] | WLDFR | HFTD - Distribution - Zone 1 - 5QU CoRE ¦ 4QU LoRE | Red Flag Warning - Small Fires | 2023 | 0 | 0 | 0 | 0 | 0.080408 | 0.03759 | 0.0016314 | 0.041187 | 0.00041909 | 0.00041909 | 0.00041909 | 0.00041909 | 0.0001332 |  | 0 | 5.5822e-08 | 5.5822e-08 | 0 | 5.5822e-08 | 5.5822e-08 | 0 | 5.5822e-08 | 5.5822e-08 | 0 | 5.5822e-08 | Column30: 5.5822e-08 | [29 empty] | 7.3.2.1.3 Advanced weather monitoring and weather stations Weather StationsWLDFRElectric Reliability | WLDFR | HFTD - Transmission - Tier 3 - 230 kV or Higher | Non-Red Flag Warning - Catastrophic Fires | 2029 | Electric Reliability | 247.273 | 557.6 | 2029 | Mitigation | 0.011149 | 10 | 0 | esc | 0.011149 | 2.7568 | 0.011149 | 2.7568 | 0.011149 | 2.7568 | 0.011149 | 2.7568
[79 empty] | WLDFR | HFTD - Distribution - Zone 1 - 5QU CoRE ¦ 4QU LoRE | Red Flag Warning - Small Fires | 2024 | 0 | 0 | 0 | 0 | 0.080408 | 0.03759 | 0.0016314 | 0.041187 | 0.00041909 | 0.00041909 | 0.00041909 | 0.00041909 | 0.0001332 |  | 0 | 5.5822e-08 | 5.5822e-08 | 0 | 5.5822e-08 | 5.5822e-08 | 0 | 5.5822e-08 | 5.5822e-08 | 0 | 5.5822e-08 | Column30: 5.5822e-08 | [29 empty] | 7.3.2.1.3 Advanced weather monitoring and weather stations Weather StationsWLDFRElectric Reliability | WLDFR | HFTD - Transmission - Tier 3 - 230 kV or Higher | Non-Red Flag Warning - Catastrophic Fires | 2030 | Electric Reliability | 247.273 | 557.6 | 2030 | Mitigation | 0.011149 | 10 | 0 | esc | 0 | 0 | 0.011149 | 2.7568 | 0.011149 | 2.7568 | 0.011149 | 2.7568
[79 empty] | WLDFR | HFTD - Distribution - Zone 1 - 5QU CoRE ¦ 4QU LoRE | Red Flag Warning - Small Fires | 2025 | 0 | 0 | 0 | 0 | 0.080408 | 0.03759 | 0.0016314 | 0.041187 | 0.00041909 | 0.00041909 | 0.00041909 | 0.00041909 | 0.0001332 |  | 0 | 5.5822e-08 | 5.5822e-08 | 0 | 5.5822e-08 | 5.5822e-08 | 0 | 5.5822e-08 | 5.5822e-08 | 0 | 5.5822e-08 | Column30: 5.5822e-08 | [29 empty] | 7.3.2.1.3 Advanced weather monitoring and weather stations Weather StationsWLDFRElectric Reliability | WLDFR | HFTD - Transmission - Tier 3 - 230 kV or Higher | Non-Red Flag Warning - Catastrophic Fires | 2031 | Electric Reliability | 247.273 | 557.6 | 2031 | Mitigation | 0.011149 | 10 | 0 | esc | 0 | 0 | 0 | 0 | 0.011149 | 2.7568 | 0.011149 | 2.7568
[79 empty] | WLDFR | HFTD - Distribution - Zone 1 - 5QU CoRE ¦ 4QU LoRE | Red Flag Warning - Small Fires | 2026 | 0 | 0 | 0 | 0 | 0.080408 | 0.03759 | 0.0016314 | 0.041187 | 0.00041909 | 0.00041909 | 0.00041909 | 0.00041909 | 0.0001332 |  | 0 | 5.5822e-08 | 5.5822e-08 | 0 | 5.5822e-08 | 5.5822e-08 | 0 | 5.5822e-08 | 5.5822e-08 | 0 | 5.5822e-08 | Column30: 5.5822e-08 | [29 empty] | 7.3.2.1.3 Advanced weather monitoring and weather stations Weather StationsWLDFRElectric Reliability | WLDFR | HFTD - Transmission - Tier 3 - 230 kV or Higher | Non-Red Flag Warning - Catastrophic Fires | 2032 | Electric Reliability | 247.273 | 557.6 | 2032 | Mitigation | 0.011149 | 10 | 0 | esc | 0 | 0 | 0 | 0 | 0 | 0 | 0.011149 | 2.7568
[79 empty] | WLDFR | HFTD - Distribution - Zone 1 - 5QU CoRE ¦ 4QU LoRE | Red Flag Warning - Small Fires | 2027 | 0 | 0 | 0 | 0 | 0.080408 | 0.03759 | 0.0016314 | 0.041187 | 0.00041909 | 0.00041909 | 0.00041909 | 0.00041909 | 0.0001332 |  | 0 | 5.5822e-08 | 5.5822e-08 | 0 | 5.5822e-08 | 5.5822e-08 | 0 | 5.5822e-08 | 5.5822e-08 | 0 | 5.5822e-08 | Column30: 5.5822e-08 | [29 empty] | 7.3.2.1.3 Advanced weather monitoring and weather stations Weather StationsWLDFRElectric Reliability | WLDFR | HFTD - Transmission - Tier 3 - 230 kV or Higher | Non-Red Flag Warning - Destructive Fires | 2021 | Electric Reliability | 222.2294 | 557.6 | 2021 | Mitigation | 0.011149 | 10 | 0 | esc | 0.011149 | 2.4776 | 0.011149 | 2.4776 | 0 | 0 | 0 | 0
[79 empty] | WLDFR | HFTD - Distribution - Zone 1 - 5QU CoRE ¦ 4QU LoRE | Red Flag Warning - Small Fires | 2028 | 0 | 0 | 0 | 0 | 0.083606 | 0.039055 | 0.001695 | 0.042856 | 0.00043542 | 0.00043542 | 0.00043542 | 0.00043542 | 0.0001332 |  | 0 | 5.7997e-08 | 5.7997e-08 | 0 | 5.7997e-08 | 5.7997e-08 | 0 | 5.7997e-08 | 5.7997e-08 | 0 | 5.7997e-08 | Column30: 5.7997e-08 | [29 empty] | 7.3.2.1.3 Advanced weather monitoring and weather stations Weather StationsWLDFRElectric Reliability | WLDFR | HFTD - Transmission - Tier 3 - 230 kV or Higher | Non-Red Flag Warning - Destructive Fires | 2022 | Electric Reliability | 222.2294 | 557.6 | 2022 | Mitigation | 0.011149 | 10 | 0 | esc | 0.011149 | 2.4776 | 0.011149 | 2.4776 | 0.011149 | 2.4776 | 0 | 0
[79 empty] | WLDFR | HFTD - Distribution - Zone 1 - 5QU CoRE ¦ 4QU LoRE | Red Flag Warning - Small Fires | 2029 | 0 | 0 | 0 | 0 | 0.083606 | 0.039055 | 0.001695 | 0.042856 | 0.00043542 | 0.00043542 | 0.00043542 | 0.00043542 | 0.0001332 |  | 0 | 5.7997e-08 | 5.7997e-08 | 0 | 5.7997e-08 | 5.7997e-08 | 0 | 5.7997e-08 | 5.7997e-08 | 0 | 5.7997e-08 | Column30: 5.7997e-08 | [29 empty] | 7.3.2.1.3 Advanced weather monitoring and weather stations Weather StationsWLDFRElectric Reliability | WLDFR | HFTD - Transmission - Tier 3 - 230 kV or Higher | Non-Red Flag Warning - Destructive Fires | 2023 | Electric Reliability | 233.2301 | 557.6 | 2023 | Mitigation | 0.011149 | 10 | 0 | esc | 0.011149 | 2.6002 | 0.011149 | 2.6002 | 0.011149 | 2.6002 | 0.011149 | 2.6002
[79 empty] | WLDFR | HFTD - Distribution - Zone 1 - 5QU CoRE ¦ 4QU LoRE | Red Flag Warning - Small Fires | 2030 | 0 | 0 | 0 | 0 | 0.083606 | 0.039055 | 0.001695 | 0.042856 | 0 | 0.00043542 | 0.00043542 | 0.00043542 | 0.0001332 |  | 0 | 0 | 0 | 0 | 5.7997e-08 | 5.7997e-08 | 0 | 5.7997e-08 | 5.7997e-08 | 0 | 5.7997e-08 | Column30: 5.7997e-08 | [29 empty] | 7.3.2.1.3 Advanced weather monitoring and weather stations Weather StationsWLDFRElectric Reliability | WLDFR | HFTD - Transmission - Tier 3 - 230 kV or Higher | Non-Red Flag Warning - Destructive Fires | 2024 | Electric Reliability | 233.2301 | 557.6 | 2024 | Mitigation | 0.011149 | 10 | 0 | esc | 0.011149 | 2.6002 | 0.011149 | 2.6002 | 0.011149 | 2.6002 | 0.011149 | 2.6002
[79 empty] | WLDFR | HFTD - Distribution - Zone 1 - 5QU CoRE ¦ 4QU LoRE | Red Flag Warning - Small Fires | 2031 | 0 | 0 | 0 | 0 | 0.083606 | 0.039055 | 0.001695 | 0.042856 | 0 | 0 | 0.00043542 | 0.00043542 | 0.0001332 |  | 0 | 0 | 0 | 0 | 0 | 0 | 0 | 5.7997e-08 | 5.7997e-08 | 0 | 5.7997e-08 | Column30: 5.7997e-08 | [29 empty] | 7.3.2.1.3 Advanced weather monitoring and weather stations Weather StationsWLDFRElectric Reliability | WLDFR | HFTD - Transmission - Tier 3 - 230 kV or Higher | Non-Red Flag Warning - Destructive Fires | 2025 | Electric Reliability | 233.2301 | 557.6 | 2025 | Mitigation | 0.011149 | 10 | 0 | esc | 0.011149 | 2.6002 | 0.011149 | 2.6002 | 0.011149 | 2.6002 | 0.011149 | 2.6002
[79 empty] | WLDFR | HFTD - Distribution - Zone 1 - 5QU CoRE ¦ 4QU LoRE | Red Flag Warning - Small Fires | 2032 | 0 | 0 | 0 | 0 | 0.083606 | 0.039055 | 0.001695 | 0.042856 | 0 | 0 | 0 | 0.00043542 | 0.0001332 |  | 0 | 0 | 0 | 0 | 0 | 0 | 0 | 0 | 0 | 0 | 5.7997e-08 | Column30: 5.7997e-08 | [29 empty] | 7.3.2.1.3 Advanced weather monitoring and weather stations Weather StationsWLDFRElectric Reliability | WLDFR | HFTD - Transmission - Tier 3 - 230 kV or Higher | Non-Red Flag Warning - Destructive Fires | 2026 | Electric Reliability | 233.2301 | 557.6 | 2026 | Mitigation | 0.011149 | 10 | 0 | esc | 0.011149 | 2.6002 | 0.011149 | 2.6002 | 0.011149 | 2.6002 | 0.011149 | 2.6002
[79 empty] | WLDFR | HFTD - Distribution - Zone 1 - 5QU CoRE ¦ 4QU LoRE | Seismic - Non-Red Flag Warning - Catastrophic Fires | 2020 | 0 | 0 | 0 | 0 | 21083.8428 | 409.2237 | 13469.0878 | 7205.5313 | 4.5624 | 0 | 0 | 0 | 5.2333e-10 |  | 0 | 2.3876e-09 | 2.3876e-09 | 0 | 0 | 0 | 0 | 0 | 0 | 0 | 0 | Column30: 0 | [29 empty] | 7.3.2.1.3 Advanced weather monitoring and weather stations Weather StationsWLDFRElectric Reliability | WLDFR | HFTD - Transmission - Tier 3 - 230 kV or Higher | Non-Red Flag Warning - Destructive Fires | 2027 | Electric Reliability | 233.2301 | 557.6 | 2027 | Mitigation | 0.011149 | 10 | 0 | esc | 0.011149 | 2.6002 | 0.011149 | 2.6002 | 0.011149 | 2.6002 | 0.011149 | 2.6002
[79 empty] | WLDFR | HFTD - Distribution - Zone 1 - 5QU CoRE ¦ 4QU LoRE | Seismic - Non-Red Flag Warning - Catastrophic Fires | 2021 | 0 | 0 | 0 | 0 | 21083.8428 | 409.2237 | 13469.0878 | 7205.5313 | 4.5624 | 4.5624 | 0 | 0 | 5.2333e-10 |  | 0 | 2.3876e-09 | 2.3876e-09 | 0 | 2.3876e-09 | 2.3876e-09 | 0 | 0 | 0 | 0 | 0 | Column30: 0 | [29 empty] | 7.3.2.1.3 Advanced weather monitoring and weather stations Weather StationsWLDFRElectric Reliability | WLDFR | HFTD - Transmission - Tier 3 - 230 kV or Higher | Non-Red Flag Warning - Destructive Fires | 2028 | Electric Reliability | 247.273 | 557.6 | 2028 | Mitigation | 0.011149 | 10 | 0 | esc | 0.011149 | 2.7568 | 0.011149 | 2.7568 | 0.011149 | 2.7568 | 0.011149 | 2.7568
[79 empty] | WLDFR | HFTD - Distribution - Zone 1 - 5QU CoRE ¦ 4QU LoRE | Seismic - Non-Red Flag Warning - Catastrophic Fires | 2022 | 0 | 0 | 0 | 0 | 21083.8428 | 409.2237 | 13469.0878 | 7205.5313 | 4.5624 | 4.5624 | 4.5624 | 0 | 5.2333e-10 |  | 0 | 2.3876e-09 | 2.3876e-09 | 0 | 2.3876e-09 | 2.3876e-09 | 0 | 2.3876e-09 | 2.3876e-09 | 0 | 0 | Column30: 0 | [29 empty] | 7.3.2.1.3 Advanced weather monitoring and weather stations Weather StationsWLDFRElectric Reliability | WLDFR | HFTD - Transmission - Tier 3 - 230 kV or Higher | Non-Red Flag Warning - Destructive Fires | 2029 | Electric Reliability | 247.273 | 557.6 | 2029 | Mitigation | 0.011149 | 10 | 0 | esc | 0.011149 | 2.7568 | 0.011149 | 2.7568 | 0.011149 | 2.7568 | 0.011149 | 2.7568
[79 empty] | WLDFR | HFTD - Distribution - Zone 1 - 5QU CoRE ¦ 4QU LoRE | Seismic - Non-Red Flag Warning - Catastrophic Fires | 2023 | 0 | 0 | 0 | 0 | 21835.9781 | 428.6023 | 13939.561 | 7467.8148 | 4.7784 | 4.7784 | 4.7784 | 4.7784 | 5.2333e-10 |  | 0 | 2.5007e-09 | 2.5007e-09 | 0 | 2.5007e-09 | 2.5007e-09 | 0 | 2.5007e-09 | 2.5007e-09 | 0 | 2.5007e-09 | Column30: 2.5007e-09 | [29 empty] | 7.3.2.1.3 Advanced weather monitoring and weather stations Weather StationsWLDFRElectric Reliability | WLDFR | HFTD - Transmission - Tier 3 - 230 kV or Higher | Non-Red Flag Warning - Destructive Fires | 2030 | Electric Reliability | 247.273 | 557.6 | 2030 | Mitigation | 0.011149 | 10 | 0 | esc | 0 | 0 | 0.011149 | 2.7568 | 0.011149 | 2.7568 | 0.011149 | 2.7568
[79 empty] | WLDFR | HFTD - Distribution - Zone 1 - 5QU CoRE ¦ 4QU LoRE | Seismic - Non-Red Flag Warning - Catastrophic Fires | 2024 | 0 | 0 | 0 | 0 | 21835.9781 | 428.6023 | 13939.561 | 7467.8148 | 4.7784 | 4.7784 | 4.7784 | 4.7784 | 5.2333e-10 |  | 0 | 2.5007e-09 | 2.5007e-09 | 0 | 2.5007e-09 | 2.5007e-09 | 0 | 2.5007e-09 | 2.5007e-09 | 0 | 2.5007e-09 | Column30: 2.5007e-09 | [29 empty] | 7.3.2.1.3 Advanced weather monitoring and weather stations Weather StationsWLDFRElectric Reliability | WLDFR | HFTD - Transmission - Tier 3 - 230 kV or Higher | Non-Red Flag Warning - Destructive Fires | 2031 | Electric Reliability | 247.273 | 557.6 | 2031 | Mitigation | 0.011149 | 10 | 0 | esc | 0 | 0 | 0 | 0 | 0.011149 | 2.7568 | 0.011149 | 2.7568
[79 empty] | WLDFR | HFTD - Distribution - Zone 1 - 5QU CoRE ¦ 4QU LoRE | Seismic - Non-Red Flag Warning - Catastrophic Fires | 2025 | 0 | 0 | 0 | 0 | 21835.9781 | 428.6023 | 13939.561 | 7467.8148 | 4.7784 | 4.7784 | 4.7784 | 4.7784 | 5.2333e-10 |  | 0 | 2.5007e-09 | 2.5007e-09 | 0 | 2.5007e-09 | 2.5007e-09 | 0 | 2.5007e-09 | 2.5007e-09 | 0 | 2.5007e-09 | Column30: 2.5007e-09 | [29 empty] | 7.3.2.1.3 Advanced weather monitoring and weather stations Weather StationsWLDFRElectric Reliability | WLDFR | HFTD - Transmission - Tier 3 - 230 kV or Higher | Non-Red Flag Warning - Destructive Fires | 2032 | Electric Reliability | 247.273 | 557.6 | 2032 | Mitigation | 0.011149 | 10 | 0 | esc | 0 | 0 | 0 | 0 | 0 | 0 | 0.011149 | 2.7568
[79 empty] | WLDFR | HFTD - Distribution - Zone 1 - 5QU CoRE ¦ 4QU LoRE | Seismic - Non-Red Flag Warning - Catastrophic Fires | 2026 | 0 | 0 | 0 | 0 | 21835.9781 | 428.6023 | 13939.561 | 7467.8148 | 4.7784 | 4.7784 | 4.7784 | 4.7784 | 5.2333e-10 |  | 0 | 2.5007e-09 | 2.5007e-09 | 0 | 2.5007e-09 | 2.5007e-09 | 0 | 2.5007e-09 | 2.5007e-09 | 0 | 2.5007e-09 | Column30: 2.5007e-09 | [29 empty] | 7.3.2.1.3 Advanced weather monitoring and weather stations Weather StationsWLDFRElectric Reliability | WLDFR | HFTD - Transmission - Tier 3 - 230 kV or Higher | Non-Red Flag Warning - Large Fires | 2021 | Electric Reliability | 0.69642 | 557.6 | 2021 | Mitigation | 0.011149 | 10 | 0 | esc | 0.011149 | 0.0077642 | 0.011149 | 0.0077642 | 0 | 0 | 0 | 0
[79 empty] | WLDFR | HFTD - Distribution - Zone 1 - 5QU CoRE ¦ 4QU LoRE | Seismic - Non-Red Flag Warning - Catastrophic Fires | 2027 | 0 | 0 | 0 | 0 | 21835.9781 | 428.6023 | 13939.561 | 7467.8148 | 4.7784 | 4.7784 | 4.7784 | 4.7784 | 5.2333e-10 |  | 0 | 2.5007e-09 | 2.5007e-09 | 0 | 2.5007e-09 | 2.5007e-09 | 0 | 2.5007e-09 | 2.5007e-09 | 0 | 2.5007e-09 | Column30: 2.5007e-09 | [29 empty] | 7.3.2.1.3 Advanced weather monitoring and weather stations Weather StationsWLDFRElectric Reliability | WLDFR | HFTD - Transmission - Tier 3 - 230 kV or Higher | Non-Red Flag Warning - Large Fires | 2022 | Electric Reliability | 0.69642 | 557.6 | 2022 | Mitigation | 0.011149 | 10 | 0 | esc | 0.011149 | 0.0077642 | 0.011149 | 0.0077642 | 0.011149 | 0.0077642 | 0 | 0
[79 empty] | WLDFR | HFTD - Distribution - Zone 1 - 5QU CoRE ¦ 4QU LoRE | Seismic - Non-Red Flag Warning - Catastrophic Fires | 2028 | 0 | 0 | 0 | 0 | 22783.187 | 453.261 | 14531.3357 | 7798.5904 | 5.0533 | 5.0533 | 5.0533 | 5.0533 | 5.2333e-10 |  | 0 | 2.6446e-09 | 2.6446e-09 | 0 | 2.6446e-09 | 2.6446e-09 | 0 | 2.6446e-09 | 2.6446e-09 | 0 | 2.6446e-09 | Column30: 2.6446e-09 | [29 empty] | 7.3.2.1.3 Advanced weather monitoring and weather stations Weather StationsWLDFRElectric Reliability | WLDFR | HFTD - Transmission - Tier 3 - 230 kV or Higher | Non-Red Flag Warning - Large Fires | 2023 | Electric Reliability | 0.71896 | 557.6 | 2023 | Mitigation | 0.011149 | 10 | 0 | esc | 0.011149 | 0.0080156 | 0.011149 | 0.0080156 | 0.011149 | 0.0080156 | 0.011149 | 0.0080156
[79 empty] | WLDFR | HFTD - Distribution - Zone 1 - 5QU CoRE ¦ 4QU LoRE | Seismic - Non-Red Flag Warning - Catastrophic Fires | 2029 | 0 | 0 | 0 | 0 | 22783.187 | 453.261 | 14531.3357 | 7798.5904 | 5.0533 | 5.0533 | 5.0533 | 5.0533 | 5.2333e-10 |  | 0 | 2.6446e-09 | 2.6446e-09 | 0 | 2.6446e-09 | 2.6446e-09 | 0 | 2.6446e-09 | 2.6446e-09 | 0 | 2.6446e-09 | Column30: 2.6446e-09 | [29 empty] | 7.3.2.1.3 Advanced weather monitoring and weather stations Weather StationsWLDFRElectric Reliability | WLDFR | HFTD - Transmission - Tier 3 - 230 kV or Higher | Non-Red Flag Warning - Large Fires | 2024 | Electric Reliability | 0.71896 | 557.6 | 2024 | Mitigation | 0.011149 | 10 | 0 | esc | 0.011149 | 0.0080156 | 0.011149 | 0.0080156 | 0.011149 | 0.0080156 | 0.011149 | 0.0080156
[79 empty] | WLDFR | HFTD - Distribution - Zone 1 - 5QU CoRE ¦ 4QU LoRE | Seismic - Non-Red Flag Warning - Catastrophic Fires | 2030 | 0 | 0 | 0 | 0 | 22783.187 | 453.261 | 14531.3357 | 7798.5904 | 0 | 5.0533 | 5.0533 | 5.0533 | 5.2333e-10 |  | 0 | 0 | 0 | 0 | 2.6446e-09 | 2.6446e-09 | 0 | 2.6446e-09 | 2.6446e-09 | 0 | 2.6446e-09 | Column30: 2.6446e-09 | [29 empty] | 7.3.2.1.3 Advanced weather monitoring and weather stations Weather StationsWLDFRElectric Reliability | WLDFR | HFTD - Transmission - Tier 3 - 230 kV or Higher | Non-Red Flag Warning - Large Fires | 2025 | Electric Reliability | 0.71896 | 557.6 | 2025 | Mitigation | 0.011149 | 10 | 0 | esc | 0.011149 | 0.0080156 | 0.011149 | 0.0080156 | 0.011149 | 0.0080156 | 0.011149 | 0.0080156
[79 empty] | WLDFR | HFTD - Distribution - Zone 1 - 5QU CoRE ¦ 4QU LoRE | Seismic - Non-Red Flag Warning - Catastrophic Fires | 2031 | 0 | 0 | 0 | 0 | 22783.187 | 453.261 | 14531.3357 | 7798.5904 | 0 | 0 | 5.0533 | 5.0533 | 5.2333e-10 |  | 0 | 0 | 0 | 0 | 0 | 0 | 0 | 2.6446e-09 | 2.6446e-09 | 0 | 2.6446e-09 | Column30: 2.6446e-09 | [29 empty] | 7.3.2.1.3 Advanced weather monitoring and weather stations Weather StationsWLDFRElectric Reliability | WLDFR | HFTD - Transmission - Tier 3 - 230 kV or Higher | Non-Red Flag Warning - Large Fires | 2026 | Electric Reliability | 0.71896 | 557.6 | 2026 | Mitigation | 0.011149 | 10 | 0 | esc | 0.011149 | 0.0080156 | 0.011149 | 0.0080156 | 0.011149 | 0.0080156 | 0.011149 | 0.0080156
[79 empty] | WLDFR | HFTD - Distribution - Zone 1 - 5QU CoRE ¦ 4QU LoRE | Seismic - Non-Red Flag Warning - Catastrophic Fires | 2032 | 0 | 0 | 0 | 0 | 22783.187 | 453.261 | 14531.3357 | 7798.5904 | 0 | 0 | 0 | 5.0533 | 5.2333e-10 |  | 0 | 0 | 0 | 0 | 0 | 0 | 0 | 0 | 0 | 0 | 2.6446e-09 | Column30: 2.6446e-09 | [29 empty] | 7.3.2.1.3 Advanced weather monitoring and weather stations Weather StationsWLDFRElectric Reliability | WLDFR | HFTD - Transmission - Tier 3 - 230 kV or Higher | Non-Red Flag Warning - Large Fires | 2027 | Electric Reliability | 0.71896 | 557.6 | 2027 | Mitigation | 0.011149 | 10 | 0 | esc | 0.011149 | 0.0080156 | 0.011149 | 0.0080156 | 0.011149 | 0.0080156 | 0.011149 | 0.0080156
[79 empty] | WLDFR | HFTD - Distribution - Zone 1 - 5QU CoRE ¦ 4QU LoRE | Seismic - Red Flag Warning - Catastrophic Fires | 2020 | 0 | 0 | 0 | 0 | 21083.8428 | 409.2237 | 13469.0878 | 7205.5313 | 4.5624 | 0 | 0 | 0 | 2.2571e-08 |  | 0 | 1.0298e-07 | 1.0298e-07 | 0 | 0 | 0 | 0 | 0 | 0 | 0 | 0 | Column30: 0 | [29 empty] | 7.3.2.1.3 Advanced weather monitoring and weather stations Weather StationsWLDFRElectric Reliability | WLDFR | HFTD - Transmission - Tier 3 - 230 kV or Higher | Non-Red Flag Warning - Large Fires | 2028 | Electric Reliability | 0.74734 | 557.6 | 2028 | Mitigation | 0.011149 | 10 | 0 | esc | 0.011149 | 0.0083319 | 0.011149 | 0.0083319 | 0.011149 | 0.0083319 | 0.011149 | 0.0083319
[79 empty] | WLDFR | HFTD - Distribution - Zone 1 - 5QU CoRE ¦ 4QU LoRE | Seismic - Red Flag Warning - Catastrophic Fires | 2021 | 0 | 0 | 0 | 0 | 21083.8428 | 409.2237 | 13469.0878 | 7205.5313 | 4.5624 | 4.5624 | 0 | 0 | 2.2571e-08 |  | 0 | 1.0298e-07 | 1.0298e-07 | 0 | 1.0298e-07 | 1.0298e-07 | 0 | 0 | 0 | 0 | 0 | Column30: 0 | [29 empty] | 7.3.2.1.3 Advanced weather monitoring and weather stations Weather StationsWLDFRElectric Reliability | WLDFR | HFTD - Transmission - Tier 3 - 230 kV or Higher | Non-Red Flag Warning - Large Fires | 2029 | Electric Reliability | 0.74734 | 557.6 | 2029 | Mitigation | 0.011149 | 10 | 0 | esc | 0.011149 | 0.0083319 | 0.011149 | 0.0083319 | 0.011149 | 0.0083319 | 0.011149 | 0.0083319
[79 empty] | WLDFR | HFTD - Distribution - Zone 1 - 5QU CoRE ¦ 4QU LoRE | Seismic - Red Flag Warning - Catastrophic Fires | 2022 | 0 | 0 | 0 | 0 | 21083.8428 | 409.2237 | 13469.0878 | 7205.5313 | 4.5624 | 4.5624 | 4.5624 | 0 | 2.2571e-08 |  | 0 | 1.0298e-07 | 1.0298e-07 | 0 | 1.0298e-07 | 1.0298e-07 | 0 | 1.0298e-07 | 1.0298e-07 | 0 | 0 | Column30: 0 | [29 empty] | 7.3.2.1.3 Advanced weather monitoring and weather stations Weather StationsWLDFRElectric Reliability | WLDFR | HFTD - Transmission - Tier 3 - 230 kV or Higher | Non-Red Flag Warning - Large Fires | 2030 | Electric Reliability | 0.74734 | 557.6 | 2030 | Mitigation | 0.011149 | 10 | 0 | esc | 0 | 0 | 0.011149 | 0.0083319 | 0.011149 | 0.0083319 | 0.011149 | 0.0083319
[79 empty] | WLDFR | HFTD - Distribution - Zone 1 - 5QU CoRE ¦ 4QU LoRE | Seismic - Red Flag Warning - Catastrophic Fires | 2023 | 0 | 0 | 0 | 0 | 21835.9781 | 428.6023 | 13939.561 | 7467.8148 | 4.7784 | 4.7784 | 4.7784 | 4.7784 | 2.2571e-08 |  | 0 | 1.0785e-07 | 1.0785e-07 | 0 | 1.0785e-07 | 1.0785e-07 | 0 | 1.0785e-07 | 1.0785e-07 | 0 | 1.0785e-07 | Column30: 1.0785e-07 | [29 empty] | 7.3.2.1.3 Advanced weather monitoring and weather stations Weather StationsWLDFRElectric Reliability | WLDFR | HFTD - Transmission - Tier 3 - 230 kV or Higher | Non-Red Flag Warning - Large Fires | 2031 | Electric Reliability | 0.74734 | 557.6 | 2031 | Mitigation | 0.011149 | 10 | 0 | esc | 0 | 0 | 0 | 0 | 0.011149 | 0.0083319 | 0.011149 | 0.0083319
[79 empty] | WLDFR | HFTD - Distribution - Zone 1 - 5QU CoRE ¦ 4QU LoRE | Seismic - Red Flag Warning - Catastrophic Fires | 2024 | 0 | 0 | 0 | 0 | 21835.9781 | 428.6023 | 13939.561 | 7467.8148 | 4.7784 | 4.7784 | 4.7784 | 4.7784 | 2.2571e-08 |  | 0 | 1.0785e-07 | 1.0785e-07 | 0 | 1.0785e-07 | 1.0785e-07 | 0 | 1.0785e-07 | 1.0785e-07 | 0 | 1.0785e-07 | Column30: 1.0785e-07 | [29 empty] | 7.3.2.1.3 Advanced weather monitoring and weather stations Weather StationsWLDFRElectric Reliability | WLDFR | HFTD - Transmission - Tier 3 - 230 kV or Higher | Non-Red Flag Warning - Large Fires | 2032 | Electric Reliability | 0.74734 | 557.6 | 2032 | Mitigation | 0.011149 | 10 | 0 | esc | 0 | 0 | 0 | 0 | 0 | 0 | 0.011149 | 0.0083319
[79 empty] | WLDFR | HFTD - Distribution - Zone 1 - 5QU CoRE ¦ 4QU LoRE | Seismic - Red Flag Warning - Catastrophic Fires | 2025 | 0 | 0 | 0 | 0 | 21835.9781 | 428.6023 | 13939.561 | 7467.8148 | 4.7784 | 4.7784 | 4.7784 | 4.7784 | 2.2571e-08 |  | 0 | 1.0785e-07 | 1.0785e-07 | 0 | 1.0785e-07 | 1.0785e-07 | 0 | 1.0785e-07 | 1.0785e-07 | 0 | 1.0785e-07 | Column30: 1.0785e-07 | [29 empty] | 7.3.2.1.3 Advanced weather monitoring and weather stations Weather StationsWLDFRElectric Reliability | WLDFR | HFTD - Transmission - Tier 3 - 230 kV or Higher | Non-Red Flag Warning - Small Fires | 2021 | Electric Reliability | 0.036425 | 557.6 | 2021 | Mitigation | 0.011149 | 10 | 0 | esc | 0.011149 | 0.0004061 | 0.011149 | 0.0004061 | 0 | 0 | 0 | 0
[79 empty] | WLDFR | HFTD - Distribution - Zone 1 - 5QU CoRE ¦ 4QU LoRE | Seismic - Red Flag Warning - Catastrophic Fires | 2026 | 0 | 0 | 0 | 0 | 21835.9781 | 428.6023 | 13939.561 | 7467.8148 | 4.7784 | 4.7784 | 4.7784 | 4.7784 | 2.2571e-08 |  | 0 | 1.0785e-07 | 1.0785e-07 | 0 | 1.0785e-07 | 1.0785e-07 | 0 | 1.0785e-07 | 1.0785e-07 | 0 | 1.0785e-07 | Column30: 1.0785e-07 | [29 empty] | 7.3.2.1.3 Advanced weather monitoring and weather stations Weather StationsWLDFRElectric Reliability | WLDFR | HFTD - Transmission - Tier 3 - 230 kV or Higher | Non-Red Flag Warning - Small Fires | 2022 | Electric Reliability | 0.036425 | 557.6 | 2022 | Mitigation | 0.011149 | 10 | 0 | esc | 0.011149 | 0.0004061 | 0.011149 | 0.0004061 | 0.011149 | 0.0004061 | 0 | 0
[79 empty] | WLDFR | HFTD - Distribution - Zone 1 - 5QU CoRE ¦ 4QU LoRE | Seismic - Red Flag Warning - Catastrophic Fires | 2027 | 0 | 0 | 0 | 0 | 21835.9781 | 428.6023 | 13939.561 | 7467.8148 | 4.7784 | 4.7784 | 4.7784 | 4.7784 | 2.2571e-08 |  | 0 | 1.0785e-07 | 1.0785e-07 | 0 | 1.0785e-07 | 1.0785e-07 | 0 | 1.0785e-07 | 1.0785e-07 | 0 | 1.0785e-07 | Column30: 1.0785e-07 | [29 empty] | 7.3.2.1.3 Advanced weather monitoring and weather stations Weather StationsWLDFRElectric Reliability | WLDFR | HFTD - Transmission - Tier 3 - 230 kV or Higher | Non-Red Flag Warning - Small Fires | 2023 | Electric Reliability | 0.03759 | 557.6 | 2023 | Mitigation | 0.011149 | 10 | 0 | esc | 0.011149 | 0.00041909 | 0.011149 | 0.00041909 | 0.011149 | 0.00041909 | 0.011149 | 0.00041909
[79 empty] | WLDFR | HFTD - Distribution - Zone 1 - 5QU CoRE ¦ 4QU LoRE | Seismic - Red Flag Warning - Catastrophic Fires | 2028 | 0 | 0 | 0 | 0 | 22783.187 | 453.261 | 14531.3357 | 7798.5904 | 5.0533 | 5.0533 | 5.0533 | 5.0533 | 2.2571e-08 |  | 0 | 1.1406e-07 | 1.1406e-07 | 0 | 1.1406e-07 | 1.1406e-07 | 0 | 1.1406e-07 | 1.1406e-07 | 0 | 1.1406e-07 | Column30: 1.1406e-07 | [29 empty] | 7.3.2.1.3 Advanced weather monitoring and weather stations Weather StationsWLDFRElectric Reliability | WLDFR | HFTD - Transmission - Tier 3 - 230 kV or Higher | Non-Red Flag Warning - Small Fires | 2024 | Electric Reliability | 0.03759 | 557.6 | 2024 | Mitigation | 0.011149 | 10 | 0 | esc | 0.011149 | 0.00041909 | 0.011149 | 0.00041909 | 0.011149 | 0.00041909 | 0.011149 | 0.00041909
[79 empty] | WLDFR | HFTD - Distribution - Zone 1 - 5QU CoRE ¦ 4QU LoRE | Seismic - Red Flag Warning - Catastrophic Fires | 2029 | 0 | 0 | 0 | 0 | 22783.187 | 453.261 | 14531.3357 | 7798.5904 | 5.0533 | 5.0533 | 5.0533 | 5.0533 | 2.2571e-08 |  | 0 | 1.1406e-07 | 1.1406e-07 | 0 | 1.1406e-07 | 1.1406e-07 | 0 | 1.1406e-07 | 1.1406e-07 | 0 | 1.1406e-07 | Column30: 1.1406e-07 | [29 empty] | 7.3.2.1.3 Advanced weather monitoring and weather stations Weather StationsWLDFRElectric Reliability | WLDFR | HFTD - Transmission - Tier 3 - 230 kV or Higher | Non-Red Flag Warning - Small Fires | 2025 | Electric Reliability | 0.03759 | 557.6 | 2025 | Mitigation | 0.011149 | 10 | 0 | esc | 0.011149 | 0.00041909 | 0.011149 | 0.00041909 | 0.011149 | 0.00041909 | 0.011149 | 0.00041909
[79 empty] | WLDFR | HFTD - Distribution - Zone 1 - 5QU CoRE ¦ 4QU LoRE | Seismic - Red Flag Warning - Catastrophic Fires | 2030 | 0 | 0 | 0 | 0 | 22783.187 | 453.261 | 14531.3357 | 7798.5904 | 0 | 5.0533 | 5.0533 | 5.0533 | 2.2571e-08 |  | 0 | 0 | 0 | 0 | 1.1406e-07 | 1.1406e-07 | 0 | 1.1406e-07 | 1.1406e-07 | 0 | 1.1406e-07 | Column30: 1.1406e-07 | [29 empty] | 7.3.2.1.3 Advanced weather monitoring and weather stations Weather StationsWLDFRElectric Reliability | WLDFR | HFTD - Transmission - Tier 3 - 230 kV or Higher | Non-Red Flag Warning - Small Fires | 2026 | Electric Reliability | 0.03759 | 557.6 | 2026 | Mitigation | 0.011149 | 10 | 0 | esc | 0.011149 | 0.00041909 | 0.011149 | 0.00041909 | 0.011149 | 0.00041909 | 0.011149 | 0.00041909
[79 empty] | WLDFR | HFTD - Distribution - Zone 1 - 5QU CoRE ¦ 4QU LoRE | Seismic - Red Flag Warning - Catastrophic Fires | 2031 | 0 | 0 | 0 | 0 | 22783.187 | 453.261 | 14531.3357 | 7798.5904 | 0 | 0 | 5.0533 | 5.0533 | 2.2571e-08 |  | 0 | 0 | 0 | 0 | 0 | 0 | 0 | 1.1406e-07 | 1.1406e-07 | 0 | 1.1406e-07 | Column30: 1.1406e-07 | [29 empty] | 7.3.2.1.3 Advanced weather monitoring and weather stations Weather StationsWLDFRElectric Reliability | WLDFR | HFTD - Transmission - Tier 3 - 230 kV or Higher | Non-Red Flag Warning - Small Fires | 2027 | Electric Reliability | 0.03759 | 557.6 | 2027 | Mitigation | 0.011149 | 10 | 0 | esc | 0.011149 | 0.00041909 | 0.011149 | 0.00041909 | 0.011149 | 0.00041909 | 0.011149 | 0.00041909
[79 empty] | WLDFR | HFTD - Distribution - Zone 1 - 5QU CoRE ¦ 4QU LoRE | Seismic - Red Flag Warning - Catastrophic Fires | 2032 | 0 | 0 | 0 | 0 | 22783.187 | 453.261 | 14531.3357 | 7798.5904 | 0 | 0 | 0 | 5.0533 | 2.2571e-08 |  | 0 | 0 | 0 | 0 | 0 | 0 | 0 | 0 | 0 | 0 | 1.1406e-07 | Column30: 1.1406e-07 | [29 empty] | 7.3.2.1.3 Advanced weather monitoring and weather stations Weather StationsWLDFRElectric Reliability | WLDFR | HFTD - Transmission - Tier 3 - 230 kV or Higher | Non-Red Flag Warning - Small Fires | 2028 | Electric Reliability | 0.039055 | 557.6 | 2028 | Mitigation | 0.011149 | 10 | 0 | esc | 0.011149 | 0.00043542 | 0.011149 | 0.00043542 | 0.011149 | 0.00043542 | 0.011149 | 0.00043542
[79 empty] | WLDFR | HFTD - Substation | Non-Red Flag Warning - Catastrophic Fires | 2020 | 0 | 0 | 0 | 0 | 14146.1306 | 222.2294 | 8585.7228 | 5338.1784 | 2.4776 | 0 | 0 | 0 | 9.7641e-05 |  | 0 | 0.00024192 | 0.00024192 | 0 | 0 | 0 | 0 | 0 | 0 | 0 | 0 | Column30: 0 | [29 empty] | 7.3.2.1.3 Advanced weather monitoring and weather stations Weather StationsWLDFRElectric Reliability | WLDFR | HFTD - Transmission - Tier 3 - 230 kV or Higher | Non-Red Flag Warning - Small Fires | 2029 | Electric Reliability | 0.039055 | 557.6 | 2029 | Mitigation | 0.011149 | 10 | 0 | esc | 0.011149 | 0.00043542 | 0.011149 | 0.00043542 | 0.011149 | 0.00043542 | 0.011149 | 0.00043542
[79 empty] | WLDFR | HFTD - Substation | Non-Red Flag Warning - Catastrophic Fires | 2021 | 0 | 0 | 0 | 0 | 14146.1306 | 222.2294 | 8585.7228 | 5338.1784 | 2.4776 | 2.4776 | 0 | 0 | 9.7641e-05 |  | 0 | 0.00024192 | 0.00024192 | 0 | 0.00024192 | 0.00024192 | 0 | 0 | 0 | 0 | 0 | Column30: 0 | [29 empty] | 7.3.2.1.3 Advanced weather monitoring and weather stations Weather StationsWLDFRElectric Reliability | WLDFR | HFTD - Transmission - Tier 3 - 230 kV or Higher | Non-Red Flag Warning - Small Fires | 2030 | Electric Reliability | 0.039055 | 557.6 | 2030 | Mitigation | 0.011149 | 10 | 0 | esc | 0 | 0 | 0.011149 | 0.00043542 | 0.011149 | 0.00043542 | 0.011149 | 0.00043542
[79 empty] | WLDFR | HFTD - Substation | Non-Red Flag Warning - Catastrophic Fires | 2022 | 0 | 0 | 0 | 0 | 14146.1306 | 222.2294 | 8585.7228 | 5338.1784 | 2.4776 | 2.4776 | 2.4776 | 0 | 9.7641e-05 |  | 0 | 0.00024192 | 0.00024192 | 0 | 0.00024192 | 0.00024192 | 0 | 0.00024192 | 0.00024192 | 0 | 0 | Column30: 0 | [29 empty] | 7.3.2.1.3 Advanced weather monitoring and weather stations Weather StationsWLDFRElectric Reliability | WLDFR | HFTD - Transmission - Tier 3 - 230 kV or Higher | Non-Red Flag Warning - Small Fires | 2031 | Electric Reliability | 0.039055 | 557.6 | 2031 | Mitigation | 0.011149 | 10 | 0 | esc | 0 | 0 | 0 | 0 | 0.011149 | 0.00043542 | 0.011149 | 0.00043542
[79 empty] | WLDFR | HFTD - Substation | Non-Red Flag Warning - Catastrophic Fires | 2023 | 0 | 0 | 0 | 0 | 14664.6376 | 233.2301 | 8896.516 | 5534.8915 | 2.6002 | 2.6002 | 2.6002 | 2.6002 | 9.7641e-05 |  | 0 | 0.00025389 | 0.00025389 | 0 | 0.00025389 | 0.00025389 | 0 | 0.00025389 | 0.00025389 | 0 | 0.00025389 | Column30: 0.00025389 | [29 empty] | 7.3.2.1.3 Advanced weather monitoring and weather stations Weather StationsWLDFRElectric Reliability | WLDFR | HFTD - Transmission - Tier 3 - 230 kV or Higher | Non-Red Flag Warning - Small Fires | 2032 | Electric Reliability | 0.039055 | 557.6 | 2032 | Mitigation | 0.011149 | 10 | 0 | esc | 0 | 0 | 0 | 0 | 0 | 0 | 0.011149 | 0.00043542
[79 empty] | WLDFR | HFTD - Substation | Non-Red Flag Warning - Catastrophic Fires | 2024 | 0 | 0 | 0 | 0 | 14664.6376 | 233.2301 | 8896.516 | 5534.8915 | 2.6002 | 2.6002 | 2.6002 | 2.6002 | 9.7641e-05 |  | 0 | 0.00025389 | 0.00025389 | 0 | 0.00025389 | 0.00025389 | 0 | 0.00025389 | 0.00025389 | 0 | 0.00025389 | Column30: 0.00025389 | [29 empty] | 7.3.2.1.3 Advanced weather monitoring and weather stations Weather StationsWLDFRElectric Reliability | WLDFR | HFTD - Transmission - Tier 3 - 230 kV or Higher | Red Flag Warning - Catastrophic Fires | 2021 | Electric Reliability | 222.2294 | 557.6 | 2021 | Mitigation | 0.011149 | 10 | 0 | esc | 0.011149 | 2.4776 | 0.011149 | 2.4776 | 0 | 0 | 0 | 0
[79 empty] | WLDFR | HFTD - Substation | Non-Red Flag Warning - Catastrophic Fires | 2025 | 0 | 0 | 0 | 0 | 14664.6376 | 233.2301 | 8896.516 | 5534.8915 | 2.6002 | 2.6002 | 2.6002 | 2.6002 | 9.7641e-05 |  | 0 | 0.00025389 | 0.00025389 | 0 | 0.00025389 | 0.00025389 | 0 | 0.00025389 | 0.00025389 | 0 | 0.00025389 | Column30: 0.00025389 | [29 empty] | 7.3.2.1.3 Advanced weather monitoring and weather stations Weather StationsWLDFRElectric Reliability | WLDFR | HFTD - Transmission - Tier 3 - 230 kV or Higher | Red Flag Warning - Catastrophic Fires | 2022 | Electric Reliability | 222.2294 | 557.6 | 2022 | Mitigation | 0.011149 | 10 | 0 | esc | 0.011149 | 2.4776 | 0.011149 | 2.4776 | 0.011149 | 2.4776 | 0 | 0
[79 empty] | WLDFR | HFTD - Substation | Non-Red Flag Warning - Catastrophic Fires | 2026 | 0 | 0 | 0 | 0 | 14664.6376 | 233.2301 | 8896.516 | 5534.8915 | 2.6002 | 2.6002 | 2.6002 | 2.6002 | 9.7641e-05 |  | 0 | 0.00025389 | 0.00025389 | 0 | 0.00025389 | 0.00025389 | 0 | 0.00025389 | 0.00025389 | 0 | 0.00025389 | Column30: 0.00025389 | [29 empty] | 7.3.2.1.3 Advanced weather monitoring and weather stations Weather StationsWLDFRElectric Reliability | WLDFR | HFTD - Transmission - Tier 3 - 230 kV or Higher | Red Flag Warning - Catastrophic Fires | 2023 | Electric Reliability | 233.2301 | 557.6 | 2023 | Mitigation | 0.011149 | 10 | 0 | esc | 0.011149 | 2.6002 | 0.011149 | 2.6002 | 0.011149 | 2.6002 | 0.011149 | 2.6002
[79 empty] | WLDFR | HFTD - Substation | Non-Red Flag Warning - Catastrophic Fires | 2027 | 0 | 0 | 0 | 0 | 14664.6376 | 233.2301 | 8896.516 | 5534.8915 | 2.6002 | 2.6002 | 2.6002 | 2.6002 | 9.7641e-05 |  | 0 | 0.00025389 | 0.00025389 | 0 | 0.00025389 | 0.00025389 | 0 | 0.00025389 | 0.00025389 | 0 | 0.00025389 | Column30: 0.00025389 | [29 empty] | 7.3.2.1.3 Advanced weather monitoring and weather stations Weather StationsWLDFRElectric Reliability | WLDFR | HFTD - Transmission - Tier 3 - 230 kV or Higher | Red Flag Warning - Catastrophic Fires | 2024 | Electric Reliability | 233.2301 | 557.6 | 2024 | Mitigation | 0.011149 | 10 | 0 | esc | 0.011149 | 2.6002 | 0.011149 | 2.6002 | 0.011149 | 2.6002 | 0.011149 | 2.6002
[79 empty] | WLDFR | HFTD - Substation | Non-Red Flag Warning - Catastrophic Fires | 2028 | 0 | 0 | 0 | 0 | 15317.9909 | 247.273 | 9287.6491 | 5783.0689 | 2.7568 | 2.7568 | 2.7568 | 2.7568 | 9.7641e-05 |  | 0 | 0.00026918 | 0.00026918 | 0 | 0.00026918 | 0.00026918 | 0 | 0.00026918 | 0.00026918 | 0 | 0.00026918 | Column30: 0.00026918 | [29 empty] | 7.3.2.1.3 Advanced weather monitoring and weather stations Weather StationsWLDFRElectric Reliability | WLDFR | HFTD - Transmission - Tier 3 - 230 kV or Higher | Red Flag Warning - Catastrophic Fires | 2025 | Electric Reliability | 233.2301 | 557.6 | 2025 | Mitigation | 0.011149 | 10 | 0 | esc | 0.011149 | 2.6002 | 0.011149 | 2.6002 | 0.011149 | 2.6002 | 0.011149 | 2.6002
[79 empty] | WLDFR | HFTD - Substation | Non-Red Flag Warning - Catastrophic Fires | 2029 | 0 | 0 | 0 | 0 | 15317.9909 | 247.273 | 9287.6491 | 5783.0689 | 2.7568 | 2.7568 | 2.7568 | 2.7568 | 9.7641e-05 |  | 0 | 0.00026918 | 0.00026918 | 0 | 0.00026918 | 0.00026918 | 0 | 0.00026918 | 0.00026918 | 0 | 0.00026918 | Column30: 0.00026918 | [29 empty] | 7.3.2.1.3 Advanced weather monitoring and weather stations Weather StationsWLDFRElectric Reliability | WLDFR | HFTD - Transmission - Tier 3 - 230 kV or Higher | Red Flag Warning - Catastrophic Fires | 2026 | Electric Reliability | 233.2301 | 557.6 | 2026 | Mitigation | 0.011149 | 10 | 0 | esc | 0.011149 | 2.6002 | 0.011149 | 2.6002 | 0.011149 | 2.6002 | 0.011149 | 2.6002
[79 empty] | WLDFR | HFTD - Substation | Non-Red Flag Warning - Catastrophic Fires | 2030 | 0 | 0 | 0 | 0 | 15317.9909 | 247.273 | 9287.6491 | 5783.0689 | 0 | 2.7568 | 2.7568 | 2.7568 | 9.7641e-05 |  | 0 | 0 | 0 | 0 | 0.00026918 | 0.00026918 | 0 | 0.00026918 | 0.00026918 | 0 | 0.00026918 | Column30: 0.00026918 | [29 empty] | 7.3.2.1.3 Advanced weather monitoring and weather stations Weather StationsWLDFRElectric Reliability | WLDFR | HFTD - Transmission - Tier 3 - 230 kV or Higher | Red Flag Warning - Catastrophic Fires | 2027 | Electric Reliability | 233.2301 | 557.6 | 2027 | Mitigation | 0.011149 | 10 | 0 | esc | 0.011149 | 2.6002 | 0.011149 | 2.6002 | 0.011149 | 2.6002 | 0.011149 | 2.6002
[79 empty] | WLDFR | HFTD - Substation | Non-Red Flag Warning - Catastrophic Fires | 2031 | 0 | 0 | 0 | 0 | 15317.9909 | 247.273 | 9287.6491 | 5783.0689 | 0 | 0 | 2.7568 | 2.7568 | 9.7641e-05 |  | 0 | 0 | 0 | 0 | 0 | 0 | 0 | 0.00026918 | 0.00026918 | 0 | 0.00026918 | Column30: 0.00026918 | [29 empty] | 7.3.2.1.3 Advanced weather monitoring and weather stations Weather StationsWLDFRElectric Reliability | WLDFR | HFTD - Transmission - Tier 3 - 230 kV or Higher | Red Flag Warning - Catastrophic Fires | 2028 | Electric Reliability | 247.273 | 557.6 | 2028 | Mitigation | 0.011149 | 10 | 0 | esc | 0.011149 | 2.7568 | 0.011149 | 2.7568 | 0.011149 | 2.7568 | 0.011149 | 2.7568
[79 empty] | WLDFR | HFTD - Substation | Non-Red Flag Warning - Catastrophic Fires | 2032 | 0 | 0 | 0 | 0 | 15317.9909 | 247.273 | 9287.6491 | 5783.0689 | 0 | 0 | 0 | 2.7568 | 9.7641e-05 |  | 0 | 0 | 0 | 0 | 0 | 0 | 0 | 0 | 0 | 0 | 0.00026918 | Column30: 0.00026918 | [29 empty] | 7.3.2.1.3 Advanced weather monitoring and weather stations Weather StationsWLDFRElectric Reliability | WLDFR | HFTD - Transmission - Tier 3 - 230 kV or Higher | Red Flag Warning - Catastrophic Fires | 2029 | Electric Reliability | 247.273 | 557.6 | 2029 | Mitigation | 0.011149 | 10 | 0 | esc | 0.011149 | 2.7568 | 0.011149 | 2.7568 | 0.011149 | 2.7568 | 0.011149 | 2.7568
[79 empty] | WLDFR | HFTD - Substation | Non-Red Flag Warning - Destructive Fires | 2020 | 0 | 0 | 0 | 0 | 8807.9522 | 222.2294 | 8585.7228 | 0 | 2.4776 | 0 | 0 | 0 | 9.7641e-05 |  | 0 | 0.00024192 | 0.00024192 | 0 | 0 | 0 | 0 | 0 | 0 | 0 | 0 | Column30: 0 | [29 empty] | 7.3.2.1.3 Advanced weather monitoring and weather stations Weather StationsWLDFRElectric Reliability | WLDFR | HFTD - Transmission - Tier 3 - 230 kV or Higher | Red Flag Warning - Catastrophic Fires | 2030 | Electric Reliability | 247.273 | 557.6 | 2030 | Mitigation | 0.011149 | 10 | 0 | esc | 0 | 0 | 0.011149 | 2.7568 | 0.011149 | 2.7568 | 0.011149 | 2.7568
[79 empty] | WLDFR | HFTD - Substation | Non-Red Flag Warning - Destructive Fires | 2021 | 0 | 0 | 0 | 0 | 8807.9522 | 222.2294 | 8585.7228 | 0 | 2.4776 | 2.4776 | 0 | 0 | 9.7641e-05 |  | 0 | 0.00024192 | 0.00024192 | 0 | 0.00024192 | 0.00024192 | 0 | 0 | 0 | 0 | 0 | Column30: 0 | [29 empty] | 7.3.2.1.3 Advanced weather monitoring and weather stations Weather StationsWLDFRElectric Reliability | WLDFR | HFTD - Transmission - Tier 3 - 230 kV or Higher | Red Flag Warning - Catastrophic Fires | 2031 | Electric Reliability | 247.273 | 557.6 | 2031 | Mitigation | 0.011149 | 10 | 0 | esc | 0 | 0 | 0 | 0 | 0.011149 | 2.7568 | 0.011149 | 2.7568
[79 empty] | WLDFR | HFTD - Substation | Non-Red Flag Warning - Destructive Fires | 2022 | 0 | 0 | 0 | 0 | 8807.9522 | 222.2294 | 8585.7228 | 0 | 2.4776 | 2.4776 | 2.4776 | 0 | 9.7641e-05 |  | 0 | 0.00024192 | 0.00024192 | 0 | 0.00024192 | 0.00024192 | 0 | 0.00024192 | 0.00024192 | 0 | 0 | Column30: 0 | [29 empty] | 7.3.2.1.3 Advanced weather monitoring and weather stations Weather StationsWLDFRElectric Reliability | WLDFR | HFTD - Transmission - Tier 3 - 230 kV or Higher | Red Flag Warning - Catastrophic Fires | 2032 | Electric Reliability | 247.273 | 557.6 | 2032 | Mitigation | 0.011149 | 10 | 0 | esc | 0 | 0 | 0 | 0 | 0 | 0 | 0.011149 | 2.7568
[79 empty] | WLDFR | HFTD - Substation | Non-Red Flag Warning - Destructive Fires | 2023 | 0 | 0 | 0 | 0 | 9129.7461 | 233.2301 | 8896.516 | 0 | 2.6002 | 2.6002 | 2.6002 | 2.6002 | 9.7641e-05 |  | 0 | 0.00025389 | 0.00025389 | 0 | 0.00025389 | 0.00025389 | 0 | 0.00025389 | 0.00025389 | 0 | 0.00025389 | Column30: 0.00025389 | [29 empty] | 7.3.2.1.3 Advanced weather monitoring and weather stations Weather StationsWLDFRElectric Reliability | WLDFR | HFTD - Transmission - Tier 3 - 230 kV or Higher | Red Flag Warning - Destructive Fires | 2021 | Electric Reliability | 222.2294 | 557.6 | 2021 | Mitigation | 0.011149 | 10 | 0 | esc | 0.011149 | 2.4776 | 0.011149 | 2.4776 | 0 | 0 | 0 | 0
[79 empty] | WLDFR | HFTD - Substation | Non-Red Flag Warning - Destructive Fires | 2024 | 0 | 0 | 0 | 0 | 9129.7461 | 233.2301 | 8896.516 | 0 | 2.6002 | 2.6002 | 2.6002 | 2.6002 | 9.7641e-05 |  | 0 | 0.00025389 | 0.00025389 | 0 | 0.00025389 | 0.00025389 | 0 | 0.00025389 | 0.00025389 | 0 | 0.00025389 | Column30: 0.00025389 | [29 empty] | 7.3.2.1.3 Advanced weather monitoring and weather stations Weather StationsWLDFRElectric Reliability | WLDFR | HFTD - Transmission - Tier 3 - 230 kV or Higher | Red Flag Warning - Destructive Fires | 2022 | Electric Reliability | 222.2294 | 557.6 | 2022 | Mitigation | 0.011149 | 10 | 0 | esc | 0.011149 | 2.4776 | 0.011149 | 2.4776 | 0.011149 | 2.4776 | 0 | 0
[79 empty] | WLDFR | HFTD - Substation | Non-Red Flag Warning - Destructive Fires | 2025 | 0 | 0 | 0 | 0 | 9129.7461 | 233.2301 | 8896.516 | 0 | 2.6002 | 2.6002 | 2.6002 | 2.6002 | 9.7641e-05 |  | 0 | 0.00025389 | 0.00025389 | 0 | 0.00025389 | 0.00025389 | 0 | 0.00025389 | 0.00025389 | 0 | 0.00025389 | Column30: 0.00025389 | [29 empty] | 7.3.2.1.3 Advanced weather monitoring and weather stations Weather StationsWLDFRElectric Reliability | WLDFR | HFTD - Transmission - Tier 3 - 230 kV or Higher | Red Flag Warning - Destructive Fires | 2023 | Electric Reliability | 233.2301 | 557.6 | 2023 | Mitigation | 0.011149 | 10 | 0 | esc | 0.011149 | 2.6002 | 0.011149 | 2.6002 | 0.011149 | 2.6002 | 0.011149 | 2.6002
[79 empty] | WLDFR | HFTD - Substation | Non-Red Flag Warning - Destructive Fires | 2026 | 0 | 0 | 0 | 0 | 9129.7461 | 233.2301 | 8896.516 | 0 | 2.6002 | 2.6002 | 2.6002 | 2.6002 | 9.7641e-05 |  | 0 | 0.00025389 | 0.00025389 | 0 | 0.00025389 | 0.00025389 | 0 | 0.00025389 | 0.00025389 | 0 | 0.00025389 | Column30: 0.00025389 | [29 empty] | 7.3.2.1.3 Advanced weather monitoring and weather stations Weather StationsWLDFRElectric Reliability | WLDFR | HFTD - Transmission - Tier 3 - 230 kV or Higher | Red Flag Warning - Destructive Fires | 2024 | Electric Reliability | 233.2301 | 557.6 | 2024 | Mitigation | 0.011149 | 10 | 0 | esc | 0.011149 | 2.6002 | 0.011149 | 2.6002 | 0.011149 | 2.6002 | 0.011149 | 2.6002
[79 empty] | WLDFR | HFTD - Substation | Non-Red Flag Warning - Destructive Fires | 2027 | 0 | 0 | 0 | 0 | 9129.7461 | 233.2301 | 8896.516 | 0 | 2.6002 | 2.6002 | 2.6002 | 2.6002 | 9.7641e-05 |  | 0 | 0.00025389 | 0.00025389 | 0 | 0.00025389 | 0.00025389 | 0 | 0.00025389 | 0.00025389 | 0 | 0.00025389 | Column30: 0.00025389 | [29 empty] | 7.3.2.1.3 Advanced weather monitoring and weather stations Weather StationsWLDFRElectric Reliability | WLDFR | HFTD - Transmission - Tier 3 - 230 kV or Higher | Red Flag Warning - Destructive Fires | 2025 | Electric Reliability | 233.2301 | 557.6 | 2025 | Mitigation | 0.011149 | 10 | 0 | esc | 0.011149 | 2.6002 | 0.011149 | 2.6002 | 0.011149 | 2.6002 | 0.011149 | 2.6002
[79 empty] | WLDFR | HFTD - Substation | Non-Red Flag Warning - Destructive Fires | 2028 | 0 | 0 | 0 | 0 | 9534.9221 | 247.273 | 9287.6491 | 0 | 2.7568 | 2.7568 | 2.7568 | 2.7568 | 9.7641e-05 |  | 0 | 0.00026918 | 0.00026918 | 0 | 0.00026918 | 0.00026918 | 0 | 0.00026918 | 0.00026918 | 0 | 0.00026918 | Column30: 0.00026918 | [29 empty] | 7.3.2.1.3 Advanced weather monitoring and weather stations Weather StationsWLDFRElectric Reliability | WLDFR | HFTD - Transmission - Tier 3 - 230 kV or Higher | Red Flag Warning - Destructive Fires | 2026 | Electric Reliability | 233.2301 | 557.6 | 2026 | Mitigation | 0.011149 | 10 | 0 | esc | 0.011149 | 2.6002 | 0.011149 | 2.6002 | 0.011149 | 2.6002 | 0.011149 | 2.6002
[79 empty] | WLDFR | HFTD - Substation | Non-Red Flag Warning - Destructive Fires | 2029 | 0 | 0 | 0 | 0 | 9534.9221 | 247.273 | 9287.6491 | 0 | 2.7568 | 2.7568 | 2.7568 | 2.7568 | 9.7641e-05 |  | 0 | 0.00026918 | 0.00026918 | 0 | 0.00026918 | 0.00026918 | 0 | 0.00026918 | 0.00026918 | 0 | 0.00026918 | Column30: 0.00026918 | [29 empty] | 7.3.2.1.3 Advanced weather monitoring and weather stations Weather StationsWLDFRElectric Reliability | WLDFR | HFTD - Transmission - Tier 3 - 230 kV or Higher | Red Flag Warning - Destructive Fires | 2027 | Electric Reliability | 233.2301 | 557.6 | 2027 | Mitigation | 0.011149 | 10 | 0 | esc | 0.011149 | 2.6002 | 0.011149 | 2.6002 | 0.011149 | 2.6002 | 0.011149 | 2.6002
[79 empty] | WLDFR | HFTD - Substation | Non-Red Flag Warning - Destructive Fires | 2030 | 0 | 0 | 0 | 0 | 9534.9221 | 247.273 | 9287.6491 | 0 | 0 | 2.7568 | 2.7568 | 2.7568 | 9.7641e-05 |  | 0 | 0 | 0 | 0 | 0.00026918 | 0.00026918 | 0 | 0.00026918 | 0.00026918 | 0 | 0.00026918 | Column30: 0.00026918 | [29 empty] | 7.3.2.1.3 Advanced weather monitoring and weather stations Weather StationsWLDFRElectric Reliability | WLDFR | HFTD - Transmission - Tier 3 - 230 kV or Higher | Red Flag Warning - Destructive Fires | 2028 | Electric Reliability | 247.273 | 557.6 | 2028 | Mitigation | 0.011149 | 10 | 0 | esc | 0.011149 | 2.7568 | 0.011149 | 2.7568 | 0.011149 | 2.7568 | 0.011149 | 2.7568
[79 empty] | WLDFR | HFTD - Substation | Non-Red Flag Warning - Destructive Fires | 2031 | 0 | 0 | 0 | 0 | 9534.9221 | 247.273 | 9287.6491 | 0 | 0 | 0 | 2.7568 | 2.7568 | 9.7641e-05 |  | 0 | 0 | 0 | 0 | 0 | 0 | 0 | 0.00026918 | 0.00026918 | 0 | 0.00026918 | Column30: 0.00026918 | [29 empty] | 7.3.2.1.3 Advanced weather monitoring and weather stations Weather StationsWLDFRElectric Reliability | WLDFR | HFTD - Transmission - Tier 3 - 230 kV or Higher | Red Flag Warning - Destructive Fires | 2029 | Electric Reliability | 247.273 | 557.6 | 2029 | Mitigation | 0.011149 | 10 | 0 | esc | 0.011149 | 2.7568 | 0.011149 | 2.7568 | 0.011149 | 2.7568 | 0.011149 | 2.7568
[79 empty] | WLDFR | HFTD - Substation | Non-Red Flag Warning - Destructive Fires | 2032 | 0 | 0 | 0 | 0 | 9534.9221 | 247.273 | 9287.6491 | 0 | 0 | 0 | 0 | 2.7568 | 9.7641e-05 |  | 0 | 0 | 0 | 0 | 0 | 0 | 0 | 0 | 0 | 0 | 0.00026918 | Column30: 0.00026918 | [29 empty] | 7.3.2.1.3 Advanced weather monitoring and weather stations Weather StationsWLDFRElectric Reliability | WLDFR | HFTD - Transmission - Tier 3 - 230 kV or Higher | Red Flag Warning - Destructive Fires | 2030 | Electric Reliability | 247.273 | 557.6 | 2030 | Mitigation | 0.011149 | 10 | 0 | esc | 0 | 0 | 0.011149 | 2.7568 | 0.011149 | 2.7568 | 0.011149 | 2.7568
[79 empty] | WLDFR | HFTD - Substation | Non-Red Flag Warning - Large Fires | 2020 | 0 | 0 | 0 | 0 | 5.2406 | 0.69642 | 2.942 | 1.6022 | 0.0077642 | 0 | 0 | 0 | 0.00087877 |  | 0 | 6.823e-06 | 6.823e-06 | 0 | 0 | 0 | 0 | 0 | 0 | 0 | 0 | Column30: 0 | [29 empty] | 7.3.2.1.3 Advanced weather monitoring and weather stations Weather StationsWLDFRElectric Reliability | WLDFR | HFTD - Transmission - Tier 3 - 230 kV or Higher | Red Flag Warning - Destructive Fires | 2031 | Electric Reliability | 247.273 | 557.6 | 2031 | Mitigation | 0.011149 | 10 | 0 | esc | 0 | 0 | 0 | 0 | 0.011149 | 2.7568 | 0.011149 | 2.7568
[79 empty] | WLDFR | HFTD - Substation | Non-Red Flag Warning - Large Fires | 2021 | 0 | 0 | 0 | 0 | 5.2406 | 0.69642 | 2.942 | 1.6022 | 0.0077642 | 0.0077642 | 0 | 0 | 0.00087877 |  | 0 | 6.823e-06 | 6.823e-06 | 0 | 6.823e-06 | 6.823e-06 | 0 | 0 | 0 | 0 | 0 | Column30: 0 | [29 empty] | 7.3.2.1.3 Advanced weather monitoring and weather stations Weather StationsWLDFRElectric Reliability | WLDFR | HFTD - Transmission - Tier 3 - 230 kV or Higher | Red Flag Warning - Destructive Fires | 2032 | Electric Reliability | 247.273 | 557.6 | 2032 | Mitigation | 0.011149 | 10 | 0 | esc | 0 | 0 | 0 | 0 | 0 | 0 | 0.011149 | 2.7568
[79 empty] | WLDFR | HFTD - Substation | Non-Red Flag Warning - Large Fires | 2022 | 0 | 0 | 0 | 0 | 5.2406 | 0.69642 | 2.942 | 1.6022 | 0.0077642 | 0.0077642 | 0.0077642 | 0 | 0.00087877 |  | 0 | 6.823e-06 | 6.823e-06 | 0 | 6.823e-06 | 6.823e-06 | 0 | 6.823e-06 | 6.823e-06 | 0 | 0 | Column30: 0 | [29 empty] | 7.3.2.1.3 Advanced weather monitoring and weather stations Weather StationsWLDFRElectric Reliability | WLDFR | HFTD - Transmission - Tier 3 - 230 kV or Higher | Red Flag Warning - Large Fires | 2021 | Electric Reliability | 0.69642 | 557.6 | 2021 | Mitigation | 0.011149 | 10 | 0 | esc | 0.011149 | 0.0077642 | 0.011149 | 0.0077642 | 0 | 0 | 0 | 0
[79 empty] | WLDFR | HFTD - Substation | Non-Red Flag Warning - Large Fires | 2023 | 0 | 0 | 0 | 0 | 5.475 | 0.71896 | 3.0715 | 1.6846 | 0.0080156 | 0.0080156 | 0.0080156 | 0.0080156 | 0.00087877 |  | 0 | 7.0438e-06 | 7.0438e-06 | 0 | 7.0438e-06 | 7.0438e-06 | 0 | 7.0438e-06 | 7.0438e-06 | 0 | 7.0438e-06 | Column30: 7.0438e-06 | [29 empty] | 7.3.2.1.3 Advanced weather monitoring and weather stations Weather StationsWLDFRElectric Reliability | WLDFR | HFTD - Transmission - Tier 3 - 230 kV or Higher | Red Flag Warning - Large Fires | 2022 | Electric Reliability | 0.69642 | 557.6 | 2022 | Mitigation | 0.011149 | 10 | 0 | esc | 0.011149 | 0.0077642 | 0.011149 | 0.0077642 | 0.011149 | 0.0077642 | 0 | 0
[79 empty] | WLDFR | HFTD - Substation | Non-Red Flag Warning - Large Fires | 2024 | 0 | 0 | 0 | 0 | 5.475 | 0.71896 | 3.0715 | 1.6846 | 0.0080156 | 0.0080156 | 0.0080156 | 0.0080156 | 0.00087877 |  | 0 | 7.0438e-06 | 7.0438e-06 | 0 | 7.0438e-06 | 7.0438e-06 | 0 | 7.0438e-06 | 7.0438e-06 | 0 | 7.0438e-06 | Column30: 7.0438e-06 | [29 empty] | 7.3.2.1.3 Advanced weather monitoring and weather stations Weather StationsWLDFRElectric Reliability | WLDFR | HFTD - Transmission - Tier 3 - 230 kV or Higher | Red Flag Warning - Large Fires | 2023 | Electric Reliability | 0.71896 | 557.6 | 2023 | Mitigation | 0.011149 | 10 | 0 | esc | 0.011149 | 0.0080156 | 0.011149 | 0.0080156 | 0.011149 | 0.0080156 | 0.011149 | 0.0080156
[79 empty] | WLDFR | HFTD - Substation | Non-Red Flag Warning - Large Fires | 2025 | 0 | 0 | 0 | 0 | 5.475 | 0.71896 | 3.0715 | 1.6846 | 0.0080156 | 0.0080156 | 0.0080156 | 0.0080156 | 0.00087877 |  | 0 | 7.0438e-06 | 7.0438e-06 | 0 | 7.0438e-06 | 7.0438e-06 | 0 | 7.0438e-06 | 7.0438e-06 | 0 | 7.0438e-06 | Column30: 7.0438e-06 | [29 empty] | 7.3.2.1.3 Advanced weather monitoring and weather stations Weather StationsWLDFRElectric Reliability | WLDFR | HFTD - Transmission - Tier 3 - 230 kV or Higher | Red Flag Warning - Large Fires | 2024 | Electric Reliability | 0.71896 | 557.6 | 2024 | Mitigation | 0.011149 | 10 | 0 | esc | 0.011149 | 0.0080156 | 0.011149 | 0.0080156 | 0.011149 | 0.0080156 | 0.011149 | 0.0080156
[79 empty] | WLDFR | HFTD - Substation | Non-Red Flag Warning - Large Fires | 2026 | 0 | 0 | 0 | 0 | 5.475 | 0.71896 | 3.0715 | 1.6846 | 0.0080156 | 0.0080156 | 0.0080156 | 0.0080156 | 0.00087877 |  | 0 | 7.0438e-06 | 7.0438e-06 | 0 | 7.0438e-06 | 7.0438e-06 | 0 | 7.0438e-06 | 7.0438e-06 | 0 | 7.0438e-06 | Column30: 7.0438e-06 | [29 empty] | 7.3.2.1.3 Advanced weather monitoring and weather stations Weather StationsWLDFRElectric Reliability | WLDFR | HFTD - Transmission - Tier 3 - 230 kV or Higher | Red Flag Warning - Large Fires | 2025 | Electric Reliability | 0.71896 | 557.6 | 2025 | Mitigation | 0.011149 | 10 | 0 | esc | 0.011149 | 0.0080156 | 0.011149 | 0.0080156 | 0.011149 | 0.0080156 | 0.011149 | 0.0080156
[79 empty] | WLDFR | HFTD - Substation | Non-Red Flag Warning - Large Fires | 2027 | 0 | 0 | 0 | 0 | 5.475 | 0.71896 | 3.0715 | 1.6846 | 0.0080156 | 0.0080156 | 0.0080156 | 0.0080156 | 0.00087877 |  | 0 | 7.0438e-06 | 7.0438e-06 | 0 | 7.0438e-06 | 7.0438e-06 | 0 | 7.0438e-06 | 7.0438e-06 | 0 | 7.0438e-06 | Column30: 7.0438e-06 | [29 empty] | 7.3.2.1.3 Advanced weather monitoring and weather stations Weather StationsWLDFRElectric Reliability | WLDFR | HFTD - Transmission - Tier 3 - 230 kV or Higher | Red Flag Warning - Large Fires | 2026 | Electric Reliability | 0.71896 | 557.6 | 2026 | Mitigation | 0.011149 | 10 | 0 | esc | 0.011149 | 0.0080156 | 0.011149 | 0.0080156 | 0.011149 | 0.0080156 | 0.011149 | 0.0080156
[79 empty] | WLDFR | HFTD - Substation | Non-Red Flag Warning - Large Fires | 2028 | 0 | 0 | 0 | 0 | 5.777 | 0.74734 | 3.238 | 1.7917 | 0.0083319 | 0.0083319 | 0.0083319 | 0.0083319 | 0.00087877 |  | 0 | 7.3219e-06 | 7.3219e-06 | 0 | 7.3219e-06 | 7.3219e-06 | 0 | 7.3219e-06 | 7.3219e-06 | 0 | 7.3219e-06 | Column30: 7.3219e-06 | [29 empty] | 7.3.2.1.3 Advanced weather monitoring and weather stations Weather StationsWLDFRElectric Reliability | WLDFR | HFTD - Transmission - Tier 3 - 230 kV or Higher | Red Flag Warning - Large Fires | 2027 | Electric Reliability | 0.71896 | 557.6 | 2027 | Mitigation | 0.011149 | 10 | 0 | esc | 0.011149 | 0.0080156 | 0.011149 | 0.0080156 | 0.011149 | 0.0080156 | 0.011149 | 0.0080156
[79 empty] | WLDFR | HFTD - Substation | Non-Red Flag Warning - Large Fires | 2029 | 0 | 0 | 0 | 0 | 5.777 | 0.74734 | 3.238 | 1.7917 | 0.0083319 | 0.0083319 | 0.0083319 | 0.0083319 | 0.00087877 |  | 0 | 7.3219e-06 | 7.3219e-06 | 0 | 7.3219e-06 | 7.3219e-06 | 0 | 7.3219e-06 | 7.3219e-06 | 0 | 7.3219e-06 | Column30: 7.3219e-06 | [29 empty] | 7.3.2.1.3 Advanced weather monitoring and weather stations Weather StationsWLDFRElectric Reliability | WLDFR | HFTD - Transmission - Tier 3 - 230 kV or Higher | Red Flag Warning - Large Fires | 2028 | Electric Reliability | 0.74734 | 557.6 | 2028 | Mitigation | 0.011149 | 10 | 0 | esc | 0.011149 | 0.0083319 | 0.011149 | 0.0083319 | 0.011149 | 0.0083319 | 0.011149 | 0.0083319
[79 empty] | WLDFR | HFTD - Substation | Non-Red Flag Warning - Large Fires | 2030 | 0 | 0 | 0 | 0 | 5.777 | 0.74734 | 3.238 | 1.7917 | 0 | 0.0083319 | 0.0083319 | 0.0083319 | 0.00087877 |  | 0 | 0 | 0 | 0 | 7.3219e-06 | 7.3219e-06 | 0 | 7.3219e-06 | 7.3219e-06 | 0 | 7.3219e-06 | Column30: 7.3219e-06 | [29 empty] | 7.3.2.1.3 Advanced weather monitoring and weather stations Weather StationsWLDFRElectric Reliability | WLDFR | HFTD - Transmission - Tier 3 - 230 kV or Higher | Red Flag Warning - Large Fires | 2029 | Electric Reliability | 0.74734 | 557.6 | 2029 | Mitigation | 0.011149 | 10 | 0 | esc | 0.011149 | 0.0083319 | 0.011149 | 0.0083319 | 0.011149 | 0.0083319 | 0.011149 | 0.0083319
[79 empty] | WLDFR | HFTD - Substation | Non-Red Flag Warning - Large Fires | 2031 | 0 | 0 | 0 | 0 | 5.777 | 0.74734 | 3.238 | 1.7917 | 0 | 0 | 0.0083319 | 0.0083319 | 0.00087877 |  | 0 | 0 | 0 | 0 | 0 | 0 | 0 | 7.3219e-06 | 7.3219e-06 | 0 | 7.3219e-06 | Column30: 7.3219e-06 | [29 empty] | 7.3.2.1.3 Advanced weather monitoring and weather stations Weather StationsWLDFRElectric Reliability | WLDFR | HFTD - Transmission - Tier 3 - 230 kV or Higher | Red Flag Warning - Large Fires | 2030 | Electric Reliability | 0.74734 | 557.6 | 2030 | Mitigation | 0.011149 | 10 | 0 | esc | 0 | 0 | 0.011149 | 0.0083319 | 0.011149 | 0.0083319 | 0.011149 | 0.0083319
[79 empty] | WLDFR | HFTD - Substation | Non-Red Flag Warning - Large Fires | 2032 | 0 | 0 | 0 | 0 | 5.777 | 0.74734 | 3.238 | 1.7917 | 0 | 0 | 0 | 0.0083319 | 0.00087877 |  | 0 | 0 | 0 | 0 | 0 | 0 | 0 | 0 | 0 | 0 | 7.3219e-06 | Column30: 7.3219e-06 | [29 empty] | 7.3.2.1.3 Advanced weather monitoring and weather stations Weather StationsWLDFRElectric Reliability | WLDFR | HFTD - Transmission - Tier 3 - 230 kV or Higher | Red Flag Warning - Large Fires | 2031 | Electric Reliability | 0.74734 | 557.6 | 2031 | Mitigation | 0.011149 | 10 | 0 | esc | 0 | 0 | 0 | 0 | 0.011149 | 0.0083319 | 0.011149 | 0.0083319
[79 empty] | WLDFR | HFTD - Substation | Non-Red Flag Warning - Small Fires | 2020 | 0 | 0 | 0 | 0 | 0.077901 | 0.036425 | 0.0015809 | 0.039895 | 0.0004061 | 0 | 0 | 0 | 0.1509 |  | 0 | 6.1282e-05 | 6.1282e-05 | 0 | 0 | 0 | 0 | 0 | 0 | 0 | 0 | Column30: 0 | [29 empty] | 7.3.2.1.3 Advanced weather monitoring and weather stations Weather StationsWLDFRElectric Reliability | WLDFR | HFTD - Transmission - Tier 3 - 230 kV or Higher | Red Flag Warning - Large Fires | 2032 | Electric Reliability | 0.74734 | 557.6 | 2032 | Mitigation | 0.011149 | 10 | 0 | esc | 0 | 0 | 0 | 0 | 0 | 0 | 0.011149 | 0.0083319
[79 empty] | WLDFR | HFTD - Substation | Non-Red Flag Warning - Small Fires | 2021 | 0 | 0 | 0 | 0 | 0.077901 | 0.036425 | 0.0015809 | 0.039895 | 0.0004061 | 0.0004061 | 0 | 0 | 0.1509 |  | 0 | 6.1282e-05 | 6.1282e-05 | 0 | 6.1282e-05 | 6.1282e-05 | 0 | 0 | 0 | 0 | 0 | Column30: 0 | [29 empty] | 7.3.2.1.3 Advanced weather monitoring and weather stations Weather StationsWLDFRElectric Reliability | WLDFR | HFTD - Transmission - Tier 3 - 230 kV or Higher | Red Flag Warning - Small Fires | 2021 | Electric Reliability | 0.036425 | 557.6 | 2021 | Mitigation | 0.011149 | 10 | 0 | esc | 0.011149 | 0.0004061 | 0.011149 | 0.0004061 | 0 | 0 | 0 | 0
[79 empty] | WLDFR | HFTD - Substation | Non-Red Flag Warning - Small Fires | 2022 | 0 | 0 | 0 | 0 | 0.077901 | 0.036425 | 0.0015809 | 0.039895 | 0.0004061 | 0.0004061 | 0.0004061 | 0 | 0.1509 |  | 0 | 6.1282e-05 | 6.1282e-05 | 0 | 6.1282e-05 | 6.1282e-05 | 0 | 6.1282e-05 | 6.1282e-05 | 0 | 0 | Column30: 0 | [29 empty] | 7.3.2.1.3 Advanced weather monitoring and weather stations Weather StationsWLDFRElectric Reliability | WLDFR | HFTD - Transmission - Tier 3 - 230 kV or Higher | Red Flag Warning - Small Fires | 2022 | Electric Reliability | 0.036425 | 557.6 | 2022 | Mitigation | 0.011149 | 10 | 0 | esc | 0.011149 | 0.0004061 | 0.011149 | 0.0004061 | 0.011149 | 0.0004061 | 0 | 0
[79 empty] | WLDFR | HFTD - Substation | Non-Red Flag Warning - Small Fires | 2023 | 0 | 0 | 0 | 0 | 0.080408 | 0.03759 | 0.0016314 | 0.041187 | 0.00041909 | 0.00041909 | 0.00041909 | 0.00041909 | 0.1509 |  | 0 | 6.3242e-05 | 6.3242e-05 | 0 | 6.3242e-05 | 6.3242e-05 | 0 | 6.3242e-05 | 6.3242e-05 | 0 | 6.3242e-05 | Column30: 6.3242e-05 | [29 empty] | 7.3.2.1.3 Advanced weather monitoring and weather stations Weather StationsWLDFRElectric Reliability | WLDFR | HFTD - Transmission - Tier 3 - 230 kV or Higher | Red Flag Warning - Small Fires | 2023 | Electric Reliability | 0.03759 | 557.6 | 2023 | Mitigation | 0.011149 | 10 | 0 | esc | 0.011149 | 0.00041909 | 0.011149 | 0.00041909 | 0.011149 | 0.00041909 | 0.011149 | 0.00041909
[79 empty] | WLDFR | HFTD - Substation | Non-Red Flag Warning - Small Fires | 2024 | 0 | 0 | 0 | 0 | 0.080408 | 0.03759 | 0.0016314 | 0.041187 | 0.00041909 | 0.00041909 | 0.00041909 | 0.00041909 | 0.1509 |  | 0 | 6.3242e-05 | 6.3242e-05 | 0 | 6.3242e-05 | 6.3242e-05 | 0 | 6.3242e-05 | 6.3242e-05 | 0 | 6.3242e-05 | Column30: 6.3242e-05 | [29 empty] | 7.3.2.1.3 Advanced weather monitoring and weather stations Weather StationsWLDFRElectric Reliability | WLDFR | HFTD - Transmission - Tier 3 - 230 kV or Higher | Red Flag Warning - Small Fires | 2024 | Electric Reliability | 0.03759 | 557.6 | 2024 | Mitigation | 0.011149 | 10 | 0 | esc | 0.011149 | 0.00041909 | 0.011149 | 0.00041909 | 0.011149 | 0.00041909 | 0.011149 | 0.00041909
[79 empty] | WLDFR | HFTD - Substation | Non-Red Flag Warning - Small Fires | 2025 | 0 | 0 | 0 | 0 | 0.080408 | 0.03759 | 0.0016314 | 0.041187 | 0.00041909 | 0.00041909 | 0.00041909 | 0.00041909 | 0.1509 |  | 0 | 6.3242e-05 | 6.3242e-05 | 0 | 6.3242e-05 | 6.3242e-05 | 0 | 6.3242e-05 | 6.3242e-05 | 0 | 6.3242e-05 | Column30: 6.3242e-05 | [29 empty] | 7.3.2.1.3 Advanced weather monitoring and weather stations Weather StationsWLDFRElectric Reliability | WLDFR | HFTD - Transmission - Tier 3 - 230 kV or Higher | Red Flag Warning - Small Fires | 2025 | Electric Reliability | 0.03759 | 557.6 | 2025 | Mitigation | 0.011149 | 10 | 0 | esc | 0.011149 | 0.00041909 | 0.011149 | 0.00041909 | 0.011149 | 0.00041909 | 0.011149 | 0.00041909
[79 empty] | WLDFR | HFTD - Substation | Non-Red Flag Warning - Small Fires | 2026 | 0 | 0 | 0 | 0 | 0.080408 | 0.03759 | 0.0016314 | 0.041187 | 0.00041909 | 0.00041909 | 0.00041909 | 0.00041909 | 0.1509 |  | 0 | 6.3242e-05 | 6.3242e-05 | 0 | 6.3242e-05 | 6.3242e-05 | 0 | 6.3242e-05 | 6.3242e-05 | 0 | 6.3242e-05 | Column30: 6.3242e-05 | [29 empty] | 7.3.2.1.3 Advanced weather monitoring and weather stations Weather StationsWLDFRElectric Reliability | WLDFR | HFTD - Transmission - Tier 3 - 230 kV or Higher | Red Flag Warning - Small Fires | 2026 | Electric Reliability | 0.03759 | 557.6 | 2026 | Mitigation | 0.011149 | 10 | 0 | esc | 0.011149 | 0.00041909 | 0.011149 | 0.00041909 | 0.011149 | 0.00041909 | 0.011149 | 0.00041909
[79 empty] | WLDFR | HFTD - Substation | Non-Red Flag Warning - Small Fires | 2027 | 0 | 0 | 0 | 0 | 0.080408 | 0.03759 | 0.0016314 | 0.041187 | 0.00041909 | 0.00041909 | 0.00041909 | 0.00041909 | 0.1509 |  | 0 | 6.3242e-05 | 6.3242e-05 | 0 | 6.3242e-05 | 6.3242e-05 | 0 | 6.3242e-05 | 6.3242e-05 | 0 | 6.3242e-05 | Column30: 6.3242e-05 | [29 empty] | 7.3.2.1.3 Advanced weather monitoring and weather stations Weather StationsWLDFRElectric Reliability | WLDFR | HFTD - Transmission - Tier 3 - 230 kV or Higher | Red Flag Warning - Small Fires | 2027 | Electric Reliability | 0.03759 | 557.6 | 2027 | Mitigation | 0.011149 | 10 | 0 | esc | 0.011149 | 0.00041909 | 0.011149 | 0.00041909 | 0.011149 | 0.00041909 | 0.011149 | 0.00041909
[79 empty] | WLDFR | HFTD - Substation | Non-Red Flag Warning - Small Fires | 2028 | 0 | 0 | 0 | 0 | 0.083606 | 0.039055 | 0.001695 | 0.042856 | 0.00043542 | 0.00043542 | 0.00043542 | 0.00043542 | 0.1509 |  | 0 | 6.5707e-05 | 6.5707e-05 | 0 | 6.5707e-05 | 6.5707e-05 | 0 | 6.5707e-05 | 6.5707e-05 | 0 | 6.5707e-05 | Column30: 6.5707e-05 | [29 empty] | 7.3.2.1.3 Advanced weather monitoring and weather stations Weather StationsWLDFRElectric Reliability | WLDFR | HFTD - Transmission - Tier 3 - 230 kV or Higher | Red Flag Warning - Small Fires | 2028 | Electric Reliability | 0.039055 | 557.6 | 2028 | Mitigation | 0.011149 | 10 | 0 | esc | 0.011149 | 0.00043542 | 0.011149 | 0.00043542 | 0.011149 | 0.00043542 | 0.011149 | 0.00043542
[79 empty] | WLDFR | HFTD - Substation | Non-Red Flag Warning - Small Fires | 2029 | 0 | 0 | 0 | 0 | 0.083606 | 0.039055 | 0.001695 | 0.042856 | 0.00043542 | 0.00043542 | 0.00043542 | 0.00043542 | 0.1509 |  | 0 | 6.5707e-05 | 6.5707e-05 | 0 | 6.5707e-05 | 6.5707e-05 | 0 | 6.5707e-05 | 6.5707e-05 | 0 | 6.5707e-05 | Column30: 6.5707e-05 | [29 empty] | 7.3.2.1.3 Advanced weather monitoring and weather stations Weather StationsWLDFRElectric Reliability | WLDFR | HFTD - Transmission - Tier 3 - 230 kV or Higher | Red Flag Warning - Small Fires | 2029 | Electric Reliability | 0.039055 | 557.6 | 2029 | Mitigation | 0.011149 | 10 | 0 | esc | 0.011149 | 0.00043542 | 0.011149 | 0.00043542 | 0.011149 | 0.00043542 | 0.011149 | 0.00043542
[79 empty] | WLDFR | HFTD - Substation | Non-Red Flag Warning - Small Fires | 2030 | 0 | 0 | 0 | 0 | 0.083606 | 0.039055 | 0.001695 | 0.042856 | 0 | 0.00043542 | 0.00043542 | 0.00043542 | 0.1509 |  | 0 | 0 | 0 | 0 | 6.5707e-05 | 6.5707e-05 | 0 | 6.5707e-05 | 6.5707e-05 | 0 | 6.5707e-05 | Column30: 6.5707e-05 | [29 empty] | 7.3.2.1.3 Advanced weather monitoring and weather stations Weather StationsWLDFRElectric Reliability | WLDFR | HFTD - Transmission - Tier 3 - 230 kV or Higher | Red Flag Warning - Small Fires | 2030 | Electric Reliability | 0.039055 | 557.6 | 2030 | Mitigation | 0.011149 | 10 | 0 | esc | 0 | 0 | 0.011149 | 0.00043542 | 0.011149 | 0.00043542 | 0.011149 | 0.00043542
[79 empty] | WLDFR | HFTD - Substation | Non-Red Flag Warning - Small Fires | 2031 | 0 | 0 | 0 | 0 | 0.083606 | 0.039055 | 0.001695 | 0.042856 | 0 | 0 | 0.00043542 | 0.00043542 | 0.1509 |  | 0 | 0 | 0 | 0 | 0 | 0 | 0 | 6.5707e-05 | 6.5707e-05 | 0 | 6.5707e-05 | Column30: 6.5707e-05 | [29 empty] | 7.3.2.1.3 Advanced weather monitoring and weather stations Weather StationsWLDFRElectric Reliability | WLDFR | HFTD - Transmission - Tier 3 - 230 kV or Higher | Red Flag Warning - Small Fires | 2031 | Electric Reliability | 0.039055 | 557.6 | 2031 | Mitigation | 0.011149 | 10 | 0 | esc | 0 | 0 | 0 | 0 | 0.011149 | 0.00043542 | 0.011149 | 0.00043542
[79 empty] | WLDFR | HFTD - Substation | Non-Red Flag Warning - Small Fires | 2032 | 0 | 0 | 0 | 0 | 0.083606 | 0.039055 | 0.001695 | 0.042856 | 0 | 0 | 0 | 0.00043542 | 0.1509 |  | 0 | 0 | 0 | 0 | 0 | 0 | 0 | 0 | 0 | 0 | 6.5707e-05 | Column30: 6.5707e-05 | [29 empty] | 7.3.2.1.3 Advanced weather monitoring and weather stations Weather StationsWLDFRElectric Reliability | WLDFR | HFTD - Transmission - Tier 3 - 230 kV or Higher | Red Flag Warning - Small Fires | 2032 | Electric Reliability | 0.039055 | 557.6 | 2032 | Mitigation | 0.011149 | 10 | 0 | esc | 0 | 0 | 0 | 0 | 0 | 0 | 0.011149 | 0.00043542
[79 empty] | WLDFR | HFTD - Substation | Red Flag Warning - Catastrophic Fires | 2020 | 0 | 0 | 0 | 0 | 14146.1306 | 222.2294 | 8585.7228 | 5338.1784 | 2.4776 | 0 | 0 | 0 | 0.0011174 |  | 0 | 0.0027685 | 0.0027685 | 0 | 0 | 0 | 0 | 0 | 0 | 0 | 0 | Column30: 0 | [29 empty] | 7.3.2.1.3 Advanced weather monitoring and weather stations Weather StationsWLDFRElectric Reliability | WLDFR | HFTD - Transmission - Tier 3 - 60/70 kV | Non-Red Flag Warning - Catastrophic Fires | 2021 | Electric Reliability | 222.2294 | 376.43 | 2021 | Mitigation | 0.011149 | 10 | 0 | esc | 0.011149 | 2.4776 | 0.011149 | 2.4776 | 0 | 0 | 0 | 0
[79 empty] | WLDFR | HFTD - Substation | Red Flag Warning - Catastrophic Fires | 2021 | 0 | 0 | 0 | 0 | 14146.1306 | 222.2294 | 8585.7228 | 5338.1784 | 2.4776 | 2.4776 | 0 | 0 | 0.0011174 |  | 0 | 0.0027685 | 0.0027685 | 0 | 0.0027685 | 0.0027685 | 0 | 0 | 0 | 0 | 0 | Column30: 0 | [29 empty] | 7.3.2.1.3 Advanced weather monitoring and weather stations Weather StationsWLDFRElectric Reliability | WLDFR | HFTD - Transmission - Tier 3 - 60/70 kV | Non-Red Flag Warning - Catastrophic Fires | 2022 | Electric Reliability | 222.2294 | 376.43 | 2022 | Mitigation | 0.011149 | 10 | 0 | esc | 0.011149 | 2.4776 | 0.011149 | 2.4776 | 0.011149 | 2.4776 | 0 | 0
[79 empty] | WLDFR | HFTD - Substation | Red Flag Warning - Catastrophic Fires | 2022 | 0 | 0 | 0 | 0 | 14146.1306 | 222.2294 | 8585.7228 | 5338.1784 | 2.4776 | 2.4776 | 2.4776 | 0 | 0.0011174 |  | 0 | 0.0027685 | 0.0027685 | 0 | 0.0027685 | 0.0027685 | 0 | 0.0027685 | 0.0027685 | 0 | 0 | Column30: 0 | [29 empty] | 7.3.2.1.3 Advanced weather monitoring and weather stations Weather StationsWLDFRElectric Reliability | WLDFR | HFTD - Transmission - Tier 3 - 60/70 kV | Non-Red Flag Warning - Catastrophic Fires | 2023 | Electric Reliability | 233.2301 | 376.43 | 2023 | Mitigation | 0.011149 | 10 | 0 | esc | 0.011149 | 2.6002 | 0.011149 | 2.6002 | 0.011149 | 2.6002 | 0.011149 | 2.6002
[79 empty] | WLDFR | HFTD - Substation | Red Flag Warning - Catastrophic Fires | 2023 | 0 | 0 | 0 | 0 | 14664.6376 | 233.2301 | 8896.516 | 5534.8915 | 2.6002 | 2.6002 | 2.6002 | 2.6002 | 0.0011174 |  | 0 | 0.0029055 | 0.0029055 | 0 | 0.0029055 | 0.0029055 | 0 | 0.0029055 | 0.0029055 | 0 | 0.0029055 | Column30: 0.0029055 | [29 empty] | 7.3.2.1.3 Advanced weather monitoring and weather stations Weather StationsWLDFRElectric Reliability | WLDFR | HFTD - Transmission - Tier 3 - 60/70 kV | Non-Red Flag Warning - Catastrophic Fires | 2024 | Electric Reliability | 233.2301 | 376.43 | 2024 | Mitigation | 0.011149 | 10 | 0 | esc | 0.011149 | 2.6002 | 0.011149 | 2.6002 | 0.011149 | 2.6002 | 0.011149 | 2.6002
[79 empty] | WLDFR | HFTD - Substation | Red Flag Warning - Catastrophic Fires | 2024 | 0 | 0 | 0 | 0 | 14664.6376 | 233.2301 | 8896.516 | 5534.8915 | 2.6002 | 2.6002 | 2.6002 | 2.6002 | 0.0011174 |  | 0 | 0.0029055 | 0.0029055 | 0 | 0.0029055 | 0.0029055 | 0 | 0.0029055 | 0.0029055 | 0 | 0.0029055 | Column30: 0.0029055 | [29 empty] | 7.3.2.1.3 Advanced weather monitoring and weather stations Weather StationsWLDFRElectric Reliability | WLDFR | HFTD - Transmission - Tier 3 - 60/70 kV | Non-Red Flag Warning - Catastrophic Fires | 2025 | Electric Reliability | 233.2301 | 376.43 | 2025 | Mitigation | 0.011149 | 10 | 0 | esc | 0.011149 | 2.6002 | 0.011149 | 2.6002 | 0.011149 | 2.6002 | 0.011149 | 2.6002
[79 empty] | WLDFR | HFTD - Substation | Red Flag Warning - Catastrophic Fires | 2025 | 0 | 0 | 0 | 0 | 14664.6376 | 233.2301 | 8896.516 | 5534.8915 | 2.6002 | 2.6002 | 2.6002 | 2.6002 | 0.0011174 |  | 0 | 0.0029055 | 0.0029055 | 0 | 0.0029055 | 0.0029055 | 0 | 0.0029055 | 0.0029055 | 0 | 0.0029055 | Column30: 0.0029055 | [29 empty] | 7.3.2.1.3 Advanced weather monitoring and weather stations Weather StationsWLDFRElectric Reliability | WLDFR | HFTD - Transmission - Tier 3 - 60/70 kV | Non-Red Flag Warning - Catastrophic Fires | 2026 | Electric Reliability | 233.2301 | 376.43 | 2026 | Mitigation | 0.011149 | 10 | 0 | esc | 0.011149 | 2.6002 | 0.011149 | 2.6002 | 0.011149 | 2.6002 | 0.011149 | 2.6002
[79 empty] | WLDFR | HFTD - Substation | Red Flag Warning - Catastrophic Fires | 2026 | 0 | 0 | 0 | 0 | 14664.6376 | 233.2301 | 8896.516 | 5534.8915 | 2.6002 | 2.6002 | 2.6002 | 2.6002 | 0.0011174 |  | 0 | 0.0029055 | 0.0029055 | 0 | 0.0029055 | 0.0029055 | 0 | 0.0029055 | 0.0029055 | 0 | 0.0029055 | Column30: 0.0029055 | [29 empty] | 7.3.2.1.3 Advanced weather monitoring and weather stations Weather StationsWLDFRElectric Reliability | WLDFR | HFTD - Transmission - Tier 3 - 60/70 kV | Non-Red Flag Warning - Catastrophic Fires | 2027 | Electric Reliability | 233.2301 | 376.43 | 2027 | Mitigation | 0.011149 | 10 | 0 | esc | 0.011149 | 2.6002 | 0.011149 | 2.6002 | 0.011149 | 2.6002 | 0.011149 | 2.6002
[79 empty] | WLDFR | HFTD - Substation | Red Flag Warning - Catastrophic Fires | 2027 | 0 | 0 | 0 | 0 | 14664.6376 | 233.2301 | 8896.516 | 5534.8915 | 2.6002 | 2.6002 | 2.6002 | 2.6002 | 0.0011174 |  | 0 | 0.0029055 | 0.0029055 | 0 | 0.0029055 | 0.0029055 | 0 | 0.0029055 | 0.0029055 | 0 | 0.0029055 | Column30: 0.0029055 | [29 empty] | 7.3.2.1.3 Advanced weather monitoring and weather stations Weather StationsWLDFRElectric Reliability | WLDFR | HFTD - Transmission - Tier 3 - 60/70 kV | Non-Red Flag Warning - Catastrophic Fires | 2028 | Electric Reliability | 247.273 | 376.43 | 2028 | Mitigation | 0.011149 | 10 | 0 | esc | 0.011149 | 2.7568 | 0.011149 | 2.7568 | 0.011149 | 2.7568 | 0.011149 | 2.7568
[79 empty] | WLDFR | HFTD - Substation | Red Flag Warning - Catastrophic Fires | 2028 | 0 | 0 | 0 | 0 | 15317.9909 | 247.273 | 9287.6491 | 5783.0689 | 2.7568 | 2.7568 | 2.7568 | 2.7568 | 0.0011174 |  | 0 | 0.0030804 | 0.0030804 | 0 | 0.0030804 | 0.0030804 | 0 | 0.0030804 | 0.0030804 | 0 | 0.0030804 | Column30: 0.0030804 | [29 empty] | 7.3.2.1.3 Advanced weather monitoring and weather stations Weather StationsWLDFRElectric Reliability | WLDFR | HFTD - Transmission - Tier 3 - 60/70 kV | Non-Red Flag Warning - Catastrophic Fires | 2029 | Electric Reliability | 247.273 | 376.43 | 2029 | Mitigation | 0.011149 | 10 | 0 | esc | 0.011149 | 2.7568 | 0.011149 | 2.7568 | 0.011149 | 2.7568 | 0.011149 | 2.7568
[79 empty] | WLDFR | HFTD - Substation | Red Flag Warning - Catastrophic Fires | 2029 | 0 | 0 | 0 | 0 | 15317.9909 | 247.273 | 9287.6491 | 5783.0689 | 2.7568 | 2.7568 | 2.7568 | 2.7568 | 0.0011174 |  | 0 | 0.0030804 | 0.0030804 | 0 | 0.0030804 | 0.0030804 | 0 | 0.0030804 | 0.0030804 | 0 | 0.0030804 | Column30: 0.0030804 | [29 empty] | 7.3.2.1.3 Advanced weather monitoring and weather stations Weather StationsWLDFRElectric Reliability | WLDFR | HFTD - Transmission - Tier 3 - 60/70 kV | Non-Red Flag Warning - Catastrophic Fires | 2030 | Electric Reliability | 247.273 | 376.43 | 2030 | Mitigation | 0.011149 | 10 | 0 | esc | 0 | 0 | 0.011149 | 2.7568 | 0.011149 | 2.7568 | 0.011149 | 2.7568
[79 empty] | WLDFR | HFTD - Substation | Red Flag Warning - Catastrophic Fires | 2030 | 0 | 0 | 0 | 0 | 15317.9909 | 247.273 | 9287.6491 | 5783.0689 | 0 | 2.7568 | 2.7568 | 2.7568 | 0.0011174 |  | 0 | 0 | 0 | 0 | 0.0030804 | 0.0030804 | 0 | 0.0030804 | 0.0030804 | 0 | 0.0030804 | Column30: 0.0030804 | [29 empty] | 7.3.2.1.3 Advanced weather monitoring and weather stations Weather StationsWLDFRElectric Reliability | WLDFR | HFTD - Transmission - Tier 3 - 60/70 kV | Non-Red Flag Warning - Catastrophic Fires | 2031 | Electric Reliability | 247.273 | 376.43 | 2031 | Mitigation | 0.011149 | 10 | 0 | esc | 0 | 0 | 0 | 0 | 0.011149 | 2.7568 | 0.011149 | 2.7568
[79 empty] | WLDFR | HFTD - Substation | Red Flag Warning - Catastrophic Fires | 2031 | 0 | 0 | 0 | 0 | 15317.9909 | 247.273 | 9287.6491 | 5783.0689 | 0 | 0 | 2.7568 | 2.7568 | 0.0011174 |  | 0 | 0 | 0 | 0 | 0 | 0 | 0 | 0.0030804 | 0.0030804 | 0 | 0.0030804 | Column30: 0.0030804 | [29 empty] | 7.3.2.1.3 Advanced weather monitoring and weather stations Weather StationsWLDFRElectric Reliability | WLDFR | HFTD - Transmission - Tier 3 - 60/70 kV | Non-Red Flag Warning - Catastrophic Fires | 2032 | Electric Reliability | 247.273 | 376.43 | 2032 | Mitigation | 0.011149 | 10 | 0 | esc | 0 | 0 | 0 | 0 | 0 | 0 | 0.011149 | 2.7568
[79 empty] | WLDFR | HFTD - Substation | Red Flag Warning - Catastrophic Fires | 2032 | 0 | 0 | 0 | 0 | 15317.9909 | 247.273 | 9287.6491 | 5783.0689 | 0 | 0 | 0 | 2.7568 | 0.0011174 |  | 0 | 0 | 0 | 0 | 0 | 0 | 0 | 0 | 0 | 0 | 0.0030804 | Column30: 0.0030804 | [29 empty] | 7.3.2.1.3 Advanced weather monitoring and weather stations Weather StationsWLDFRElectric Reliability | WLDFR | HFTD - Transmission - Tier 3 - 60/70 kV | Non-Red Flag Warning - Destructive Fires | 2021 | Electric Reliability | 222.2294 | 376.43 | 2021 | Mitigation | 0.011149 | 10 | 0 | esc | 0.011149 | 2.4776 | 0.011149 | 2.4776 | 0 | 0 | 0 | 0
[79 empty] | WLDFR | HFTD - Substation | Red Flag Warning - Destructive Fires | 2020 | 0 | 0 | 0 | 0 | 8807.9522 | 222.2294 | 8585.7228 | 0 | 2.4776 | 0 | 0 | 0 | 0.00015963 |  | 0 | 0.00039549 | 0.00039549 | 0 | 0 | 0 | 0 | 0 | 0 | 0 | 0 | Column30: 0 | [29 empty] | 7.3.2.1.3 Advanced weather monitoring and weather stations Weather StationsWLDFRElectric Reliability | WLDFR | HFTD - Transmission - Tier 3 - 60/70 kV | Non-Red Flag Warning - Destructive Fires | 2022 | Electric Reliability | 222.2294 | 376.43 | 2022 | Mitigation | 0.011149 | 10 | 0 | esc | 0.011149 | 2.4776 | 0.011149 | 2.4776 | 0.011149 | 2.4776 | 0 | 0
[79 empty] | WLDFR | HFTD - Substation | Red Flag Warning - Destructive Fires | 2021 | 0 | 0 | 0 | 0 | 8807.9522 | 222.2294 | 8585.7228 | 0 | 2.4776 | 2.4776 | 0 | 0 | 0.00015963 |  | 0 | 0.00039549 | 0.00039549 | 0 | 0.00039549 | 0.00039549 | 0 | 0 | 0 | 0 | 0 | Column30: 0 | [29 empty] | 7.3.2.1.3 Advanced weather monitoring and weather stations Weather StationsWLDFRElectric Reliability | WLDFR | HFTD - Transmission - Tier 3 - 60/70 kV | Non-Red Flag Warning - Destructive Fires | 2023 | Electric Reliability | 233.2301 | 376.43 | 2023 | Mitigation | 0.011149 | 10 | 0 | esc | 0.011149 | 2.6002 | 0.011149 | 2.6002 | 0.011149 | 2.6002 | 0.011149 | 2.6002
[79 empty] | WLDFR | HFTD - Substation | Red Flag Warning - Destructive Fires | 2022 | 0 | 0 | 0 | 0 | 8807.9522 | 222.2294 | 8585.7228 | 0 | 2.4776 | 2.4776 | 2.4776 | 0 | 0.00015963 |  | 0 | 0.00039549 | 0.00039549 | 0 | 0.00039549 | 0.00039549 | 0 | 0.00039549 | 0.00039549 | 0 | 0 | Column30: 0 | [29 empty] | 7.3.2.1.3 Advanced weather monitoring and weather stations Weather StationsWLDFRElectric Reliability | WLDFR | HFTD - Transmission - Tier 3 - 60/70 kV | Non-Red Flag Warning - Destructive Fires | 2024 | Electric Reliability | 233.2301 | 376.43 | 2024 | Mitigation | 0.011149 | 10 | 0 | esc | 0.011149 | 2.6002 | 0.011149 | 2.6002 | 0.011149 | 2.6002 | 0.011149 | 2.6002
[79 empty] | WLDFR | HFTD - Substation | Red Flag Warning - Destructive Fires | 2023 | 0 | 0 | 0 | 0 | 9129.7461 | 233.2301 | 8896.516 | 0 | 2.6002 | 2.6002 | 2.6002 | 2.6002 | 0.00015963 |  | 0 | 0.00041507 | 0.00041507 | 0 | 0.00041507 | 0.00041507 | 0 | 0.00041507 | 0.00041507 | 0 | 0.00041507 | Column30: 0.00041507 | [29 empty] | 7.3.2.1.3 Advanced weather monitoring and weather stations Weather StationsWLDFRElectric Reliability | WLDFR | HFTD - Transmission - Tier 3 - 60/70 kV | Non-Red Flag Warning - Destructive Fires | 2025 | Electric Reliability | 233.2301 | 376.43 | 2025 | Mitigation | 0.011149 | 10 | 0 | esc | 0.011149 | 2.6002 | 0.011149 | 2.6002 | 0.011149 | 2.6002 | 0.011149 | 2.6002
[79 empty] | WLDFR | HFTD - Substation | Red Flag Warning - Destructive Fires | 2024 | 0 | 0 | 0 | 0 | 9129.7461 | 233.2301 | 8896.516 | 0 | 2.6002 | 2.6002 | 2.6002 | 2.6002 | 0.00015963 |  | 0 | 0.00041507 | 0.00041507 | 0 | 0.00041507 | 0.00041507 | 0 | 0.00041507 | 0.00041507 | 0 | 0.00041507 | Column30: 0.00041507 | [29 empty] | 7.3.2.1.3 Advanced weather monitoring and weather stations Weather StationsWLDFRElectric Reliability | WLDFR | HFTD - Transmission - Tier 3 - 60/70 kV | Non-Red Flag Warning - Destructive Fires | 2026 | Electric Reliability | 233.2301 | 376.43 | 2026 | Mitigation | 0.011149 | 10 | 0 | esc | 0.011149 | 2.6002 | 0.011149 | 2.6002 | 0.011149 | 2.6002 | 0.011149 | 2.6002
[79 empty] | WLDFR | HFTD - Substation | Red Flag Warning - Destructive Fires | 2025 | 0 | 0 | 0 | 0 | 9129.7461 | 233.2301 | 8896.516 | 0 | 2.6002 | 2.6002 | 2.6002 | 2.6002 | 0.00015963 |  | 0 | 0.00041507 | 0.00041507 | 0 | 0.00041507 | 0.00041507 | 0 | 0.00041507 | 0.00041507 | 0 | 0.00041507 | Column30: 0.00041507 | [29 empty] | 7.3.2.1.3 Advanced weather monitoring and weather stations Weather StationsWLDFRElectric Reliability | WLDFR | HFTD - Transmission - Tier 3 - 60/70 kV | Non-Red Flag Warning - Destructive Fires | 2027 | Electric Reliability | 233.2301 | 376.43 | 2027 | Mitigation | 0.011149 | 10 | 0 | esc | 0.011149 | 2.6002 | 0.011149 | 2.6002 | 0.011149 | 2.6002 | 0.011149 | 2.6002
[79 empty] | WLDFR | HFTD - Substation | Red Flag Warning - Destructive Fires | 2026 | 0 | 0 | 0 | 0 | 9129.7461 | 233.2301 | 8896.516 | 0 | 2.6002 | 2.6002 | 2.6002 | 2.6002 | 0.00015963 |  | 0 | 0.00041507 | 0.00041507 | 0 | 0.00041507 | 0.00041507 | 0 | 0.00041507 | 0.00041507 | 0 | 0.00041507 | Column30: 0.00041507 | [29 empty] | 7.3.2.1.3 Advanced weather monitoring and weather stations Weather StationsWLDFRElectric Reliability | WLDFR | HFTD - Transmission - Tier 3 - 60/70 kV | Non-Red Flag Warning - Destructive Fires | 2028 | Electric Reliability | 247.273 | 376.43 | 2028 | Mitigation | 0.011149 | 10 | 0 | esc | 0.011149 | 2.7568 | 0.011149 | 2.7568 | 0.011149 | 2.7568 | 0.011149 | 2.7568
[79 empty] | WLDFR | HFTD - Substation | Red Flag Warning - Destructive Fires | 2027 | 0 | 0 | 0 | 0 | 9129.7461 | 233.2301 | 8896.516 | 0 | 2.6002 | 2.6002 | 2.6002 | 2.6002 | 0.00015963 |  | 0 | 0.00041507 | 0.00041507 | 0 | 0.00041507 | 0.00041507 | 0 | 0.00041507 | 0.00041507 | 0 | 0.00041507 | Column30: 0.00041507 | [29 empty] | 7.3.2.1.3 Advanced weather monitoring and weather stations Weather StationsWLDFRElectric Reliability | WLDFR | HFTD - Transmission - Tier 3 - 60/70 kV | Non-Red Flag Warning - Destructive Fires | 2029 | Electric Reliability | 247.273 | 376.43 | 2029 | Mitigation | 0.011149 | 10 | 0 | esc | 0.011149 | 2.7568 | 0.011149 | 2.7568 | 0.011149 | 2.7568 | 0.011149 | 2.7568
[79 empty] | WLDFR | HFTD - Substation | Red Flag Warning - Destructive Fires | 2028 | 0 | 0 | 0 | 0 | 9534.9221 | 247.273 | 9287.6491 | 0 | 2.7568 | 2.7568 | 2.7568 | 2.7568 | 0.00015963 |  | 0 | 0.00044006 | 0.00044006 | 0 | 0.00044006 | 0.00044006 | 0 | 0.00044006 | 0.00044006 | 0 | 0.00044006 | Column30: 0.00044006 | [29 empty] | 7.3.2.1.3 Advanced weather monitoring and weather stations Weather StationsWLDFRElectric Reliability | WLDFR | HFTD - Transmission - Tier 3 - 60/70 kV | Non-Red Flag Warning - Destructive Fires | 2030 | Electric Reliability | 247.273 | 376.43 | 2030 | Mitigation | 0.011149 | 10 | 0 | esc | 0 | 0 | 0.011149 | 2.7568 | 0.011149 | 2.7568 | 0.011149 | 2.7568
[79 empty] | WLDFR | HFTD - Substation | Red Flag Warning - Destructive Fires | 2029 | 0 | 0 | 0 | 0 | 9534.9221 | 247.273 | 9287.6491 | 0 | 2.7568 | 2.7568 | 2.7568 | 2.7568 | 0.00015963 |  | 0 | 0.00044006 | 0.00044006 | 0 | 0.00044006 | 0.00044006 | 0 | 0.00044006 | 0.00044006 | 0 | 0.00044006 | Column30: 0.00044006 | [29 empty] | 7.3.2.1.3 Advanced weather monitoring and weather stations Weather StationsWLDFRElectric Reliability | WLDFR | HFTD - Transmission - Tier 3 - 60/70 kV | Non-Red Flag Warning - Destructive Fires | 2031 | Electric Reliability | 247.273 | 376.43 | 2031 | Mitigation | 0.011149 | 10 | 0 | esc | 0 | 0 | 0 | 0 | 0.011149 | 2.7568 | 0.011149 | 2.7568
[79 empty] | WLDFR | HFTD - Substation | Red Flag Warning - Destructive Fires | 2030 | 0 | 0 | 0 | 0 | 9534.9221 | 247.273 | 9287.6491 | 0 | 0 | 2.7568 | 2.7568 | 2.7568 | 0.00015963 |  | 0 | 0 | 0 | 0 | 0.00044006 | 0.00044006 | 0 | 0.00044006 | 0.00044006 | 0 | 0.00044006 | Column30: 0.00044006 | [29 empty] | 7.3.2.1.3 Advanced weather monitoring and weather stations Weather StationsWLDFRElectric Reliability | WLDFR | HFTD - Transmission - Tier 3 - 60/70 kV | Non-Red Flag Warning - Destructive Fires | 2032 | Electric Reliability | 247.273 | 376.43 | 2032 | Mitigation | 0.011149 | 10 | 0 | esc | 0 | 0 | 0 | 0 | 0 | 0 | 0.011149 | 2.7568
[79 empty] | WLDFR | HFTD - Substation | Red Flag Warning - Destructive Fires | 2031 | 0 | 0 | 0 | 0 | 9534.9221 | 247.273 | 9287.6491 | 0 | 0 | 0 | 2.7568 | 2.7568 | 0.00015963 |  | 0 | 0 | 0 | 0 | 0 | 0 | 0 | 0.00044006 | 0.00044006 | 0 | 0.00044006 | Column30: 0.00044006 | [29 empty] | 7.3.2.1.3 Advanced weather monitoring and weather stations Weather StationsWLDFRElectric Reliability | WLDFR | HFTD - Transmission - Tier 3 - 60/70 kV | Non-Red Flag Warning - Large Fires | 2021 | Electric Reliability | 0.69642 | 376.43 | 2021 | Mitigation | 0.011149 | 10 | 0 | esc | 0.011149 | 0.0077642 | 0.011149 | 0.0077642 | 0 | 0 | 0 | 0
[79 empty] | WLDFR | HFTD - Substation | Red Flag Warning - Destructive Fires | 2032 | 0 | 0 | 0 | 0 | 9534.9221 | 247.273 | 9287.6491 | 0 | 0 | 0 | 0 | 2.7568 | 0.00015963 |  | 0 | 0 | 0 | 0 | 0 | 0 | 0 | 0 | 0 | 0 | 0.00044006 | Column30: 0.00044006 | [29 empty] | 7.3.2.1.3 Advanced weather monitoring and weather stations Weather StationsWLDFRElectric Reliability | WLDFR | HFTD - Transmission - Tier 3 - 60/70 kV | Non-Red Flag Warning - Large Fires | 2022 | Electric Reliability | 0.69642 | 376.43 | 2022 | Mitigation | 0.011149 | 10 | 0 | esc | 0.011149 | 0.0077642 | 0.011149 | 0.0077642 | 0.011149 | 0.0077642 | 0 | 0
[79 empty] | WLDFR | HFTD - Substation | Red Flag Warning - Large Fires | 2020 | 0 | 0 | 0 | 0 | 5.2406 | 0.69642 | 2.942 | 1.6022 | 0.0077642 | 0 | 0 | 0 | 0.00095777 |  | 0 | 7.4363e-06 | 7.4363e-06 | 0 | 0 | 0 | 0 | 0 | 0 | 0 | 0 | Column30: 0 | [29 empty] | 7.3.2.1.3 Advanced weather monitoring and weather stations Weather StationsWLDFRElectric Reliability | WLDFR | HFTD - Transmission - Tier 3 - 60/70 kV | Non-Red Flag Warning - Large Fires | 2023 | Electric Reliability | 0.71896 | 376.43 | 2023 | Mitigation | 0.011149 | 10 | 0 | esc | 0.011149 | 0.0080156 | 0.011149 | 0.0080156 | 0.011149 | 0.0080156 | 0.011149 | 0.0080156
[79 empty] | WLDFR | HFTD - Substation | Red Flag Warning - Large Fires | 2021 | 0 | 0 | 0 | 0 | 5.2406 | 0.69642 | 2.942 | 1.6022 | 0.0077642 | 0.0077642 | 0 | 0 | 0.00095777 |  | 0 | 7.4363e-06 | 7.4363e-06 | 0 | 7.4363e-06 | 7.4363e-06 | 0 | 0 | 0 | 0 | 0 | Column30: 0 | [29 empty] | 7.3.2.1.3 Advanced weather monitoring and weather stations Weather StationsWLDFRElectric Reliability | WLDFR | HFTD - Transmission - Tier 3 - 60/70 kV | Non-Red Flag Warning - Large Fires | 2024 | Electric Reliability | 0.71896 | 376.43 | 2024 | Mitigation | 0.011149 | 10 | 0 | esc | 0.011149 | 0.0080156 | 0.011149 | 0.0080156 | 0.011149 | 0.0080156 | 0.011149 | 0.0080156
[79 empty] | WLDFR | HFTD - Substation | Red Flag Warning - Large Fires | 2022 | 0 | 0 | 0 | 0 | 5.2406 | 0.69642 | 2.942 | 1.6022 | 0.0077642 | 0.0077642 | 0.0077642 | 0 | 0.00095777 |  | 0 | 7.4363e-06 | 7.4363e-06 | 0 | 7.4363e-06 | 7.4363e-06 | 0 | 7.4363e-06 | 7.4363e-06 | 0 | 0 | Column30: 0 | [29 empty] | 7.3.2.1.3 Advanced weather monitoring and weather stations Weather StationsWLDFRElectric Reliability | WLDFR | HFTD - Transmission - Tier 3 - 60/70 kV | Non-Red Flag Warning - Large Fires | 2025 | Electric Reliability | 0.71896 | 376.43 | 2025 | Mitigation | 0.011149 | 10 | 0 | esc | 0.011149 | 0.0080156 | 0.011149 | 0.0080156 | 0.011149 | 0.0080156 | 0.011149 | 0.0080156
[79 empty] | WLDFR | HFTD - Substation | Red Flag Warning - Large Fires | 2023 | 0 | 0 | 0 | 0 | 5.475 | 0.71896 | 3.0715 | 1.6846 | 0.0080156 | 0.0080156 | 0.0080156 | 0.0080156 | 0.00095777 |  | 0 | 7.677e-06 | 7.677e-06 | 0 | 7.677e-06 | 7.677e-06 | 0 | 7.677e-06 | 7.677e-06 | 0 | 7.677e-06 | Column30: 7.677e-06 | [29 empty] | 7.3.2.1.3 Advanced weather monitoring and weather stations Weather StationsWLDFRElectric Reliability | WLDFR | HFTD - Transmission - Tier 3 - 60/70 kV | Non-Red Flag Warning - Large Fires | 2026 | Electric Reliability | 0.71896 | 376.43 | 2026 | Mitigation | 0.011149 | 10 | 0 | esc | 0.011149 | 0.0080156 | 0.011149 | 0.0080156 | 0.011149 | 0.0080156 | 0.011149 | 0.0080156
[79 empty] | WLDFR | HFTD - Substation | Red Flag Warning - Large Fires | 2024 | 0 | 0 | 0 | 0 | 5.475 | 0.71896 | 3.0715 | 1.6846 | 0.0080156 | 0.0080156 | 0.0080156 | 0.0080156 | 0.00095777 |  | 0 | 7.677e-06 | 7.677e-06 | 0 | 7.677e-06 | 7.677e-06 | 0 | 7.677e-06 | 7.677e-06 | 0 | 7.677e-06 | Column30: 7.677e-06 | [29 empty] | 7.3.2.1.3 Advanced weather monitoring and weather stations Weather StationsWLDFRElectric Reliability | WLDFR | HFTD - Transmission - Tier 3 - 60/70 kV | Non-Red Flag Warning - Large Fires | 2027 | Electric Reliability | 0.71896 | 376.43 | 2027 | Mitigation | 0.011149 | 10 | 0 | esc | 0.011149 | 0.0080156 | 0.011149 | 0.0080156 | 0.011149 | 0.0080156 | 0.011149 | 0.0080156
[79 empty] | WLDFR | HFTD - Substation | Red Flag Warning - Large Fires | 2025 | 0 | 0 | 0 | 0 | 5.475 | 0.71896 | 3.0715 | 1.6846 | 0.0080156 | 0.0080156 | 0.0080156 | 0.0080156 | 0.00095777 |  | 0 | 7.677e-06 | 7.677e-06 | 0 | 7.677e-06 | 7.677e-06 | 0 | 7.677e-06 | 7.677e-06 | 0 | 7.677e-06 | Column30: 7.677e-06 | [29 empty] | 7.3.2.1.3 Advanced weather monitoring and weather stations Weather StationsWLDFRElectric Reliability | WLDFR | HFTD - Transmission - Tier 3 - 60/70 kV | Non-Red Flag Warning - Large Fires | 2028 | Electric Reliability | 0.74734 | 376.43 | 2028 | Mitigation | 0.011149 | 10 | 0 | esc | 0.011149 | 0.0083319 | 0.011149 | 0.0083319 | 0.011149 | 0.0083319 | 0.011149 | 0.0083319
[79 empty] | WLDFR | HFTD - Substation | Red Flag Warning - Large Fires | 2026 | 0 | 0 | 0 | 0 | 5.475 | 0.71896 | 3.0715 | 1.6846 | 0.0080156 | 0.0080156 | 0.0080156 | 0.0080156 | 0.00095777 |  | 0 | 7.677e-06 | 7.677e-06 | 0 | 7.677e-06 | 7.677e-06 | 0 | 7.677e-06 | 7.677e-06 | 0 | 7.677e-06 | Column30: 7.677e-06 | [29 empty] | 7.3.2.1.3 Advanced weather monitoring and weather stations Weather StationsWLDFRElectric Reliability | WLDFR | HFTD - Transmission - Tier 3 - 60/70 kV | Non-Red Flag Warning - Large Fires | 2029 | Electric Reliability | 0.74734 | 376.43 | 2029 | Mitigation | 0.011149 | 10 | 0 | esc | 0.011149 | 0.0083319 | 0.011149 | 0.0083319 | 0.011149 | 0.0083319 | 0.011149 | 0.0083319
[79 empty] | WLDFR | HFTD - Substation | Red Flag Warning - Large Fires | 2027 | 0 | 0 | 0 | 0 | 5.475 | 0.71896 | 3.0715 | 1.6846 | 0.0080156 | 0.0080156 | 0.0080156 | 0.0080156 | 0.00095777 |  | 0 | 7.677e-06 | 7.677e-06 | 0 | 7.677e-06 | 7.677e-06 | 0 | 7.677e-06 | 7.677e-06 | 0 | 7.677e-06 | Column30: 7.677e-06 | [29 empty] | 7.3.2.1.3 Advanced weather monitoring and weather stations Weather StationsWLDFRElectric Reliability | WLDFR | HFTD - Transmission - Tier 3 - 60/70 kV | Non-Red Flag Warning - Large Fires | 2030 | Electric Reliability | 0.74734 | 376.43 | 2030 | Mitigation | 0.011149 | 10 | 0 | esc | 0 | 0 | 0.011149 | 0.0083319 | 0.011149 | 0.0083319 | 0.011149 | 0.0083319
[79 empty] | WLDFR | HFTD - Substation | Red Flag Warning - Large Fires | 2028 | 0 | 0 | 0 | 0 | 5.777 | 0.74734 | 3.238 | 1.7917 | 0.0083319 | 0.0083319 | 0.0083319 | 0.0083319 | 0.00095777 |  | 0 | 7.9801e-06 | 7.9801e-06 | 0 | 7.9801e-06 | 7.9801e-06 | 0 | 7.9801e-06 | 7.9801e-06 | 0 | 7.9801e-06 | Column30: 7.9801e-06 | [29 empty] | 7.3.2.1.3 Advanced weather monitoring and weather stations Weather StationsWLDFRElectric Reliability | WLDFR | HFTD - Transmission - Tier 3 - 60/70 kV | Non-Red Flag Warning - Large Fires | 2031 | Electric Reliability | 0.74734 | 376.43 | 2031 | Mitigation | 0.011149 | 10 | 0 | esc | 0 | 0 | 0 | 0 | 0.011149 | 0.0083319 | 0.011149 | 0.0083319
[79 empty] | WLDFR | HFTD - Substation | Red Flag Warning - Large Fires | 2029 | 0 | 0 | 0 | 0 | 5.777 | 0.74734 | 3.238 | 1.7917 | 0.0083319 | 0.0083319 | 0.0083319 | 0.0083319 | 0.00095777 |  | 0 | 7.9801e-06 | 7.9801e-06 | 0 | 7.9801e-06 | 7.9801e-06 | 0 | 7.9801e-06 | 7.9801e-06 | 0 | 7.9801e-06 | Column30: 7.9801e-06 | [29 empty] | 7.3.2.1.3 Advanced weather monitoring and weather stations Weather StationsWLDFRElectric Reliability | WLDFR | HFTD - Transmission - Tier 3 - 60/70 kV | Non-Red Flag Warning - Large Fires | 2032 | Electric Reliability | 0.74734 | 376.43 | 2032 | Mitigation | 0.011149 | 10 | 0 | esc | 0 | 0 | 0 | 0 | 0 | 0 | 0.011149 | 0.0083319
[79 empty] | WLDFR | HFTD - Substation | Red Flag Warning - Large Fires | 2030 | 0 | 0 | 0 | 0 | 5.777 | 0.74734 | 3.238 | 1.7917 | 0 | 0.0083319 | 0.0083319 | 0.0083319 | 0.00095777 |  | 0 | 0 | 0 | 0 | 7.9801e-06 | 7.9801e-06 | 0 | 7.9801e-06 | 7.9801e-06 | 0 | 7.9801e-06 | Column30: 7.9801e-06 | [29 empty] | 7.3.2.1.3 Advanced weather monitoring and weather stations Weather StationsWLDFRElectric Reliability | WLDFR | HFTD - Transmission - Tier 3 - 60/70 kV | Non-Red Flag Warning - Small Fires | 2021 | Electric Reliability | 0.036425 | 376.43 | 2021 | Mitigation | 0.011149 | 10 | 0 | esc | 0.011149 | 0.0004061 | 0.011149 | 0.0004061 | 0 | 0 | 0 | 0
[79 empty] | WLDFR | HFTD - Substation | Red Flag Warning - Large Fires | 2031 | 0 | 0 | 0 | 0 | 5.777 | 0.74734 | 3.238 | 1.7917 | 0 | 0 | 0.0083319 | 0.0083319 | 0.00095777 |  | 0 | 0 | 0 | 0 | 0 | 0 | 0 | 7.9801e-06 | 7.9801e-06 | 0 | 7.9801e-06 | Column30: 7.9801e-06 | [29 empty] | 7.3.2.1.3 Advanced weather monitoring and weather stations Weather StationsWLDFRElectric Reliability | WLDFR | HFTD - Transmission - Tier 3 - 60/70 kV | Non-Red Flag Warning - Small Fires | 2022 | Electric Reliability | 0.036425 | 376.43 | 2022 | Mitigation | 0.011149 | 10 | 0 | esc | 0.011149 | 0.0004061 | 0.011149 | 0.0004061 | 0.011149 | 0.0004061 | 0 | 0
[79 empty] | WLDFR | HFTD - Substation | Red Flag Warning - Large Fires | 2032 | 0 | 0 | 0 | 0 | 5.777 | 0.74734 | 3.238 | 1.7917 | 0 | 0 | 0 | 0.0083319 | 0.00095777 |  | 0 | 0 | 0 | 0 | 0 | 0 | 0 | 0 | 0 | 0 | 7.9801e-06 | Column30: 7.9801e-06 | [29 empty] | 7.3.2.1.3 Advanced weather monitoring and weather stations Weather StationsWLDFRElectric Reliability | WLDFR | HFTD - Transmission - Tier 3 - 60/70 kV | Non-Red Flag Warning - Small Fires | 2023 | Electric Reliability | 0.03759 | 376.43 | 2023 | Mitigation | 0.011149 | 10 | 0 | esc | 0.011149 | 0.00041909 | 0.011149 | 0.00041909 | 0.011149 | 0.00041909 | 0.011149 | 0.00041909
[79 empty] | WLDFR | HFTD - Substation | Red Flag Warning - Small Fires | 2020 | 0 | 0 | 0 | 0 | 0.077901 | 0.036425 | 0.0015809 | 0.039895 | 0.0004061 | 0 | 0 | 0 | 0.01316 |  | 0 | 5.3444e-06 | 5.3444e-06 | 0 | 0 | 0 | 0 | 0 | 0 | 0 | 0 | Column30: 0 | [29 empty] | 7.3.2.1.3 Advanced weather monitoring and weather stations Weather StationsWLDFRElectric Reliability | WLDFR | HFTD - Transmission - Tier 3 - 60/70 kV | Non-Red Flag Warning - Small Fires | 2024 | Electric Reliability | 0.03759 | 376.43 | 2024 | Mitigation | 0.011149 | 10 | 0 | esc | 0.011149 | 0.00041909 | 0.011149 | 0.00041909 | 0.011149 | 0.00041909 | 0.011149 | 0.00041909
[79 empty] | WLDFR | HFTD - Substation | Red Flag Warning - Small Fires | 2021 | 0 | 0 | 0 | 0 | 0.077901 | 0.036425 | 0.0015809 | 0.039895 | 0.0004061 | 0.0004061 | 0 | 0 | 0.01316 |  | 0 | 5.3444e-06 | 5.3444e-06 | 0 | 5.3444e-06 | 5.3444e-06 | 0 | 0 | 0 | 0 | 0 | Column30: 0 | [29 empty] | 7.3.2.1.3 Advanced weather monitoring and weather stations Weather StationsWLDFRElectric Reliability | WLDFR | HFTD - Transmission - Tier 3 - 60/70 kV | Non-Red Flag Warning - Small Fires | 2025 | Electric Reliability | 0.03759 | 376.43 | 2025 | Mitigation | 0.011149 | 10 | 0 | esc | 0.011149 | 0.00041909 | 0.011149 | 0.00041909 | 0.011149 | 0.00041909 | 0.011149 | 0.00041909
[79 empty] | WLDFR | HFTD - Substation | Red Flag Warning - Small Fires | 2022 | 0 | 0 | 0 | 0 | 0.077901 | 0.036425 | 0.0015809 | 0.039895 | 0.0004061 | 0.0004061 | 0.0004061 | 0 | 0.01316 |  | 0 | 5.3444e-06 | 5.3444e-06 | 0 | 5.3444e-06 | 5.3444e-06 | 0 | 5.3444e-06 | 5.3444e-06 | 0 | 0 | Column30: 0 | [29 empty] | 7.3.2.1.3 Advanced weather monitoring and weather stations Weather StationsWLDFRElectric Reliability | WLDFR | HFTD - Transmission - Tier 3 - 60/70 kV | Non-Red Flag Warning - Small Fires | 2026 | Electric Reliability | 0.03759 | 376.43 | 2026 | Mitigation | 0.011149 | 10 | 0 | esc | 0.011149 | 0.00041909 | 0.011149 | 0.00041909 | 0.011149 | 0.00041909 | 0.011149 | 0.00041909
[79 empty] | WLDFR | HFTD - Substation | Red Flag Warning - Small Fires | 2023 | 0 | 0 | 0 | 0 | 0.080408 | 0.03759 | 0.0016314 | 0.041187 | 0.00041909 | 0.00041909 | 0.00041909 | 0.00041909 | 0.01316 |  | 0 | 5.5154e-06 | 5.5154e-06 | 0 | 5.5154e-06 | 5.5154e-06 | 0 | 5.5154e-06 | 5.5154e-06 | 0 | 5.5154e-06 | Column30: 5.5154e-06 | [29 empty] | 7.3.2.1.3 Advanced weather monitoring and weather stations Weather StationsWLDFRElectric Reliability | WLDFR | HFTD - Transmission - Tier 3 - 60/70 kV | Non-Red Flag Warning - Small Fires | 2027 | Electric Reliability | 0.03759 | 376.43 | 2027 | Mitigation | 0.011149 | 10 | 0 | esc | 0.011149 | 0.00041909 | 0.011149 | 0.00041909 | 0.011149 | 0.00041909 | 0.011149 | 0.00041909
[79 empty] | WLDFR | HFTD - Substation | Red Flag Warning - Small Fires | 2024 | 0 | 0 | 0 | 0 | 0.080408 | 0.03759 | 0.0016314 | 0.041187 | 0.00041909 | 0.00041909 | 0.00041909 | 0.00041909 | 0.01316 |  | 0 | 5.5154e-06 | 5.5154e-06 | 0 | 5.5154e-06 | 5.5154e-06 | 0 | 5.5154e-06 | 5.5154e-06 | 0 | 5.5154e-06 | Column30: 5.5154e-06 | [29 empty] | 7.3.2.1.3 Advanced weather monitoring and weather stations Weather StationsWLDFRElectric Reliability | WLDFR | HFTD - Transmission - Tier 3 - 60/70 kV | Non-Red Flag Warning - Small Fires | 2028 | Electric Reliability | 0.039055 | 376.43 | 2028 | Mitigation | 0.011149 | 10 | 0 | esc | 0.011149 | 0.00043542 | 0.011149 | 0.00043542 | 0.011149 | 0.00043542 | 0.011149 | 0.00043542
[79 empty] | WLDFR | HFTD - Substation | Red Flag Warning - Small Fires | 2025 | 0 | 0 | 0 | 0 | 0.080408 | 0.03759 | 0.0016314 | 0.041187 | 0.00041909 | 0.00041909 | 0.00041909 | 0.00041909 | 0.01316 |  | 0 | 5.5154e-06 | 5.5154e-06 | 0 | 5.5154e-06 | 5.5154e-06 | 0 | 5.5154e-06 | 5.5154e-06 | 0 | 5.5154e-06 | Column30: 5.5154e-06 | [29 empty] | 7.3.2.1.3 Advanced weather monitoring and weather stations Weather StationsWLDFRElectric Reliability | WLDFR | HFTD - Transmission - Tier 3 - 60/70 kV | Non-Red Flag Warning - Small Fires | 2029 | Electric Reliability | 0.039055 | 376.43 | 2029 | Mitigation | 0.011149 | 10 | 0 | esc | 0.011149 | 0.00043542 | 0.011149 | 0.00043542 | 0.011149 | 0.00043542 | 0.011149 | 0.00043542
[79 empty] | WLDFR | HFTD - Substation | Red Flag Warning - Small Fires | 2026 | 0 | 0 | 0 | 0 | 0.080408 | 0.03759 | 0.0016314 | 0.041187 | 0.00041909 | 0.00041909 | 0.00041909 | 0.00041909 | 0.01316 |  | 0 | 5.5154e-06 | 5.5154e-06 | 0 | 5.5154e-06 | 5.5154e-06 | 0 | 5.5154e-06 | 5.5154e-06 | 0 | 5.5154e-06 | Column30: 5.5154e-06 | [29 empty] | 7.3.2.1.3 Advanced weather monitoring and weather stations Weather StationsWLDFRElectric Reliability | WLDFR | HFTD - Transmission - Tier 3 - 60/70 kV | Non-Red Flag Warning - Small Fires | 2030 | Electric Reliability | 0.039055 | 376.43 | 2030 | Mitigation | 0.011149 | 10 | 0 | esc | 0 | 0 | 0.011149 | 0.00043542 | 0.011149 | 0.00043542 | 0.011149 | 0.00043542
[79 empty] | WLDFR | HFTD - Substation | Red Flag Warning - Small Fires | 2027 | 0 | 0 | 0 | 0 | 0.080408 | 0.03759 | 0.0016314 | 0.041187 | 0.00041909 | 0.00041909 | 0.00041909 | 0.00041909 | 0.01316 |  | 0 | 5.5154e-06 | 5.5154e-06 | 0 | 5.5154e-06 | 5.5154e-06 | 0 | 5.5154e-06 | 5.5154e-06 | 0 | 5.5154e-06 | Column30: 5.5154e-06 | [29 empty] | 7.3.2.1.3 Advanced weather monitoring and weather stations Weather StationsWLDFRElectric Reliability | WLDFR | HFTD - Transmission - Tier 3 - 60/70 kV | Non-Red Flag Warning - Small Fires | 2031 | Electric Reliability | 0.039055 | 376.43 | 2031 | Mitigation | 0.011149 | 10 | 0 | esc | 0 | 0 | 0 | 0 | 0.011149 | 0.00043542 | 0.011149 | 0.00043542
[79 empty] | WLDFR | HFTD - Substation | Red Flag Warning - Small Fires | 2028 | 0 | 0 | 0 | 0 | 0.083606 | 0.039055 | 0.001695 | 0.042856 | 0.00043542 | 0.00043542 | 0.00043542 | 0.00043542 | 0.01316 |  | 0 | 5.7303e-06 | 5.7303e-06 | 0 | 5.7303e-06 | 5.7303e-06 | 0 | 5.7303e-06 | 5.7303e-06 | 0 | 5.7303e-06 | Column30: 5.7303e-06 | [29 empty] | 7.3.2.1.3 Advanced weather monitoring and weather stations Weather StationsWLDFRElectric Reliability | WLDFR | HFTD - Transmission - Tier 3 - 60/70 kV | Non-Red Flag Warning - Small Fires | 2032 | Electric Reliability | 0.039055 | 376.43 | 2032 | Mitigation | 0.011149 | 10 | 0 | esc | 0 | 0 | 0 | 0 | 0 | 0 | 0.011149 | 0.00043542
[79 empty] | WLDFR | HFTD - Substation | Red Flag Warning - Small Fires | 2029 | 0 | 0 | 0 | 0 | 0.083606 | 0.039055 | 0.001695 | 0.042856 | 0.00043542 | 0.00043542 | 0.00043542 | 0.00043542 | 0.01316 |  | 0 | 5.7303e-06 | 5.7303e-06 | 0 | 5.7303e-06 | 5.7303e-06 | 0 | 5.7303e-06 | 5.7303e-06 | 0 | 5.7303e-06 | Column30: 5.7303e-06 | [29 empty] | 7.3.2.1.3 Advanced weather monitoring and weather stations Weather StationsWLDFRElectric Reliability | WLDFR | HFTD - Transmission - Tier 3 - 60/70 kV | Red Flag Warning - Catastrophic Fires | 2021 | Electric Reliability | 222.2294 | 376.43 | 2021 | Mitigation | 0.011149 | 10 | 0 | esc | 0.011149 | 2.4776 | 0.011149 | 2.4776 | 0 | 0 | 0 | 0
[79 empty] | WLDFR | HFTD - Substation | Red Flag Warning - Small Fires | 2030 | 0 | 0 | 0 | 0 | 0.083606 | 0.039055 | 0.001695 | 0.042856 | 0 | 0.00043542 | 0.00043542 | 0.00043542 | 0.01316 |  | 0 | 0 | 0 | 0 | 5.7303e-06 | 5.7303e-06 | 0 | 5.7303e-06 | 5.7303e-06 | 0 | 5.7303e-06 | Column30: 5.7303e-06 | [29 empty] | 7.3.2.1.3 Advanced weather monitoring and weather stations Weather StationsWLDFRElectric Reliability | WLDFR | HFTD - Transmission - Tier 3 - 60/70 kV | Red Flag Warning - Catastrophic Fires | 2022 | Electric Reliability | 222.2294 | 376.43 | 2022 | Mitigation | 0.011149 | 10 | 0 | esc | 0.011149 | 2.4776 | 0.011149 | 2.4776 | 0.011149 | 2.4776 | 0 | 0
[79 empty] | WLDFR | HFTD - Substation | Red Flag Warning - Small Fires | 2031 | 0 | 0 | 0 | 0 | 0.083606 | 0.039055 | 0.001695 | 0.042856 | 0 | 0 | 0.00043542 | 0.00043542 | 0.01316 |  | 0 | 0 | 0 | 0 | 0 | 0 | 0 | 5.7303e-06 | 5.7303e-06 | 0 | 5.7303e-06 | Column30: 5.7303e-06 | [29 empty] | 7.3.2.1.3 Advanced weather monitoring and weather stations Weather StationsWLDFRElectric Reliability | WLDFR | HFTD - Transmission - Tier 3 - 60/70 kV | Red Flag Warning - Catastrophic Fires | 2023 | Electric Reliability | 233.2301 | 376.43 | 2023 | Mitigation | 0.011149 | 10 | 0 | esc | 0.011149 | 2.6002 | 0.011149 | 2.6002 | 0.011149 | 2.6002 | 0.011149 | 2.6002
[79 empty] | WLDFR | HFTD - Substation | Red Flag Warning - Small Fires | 2032 | 0 | 0 | 0 | 0 | 0.083606 | 0.039055 | 0.001695 | 0.042856 | 0 | 0 | 0 | 0.00043542 | 0.01316 |  | 0 | 0 | 0 | 0 | 0 | 0 | 0 | 0 | 0 | 0 | 5.7303e-06 | Column30: 5.7303e-06 | [29 empty] | 7.3.2.1.3 Advanced weather monitoring and weather stations Weather StationsWLDFRElectric Reliability | WLDFR | HFTD - Transmission - Tier 3 - 60/70 kV | Red Flag Warning - Catastrophic Fires | 2024 | Electric Reliability | 233.2301 | 376.43 | 2024 | Mitigation | 0.011149 | 10 | 0 | esc | 0.011149 | 2.6002 | 0.011149 | 2.6002 | 0.011149 | 2.6002 | 0.011149 | 2.6002
[79 empty] | WLDFR | HFTD - Transmission - Tier 2 - 115 kV or Lower | Non-Red Flag Warning - Catastrophic Fires | 2020 | 0 | 0 | 0 | 0 | 14146.1306 | 222.2294 | 8585.7228 | 5338.1784 | 2.4776 | 0 | 0 | 0 | 1.4533e-06 |  | 0 | 3.6007e-06 | 3.6007e-06 | 0 | 0 | 0 | 0 | 0 | 0 | 0 | 0 | Column30: 0 | [29 empty] | 7.3.2.1.3 Advanced weather monitoring and weather stations Weather StationsWLDFRElectric Reliability | WLDFR | HFTD - Transmission - Tier 3 - 60/70 kV | Red Flag Warning - Catastrophic Fires | 2025 | Electric Reliability | 233.2301 | 376.43 | 2025 | Mitigation | 0.011149 | 10 | 0 | esc | 0.011149 | 2.6002 | 0.011149 | 2.6002 | 0.011149 | 2.6002 | 0.011149 | 2.6002
[79 empty] | WLDFR | HFTD - Transmission - Tier 2 - 115 kV or Lower | Non-Red Flag Warning - Catastrophic Fires | 2021 | 0 | 0 | 0 | 0 | 14146.1306 | 222.2294 | 8585.7228 | 5338.1784 | 2.4776 | 2.4776 | 0 | 0 | 1.4533e-06 |  | 0 | 3.6007e-06 | 3.6007e-06 | 0 | 3.6007e-06 | 3.6007e-06 | 0 | 0 | 0 | 0 | 0 | Column30: 0 | [29 empty] | 7.3.2.1.3 Advanced weather monitoring and weather stations Weather StationsWLDFRElectric Reliability | WLDFR | HFTD - Transmission - Tier 3 - 60/70 kV | Red Flag Warning - Catastrophic Fires | 2026 | Electric Reliability | 233.2301 | 376.43 | 2026 | Mitigation | 0.011149 | 10 | 0 | esc | 0.011149 | 2.6002 | 0.011149 | 2.6002 | 0.011149 | 2.6002 | 0.011149 | 2.6002
[79 empty] | WLDFR | HFTD - Transmission - Tier 2 - 115 kV or Lower | Non-Red Flag Warning - Catastrophic Fires | 2022 | 0 | 0 | 0 | 0 | 14146.1306 | 222.2294 | 8585.7228 | 5338.1784 | 2.4776 | 2.4776 | 2.4776 | 0 | 1.4533e-06 |  | 0 | 3.6007e-06 | 3.6007e-06 | 0 | 3.6007e-06 | 3.6007e-06 | 0 | 3.6007e-06 | 3.6007e-06 | 0 | 0 | Column30: 0 | [29 empty] | 7.3.2.1.3 Advanced weather monitoring and weather stations Weather StationsWLDFRElectric Reliability | WLDFR | HFTD - Transmission - Tier 3 - 60/70 kV | Red Flag Warning - Catastrophic Fires | 2027 | Electric Reliability | 233.2301 | 376.43 | 2027 | Mitigation | 0.011149 | 10 | 0 | esc | 0.011149 | 2.6002 | 0.011149 | 2.6002 | 0.011149 | 2.6002 | 0.011149 | 2.6002
[79 empty] | WLDFR | HFTD - Transmission - Tier 2 - 115 kV or Lower | Non-Red Flag Warning - Catastrophic Fires | 2023 | 0 | 0 | 0 | 0 | 14664.6376 | 233.2301 | 8896.516 | 5534.8915 | 2.6002 | 2.6002 | 2.6002 | 2.6002 | 1.4533e-06 |  | 0 | 3.7789e-06 | 3.7789e-06 | 0 | 3.7789e-06 | 3.7789e-06 | 0 | 3.7789e-06 | 3.7789e-06 | 0 | 3.7789e-06 | Column30: 3.7789e-06 | [29 empty] | 7.3.2.1.3 Advanced weather monitoring and weather stations Weather StationsWLDFRElectric Reliability | WLDFR | HFTD - Transmission - Tier 3 - 60/70 kV | Red Flag Warning - Catastrophic Fires | 2028 | Electric Reliability | 247.273 | 376.43 | 2028 | Mitigation | 0.011149 | 10 | 0 | esc | 0.011149 | 2.7568 | 0.011149 | 2.7568 | 0.011149 | 2.7568 | 0.011149 | 2.7568
[79 empty] | WLDFR | HFTD - Transmission - Tier 2 - 115 kV or Lower | Non-Red Flag Warning - Catastrophic Fires | 2024 | 0 | 0 | 0 | 0 | 14664.6376 | 233.2301 | 8896.516 | 5534.8915 | 2.6002 | 2.6002 | 2.6002 | 2.6002 | 1.4533e-06 |  | 0 | 3.7789e-06 | 3.7789e-06 | 0 | 3.7789e-06 | 3.7789e-06 | 0 | 3.7789e-06 | 3.7789e-06 | 0 | 3.7789e-06 | Column30: 3.7789e-06 | [29 empty] | 7.3.2.1.3 Advanced weather monitoring and weather stations Weather StationsWLDFRElectric Reliability | WLDFR | HFTD - Transmission - Tier 3 - 60/70 kV | Red Flag Warning - Catastrophic Fires | 2029 | Electric Reliability | 247.273 | 376.43 | 2029 | Mitigation | 0.011149 | 10 | 0 | esc | 0.011149 | 2.7568 | 0.011149 | 2.7568 | 0.011149 | 2.7568 | 0.011149 | 2.7568
[79 empty] | WLDFR | HFTD - Transmission - Tier 2 - 115 kV or Lower | Non-Red Flag Warning - Catastrophic Fires | 2025 | 0 | 0 | 0 | 0 | 14664.6376 | 233.2301 | 8896.516 | 5534.8915 | 2.6002 | 2.6002 | 2.6002 | 2.6002 | 1.4533e-06 |  | 0 | 3.7789e-06 | 3.7789e-06 | 0 | 3.7789e-06 | 3.7789e-06 | 0 | 3.7789e-06 | 3.7789e-06 | 0 | 3.7789e-06 | Column30: 3.7789e-06 | [29 empty] | 7.3.2.1.3 Advanced weather monitoring and weather stations Weather StationsWLDFRElectric Reliability | WLDFR | HFTD - Transmission - Tier 3 - 60/70 kV | Red Flag Warning - Catastrophic Fires | 2030 | Electric Reliability | 247.273 | 376.43 | 2030 | Mitigation | 0.011149 | 10 | 0 | esc | 0 | 0 | 0.011149 | 2.7568 | 0.011149 | 2.7568 | 0.011149 | 2.7568
[79 empty] | WLDFR | HFTD - Transmission - Tier 2 - 115 kV or Lower | Non-Red Flag Warning - Catastrophic Fires | 2026 | 0 | 0 | 0 | 0 | 14664.6376 | 233.2301 | 8896.516 | 5534.8915 | 2.6002 | 2.6002 | 2.6002 | 2.6002 | 1.4533e-06 |  | 0 | 3.7789e-06 | 3.7789e-06 | 0 | 3.7789e-06 | 3.7789e-06 | 0 | 3.7789e-06 | 3.7789e-06 | 0 | 3.7789e-06 | Column30: 3.7789e-06 | [29 empty] | 7.3.2.1.3 Advanced weather monitoring and weather stations Weather StationsWLDFRElectric Reliability | WLDFR | HFTD - Transmission - Tier 3 - 60/70 kV | Red Flag Warning - Catastrophic Fires | 2031 | Electric Reliability | 247.273 | 376.43 | 2031 | Mitigation | 0.011149 | 10 | 0 | esc | 0 | 0 | 0 | 0 | 0.011149 | 2.7568 | 0.011149 | 2.7568
[79 empty] | WLDFR | HFTD - Transmission - Tier 2 - 115 kV or Lower | Non-Red Flag Warning - Catastrophic Fires | 2027 | 0 | 0 | 0 | 0 | 14664.6376 | 233.2301 | 8896.516 | 5534.8915 | 2.6002 | 2.6002 | 2.6002 | 2.6002 | 1.4533e-06 |  | 0 | 3.7789e-06 | 3.7789e-06 | 0 | 3.7789e-06 | 3.7789e-06 | 0 | 3.7789e-06 | 3.7789e-06 | 0 | 3.7789e-06 | Column30: 3.7789e-06 | [29 empty] | 7.3.2.1.3 Advanced weather monitoring and weather stations Weather StationsWLDFRElectric Reliability | WLDFR | HFTD - Transmission - Tier 3 - 60/70 kV | Red Flag Warning - Catastrophic Fires | 2032 | Electric Reliability | 247.273 | 376.43 | 2032 | Mitigation | 0.011149 | 10 | 0 | esc | 0 | 0 | 0 | 0 | 0 | 0 | 0.011149 | 2.7568
[79 empty] | WLDFR | HFTD - Transmission - Tier 2 - 115 kV or Lower | Non-Red Flag Warning - Catastrophic Fires | 2028 | 0 | 0 | 0 | 0 | 15317.9909 | 247.273 | 9287.6491 | 5783.0689 | 2.7568 | 2.7568 | 2.7568 | 2.7568 | 1.4533e-06 |  | 0 | 4.0065e-06 | 4.0065e-06 | 0 | 4.0065e-06 | 4.0065e-06 | 0 | 4.0065e-06 | 4.0065e-06 | 0 | 4.0065e-06 | Column30: 4.0065e-06 | [29 empty] | 7.3.2.1.3 Advanced weather monitoring and weather stations Weather StationsWLDFRElectric Reliability | WLDFR | HFTD - Transmission - Tier 3 - 60/70 kV | Red Flag Warning - Destructive Fires | 2021 | Electric Reliability | 222.2294 | 376.43 | 2021 | Mitigation | 0.011149 | 10 | 0 | esc | 0.011149 | 2.4776 | 0.011149 | 2.4776 | 0 | 0 | 0 | 0
[79 empty] | WLDFR | HFTD - Transmission - Tier 2 - 115 kV or Lower | Non-Red Flag Warning - Catastrophic Fires | 2029 | 0 | 0 | 0 | 0 | 15317.9909 | 247.273 | 9287.6491 | 5783.0689 | 2.7568 | 2.7568 | 2.7568 | 2.7568 | 1.4533e-06 |  | 0 | 4.0065e-06 | 4.0065e-06 | 0 | 4.0065e-06 | 4.0065e-06 | 0 | 4.0065e-06 | 4.0065e-06 | 0 | 4.0065e-06 | Column30: 4.0065e-06 | [29 empty] | 7.3.2.1.3 Advanced weather monitoring and weather stations Weather StationsWLDFRElectric Reliability | WLDFR | HFTD - Transmission - Tier 3 - 60/70 kV | Red Flag Warning - Destructive Fires | 2022 | Electric Reliability | 222.2294 | 376.43 | 2022 | Mitigation | 0.011149 | 10 | 0 | esc | 0.011149 | 2.4776 | 0.011149 | 2.4776 | 0.011149 | 2.4776 | 0 | 0
[79 empty] | WLDFR | HFTD - Transmission - Tier 2 - 115 kV or Lower | Non-Red Flag Warning - Catastrophic Fires | 2030 | 0 | 0 | 0 | 0 | 15317.9909 | 247.273 | 9287.6491 | 5783.0689 | 0 | 2.7568 | 2.7568 | 2.7568 | 1.4533e-06 |  | 0 | 0 | 0 | 0 | 4.0065e-06 | 4.0065e-06 | 0 | 4.0065e-06 | 4.0065e-06 | 0 | 4.0065e-06 | Column30: 4.0065e-06 | [29 empty] | 7.3.2.1.3 Advanced weather monitoring and weather stations Weather StationsWLDFRElectric Reliability | WLDFR | HFTD - Transmission - Tier 3 - 60/70 kV | Red Flag Warning - Destructive Fires | 2023 | Electric Reliability | 233.2301 | 376.43 | 2023 | Mitigation | 0.011149 | 10 | 0 | esc | 0.011149 | 2.6002 | 0.011149 | 2.6002 | 0.011149 | 2.6002 | 0.011149 | 2.6002
[79 empty] | WLDFR | HFTD - Transmission - Tier 2 - 115 kV or Lower | Non-Red Flag Warning - Catastrophic Fires | 2031 | 0 | 0 | 0 | 0 | 15317.9909 | 247.273 | 9287.6491 | 5783.0689 | 0 | 0 | 2.7568 | 2.7568 | 1.4533e-06 |  | 0 | 0 | 0 | 0 | 0 | 0 | 0 | 4.0065e-06 | 4.0065e-06 | 0 | 4.0065e-06 | Column30: 4.0065e-06 | [29 empty] | 7.3.2.1.3 Advanced weather monitoring and weather stations Weather StationsWLDFRElectric Reliability | WLDFR | HFTD - Transmission - Tier 3 - 60/70 kV | Red Flag Warning - Destructive Fires | 2024 | Electric Reliability | 233.2301 | 376.43 | 2024 | Mitigation | 0.011149 | 10 | 0 | esc | 0.011149 | 2.6002 | 0.011149 | 2.6002 | 0.011149 | 2.6002 | 0.011149 | 2.6002
[79 empty] | WLDFR | HFTD - Transmission - Tier 2 - 115 kV or Lower | Non-Red Flag Warning - Catastrophic Fires | 2032 | 0 | 0 | 0 | 0 | 15317.9909 | 247.273 | 9287.6491 | 5783.0689 | 0 | 0 | 0 | 2.7568 | 1.4533e-06 |  | 0 | 0 | 0 | 0 | 0 | 0 | 0 | 0 | 0 | 0 | 4.0065e-06 | Column30: 4.0065e-06 | [29 empty] | 7.3.2.1.3 Advanced weather monitoring and weather stations Weather StationsWLDFRElectric Reliability | WLDFR | HFTD - Transmission - Tier 3 - 60/70 kV | Red Flag Warning - Destructive Fires | 2025 | Electric Reliability | 233.2301 | 376.43 | 2025 | Mitigation | 0.011149 | 10 | 0 | esc | 0.011149 | 2.6002 | 0.011149 | 2.6002 | 0.011149 | 2.6002 | 0.011149 | 2.6002
[79 empty] | WLDFR | HFTD - Transmission - Tier 2 - 115 kV or Lower | Non-Red Flag Warning - Destructive Fires | 2020 | 0 | 0 | 0 | 0 | 8807.9522 | 222.2294 | 8585.7228 | 0 | 2.4776 | 0 | 0 | 0 | 1.4533e-06 |  | 0 | 3.6007e-06 | 3.6007e-06 | 0 | 0 | 0 | 0 | 0 | 0 | 0 | 0 | Column30: 0 | [29 empty] | 7.3.2.1.3 Advanced weather monitoring and weather stations Weather StationsWLDFRElectric Reliability | WLDFR | HFTD - Transmission - Tier 3 - 60/70 kV | Red Flag Warning - Destructive Fires | 2026 | Electric Reliability | 233.2301 | 376.43 | 2026 | Mitigation | 0.011149 | 10 | 0 | esc | 0.011149 | 2.6002 | 0.011149 | 2.6002 | 0.011149 | 2.6002 | 0.011149 | 2.6002
[79 empty] | WLDFR | HFTD - Transmission - Tier 2 - 115 kV or Lower | Non-Red Flag Warning - Destructive Fires | 2021 | 0 | 0 | 0 | 0 | 8807.9522 | 222.2294 | 8585.7228 | 0 | 2.4776 | 2.4776 | 0 | 0 | 1.4533e-06 |  | 0 | 3.6007e-06 | 3.6007e-06 | 0 | 3.6007e-06 | 3.6007e-06 | 0 | 0 | 0 | 0 | 0 | Column30: 0 | [29 empty] | 7.3.2.1.3 Advanced weather monitoring and weather stations Weather StationsWLDFRElectric Reliability | WLDFR | HFTD - Transmission - Tier 3 - 60/70 kV | Red Flag Warning - Destructive Fires | 2027 | Electric Reliability | 233.2301 | 376.43 | 2027 | Mitigation | 0.011149 | 10 | 0 | esc | 0.011149 | 2.6002 | 0.011149 | 2.6002 | 0.011149 | 2.6002 | 0.011149 | 2.6002
[79 empty] | WLDFR | HFTD - Transmission - Tier 2 - 115 kV or Lower | Non-Red Flag Warning - Destructive Fires | 2022 | 0 | 0 | 0 | 0 | 8807.9522 | 222.2294 | 8585.7228 | 0 | 2.4776 | 2.4776 | 2.4776 | 0 | 1.4533e-06 |  | 0 | 3.6007e-06 | 3.6007e-06 | 0 | 3.6007e-06 | 3.6007e-06 | 0 | 3.6007e-06 | 3.6007e-06 | 0 | 0 | Column30: 0 | [29 empty] | 7.3.2.1.3 Advanced weather monitoring and weather stations Weather StationsWLDFRElectric Reliability | WLDFR | HFTD - Transmission - Tier 3 - 60/70 kV | Red Flag Warning - Destructive Fires | 2028 | Electric Reliability | 247.273 | 376.43 | 2028 | Mitigation | 0.011149 | 10 | 0 | esc | 0.011149 | 2.7568 | 0.011149 | 2.7568 | 0.011149 | 2.7568 | 0.011149 | 2.7568
[79 empty] | WLDFR | HFTD - Transmission - Tier 2 - 115 kV or Lower | Non-Red Flag Warning - Destructive Fires | 2023 | 0 | 0 | 0 | 0 | 9129.7461 | 233.2301 | 8896.516 | 0 | 2.6002 | 2.6002 | 2.6002 | 2.6002 | 1.4533e-06 |  | 0 | 3.7789e-06 | 3.7789e-06 | 0 | 3.7789e-06 | 3.7789e-06 | 0 | 3.7789e-06 | 3.7789e-06 | 0 | 3.7789e-06 | Column30: 3.7789e-06 | [29 empty] | 7.3.2.1.3 Advanced weather monitoring and weather stations Weather StationsWLDFRElectric Reliability | WLDFR | HFTD - Transmission - Tier 3 - 60/70 kV | Red Flag Warning - Destructive Fires | 2029 | Electric Reliability | 247.273 | 376.43 | 2029 | Mitigation | 0.011149 | 10 | 0 | esc | 0.011149 | 2.7568 | 0.011149 | 2.7568 | 0.011149 | 2.7568 | 0.011149 | 2.7568
[79 empty] | WLDFR | HFTD - Transmission - Tier 2 - 115 kV or Lower | Non-Red Flag Warning - Destructive Fires | 2024 | 0 | 0 | 0 | 0 | 9129.7461 | 233.2301 | 8896.516 | 0 | 2.6002 | 2.6002 | 2.6002 | 2.6002 | 1.4533e-06 |  | 0 | 3.7789e-06 | 3.7789e-06 | 0 | 3.7789e-06 | 3.7789e-06 | 0 | 3.7789e-06 | 3.7789e-06 | 0 | 3.7789e-06 | Column30: 3.7789e-06 | [29 empty] | 7.3.2.1.3 Advanced weather monitoring and weather stations Weather StationsWLDFRElectric Reliability | WLDFR | HFTD - Transmission - Tier 3 - 60/70 kV | Red Flag Warning - Destructive Fires | 2030 | Electric Reliability | 247.273 | 376.43 | 2030 | Mitigation | 0.011149 | 10 | 0 | esc | 0 | 0 | 0.011149 | 2.7568 | 0.011149 | 2.7568 | 0.011149 | 2.7568
[79 empty] | WLDFR | HFTD - Transmission - Tier 2 - 115 kV or Lower | Non-Red Flag Warning - Destructive Fires | 2025 | 0 | 0 | 0 | 0 | 9129.7461 | 233.2301 | 8896.516 | 0 | 2.6002 | 2.6002 | 2.6002 | 2.6002 | 1.4533e-06 |  | 0 | 3.7789e-06 | 3.7789e-06 | 0 | 3.7789e-06 | 3.7789e-06 | 0 | 3.7789e-06 | 3.7789e-06 | 0 | 3.7789e-06 | Column30: 3.7789e-06 | [29 empty] | 7.3.2.1.3 Advanced weather monitoring and weather stations Weather StationsWLDFRElectric Reliability | WLDFR | HFTD - Transmission - Tier 3 - 60/70 kV | Red Flag Warning - Destructive Fires | 2031 | Electric Reliability | 247.273 | 376.43 | 2031 | Mitigation | 0.011149 | 10 | 0 | esc | 0 | 0 | 0 | 0 | 0.011149 | 2.7568 | 0.011149 | 2.7568
[79 empty] | WLDFR | HFTD - Transmission - Tier 2 - 115 kV or Lower | Non-Red Flag Warning - Destructive Fires | 2026 | 0 | 0 | 0 | 0 | 9129.7461 | 233.2301 | 8896.516 | 0 | 2.6002 | 2.6002 | 2.6002 | 2.6002 | 1.4533e-06 |  | 0 | 3.7789e-06 | 3.7789e-06 | 0 | 3.7789e-06 | 3.7789e-06 | 0 | 3.7789e-06 | 3.7789e-06 | 0 | 3.7789e-06 | Column30: 3.7789e-06 | [29 empty] | 7.3.2.1.3 Advanced weather monitoring and weather stations Weather StationsWLDFRElectric Reliability | WLDFR | HFTD - Transmission - Tier 3 - 60/70 kV | Red Flag Warning - Destructive Fires | 2032 | Electric Reliability | 247.273 | 376.43 | 2032 | Mitigation | 0.011149 | 10 | 0 | esc | 0 | 0 | 0 | 0 | 0 | 0 | 0.011149 | 2.7568
[79 empty] | WLDFR | HFTD - Transmission - Tier 2 - 115 kV or Lower | Non-Red Flag Warning - Destructive Fires | 2027 | 0 | 0 | 0 | 0 | 9129.7461 | 233.2301 | 8896.516 | 0 | 2.6002 | 2.6002 | 2.6002 | 2.6002 | 1.4533e-06 |  | 0 | 3.7789e-06 | 3.7789e-06 | 0 | 3.7789e-06 | 3.7789e-06 | 0 | 3.7789e-06 | 3.7789e-06 | 0 | 3.7789e-06 | Column30: 3.7789e-06 | [29 empty] | 7.3.2.1.3 Advanced weather monitoring and weather stations Weather StationsWLDFRElectric Reliability | WLDFR | HFTD - Transmission - Tier 3 - 60/70 kV | Red Flag Warning - Large Fires | 2021 | Electric Reliability | 0.69642 | 376.43 | 2021 | Mitigation | 0.011149 | 10 | 0 | esc | 0.011149 | 0.0077642 | 0.011149 | 0.0077642 | 0 | 0 | 0 | 0
[79 empty] | WLDFR | HFTD - Transmission - Tier 2 - 115 kV or Lower | Non-Red Flag Warning - Destructive Fires | 2028 | 0 | 0 | 0 | 0 | 9534.9221 | 247.273 | 9287.6491 | 0 | 2.7568 | 2.7568 | 2.7568 | 2.7568 | 1.4533e-06 |  | 0 | 4.0065e-06 | 4.0065e-06 | 0 | 4.0065e-06 | 4.0065e-06 | 0 | 4.0065e-06 | 4.0065e-06 | 0 | 4.0065e-06 | Column30: 4.0065e-06 | [29 empty] | 7.3.2.1.3 Advanced weather monitoring and weather stations Weather StationsWLDFRElectric Reliability | WLDFR | HFTD - Transmission - Tier 3 - 60/70 kV | Red Flag Warning - Large Fires | 2022 | Electric Reliability | 0.69642 | 376.43 | 2022 | Mitigation | 0.011149 | 10 | 0 | esc | 0.011149 | 0.0077642 | 0.011149 | 0.0077642 | 0.011149 | 0.0077642 | 0 | 0
[79 empty] | WLDFR | HFTD - Transmission - Tier 2 - 115 kV or Lower | Non-Red Flag Warning - Destructive Fires | 2029 | 0 | 0 | 0 | 0 | 9534.9221 | 247.273 | 9287.6491 | 0 | 2.7568 | 2.7568 | 2.7568 | 2.7568 | 1.4533e-06 |  | 0 | 4.0065e-06 | 4.0065e-06 | 0 | 4.0065e-06 | 4.0065e-06 | 0 | 4.0065e-06 | 4.0065e-06 | 0 | 4.0065e-06 | Column30: 4.0065e-06 | [29 empty] | 7.3.2.1.3 Advanced weather monitoring and weather stations Weather StationsWLDFRElectric Reliability | WLDFR | HFTD - Transmission - Tier 3 - 60/70 kV | Red Flag Warning - Large Fires | 2023 | Electric Reliability | 0.71896 | 376.43 | 2023 | Mitigation | 0.011149 | 10 | 0 | esc | 0.011149 | 0.0080156 | 0.011149 | 0.0080156 | 0.011149 | 0.0080156 | 0.011149 | 0.0080156
[79 empty] | WLDFR | HFTD - Transmission - Tier 2 - 115 kV or Lower | Non-Red Flag Warning - Destructive Fires | 2030 | 0 | 0 | 0 | 0 | 9534.9221 | 247.273 | 9287.6491 | 0 | 0 | 2.7568 | 2.7568 | 2.7568 | 1.4533e-06 |  | 0 | 0 | 0 | 0 | 4.0065e-06 | 4.0065e-06 | 0 | 4.0065e-06 | 4.0065e-06 | 0 | 4.0065e-06 | Column30: 4.0065e-06 | [29 empty] | 7.3.2.1.3 Advanced weather monitoring and weather stations Weather StationsWLDFRElectric Reliability | WLDFR | HFTD - Transmission - Tier 3 - 60/70 kV | Red Flag Warning - Large Fires | 2024 | Electric Reliability | 0.71896 | 376.43 | 2024 | Mitigation | 0.011149 | 10 | 0 | esc | 0.011149 | 0.0080156 | 0.011149 | 0.0080156 | 0.011149 | 0.0080156 | 0.011149 | 0.0080156
[79 empty] | WLDFR | HFTD - Transmission - Tier 2 - 115 kV or Lower | Non-Red Flag Warning - Destructive Fires | 2031 | 0 | 0 | 0 | 0 | 9534.9221 | 247.273 | 9287.6491 | 0 | 0 | 0 | 2.7568 | 2.7568 | 1.4533e-06 |  | 0 | 0 | 0 | 0 | 0 | 0 | 0 | 4.0065e-06 | 4.0065e-06 | 0 | 4.0065e-06 | Column30: 4.0065e-06 | [29 empty] | 7.3.2.1.3 Advanced weather monitoring and weather stations Weather StationsWLDFRElectric Reliability | WLDFR | HFTD - Transmission - Tier 3 - 60/70 kV | Red Flag Warning - Large Fires | 2025 | Electric Reliability | 0.71896 | 376.43 | 2025 | Mitigation | 0.011149 | 10 | 0 | esc | 0.011149 | 0.0080156 | 0.011149 | 0.0080156 | 0.011149 | 0.0080156 | 0.011149 | 0.0080156
[79 empty] | WLDFR | HFTD - Transmission - Tier 2 - 115 kV or Lower | Non-Red Flag Warning - Destructive Fires | 2032 | 0 | 0 | 0 | 0 | 9534.9221 | 247.273 | 9287.6491 | 0 | 0 | 0 | 0 | 2.7568 | 1.4533e-06 |  | 0 | 0 | 0 | 0 | 0 | 0 | 0 | 0 | 0 | 0 | 4.0065e-06 | Column30: 4.0065e-06 | [29 empty] | 7.3.2.1.3 Advanced weather monitoring and weather stations Weather StationsWLDFRElectric Reliability | WLDFR | HFTD - Transmission - Tier 3 - 60/70 kV | Red Flag Warning - Large Fires | 2026 | Electric Reliability | 0.71896 | 376.43 | 2026 | Mitigation | 0.011149 | 10 | 0 | esc | 0.011149 | 0.0080156 | 0.011149 | 0.0080156 | 0.011149 | 0.0080156 | 0.011149 | 0.0080156
[79 empty] | WLDFR | HFTD - Transmission - Tier 2 - 115 kV or Lower | Non-Red Flag Warning - Large Fires | 2020 | 0 | 0 | 0 | 0 | 5.2406 | 0.69642 | 2.942 | 1.6022 | 0.0077642 | 0 | 0 | 0 | 1.308e-05 |  | 0 | 1.0155e-07 | 1.0155e-07 | 0 | 0 | 0 | 0 | 0 | 0 | 0 | 0 | Column30: 0 | [29 empty] | 7.3.2.1.3 Advanced weather monitoring and weather stations Weather StationsWLDFRElectric Reliability | WLDFR | HFTD - Transmission - Tier 3 - 60/70 kV | Red Flag Warning - Large Fires | 2027 | Electric Reliability | 0.71896 | 376.43 | 2027 | Mitigation | 0.011149 | 10 | 0 | esc | 0.011149 | 0.0080156 | 0.011149 | 0.0080156 | 0.011149 | 0.0080156 | 0.011149 | 0.0080156
[79 empty] | WLDFR | HFTD - Transmission - Tier 2 - 115 kV or Lower | Non-Red Flag Warning - Large Fires | 2021 | 0 | 0 | 0 | 0 | 5.2406 | 0.69642 | 2.942 | 1.6022 | 0.0077642 | 0.0077642 | 0 | 0 | 1.308e-05 |  | 0 | 1.0155e-07 | 1.0155e-07 | 0 | 1.0155e-07 | 1.0155e-07 | 0 | 0 | 0 | 0 | 0 | Column30: 0 | [29 empty] | 7.3.2.1.3 Advanced weather monitoring and weather stations Weather StationsWLDFRElectric Reliability | WLDFR | HFTD - Transmission - Tier 3 - 60/70 kV | Red Flag Warning - Large Fires | 2028 | Electric Reliability | 0.74734 | 376.43 | 2028 | Mitigation | 0.011149 | 10 | 0 | esc | 0.011149 | 0.0083319 | 0.011149 | 0.0083319 | 0.011149 | 0.0083319 | 0.011149 | 0.0083319
[79 empty] | WLDFR | HFTD - Transmission - Tier 2 - 115 kV or Lower | Non-Red Flag Warning - Large Fires | 2022 | 0 | 0 | 0 | 0 | 5.2406 | 0.69642 | 2.942 | 1.6022 | 0.0077642 | 0.0077642 | 0.0077642 | 0 | 1.308e-05 |  | 0 | 1.0155e-07 | 1.0155e-07 | 0 | 1.0155e-07 | 1.0155e-07 | 0 | 1.0155e-07 | 1.0155e-07 | 0 | 0 | Column30: 0 | [29 empty] | 7.3.2.1.3 Advanced weather monitoring and weather stations Weather StationsWLDFRElectric Reliability | WLDFR | HFTD - Transmission - Tier 3 - 60/70 kV | Red Flag Warning - Large Fires | 2029 | Electric Reliability | 0.74734 | 376.43 | 2029 | Mitigation | 0.011149 | 10 | 0 | esc | 0.011149 | 0.0083319 | 0.011149 | 0.0083319 | 0.011149 | 0.0083319 | 0.011149 | 0.0083319
[79 empty] | WLDFR | HFTD - Transmission - Tier 2 - 115 kV or Lower | Non-Red Flag Warning - Large Fires | 2023 | 0 | 0 | 0 | 0 | 5.475 | 0.71896 | 3.0715 | 1.6846 | 0.0080156 | 0.0080156 | 0.0080156 | 0.0080156 | 1.308e-05 |  | 0 | 1.0484e-07 | 1.0484e-07 | 0 | 1.0484e-07 | 1.0484e-07 | 0 | 1.0484e-07 | 1.0484e-07 | 0 | 1.0484e-07 | Column30: 1.0484e-07 | [29 empty] | 7.3.2.1.3 Advanced weather monitoring and weather stations Weather StationsWLDFRElectric Reliability | WLDFR | HFTD - Transmission - Tier 3 - 60/70 kV | Red Flag Warning - Large Fires | 2030 | Electric Reliability | 0.74734 | 376.43 | 2030 | Mitigation | 0.011149 | 10 | 0 | esc | 0 | 0 | 0.011149 | 0.0083319 | 0.011149 | 0.0083319 | 0.011149 | 0.0083319
[79 empty] | WLDFR | HFTD - Transmission - Tier 2 - 115 kV or Lower | Non-Red Flag Warning - Large Fires | 2024 | 0 | 0 | 0 | 0 | 5.475 | 0.71896 | 3.0715 | 1.6846 | 0.0080156 | 0.0080156 | 0.0080156 | 0.0080156 | 1.308e-05 |  | 0 | 1.0484e-07 | 1.0484e-07 | 0 | 1.0484e-07 | 1.0484e-07 | 0 | 1.0484e-07 | 1.0484e-07 | 0 | 1.0484e-07 | Column30: 1.0484e-07 | [29 empty] | 7.3.2.1.3 Advanced weather monitoring and weather stations Weather StationsWLDFRElectric Reliability | WLDFR | HFTD - Transmission - Tier 3 - 60/70 kV | Red Flag Warning - Large Fires | 2031 | Electric Reliability | 0.74734 | 376.43 | 2031 | Mitigation | 0.011149 | 10 | 0 | esc | 0 | 0 | 0 | 0 | 0.011149 | 0.0083319 | 0.011149 | 0.0083319
[79 empty] | WLDFR | HFTD - Transmission - Tier 2 - 115 kV or Lower | Non-Red Flag Warning - Large Fires | 2025 | 0 | 0 | 0 | 0 | 5.475 | 0.71896 | 3.0715 | 1.6846 | 0.0080156 | 0.0080156 | 0.0080156 | 0.0080156 | 1.308e-05 |  | 0 | 1.0484e-07 | 1.0484e-07 | 0 | 1.0484e-07 | 1.0484e-07 | 0 | 1.0484e-07 | 1.0484e-07 | 0 | 1.0484e-07 | Column30: 1.0484e-07 | [29 empty] | 7.3.2.1.3 Advanced weather monitoring and weather stations Weather StationsWLDFRElectric Reliability | WLDFR | HFTD - Transmission - Tier 3 - 60/70 kV | Red Flag Warning - Large Fires | 2032 | Electric Reliability | 0.74734 | 376.43 | 2032 | Mitigation | 0.011149 | 10 | 0 | esc | 0 | 0 | 0 | 0 | 0 | 0 | 0.011149 | 0.0083319
[79 empty] | WLDFR | HFTD - Transmission - Tier 2 - 115 kV or Lower | Non-Red Flag Warning - Large Fires | 2026 | 0 | 0 | 0 | 0 | 5.475 | 0.71896 | 3.0715 | 1.6846 | 0.0080156 | 0.0080156 | 0.0080156 | 0.0080156 | 1.308e-05 |  | 0 | 1.0484e-07 | 1.0484e-07 | 0 | 1.0484e-07 | 1.0484e-07 | 0 | 1.0484e-07 | 1.0484e-07 | 0 | 1.0484e-07 | Column30: 1.0484e-07 | [29 empty] | 7.3.2.1.3 Advanced weather monitoring and weather stations Weather StationsWLDFRElectric Reliability | WLDFR | HFTD - Transmission - Tier 3 - 60/70 kV | Red Flag Warning - Small Fires | 2021 | Electric Reliability | 0.036425 | 376.43 | 2021 | Mitigation | 0.011149 | 10 | 0 | esc | 0.011149 | 0.0004061 | 0.011149 | 0.0004061 | 0 | 0 | 0 | 0
[79 empty] | WLDFR | HFTD - Transmission - Tier 2 - 115 kV or Lower | Non-Red Flag Warning - Large Fires | 2027 | 0 | 0 | 0 | 0 | 5.475 | 0.71896 | 3.0715 | 1.6846 | 0.0080156 | 0.0080156 | 0.0080156 | 0.0080156 | 1.308e-05 |  | 0 | 1.0484e-07 | 1.0484e-07 | 0 | 1.0484e-07 | 1.0484e-07 | 0 | 1.0484e-07 | 1.0484e-07 | 0 | 1.0484e-07 | Column30: 1.0484e-07 | [29 empty] | 7.3.2.1.3 Advanced weather monitoring and weather stations Weather StationsWLDFRElectric Reliability | WLDFR | HFTD - Transmission - Tier 3 - 60/70 kV | Red Flag Warning - Small Fires | 2022 | Electric Reliability | 0.036425 | 376.43 | 2022 | Mitigation | 0.011149 | 10 | 0 | esc | 0.011149 | 0.0004061 | 0.011149 | 0.0004061 | 0.011149 | 0.0004061 | 0 | 0
[79 empty] | WLDFR | HFTD - Transmission - Tier 2 - 115 kV or Lower | Non-Red Flag Warning - Large Fires | 2028 | 0 | 0 | 0 | 0 | 5.777 | 0.74734 | 3.238 | 1.7917 | 0.0083319 | 0.0083319 | 0.0083319 | 0.0083319 | 1.308e-05 |  | 0 | 1.0898e-07 | 1.0898e-07 | 0 | 1.0898e-07 | 1.0898e-07 | 0 | 1.0898e-07 | 1.0898e-07 | 0 | 1.0898e-07 | Column30: 1.0898e-07 | [29 empty] | 7.3.2.1.3 Advanced weather monitoring and weather stations Weather StationsWLDFRElectric Reliability | WLDFR | HFTD - Transmission - Tier 3 - 60/70 kV | Red Flag Warning - Small Fires | 2023 | Electric Reliability | 0.03759 | 376.43 | 2023 | Mitigation | 0.011149 | 10 | 0 | esc | 0.011149 | 0.00041909 | 0.011149 | 0.00041909 | 0.011149 | 0.00041909 | 0.011149 | 0.00041909
[79 empty] | WLDFR | HFTD - Transmission - Tier 2 - 115 kV or Lower | Non-Red Flag Warning - Large Fires | 2029 | 0 | 0 | 0 | 0 | 5.777 | 0.74734 | 3.238 | 1.7917 | 0.0083319 | 0.0083319 | 0.0083319 | 0.0083319 | 1.308e-05 |  | 0 | 1.0898e-07 | 1.0898e-07 | 0 | 1.0898e-07 | 1.0898e-07 | 0 | 1.0898e-07 | 1.0898e-07 | 0 | 1.0898e-07 | Column30: 1.0898e-07 | [29 empty] | 7.3.2.1.3 Advanced weather monitoring and weather stations Weather StationsWLDFRElectric Reliability | WLDFR | HFTD - Transmission - Tier 3 - 60/70 kV | Red Flag Warning - Small Fires | 2024 | Electric Reliability | 0.03759 | 376.43 | 2024 | Mitigation | 0.011149 | 10 | 0 | esc | 0.011149 | 0.00041909 | 0.011149 | 0.00041909 | 0.011149 | 0.00041909 | 0.011149 | 0.00041909
[79 empty] | WLDFR | HFTD - Transmission - Tier 2 - 115 kV or Lower | Non-Red Flag Warning - Large Fires | 2030 | 0 | 0 | 0 | 0 | 5.777 | 0.74734 | 3.238 | 1.7917 | 0 | 0.0083319 | 0.0083319 | 0.0083319 | 1.308e-05 |  | 0 | 0 | 0 | 0 | 1.0898e-07 | 1.0898e-07 | 0 | 1.0898e-07 | 1.0898e-07 | 0 | 1.0898e-07 | Column30: 1.0898e-07 | [29 empty] | 7.3.2.1.3 Advanced weather monitoring and weather stations Weather StationsWLDFRElectric Reliability | WLDFR | HFTD - Transmission - Tier 3 - 60/70 kV | Red Flag Warning - Small Fires | 2025 | Electric Reliability | 0.03759 | 376.43 | 2025 | Mitigation | 0.011149 | 10 | 0 | esc | 0.011149 | 0.00041909 | 0.011149 | 0.00041909 | 0.011149 | 0.00041909 | 0.011149 | 0.00041909
[79 empty] | WLDFR | HFTD - Transmission - Tier 2 - 115 kV or Lower | Non-Red Flag Warning - Large Fires | 2031 | 0 | 0 | 0 | 0 | 5.777 | 0.74734 | 3.238 | 1.7917 | 0 | 0 | 0.0083319 | 0.0083319 | 1.308e-05 |  | 0 | 0 | 0 | 0 | 0 | 0 | 0 | 1.0898e-07 | 1.0898e-07 | 0 | 1.0898e-07 | Column30: 1.0898e-07 | [29 empty] | 7.3.2.1.3 Advanced weather monitoring and weather stations Weather StationsWLDFRElectric Reliability | WLDFR | HFTD - Transmission - Tier 3 - 60/70 kV | Red Flag Warning - Small Fires | 2026 | Electric Reliability | 0.03759 | 376.43 | 2026 | Mitigation | 0.011149 | 10 | 0 | esc | 0.011149 | 0.00041909 | 0.011149 | 0.00041909 | 0.011149 | 0.00041909 | 0.011149 | 0.00041909
[79 empty] | WLDFR | HFTD - Transmission - Tier 2 - 115 kV or Lower | Non-Red Flag Warning - Large Fires | 2032 | 0 | 0 | 0 | 0 | 5.777 | 0.74734 | 3.238 | 1.7917 | 0 | 0 | 0 | 0.0083319 | 1.308e-05 |  | 0 | 0 | 0 | 0 | 0 | 0 | 0 | 0 | 0 | 0 | 1.0898e-07 | Column30: 1.0898e-07 | [29 empty] | 7.3.2.1.3 Advanced weather monitoring and weather stations Weather StationsWLDFRElectric Reliability | WLDFR | HFTD - Transmission - Tier 3 - 60/70 kV | Red Flag Warning - Small Fires | 2027 | Electric Reliability | 0.03759 | 376.43 | 2027 | Mitigation | 0.011149 | 10 | 0 | esc | 0.011149 | 0.00041909 | 0.011149 | 0.00041909 | 0.011149 | 0.00041909 | 0.011149 | 0.00041909
[79 empty] | WLDFR | HFTD - Transmission - Tier 2 - 115 kV or Lower | Non-Red Flag Warning - Small Fires | 2020 | 0 | 0 | 0 | 0 | 0.077901 | 0.036425 | 0.0015809 | 0.039895 | 0.0004061 | 0 | 0 | 0 | 0.0022461 |  | 0 | 9.1212e-07 | 9.1212e-07 | 0 | 0 | 0 | 0 | 0 | 0 | 0 | 0 | Column30: 0 | [29 empty] | 7.3.2.1.3 Advanced weather monitoring and weather stations Weather StationsWLDFRElectric Reliability | WLDFR | HFTD - Transmission - Tier 3 - 60/70 kV | Red Flag Warning - Small Fires | 2028 | Electric Reliability | 0.039055 | 376.43 | 2028 | Mitigation | 0.011149 | 10 | 0 | esc | 0.011149 | 0.00043542 | 0.011149 | 0.00043542 | 0.011149 | 0.00043542 | 0.011149 | 0.00043542
[79 empty] | WLDFR | HFTD - Transmission - Tier 2 - 115 kV or Lower | Non-Red Flag Warning - Small Fires | 2021 | 0 | 0 | 0 | 0 | 0.077901 | 0.036425 | 0.0015809 | 0.039895 | 0.0004061 | 0.0004061 | 0 | 0 | 0.0022461 |  | 0 | 9.1212e-07 | 9.1212e-07 | 0 | 9.1212e-07 | 9.1212e-07 | 0 | 0 | 0 | 0 | 0 | Column30: 0 | [29 empty] | 7.3.2.1.3 Advanced weather monitoring and weather stations Weather StationsWLDFRElectric Reliability | WLDFR | HFTD - Transmission - Tier 3 - 60/70 kV | Red Flag Warning - Small Fires | 2029 | Electric Reliability | 0.039055 | 376.43 | 2029 | Mitigation | 0.011149 | 10 | 0 | esc | 0.011149 | 0.00043542 | 0.011149 | 0.00043542 | 0.011149 | 0.00043542 | 0.011149 | 0.00043542
[79 empty] | WLDFR | HFTD - Transmission - Tier 2 - 115 kV or Lower | Non-Red Flag Warning - Small Fires | 2022 | 0 | 0 | 0 | 0 | 0.077901 | 0.036425 | 0.0015809 | 0.039895 | 0.0004061 | 0.0004061 | 0.0004061 | 0 | 0.0022461 |  | 0 | 9.1212e-07 | 9.1212e-07 | 0 | 9.1212e-07 | 9.1212e-07 | 0 | 9.1212e-07 | 9.1212e-07 | 0 | 0 | Column30: 0 | [29 empty] | 7.3.2.1.3 Advanced weather monitoring and weather stations Weather StationsWLDFRElectric Reliability | WLDFR | HFTD - Transmission - Tier 3 - 60/70 kV | Red Flag Warning - Small Fires | 2030 | Electric Reliability | 0.039055 | 376.43 | 2030 | Mitigation | 0.011149 | 10 | 0 | esc | 0 | 0 | 0.011149 | 0.00043542 | 0.011149 | 0.00043542 | 0.011149 | 0.00043542
[79 empty] | WLDFR | HFTD - Transmission - Tier 2 - 115 kV or Lower | Non-Red Flag Warning - Small Fires | 2023 | 0 | 0 | 0 | 0 | 0.080408 | 0.03759 | 0.0016314 | 0.041187 | 0.00041909 | 0.00041909 | 0.00041909 | 0.00041909 | 0.0022461 |  | 0 | 9.413e-07 | 9.413e-07 | 0 | 9.413e-07 | 9.413e-07 | 0 | 9.413e-07 | 9.413e-07 | 0 | 9.413e-07 | Column30: 9.413e-07 | [29 empty] | 7.3.2.1.3 Advanced weather monitoring and weather stations Weather StationsWLDFRElectric Reliability | WLDFR | HFTD - Transmission - Tier 3 - 60/70 kV | Red Flag Warning - Small Fires | 2031 | Electric Reliability | 0.039055 | 376.43 | 2031 | Mitigation | 0.011149 | 10 | 0 | esc | 0 | 0 | 0 | 0 | 0.011149 | 0.00043542 | 0.011149 | 0.00043542
[79 empty] | WLDFR | HFTD - Transmission - Tier 2 - 115 kV or Lower | Non-Red Flag Warning - Small Fires | 2024 | 0 | 0 | 0 | 0 | 0.080408 | 0.03759 | 0.0016314 | 0.041187 | 0.00041909 | 0.00041909 | 0.00041909 | 0.00041909 | 0.0022461 |  | 0 | 9.413e-07 | 9.413e-07 | 0 | 9.413e-07 | 9.413e-07 | 0 | 9.413e-07 | 9.413e-07 | 0 | 9.413e-07 | Column30: 9.413e-07 | [29 empty] | 7.3.2.1.3 Advanced weather monitoring and weather stations Weather StationsWLDFRElectric Reliability | WLDFR | HFTD - Transmission - Tier 3 - 60/70 kV | Red Flag Warning - Small Fires | 2032 | Electric Reliability | 0.039055 | 376.43 | 2032 | Mitigation | 0.011149 | 10 | 0 | esc | 0 | 0 | 0 | 0 | 0 | 0 | 0.011149 | 0.00043542
[79 empty] | WLDFR | HFTD - Transmission - Tier 2 - 115 kV or Lower | Non-Red Flag Warning - Small Fires | 2025 | 0 | 0 | 0 | 0 | 0.080408 | 0.03759 | 0.0016314 | 0.041187 | 0.00041909 | 0.00041909 | 0.00041909 | 0.00041909 | 0.0022461 |  | 0 | 9.413e-07 | 9.413e-07 | 0 | 9.413e-07 | 9.413e-07 | 0 | 9.413e-07 | 9.413e-07 | 0 | 9.413e-07 | Column30: 9.413e-07 | [29 empty] | 7.3.2.1.3 Advanced weather monitoring and weather stations Weather StationsWLDFRElectric Reliability | WLDFR | HFTD - Transmission - Zone 1 - 115 kV or Lower | Non-Red Flag Warning - Catastrophic Fires | 2021 | Electric Reliability | 222.2294 | 1.27 | 2021 | Mitigation | 0.011149 | 10 | 0 | esc | 0.011149 | 2.4776 | 0.011149 | 2.4776 | 0 | 0 | 0 | 0
[79 empty] | WLDFR | HFTD - Transmission - Tier 2 - 115 kV or Lower | Non-Red Flag Warning - Small Fires | 2026 | 0 | 0 | 0 | 0 | 0.080408 | 0.03759 | 0.0016314 | 0.041187 | 0.00041909 | 0.00041909 | 0.00041909 | 0.00041909 | 0.0022461 |  | 0 | 9.413e-07 | 9.413e-07 | 0 | 9.413e-07 | 9.413e-07 | 0 | 9.413e-07 | 9.413e-07 | 0 | 9.413e-07 | Column30: 9.413e-07 | [29 empty] | 7.3.2.1.3 Advanced weather monitoring and weather stations Weather StationsWLDFRElectric Reliability | WLDFR | HFTD - Transmission - Zone 1 - 115 kV or Lower | Non-Red Flag Warning - Catastrophic Fires | 2022 | Electric Reliability | 222.2294 | 1.27 | 2022 | Mitigation | 0.011149 | 10 | 0 | esc | 0.011149 | 2.4776 | 0.011149 | 2.4776 | 0.011149 | 2.4776 | 0 | 0
[79 empty] | WLDFR | HFTD - Transmission - Tier 2 - 115 kV or Lower | Non-Red Flag Warning - Small Fires | 2027 | 0 | 0 | 0 | 0 | 0.080408 | 0.03759 | 0.0016314 | 0.041187 | 0.00041909 | 0.00041909 | 0.00041909 | 0.00041909 | 0.0022461 |  | 0 | 9.413e-07 | 9.413e-07 | 0 | 9.413e-07 | 9.413e-07 | 0 | 9.413e-07 | 9.413e-07 | 0 | 9.413e-07 | Column30: 9.413e-07 | [29 empty] | 7.3.2.1.3 Advanced weather monitoring and weather stations Weather StationsWLDFRElectric Reliability | WLDFR | HFTD - Transmission - Zone 1 - 115 kV or Lower | Non-Red Flag Warning - Catastrophic Fires | 2023 | Electric Reliability | 233.2301 | 1.27 | 2023 | Mitigation | 0.011149 | 10 | 0 | esc | 0.011149 | 2.6002 | 0.011149 | 2.6002 | 0.011149 | 2.6002 | 0.011149 | 2.6002
[79 empty] | WLDFR | HFTD - Transmission - Tier 2 - 115 kV or Lower | Non-Red Flag Warning - Small Fires | 2028 | 0 | 0 | 0 | 0 | 0.083606 | 0.039055 | 0.001695 | 0.042856 | 0.00043542 | 0.00043542 | 0.00043542 | 0.00043542 | 0.0022461 |  | 0 | 9.7798e-07 | 9.7798e-07 | 0 | 9.7798e-07 | 9.7798e-07 | 0 | 9.7798e-07 | 9.7798e-07 | 0 | 9.7798e-07 | Column30: 9.7798e-07 | [29 empty] | 7.3.2.1.3 Advanced weather monitoring and weather stations Weather StationsWLDFRElectric Reliability | WLDFR | HFTD - Transmission - Zone 1 - 115 kV or Lower | Non-Red Flag Warning - Catastrophic Fires | 2024 | Electric Reliability | 233.2301 | 1.27 | 2024 | Mitigation | 0.011149 | 10 | 0 | esc | 0.011149 | 2.6002 | 0.011149 | 2.6002 | 0.011149 | 2.6002 | 0.011149 | 2.6002
[79 empty] | WLDFR | HFTD - Transmission - Tier 2 - 115 kV or Lower | Non-Red Flag Warning - Small Fires | 2029 | 0 | 0 | 0 | 0 | 0.083606 | 0.039055 | 0.001695 | 0.042856 | 0.00043542 | 0.00043542 | 0.00043542 | 0.00043542 | 0.0022461 |  | 0 | 9.7798e-07 | 9.7798e-07 | 0 | 9.7798e-07 | 9.7798e-07 | 0 | 9.7798e-07 | 9.7798e-07 | 0 | 9.7798e-07 | Column30: 9.7798e-07 | [29 empty] | 7.3.2.1.3 Advanced weather monitoring and weather stations Weather StationsWLDFRElectric Reliability | WLDFR | HFTD - Transmission - Zone 1 - 115 kV or Lower | Non-Red Flag Warning - Catastrophic Fires | 2025 | Electric Reliability | 233.2301 | 1.27 | 2025 | Mitigation | 0.011149 | 10 | 0 | esc | 0.011149 | 2.6002 | 0.011149 | 2.6002 | 0.011149 | 2.6002 | 0.011149 | 2.6002
[79 empty] | WLDFR | HFTD - Transmission - Tier 2 - 115 kV or Lower | Non-Red Flag Warning - Small Fires | 2030 | 0 | 0 | 0 | 0 | 0.083606 | 0.039055 | 0.001695 | 0.042856 | 0 | 0.00043542 | 0.00043542 | 0.00043542 | 0.0022461 |  | 0 | 0 | 0 | 0 | 9.7798e-07 | 9.7798e-07 | 0 | 9.7798e-07 | 9.7798e-07 | 0 | 9.7798e-07 | Column30: 9.7798e-07 | [29 empty] | 7.3.2.1.3 Advanced weather monitoring and weather stations Weather StationsWLDFRElectric Reliability | WLDFR | HFTD - Transmission - Zone 1 - 115 kV or Lower | Non-Red Flag Warning - Catastrophic Fires | 2026 | Electric Reliability | 233.2301 | 1.27 | 2026 | Mitigation | 0.011149 | 10 | 0 | esc | 0.011149 | 2.6002 | 0.011149 | 2.6002 | 0.011149 | 2.6002 | 0.011149 | 2.6002
[79 empty] | WLDFR | HFTD - Transmission - Tier 2 - 115 kV or Lower | Non-Red Flag Warning - Small Fires | 2031 | 0 | 0 | 0 | 0 | 0.083606 | 0.039055 | 0.001695 | 0.042856 | 0 | 0 | 0.00043542 | 0.00043542 | 0.0022461 |  | 0 | 0 | 0 | 0 | 0 | 0 | 0 | 9.7798e-07 | 9.7798e-07 | 0 | 9.7798e-07 | Column30: 9.7798e-07 | [29 empty] | 7.3.2.1.3 Advanced weather monitoring and weather stations Weather StationsWLDFRElectric Reliability | WLDFR | HFTD - Transmission - Zone 1 - 115 kV or Lower | Non-Red Flag Warning - Catastrophic Fires | 2027 | Electric Reliability | 233.2301 | 1.27 | 2027 | Mitigation | 0.011149 | 10 | 0 | esc | 0.011149 | 2.6002 | 0.011149 | 2.6002 | 0.011149 | 2.6002 | 0.011149 | 2.6002
[79 empty] | WLDFR | HFTD - Transmission - Tier 2 - 115 kV or Lower | Non-Red Flag Warning - Small Fires | 2032 | 0 | 0 | 0 | 0 | 0.083606 | 0.039055 | 0.001695 | 0.042856 | 0 | 0 | 0 | 0.00043542 | 0.0022461 |  | 0 | 0 | 0 | 0 | 0 | 0 | 0 | 0 | 0 | 0 | 9.7798e-07 | Column30: 9.7798e-07 | [29 empty] | 7.3.2.1.3 Advanced weather monitoring and weather stations Weather StationsWLDFRElectric Reliability | WLDFR | HFTD - Transmission - Zone 1 - 115 kV or Lower | Non-Red Flag Warning - Catastrophic Fires | 2028 | Electric Reliability | 247.273 | 1.27 | 2028 | Mitigation | 0.011149 | 10 | 0 | esc | 0.011149 | 2.7568 | 0.011149 | 2.7568 | 0.011149 | 2.7568 | 0.011149 | 2.7568
[79 empty] | WLDFR | HFTD - Transmission - Tier 2 - 115 kV or Lower | Red Flag Warning - Catastrophic Fires | 2020 | 0 | 0 | 0 | 0 | 14146.1306 | 222.2294 | 8585.7228 | 5338.1784 | 2.4776 | 0 | 0 | 0 | 9.9881e-06 |  | 0 | 2.4747e-05 | 2.4747e-05 | 0 | 0 | 0 | 0 | 0 | 0 | 0 | 0 | Column30: 0 | [29 empty] | 7.3.2.1.3 Advanced weather monitoring and weather stations Weather StationsWLDFRElectric Reliability | WLDFR | HFTD - Transmission - Zone 1 - 115 kV or Lower | Non-Red Flag Warning - Catastrophic Fires | 2029 | Electric Reliability | 247.273 | 1.27 | 2029 | Mitigation | 0.011149 | 10 | 0 | esc | 0.011149 | 2.7568 | 0.011149 | 2.7568 | 0.011149 | 2.7568 | 0.011149 | 2.7568
[79 empty] | WLDFR | HFTD - Transmission - Tier 2 - 115 kV or Lower | Red Flag Warning - Catastrophic Fires | 2021 | 0 | 0 | 0 | 0 | 14146.1306 | 222.2294 | 8585.7228 | 5338.1784 | 2.4776 | 2.4776 | 0 | 0 | 9.9881e-06 |  | 0 | 2.4747e-05 | 2.4747e-05 | 0 | 2.4747e-05 | 2.4747e-05 | 0 | 0 | 0 | 0 | 0 | Column30: 0 | [29 empty] | 7.3.2.1.3 Advanced weather monitoring and weather stations Weather StationsWLDFRElectric Reliability | WLDFR | HFTD - Transmission - Zone 1 - 115 kV or Lower | Non-Red Flag Warning - Catastrophic Fires | 2030 | Electric Reliability | 247.273 | 1.27 | 2030 | Mitigation | 0.011149 | 10 | 0 | esc | 0 | 0 | 0.011149 | 2.7568 | 0.011149 | 2.7568 | 0.011149 | 2.7568
[79 empty] | WLDFR | HFTD - Transmission - Tier 2 - 115 kV or Lower | Red Flag Warning - Catastrophic Fires | 2022 | 0 | 0 | 0 | 0 | 14146.1306 | 222.2294 | 8585.7228 | 5338.1784 | 2.4776 | 2.4776 | 2.4776 | 0 | 9.9881e-06 |  | 0 | 2.4747e-05 | 2.4747e-05 | 0 | 2.4747e-05 | 2.4747e-05 | 0 | 2.4747e-05 | 2.4747e-05 | 0 | 0 | Column30: 0 | [29 empty] | 7.3.2.1.3 Advanced weather monitoring and weather stations Weather StationsWLDFRElectric Reliability | WLDFR | HFTD - Transmission - Zone 1 - 115 kV or Lower | Non-Red Flag Warning - Catastrophic Fires | 2031 | Electric Reliability | 247.273 | 1.27 | 2031 | Mitigation | 0.011149 | 10 | 0 | esc | 0 | 0 | 0 | 0 | 0.011149 | 2.7568 | 0.011149 | 2.7568
[79 empty] | WLDFR | HFTD - Transmission - Tier 2 - 115 kV or Lower | Red Flag Warning - Catastrophic Fires | 2023 | 0 | 0 | 0 | 0 | 14664.6376 | 233.2301 | 8896.516 | 5534.8915 | 2.6002 | 2.6002 | 2.6002 | 2.6002 | 9.9881e-06 |  | 0 | 2.5972e-05 | 2.5972e-05 | 0 | 2.5972e-05 | 2.5972e-05 | 0 | 2.5972e-05 | 2.5972e-05 | 0 | 2.5972e-05 | Column30: 2.5972e-05 | [29 empty] | 7.3.2.1.3 Advanced weather monitoring and weather stations Weather StationsWLDFRElectric Reliability | WLDFR | HFTD - Transmission - Zone 1 - 115 kV or Lower | Non-Red Flag Warning - Catastrophic Fires | 2032 | Electric Reliability | 247.273 | 1.27 | 2032 | Mitigation | 0.011149 | 10 | 0 | esc | 0 | 0 | 0 | 0 | 0 | 0 | 0.011149 | 2.7568
[79 empty] | WLDFR | HFTD - Transmission - Tier 2 - 115 kV or Lower | Red Flag Warning - Catastrophic Fires | 2024 | 0 | 0 | 0 | 0 | 14664.6376 | 233.2301 | 8896.516 | 5534.8915 | 2.6002 | 2.6002 | 2.6002 | 2.6002 | 9.9881e-06 |  | 0 | 2.5972e-05 | 2.5972e-05 | 0 | 2.5972e-05 | 2.5972e-05 | 0 | 2.5972e-05 | 2.5972e-05 | 0 | 2.5972e-05 | Column30: 2.5972e-05 | [29 empty] | 7.3.2.1.3 Advanced weather monitoring and weather stations Weather StationsWLDFRElectric Reliability | WLDFR | HFTD - Transmission - Zone 1 - 115 kV or Lower | Non-Red Flag Warning - Destructive Fires | 2021 | Electric Reliability | 222.2294 | 1.27 | 2021 | Mitigation | 0.011149 | 10 | 0 | esc | 0.011149 | 2.4776 | 0.011149 | 2.4776 | 0 | 0 | 0 | 0
[79 empty] | WLDFR | HFTD - Transmission - Tier 2 - 115 kV or Lower | Red Flag Warning - Catastrophic Fires | 2025 | 0 | 0 | 0 | 0 | 14664.6376 | 233.2301 | 8896.516 | 5534.8915 | 2.6002 | 2.6002 | 2.6002 | 2.6002 | 9.9881e-06 |  | 0 | 2.5972e-05 | 2.5972e-05 | 0 | 2.5972e-05 | 2.5972e-05 | 0 | 2.5972e-05 | 2.5972e-05 | 0 | 2.5972e-05 | Column30: 2.5972e-05 | [29 empty] | 7.3.2.1.3 Advanced weather monitoring and weather stations Weather StationsWLDFRElectric Reliability | WLDFR | HFTD - Transmission - Zone 1 - 115 kV or Lower | Non-Red Flag Warning - Destructive Fires | 2022 | Electric Reliability | 222.2294 | 1.27 | 2022 | Mitigation | 0.011149 | 10 | 0 | esc | 0.011149 | 2.4776 | 0.011149 | 2.4776 | 0.011149 | 2.4776 | 0 | 0
[79 empty] | WLDFR | HFTD - Transmission - Tier 2 - 115 kV or Lower | Red Flag Warning - Catastrophic Fires | 2026 | 0 | 0 | 0 | 0 | 14664.6376 | 233.2301 | 8896.516 | 5534.8915 | 2.6002 | 2.6002 | 2.6002 | 2.6002 | 9.9881e-06 |  | 0 | 2.5972e-05 | 2.5972e-05 | 0 | 2.5972e-05 | 2.5972e-05 | 0 | 2.5972e-05 | 2.5972e-05 | 0 | 2.5972e-05 | Column30: 2.5972e-05 | [29 empty] | 7.3.2.1.3 Advanced weather monitoring and weather stations Weather StationsWLDFRElectric Reliability | WLDFR | HFTD - Transmission - Zone 1 - 115 kV or Lower | Non-Red Flag Warning - Destructive Fires | 2023 | Electric Reliability | 233.2301 | 1.27 | 2023 | Mitigation | 0.011149 | 10 | 0 | esc | 0.011149 | 2.6002 | 0.011149 | 2.6002 | 0.011149 | 2.6002 | 0.011149 | 2.6002
[79 empty] | WLDFR | HFTD - Transmission - Tier 2 - 115 kV or Lower | Red Flag Warning - Catastrophic Fires | 2027 | 0 | 0 | 0 | 0 | 14664.6376 | 233.2301 | 8896.516 | 5534.8915 | 2.6002 | 2.6002 | 2.6002 | 2.6002 | 9.9881e-06 |  | 0 | 2.5972e-05 | 2.5972e-05 | 0 | 2.5972e-05 | 2.5972e-05 | 0 | 2.5972e-05 | 2.5972e-05 | 0 | 2.5972e-05 | Column30: 2.5972e-05 | [29 empty] | 7.3.2.1.3 Advanced weather monitoring and weather stations Weather StationsWLDFRElectric Reliability | WLDFR | HFTD - Transmission - Zone 1 - 115 kV or Lower | Non-Red Flag Warning - Destructive Fires | 2024 | Electric Reliability | 233.2301 | 1.27 | 2024 | Mitigation | 0.011149 | 10 | 0 | esc | 0.011149 | 2.6002 | 0.011149 | 2.6002 | 0.011149 | 2.6002 | 0.011149 | 2.6002
[79 empty] | WLDFR | HFTD - Transmission - Tier 2 - 115 kV or Lower | Red Flag Warning - Catastrophic Fires | 2028 | 0 | 0 | 0 | 0 | 15317.9909 | 247.273 | 9287.6491 | 5783.0689 | 2.7568 | 2.7568 | 2.7568 | 2.7568 | 9.9881e-06 |  | 0 | 2.7535e-05 | 2.7535e-05 | 0 | 2.7535e-05 | 2.7535e-05 | 0 | 2.7535e-05 | 2.7535e-05 | 0 | 2.7535e-05 | Column30: 2.7535e-05 | [29 empty] | 7.3.2.1.3 Advanced weather monitoring and weather stations Weather StationsWLDFRElectric Reliability | WLDFR | HFTD - Transmission - Zone 1 - 115 kV or Lower | Non-Red Flag Warning - Destructive Fires | 2025 | Electric Reliability | 233.2301 | 1.27 | 2025 | Mitigation | 0.011149 | 10 | 0 | esc | 0.011149 | 2.6002 | 0.011149 | 2.6002 | 0.011149 | 2.6002 | 0.011149 | 2.6002
[79 empty] | WLDFR | HFTD - Transmission - Tier 2 - 115 kV or Lower | Red Flag Warning - Catastrophic Fires | 2029 | 0 | 0 | 0 | 0 | 15317.9909 | 247.273 | 9287.6491 | 5783.0689 | 2.7568 | 2.7568 | 2.7568 | 2.7568 | 9.9881e-06 |  | 0 | 2.7535e-05 | 2.7535e-05 | 0 | 2.7535e-05 | 2.7535e-05 | 0 | 2.7535e-05 | 2.7535e-05 | 0 | 2.7535e-05 | Column30: 2.7535e-05 | [29 empty] | 7.3.2.1.3 Advanced weather monitoring and weather stations Weather StationsWLDFRElectric Reliability | WLDFR | HFTD - Transmission - Zone 1 - 115 kV or Lower | Non-Red Flag Warning - Destructive Fires | 2026 | Electric Reliability | 233.2301 | 1.27 | 2026 | Mitigation | 0.011149 | 10 | 0 | esc | 0.011149 | 2.6002 | 0.011149 | 2.6002 | 0.011149 | 2.6002 | 0.011149 | 2.6002
[79 empty] | WLDFR | HFTD - Transmission - Tier 2 - 115 kV or Lower | Red Flag Warning - Catastrophic Fires | 2030 | 0 | 0 | 0 | 0 | 15317.9909 | 247.273 | 9287.6491 | 5783.0689 | 0 | 2.7568 | 2.7568 | 2.7568 | 9.9881e-06 |  | 0 | 0 | 0 | 0 | 2.7535e-05 | 2.7535e-05 | 0 | 2.7535e-05 | 2.7535e-05 | 0 | 2.7535e-05 | Column30: 2.7535e-05 | [29 empty] | 7.3.2.1.3 Advanced weather monitoring and weather stations Weather StationsWLDFRElectric Reliability | WLDFR | HFTD - Transmission - Zone 1 - 115 kV or Lower | Non-Red Flag Warning - Destructive Fires | 2027 | Electric Reliability | 233.2301 | 1.27 | 2027 | Mitigation | 0.011149 | 10 | 0 | esc | 0.011149 | 2.6002 | 0.011149 | 2.6002 | 0.011149 | 2.6002 | 0.011149 | 2.6002
[79 empty] | WLDFR | HFTD - Transmission - Tier 2 - 115 kV or Lower | Red Flag Warning - Catastrophic Fires | 2031 | 0 | 0 | 0 | 0 | 15317.9909 | 247.273 | 9287.6491 | 5783.0689 | 0 | 0 | 2.7568 | 2.7568 | 9.9881e-06 |  | 0 | 0 | 0 | 0 | 0 | 0 | 0 | 2.7535e-05 | 2.7535e-05 | 0 | 2.7535e-05 | Column30: 2.7535e-05 | [29 empty] | 7.3.2.1.3 Advanced weather monitoring and weather stations Weather StationsWLDFRElectric Reliability | WLDFR | HFTD - Transmission - Zone 1 - 115 kV or Lower | Non-Red Flag Warning - Destructive Fires | 2028 | Electric Reliability | 247.273 | 1.27 | 2028 | Mitigation | 0.011149 | 10 | 0 | esc | 0.011149 | 2.7568 | 0.011149 | 2.7568 | 0.011149 | 2.7568 | 0.011149 | 2.7568
[79 empty] | WLDFR | HFTD - Transmission - Tier 2 - 115 kV or Lower | Red Flag Warning - Catastrophic Fires | 2032 | 0 | 0 | 0 | 0 | 15317.9909 | 247.273 | 9287.6491 | 5783.0689 | 0 | 0 | 0 | 2.7568 | 9.9881e-06 |  | 0 | 0 | 0 | 0 | 0 | 0 | 0 | 0 | 0 | 0 | 2.7535e-05 | Column30: 2.7535e-05 | [29 empty] | 7.3.2.1.3 Advanced weather monitoring and weather stations Weather StationsWLDFRElectric Reliability | WLDFR | HFTD - Transmission - Zone 1 - 115 kV or Lower | Non-Red Flag Warning - Destructive Fires | 2029 | Electric Reliability | 247.273 | 1.27 | 2029 | Mitigation | 0.011149 | 10 | 0 | esc | 0.011149 | 2.7568 | 0.011149 | 2.7568 | 0.011149 | 2.7568 | 0.011149 | 2.7568
[79 empty] | WLDFR | HFTD - Transmission - Tier 2 - 115 kV or Lower | Red Flag Warning - Destructive Fires | 2020 | 0 | 0 | 0 | 0 | 8807.9522 | 222.2294 | 8585.7228 | 0 | 2.4776 | 0 | 0 | 0 | 1.4269e-06 |  | 0 | 3.5352e-06 | 3.5352e-06 | 0 | 0 | 0 | 0 | 0 | 0 | 0 | 0 | Column30: 0 | [29 empty] | 7.3.2.1.3 Advanced weather monitoring and weather stations Weather StationsWLDFRElectric Reliability | WLDFR | HFTD - Transmission - Zone 1 - 115 kV or Lower | Non-Red Flag Warning - Destructive Fires | 2030 | Electric Reliability | 247.273 | 1.27 | 2030 | Mitigation | 0.011149 | 10 | 0 | esc | 0 | 0 | 0.011149 | 2.7568 | 0.011149 | 2.7568 | 0.011149 | 2.7568
[79 empty] | WLDFR | HFTD - Transmission - Tier 2 - 115 kV or Lower | Red Flag Warning - Destructive Fires | 2021 | 0 | 0 | 0 | 0 | 8807.9522 | 222.2294 | 8585.7228 | 0 | 2.4776 | 2.4776 | 0 | 0 | 1.4269e-06 |  | 0 | 3.5352e-06 | 3.5352e-06 | 0 | 3.5352e-06 | 3.5352e-06 | 0 | 0 | 0 | 0 | 0 | Column30: 0 | [29 empty] | 7.3.2.1.3 Advanced weather monitoring and weather stations Weather StationsWLDFRElectric Reliability | WLDFR | HFTD - Transmission - Zone 1 - 115 kV or Lower | Non-Red Flag Warning - Destructive Fires | 2031 | Electric Reliability | 247.273 | 1.27 | 2031 | Mitigation | 0.011149 | 10 | 0 | esc | 0 | 0 | 0 | 0 | 0.011149 | 2.7568 | 0.011149 | 2.7568
[79 empty] | WLDFR | HFTD - Transmission - Tier 2 - 115 kV or Lower | Red Flag Warning - Destructive Fires | 2022 | 0 | 0 | 0 | 0 | 8807.9522 | 222.2294 | 8585.7228 | 0 | 2.4776 | 2.4776 | 2.4776 | 0 | 1.4269e-06 |  | 0 | 3.5352e-06 | 3.5352e-06 | 0 | 3.5352e-06 | 3.5352e-06 | 0 | 3.5352e-06 | 3.5352e-06 | 0 | 0 | Column30: 0 | [29 empty] | 7.3.2.1.3 Advanced weather monitoring and weather stations Weather StationsWLDFRElectric Reliability | WLDFR | HFTD - Transmission - Zone 1 - 115 kV or Lower | Non-Red Flag Warning - Destructive Fires | 2032 | Electric Reliability | 247.273 | 1.27 | 2032 | Mitigation | 0.011149 | 10 | 0 | esc | 0 | 0 | 0 | 0 | 0 | 0 | 0.011149 | 2.7568
[79 empty] | WLDFR | HFTD - Transmission - Tier 2 - 115 kV or Lower | Red Flag Warning - Destructive Fires | 2023 | 0 | 0 | 0 | 0 | 9129.7461 | 233.2301 | 8896.516 | 0 | 2.6002 | 2.6002 | 2.6002 | 2.6002 | 1.4269e-06 |  | 0 | 3.7102e-06 | 3.7102e-06 | 0 | 3.7102e-06 | 3.7102e-06 | 0 | 3.7102e-06 | 3.7102e-06 | 0 | 3.7102e-06 | Column30: 3.7102e-06 | [29 empty] | 7.3.2.1.3 Advanced weather monitoring and weather stations Weather StationsWLDFRElectric Reliability | WLDFR | HFTD - Transmission - Zone 1 - 115 kV or Lower | Non-Red Flag Warning - Large Fires | 2021 | Electric Reliability | 0.69642 | 1.27 | 2021 | Mitigation | 0.011149 | 10 | 0 | esc | 0.011149 | 0.0077642 | 0.011149 | 0.0077642 | 0 | 0 | 0 | 0
[79 empty] | WLDFR | HFTD - Transmission - Tier 2 - 115 kV or Lower | Red Flag Warning - Destructive Fires | 2024 | 0 | 0 | 0 | 0 | 9129.7461 | 233.2301 | 8896.516 | 0 | 2.6002 | 2.6002 | 2.6002 | 2.6002 | 1.4269e-06 |  | 0 | 3.7102e-06 | 3.7102e-06 | 0 | 3.7102e-06 | 3.7102e-06 | 0 | 3.7102e-06 | 3.7102e-06 | 0 | 3.7102e-06 | Column30: 3.7102e-06 | [29 empty] | 7.3.2.1.3 Advanced weather monitoring and weather stations Weather StationsWLDFRElectric Reliability | WLDFR | HFTD - Transmission - Zone 1 - 115 kV or Lower | Non-Red Flag Warning - Large Fires | 2022 | Electric Reliability | 0.69642 | 1.27 | 2022 | Mitigation | 0.011149 | 10 | 0 | esc | 0.011149 | 0.0077642 | 0.011149 | 0.0077642 | 0.011149 | 0.0077642 | 0 | 0
[79 empty] | WLDFR | HFTD - Transmission - Tier 2 - 115 kV or Lower | Red Flag Warning - Destructive Fires | 2025 | 0 | 0 | 0 | 0 | 9129.7461 | 233.2301 | 8896.516 | 0 | 2.6002 | 2.6002 | 2.6002 | 2.6002 | 1.4269e-06 |  | 0 | 3.7102e-06 | 3.7102e-06 | 0 | 3.7102e-06 | 3.7102e-06 | 0 | 3.7102e-06 | 3.7102e-06 | 0 | 3.7102e-06 | Column30: 3.7102e-06 | [29 empty] | 7.3.2.1.3 Advanced weather monitoring and weather stations Weather StationsWLDFRElectric Reliability | WLDFR | HFTD - Transmission - Zone 1 - 115 kV or Lower | Non-Red Flag Warning - Large Fires | 2023 | Electric Reliability | 0.71896 | 1.27 | 2023 | Mitigation | 0.011149 | 10 | 0 | esc | 0.011149 | 0.0080156 | 0.011149 | 0.0080156 | 0.011149 | 0.0080156 | 0.011149 | 0.0080156
[79 empty] | WLDFR | HFTD - Transmission - Tier 2 - 115 kV or Lower | Red Flag Warning - Destructive Fires | 2026 | 0 | 0 | 0 | 0 | 9129.7461 | 233.2301 | 8896.516 | 0 | 2.6002 | 2.6002 | 2.6002 | 2.6002 | 1.4269e-06 |  | 0 | 3.7102e-06 | 3.7102e-06 | 0 | 3.7102e-06 | 3.7102e-06 | 0 | 3.7102e-06 | 3.7102e-06 | 0 | 3.7102e-06 | Column30: 3.7102e-06 | [29 empty] | 7.3.2.1.3 Advanced weather monitoring and weather stations Weather StationsWLDFRElectric Reliability | WLDFR | HFTD - Transmission - Zone 1 - 115 kV or Lower | Non-Red Flag Warning - Large Fires | 2024 | Electric Reliability | 0.71896 | 1.27 | 2024 | Mitigation | 0.011149 | 10 | 0 | esc | 0.011149 | 0.0080156 | 0.011149 | 0.0080156 | 0.011149 | 0.0080156 | 0.011149 | 0.0080156
[79 empty] | WLDFR | HFTD - Transmission - Tier 2 - 115 kV or Lower | Red Flag Warning - Destructive Fires | 2027 | 0 | 0 | 0 | 0 | 9129.7461 | 233.2301 | 8896.516 | 0 | 2.6002 | 2.6002 | 2.6002 | 2.6002 | 1.4269e-06 |  | 0 | 3.7102e-06 | 3.7102e-06 | 0 | 3.7102e-06 | 3.7102e-06 | 0 | 3.7102e-06 | 3.7102e-06 | 0 | 3.7102e-06 | Column30: 3.7102e-06 | [29 empty] | 7.3.2.1.3 Advanced weather monitoring and weather stations Weather StationsWLDFRElectric Reliability | WLDFR | HFTD - Transmission - Zone 1 - 115 kV or Lower | Non-Red Flag Warning - Large Fires | 2025 | Electric Reliability | 0.71896 | 1.27 | 2025 | Mitigation | 0.011149 | 10 | 0 | esc | 0.011149 | 0.0080156 | 0.011149 | 0.0080156 | 0.011149 | 0.0080156 | 0.011149 | 0.0080156
[79 empty] | WLDFR | HFTD - Transmission - Tier 2 - 115 kV or Lower | Red Flag Warning - Destructive Fires | 2028 | 0 | 0 | 0 | 0 | 9534.9221 | 247.273 | 9287.6491 | 0 | 2.7568 | 2.7568 | 2.7568 | 2.7568 | 1.4269e-06 |  | 0 | 3.9336e-06 | 3.9336e-06 | 0 | 3.9336e-06 | 3.9336e-06 | 0 | 3.9336e-06 | 3.9336e-06 | 0 | 3.9336e-06 | Column30: 3.9336e-06 | [29 empty] | 7.3.2.1.3 Advanced weather monitoring and weather stations Weather StationsWLDFRElectric Reliability | WLDFR | HFTD - Transmission - Zone 1 - 115 kV or Lower | Non-Red Flag Warning - Large Fires | 2026 | Electric Reliability | 0.71896 | 1.27 | 2026 | Mitigation | 0.011149 | 10 | 0 | esc | 0.011149 | 0.0080156 | 0.011149 | 0.0080156 | 0.011149 | 0.0080156 | 0.011149 | 0.0080156
[79 empty] | WLDFR | HFTD - Transmission - Tier 2 - 115 kV or Lower | Red Flag Warning - Destructive Fires | 2029 | 0 | 0 | 0 | 0 | 9534.9221 | 247.273 | 9287.6491 | 0 | 2.7568 | 2.7568 | 2.7568 | 2.7568 | 1.4269e-06 |  | 0 | 3.9336e-06 | 3.9336e-06 | 0 | 3.9336e-06 | 3.9336e-06 | 0 | 3.9336e-06 | 3.9336e-06 | 0 | 3.9336e-06 | Column30: 3.9336e-06 | [29 empty] | 7.3.2.1.3 Advanced weather monitoring and weather stations Weather StationsWLDFRElectric Reliability | WLDFR | HFTD - Transmission - Zone 1 - 115 kV or Lower | Non-Red Flag Warning - Large Fires | 2027 | Electric Reliability | 0.71896 | 1.27 | 2027 | Mitigation | 0.011149 | 10 | 0 | esc | 0.011149 | 0.0080156 | 0.011149 | 0.0080156 | 0.011149 | 0.0080156 | 0.011149 | 0.0080156
[79 empty] | WLDFR | HFTD - Transmission - Tier 2 - 115 kV or Lower | Red Flag Warning - Destructive Fires | 2030 | 0 | 0 | 0 | 0 | 9534.9221 | 247.273 | 9287.6491 | 0 | 0 | 2.7568 | 2.7568 | 2.7568 | 1.4269e-06 |  | 0 | 0 | 0 | 0 | 3.9336e-06 | 3.9336e-06 | 0 | 3.9336e-06 | 3.9336e-06 | 0 | 3.9336e-06 | Column30: 3.9336e-06 | [29 empty] | 7.3.2.1.3 Advanced weather monitoring and weather stations Weather StationsWLDFRElectric Reliability | WLDFR | HFTD - Transmission - Zone 1 - 115 kV or Lower | Non-Red Flag Warning - Large Fires | 2028 | Electric Reliability | 0.74734 | 1.27 | 2028 | Mitigation | 0.011149 | 10 | 0 | esc | 0.011149 | 0.0083319 | 0.011149 | 0.0083319 | 0.011149 | 0.0083319 | 0.011149 | 0.0083319
[79 empty] | WLDFR | HFTD - Transmission - Tier 2 - 115 kV or Lower | Red Flag Warning - Destructive Fires | 2031 | 0 | 0 | 0 | 0 | 9534.9221 | 247.273 | 9287.6491 | 0 | 0 | 0 | 2.7568 | 2.7568 | 1.4269e-06 |  | 0 | 0 | 0 | 0 | 0 | 0 | 0 | 3.9336e-06 | 3.9336e-06 | 0 | 3.9336e-06 | Column30: 3.9336e-06 | [29 empty] | 7.3.2.1.3 Advanced weather monitoring and weather stations Weather StationsWLDFRElectric Reliability | WLDFR | HFTD - Transmission - Zone 1 - 115 kV or Lower | Non-Red Flag Warning - Large Fires | 2029 | Electric Reliability | 0.74734 | 1.27 | 2029 | Mitigation | 0.011149 | 10 | 0 | esc | 0.011149 | 0.0083319 | 0.011149 | 0.0083319 | 0.011149 | 0.0083319 | 0.011149 | 0.0083319
[79 empty] | WLDFR | HFTD - Transmission - Tier 2 - 115 kV or Lower | Red Flag Warning - Destructive Fires | 2032 | 0 | 0 | 0 | 0 | 9534.9221 | 247.273 | 9287.6491 | 0 | 0 | 0 | 0 | 2.7568 | 1.4269e-06 |  | 0 | 0 | 0 | 0 | 0 | 0 | 0 | 0 | 0 | 0 | 3.9336e-06 | Column30: 3.9336e-06 | [29 empty] | 7.3.2.1.3 Advanced weather monitoring and weather stations Weather StationsWLDFRElectric Reliability | WLDFR | HFTD - Transmission - Zone 1 - 115 kV or Lower | Non-Red Flag Warning - Large Fires | 2030 | Electric Reliability | 0.74734 | 1.27 | 2030 | Mitigation | 0.011149 | 10 | 0 | esc | 0 | 0 | 0.011149 | 0.0083319 | 0.011149 | 0.0083319 | 0.011149 | 0.0083319
[79 empty] | WLDFR | HFTD - Transmission - Tier 2 - 115 kV or Lower | Red Flag Warning - Large Fires | 2020 | 0 | 0 | 0 | 0 | 5.2406 | 0.69642 | 2.942 | 1.6022 | 0.0077642 | 0 | 0 | 0 | 8.5612e-06 |  | 0 | 6.6472e-08 | 6.6472e-08 | 0 | 0 | 0 | 0 | 0 | 0 | 0 | 0 | Column30: 0 | [29 empty] | 7.3.2.1.3 Advanced weather monitoring and weather stations Weather StationsWLDFRElectric Reliability | WLDFR | HFTD - Transmission - Zone 1 - 115 kV or Lower | Non-Red Flag Warning - Large Fires | 2031 | Electric Reliability | 0.74734 | 1.27 | 2031 | Mitigation | 0.011149 | 10 | 0 | esc | 0 | 0 | 0 | 0 | 0.011149 | 0.0083319 | 0.011149 | 0.0083319
[79 empty] | WLDFR | HFTD - Transmission - Tier 2 - 115 kV or Lower | Red Flag Warning - Large Fires | 2021 | 0 | 0 | 0 | 0 | 5.2406 | 0.69642 | 2.942 | 1.6022 | 0.0077642 | 0.0077642 | 0 | 0 | 8.5612e-06 |  | 0 | 6.6472e-08 | 6.6472e-08 | 0 | 6.6472e-08 | 6.6472e-08 | 0 | 0 | 0 | 0 | 0 | Column30: 0 | [29 empty] | 7.3.2.1.3 Advanced weather monitoring and weather stations Weather StationsWLDFRElectric Reliability | WLDFR | HFTD - Transmission - Zone 1 - 115 kV or Lower | Non-Red Flag Warning - Large Fires | 2032 | Electric Reliability | 0.74734 | 1.27 | 2032 | Mitigation | 0.011149 | 10 | 0 | esc | 0 | 0 | 0 | 0 | 0 | 0 | 0.011149 | 0.0083319
[79 empty] | WLDFR | HFTD - Transmission - Tier 2 - 115 kV or Lower | Red Flag Warning - Large Fires | 2022 | 0 | 0 | 0 | 0 | 5.2406 | 0.69642 | 2.942 | 1.6022 | 0.0077642 | 0.0077642 | 0.0077642 | 0 | 8.5612e-06 |  | 0 | 6.6472e-08 | 6.6472e-08 | 0 | 6.6472e-08 | 6.6472e-08 | 0 | 6.6472e-08 | 6.6472e-08 | 0 | 0 | Column30: 0 | [29 empty] | 7.3.2.1.3 Advanced weather monitoring and weather stations Weather StationsWLDFRElectric Reliability | WLDFR | HFTD - Transmission - Zone 1 - 115 kV or Lower | Non-Red Flag Warning - Small Fires | 2021 | Electric Reliability | 0.036425 | 1.27 | 2021 | Mitigation | 0.011149 | 10 | 0 | esc | 0.011149 | 0.0004061 | 0.011149 | 0.0004061 | 0 | 0 | 0 | 0
[79 empty] | WLDFR | HFTD - Transmission - Tier 2 - 115 kV or Lower | Red Flag Warning - Large Fires | 2023 | 0 | 0 | 0 | 0 | 5.475 | 0.71896 | 3.0715 | 1.6846 | 0.0080156 | 0.0080156 | 0.0080156 | 0.0080156 | 8.5612e-06 |  | 0 | 6.8623e-08 | 6.8623e-08 | 0 | 6.8623e-08 | 6.8623e-08 | 0 | 6.8623e-08 | 6.8623e-08 | 0 | 6.8623e-08 | Column30: 6.8623e-08 | [29 empty] | 7.3.2.1.3 Advanced weather monitoring and weather stations Weather StationsWLDFRElectric Reliability | WLDFR | HFTD - Transmission - Zone 1 - 115 kV or Lower | Non-Red Flag Warning - Small Fires | 2022 | Electric Reliability | 0.036425 | 1.27 | 2022 | Mitigation | 0.011149 | 10 | 0 | esc | 0.011149 | 0.0004061 | 0.011149 | 0.0004061 | 0.011149 | 0.0004061 | 0 | 0
[79 empty] | WLDFR | HFTD - Transmission - Tier 2 - 115 kV or Lower | Red Flag Warning - Large Fires | 2024 | 0 | 0 | 0 | 0 | 5.475 | 0.71896 | 3.0715 | 1.6846 | 0.0080156 | 0.0080156 | 0.0080156 | 0.0080156 | 8.5612e-06 |  | 0 | 6.8623e-08 | 6.8623e-08 | 0 | 6.8623e-08 | 6.8623e-08 | 0 | 6.8623e-08 | 6.8623e-08 | 0 | 6.8623e-08 | Column30: 6.8623e-08 | [29 empty] | 7.3.2.1.3 Advanced weather monitoring and weather stations Weather StationsWLDFRElectric Reliability | WLDFR | HFTD - Transmission - Zone 1 - 115 kV or Lower | Non-Red Flag Warning - Small Fires | 2023 | Electric Reliability | 0.03759 | 1.27 | 2023 | Mitigation | 0.011149 | 10 | 0 | esc | 0.011149 | 0.00041909 | 0.011149 | 0.00041909 | 0.011149 | 0.00041909 | 0.011149 | 0.00041909
[79 empty] | WLDFR | HFTD - Transmission - Tier 2 - 115 kV or Lower | Red Flag Warning - Large Fires | 2025 | 0 | 0 | 0 | 0 | 5.475 | 0.71896 | 3.0715 | 1.6846 | 0.0080156 | 0.0080156 | 0.0080156 | 0.0080156 | 8.5612e-06 |  | 0 | 6.8623e-08 | 6.8623e-08 | 0 | 6.8623e-08 | 6.8623e-08 | 0 | 6.8623e-08 | 6.8623e-08 | 0 | 6.8623e-08 | Column30: 6.8623e-08 | [29 empty] | 7.3.2.1.3 Advanced weather monitoring and weather stations Weather StationsWLDFRElectric Reliability | WLDFR | HFTD - Transmission - Zone 1 - 115 kV or Lower | Non-Red Flag Warning - Small Fires | 2024 | Electric Reliability | 0.03759 | 1.27 | 2024 | Mitigation | 0.011149 | 10 | 0 | esc | 0.011149 | 0.00041909 | 0.011149 | 0.00041909 | 0.011149 | 0.00041909 | 0.011149 | 0.00041909
[79 empty] | WLDFR | HFTD - Transmission - Tier 2 - 115 kV or Lower | Red Flag Warning - Large Fires | 2026 | 0 | 0 | 0 | 0 | 5.475 | 0.71896 | 3.0715 | 1.6846 | 0.0080156 | 0.0080156 | 0.0080156 | 0.0080156 | 8.5612e-06 |  | 0 | 6.8623e-08 | 6.8623e-08 | 0 | 6.8623e-08 | 6.8623e-08 | 0 | 6.8623e-08 | 6.8623e-08 | 0 | 6.8623e-08 | Column30: 6.8623e-08 | [29 empty] | 7.3.2.1.3 Advanced weather monitoring and weather stations Weather StationsWLDFRElectric Reliability | WLDFR | HFTD - Transmission - Zone 1 - 115 kV or Lower | Non-Red Flag Warning - Small Fires | 2025 | Electric Reliability | 0.03759 | 1.27 | 2025 | Mitigation | 0.011149 | 10 | 0 | esc | 0.011149 | 0.00041909 | 0.011149 | 0.00041909 | 0.011149 | 0.00041909 | 0.011149 | 0.00041909
[79 empty] | WLDFR | HFTD - Transmission - Tier 2 - 115 kV or Lower | Red Flag Warning - Large Fires | 2027 | 0 | 0 | 0 | 0 | 5.475 | 0.71896 | 3.0715 | 1.6846 | 0.0080156 | 0.0080156 | 0.0080156 | 0.0080156 | 8.5612e-06 |  | 0 | 6.8623e-08 | 6.8623e-08 | 0 | 6.8623e-08 | 6.8623e-08 | 0 | 6.8623e-08 | 6.8623e-08 | 0 | 6.8623e-08 | Column30: 6.8623e-08 | [29 empty] | 7.3.2.1.3 Advanced weather monitoring and weather stations Weather StationsWLDFRElectric Reliability | WLDFR | HFTD - Transmission - Zone 1 - 115 kV or Lower | Non-Red Flag Warning - Small Fires | 2026 | Electric Reliability | 0.03759 | 1.27 | 2026 | Mitigation | 0.011149 | 10 | 0 | esc | 0.011149 | 0.00041909 | 0.011149 | 0.00041909 | 0.011149 | 0.00041909 | 0.011149 | 0.00041909
[79 empty] | WLDFR | HFTD - Transmission - Tier 2 - 115 kV or Lower | Red Flag Warning - Large Fires | 2028 | 0 | 0 | 0 | 0 | 5.777 | 0.74734 | 3.238 | 1.7917 | 0.0083319 | 0.0083319 | 0.0083319 | 0.0083319 | 8.5612e-06 |  | 0 | 7.1332e-08 | 7.1332e-08 | 0 | 7.1332e-08 | 7.1332e-08 | 0 | 7.1332e-08 | 7.1332e-08 | 0 | 7.1332e-08 | Column30: 7.1332e-08 | [29 empty] | 7.3.2.1.3 Advanced weather monitoring and weather stations Weather StationsWLDFRElectric Reliability | WLDFR | HFTD - Transmission - Zone 1 - 115 kV or Lower | Non-Red Flag Warning - Small Fires | 2027 | Electric Reliability | 0.03759 | 1.27 | 2027 | Mitigation | 0.011149 | 10 | 0 | esc | 0.011149 | 0.00041909 | 0.011149 | 0.00041909 | 0.011149 | 0.00041909 | 0.011149 | 0.00041909
[79 empty] | WLDFR | HFTD - Transmission - Tier 2 - 115 kV or Lower | Red Flag Warning - Large Fires | 2029 | 0 | 0 | 0 | 0 | 5.777 | 0.74734 | 3.238 | 1.7917 | 0.0083319 | 0.0083319 | 0.0083319 | 0.0083319 | 8.5612e-06 |  | 0 | 7.1332e-08 | 7.1332e-08 | 0 | 7.1332e-08 | 7.1332e-08 | 0 | 7.1332e-08 | 7.1332e-08 | 0 | 7.1332e-08 | Column30: 7.1332e-08 | [29 empty] | 7.3.2.1.3 Advanced weather monitoring and weather stations Weather StationsWLDFRElectric Reliability | WLDFR | HFTD - Transmission - Zone 1 - 115 kV or Lower | Non-Red Flag Warning - Small Fires | 2028 | Electric Reliability | 0.039055 | 1.27 | 2028 | Mitigation | 0.011149 | 10 | 0 | esc | 0.011149 | 0.00043542 | 0.011149 | 0.00043542 | 0.011149 | 0.00043542 | 0.011149 | 0.00043542
[79 empty] | WLDFR | HFTD - Transmission - Tier 2 - 115 kV or Lower | Red Flag Warning - Large Fires | 2030 | 0 | 0 | 0 | 0 | 5.777 | 0.74734 | 3.238 | 1.7917 | 0 | 0.0083319 | 0.0083319 | 0.0083319 | 8.5612e-06 |  | 0 | 0 | 0 | 0 | 7.1332e-08 | 7.1332e-08 | 0 | 7.1332e-08 | 7.1332e-08 | 0 | 7.1332e-08 | Column30: 7.1332e-08 | [29 empty] | 7.3.2.1.3 Advanced weather monitoring and weather stations Weather StationsWLDFRElectric Reliability | WLDFR | HFTD - Transmission - Zone 1 - 115 kV or Lower | Non-Red Flag Warning - Small Fires | 2029 | Electric Reliability | 0.039055 | 1.27 | 2029 | Mitigation | 0.011149 | 10 | 0 | esc | 0.011149 | 0.00043542 | 0.011149 | 0.00043542 | 0.011149 | 0.00043542 | 0.011149 | 0.00043542
[79 empty] | WLDFR | HFTD - Transmission - Tier 2 - 115 kV or Lower | Red Flag Warning - Large Fires | 2031 | 0 | 0 | 0 | 0 | 5.777 | 0.74734 | 3.238 | 1.7917 | 0 | 0 | 0.0083319 | 0.0083319 | 8.5612e-06 |  | 0 | 0 | 0 | 0 | 0 | 0 | 0 | 7.1332e-08 | 7.1332e-08 | 0 | 7.1332e-08 | Column30: 7.1332e-08 | [29 empty] | 7.3.2.1.3 Advanced weather monitoring and weather stations Weather StationsWLDFRElectric Reliability | WLDFR | HFTD - Transmission - Zone 1 - 115 kV or Lower | Non-Red Flag Warning - Small Fires | 2030 | Electric Reliability | 0.039055 | 1.27 | 2030 | Mitigation | 0.011149 | 10 | 0 | esc | 0 | 0 | 0.011149 | 0.00043542 | 0.011149 | 0.00043542 | 0.011149 | 0.00043542
[79 empty] | WLDFR | HFTD - Transmission - Tier 2 - 115 kV or Lower | Red Flag Warning - Large Fires | 2032 | 0 | 0 | 0 | 0 | 5.777 | 0.74734 | 3.238 | 1.7917 | 0 | 0 | 0 | 0.0083319 | 8.5612e-06 |  | 0 | 0 | 0 | 0 | 0 | 0 | 0 | 0 | 0 | 0 | 7.1332e-08 | Column30: 7.1332e-08 | [29 empty] | 7.3.2.1.3 Advanced weather monitoring and weather stations Weather StationsWLDFRElectric Reliability | WLDFR | HFTD - Transmission - Zone 1 - 115 kV or Lower | Non-Red Flag Warning - Small Fires | 2031 | Electric Reliability | 0.039055 | 1.27 | 2031 | Mitigation | 0.011149 | 10 | 0 | esc | 0 | 0 | 0 | 0 | 0.011149 | 0.00043542 | 0.011149 | 0.00043542
[79 empty] | WLDFR | HFTD - Transmission - Tier 2 - 115 kV or Lower | Red Flag Warning - Small Fires | 2020 | 0 | 0 | 0 | 0 | 0.077901 | 0.036425 | 0.0015809 | 0.039895 | 0.0004061 | 0 | 0 | 0 | 0.00011764 |  | 0 | 4.7772e-08 | 4.7772e-08 | 0 | 0 | 0 | 0 | 0 | 0 | 0 | 0 | Column30: 0 | [29 empty] | 7.3.2.1.3 Advanced weather monitoring and weather stations Weather StationsWLDFRElectric Reliability | WLDFR | HFTD - Transmission - Zone 1 - 115 kV or Lower | Non-Red Flag Warning - Small Fires | 2032 | Electric Reliability | 0.039055 | 1.27 | 2032 | Mitigation | 0.011149 | 10 | 0 | esc | 0 | 0 | 0 | 0 | 0 | 0 | 0.011149 | 0.00043542
[79 empty] | WLDFR | HFTD - Transmission - Tier 2 - 115 kV or Lower | Red Flag Warning - Small Fires | 2021 | 0 | 0 | 0 | 0 | 0.077901 | 0.036425 | 0.0015809 | 0.039895 | 0.0004061 | 0.0004061 | 0 | 0 | 0.00011764 |  | 0 | 4.7772e-08 | 4.7772e-08 | 0 | 4.7772e-08 | 4.7772e-08 | 0 | 0 | 0 | 0 | 0 | Column30: 0 | [29 empty] | 7.3.2.1.3 Advanced weather monitoring and weather stations Weather StationsWLDFRElectric Reliability | WLDFR | HFTD - Transmission - Zone 1 - 115 kV or Lower | Red Flag Warning - Catastrophic Fires | 2021 | Electric Reliability | 222.2294 | 1.27 | 2021 | Mitigation | 0.011149 | 10 | 0 | esc | 0.011149 | 2.4776 | 0.011149 | 2.4776 | 0 | 0 | 0 | 0
[79 empty] | WLDFR | HFTD - Transmission - Tier 2 - 115 kV or Lower | Red Flag Warning - Small Fires | 2022 | 0 | 0 | 0 | 0 | 0.077901 | 0.036425 | 0.0015809 | 0.039895 | 0.0004061 | 0.0004061 | 0.0004061 | 0 | 0.00011764 |  | 0 | 4.7772e-08 | 4.7772e-08 | 0 | 4.7772e-08 | 4.7772e-08 | 0 | 4.7772e-08 | 4.7772e-08 | 0 | 0 | Column30: 0 | [29 empty] | 7.3.2.1.3 Advanced weather monitoring and weather stations Weather StationsWLDFRElectric Reliability | WLDFR | HFTD - Transmission - Zone 1 - 115 kV or Lower | Red Flag Warning - Catastrophic Fires | 2022 | Electric Reliability | 222.2294 | 1.27 | 2022 | Mitigation | 0.011149 | 10 | 0 | esc | 0.011149 | 2.4776 | 0.011149 | 2.4776 | 0.011149 | 2.4776 | 0 | 0
[79 empty] | WLDFR | HFTD - Transmission - Tier 2 - 115 kV or Lower | Red Flag Warning - Small Fires | 2023 | 0 | 0 | 0 | 0 | 0.080408 | 0.03759 | 0.0016314 | 0.041187 | 0.00041909 | 0.00041909 | 0.00041909 | 0.00041909 | 0.00011764 |  | 0 | 4.93e-08 | 4.93e-08 | 0 | 4.93e-08 | 4.93e-08 | 0 | 4.93e-08 | 4.93e-08 | 0 | 4.93e-08 | Column30: 4.93e-08 | [29 empty] | 7.3.2.1.3 Advanced weather monitoring and weather stations Weather StationsWLDFRElectric Reliability | WLDFR | HFTD - Transmission - Zone 1 - 115 kV or Lower | Red Flag Warning - Catastrophic Fires | 2023 | Electric Reliability | 233.2301 | 1.27 | 2023 | Mitigation | 0.011149 | 10 | 0 | esc | 0.011149 | 2.6002 | 0.011149 | 2.6002 | 0.011149 | 2.6002 | 0.011149 | 2.6002
[79 empty] | WLDFR | HFTD - Transmission - Tier 2 - 115 kV or Lower | Red Flag Warning - Small Fires | 2024 | 0 | 0 | 0 | 0 | 0.080408 | 0.03759 | 0.0016314 | 0.041187 | 0.00041909 | 0.00041909 | 0.00041909 | 0.00041909 | 0.00011764 |  | 0 | 4.93e-08 | 4.93e-08 | 0 | 4.93e-08 | 4.93e-08 | 0 | 4.93e-08 | 4.93e-08 | 0 | 4.93e-08 | Column30: 4.93e-08 | [29 empty] | 7.3.2.1.3 Advanced weather monitoring and weather stations Weather StationsWLDFRElectric Reliability | WLDFR | HFTD - Transmission - Zone 1 - 115 kV or Lower | Red Flag Warning - Catastrophic Fires | 2024 | Electric Reliability | 233.2301 | 1.27 | 2024 | Mitigation | 0.011149 | 10 | 0 | esc | 0.011149 | 2.6002 | 0.011149 | 2.6002 | 0.011149 | 2.6002 | 0.011149 | 2.6002
[79 empty] | WLDFR | HFTD - Transmission - Tier 2 - 115 kV or Lower | Red Flag Warning - Small Fires | 2025 | 0 | 0 | 0 | 0 | 0.080408 | 0.03759 | 0.0016314 | 0.041187 | 0.00041909 | 0.00041909 | 0.00041909 | 0.00041909 | 0.00011764 |  | 0 | 4.93e-08 | 4.93e-08 | 0 | 4.93e-08 | 4.93e-08 | 0 | 4.93e-08 | 4.93e-08 | 0 | 4.93e-08 | Column30: 4.93e-08 | [29 empty] | 7.3.2.1.3 Advanced weather monitoring and weather stations Weather StationsWLDFRElectric Reliability | WLDFR | HFTD - Transmission - Zone 1 - 115 kV or Lower | Red Flag Warning - Catastrophic Fires | 2025 | Electric Reliability | 233.2301 | 1.27 | 2025 | Mitigation | 0.011149 | 10 | 0 | esc | 0.011149 | 2.6002 | 0.011149 | 2.6002 | 0.011149 | 2.6002 | 0.011149 | 2.6002
[79 empty] | WLDFR | HFTD - Transmission - Tier 2 - 115 kV or Lower | Red Flag Warning - Small Fires | 2026 | 0 | 0 | 0 | 0 | 0.080408 | 0.03759 | 0.0016314 | 0.041187 | 0.00041909 | 0.00041909 | 0.00041909 | 0.00041909 | 0.00011764 |  | 0 | 4.93e-08 | 4.93e-08 | 0 | 4.93e-08 | 4.93e-08 | 0 | 4.93e-08 | 4.93e-08 | 0 | 4.93e-08 | Column30: 4.93e-08 | [29 empty] | 7.3.2.1.3 Advanced weather monitoring and weather stations Weather StationsWLDFRElectric Reliability | WLDFR | HFTD - Transmission - Zone 1 - 115 kV or Lower | Red Flag Warning - Catastrophic Fires | 2026 | Electric Reliability | 233.2301 | 1.27 | 2026 | Mitigation | 0.011149 | 10 | 0 | esc | 0.011149 | 2.6002 | 0.011149 | 2.6002 | 0.011149 | 2.6002 | 0.011149 | 2.6002
[79 empty] | WLDFR | HFTD - Transmission - Tier 2 - 115 kV or Lower | Red Flag Warning - Small Fires | 2027 | 0 | 0 | 0 | 0 | 0.080408 | 0.03759 | 0.0016314 | 0.041187 | 0.00041909 | 0.00041909 | 0.00041909 | 0.00041909 | 0.00011764 |  | 0 | 4.93e-08 | 4.93e-08 | 0 | 4.93e-08 | 4.93e-08 | 0 | 4.93e-08 | 4.93e-08 | 0 | 4.93e-08 | Column30: 4.93e-08 | [29 empty] | 7.3.2.1.3 Advanced weather monitoring and weather stations Weather StationsWLDFRElectric Reliability | WLDFR | HFTD - Transmission - Zone 1 - 115 kV or Lower | Red Flag Warning - Catastrophic Fires | 2027 | Electric Reliability | 233.2301 | 1.27 | 2027 | Mitigation | 0.011149 | 10 | 0 | esc | 0.011149 | 2.6002 | 0.011149 | 2.6002 | 0.011149 | 2.6002 | 0.011149 | 2.6002
[79 empty] | WLDFR | HFTD - Transmission - Tier 2 - 115 kV or Lower | Red Flag Warning - Small Fires | 2028 | 0 | 0 | 0 | 0 | 0.083606 | 0.039055 | 0.001695 | 0.042856 | 0.00043542 | 0.00043542 | 0.00043542 | 0.00043542 | 0.00011764 |  | 0 | 5.1222e-08 | 5.1222e-08 | 0 | 5.1222e-08 | 5.1222e-08 | 0 | 5.1222e-08 | 5.1222e-08 | 0 | 5.1222e-08 | Column30: 5.1222e-08 | [29 empty] | 7.3.2.1.3 Advanced weather monitoring and weather stations Weather StationsWLDFRElectric Reliability | WLDFR | HFTD - Transmission - Zone 1 - 115 kV or Lower | Red Flag Warning - Catastrophic Fires | 2028 | Electric Reliability | 247.273 | 1.27 | 2028 | Mitigation | 0.011149 | 10 | 0 | esc | 0.011149 | 2.7568 | 0.011149 | 2.7568 | 0.011149 | 2.7568 | 0.011149 | 2.7568
[79 empty] | WLDFR | HFTD - Transmission - Tier 2 - 115 kV or Lower | Red Flag Warning - Small Fires | 2029 | 0 | 0 | 0 | 0 | 0.083606 | 0.039055 | 0.001695 | 0.042856 | 0.00043542 | 0.00043542 | 0.00043542 | 0.00043542 | 0.00011764 |  | 0 | 5.1222e-08 | 5.1222e-08 | 0 | 5.1222e-08 | 5.1222e-08 | 0 | 5.1222e-08 | 5.1222e-08 | 0 | 5.1222e-08 | Column30: 5.1222e-08 | [29 empty] | 7.3.2.1.3 Advanced weather monitoring and weather stations Weather StationsWLDFRElectric Reliability | WLDFR | HFTD - Transmission - Zone 1 - 115 kV or Lower | Red Flag Warning - Catastrophic Fires | 2029 | Electric Reliability | 247.273 | 1.27 | 2029 | Mitigation | 0.011149 | 10 | 0 | esc | 0.011149 | 2.7568 | 0.011149 | 2.7568 | 0.011149 | 2.7568 | 0.011149 | 2.7568
[79 empty] | WLDFR | HFTD - Transmission - Tier 2 - 115 kV or Lower | Red Flag Warning - Small Fires | 2030 | 0 | 0 | 0 | 0 | 0.083606 | 0.039055 | 0.001695 | 0.042856 | 0 | 0.00043542 | 0.00043542 | 0.00043542 | 0.00011764 |  | 0 | 0 | 0 | 0 | 5.1222e-08 | 5.1222e-08 | 0 | 5.1222e-08 | 5.1222e-08 | 0 | 5.1222e-08 | Column30: 5.1222e-08 | [29 empty] | 7.3.2.1.3 Advanced weather monitoring and weather stations Weather StationsWLDFRElectric Reliability | WLDFR | HFTD - Transmission - Zone 1 - 115 kV or Lower | Red Flag Warning - Catastrophic Fires | 2030 | Electric Reliability | 247.273 | 1.27 | 2030 | Mitigation | 0.011149 | 10 | 0 | esc | 0 | 0 | 0.011149 | 2.7568 | 0.011149 | 2.7568 | 0.011149 | 2.7568
[79 empty] | WLDFR | HFTD - Transmission - Tier 2 - 115 kV or Lower | Red Flag Warning - Small Fires | 2031 | 0 | 0 | 0 | 0 | 0.083606 | 0.039055 | 0.001695 | 0.042856 | 0 | 0 | 0.00043542 | 0.00043542 | 0.00011764 |  | 0 | 0 | 0 | 0 | 0 | 0 | 0 | 5.1222e-08 | 5.1222e-08 | 0 | 5.1222e-08 | Column30: 5.1222e-08 | [29 empty] | 7.3.2.1.3 Advanced weather monitoring and weather stations Weather StationsWLDFRElectric Reliability | WLDFR | HFTD - Transmission - Zone 1 - 115 kV or Lower | Red Flag Warning - Catastrophic Fires | 2031 | Electric Reliability | 247.273 | 1.27 | 2031 | Mitigation | 0.011149 | 10 | 0 | esc | 0 | 0 | 0 | 0 | 0.011149 | 2.7568 | 0.011149 | 2.7568
[79 empty] | WLDFR | HFTD - Transmission - Tier 2 - 115 kV or Lower | Red Flag Warning - Small Fires | 2032 | 0 | 0 | 0 | 0 | 0.083606 | 0.039055 | 0.001695 | 0.042856 | 0 | 0 | 0 | 0.00043542 | 0.00011764 |  | 0 | 0 | 0 | 0 | 0 | 0 | 0 | 0 | 0 | 0 | 5.1222e-08 | Column30: 5.1222e-08 | [29 empty] | 7.3.2.1.3 Advanced weather monitoring and weather stations Weather StationsWLDFRElectric Reliability | WLDFR | HFTD - Transmission - Zone 1 - 115 kV or Lower | Red Flag Warning - Catastrophic Fires | 2032 | Electric Reliability | 247.273 | 1.27 | 2032 | Mitigation | 0.011149 | 10 | 0 | esc | 0 | 0 | 0 | 0 | 0 | 0 | 0.011149 | 2.7568
[79 empty] | WLDFR | HFTD - Transmission - Tier 2 - 230 kV or Higher | Non-Red Flag Warning - Catastrophic Fires | 2020 | 0 | 0 | 0 | 0 | 14146.1306 | 222.2294 | 8585.7228 | 5338.1784 | 2.4776 | 0 | 0 | 0 | 3.0438e-07 |  | 0 | 7.5414e-07 | 7.5414e-07 | 0 | 0 | 0 | 0 | 0 | 0 | 0 | 0 | Column30: 0 | [29 empty] | 7.3.2.1.3 Advanced weather monitoring and weather stations Weather StationsWLDFRElectric Reliability | WLDFR | HFTD - Transmission - Zone 1 - 115 kV or Lower | Red Flag Warning - Destructive Fires | 2021 | Electric Reliability | 222.2294 | 1.27 | 2021 | Mitigation | 0.011149 | 10 | 0 | esc | 0.011149 | 2.4776 | 0.011149 | 2.4776 | 0 | 0 | 0 | 0
[79 empty] | WLDFR | HFTD - Transmission - Tier 2 - 230 kV or Higher | Non-Red Flag Warning - Catastrophic Fires | 2021 | 0 | 0 | 0 | 0 | 14146.1306 | 222.2294 | 8585.7228 | 5338.1784 | 2.4776 | 2.4776 | 0 | 0 | 3.0438e-07 |  | 0 | 7.5414e-07 | 7.5414e-07 | 0 | 7.5414e-07 | 7.5414e-07 | 0 | 0 | 0 | 0 | 0 | Column30: 0 | [29 empty] | 7.3.2.1.3 Advanced weather monitoring and weather stations Weather StationsWLDFRElectric Reliability | WLDFR | HFTD - Transmission - Zone 1 - 115 kV or Lower | Red Flag Warning - Destructive Fires | 2022 | Electric Reliability | 222.2294 | 1.27 | 2022 | Mitigation | 0.011149 | 10 | 0 | esc | 0.011149 | 2.4776 | 0.011149 | 2.4776 | 0.011149 | 2.4776 | 0 | 0
[79 empty] | WLDFR | HFTD - Transmission - Tier 2 - 230 kV or Higher | Non-Red Flag Warning - Catastrophic Fires | 2022 | 0 | 0 | 0 | 0 | 14146.1306 | 222.2294 | 8585.7228 | 5338.1784 | 2.4776 | 2.4776 | 2.4776 | 0 | 3.0438e-07 |  | 0 | 7.5414e-07 | 7.5414e-07 | 0 | 7.5414e-07 | 7.5414e-07 | 0 | 7.5414e-07 | 7.5414e-07 | 0 | 0 | Column30: 0 | [29 empty] | 7.3.2.1.3 Advanced weather monitoring and weather stations Weather StationsWLDFRElectric Reliability | WLDFR | HFTD - Transmission - Zone 1 - 115 kV or Lower | Red Flag Warning - Destructive Fires | 2023 | Electric Reliability | 233.2301 | 1.27 | 2023 | Mitigation | 0.011149 | 10 | 0 | esc | 0.011149 | 2.6002 | 0.011149 | 2.6002 | 0.011149 | 2.6002 | 0.011149 | 2.6002
[79 empty] | WLDFR | HFTD - Transmission - Tier 2 - 230 kV or Higher | Non-Red Flag Warning - Catastrophic Fires | 2023 | 0 | 0 | 0 | 0 | 14664.6376 | 233.2301 | 8896.516 | 5534.8915 | 2.6002 | 2.6002 | 2.6002 | 2.6002 | 3.0438e-07 |  | 0 | 7.9147e-07 | 7.9147e-07 | 0 | 7.9147e-07 | 7.9147e-07 | 0 | 7.9147e-07 | 7.9147e-07 | 0 | 7.9147e-07 | Column30: 7.9147e-07 | [29 empty] | 7.3.2.1.3 Advanced weather monitoring and weather stations Weather StationsWLDFRElectric Reliability | WLDFR | HFTD - Transmission - Zone 1 - 115 kV or Lower | Red Flag Warning - Destructive Fires | 2024 | Electric Reliability | 233.2301 | 1.27 | 2024 | Mitigation | 0.011149 | 10 | 0 | esc | 0.011149 | 2.6002 | 0.011149 | 2.6002 | 0.011149 | 2.6002 | 0.011149 | 2.6002
[79 empty] | WLDFR | HFTD - Transmission - Tier 2 - 230 kV or Higher | Non-Red Flag Warning - Catastrophic Fires | 2024 | 0 | 0 | 0 | 0 | 14664.6376 | 233.2301 | 8896.516 | 5534.8915 | 2.6002 | 2.6002 | 2.6002 | 2.6002 | 3.0438e-07 |  | 0 | 7.9147e-07 | 7.9147e-07 | 0 | 7.9147e-07 | 7.9147e-07 | 0 | 7.9147e-07 | 7.9147e-07 | 0 | 7.9147e-07 | Column30: 7.9147e-07 | [29 empty] | 7.3.2.1.3 Advanced weather monitoring and weather stations Weather StationsWLDFRElectric Reliability | WLDFR | HFTD - Transmission - Zone 1 - 115 kV or Lower | Red Flag Warning - Destructive Fires | 2025 | Electric Reliability | 233.2301 | 1.27 | 2025 | Mitigation | 0.011149 | 10 | 0 | esc | 0.011149 | 2.6002 | 0.011149 | 2.6002 | 0.011149 | 2.6002 | 0.011149 | 2.6002
[79 empty] | WLDFR | HFTD - Transmission - Tier 2 - 230 kV or Higher | Non-Red Flag Warning - Catastrophic Fires | 2025 | 0 | 0 | 0 | 0 | 14664.6376 | 233.2301 | 8896.516 | 5534.8915 | 2.6002 | 2.6002 | 2.6002 | 2.6002 | 3.0438e-07 |  | 0 | 7.9147e-07 | 7.9147e-07 | 0 | 7.9147e-07 | 7.9147e-07 | 0 | 7.9147e-07 | 7.9147e-07 | 0 | 7.9147e-07 | Column30: 7.9147e-07 | [29 empty] | 7.3.2.1.3 Advanced weather monitoring and weather stations Weather StationsWLDFRElectric Reliability | WLDFR | HFTD - Transmission - Zone 1 - 115 kV or Lower | Red Flag Warning - Destructive Fires | 2026 | Electric Reliability | 233.2301 | 1.27 | 2026 | Mitigation | 0.011149 | 10 | 0 | esc | 0.011149 | 2.6002 | 0.011149 | 2.6002 | 0.011149 | 2.6002 | 0.011149 | 2.6002
[79 empty] | WLDFR | HFTD - Transmission - Tier 2 - 230 kV or Higher | Non-Red Flag Warning - Catastrophic Fires | 2026 | 0 | 0 | 0 | 0 | 14664.6376 | 233.2301 | 8896.516 | 5534.8915 | 2.6002 | 2.6002 | 2.6002 | 2.6002 | 3.0438e-07 |  | 0 | 7.9147e-07 | 7.9147e-07 | 0 | 7.9147e-07 | 7.9147e-07 | 0 | 7.9147e-07 | 7.9147e-07 | 0 | 7.9147e-07 | Column30: 7.9147e-07 | [29 empty] | 7.3.2.1.3 Advanced weather monitoring and weather stations Weather StationsWLDFRElectric Reliability | WLDFR | HFTD - Transmission - Zone 1 - 115 kV or Lower | Red Flag Warning - Destructive Fires | 2027 | Electric Reliability | 233.2301 | 1.27 | 2027 | Mitigation | 0.011149 | 10 | 0 | esc | 0.011149 | 2.6002 | 0.011149 | 2.6002 | 0.011149 | 2.6002 | 0.011149 | 2.6002
[79 empty] | WLDFR | HFTD - Transmission - Tier 2 - 230 kV or Higher | Non-Red Flag Warning - Catastrophic Fires | 2027 | 0 | 0 | 0 | 0 | 14664.6376 | 233.2301 | 8896.516 | 5534.8915 | 2.6002 | 2.6002 | 2.6002 | 2.6002 | 3.0438e-07 |  | 0 | 7.9147e-07 | 7.9147e-07 | 0 | 7.9147e-07 | 7.9147e-07 | 0 | 7.9147e-07 | 7.9147e-07 | 0 | 7.9147e-07 | Column30: 7.9147e-07 | [29 empty] | 7.3.2.1.3 Advanced weather monitoring and weather stations Weather StationsWLDFRElectric Reliability | WLDFR | HFTD - Transmission - Zone 1 - 115 kV or Lower | Red Flag Warning - Destructive Fires | 2028 | Electric Reliability | 247.273 | 1.27 | 2028 | Mitigation | 0.011149 | 10 | 0 | esc | 0.011149 | 2.7568 | 0.011149 | 2.7568 | 0.011149 | 2.7568 | 0.011149 | 2.7568
[79 empty] | WLDFR | HFTD - Transmission - Tier 2 - 230 kV or Higher | Non-Red Flag Warning - Catastrophic Fires | 2028 | 0 | 0 | 0 | 0 | 15317.9909 | 247.273 | 9287.6491 | 5783.0689 | 2.7568 | 2.7568 | 2.7568 | 2.7568 | 3.0438e-07 |  | 0 | 8.3912e-07 | 8.3912e-07 | 0 | 8.3912e-07 | 8.3912e-07 | 0 | 8.3912e-07 | 8.3912e-07 | 0 | 8.3912e-07 | Column30: 8.3912e-07 | [29 empty] | 7.3.2.1.3 Advanced weather monitoring and weather stations Weather StationsWLDFRElectric Reliability | WLDFR | HFTD - Transmission - Zone 1 - 115 kV or Lower | Red Flag Warning - Destructive Fires | 2029 | Electric Reliability | 247.273 | 1.27 | 2029 | Mitigation | 0.011149 | 10 | 0 | esc | 0.011149 | 2.7568 | 0.011149 | 2.7568 | 0.011149 | 2.7568 | 0.011149 | 2.7568
[79 empty] | WLDFR | HFTD - Transmission - Tier 2 - 230 kV or Higher | Non-Red Flag Warning - Catastrophic Fires | 2029 | 0 | 0 | 0 | 0 | 15317.9909 | 247.273 | 9287.6491 | 5783.0689 | 2.7568 | 2.7568 | 2.7568 | 2.7568 | 3.0438e-07 |  | 0 | 8.3912e-07 | 8.3912e-07 | 0 | 8.3912e-07 | 8.3912e-07 | 0 | 8.3912e-07 | 8.3912e-07 | 0 | 8.3912e-07 | Column30: 8.3912e-07 | [29 empty] | 7.3.2.1.3 Advanced weather monitoring and weather stations Weather StationsWLDFRElectric Reliability | WLDFR | HFTD - Transmission - Zone 1 - 115 kV or Lower | Red Flag Warning - Destructive Fires | 2030 | Electric Reliability | 247.273 | 1.27 | 2030 | Mitigation | 0.011149 | 10 | 0 | esc | 0 | 0 | 0.011149 | 2.7568 | 0.011149 | 2.7568 | 0.011149 | 2.7568
[79 empty] | WLDFR | HFTD - Transmission - Tier 2 - 230 kV or Higher | Non-Red Flag Warning - Catastrophic Fires | 2030 | 0 | 0 | 0 | 0 | 15317.9909 | 247.273 | 9287.6491 | 5783.0689 | 0 | 2.7568 | 2.7568 | 2.7568 | 3.0438e-07 |  | 0 | 0 | 0 | 0 | 8.3912e-07 | 8.3912e-07 | 0 | 8.3912e-07 | 8.3912e-07 | 0 | 8.3912e-07 | Column30: 8.3912e-07 | [29 empty] | 7.3.2.1.3 Advanced weather monitoring and weather stations Weather StationsWLDFRElectric Reliability | WLDFR | HFTD - Transmission - Zone 1 - 115 kV or Lower | Red Flag Warning - Destructive Fires | 2031 | Electric Reliability | 247.273 | 1.27 | 2031 | Mitigation | 0.011149 | 10 | 0 | esc | 0 | 0 | 0 | 0 | 0.011149 | 2.7568 | 0.011149 | 2.7568
[79 empty] | WLDFR | HFTD - Transmission - Tier 2 - 230 kV or Higher | Non-Red Flag Warning - Catastrophic Fires | 2031 | 0 | 0 | 0 | 0 | 15317.9909 | 247.273 | 9287.6491 | 5783.0689 | 0 | 0 | 2.7568 | 2.7568 | 3.0438e-07 |  | 0 | 0 | 0 | 0 | 0 | 0 | 0 | 8.3912e-07 | 8.3912e-07 | 0 | 8.3912e-07 | Column30: 8.3912e-07 | [29 empty] | 7.3.2.1.3 Advanced weather monitoring and weather stations Weather StationsWLDFRElectric Reliability | WLDFR | HFTD - Transmission - Zone 1 - 115 kV or Lower | Red Flag Warning - Destructive Fires | 2032 | Electric Reliability | 247.273 | 1.27 | 2032 | Mitigation | 0.011149 | 10 | 0 | esc | 0 | 0 | 0 | 0 | 0 | 0 | 0.011149 | 2.7568
[79 empty] | WLDFR | HFTD - Transmission - Tier 2 - 230 kV or Higher | Non-Red Flag Warning - Catastrophic Fires | 2032 | 0 | 0 | 0 | 0 | 15317.9909 | 247.273 | 9287.6491 | 5783.0689 | 0 | 0 | 0 | 2.7568 | 3.0438e-07 |  | 0 | 0 | 0 | 0 | 0 | 0 | 0 | 0 | 0 | 0 | 8.3912e-07 | Column30: 8.3912e-07 | [29 empty] | 7.3.2.1.3 Advanced weather monitoring and weather stations Weather StationsWLDFRElectric Reliability | WLDFR | HFTD - Transmission - Zone 1 - 115 kV or Lower | Red Flag Warning - Large Fires | 2021 | Electric Reliability | 0.69642 | 1.27 | 2021 | Mitigation | 0.011149 | 10 | 0 | esc | 0.011149 | 0.0077642 | 0.011149 | 0.0077642 | 0 | 0 | 0 | 0
[79 empty] | WLDFR | HFTD - Transmission - Tier 2 - 230 kV or Higher | Non-Red Flag Warning - Destructive Fires | 2020 | 0 | 0 | 0 | 0 | 8807.9522 | 222.2294 | 8585.7228 | 0 | 2.4776 | 0 | 0 | 0 | 3.0438e-07 |  | 0 | 7.5414e-07 | 7.5414e-07 | 0 | 0 | 0 | 0 | 0 | 0 | 0 | 0 | Column30: 0 | [29 empty] | 7.3.2.1.3 Advanced weather monitoring and weather stations Weather StationsWLDFRElectric Reliability | WLDFR | HFTD - Transmission - Zone 1 - 115 kV or Lower | Red Flag Warning - Large Fires | 2022 | Electric Reliability | 0.69642 | 1.27 | 2022 | Mitigation | 0.011149 | 10 | 0 | esc | 0.011149 | 0.0077642 | 0.011149 | 0.0077642 | 0.011149 | 0.0077642 | 0 | 0
[79 empty] | WLDFR | HFTD - Transmission - Tier 2 - 230 kV or Higher | Non-Red Flag Warning - Destructive Fires | 2021 | 0 | 0 | 0 | 0 | 8807.9522 | 222.2294 | 8585.7228 | 0 | 2.4776 | 2.4776 | 0 | 0 | 3.0438e-07 |  | 0 | 7.5414e-07 | 7.5414e-07 | 0 | 7.5414e-07 | 7.5414e-07 | 0 | 0 | 0 | 0 | 0 | Column30: 0 | [29 empty] | 7.3.2.1.3 Advanced weather monitoring and weather stations Weather StationsWLDFRElectric Reliability | WLDFR | HFTD - Transmission - Zone 1 - 115 kV or Lower | Red Flag Warning - Large Fires | 2023 | Electric Reliability | 0.71896 | 1.27 | 2023 | Mitigation | 0.011149 | 10 | 0 | esc | 0.011149 | 0.0080156 | 0.011149 | 0.0080156 | 0.011149 | 0.0080156 | 0.011149 | 0.0080156
[79 empty] | WLDFR | HFTD - Transmission - Tier 2 - 230 kV or Higher | Non-Red Flag Warning - Destructive Fires | 2022 | 0 | 0 | 0 | 0 | 8807.9522 | 222.2294 | 8585.7228 | 0 | 2.4776 | 2.4776 | 2.4776 | 0 | 3.0438e-07 |  | 0 | 7.5414e-07 | 7.5414e-07 | 0 | 7.5414e-07 | 7.5414e-07 | 0 | 7.5414e-07 | 7.5414e-07 | 0 | 0 | Column30: 0 | [29 empty] | 7.3.2.1.3 Advanced weather monitoring and weather stations Weather StationsWLDFRElectric Reliability | WLDFR | HFTD - Transmission - Zone 1 - 115 kV or Lower | Red Flag Warning - Large Fires | 2024 | Electric Reliability | 0.71896 | 1.27 | 2024 | Mitigation | 0.011149 | 10 | 0 | esc | 0.011149 | 0.0080156 | 0.011149 | 0.0080156 | 0.011149 | 0.0080156 | 0.011149 | 0.0080156
[79 empty] | WLDFR | HFTD - Transmission - Tier 2 - 230 kV or Higher | Non-Red Flag Warning - Destructive Fires | 2023 | 0 | 0 | 0 | 0 | 9129.7461 | 233.2301 | 8896.516 | 0 | 2.6002 | 2.6002 | 2.6002 | 2.6002 | 3.0438e-07 |  | 0 | 7.9147e-07 | 7.9147e-07 | 0 | 7.9147e-07 | 7.9147e-07 | 0 | 7.9147e-07 | 7.9147e-07 | 0 | 7.9147e-07 | Column30: 7.9147e-07 | [29 empty] | 7.3.2.1.3 Advanced weather monitoring and weather stations Weather StationsWLDFRElectric Reliability | WLDFR | HFTD - Transmission - Zone 1 - 115 kV or Lower | Red Flag Warning - Large Fires | 2025 | Electric Reliability | 0.71896 | 1.27 | 2025 | Mitigation | 0.011149 | 10 | 0 | esc | 0.011149 | 0.0080156 | 0.011149 | 0.0080156 | 0.011149 | 0.0080156 | 0.011149 | 0.0080156
[79 empty] | WLDFR | HFTD - Transmission - Tier 2 - 230 kV or Higher | Non-Red Flag Warning - Destructive Fires | 2024 | 0 | 0 | 0 | 0 | 9129.7461 | 233.2301 | 8896.516 | 0 | 2.6002 | 2.6002 | 2.6002 | 2.6002 | 3.0438e-07 |  | 0 | 7.9147e-07 | 7.9147e-07 | 0 | 7.9147e-07 | 7.9147e-07 | 0 | 7.9147e-07 | 7.9147e-07 | 0 | 7.9147e-07 | Column30: 7.9147e-07 | [29 empty] | 7.3.2.1.3 Advanced weather monitoring and weather stations Weather StationsWLDFRElectric Reliability | WLDFR | HFTD - Transmission - Zone 1 - 115 kV or Lower | Red Flag Warning - Large Fires | 2026 | Electric Reliability | 0.71896 | 1.27 | 2026 | Mitigation | 0.011149 | 10 | 0 | esc | 0.011149 | 0.0080156 | 0.011149 | 0.0080156 | 0.011149 | 0.0080156 | 0.011149 | 0.0080156
[79 empty] | WLDFR | HFTD - Transmission - Tier 2 - 230 kV or Higher | Non-Red Flag Warning - Destructive Fires | 2025 | 0 | 0 | 0 | 0 | 9129.7461 | 233.2301 | 8896.516 | 0 | 2.6002 | 2.6002 | 2.6002 | 2.6002 | 3.0438e-07 |  | 0 | 7.9147e-07 | 7.9147e-07 | 0 | 7.9147e-07 | 7.9147e-07 | 0 | 7.9147e-07 | 7.9147e-07 | 0 | 7.9147e-07 | Column30: 7.9147e-07 | [29 empty] | 7.3.2.1.3 Advanced weather monitoring and weather stations Weather StationsWLDFRElectric Reliability | WLDFR | HFTD - Transmission - Zone 1 - 115 kV or Lower | Red Flag Warning - Large Fires | 2027 | Electric Reliability | 0.71896 | 1.27 | 2027 | Mitigation | 0.011149 | 10 | 0 | esc | 0.011149 | 0.0080156 | 0.011149 | 0.0080156 | 0.011149 | 0.0080156 | 0.011149 | 0.0080156
[79 empty] | WLDFR | HFTD - Transmission - Tier 2 - 230 kV or Higher | Non-Red Flag Warning - Destructive Fires | 2026 | 0 | 0 | 0 | 0 | 9129.7461 | 233.2301 | 8896.516 | 0 | 2.6002 | 2.6002 | 2.6002 | 2.6002 | 3.0438e-07 |  | 0 | 7.9147e-07 | 7.9147e-07 | 0 | 7.9147e-07 | 7.9147e-07 | 0 | 7.9147e-07 | 7.9147e-07 | 0 | 7.9147e-07 | Column30: 7.9147e-07 | [29 empty] | 7.3.2.1.3 Advanced weather monitoring and weather stations Weather StationsWLDFRElectric Reliability | WLDFR | HFTD - Transmission - Zone 1 - 115 kV or Lower | Red Flag Warning - Large Fires | 2028 | Electric Reliability | 0.74734 | 1.27 | 2028 | Mitigation | 0.011149 | 10 | 0 | esc | 0.011149 | 0.0083319 | 0.011149 | 0.0083319 | 0.011149 | 0.0083319 | 0.011149 | 0.0083319
[79 empty] | WLDFR | HFTD - Transmission - Tier 2 - 230 kV or Higher | Non-Red Flag Warning - Destructive Fires | 2027 | 0 | 0 | 0 | 0 | 9129.7461 | 233.2301 | 8896.516 | 0 | 2.6002 | 2.6002 | 2.6002 | 2.6002 | 3.0438e-07 |  | 0 | 7.9147e-07 | 7.9147e-07 | 0 | 7.9147e-07 | 7.9147e-07 | 0 | 7.9147e-07 | 7.9147e-07 | 0 | 7.9147e-07 | Column30: 7.9147e-07 | [29 empty] | 7.3.2.1.3 Advanced weather monitoring and weather stations Weather StationsWLDFRElectric Reliability | WLDFR | HFTD - Transmission - Zone 1 - 115 kV or Lower | Red Flag Warning - Large Fires | 2029 | Electric Reliability | 0.74734 | 1.27 | 2029 | Mitigation | 0.011149 | 10 | 0 | esc | 0.011149 | 0.0083319 | 0.011149 | 0.0083319 | 0.011149 | 0.0083319 | 0.011149 | 0.0083319
[79 empty] | WLDFR | HFTD - Transmission - Tier 2 - 230 kV or Higher | Non-Red Flag Warning - Destructive Fires | 2028 | 0 | 0 | 0 | 0 | 9534.9221 | 247.273 | 9287.6491 | 0 | 2.7568 | 2.7568 | 2.7568 | 2.7568 | 3.0438e-07 |  | 0 | 8.3912e-07 | 8.3912e-07 | 0 | 8.3912e-07 | 8.3912e-07 | 0 | 8.3912e-07 | 8.3912e-07 | 0 | 8.3912e-07 | Column30: 8.3912e-07 | [29 empty] | 7.3.2.1.3 Advanced weather monitoring and weather stations Weather StationsWLDFRElectric Reliability | WLDFR | HFTD - Transmission - Zone 1 - 115 kV or Lower | Red Flag Warning - Large Fires | 2030 | Electric Reliability | 0.74734 | 1.27 | 2030 | Mitigation | 0.011149 | 10 | 0 | esc | 0 | 0 | 0.011149 | 0.0083319 | 0.011149 | 0.0083319 | 0.011149 | 0.0083319
[79 empty] | WLDFR | HFTD - Transmission - Tier 2 - 230 kV or Higher | Non-Red Flag Warning - Destructive Fires | 2029 | 0 | 0 | 0 | 0 | 9534.9221 | 247.273 | 9287.6491 | 0 | 2.7568 | 2.7568 | 2.7568 | 2.7568 | 3.0438e-07 |  | 0 | 8.3912e-07 | 8.3912e-07 | 0 | 8.3912e-07 | 8.3912e-07 | 0 | 8.3912e-07 | 8.3912e-07 | 0 | 8.3912e-07 | Column30: 8.3912e-07 | [29 empty] | 7.3.2.1.3 Advanced weather monitoring and weather stations Weather StationsWLDFRElectric Reliability | WLDFR | HFTD - Transmission - Zone 1 - 115 kV or Lower | Red Flag Warning - Large Fires | 2031 | Electric Reliability | 0.74734 | 1.27 | 2031 | Mitigation | 0.011149 | 10 | 0 | esc | 0 | 0 | 0 | 0 | 0.011149 | 0.0083319 | 0.011149 | 0.0083319
[79 empty] | WLDFR | HFTD - Transmission - Tier 2 - 230 kV or Higher | Non-Red Flag Warning - Destructive Fires | 2030 | 0 | 0 | 0 | 0 | 9534.9221 | 247.273 | 9287.6491 | 0 | 0 | 2.7568 | 2.7568 | 2.7568 | 3.0438e-07 |  | 0 | 0 | 0 | 0 | 8.3912e-07 | 8.3912e-07 | 0 | 8.3912e-07 | 8.3912e-07 | 0 | 8.3912e-07 | Column30: 8.3912e-07 | [29 empty] | 7.3.2.1.3 Advanced weather monitoring and weather stations Weather StationsWLDFRElectric Reliability | WLDFR | HFTD - Transmission - Zone 1 - 115 kV or Lower | Red Flag Warning - Large Fires | 2032 | Electric Reliability | 0.74734 | 1.27 | 2032 | Mitigation | 0.011149 | 10 | 0 | esc | 0 | 0 | 0 | 0 | 0 | 0 | 0.011149 | 0.0083319
[79 empty] | WLDFR | HFTD - Transmission - Tier 2 - 230 kV or Higher | Non-Red Flag Warning - Destructive Fires | 2031 | 0 | 0 | 0 | 0 | 9534.9221 | 247.273 | 9287.6491 | 0 | 0 | 0 | 2.7568 | 2.7568 | 3.0438e-07 |  | 0 | 0 | 0 | 0 | 0 | 0 | 0 | 8.3912e-07 | 8.3912e-07 | 0 | 8.3912e-07 | Column30: 8.3912e-07 | [29 empty] | 7.3.2.1.3 Advanced weather monitoring and weather stations Weather StationsWLDFRElectric Reliability | WLDFR | HFTD - Transmission - Zone 1 - 115 kV or Lower | Red Flag Warning - Small Fires | 2021 | Electric Reliability | 0.036425 | 1.27 | 2021 | Mitigation | 0.011149 | 10 | 0 | esc | 0.011149 | 0.0004061 | 0.011149 | 0.0004061 | 0 | 0 | 0 | 0
[79 empty] | WLDFR | HFTD - Transmission - Tier 2 - 230 kV or Higher | Non-Red Flag Warning - Destructive Fires | 2032 | 0 | 0 | 0 | 0 | 9534.9221 | 247.273 | 9287.6491 | 0 | 0 | 0 | 0 | 2.7568 | 3.0438e-07 |  | 0 | 0 | 0 | 0 | 0 | 0 | 0 | 0 | 0 | 0 | 8.3912e-07 | Column30: 8.3912e-07 | [29 empty] | 7.3.2.1.3 Advanced weather monitoring and weather stations Weather StationsWLDFRElectric Reliability | WLDFR | HFTD - Transmission - Zone 1 - 115 kV or Lower | Red Flag Warning - Small Fires | 2022 | Electric Reliability | 0.036425 | 1.27 | 2022 | Mitigation | 0.011149 | 10 | 0 | esc | 0.011149 | 0.0004061 | 0.011149 | 0.0004061 | 0.011149 | 0.0004061 | 0 | 0
[79 empty] | WLDFR | HFTD - Transmission - Tier 2 - 230 kV or Higher | Non-Red Flag Warning - Large Fires | 2020 | 0 | 0 | 0 | 0 | 5.2406 | 0.69642 | 2.942 | 1.6022 | 0.0077642 | 0 | 0 | 0 | 2.7394e-06 |  | 0 | 2.127e-08 | 2.127e-08 | 0 | 0 | 0 | 0 | 0 | 0 | 0 | 0 | Column30: 0 | [29 empty] | 7.3.2.1.3 Advanced weather monitoring and weather stations Weather StationsWLDFRElectric Reliability | WLDFR | HFTD - Transmission - Zone 1 - 115 kV or Lower | Red Flag Warning - Small Fires | 2023 | Electric Reliability | 0.03759 | 1.27 | 2023 | Mitigation | 0.011149 | 10 | 0 | esc | 0.011149 | 0.00041909 | 0.011149 | 0.00041909 | 0.011149 | 0.00041909 | 0.011149 | 0.00041909
[79 empty] | WLDFR | HFTD - Transmission - Tier 2 - 230 kV or Higher | Non-Red Flag Warning - Large Fires | 2021 | 0 | 0 | 0 | 0 | 5.2406 | 0.69642 | 2.942 | 1.6022 | 0.0077642 | 0.0077642 | 0 | 0 | 2.7394e-06 |  | 0 | 2.127e-08 | 2.127e-08 | 0 | 2.127e-08 | 2.127e-08 | 0 | 0 | 0 | 0 | 0 | Column30: 0 | [29 empty] | 7.3.2.1.3 Advanced weather monitoring and weather stations Weather StationsWLDFRElectric Reliability | WLDFR | HFTD - Transmission - Zone 1 - 115 kV or Lower | Red Flag Warning - Small Fires | 2024 | Electric Reliability | 0.03759 | 1.27 | 2024 | Mitigation | 0.011149 | 10 | 0 | esc | 0.011149 | 0.00041909 | 0.011149 | 0.00041909 | 0.011149 | 0.00041909 | 0.011149 | 0.00041909
[79 empty] | WLDFR | HFTD - Transmission - Tier 2 - 230 kV or Higher | Non-Red Flag Warning - Large Fires | 2022 | 0 | 0 | 0 | 0 | 5.2406 | 0.69642 | 2.942 | 1.6022 | 0.0077642 | 0.0077642 | 0.0077642 | 0 | 2.7394e-06 |  | 0 | 2.127e-08 | 2.127e-08 | 0 | 2.127e-08 | 2.127e-08 | 0 | 2.127e-08 | 2.127e-08 | 0 | 0 | Column30: 0 | [29 empty] | 7.3.2.1.3 Advanced weather monitoring and weather stations Weather StationsWLDFRElectric Reliability | WLDFR | HFTD - Transmission - Zone 1 - 115 kV or Lower | Red Flag Warning - Small Fires | 2025 | Electric Reliability | 0.03759 | 1.27 | 2025 | Mitigation | 0.011149 | 10 | 0 | esc | 0.011149 | 0.00041909 | 0.011149 | 0.00041909 | 0.011149 | 0.00041909 | 0.011149 | 0.00041909
[79 empty] | WLDFR | HFTD - Transmission - Tier 2 - 230 kV or Higher | Non-Red Flag Warning - Large Fires | 2023 | 0 | 0 | 0 | 0 | 5.475 | 0.71896 | 3.0715 | 1.6846 | 0.0080156 | 0.0080156 | 0.0080156 | 0.0080156 | 2.7394e-06 |  | 0 | 2.1958e-08 | 2.1958e-08 | 0 | 2.1958e-08 | 2.1958e-08 | 0 | 2.1958e-08 | 2.1958e-08 | 0 | 2.1958e-08 | Column30: 2.1958e-08 | [29 empty] | 7.3.2.1.3 Advanced weather monitoring and weather stations Weather StationsWLDFRElectric Reliability | WLDFR | HFTD - Transmission - Zone 1 - 115 kV or Lower | Red Flag Warning - Small Fires | 2026 | Electric Reliability | 0.03759 | 1.27 | 2026 | Mitigation | 0.011149 | 10 | 0 | esc | 0.011149 | 0.00041909 | 0.011149 | 0.00041909 | 0.011149 | 0.00041909 | 0.011149 | 0.00041909
[79 empty] | WLDFR | HFTD - Transmission - Tier 2 - 230 kV or Higher | Non-Red Flag Warning - Large Fires | 2024 | 0 | 0 | 0 | 0 | 5.475 | 0.71896 | 3.0715 | 1.6846 | 0.0080156 | 0.0080156 | 0.0080156 | 0.0080156 | 2.7394e-06 |  | 0 | 2.1958e-08 | 2.1958e-08 | 0 | 2.1958e-08 | 2.1958e-08 | 0 | 2.1958e-08 | 2.1958e-08 | 0 | 2.1958e-08 | Column30: 2.1958e-08 | [29 empty] | 7.3.2.1.3 Advanced weather monitoring and weather stations Weather StationsWLDFRElectric Reliability | WLDFR | HFTD - Transmission - Zone 1 - 115 kV or Lower | Red Flag Warning - Small Fires | 2027 | Electric Reliability | 0.03759 | 1.27 | 2027 | Mitigation | 0.011149 | 10 | 0 | esc | 0.011149 | 0.00041909 | 0.011149 | 0.00041909 | 0.011149 | 0.00041909 | 0.011149 | 0.00041909
[79 empty] | WLDFR | HFTD - Transmission - Tier 2 - 230 kV or Higher | Non-Red Flag Warning - Large Fires | 2025 | 0 | 0 | 0 | 0 | 5.475 | 0.71896 | 3.0715 | 1.6846 | 0.0080156 | 0.0080156 | 0.0080156 | 0.0080156 | 2.7394e-06 |  | 0 | 2.1958e-08 | 2.1958e-08 | 0 | 2.1958e-08 | 2.1958e-08 | 0 | 2.1958e-08 | 2.1958e-08 | 0 | 2.1958e-08 | Column30: 2.1958e-08 | [29 empty] | 7.3.2.1.3 Advanced weather monitoring and weather stations Weather StationsWLDFRElectric Reliability | WLDFR | HFTD - Transmission - Zone 1 - 115 kV or Lower | Red Flag Warning - Small Fires | 2028 | Electric Reliability | 0.039055 | 1.27 | 2028 | Mitigation | 0.011149 | 10 | 0 | esc | 0.011149 | 0.00043542 | 0.011149 | 0.00043542 | 0.011149 | 0.00043542 | 0.011149 | 0.00043542
[79 empty] | WLDFR | HFTD - Transmission - Tier 2 - 230 kV or Higher | Non-Red Flag Warning - Large Fires | 2026 | 0 | 0 | 0 | 0 | 5.475 | 0.71896 | 3.0715 | 1.6846 | 0.0080156 | 0.0080156 | 0.0080156 | 0.0080156 | 2.7394e-06 |  | 0 | 2.1958e-08 | 2.1958e-08 | 0 | 2.1958e-08 | 2.1958e-08 | 0 | 2.1958e-08 | 2.1958e-08 | 0 | 2.1958e-08 | Column30: 2.1958e-08 | [29 empty] | 7.3.2.1.3 Advanced weather monitoring and weather stations Weather StationsWLDFRElectric Reliability | WLDFR | HFTD - Transmission - Zone 1 - 115 kV or Lower | Red Flag Warning - Small Fires | 2029 | Electric Reliability | 0.039055 | 1.27 | 2029 | Mitigation | 0.011149 | 10 | 0 | esc | 0.011149 | 0.00043542 | 0.011149 | 0.00043542 | 0.011149 | 0.00043542 | 0.011149 | 0.00043542
[79 empty] | WLDFR | HFTD - Transmission - Tier 2 - 230 kV or Higher | Non-Red Flag Warning - Large Fires | 2027 | 0 | 0 | 0 | 0 | 5.475 | 0.71896 | 3.0715 | 1.6846 | 0.0080156 | 0.0080156 | 0.0080156 | 0.0080156 | 2.7394e-06 |  | 0 | 2.1958e-08 | 2.1958e-08 | 0 | 2.1958e-08 | 2.1958e-08 | 0 | 2.1958e-08 | 2.1958e-08 | 0 | 2.1958e-08 | Column30: 2.1958e-08 | [29 empty] | 7.3.2.1.3 Advanced weather monitoring and weather stations Weather StationsWLDFRElectric Reliability | WLDFR | HFTD - Transmission - Zone 1 - 115 kV or Lower | Red Flag Warning - Small Fires | 2030 | Electric Reliability | 0.039055 | 1.27 | 2030 | Mitigation | 0.011149 | 10 | 0 | esc | 0 | 0 | 0.011149 | 0.00043542 | 0.011149 | 0.00043542 | 0.011149 | 0.00043542
[79 empty] | WLDFR | HFTD - Transmission - Tier 2 - 230 kV or Higher | Non-Red Flag Warning - Large Fires | 2028 | 0 | 0 | 0 | 0 | 5.777 | 0.74734 | 3.238 | 1.7917 | 0.0083319 | 0.0083319 | 0.0083319 | 0.0083319 | 2.7394e-06 |  | 0 | 2.2825e-08 | 2.2825e-08 | 0 | 2.2825e-08 | 2.2825e-08 | 0 | 2.2825e-08 | 2.2825e-08 | 0 | 2.2825e-08 | Column30: 2.2825e-08 | [29 empty] | 7.3.2.1.3 Advanced weather monitoring and weather stations Weather StationsWLDFRElectric Reliability | WLDFR | HFTD - Transmission - Zone 1 - 115 kV or Lower | Red Flag Warning - Small Fires | 2031 | Electric Reliability | 0.039055 | 1.27 | 2031 | Mitigation | 0.011149 | 10 | 0 | esc | 0 | 0 | 0 | 0 | 0.011149 | 0.00043542 | 0.011149 | 0.00043542
[79 empty] | WLDFR | HFTD - Transmission - Tier 2 - 230 kV or Higher | Non-Red Flag Warning - Large Fires | 2029 | 0 | 0 | 0 | 0 | 5.777 | 0.74734 | 3.238 | 1.7917 | 0.0083319 | 0.0083319 | 0.0083319 | 0.0083319 | 2.7394e-06 |  | 0 | 2.2825e-08 | 2.2825e-08 | 0 | 2.2825e-08 | 2.2825e-08 | 0 | 2.2825e-08 | 2.2825e-08 | 0 | 2.2825e-08 | Column30: 2.2825e-08 | [29 empty] | 7.3.2.1.3 Advanced weather monitoring and weather stations Weather StationsWLDFRElectric Reliability | WLDFR | HFTD - Transmission - Zone 1 - 115 kV or Lower | Red Flag Warning - Small Fires | 2032 | Electric Reliability | 0.039055 | 1.27 | 2032 | Mitigation | 0.011149 | 10 | 0 | esc | 0 | 0 | 0 | 0 | 0 | 0 | 0.011149 | 0.00043542
[79 empty] | WLDFR | HFTD - Transmission - Tier 2 - 230 kV or Higher | Non-Red Flag Warning - Large Fires | 2030 | 0 | 0 | 0 | 0 | 5.777 | 0.74734 | 3.238 | 1.7917 | 0 | 0.0083319 | 0.0083319 | 0.0083319 | 2.7394e-06 |  | 0 | 0 | 0 | 0 | 2.2825e-08 | 2.2825e-08 | 0 | 2.2825e-08 | 2.2825e-08 | 0 | 2.2825e-08 | Column30: 2.2825e-08 | [29 empty] | 7.3.2.1.3 Advanced weather monitoring and weather stations Weather StationsWLDFRElectric Reliability | WLDFR | HFTD - Transmission - Zone 1 - 230 kV or Higher | Non-Red Flag Warning - Catastrophic Fires | 2021 | Electric Reliability | 222.2294 | 3.1 | 2021 | Mitigation | 0.011149 | 10 | 0 | esc | 0.011149 | 2.4776 | 0.011149 | 2.4776 | 0 | 0 | 0 | 0
[79 empty] | WLDFR | HFTD - Transmission - Tier 2 - 230 kV or Higher | Non-Red Flag Warning - Large Fires | 2031 | 0 | 0 | 0 | 0 | 5.777 | 0.74734 | 3.238 | 1.7917 | 0 | 0 | 0.0083319 | 0.0083319 | 2.7394e-06 |  | 0 | 0 | 0 | 0 | 0 | 0 | 0 | 2.2825e-08 | 2.2825e-08 | 0 | 2.2825e-08 | Column30: 2.2825e-08 | [29 empty] | 7.3.2.1.3 Advanced weather monitoring and weather stations Weather StationsWLDFRElectric Reliability | WLDFR | HFTD - Transmission - Zone 1 - 230 kV or Higher | Non-Red Flag Warning - Catastrophic Fires | 2022 | Electric Reliability | 222.2294 | 3.1 | 2022 | Mitigation | 0.011149 | 10 | 0 | esc | 0.011149 | 2.4776 | 0.011149 | 2.4776 | 0.011149 | 2.4776 | 0 | 0
[79 empty] | WLDFR | HFTD - Transmission - Tier 2 - 230 kV or Higher | Non-Red Flag Warning - Large Fires | 2032 | 0 | 0 | 0 | 0 | 5.777 | 0.74734 | 3.238 | 1.7917 | 0 | 0 | 0 | 0.0083319 | 2.7394e-06 |  | 0 | 0 | 0 | 0 | 0 | 0 | 0 | 0 | 0 | 0 | 2.2825e-08 | Column30: 2.2825e-08 | [29 empty] | 7.3.2.1.3 Advanced weather monitoring and weather stations Weather StationsWLDFRElectric Reliability | WLDFR | HFTD - Transmission - Zone 1 - 230 kV or Higher | Non-Red Flag Warning - Catastrophic Fires | 2023 | Electric Reliability | 233.2301 | 3.1 | 2023 | Mitigation | 0.011149 | 10 | 0 | esc | 0.011149 | 2.6002 | 0.011149 | 2.6002 | 0.011149 | 2.6002 | 0.011149 | 2.6002
[79 empty] | WLDFR | HFTD - Transmission - Tier 2 - 230 kV or Higher | Non-Red Flag Warning - Small Fires | 2020 | 0 | 0 | 0 | 0 | 0.077901 | 0.036425 | 0.0015809 | 0.039895 | 0.0004061 | 0 | 0 | 0 | 0.00047042 |  | 0 | 1.9104e-07 | 1.9104e-07 | 0 | 0 | 0 | 0 | 0 | 0 | 0 | 0 | Column30: 0 | [29 empty] | 7.3.2.1.3 Advanced weather monitoring and weather stations Weather StationsWLDFRElectric Reliability | WLDFR | HFTD - Transmission - Zone 1 - 230 kV or Higher | Non-Red Flag Warning - Catastrophic Fires | 2024 | Electric Reliability | 233.2301 | 3.1 | 2024 | Mitigation | 0.011149 | 10 | 0 | esc | 0.011149 | 2.6002 | 0.011149 | 2.6002 | 0.011149 | 2.6002 | 0.011149 | 2.6002
[79 empty] | WLDFR | HFTD - Transmission - Tier 2 - 230 kV or Higher | Non-Red Flag Warning - Small Fires | 2021 | 0 | 0 | 0 | 0 | 0.077901 | 0.036425 | 0.0015809 | 0.039895 | 0.0004061 | 0.0004061 | 0 | 0 | 0.00047042 |  | 0 | 1.9104e-07 | 1.9104e-07 | 0 | 1.9104e-07 | 1.9104e-07 | 0 | 0 | 0 | 0 | 0 | Column30: 0 | [29 empty] | 7.3.2.1.3 Advanced weather monitoring and weather stations Weather StationsWLDFRElectric Reliability | WLDFR | HFTD - Transmission - Zone 1 - 230 kV or Higher | Non-Red Flag Warning - Catastrophic Fires | 2025 | Electric Reliability | 233.2301 | 3.1 | 2025 | Mitigation | 0.011149 | 10 | 0 | esc | 0.011149 | 2.6002 | 0.011149 | 2.6002 | 0.011149 | 2.6002 | 0.011149 | 2.6002
[79 empty] | WLDFR | HFTD - Transmission - Tier 2 - 230 kV or Higher | Non-Red Flag Warning - Small Fires | 2022 | 0 | 0 | 0 | 0 | 0.077901 | 0.036425 | 0.0015809 | 0.039895 | 0.0004061 | 0.0004061 | 0.0004061 | 0 | 0.00047042 |  | 0 | 1.9104e-07 | 1.9104e-07 | 0 | 1.9104e-07 | 1.9104e-07 | 0 | 1.9104e-07 | 1.9104e-07 | 0 | 0 | Column30: 0 | [29 empty] | 7.3.2.1.3 Advanced weather monitoring and weather stations Weather StationsWLDFRElectric Reliability | WLDFR | HFTD - Transmission - Zone 1 - 230 kV or Higher | Non-Red Flag Warning - Catastrophic Fires | 2026 | Electric Reliability | 233.2301 | 3.1 | 2026 | Mitigation | 0.011149 | 10 | 0 | esc | 0.011149 | 2.6002 | 0.011149 | 2.6002 | 0.011149 | 2.6002 | 0.011149 | 2.6002
[79 empty] | WLDFR | HFTD - Transmission - Tier 2 - 230 kV or Higher | Non-Red Flag Warning - Small Fires | 2023 | 0 | 0 | 0 | 0 | 0.080408 | 0.03759 | 0.0016314 | 0.041187 | 0.00041909 | 0.00041909 | 0.00041909 | 0.00041909 | 0.00047042 |  | 0 | 1.9715e-07 | 1.9715e-07 | 0 | 1.9715e-07 | 1.9715e-07 | 0 | 1.9715e-07 | 1.9715e-07 | 0 | 1.9715e-07 | Column30: 1.9715e-07 | [29 empty] | 7.3.2.1.3 Advanced weather monitoring and weather stations Weather StationsWLDFRElectric Reliability | WLDFR | HFTD - Transmission - Zone 1 - 230 kV or Higher | Non-Red Flag Warning - Catastrophic Fires | 2027 | Electric Reliability | 233.2301 | 3.1 | 2027 | Mitigation | 0.011149 | 10 | 0 | esc | 0.011149 | 2.6002 | 0.011149 | 2.6002 | 0.011149 | 2.6002 | 0.011149 | 2.6002
[79 empty] | WLDFR | HFTD - Transmission - Tier 2 - 230 kV or Higher | Non-Red Flag Warning - Small Fires | 2024 | 0 | 0 | 0 | 0 | 0.080408 | 0.03759 | 0.0016314 | 0.041187 | 0.00041909 | 0.00041909 | 0.00041909 | 0.00041909 | 0.00047042 |  | 0 | 1.9715e-07 | 1.9715e-07 | 0 | 1.9715e-07 | 1.9715e-07 | 0 | 1.9715e-07 | 1.9715e-07 | 0 | 1.9715e-07 | Column30: 1.9715e-07 | [29 empty] | 7.3.2.1.3 Advanced weather monitoring and weather stations Weather StationsWLDFRElectric Reliability | WLDFR | HFTD - Transmission - Zone 1 - 230 kV or Higher | Non-Red Flag Warning - Catastrophic Fires | 2028 | Electric Reliability | 247.273 | 3.1 | 2028 | Mitigation | 0.011149 | 10 | 0 | esc | 0.011149 | 2.7568 | 0.011149 | 2.7568 | 0.011149 | 2.7568 | 0.011149 | 2.7568
[79 empty] | WLDFR | HFTD - Transmission - Tier 2 - 230 kV or Higher | Non-Red Flag Warning - Small Fires | 2025 | 0 | 0 | 0 | 0 | 0.080408 | 0.03759 | 0.0016314 | 0.041187 | 0.00041909 | 0.00041909 | 0.00041909 | 0.00041909 | 0.00047042 |  | 0 | 1.9715e-07 | 1.9715e-07 | 0 | 1.9715e-07 | 1.9715e-07 | 0 | 1.9715e-07 | 1.9715e-07 | 0 | 1.9715e-07 | Column30: 1.9715e-07 | [29 empty] | 7.3.2.1.3 Advanced weather monitoring and weather stations Weather StationsWLDFRElectric Reliability | WLDFR | HFTD - Transmission - Zone 1 - 230 kV or Higher | Non-Red Flag Warning - Catastrophic Fires | 2029 | Electric Reliability | 247.273 | 3.1 | 2029 | Mitigation | 0.011149 | 10 | 0 | esc | 0.011149 | 2.7568 | 0.011149 | 2.7568 | 0.011149 | 2.7568 | 0.011149 | 2.7568
[79 empty] | WLDFR | HFTD - Transmission - Tier 2 - 230 kV or Higher | Non-Red Flag Warning - Small Fires | 2026 | 0 | 0 | 0 | 0 | 0.080408 | 0.03759 | 0.0016314 | 0.041187 | 0.00041909 | 0.00041909 | 0.00041909 | 0.00041909 | 0.00047042 |  | 0 | 1.9715e-07 | 1.9715e-07 | 0 | 1.9715e-07 | 1.9715e-07 | 0 | 1.9715e-07 | 1.9715e-07 | 0 | 1.9715e-07 | Column30: 1.9715e-07 | [29 empty] | 7.3.2.1.3 Advanced weather monitoring and weather stations Weather StationsWLDFRElectric Reliability | WLDFR | HFTD - Transmission - Zone 1 - 230 kV or Higher | Non-Red Flag Warning - Catastrophic Fires | 2030 | Electric Reliability | 247.273 | 3.1 | 2030 | Mitigation | 0.011149 | 10 | 0 | esc | 0 | 0 | 0.011149 | 2.7568 | 0.011149 | 2.7568 | 0.011149 | 2.7568
[79 empty] | WLDFR | HFTD - Transmission - Tier 2 - 230 kV or Higher | Non-Red Flag Warning - Small Fires | 2027 | 0 | 0 | 0 | 0 | 0.080408 | 0.03759 | 0.0016314 | 0.041187 | 0.00041909 | 0.00041909 | 0.00041909 | 0.00041909 | 0.00047042 |  | 0 | 1.9715e-07 | 1.9715e-07 | 0 | 1.9715e-07 | 1.9715e-07 | 0 | 1.9715e-07 | 1.9715e-07 | 0 | 1.9715e-07 | Column30: 1.9715e-07 | [29 empty] | 7.3.2.1.3 Advanced weather monitoring and weather stations Weather StationsWLDFRElectric Reliability | WLDFR | HFTD - Transmission - Zone 1 - 230 kV or Higher | Non-Red Flag Warning - Catastrophic Fires | 2031 | Electric Reliability | 247.273 | 3.1 | 2031 | Mitigation | 0.011149 | 10 | 0 | esc | 0 | 0 | 0 | 0 | 0.011149 | 2.7568 | 0.011149 | 2.7568
[79 empty] | WLDFR | HFTD - Transmission - Tier 2 - 230 kV or Higher | Non-Red Flag Warning - Small Fires | 2028 | 0 | 0 | 0 | 0 | 0.083606 | 0.039055 | 0.001695 | 0.042856 | 0.00043542 | 0.00043542 | 0.00043542 | 0.00043542 | 0.00047042 |  | 0 | 2.0483e-07 | 2.0483e-07 | 0 | 2.0483e-07 | 2.0483e-07 | 0 | 2.0483e-07 | 2.0483e-07 | 0 | 2.0483e-07 | Column30: 2.0483e-07 | [29 empty] | 7.3.2.1.3 Advanced weather monitoring and weather stations Weather StationsWLDFRElectric Reliability | WLDFR | HFTD - Transmission - Zone 1 - 230 kV or Higher | Non-Red Flag Warning - Catastrophic Fires | 2032 | Electric Reliability | 247.273 | 3.1 | 2032 | Mitigation | 0.011149 | 10 | 0 | esc | 0 | 0 | 0 | 0 | 0 | 0 | 0.011149 | 2.7568
[79 empty] | WLDFR | HFTD - Transmission - Tier 2 - 230 kV or Higher | Non-Red Flag Warning - Small Fires | 2029 | 0 | 0 | 0 | 0 | 0.083606 | 0.039055 | 0.001695 | 0.042856 | 0.00043542 | 0.00043542 | 0.00043542 | 0.00043542 | 0.00047042 |  | 0 | 2.0483e-07 | 2.0483e-07 | 0 | 2.0483e-07 | 2.0483e-07 | 0 | 2.0483e-07 | 2.0483e-07 | 0 | 2.0483e-07 | Column30: 2.0483e-07 | [29 empty] | 7.3.2.1.3 Advanced weather monitoring and weather stations Weather StationsWLDFRElectric Reliability | WLDFR | HFTD - Transmission - Zone 1 - 230 kV or Higher | Non-Red Flag Warning - Destructive Fires | 2021 | Electric Reliability | 222.2294 | 3.1 | 2021 | Mitigation | 0.011149 | 10 | 0 | esc | 0.011149 | 2.4776 | 0.011149 | 2.4776 | 0 | 0 | 0 | 0
[79 empty] | WLDFR | HFTD - Transmission - Tier 2 - 230 kV or Higher | Non-Red Flag Warning - Small Fires | 2030 | 0 | 0 | 0 | 0 | 0.083606 | 0.039055 | 0.001695 | 0.042856 | 0 | 0.00043542 | 0.00043542 | 0.00043542 | 0.00047042 |  | 0 | 0 | 0 | 0 | 2.0483e-07 | 2.0483e-07 | 0 | 2.0483e-07 | 2.0483e-07 | 0 | 2.0483e-07 | Column30: 2.0483e-07 | [29 empty] | 7.3.2.1.3 Advanced weather monitoring and weather stations Weather StationsWLDFRElectric Reliability | WLDFR | HFTD - Transmission - Zone 1 - 230 kV or Higher | Non-Red Flag Warning - Destructive Fires | 2022 | Electric Reliability | 222.2294 | 3.1 | 2022 | Mitigation | 0.011149 | 10 | 0 | esc | 0.011149 | 2.4776 | 0.011149 | 2.4776 | 0.011149 | 2.4776 | 0 | 0
[79 empty] | WLDFR | HFTD - Transmission - Tier 2 - 230 kV or Higher | Non-Red Flag Warning - Small Fires | 2031 | 0 | 0 | 0 | 0 | 0.083606 | 0.039055 | 0.001695 | 0.042856 | 0 | 0 | 0.00043542 | 0.00043542 | 0.00047042 |  | 0 | 0 | 0 | 0 | 0 | 0 | 0 | 2.0483e-07 | 2.0483e-07 | 0 | 2.0483e-07 | Column30: 2.0483e-07 | [29 empty] | 7.3.2.1.3 Advanced weather monitoring and weather stations Weather StationsWLDFRElectric Reliability | WLDFR | HFTD - Transmission - Zone 1 - 230 kV or Higher | Non-Red Flag Warning - Destructive Fires | 2023 | Electric Reliability | 233.2301 | 3.1 | 2023 | Mitigation | 0.011149 | 10 | 0 | esc | 0.011149 | 2.6002 | 0.011149 | 2.6002 | 0.011149 | 2.6002 | 0.011149 | 2.6002
[79 empty] | WLDFR | HFTD - Transmission - Tier 2 - 230 kV or Higher | Non-Red Flag Warning - Small Fires | 2032 | 0 | 0 | 0 | 0 | 0.083606 | 0.039055 | 0.001695 | 0.042856 | 0 | 0 | 0 | 0.00043542 | 0.00047042 |  | 0 | 0 | 0 | 0 | 0 | 0 | 0 | 0 | 0 | 0 | 2.0483e-07 | Column30: 2.0483e-07 | [29 empty] | 7.3.2.1.3 Advanced weather monitoring and weather stations Weather StationsWLDFRElectric Reliability | WLDFR | HFTD - Transmission - Zone 1 - 230 kV or Higher | Non-Red Flag Warning - Destructive Fires | 2024 | Electric Reliability | 233.2301 | 3.1 | 2024 | Mitigation | 0.011149 | 10 | 0 | esc | 0.011149 | 2.6002 | 0.011149 | 2.6002 | 0.011149 | 2.6002 | 0.011149 | 2.6002
[79 empty] | WLDFR | HFTD - Transmission - Tier 2 - 230 kV or Higher | Red Flag Warning - Catastrophic Fires | 2020 | 0 | 0 | 0 | 0 | 14146.1306 | 222.2294 | 8585.7228 | 5338.1784 | 2.4776 | 0 | 0 | 0 | 2.3435e-06 |  | 0 | 5.8063e-06 | 5.8063e-06 | 0 | 0 | 0 | 0 | 0 | 0 | 0 | 0 | Column30: 0 | [29 empty] | 7.3.2.1.3 Advanced weather monitoring and weather stations Weather StationsWLDFRElectric Reliability | WLDFR | HFTD - Transmission - Zone 1 - 230 kV or Higher | Non-Red Flag Warning - Destructive Fires | 2025 | Electric Reliability | 233.2301 | 3.1 | 2025 | Mitigation | 0.011149 | 10 | 0 | esc | 0.011149 | 2.6002 | 0.011149 | 2.6002 | 0.011149 | 2.6002 | 0.011149 | 2.6002
[79 empty] | WLDFR | HFTD - Transmission - Tier 2 - 230 kV or Higher | Red Flag Warning - Catastrophic Fires | 2021 | 0 | 0 | 0 | 0 | 14146.1306 | 222.2294 | 8585.7228 | 5338.1784 | 2.4776 | 2.4776 | 0 | 0 | 2.3435e-06 |  | 0 | 5.8063e-06 | 5.8063e-06 | 0 | 5.8063e-06 | 5.8063e-06 | 0 | 0 | 0 | 0 | 0 | Column30: 0 | [29 empty] | 7.3.2.1.3 Advanced weather monitoring and weather stations Weather StationsWLDFRElectric Reliability | WLDFR | HFTD - Transmission - Zone 1 - 230 kV or Higher | Non-Red Flag Warning - Destructive Fires | 2026 | Electric Reliability | 233.2301 | 3.1 | 2026 | Mitigation | 0.011149 | 10 | 0 | esc | 0.011149 | 2.6002 | 0.011149 | 2.6002 | 0.011149 | 2.6002 | 0.011149 | 2.6002
[79 empty] | WLDFR | HFTD - Transmission - Tier 2 - 230 kV or Higher | Red Flag Warning - Catastrophic Fires | 2022 | 0 | 0 | 0 | 0 | 14146.1306 | 222.2294 | 8585.7228 | 5338.1784 | 2.4776 | 2.4776 | 2.4776 | 0 | 2.3435e-06 |  | 0 | 5.8063e-06 | 5.8063e-06 | 0 | 5.8063e-06 | 5.8063e-06 | 0 | 5.8063e-06 | 5.8063e-06 | 0 | 0 | Column30: 0 | [29 empty] | 7.3.2.1.3 Advanced weather monitoring and weather stations Weather StationsWLDFRElectric Reliability | WLDFR | HFTD - Transmission - Zone 1 - 230 kV or Higher | Non-Red Flag Warning - Destructive Fires | 2027 | Electric Reliability | 233.2301 | 3.1 | 2027 | Mitigation | 0.011149 | 10 | 0 | esc | 0.011149 | 2.6002 | 0.011149 | 2.6002 | 0.011149 | 2.6002 | 0.011149 | 2.6002
[79 empty] | WLDFR | HFTD - Transmission - Tier 2 - 230 kV or Higher | Red Flag Warning - Catastrophic Fires | 2023 | 0 | 0 | 0 | 0 | 14664.6376 | 233.2301 | 8896.516 | 5534.8915 | 2.6002 | 2.6002 | 2.6002 | 2.6002 | 2.3435e-06 |  | 0 | 6.0937e-06 | 6.0937e-06 | 0 | 6.0937e-06 | 6.0937e-06 | 0 | 6.0937e-06 | 6.0937e-06 | 0 | 6.0937e-06 | Column30: 6.0937e-06 | [29 empty] | 7.3.2.1.3 Advanced weather monitoring and weather stations Weather StationsWLDFRElectric Reliability | WLDFR | HFTD - Transmission - Zone 1 - 230 kV or Higher | Non-Red Flag Warning - Destructive Fires | 2028 | Electric Reliability | 247.273 | 3.1 | 2028 | Mitigation | 0.011149 | 10 | 0 | esc | 0.011149 | 2.7568 | 0.011149 | 2.7568 | 0.011149 | 2.7568 | 0.011149 | 2.7568
[79 empty] | WLDFR | HFTD - Transmission - Tier 2 - 230 kV or Higher | Red Flag Warning - Catastrophic Fires | 2024 | 0 | 0 | 0 | 0 | 14664.6376 | 233.2301 | 8896.516 | 5534.8915 | 2.6002 | 2.6002 | 2.6002 | 2.6002 | 2.3435e-06 |  | 0 | 6.0937e-06 | 6.0937e-06 | 0 | 6.0937e-06 | 6.0937e-06 | 0 | 6.0937e-06 | 6.0937e-06 | 0 | 6.0937e-06 | Column30: 6.0937e-06 | [29 empty] | 7.3.2.1.3 Advanced weather monitoring and weather stations Weather StationsWLDFRElectric Reliability | WLDFR | HFTD - Transmission - Zone 1 - 230 kV or Higher | Non-Red Flag Warning - Destructive Fires | 2029 | Electric Reliability | 247.273 | 3.1 | 2029 | Mitigation | 0.011149 | 10 | 0 | esc | 0.011149 | 2.7568 | 0.011149 | 2.7568 | 0.011149 | 2.7568 | 0.011149 | 2.7568
[79 empty] | WLDFR | HFTD - Transmission - Tier 2 - 230 kV or Higher | Red Flag Warning - Catastrophic Fires | 2025 | 0 | 0 | 0 | 0 | 14664.6376 | 233.2301 | 8896.516 | 5534.8915 | 2.6002 | 2.6002 | 2.6002 | 2.6002 | 2.3435e-06 |  | 0 | 6.0937e-06 | 6.0937e-06 | 0 | 6.0937e-06 | 6.0937e-06 | 0 | 6.0937e-06 | 6.0937e-06 | 0 | 6.0937e-06 | Column30: 6.0937e-06 | [29 empty] | 7.3.2.1.3 Advanced weather monitoring and weather stations Weather StationsWLDFRElectric Reliability | WLDFR | HFTD - Transmission - Zone 1 - 230 kV or Higher | Non-Red Flag Warning - Destructive Fires | 2030 | Electric Reliability | 247.273 | 3.1 | 2030 | Mitigation | 0.011149 | 10 | 0 | esc | 0 | 0 | 0.011149 | 2.7568 | 0.011149 | 2.7568 | 0.011149 | 2.7568
[79 empty] | WLDFR | HFTD - Transmission - Tier 2 - 230 kV or Higher | Red Flag Warning - Catastrophic Fires | 2026 | 0 | 0 | 0 | 0 | 14664.6376 | 233.2301 | 8896.516 | 5534.8915 | 2.6002 | 2.6002 | 2.6002 | 2.6002 | 2.3435e-06 |  | 0 | 6.0937e-06 | 6.0937e-06 | 0 | 6.0937e-06 | 6.0937e-06 | 0 | 6.0937e-06 | 6.0937e-06 | 0 | 6.0937e-06 | Column30: 6.0937e-06 | [29 empty] | 7.3.2.1.3 Advanced weather monitoring and weather stations Weather StationsWLDFRElectric Reliability | WLDFR | HFTD - Transmission - Zone 1 - 230 kV or Higher | Non-Red Flag Warning - Destructive Fires | 2031 | Electric Reliability | 247.273 | 3.1 | 2031 | Mitigation | 0.011149 | 10 | 0 | esc | 0 | 0 | 0 | 0 | 0.011149 | 2.7568 | 0.011149 | 2.7568
[79 empty] | WLDFR | HFTD - Transmission - Tier 2 - 230 kV or Higher | Red Flag Warning - Catastrophic Fires | 2027 | 0 | 0 | 0 | 0 | 14664.6376 | 233.2301 | 8896.516 | 5534.8915 | 2.6002 | 2.6002 | 2.6002 | 2.6002 | 2.3435e-06 |  | 0 | 6.0937e-06 | 6.0937e-06 | 0 | 6.0937e-06 | 6.0937e-06 | 0 | 6.0937e-06 | 6.0937e-06 | 0 | 6.0937e-06 | Column30: 6.0937e-06 | [29 empty] | 7.3.2.1.3 Advanced weather monitoring and weather stations Weather StationsWLDFRElectric Reliability | WLDFR | HFTD - Transmission - Zone 1 - 230 kV or Higher | Non-Red Flag Warning - Destructive Fires | 2032 | Electric Reliability | 247.273 | 3.1 | 2032 | Mitigation | 0.011149 | 10 | 0 | esc | 0 | 0 | 0 | 0 | 0 | 0 | 0.011149 | 2.7568
[79 empty] | WLDFR | HFTD - Transmission - Tier 2 - 230 kV or Higher | Red Flag Warning - Catastrophic Fires | 2028 | 0 | 0 | 0 | 0 | 15317.9909 | 247.273 | 9287.6491 | 5783.0689 | 2.7568 | 2.7568 | 2.7568 | 2.7568 | 2.3435e-06 |  | 0 | 6.4606e-06 | 6.4606e-06 | 0 | 6.4606e-06 | 6.4606e-06 | 0 | 6.4606e-06 | 6.4606e-06 | 0 | 6.4606e-06 | Column30: 6.4606e-06 | [29 empty] | 7.3.2.1.3 Advanced weather monitoring and weather stations Weather StationsWLDFRElectric Reliability | WLDFR | HFTD - Transmission - Zone 1 - 230 kV or Higher | Non-Red Flag Warning - Large Fires | 2021 | Electric Reliability | 0.69642 | 3.1 | 2021 | Mitigation | 0.011149 | 10 | 0 | esc | 0.011149 | 0.0077642 | 0.011149 | 0.0077642 | 0 | 0 | 0 | 0
[79 empty] | WLDFR | HFTD - Transmission - Tier 2 - 230 kV or Higher | Red Flag Warning - Catastrophic Fires | 2029 | 0 | 0 | 0 | 0 | 15317.9909 | 247.273 | 9287.6491 | 5783.0689 | 2.7568 | 2.7568 | 2.7568 | 2.7568 | 2.3435e-06 |  | 0 | 6.4606e-06 | 6.4606e-06 | 0 | 6.4606e-06 | 6.4606e-06 | 0 | 6.4606e-06 | 6.4606e-06 | 0 | 6.4606e-06 | Column30: 6.4606e-06 | [29 empty] | 7.3.2.1.3 Advanced weather monitoring and weather stations Weather StationsWLDFRElectric Reliability | WLDFR | HFTD - Transmission - Zone 1 - 230 kV or Higher | Non-Red Flag Warning - Large Fires | 2022 | Electric Reliability | 0.69642 | 3.1 | 2022 | Mitigation | 0.011149 | 10 | 0 | esc | 0.011149 | 0.0077642 | 0.011149 | 0.0077642 | 0.011149 | 0.0077642 | 0 | 0
[79 empty] | WLDFR | HFTD - Transmission - Tier 2 - 230 kV or Higher | Red Flag Warning - Catastrophic Fires | 2030 | 0 | 0 | 0 | 0 | 15317.9909 | 247.273 | 9287.6491 | 5783.0689 | 0 | 2.7568 | 2.7568 | 2.7568 | 2.3435e-06 |  | 0 | 0 | 0 | 0 | 6.4606e-06 | 6.4606e-06 | 0 | 6.4606e-06 | 6.4606e-06 | 0 | 6.4606e-06 | Column30: 6.4606e-06 | [29 empty] | 7.3.2.1.3 Advanced weather monitoring and weather stations Weather StationsWLDFRElectric Reliability | WLDFR | HFTD - Transmission - Zone 1 - 230 kV or Higher | Non-Red Flag Warning - Large Fires | 2023 | Electric Reliability | 0.71896 | 3.1 | 2023 | Mitigation | 0.011149 | 10 | 0 | esc | 0.011149 | 0.0080156 | 0.011149 | 0.0080156 | 0.011149 | 0.0080156 | 0.011149 | 0.0080156
[79 empty] | WLDFR | HFTD - Transmission - Tier 2 - 230 kV or Higher | Red Flag Warning - Catastrophic Fires | 2031 | 0 | 0 | 0 | 0 | 15317.9909 | 247.273 | 9287.6491 | 5783.0689 | 0 | 0 | 2.7568 | 2.7568 | 2.3435e-06 |  | 0 | 0 | 0 | 0 | 0 | 0 | 0 | 6.4606e-06 | 6.4606e-06 | 0 | 6.4606e-06 | Column30: 6.4606e-06 | [29 empty] | 7.3.2.1.3 Advanced weather monitoring and weather stations Weather StationsWLDFRElectric Reliability | WLDFR | HFTD - Transmission - Zone 1 - 230 kV or Higher | Non-Red Flag Warning - Large Fires | 2024 | Electric Reliability | 0.71896 | 3.1 | 2024 | Mitigation | 0.011149 | 10 | 0 | esc | 0.011149 | 0.0080156 | 0.011149 | 0.0080156 | 0.011149 | 0.0080156 | 0.011149 | 0.0080156
[79 empty] | WLDFR | HFTD - Transmission - Tier 2 - 230 kV or Higher | Red Flag Warning - Catastrophic Fires | 2032 | 0 | 0 | 0 | 0 | 15317.9909 | 247.273 | 9287.6491 | 5783.0689 | 0 | 0 | 0 | 2.7568 | 2.3435e-06 |  | 0 | 0 | 0 | 0 | 0 | 0 | 0 | 0 | 0 | 0 | 6.4606e-06 | Column30: 6.4606e-06 | [29 empty] | 7.3.2.1.3 Advanced weather monitoring and weather stations Weather StationsWLDFRElectric Reliability | WLDFR | HFTD - Transmission - Zone 1 - 230 kV or Higher | Non-Red Flag Warning - Large Fires | 2025 | Electric Reliability | 0.71896 | 3.1 | 2025 | Mitigation | 0.011149 | 10 | 0 | esc | 0.011149 | 0.0080156 | 0.011149 | 0.0080156 | 0.011149 | 0.0080156 | 0.011149 | 0.0080156
[79 empty] | WLDFR | HFTD - Transmission - Tier 2 - 230 kV or Higher | Red Flag Warning - Destructive Fires | 2020 | 0 | 0 | 0 | 0 | 8807.9522 | 222.2294 | 8585.7228 | 0 | 2.4776 | 0 | 0 | 0 | 3.3479e-07 |  | 0 | 8.2947e-07 | 8.2947e-07 | 0 | 0 | 0 | 0 | 0 | 0 | 0 | 0 | Column30: 0 | [29 empty] | 7.3.2.1.3 Advanced weather monitoring and weather stations Weather StationsWLDFRElectric Reliability | WLDFR | HFTD - Transmission - Zone 1 - 230 kV or Higher | Non-Red Flag Warning - Large Fires | 2026 | Electric Reliability | 0.71896 | 3.1 | 2026 | Mitigation | 0.011149 | 10 | 0 | esc | 0.011149 | 0.0080156 | 0.011149 | 0.0080156 | 0.011149 | 0.0080156 | 0.011149 | 0.0080156
[79 empty] | WLDFR | HFTD - Transmission - Tier 2 - 230 kV or Higher | Red Flag Warning - Destructive Fires | 2021 | 0 | 0 | 0 | 0 | 8807.9522 | 222.2294 | 8585.7228 | 0 | 2.4776 | 2.4776 | 0 | 0 | 3.3479e-07 |  | 0 | 8.2947e-07 | 8.2947e-07 | 0 | 8.2947e-07 | 8.2947e-07 | 0 | 0 | 0 | 0 | 0 | Column30: 0 | [29 empty] | 7.3.2.1.3 Advanced weather monitoring and weather stations Weather StationsWLDFRElectric Reliability | WLDFR | HFTD - Transmission - Zone 1 - 230 kV or Higher | Non-Red Flag Warning - Large Fires | 2027 | Electric Reliability | 0.71896 | 3.1 | 2027 | Mitigation | 0.011149 | 10 | 0 | esc | 0.011149 | 0.0080156 | 0.011149 | 0.0080156 | 0.011149 | 0.0080156 | 0.011149 | 0.0080156
[79 empty] | WLDFR | HFTD - Transmission - Tier 2 - 230 kV or Higher | Red Flag Warning - Destructive Fires | 2022 | 0 | 0 | 0 | 0 | 8807.9522 | 222.2294 | 8585.7228 | 0 | 2.4776 | 2.4776 | 2.4776 | 0 | 3.3479e-07 |  | 0 | 8.2947e-07 | 8.2947e-07 | 0 | 8.2947e-07 | 8.2947e-07 | 0 | 8.2947e-07 | 8.2947e-07 | 0 | 0 | Column30: 0 | [29 empty] | 7.3.2.1.3 Advanced weather monitoring and weather stations Weather StationsWLDFRElectric Reliability | WLDFR | HFTD - Transmission - Zone 1 - 230 kV or Higher | Non-Red Flag Warning - Large Fires | 2028 | Electric Reliability | 0.74734 | 3.1 | 2028 | Mitigation | 0.011149 | 10 | 0 | esc | 0.011149 | 0.0083319 | 0.011149 | 0.0083319 | 0.011149 | 0.0083319 | 0.011149 | 0.0083319
[79 empty] | WLDFR | HFTD - Transmission - Tier 2 - 230 kV or Higher | Red Flag Warning - Destructive Fires | 2023 | 0 | 0 | 0 | 0 | 9129.7461 | 233.2301 | 8896.516 | 0 | 2.6002 | 2.6002 | 2.6002 | 2.6002 | 3.3479e-07 |  | 0 | 8.7053e-07 | 8.7053e-07 | 0 | 8.7053e-07 | 8.7053e-07 | 0 | 8.7053e-07 | 8.7053e-07 | 0 | 8.7053e-07 | Column30: 8.7053e-07 | [29 empty] | 7.3.2.1.3 Advanced weather monitoring and weather stations Weather StationsWLDFRElectric Reliability | WLDFR | HFTD - Transmission - Zone 1 - 230 kV or Higher | Non-Red Flag Warning - Large Fires | 2029 | Electric Reliability | 0.74734 | 3.1 | 2029 | Mitigation | 0.011149 | 10 | 0 | esc | 0.011149 | 0.0083319 | 0.011149 | 0.0083319 | 0.011149 | 0.0083319 | 0.011149 | 0.0083319
[79 empty] | WLDFR | HFTD - Transmission - Tier 2 - 230 kV or Higher | Red Flag Warning - Destructive Fires | 2024 | 0 | 0 | 0 | 0 | 9129.7461 | 233.2301 | 8896.516 | 0 | 2.6002 | 2.6002 | 2.6002 | 2.6002 | 3.3479e-07 |  | 0 | 8.7053e-07 | 8.7053e-07 | 0 | 8.7053e-07 | 8.7053e-07 | 0 | 8.7053e-07 | 8.7053e-07 | 0 | 8.7053e-07 | Column30: 8.7053e-07 | [29 empty] | 7.3.2.1.3 Advanced weather monitoring and weather stations Weather StationsWLDFRElectric Reliability | WLDFR | HFTD - Transmission - Zone 1 - 230 kV or Higher | Non-Red Flag Warning - Large Fires | 2030 | Electric Reliability | 0.74734 | 3.1 | 2030 | Mitigation | 0.011149 | 10 | 0 | esc | 0 | 0 | 0.011149 | 0.0083319 | 0.011149 | 0.0083319 | 0.011149 | 0.0083319
[79 empty] | WLDFR | HFTD - Transmission - Tier 2 - 230 kV or Higher | Red Flag Warning - Destructive Fires | 2025 | 0 | 0 | 0 | 0 | 9129.7461 | 233.2301 | 8896.516 | 0 | 2.6002 | 2.6002 | 2.6002 | 2.6002 | 3.3479e-07 |  | 0 | 8.7053e-07 | 8.7053e-07 | 0 | 8.7053e-07 | 8.7053e-07 | 0 | 8.7053e-07 | 8.7053e-07 | 0 | 8.7053e-07 | Column30: 8.7053e-07 | [29 empty] | 7.3.2.1.3 Advanced weather monitoring and weather stations Weather StationsWLDFRElectric Reliability | WLDFR | HFTD - Transmission - Zone 1 - 230 kV or Higher | Non-Red Flag Warning - Large Fires | 2031 | Electric Reliability | 0.74734 | 3.1 | 2031 | Mitigation | 0.011149 | 10 | 0 | esc | 0 | 0 | 0 | 0 | 0.011149 | 0.0083319 | 0.011149 | 0.0083319
[79 empty] | WLDFR | HFTD - Transmission - Tier 2 - 230 kV or Higher | Red Flag Warning - Destructive Fires | 2026 | 0 | 0 | 0 | 0 | 9129.7461 | 233.2301 | 8896.516 | 0 | 2.6002 | 2.6002 | 2.6002 | 2.6002 | 3.3479e-07 |  | 0 | 8.7053e-07 | 8.7053e-07 | 0 | 8.7053e-07 | 8.7053e-07 | 0 | 8.7053e-07 | 8.7053e-07 | 0 | 8.7053e-07 | Column30: 8.7053e-07 | [29 empty] | 7.3.2.1.3 Advanced weather monitoring and weather stations Weather StationsWLDFRElectric Reliability | WLDFR | HFTD - Transmission - Zone 1 - 230 kV or Higher | Non-Red Flag Warning - Large Fires | 2032 | Electric Reliability | 0.74734 | 3.1 | 2032 | Mitigation | 0.011149 | 10 | 0 | esc | 0 | 0 | 0 | 0 | 0 | 0 | 0.011149 | 0.0083319
[79 empty] | WLDFR | HFTD - Transmission - Tier 2 - 230 kV or Higher | Red Flag Warning - Destructive Fires | 2027 | 0 | 0 | 0 | 0 | 9129.7461 | 233.2301 | 8896.516 | 0 | 2.6002 | 2.6002 | 2.6002 | 2.6002 | 3.3479e-07 |  | 0 | 8.7053e-07 | 8.7053e-07 | 0 | 8.7053e-07 | 8.7053e-07 | 0 | 8.7053e-07 | 8.7053e-07 | 0 | 8.7053e-07 | Column30: 8.7053e-07 | [29 empty] | 7.3.2.1.3 Advanced weather monitoring and weather stations Weather StationsWLDFRElectric Reliability | WLDFR | HFTD - Transmission - Zone 1 - 230 kV or Higher | Non-Red Flag Warning - Small Fires | 2021 | Electric Reliability | 0.036425 | 3.1 | 2021 | Mitigation | 0.011149 | 10 | 0 | esc | 0.011149 | 0.0004061 | 0.011149 | 0.0004061 | 0 | 0 | 0 | 0
[79 empty] | WLDFR | HFTD - Transmission - Tier 2 - 230 kV or Higher | Red Flag Warning - Destructive Fires | 2028 | 0 | 0 | 0 | 0 | 9534.9221 | 247.273 | 9287.6491 | 0 | 2.7568 | 2.7568 | 2.7568 | 2.7568 | 3.3479e-07 |  | 0 | 9.2295e-07 | 9.2295e-07 | 0 | 9.2295e-07 | 9.2295e-07 | 0 | 9.2295e-07 | 9.2295e-07 | 0 | 9.2295e-07 | Column30: 9.2295e-07 | [29 empty] | 7.3.2.1.3 Advanced weather monitoring and weather stations Weather StationsWLDFRElectric Reliability | WLDFR | HFTD - Transmission - Zone 1 - 230 kV or Higher | Non-Red Flag Warning - Small Fires | 2022 | Electric Reliability | 0.036425 | 3.1 | 2022 | Mitigation | 0.011149 | 10 | 0 | esc | 0.011149 | 0.0004061 | 0.011149 | 0.0004061 | 0.011149 | 0.0004061 | 0 | 0
[79 empty] | WLDFR | HFTD - Transmission - Tier 2 - 230 kV or Higher | Red Flag Warning - Destructive Fires | 2029 | 0 | 0 | 0 | 0 | 9534.9221 | 247.273 | 9287.6491 | 0 | 2.7568 | 2.7568 | 2.7568 | 2.7568 | 3.3479e-07 |  | 0 | 9.2295e-07 | 9.2295e-07 | 0 | 9.2295e-07 | 9.2295e-07 | 0 | 9.2295e-07 | 9.2295e-07 | 0 | 9.2295e-07 | Column30: 9.2295e-07 | [29 empty] | 7.3.2.1.3 Advanced weather monitoring and weather stations Weather StationsWLDFRElectric Reliability | WLDFR | HFTD - Transmission - Zone 1 - 230 kV or Higher | Non-Red Flag Warning - Small Fires | 2023 | Electric Reliability | 0.03759 | 3.1 | 2023 | Mitigation | 0.011149 | 10 | 0 | esc | 0.011149 | 0.00041909 | 0.011149 | 0.00041909 | 0.011149 | 0.00041909 | 0.011149 | 0.00041909
[79 empty] | WLDFR | HFTD - Transmission - Tier 2 - 230 kV or Higher | Red Flag Warning - Destructive Fires | 2030 | 0 | 0 | 0 | 0 | 9534.9221 | 247.273 | 9287.6491 | 0 | 0 | 2.7568 | 2.7568 | 2.7568 | 3.3479e-07 |  | 0 | 0 | 0 | 0 | 9.2295e-07 | 9.2295e-07 | 0 | 9.2295e-07 | 9.2295e-07 | 0 | 9.2295e-07 | Column30: 9.2295e-07 | [29 empty] | 7.3.2.1.3 Advanced weather monitoring and weather stations Weather StationsWLDFRElectric Reliability | WLDFR | HFTD - Transmission - Zone 1 - 230 kV or Higher | Non-Red Flag Warning - Small Fires | 2024 | Electric Reliability | 0.03759 | 3.1 | 2024 | Mitigation | 0.011149 | 10 | 0 | esc | 0.011149 | 0.00041909 | 0.011149 | 0.00041909 | 0.011149 | 0.00041909 | 0.011149 | 0.00041909
[79 empty] | WLDFR | HFTD - Transmission - Tier 2 - 230 kV or Higher | Red Flag Warning - Destructive Fires | 2031 | 0 | 0 | 0 | 0 | 9534.9221 | 247.273 | 9287.6491 | 0 | 0 | 0 | 2.7568 | 2.7568 | 3.3479e-07 |  | 0 | 0 | 0 | 0 | 0 | 0 | 0 | 9.2295e-07 | 9.2295e-07 | 0 | 9.2295e-07 | Column30: 9.2295e-07 | [29 empty] | 7.3.2.1.3 Advanced weather monitoring and weather stations Weather StationsWLDFRElectric Reliability | WLDFR | HFTD - Transmission - Zone 1 - 230 kV or Higher | Non-Red Flag Warning - Small Fires | 2025 | Electric Reliability | 0.03759 | 3.1 | 2025 | Mitigation | 0.011149 | 10 | 0 | esc | 0.011149 | 0.00041909 | 0.011149 | 0.00041909 | 0.011149 | 0.00041909 | 0.011149 | 0.00041909
[79 empty] | WLDFR | HFTD - Transmission - Tier 2 - 230 kV or Higher | Red Flag Warning - Destructive Fires | 2032 | 0 | 0 | 0 | 0 | 9534.9221 | 247.273 | 9287.6491 | 0 | 0 | 0 | 0 | 2.7568 | 3.3479e-07 |  | 0 | 0 | 0 | 0 | 0 | 0 | 0 | 0 | 0 | 0 | 9.2295e-07 | Column30: 9.2295e-07 | [29 empty] | 7.3.2.1.3 Advanced weather monitoring and weather stations Weather StationsWLDFRElectric Reliability | WLDFR | HFTD - Transmission - Zone 1 - 230 kV or Higher | Non-Red Flag Warning - Small Fires | 2026 | Electric Reliability | 0.03759 | 3.1 | 2026 | Mitigation | 0.011149 | 10 | 0 | esc | 0.011149 | 0.00041909 | 0.011149 | 0.00041909 | 0.011149 | 0.00041909 | 0.011149 | 0.00041909
[79 empty] | WLDFR | HFTD - Transmission - Tier 2 - 230 kV or Higher | Red Flag Warning - Large Fires | 2020 | 0 | 0 | 0 | 0 | 5.2406 | 0.69642 | 2.942 | 1.6022 | 0.0077642 | 0 | 0 | 0 | 2.0087e-06 |  | 0 | 1.5596e-08 | 1.5596e-08 | 0 | 0 | 0 | 0 | 0 | 0 | 0 | 0 | Column30: 0 | [29 empty] | 7.3.2.1.3 Advanced weather monitoring and weather stations Weather StationsWLDFRElectric Reliability | WLDFR | HFTD - Transmission - Zone 1 - 230 kV or Higher | Non-Red Flag Warning - Small Fires | 2027 | Electric Reliability | 0.03759 | 3.1 | 2027 | Mitigation | 0.011149 | 10 | 0 | esc | 0.011149 | 0.00041909 | 0.011149 | 0.00041909 | 0.011149 | 0.00041909 | 0.011149 | 0.00041909
[79 empty] | WLDFR | HFTD - Transmission - Tier 2 - 230 kV or Higher | Red Flag Warning - Large Fires | 2021 | 0 | 0 | 0 | 0 | 5.2406 | 0.69642 | 2.942 | 1.6022 | 0.0077642 | 0.0077642 | 0 | 0 | 2.0087e-06 |  | 0 | 1.5596e-08 | 1.5596e-08 | 0 | 1.5596e-08 | 1.5596e-08 | 0 | 0 | 0 | 0 | 0 | Column30: 0 | [29 empty] | 7.3.2.1.3 Advanced weather monitoring and weather stations Weather StationsWLDFRElectric Reliability | WLDFR | HFTD - Transmission - Zone 1 - 230 kV or Higher | Non-Red Flag Warning - Small Fires | 2028 | Electric Reliability | 0.039055 | 3.1 | 2028 | Mitigation | 0.011149 | 10 | 0 | esc | 0.011149 | 0.00043542 | 0.011149 | 0.00043542 | 0.011149 | 0.00043542 | 0.011149 | 0.00043542
[79 empty] | WLDFR | HFTD - Transmission - Tier 2 - 230 kV or Higher | Red Flag Warning - Large Fires | 2022 | 0 | 0 | 0 | 0 | 5.2406 | 0.69642 | 2.942 | 1.6022 | 0.0077642 | 0.0077642 | 0.0077642 | 0 | 2.0087e-06 |  | 0 | 1.5596e-08 | 1.5596e-08 | 0 | 1.5596e-08 | 1.5596e-08 | 0 | 1.5596e-08 | 1.5596e-08 | 0 | 0 | Column30: 0 | [29 empty] | 7.3.2.1.3 Advanced weather monitoring and weather stations Weather StationsWLDFRElectric Reliability | WLDFR | HFTD - Transmission - Zone 1 - 230 kV or Higher | Non-Red Flag Warning - Small Fires | 2029 | Electric Reliability | 0.039055 | 3.1 | 2029 | Mitigation | 0.011149 | 10 | 0 | esc | 0.011149 | 0.00043542 | 0.011149 | 0.00043542 | 0.011149 | 0.00043542 | 0.011149 | 0.00043542
[79 empty] | WLDFR | HFTD - Transmission - Tier 2 - 230 kV or Higher | Red Flag Warning - Large Fires | 2023 | 0 | 0 | 0 | 0 | 5.475 | 0.71896 | 3.0715 | 1.6846 | 0.0080156 | 0.0080156 | 0.0080156 | 0.0080156 | 2.0087e-06 |  | 0 | 1.6101e-08 | 1.6101e-08 | 0 | 1.6101e-08 | 1.6101e-08 | 0 | 1.6101e-08 | 1.6101e-08 | 0 | 1.6101e-08 | Column30: 1.6101e-08 | [29 empty] | 7.3.2.1.3 Advanced weather monitoring and weather stations Weather StationsWLDFRElectric Reliability | WLDFR | HFTD - Transmission - Zone 1 - 230 kV or Higher | Non-Red Flag Warning - Small Fires | 2030 | Electric Reliability | 0.039055 | 3.1 | 2030 | Mitigation | 0.011149 | 10 | 0 | esc | 0 | 0 | 0.011149 | 0.00043542 | 0.011149 | 0.00043542 | 0.011149 | 0.00043542
[79 empty] | WLDFR | HFTD - Transmission - Tier 2 - 230 kV or Higher | Red Flag Warning - Large Fires | 2024 | 0 | 0 | 0 | 0 | 5.475 | 0.71896 | 3.0715 | 1.6846 | 0.0080156 | 0.0080156 | 0.0080156 | 0.0080156 | 2.0087e-06 |  | 0 | 1.6101e-08 | 1.6101e-08 | 0 | 1.6101e-08 | 1.6101e-08 | 0 | 1.6101e-08 | 1.6101e-08 | 0 | 1.6101e-08 | Column30: 1.6101e-08 | [29 empty] | 7.3.2.1.3 Advanced weather monitoring and weather stations Weather StationsWLDFRElectric Reliability | WLDFR | HFTD - Transmission - Zone 1 - 230 kV or Higher | Non-Red Flag Warning - Small Fires | 2031 | Electric Reliability | 0.039055 | 3.1 | 2031 | Mitigation | 0.011149 | 10 | 0 | esc | 0 | 0 | 0 | 0 | 0.011149 | 0.00043542 | 0.011149 | 0.00043542
[79 empty] | WLDFR | HFTD - Transmission - Tier 2 - 230 kV or Higher | Red Flag Warning - Large Fires | 2025 | 0 | 0 | 0 | 0 | 5.475 | 0.71896 | 3.0715 | 1.6846 | 0.0080156 | 0.0080156 | 0.0080156 | 0.0080156 | 2.0087e-06 |  | 0 | 1.6101e-08 | 1.6101e-08 | 0 | 1.6101e-08 | 1.6101e-08 | 0 | 1.6101e-08 | 1.6101e-08 | 0 | 1.6101e-08 | Column30: 1.6101e-08 | [29 empty] | 7.3.2.1.3 Advanced weather monitoring and weather stations Weather StationsWLDFRElectric Reliability | WLDFR | HFTD - Transmission - Zone 1 - 230 kV or Higher | Non-Red Flag Warning - Small Fires | 2032 | Electric Reliability | 0.039055 | 3.1 | 2032 | Mitigation | 0.011149 | 10 | 0 | esc | 0 | 0 | 0 | 0 | 0 | 0 | 0.011149 | 0.00043542
[79 empty] | WLDFR | HFTD - Transmission - Tier 2 - 230 kV or Higher | Red Flag Warning - Large Fires | 2026 | 0 | 0 | 0 | 0 | 5.475 | 0.71896 | 3.0715 | 1.6846 | 0.0080156 | 0.0080156 | 0.0080156 | 0.0080156 | 2.0087e-06 |  | 0 | 1.6101e-08 | 1.6101e-08 | 0 | 1.6101e-08 | 1.6101e-08 | 0 | 1.6101e-08 | 1.6101e-08 | 0 | 1.6101e-08 | Column30: 1.6101e-08 | [29 empty] | 7.3.2.1.3 Advanced weather monitoring and weather stations Weather StationsWLDFRElectric Reliability | WLDFR | HFTD - Transmission - Zone 1 - 230 kV or Higher | Red Flag Warning - Catastrophic Fires | 2021 | Electric Reliability | 222.2294 | 3.1 | 2021 | Mitigation | 0.011149 | 10 | 0 | esc | 0.011149 | 2.4776 | 0.011149 | 2.4776 | 0 | 0 | 0 | 0
[79 empty] | WLDFR | HFTD - Transmission - Tier 2 - 230 kV or Higher | Red Flag Warning - Large Fires | 2027 | 0 | 0 | 0 | 0 | 5.475 | 0.71896 | 3.0715 | 1.6846 | 0.0080156 | 0.0080156 | 0.0080156 | 0.0080156 | 2.0087e-06 |  | 0 | 1.6101e-08 | 1.6101e-08 | 0 | 1.6101e-08 | 1.6101e-08 | 0 | 1.6101e-08 | 1.6101e-08 | 0 | 1.6101e-08 | Column30: 1.6101e-08 | [29 empty] | 7.3.2.1.3 Advanced weather monitoring and weather stations Weather StationsWLDFRElectric Reliability | WLDFR | HFTD - Transmission - Zone 1 - 230 kV or Higher | Red Flag Warning - Catastrophic Fires | 2022 | Electric Reliability | 222.2294 | 3.1 | 2022 | Mitigation | 0.011149 | 10 | 0 | esc | 0.011149 | 2.4776 | 0.011149 | 2.4776 | 0.011149 | 2.4776 | 0 | 0
[79 empty] | WLDFR | HFTD - Transmission - Tier 2 - 230 kV or Higher | Red Flag Warning - Large Fires | 2028 | 0 | 0 | 0 | 0 | 5.777 | 0.74734 | 3.238 | 1.7917 | 0.0083319 | 0.0083319 | 0.0083319 | 0.0083319 | 2.0087e-06 |  | 0 | 1.6737e-08 | 1.6737e-08 | 0 | 1.6737e-08 | 1.6737e-08 | 0 | 1.6737e-08 | 1.6737e-08 | 0 | 1.6737e-08 | Column30: 1.6737e-08 | [29 empty] | 7.3.2.1.3 Advanced weather monitoring and weather stations Weather StationsWLDFRElectric Reliability | WLDFR | HFTD - Transmission - Zone 1 - 230 kV or Higher | Red Flag Warning - Catastrophic Fires | 2023 | Electric Reliability | 233.2301 | 3.1 | 2023 | Mitigation | 0.011149 | 10 | 0 | esc | 0.011149 | 2.6002 | 0.011149 | 2.6002 | 0.011149 | 2.6002 | 0.011149 | 2.6002
[79 empty] | WLDFR | HFTD - Transmission - Tier 2 - 230 kV or Higher | Red Flag Warning - Large Fires | 2029 | 0 | 0 | 0 | 0 | 5.777 | 0.74734 | 3.238 | 1.7917 | 0.0083319 | 0.0083319 | 0.0083319 | 0.0083319 | 2.0087e-06 |  | 0 | 1.6737e-08 | 1.6737e-08 | 0 | 1.6737e-08 | 1.6737e-08 | 0 | 1.6737e-08 | 1.6737e-08 | 0 | 1.6737e-08 | Column30: 1.6737e-08 | [29 empty] | 7.3.2.1.3 Advanced weather monitoring and weather stations Weather StationsWLDFRElectric Reliability | WLDFR | HFTD - Transmission - Zone 1 - 230 kV or Higher | Red Flag Warning - Catastrophic Fires | 2024 | Electric Reliability | 233.2301 | 3.1 | 2024 | Mitigation | 0.011149 | 10 | 0 | esc | 0.011149 | 2.6002 | 0.011149 | 2.6002 | 0.011149 | 2.6002 | 0.011149 | 2.6002
[79 empty] | WLDFR | HFTD - Transmission - Tier 2 - 230 kV or Higher | Red Flag Warning - Large Fires | 2030 | 0 | 0 | 0 | 0 | 5.777 | 0.74734 | 3.238 | 1.7917 | 0 | 0.0083319 | 0.0083319 | 0.0083319 | 2.0087e-06 |  | 0 | 0 | 0 | 0 | 1.6737e-08 | 1.6737e-08 | 0 | 1.6737e-08 | 1.6737e-08 | 0 | 1.6737e-08 | Column30: 1.6737e-08 | [29 empty] | 7.3.2.1.3 Advanced weather monitoring and weather stations Weather StationsWLDFRElectric Reliability | WLDFR | HFTD - Transmission - Zone 1 - 230 kV or Higher | Red Flag Warning - Catastrophic Fires | 2025 | Electric Reliability | 233.2301 | 3.1 | 2025 | Mitigation | 0.011149 | 10 | 0 | esc | 0.011149 | 2.6002 | 0.011149 | 2.6002 | 0.011149 | 2.6002 | 0.011149 | 2.6002
[79 empty] | WLDFR | HFTD - Transmission - Tier 2 - 230 kV or Higher | Red Flag Warning - Large Fires | 2031 | 0 | 0 | 0 | 0 | 5.777 | 0.74734 | 3.238 | 1.7917 | 0 | 0 | 0.0083319 | 0.0083319 | 2.0087e-06 |  | 0 | 0 | 0 | 0 | 0 | 0 | 0 | 1.6737e-08 | 1.6737e-08 | 0 | 1.6737e-08 | Column30: 1.6737e-08 | [29 empty] | 7.3.2.1.3 Advanced weather monitoring and weather stations Weather StationsWLDFRElectric Reliability | WLDFR | HFTD - Transmission - Zone 1 - 230 kV or Higher | Red Flag Warning - Catastrophic Fires | 2026 | Electric Reliability | 233.2301 | 3.1 | 2026 | Mitigation | 0.011149 | 10 | 0 | esc | 0.011149 | 2.6002 | 0.011149 | 2.6002 | 0.011149 | 2.6002 | 0.011149 | 2.6002
[79 empty] | WLDFR | HFTD - Transmission - Tier 2 - 230 kV or Higher | Red Flag Warning - Large Fires | 2032 | 0 | 0 | 0 | 0 | 5.777 | 0.74734 | 3.238 | 1.7917 | 0 | 0 | 0 | 0.0083319 | 2.0087e-06 |  | 0 | 0 | 0 | 0 | 0 | 0 | 0 | 0 | 0 | 0 | 1.6737e-08 | Column30: 1.6737e-08 | [29 empty] | 7.3.2.1.3 Advanced weather monitoring and weather stations Weather StationsWLDFRElectric Reliability | WLDFR | HFTD - Transmission - Zone 1 - 230 kV or Higher | Red Flag Warning - Catastrophic Fires | 2027 | Electric Reliability | 233.2301 | 3.1 | 2027 | Mitigation | 0.011149 | 10 | 0 | esc | 0.011149 | 2.6002 | 0.011149 | 2.6002 | 0.011149 | 2.6002 | 0.011149 | 2.6002
[79 empty] | WLDFR | HFTD - Transmission - Tier 2 - 230 kV or Higher | Red Flag Warning - Small Fires | 2020 | 0 | 0 | 0 | 0 | 0.077901 | 0.036425 | 0.0015809 | 0.039895 | 0.0004061 | 0 | 0 | 0 | 2.7601e-05 |  | 0 | 1.1209e-08 | 1.1209e-08 | 0 | 0 | 0 | 0 | 0 | 0 | 0 | 0 | Column30: 0 | [29 empty] | 7.3.2.1.3 Advanced weather monitoring and weather stations Weather StationsWLDFRElectric Reliability | WLDFR | HFTD - Transmission - Zone 1 - 230 kV or Higher | Red Flag Warning - Catastrophic Fires | 2028 | Electric Reliability | 247.273 | 3.1 | 2028 | Mitigation | 0.011149 | 10 | 0 | esc | 0.011149 | 2.7568 | 0.011149 | 2.7568 | 0.011149 | 2.7568 | 0.011149 | 2.7568
[79 empty] | WLDFR | HFTD - Transmission - Tier 2 - 230 kV or Higher | Red Flag Warning - Small Fires | 2021 | 0 | 0 | 0 | 0 | 0.077901 | 0.036425 | 0.0015809 | 0.039895 | 0.0004061 | 0.0004061 | 0 | 0 | 2.7601e-05 |  | 0 | 1.1209e-08 | 1.1209e-08 | 0 | 1.1209e-08 | 1.1209e-08 | 0 | 0 | 0 | 0 | 0 | Column30: 0 | [29 empty] | 7.3.2.1.3 Advanced weather monitoring and weather stations Weather StationsWLDFRElectric Reliability | WLDFR | HFTD - Transmission - Zone 1 - 230 kV or Higher | Red Flag Warning - Catastrophic Fires | 2029 | Electric Reliability | 247.273 | 3.1 | 2029 | Mitigation | 0.011149 | 10 | 0 | esc | 0.011149 | 2.7568 | 0.011149 | 2.7568 | 0.011149 | 2.7568 | 0.011149 | 2.7568
[79 empty] | WLDFR | HFTD - Transmission - Tier 2 - 230 kV or Higher | Red Flag Warning - Small Fires | 2022 | 0 | 0 | 0 | 0 | 0.077901 | 0.036425 | 0.0015809 | 0.039895 | 0.0004061 | 0.0004061 | 0.0004061 | 0 | 2.7601e-05 |  | 0 | 1.1209e-08 | 1.1209e-08 | 0 | 1.1209e-08 | 1.1209e-08 | 0 | 1.1209e-08 | 1.1209e-08 | 0 | 0 | Column30: 0 | [29 empty] | 7.3.2.1.3 Advanced weather monitoring and weather stations Weather StationsWLDFRElectric Reliability | WLDFR | HFTD - Transmission - Zone 1 - 230 kV or Higher | Red Flag Warning - Catastrophic Fires | 2030 | Electric Reliability | 247.273 | 3.1 | 2030 | Mitigation | 0.011149 | 10 | 0 | esc | 0 | 0 | 0.011149 | 2.7568 | 0.011149 | 2.7568 | 0.011149 | 2.7568
[79 empty] | WLDFR | HFTD - Transmission - Tier 2 - 230 kV or Higher | Red Flag Warning - Small Fires | 2023 | 0 | 0 | 0 | 0 | 0.080408 | 0.03759 | 0.0016314 | 0.041187 | 0.00041909 | 0.00041909 | 0.00041909 | 0.00041909 | 2.7601e-05 |  | 0 | 1.1567e-08 | 1.1567e-08 | 0 | 1.1567e-08 | 1.1567e-08 | 0 | 1.1567e-08 | 1.1567e-08 | 0 | 1.1567e-08 | Column30: 1.1567e-08 | [29 empty] | 7.3.2.1.3 Advanced weather monitoring and weather stations Weather StationsWLDFRElectric Reliability | WLDFR | HFTD - Transmission - Zone 1 - 230 kV or Higher | Red Flag Warning - Catastrophic Fires | 2031 | Electric Reliability | 247.273 | 3.1 | 2031 | Mitigation | 0.011149 | 10 | 0 | esc | 0 | 0 | 0 | 0 | 0.011149 | 2.7568 | 0.011149 | 2.7568
[79 empty] | WLDFR | HFTD - Transmission - Tier 2 - 230 kV or Higher | Red Flag Warning - Small Fires | 2024 | 0 | 0 | 0 | 0 | 0.080408 | 0.03759 | 0.0016314 | 0.041187 | 0.00041909 | 0.00041909 | 0.00041909 | 0.00041909 | 2.7601e-05 |  | 0 | 1.1567e-08 | 1.1567e-08 | 0 | 1.1567e-08 | 1.1567e-08 | 0 | 1.1567e-08 | 1.1567e-08 | 0 | 1.1567e-08 | Column30: 1.1567e-08 | [29 empty] | 7.3.2.1.3 Advanced weather monitoring and weather stations Weather StationsWLDFRElectric Reliability | WLDFR | HFTD - Transmission - Zone 1 - 230 kV or Higher | Red Flag Warning - Catastrophic Fires | 2032 | Electric Reliability | 247.273 | 3.1 | 2032 | Mitigation | 0.011149 | 10 | 0 | esc | 0 | 0 | 0 | 0 | 0 | 0 | 0.011149 | 2.7568
[79 empty] | WLDFR | HFTD - Transmission - Tier 2 - 230 kV or Higher | Red Flag Warning - Small Fires | 2025 | 0 | 0 | 0 | 0 | 0.080408 | 0.03759 | 0.0016314 | 0.041187 | 0.00041909 | 0.00041909 | 0.00041909 | 0.00041909 | 2.7601e-05 |  | 0 | 1.1567e-08 | 1.1567e-08 | 0 | 1.1567e-08 | 1.1567e-08 | 0 | 1.1567e-08 | 1.1567e-08 | 0 | 1.1567e-08 | Column30: 1.1567e-08 | [29 empty] | 7.3.2.1.3 Advanced weather monitoring and weather stations Weather StationsWLDFRElectric Reliability | WLDFR | HFTD - Transmission - Zone 1 - 230 kV or Higher | Red Flag Warning - Destructive Fires | 2021 | Electric Reliability | 222.2294 | 3.1 | 2021 | Mitigation | 0.011149 | 10 | 0 | esc | 0.011149 | 2.4776 | 0.011149 | 2.4776 | 0 | 0 | 0 | 0
[79 empty] | WLDFR | HFTD - Transmission - Tier 2 - 230 kV or Higher | Red Flag Warning - Small Fires | 2026 | 0 | 0 | 0 | 0 | 0.080408 | 0.03759 | 0.0016314 | 0.041187 | 0.00041909 | 0.00041909 | 0.00041909 | 0.00041909 | 2.7601e-05 |  | 0 | 1.1567e-08 | 1.1567e-08 | 0 | 1.1567e-08 | 1.1567e-08 | 0 | 1.1567e-08 | 1.1567e-08 | 0 | 1.1567e-08 | Column30: 1.1567e-08 | [29 empty] | 7.3.2.1.3 Advanced weather monitoring and weather stations Weather StationsWLDFRElectric Reliability | WLDFR | HFTD - Transmission - Zone 1 - 230 kV or Higher | Red Flag Warning - Destructive Fires | 2022 | Electric Reliability | 222.2294 | 3.1 | 2022 | Mitigation | 0.011149 | 10 | 0 | esc | 0.011149 | 2.4776 | 0.011149 | 2.4776 | 0.011149 | 2.4776 | 0 | 0
[79 empty] | WLDFR | HFTD - Transmission - Tier 2 - 230 kV or Higher | Red Flag Warning - Small Fires | 2027 | 0 | 0 | 0 | 0 | 0.080408 | 0.03759 | 0.0016314 | 0.041187 | 0.00041909 | 0.00041909 | 0.00041909 | 0.00041909 | 2.7601e-05 |  | 0 | 1.1567e-08 | 1.1567e-08 | 0 | 1.1567e-08 | 1.1567e-08 | 0 | 1.1567e-08 | 1.1567e-08 | 0 | 1.1567e-08 | Column30: 1.1567e-08 | [29 empty] | 7.3.2.1.3 Advanced weather monitoring and weather stations Weather StationsWLDFRElectric Reliability | WLDFR | HFTD - Transmission - Zone 1 - 230 kV or Higher | Red Flag Warning - Destructive Fires | 2023 | Electric Reliability | 233.2301 | 3.1 | 2023 | Mitigation | 0.011149 | 10 | 0 | esc | 0.011149 | 2.6002 | 0.011149 | 2.6002 | 0.011149 | 2.6002 | 0.011149 | 2.6002
[79 empty] | WLDFR | HFTD - Transmission - Tier 2 - 230 kV or Higher | Red Flag Warning - Small Fires | 2028 | 0 | 0 | 0 | 0 | 0.083606 | 0.039055 | 0.001695 | 0.042856 | 0.00043542 | 0.00043542 | 0.00043542 | 0.00043542 | 2.7601e-05 |  | 0 | 1.2018e-08 | 1.2018e-08 | 0 | 1.2018e-08 | 1.2018e-08 | 0 | 1.2018e-08 | 1.2018e-08 | 0 | 1.2018e-08 | Column30: 1.2018e-08 | [29 empty] | 7.3.2.1.3 Advanced weather monitoring and weather stations Weather StationsWLDFRElectric Reliability | WLDFR | HFTD - Transmission - Zone 1 - 230 kV or Higher | Red Flag Warning - Destructive Fires | 2024 | Electric Reliability | 233.2301 | 3.1 | 2024 | Mitigation | 0.011149 | 10 | 0 | esc | 0.011149 | 2.6002 | 0.011149 | 2.6002 | 0.011149 | 2.6002 | 0.011149 | 2.6002
[79 empty] | WLDFR | HFTD - Transmission - Tier 2 - 230 kV or Higher | Red Flag Warning - Small Fires | 2029 | 0 | 0 | 0 | 0 | 0.083606 | 0.039055 | 0.001695 | 0.042856 | 0.00043542 | 0.00043542 | 0.00043542 | 0.00043542 | 2.7601e-05 |  | 0 | 1.2018e-08 | 1.2018e-08 | 0 | 1.2018e-08 | 1.2018e-08 | 0 | 1.2018e-08 | 1.2018e-08 | 0 | 1.2018e-08 | Column30: 1.2018e-08 | [29 empty] | 7.3.2.1.3 Advanced weather monitoring and weather stations Weather StationsWLDFRElectric Reliability | WLDFR | HFTD - Transmission - Zone 1 - 230 kV or Higher | Red Flag Warning - Destructive Fires | 2025 | Electric Reliability | 233.2301 | 3.1 | 2025 | Mitigation | 0.011149 | 10 | 0 | esc | 0.011149 | 2.6002 | 0.011149 | 2.6002 | 0.011149 | 2.6002 | 0.011149 | 2.6002
[79 empty] | WLDFR | HFTD - Transmission - Tier 2 - 230 kV or Higher | Red Flag Warning - Small Fires | 2030 | 0 | 0 | 0 | 0 | 0.083606 | 0.039055 | 0.001695 | 0.042856 | 0 | 0.00043542 | 0.00043542 | 0.00043542 | 2.7601e-05 |  | 0 | 0 | 0 | 0 | 1.2018e-08 | 1.2018e-08 | 0 | 1.2018e-08 | 1.2018e-08 | 0 | 1.2018e-08 | Column30: 1.2018e-08 | [29 empty] | 7.3.2.1.3 Advanced weather monitoring and weather stations Weather StationsWLDFRElectric Reliability | WLDFR | HFTD - Transmission - Zone 1 - 230 kV or Higher | Red Flag Warning - Destructive Fires | 2026 | Electric Reliability | 233.2301 | 3.1 | 2026 | Mitigation | 0.011149 | 10 | 0 | esc | 0.011149 | 2.6002 | 0.011149 | 2.6002 | 0.011149 | 2.6002 | 0.011149 | 2.6002
[79 empty] | WLDFR | HFTD - Transmission - Tier 2 - 230 kV or Higher | Red Flag Warning - Small Fires | 2031 | 0 | 0 | 0 | 0 | 0.083606 | 0.039055 | 0.001695 | 0.042856 | 0 | 0 | 0.00043542 | 0.00043542 | 2.7601e-05 |  | 0 | 0 | 0 | 0 | 0 | 0 | 0 | 1.2018e-08 | 1.2018e-08 | 0 | 1.2018e-08 | Column30: 1.2018e-08 | [29 empty] | 7.3.2.1.3 Advanced weather monitoring and weather stations Weather StationsWLDFRElectric Reliability | WLDFR | HFTD - Transmission - Zone 1 - 230 kV or Higher | Red Flag Warning - Destructive Fires | 2027 | Electric Reliability | 233.2301 | 3.1 | 2027 | Mitigation | 0.011149 | 10 | 0 | esc | 0.011149 | 2.6002 | 0.011149 | 2.6002 | 0.011149 | 2.6002 | 0.011149 | 2.6002
[79 empty] | WLDFR | HFTD - Transmission - Tier 2 - 230 kV or Higher | Red Flag Warning - Small Fires | 2032 | 0 | 0 | 0 | 0 | 0.083606 | 0.039055 | 0.001695 | 0.042856 | 0 | 0 | 0 | 0.00043542 | 2.7601e-05 |  | 0 | 0 | 0 | 0 | 0 | 0 | 0 | 0 | 0 | 0 | 1.2018e-08 | Column30: 1.2018e-08 | [29 empty] | 7.3.2.1.3 Advanced weather monitoring and weather stations Weather StationsWLDFRElectric Reliability | WLDFR | HFTD - Transmission - Zone 1 - 230 kV or Higher | Red Flag Warning - Destructive Fires | 2028 | Electric Reliability | 247.273 | 3.1 | 2028 | Mitigation | 0.011149 | 10 | 0 | esc | 0.011149 | 2.7568 | 0.011149 | 2.7568 | 0.011149 | 2.7568 | 0.011149 | 2.7568
[79 empty] | WLDFR | HFTD - Transmission - Tier 2 - 60/70 kV | Non-Red Flag Warning - Catastrophic Fires | 2020 | 0 | 0 | 0 | 0 | 14146.1306 | 222.2294 | 8585.7228 | 5338.1784 | 2.4776 | 0 | 0 | 0 | 1.6867e-06 |  | 0 | 4.1789e-06 | 4.1789e-06 | 0 | 0 | 0 | 0 | 0 | 0 | 0 | 0 | Column30: 0 | [29 empty] | 7.3.2.1.3 Advanced weather monitoring and weather stations Weather StationsWLDFRElectric Reliability | WLDFR | HFTD - Transmission - Zone 1 - 230 kV or Higher | Red Flag Warning - Destructive Fires | 2029 | Electric Reliability | 247.273 | 3.1 | 2029 | Mitigation | 0.011149 | 10 | 0 | esc | 0.011149 | 2.7568 | 0.011149 | 2.7568 | 0.011149 | 2.7568 | 0.011149 | 2.7568
[79 empty] | WLDFR | HFTD - Transmission - Tier 2 - 60/70 kV | Non-Red Flag Warning - Catastrophic Fires | 2021 | 0 | 0 | 0 | 0 | 14146.1306 | 222.2294 | 8585.7228 | 5338.1784 | 2.4776 | 2.4776 | 0 | 0 | 1.6867e-06 |  | 0 | 4.1789e-06 | 4.1789e-06 | 0 | 4.1789e-06 | 4.1789e-06 | 0 | 0 | 0 | 0 | 0 | Column30: 0 | [29 empty] | 7.3.2.1.3 Advanced weather monitoring and weather stations Weather StationsWLDFRElectric Reliability | WLDFR | HFTD - Transmission - Zone 1 - 230 kV or Higher | Red Flag Warning - Destructive Fires | 2030 | Electric Reliability | 247.273 | 3.1 | 2030 | Mitigation | 0.011149 | 10 | 0 | esc | 0 | 0 | 0.011149 | 2.7568 | 0.011149 | 2.7568 | 0.011149 | 2.7568
[79 empty] | WLDFR | HFTD - Transmission - Tier 2 - 60/70 kV | Non-Red Flag Warning - Catastrophic Fires | 2022 | 0 | 0 | 0 | 0 | 14146.1306 | 222.2294 | 8585.7228 | 5338.1784 | 2.4776 | 2.4776 | 2.4776 | 0 | 1.6867e-06 |  | 0 | 4.1789e-06 | 4.1789e-06 | 0 | 4.1789e-06 | 4.1789e-06 | 0 | 4.1789e-06 | 4.1789e-06 | 0 | 0 | Column30: 0 | [29 empty] | 7.3.2.1.3 Advanced weather monitoring and weather stations Weather StationsWLDFRElectric Reliability | WLDFR | HFTD - Transmission - Zone 1 - 230 kV or Higher | Red Flag Warning - Destructive Fires | 2031 | Electric Reliability | 247.273 | 3.1 | 2031 | Mitigation | 0.011149 | 10 | 0 | esc | 0 | 0 | 0 | 0 | 0.011149 | 2.7568 | 0.011149 | 2.7568
[79 empty] | WLDFR | HFTD - Transmission - Tier 2 - 60/70 kV | Non-Red Flag Warning - Catastrophic Fires | 2023 | 0 | 0 | 0 | 0 | 14664.6376 | 233.2301 | 8896.516 | 5534.8915 | 2.6002 | 2.6002 | 2.6002 | 2.6002 | 1.6867e-06 |  | 0 | 4.3858e-06 | 4.3858e-06 | 0 | 4.3858e-06 | 4.3858e-06 | 0 | 4.3858e-06 | 4.3858e-06 | 0 | 4.3858e-06 | Column30: 4.3858e-06 | [29 empty] | 7.3.2.1.3 Advanced weather monitoring and weather stations Weather StationsWLDFRElectric Reliability | WLDFR | HFTD - Transmission - Zone 1 - 230 kV or Higher | Red Flag Warning - Destructive Fires | 2032 | Electric Reliability | 247.273 | 3.1 | 2032 | Mitigation | 0.011149 | 10 | 0 | esc | 0 | 0 | 0 | 0 | 0 | 0 | 0.011149 | 2.7568
[79 empty] | WLDFR | HFTD - Transmission - Tier 2 - 60/70 kV | Non-Red Flag Warning - Catastrophic Fires | 2024 | 0 | 0 | 0 | 0 | 14664.6376 | 233.2301 | 8896.516 | 5534.8915 | 2.6002 | 2.6002 | 2.6002 | 2.6002 | 1.6867e-06 |  | 0 | 4.3858e-06 | 4.3858e-06 | 0 | 4.3858e-06 | 4.3858e-06 | 0 | 4.3858e-06 | 4.3858e-06 | 0 | 4.3858e-06 | Column30: 4.3858e-06 | [29 empty] | 7.3.2.1.3 Advanced weather monitoring and weather stations Weather StationsWLDFRElectric Reliability | WLDFR | HFTD - Transmission - Zone 1 - 230 kV or Higher | Red Flag Warning - Large Fires | 2021 | Electric Reliability | 0.69642 | 3.1 | 2021 | Mitigation | 0.011149 | 10 | 0 | esc | 0.011149 | 0.0077642 | 0.011149 | 0.0077642 | 0 | 0 | 0 | 0
[79 empty] | WLDFR | HFTD - Transmission - Tier 2 - 60/70 kV | Non-Red Flag Warning - Catastrophic Fires | 2025 | 0 | 0 | 0 | 0 | 14664.6376 | 233.2301 | 8896.516 | 5534.8915 | 2.6002 | 2.6002 | 2.6002 | 2.6002 | 1.6867e-06 |  | 0 | 4.3858e-06 | 4.3858e-06 | 0 | 4.3858e-06 | 4.3858e-06 | 0 | 4.3858e-06 | 4.3858e-06 | 0 | 4.3858e-06 | Column30: 4.3858e-06 | [29 empty] | 7.3.2.1.3 Advanced weather monitoring and weather stations Weather StationsWLDFRElectric Reliability | WLDFR | HFTD - Transmission - Zone 1 - 230 kV or Higher | Red Flag Warning - Large Fires | 2022 | Electric Reliability | 0.69642 | 3.1 | 2022 | Mitigation | 0.011149 | 10 | 0 | esc | 0.011149 | 0.0077642 | 0.011149 | 0.0077642 | 0.011149 | 0.0077642 | 0 | 0
[79 empty] | WLDFR | HFTD - Transmission - Tier 2 - 60/70 kV | Non-Red Flag Warning - Catastrophic Fires | 2026 | 0 | 0 | 0 | 0 | 14664.6376 | 233.2301 | 8896.516 | 5534.8915 | 2.6002 | 2.6002 | 2.6002 | 2.6002 | 1.6867e-06 |  | 0 | 4.3858e-06 | 4.3858e-06 | 0 | 4.3858e-06 | 4.3858e-06 | 0 | 4.3858e-06 | 4.3858e-06 | 0 | 4.3858e-06 | Column30: 4.3858e-06 | [29 empty] | 7.3.2.1.3 Advanced weather monitoring and weather stations Weather StationsWLDFRElectric Reliability | WLDFR | HFTD - Transmission - Zone 1 - 230 kV or Higher | Red Flag Warning - Large Fires | 2023 | Electric Reliability | 0.71896 | 3.1 | 2023 | Mitigation | 0.011149 | 10 | 0 | esc | 0.011149 | 0.0080156 | 0.011149 | 0.0080156 | 0.011149 | 0.0080156 | 0.011149 | 0.0080156
[79 empty] | WLDFR | HFTD - Transmission - Tier 2 - 60/70 kV | Non-Red Flag Warning - Catastrophic Fires | 2027 | 0 | 0 | 0 | 0 | 14664.6376 | 233.2301 | 8896.516 | 5534.8915 | 2.6002 | 2.6002 | 2.6002 | 2.6002 | 1.6867e-06 |  | 0 | 4.3858e-06 | 4.3858e-06 | 0 | 4.3858e-06 | 4.3858e-06 | 0 | 4.3858e-06 | 4.3858e-06 | 0 | 4.3858e-06 | Column30: 4.3858e-06 | [29 empty] | 7.3.2.1.3 Advanced weather monitoring and weather stations Weather StationsWLDFRElectric Reliability | WLDFR | HFTD - Transmission - Zone 1 - 230 kV or Higher | Red Flag Warning - Large Fires | 2024 | Electric Reliability | 0.71896 | 3.1 | 2024 | Mitigation | 0.011149 | 10 | 0 | esc | 0.011149 | 0.0080156 | 0.011149 | 0.0080156 | 0.011149 | 0.0080156 | 0.011149 | 0.0080156
[79 empty] | WLDFR | HFTD - Transmission - Tier 2 - 60/70 kV | Non-Red Flag Warning - Catastrophic Fires | 2028 | 0 | 0 | 0 | 0 | 15317.9909 | 247.273 | 9287.6491 | 5783.0689 | 2.7568 | 2.7568 | 2.7568 | 2.7568 | 1.6867e-06 |  | 0 | 4.6499e-06 | 4.6499e-06 | 0 | 4.6499e-06 | 4.6499e-06 | 0 | 4.6499e-06 | 4.6499e-06 | 0 | 4.6499e-06 | Column30: 4.6499e-06 | [29 empty] | 7.3.2.1.3 Advanced weather monitoring and weather stations Weather StationsWLDFRElectric Reliability | WLDFR | HFTD - Transmission - Zone 1 - 230 kV or Higher | Red Flag Warning - Large Fires | 2025 | Electric Reliability | 0.71896 | 3.1 | 2025 | Mitigation | 0.011149 | 10 | 0 | esc | 0.011149 | 0.0080156 | 0.011149 | 0.0080156 | 0.011149 | 0.0080156 | 0.011149 | 0.0080156
[79 empty] | WLDFR | HFTD - Transmission - Tier 2 - 60/70 kV | Non-Red Flag Warning - Catastrophic Fires | 2029 | 0 | 0 | 0 | 0 | 15317.9909 | 247.273 | 9287.6491 | 5783.0689 | 2.7568 | 2.7568 | 2.7568 | 2.7568 | 1.6867e-06 |  | 0 | 4.6499e-06 | 4.6499e-06 | 0 | 4.6499e-06 | 4.6499e-06 | 0 | 4.6499e-06 | 4.6499e-06 | 0 | 4.6499e-06 | Column30: 4.6499e-06 | [29 empty] | 7.3.2.1.3 Advanced weather monitoring and weather stations Weather StationsWLDFRElectric Reliability | WLDFR | HFTD - Transmission - Zone 1 - 230 kV or Higher | Red Flag Warning - Large Fires | 2026 | Electric Reliability | 0.71896 | 3.1 | 2026 | Mitigation | 0.011149 | 10 | 0 | esc | 0.011149 | 0.0080156 | 0.011149 | 0.0080156 | 0.011149 | 0.0080156 | 0.011149 | 0.0080156
[79 empty] | WLDFR | HFTD - Transmission - Tier 2 - 60/70 kV | Non-Red Flag Warning - Catastrophic Fires | 2030 | 0 | 0 | 0 | 0 | 15317.9909 | 247.273 | 9287.6491 | 5783.0689 | 0 | 2.7568 | 2.7568 | 2.7568 | 1.6867e-06 |  | 0 | 0 | 0 | 0 | 4.6499e-06 | 4.6499e-06 | 0 | 4.6499e-06 | 4.6499e-06 | 0 | 4.6499e-06 | Column30: 4.6499e-06 | [29 empty] | 7.3.2.1.3 Advanced weather monitoring and weather stations Weather StationsWLDFRElectric Reliability | WLDFR | HFTD - Transmission - Zone 1 - 230 kV or Higher | Red Flag Warning - Large Fires | 2027 | Electric Reliability | 0.71896 | 3.1 | 2027 | Mitigation | 0.011149 | 10 | 0 | esc | 0.011149 | 0.0080156 | 0.011149 | 0.0080156 | 0.011149 | 0.0080156 | 0.011149 | 0.0080156
[79 empty] | WLDFR | HFTD - Transmission - Tier 2 - 60/70 kV | Non-Red Flag Warning - Catastrophic Fires | 2031 | 0 | 0 | 0 | 0 | 15317.9909 | 247.273 | 9287.6491 | 5783.0689 | 0 | 0 | 2.7568 | 2.7568 | 1.6867e-06 |  | 0 | 0 | 0 | 0 | 0 | 0 | 0 | 4.6499e-06 | 4.6499e-06 | 0 | 4.6499e-06 | Column30: 4.6499e-06 | [29 empty] | 7.3.2.1.3 Advanced weather monitoring and weather stations Weather StationsWLDFRElectric Reliability | WLDFR | HFTD - Transmission - Zone 1 - 230 kV or Higher | Red Flag Warning - Large Fires | 2028 | Electric Reliability | 0.74734 | 3.1 | 2028 | Mitigation | 0.011149 | 10 | 0 | esc | 0.011149 | 0.0083319 | 0.011149 | 0.0083319 | 0.011149 | 0.0083319 | 0.011149 | 0.0083319
[79 empty] | WLDFR | HFTD - Transmission - Tier 2 - 60/70 kV | Non-Red Flag Warning - Catastrophic Fires | 2032 | 0 | 0 | 0 | 0 | 15317.9909 | 247.273 | 9287.6491 | 5783.0689 | 0 | 0 | 0 | 2.7568 | 1.6867e-06 |  | 0 | 0 | 0 | 0 | 0 | 0 | 0 | 0 | 0 | 0 | 4.6499e-06 | Column30: 4.6499e-06 | [29 empty] | 7.3.2.1.3 Advanced weather monitoring and weather stations Weather StationsWLDFRElectric Reliability | WLDFR | HFTD - Transmission - Zone 1 - 230 kV or Higher | Red Flag Warning - Large Fires | 2029 | Electric Reliability | 0.74734 | 3.1 | 2029 | Mitigation | 0.011149 | 10 | 0 | esc | 0.011149 | 0.0083319 | 0.011149 | 0.0083319 | 0.011149 | 0.0083319 | 0.011149 | 0.0083319
[79 empty] | WLDFR | HFTD - Transmission - Tier 2 - 60/70 kV | Non-Red Flag Warning - Destructive Fires | 2020 | 0 | 0 | 0 | 0 | 8807.9522 | 222.2294 | 8585.7228 | 0 | 2.4776 | 0 | 0 | 0 | 1.6867e-06 |  | 0 | 4.1789e-06 | 4.1789e-06 | 0 | 0 | 0 | 0 | 0 | 0 | 0 | 0 | Column30: 0 | [29 empty] | 7.3.2.1.3 Advanced weather monitoring and weather stations Weather StationsWLDFRElectric Reliability | WLDFR | HFTD - Transmission - Zone 1 - 230 kV or Higher | Red Flag Warning - Large Fires | 2030 | Electric Reliability | 0.74734 | 3.1 | 2030 | Mitigation | 0.011149 | 10 | 0 | esc | 0 | 0 | 0.011149 | 0.0083319 | 0.011149 | 0.0083319 | 0.011149 | 0.0083319
[79 empty] | WLDFR | HFTD - Transmission - Tier 2 - 60/70 kV | Non-Red Flag Warning - Destructive Fires | 2021 | 0 | 0 | 0 | 0 | 8807.9522 | 222.2294 | 8585.7228 | 0 | 2.4776 | 2.4776 | 0 | 0 | 1.6867e-06 |  | 0 | 4.1789e-06 | 4.1789e-06 | 0 | 4.1789e-06 | 4.1789e-06 | 0 | 0 | 0 | 0 | 0 | Column30: 0 | [29 empty] | 7.3.2.1.3 Advanced weather monitoring and weather stations Weather StationsWLDFRElectric Reliability | WLDFR | HFTD - Transmission - Zone 1 - 230 kV or Higher | Red Flag Warning - Large Fires | 2031 | Electric Reliability | 0.74734 | 3.1 | 2031 | Mitigation | 0.011149 | 10 | 0 | esc | 0 | 0 | 0 | 0 | 0.011149 | 0.0083319 | 0.011149 | 0.0083319
[79 empty] | WLDFR | HFTD - Transmission - Tier 2 - 60/70 kV | Non-Red Flag Warning - Destructive Fires | 2022 | 0 | 0 | 0 | 0 | 8807.9522 | 222.2294 | 8585.7228 | 0 | 2.4776 | 2.4776 | 2.4776 | 0 | 1.6867e-06 |  | 0 | 4.1789e-06 | 4.1789e-06 | 0 | 4.1789e-06 | 4.1789e-06 | 0 | 4.1789e-06 | 4.1789e-06 | 0 | 0 | Column30: 0 | [29 empty] | 7.3.2.1.3 Advanced weather monitoring and weather stations Weather StationsWLDFRElectric Reliability | WLDFR | HFTD - Transmission - Zone 1 - 230 kV or Higher | Red Flag Warning - Large Fires | 2032 | Electric Reliability | 0.74734 | 3.1 | 2032 | Mitigation | 0.011149 | 10 | 0 | esc | 0 | 0 | 0 | 0 | 0 | 0 | 0.011149 | 0.0083319
[79 empty] | WLDFR | HFTD - Transmission - Tier 2 - 60/70 kV | Non-Red Flag Warning - Destructive Fires | 2023 | 0 | 0 | 0 | 0 | 9129.7461 | 233.2301 | 8896.516 | 0 | 2.6002 | 2.6002 | 2.6002 | 2.6002 | 1.6867e-06 |  | 0 | 4.3858e-06 | 4.3858e-06 | 0 | 4.3858e-06 | 4.3858e-06 | 0 | 4.3858e-06 | 4.3858e-06 | 0 | 4.3858e-06 | Column30: 4.3858e-06 | [29 empty] | 7.3.2.1.3 Advanced weather monitoring and weather stations Weather StationsWLDFRElectric Reliability | WLDFR | HFTD - Transmission - Zone 1 - 230 kV or Higher | Red Flag Warning - Small Fires | 2021 | Electric Reliability | 0.036425 | 3.1 | 2021 | Mitigation | 0.011149 | 10 | 0 | esc | 0.011149 | 0.0004061 | 0.011149 | 0.0004061 | 0 | 0 | 0 | 0
[79 empty] | WLDFR | HFTD - Transmission - Tier 2 - 60/70 kV | Non-Red Flag Warning - Destructive Fires | 2024 | 0 | 0 | 0 | 0 | 9129.7461 | 233.2301 | 8896.516 | 0 | 2.6002 | 2.6002 | 2.6002 | 2.6002 | 1.6867e-06 |  | 0 | 4.3858e-06 | 4.3858e-06 | 0 | 4.3858e-06 | 4.3858e-06 | 0 | 4.3858e-06 | 4.3858e-06 | 0 | 4.3858e-06 | Column30: 4.3858e-06 | [29 empty] | 7.3.2.1.3 Advanced weather monitoring and weather stations Weather StationsWLDFRElectric Reliability | WLDFR | HFTD - Transmission - Zone 1 - 230 kV or Higher | Red Flag Warning - Small Fires | 2022 | Electric Reliability | 0.036425 | 3.1 | 2022 | Mitigation | 0.011149 | 10 | 0 | esc | 0.011149 | 0.0004061 | 0.011149 | 0.0004061 | 0.011149 | 0.0004061 | 0 | 0
[79 empty] | WLDFR | HFTD - Transmission - Tier 2 - 60/70 kV | Non-Red Flag Warning - Destructive Fires | 2025 | 0 | 0 | 0 | 0 | 9129.7461 | 233.2301 | 8896.516 | 0 | 2.6002 | 2.6002 | 2.6002 | 2.6002 | 1.6867e-06 |  | 0 | 4.3858e-06 | 4.3858e-06 | 0 | 4.3858e-06 | 4.3858e-06 | 0 | 4.3858e-06 | 4.3858e-06 | 0 | 4.3858e-06 | Column30: 4.3858e-06 | [29 empty] | 7.3.2.1.3 Advanced weather monitoring and weather stations Weather StationsWLDFRElectric Reliability | WLDFR | HFTD - Transmission - Zone 1 - 230 kV or Higher | Red Flag Warning - Small Fires | 2023 | Electric Reliability | 0.03759 | 3.1 | 2023 | Mitigation | 0.011149 | 10 | 0 | esc | 0.011149 | 0.00041909 | 0.011149 | 0.00041909 | 0.011149 | 0.00041909 | 0.011149 | 0.00041909
[79 empty] | WLDFR | HFTD - Transmission - Tier 2 - 60/70 kV | Non-Red Flag Warning - Destructive Fires | 2026 | 0 | 0 | 0 | 0 | 9129.7461 | 233.2301 | 8896.516 | 0 | 2.6002 | 2.6002 | 2.6002 | 2.6002 | 1.6867e-06 |  | 0 | 4.3858e-06 | 4.3858e-06 | 0 | 4.3858e-06 | 4.3858e-06 | 0 | 4.3858e-06 | 4.3858e-06 | 0 | 4.3858e-06 | Column30: 4.3858e-06 | [29 empty] | 7.3.2.1.3 Advanced weather monitoring and weather stations Weather StationsWLDFRElectric Reliability | WLDFR | HFTD - Transmission - Zone 1 - 230 kV or Higher | Red Flag Warning - Small Fires | 2024 | Electric Reliability | 0.03759 | 3.1 | 2024 | Mitigation | 0.011149 | 10 | 0 | esc | 0.011149 | 0.00041909 | 0.011149 | 0.00041909 | 0.011149 | 0.00041909 | 0.011149 | 0.00041909
[79 empty] | WLDFR | HFTD - Transmission - Tier 2 - 60/70 kV | Non-Red Flag Warning - Destructive Fires | 2027 | 0 | 0 | 0 | 0 | 9129.7461 | 233.2301 | 8896.516 | 0 | 2.6002 | 2.6002 | 2.6002 | 2.6002 | 1.6867e-06 |  | 0 | 4.3858e-06 | 4.3858e-06 | 0 | 4.3858e-06 | 4.3858e-06 | 0 | 4.3858e-06 | 4.3858e-06 | 0 | 4.3858e-06 | Column30: 4.3858e-06 | [29 empty] | 7.3.2.1.3 Advanced weather monitoring and weather stations Weather StationsWLDFRElectric Reliability | WLDFR | HFTD - Transmission - Zone 1 - 230 kV or Higher | Red Flag Warning - Small Fires | 2025 | Electric Reliability | 0.03759 | 3.1 | 2025 | Mitigation | 0.011149 | 10 | 0 | esc | 0.011149 | 0.00041909 | 0.011149 | 0.00041909 | 0.011149 | 0.00041909 | 0.011149 | 0.00041909
[79 empty] | WLDFR | HFTD - Transmission - Tier 2 - 60/70 kV | Non-Red Flag Warning - Destructive Fires | 2028 | 0 | 0 | 0 | 0 | 9534.9221 | 247.273 | 9287.6491 | 0 | 2.7568 | 2.7568 | 2.7568 | 2.7568 | 1.6867e-06 |  | 0 | 4.6499e-06 | 4.6499e-06 | 0 | 4.6499e-06 | 4.6499e-06 | 0 | 4.6499e-06 | 4.6499e-06 | 0 | 4.6499e-06 | Column30: 4.6499e-06 | [29 empty] | 7.3.2.1.3 Advanced weather monitoring and weather stations Weather StationsWLDFRElectric Reliability | WLDFR | HFTD - Transmission - Zone 1 - 230 kV or Higher | Red Flag Warning - Small Fires | 2026 | Electric Reliability | 0.03759 | 3.1 | 2026 | Mitigation | 0.011149 | 10 | 0 | esc | 0.011149 | 0.00041909 | 0.011149 | 0.00041909 | 0.011149 | 0.00041909 | 0.011149 | 0.00041909
[79 empty] | WLDFR | HFTD - Transmission - Tier 2 - 60/70 kV | Non-Red Flag Warning - Destructive Fires | 2029 | 0 | 0 | 0 | 0 | 9534.9221 | 247.273 | 9287.6491 | 0 | 2.7568 | 2.7568 | 2.7568 | 2.7568 | 1.6867e-06 |  | 0 | 4.6499e-06 | 4.6499e-06 | 0 | 4.6499e-06 | 4.6499e-06 | 0 | 4.6499e-06 | 4.6499e-06 | 0 | 4.6499e-06 | Column30: 4.6499e-06 | [29 empty] | 7.3.2.1.3 Advanced weather monitoring and weather stations Weather StationsWLDFRElectric Reliability | WLDFR | HFTD - Transmission - Zone 1 - 230 kV or Higher | Red Flag Warning - Small Fires | 2027 | Electric Reliability | 0.03759 | 3.1 | 2027 | Mitigation | 0.011149 | 10 | 0 | esc | 0.011149 | 0.00041909 | 0.011149 | 0.00041909 | 0.011149 | 0.00041909 | 0.011149 | 0.00041909
[79 empty] | WLDFR | HFTD - Transmission - Tier 2 - 60/70 kV | Non-Red Flag Warning - Destructive Fires | 2030 | 0 | 0 | 0 | 0 | 9534.9221 | 247.273 | 9287.6491 | 0 | 0 | 2.7568 | 2.7568 | 2.7568 | 1.6867e-06 |  | 0 | 0 | 0 | 0 | 4.6499e-06 | 4.6499e-06 | 0 | 4.6499e-06 | 4.6499e-06 | 0 | 4.6499e-06 | Column30: 4.6499e-06 | [29 empty] | 7.3.2.1.3 Advanced weather monitoring and weather stations Weather StationsWLDFRElectric Reliability | WLDFR | HFTD - Transmission - Zone 1 - 230 kV or Higher | Red Flag Warning - Small Fires | 2028 | Electric Reliability | 0.039055 | 3.1 | 2028 | Mitigation | 0.011149 | 10 | 0 | esc | 0.011149 | 0.00043542 | 0.011149 | 0.00043542 | 0.011149 | 0.00043542 | 0.011149 | 0.00043542
[79 empty] | WLDFR | HFTD - Transmission - Tier 2 - 60/70 kV | Non-Red Flag Warning - Destructive Fires | 2031 | 0 | 0 | 0 | 0 | 9534.9221 | 247.273 | 9287.6491 | 0 | 0 | 0 | 2.7568 | 2.7568 | 1.6867e-06 |  | 0 | 0 | 0 | 0 | 0 | 0 | 0 | 4.6499e-06 | 4.6499e-06 | 0 | 4.6499e-06 | Column30: 4.6499e-06 | [29 empty] | 7.3.2.1.3 Advanced weather monitoring and weather stations Weather StationsWLDFRElectric Reliability | WLDFR | HFTD - Transmission - Zone 1 - 230 kV or Higher | Red Flag Warning - Small Fires | 2029 | Electric Reliability | 0.039055 | 3.1 | 2029 | Mitigation | 0.011149 | 10 | 0 | esc | 0.011149 | 0.00043542 | 0.011149 | 0.00043542 | 0.011149 | 0.00043542 | 0.011149 | 0.00043542
[79 empty] | WLDFR | HFTD - Transmission - Tier 2 - 60/70 kV | Non-Red Flag Warning - Destructive Fires | 2032 | 0 | 0 | 0 | 0 | 9534.9221 | 247.273 | 9287.6491 | 0 | 0 | 0 | 0 | 2.7568 | 1.6867e-06 |  | 0 | 0 | 0 | 0 | 0 | 0 | 0 | 0 | 0 | 0 | 4.6499e-06 | Column30: 4.6499e-06 | [29 empty] | 7.3.2.1.3 Advanced weather monitoring and weather stations Weather StationsWLDFRElectric Reliability | WLDFR | HFTD - Transmission - Zone 1 - 230 kV or Higher | Red Flag Warning - Small Fires | 2030 | Electric Reliability | 0.039055 | 3.1 | 2030 | Mitigation | 0.011149 | 10 | 0 | esc | 0 | 0 | 0.011149 | 0.00043542 | 0.011149 | 0.00043542 | 0.011149 | 0.00043542
[79 empty] | WLDFR | HFTD - Transmission - Tier 2 - 60/70 kV | Non-Red Flag Warning - Large Fires | 2020 | 0 | 0 | 0 | 0 | 5.2406 | 0.69642 | 2.942 | 1.6022 | 0.0077642 | 0 | 0 | 0 | 1.518e-05 |  | 0 | 1.1786e-07 | 1.1786e-07 | 0 | 0 | 0 | 0 | 0 | 0 | 0 | 0 | Column30: 0 | [29 empty] | 7.3.2.1.3 Advanced weather monitoring and weather stations Weather StationsWLDFRElectric Reliability | WLDFR | HFTD - Transmission - Zone 1 - 230 kV or Higher | Red Flag Warning - Small Fires | 2031 | Electric Reliability | 0.039055 | 3.1 | 2031 | Mitigation | 0.011149 | 10 | 0 | esc | 0 | 0 | 0 | 0 | 0.011149 | 0.00043542 | 0.011149 | 0.00043542
[79 empty] | WLDFR | HFTD - Transmission - Tier 2 - 60/70 kV | Non-Red Flag Warning - Large Fires | 2021 | 0 | 0 | 0 | 0 | 5.2406 | 0.69642 | 2.942 | 1.6022 | 0.0077642 | 0.0077642 | 0 | 0 | 1.518e-05 |  | 0 | 1.1786e-07 | 1.1786e-07 | 0 | 1.1786e-07 | 1.1786e-07 | 0 | 0 | 0 | 0 | 0 | Column30: 0 | [29 empty] | 7.3.2.1.3 Advanced weather monitoring and weather stations Weather StationsWLDFRElectric Reliability | WLDFR | HFTD - Transmission - Zone 1 - 230 kV or Higher | Red Flag Warning - Small Fires | 2032 | Electric Reliability | 0.039055 | 3.1 | 2032 | Mitigation | 0.011149 | 10 | 0 | esc | 0 | 0 | 0 | 0 | 0 | 0 | 0.011149 | 0.00043542
[79 empty] | WLDFR | HFTD - Transmission - Tier 2 - 60/70 kV | Non-Red Flag Warning - Large Fires | 2022 | 0 | 0 | 0 | 0 | 5.2406 | 0.69642 | 2.942 | 1.6022 | 0.0077642 | 0.0077642 | 0.0077642 | 0 | 1.518e-05 |  | 0 | 1.1786e-07 | 1.1786e-07 | 0 | 1.1786e-07 | 1.1786e-07 | 0 | 1.1786e-07 | 1.1786e-07 | 0 | 0 | Column30: 0 | [29 empty] | 7.3.2.1.3 Advanced weather monitoring and weather stations Weather StationsWLDFRElectric Reliability | WLDFR | HFTD - Transmission - Zone 1 - 60/70 kV | Non-Red Flag Warning - Catastrophic Fires | 2021 | Electric Reliability | 222.2294 | 1.8 | 2021 | Mitigation | 0.011149 | 10 | 0 | esc | 0.011149 | 2.4776 | 0.011149 | 2.4776 | 0 | 0 | 0 | 0
[79 empty] | WLDFR | HFTD - Transmission - Tier 2 - 60/70 kV | Non-Red Flag Warning - Large Fires | 2023 | 0 | 0 | 0 | 0 | 5.475 | 0.71896 | 3.0715 | 1.6846 | 0.0080156 | 0.0080156 | 0.0080156 | 0.0080156 | 1.518e-05 |  | 0 | 1.2168e-07 | 1.2168e-07 | 0 | 1.2168e-07 | 1.2168e-07 | 0 | 1.2168e-07 | 1.2168e-07 | 0 | 1.2168e-07 | Column30: 1.2168e-07 | [29 empty] | 7.3.2.1.3 Advanced weather monitoring and weather stations Weather StationsWLDFRElectric Reliability | WLDFR | HFTD - Transmission - Zone 1 - 60/70 kV | Non-Red Flag Warning - Catastrophic Fires | 2022 | Electric Reliability | 222.2294 | 1.8 | 2022 | Mitigation | 0.011149 | 10 | 0 | esc | 0.011149 | 2.4776 | 0.011149 | 2.4776 | 0.011149 | 2.4776 | 0 | 0
[79 empty] | WLDFR | HFTD - Transmission - Tier 2 - 60/70 kV | Non-Red Flag Warning - Large Fires | 2024 | 0 | 0 | 0 | 0 | 5.475 | 0.71896 | 3.0715 | 1.6846 | 0.0080156 | 0.0080156 | 0.0080156 | 0.0080156 | 1.518e-05 |  | 0 | 1.2168e-07 | 1.2168e-07 | 0 | 1.2168e-07 | 1.2168e-07 | 0 | 1.2168e-07 | 1.2168e-07 | 0 | 1.2168e-07 | Column30: 1.2168e-07 | [29 empty] | 7.3.2.1.3 Advanced weather monitoring and weather stations Weather StationsWLDFRElectric Reliability | WLDFR | HFTD - Transmission - Zone 1 - 60/70 kV | Non-Red Flag Warning - Catastrophic Fires | 2023 | Electric Reliability | 233.2301 | 1.8 | 2023 | Mitigation | 0.011149 | 10 | 0 | esc | 0.011149 | 2.6002 | 0.011149 | 2.6002 | 0.011149 | 2.6002 | 0.011149 | 2.6002
[79 empty] | WLDFR | HFTD - Transmission - Tier 2 - 60/70 kV | Non-Red Flag Warning - Large Fires | 2025 | 0 | 0 | 0 | 0 | 5.475 | 0.71896 | 3.0715 | 1.6846 | 0.0080156 | 0.0080156 | 0.0080156 | 0.0080156 | 1.518e-05 |  | 0 | 1.2168e-07 | 1.2168e-07 | 0 | 1.2168e-07 | 1.2168e-07 | 0 | 1.2168e-07 | 1.2168e-07 | 0 | 1.2168e-07 | Column30: 1.2168e-07 | [29 empty] | 7.3.2.1.3 Advanced weather monitoring and weather stations Weather StationsWLDFRElectric Reliability | WLDFR | HFTD - Transmission - Zone 1 - 60/70 kV | Non-Red Flag Warning - Catastrophic Fires | 2024 | Electric Reliability | 233.2301 | 1.8 | 2024 | Mitigation | 0.011149 | 10 | 0 | esc | 0.011149 | 2.6002 | 0.011149 | 2.6002 | 0.011149 | 2.6002 | 0.011149 | 2.6002
[79 empty] | WLDFR | HFTD - Transmission - Tier 2 - 60/70 kV | Non-Red Flag Warning - Large Fires | 2026 | 0 | 0 | 0 | 0 | 5.475 | 0.71896 | 3.0715 | 1.6846 | 0.0080156 | 0.0080156 | 0.0080156 | 0.0080156 | 1.518e-05 |  | 0 | 1.2168e-07 | 1.2168e-07 | 0 | 1.2168e-07 | 1.2168e-07 | 0 | 1.2168e-07 | 1.2168e-07 | 0 | 1.2168e-07 | Column30: 1.2168e-07 | [29 empty] | 7.3.2.1.3 Advanced weather monitoring and weather stations Weather StationsWLDFRElectric Reliability | WLDFR | HFTD - Transmission - Zone 1 - 60/70 kV | Non-Red Flag Warning - Catastrophic Fires | 2025 | Electric Reliability | 233.2301 | 1.8 | 2025 | Mitigation | 0.011149 | 10 | 0 | esc | 0.011149 | 2.6002 | 0.011149 | 2.6002 | 0.011149 | 2.6002 | 0.011149 | 2.6002
[79 empty] | WLDFR | HFTD - Transmission - Tier 2 - 60/70 kV | Non-Red Flag Warning - Large Fires | 2027 | 0 | 0 | 0 | 0 | 5.475 | 0.71896 | 3.0715 | 1.6846 | 0.0080156 | 0.0080156 | 0.0080156 | 0.0080156 | 1.518e-05 |  | 0 | 1.2168e-07 | 1.2168e-07 | 0 | 1.2168e-07 | 1.2168e-07 | 0 | 1.2168e-07 | 1.2168e-07 | 0 | 1.2168e-07 | Column30: 1.2168e-07 | [29 empty] | 7.3.2.1.3 Advanced weather monitoring and weather stations Weather StationsWLDFRElectric Reliability | WLDFR | HFTD - Transmission - Zone 1 - 60/70 kV | Non-Red Flag Warning - Catastrophic Fires | 2026 | Electric Reliability | 233.2301 | 1.8 | 2026 | Mitigation | 0.011149 | 10 | 0 | esc | 0.011149 | 2.6002 | 0.011149 | 2.6002 | 0.011149 | 2.6002 | 0.011149 | 2.6002
[79 empty] | WLDFR | HFTD - Transmission - Tier 2 - 60/70 kV | Non-Red Flag Warning - Large Fires | 2028 | 0 | 0 | 0 | 0 | 5.777 | 0.74734 | 3.238 | 1.7917 | 0.0083319 | 0.0083319 | 0.0083319 | 0.0083319 | 1.518e-05 |  | 0 | 1.2648e-07 | 1.2648e-07 | 0 | 1.2648e-07 | 1.2648e-07 | 0 | 1.2648e-07 | 1.2648e-07 | 0 | 1.2648e-07 | Column30: 1.2648e-07 | [29 empty] | 7.3.2.1.3 Advanced weather monitoring and weather stations Weather StationsWLDFRElectric Reliability | WLDFR | HFTD - Transmission - Zone 1 - 60/70 kV | Non-Red Flag Warning - Catastrophic Fires | 2027 | Electric Reliability | 233.2301 | 1.8 | 2027 | Mitigation | 0.011149 | 10 | 0 | esc | 0.011149 | 2.6002 | 0.011149 | 2.6002 | 0.011149 | 2.6002 | 0.011149 | 2.6002
[79 empty] | WLDFR | HFTD - Transmission - Tier 2 - 60/70 kV | Non-Red Flag Warning - Large Fires | 2029 | 0 | 0 | 0 | 0 | 5.777 | 0.74734 | 3.238 | 1.7917 | 0.0083319 | 0.0083319 | 0.0083319 | 0.0083319 | 1.518e-05 |  | 0 | 1.2648e-07 | 1.2648e-07 | 0 | 1.2648e-07 | 1.2648e-07 | 0 | 1.2648e-07 | 1.2648e-07 | 0 | 1.2648e-07 | Column30: 1.2648e-07 | [29 empty] | 7.3.2.1.3 Advanced weather monitoring and weather stations Weather StationsWLDFRElectric Reliability | WLDFR | HFTD - Transmission - Zone 1 - 60/70 kV | Non-Red Flag Warning - Catastrophic Fires | 2028 | Electric Reliability | 247.273 | 1.8 | 2028 | Mitigation | 0.011149 | 10 | 0 | esc | 0.011149 | 2.7568 | 0.011149 | 2.7568 | 0.011149 | 2.7568 | 0.011149 | 2.7568
[79 empty] | WLDFR | HFTD - Transmission - Tier 2 - 60/70 kV | Non-Red Flag Warning - Large Fires | 2030 | 0 | 0 | 0 | 0 | 5.777 | 0.74734 | 3.238 | 1.7917 | 0 | 0.0083319 | 0.0083319 | 0.0083319 | 1.518e-05 |  | 0 | 0 | 0 | 0 | 1.2648e-07 | 1.2648e-07 | 0 | 1.2648e-07 | 1.2648e-07 | 0 | 1.2648e-07 | Column30: 1.2648e-07 | [29 empty] | 7.3.2.1.3 Advanced weather monitoring and weather stations Weather StationsWLDFRElectric Reliability | WLDFR | HFTD - Transmission - Zone 1 - 60/70 kV | Non-Red Flag Warning - Catastrophic Fires | 2029 | Electric Reliability | 247.273 | 1.8 | 2029 | Mitigation | 0.011149 | 10 | 0 | esc | 0.011149 | 2.7568 | 0.011149 | 2.7568 | 0.011149 | 2.7568 | 0.011149 | 2.7568
[79 empty] | WLDFR | HFTD - Transmission - Tier 2 - 60/70 kV | Non-Red Flag Warning - Large Fires | 2031 | 0 | 0 | 0 | 0 | 5.777 | 0.74734 | 3.238 | 1.7917 | 0 | 0 | 0.0083319 | 0.0083319 | 1.518e-05 |  | 0 | 0 | 0 | 0 | 0 | 0 | 0 | 1.2648e-07 | 1.2648e-07 | 0 | 1.2648e-07 | Column30: 1.2648e-07 | [29 empty] | 7.3.2.1.3 Advanced weather monitoring and weather stations Weather StationsWLDFRElectric Reliability | WLDFR | HFTD - Transmission - Zone 1 - 60/70 kV | Non-Red Flag Warning - Catastrophic Fires | 2030 | Electric Reliability | 247.273 | 1.8 | 2030 | Mitigation | 0.011149 | 10 | 0 | esc | 0 | 0 | 0.011149 | 2.7568 | 0.011149 | 2.7568 | 0.011149 | 2.7568
[79 empty] | WLDFR | HFTD - Transmission - Tier 2 - 60/70 kV | Non-Red Flag Warning - Large Fires | 2032 | 0 | 0 | 0 | 0 | 5.777 | 0.74734 | 3.238 | 1.7917 | 0 | 0 | 0 | 0.0083319 | 1.518e-05 |  | 0 | 0 | 0 | 0 | 0 | 0 | 0 | 0 | 0 | 0 | 1.2648e-07 | Column30: 1.2648e-07 | [29 empty] | 7.3.2.1.3 Advanced weather monitoring and weather stations Weather StationsWLDFRElectric Reliability | WLDFR | HFTD - Transmission - Zone 1 - 60/70 kV | Non-Red Flag Warning - Catastrophic Fires | 2031 | Electric Reliability | 247.273 | 1.8 | 2031 | Mitigation | 0.011149 | 10 | 0 | esc | 0 | 0 | 0 | 0 | 0.011149 | 2.7568 | 0.011149 | 2.7568
[79 empty] | WLDFR | HFTD - Transmission - Tier 2 - 60/70 kV | Non-Red Flag Warning - Small Fires | 2020 | 0 | 0 | 0 | 0 | 0.077901 | 0.036425 | 0.0015809 | 0.039895 | 0.0004061 | 0 | 0 | 0 | 0.0026068 |  | 0 | 1.0586e-06 | 1.0586e-06 | 0 | 0 | 0 | 0 | 0 | 0 | 0 | 0 | Column30: 0 | [29 empty] | 7.3.2.1.3 Advanced weather monitoring and weather stations Weather StationsWLDFRElectric Reliability | WLDFR | HFTD - Transmission - Zone 1 - 60/70 kV | Non-Red Flag Warning - Catastrophic Fires | 2032 | Electric Reliability | 247.273 | 1.8 | 2032 | Mitigation | 0.011149 | 10 | 0 | esc | 0 | 0 | 0 | 0 | 0 | 0 | 0.011149 | 2.7568
[79 empty] | WLDFR | HFTD - Transmission - Tier 2 - 60/70 kV | Non-Red Flag Warning - Small Fires | 2021 | 0 | 0 | 0 | 0 | 0.077901 | 0.036425 | 0.0015809 | 0.039895 | 0.0004061 | 0.0004061 | 0 | 0 | 0.0026068 |  | 0 | 1.0586e-06 | 1.0586e-06 | 0 | 1.0586e-06 | 1.0586e-06 | 0 | 0 | 0 | 0 | 0 | Column30: 0 | [29 empty] | 7.3.2.1.3 Advanced weather monitoring and weather stations Weather StationsWLDFRElectric Reliability | WLDFR | HFTD - Transmission - Zone 1 - 60/70 kV | Non-Red Flag Warning - Destructive Fires | 2021 | Electric Reliability | 222.2294 | 1.8 | 2021 | Mitigation | 0.011149 | 10 | 0 | esc | 0.011149 | 2.4776 | 0.011149 | 2.4776 | 0 | 0 | 0 | 0
[79 empty] | WLDFR | HFTD - Transmission - Tier 2 - 60/70 kV | Non-Red Flag Warning - Small Fires | 2022 | 0 | 0 | 0 | 0 | 0.077901 | 0.036425 | 0.0015809 | 0.039895 | 0.0004061 | 0.0004061 | 0.0004061 | 0 | 0.0026068 |  | 0 | 1.0586e-06 | 1.0586e-06 | 0 | 1.0586e-06 | 1.0586e-06 | 0 | 1.0586e-06 | 1.0586e-06 | 0 | 0 | Column30: 0 | [29 empty] | 7.3.2.1.3 Advanced weather monitoring and weather stations Weather StationsWLDFRElectric Reliability | WLDFR | HFTD - Transmission - Zone 1 - 60/70 kV | Non-Red Flag Warning - Destructive Fires | 2022 | Electric Reliability | 222.2294 | 1.8 | 2022 | Mitigation | 0.011149 | 10 | 0 | esc | 0.011149 | 2.4776 | 0.011149 | 2.4776 | 0.011149 | 2.4776 | 0 | 0
[79 empty] | WLDFR | HFTD - Transmission - Tier 2 - 60/70 kV | Non-Red Flag Warning - Small Fires | 2023 | 0 | 0 | 0 | 0 | 0.080408 | 0.03759 | 0.0016314 | 0.041187 | 0.00041909 | 0.00041909 | 0.00041909 | 0.00041909 | 0.0026068 |  | 0 | 1.0925e-06 | 1.0925e-06 | 0 | 1.0925e-06 | 1.0925e-06 | 0 | 1.0925e-06 | 1.0925e-06 | 0 | 1.0925e-06 | Column30: 1.0925e-06 | [29 empty] | 7.3.2.1.3 Advanced weather monitoring and weather stations Weather StationsWLDFRElectric Reliability | WLDFR | HFTD - Transmission - Zone 1 - 60/70 kV | Non-Red Flag Warning - Destructive Fires | 2023 | Electric Reliability | 233.2301 | 1.8 | 2023 | Mitigation | 0.011149 | 10 | 0 | esc | 0.011149 | 2.6002 | 0.011149 | 2.6002 | 0.011149 | 2.6002 | 0.011149 | 2.6002
[79 empty] | WLDFR | HFTD - Transmission - Tier 2 - 60/70 kV | Non-Red Flag Warning - Small Fires | 2024 | 0 | 0 | 0 | 0 | 0.080408 | 0.03759 | 0.0016314 | 0.041187 | 0.00041909 | 0.00041909 | 0.00041909 | 0.00041909 | 0.0026068 |  | 0 | 1.0925e-06 | 1.0925e-06 | 0 | 1.0925e-06 | 1.0925e-06 | 0 | 1.0925e-06 | 1.0925e-06 | 0 | 1.0925e-06 | Column30: 1.0925e-06 | [29 empty] | 7.3.2.1.3 Advanced weather monitoring and weather stations Weather StationsWLDFRElectric Reliability | WLDFR | HFTD - Transmission - Zone 1 - 60/70 kV | Non-Red Flag Warning - Destructive Fires | 2024 | Electric Reliability | 233.2301 | 1.8 | 2024 | Mitigation | 0.011149 | 10 | 0 | esc | 0.011149 | 2.6002 | 0.011149 | 2.6002 | 0.011149 | 2.6002 | 0.011149 | 2.6002
[79 empty] | WLDFR | HFTD - Transmission - Tier 2 - 60/70 kV | Non-Red Flag Warning - Small Fires | 2025 | 0 | 0 | 0 | 0 | 0.080408 | 0.03759 | 0.0016314 | 0.041187 | 0.00041909 | 0.00041909 | 0.00041909 | 0.00041909 | 0.0026068 |  | 0 | 1.0925e-06 | 1.0925e-06 | 0 | 1.0925e-06 | 1.0925e-06 | 0 | 1.0925e-06 | 1.0925e-06 | 0 | 1.0925e-06 | Column30: 1.0925e-06 | [29 empty] | 7.3.2.1.3 Advanced weather monitoring and weather stations Weather StationsWLDFRElectric Reliability | WLDFR | HFTD - Transmission - Zone 1 - 60/70 kV | Non-Red Flag Warning - Destructive Fires | 2025 | Electric Reliability | 233.2301 | 1.8 | 2025 | Mitigation | 0.011149 | 10 | 0 | esc | 0.011149 | 2.6002 | 0.011149 | 2.6002 | 0.011149 | 2.6002 | 0.011149 | 2.6002
[79 empty] | WLDFR | HFTD - Transmission - Tier 2 - 60/70 kV | Non-Red Flag Warning - Small Fires | 2026 | 0 | 0 | 0 | 0 | 0.080408 | 0.03759 | 0.0016314 | 0.041187 | 0.00041909 | 0.00041909 | 0.00041909 | 0.00041909 | 0.0026068 |  | 0 | 1.0925e-06 | 1.0925e-06 | 0 | 1.0925e-06 | 1.0925e-06 | 0 | 1.0925e-06 | 1.0925e-06 | 0 | 1.0925e-06 | Column30: 1.0925e-06 | [29 empty] | 7.3.2.1.3 Advanced weather monitoring and weather stations Weather StationsWLDFRElectric Reliability | WLDFR | HFTD - Transmission - Zone 1 - 60/70 kV | Non-Red Flag Warning - Destructive Fires | 2026 | Electric Reliability | 233.2301 | 1.8 | 2026 | Mitigation | 0.011149 | 10 | 0 | esc | 0.011149 | 2.6002 | 0.011149 | 2.6002 | 0.011149 | 2.6002 | 0.011149 | 2.6002
[79 empty] | WLDFR | HFTD - Transmission - Tier 2 - 60/70 kV | Non-Red Flag Warning - Small Fires | 2027 | 0 | 0 | 0 | 0 | 0.080408 | 0.03759 | 0.0016314 | 0.041187 | 0.00041909 | 0.00041909 | 0.00041909 | 0.00041909 | 0.0026068 |  | 0 | 1.0925e-06 | 1.0925e-06 | 0 | 1.0925e-06 | 1.0925e-06 | 0 | 1.0925e-06 | 1.0925e-06 | 0 | 1.0925e-06 | Column30: 1.0925e-06 | [29 empty] | 7.3.2.1.3 Advanced weather monitoring and weather stations Weather StationsWLDFRElectric Reliability | WLDFR | HFTD - Transmission - Zone 1 - 60/70 kV | Non-Red Flag Warning - Destructive Fires | 2027 | Electric Reliability | 233.2301 | 1.8 | 2027 | Mitigation | 0.011149 | 10 | 0 | esc | 0.011149 | 2.6002 | 0.011149 | 2.6002 | 0.011149 | 2.6002 | 0.011149 | 2.6002
[79 empty] | WLDFR | HFTD - Transmission - Tier 2 - 60/70 kV | Non-Red Flag Warning - Small Fires | 2028 | 0 | 0 | 0 | 0 | 0.083606 | 0.039055 | 0.001695 | 0.042856 | 0.00043542 | 0.00043542 | 0.00043542 | 0.00043542 | 0.0026068 |  | 0 | 1.135e-06 | 1.135e-06 | 0 | 1.135e-06 | 1.135e-06 | 0 | 1.135e-06 | 1.135e-06 | 0 | 1.135e-06 | Column30: 1.135e-06 | [29 empty] | 7.3.2.1.3 Advanced weather monitoring and weather stations Weather StationsWLDFRElectric Reliability | WLDFR | HFTD - Transmission - Zone 1 - 60/70 kV | Non-Red Flag Warning - Destructive Fires | 2028 | Electric Reliability | 247.273 | 1.8 | 2028 | Mitigation | 0.011149 | 10 | 0 | esc | 0.011149 | 2.7568 | 0.011149 | 2.7568 | 0.011149 | 2.7568 | 0.011149 | 2.7568
[79 empty] | WLDFR | HFTD - Transmission - Tier 2 - 60/70 kV | Non-Red Flag Warning - Small Fires | 2029 | 0 | 0 | 0 | 0 | 0.083606 | 0.039055 | 0.001695 | 0.042856 | 0.00043542 | 0.00043542 | 0.00043542 | 0.00043542 | 0.0026068 |  | 0 | 1.135e-06 | 1.135e-06 | 0 | 1.135e-06 | 1.135e-06 | 0 | 1.135e-06 | 1.135e-06 | 0 | 1.135e-06 | Column30: 1.135e-06 | [29 empty] | 7.3.2.1.3 Advanced weather monitoring and weather stations Weather StationsWLDFRElectric Reliability | WLDFR | HFTD - Transmission - Zone 1 - 60/70 kV | Non-Red Flag Warning - Destructive Fires | 2029 | Electric Reliability | 247.273 | 1.8 | 2029 | Mitigation | 0.011149 | 10 | 0 | esc | 0.011149 | 2.7568 | 0.011149 | 2.7568 | 0.011149 | 2.7568 | 0.011149 | 2.7568
[79 empty] | WLDFR | HFTD - Transmission - Tier 2 - 60/70 kV | Non-Red Flag Warning - Small Fires | 2030 | 0 | 0 | 0 | 0 | 0.083606 | 0.039055 | 0.001695 | 0.042856 | 0 | 0.00043542 | 0.00043542 | 0.00043542 | 0.0026068 |  | 0 | 0 | 0 | 0 | 1.135e-06 | 1.135e-06 | 0 | 1.135e-06 | 1.135e-06 | 0 | 1.135e-06 | Column30: 1.135e-06 | [29 empty] | 7.3.2.1.3 Advanced weather monitoring and weather stations Weather StationsWLDFRElectric Reliability | WLDFR | HFTD - Transmission - Zone 1 - 60/70 kV | Non-Red Flag Warning - Destructive Fires | 2030 | Electric Reliability | 247.273 | 1.8 | 2030 | Mitigation | 0.011149 | 10 | 0 | esc | 0 | 0 | 0.011149 | 2.7568 | 0.011149 | 2.7568 | 0.011149 | 2.7568
[79 empty] | WLDFR | HFTD - Transmission - Tier 2 - 60/70 kV | Non-Red Flag Warning - Small Fires | 2031 | 0 | 0 | 0 | 0 | 0.083606 | 0.039055 | 0.001695 | 0.042856 | 0 | 0 | 0.00043542 | 0.00043542 | 0.0026068 |  | 0 | 0 | 0 | 0 | 0 | 0 | 0 | 1.135e-06 | 1.135e-06 | 0 | 1.135e-06 | Column30: 1.135e-06 | [29 empty] | 7.3.2.1.3 Advanced weather monitoring and weather stations Weather StationsWLDFRElectric Reliability | WLDFR | HFTD - Transmission - Zone 1 - 60/70 kV | Non-Red Flag Warning - Destructive Fires | 2031 | Electric Reliability | 247.273 | 1.8 | 2031 | Mitigation | 0.011149 | 10 | 0 | esc | 0 | 0 | 0 | 0 | 0.011149 | 2.7568 | 0.011149 | 2.7568
[79 empty] | WLDFR | HFTD - Transmission - Tier 2 - 60/70 kV | Non-Red Flag Warning - Small Fires | 2032 | 0 | 0 | 0 | 0 | 0.083606 | 0.039055 | 0.001695 | 0.042856 | 0 | 0 | 0 | 0.00043542 | 0.0026068 |  | 0 | 0 | 0 | 0 | 0 | 0 | 0 | 0 | 0 | 0 | 1.135e-06 | Column30: 1.135e-06 | [29 empty] | 7.3.2.1.3 Advanced weather monitoring and weather stations Weather StationsWLDFRElectric Reliability | WLDFR | HFTD - Transmission - Zone 1 - 60/70 kV | Non-Red Flag Warning - Destructive Fires | 2032 | Electric Reliability | 247.273 | 1.8 | 2032 | Mitigation | 0.011149 | 10 | 0 | esc | 0 | 0 | 0 | 0 | 0 | 0 | 0.011149 | 2.7568
[79 empty] | WLDFR | HFTD - Transmission - Tier 2 - 60/70 kV | Red Flag Warning - Catastrophic Fires | 2020 | 0 | 0 | 0 | 0 | 14146.1306 | 222.2294 | 8585.7228 | 5338.1784 | 2.4776 | 0 | 0 | 0 | 1.2617e-05 |  | 0 | 3.1261e-05 | 3.1261e-05 | 0 | 0 | 0 | 0 | 0 | 0 | 0 | 0 | Column30: 0 | [29 empty] | 7.3.2.1.3 Advanced weather monitoring and weather stations Weather StationsWLDFRElectric Reliability | WLDFR | HFTD - Transmission - Zone 1 - 60/70 kV | Non-Red Flag Warning - Large Fires | 2021 | Electric Reliability | 0.69642 | 1.8 | 2021 | Mitigation | 0.011149 | 10 | 0 | esc | 0.011149 | 0.0077642 | 0.011149 | 0.0077642 | 0 | 0 | 0 | 0
[79 empty] | WLDFR | HFTD - Transmission - Tier 2 - 60/70 kV | Red Flag Warning - Catastrophic Fires | 2021 | 0 | 0 | 0 | 0 | 14146.1306 | 222.2294 | 8585.7228 | 5338.1784 | 2.4776 | 2.4776 | 0 | 0 | 1.2617e-05 |  | 0 | 3.1261e-05 | 3.1261e-05 | 0 | 3.1261e-05 | 3.1261e-05 | 0 | 0 | 0 | 0 | 0 | Column30: 0 | [29 empty] | 7.3.2.1.3 Advanced weather monitoring and weather stations Weather StationsWLDFRElectric Reliability | WLDFR | HFTD - Transmission - Zone 1 - 60/70 kV | Non-Red Flag Warning - Large Fires | 2022 | Electric Reliability | 0.69642 | 1.8 | 2022 | Mitigation | 0.011149 | 10 | 0 | esc | 0.011149 | 0.0077642 | 0.011149 | 0.0077642 | 0.011149 | 0.0077642 | 0 | 0
[79 empty] | WLDFR | HFTD - Transmission - Tier 2 - 60/70 kV | Red Flag Warning - Catastrophic Fires | 2022 | 0 | 0 | 0 | 0 | 14146.1306 | 222.2294 | 8585.7228 | 5338.1784 | 2.4776 | 2.4776 | 2.4776 | 0 | 1.2617e-05 |  | 0 | 3.1261e-05 | 3.1261e-05 | 0 | 3.1261e-05 | 3.1261e-05 | 0 | 3.1261e-05 | 3.1261e-05 | 0 | 0 | Column30: 0 | [29 empty] | 7.3.2.1.3 Advanced weather monitoring and weather stations Weather StationsWLDFRElectric Reliability | WLDFR | HFTD - Transmission - Zone 1 - 60/70 kV | Non-Red Flag Warning - Large Fires | 2023 | Electric Reliability | 0.71896 | 1.8 | 2023 | Mitigation | 0.011149 | 10 | 0 | esc | 0.011149 | 0.0080156 | 0.011149 | 0.0080156 | 0.011149 | 0.0080156 | 0.011149 | 0.0080156
[79 empty] | WLDFR | HFTD - Transmission - Tier 2 - 60/70 kV | Red Flag Warning - Catastrophic Fires | 2023 | 0 | 0 | 0 | 0 | 14664.6376 | 233.2301 | 8896.516 | 5534.8915 | 2.6002 | 2.6002 | 2.6002 | 2.6002 | 1.2617e-05 |  | 0 | 3.2809e-05 | 3.2809e-05 | 0 | 3.2809e-05 | 3.2809e-05 | 0 | 3.2809e-05 | 3.2809e-05 | 0 | 3.2809e-05 | Column30: 3.2809e-05 | [29 empty] | 7.3.2.1.3 Advanced weather monitoring and weather stations Weather StationsWLDFRElectric Reliability | WLDFR | HFTD - Transmission - Zone 1 - 60/70 kV | Non-Red Flag Warning - Large Fires | 2024 | Electric Reliability | 0.71896 | 1.8 | 2024 | Mitigation | 0.011149 | 10 | 0 | esc | 0.011149 | 0.0080156 | 0.011149 | 0.0080156 | 0.011149 | 0.0080156 | 0.011149 | 0.0080156
[79 empty] | WLDFR | HFTD - Transmission - Tier 2 - 60/70 kV | Red Flag Warning - Catastrophic Fires | 2024 | 0 | 0 | 0 | 0 | 14664.6376 | 233.2301 | 8896.516 | 5534.8915 | 2.6002 | 2.6002 | 2.6002 | 2.6002 | 1.2617e-05 |  | 0 | 3.2809e-05 | 3.2809e-05 | 0 | 3.2809e-05 | 3.2809e-05 | 0 | 3.2809e-05 | 3.2809e-05 | 0 | 3.2809e-05 | Column30: 3.2809e-05 | [29 empty] | 7.3.2.1.3 Advanced weather monitoring and weather stations Weather StationsWLDFRElectric Reliability | WLDFR | HFTD - Transmission - Zone 1 - 60/70 kV | Non-Red Flag Warning - Large Fires | 2025 | Electric Reliability | 0.71896 | 1.8 | 2025 | Mitigation | 0.011149 | 10 | 0 | esc | 0.011149 | 0.0080156 | 0.011149 | 0.0080156 | 0.011149 | 0.0080156 | 0.011149 | 0.0080156
[79 empty] | WLDFR | HFTD - Transmission - Tier 2 - 60/70 kV | Red Flag Warning - Catastrophic Fires | 2025 | 0 | 0 | 0 | 0 | 14664.6376 | 233.2301 | 8896.516 | 5534.8915 | 2.6002 | 2.6002 | 2.6002 | 2.6002 | 1.2617e-05 |  | 0 | 3.2809e-05 | 3.2809e-05 | 0 | 3.2809e-05 | 3.2809e-05 | 0 | 3.2809e-05 | 3.2809e-05 | 0 | 3.2809e-05 | Column30: 3.2809e-05 | [29 empty] | 7.3.2.1.3 Advanced weather monitoring and weather stations Weather StationsWLDFRElectric Reliability | WLDFR | HFTD - Transmission - Zone 1 - 60/70 kV | Non-Red Flag Warning - Large Fires | 2026 | Electric Reliability | 0.71896 | 1.8 | 2026 | Mitigation | 0.011149 | 10 | 0 | esc | 0.011149 | 0.0080156 | 0.011149 | 0.0080156 | 0.011149 | 0.0080156 | 0.011149 | 0.0080156
[79 empty] | WLDFR | HFTD - Transmission - Tier 2 - 60/70 kV | Red Flag Warning - Catastrophic Fires | 2026 | 0 | 0 | 0 | 0 | 14664.6376 | 233.2301 | 8896.516 | 5534.8915 | 2.6002 | 2.6002 | 2.6002 | 2.6002 | 1.2617e-05 |  | 0 | 3.2809e-05 | 3.2809e-05 | 0 | 3.2809e-05 | 3.2809e-05 | 0 | 3.2809e-05 | 3.2809e-05 | 0 | 3.2809e-05 | Column30: 3.2809e-05 | [29 empty] | 7.3.2.1.3 Advanced weather monitoring and weather stations Weather StationsWLDFRElectric Reliability | WLDFR | HFTD - Transmission - Zone 1 - 60/70 kV | Non-Red Flag Warning - Large Fires | 2027 | Electric Reliability | 0.71896 | 1.8 | 2027 | Mitigation | 0.011149 | 10 | 0 | esc | 0.011149 | 0.0080156 | 0.011149 | 0.0080156 | 0.011149 | 0.0080156 | 0.011149 | 0.0080156
[79 empty] | WLDFR | HFTD - Transmission - Tier 2 - 60/70 kV | Red Flag Warning - Catastrophic Fires | 2027 | 0 | 0 | 0 | 0 | 14664.6376 | 233.2301 | 8896.516 | 5534.8915 | 2.6002 | 2.6002 | 2.6002 | 2.6002 | 1.2617e-05 |  | 0 | 3.2809e-05 | 3.2809e-05 | 0 | 3.2809e-05 | 3.2809e-05 | 0 | 3.2809e-05 | 3.2809e-05 | 0 | 3.2809e-05 | Column30: 3.2809e-05 | [29 empty] | 7.3.2.1.3 Advanced weather monitoring and weather stations Weather StationsWLDFRElectric Reliability | WLDFR | HFTD - Transmission - Zone 1 - 60/70 kV | Non-Red Flag Warning - Large Fires | 2028 | Electric Reliability | 0.74734 | 1.8 | 2028 | Mitigation | 0.011149 | 10 | 0 | esc | 0.011149 | 0.0083319 | 0.011149 | 0.0083319 | 0.011149 | 0.0083319 | 0.011149 | 0.0083319
[79 empty] | WLDFR | HFTD - Transmission - Tier 2 - 60/70 kV | Red Flag Warning - Catastrophic Fires | 2028 | 0 | 0 | 0 | 0 | 15317.9909 | 247.273 | 9287.6491 | 5783.0689 | 2.7568 | 2.7568 | 2.7568 | 2.7568 | 1.2617e-05 |  | 0 | 3.4784e-05 | 3.4784e-05 | 0 | 3.4784e-05 | 3.4784e-05 | 0 | 3.4784e-05 | 3.4784e-05 | 0 | 3.4784e-05 | Column30: 3.4784e-05 | [29 empty] | 7.3.2.1.3 Advanced weather monitoring and weather stations Weather StationsWLDFRElectric Reliability | WLDFR | HFTD - Transmission - Zone 1 - 60/70 kV | Non-Red Flag Warning - Large Fires | 2029 | Electric Reliability | 0.74734 | 1.8 | 2029 | Mitigation | 0.011149 | 10 | 0 | esc | 0.011149 | 0.0083319 | 0.011149 | 0.0083319 | 0.011149 | 0.0083319 | 0.011149 | 0.0083319
[79 empty] | WLDFR | HFTD - Transmission - Tier 2 - 60/70 kV | Red Flag Warning - Catastrophic Fires | 2029 | 0 | 0 | 0 | 0 | 15317.9909 | 247.273 | 9287.6491 | 5783.0689 | 2.7568 | 2.7568 | 2.7568 | 2.7568 | 1.2617e-05 |  | 0 | 3.4784e-05 | 3.4784e-05 | 0 | 3.4784e-05 | 3.4784e-05 | 0 | 3.4784e-05 | 3.4784e-05 | 0 | 3.4784e-05 | Column30: 3.4784e-05 | [29 empty] | 7.3.2.1.3 Advanced weather monitoring and weather stations Weather StationsWLDFRElectric Reliability | WLDFR | HFTD - Transmission - Zone 1 - 60/70 kV | Non-Red Flag Warning - Large Fires | 2030 | Electric Reliability | 0.74734 | 1.8 | 2030 | Mitigation | 0.011149 | 10 | 0 | esc | 0 | 0 | 0.011149 | 0.0083319 | 0.011149 | 0.0083319 | 0.011149 | 0.0083319
[79 empty] | WLDFR | HFTD - Transmission - Tier 2 - 60/70 kV | Red Flag Warning - Catastrophic Fires | 2030 | 0 | 0 | 0 | 0 | 15317.9909 | 247.273 | 9287.6491 | 5783.0689 | 0 | 2.7568 | 2.7568 | 2.7568 | 1.2617e-05 |  | 0 | 0 | 0 | 0 | 3.4784e-05 | 3.4784e-05 | 0 | 3.4784e-05 | 3.4784e-05 | 0 | 3.4784e-05 | Column30: 3.4784e-05 | [29 empty] | 7.3.2.1.3 Advanced weather monitoring and weather stations Weather StationsWLDFRElectric Reliability | WLDFR | HFTD - Transmission - Zone 1 - 60/70 kV | Non-Red Flag Warning - Large Fires | 2031 | Electric Reliability | 0.74734 | 1.8 | 2031 | Mitigation | 0.011149 | 10 | 0 | esc | 0 | 0 | 0 | 0 | 0.011149 | 0.0083319 | 0.011149 | 0.0083319
[79 empty] | WLDFR | HFTD - Transmission - Tier 2 - 60/70 kV | Red Flag Warning - Catastrophic Fires | 2031 | 0 | 0 | 0 | 0 | 15317.9909 | 247.273 | 9287.6491 | 5783.0689 | 0 | 0 | 2.7568 | 2.7568 | 1.2617e-05 |  | 0 | 0 | 0 | 0 | 0 | 0 | 0 | 3.4784e-05 | 3.4784e-05 | 0 | 3.4784e-05 | Column30: 3.4784e-05 | [29 empty] | 7.3.2.1.3 Advanced weather monitoring and weather stations Weather StationsWLDFRElectric Reliability | WLDFR | HFTD - Transmission - Zone 1 - 60/70 kV | Non-Red Flag Warning - Large Fires | 2032 | Electric Reliability | 0.74734 | 1.8 | 2032 | Mitigation | 0.011149 | 10 | 0 | esc | 0 | 0 | 0 | 0 | 0 | 0 | 0.011149 | 0.0083319
[79 empty] | WLDFR | HFTD - Transmission - Tier 2 - 60/70 kV | Red Flag Warning - Catastrophic Fires | 2032 | 0 | 0 | 0 | 0 | 15317.9909 | 247.273 | 9287.6491 | 5783.0689 | 0 | 0 | 0 | 2.7568 | 1.2617e-05 |  | 0 | 0 | 0 | 0 | 0 | 0 | 0 | 0 | 0 | 0 | 3.4784e-05 | Column30: 3.4784e-05 | [29 empty] | 7.3.2.1.3 Advanced weather monitoring and weather stations Weather StationsWLDFRElectric Reliability | WLDFR | HFTD - Transmission - Zone 1 - 60/70 kV | Non-Red Flag Warning - Small Fires | 2021 | Electric Reliability | 0.036425 | 1.8 | 2021 | Mitigation | 0.011149 | 10 | 0 | esc | 0.011149 | 0.0004061 | 0.011149 | 0.0004061 | 0 | 0 | 0 | 0
[79 empty] | WLDFR | HFTD - Transmission - Tier 2 - 60/70 kV | Red Flag Warning - Destructive Fires | 2020 | 0 | 0 | 0 | 0 | 8807.9522 | 222.2294 | 8585.7228 | 0 | 2.4776 | 0 | 0 | 0 | 1.8025e-06 |  | 0 | 4.4659e-06 | 4.4659e-06 | 0 | 0 | 0 | 0 | 0 | 0 | 0 | 0 | Column30: 0 | [29 empty] | 7.3.2.1.3 Advanced weather monitoring and weather stations Weather StationsWLDFRElectric Reliability | WLDFR | HFTD - Transmission - Zone 1 - 60/70 kV | Non-Red Flag Warning - Small Fires | 2022 | Electric Reliability | 0.036425 | 1.8 | 2022 | Mitigation | 0.011149 | 10 | 0 | esc | 0.011149 | 0.0004061 | 0.011149 | 0.0004061 | 0.011149 | 0.0004061 | 0 | 0
[79 empty] | WLDFR | HFTD - Transmission - Tier 2 - 60/70 kV | Red Flag Warning - Destructive Fires | 2021 | 0 | 0 | 0 | 0 | 8807.9522 | 222.2294 | 8585.7228 | 0 | 2.4776 | 2.4776 | 0 | 0 | 1.8025e-06 |  | 0 | 4.4659e-06 | 4.4659e-06 | 0 | 4.4659e-06 | 4.4659e-06 | 0 | 0 | 0 | 0 | 0 | Column30: 0 | [29 empty] | 7.3.2.1.3 Advanced weather monitoring and weather stations Weather StationsWLDFRElectric Reliability | WLDFR | HFTD - Transmission - Zone 1 - 60/70 kV | Non-Red Flag Warning - Small Fires | 2023 | Electric Reliability | 0.03759 | 1.8 | 2023 | Mitigation | 0.011149 | 10 | 0 | esc | 0.011149 | 0.00041909 | 0.011149 | 0.00041909 | 0.011149 | 0.00041909 | 0.011149 | 0.00041909
[79 empty] | WLDFR | HFTD - Transmission - Tier 2 - 60/70 kV | Red Flag Warning - Destructive Fires | 2022 | 0 | 0 | 0 | 0 | 8807.9522 | 222.2294 | 8585.7228 | 0 | 2.4776 | 2.4776 | 2.4776 | 0 | 1.8025e-06 |  | 0 | 4.4659e-06 | 4.4659e-06 | 0 | 4.4659e-06 | 4.4659e-06 | 0 | 4.4659e-06 | 4.4659e-06 | 0 | 0 | Column30: 0 | [29 empty] | 7.3.2.1.3 Advanced weather monitoring and weather stations Weather StationsWLDFRElectric Reliability | WLDFR | HFTD - Transmission - Zone 1 - 60/70 kV | Non-Red Flag Warning - Small Fires | 2024 | Electric Reliability | 0.03759 | 1.8 | 2024 | Mitigation | 0.011149 | 10 | 0 | esc | 0.011149 | 0.00041909 | 0.011149 | 0.00041909 | 0.011149 | 0.00041909 | 0.011149 | 0.00041909
[79 empty] | WLDFR | HFTD - Transmission - Tier 2 - 60/70 kV | Red Flag Warning - Destructive Fires | 2023 | 0 | 0 | 0 | 0 | 9129.7461 | 233.2301 | 8896.516 | 0 | 2.6002 | 2.6002 | 2.6002 | 2.6002 | 1.8025e-06 |  | 0 | 4.6869e-06 | 4.6869e-06 | 0 | 4.6869e-06 | 4.6869e-06 | 0 | 4.6869e-06 | 4.6869e-06 | 0 | 4.6869e-06 | Column30: 4.6869e-06 | [29 empty] | 7.3.2.1.3 Advanced weather monitoring and weather stations Weather StationsWLDFRElectric Reliability | WLDFR | HFTD - Transmission - Zone 1 - 60/70 kV | Non-Red Flag Warning - Small Fires | 2025 | Electric Reliability | 0.03759 | 1.8 | 2025 | Mitigation | 0.011149 | 10 | 0 | esc | 0.011149 | 0.00041909 | 0.011149 | 0.00041909 | 0.011149 | 0.00041909 | 0.011149 | 0.00041909
[79 empty] | WLDFR | HFTD - Transmission - Tier 2 - 60/70 kV | Red Flag Warning - Destructive Fires | 2024 | 0 | 0 | 0 | 0 | 9129.7461 | 233.2301 | 8896.516 | 0 | 2.6002 | 2.6002 | 2.6002 | 2.6002 | 1.8025e-06 |  | 0 | 4.6869e-06 | 4.6869e-06 | 0 | 4.6869e-06 | 4.6869e-06 | 0 | 4.6869e-06 | 4.6869e-06 | 0 | 4.6869e-06 | Column30: 4.6869e-06 | [29 empty] | 7.3.2.1.3 Advanced weather monitoring and weather stations Weather StationsWLDFRElectric Reliability | WLDFR | HFTD - Transmission - Zone 1 - 60/70 kV | Non-Red Flag Warning - Small Fires | 2026 | Electric Reliability | 0.03759 | 1.8 | 2026 | Mitigation | 0.011149 | 10 | 0 | esc | 0.011149 | 0.00041909 | 0.011149 | 0.00041909 | 0.011149 | 0.00041909 | 0.011149 | 0.00041909
[79 empty] | WLDFR | HFTD - Transmission - Tier 2 - 60/70 kV | Red Flag Warning - Destructive Fires | 2025 | 0 | 0 | 0 | 0 | 9129.7461 | 233.2301 | 8896.516 | 0 | 2.6002 | 2.6002 | 2.6002 | 2.6002 | 1.8025e-06 |  | 0 | 4.6869e-06 | 4.6869e-06 | 0 | 4.6869e-06 | 4.6869e-06 | 0 | 4.6869e-06 | 4.6869e-06 | 0 | 4.6869e-06 | Column30: 4.6869e-06 | [29 empty] | 7.3.2.1.3 Advanced weather monitoring and weather stations Weather StationsWLDFRElectric Reliability | WLDFR | HFTD - Transmission - Zone 1 - 60/70 kV | Non-Red Flag Warning - Small Fires | 2027 | Electric Reliability | 0.03759 | 1.8 | 2027 | Mitigation | 0.011149 | 10 | 0 | esc | 0.011149 | 0.00041909 | 0.011149 | 0.00041909 | 0.011149 | 0.00041909 | 0.011149 | 0.00041909
[79 empty] | WLDFR | HFTD - Transmission - Tier 2 - 60/70 kV | Red Flag Warning - Destructive Fires | 2026 | 0 | 0 | 0 | 0 | 9129.7461 | 233.2301 | 8896.516 | 0 | 2.6002 | 2.6002 | 2.6002 | 2.6002 | 1.8025e-06 |  | 0 | 4.6869e-06 | 4.6869e-06 | 0 | 4.6869e-06 | 4.6869e-06 | 0 | 4.6869e-06 | 4.6869e-06 | 0 | 4.6869e-06 | Column30: 4.6869e-06 | [29 empty] | 7.3.2.1.3 Advanced weather monitoring and weather stations Weather StationsWLDFRElectric Reliability | WLDFR | HFTD - Transmission - Zone 1 - 60/70 kV | Non-Red Flag Warning - Small Fires | 2028 | Electric Reliability | 0.039055 | 1.8 | 2028 | Mitigation | 0.011149 | 10 | 0 | esc | 0.011149 | 0.00043542 | 0.011149 | 0.00043542 | 0.011149 | 0.00043542 | 0.011149 | 0.00043542
[79 empty] | WLDFR | HFTD - Transmission - Tier 2 - 60/70 kV | Red Flag Warning - Destructive Fires | 2027 | 0 | 0 | 0 | 0 | 9129.7461 | 233.2301 | 8896.516 | 0 | 2.6002 | 2.6002 | 2.6002 | 2.6002 | 1.8025e-06 |  | 0 | 4.6869e-06 | 4.6869e-06 | 0 | 4.6869e-06 | 4.6869e-06 | 0 | 4.6869e-06 | 4.6869e-06 | 0 | 4.6869e-06 | Column30: 4.6869e-06 | [29 empty] | 7.3.2.1.3 Advanced weather monitoring and weather stations Weather StationsWLDFRElectric Reliability | WLDFR | HFTD - Transmission - Zone 1 - 60/70 kV | Non-Red Flag Warning - Small Fires | 2029 | Electric Reliability | 0.039055 | 1.8 | 2029 | Mitigation | 0.011149 | 10 | 0 | esc | 0.011149 | 0.00043542 | 0.011149 | 0.00043542 | 0.011149 | 0.00043542 | 0.011149 | 0.00043542
[79 empty] | WLDFR | HFTD - Transmission - Tier 2 - 60/70 kV | Red Flag Warning - Destructive Fires | 2028 | 0 | 0 | 0 | 0 | 9534.9221 | 247.273 | 9287.6491 | 0 | 2.7568 | 2.7568 | 2.7568 | 2.7568 | 1.8025e-06 |  | 0 | 4.9691e-06 | 4.9691e-06 | 0 | 4.9691e-06 | 4.9691e-06 | 0 | 4.9691e-06 | 4.9691e-06 | 0 | 4.9691e-06 | Column30: 4.9691e-06 | [29 empty] | 7.3.2.1.3 Advanced weather monitoring and weather stations Weather StationsWLDFRElectric Reliability | WLDFR | HFTD - Transmission - Zone 1 - 60/70 kV | Non-Red Flag Warning - Small Fires | 2030 | Electric Reliability | 0.039055 | 1.8 | 2030 | Mitigation | 0.011149 | 10 | 0 | esc | 0 | 0 | 0.011149 | 0.00043542 | 0.011149 | 0.00043542 | 0.011149 | 0.00043542
[79 empty] | WLDFR | HFTD - Transmission - Tier 2 - 60/70 kV | Red Flag Warning - Destructive Fires | 2029 | 0 | 0 | 0 | 0 | 9534.9221 | 247.273 | 9287.6491 | 0 | 2.7568 | 2.7568 | 2.7568 | 2.7568 | 1.8025e-06 |  | 0 | 4.9691e-06 | 4.9691e-06 | 0 | 4.9691e-06 | 4.9691e-06 | 0 | 4.9691e-06 | 4.9691e-06 | 0 | 4.9691e-06 | Column30: 4.9691e-06 | [29 empty] | 7.3.2.1.3 Advanced weather monitoring and weather stations Weather StationsWLDFRElectric Reliability | WLDFR | HFTD - Transmission - Zone 1 - 60/70 kV | Non-Red Flag Warning - Small Fires | 2031 | Electric Reliability | 0.039055 | 1.8 | 2031 | Mitigation | 0.011149 | 10 | 0 | esc | 0 | 0 | 0 | 0 | 0.011149 | 0.00043542 | 0.011149 | 0.00043542
[79 empty] | WLDFR | HFTD - Transmission - Tier 2 - 60/70 kV | Red Flag Warning - Destructive Fires | 2030 | 0 | 0 | 0 | 0 | 9534.9221 | 247.273 | 9287.6491 | 0 | 0 | 2.7568 | 2.7568 | 2.7568 | 1.8025e-06 |  | 0 | 0 | 0 | 0 | 4.9691e-06 | 4.9691e-06 | 0 | 4.9691e-06 | 4.9691e-06 | 0 | 4.9691e-06 | Column30: 4.9691e-06 | [29 empty] | 7.3.2.1.3 Advanced weather monitoring and weather stations Weather StationsWLDFRElectric Reliability | WLDFR | HFTD - Transmission - Zone 1 - 60/70 kV | Non-Red Flag Warning - Small Fires | 2032 | Electric Reliability | 0.039055 | 1.8 | 2032 | Mitigation | 0.011149 | 10 | 0 | esc | 0 | 0 | 0 | 0 | 0 | 0 | 0.011149 | 0.00043542
[79 empty] | WLDFR | HFTD - Transmission - Tier 2 - 60/70 kV | Red Flag Warning - Destructive Fires | 2031 | 0 | 0 | 0 | 0 | 9534.9221 | 247.273 | 9287.6491 | 0 | 0 | 0 | 2.7568 | 2.7568 | 1.8025e-06 |  | 0 | 0 | 0 | 0 | 0 | 0 | 0 | 4.9691e-06 | 4.9691e-06 | 0 | 4.9691e-06 | Column30: 4.9691e-06 | [29 empty] | 7.3.2.1.3 Advanced weather monitoring and weather stations Weather StationsWLDFRElectric Reliability | WLDFR | HFTD - Transmission - Zone 1 - 60/70 kV | Red Flag Warning - Catastrophic Fires | 2021 | Electric Reliability | 222.2294 | 1.8 | 2021 | Mitigation | 0.011149 | 10 | 0 | esc | 0.011149 | 2.4776 | 0.011149 | 2.4776 | 0 | 0 | 0 | 0
[79 empty] | WLDFR | HFTD - Transmission - Tier 2 - 60/70 kV | Red Flag Warning - Destructive Fires | 2032 | 0 | 0 | 0 | 0 | 9534.9221 | 247.273 | 9287.6491 | 0 | 0 | 0 | 0 | 2.7568 | 1.8025e-06 |  | 0 | 0 | 0 | 0 | 0 | 0 | 0 | 0 | 0 | 0 | 4.9691e-06 | Column30: 4.9691e-06 | [29 empty] | 7.3.2.1.3 Advanced weather monitoring and weather stations Weather StationsWLDFRElectric Reliability | WLDFR | HFTD - Transmission - Zone 1 - 60/70 kV | Red Flag Warning - Catastrophic Fires | 2022 | Electric Reliability | 222.2294 | 1.8 | 2022 | Mitigation | 0.011149 | 10 | 0 | esc | 0.011149 | 2.4776 | 0.011149 | 2.4776 | 0.011149 | 2.4776 | 0 | 0
[79 empty] | WLDFR | HFTD - Transmission - Tier 2 - 60/70 kV | Red Flag Warning - Large Fires | 2020 | 0 | 0 | 0 | 0 | 5.2406 | 0.69642 | 2.942 | 1.6022 | 0.0077642 | 0 | 0 | 0 | 1.0815e-05 |  | 0 | 8.397e-08 | 8.397e-08 | 0 | 0 | 0 | 0 | 0 | 0 | 0 | 0 | Column30: 0 | [29 empty] | 7.3.2.1.3 Advanced weather monitoring and weather stations Weather StationsWLDFRElectric Reliability | WLDFR | HFTD - Transmission - Zone 1 - 60/70 kV | Red Flag Warning - Catastrophic Fires | 2023 | Electric Reliability | 233.2301 | 1.8 | 2023 | Mitigation | 0.011149 | 10 | 0 | esc | 0.011149 | 2.6002 | 0.011149 | 2.6002 | 0.011149 | 2.6002 | 0.011149 | 2.6002
[79 empty] | WLDFR | HFTD - Transmission - Tier 2 - 60/70 kV | Red Flag Warning - Large Fires | 2021 | 0 | 0 | 0 | 0 | 5.2406 | 0.69642 | 2.942 | 1.6022 | 0.0077642 | 0.0077642 | 0 | 0 | 1.0815e-05 |  | 0 | 8.397e-08 | 8.397e-08 | 0 | 8.397e-08 | 8.397e-08 | 0 | 0 | 0 | 0 | 0 | Column30: 0 | [29 empty] | 7.3.2.1.3 Advanced weather monitoring and weather stations Weather StationsWLDFRElectric Reliability | WLDFR | HFTD - Transmission - Zone 1 - 60/70 kV | Red Flag Warning - Catastrophic Fires | 2024 | Electric Reliability | 233.2301 | 1.8 | 2024 | Mitigation | 0.011149 | 10 | 0 | esc | 0.011149 | 2.6002 | 0.011149 | 2.6002 | 0.011149 | 2.6002 | 0.011149 | 2.6002
[79 empty] | WLDFR | HFTD - Transmission - Tier 2 - 60/70 kV | Red Flag Warning - Large Fires | 2022 | 0 | 0 | 0 | 0 | 5.2406 | 0.69642 | 2.942 | 1.6022 | 0.0077642 | 0.0077642 | 0.0077642 | 0 | 1.0815e-05 |  | 0 | 8.397e-08 | 8.397e-08 | 0 | 8.397e-08 | 8.397e-08 | 0 | 8.397e-08 | 8.397e-08 | 0 | 0 | Column30: 0 | [29 empty] | 7.3.2.1.3 Advanced weather monitoring and weather stations Weather StationsWLDFRElectric Reliability | WLDFR | HFTD - Transmission - Zone 1 - 60/70 kV | Red Flag Warning - Catastrophic Fires | 2025 | Electric Reliability | 233.2301 | 1.8 | 2025 | Mitigation | 0.011149 | 10 | 0 | esc | 0.011149 | 2.6002 | 0.011149 | 2.6002 | 0.011149 | 2.6002 | 0.011149 | 2.6002
[79 empty] | WLDFR | HFTD - Transmission - Tier 2 - 60/70 kV | Red Flag Warning - Large Fires | 2023 | 0 | 0 | 0 | 0 | 5.475 | 0.71896 | 3.0715 | 1.6846 | 0.0080156 | 0.0080156 | 0.0080156 | 0.0080156 | 1.0815e-05 |  | 0 | 8.6688e-08 | 8.6688e-08 | 0 | 8.6688e-08 | 8.6688e-08 | 0 | 8.6688e-08 | 8.6688e-08 | 0 | 8.6688e-08 | Column30: 8.6688e-08 | [29 empty] | 7.3.2.1.3 Advanced weather monitoring and weather stations Weather StationsWLDFRElectric Reliability | WLDFR | HFTD - Transmission - Zone 1 - 60/70 kV | Red Flag Warning - Catastrophic Fires | 2026 | Electric Reliability | 233.2301 | 1.8 | 2026 | Mitigation | 0.011149 | 10 | 0 | esc | 0.011149 | 2.6002 | 0.011149 | 2.6002 | 0.011149 | 2.6002 | 0.011149 | 2.6002
[79 empty] | WLDFR | HFTD - Transmission - Tier 2 - 60/70 kV | Red Flag Warning - Large Fires | 2024 | 0 | 0 | 0 | 0 | 5.475 | 0.71896 | 3.0715 | 1.6846 | 0.0080156 | 0.0080156 | 0.0080156 | 0.0080156 | 1.0815e-05 |  | 0 | 8.6688e-08 | 8.6688e-08 | 0 | 8.6688e-08 | 8.6688e-08 | 0 | 8.6688e-08 | 8.6688e-08 | 0 | 8.6688e-08 | Column30: 8.6688e-08 | [29 empty] | 7.3.2.1.3 Advanced weather monitoring and weather stations Weather StationsWLDFRElectric Reliability | WLDFR | HFTD - Transmission - Zone 1 - 60/70 kV | Red Flag Warning - Catastrophic Fires | 2027 | Electric Reliability | 233.2301 | 1.8 | 2027 | Mitigation | 0.011149 | 10 | 0 | esc | 0.011149 | 2.6002 | 0.011149 | 2.6002 | 0.011149 | 2.6002 | 0.011149 | 2.6002
[79 empty] | WLDFR | HFTD - Transmission - Tier 2 - 60/70 kV | Red Flag Warning - Large Fires | 2025 | 0 | 0 | 0 | 0 | 5.475 | 0.71896 | 3.0715 | 1.6846 | 0.0080156 | 0.0080156 | 0.0080156 | 0.0080156 | 1.0815e-05 |  | 0 | 8.6688e-08 | 8.6688e-08 | 0 | 8.6688e-08 | 8.6688e-08 | 0 | 8.6688e-08 | 8.6688e-08 | 0 | 8.6688e-08 | Column30: 8.6688e-08 | [29 empty] | 7.3.2.1.3 Advanced weather monitoring and weather stations Weather StationsWLDFRElectric Reliability | WLDFR | HFTD - Transmission - Zone 1 - 60/70 kV | Red Flag Warning - Catastrophic Fires | 2028 | Electric Reliability | 247.273 | 1.8 | 2028 | Mitigation | 0.011149 | 10 | 0 | esc | 0.011149 | 2.7568 | 0.011149 | 2.7568 | 0.011149 | 2.7568 | 0.011149 | 2.7568
[79 empty] | WLDFR | HFTD - Transmission - Tier 2 - 60/70 kV | Red Flag Warning - Large Fires | 2026 | 0 | 0 | 0 | 0 | 5.475 | 0.71896 | 3.0715 | 1.6846 | 0.0080156 | 0.0080156 | 0.0080156 | 0.0080156 | 1.0815e-05 |  | 0 | 8.6688e-08 | 8.6688e-08 | 0 | 8.6688e-08 | 8.6688e-08 | 0 | 8.6688e-08 | 8.6688e-08 | 0 | 8.6688e-08 | Column30: 8.6688e-08 | [29 empty] | 7.3.2.1.3 Advanced weather monitoring and weather stations Weather StationsWLDFRElectric Reliability | WLDFR | HFTD - Transmission - Zone 1 - 60/70 kV | Red Flag Warning - Catastrophic Fires | 2029 | Electric Reliability | 247.273 | 1.8 | 2029 | Mitigation | 0.011149 | 10 | 0 | esc | 0.011149 | 2.7568 | 0.011149 | 2.7568 | 0.011149 | 2.7568 | 0.011149 | 2.7568
[79 empty] | WLDFR | HFTD - Transmission - Tier 2 - 60/70 kV | Red Flag Warning - Large Fires | 2027 | 0 | 0 | 0 | 0 | 5.475 | 0.71896 | 3.0715 | 1.6846 | 0.0080156 | 0.0080156 | 0.0080156 | 0.0080156 | 1.0815e-05 |  | 0 | 8.6688e-08 | 8.6688e-08 | 0 | 8.6688e-08 | 8.6688e-08 | 0 | 8.6688e-08 | 8.6688e-08 | 0 | 8.6688e-08 | Column30: 8.6688e-08 | [29 empty] | 7.3.2.1.3 Advanced weather monitoring and weather stations Weather StationsWLDFRElectric Reliability | WLDFR | HFTD - Transmission - Zone 1 - 60/70 kV | Red Flag Warning - Catastrophic Fires | 2030 | Electric Reliability | 247.273 | 1.8 | 2030 | Mitigation | 0.011149 | 10 | 0 | esc | 0 | 0 | 0.011149 | 2.7568 | 0.011149 | 2.7568 | 0.011149 | 2.7568
[79 empty] | WLDFR | HFTD - Transmission - Tier 2 - 60/70 kV | Red Flag Warning - Large Fires | 2028 | 0 | 0 | 0 | 0 | 5.777 | 0.74734 | 3.238 | 1.7917 | 0.0083319 | 0.0083319 | 0.0083319 | 0.0083319 | 1.0815e-05 |  | 0 | 9.011e-08 | 9.011e-08 | 0 | 9.011e-08 | 9.011e-08 | 0 | 9.011e-08 | 9.011e-08 | 0 | 9.011e-08 | Column30: 9.011e-08 | [29 empty] | 7.3.2.1.3 Advanced weather monitoring and weather stations Weather StationsWLDFRElectric Reliability | WLDFR | HFTD - Transmission - Zone 1 - 60/70 kV | Red Flag Warning - Catastrophic Fires | 2031 | Electric Reliability | 247.273 | 1.8 | 2031 | Mitigation | 0.011149 | 10 | 0 | esc | 0 | 0 | 0 | 0 | 0.011149 | 2.7568 | 0.011149 | 2.7568
[79 empty] | WLDFR | HFTD - Transmission - Tier 2 - 60/70 kV | Red Flag Warning - Large Fires | 2029 | 0 | 0 | 0 | 0 | 5.777 | 0.74734 | 3.238 | 1.7917 | 0.0083319 | 0.0083319 | 0.0083319 | 0.0083319 | 1.0815e-05 |  | 0 | 9.011e-08 | 9.011e-08 | 0 | 9.011e-08 | 9.011e-08 | 0 | 9.011e-08 | 9.011e-08 | 0 | 9.011e-08 | Column30: 9.011e-08 | [29 empty] | 7.3.2.1.3 Advanced weather monitoring and weather stations Weather StationsWLDFRElectric Reliability | WLDFR | HFTD - Transmission - Zone 1 - 60/70 kV | Red Flag Warning - Catastrophic Fires | 2032 | Electric Reliability | 247.273 | 1.8 | 2032 | Mitigation | 0.011149 | 10 | 0 | esc | 0 | 0 | 0 | 0 | 0 | 0 | 0.011149 | 2.7568
[79 empty] | WLDFR | HFTD - Transmission - Tier 2 - 60/70 kV | Red Flag Warning - Large Fires | 2030 | 0 | 0 | 0 | 0 | 5.777 | 0.74734 | 3.238 | 1.7917 | 0 | 0.0083319 | 0.0083319 | 0.0083319 | 1.0815e-05 |  | 0 | 0 | 0 | 0 | 9.011e-08 | 9.011e-08 | 0 | 9.011e-08 | 9.011e-08 | 0 | 9.011e-08 | Column30: 9.011e-08 | [29 empty] | 7.3.2.1.3 Advanced weather monitoring and weather stations Weather StationsWLDFRElectric Reliability | WLDFR | HFTD - Transmission - Zone 1 - 60/70 kV | Red Flag Warning - Destructive Fires | 2021 | Electric Reliability | 222.2294 | 1.8 | 2021 | Mitigation | 0.011149 | 10 | 0 | esc | 0.011149 | 2.4776 | 0.011149 | 2.4776 | 0 | 0 | 0 | 0
[79 empty] | WLDFR | HFTD - Transmission - Tier 2 - 60/70 kV | Red Flag Warning - Large Fires | 2031 | 0 | 0 | 0 | 0 | 5.777 | 0.74734 | 3.238 | 1.7917 | 0 | 0 | 0.0083319 | 0.0083319 | 1.0815e-05 |  | 0 | 0 | 0 | 0 | 0 | 0 | 0 | 9.011e-08 | 9.011e-08 | 0 | 9.011e-08 | Column30: 9.011e-08 | [29 empty] | 7.3.2.1.3 Advanced weather monitoring and weather stations Weather StationsWLDFRElectric Reliability | WLDFR | HFTD - Transmission - Zone 1 - 60/70 kV | Red Flag Warning - Destructive Fires | 2022 | Electric Reliability | 222.2294 | 1.8 | 2022 | Mitigation | 0.011149 | 10 | 0 | esc | 0.011149 | 2.4776 | 0.011149 | 2.4776 | 0.011149 | 2.4776 | 0 | 0
[79 empty] | WLDFR | HFTD - Transmission - Tier 2 - 60/70 kV | Red Flag Warning - Large Fires | 2032 | 0 | 0 | 0 | 0 | 5.777 | 0.74734 | 3.238 | 1.7917 | 0 | 0 | 0 | 0.0083319 | 1.0815e-05 |  | 0 | 0 | 0 | 0 | 0 | 0 | 0 | 0 | 0 | 0 | 9.011e-08 | Column30: 9.011e-08 | [29 empty] | 7.3.2.1.3 Advanced weather monitoring and weather stations Weather StationsWLDFRElectric Reliability | WLDFR | HFTD - Transmission - Zone 1 - 60/70 kV | Red Flag Warning - Destructive Fires | 2023 | Electric Reliability | 233.2301 | 1.8 | 2023 | Mitigation | 0.011149 | 10 | 0 | esc | 0.011149 | 2.6002 | 0.011149 | 2.6002 | 0.011149 | 2.6002 | 0.011149 | 2.6002
[79 empty] | WLDFR | HFTD - Transmission - Tier 2 - 60/70 kV | Red Flag Warning - Small Fires | 2020 | 0 | 0 | 0 | 0 | 0.077901 | 0.036425 | 0.0015809 | 0.039895 | 0.0004061 | 0 | 0 | 0 | 0.00014861 |  | 0 | 6.0348e-08 | 6.0348e-08 | 0 | 0 | 0 | 0 | 0 | 0 | 0 | 0 | Column30: 0 | [29 empty] | 7.3.2.1.3 Advanced weather monitoring and weather stations Weather StationsWLDFRElectric Reliability | WLDFR | HFTD - Transmission - Zone 1 - 60/70 kV | Red Flag Warning - Destructive Fires | 2024 | Electric Reliability | 233.2301 | 1.8 | 2024 | Mitigation | 0.011149 | 10 | 0 | esc | 0.011149 | 2.6002 | 0.011149 | 2.6002 | 0.011149 | 2.6002 | 0.011149 | 2.6002
[79 empty] | WLDFR | HFTD - Transmission - Tier 2 - 60/70 kV | Red Flag Warning - Small Fires | 2021 | 0 | 0 | 0 | 0 | 0.077901 | 0.036425 | 0.0015809 | 0.039895 | 0.0004061 | 0.0004061 | 0 | 0 | 0.00014861 |  | 0 | 6.0348e-08 | 6.0348e-08 | 0 | 6.0348e-08 | 6.0348e-08 | 0 | 0 | 0 | 0 | 0 | Column30: 0 | [29 empty] | 7.3.2.1.3 Advanced weather monitoring and weather stations Weather StationsWLDFRElectric Reliability | WLDFR | HFTD - Transmission - Zone 1 - 60/70 kV | Red Flag Warning - Destructive Fires | 2025 | Electric Reliability | 233.2301 | 1.8 | 2025 | Mitigation | 0.011149 | 10 | 0 | esc | 0.011149 | 2.6002 | 0.011149 | 2.6002 | 0.011149 | 2.6002 | 0.011149 | 2.6002
[79 empty] | WLDFR | HFTD - Transmission - Tier 2 - 60/70 kV | Red Flag Warning - Small Fires | 2022 | 0 | 0 | 0 | 0 | 0.077901 | 0.036425 | 0.0015809 | 0.039895 | 0.0004061 | 0.0004061 | 0.0004061 | 0 | 0.00014861 |  | 0 | 6.0348e-08 | 6.0348e-08 | 0 | 6.0348e-08 | 6.0348e-08 | 0 | 6.0348e-08 | 6.0348e-08 | 0 | 0 | Column30: 0 | [29 empty] | 7.3.2.1.3 Advanced weather monitoring and weather stations Weather StationsWLDFRElectric Reliability | WLDFR | HFTD - Transmission - Zone 1 - 60/70 kV | Red Flag Warning - Destructive Fires | 2026 | Electric Reliability | 233.2301 | 1.8 | 2026 | Mitigation | 0.011149 | 10 | 0 | esc | 0.011149 | 2.6002 | 0.011149 | 2.6002 | 0.011149 | 2.6002 | 0.011149 | 2.6002
[79 empty] | WLDFR | HFTD - Transmission - Tier 2 - 60/70 kV | Red Flag Warning - Small Fires | 2023 | 0 | 0 | 0 | 0 | 0.080408 | 0.03759 | 0.0016314 | 0.041187 | 0.00041909 | 0.00041909 | 0.00041909 | 0.00041909 | 0.00014861 |  | 0 | 6.2279e-08 | 6.2279e-08 | 0 | 6.2279e-08 | 6.2279e-08 | 0 | 6.2279e-08 | 6.2279e-08 | 0 | 6.2279e-08 | Column30: 6.2279e-08 | [29 empty] | 7.3.2.1.3 Advanced weather monitoring and weather stations Weather StationsWLDFRElectric Reliability | WLDFR | HFTD - Transmission - Zone 1 - 60/70 kV | Red Flag Warning - Destructive Fires | 2027 | Electric Reliability | 233.2301 | 1.8 | 2027 | Mitigation | 0.011149 | 10 | 0 | esc | 0.011149 | 2.6002 | 0.011149 | 2.6002 | 0.011149 | 2.6002 | 0.011149 | 2.6002
[79 empty] | WLDFR | HFTD - Transmission - Tier 2 - 60/70 kV | Red Flag Warning - Small Fires | 2024 | 0 | 0 | 0 | 0 | 0.080408 | 0.03759 | 0.0016314 | 0.041187 | 0.00041909 | 0.00041909 | 0.00041909 | 0.00041909 | 0.00014861 |  | 0 | 6.2279e-08 | 6.2279e-08 | 0 | 6.2279e-08 | 6.2279e-08 | 0 | 6.2279e-08 | 6.2279e-08 | 0 | 6.2279e-08 | Column30: 6.2279e-08 | [29 empty] | 7.3.2.1.3 Advanced weather monitoring and weather stations Weather StationsWLDFRElectric Reliability | WLDFR | HFTD - Transmission - Zone 1 - 60/70 kV | Red Flag Warning - Destructive Fires | 2028 | Electric Reliability | 247.273 | 1.8 | 2028 | Mitigation | 0.011149 | 10 | 0 | esc | 0.011149 | 2.7568 | 0.011149 | 2.7568 | 0.011149 | 2.7568 | 0.011149 | 2.7568
[79 empty] | WLDFR | HFTD - Transmission - Tier 2 - 60/70 kV | Red Flag Warning - Small Fires | 2025 | 0 | 0 | 0 | 0 | 0.080408 | 0.03759 | 0.0016314 | 0.041187 | 0.00041909 | 0.00041909 | 0.00041909 | 0.00041909 | 0.00014861 |  | 0 | 6.2279e-08 | 6.2279e-08 | 0 | 6.2279e-08 | 6.2279e-08 | 0 | 6.2279e-08 | 6.2279e-08 | 0 | 6.2279e-08 | Column30: 6.2279e-08 | [29 empty] | 7.3.2.1.3 Advanced weather monitoring and weather stations Weather StationsWLDFRElectric Reliability | WLDFR | HFTD - Transmission - Zone 1 - 60/70 kV | Red Flag Warning - Destructive Fires | 2029 | Electric Reliability | 247.273 | 1.8 | 2029 | Mitigation | 0.011149 | 10 | 0 | esc | 0.011149 | 2.7568 | 0.011149 | 2.7568 | 0.011149 | 2.7568 | 0.011149 | 2.7568
[79 empty] | WLDFR | HFTD - Transmission - Tier 2 - 60/70 kV | Red Flag Warning - Small Fires | 2026 | 0 | 0 | 0 | 0 | 0.080408 | 0.03759 | 0.0016314 | 0.041187 | 0.00041909 | 0.00041909 | 0.00041909 | 0.00041909 | 0.00014861 |  | 0 | 6.2279e-08 | 6.2279e-08 | 0 | 6.2279e-08 | 6.2279e-08 | 0 | 6.2279e-08 | 6.2279e-08 | 0 | 6.2279e-08 | Column30: 6.2279e-08 | [29 empty] | 7.3.2.1.3 Advanced weather monitoring and weather stations Weather StationsWLDFRElectric Reliability | WLDFR | HFTD - Transmission - Zone 1 - 60/70 kV | Red Flag Warning - Destructive Fires | 2030 | Electric Reliability | 247.273 | 1.8 | 2030 | Mitigation | 0.011149 | 10 | 0 | esc | 0 | 0 | 0.011149 | 2.7568 | 0.011149 | 2.7568 | 0.011149 | 2.7568
[79 empty] | WLDFR | HFTD - Transmission - Tier 2 - 60/70 kV | Red Flag Warning - Small Fires | 2027 | 0 | 0 | 0 | 0 | 0.080408 | 0.03759 | 0.0016314 | 0.041187 | 0.00041909 | 0.00041909 | 0.00041909 | 0.00041909 | 0.00014861 |  | 0 | 6.2279e-08 | 6.2279e-08 | 0 | 6.2279e-08 | 6.2279e-08 | 0 | 6.2279e-08 | 6.2279e-08 | 0 | 6.2279e-08 | Column30: 6.2279e-08 | [29 empty] | 7.3.2.1.3 Advanced weather monitoring and weather stations Weather StationsWLDFRElectric Reliability | WLDFR | HFTD - Transmission - Zone 1 - 60/70 kV | Red Flag Warning - Destructive Fires | 2031 | Electric Reliability | 247.273 | 1.8 | 2031 | Mitigation | 0.011149 | 10 | 0 | esc | 0 | 0 | 0 | 0 | 0.011149 | 2.7568 | 0.011149 | 2.7568
[79 empty] | WLDFR | HFTD - Transmission - Tier 2 - 60/70 kV | Red Flag Warning - Small Fires | 2028 | 0 | 0 | 0 | 0 | 0.083606 | 0.039055 | 0.001695 | 0.042856 | 0.00043542 | 0.00043542 | 0.00043542 | 0.00043542 | 0.00014861 |  | 0 | 6.4706e-08 | 6.4706e-08 | 0 | 6.4706e-08 | 6.4706e-08 | 0 | 6.4706e-08 | 6.4706e-08 | 0 | 6.4706e-08 | Column30: 6.4706e-08 | [29 empty] | 7.3.2.1.3 Advanced weather monitoring and weather stations Weather StationsWLDFRElectric Reliability | WLDFR | HFTD - Transmission - Zone 1 - 60/70 kV | Red Flag Warning - Destructive Fires | 2032 | Electric Reliability | 247.273 | 1.8 | 2032 | Mitigation | 0.011149 | 10 | 0 | esc | 0 | 0 | 0 | 0 | 0 | 0 | 0.011149 | 2.7568
[79 empty] | WLDFR | HFTD - Transmission - Tier 2 - 60/70 kV | Red Flag Warning - Small Fires | 2029 | 0 | 0 | 0 | 0 | 0.083606 | 0.039055 | 0.001695 | 0.042856 | 0.00043542 | 0.00043542 | 0.00043542 | 0.00043542 | 0.00014861 |  | 0 | 6.4706e-08 | 6.4706e-08 | 0 | 6.4706e-08 | 6.4706e-08 | 0 | 6.4706e-08 | 6.4706e-08 | 0 | 6.4706e-08 | Column30: 6.4706e-08 | [29 empty] | 7.3.2.1.3 Advanced weather monitoring and weather stations Weather StationsWLDFRElectric Reliability | WLDFR | HFTD - Transmission - Zone 1 - 60/70 kV | Red Flag Warning - Large Fires | 2021 | Electric Reliability | 0.69642 | 1.8 | 2021 | Mitigation | 0.011149 | 10 | 0 | esc | 0.011149 | 0.0077642 | 0.011149 | 0.0077642 | 0 | 0 | 0 | 0
[79 empty] | WLDFR | HFTD - Transmission - Tier 2 - 60/70 kV | Red Flag Warning - Small Fires | 2030 | 0 | 0 | 0 | 0 | 0.083606 | 0.039055 | 0.001695 | 0.042856 | 0 | 0.00043542 | 0.00043542 | 0.00043542 | 0.00014861 |  | 0 | 0 | 0 | 0 | 6.4706e-08 | 6.4706e-08 | 0 | 6.4706e-08 | 6.4706e-08 | 0 | 6.4706e-08 | Column30: 6.4706e-08 | [29 empty] | 7.3.2.1.3 Advanced weather monitoring and weather stations Weather StationsWLDFRElectric Reliability | WLDFR | HFTD - Transmission - Zone 1 - 60/70 kV | Red Flag Warning - Large Fires | 2022 | Electric Reliability | 0.69642 | 1.8 | 2022 | Mitigation | 0.011149 | 10 | 0 | esc | 0.011149 | 0.0077642 | 0.011149 | 0.0077642 | 0.011149 | 0.0077642 | 0 | 0
[79 empty] | WLDFR | HFTD - Transmission - Tier 2 - 60/70 kV | Red Flag Warning - Small Fires | 2031 | 0 | 0 | 0 | 0 | 0.083606 | 0.039055 | 0.001695 | 0.042856 | 0 | 0 | 0.00043542 | 0.00043542 | 0.00014861 |  | 0 | 0 | 0 | 0 | 0 | 0 | 0 | 6.4706e-08 | 6.4706e-08 | 0 | 6.4706e-08 | Column30: 6.4706e-08 | [29 empty] | 7.3.2.1.3 Advanced weather monitoring and weather stations Weather StationsWLDFRElectric Reliability | WLDFR | HFTD - Transmission - Zone 1 - 60/70 kV | Red Flag Warning - Large Fires | 2023 | Electric Reliability | 0.71896 | 1.8 | 2023 | Mitigation | 0.011149 | 10 | 0 | esc | 0.011149 | 0.0080156 | 0.011149 | 0.0080156 | 0.011149 | 0.0080156 | 0.011149 | 0.0080156
[79 empty] | WLDFR | HFTD - Transmission - Tier 2 - 60/70 kV | Red Flag Warning - Small Fires | 2032 | 0 | 0 | 0 | 0 | 0.083606 | 0.039055 | 0.001695 | 0.042856 | 0 | 0 | 0 | 0.00043542 | 0.00014861 |  | 0 | 0 | 0 | 0 | 0 | 0 | 0 | 0 | 0 | 0 | 6.4706e-08 | Column30: 6.4706e-08 | [29 empty] | 7.3.2.1.3 Advanced weather monitoring and weather stations Weather StationsWLDFRElectric Reliability | WLDFR | HFTD - Transmission - Zone 1 - 60/70 kV | Red Flag Warning - Large Fires | 2024 | Electric Reliability | 0.71896 | 1.8 | 2024 | Mitigation | 0.011149 | 10 | 0 | esc | 0.011149 | 0.0080156 | 0.011149 | 0.0080156 | 0.011149 | 0.0080156 | 0.011149 | 0.0080156
[79 empty] | WLDFR | HFTD - Transmission - Tier 3 - 115 kV or Lower | Non-Red Flag Warning - Catastrophic Fires | 2020 | 0 | 0 | 0 | 0 | 14146.1306 | 222.2294 | 8585.7228 | 5338.1784 | 2.4776 | 0 | 0 | 0 | 1.4533e-06 |  | 0 | 3.6007e-06 | 3.6007e-06 | 0 | 0 | 0 | 0 | 0 | 0 | 0 | 0 | Column30: 0 | [29 empty] | 7.3.2.1.3 Advanced weather monitoring and weather stations Weather StationsWLDFRElectric Reliability | WLDFR | HFTD - Transmission - Zone 1 - 60/70 kV | Red Flag Warning - Large Fires | 2025 | Electric Reliability | 0.71896 | 1.8 | 2025 | Mitigation | 0.011149 | 10 | 0 | esc | 0.011149 | 0.0080156 | 0.011149 | 0.0080156 | 0.011149 | 0.0080156 | 0.011149 | 0.0080156
[79 empty] | WLDFR | HFTD - Transmission - Tier 3 - 115 kV or Lower | Non-Red Flag Warning - Catastrophic Fires | 2021 | 0 | 0 | 0 | 0 | 14146.1306 | 222.2294 | 8585.7228 | 5338.1784 | 2.4776 | 2.4776 | 0 | 0 | 1.4533e-06 |  | 0 | 3.6007e-06 | 3.6007e-06 | 0 | 3.6007e-06 | 3.6007e-06 | 0 | 0 | 0 | 0 | 0 | Column30: 0 | [29 empty] | 7.3.2.1.3 Advanced weather monitoring and weather stations Weather StationsWLDFRElectric Reliability | WLDFR | HFTD - Transmission - Zone 1 - 60/70 kV | Red Flag Warning - Large Fires | 2026 | Electric Reliability | 0.71896 | 1.8 | 2026 | Mitigation | 0.011149 | 10 | 0 | esc | 0.011149 | 0.0080156 | 0.011149 | 0.0080156 | 0.011149 | 0.0080156 | 0.011149 | 0.0080156
[79 empty] | WLDFR | HFTD - Transmission - Tier 3 - 115 kV or Lower | Non-Red Flag Warning - Catastrophic Fires | 2022 | 0 | 0 | 0 | 0 | 14146.1306 | 222.2294 | 8585.7228 | 5338.1784 | 2.4776 | 2.4776 | 2.4776 | 0 | 1.4533e-06 |  | 0 | 3.6007e-06 | 3.6007e-06 | 0 | 3.6007e-06 | 3.6007e-06 | 0 | 3.6007e-06 | 3.6007e-06 | 0 | 0 | Column30: 0 | [29 empty] | 7.3.2.1.3 Advanced weather monitoring and weather stations Weather StationsWLDFRElectric Reliability | WLDFR | HFTD - Transmission - Zone 1 - 60/70 kV | Red Flag Warning - Large Fires | 2027 | Electric Reliability | 0.71896 | 1.8 | 2027 | Mitigation | 0.011149 | 10 | 0 | esc | 0.011149 | 0.0080156 | 0.011149 | 0.0080156 | 0.011149 | 0.0080156 | 0.011149 | 0.0080156
[79 empty] | WLDFR | HFTD - Transmission - Tier 3 - 115 kV or Lower | Non-Red Flag Warning - Catastrophic Fires | 2023 | 0 | 0 | 0 | 0 | 14664.6376 | 233.2301 | 8896.516 | 5534.8915 | 2.6002 | 2.6002 | 2.6002 | 2.6002 | 1.4533e-06 |  | 0 | 3.7789e-06 | 3.7789e-06 | 0 | 3.7789e-06 | 3.7789e-06 | 0 | 3.7789e-06 | 3.7789e-06 | 0 | 3.7789e-06 | Column30: 3.7789e-06 | [29 empty] | 7.3.2.1.3 Advanced weather monitoring and weather stations Weather StationsWLDFRElectric Reliability | WLDFR | HFTD - Transmission - Zone 1 - 60/70 kV | Red Flag Warning - Large Fires | 2028 | Electric Reliability | 0.74734 | 1.8 | 2028 | Mitigation | 0.011149 | 10 | 0 | esc | 0.011149 | 0.0083319 | 0.011149 | 0.0083319 | 0.011149 | 0.0083319 | 0.011149 | 0.0083319
[79 empty] | WLDFR | HFTD - Transmission - Tier 3 - 115 kV or Lower | Non-Red Flag Warning - Catastrophic Fires | 2024 | 0 | 0 | 0 | 0 | 14664.6376 | 233.2301 | 8896.516 | 5534.8915 | 2.6002 | 2.6002 | 2.6002 | 2.6002 | 1.4533e-06 |  | 0 | 3.7789e-06 | 3.7789e-06 | 0 | 3.7789e-06 | 3.7789e-06 | 0 | 3.7789e-06 | 3.7789e-06 | 0 | 3.7789e-06 | Column30: 3.7789e-06 | [29 empty] | 7.3.2.1.3 Advanced weather monitoring and weather stations Weather StationsWLDFRElectric Reliability | WLDFR | HFTD - Transmission - Zone 1 - 60/70 kV | Red Flag Warning - Large Fires | 2029 | Electric Reliability | 0.74734 | 1.8 | 2029 | Mitigation | 0.011149 | 10 | 0 | esc | 0.011149 | 0.0083319 | 0.011149 | 0.0083319 | 0.011149 | 0.0083319 | 0.011149 | 0.0083319
[79 empty] | WLDFR | HFTD - Transmission - Tier 3 - 115 kV or Lower | Non-Red Flag Warning - Catastrophic Fires | 2025 | 0 | 0 | 0 | 0 | 14664.6376 | 233.2301 | 8896.516 | 5534.8915 | 2.6002 | 2.6002 | 2.6002 | 2.6002 | 1.4533e-06 |  | 0 | 3.7789e-06 | 3.7789e-06 | 0 | 3.7789e-06 | 3.7789e-06 | 0 | 3.7789e-06 | 3.7789e-06 | 0 | 3.7789e-06 | Column30: 3.7789e-06 | [29 empty] | 7.3.2.1.3 Advanced weather monitoring and weather stations Weather StationsWLDFRElectric Reliability | WLDFR | HFTD - Transmission - Zone 1 - 60/70 kV | Red Flag Warning - Large Fires | 2030 | Electric Reliability | 0.74734 | 1.8 | 2030 | Mitigation | 0.011149 | 10 | 0 | esc | 0 | 0 | 0.011149 | 0.0083319 | 0.011149 | 0.0083319 | 0.011149 | 0.0083319
[79 empty] | WLDFR | HFTD - Transmission - Tier 3 - 115 kV or Lower | Non-Red Flag Warning - Catastrophic Fires | 2026 | 0 | 0 | 0 | 0 | 14664.6376 | 233.2301 | 8896.516 | 5534.8915 | 2.6002 | 2.6002 | 2.6002 | 2.6002 | 1.4533e-06 |  | 0 | 3.7789e-06 | 3.7789e-06 | 0 | 3.7789e-06 | 3.7789e-06 | 0 | 3.7789e-06 | 3.7789e-06 | 0 | 3.7789e-06 | Column30: 3.7789e-06 | [29 empty] | 7.3.2.1.3 Advanced weather monitoring and weather stations Weather StationsWLDFRElectric Reliability | WLDFR | HFTD - Transmission - Zone 1 - 60/70 kV | Red Flag Warning - Large Fires | 2031 | Electric Reliability | 0.74734 | 1.8 | 2031 | Mitigation | 0.011149 | 10 | 0 | esc | 0 | 0 | 0 | 0 | 0.011149 | 0.0083319 | 0.011149 | 0.0083319
[79 empty] | WLDFR | HFTD - Transmission - Tier 3 - 115 kV or Lower | Non-Red Flag Warning - Catastrophic Fires | 2027 | 0 | 0 | 0 | 0 | 14664.6376 | 233.2301 | 8896.516 | 5534.8915 | 2.6002 | 2.6002 | 2.6002 | 2.6002 | 1.4533e-06 |  | 0 | 3.7789e-06 | 3.7789e-06 | 0 | 3.7789e-06 | 3.7789e-06 | 0 | 3.7789e-06 | 3.7789e-06 | 0 | 3.7789e-06 | Column30: 3.7789e-06 | [29 empty] | 7.3.2.1.3 Advanced weather monitoring and weather stations Weather StationsWLDFRElectric Reliability | WLDFR | HFTD - Transmission - Zone 1 - 60/70 kV | Red Flag Warning - Large Fires | 2032 | Electric Reliability | 0.74734 | 1.8 | 2032 | Mitigation | 0.011149 | 10 | 0 | esc | 0 | 0 | 0 | 0 | 0 | 0 | 0.011149 | 0.0083319
[79 empty] | WLDFR | HFTD - Transmission - Tier 3 - 115 kV or Lower | Non-Red Flag Warning - Catastrophic Fires | 2028 | 0 | 0 | 0 | 0 | 15317.9909 | 247.273 | 9287.6491 | 5783.0689 | 2.7568 | 2.7568 | 2.7568 | 2.7568 | 1.4533e-06 |  | 0 | 4.0065e-06 | 4.0065e-06 | 0 | 4.0065e-06 | 4.0065e-06 | 0 | 4.0065e-06 | 4.0065e-06 | 0 | 4.0065e-06 | Column30: 4.0065e-06 | [29 empty] | 7.3.2.1.3 Advanced weather monitoring and weather stations Weather StationsWLDFRElectric Reliability | WLDFR | HFTD - Transmission - Zone 1 - 60/70 kV | Red Flag Warning - Small Fires | 2021 | Electric Reliability | 0.036425 | 1.8 | 2021 | Mitigation | 0.011149 | 10 | 0 | esc | 0.011149 | 0.0004061 | 0.011149 | 0.0004061 | 0 | 0 | 0 | 0
[79 empty] | WLDFR | HFTD - Transmission - Tier 3 - 115 kV or Lower | Non-Red Flag Warning - Catastrophic Fires | 2029 | 0 | 0 | 0 | 0 | 15317.9909 | 247.273 | 9287.6491 | 5783.0689 | 2.7568 | 2.7568 | 2.7568 | 2.7568 | 1.4533e-06 |  | 0 | 4.0065e-06 | 4.0065e-06 | 0 | 4.0065e-06 | 4.0065e-06 | 0 | 4.0065e-06 | 4.0065e-06 | 0 | 4.0065e-06 | Column30: 4.0065e-06 | [29 empty] | 7.3.2.1.3 Advanced weather monitoring and weather stations Weather StationsWLDFRElectric Reliability | WLDFR | HFTD - Transmission - Zone 1 - 60/70 kV | Red Flag Warning - Small Fires | 2022 | Electric Reliability | 0.036425 | 1.8 | 2022 | Mitigation | 0.011149 | 10 | 0 | esc | 0.011149 | 0.0004061 | 0.011149 | 0.0004061 | 0.011149 | 0.0004061 | 0 | 0
[79 empty] | WLDFR | HFTD - Transmission - Tier 3 - 115 kV or Lower | Non-Red Flag Warning - Catastrophic Fires | 2030 | 0 | 0 | 0 | 0 | 15317.9909 | 247.273 | 9287.6491 | 5783.0689 | 0 | 2.7568 | 2.7568 | 2.7568 | 1.4533e-06 |  | 0 | 0 | 0 | 0 | 4.0065e-06 | 4.0065e-06 | 0 | 4.0065e-06 | 4.0065e-06 | 0 | 4.0065e-06 | Column30: 4.0065e-06 | [29 empty] | 7.3.2.1.3 Advanced weather monitoring and weather stations Weather StationsWLDFRElectric Reliability | WLDFR | HFTD - Transmission - Zone 1 - 60/70 kV | Red Flag Warning - Small Fires | 2023 | Electric Reliability | 0.03759 | 1.8 | 2023 | Mitigation | 0.011149 | 10 | 0 | esc | 0.011149 | 0.00041909 | 0.011149 | 0.00041909 | 0.011149 | 0.00041909 | 0.011149 | 0.00041909
[79 empty] | WLDFR | HFTD - Transmission - Tier 3 - 115 kV or Lower | Non-Red Flag Warning - Catastrophic Fires | 2031 | 0 | 0 | 0 | 0 | 15317.9909 | 247.273 | 9287.6491 | 5783.0689 | 0 | 0 | 2.7568 | 2.7568 | 1.4533e-06 |  | 0 | 0 | 0 | 0 | 0 | 0 | 0 | 4.0065e-06 | 4.0065e-06 | 0 | 4.0065e-06 | Column30: 4.0065e-06 | [29 empty] | 7.3.2.1.3 Advanced weather monitoring and weather stations Weather StationsWLDFRElectric Reliability | WLDFR | HFTD - Transmission - Zone 1 - 60/70 kV | Red Flag Warning - Small Fires | 2024 | Electric Reliability | 0.03759 | 1.8 | 2024 | Mitigation | 0.011149 | 10 | 0 | esc | 0.011149 | 0.00041909 | 0.011149 | 0.00041909 | 0.011149 | 0.00041909 | 0.011149 | 0.00041909
[79 empty] | WLDFR | HFTD - Transmission - Tier 3 - 115 kV or Lower | Non-Red Flag Warning - Catastrophic Fires | 2032 | 0 | 0 | 0 | 0 | 15317.9909 | 247.273 | 9287.6491 | 5783.0689 | 0 | 0 | 0 | 2.7568 | 1.4533e-06 |  | 0 | 0 | 0 | 0 | 0 | 0 | 0 | 0 | 0 | 0 | 4.0065e-06 | Column30: 4.0065e-06 | [29 empty] | 7.3.2.1.3 Advanced weather monitoring and weather stations Weather StationsWLDFRElectric Reliability | WLDFR | HFTD - Transmission - Zone 1 - 60/70 kV | Red Flag Warning - Small Fires | 2025 | Electric Reliability | 0.03759 | 1.8 | 2025 | Mitigation | 0.011149 | 10 | 0 | esc | 0.011149 | 0.00041909 | 0.011149 | 0.00041909 | 0.011149 | 0.00041909 | 0.011149 | 0.00041909
[79 empty] | WLDFR | HFTD - Transmission - Tier 3 - 115 kV or Lower | Non-Red Flag Warning - Destructive Fires | 2020 | 0 | 0 | 0 | 0 | 8807.9522 | 222.2294 | 8585.7228 | 0 | 2.4776 | 0 | 0 | 0 | 1.4533e-06 |  | 0 | 3.6007e-06 | 3.6007e-06 | 0 | 0 | 0 | 0 | 0 | 0 | 0 | 0 | Column30: 0 | [29 empty] | 7.3.2.1.3 Advanced weather monitoring and weather stations Weather StationsWLDFRElectric Reliability | WLDFR | HFTD - Transmission - Zone 1 - 60/70 kV | Red Flag Warning - Small Fires | 2026 | Electric Reliability | 0.03759 | 1.8 | 2026 | Mitigation | 0.011149 | 10 | 0 | esc | 0.011149 | 0.00041909 | 0.011149 | 0.00041909 | 0.011149 | 0.00041909 | 0.011149 | 0.00041909
[79 empty] | WLDFR | HFTD - Transmission - Tier 3 - 115 kV or Lower | Non-Red Flag Warning - Destructive Fires | 2021 | 0 | 0 | 0 | 0 | 8807.9522 | 222.2294 | 8585.7228 | 0 | 2.4776 | 2.4776 | 0 | 0 | 1.4533e-06 |  | 0 | 3.6007e-06 | 3.6007e-06 | 0 | 3.6007e-06 | 3.6007e-06 | 0 | 0 | 0 | 0 | 0 | Column30: 0 | [29 empty] | 7.3.2.1.3 Advanced weather monitoring and weather stations Weather StationsWLDFRElectric Reliability | WLDFR | HFTD - Transmission - Zone 1 - 60/70 kV | Red Flag Warning - Small Fires | 2027 | Electric Reliability | 0.03759 | 1.8 | 2027 | Mitigation | 0.011149 | 10 | 0 | esc | 0.011149 | 0.00041909 | 0.011149 | 0.00041909 | 0.011149 | 0.00041909 | 0.011149 | 0.00041909
[79 empty] | WLDFR | HFTD - Transmission - Tier 3 - 115 kV or Lower | Non-Red Flag Warning - Destructive Fires | 2022 | 0 | 0 | 0 | 0 | 8807.9522 | 222.2294 | 8585.7228 | 0 | 2.4776 | 2.4776 | 2.4776 | 0 | 1.4533e-06 |  | 0 | 3.6007e-06 | 3.6007e-06 | 0 | 3.6007e-06 | 3.6007e-06 | 0 | 3.6007e-06 | 3.6007e-06 | 0 | 0 | Column30: 0 | [29 empty] | 7.3.2.1.3 Advanced weather monitoring and weather stations Weather StationsWLDFRElectric Reliability | WLDFR | HFTD - Transmission - Zone 1 - 60/70 kV | Red Flag Warning - Small Fires | 2028 | Electric Reliability | 0.039055 | 1.8 | 2028 | Mitigation | 0.011149 | 10 | 0 | esc | 0.011149 | 0.00043542 | 0.011149 | 0.00043542 | 0.011149 | 0.00043542 | 0.011149 | 0.00043542
[79 empty] | WLDFR | HFTD - Transmission - Tier 3 - 115 kV or Lower | Non-Red Flag Warning - Destructive Fires | 2023 | 0 | 0 | 0 | 0 | 9129.7461 | 233.2301 | 8896.516 | 0 | 2.6002 | 2.6002 | 2.6002 | 2.6002 | 1.4533e-06 |  | 0 | 3.7789e-06 | 3.7789e-06 | 0 | 3.7789e-06 | 3.7789e-06 | 0 | 3.7789e-06 | 3.7789e-06 | 0 | 3.7789e-06 | Column30: 3.7789e-06 | [29 empty] | 7.3.2.1.3 Advanced weather monitoring and weather stations Weather StationsWLDFRElectric Reliability | WLDFR | HFTD - Transmission - Zone 1 - 60/70 kV | Red Flag Warning - Small Fires | 2029 | Electric Reliability | 0.039055 | 1.8 | 2029 | Mitigation | 0.011149 | 10 | 0 | esc | 0.011149 | 0.00043542 | 0.011149 | 0.00043542 | 0.011149 | 0.00043542 | 0.011149 | 0.00043542
[79 empty] | WLDFR | HFTD - Transmission - Tier 3 - 115 kV or Lower | Non-Red Flag Warning - Destructive Fires | 2024 | 0 | 0 | 0 | 0 | 9129.7461 | 233.2301 | 8896.516 | 0 | 2.6002 | 2.6002 | 2.6002 | 2.6002 | 1.4533e-06 |  | 0 | 3.7789e-06 | 3.7789e-06 | 0 | 3.7789e-06 | 3.7789e-06 | 0 | 3.7789e-06 | 3.7789e-06 | 0 | 3.7789e-06 | Column30: 3.7789e-06 | [29 empty] | 7.3.2.1.3 Advanced weather monitoring and weather stations Weather StationsWLDFRElectric Reliability | WLDFR | HFTD - Transmission - Zone 1 - 60/70 kV | Red Flag Warning - Small Fires | 2030 | Electric Reliability | 0.039055 | 1.8 | 2030 | Mitigation | 0.011149 | 10 | 0 | esc | 0 | 0 | 0.011149 | 0.00043542 | 0.011149 | 0.00043542 | 0.011149 | 0.00043542
[79 empty] | WLDFR | HFTD - Transmission - Tier 3 - 115 kV or Lower | Non-Red Flag Warning - Destructive Fires | 2025 | 0 | 0 | 0 | 0 | 9129.7461 | 233.2301 | 8896.516 | 0 | 2.6002 | 2.6002 | 2.6002 | 2.6002 | 1.4533e-06 |  | 0 | 3.7789e-06 | 3.7789e-06 | 0 | 3.7789e-06 | 3.7789e-06 | 0 | 3.7789e-06 | 3.7789e-06 | 0 | 3.7789e-06 | Column30: 3.7789e-06 | [29 empty] | 7.3.2.1.3 Advanced weather monitoring and weather stations Weather StationsWLDFRElectric Reliability | WLDFR | HFTD - Transmission - Zone 1 - 60/70 kV | Red Flag Warning - Small Fires | 2031 | Electric Reliability | 0.039055 | 1.8 | 2031 | Mitigation | 0.011149 | 10 | 0 | esc | 0 | 0 | 0 | 0 | 0.011149 | 0.00043542 | 0.011149 | 0.00043542
[79 empty] | WLDFR | HFTD - Transmission - Tier 3 - 115 kV or Lower | Non-Red Flag Warning - Destructive Fires | 2026 | 0 | 0 | 0 | 0 | 9129.7461 | 233.2301 | 8896.516 | 0 | 2.6002 | 2.6002 | 2.6002 | 2.6002 | 1.4533e-06 |  | 0 | 3.7789e-06 | 3.7789e-06 | 0 | 3.7789e-06 | 3.7789e-06 | 0 | 3.7789e-06 | 3.7789e-06 | 0 | 3.7789e-06 | Column30: 3.7789e-06 | [29 empty] | 7.3.2.1.3 Advanced weather monitoring and weather stations Weather StationsWLDFRElectric Reliability | WLDFR | HFTD - Transmission - Zone 1 - 60/70 kV | Red Flag Warning - Small Fires | 2032 | Electric Reliability | 0.039055 | 1.8 | 2032 | Mitigation | 0.011149 | 10 | 0 | esc | 0 | 0 | 0 | 0 | 0 | 0 | 0.011149 | 0.00043542
[79 empty] | WLDFR | HFTD - Transmission - Tier 3 - 115 kV or Lower | Non-Red Flag Warning - Destructive Fires | 2027 | 0 | 0 | 0 | 0 | 9129.7461 | 233.2301 | 8896.516 | 0 | 2.6002 | 2.6002 | 2.6002 | 2.6002 | 1.4533e-06 |  | 0 | 3.7789e-06 | 3.7789e-06 | 0 | 3.7789e-06 | 3.7789e-06 | 0 | 3.7789e-06 | 3.7789e-06 | 0 | 3.7789e-06 | Column30: 3.7789e-06 | [29 empty] | 7.3.2.1.3 Advanced weather monitoring and weather stations Weather StationsWLDFRElectric Reliability | WLDFR | HFTD - Distribution - Tier 2 - 1QU CoRE ¦ 1QU LoRE | Non-Red Flag Warning - Catastrophic Fires | 2020 | Electric Reliability | 222.2294 | 170.7528 | 2020 | Mitigation | 0.011149 | 10 | 0 | esc | 0.011149 | 2.4776 | 0 | 0 | 0 | 0 | 0 | 0
[79 empty] | WLDFR | HFTD - Transmission - Tier 3 - 115 kV or Lower | Non-Red Flag Warning - Destructive Fires | 2028 | 0 | 0 | 0 | 0 | 9534.9221 | 247.273 | 9287.6491 | 0 | 2.7568 | 2.7568 | 2.7568 | 2.7568 | 1.4533e-06 |  | 0 | 4.0065e-06 | 4.0065e-06 | 0 | 4.0065e-06 | 4.0065e-06 | 0 | 4.0065e-06 | 4.0065e-06 | 0 | 4.0065e-06 | Column30: 4.0065e-06 | [29 empty] | 7.3.2.1.3 Advanced weather monitoring and weather stations Weather StationsWLDFRElectric Reliability | WLDFR | HFTD - Distribution - Tier 2 - 1QU CoRE ¦ 1QU LoRE | Non-Red Flag Warning - Destructive Fires | 2020 | Electric Reliability | 222.2294 | 170.7528 | 2020 | Mitigation | 0.011149 | 10 | 0 | esc | 0.011149 | 2.4776 | 0 | 0 | 0 | 0 | 0 | 0
[79 empty] | WLDFR | HFTD - Transmission - Tier 3 - 115 kV or Lower | Non-Red Flag Warning - Destructive Fires | 2029 | 0 | 0 | 0 | 0 | 9534.9221 | 247.273 | 9287.6491 | 0 | 2.7568 | 2.7568 | 2.7568 | 2.7568 | 1.4533e-06 |  | 0 | 4.0065e-06 | 4.0065e-06 | 0 | 4.0065e-06 | 4.0065e-06 | 0 | 4.0065e-06 | 4.0065e-06 | 0 | 4.0065e-06 | Column30: 4.0065e-06 | [29 empty] | 7.3.2.1.3 Advanced weather monitoring and weather stations Weather StationsWLDFRElectric Reliability | WLDFR | HFTD - Distribution - Tier 2 - 1QU CoRE ¦ 1QU LoRE | Non-Red Flag Warning - Large Fires | 2020 | Electric Reliability | 0.69642 | 170.7528 | 2020 | Mitigation | 0.011149 | 10 | 0 | esc | 0.011149 | 0.0077642 | 0 | 0 | 0 | 0 | 0 | 0
[79 empty] | WLDFR | HFTD - Transmission - Tier 3 - 115 kV or Lower | Non-Red Flag Warning - Destructive Fires | 2030 | 0 | 0 | 0 | 0 | 9534.9221 | 247.273 | 9287.6491 | 0 | 0 | 2.7568 | 2.7568 | 2.7568 | 1.4533e-06 |  | 0 | 0 | 0 | 0 | 4.0065e-06 | 4.0065e-06 | 0 | 4.0065e-06 | 4.0065e-06 | 0 | 4.0065e-06 | Column30: 4.0065e-06 | [29 empty] | 7.3.2.1.3 Advanced weather monitoring and weather stations Weather StationsWLDFRElectric Reliability | WLDFR | HFTD - Distribution - Tier 2 - 1QU CoRE ¦ 1QU LoRE | Non-Red Flag Warning - Small Fires | 2020 | Electric Reliability | 0.036425 | 170.7528 | 2020 | Mitigation | 0.011149 | 10 | 0 | esc | 0.011149 | 0.0004061 | 0 | 0 | 0 | 0 | 0 | 0
[79 empty] | WLDFR | HFTD - Transmission - Tier 3 - 115 kV or Lower | Non-Red Flag Warning - Destructive Fires | 2031 | 0 | 0 | 0 | 0 | 9534.9221 | 247.273 | 9287.6491 | 0 | 0 | 0 | 2.7568 | 2.7568 | 1.4533e-06 |  | 0 | 0 | 0 | 0 | 0 | 0 | 0 | 4.0065e-06 | 4.0065e-06 | 0 | 4.0065e-06 | Column30: 4.0065e-06 | [29 empty] | 7.3.2.1.3 Advanced weather monitoring and weather stations Weather StationsWLDFRElectric Reliability | WLDFR | HFTD - Distribution - Tier 2 - 1QU CoRE ¦ 1QU LoRE | Red Flag Warning - Catastrophic Fires | 2020 | Electric Reliability | 222.2294 | 170.7528 | 2020 | Mitigation | 0.011149 | 10 | 0 | esc | 0.011149 | 2.4776 | 0 | 0 | 0 | 0 | 0 | 0
[79 empty] | WLDFR | HFTD - Transmission - Tier 3 - 115 kV or Lower | Non-Red Flag Warning - Destructive Fires | 2032 | 0 | 0 | 0 | 0 | 9534.9221 | 247.273 | 9287.6491 | 0 | 0 | 0 | 0 | 2.7568 | 1.4533e-06 |  | 0 | 0 | 0 | 0 | 0 | 0 | 0 | 0 | 0 | 0 | 4.0065e-06 | Column30: 4.0065e-06 | [29 empty] | 7.3.2.1.3 Advanced weather monitoring and weather stations Weather StationsWLDFRElectric Reliability | WLDFR | HFTD - Distribution - Tier 2 - 1QU CoRE ¦ 1QU LoRE | Red Flag Warning - Destructive Fires | 2020 | Electric Reliability | 222.2294 | 170.7528 | 2020 | Mitigation | 0.011149 | 10 | 0 | esc | 0.011149 | 2.4776 | 0 | 0 | 0 | 0 | 0 | 0
[79 empty] | WLDFR | HFTD - Transmission - Tier 3 - 115 kV or Lower | Non-Red Flag Warning - Large Fires | 2020 | 0 | 0 | 0 | 0 | 5.2406 | 0.69642 | 2.942 | 1.6022 | 0.0077642 | 0 | 0 | 0 | 1.308e-05 |  | 0 | 1.0155e-07 | 1.0155e-07 | 0 | 0 | 0 | 0 | 0 | 0 | 0 | 0 | Column30: 0 | [29 empty] | 7.3.2.1.3 Advanced weather monitoring and weather stations Weather StationsWLDFRElectric Reliability | WLDFR | HFTD - Distribution - Tier 2 - 1QU CoRE ¦ 1QU LoRE | Red Flag Warning - Large Fires | 2020 | Electric Reliability | 0.69642 | 170.7528 | 2020 | Mitigation | 0.011149 | 10 | 0 | esc | 0.011149 | 0.0077642 | 0 | 0 | 0 | 0 | 0 | 0
[79 empty] | WLDFR | HFTD - Transmission - Tier 3 - 115 kV or Lower | Non-Red Flag Warning - Large Fires | 2021 | 0 | 0 | 0 | 0 | 5.2406 | 0.69642 | 2.942 | 1.6022 | 0.0077642 | 0.0077642 | 0 | 0 | 1.308e-05 |  | 0 | 1.0155e-07 | 1.0155e-07 | 0 | 1.0155e-07 | 1.0155e-07 | 0 | 0 | 0 | 0 | 0 | Column30: 0 | [29 empty] | 7.3.2.1.3 Advanced weather monitoring and weather stations Weather StationsWLDFRElectric Reliability | WLDFR | HFTD - Distribution - Tier 2 - 1QU CoRE ¦ 1QU LoRE | Red Flag Warning - Small Fires | 2020 | Electric Reliability | 0.036425 | 170.7528 | 2020 | Mitigation | 0.011149 | 10 | 0 | esc | 0.011149 | 0.0004061 | 0 | 0 | 0 | 0 | 0 | 0
[79 empty] | WLDFR | HFTD - Transmission - Tier 3 - 115 kV or Lower | Non-Red Flag Warning - Large Fires | 2022 | 0 | 0 | 0 | 0 | 5.2406 | 0.69642 | 2.942 | 1.6022 | 0.0077642 | 0.0077642 | 0.0077642 | 0 | 1.308e-05 |  | 0 | 1.0155e-07 | 1.0155e-07 | 0 | 1.0155e-07 | 1.0155e-07 | 0 | 1.0155e-07 | 1.0155e-07 | 0 | 0 | Column30: 0 | [29 empty] | 7.3.2.1.3 Advanced weather monitoring and weather stations Weather StationsWLDFRElectric Reliability | WLDFR | HFTD - Distribution - Tier 2 - 1QU CoRE ¦ 1QU LoRE | Seismic - Non-Red Flag Warning - Catastrophic Fires | 2020 | Electric Reliability | 409.2237 | 170.7528 | 2020 | Mitigation | 0.011149 | 10 | 0 | esc | 0.011149 | 4.5624 | 0 | 0 | 0 | 0 | 0 | 0
[79 empty] | WLDFR | HFTD - Transmission - Tier 3 - 115 kV or Lower | Non-Red Flag Warning - Large Fires | 2023 | 0 | 0 | 0 | 0 | 5.475 | 0.71896 | 3.0715 | 1.6846 | 0.0080156 | 0.0080156 | 0.0080156 | 0.0080156 | 1.308e-05 |  | 0 | 1.0484e-07 | 1.0484e-07 | 0 | 1.0484e-07 | 1.0484e-07 | 0 | 1.0484e-07 | 1.0484e-07 | 0 | 1.0484e-07 | Column30: 1.0484e-07 | [29 empty] | 7.3.2.1.3 Advanced weather monitoring and weather stations Weather StationsWLDFRElectric Reliability | WLDFR | HFTD - Distribution - Tier 2 - 1QU CoRE ¦ 1QU LoRE | Seismic - Red Flag Warning - Catastrophic Fires | 2020 | Electric Reliability | 409.2237 | 170.7528 | 2020 | Mitigation | 0.011149 | 10 | 0 | esc | 0.011149 | 4.5624 | 0 | 0 | 0 | 0 | 0 | 0
[79 empty] | WLDFR | HFTD - Transmission - Tier 3 - 115 kV or Lower | Non-Red Flag Warning - Large Fires | 2024 | 0 | 0 | 0 | 0 | 5.475 | 0.71896 | 3.0715 | 1.6846 | 0.0080156 | 0.0080156 | 0.0080156 | 0.0080156 | 1.308e-05 |  | 0 | 1.0484e-07 | 1.0484e-07 | 0 | 1.0484e-07 | 1.0484e-07 | 0 | 1.0484e-07 | 1.0484e-07 | 0 | 1.0484e-07 | Column30: 1.0484e-07 | [29 empty] | 7.3.2.1.3 Advanced weather monitoring and weather stations Weather StationsWLDFRElectric Reliability | WLDFR | HFTD - Distribution - Tier 2 - 1QU CoRE ¦ 2QU LoRE | Non-Red Flag Warning - Catastrophic Fires | 2020 | Electric Reliability | 222.2294 | 306.602 | 2020 | Mitigation | 0.011149 | 10 | 0 | esc | 0.011149 | 2.4776 | 0 | 0 | 0 | 0 | 0 | 0
[79 empty] | WLDFR | HFTD - Transmission - Tier 3 - 115 kV or Lower | Non-Red Flag Warning - Large Fires | 2025 | 0 | 0 | 0 | 0 | 5.475 | 0.71896 | 3.0715 | 1.6846 | 0.0080156 | 0.0080156 | 0.0080156 | 0.0080156 | 1.308e-05 |  | 0 | 1.0484e-07 | 1.0484e-07 | 0 | 1.0484e-07 | 1.0484e-07 | 0 | 1.0484e-07 | 1.0484e-07 | 0 | 1.0484e-07 | Column30: 1.0484e-07 | [29 empty] | 7.3.2.1.3 Advanced weather monitoring and weather stations Weather StationsWLDFRElectric Reliability | WLDFR | HFTD - Distribution - Tier 2 - 1QU CoRE ¦ 2QU LoRE | Non-Red Flag Warning - Destructive Fires | 2020 | Electric Reliability | 222.2294 | 306.602 | 2020 | Mitigation | 0.011149 | 10 | 0 | esc | 0.011149 | 2.4776 | 0 | 0 | 0 | 0 | 0 | 0
[79 empty] | WLDFR | HFTD - Transmission - Tier 3 - 115 kV or Lower | Non-Red Flag Warning - Large Fires | 2026 | 0 | 0 | 0 | 0 | 5.475 | 0.71896 | 3.0715 | 1.6846 | 0.0080156 | 0.0080156 | 0.0080156 | 0.0080156 | 1.308e-05 |  | 0 | 1.0484e-07 | 1.0484e-07 | 0 | 1.0484e-07 | 1.0484e-07 | 0 | 1.0484e-07 | 1.0484e-07 | 0 | 1.0484e-07 | Column30: 1.0484e-07 | [29 empty] | 7.3.2.1.3 Advanced weather monitoring and weather stations Weather StationsWLDFRElectric Reliability | WLDFR | HFTD - Distribution - Tier 2 - 1QU CoRE ¦ 2QU LoRE | Non-Red Flag Warning - Large Fires | 2020 | Electric Reliability | 0.69642 | 306.602 | 2020 | Mitigation | 0.011149 | 10 | 0 | esc | 0.011149 | 0.0077642 | 0 | 0 | 0 | 0 | 0 | 0
[79 empty] | WLDFR | HFTD - Transmission - Tier 3 - 115 kV or Lower | Non-Red Flag Warning - Large Fires | 2027 | 0 | 0 | 0 | 0 | 5.475 | 0.71896 | 3.0715 | 1.6846 | 0.0080156 | 0.0080156 | 0.0080156 | 0.0080156 | 1.308e-05 |  | 0 | 1.0484e-07 | 1.0484e-07 | 0 | 1.0484e-07 | 1.0484e-07 | 0 | 1.0484e-07 | 1.0484e-07 | 0 | 1.0484e-07 | Column30: 1.0484e-07 | [29 empty] | 7.3.2.1.3 Advanced weather monitoring and weather stations Weather StationsWLDFRElectric Reliability | WLDFR | HFTD - Distribution - Tier 2 - 1QU CoRE ¦ 2QU LoRE | Non-Red Flag Warning - Small Fires | 2020 | Electric Reliability | 0.036425 | 306.602 | 2020 | Mitigation | 0.011149 | 10 | 0 | esc | 0.011149 | 0.0004061 | 0 | 0 | 0 | 0 | 0 | 0
[79 empty] | WLDFR | HFTD - Transmission - Tier 3 - 115 kV or Lower | Non-Red Flag Warning - Large Fires | 2028 | 0 | 0 | 0 | 0 | 5.777 | 0.74734 | 3.238 | 1.7917 | 0.0083319 | 0.0083319 | 0.0083319 | 0.0083319 | 1.308e-05 |  | 0 | 1.0898e-07 | 1.0898e-07 | 0 | 1.0898e-07 | 1.0898e-07 | 0 | 1.0898e-07 | 1.0898e-07 | 0 | 1.0898e-07 | Column30: 1.0898e-07 | [29 empty] | 7.3.2.1.3 Advanced weather monitoring and weather stations Weather StationsWLDFRElectric Reliability | WLDFR | HFTD - Distribution - Tier 2 - 1QU CoRE ¦ 2QU LoRE | Red Flag Warning - Catastrophic Fires | 2020 | Electric Reliability | 222.2294 | 306.602 | 2020 | Mitigation | 0.011149 | 10 | 0 | esc | 0.011149 | 2.4776 | 0 | 0 | 0 | 0 | 0 | 0
[79 empty] | WLDFR | HFTD - Transmission - Tier 3 - 115 kV or Lower | Non-Red Flag Warning - Large Fires | 2029 | 0 | 0 | 0 | 0 | 5.777 | 0.74734 | 3.238 | 1.7917 | 0.0083319 | 0.0083319 | 0.0083319 | 0.0083319 | 1.308e-05 |  | 0 | 1.0898e-07 | 1.0898e-07 | 0 | 1.0898e-07 | 1.0898e-07 | 0 | 1.0898e-07 | 1.0898e-07 | 0 | 1.0898e-07 | Column30: 1.0898e-07 | [29 empty] | 7.3.2.1.3 Advanced weather monitoring and weather stations Weather StationsWLDFRElectric Reliability | WLDFR | HFTD - Distribution - Tier 2 - 1QU CoRE ¦ 2QU LoRE | Red Flag Warning - Destructive Fires | 2020 | Electric Reliability | 222.2294 | 306.602 | 2020 | Mitigation | 0.011149 | 10 | 0 | esc | 0.011149 | 2.4776 | 0 | 0 | 0 | 0 | 0 | 0
[79 empty] | WLDFR | HFTD - Transmission - Tier 3 - 115 kV or Lower | Non-Red Flag Warning - Large Fires | 2030 | 0 | 0 | 0 | 0 | 5.777 | 0.74734 | 3.238 | 1.7917 | 0 | 0.0083319 | 0.0083319 | 0.0083319 | 1.308e-05 |  | 0 | 0 | 0 | 0 | 1.0898e-07 | 1.0898e-07 | 0 | 1.0898e-07 | 1.0898e-07 | 0 | 1.0898e-07 | Column30: 1.0898e-07 | [29 empty] | 7.3.2.1.3 Advanced weather monitoring and weather stations Weather StationsWLDFRElectric Reliability | WLDFR | HFTD - Distribution - Tier 2 - 1QU CoRE ¦ 2QU LoRE | Red Flag Warning - Large Fires | 2020 | Electric Reliability | 0.69642 | 306.602 | 2020 | Mitigation | 0.011149 | 10 | 0 | esc | 0.011149 | 0.0077642 | 0 | 0 | 0 | 0 | 0 | 0
[79 empty] | WLDFR | HFTD - Transmission - Tier 3 - 115 kV or Lower | Non-Red Flag Warning - Large Fires | 2031 | 0 | 0 | 0 | 0 | 5.777 | 0.74734 | 3.238 | 1.7917 | 0 | 0 | 0.0083319 | 0.0083319 | 1.308e-05 |  | 0 | 0 | 0 | 0 | 0 | 0 | 0 | 1.0898e-07 | 1.0898e-07 | 0 | 1.0898e-07 | Column30: 1.0898e-07 | [29 empty] | 7.3.2.1.3 Advanced weather monitoring and weather stations Weather StationsWLDFRElectric Reliability | WLDFR | HFTD - Distribution - Tier 2 - 1QU CoRE ¦ 2QU LoRE | Red Flag Warning - Small Fires | 2020 | Electric Reliability | 0.036425 | 306.602 | 2020 | Mitigation | 0.011149 | 10 | 0 | esc | 0.011149 | 0.0004061 | 0 | 0 | 0 | 0 | 0 | 0
[79 empty] | WLDFR | HFTD - Transmission - Tier 3 - 115 kV or Lower | Non-Red Flag Warning - Large Fires | 2032 | 0 | 0 | 0 | 0 | 5.777 | 0.74734 | 3.238 | 1.7917 | 0 | 0 | 0 | 0.0083319 | 1.308e-05 |  | 0 | 0 | 0 | 0 | 0 | 0 | 0 | 0 | 0 | 0 | 1.0898e-07 | Column30: 1.0898e-07 | [29 empty] | 7.3.2.1.3 Advanced weather monitoring and weather stations Weather StationsWLDFRElectric Reliability | WLDFR | HFTD - Distribution - Tier 2 - 1QU CoRE ¦ 2QU LoRE | Seismic - Non-Red Flag Warning - Catastrophic Fires | 2020 | Electric Reliability | 409.2237 | 306.602 | 2020 | Mitigation | 0.011149 | 10 | 0 | esc | 0.011149 | 4.5624 | 0 | 0 | 0 | 0 | 0 | 0
[79 empty] | WLDFR | HFTD - Transmission - Tier 3 - 115 kV or Lower | Non-Red Flag Warning - Small Fires | 2020 | 0 | 0 | 0 | 0 | 0.077901 | 0.036425 | 0.0015809 | 0.039895 | 0.0004061 | 0 | 0 | 0 | 0.0022461 |  | 0 | 9.1212e-07 | 9.1212e-07 | 0 | 0 | 0 | 0 | 0 | 0 | 0 | 0 | Column30: 0 | [29 empty] | 7.3.2.1.3 Advanced weather monitoring and weather stations Weather StationsWLDFRElectric Reliability | WLDFR | HFTD - Distribution - Tier 2 - 1QU CoRE ¦ 2QU LoRE | Seismic - Red Flag Warning - Catastrophic Fires | 2020 | Electric Reliability | 409.2237 | 306.602 | 2020 | Mitigation | 0.011149 | 10 | 0 | esc | 0.011149 | 4.5624 | 0 | 0 | 0 | 0 | 0 | 0
[79 empty] | WLDFR | HFTD - Transmission - Tier 3 - 115 kV or Lower | Non-Red Flag Warning - Small Fires | 2021 | 0 | 0 | 0 | 0 | 0.077901 | 0.036425 | 0.0015809 | 0.039895 | 0.0004061 | 0.0004061 | 0 | 0 | 0.0022461 |  | 0 | 9.1212e-07 | 9.1212e-07 | 0 | 9.1212e-07 | 9.1212e-07 | 0 | 0 | 0 | 0 | 0 | Column30: 0 | [29 empty] | 7.3.2.1.3 Advanced weather monitoring and weather stations Weather StationsWLDFRElectric Reliability | WLDFR | HFTD - Distribution - Tier 2 - 1QU CoRE ¦ 3QU LoRE | Non-Red Flag Warning - Catastrophic Fires | 2020 | Electric Reliability | 222.2294 | 1086.8999 | 2020 | Mitigation | 0.011149 | 10 | 0 | esc | 0.011149 | 2.4776 | 0 | 0 | 0 | 0 | 0 | 0
[79 empty] | WLDFR | HFTD - Transmission - Tier 3 - 115 kV or Lower | Non-Red Flag Warning - Small Fires | 2022 | 0 | 0 | 0 | 0 | 0.077901 | 0.036425 | 0.0015809 | 0.039895 | 0.0004061 | 0.0004061 | 0.0004061 | 0 | 0.0022461 |  | 0 | 9.1212e-07 | 9.1212e-07 | 0 | 9.1212e-07 | 9.1212e-07 | 0 | 9.1212e-07 | 9.1212e-07 | 0 | 0 | Column30: 0 | [29 empty] | 7.3.2.1.3 Advanced weather monitoring and weather stations Weather StationsWLDFRElectric Reliability | WLDFR | HFTD - Distribution - Tier 2 - 1QU CoRE ¦ 3QU LoRE | Non-Red Flag Warning - Destructive Fires | 2020 | Electric Reliability | 222.2294 | 1086.8999 | 2020 | Mitigation | 0.011149 | 10 | 0 | esc | 0.011149 | 2.4776 | 0 | 0 | 0 | 0 | 0 | 0
[79 empty] | WLDFR | HFTD - Transmission - Tier 3 - 115 kV or Lower | Non-Red Flag Warning - Small Fires | 2023 | 0 | 0 | 0 | 0 | 0.080408 | 0.03759 | 0.0016314 | 0.041187 | 0.00041909 | 0.00041909 | 0.00041909 | 0.00041909 | 0.0022461 |  | 0 | 9.413e-07 | 9.413e-07 | 0 | 9.413e-07 | 9.413e-07 | 0 | 9.413e-07 | 9.413e-07 | 0 | 9.413e-07 | Column30: 9.413e-07 | [29 empty] | 7.3.2.1.3 Advanced weather monitoring and weather stations Weather StationsWLDFRElectric Reliability | WLDFR | HFTD - Distribution - Tier 2 - 1QU CoRE ¦ 3QU LoRE | Non-Red Flag Warning - Large Fires | 2020 | Electric Reliability | 0.69642 | 1086.8999 | 2020 | Mitigation | 0.011149 | 10 | 0 | esc | 0.011149 | 0.0077642 | 0 | 0 | 0 | 0 | 0 | 0
[79 empty] | WLDFR | HFTD - Transmission - Tier 3 - 115 kV or Lower | Non-Red Flag Warning - Small Fires | 2024 | 0 | 0 | 0 | 0 | 0.080408 | 0.03759 | 0.0016314 | 0.041187 | 0.00041909 | 0.00041909 | 0.00041909 | 0.00041909 | 0.0022461 |  | 0 | 9.413e-07 | 9.413e-07 | 0 | 9.413e-07 | 9.413e-07 | 0 | 9.413e-07 | 9.413e-07 | 0 | 9.413e-07 | Column30: 9.413e-07 | [29 empty] | 7.3.2.1.3 Advanced weather monitoring and weather stations Weather StationsWLDFRElectric Reliability | WLDFR | HFTD - Distribution - Tier 2 - 1QU CoRE ¦ 3QU LoRE | Non-Red Flag Warning - Small Fires | 2020 | Electric Reliability | 0.036425 | 1086.8999 | 2020 | Mitigation | 0.011149 | 10 | 0 | esc | 0.011149 | 0.0004061 | 0 | 0 | 0 | 0 | 0 | 0
[79 empty] | WLDFR | HFTD - Transmission - Tier 3 - 115 kV or Lower | Non-Red Flag Warning - Small Fires | 2025 | 0 | 0 | 0 | 0 | 0.080408 | 0.03759 | 0.0016314 | 0.041187 | 0.00041909 | 0.00041909 | 0.00041909 | 0.00041909 | 0.0022461 |  | 0 | 9.413e-07 | 9.413e-07 | 0 | 9.413e-07 | 9.413e-07 | 0 | 9.413e-07 | 9.413e-07 | 0 | 9.413e-07 | Column30: 9.413e-07 | [29 empty] | 7.3.2.1.3 Advanced weather monitoring and weather stations Weather StationsWLDFRElectric Reliability | WLDFR | HFTD - Distribution - Tier 2 - 1QU CoRE ¦ 3QU LoRE | Red Flag Warning - Catastrophic Fires | 2020 | Electric Reliability | 222.2294 | 1086.8999 | 2020 | Mitigation | 0.011149 | 10 | 0 | esc | 0.011149 | 2.4776 | 0 | 0 | 0 | 0 | 0 | 0
[79 empty] | WLDFR | HFTD - Transmission - Tier 3 - 115 kV or Lower | Non-Red Flag Warning - Small Fires | 2026 | 0 | 0 | 0 | 0 | 0.080408 | 0.03759 | 0.0016314 | 0.041187 | 0.00041909 | 0.00041909 | 0.00041909 | 0.00041909 | 0.0022461 |  | 0 | 9.413e-07 | 9.413e-07 | 0 | 9.413e-07 | 9.413e-07 | 0 | 9.413e-07 | 9.413e-07 | 0 | 9.413e-07 | Column30: 9.413e-07 | [29 empty] | 7.3.2.1.3 Advanced weather monitoring and weather stations Weather StationsWLDFRElectric Reliability | WLDFR | HFTD - Distribution - Tier 2 - 1QU CoRE ¦ 3QU LoRE | Red Flag Warning - Destructive Fires | 2020 | Electric Reliability | 222.2294 | 1086.8999 | 2020 | Mitigation | 0.011149 | 10 | 0 | esc | 0.011149 | 2.4776 | 0 | 0 | 0 | 0 | 0 | 0
[79 empty] | WLDFR | HFTD - Transmission - Tier 3 - 115 kV or Lower | Non-Red Flag Warning - Small Fires | 2027 | 0 | 0 | 0 | 0 | 0.080408 | 0.03759 | 0.0016314 | 0.041187 | 0.00041909 | 0.00041909 | 0.00041909 | 0.00041909 | 0.0022461 |  | 0 | 9.413e-07 | 9.413e-07 | 0 | 9.413e-07 | 9.413e-07 | 0 | 9.413e-07 | 9.413e-07 | 0 | 9.413e-07 | Column30: 9.413e-07 | [29 empty] | 7.3.2.1.3 Advanced weather monitoring and weather stations Weather StationsWLDFRElectric Reliability | WLDFR | HFTD - Distribution - Tier 2 - 1QU CoRE ¦ 3QU LoRE | Red Flag Warning - Large Fires | 2020 | Electric Reliability | 0.69642 | 1086.8999 | 2020 | Mitigation | 0.011149 | 10 | 0 | esc | 0.011149 | 0.0077642 | 0 | 0 | 0 | 0 | 0 | 0
[79 empty] | WLDFR | HFTD - Transmission - Tier 3 - 115 kV or Lower | Non-Red Flag Warning - Small Fires | 2028 | 0 | 0 | 0 | 0 | 0.083606 | 0.039055 | 0.001695 | 0.042856 | 0.00043542 | 0.00043542 | 0.00043542 | 0.00043542 | 0.0022461 |  | 0 | 9.7798e-07 | 9.7798e-07 | 0 | 9.7798e-07 | 9.7798e-07 | 0 | 9.7798e-07 | 9.7798e-07 | 0 | 9.7798e-07 | Column30: 9.7798e-07 | [29 empty] | 7.3.2.1.3 Advanced weather monitoring and weather stations Weather StationsWLDFRElectric Reliability | WLDFR | HFTD - Distribution - Tier 2 - 1QU CoRE ¦ 3QU LoRE | Red Flag Warning - Small Fires | 2020 | Electric Reliability | 0.036425 | 1086.8999 | 2020 | Mitigation | 0.011149 | 10 | 0 | esc | 0.011149 | 0.0004061 | 0 | 0 | 0 | 0 | 0 | 0
[79 empty] | WLDFR | HFTD - Transmission - Tier 3 - 115 kV or Lower | Non-Red Flag Warning - Small Fires | 2029 | 0 | 0 | 0 | 0 | 0.083606 | 0.039055 | 0.001695 | 0.042856 | 0.00043542 | 0.00043542 | 0.00043542 | 0.00043542 | 0.0022461 |  | 0 | 9.7798e-07 | 9.7798e-07 | 0 | 9.7798e-07 | 9.7798e-07 | 0 | 9.7798e-07 | 9.7798e-07 | 0 | 9.7798e-07 | Column30: 9.7798e-07 | [29 empty] | 7.3.2.1.3 Advanced weather monitoring and weather stations Weather StationsWLDFRElectric Reliability | WLDFR | HFTD - Distribution - Tier 2 - 1QU CoRE ¦ 3QU LoRE | Seismic - Non-Red Flag Warning - Catastrophic Fires | 2020 | Electric Reliability | 409.2237 | 1086.8999 | 2020 | Mitigation | 0.011149 | 10 | 0 | esc | 0.011149 | 4.5624 | 0 | 0 | 0 | 0 | 0 | 0
[79 empty] | WLDFR | HFTD - Transmission - Tier 3 - 115 kV or Lower | Non-Red Flag Warning - Small Fires | 2030 | 0 | 0 | 0 | 0 | 0.083606 | 0.039055 | 0.001695 | 0.042856 | 0 | 0.00043542 | 0.00043542 | 0.00043542 | 0.0022461 |  | 0 | 0 | 0 | 0 | 9.7798e-07 | 9.7798e-07 | 0 | 9.7798e-07 | 9.7798e-07 | 0 | 9.7798e-07 | Column30: 9.7798e-07 | [29 empty] | 7.3.2.1.3 Advanced weather monitoring and weather stations Weather StationsWLDFRElectric Reliability | WLDFR | HFTD - Distribution - Tier 2 - 1QU CoRE ¦ 3QU LoRE | Seismic - Red Flag Warning - Catastrophic Fires | 2020 | Electric Reliability | 409.2237 | 1086.8999 | 2020 | Mitigation | 0.011149 | 10 | 0 | esc | 0.011149 | 4.5624 | 0 | 0 | 0 | 0 | 0 | 0
[79 empty] | WLDFR | HFTD - Transmission - Tier 3 - 115 kV or Lower | Non-Red Flag Warning - Small Fires | 2031 | 0 | 0 | 0 | 0 | 0.083606 | 0.039055 | 0.001695 | 0.042856 | 0 | 0 | 0.00043542 | 0.00043542 | 0.0022461 |  | 0 | 0 | 0 | 0 | 0 | 0 | 0 | 9.7798e-07 | 9.7798e-07 | 0 | 9.7798e-07 | Column30: 9.7798e-07 | [29 empty] | 7.3.2.1.3 Advanced weather monitoring and weather stations Weather StationsWLDFRElectric Reliability | WLDFR | HFTD - Distribution - Tier 2 - 1QU CoRE ¦ 4QU LoRE | Non-Red Flag Warning - Catastrophic Fires | 2020 | Electric Reliability | 222.2294 | 1434.2134 | 2020 | Mitigation | 0.011149 | 10 | 0 | esc | 0.011149 | 2.4776 | 0 | 0 | 0 | 0 | 0 | 0
[79 empty] | WLDFR | HFTD - Transmission - Tier 3 - 115 kV or Lower | Non-Red Flag Warning - Small Fires | 2032 | 0 | 0 | 0 | 0 | 0.083606 | 0.039055 | 0.001695 | 0.042856 | 0 | 0 | 0 | 0.00043542 | 0.0022461 |  | 0 | 0 | 0 | 0 | 0 | 0 | 0 | 0 | 0 | 0 | 9.7798e-07 | Column30: 9.7798e-07 | [29 empty] | 7.3.2.1.3 Advanced weather monitoring and weather stations Weather StationsWLDFRElectric Reliability | WLDFR | HFTD - Distribution - Tier 2 - 1QU CoRE ¦ 4QU LoRE | Non-Red Flag Warning - Destructive Fires | 2020 | Electric Reliability | 222.2294 | 1434.2134 | 2020 | Mitigation | 0.011149 | 10 | 0 | esc | 0.011149 | 2.4776 | 0 | 0 | 0 | 0 | 0 | 0
[79 empty] | WLDFR | HFTD - Transmission - Tier 3 - 115 kV or Lower | Red Flag Warning - Catastrophic Fires | 2020 | 0 | 0 | 0 | 0 | 14146.1306 | 222.2294 | 8585.7228 | 5338.1784 | 2.4776 | 0 | 0 | 0 | 1.1642e-05 |  | 0 | 2.8845e-05 | 2.8845e-05 | 0 | 0 | 0 | 0 | 0 | 0 | 0 | 0 | Column30: 0 | [29 empty] | 7.3.2.1.3 Advanced weather monitoring and weather stations Weather StationsWLDFRElectric Reliability | WLDFR | HFTD - Distribution - Tier 2 - 1QU CoRE ¦ 4QU LoRE | Non-Red Flag Warning - Large Fires | 2020 | Electric Reliability | 0.69642 | 1434.2134 | 2020 | Mitigation | 0.011149 | 10 | 0 | esc | 0.011149 | 0.0077642 | 0 | 0 | 0 | 0 | 0 | 0
[79 empty] | WLDFR | HFTD - Transmission - Tier 3 - 115 kV or Lower | Red Flag Warning - Catastrophic Fires | 2021 | 0 | 0 | 0 | 0 | 14146.1306 | 222.2294 | 8585.7228 | 5338.1784 | 2.4776 | 2.4776 | 0 | 0 | 1.1642e-05 |  | 0 | 2.8845e-05 | 2.8845e-05 | 0 | 2.8845e-05 | 2.8845e-05 | 0 | 0 | 0 | 0 | 0 | Column30: 0 | [29 empty] | 7.3.2.1.3 Advanced weather monitoring and weather stations Weather StationsWLDFRElectric Reliability | WLDFR | HFTD - Distribution - Tier 2 - 1QU CoRE ¦ 4QU LoRE | Non-Red Flag Warning - Small Fires | 2020 | Electric Reliability | 0.036425 | 1434.2134 | 2020 | Mitigation | 0.011149 | 10 | 0 | esc | 0.011149 | 0.0004061 | 0 | 0 | 0 | 0 | 0 | 0
[79 empty] | WLDFR | HFTD - Transmission - Tier 3 - 115 kV or Lower | Red Flag Warning - Catastrophic Fires | 2022 | 0 | 0 | 0 | 0 | 14146.1306 | 222.2294 | 8585.7228 | 5338.1784 | 2.4776 | 2.4776 | 2.4776 | 0 | 1.1642e-05 |  | 0 | 2.8845e-05 | 2.8845e-05 | 0 | 2.8845e-05 | 2.8845e-05 | 0 | 2.8845e-05 | 2.8845e-05 | 0 | 0 | Column30: 0 | [29 empty] | 7.3.2.1.3 Advanced weather monitoring and weather stations Weather StationsWLDFRElectric Reliability | WLDFR | HFTD - Distribution - Tier 2 - 1QU CoRE ¦ 4QU LoRE | Red Flag Warning - Catastrophic Fires | 2020 | Electric Reliability | 222.2294 | 1434.2134 | 2020 | Mitigation | 0.011149 | 10 | 0 | esc | 0.011149 | 2.4776 | 0 | 0 | 0 | 0 | 0 | 0
[79 empty] | WLDFR | HFTD - Transmission - Tier 3 - 115 kV or Lower | Red Flag Warning - Catastrophic Fires | 2023 | 0 | 0 | 0 | 0 | 14664.6376 | 233.2301 | 8896.516 | 5534.8915 | 2.6002 | 2.6002 | 2.6002 | 2.6002 | 1.1642e-05 |  | 0 | 3.0273e-05 | 3.0273e-05 | 0 | 3.0273e-05 | 3.0273e-05 | 0 | 3.0273e-05 | 3.0273e-05 | 0 | 3.0273e-05 | Column30: 3.0273e-05 | [29 empty] | 7.3.2.1.3 Advanced weather monitoring and weather stations Weather StationsWLDFRElectric Reliability | WLDFR | HFTD - Distribution - Tier 2 - 1QU CoRE ¦ 4QU LoRE | Red Flag Warning - Destructive Fires | 2020 | Electric Reliability | 222.2294 | 1434.2134 | 2020 | Mitigation | 0.011149 | 10 | 0 | esc | 0.011149 | 2.4776 | 0 | 0 | 0 | 0 | 0 | 0
[79 empty] | WLDFR | HFTD - Transmission - Tier 3 - 115 kV or Lower | Red Flag Warning - Catastrophic Fires | 2024 | 0 | 0 | 0 | 0 | 14664.6376 | 233.2301 | 8896.516 | 5534.8915 | 2.6002 | 2.6002 | 2.6002 | 2.6002 | 1.1642e-05 |  | 0 | 3.0273e-05 | 3.0273e-05 | 0 | 3.0273e-05 | 3.0273e-05 | 0 | 3.0273e-05 | 3.0273e-05 | 0 | 3.0273e-05 | Column30: 3.0273e-05 | [29 empty] | 7.3.2.1.3 Advanced weather monitoring and weather stations Weather StationsWLDFRElectric Reliability | WLDFR | HFTD - Distribution - Tier 2 - 1QU CoRE ¦ 4QU LoRE | Red Flag Warning - Large Fires | 2020 | Electric Reliability | 0.69642 | 1434.2134 | 2020 | Mitigation | 0.011149 | 10 | 0 | esc | 0.011149 | 0.0077642 | 0 | 0 | 0 | 0 | 0 | 0
[79 empty] | WLDFR | HFTD - Transmission - Tier 3 - 115 kV or Lower | Red Flag Warning - Catastrophic Fires | 2025 | 0 | 0 | 0 | 0 | 14664.6376 | 233.2301 | 8896.516 | 5534.8915 | 2.6002 | 2.6002 | 2.6002 | 2.6002 | 1.1642e-05 |  | 0 | 3.0273e-05 | 3.0273e-05 | 0 | 3.0273e-05 | 3.0273e-05 | 0 | 3.0273e-05 | 3.0273e-05 | 0 | 3.0273e-05 | Column30: 3.0273e-05 | [29 empty] | 7.3.2.1.3 Advanced weather monitoring and weather stations Weather StationsWLDFRElectric Reliability | WLDFR | HFTD - Distribution - Tier 2 - 1QU CoRE ¦ 4QU LoRE | Red Flag Warning - Small Fires | 2020 | Electric Reliability | 0.036425 | 1434.2134 | 2020 | Mitigation | 0.011149 | 10 | 0 | esc | 0.011149 | 0.0004061 | 0 | 0 | 0 | 0 | 0 | 0
[79 empty] | WLDFR | HFTD - Transmission - Tier 3 - 115 kV or Lower | Red Flag Warning - Catastrophic Fires | 2026 | 0 | 0 | 0 | 0 | 14664.6376 | 233.2301 | 8896.516 | 5534.8915 | 2.6002 | 2.6002 | 2.6002 | 2.6002 | 1.1642e-05 |  | 0 | 3.0273e-05 | 3.0273e-05 | 0 | 3.0273e-05 | 3.0273e-05 | 0 | 3.0273e-05 | 3.0273e-05 | 0 | 3.0273e-05 | Column30: 3.0273e-05 | [29 empty] | 7.3.2.1.3 Advanced weather monitoring and weather stations Weather StationsWLDFRElectric Reliability | WLDFR | HFTD - Distribution - Tier 2 - 1QU CoRE ¦ 4QU LoRE | Seismic - Non-Red Flag Warning - Catastrophic Fires | 2020 | Electric Reliability | 409.2237 | 1434.2134 | 2020 | Mitigation | 0.011149 | 10 | 0 | esc | 0.011149 | 4.5624 | 0 | 0 | 0 | 0 | 0 | 0
[79 empty] | WLDFR | HFTD - Transmission - Tier 3 - 115 kV or Lower | Red Flag Warning - Catastrophic Fires | 2027 | 0 | 0 | 0 | 0 | 14664.6376 | 233.2301 | 8896.516 | 5534.8915 | 2.6002 | 2.6002 | 2.6002 | 2.6002 | 1.1642e-05 |  | 0 | 3.0273e-05 | 3.0273e-05 | 0 | 3.0273e-05 | 3.0273e-05 | 0 | 3.0273e-05 | 3.0273e-05 | 0 | 3.0273e-05 | Column30: 3.0273e-05 | [29 empty] | 7.3.2.1.3 Advanced weather monitoring and weather stations Weather StationsWLDFRElectric Reliability | WLDFR | HFTD - Distribution - Tier 2 - 1QU CoRE ¦ 4QU LoRE | Seismic - Red Flag Warning - Catastrophic Fires | 2020 | Electric Reliability | 409.2237 | 1434.2134 | 2020 | Mitigation | 0.011149 | 10 | 0 | esc | 0.011149 | 4.5624 | 0 | 0 | 0 | 0 | 0 | 0
[79 empty] | WLDFR | HFTD - Transmission - Tier 3 - 115 kV or Lower | Red Flag Warning - Catastrophic Fires | 2028 | 0 | 0 | 0 | 0 | 15317.9909 | 247.273 | 9287.6491 | 5783.0689 | 2.7568 | 2.7568 | 2.7568 | 2.7568 | 1.1642e-05 |  | 0 | 3.2096e-05 | 3.2096e-05 | 0 | 3.2096e-05 | 3.2096e-05 | 0 | 3.2096e-05 | 3.2096e-05 | 0 | 3.2096e-05 | Column30: 3.2096e-05 | [29 empty] | 7.3.2.1.3 Advanced weather monitoring and weather stations Weather StationsWLDFRElectric Reliability | WLDFR | HFTD - Distribution - Tier 2 - 1QU CoRE ¦ 5QU LoRE | Non-Red Flag Warning - Catastrophic Fires | 2020 | Electric Reliability | 222.2294 | 1628.5067 | 2020 | Mitigation | 0.011149 | 10 | 0 | esc | 0.011149 | 2.4776 | 0 | 0 | 0 | 0 | 0 | 0
[79 empty] | WLDFR | HFTD - Transmission - Tier 3 - 115 kV or Lower | Red Flag Warning - Catastrophic Fires | 2029 | 0 | 0 | 0 | 0 | 15317.9909 | 247.273 | 9287.6491 | 5783.0689 | 2.7568 | 2.7568 | 2.7568 | 2.7568 | 1.1642e-05 |  | 0 | 3.2096e-05 | 3.2096e-05 | 0 | 3.2096e-05 | 3.2096e-05 | 0 | 3.2096e-05 | 3.2096e-05 | 0 | 3.2096e-05 | Column30: 3.2096e-05 | [29 empty] | 7.3.2.1.3 Advanced weather monitoring and weather stations Weather StationsWLDFRElectric Reliability | WLDFR | HFTD - Distribution - Tier 2 - 1QU CoRE ¦ 5QU LoRE | Non-Red Flag Warning - Destructive Fires | 2020 | Electric Reliability | 222.2294 | 1628.5067 | 2020 | Mitigation | 0.011149 | 10 | 0 | esc | 0.011149 | 2.4776 | 0 | 0 | 0 | 0 | 0 | 0
[79 empty] | WLDFR | HFTD - Transmission - Tier 3 - 115 kV or Lower | Red Flag Warning - Catastrophic Fires | 2030 | 0 | 0 | 0 | 0 | 15317.9909 | 247.273 | 9287.6491 | 5783.0689 | 0 | 2.7568 | 2.7568 | 2.7568 | 1.1642e-05 |  | 0 | 0 | 0 | 0 | 3.2096e-05 | 3.2096e-05 | 0 | 3.2096e-05 | 3.2096e-05 | 0 | 3.2096e-05 | Column30: 3.2096e-05 | [29 empty] | 7.3.2.1.3 Advanced weather monitoring and weather stations Weather StationsWLDFRElectric Reliability | WLDFR | HFTD - Distribution - Tier 2 - 1QU CoRE ¦ 5QU LoRE | Non-Red Flag Warning - Large Fires | 2020 | Electric Reliability | 0.69642 | 1628.5067 | 2020 | Mitigation | 0.011149 | 10 | 0 | esc | 0.011149 | 0.0077642 | 0 | 0 | 0 | 0 | 0 | 0
[79 empty] | WLDFR | HFTD - Transmission - Tier 3 - 115 kV or Lower | Red Flag Warning - Catastrophic Fires | 2031 | 0 | 0 | 0 | 0 | 15317.9909 | 247.273 | 9287.6491 | 5783.0689 | 0 | 0 | 2.7568 | 2.7568 | 1.1642e-05 |  | 0 | 0 | 0 | 0 | 0 | 0 | 0 | 3.2096e-05 | 3.2096e-05 | 0 | 3.2096e-05 | Column30: 3.2096e-05 | [29 empty] | 7.3.2.1.3 Advanced weather monitoring and weather stations Weather StationsWLDFRElectric Reliability | WLDFR | HFTD - Distribution - Tier 2 - 1QU CoRE ¦ 5QU LoRE | Non-Red Flag Warning - Small Fires | 2020 | Electric Reliability | 0.036425 | 1628.5067 | 2020 | Mitigation | 0.011149 | 10 | 0 | esc | 0.011149 | 0.0004061 | 0 | 0 | 0 | 0 | 0 | 0
[79 empty] | WLDFR | HFTD - Transmission - Tier 3 - 115 kV or Lower | Red Flag Warning - Catastrophic Fires | 2032 | 0 | 0 | 0 | 0 | 15317.9909 | 247.273 | 9287.6491 | 5783.0689 | 0 | 0 | 0 | 2.7568 | 1.1642e-05 |  | 0 | 0 | 0 | 0 | 0 | 0 | 0 | 0 | 0 | 0 | 3.2096e-05 | Column30: 3.2096e-05 | [29 empty] | 7.3.2.1.3 Advanced weather monitoring and weather stations Weather StationsWLDFRElectric Reliability | WLDFR | HFTD - Distribution - Tier 2 - 1QU CoRE ¦ 5QU LoRE | Red Flag Warning - Catastrophic Fires | 2020 | Electric Reliability | 222.2294 | 1628.5067 | 2020 | Mitigation | 0.011149 | 10 | 0 | esc | 0.011149 | 2.4776 | 0 | 0 | 0 | 0 | 0 | 0
[79 empty] | WLDFR | HFTD - Transmission - Tier 3 - 115 kV or Lower | Red Flag Warning - Destructive Fires | 2020 | 0 | 0 | 0 | 0 | 8807.9522 | 222.2294 | 8585.7228 | 0 | 2.4776 | 0 | 0 | 0 | 1.6632e-06 |  | 0 | 4.1207e-06 | 4.1207e-06 | 0 | 0 | 0 | 0 | 0 | 0 | 0 | 0 | Column30: 0 | [29 empty] | 7.3.2.1.3 Advanced weather monitoring and weather stations Weather StationsWLDFRElectric Reliability | WLDFR | HFTD - Distribution - Tier 2 - 1QU CoRE ¦ 5QU LoRE | Red Flag Warning - Destructive Fires | 2020 | Electric Reliability | 222.2294 | 1628.5067 | 2020 | Mitigation | 0.011149 | 10 | 0 | esc | 0.011149 | 2.4776 | 0 | 0 | 0 | 0 | 0 | 0
[79 empty] | WLDFR | HFTD - Transmission - Tier 3 - 115 kV or Lower | Red Flag Warning - Destructive Fires | 2021 | 0 | 0 | 0 | 0 | 8807.9522 | 222.2294 | 8585.7228 | 0 | 2.4776 | 2.4776 | 0 | 0 | 1.6632e-06 |  | 0 | 4.1207e-06 | 4.1207e-06 | 0 | 4.1207e-06 | 4.1207e-06 | 0 | 0 | 0 | 0 | 0 | Column30: 0 | [29 empty] | 7.3.2.1.3 Advanced weather monitoring and weather stations Weather StationsWLDFRElectric Reliability | WLDFR | HFTD - Distribution - Tier 2 - 1QU CoRE ¦ 5QU LoRE | Red Flag Warning - Large Fires | 2020 | Electric Reliability | 0.69642 | 1628.5067 | 2020 | Mitigation | 0.011149 | 10 | 0 | esc | 0.011149 | 0.0077642 | 0 | 0 | 0 | 0 | 0 | 0
[79 empty] | WLDFR | HFTD - Transmission - Tier 3 - 115 kV or Lower | Red Flag Warning - Destructive Fires | 2022 | 0 | 0 | 0 | 0 | 8807.9522 | 222.2294 | 8585.7228 | 0 | 2.4776 | 2.4776 | 2.4776 | 0 | 1.6632e-06 |  | 0 | 4.1207e-06 | 4.1207e-06 | 0 | 4.1207e-06 | 4.1207e-06 | 0 | 4.1207e-06 | 4.1207e-06 | 0 | 0 | Column30: 0 | [29 empty] | 7.3.2.1.3 Advanced weather monitoring and weather stations Weather StationsWLDFRElectric Reliability | WLDFR | HFTD - Distribution - Tier 2 - 1QU CoRE ¦ 5QU LoRE | Red Flag Warning - Small Fires | 2020 | Electric Reliability | 0.036425 | 1628.5067 | 2020 | Mitigation | 0.011149 | 10 | 0 | esc | 0.011149 | 0.0004061 | 0 | 0 | 0 | 0 | 0 | 0
[79 empty] | WLDFR | HFTD - Transmission - Tier 3 - 115 kV or Lower | Red Flag Warning - Destructive Fires | 2023 | 0 | 0 | 0 | 0 | 9129.7461 | 233.2301 | 8896.516 | 0 | 2.6002 | 2.6002 | 2.6002 | 2.6002 | 1.6632e-06 |  | 0 | 4.3247e-06 | 4.3247e-06 | 0 | 4.3247e-06 | 4.3247e-06 | 0 | 4.3247e-06 | 4.3247e-06 | 0 | 4.3247e-06 | Column30: 4.3247e-06 | [29 empty] | 7.3.2.1.3 Advanced weather monitoring and weather stations Weather StationsWLDFRElectric Reliability | WLDFR | HFTD - Distribution - Tier 2 - 1QU CoRE ¦ 5QU LoRE | Seismic - Non-Red Flag Warning - Catastrophic Fires | 2020 | Electric Reliability | 409.2237 | 1628.5067 | 2020 | Mitigation | 0.011149 | 10 | 0 | esc | 0.011149 | 4.5624 | 0 | 0 | 0 | 0 | 0 | 0
[79 empty] | WLDFR | HFTD - Transmission - Tier 3 - 115 kV or Lower | Red Flag Warning - Destructive Fires | 2024 | 0 | 0 | 0 | 0 | 9129.7461 | 233.2301 | 8896.516 | 0 | 2.6002 | 2.6002 | 2.6002 | 2.6002 | 1.6632e-06 |  | 0 | 4.3247e-06 | 4.3247e-06 | 0 | 4.3247e-06 | 4.3247e-06 | 0 | 4.3247e-06 | 4.3247e-06 | 0 | 4.3247e-06 | Column30: 4.3247e-06 | [29 empty] | 7.3.2.1.3 Advanced weather monitoring and weather stations Weather StationsWLDFRElectric Reliability | WLDFR | HFTD - Distribution - Tier 2 - 1QU CoRE ¦ 5QU LoRE | Seismic - Red Flag Warning - Catastrophic Fires | 2020 | Electric Reliability | 409.2237 | 1628.5067 | 2020 | Mitigation | 0.011149 | 10 | 0 | esc | 0.011149 | 4.5624 | 0 | 0 | 0 | 0 | 0 | 0
[79 empty] | WLDFR | HFTD - Transmission - Tier 3 - 115 kV or Lower | Red Flag Warning - Destructive Fires | 2025 | 0 | 0 | 0 | 0 | 9129.7461 | 233.2301 | 8896.516 | 0 | 2.6002 | 2.6002 | 2.6002 | 2.6002 | 1.6632e-06 |  | 0 | 4.3247e-06 | 4.3247e-06 | 0 | 4.3247e-06 | 4.3247e-06 | 0 | 4.3247e-06 | 4.3247e-06 | 0 | 4.3247e-06 | Column30: 4.3247e-06 | [29 empty] | 7.3.2.1.3 Advanced weather monitoring and weather stations Weather StationsWLDFRElectric Reliability | WLDFR | HFTD - Distribution - Tier 2 - 2QU CoRE ¦ 1QU LoRE | Non-Red Flag Warning - Catastrophic Fires | 2020 | Electric Reliability | 222.2294 | 186.3964 | 2020 | Mitigation | 0.011149 | 10 | 0 | esc | 0.011149 | 2.4776 | 0 | 0 | 0 | 0 | 0 | 0
[79 empty] | WLDFR | HFTD - Transmission - Tier 3 - 115 kV or Lower | Red Flag Warning - Destructive Fires | 2026 | 0 | 0 | 0 | 0 | 9129.7461 | 233.2301 | 8896.516 | 0 | 2.6002 | 2.6002 | 2.6002 | 2.6002 | 1.6632e-06 |  | 0 | 4.3247e-06 | 4.3247e-06 | 0 | 4.3247e-06 | 4.3247e-06 | 0 | 4.3247e-06 | 4.3247e-06 | 0 | 4.3247e-06 | Column30: 4.3247e-06 | [29 empty] | 7.3.2.1.3 Advanced weather monitoring and weather stations Weather StationsWLDFRElectric Reliability | WLDFR | HFTD - Distribution - Tier 2 - 2QU CoRE ¦ 1QU LoRE | Non-Red Flag Warning - Destructive Fires | 2020 | Electric Reliability | 222.2294 | 186.3964 | 2020 | Mitigation | 0.011149 | 10 | 0 | esc | 0.011149 | 2.4776 | 0 | 0 | 0 | 0 | 0 | 0
[79 empty] | WLDFR | HFTD - Transmission - Tier 3 - 115 kV or Lower | Red Flag Warning - Destructive Fires | 2027 | 0 | 0 | 0 | 0 | 9129.7461 | 233.2301 | 8896.516 | 0 | 2.6002 | 2.6002 | 2.6002 | 2.6002 | 1.6632e-06 |  | 0 | 4.3247e-06 | 4.3247e-06 | 0 | 4.3247e-06 | 4.3247e-06 | 0 | 4.3247e-06 | 4.3247e-06 | 0 | 4.3247e-06 | Column30: 4.3247e-06 | [29 empty] | 7.3.2.1.3 Advanced weather monitoring and weather stations Weather StationsWLDFRElectric Reliability | WLDFR | HFTD - Distribution - Tier 2 - 2QU CoRE ¦ 1QU LoRE | Non-Red Flag Warning - Large Fires | 2020 | Electric Reliability | 0.69642 | 186.3964 | 2020 | Mitigation | 0.011149 | 10 | 0 | esc | 0.011149 | 0.0077642 | 0 | 0 | 0 | 0 | 0 | 0
[79 empty] | WLDFR | HFTD - Transmission - Tier 3 - 115 kV or Lower | Red Flag Warning - Destructive Fires | 2028 | 0 | 0 | 0 | 0 | 9534.9221 | 247.273 | 9287.6491 | 0 | 2.7568 | 2.7568 | 2.7568 | 2.7568 | 1.6632e-06 |  | 0 | 4.5851e-06 | 4.5851e-06 | 0 | 4.5851e-06 | 4.5851e-06 | 0 | 4.5851e-06 | 4.5851e-06 | 0 | 4.5851e-06 | Column30: 4.5851e-06 | [29 empty] | 7.3.2.1.3 Advanced weather monitoring and weather stations Weather StationsWLDFRElectric Reliability | WLDFR | HFTD - Distribution - Tier 2 - 2QU CoRE ¦ 1QU LoRE | Non-Red Flag Warning - Small Fires | 2020 | Electric Reliability | 0.036425 | 186.3964 | 2020 | Mitigation | 0.011149 | 10 | 0 | esc | 0.011149 | 0.0004061 | 0 | 0 | 0 | 0 | 0 | 0
[79 empty] | WLDFR | HFTD - Transmission - Tier 3 - 115 kV or Lower | Red Flag Warning - Destructive Fires | 2029 | 0 | 0 | 0 | 0 | 9534.9221 | 247.273 | 9287.6491 | 0 | 2.7568 | 2.7568 | 2.7568 | 2.7568 | 1.6632e-06 |  | 0 | 4.5851e-06 | 4.5851e-06 | 0 | 4.5851e-06 | 4.5851e-06 | 0 | 4.5851e-06 | 4.5851e-06 | 0 | 4.5851e-06 | Column30: 4.5851e-06 | [29 empty] | 7.3.2.1.3 Advanced weather monitoring and weather stations Weather StationsWLDFRElectric Reliability | WLDFR | HFTD - Distribution - Tier 2 - 2QU CoRE ¦ 1QU LoRE | Red Flag Warning - Catastrophic Fires | 2020 | Electric Reliability | 222.2294 | 186.3964 | 2020 | Mitigation | 0.011149 | 10 | 0 | esc | 0.011149 | 2.4776 | 0 | 0 | 0 | 0 | 0 | 0
[79 empty] | WLDFR | HFTD - Transmission - Tier 3 - 115 kV or Lower | Red Flag Warning - Destructive Fires | 2030 | 0 | 0 | 0 | 0 | 9534.9221 | 247.273 | 9287.6491 | 0 | 0 | 2.7568 | 2.7568 | 2.7568 | 1.6632e-06 |  | 0 | 0 | 0 | 0 | 4.5851e-06 | 4.5851e-06 | 0 | 4.5851e-06 | 4.5851e-06 | 0 | 4.5851e-06 | Column30: 4.5851e-06 | [29 empty] | 7.3.2.1.3 Advanced weather monitoring and weather stations Weather StationsWLDFRElectric Reliability | WLDFR | HFTD - Distribution - Tier 2 - 2QU CoRE ¦ 1QU LoRE | Red Flag Warning - Destructive Fires | 2020 | Electric Reliability | 222.2294 | 186.3964 | 2020 | Mitigation | 0.011149 | 10 | 0 | esc | 0.011149 | 2.4776 | 0 | 0 | 0 | 0 | 0 | 0
[79 empty] | WLDFR | HFTD - Transmission - Tier 3 - 115 kV or Lower | Red Flag Warning - Destructive Fires | 2031 | 0 | 0 | 0 | 0 | 9534.9221 | 247.273 | 9287.6491 | 0 | 0 | 0 | 2.7568 | 2.7568 | 1.6632e-06 |  | 0 | 0 | 0 | 0 | 0 | 0 | 0 | 4.5851e-06 | 4.5851e-06 | 0 | 4.5851e-06 | Column30: 4.5851e-06 | [29 empty] | 7.3.2.1.3 Advanced weather monitoring and weather stations Weather StationsWLDFRElectric Reliability | WLDFR | HFTD - Distribution - Tier 2 - 2QU CoRE ¦ 1QU LoRE | Red Flag Warning - Large Fires | 2020 | Electric Reliability | 0.69642 | 186.3964 | 2020 | Mitigation | 0.011149 | 10 | 0 | esc | 0.011149 | 0.0077642 | 0 | 0 | 0 | 0 | 0 | 0
[79 empty] | WLDFR | HFTD - Transmission - Tier 3 - 115 kV or Lower | Red Flag Warning - Destructive Fires | 2032 | 0 | 0 | 0 | 0 | 9534.9221 | 247.273 | 9287.6491 | 0 | 0 | 0 | 0 | 2.7568 | 1.6632e-06 |  | 0 | 0 | 0 | 0 | 0 | 0 | 0 | 0 | 0 | 0 | 4.5851e-06 | Column30: 4.5851e-06 | [29 empty] | 7.3.2.1.3 Advanced weather monitoring and weather stations Weather StationsWLDFRElectric Reliability | WLDFR | HFTD - Distribution - Tier 2 - 2QU CoRE ¦ 1QU LoRE | Red Flag Warning - Small Fires | 2020 | Electric Reliability | 0.036425 | 186.3964 | 2020 | Mitigation | 0.011149 | 10 | 0 | esc | 0.011149 | 0.0004061 | 0 | 0 | 0 | 0 | 0 | 0
[79 empty] | WLDFR | HFTD - Transmission - Tier 3 - 115 kV or Lower | Red Flag Warning - Large Fires | 2020 | 0 | 0 | 0 | 0 | 5.2406 | 0.69642 | 2.942 | 1.6022 | 0.0077642 | 0 | 0 | 0 | 9.9792e-06 |  | 0 | 7.7481e-08 | 7.7481e-08 | 0 | 0 | 0 | 0 | 0 | 0 | 0 | 0 | Column30: 0 | [29 empty] | 7.3.2.1.3 Advanced weather monitoring and weather stations Weather StationsWLDFRElectric Reliability | WLDFR | HFTD - Distribution - Tier 2 - 2QU CoRE ¦ 1QU LoRE | Seismic - Non-Red Flag Warning - Catastrophic Fires | 2020 | Electric Reliability | 409.2237 | 186.3964 | 2020 | Mitigation | 0.011149 | 10 | 0 | esc | 0.011149 | 4.5624 | 0 | 0 | 0 | 0 | 0 | 0
[79 empty] | WLDFR | HFTD - Transmission - Tier 3 - 115 kV or Lower | Red Flag Warning - Large Fires | 2021 | 0 | 0 | 0 | 0 | 5.2406 | 0.69642 | 2.942 | 1.6022 | 0.0077642 | 0.0077642 | 0 | 0 | 9.9792e-06 |  | 0 | 7.7481e-08 | 7.7481e-08 | 0 | 7.7481e-08 | 7.7481e-08 | 0 | 0 | 0 | 0 | 0 | Column30: 0 | [29 empty] | 7.3.2.1.3 Advanced weather monitoring and weather stations Weather StationsWLDFRElectric Reliability | WLDFR | HFTD - Distribution - Tier 2 - 2QU CoRE ¦ 1QU LoRE | Seismic - Red Flag Warning - Catastrophic Fires | 2020 | Electric Reliability | 409.2237 | 186.3964 | 2020 | Mitigation | 0.011149 | 10 | 0 | esc | 0.011149 | 4.5624 | 0 | 0 | 0 | 0 | 0 | 0
[79 empty] | WLDFR | HFTD - Transmission - Tier 3 - 115 kV or Lower | Red Flag Warning - Large Fires | 2022 | 0 | 0 | 0 | 0 | 5.2406 | 0.69642 | 2.942 | 1.6022 | 0.0077642 | 0.0077642 | 0.0077642 | 0 | 9.9792e-06 |  | 0 | 7.7481e-08 | 7.7481e-08 | 0 | 7.7481e-08 | 7.7481e-08 | 0 | 7.7481e-08 | 7.7481e-08 | 0 | 0 | Column30: 0 | [29 empty] | 7.3.2.1.3 Advanced weather monitoring and weather stations Weather StationsWLDFRElectric Reliability | WLDFR | HFTD - Distribution - Tier 2 - 2QU CoRE ¦ 2QU LoRE | Non-Red Flag Warning - Catastrophic Fires | 2020 | Electric Reliability | 222.2294 | 501.7453 | 2020 | Mitigation | 0.011149 | 10 | 0 | esc | 0.011149 | 2.4776 | 0 | 0 | 0 | 0 | 0 | 0
[79 empty] | WLDFR | HFTD - Transmission - Tier 3 - 115 kV or Lower | Red Flag Warning - Large Fires | 2023 | 0 | 0 | 0 | 0 | 5.475 | 0.71896 | 3.0715 | 1.6846 | 0.0080156 | 0.0080156 | 0.0080156 | 0.0080156 | 9.9792e-06 |  | 0 | 7.9989e-08 | 7.9989e-08 | 0 | 7.9989e-08 | 7.9989e-08 | 0 | 7.9989e-08 | 7.9989e-08 | 0 | 7.9989e-08 | Column30: 7.9989e-08 | [29 empty] | 7.3.2.1.3 Advanced weather monitoring and weather stations Weather StationsWLDFRElectric Reliability | WLDFR | HFTD - Distribution - Tier 2 - 2QU CoRE ¦ 2QU LoRE | Non-Red Flag Warning - Destructive Fires | 2020 | Electric Reliability | 222.2294 | 501.7453 | 2020 | Mitigation | 0.011149 | 10 | 0 | esc | 0.011149 | 2.4776 | 0 | 0 | 0 | 0 | 0 | 0
[79 empty] | WLDFR | HFTD - Transmission - Tier 3 - 115 kV or Lower | Red Flag Warning - Large Fires | 2024 | 0 | 0 | 0 | 0 | 5.475 | 0.71896 | 3.0715 | 1.6846 | 0.0080156 | 0.0080156 | 0.0080156 | 0.0080156 | 9.9792e-06 |  | 0 | 7.9989e-08 | 7.9989e-08 | 0 | 7.9989e-08 | 7.9989e-08 | 0 | 7.9989e-08 | 7.9989e-08 | 0 | 7.9989e-08 | Column30: 7.9989e-08 | [29 empty] | 7.3.2.1.3 Advanced weather monitoring and weather stations Weather StationsWLDFRElectric Reliability | WLDFR | HFTD - Distribution - Tier 2 - 2QU CoRE ¦ 2QU LoRE | Non-Red Flag Warning - Large Fires | 2020 | Electric Reliability | 0.69642 | 501.7453 | 2020 | Mitigation | 0.011149 | 10 | 0 | esc | 0.011149 | 0.0077642 | 0 | 0 | 0 | 0 | 0 | 0
[79 empty] | WLDFR | HFTD - Transmission - Tier 3 - 115 kV or Lower | Red Flag Warning - Large Fires | 2025 | 0 | 0 | 0 | 0 | 5.475 | 0.71896 | 3.0715 | 1.6846 | 0.0080156 | 0.0080156 | 0.0080156 | 0.0080156 | 9.9792e-06 |  | 0 | 7.9989e-08 | 7.9989e-08 | 0 | 7.9989e-08 | 7.9989e-08 | 0 | 7.9989e-08 | 7.9989e-08 | 0 | 7.9989e-08 | Column30: 7.9989e-08 | [29 empty] | 7.3.2.1.3 Advanced weather monitoring and weather stations Weather StationsWLDFRElectric Reliability | WLDFR | HFTD - Distribution - Tier 2 - 2QU CoRE ¦ 2QU LoRE | Non-Red Flag Warning - Small Fires | 2020 | Electric Reliability | 0.036425 | 501.7453 | 2020 | Mitigation | 0.011149 | 10 | 0 | esc | 0.011149 | 0.0004061 | 0 | 0 | 0 | 0 | 0 | 0
[79 empty] | WLDFR | HFTD - Transmission - Tier 3 - 115 kV or Lower | Red Flag Warning - Large Fires | 2026 | 0 | 0 | 0 | 0 | 5.475 | 0.71896 | 3.0715 | 1.6846 | 0.0080156 | 0.0080156 | 0.0080156 | 0.0080156 | 9.9792e-06 |  | 0 | 7.9989e-08 | 7.9989e-08 | 0 | 7.9989e-08 | 7.9989e-08 | 0 | 7.9989e-08 | 7.9989e-08 | 0 | 7.9989e-08 | Column30: 7.9989e-08 | [29 empty] | 7.3.2.1.3 Advanced weather monitoring and weather stations Weather StationsWLDFRElectric Reliability | WLDFR | HFTD - Distribution - Tier 2 - 2QU CoRE ¦ 2QU LoRE | Red Flag Warning - Catastrophic Fires | 2020 | Electric Reliability | 222.2294 | 501.7453 | 2020 | Mitigation | 0.011149 | 10 | 0 | esc | 0.011149 | 2.4776 | 0 | 0 | 0 | 0 | 0 | 0
[79 empty] | WLDFR | HFTD - Transmission - Tier 3 - 115 kV or Lower | Red Flag Warning - Large Fires | 2027 | 0 | 0 | 0 | 0 | 5.475 | 0.71896 | 3.0715 | 1.6846 | 0.0080156 | 0.0080156 | 0.0080156 | 0.0080156 | 9.9792e-06 |  | 0 | 7.9989e-08 | 7.9989e-08 | 0 | 7.9989e-08 | 7.9989e-08 | 0 | 7.9989e-08 | 7.9989e-08 | 0 | 7.9989e-08 | Column30: 7.9989e-08 | [29 empty] | 7.3.2.1.3 Advanced weather monitoring and weather stations Weather StationsWLDFRElectric Reliability | WLDFR | HFTD - Distribution - Tier 2 - 2QU CoRE ¦ 2QU LoRE | Red Flag Warning - Destructive Fires | 2020 | Electric Reliability | 222.2294 | 501.7453 | 2020 | Mitigation | 0.011149 | 10 | 0 | esc | 0.011149 | 2.4776 | 0 | 0 | 0 | 0 | 0 | 0
[79 empty] | WLDFR | HFTD - Transmission - Tier 3 - 115 kV or Lower | Red Flag Warning - Large Fires | 2028 | 0 | 0 | 0 | 0 | 5.777 | 0.74734 | 3.238 | 1.7917 | 0.0083319 | 0.0083319 | 0.0083319 | 0.0083319 | 9.9792e-06 |  | 0 | 8.3146e-08 | 8.3146e-08 | 0 | 8.3146e-08 | 8.3146e-08 | 0 | 8.3146e-08 | 8.3146e-08 | 0 | 8.3146e-08 | Column30: 8.3146e-08 | [29 empty] | 7.3.2.1.3 Advanced weather monitoring and weather stations Weather StationsWLDFRElectric Reliability | WLDFR | HFTD - Distribution - Tier 2 - 2QU CoRE ¦ 2QU LoRE | Red Flag Warning - Large Fires | 2020 | Electric Reliability | 0.69642 | 501.7453 | 2020 | Mitigation | 0.011149 | 10 | 0 | esc | 0.011149 | 0.0077642 | 0 | 0 | 0 | 0 | 0 | 0
[79 empty] | WLDFR | HFTD - Transmission - Tier 3 - 115 kV or Lower | Red Flag Warning - Large Fires | 2029 | 0 | 0 | 0 | 0 | 5.777 | 0.74734 | 3.238 | 1.7917 | 0.0083319 | 0.0083319 | 0.0083319 | 0.0083319 | 9.9792e-06 |  | 0 | 8.3146e-08 | 8.3146e-08 | 0 | 8.3146e-08 | 8.3146e-08 | 0 | 8.3146e-08 | 8.3146e-08 | 0 | 8.3146e-08 | Column30: 8.3146e-08 | [29 empty] | 7.3.2.1.3 Advanced weather monitoring and weather stations Weather StationsWLDFRElectric Reliability | WLDFR | HFTD - Distribution - Tier 2 - 2QU CoRE ¦ 2QU LoRE | Red Flag Warning - Small Fires | 2020 | Electric Reliability | 0.036425 | 501.7453 | 2020 | Mitigation | 0.011149 | 10 | 0 | esc | 0.011149 | 0.0004061 | 0 | 0 | 0 | 0 | 0 | 0
[79 empty] | WLDFR | HFTD - Transmission - Tier 3 - 115 kV or Lower | Red Flag Warning - Large Fires | 2030 | 0 | 0 | 0 | 0 | 5.777 | 0.74734 | 3.238 | 1.7917 | 0 | 0.0083319 | 0.0083319 | 0.0083319 | 9.9792e-06 |  | 0 | 0 | 0 | 0 | 8.3146e-08 | 8.3146e-08 | 0 | 8.3146e-08 | 8.3146e-08 | 0 | 8.3146e-08 | Column30: 8.3146e-08 | [29 empty] | 7.3.2.1.3 Advanced weather monitoring and weather stations Weather StationsWLDFRElectric Reliability | WLDFR | HFTD - Distribution - Tier 2 - 2QU CoRE ¦ 2QU LoRE | Seismic - Non-Red Flag Warning - Catastrophic Fires | 2020 | Electric Reliability | 409.2237 | 501.7453 | 2020 | Mitigation | 0.011149 | 10 | 0 | esc | 0.011149 | 4.5624 | 0 | 0 | 0 | 0 | 0 | 0
[79 empty] | WLDFR | HFTD - Transmission - Tier 3 - 115 kV or Lower | Red Flag Warning - Large Fires | 2031 | 0 | 0 | 0 | 0 | 5.777 | 0.74734 | 3.238 | 1.7917 | 0 | 0 | 0.0083319 | 0.0083319 | 9.9792e-06 |  | 0 | 0 | 0 | 0 | 0 | 0 | 0 | 8.3146e-08 | 8.3146e-08 | 0 | 8.3146e-08 | Column30: 8.3146e-08 | [29 empty] | 7.3.2.1.3 Advanced weather monitoring and weather stations Weather StationsWLDFRElectric Reliability | WLDFR | HFTD - Distribution - Tier 2 - 2QU CoRE ¦ 2QU LoRE | Seismic - Red Flag Warning - Catastrophic Fires | 2020 | Electric Reliability | 409.2237 | 501.7453 | 2020 | Mitigation | 0.011149 | 10 | 0 | esc | 0.011149 | 4.5624 | 0 | 0 | 0 | 0 | 0 | 0
[79 empty] | WLDFR | HFTD - Transmission - Tier 3 - 115 kV or Lower | Red Flag Warning - Large Fires | 2032 | 0 | 0 | 0 | 0 | 5.777 | 0.74734 | 3.238 | 1.7917 | 0 | 0 | 0 | 0.0083319 | 9.9792e-06 |  | 0 | 0 | 0 | 0 | 0 | 0 | 0 | 0 | 0 | 0 | 8.3146e-08 | Column30: 8.3146e-08 | [29 empty] | 7.3.2.1.3 Advanced weather monitoring and weather stations Weather StationsWLDFRElectric Reliability | WLDFR | HFTD - Distribution - Tier 2 - 2QU CoRE ¦ 3QU LoRE | Non-Red Flag Warning - Catastrophic Fires | 2020 | Electric Reliability | 222.2294 | 948.5456 | 2020 | Mitigation | 0.011149 | 10 | 0 | esc | 0.011149 | 2.4776 | 0 | 0 | 0 | 0 | 0 | 0
[79 empty] | WLDFR | HFTD - Transmission - Tier 3 - 115 kV or Lower | Red Flag Warning - Small Fires | 2020 | 0 | 0 | 0 | 0 | 0.077901 | 0.036425 | 0.0015809 | 0.039895 | 0.0004061 | 0 | 0 | 0 | 0.00013712 |  | 0 | 5.5685e-08 | 5.5685e-08 | 0 | 0 | 0 | 0 | 0 | 0 | 0 | 0 | Column30: 0 | [29 empty] | 7.3.2.1.3 Advanced weather monitoring and weather stations Weather StationsWLDFRElectric Reliability | WLDFR | HFTD - Distribution - Tier 2 - 2QU CoRE ¦ 3QU LoRE | Non-Red Flag Warning - Destructive Fires | 2020 | Electric Reliability | 222.2294 | 948.5456 | 2020 | Mitigation | 0.011149 | 10 | 0 | esc | 0.011149 | 2.4776 | 0 | 0 | 0 | 0 | 0 | 0
[79 empty] | WLDFR | HFTD - Transmission - Tier 3 - 115 kV or Lower | Red Flag Warning - Small Fires | 2021 | 0 | 0 | 0 | 0 | 0.077901 | 0.036425 | 0.0015809 | 0.039895 | 0.0004061 | 0.0004061 | 0 | 0 | 0.00013712 |  | 0 | 5.5685e-08 | 5.5685e-08 | 0 | 5.5685e-08 | 5.5685e-08 | 0 | 0 | 0 | 0 | 0 | Column30: 0 | [29 empty] | 7.3.2.1.3 Advanced weather monitoring and weather stations Weather StationsWLDFRElectric Reliability | WLDFR | HFTD - Distribution - Tier 2 - 2QU CoRE ¦ 3QU LoRE | Non-Red Flag Warning - Large Fires | 2020 | Electric Reliability | 0.69642 | 948.5456 | 2020 | Mitigation | 0.011149 | 10 | 0 | esc | 0.011149 | 0.0077642 | 0 | 0 | 0 | 0 | 0 | 0
[79 empty] | WLDFR | HFTD - Transmission - Tier 3 - 115 kV or Lower | Red Flag Warning - Small Fires | 2022 | 0 | 0 | 0 | 0 | 0.077901 | 0.036425 | 0.0015809 | 0.039895 | 0.0004061 | 0.0004061 | 0.0004061 | 0 | 0.00013712 |  | 0 | 5.5685e-08 | 5.5685e-08 | 0 | 5.5685e-08 | 5.5685e-08 | 0 | 5.5685e-08 | 5.5685e-08 | 0 | 0 | Column30: 0 | [29 empty] | 7.3.2.1.3 Advanced weather monitoring and weather stations Weather StationsWLDFRElectric Reliability | WLDFR | HFTD - Distribution - Tier 2 - 2QU CoRE ¦ 3QU LoRE | Non-Red Flag Warning - Small Fires | 2020 | Electric Reliability | 0.036425 | 948.5456 | 2020 | Mitigation | 0.011149 | 10 | 0 | esc | 0.011149 | 0.0004061 | 0 | 0 | 0 | 0 | 0 | 0
[79 empty] | WLDFR | HFTD - Transmission - Tier 3 - 115 kV or Lower | Red Flag Warning - Small Fires | 2023 | 0 | 0 | 0 | 0 | 0.080408 | 0.03759 | 0.0016314 | 0.041187 | 0.00041909 | 0.00041909 | 0.00041909 | 0.00041909 | 0.00013712 |  | 0 | 5.7466e-08 | 5.7466e-08 | 0 | 5.7466e-08 | 5.7466e-08 | 0 | 5.7466e-08 | 5.7466e-08 | 0 | 5.7466e-08 | Column30: 5.7466e-08 | [29 empty] | 7.3.2.1.3 Advanced weather monitoring and weather stations Weather StationsWLDFRElectric Reliability | WLDFR | HFTD - Distribution - Tier 2 - 2QU CoRE ¦ 3QU LoRE | Red Flag Warning - Catastrophic Fires | 2020 | Electric Reliability | 222.2294 | 948.5456 | 2020 | Mitigation | 0.011149 | 10 | 0 | esc | 0.011149 | 2.4776 | 0 | 0 | 0 | 0 | 0 | 0
[79 empty] | WLDFR | HFTD - Transmission - Tier 3 - 115 kV or Lower | Red Flag Warning - Small Fires | 2024 | 0 | 0 | 0 | 0 | 0.080408 | 0.03759 | 0.0016314 | 0.041187 | 0.00041909 | 0.00041909 | 0.00041909 | 0.00041909 | 0.00013712 |  | 0 | 5.7466e-08 | 5.7466e-08 | 0 | 5.7466e-08 | 5.7466e-08 | 0 | 5.7466e-08 | 5.7466e-08 | 0 | 5.7466e-08 | Column30: 5.7466e-08 | [29 empty] | 7.3.2.1.3 Advanced weather monitoring and weather stations Weather StationsWLDFRElectric Reliability | WLDFR | HFTD - Distribution - Tier 2 - 2QU CoRE ¦ 3QU LoRE | Red Flag Warning - Destructive Fires | 2020 | Electric Reliability | 222.2294 | 948.5456 | 2020 | Mitigation | 0.011149 | 10 | 0 | esc | 0.011149 | 2.4776 | 0 | 0 | 0 | 0 | 0 | 0
[79 empty] | WLDFR | HFTD - Transmission - Tier 3 - 115 kV or Lower | Red Flag Warning - Small Fires | 2025 | 0 | 0 | 0 | 0 | 0.080408 | 0.03759 | 0.0016314 | 0.041187 | 0.00041909 | 0.00041909 | 0.00041909 | 0.00041909 | 0.00013712 |  | 0 | 5.7466e-08 | 5.7466e-08 | 0 | 5.7466e-08 | 5.7466e-08 | 0 | 5.7466e-08 | 5.7466e-08 | 0 | 5.7466e-08 | Column30: 5.7466e-08 | [29 empty] | 7.3.2.1.3 Advanced weather monitoring and weather stations Weather StationsWLDFRElectric Reliability | WLDFR | HFTD - Distribution - Tier 2 - 2QU CoRE ¦ 3QU LoRE | Red Flag Warning - Large Fires | 2020 | Electric Reliability | 0.69642 | 948.5456 | 2020 | Mitigation | 0.011149 | 10 | 0 | esc | 0.011149 | 0.0077642 | 0 | 0 | 0 | 0 | 0 | 0
[79 empty] | WLDFR | HFTD - Transmission - Tier 3 - 115 kV or Lower | Red Flag Warning - Small Fires | 2026 | 0 | 0 | 0 | 0 | 0.080408 | 0.03759 | 0.0016314 | 0.041187 | 0.00041909 | 0.00041909 | 0.00041909 | 0.00041909 | 0.00013712 |  | 0 | 5.7466e-08 | 5.7466e-08 | 0 | 5.7466e-08 | 5.7466e-08 | 0 | 5.7466e-08 | 5.7466e-08 | 0 | 5.7466e-08 | Column30: 5.7466e-08 | [29 empty] | 7.3.2.1.3 Advanced weather monitoring and weather stations Weather StationsWLDFRElectric Reliability | WLDFR | HFTD - Distribution - Tier 2 - 2QU CoRE ¦ 3QU LoRE | Red Flag Warning - Small Fires | 2020 | Electric Reliability | 0.036425 | 948.5456 | 2020 | Mitigation | 0.011149 | 10 | 0 | esc | 0.011149 | 0.0004061 | 0 | 0 | 0 | 0 | 0 | 0
[79 empty] | WLDFR | HFTD - Transmission - Tier 3 - 115 kV or Lower | Red Flag Warning - Small Fires | 2027 | 0 | 0 | 0 | 0 | 0.080408 | 0.03759 | 0.0016314 | 0.041187 | 0.00041909 | 0.00041909 | 0.00041909 | 0.00041909 | 0.00013712 |  | 0 | 5.7466e-08 | 5.7466e-08 | 0 | 5.7466e-08 | 5.7466e-08 | 0 | 5.7466e-08 | 5.7466e-08 | 0 | 5.7466e-08 | Column30: 5.7466e-08 | [29 empty] | 7.3.2.1.3 Advanced weather monitoring and weather stations Weather StationsWLDFRElectric Reliability | WLDFR | HFTD - Distribution - Tier 2 - 2QU CoRE ¦ 3QU LoRE | Seismic - Non-Red Flag Warning - Catastrophic Fires | 2020 | Electric Reliability | 409.2237 | 948.5456 | 2020 | Mitigation | 0.011149 | 10 | 0 | esc | 0.011149 | 4.5624 | 0 | 0 | 0 | 0 | 0 | 0
[79 empty] | WLDFR | HFTD - Transmission - Tier 3 - 115 kV or Lower | Red Flag Warning - Small Fires | 2028 | 0 | 0 | 0 | 0 | 0.083606 | 0.039055 | 0.001695 | 0.042856 | 0.00043542 | 0.00043542 | 0.00043542 | 0.00043542 | 0.00013712 |  | 0 | 5.9705e-08 | 5.9705e-08 | 0 | 5.9705e-08 | 5.9705e-08 | 0 | 5.9705e-08 | 5.9705e-08 | 0 | 5.9705e-08 | Column30: 5.9705e-08 | [29 empty] | 7.3.2.1.3 Advanced weather monitoring and weather stations Weather StationsWLDFRElectric Reliability | WLDFR | HFTD - Distribution - Tier 2 - 2QU CoRE ¦ 3QU LoRE | Seismic - Red Flag Warning - Catastrophic Fires | 2020 | Electric Reliability | 409.2237 | 948.5456 | 2020 | Mitigation | 0.011149 | 10 | 0 | esc | 0.011149 | 4.5624 | 0 | 0 | 0 | 0 | 0 | 0
[79 empty] | WLDFR | HFTD - Transmission - Tier 3 - 115 kV or Lower | Red Flag Warning - Small Fires | 2029 | 0 | 0 | 0 | 0 | 0.083606 | 0.039055 | 0.001695 | 0.042856 | 0.00043542 | 0.00043542 | 0.00043542 | 0.00043542 | 0.00013712 |  | 0 | 5.9705e-08 | 5.9705e-08 | 0 | 5.9705e-08 | 5.9705e-08 | 0 | 5.9705e-08 | 5.9705e-08 | 0 | 5.9705e-08 | Column30: 5.9705e-08 | [29 empty] | 7.3.2.1.3 Advanced weather monitoring and weather stations Weather StationsWLDFRElectric Reliability | WLDFR | HFTD - Distribution - Tier 2 - 2QU CoRE ¦ 4QU LoRE | Non-Red Flag Warning - Catastrophic Fires | 2020 | Electric Reliability | 222.2294 | 1130.0763 | 2020 | Mitigation | 0.011149 | 10 | 0 | esc | 0.011149 | 2.4776 | 0 | 0 | 0 | 0 | 0 | 0
[79 empty] | WLDFR | HFTD - Transmission - Tier 3 - 115 kV or Lower | Red Flag Warning - Small Fires | 2030 | 0 | 0 | 0 | 0 | 0.083606 | 0.039055 | 0.001695 | 0.042856 | 0 | 0.00043542 | 0.00043542 | 0.00043542 | 0.00013712 |  | 0 | 0 | 0 | 0 | 5.9705e-08 | 5.9705e-08 | 0 | 5.9705e-08 | 5.9705e-08 | 0 | 5.9705e-08 | Column30: 5.9705e-08 | [29 empty] | 7.3.2.1.3 Advanced weather monitoring and weather stations Weather StationsWLDFRElectric Reliability | WLDFR | HFTD - Distribution - Tier 2 - 2QU CoRE ¦ 4QU LoRE | Non-Red Flag Warning - Destructive Fires | 2020 | Electric Reliability | 222.2294 | 1130.0763 | 2020 | Mitigation | 0.011149 | 10 | 0 | esc | 0.011149 | 2.4776 | 0 | 0 | 0 | 0 | 0 | 0
[79 empty] | WLDFR | HFTD - Transmission - Tier 3 - 115 kV or Lower | Red Flag Warning - Small Fires | 2031 | 0 | 0 | 0 | 0 | 0.083606 | 0.039055 | 0.001695 | 0.042856 | 0 | 0 | 0.00043542 | 0.00043542 | 0.00013712 |  | 0 | 0 | 0 | 0 | 0 | 0 | 0 | 5.9705e-08 | 5.9705e-08 | 0 | 5.9705e-08 | Column30: 5.9705e-08 | [29 empty] | 7.3.2.1.3 Advanced weather monitoring and weather stations Weather StationsWLDFRElectric Reliability | WLDFR | HFTD - Distribution - Tier 2 - 2QU CoRE ¦ 4QU LoRE | Non-Red Flag Warning - Large Fires | 2020 | Electric Reliability | 0.69642 | 1130.0763 | 2020 | Mitigation | 0.011149 | 10 | 0 | esc | 0.011149 | 0.0077642 | 0 | 0 | 0 | 0 | 0 | 0
[79 empty] | WLDFR | HFTD - Transmission - Tier 3 - 115 kV or Lower | Red Flag Warning - Small Fires | 2032 | 0 | 0 | 0 | 0 | 0.083606 | 0.039055 | 0.001695 | 0.042856 | 0 | 0 | 0 | 0.00043542 | 0.00013712 |  | 0 | 0 | 0 | 0 | 0 | 0 | 0 | 0 | 0 | 0 | 5.9705e-08 | Column30: 5.9705e-08 | [29 empty] | 7.3.2.1.3 Advanced weather monitoring and weather stations Weather StationsWLDFRElectric Reliability | WLDFR | HFTD - Distribution - Tier 2 - 2QU CoRE ¦ 4QU LoRE | Non-Red Flag Warning - Small Fires | 2020 | Electric Reliability | 0.036425 | 1130.0763 | 2020 | Mitigation | 0.011149 | 10 | 0 | esc | 0.011149 | 0.0004061 | 0 | 0 | 0 | 0 | 0 | 0
[79 empty] | WLDFR | HFTD - Transmission - Tier 3 - 230 kV or Higher | Non-Red Flag Warning - Catastrophic Fires | 2020 | 0 | 0 | 0 | 0 | 14146.1306 | 222.2294 | 8585.7228 | 5338.1784 | 2.4776 | 0 | 0 | 0 | 3.0438e-07 |  | 0 | 7.5414e-07 | 7.5414e-07 | 0 | 0 | 0 | 0 | 0 | 0 | 0 | 0 | Column30: 0 | [29 empty] | 7.3.2.1.3 Advanced weather monitoring and weather stations Weather StationsWLDFRElectric Reliability | WLDFR | HFTD - Distribution - Tier 2 - 2QU CoRE ¦ 4QU LoRE | Red Flag Warning - Catastrophic Fires | 2020 | Electric Reliability | 222.2294 | 1130.0763 | 2020 | Mitigation | 0.011149 | 10 | 0 | esc | 0.011149 | 2.4776 | 0 | 0 | 0 | 0 | 0 | 0
[79 empty] | WLDFR | HFTD - Transmission - Tier 3 - 230 kV or Higher | Non-Red Flag Warning - Catastrophic Fires | 2021 | 0 | 0 | 0 | 0 | 14146.1306 | 222.2294 | 8585.7228 | 5338.1784 | 2.4776 | 2.4776 | 0 | 0 | 3.0438e-07 |  | 0 | 7.5414e-07 | 7.5414e-07 | 0 | 7.5414e-07 | 7.5414e-07 | 0 | 0 | 0 | 0 | 0 | Column30: 0 | [29 empty] | 7.3.2.1.3 Advanced weather monitoring and weather stations Weather StationsWLDFRElectric Reliability | WLDFR | HFTD - Distribution - Tier 2 - 2QU CoRE ¦ 4QU LoRE | Red Flag Warning - Destructive Fires | 2020 | Electric Reliability | 222.2294 | 1130.0763 | 2020 | Mitigation | 0.011149 | 10 | 0 | esc | 0.011149 | 2.4776 | 0 | 0 | 0 | 0 | 0 | 0
[79 empty] | WLDFR | HFTD - Transmission - Tier 3 - 230 kV or Higher | Non-Red Flag Warning - Catastrophic Fires | 2022 | 0 | 0 | 0 | 0 | 14146.1306 | 222.2294 | 8585.7228 | 5338.1784 | 2.4776 | 2.4776 | 2.4776 | 0 | 3.0438e-07 |  | 0 | 7.5414e-07 | 7.5414e-07 | 0 | 7.5414e-07 | 7.5414e-07 | 0 | 7.5414e-07 | 7.5414e-07 | 0 | 0 | Column30: 0 | [29 empty] | 7.3.2.1.3 Advanced weather monitoring and weather stations Weather StationsWLDFRElectric Reliability | WLDFR | HFTD - Distribution - Tier 2 - 2QU CoRE ¦ 4QU LoRE | Red Flag Warning - Large Fires | 2020 | Electric Reliability | 0.69642 | 1130.0763 | 2020 | Mitigation | 0.011149 | 10 | 0 | esc | 0.011149 | 0.0077642 | 0 | 0 | 0 | 0 | 0 | 0
[79 empty] | WLDFR | HFTD - Transmission - Tier 3 - 230 kV or Higher | Non-Red Flag Warning - Catastrophic Fires | 2023 | 0 | 0 | 0 | 0 | 14664.6376 | 233.2301 | 8896.516 | 5534.8915 | 2.6002 | 2.6002 | 2.6002 | 2.6002 | 3.0438e-07 |  | 0 | 7.9147e-07 | 7.9147e-07 | 0 | 7.9147e-07 | 7.9147e-07 | 0 | 7.9147e-07 | 7.9147e-07 | 0 | 7.9147e-07 | Column30: 7.9147e-07 | [29 empty] | 7.3.2.1.3 Advanced weather monitoring and weather stations Weather StationsWLDFRElectric Reliability | WLDFR | HFTD - Distribution - Tier 2 - 2QU CoRE ¦ 4QU LoRE | Red Flag Warning - Small Fires | 2020 | Electric Reliability | 0.036425 | 1130.0763 | 2020 | Mitigation | 0.011149 | 10 | 0 | esc | 0.011149 | 0.0004061 | 0 | 0 | 0 | 0 | 0 | 0
[79 empty] | WLDFR | HFTD - Transmission - Tier 3 - 230 kV or Higher | Non-Red Flag Warning - Catastrophic Fires | 2024 | 0 | 0 | 0 | 0 | 14664.6376 | 233.2301 | 8896.516 | 5534.8915 | 2.6002 | 2.6002 | 2.6002 | 2.6002 | 3.0438e-07 |  | 0 | 7.9147e-07 | 7.9147e-07 | 0 | 7.9147e-07 | 7.9147e-07 | 0 | 7.9147e-07 | 7.9147e-07 | 0 | 7.9147e-07 | Column30: 7.9147e-07 | [29 empty] | 7.3.2.1.3 Advanced weather monitoring and weather stations Weather StationsWLDFRElectric Reliability | WLDFR | HFTD - Distribution - Tier 2 - 2QU CoRE ¦ 4QU LoRE | Seismic - Non-Red Flag Warning - Catastrophic Fires | 2020 | Electric Reliability | 409.2237 | 1130.0763 | 2020 | Mitigation | 0.011149 | 10 | 0 | esc | 0.011149 | 4.5624 | 0 | 0 | 0 | 0 | 0 | 0
[79 empty] | WLDFR | HFTD - Transmission - Tier 3 - 230 kV or Higher | Non-Red Flag Warning - Catastrophic Fires | 2025 | 0 | 0 | 0 | 0 | 14664.6376 | 233.2301 | 8896.516 | 5534.8915 | 2.6002 | 2.6002 | 2.6002 | 2.6002 | 3.0438e-07 |  | 0 | 7.9147e-07 | 7.9147e-07 | 0 | 7.9147e-07 | 7.9147e-07 | 0 | 7.9147e-07 | 7.9147e-07 | 0 | 7.9147e-07 | Column30: 7.9147e-07 | [29 empty] | 7.3.2.1.3 Advanced weather monitoring and weather stations Weather StationsWLDFRElectric Reliability | WLDFR | HFTD - Distribution - Tier 2 - 2QU CoRE ¦ 4QU LoRE | Seismic - Red Flag Warning - Catastrophic Fires | 2020 | Electric Reliability | 409.2237 | 1130.0763 | 2020 | Mitigation | 0.011149 | 10 | 0 | esc | 0.011149 | 4.5624 | 0 | 0 | 0 | 0 | 0 | 0
[79 empty] | WLDFR | HFTD - Transmission - Tier 3 - 230 kV or Higher | Non-Red Flag Warning - Catastrophic Fires | 2026 | 0 | 0 | 0 | 0 | 14664.6376 | 233.2301 | 8896.516 | 5534.8915 | 2.6002 | 2.6002 | 2.6002 | 2.6002 | 3.0438e-07 |  | 0 | 7.9147e-07 | 7.9147e-07 | 0 | 7.9147e-07 | 7.9147e-07 | 0 | 7.9147e-07 | 7.9147e-07 | 0 | 7.9147e-07 | Column30: 7.9147e-07 | [29 empty] | 7.3.2.1.3 Advanced weather monitoring and weather stations Weather StationsWLDFRElectric Reliability | WLDFR | HFTD - Distribution - Tier 2 - 2QU CoRE ¦ 5QU LoRE | Non-Red Flag Warning - Catastrophic Fires | 2020 | Electric Reliability | 222.2294 | 1453.2434 | 2020 | Mitigation | 0.011149 | 10 | 0 | esc | 0.011149 | 2.4776 | 0 | 0 | 0 | 0 | 0 | 0
[79 empty] | WLDFR | HFTD - Transmission - Tier 3 - 230 kV or Higher | Non-Red Flag Warning - Catastrophic Fires | 2027 | 0 | 0 | 0 | 0 | 14664.6376 | 233.2301 | 8896.516 | 5534.8915 | 2.6002 | 2.6002 | 2.6002 | 2.6002 | 3.0438e-07 |  | 0 | 7.9147e-07 | 7.9147e-07 | 0 | 7.9147e-07 | 7.9147e-07 | 0 | 7.9147e-07 | 7.9147e-07 | 0 | 7.9147e-07 | Column30: 7.9147e-07 | [29 empty] | 7.3.2.1.3 Advanced weather monitoring and weather stations Weather StationsWLDFRElectric Reliability | WLDFR | HFTD - Distribution - Tier 2 - 2QU CoRE ¦ 5QU LoRE | Non-Red Flag Warning - Destructive Fires | 2020 | Electric Reliability | 222.2294 | 1453.2434 | 2020 | Mitigation | 0.011149 | 10 | 0 | esc | 0.011149 | 2.4776 | 0 | 0 | 0 | 0 | 0 | 0
[79 empty] | WLDFR | HFTD - Transmission - Tier 3 - 230 kV or Higher | Non-Red Flag Warning - Catastrophic Fires | 2028 | 0 | 0 | 0 | 0 | 15317.9909 | 247.273 | 9287.6491 | 5783.0689 | 2.7568 | 2.7568 | 2.7568 | 2.7568 | 3.0438e-07 |  | 0 | 8.3912e-07 | 8.3912e-07 | 0 | 8.3912e-07 | 8.3912e-07 | 0 | 8.3912e-07 | 8.3912e-07 | 0 | 8.3912e-07 | Column30: 8.3912e-07 | [29 empty] | 7.3.2.1.3 Advanced weather monitoring and weather stations Weather StationsWLDFRElectric Reliability | WLDFR | HFTD - Distribution - Tier 2 - 2QU CoRE ¦ 5QU LoRE | Non-Red Flag Warning - Large Fires | 2020 | Electric Reliability | 0.69642 | 1453.2434 | 2020 | Mitigation | 0.011149 | 10 | 0 | esc | 0.011149 | 0.0077642 | 0 | 0 | 0 | 0 | 0 | 0
[79 empty] | WLDFR | HFTD - Transmission - Tier 3 - 230 kV or Higher | Non-Red Flag Warning - Catastrophic Fires | 2029 | 0 | 0 | 0 | 0 | 15317.9909 | 247.273 | 9287.6491 | 5783.0689 | 2.7568 | 2.7568 | 2.7568 | 2.7568 | 3.0438e-07 |  | 0 | 8.3912e-07 | 8.3912e-07 | 0 | 8.3912e-07 | 8.3912e-07 | 0 | 8.3912e-07 | 8.3912e-07 | 0 | 8.3912e-07 | Column30: 8.3912e-07 | [29 empty] | 7.3.2.1.3 Advanced weather monitoring and weather stations Weather StationsWLDFRElectric Reliability | WLDFR | HFTD - Distribution - Tier 2 - 2QU CoRE ¦ 5QU LoRE | Non-Red Flag Warning - Small Fires | 2020 | Electric Reliability | 0.036425 | 1453.2434 | 2020 | Mitigation | 0.011149 | 10 | 0 | esc | 0.011149 | 0.0004061 | 0 | 0 | 0 | 0 | 0 | 0
[79 empty] | WLDFR | HFTD - Transmission - Tier 3 - 230 kV or Higher | Non-Red Flag Warning - Catastrophic Fires | 2030 | 0 | 0 | 0 | 0 | 15317.9909 | 247.273 | 9287.6491 | 5783.0689 | 0 | 2.7568 | 2.7568 | 2.7568 | 3.0438e-07 |  | 0 | 0 | 0 | 0 | 8.3912e-07 | 8.3912e-07 | 0 | 8.3912e-07 | 8.3912e-07 | 0 | 8.3912e-07 | Column30: 8.3912e-07 | [29 empty] | 7.3.2.1.3 Advanced weather monitoring and weather stations Weather StationsWLDFRElectric Reliability | WLDFR | HFTD - Distribution - Tier 2 - 2QU CoRE ¦ 5QU LoRE | Red Flag Warning - Catastrophic Fires | 2020 | Electric Reliability | 222.2294 | 1453.2434 | 2020 | Mitigation | 0.011149 | 10 | 0 | esc | 0.011149 | 2.4776 | 0 | 0 | 0 | 0 | 0 | 0
[79 empty] | WLDFR | HFTD - Transmission - Tier 3 - 230 kV or Higher | Non-Red Flag Warning - Catastrophic Fires | 2031 | 0 | 0 | 0 | 0 | 15317.9909 | 247.273 | 9287.6491 | 5783.0689 | 0 | 0 | 2.7568 | 2.7568 | 3.0438e-07 |  | 0 | 0 | 0 | 0 | 0 | 0 | 0 | 8.3912e-07 | 8.3912e-07 | 0 | 8.3912e-07 | Column30: 8.3912e-07 | [29 empty] | 7.3.2.1.3 Advanced weather monitoring and weather stations Weather StationsWLDFRElectric Reliability | WLDFR | HFTD - Distribution - Tier 2 - 2QU CoRE ¦ 5QU LoRE | Red Flag Warning - Destructive Fires | 2020 | Electric Reliability | 222.2294 | 1453.2434 | 2020 | Mitigation | 0.011149 | 10 | 0 | esc | 0.011149 | 2.4776 | 0 | 0 | 0 | 0 | 0 | 0
[79 empty] | WLDFR | HFTD - Transmission - Tier 3 - 230 kV or Higher | Non-Red Flag Warning - Catastrophic Fires | 2032 | 0 | 0 | 0 | 0 | 15317.9909 | 247.273 | 9287.6491 | 5783.0689 | 0 | 0 | 0 | 2.7568 | 3.0438e-07 |  | 0 | 0 | 0 | 0 | 0 | 0 | 0 | 0 | 0 | 0 | 8.3912e-07 | Column30: 8.3912e-07 | [29 empty] | 7.3.2.1.3 Advanced weather monitoring and weather stations Weather StationsWLDFRElectric Reliability | WLDFR | HFTD - Distribution - Tier 2 - 2QU CoRE ¦ 5QU LoRE | Red Flag Warning - Large Fires | 2020 | Electric Reliability | 0.69642 | 1453.2434 | 2020 | Mitigation | 0.011149 | 10 | 0 | esc | 0.011149 | 0.0077642 | 0 | 0 | 0 | 0 | 0 | 0
[79 empty] | WLDFR | HFTD - Transmission - Tier 3 - 230 kV or Higher | Non-Red Flag Warning - Destructive Fires | 2020 | 0 | 0 | 0 | 0 | 8807.9522 | 222.2294 | 8585.7228 | 0 | 2.4776 | 0 | 0 | 0 | 3.0438e-07 |  | 0 | 7.5414e-07 | 7.5414e-07 | 0 | 0 | 0 | 0 | 0 | 0 | 0 | 0 | Column30: 0 | [29 empty] | 7.3.2.1.3 Advanced weather monitoring and weather stations Weather StationsWLDFRElectric Reliability | WLDFR | HFTD - Distribution - Tier 2 - 2QU CoRE ¦ 5QU LoRE | Red Flag Warning - Small Fires | 2020 | Electric Reliability | 0.036425 | 1453.2434 | 2020 | Mitigation | 0.011149 | 10 | 0 | esc | 0.011149 | 0.0004061 | 0 | 0 | 0 | 0 | 0 | 0
[79 empty] | WLDFR | HFTD - Transmission - Tier 3 - 230 kV or Higher | Non-Red Flag Warning - Destructive Fires | 2021 | 0 | 0 | 0 | 0 | 8807.9522 | 222.2294 | 8585.7228 | 0 | 2.4776 | 2.4776 | 0 | 0 | 3.0438e-07 |  | 0 | 7.5414e-07 | 7.5414e-07 | 0 | 7.5414e-07 | 7.5414e-07 | 0 | 0 | 0 | 0 | 0 | Column30: 0 | [29 empty] | 7.3.2.1.3 Advanced weather monitoring and weather stations Weather StationsWLDFRElectric Reliability | WLDFR | HFTD - Distribution - Tier 2 - 2QU CoRE ¦ 5QU LoRE | Seismic - Non-Red Flag Warning - Catastrophic Fires | 2020 | Electric Reliability | 409.2237 | 1453.2434 | 2020 | Mitigation | 0.011149 | 10 | 0 | esc | 0.011149 | 4.5624 | 0 | 0 | 0 | 0 | 0 | 0
[79 empty] | WLDFR | HFTD - Transmission - Tier 3 - 230 kV or Higher | Non-Red Flag Warning - Destructive Fires | 2022 | 0 | 0 | 0 | 0 | 8807.9522 | 222.2294 | 8585.7228 | 0 | 2.4776 | 2.4776 | 2.4776 | 0 | 3.0438e-07 |  | 0 | 7.5414e-07 | 7.5414e-07 | 0 | 7.5414e-07 | 7.5414e-07 | 0 | 7.5414e-07 | 7.5414e-07 | 0 | 0 | Column30: 0 | [29 empty] | 7.3.2.1.3 Advanced weather monitoring and weather stations Weather StationsWLDFRElectric Reliability | WLDFR | HFTD - Distribution - Tier 2 - 2QU CoRE ¦ 5QU LoRE | Seismic - Red Flag Warning - Catastrophic Fires | 2020 | Electric Reliability | 409.2237 | 1453.2434 | 2020 | Mitigation | 0.011149 | 10 | 0 | esc | 0.011149 | 4.5624 | 0 | 0 | 0 | 0 | 0 | 0
[79 empty] | WLDFR | HFTD - Transmission - Tier 3 - 230 kV or Higher | Non-Red Flag Warning - Destructive Fires | 2023 | 0 | 0 | 0 | 0 | 9129.7461 | 233.2301 | 8896.516 | 0 | 2.6002 | 2.6002 | 2.6002 | 2.6002 | 3.0438e-07 |  | 0 | 7.9147e-07 | 7.9147e-07 | 0 | 7.9147e-07 | 7.9147e-07 | 0 | 7.9147e-07 | 7.9147e-07 | 0 | 7.9147e-07 | Column30: 7.9147e-07 | [29 empty] | 7.3.2.1.3 Advanced weather monitoring and weather stations Weather StationsWLDFRElectric Reliability | WLDFR | HFTD - Distribution - Tier 2 - 3QU CoRE ¦ 1QU LoRE | Non-Red Flag Warning - Catastrophic Fires | 2020 | Electric Reliability | 222.2294 | 500.9897 | 2020 | Mitigation | 0.011149 | 10 | 0 | esc | 0.011149 | 2.4776 | 0 | 0 | 0 | 0 | 0 | 0