## Instructions
Version | 2.2 | Format Guide
Published On | 2021-12-06 | Description |  | Format
Tabs contained within this workbook |  | Input cell (Manual) - user input required (Data used by Model or Description mandated to have) |  | Font
This workbook is a companion input to the Risk Model Input file. For more information on that file, see the Risk Model User Guide. |  | Input cell (Manual) - user input required (Not used by Model / For information only - Optional) |  | Font
Below are the workbook tab names along with a description and instructions. |  | Input cell - Not applicable / Not be used by the model for specific scenarios
|  | Calculated cell - formula that should not be touched |  | Font
Tab | Description + Instructions | Error checking cell - formula that should not be touched / Not be used by the model |  | OK/True | Error/False
Summary of Programs | Using one row per program, include a program description, Mitigation or Control specification, high-level justification/explanation for program characterization.
1-Program Exposure | This includes the scope of each program - how much of the risk exposure (in term of exposure unit or % of tranche exposure) or work units are covered.
2-Program Cost | This includes 2 tables. 1) TableProgSpend - The total costs (CapEX and OoEx) oer each program distributing across time. PPVR multipliers are applicable when CapEX exists. 2) TableTrancheSpend - The total cost allocation across tranches accross time. Need to specify the allocation method (i.e., prorate by Program Exposure or % of Total Cost)
3-Eff - Freq Programs | Combined with the tranche exposure and spend specified in tabs 1 and 2, this constitutes all information needed to compute an RSE for a Program affecting event Frequency. Detailed instructions are in the section below. This table can accommodate quantitative effectiveness, or, facilitates use of the qualitative effectiveness methodology. For each program based on quantitative information, add the supporting worksheet. For each control program using the qualitative methodology, add a Maturity Factor - XX worksheet.
4-Eff - Conseq Programs | Combined with the tranche exposure and spend specified in tabs 1 and 2, this constitutes all information needed to compute an RSE for a Program affecting Consequence. Detailed instructions are in the section below. This table can accommodate quantitative effectiveness, or, facilitates use of the qualitative effectiveness methodology. For each program based on quantitative information, add the supporting worksheet. For each control program using the qualitative methodology, add a Maturity Factor - XX worksheet.
RSE Lite | Tool to compute the RSE for a single program specified within this workbook. 1. Within the worksheet, specify the location and filename for the RSE Lite datafile (a workbook output from the Enterprise Risk Model using a Risk Model Input File with RSE Lite Run = TRUE in the 0-Global Parameters tab). 2. Select the Program. 3. Press Run to call an executable file which will return Risk Reduction and RSE information over time.
RSE Results | Tool to compute the batch RSE run for all listed programs specified within this workbook.
Maturity Factor - XX | Maturity factor calculation for <Control XX>, which is qualitatively evaluated
Match esc definition | For advanced users: Specify custom effectiveness escalation ('match'-type escalation). See the User Guide for additional information about parameter escalation, including the 'match' method.
Data Dictionary | Do not edit. Input Table column information (Input Cell Type, Formula, Validation Formula, Conditional Formatting)
Data & Validation | Do not edit. Data supporting the Control Maturity Factor calculations and Lists for drop down menus
TablePVRR | Do not edit. Reference lookup table for generic PVRR multipliers
BowTie | Do not edit. Reference lookup tables for tranches, drivers, subdrivers, outcomes
Instructions on how to complete the Effectiveness by Model Element tables on tabs 3 and 4:
Column | Instructions
ID | Do not modify. This looks up the Program ID from the Summary of Programs tab. Future enhancement will link this to the Master Control and Mitigation Cost File.
Type | Do not modify. This looks up the Program Type from the Summary of Programs tab, and determines whether a Maturity Factor is necessary (if Control and Qualitative). Future enhancement will link this to the Master Control and Mitigation Cost File.
Program | Each program should be listed at least once in this table. Repeat the program name as many times as is necessary. | Quantitative Measure
Tranche | Include the names of the tranches over which the effectiveness and/or benefit length will differ. | Effectiveness - Quantitative | Either link via cell reference to the quantitatively-derived effectiveness value or copy+paste from an external effectiveness workpaper. List the reference to the external workpaper in the row.
Outcome | Include the names of the outcomes over which the effectiveness and/or benefit length will differ. | Effectiveness | The effectiveness of the program per unit of program exposure in the first year of deployment. The existing formula will compute the effectiveness so do not overwrite this column.
Driver / Subdriver / Attribute | Include the names of the driver/subdriver/attribute over which the effectiveness and/or benefit length will differ.
Does this use qualitative measure? | Specify TRUE or FALSE. If TRUE, fill out columns 'Category?' and 'Risk driver primarily due to…' | Qualitative Measure
… | … | Category? | Select the appropriate category for the program.
Benefit Length (yrs) | List the number of years the program provides benefit for. This may or may not be the same over all Program rows in this table. | Risk driver primarily due to… / Consequence develops… | Select the appropriate driver type for frequency mitigation OR select the appropriate consequence type for consequence mitigation. If previously specified that the effectiveness does not vary by Driver/Subdriver, consider revisiting that specification.
Effectiveness Degradation Rate | If the benefits provided by the program degrade with time, specify the rate (%) at which the effectiveness of the program degrades. A blank value is treats as 0% reduction over time. | Explanation of Categorization | Include the rationale behind the selection of program category as well as driver or consequence type.
Effectiveness Degradation Method | Specify the method by which the degradation rate should be applied. The default is 'esc'; see the User Guide for additional information about parameter escalation, including the 'match' method. | Effectiveness Cap | The value which matches the category and driver/outcome type selected.
Explanation of Benefit Length | If the benefit length, effectiveness degradation rate, and/or degradation method vary within the program, include the rationale behind the specified information. Otherwise, include the program-level explanation only in the Summary of Programs tab. | Maturity Factor | This is necessary for control programs using the qualitative methodology. Duplicate the 'Maturity Factor - XX' worksheet as many times as is necessary, updating responses after duplication. Update 'XX' in the tab name with the Program ID. Each control should have one corresponding worksheet. The existing formula will look up the discount factor so do not overwrite this column.
|  | Effectiveness | The effectiveness of the program per unit of program exposure in the first year of deployment. The existing formula will compute the effectiveness so do not overwrite this column.
See 'Qualitative Program Effectiveness Guidance' documentation for more details on qualitative methodology.
TRUE
FALSE
Necessary cells are highlighted in green

## Prog Info
| Program ID | 7.3.4.1
| Program | 7.3.4.1 Detailed inspections of distribution electric lines and equipment
| Mitigation or Control? | Control
| Program Description | In accordance with GO 165, careful visual inspections of overhead electric distribution lines and equipment where individual pieces of equipment and structures are carefully examined, visually and through use of routine diagnostic test, as appropriate, and (if practical and if useful information can be so gathered) opened, and the condition of each rated and recorded.
| TableExposure | 2
# | Program ID | Tranche | Tranche Exposure | Tranche Exposure Unit | Program Exposure 2020 | Program Exposure 2021 | Program Exposure 2022 | Program Exposure 2023 | Program Exposure 2024 | Program Exposure 2025 | Program Exposure 2026 | Unit for Program Exposure | Work Units 2020 | Work Units 2021 | Work Units 2022 | Work Units 2023
1 | 7.3.4.1 | HFTD - Distribution - All | 25461.6694 | Miles | 13244.1348 | 13244.1348 | 13244.1348 | 6960.0313 | 0 | 0 | 0 | Work unit | 13244.1348 | 13244.1348 | 13244.1348 | 6960.0313 | 7.3.4.1 | 7.3.4.1 | 7.3.4.1
2 | 7.3.4.1 | non-HFTD - Distribution | 55300 | Miles | 11060 | 11060 | 11060 | 11060 | 0 | 0 | 0 | Work unit | 11060 | 11060 | 11060 | 11060 | 7.3.4.1 | 7.3.4.1 | 7.3.4.1
|  |  |  | Total Units | 24304.1348 | 24304.1348 | 24304.1348 | 18020.0313 | 0 | 0 | 0 |  | 24304.1348 | 24304.1348 | 24304.1348 | 18020.0313 | 0 | 0 | 0
| TableProgSpend | 1
# | Program ID |  | PVRR Multiplier |  | CapEx USD 2020 | CapEx USD 2021 | CapEx USD 2022 | CapEx USD 2023 | CapEx USD 2024 | CapEx USD 2025 | CapEx USD 2026 | OpEx USD 2020 | OpEx USD 2021 | OpEx USD 2022 | OpEx USD 2023 | OpEx USD 2024 | OpEx USD 2025 | OpEx USD 2026
1 | 7.3.4.1 |  | 0 |  | 0 | 0 | 0 | 0 | 0 | 0 | 0 | 100485316.698 | 95920602.61 | 100378979.9264 | 101781970.6691 | 0 | 0 | 0
|  |  |  | Unit Cost | 0 | 0 | 0 | 0 | na | na | na | 4134.4947 | 3946.6784 | 4130.1195 | 5648.2683 | na | na | na
| TableFreqPrograms | 2 | [9 empty] | TableConseqPrograms | 0
# | ID | Tranche | Driver |  | Subdriver |  | Outcome | Effectiveness (Ec * Mf) | Benefit Length (yrs) |  | # | ID | Tranche | Outcome |  | Attribute |  | Effectiveness (Ec * Mf) | Benefit Length (yrs)
1 | 7.3.4.1 | HFTD - Distribution - All | Equipment / facility failure |  | 0 |  | 0 | 0.5103% | 1
2 | 7.3.4.1 | non-HFTD - Distribution | Equipment / facility failure |  | 0 |  | 0 | 0.5239% | 1

## Data Dictionary
RSE Lite Template Data Dictionary
formula | formula |  | formula | input | formula | formula | formula | input | input | input | input | input | formula
# | Col# | Sheet Name | Table Name | Type | Column Name | Col | Formula | Data Validation | Conditional Formatting Criteria | Conditional Formatting Application | Sheet Name | Table Name | Columns
1 | 1 | Summary of Programs | TableSummary | Input | #VALUE! | #VALUE! |  |  |  |  | Summary of Programs | TableSummary | 14
1 | 2 | Summary of Programs | TableSummary | Input | #VALUE! | #VALUE! |  |  |  |  | 1-Program Exposure | TableExposure | 27
1 | 3 | Summary of Programs | TableSummary | Input | #VALUE! | #VALUE! |  | =INDIRECT("TableProgTypeDropdown[Program Type Options]") |  |  | 2-Program Cost | TableProgSpend | 28
1 | 4 | Summary of Programs | TableSummary | Input | #VALUE! | #VALUE! |  |  |  |  | 2-Program Cost | TableTranchSpend | 13
1 | 5 | Summary of Programs | TableSummary | Input | #VALUE! | #VALUE! |  |  |  |  | 3-Eff - Freq Programs | TableFreqPrograms | 22
1 | 6 | Summary of Programs | TableSummary | Input | #VALUE! | #VALUE! |  | =INDIRECT("TableBowtieDropdown[Bow Tie Element]") |  |  | 4-Eff - Conseq Programs | TableConseqPrograms | 21
1 | 7 | Summary of Programs | TableSummary | Input | #VALUE! | #VALUE! |  |  |  |  | Total Input Table Columns |  | 125
1 | 8 | Summary of Programs | TableSummary | Input | #VALUE! | #VALUE! |  |  |  |  | RSE Lite | TableRSESummary | 18
1 | 9 | Summary of Programs | TableSummary | Input | #VALUE! | #VALUE! |  |  |  |  | RSE Lite | TableRSE | 35
1 | 10 | Summary of Programs | TableSummary | Input | #VALUE! | #VALUE! |  |  |  |  | RSE Lite | TableProgramRR | 44
1 | 11 | Summary of Programs | TableSummary | Input | #VALUE! | #VALUE! |  |  |  |  | RSE Lite | Table_LoRECalc | 29
1 | 12 | Summary of Programs | TableSummary | Optional Input | #VALUE! | #VALUE! |  |  |  |  | RSE Lite | Table_CoRECalc | 28
1 | 13 | Summary of Programs | TableSummary | Formula | #VALUE! | #VALUE! | #VALUE! |  |  |  | RSE Result | TableAllRSEs | 21
1 | 14 | Summary of Programs | TableSummary | Formula | #VALUE! | #VALUE! | #VALUE! |  |  |  | RSE Result | TableRSEbatch | #REF!
2 | 1 | 1-Program Exposure | TableExposure | Formula | #VALUE! | #VALUE! | #VALUE! |  |  |  | RSE Result | TableProgramRRbatch | #REF!
2 | 2 | 1-Program Exposure | TableExposure | Formula | #VALUE! | #VALUE! | #VALUE!
2 | 3 | 1-Program Exposure | TableExposure | Input | #VALUE! | #VALUE! |  | =INDIRECT("TableSummary[Program]")
2 | 4 | 1-Program Exposure | TableExposure | Input | #VALUE! | #VALUE! |  | =INDIRECT("Table_RiskNameLookup[Risk/Cross Cutting Factor Name]")
2 | 5 | 1-Program Exposure | TableExposure | Input | #VALUE! | #VALUE! |  | =INDIRECT("TableTranche[Tranche]")
2 | 6 | 1-Program Exposure | TableExposure | Formula | #VALUE! | #VALUE! | #VALUE!
2 | 7 | 1-Program Exposure | TableExposure | Formula | #VALUE! | #VALUE! | #VALUE!
2 | 8 | 1-Program Exposure | TableExposure | Input | #VALUE! | #VALUE!
2 | 9 | 1-Program Exposure | TableExposure | Input | #VALUE! | #VALUE!
2 | 10 | 1-Program Exposure | TableExposure | Input | #VALUE! | #VALUE!
2 | 11 | 1-Program Exposure | TableExposure | Input | #VALUE! | #VALUE!
2 | 12 | 1-Program Exposure | TableExposure | Input | #VALUE! | #VALUE!
2 | 13 | 1-Program Exposure | TableExposure | Input | #VALUE! | #VALUE!
2 | 14 | 1-Program Exposure | TableExposure | Input | #VALUE! | #VALUE!
2 | 15 | 1-Program Exposure | TableExposure | Input | #VALUE! | #VALUE! |  | =INDIRECT("TableProgExpDropdown[Program Exposure Options]")
2 | 16 | 1-Program Exposure | TableExposure | Optional Input | #VALUE! | #VALUE!
2 | 17 | 1-Program Exposure | TableExposure | Optional Input | #VALUE! | #VALUE!
2 | 18 | 1-Program Exposure | TableExposure | Optional Input | #VALUE! | #VALUE!
2 | 19 | 1-Program Exposure | TableExposure | Optional Input | #VALUE! | #VALUE!
2 | 20 | 1-Program Exposure | TableExposure | Optional Input | #VALUE! | #VALUE!
2 | 21 | 1-Program Exposure | TableExposure | Optional Input | #VALUE! | #VALUE!
2 | 22 | 1-Program Exposure | TableExposure | Optional Input | #VALUE! | #VALUE!
2 | 23 | 1-Program Exposure | TableExposure | Optional Input | #VALUE! | #VALUE!
2 | 24 | 1-Program Exposure | TableExposure | Optional Input | #VALUE! | #VALUE!
2 | 25 | 1-Program Exposure | TableExposure | Optional Input | #VALUE! | #VALUE!
2 | 26 | 1-Program Exposure | TableExposure | Error Check | #VALUE! | #VALUE! | #VALUE! |  | No Blank | Red font if there is Error
2 | 27 | 1-Program Exposure | TableExposure | Formula | #VALUE! | #VALUE! | #VALUE!
3 | 1 | 2-Program Cost | TableProgSpend | Formula | #VALUE! | #VALUE! | #VALUE!
3 | 2 | 2-Program Cost | TableProgSpend | Formula | #VALUE! | #VALUE! | #VALUE!
3 | 3 | 2-Program Cost | TableProgSpend | Input | #VALUE! | #VALUE! |  | =INDIRECT("TableSummary[Program]")
3 | 4 | 2-Program Cost | TableProgSpend | Input | #VALUE! | #VALUE!
3 | 5 | 2-Program Cost | TableProgSpend | Input | #VALUE! | #VALUE!
3 | 6 | 2-Program Cost | TableProgSpend | Input | #VALUE! | #VALUE!
3 | 7 | 2-Program Cost | TableProgSpend | Input | #VALUE! | #VALUE!
3 | 8 | 2-Program Cost | TableProgSpend | Input | #VALUE! | #VALUE!
3 | 9 | 2-Program Cost | TableProgSpend | Input | #VALUE! | #VALUE!
3 | 10 | 2-Program Cost | TableProgSpend | Input | #VALUE! | #VALUE!
3 | 11 | 2-Program Cost | TableProgSpend | Input | #VALUE! | #VALUE!
3 | 12 | 2-Program Cost | TableProgSpend | Input | #VALUE! | #VALUE!
3 | 13 | 2-Program Cost | TableProgSpend | Input | #VALUE! | #VALUE!
3 | 14 | 2-Program Cost | TableProgSpend | Input | #VALUE! | #VALUE!
3 | 15 | 2-Program Cost | TableProgSpend | Input | #VALUE! | #VALUE!
3 | 16 | 2-Program Cost | TableProgSpend | Input | #VALUE! | #VALUE!
3 | 17 | 2-Program Cost | TableProgSpend | Input | #VALUE! | #VALUE!
3 | 18 | 2-Program Cost | TableProgSpend | Input | #VALUE! | #VALUE!
3 | 19 | 2-Program Cost | TableProgSpend | Input | #VALUE! | #VALUE!
3 | 20 | 2-Program Cost | TableProgSpend | Formula | #VALUE! | #VALUE! | #VALUE! |  | =SUM($F9:$L9)=0 | Condition on if there is CapEX. If CapEX exists, then PVRR Multipliers are applicable. Otherwise, not applicable.
3 | 21 | 2-Program Cost | TableProgSpend | Input | #VALUE! | #VALUE! |  |  | =SUM($F9:$L9)=0 =$T9<>"Custom" | Condition on if there is CapEX and if the Asset Type is "Custom". If so, then PVRR Multipliers are applicable. Otherwise, not applicable.
3 | 22 | 2-Program Cost | TableProgSpend | Formula | #VALUE! | #VALUE! | #VALUE! |  | =SUM($F9:$L9)=0 | Condition on if there is CapEX. If CapEX exists, then PVRR Multipliers are applicable. Otherwise, not applicable.
3 | 23 | 2-Program Cost | TableProgSpend | Input | #VALUE! | #VALUE! |  |  | =SUM($F9:$L9)=0
3 | 24 | 2-Program Cost | TableProgSpend | Formula | #VALUE! | #VALUE! | #VALUE! |  | =SUM($F9:$L9)=0
3 | 25 | 2-Program Cost | TableProgSpend | Formula | #VALUE! | #VALUE! | #VALUE! |  | =SUM($F9:$L9)=0
3 | 26 | 2-Program Cost | TableProgSpend | Error Check | #VALUE! | #VALUE! | #VALUE! |  | FALSE | Red font if FALSE
3 | 27 | 2-Program Cost | TableProgSpend | Error Check | #VALUE! | #VALUE! | #VALUE! |  | FALSE | Red font if FALSE
3 | 28 | 2-Program Cost | TableProgSpend | Error Check | #VALUE! | #VALUE! | #VALUE! |  | FALSE | Red font if FALSE
4 | 1 | 2-Program Cost | TableTranchSpend | Formula | #VALUE! | #VALUE! | #VALUE!
4 | 2 | 2-Program Cost | TableTranchSpend | Formula | #VALUE! | #VALUE! | #VALUE!
4 | 3 | 2-Program Cost | TableTranchSpend | Input | #VALUE! | #VALUE! |  | =INDIRECT("TableSummary[Program]")
4 | 4 | 2-Program Cost | TableTranchSpend | Input | #VALUE! | #VALUE!
4 | 5 | 2-Program Cost | TableTranchSpend | Input | #VALUE! | #VALUE! |  | =INDIRECT("TableProgCostDropdown[Program Cost Options]")
4 | 6 | 2-Program Cost | TableTranchSpend | Input | #VALUE! | #VALUE! |  | =INDIRECT("TableTranche[Tranche]") | =$F52="% of Total Cost (specify to the right)" | Condition on if Allocation method is set as "% of Total Cost". If it is, need to input the Tranche and allocation % across the years.
4 | 7 | 2-Program Cost | TableTranchSpend | Input | #VALUE! | #VALUE! |  |  | =$F52="% of Total Cost (specify to the right)"
4 | 8 | 2-Program Cost | TableTranchSpend | Input | #VALUE! | #VALUE! |  |  | =$F52="% of Total Cost (specify to the right)"
4 | 9 | 2-Program Cost | TableTranchSpend | Input | #VALUE! | #VALUE! |  |  | =$F52="% of Total Cost (specify to the right)"
4 | 10 | 2-Program Cost | TableTranchSpend | Input | #VALUE! | #VALUE! |  |  | =$F52="% of Total Cost (specify to the right)"
4 | 11 | 2-Program Cost | TableTranchSpend | Input | #VALUE! | #VALUE! |  |  | =$F52="% of Total Cost (specify to the right)"
4 | 12 | 2-Program Cost | TableTranchSpend | Input | #VALUE! | #VALUE! |  |  | =$F52="% of Total Cost (specify to the right)"
4 | 13 | 2-Program Cost | TableTranchSpend | Input | #VALUE! | #VALUE! |  |  | =$F52="% of Total Cost (specify to the right)"
5 | 1 | 3-Eff - Freq Programs | TableFreqPrograms | Formula | #VALUE! | #VALUE! | #VALUE!
5 | 2 | 3-Eff - Freq Programs | TableFreqPrograms | Formula | #VALUE! | #VALUE! | #VALUE!
5 | 3 | 3-Eff - Freq Programs | TableFreqPrograms | Input | #VALUE! | #VALUE! |  | =INDIRECT("TableSummary[Program]")
5 | 4 | 3-Eff - Freq Programs | TableFreqPrograms | Input | #VALUE! | #VALUE! |  | =INDIRECT("Table_RiskNameLookup[Risk/Cross Cutting Factor Name]")
5 | 5 | 3-Eff - Freq Programs | TableFreqPrograms | Input | #VALUE! | #VALUE! |  | =INDIRECT("TableTranche[Tranche]")
5 | 6 | 3-Eff - Freq Programs | TableFreqPrograms | Input | #VALUE! | #VALUE! |  | =INDIRECT("TableDriverSubdriver[Driver]")
5 | 7 | 3-Eff - Freq Programs | TableFreqPrograms | Input | #VALUE! | #VALUE! |  | =INDIRECT("TableDriverSubdriver[Subdriver]")
5 | 8 | 3-Eff - Freq Programs | TableFreqPrograms | Input | #VALUE! | #VALUE! |  | =INDIRECT("TableOutcome[Outcome]")
5 | 9 | 3-Eff - Freq Programs | TableFreqPrograms | Input | #VALUE! | #VALUE!
5 | 10 | 3-Eff - Freq Programs | TableFreqPrograms | Input | #VALUE! | #VALUE! |  |  | =NOT($J8) | If not use qualitative measure, need to input effective rate.
5 | 11 | 3-Eff - Freq Programs | TableFreqPrograms | Input | #VALUE! | #VALUE! |  | =INDIRECT("TableQualFreqEff[Program Category]") | =$J8 | If use qualitative measure, need to input Category and Risk driver primarily due to …
5 | 12 | 3-Eff - Freq Programs | TableFreqPrograms | Input | #VALUE! | #VALUE! |  | =$Z$7:$AC$7 | =$J8
5 | 13 | 3-Eff - Freq Programs | TableFreqPrograms | Input | #VALUE! | #VALUE! |  |  | =$J8
5 | 14 | 3-Eff - Freq Programs | TableFreqPrograms | Formula | #VALUE! | #VALUE! | #VALUE! |  | =$J8
5 | 15 | 3-Eff - Freq Programs | TableFreqPrograms | Formula | #VALUE! | #VALUE! | #VALUE! |  | =$J8
5 | 16 | 3-Eff - Freq Programs | TableFreqPrograms | Formula | #VALUE! | #VALUE! | #VALUE!
5 | 17 | 3-Eff - Freq Programs | TableFreqPrograms | Input | #VALUE! | #VALUE!
5 | 18 | 3-Eff - Freq Programs | TableFreqPrograms | Input | #VALUE! | #VALUE!
5 | 19 | 3-Eff - Freq Programs | TableFreqPrograms | Input | #VALUE! | #VALUE!
5 | 20 | 3-Eff - Freq Programs | TableFreqPrograms | Input | #VALUE! | #VALUE!
5 | 21 | 3-Eff - Freq Programs | TableFreqPrograms | Formula | #VALUE! | #VALUE! | #VALUE!
5 | 22 | 3-Eff - Freq Programs | TableFreqPrograms | Formula | #VALUE! | #VALUE! | #VALUE!
6 | 1 | 4-Eff - Conseq Programs | TableConseqPrograms | Formula | #VALUE! | #VALUE! | #VALUE!
6 | 2 | 4-Eff - Conseq Programs | TableConseqPrograms | Formula | #VALUE! | #VALUE! | #VALUE!
6 | 3 | 4-Eff - Conseq Programs | TableConseqPrograms | Input | #VALUE! | #VALUE! |  | =INDIRECT("TableSummary[Program]")
6 | 4 | 4-Eff - Conseq Programs | TableConseqPrograms | Input | #VALUE! | #VALUE! |  | =INDIRECT("Table_RiskNameLookup[Risk/Cross Cutting Factor Name]")
6 | 5 | 4-Eff - Conseq Programs | TableConseqPrograms | Input | #VALUE! | #VALUE! |  | =INDIRECT("TableTranche[Tranche]")
6 | 6 | 4-Eff - Conseq Programs | TableConseqPrograms | Input | #VALUE! | #VALUE! |  | =INDIRECT("TableOutcome[Outcome]")
6 | 7 | 4-Eff - Conseq Programs | TableConseqPrograms | Input | #VALUE! | #VALUE!
6 | 8 | 4-Eff - Conseq Programs | TableConseqPrograms | Input | #VALUE! | #VALUE!
6 | 9 | 4-Eff - Conseq Programs | TableConseqPrograms | Input | #VALUE! | #VALUE! |  |  | =NOT($I8) | If not use qualitative measure, need to input effective rate.
6 | 10 | 4-Eff - Conseq Programs | TableConseqPrograms | Input | #VALUE! | #VALUE! |  | =INDIRECT("TableQualConseqEff[Control Program Category]") | =$I8 | If use qualitative measure, need to input Category and Consequence develops …
6 | 11 | 4-Eff - Conseq Programs | TableConseqPrograms | Input | #VALUE! | #VALUE! |  | =$AA$7:$AB$7 | =$I8
6 | 12 | 4-Eff - Conseq Programs | TableConseqPrograms | Input | #VALUE! | #VALUE! |  |  | =$I8
6 | 13 | 4-Eff - Conseq Programs | TableConseqPrograms | Formula | #VALUE! | #VALUE! | #VALUE! |  | =$I8
6 | 14 | 4-Eff - Conseq Programs | TableConseqPrograms | Formula | #VALUE! | #VALUE! | #VALUE! |  | =$I8
6 | 15 | 4-Eff - Conseq Programs | TableConseqPrograms | Formula | #VALUE! | #VALUE! | #VALUE!
6 | 16 | 4-Eff - Conseq Programs | TableConseqPrograms | Input | #VALUE! | #VALUE!
6 | 17 | 4-Eff - Conseq Programs | TableConseqPrograms | Input | #VALUE! | #VALUE!
6 | 18 | 4-Eff - Conseq Programs | TableConseqPrograms | Input | #VALUE! | #VALUE!
6 | 19 | 4-Eff - Conseq Programs | TableConseqPrograms | Input | #VALUE! | #VALUE!
6 | 20 | 4-Eff - Conseq Programs | TableConseqPrograms | Formula | #VALUE! | #VALUE! | #VALUE!
6 | 21 | 4-Eff - Conseq Programs | TableConseqPrograms | Formula | #VALUE! | #VALUE! | #VALUE!

## Summary of Programs
Pacific Gas and Electric Company
2022 WMP
Control and Mitigation Program Workpaper
| RISK Name: | Wildfire
| RISK ID: | WLDFR
| Total mitigations: | 2
| Total controls: | 7
Program ID | Program | Mitigation or Control? | MAT or MWC | Program Description | Modifying Likelihood of Failure (LOF) or Consequence of Failure (COF) | Risk Drivers and/or Consequences being addressed by Program | Year(s) of Implementation | Justification for Effectiveness % | Benefit Length | Justification for Benefit Length | Assumptions / Comments | Mitigation Program Count | Control Program Count
7.3.4.1 | 7.3.4.1 Detailed inspections of distribution electric lines and equipment | Control | BFB | In accordance with GO 165, careful visual inspections of overhead electric distribution lines and equipment where individual pieces of equipment and structures are carefully examined, visually and through use of routine diagnostic test, as appropriate, and (if practical and if useful information can be so gathered) opened, and the condition of each rated and recorded. | LOF | Equipment / facility failure | Ongoing |  | 1 Year | Inspection program, no lingering benefit if program were to cease |  | 0 | 1
7.3.4.2 | 7.3.4.2 Detailed inspections of transmission electric lines and equipment | Control | BFT, BFX, BF2, BFZ | Careful visual inspections of overhead electric transmission lines and equipment where individual pieces of equipment and structures are carefully examined, visually and through use of routine diagnostic test, as appropriate, and (if practical and if useful information can be so gathered) opened, and the condition of each rated and recorded. | LOF | Equipment / facility failure | Ongoing |  | 1 Year | Inspection program, no lingering benefit if program were to cease |  | 0 | 2
7.3.4.3 | 7.3.4.3 Improvement of inspections | Mitigation | BFH | Identifying and addressing deficiencies in inspections protocols and implementation by improving training and the evaluation of inspectors. | LOF | Risk reduction not quantified. Foundational initiative, for which distinct financial and quantification data is not currently available. | Risk reduction not quantified. Foundational initiative, for which distinct financial and quantification data is not currently available. | Risk reduction not quantified. Foundational initiative, for which distinct financial and quantification data is not currently available. | Risk reduction not quantified. Foundational initiative, for which distinct financial and quantification data is not currently available. | Risk reduction not quantified. Foundational initiative, for which distinct financial and quantification data is not currently available. |  | 1 | 1
7.3.4.4 | 7.3.4.4 Infrared inspections of distribution electric lines and equipment | Control | BFC | Inspections of overhead electric distribution lines, equipment, and right-of-way using infrared (heat-sensing) technology and cameras that can identify "hot spots", or conditions that indicate deterioration or potential equipment failures, of electrical equipment. | LOF | Equipment / facility failure | Ongoing |  | 1 Year | Inspection program, no lingering benefit if program were to cease |  | 0 | 2
7.3.4.5 | 7.3.4.5 Infrared inspections of transmission electric lines and equipment | Control | BFV | Inspections of overhead electric transmission lines, equipment, and right-of-way using infrared (heat-sensing) technology and cameras that can identify "hot spots", or conditions that indicate deterioration or potential equipment failures, of electrical equipment. | LOF | Equipment / facility failure | Ongoing | Refer to tab 7.3.4.5_Effectiveness | 1 Year | Inspection program, no lingering benefit if program were to cease |  | 0 | 3
7.3.4.6.1 | 7.3.4.6.1 Intrusive pole inspections - Distribution | Control | GAA | In accordance with GO 165, intrusive inspections involve movement of soil, taking samples for analysis, and/or using more sophisticated diagnostic tools beyond visual inspections or instrument reading. | LOF | Equipment / facility failure | Ongoing |  | 1 Year | Inspection program, no lingering benefit if program were to cease |  | 0 | 1
7.3.4.6.2 | 7.3.4.6.2 Intrusive pole inspections - Transmission | Control | GAS | In accordance with GO 165, intrusive inspections involve movement of soil, taking samples for analysis, and/or using more sophisticated diagnostic tools beyond visual inspections or instrument reading. | LOF | Risk reduction not quantified. Initiative does not currently capture data determined to be usable for RSE calculation. | Risk reduction not quantified. Initiative does not currently capture data determined to be usable for RSE calculation. | Risk reduction not quantified. Initiative does not currently capture data determined to be usable for RSE calculation. | Risk reduction not quantified. Initiative does not currently capture data determined to be usable for RSE calculation. | Risk reduction not quantified. Initiative does not currently capture data determined to be usable for RSE calculation. |  | 0 | 2
7.3.4.7 | 7.3.4.7 LiDAR Inspections of Distribution Electric Lines and Equipment | Control | GAC | Inspections of overhead electric distribution lines, equipment, and right-of-way using LiDAR (Light Detection and Ranging, a remote sensing method that uses light in the form of a pulsed laser to measure variable distances). | LOF | Risk reduction not quantified. Initiative does not currently capture data determined to be usable for RSE calculation. | Risk reduction not quantified. Initiative does not currently capture data determined to be usable for RSE calculation. | Risk reduction not quantified. Initiative does not currently capture data determined to be usable for RSE calculation. | Risk reduction not quantified. Initiative does not currently capture data determined to be usable for RSE calculation. | Risk reduction not quantified. Initiative does not currently capture data determined to be usable for RSE calculation. |  | 0 | 3
7.3.4.8 | 7.3.4.8 LiDAR Inspections of Transmission Electric Lines and Equipment | Control |  | Inspections of overhead electric transmission lines, equipment, and right-of-way using LiDAR (Light Detection and Ranging, a remote sensing method that uses light in the form of a pulsed laser to measure variable distances). | LOF | Risk reduction not quantified. Initiative does not currently capture data determined to be usable for RSE calculation. | Risk reduction not quantified. Initiative does not currently capture data determined to be usable for RSE calculation. | Risk reduction not quantified. Initiative does not currently capture data determined to be usable for RSE calculation. | Risk reduction not quantified. Initiative does not currently capture data determined to be usable for RSE calculation. | Risk reduction not quantified. Initiative does not currently capture data determined to be usable for RSE calculation. |  | 0 | 4
7.3.4.9 | 7.3.4.9 Other discretionary inspection of distribution electric lines and equipment, beyond inspections mandated by rules and regulations | Control |  | Inspections of overhead electric distribution lines, equipment, and right‑of‑way that exceed or otherwise go beyond those mandated by rules and regulations, including GO 165, in terms of frequency, inspection checklist requirements or detail, analysis of and response to problems identified, or other aspects of inspection or records kept. | LOF | Risk reduction not quantified. Initiative does not currently capture data determined to be usable for RSE calculation. | Risk reduction not quantified. Initiative does not currently capture data determined to be usable for RSE calculation. | Risk reduction not quantified. Initiative does not currently capture data determined to be usable for RSE calculation. | Risk reduction not quantified. Initiative does not currently capture data determined to be usable for RSE calculation. | Risk reduction not quantified. Initiative does not currently capture data determined to be usable for RSE calculation. |  | 0 | 5
7.3.4.10 | 7.3.4.10 Other discretionary inspection of transmission electric lines and equipment, beyond inspections mandated by rules and regulations | Control | AB#, 93V | Inspections of overhead transmission lines, equipment, and right‑of‑way that exceed or otherwise go beyond those mandated by rules and regulations, including GO165, in terms of frequency, inspection checklist requirements or detail, analysis of and response to problems identified, or other aspects of inspection or records kept. | LOF | Risk reduction not quantified. Initiative does not currently capture data determined to be usable for RSE calculation. | Risk reduction not quantified. Initiative does not currently capture data determined to be usable for RSE calculation. | Risk reduction not quantified. Initiative does not currently capture data determined to be usable for RSE calculation. | Risk reduction not quantified. Initiative does not currently capture data determined to be usable for RSE calculation. | Risk reduction not quantified. Initiative does not currently capture data determined to be usable for RSE calculation. |  | 0 | 5
7.3.4.11 | 7.3.4.11 Patrol inspections of distribution electric lines and equipment | Control | BFA | In accordance with GO 165, simple visual inspections of overhead electric distribution lines and equipment that is designed to identify obvious structural problems and hazards. Patrol inspections may be carried out in the course of other company business. | LOF | Equipment / facility failure | Ongoing | Refer tab 7.3.4.11_Effectiveness | 1 year | Inspection program, no lingering benefit if program were to cease |  | 0 | 5
7.3.4.12 | 7.3.4.12 Patrol inspections of transmission electric lines and equipment | Control | BFU | Simple visual inspections of overhead electric transmission lines and equipment that is designed to identify obvious structural problems and hazards. Patrol inspections may be carried out in the course of other company business. | LOF | Equipment / facility failure | Ongoing | Refer tab 7.3.4.12_Effectiveness | 1 Year | Inspection program, no lingering benefit if program were to cease |  | 0 | 5
7.3.4.13 | 7.3.4.13 Pole loading assessment program to determine safety factor | Mitigation | GAC | Calculations to determine whether a pole meets pole loading safety factor requirements of GO 95, including planning and information collection needed to support said calculations. Calculations shall consider many factors including the size, location, and type of pole; types of attachments; length of conductors attached; and number and design of supporting guys, per D.150110021. | LOF | Risk reduction not quantified. Foundational Initiative, for which distinct financial and quantification data not currently available. | Risk reduction not quantified. Foundational Initiative, for which distinct financial and quantification data not currently available. | Risk reduction not quantified. Foundational Initiative, for which distinct financial and quantification data not currently available. | Risk reduction not quantified. Foundational Initiative, for which distinct financial and quantification data not currently available. | Risk reduction not quantified. Foundational Initiative, for which distinct financial and quantification data not currently available. |  | 1 | 4
7.3.4.14 | 7.3.4.14 Quality assurance / quality control of inspections | Mitigation | BFH | Establishment and function of audit process to manage and confirm work completed by employees or contractors, including packaging QA/QC information for input to decision making and related integrated workforce management processes. | LOF | Risk reduction not quantified. Foundational Initiative, for which distinct financial and quantification data not currently available. | Risk reduction not quantified. Foundational Initiative, for which distinct financial and quantification data not currently available. | Risk reduction not quantified. Foundational Initiative, for which distinct financial and quantification data not currently available. | Risk reduction not quantified. Foundational Initiative, for which distinct financial and quantification data not currently available. | Risk reduction not quantified. Foundational Initiative, for which distinct financial and quantification data not currently available. |  | 2 | 4
7.3.4.15-D | 7.3.4.15-D Substation inspections | Control | GC5, GCD | In accordance with GO 174, inspection of substations performed by qualified persons and according to the frequency established by the utility, including record-keeping. | LOF | Equipment / facility failure | Ongoing | Refer tab '7.3.4.15-D_Effectiveness' | 1 Year | Given the program exposure calculation methodology, this program intends to control the inherent risk within a given year. The program will work on different units in the subsequent years and address the inherent risk for that particular year, i.e., avoid failures leading to an outage of those chosen units and the baseline risk. |  | 2 | 5
7.3.4.15-T | 7.3.4.15-T Substation inspections | Control | AM7, AMD | In accordance with GO 174, inspection of substations performed by qualified persons and according to the frequency established by the utility, including record-keeping. | LOF | Equipment / facility failure | Ongoing | Refer tab '7.3.4.15-T_Effectiveness' | 1 Year | Inspection program, no lingering benefit if program were to cease |  | 2 | 6
7.3.4.16 | 7.3.4.16 Hydro Inspections, Enhanced, Substation | Control | IG# | In accordance with GO 174, inspection of substations performed by qualified persons and according to the frequency established by the utility, including recordkeeping. | LOF | Risk reduction not quantified. Initiative does not currently capture data determined to be usable for RSE calculation. | Risk reduction not quantified. Initiative does not currently capture data determined to be usable for RSE calculation. | Risk reduction not quantified. Initiative does not currently capture data determined to be usable for RSE calculation. | Risk reduction not quantified. Initiative does not currently capture data determined to be usable for RSE calculation. | Risk reduction not quantified. Initiative does not currently capture data determined to be usable for RSE calculation. |  | 2 | 7
[12 empty] | 2 | 7

## 1-Program Exposure
Program Exposure | [7 empty] | 55300 | 68.52% | 90%
For each program, specify either the units of exposure (as defined in the Risk Model Input file), or the fraction of the total tranche exposure, to which the program applies | [7 empty] | 171.2 | 31.48% |  |  |  | 1000
If the exposure number applies all tranches, leave the 'Tranche' column blank and include only one line in the table below |  |  |  |  | 0.6738% |  |  | 6928.8
The tranche names in this table must match identically to the tranche names in the Risk Model Input File |  |  | 203564781.34
| Exposure Table |  |  |  | 7181*85%
| Program ID | Type | Program | Risk (for Cross Cutter only) | Tranche | Tranche Exposure | Tranche Exposure Unit | Program Exposure 2020 | Program Exposure 2021 | Program Exposure 2022 | Program Exposure 2023 | Program Exposure 2024 | Program Exposure 2025 | Program Exposure 2026 | Unit for Program Exposure | Work Units 2020 | Work Units 2021 | Work Units 2022 | Work Units 2023 | Work Units 2024 | Work Units 2025 | Work Units 2026 | Unit for work units | Explanation of relationship between different units | Other Note | Flag for modeler | Risk ID
| 7.3.4.1 | Control | 7.3.4.1 Detailed inspections of distribution electric lines and equipment |  | HFTD - Distribution - All | 25461.6694 | Miles | 13244.1348 | 13244.1348 | 13244.1348 | 6960.0313 |  |  |  | Work unit | 13244.1348 | 13244.1348 | 13244.1348 | 6960.0313 |  |  |  | Miles |  | 2021-2022, Tier 3 & Zone 1 are inspected annually, and Tier 2 is inspected every 3 years. For 2023 onwards, Tier 3 & Zone 1 are inspected every 3 years, and Tier 2 is inspected every 4 years. |  | WLDFR
| 7.3.4.1 | Control | 7.3.4.1 Detailed inspections of distribution electric lines and equipment |  | non-HFTD - Distribution | 55300 | Miles | 11060 | 11060 | 11060 | 11060 |  |  |  | Work unit | 11060 | 11060 | 11060 | 11060 |  |  |  | Miles |  | Tier 1 is inspected every 5 years. |  | WLDFR
| 7.3.4.2 | Control | 7.3.4.2 Detailed inspections of transmission electric lines and equipment |  | HFTD - Transmission - Tier 3 - All | 1380.98 | Miles | 100% | 100% | 100% | 100% |  |  |  | % of tranche exposure | [9 empty] | Tier 3 Detailed Inspections are done annually |  | WLDFR
| 7.3.4.2 | Control | 7.3.4.2 Detailed inspections of transmission electric lines and equipment |  | HFTD - Transmission - Tier 2 - All | 4478.34 | Miles | 33% | 33% | 33% | 33% |  |  |  | % of tranche exposure | [9 empty] | Tier 2 Detailed Inspections are on a 3 year cycle |  | WLDFR
| 7.3.4.2 | Control | 7.3.4.2 Detailed inspections of transmission electric lines and equipment |  | HFTD - Transmission - Zone 1 - All | 6.17 | Miles | 100% | 100% | 100% | 100% |  |  |  | % of tranche exposure | [9 empty] | Zone 1 Detailed Inspections are done annually. |  | WLDFR
| 7.3.4.2 | Control | 7.3.4.2 Detailed inspections of transmission electric lines and equipment |  | non-HFTD - Transmission - All | 13220.51 | Miles | 20% | 20% | 20% | 20% |  |  |  | % of tranche exposure | [9 empty] | Non-HFTD Detailed Inspections is on a 5 year cycle |  | WLDFR
| 7.3.4.4 | Control | 7.3.4.4 Infrared inspections of distribution electric lines and equipment |  | HFTD - Distribution - All | 25461.6694 | Miles | 84.8722 | 84.8722 | 84.8722 | 84.8722 |  |  |  | Work unit | 84.8722 | 84.8722 | 84.8722 | 84.8722 | [5 empty] | Per the SME, Infrared inspections are done on a 3-year cycle in HFTD, and 10-year cycle in non-HFTD areas. Since the effectiveness is calculated over 100 miles, divided the final exposure value by 100. |  | WLDFR
| 7.3.4.4 | Control | 7.3.4.4 Infrared inspections of distribution electric lines and equipment |  | non-HFTD - Distribution | 55300 | Miles | 55.3 | 55.3 | 55.3 | 55.3 |  |  |  | Work unit | 55.3 | 55.3 | 55.3 | 55.3 | [5 empty] | Per the SME, Infrared inspections are done on a 3-year cycle in HFTD, and 10-year cycle in non-HFTD areas. Since the effectiveness is calculated over 100 miles, divided the final exposure value by 100. |  | WLDFR
| 7.3.4.5 | Control | 7.3.4.5 Infrared inspections of transmission electric lines and equipment |  | HFTD - Transmission - Tier 3 - All | 1380.98 | Miles | 100% | 100% | 100% | 100% |  |  |  | % of tranche exposure | [9 empty] | Tier 3 transmission infrared inspections are done annually. No tags found in 2020. |  | WLDFR
| 7.3.4.5 | Control | 7.3.4.5 Infrared inspections of transmission electric lines and equipment |  | HFTD - Transmission - Tier 2 - All | 4478.34 | Miles | 33.33% | 33.33% | 33.33% | 33.33% |  |  |  | % of tranche exposure | [9 empty] | Tier 2 & zone 1 distribution infrared inspections are done on a 3-year cycle |  | WLDFR
| 7.3.4.5 | Control | 7.3.4.5 Infrared inspections of transmission electric lines and equipment |  | HFTD - Transmission - Zone 1 - All | 6.17 | Miles | 33.33% | 33.33% | 33.33% | 33.33% |  |  |  | % of tranche exposure | [9 empty] | Tier 2 & zone 1 distribution infrared inspections are done on a 3-year cycle |  | WLDFR
| 7.3.4.5 | Control | 7.3.4.5 Infrared inspections of transmission electric lines and equipment |  | non-HFTD - Transmission - All | 13220.51 | Miles | 20% | 20% | 20% | 20% |  |  |  | % of tranche exposure | [9 empty] | Non-HFTD transmission infrared inspections are on a 5-year cycle |  | WLDFR
| 7.3.4.6.1 | Control | 7.3.4.6.1 Intrusive pole inspections - Distribution |  | HFTD - Distribution - All | 25461.6694 | Miles | 672.6087 | 613.8572 | 833.6957 | 734.7826 |  |  |  | Work unit | 672.6087 | 613.8572 | 833.6957 | 734.7826 |  |  |  | 100 poles tested and treated |  | Refer tab '7.3.6.1_Exposure' |  | WLDFR
| 7.3.4.6.1 | Control | 7.3.4.6.1 Intrusive pole inspections - Distribution |  | non-HFTD - Distribution | 55300 | Miles | 1707.3913 | 1558.2528 | 2116.3043 | 1865.2174 |  |  |  | Work unit | 1707.3913 | 1558.2528 | 2116.3043 | 1865.2174 |  |  |  | 100 poles tested and treated |  | Refer tab '7.3.6.1_Exposure' |  | WLDFR
| 7.3.4.11 | Control | 7.3.4.11 Patrol inspections of distribution electric lines and equipment |  | HFTD - Distribution - All | 25461.6694 | Miles | 122.1753 | 122.1753 | 122.1753 | 185.0164 |  |  |  | Work unit | 12217.5346 | 12217.5346 | 12217.5346 | 18501.6381 |  |  |  | Number of miles patrolled |  | From 2023 onwards: Tier 2 - 3 patrols in 4 years, Tier 3 - 2 patrols in 3 years, Tier 2 (HFTD)- 2 patrols in 3 years, Non-HFTD - 4 patrols in 5 years |  | WLDFR
| 7.3.4.11 | Control | 7.3.4.11 Patrol inspections of distribution electric lines and equipment |  | non-HFTD - Distribution | 55300 | Miles | 323.6156 | 323.6156 | 323.6156 | 323.6156 |  |  |  | Work unit | 32361.56 | 32361.56 | 32361.56 | 32361.56 |  |  |  | Number of miles patrolled |  | Non-HFTD Patrols - every year when there's no inspections on urban areas & every other year when there's no inspections in rural areas. Took 2021 units assumption (from SME) of 46.3% of Non-HFTD is urban, and 53.7% of Non-HFTD is rural. Exposure: (urban % * frequency of urban patrols)+(rural % * frequency of rural patrols) * Total Non-HFTD miles |  | WLDFR
| 7.3.4.12 | Control | 7.3.4.12 Patrol inspections of transmission electric lines and equipment |  | HFTD - Transmission - Tier 2 - All | 4478.34 | Miles | 66.67% | 66.67% | 66.67% | 66.67% |  |  |  | % of tranche exposure | [9 empty] | Tier 2 - 2 patrols in 3 years, Non-HFTD - 4 patrols in 5 years |  | WLDFR
| 7.3.4.12 | Control | 7.3.4.12 Patrol inspections of transmission electric lines and equipment |  | HFTD - Transmission - Zone 1 - All | 6.17 | Miles | 66.67% | 66.67% | 66.67% | 66.67% |  |  |  | % of tranche exposure | [9 empty] | Tier 2 - 2 patrols in 3 years, Non-HFTD - 4 patrols in 5 years |  | WLDFR
| 7.3.4.12 | Control | 7.3.4.12 Patrol inspections of transmission electric lines and equipment |  | non-HFTD - Transmission - All | 13220.51 | Miles | 80% | 80% | 80% | 80% |  |  |  | % of tranche exposure | [9 empty] | Tier 2 - 2 patrols in 3 years, Non-HFTD - 4 patrols in 5 years |  | WLDFR
| 7.3.4.15-D | Control | 7.3.4.15-D Substation inspections |  | HFTD - Substation | 1 | Unit | 62.0745 | 65.927 | 65.927 | 65.927 |  |  |  | Work unit | [7 empty] | Count of Substations inspected |  | Refer tab '7.3.4.15_Exposure' |  | WLDFR
| 7.3.4.15-D | Control | 7.3.4.15-D Substation inspections |  | non-HFTD - Substation | 1 | Unit | 94.9178 | 92.484 | 92.484 | 92.484 |  |  |  | Work unit | [7 empty] | Count of Substations inspected |  | Refer tab '7.3.4.15_Exposure' |  | WLDFR
| 7.3.4.15-T | Control | 7.3.4.15-T Substation inspections |  | HFTD - Substation | 1 | Unit | 6.079% | 6.484% | 6.484% | 6.484% |  |  |  | % of tranche exposure | [9 empty] | Refer tab '7.3.4.15_Exposure' |  | WLDFR
| 7.3.4.15-T | Control | 7.3.4.15-T Substation inspections |  | non-HFTD - Substation | 1 | Unit | 3.361% | 3.275% | 3.275% | 3.275% |  |  |  | % of tranche exposure | [11 empty] | WLDFR
| No match in Summary of Programs tab | No match in Summary of Programs tab |  |  |  | #N/A | #N/A | [19 empty] | WLDFR
| No match in Summary of Programs tab | No match in Summary of Programs tab |  |  |  | #N/A | #N/A | [19 empty] | WLDFR

## 2-Program Cost
Program Spend from Control File
Program ID | Type | Program | MAT (optional) | CapEx USD 2020 | CapEx USD 2021 | CapEx USD 2022 | CapEx USD 2023 | CapEx USD 2024 | CapEx USD 2025 | CapEx USD 2026 | OpEx USD 2020 | OpEx USD 2021 | OpEx USD 2022 | OpEx USD 2023 | OpEx USD 2024 | OpEx USD 2025 | OpEx USD 2026 | Asset Type | Generic Capital PVRR Multiplier | Custom Capital PVRR Multiplier | Generic Lifetime Incremental O&M PVRR Multiplier | Custom Lifetime Incremental O&M PVRR Multiplier (optional; specify if 0) | Lifetime Incremental O&M PVRR Multiplier | PVRR Multiplier | In Exposure tab? | In Allocation table | In Eff Table
7.3.4.1 | Control | 7.3.4.1 Detailed inspections of distribution electric lines and equipment | BFB | [7 empty] | 100485316.698 | 95920602.61 | 100378979.9264 | 101781970.6691 |  |  |  | Electric distribution (<69kV) - Overhead | [5 empty] | 0 | 1 | 1 | 1
7.3.4.2 | Control | 7.3.4.2 Detailed inspections of transmission electric lines and equipment | BFT, BFX, BF2, BFZ | [7 empty] | 92826651 | 85681560.53 | 86707253 | 89308470.59 |  |  |  | Electric transmission (69kV+) | [5 empty] | 0 | 1 | 1 | 1
7.3.4.4 | Control | 7.3.4.4 Infrared inspections of distribution electric lines and equipment | BFC | [7 empty] | 1561335.47 | 2118108.32 | 2225892.7078 | 2290094.9157 |  |  |  | Electric distribution (<69kV) - Overhead | [5 empty] | 0 | 1 | 1 | 1
7.3.4.5 | Control | 7.3.4.5 Infrared inspections of transmission electric lines and equipment | BFV | [7 empty] | 1443600 | 2534511.35 | 2220000 | 2220000 |  |  |  | Electric transmission (69kV+) | [5 empty] | 0 | 1 | 1 | 1
7.3.4.6.1 | Control | 7.3.4.6.1 Intrusive pole inspections - Distribution | GAA | [7 empty] | 17446665.22 | 17628532.11 | 21239442.0114 | 19247047.061 |  |  |  | Electric distribution (<69kV) - Overhead | [5 empty] | 0 | TRUE | TRUE | TRUE
7.3.4.11 | Control | 7.3.4.11 Patrol inspections of distribution electric lines and equipment | BFA | [7 empty] | 7737250.18 | 6097237 | 6062917.91 | 6237792.788 |  |  |  | Electric distribution (<69kV) - Overhead | [5 empty] | 0 | 1 | 1 | 1
7.3.4.12 | Control | 7.3.4.12 Patrol inspections of transmission electric lines and equipment | BFU | [7 empty] | 170488.64 | 59654.95 | 83683.1 | 83683.1 |  |  |  | Electric transmission (69kV+) | [5 empty] | 0 | 1 | 1 | 1
7.3.4.15-D | Control | 7.3.4.15-D Substation inspections | GC5, GCD | [7 empty] | 6888384 | 3251776 | 4397304.4006 | 4397304.4006 |  |  |  | Electric distribution (<69kV) - Overhead | [5 empty] | 0 | 1 | 1 | 1
7.3.4.15-T | Control | 7.3.4.15-T Substation inspections | AM7, AMD | [7 empty] | 9667808 | 4164357 | 1757465 | 1757465 |  |  |  | Electric transmission (69kV+) | [5 empty] | 0 | 1 | 1 | 1
No match in Summary of Programs | No match in Summary of Programs tab | [22 empty] | 0 | FALSE | FALSE | FALSE
Program Spend Allocation to Tranches
Program ID | Type | Program | MAT (optional) | Allocation method | Tranche | Spend USD 2020 | Spend USD 2021 | Spend USD 2022 | Spend USD 2023 | Spend USD 2024 | Spend USD 2025 | Spend USD 2026
7.3.4.1 | Control | 7.3.4.1 Detailed inspections of distribution electric lines and equipment |  | prorate by Program Exposure
7.3.4.2 | Control | 7.3.4.2 Detailed inspections of transmission electric lines and equipment |  | prorate by Program Exposure
7.3.4.4 | Control | 7.3.4.4 Infrared inspections of distribution electric lines and equipment |  | prorate by Program Exposure
7.3.4.5 | Control | 7.3.4.5 Infrared inspections of transmission electric lines and equipment |  | prorate by Program Exposure
7.3.4.6.1 | Control | 7.3.4.6.1 Intrusive pole inspections - Distribution | GAA | prorate by Program Exposure
7.3.4.11 | Control | 7.3.4.11 Patrol inspections of distribution electric lines and equipment |  | prorate by Program Exposure
7.3.4.12 | Control | 7.3.4.12 Patrol inspections of transmission electric lines and equipment |  | prorate by Program Exposure
7.3.4.15-D | Control | 7.3.4.15-D Substation inspections |  | prorate by Program Exposure
7.3.4.15-T | Control | 7.3.4.15-T Substation inspections |  | prorate by Program Exposure
No match in Summary of Programs | No match in Summary of Programs tab
Update Cost Data

## 3-Eff - Freq Programs
Effectiveness for Programs that Modify Frequency | [21 empty] | Qualitative Program Effectiveness Cap for different types of programs affecting event frequency
Dimensions over which effectiveness differs
Please see Instructions for detailed guidance on each column. See 'Control Effectiveness Guidance' documentation for more details on qualitative methodology.
Effectiveness by Model Element | [22 empty] | Risk Driver is Primarily Due to… |  |  |  | Effectiveness Mapping Table
ID | Type | Program | Risk (for Cross Cutter only) | Tranche | Driver | Subdriver | Outcome | Does this use qualitative measure? | Effectiveness - Quantitative | Category | Risk driver primarily due to… | Explanation of Program Category and Risk Driver type | Effectiveness Cap (Ec) | Maturity Factor (Mf) | Effectiveness (Ec * Mf) | Benefit Length (yrs) | Effectiveness Degradation Rate | Effectiveness Degradation Method | Explanation of Benefit Length | Same benefit set across program? | Risk ID | Program Category | Human Error | Functional Failure | Malicious Action | Natural/Outside Force | Program | Tranche | Driver | Subdriver | Outcome
7.3.4.1 | Control | 7.3.4.1 Detailed inspections of distribution electric lines and equipment |  | HFTD - Distribution - All | Equipment / facility failure |  |  | FALSE | 0.5103% | [5 empty] | 0.5103% | 1 |  |  | Inspection program, no lingering benefit if program were to cease | 1 | WLDFR | Elimination | 90% | 90% | 90% | 90%
7.3.4.1 | Control | 7.3.4.1 Detailed inspections of distribution electric lines and equipment |  | non-HFTD - Distribution | Equipment / facility failure |  |  | FALSE | 0.5239% | [5 empty] | 0.5239% | 1 |  |  | Inspection program, no lingering benefit if program were to cease | 1 | WLDFR | Engineered barrier | 90% | 75% | 50% | 50%
7.3.4.2 | Control | 7.3.4.2 Detailed inspections of transmission electric lines and equipment |  |  | Equipment / facility failure |  |  | FALSE | 89.81% | [5 empty] | 89.81% | 1 |  |  | Inspection program, no lingering benefit if program were to cease | 1 | WLDFR | Substitution | 75% | 50% | 50% | 0%
7.3.4.4 | Control | 7.3.4.4 Infrared inspections of distribution electric lines and equipment |  |  | Equipment / facility failure |  |  | FALSE | 0.3758% | [5 empty] | 0.3758% | 1 |  |  | Inspection program, no lingering benefit if program were to cease | 1 | WLDFR | Administrative barrier | 30% | 0% | 0% | 0%
7.3.4.5 | Control | 7.3.4.5 Infrared inspections of transmission electric lines and equipment |  |  | Equipment / facility failure |  |  | FALSE | 0.7375% | [5 empty] | 0.7375% | 1 |  |  | Inspection program, no lingering benefit if program were to cease | 1 | WLDFR | Distance gap | 20% | 0% | 0% | 15%
7.3.4.6.1 | Control | 7.3.4.6.1 Intrusive pole inspections - Distribution |  |  | Equipment / facility failure | Pole damage or failure |  | FALSE | 4.138% | [5 empty] | 4.138% | 1 |  |  | Inspection program, no lingering benefit if program were to cease | 1 | WLDFR | Detect/Notify/Respond | 10% | 10% | 25% | 10%
7.3.4.11 | Control | 7.3.4.11 Patrol inspections of distribution electric lines and equipment |  |  | Equipment / facility failure |  |  | FALSE | 1.061% | [5 empty] | 1.061% | 1 |  |  | Inspection program, no lingering benefit if program were to cease | 1 | WLDFR | Minor or preventative main. | 0% | 25% | 5% | 5%
7.3.4.12 | Control | 7.3.4.12 Patrol inspections of transmission electric lines and equipment |  |  | Equipment / facility failure |  |  | FALSE | 44.35% | [5 empty] | 44.35% | 1 |  |  | Inspection program, no lingering benefit if program were to cease | 1 | WLDFR
7.3.4.15-D | Control | 7.3.4.15-D Substation inspections |  |  | Equipment / facility failure |  |  | FALSE | 5.743% | [5 empty] | 5.743% | 1 |  |  | Given the program exposure calculation methodology, this program intends to control the inherent risk within a given year. The program will work on different units in the subsequent years and address the inherent risk for that particular year, i.e., avoid failures leading to an outage of those chosen units and the baseline risk. | 1 | WLDFR
7.3.4.15-T | Control | 7.3.4.15-T Substation inspections |  |  | Equipment / facility failure |  |  | FALSE | 99.9% | [5 empty] | 99.9% | 1 |  |  | Inspection program, no lingering benefit if program were to cease | 1 | WLDFR

## 4-Eff - Conseq Programs
Effectiveness Mapping - Programs that Modify Consequence | [20 empty] | Qualitative Program Effectiveness Cap for different types of programs affecting event frequency
Dimensions over which effectiveness differs
Please see Instructions for detailed guidance on each column. See 'Control Effectiveness Guidance' documentation for more details on qualitative methodology.
Effectiveness by Model Element | [21 empty] | Consequence development happens… |  | Effectiveness Mapping Table
ID | Type | Program | Risk (for Cross Cutter only) | Tranche | Outcome | Attribute | Does this use qualitative measure? | Effectiveness - Quantitative | Category | Consequence develops… | Explanation of Program Category and Consequence type | Effectiveness Cap (Ec) | Maturity Factor (Mf) | Effectiveness (Ec * Mf) | Benefit Length (yrs) | Effectiveness Degradation Rate | Effectiveness Degradation Method | Explanation of Benefit Length, Degradation Rate | Same benefit set across program? | Risk ID | Control Program Category | Rapidly | Gradually | Program | Tranche | Attribute | Outcome
No match in Program Cost tab | No match in Summary of Programs tab | Safety Infrastructure Protection Teams (B) |  |  | Non-Red Flag Warning - Catastrophic Fires | Financial | FALSE | #REF! | [5 empty] | 0% | 1 |  |  | SIPT crews treat poles before a wildfire to prevent them from being damaged during the wildfire. The benefit length is when the wildfire occurs. | 1 | WLDFR | Replacement | 90% | 100%
No match in Program Cost tab | No match in Summary of Programs tab | [17 empty] | 1 | WLDFR | Engineered barrier | 50% | 75%
[21 empty] | Automated response | 25% | 50%
[21 empty] | Manual response | 10% | 25%

## RSE Lite
Risk Data File Folder | P:\EAS\WMP 2022\Test Run | [8 empty] | For PSPS
Risk Data File Name | EO_WLDFR_20220209_SplitByTier_192656_194748_Baseline_rselite_(add 2020).xlsx | [8 empty] | EO_WPSPS_20211011_20211015091238_Baseline_rselite_(add_2020).xlsx
Risk Data File Path | P:\EAS\WMP 2022\Test Run\EO_WLDFR_20220209_SplitByTier_192656_194748_Baseline_rselite_(add 2020).xlsx
RSE Lite exe path | P:\EAS\WMP 2022\Test Run\RSE_lite.exe
NPV Year | 2021
discount rate | 7%
Aggregation years | 2022 | 2022 | 2022-2022
Summary Results
Program Select a Program to Run RSE Lite | 2020 Program Risk Reduction NPV | 2021 Program Risk Reduction NPV | 2022 Program Risk Reduction NPV | 2023 Program Risk Reduction NPV | 2024 Program Risk Reduction NPV | 2025 Program Risk Reduction NPV | 2026 Program Risk Reduction NPV | 2020-2022 Program Risk Reduction NPV | 2020 Program RSE | 2021 Program RSE | 2022 Program RSE | 2023 Program RSE | 2024 Program RSE | 2025 Program RSE | 2026 Program RSE | 2020-2022 Program RSE | 2020-2022 Capital Cost NPV with PVRR ($M) | 2020-2022 Expense Cost NPV ($M) | 2020-2022 Total Cost NPV ($M) | 2020-2022 Program Freq Reduction NPV
7.3.4.15-T Substation inspections | 1.2626 | 1.3517 | 1.2633 | 1.2239 |  |  |  | 3.8776 | 0.31547 | 0.87366 | 0.3704 | 0.18905 |  |  |  | 0.43276 | 0 | 8.96 | 8.96 | 0.066499
Run Complete for 7.3.4.15-T Substation inspections. | [34 empty] | Program Risk Reduction | [43 empty] | Risk Reduction per Unit Program Exposure | [40 empty] | LoRE Reduction per unit of work each year, by Tranche, Outcome, Driver, Subdriver and Year. | [28 empty] | CoRE Reduction per unit of work each year, by Tranche, Outcome, Driver and Attribute.
Summary Results by Tranche | [78 empty] | Freq Risk Reduction = LoRE Reduction x CoRE, Conseq Risk Reduction = LoRE x CoRE Reduction, Risk Reduction = Freq Risk Reduction + Conseq Risk Reduction +- LoRE Reduction x CoRE Reduction | [40 empty] | Purely based on effectiveness, regardless of program exposure. | [28 empty] | Purely based on effectiveness, regardless of program exposure.
Program | index | 2020 Program Risk Reduction NPV | 2021 Program Risk Reduction NPV | 2022 Program Risk Reduction NPV | 2023 Program Risk Reduction NPV | 2022-2022 Program Freq Reduction NPV | 2022-2022 Program Freq Risk Reduction NPV | 2022-2022 Program Conseq Risk Reduction NPV | 2022-2022 Program Risk Reduction NPV | 2020 Program RSE | 2021 Program RSE | 2022 Program RSE | 2023 Program RSE | 2022-2022 Program RSE | CapEx USD 2020 | CapEx USD 2021 | CapEx USD 2022 | CapEx USD 2023 | PVRR Multiplier | 2022-2022 Capital Cost NPV with PVRR | OpEx USD 2020 | OpEx USD 2021 | OpEx USD 2022 | OpEx USD 2023 | 2022-2022 Expense Cost NPV | Column27 | Column28 | Column29 | Column30 | Column31 | Column32 | Column33 | Column34 | Column35 | Program | Risk ID | Tranche | Year | Discount Factor | 2020 Program Freq Reduction | 2020 Program Freq Risk Reduction | 2020 Program Conseq Risk Reduction | 2020 Program Risk Reduction | 2021 Program Freq Reduction | 2021 Program Freq Risk Reduction | 2021 Program Conseq Risk Reduction | 2021 Program Risk Reduction | 2022 Program Freq Reduction | 2022 Program Freq Risk Reduction | 2022 Program Conseq Risk Reduction | 2022 Program Risk Reduction | 2023 Program Freq Reduction | 2023 Program Freq Risk Reduction | 2023 Program Conseq Risk Reduction | 2023 Program Risk Reduction | 2020 Program Risk Reduction NPV | 2021 Program Risk Reduction NPV | 2022 Program Risk Reduction NPV | 2023 Program Risk Reduction NPV | 2022-2022 Program Freq Reduction | 2022-2022 Program Freq Reduction NPV | 2022-2022 Program Freq Risk Reduction | 2022-2022 Program Freq Risk Reduction NPV | 2022-2022 Program Conseq Risk Reduction | 2022-2022 Program Conseq Risk Reduction NPV | 2022-2022 Program Risk Reduction | 2022-2022 Program Risk Reduction NPV | Column34 | Column35 | Column36 | Column37 | Column38 | Column39 | Column40 | Column41 | Column42 | Column43 | Column44 | Risk ID | Tranche | Outcome | Year | LoRE Reduction per Unit Tranche Exposure 2020 | LoRE Reduction per Unit Tranche Exposure 2021 | LoRE Reduction per Unit Tranche Exposure 2022 | LoRE Reduction per Unit Tranche Exposure 2023 | CoRE | Electric Reliability CoRE | Financial CoRE | Safety CoRE | CoRE Reduction per Unit Tranche Exposure 2020 | CoRE Reduction per Unit Tranche Exposure 2021 | CoRE Reduction per Unit Tranche Exposure 2022 | CoRE Reduction per Unit Tranche Exposure 2023 | LoRE | Freq Risk Reduction per Unit Tranche Exposure 2020 | Conseq Risk Reduction per Unit Tranche Exposure 2020 | Risk Reduction per Unit Tranche Exposure 2020 | Freq Risk Reduction per Unit Tranche Exposure 2021 | Conseq Risk Reduction per Unit Tranche Exposure 2021 | Risk Reduction per Unit Tranche Exposure 2021 | Freq Risk Reduction per Unit Tranche Exposure 2022 | Conseq Risk Reduction per Unit Tranche Exposure 2022 | Risk Reduction per Unit Tranche Exposure 2022 | Freq Risk Reduction per Unit Tranche Exposure 2023 | Conseq Risk Reduction per Unit Tranche Exposure 2023 | Risk Reduction per Unit Tranche Exposure 2023 | Column30 | Column31 | Column32 | Column33 | Column34 | Column35 | Column36 | Column37 | Column38 | Column39 | Column40 | Column41 | Index | Risk ID | Tranche | Outcome | Driver | Subdriver | Year | LoRE | Tranche Exposure | Freq | Yr | Type | Adjusted Effectiveness | Effectiveness Life | Effectiveness Degradation Rate | Effectiveness Degradation Method | 2020 Tranche Average Effectiveness | LoRE Reduction per Unit Tranche Exposure 2020 | 2021 Tranche Average Effectiveness | LoRE Reduction per Unit Tranche Exposure 2021 | 2022 Tranche Average Effectiveness | LoRE Reduction per Unit Tranche Exposure 2022 | 2023 Tranche Average Effectiveness | LoRE Reduction per Unit Tranche Exposure 2023 | Column25 | Column26 | Column27 | Column28 | Column29 | Index | Risk ID | Tranche | Outcome | Year | Attribute | CoRE | Tranche Exposure | Yr | Type | Adjusted Effectiveness | Effectiveness Life | Effectiveness Degradation Rate | Effectiveness Degradation Method | 2020 Tranche Average Effectiveness | CoRE Reduction per Unit Tranche Exposure 2020 | 2021 Tranche Average Effectiveness | CoRE Reduction per Unit Tranche Exposure 2021 | 2022 Tranche Average Effectiveness | CoRE Reduction per Unit Tranche Exposure 2022 | 2023 Tranche Average Effectiveness | CoRE Reduction per Unit Tranche Exposure 2023 | Column23 | Column24 | Column25 | Column26 | Column27 | Column28
7.3.4.1 Detailed inspections of distribution electric lines and equipment | HFTD - Distribution - Tier 2 - 1QU CoRE ¦ 1QU LoRE | 426.143 | 426.143 | 353.5632 | 180.0107 | 0.40592 | 353.5632 | 0 | 353.5632 | 1075.4321 | 1126.6102 | 1076.096 | 815.6913 | 1076.096 | 0 | 0 | 0 | 0 | 0 | 0 | 396252.7899 | 378252.3422 | 351560.2523 | 252662.0815 | 328560.9835 | [9 empty] | 7.3.4.1 Detailed inspections of distribution electric lines and equipment | WLDFR | HFTD - Distribution - Tier 2 - 1QU CoRE ¦ 1QU LoRE | 2020 | 1 | 0.48903 | 426.143 | 0 | 426.143 | 0 | 0 | 0 | 0 | 0 | 0 | 0 | 0 | 0 | 0 | 0 | 0 | 426.143 | 0 | 0 | 0 | 0 | 0 | 0 | 0 | 0 | 0 | 0 | 0 | [11 empty] | WLDFR | HFTD - Substation | Non-Red Flag Warning - Catastrophic Fires | 2020 | 6.286e-06 | 0 | 0 | 0 | 14146.1306 | 222.2294 | 8585.7228 | 5338.1784 | 0 | 0 | 0 | 0 | 9.7641e-05 | 0.088922 | 0 | 0.088922 | 0 | 0 | 0 | 0 | 0 | 0 | 0 | 0 | 0 | [12 empty] | 7.3.4.15-T Substation inspectionsWLDFREquipment / facility failureAggregated | WLDFR | HFTD - Substation | Non-Red Flag Warning - Catastrophic Fires | Equipment / facility failure | Aggregated | 2021 | 9.7229e-05 | 1 | 9.7229e-05 | 2021 | Control | 0.99901 | 1 | 0 | esc | 0 | 0 | 0.06926 | 6.7341e-06 | 0 | 0 | 0 | 0
7.3.4.1 Detailed inspections of distribution electric lines and equipment | HFTD - Distribution - Tier 2 - 1QU CoRE ¦ 2QU LoRE | 1020.8457 | 1020.8457 | 903.0364 | 459.7669 | 0.87694 | 903.0364 | 0 | 903.0364 | 1387.3614 | 1453.3838 | 1272.2114 | 964.3512 | 1272.2114 | 0 | 0 | 0 | 0 | 0 | 0 | 735818.1173 | 702392.3449 | 759503.4396 | 545845.8931 | 709816.2987 | [9 empty] | 7.3.4.1 Detailed inspections of distribution electric lines and equipment | WLDFR | HFTD - Distribution - Tier 2 - 1QU CoRE ¦ 1QU LoRE | 2021 | 1 | 0 | 0 | 0 | 0 | 0.48903 | 426.143 | 0 | 426.143 | 0 | 0 | 0 | 0 | 0 | 0 | 0 | 0 | 0 | 426.143 | 0 | 0 | 0 | 0 | 0 | 0 | 0 | 0 | 0 | 0 | [11 empty] | WLDFR | HFTD - Substation | Non-Red Flag Warning - Catastrophic Fires | 2021 | 0 | 6.7341e-06 | 0 | 0 | 14146.1306 | 222.2294 | 8585.7228 | 5338.1784 | 0 | 0 | 0 | 0 | 9.7641e-05 | 0 | 0 | 0 | 0.095261 | 0 | 0.095261 | 0 | 0 | 0 | 0 | 0 | 0 | [12 empty] | 7.3.4.15-T Substation inspectionsWLDFREquipment / facility failureAggregated | WLDFR | HFTD - Substation | Non-Red Flag Warning - Catastrophic Fires | Equipment / facility failure | Aggregated | 2022 | 9.7229e-05 | 1 | 9.7229e-05 | 2022 | Control | 0.99901 | 1 | 0 | esc | 0 | 0 | 0 | 0 | 0.06926 | 6.7341e-06 | 0 | 0
7.3.4.1 Detailed inspections of distribution electric lines and equipment | HFTD - Distribution - Tier 2 - 1QU CoRE ¦ 3QU LoRE | 2819.4051 | 2819.4051 | 2593.7881 | 1320.5883 | 2.5151 | 2593.7881 | 0 | 2593.7881 | 1253.576 | 1313.2317 | 1274.0931 | 965.7786 | 1274.0931 | 0 | 0 | 0 | 0 | 0 | 0 | 2249089.9454 | 2146921.2615 | 2178297.0565 | 1565515.6256 | 2035791.6416 | [9 empty] | 7.3.4.1 Detailed inspections of distribution electric lines and equipment | WLDFR | HFTD - Distribution - Tier 2 - 1QU CoRE ¦ 1QU LoRE | 2022 | 0.93458 | 0 | 0 | 0 | 0 | 0 | 0 | 0 | 0 | 0.43433 | 378.3126 | 0 | 378.3126 | 0 | 0 | 0 | 0 | 0 | 0 | 353.5632 | 0 | 0.43433 | 0.40592 | 378.3126 | 353.5632 | 0 | 0 | 378.3126 | 353.5632 | [11 empty] | WLDFR | HFTD - Substation | Non-Red Flag Warning - Catastrophic Fires | 2022 | 0 | 0 | 6.7341e-06 | 0 | 14146.1306 | 222.2294 | 8585.7228 | 5338.1784 | 0 | 0 | 0 | 0 | 9.7641e-05 | 0 | 0 | 0 | 0 | 0 | 0 | 0.095261 | 0 | 0.095261 | 0 | 0 | 0 | [12 empty] | 7.3.4.15-T Substation inspectionsWLDFREquipment / facility failureAggregated | WLDFR | HFTD - Substation | Non-Red Flag Warning - Catastrophic Fires | Equipment / facility failure | Aggregated | 2023 | 9.7229e-05 | 1 | 9.7229e-05 | 2023 | Control | 0.99901 | 1 | 0 | esc | 0 | 0 | 0 | 0 | 0 | 0 | 0.06926 | 6.7341e-06
7.3.4.1 Detailed inspections of distribution electric lines and equipment | HFTD - Distribution - Tier 2 - 1QU CoRE ¦ 4QU LoRE | 4212.6125 | 4212.6125 | 3895.529 | 1983.3516 | 3.6786 | 3895.529 | 0 | 3895.529 | 1362.4767 | 1427.3149 | 1308.3053 | 991.7126 | 1308.3053 | 0 | 0 | 0 | 0 | 0 | 0 | 3091878.4608 | 2951424.6947 | 3185965.9055 | 2289714.9829 | 2977538.2294 | [9 empty] | 7.3.4.1 Detailed inspections of distribution electric lines and equipment | WLDFR | HFTD - Distribution - Tier 2 - 1QU CoRE ¦ 1QU LoRE | 2023 | 0.87344 | 0 | 0 | 0 | 0 | 0 | 0 | 0 | 0 | 0 | 0 | 0 | 0 | 0.22825 | 206.0943 | 0 | 206.0943 | 0 | 0 | 0 | 180.0107 | 0 | 0 | 0 | 0 | 0 | 0 | 0 | 0 | [11 empty] | WLDFR | HFTD - Substation | Non-Red Flag Warning - Catastrophic Fires | 2023 | 0 | 0 | 0 | 6.7341e-06 | 14664.6376 | 233.2301 | 8896.516 | 5534.8915 | 0 | 0 | 0 | 0 | 9.7641e-05 | 0 | 0 | 0 | 0 | 0 | 0 | 0 | 0 | 0 | 0.098753 | 0 | 0.098753 | [12 empty] | 7.3.4.15-T Substation inspectionsWLDFREquipment / facility failureAggregated | WLDFR | HFTD - Substation | Non-Red Flag Warning - Destructive Fires | Equipment / facility failure | Aggregated | 2021 | 9.7229e-05 | 1 | 9.7229e-05 | 2021 | Control | 0.99901 | 1 | 0 | esc | 0 | 0 | 0.06926 | 6.7341e-06 | 0 | 0 | 0 | 0
7.3.4.1 Detailed inspections of distribution electric lines and equipment | HFTD - Distribution - Tier 2 - 1QU CoRE ¦ 5QU LoRE | 4680.1441 | 4680.1441 | 4507.1734 | 2294.7611 | 3.9727 | 4507.1734 | 0 | 4507.1734 | 1347.187 | 1411.2976 | 1401.6552 | 1062.4729 | 1401.6552 | 0 | 0 | 0 | 0 | 0 | 0 | 3474012.171 | 3316199.34 | 3440700.3845 | 2472789.5576 | 3215607.8359 | [9 empty] | 7.3.4.1 Detailed inspections of distribution electric lines and equipment | WLDFR | HFTD - Distribution - Tier 2 - 1QU CoRE ¦ 2QU LoRE | 2020 | 1 | 0.9081 | 1020.8457 | 0 | 1020.8457 | 0 | 0 | 0 | 0 | 0 | 0 | 0 | 0 | 0 | 0 | 0 | 0 | 1020.8457 | 0 | 0 | 0 | 0 | 0 | 0 | 0 | 0 | 0 | 0 | 0 | [11 empty] | WLDFR | HFTD - Substation | Non-Red Flag Warning - Destructive Fires | 2020 | 6.286e-06 | 0 | 0 | 0 | 8807.9522 | 222.2294 | 8585.7228 | 0 | 0 | 0 | 0 | 0 | 9.7641e-05 | 0.055367 | 0 | 0.055367 | 0 | 0 | 0 | 0 | 0 | 0 | 0 | 0 | 0 | [12 empty] | 7.3.4.15-T Substation inspectionsWLDFREquipment / facility failureAggregated | WLDFR | HFTD - Substation | Non-Red Flag Warning - Destructive Fires | Equipment / facility failure | Aggregated | 2022 | 9.7229e-05 | 1 | 9.7229e-05 | 2022 | Control | 0.99901 | 1 | 0 | esc | 0 | 0 | 0 | 0 | 0.06926 | 6.7341e-06 | 0 | 0
7.3.4.1 Detailed inspections of distribution electric lines and equipment | HFTD - Distribution - Tier 2 - 2QU CoRE ¦ 1QU LoRE | 165.7264 | 165.7264 | 164.8593 | 83.9355 | 0.48065 | 164.8593 | 0 | 164.8593 | 428.801 | 449.2069 | 423.7519 | 321.2087 | 423.7519 | 0 | 0 | 0 | 0 | 0 | 0 | 386488.0359 | 368931.1685 | 416279.9991 | 299175.377 | 389046.7281 | [9 empty] | 7.3.4.1 Detailed inspections of distribution electric lines and equipment | WLDFR | HFTD - Distribution - Tier 2 - 1QU CoRE ¦ 2QU LoRE | 2021 | 1 | 0 | 0 | 0 | 0 | 0.9081 | 1020.8457 | 0 | 1020.8457 | 0 | 0 | 0 | 0 | 0 | 0 | 0 | 0 | 0 | 1020.8457 | 0 | 0 | 0 | 0 | 0 | 0 | 0 | 0 | 0 | 0 | [11 empty] | WLDFR | HFTD - Substation | Non-Red Flag Warning - Destructive Fires | 2021 | 0 | 6.7341e-06 | 0 | 0 | 8807.9522 | 222.2294 | 8585.7228 | 0 | 0 | 0 | 0 | 0 | 9.7641e-05 | 0 | 0 | 0 | 0.059313 | 0 | 0.059313 | 0 | 0 | 0 | 0 | 0 | 0 | [12 empty] | 7.3.4.15-T Substation inspectionsWLDFREquipment / facility failureAggregated | WLDFR | HFTD - Substation | Non-Red Flag Warning - Destructive Fires | Equipment / facility failure | Aggregated | 2023 | 9.7229e-05 | 1 | 9.7229e-05 | 2023 | Control | 0.99901 | 1 | 0 | esc | 0 | 0 | 0 | 0 | 0 | 0 | 0.06926 | 6.7341e-06
7.3.4.1 Detailed inspections of distribution electric lines and equipment | HFTD - Distribution - Tier 2 - 2QU CoRE ¦ 2QU LoRE | 473.531 | 473.531 | 465.6354 | 237.0712 | 1.3472 | 465.6354 | 0 | 465.6354 | 432.1045 | 452.6677 | 427.0194 | 323.6859 | 427.0194 | 0 | 0 | 0 | 0 | 0 | 0 | 1095871.5537 | 1046089.7499 | 1166761.9115 | 838537.6082 | 1090431.693 | [9 empty] | 7.3.4.1 Detailed inspections of distribution electric lines and equipment | WLDFR | HFTD - Distribution - Tier 2 - 1QU CoRE ¦ 2QU LoRE | 2022 | 0.93458 | 0 | 0 | 0 | 0 | 0 | 0 | 0 | 0 | 0.93832 | 966.2489 | 0 | 966.2489 | 0 | 0 | 0 | 0 | 0 | 0 | 903.0364 | 0 | 0.93832 | 0.87694 | 966.2489 | 903.0364 | 0 | 0 | 966.2489 | 903.0364 | [11 empty] | WLDFR | HFTD - Substation | Non-Red Flag Warning - Destructive Fires | 2022 | 0 | 0 | 6.7341e-06 | 0 | 8807.9522 | 222.2294 | 8585.7228 | 0 | 0 | 0 | 0 | 0 | 9.7641e-05 | 0 | 0 | 0 | 0 | 0 | 0 | 0.059313 | 0 | 0.059313 | 0 | 0 | 0 | [12 empty] | 7.3.4.15-T Substation inspectionsWLDFREquipment / facility failureAggregated | WLDFR | HFTD - Substation | Non-Red Flag Warning - Large Fires | Equipment / facility failure | Aggregated | 2021 | 0.00087506 | 1 | 0.00087506 | 2021 | Control | 0.99901 | 1 | 0 | esc | 0 | 0 | 0.06926 | 6.0607e-05 | 0 | 0 | 0 | 0
7.3.4.1 Detailed inspections of distribution electric lines and equipment | HFTD - Distribution - Tier 2 - 2QU CoRE ¦ 3QU LoRE | 921.7353 | 921.7353 | 874.7566 | 445.3694 | 2.348 | 874.7566 | 0 | 874.7566 | 450.7599 | 472.2109 | 460.2735 | 348.8933 | 460.2735 | 0 | 0 | 0 | 0 | 0 | 0 | 2044847.4884 | 1951956.8608 | 2033550.9487 | 1461488.3567 | 1900514.9053 | [9 empty] | 7.3.4.1 Detailed inspections of distribution electric lines and equipment | WLDFR | HFTD - Distribution - Tier 2 - 1QU CoRE ¦ 2QU LoRE | 2023 | 0.87344 | 0 | 0 | 0 | 0 | 0 | 0 | 0 | 0 | 0 | 0 | 0 | 0 | 0.49311 | 526.3871 | 0 | 526.3871 | 0 | 0 | 0 | 459.7669 | 0 | 0 | 0 | 0 | 0 | 0 | 0 | 0 | [11 empty] | WLDFR | HFTD - Substation | Non-Red Flag Warning - Destructive Fires | 2023 | 0 | 0 | 0 | 6.7341e-06 | 9129.7461 | 233.2301 | 8896.516 | 0 | 0 | 0 | 0 | 0 | 9.7641e-05 | 0 | 0 | 0 | 0 | 0 | 0 | 0 | 0 | 0 | 0.06148 | 0 | 0.06148 | [12 empty] | 7.3.4.15-T Substation inspectionsWLDFREquipment / facility failureAggregated | WLDFR | HFTD - Substation | Non-Red Flag Warning - Large Fires | Equipment / facility failure | Aggregated | 2022 | 0.00087506 | 1 | 0.00087506 | 2022 | Control | 0.99901 | 1 | 0 | esc | 0 | 0 | 0 | 0 | 0.06926 | 6.0607e-05 | 0 | 0
7.3.4.1 Detailed inspections of distribution electric lines and equipment | HFTD - Distribution - Tier 2 - 2QU CoRE ¦ 4QU LoRE | 1029.6601 | 1029.6601 | 910.2399 | 463.4352 | 2.6764 | 910.2399 | 0 | 910.2399 | 421.9765 | 442.0577 | 420.1709 | 318.495 | 420.1709 | 0 | 0 | 0 | 0 | 0 | 0 | 2440088.5878 | 2329243.4701 | 2318001.4935 | 1665919.5069 | 2166356.536 | [9 empty] | 7.3.4.1 Detailed inspections of distribution electric lines and equipment | WLDFR | HFTD - Distribution - Tier 2 - 1QU CoRE ¦ 3QU LoRE | 2020 | 1 | 2.7757 | 2819.4051 | 0 | 2819.4051 | 0 | 0 | 0 | 0 | 0 | 0 | 0 | 0 | 0 | 0 | 0 | 0 | 2819.4051 | 0 | 0 | 0 | 0 | 0 | 0 | 0 | 0 | 0 | 0 | 0 | [11 empty] | WLDFR | HFTD - Substation | Non-Red Flag Warning - Large Fires | 2020 | 5.6574e-05 | 0 | 0 | 0 | 5.2406 | 0.69642 | 2.942 | 1.6022 | 0 | 0 | 0 | 0 | 0.00087877 | 0.00029648 | 0 | 0.00029648 | 0 | 0 | 0 | 0 | 0 | 0 | 0 | 0 | 0 | [12 empty] | 7.3.4.15-T Substation inspectionsWLDFREquipment / facility failureAggregated | WLDFR | HFTD - Substation | Non-Red Flag Warning - Large Fires | Equipment / facility failure | Aggregated | 2023 | 0.00087506 | 1 | 0.00087506 | 2023 | Control | 0.99901 | 1 | 0 | esc | 0 | 0 | 0 | 0 | 0 | 0 | 0.06926 | 6.0607e-05
7.3.4.1 Detailed inspections of distribution electric lines and equipment | HFTD - Distribution - Tier 2 - 2QU CoRE ¦ 5QU LoRE | 1538.3921 | 1538.3921 | 1414.1373 | 719.9876 | 3.6337 | 1414.1373 | 0 | 1414.1373 | 488.8221 | 512.0844 | 480.799 | 364.4521 | 480.799 | 0 | 0 | 0 | 0 | 0 | 0 | 3147140.9073 | 3004176.7518 | 3147109.4501 | 2261789.3206 | 2941223.7852 | [9 empty] | 7.3.4.1 Detailed inspections of distribution electric lines and equipment | WLDFR | HFTD - Distribution - Tier 2 - 1QU CoRE ¦ 3QU LoRE | 2021 | 1 | 0 | 0 | 0 | 0 | 2.7757 | 2819.4051 | 0 | 2819.4051 | 0 | 0 | 0 | 0 | 0 | 0 | 0 | 0 | 0 | 2819.4051 | 0 | 0 | 0 | 0 | 0 | 0 | 0 | 0 | 0 | 0 | [11 empty] | WLDFR | HFTD - Substation | Non-Red Flag Warning - Large Fires | 2021 | 0 | 6.0607e-05 | 0 | 0 | 5.2406 | 0.69642 | 2.942 | 1.6022 | 0 | 0 | 0 | 0 | 0.00087877 | 0 | 0 | 0 | 0.00031761 | 0 | 0.00031761 | 0 | 0 | 0 | 0 | 0 | 0 | [12 empty] | 7.3.4.15-T Substation inspectionsWLDFREquipment / facility failureAggregated | WLDFR | HFTD - Substation | Non-Red Flag Warning - Small Fires | Equipment / facility failure | Aggregated | 2021 | 0.15027 | 1 | 0.15027 | 2021 | Control | 0.99901 | 1 | 0 | esc | 0 | 0 | 0.06926 | 0.010407 | 0 | 0 | 0 | 0
7.3.4.1 Detailed inspections of distribution electric lines and equipment | HFTD - Distribution - Tier 2 - 3QU CoRE ¦ 1QU LoRE | 203.6245 | 203.6245 | 186.1261 | 94.763 | 1.2145 | 186.1261 | 0 | 186.1261 | 191.4584 | 200.5696 | 189.3329 | 143.5163 | 189.3329 | 0 | 0 | 0 | 0 | 0 | 0 | 1063544.2737 | 1015230.9909 | 1051876.9393 | 755971.1747 | 983062.5601 | [9 empty] | 7.3.4.1 Detailed inspections of distribution electric lines and equipment | WLDFR | HFTD - Distribution - Tier 2 - 1QU CoRE ¦ 3QU LoRE | 2022 | 0.93458 | 0 | 0 | 0 | 0 | 0 | 0 | 0 | 0 | 2.6912 | 2775.3533 | 0 | 2775.3533 | 0 | 0 | 0 | 0 | 0 | 0 | 2593.7881 | 0 | 2.6912 | 2.5151 | 2775.3533 | 2593.7881 | 0 | 0 | 2775.3533 | 2593.7881 | [11 empty] | WLDFR | HFTD - Substation | Non-Red Flag Warning - Large Fires | 2022 | 0 | 0 | 6.0607e-05 | 0 | 5.2406 | 0.69642 | 2.942 | 1.6022 | 0 | 0 | 0 | 0 | 0.00087877 | 0 | 0 | 0 | 0 | 0 | 0 | 0.00031761 | 0 | 0.00031761 | 0 | 0 | 0 | [12 empty] | 7.3.4.15-T Substation inspectionsWLDFREquipment / facility failureAggregated | WLDFR | HFTD - Substation | Non-Red Flag Warning - Small Fires | Equipment / facility failure | Aggregated | 2022 | 0.15027 | 1 | 0.15027 | 2022 | Control | 0.99901 | 1 | 0 | esc | 0 | 0 | 0 | 0 | 0.06926 | 0.010407 | 0 | 0
7.3.4.1 Detailed inspections of distribution electric lines and equipment | HFTD - Distribution - Tier 2 - 3QU CoRE ¦ 2QU LoRE | 308.1735 | 308.1735 | 312.629 | 159.1703 | 1.9624 | 312.629 | 0 | 312.629 | 193.8972 | 203.1244 | 196.8165 | 149.1894 | 196.8165 | 0 | 0 | 0 | 0 | 0 | 0 | 1589365.6059 | 1517166.0069 | 1699618.3232 | 1221495.0364 | 1588428.3394 | [9 empty] | 7.3.4.1 Detailed inspections of distribution electric lines and equipment | WLDFR | HFTD - Distribution - Tier 2 - 1QU CoRE ¦ 3QU LoRE | 2023 | 0.87344 | 0 | 0 | 0 | 0 | 0 | 0 | 0 | 0 | 0 | 0 | 0 | 0 | 1.4143 | 1511.9416 | 0 | 1511.9416 | 0 | 0 | 0 | 1320.5883 | 0 | 0 | 0 | 0 | 0 | 0 | 0 | 0 | [11 empty] | WLDFR | HFTD - Substation | Non-Red Flag Warning - Large Fires | 2023 | 0 | 0 | 0 | 6.0607e-05 | 5.475 | 0.71896 | 3.0715 | 1.6846 | 0 | 0 | 0 | 0 | 0.00087877 | 0 | 0 | 0 | 0 | 0 | 0 | 0 | 0 | 0 | 0.00033182 | 0 | 0.00033182 | [12 empty] | 7.3.4.15-T Substation inspectionsWLDFREquipment / facility failureAggregated | WLDFR | HFTD - Substation | Non-Red Flag Warning - Small Fires | Equipment / facility failure | Aggregated | 2023 | 0.15027 | 1 | 0.15027 | 2023 | Control | 0.99901 | 1 | 0 | esc | 0 | 0 | 0 | 0 | 0 | 0 | 0.06926 | 0.010407
7.3.4.1 Detailed inspections of distribution electric lines and equipment | HFTD - Distribution - Tier 2 - 3QU CoRE ¦ 3QU LoRE | 328.2119 | 328.2119 | 305.4586 | 155.5197 | 1.9625 | 305.4586 | 0 | 305.4586 | 191.6724 | 200.7938 | 192.2903 | 145.7585 | 192.2903 | 0 | 0 | 0 | 0 | 0 | 0 | 1712358.4121 | 1634571.6586 | 1699725.4428 | 1221572.022 | 1588528.4512 | [9 empty] | 7.3.4.1 Detailed inspections of distribution electric lines and equipment | WLDFR | HFTD - Distribution - Tier 2 - 1QU CoRE ¦ 4QU LoRE | 2020 | 1 | 3.8158 | 4212.6125 | 0 | 4212.6125 | 0 | 0 | 0 | 0 | 0 | 0 | 0 | 0 | 0 | 0 | 0 | 0 | 4212.6125 | 0 | 0 | 0 | 0 | 0 | 0 | 0 | 0 | 0 | 0 | 0 | [11 empty] | WLDFR | HFTD - Substation | Non-Red Flag Warning - Small Fires | 2020 | 0.009715 | 0 | 0 | 0 | 0.077901 | 0.036425 | 0.0015809 | 0.039895 | 0 | 0 | 0 | 0 | 0.1509 | 0.0007568 | 0 | 0.0007568 | 0 | 0 | 0 | 0 | 0 | 0 | 0 | 0 | 0 | [12 empty] | 7.3.4.15-T Substation inspectionsWLDFREquipment / facility failureAggregated | WLDFR | HFTD - Substation | Red Flag Warning - Catastrophic Fires | Equipment / facility failure | Aggregated | 2021 | 0.0011127 | 1 | 0.0011127 | 2021 | Control | 0.99901 | 1 | 0 | esc | 0 | 0 | 0.06926 | 7.7064e-05 | 0 | 0 | 0 | 0
7.3.4.1 Detailed inspections of distribution electric lines and equipment | HFTD - Distribution - Tier 2 - 3QU CoRE ¦ 4QU LoRE | 310.6311 | 310.6311 | 275.4004 | 140.2162 | 1.8395 | 275.4004 | 0 | 275.4004 | 190.6417 | 199.7141 | 184.9636 | 140.205 | 184.9636 | 0 | 0 | 0 | 0 | 0 | 0 | 1629397.3847 | 1555379.2749 | 1593169.3809 | 1144991.4751 | 1488943.3466 | [9 empty] | 7.3.4.1 Detailed inspections of distribution electric lines and equipment | WLDFR | HFTD - Distribution - Tier 2 - 1QU CoRE ¦ 4QU LoRE | 2021 | 1 | 0 | 0 | 0 | 0 | 3.8158 | 4212.6125 | 0 | 4212.6125 | 0 | 0 | 0 | 0 | 0 | 0 | 0 | 0 | 0 | 4212.6125 | 0 | 0 | 0 | 0 | 0 | 0 | 0 | 0 | 0 | 0 | [11 empty] | WLDFR | HFTD - Substation | Non-Red Flag Warning - Small Fires | 2021 | 0 | 0.010407 | 0 | 0 | 0.077901 | 0.036425 | 0.0015809 | 0.039895 | 0 | 0 | 0 | 0 | 0.1509 | 0 | 0 | 0 | 0.00081075 | 0 | 0.00081075 | 0 | 0 | 0 | 0 | 0 | 0 | [12 empty] | 7.3.4.15-T Substation inspectionsWLDFREquipment / facility failureAggregated | WLDFR | HFTD - Substation | Red Flag Warning - Catastrophic Fires | Equipment / facility failure | Aggregated | 2022 | 0.0011127 | 1 | 0.0011127 | 2022 | Control | 0.99901 | 1 | 0 | esc | 0 | 0 | 0 | 0 | 0.06926 | 7.7064e-05 | 0 | 0
7.3.4.1 Detailed inspections of distribution electric lines and equipment | HFTD - Distribution - Tier 2 - 3QU CoRE ¦ 5QU LoRE | 319.5077 | 319.5077 | 294.8564 | 150.1218 | 1.7757 | 294.8564 | 0 | 294.8564 | 205.9059 | 215.7046 | 205.1517 | 155.5076 | 205.1517 | 0 | 0 | 0 | 0 | 0 | 0 | 1551717.0528 | 1481227.7025 | 1537868.6438 | 1105247.5073 | 1437260.4147 | [9 empty] | 7.3.4.1 Detailed inspections of distribution electric lines and equipment | WLDFR | HFTD - Distribution - Tier 2 - 1QU CoRE ¦ 4QU LoRE | 2022 | 0.93458 | 0 | 0 | 0 | 0 | 0 | 0 | 0 | 0 | 3.9361 | 4168.216 | 0 | 4168.216 | 0 | 0 | 0 | 0 | 0 | 0 | 3895.529 | 0 | 3.9361 | 3.6786 | 4168.216 | 3895.529 | 0 | 0 | 4168.216 | 3895.529 | [11 empty] | WLDFR | HFTD - Substation | Non-Red Flag Warning - Small Fires | 2022 | 0 | 0 | 0.010407 | 0 | 0.077901 | 0.036425 | 0.0015809 | 0.039895 | 0 | 0 | 0 | 0 | 0.1509 | 0 | 0 | 0 | 0 | 0 | 0 | 0.00081075 | 0 | 0.00081075 | 0 | 0 | 0 | [12 empty] | 7.3.4.15-T Substation inspectionsWLDFREquipment / facility failureAggregated | WLDFR | HFTD - Substation | Red Flag Warning - Catastrophic Fires | Equipment / facility failure | Aggregated | 2023 | 0.0011127 | 1 | 0.0011127 | 2023 | Control | 0.99901 | 1 | 0 | esc | 0 | 0 | 0 | 0 | 0 | 0 | 0.06926 | 7.7064e-05
7.3.4.1 Detailed inspections of distribution electric lines and equipment | HFTD - Distribution - Tier 2 - 4QU CoRE ¦ 1QU LoRE | 99.7916 | 99.7916 | 97.0281 | 49.4003 | 1.9152 | 97.0281 | 0 | 97.0281 | 63.2133 | 66.2215 | 62.59 | 47.4439 | 62.59 | 0 | 0 | 0 | 0 | 0 | 0 | 1578649.077 | 1506936.2943 | 1658733.5126 | 1192111.6199 | 1550218.2361 | [9 empty] | 7.3.4.1 Detailed inspections of distribution electric lines and equipment | WLDFR | HFTD - Distribution - Tier 2 - 1QU CoRE ¦ 4QU LoRE | 2023 | 0.87344 | 0 | 0 | 0 | 0 | 0 | 0 | 0 | 0 | 0 | 0 | 0 | 0 | 2.0685 | 2270.7392 | 0 | 2270.7392 | 0 | 0 | 0 | 1983.3516 | 0 | 0 | 0 | 0 | 0 | 0 | 0 | 0 | [11 empty] | WLDFR | HFTD - Substation | Non-Red Flag Warning - Small Fires | 2023 | 0 | 0 | 0 | 0.010407 | 0.080408 | 0.03759 | 0.0016314 | 0.041187 | 0 | 0 | 0 | 0 | 0.1509 | 0 | 0 | 0 | 0 | 0 | 0 | 0 | 0 | 0 | 0.00083685 | 0 | 0.00083685 | [12 empty] | 7.3.4.15-T Substation inspectionsWLDFREquipment / facility failureAggregated | WLDFR | HFTD - Substation | Red Flag Warning - Destructive Fires | Equipment / facility failure | Aggregated | 2021 | 0.00015895 | 1 | 0.00015895 | 2021 | Control | 0.99901 | 1 | 0 | esc | 0 | 0 | 0.06926 | 1.1009e-05 | 0 | 0 | 0 | 0
7.3.4.1 Detailed inspections of distribution electric lines and equipment | HFTD - Distribution - Tier 2 - 4QU CoRE ¦ 2QU LoRE | 81.9146 | 81.9146 | 71.2532 | 36.2774 | 1.2954 | 71.2532 | 0 | 71.2532 | 69.3707 | 72.6719 | 67.9574 | 51.5125 | 67.9574 | 0 | 0 | 0 | 0 | 0 | 0 | 1180823.7615 | 1127182.8611 | 1121891.7557 | 806289.9725 | 1048496.9679 | [9 empty] | 7.3.4.1 Detailed inspections of distribution electric lines and equipment | WLDFR | HFTD - Distribution - Tier 2 - 1QU CoRE ¦ 5QU LoRE | 2020 | 1 | 4.2874 | 4680.1441 | 0 | 4680.1441 | 0 | 0 | 0 | 0 | 0 | 0 | 0 | 0 | 0 | 0 | 0 | 0 | 4680.1441 | 0 | 0 | 0 | 0 | 0 | 0 | 0 | 0 | 0 | 0 | 0 | [11 empty] | WLDFR | HFTD - Substation | Red Flag Warning - Catastrophic Fires | 2020 | 7.1936e-05 | 0 | 0 | 0 | 14146.1306 | 222.2294 | 8585.7228 | 5338.1784 | 0 | 0 | 0 | 0 | 0.0011174 | 1.0176 | 0 | 1.0176 | 0 | 0 | 0 | 0 | 0 | 0 | 0 | 0 | 0 | [12 empty] | 7.3.4.15-T Substation inspectionsWLDFREquipment / facility failureAggregated | WLDFR | HFTD - Substation | Red Flag Warning - Destructive Fires | Equipment / facility failure | Aggregated | 2022 | 0.00015895 | 1 | 0.00015895 | 2022 | Control | 0.99901 | 1 | 0 | esc | 0 | 0 | 0 | 0 | 0.06926 | 1.1009e-05 | 0 | 0
7.3.4.1 Detailed inspections of distribution electric lines and equipment | HFTD - Distribution - Tier 2 - 4QU CoRE ¦ 3QU LoRE | 100.884 | 100.884 | 93.3411 | 47.5232 | 1.8609 | 93.3411 | 0 | 93.3411 | 61.8851 | 64.8301 | 61.9675 | 46.9721 | 61.9675 | 0 | 0 | 0 | 0 | 0 | 0 | 1630182.3915 | 1556128.6215 | 1611732.5803 | 1158332.621 | 1506292.1312 | [9 empty] | 7.3.4.1 Detailed inspections of distribution electric lines and equipment | WLDFR | HFTD - Distribution - Tier 2 - 1QU CoRE ¦ 5QU LoRE | 2021 | 1 | 0 | 0 | 0 | 0 | 4.2874 | 4680.1441 | 0 | 4680.1441 | 0 | 0 | 0 | 0 | 0 | 0 | 0 | 0 | 0 | 4680.1441 | 0 | 0 | 0 | 0 | 0 | 0 | 0 | 0 | 0 | 0 | [11 empty] | WLDFR | HFTD - Substation | Red Flag Warning - Catastrophic Fires | 2021 | 0 | 7.7064e-05 | 0 | 0 | 14146.1306 | 222.2294 | 8585.7228 | 5338.1784 | 0 | 0 | 0 | 0 | 0.0011174 | 0 | 0 | 0 | 1.0902 | 0 | 1.0902 | 0 | 0 | 0 | 0 | 0 | 0 | [12 empty] | 7.3.4.15-T Substation inspectionsWLDFREquipment / facility failureAggregated | WLDFR | HFTD - Substation | Red Flag Warning - Destructive Fires | Equipment / facility failure | Aggregated | 2023 | 0.00015895 | 1 | 0.00015895 | 2023 | Control | 0.99901 | 1 | 0 | esc | 0 | 0 | 0 | 0 | 0 | 0 | 0.06926 | 1.1009e-05
7.3.4.1 Detailed inspections of distribution electric lines and equipment | HFTD - Distribution - Tier 2 - 4QU CoRE ¦ 4QU LoRE | 95.3401 | 95.3401 | 90.253 | 45.9511 | 1.7268 | 90.253 | 0 | 90.253 | 64.9875 | 68.0801 | 64.5721 | 48.9466 | 64.5721 | 0 | 0 | 0 | 0 | 0 | 0 | 1467054.5198 | 1400411.1071 | 1495548.4363 | 1074832.4884 | 1397708.819 | [9 empty] | 7.3.4.1 Detailed inspections of distribution electric lines and equipment | WLDFR | HFTD - Distribution - Tier 2 - 1QU CoRE ¦ 5QU LoRE | 2022 | 0.93458 | 0 | 0 | 0 | 0 | 0 | 0 | 0 | 0 | 4.2508 | 4822.6755 | 0 | 4822.6755 | 0 | 0 | 0 | 0 | 0 | 0 | 4507.1734 | 0 | 4.2508 | 3.9727 | 4822.6755 | 4507.1734 | 0 | 0 | 4822.6755 | 4507.1734 | [11 empty] | WLDFR | HFTD - Substation | Red Flag Warning - Catastrophic Fires | 2022 | 0 | 0 | 7.7064e-05 | 0 | 14146.1306 | 222.2294 | 8585.7228 | 5338.1784 | 0 | 0 | 0 | 0 | 0.0011174 | 0 | 0 | 0 | 0 | 0 | 0 | 1.0902 | 0 | 1.0902 | 0 | 0 | 0 | [12 empty] | 7.3.4.15-T Substation inspectionsWLDFREquipment / facility failureAggregated | WLDFR | HFTD - Substation | Red Flag Warning - Large Fires | Equipment / facility failure | Aggregated | 2021 | 0.00095372 | 1 | 0.00095372 | 2021 | Control | 0.99901 | 1 | 0 | esc | 0 | 0 | 0.06926 | 6.6055e-05 | 0 | 0 | 0 | 0
7.3.4.1 Detailed inspections of distribution electric lines and equipment | HFTD - Distribution - Tier 2 - 4QU CoRE ¦ 5QU LoRE | 82.3504 | 82.3504 | 74.3577 | 37.8582 | 1.1679 | 74.3577 | 0 | 74.3577 | 78.5655 | 82.3044 | 78.6576 | 59.6236 | 78.6576 | 0 | 0 | 0 | 0 | 0 | 0 | 1048174.5806 | 1000559.4918 | 1011507.2082 | 726957.9395 | 945333.8395 | [9 empty] | 7.3.4.1 Detailed inspections of distribution electric lines and equipment | WLDFR | HFTD - Distribution - Tier 2 - 1QU CoRE ¦ 5QU LoRE | 2023 | 0.87344 | 0 | 0 | 0 | 0 | 0 | 0 | 0 | 0 | 0 | 0 | 0 | 0 | 2.2339 | 2627.2719 | 0 | 2627.2719 | 0 | 0 | 0 | 2294.7611 | 0 | 0 | 0 | 0 | 0 | 0 | 0 | 0 | [11 empty] | WLDFR | HFTD - Substation | Red Flag Warning - Catastrophic Fires | 2023 | 0 | 0 | 0 | 7.7064e-05 | 14664.6376 | 233.2301 | 8896.516 | 5534.8915 | 0 | 0 | 0 | 0 | 0.0011174 | 0 | 0 | 0 | 0 | 0 | 0 | 0 | 0 | 0 | 1.1301 | 0 | 1.1301 | [12 empty] | 7.3.4.15-T Substation inspectionsWLDFREquipment / facility failureAggregated | WLDFR | HFTD - Substation | Red Flag Warning - Large Fires | Equipment / facility failure | Aggregated | 2022 | 0.00095372 | 1 | 0.00095372 | 2022 | Control | 0.99901 | 1 | 0 | esc | 0 | 0 | 0 | 0 | 0.06926 | 6.6055e-05 | 0 | 0
7.3.4.1 Detailed inspections of distribution electric lines and equipment | HFTD - Distribution - Tier 2 - 5QU CoRE ¦ 1QU LoRE | 10.9511 | 10.9511 | 10.704 | 5.4498 | 1.8669 | 10.704 | 0 | 10.704 | 7.1254 | 7.4645 | 7.0834 | 5.3693 | 7.0834 | 0 | 0 | 0 | 0 | 0 | 0 | 1536900.6633 | 1467084.3723 | 1616913.1122 | 1162055.8063 | 1511133.7497 | [9 empty] | 7.3.4.1 Detailed inspections of distribution electric lines and equipment | WLDFR | HFTD - Distribution - Tier 2 - 2QU CoRE ¦ 1QU LoRE | 2020 | 1 | 0.47698 | 165.7264 | 0 | 165.7264 | 0 | 0 | 0 | 0 | 0 | 0 | 0 | 0 | 0 | 0 | 0 | 0 | 165.7264 | 0 | 0 | 0 | 0 | 0 | 0 | 0 | 0 | 0 | 0 | 0 | [11 empty] | WLDFR | HFTD - Substation | Red Flag Warning - Destructive Fires | 2020 | 1.0277e-05 | 0 | 0 | 0 | 8807.9522 | 222.2294 | 8585.7228 | 0 | 0 | 0 | 0 | 0 | 0.00015963 | 0.090516 | 0 | 0.090516 | 0 | 0 | 0 | 0 | 0 | 0 | 0 | 0 | 0 | [12 empty] | 7.3.4.15-T Substation inspectionsWLDFREquipment / facility failureAggregated | WLDFR | HFTD - Substation | Red Flag Warning - Large Fires | Equipment / facility failure | Aggregated | 2023 | 0.00095372 | 1 | 0.00095372 | 2023 | Control | 0.99901 | 1 | 0 | esc | 0 | 0 | 0 | 0 | 0 | 0 | 0.06926 | 6.6055e-05
7.3.4.1 Detailed inspections of distribution electric lines and equipment | HFTD - Distribution - Tier 2 - 5QU CoRE ¦ 2QU LoRE | 17.2331 | 17.2331 | 15.2002 | 7.739 | 1.9062 | 15.2002 | 0 | 15.2002 | 10.0836 | 10.5635 | 9.8517 | 7.4677 | 9.8517 | 0 | 0 | 0 | 0 | 0 | 0 | 1709019.3126 | 1631384.2432 | 1650913.9737 | 1186491.8123 | 1542910.2558 | [9 empty] | 7.3.4.1 Detailed inspections of distribution electric lines and equipment | WLDFR | HFTD - Distribution - Tier 2 - 2QU CoRE ¦ 1QU LoRE | 2021 | 1 | 0 | 0 | 0 | 0 | 0.47698 | 165.7264 | 0 | 165.7264 | 0 | 0 | 0 | 0 | 0 | 0 | 0 | 0 | 0 | 165.7264 | 0 | 0 | 0 | 0 | 0 | 0 | 0 | 0 | 0 | 0 | [11 empty] | WLDFR | HFTD - Substation | Red Flag Warning - Destructive Fires | 2021 | 0 | 1.1009e-05 | 0 | 0 | 8807.9522 | 222.2294 | 8585.7228 | 0 | 0 | 0 | 0 | 0 | 0.00015963 | 0 | 0 | 0 | 0.096968 | 0 | 0.096968 | 0 | 0 | 0 | 0 | 0 | 0 | [12 empty] | 7.3.4.15-T Substation inspectionsWLDFREquipment / facility failureAggregated | WLDFR | HFTD - Substation | Red Flag Warning - Small Fires | Equipment / facility failure | Aggregated | 2021 | 0.013105 | 1 | 0.013105 | 2021 | Control | 0.99901 | 1 | 0 | esc | 0 | 0 | 0.06926 | 0.00090764 | 0 | 0 | 0 | 0
7.3.4.1 Detailed inspections of distribution electric lines and equipment | HFTD - Distribution - Tier 2 - 5QU CoRE ¦ 3QU LoRE | 6.5935 | 6.5935 | 7.3702 | 3.7524 | 1.1585 | 7.3702 | 0 | 7.3702 | 6.9789 | 7.311 | 7.8596 | 5.9577 | 7.8596 | 0 | 0 | 0 | 0 | 0 | 0 | 944770.7314 | 901852.936 | 1003373.9112 | 721112.6378 | 937732.6273 | [9 empty] | 7.3.4.1 Detailed inspections of distribution electric lines and equipment | WLDFR | HFTD - Distribution - Tier 2 - 2QU CoRE ¦ 1QU LoRE | 2022 | 0.93458 | 0 | 0 | 0 | 0 | 0 | 0 | 0 | 0 | 0.51429 | 176.3994 | 0 | 176.3994 | 0 | 0 | 0 | 0 | 0 | 0 | 164.8593 | 0 | 0.51429 | 0.48065 | 176.3994 | 164.8593 | 0 | 0 | 176.3994 | 164.8593 | [11 empty] | WLDFR | HFTD - Substation | Red Flag Warning - Destructive Fires | 2022 | 0 | 0 | 1.1009e-05 | 0 | 8807.9522 | 222.2294 | 8585.7228 | 0 | 0 | 0 | 0 | 0 | 0.00015963 | 0 | 0 | 0 | 0 | 0 | 0 | 0.096968 | 0 | 0.096968 | 0 | 0 | 0 | [12 empty] | 7.3.4.15-T Substation inspectionsWLDFREquipment / facility failureAggregated | WLDFR | HFTD - Substation | Red Flag Warning - Small Fires | Equipment / facility failure | Aggregated | 2022 | 0.013105 | 1 | 0.013105 | 2022 | Control | 0.99901 | 1 | 0 | esc | 0 | 0 | 0 | 0 | 0.06926 | 0.00090764 | 0 | 0
7.3.4.1 Detailed inspections of distribution electric lines and equipment | HFTD - Distribution - Tier 2 - 5QU CoRE ¦ 4QU LoRE | 8.2343 | 8.2343 | 6.3375 | 3.2267 | 0.86139 | 6.3375 | 0 | 6.3375 | 10.0024 | 10.4784 | 9.0895 | 6.89 | 9.0895 | 0 | 0 | 0 | 0 | 0 | 0 | 823228.2001 | 785831.678 | 746038.7361 | 536168.9744 | 697232.4637 | [9 empty] | 7.3.4.1 Detailed inspections of distribution electric lines and equipment | WLDFR | HFTD - Distribution - Tier 2 - 2QU CoRE ¦ 1QU LoRE | 2023 | 0.87344 | 0 | 0 | 0 | 0 | 0 | 0 | 0 | 0 | 0 | 0 | 0 | 0 | 0.27027 | 96.0977 | 0 | 96.0977 | 0 | 0 | 0 | 83.9355 | 0 | 0 | 0 | 0 | 0 | 0 | 0 | 0 | [11 empty] | WLDFR | HFTD - Substation | Red Flag Warning - Destructive Fires | 2023 | 0 | 0 | 0 | 1.1009e-05 | 9129.7461 | 233.2301 | 8896.516 | 0 | 0 | 0 | 0 | 0 | 0.00015963 | 0 | 0 | 0 | 0 | 0 | 0 | 0 | 0 | 0 | 0.10051 | 0 | 0.10051 | [12 empty] | 7.3.4.15-T Substation inspectionsWLDFREquipment / facility failureAggregated | WLDFR | HFTD - Substation | Red Flag Warning - Small Fires | Equipment / facility failure | Aggregated | 2023 | 0.013105 | 1 | 0.013105 | 2023 | Control | 0.99901 | 1 | 0 | esc | 0 | 0 | 0 | 0 | 0 | 0 | 0.06926 | 0.00090764
7.3.4.1 Detailed inspections of distribution electric lines and equipment | HFTD - Distribution - Tier 2 - 5QU CoRE ¦ 5QU LoRE | 7.9285 | 7.9285 | 7.3229 | 3.7284 | 1.0093 | 7.3229 | 0 | 7.3229 | 8.9504 | 9.3763 | 8.9635 | 6.7945 | 8.9635 | 0 | 0 | 0 | 0 | 0 | 0 | 885826.9178 | 845586.744 | 874150.5775 | 628241.3981 | 816963.1566 | [9 empty] | 7.3.4.1 Detailed inspections of distribution electric lines and equipment | WLDFR | HFTD - Distribution - Tier 2 - 2QU CoRE ¦ 2QU LoRE | 2020 | 1 | 1.3525 | 473.531 | 0 | 473.531 | 0 | 0 | 0 | 0 | 0 | 0 | 0 | 0 | 0 | 0 | 0 | 0 | 473.531 | 0 | 0 | 0 | 0 | 0 | 0 | 0 | 0 | 0 | 0 | 0 | [11 empty] | WLDFR | HFTD - Substation | Red Flag Warning - Large Fires | 2020 | 6.1659e-05 | 0 | 0 | 0 | 5.2406 | 0.69642 | 2.942 | 1.6022 | 0 | 0 | 0 | 0 | 0.00095777 | 0.00032313 | 0 | 0.00032313 | 0 | 0 | 0 | 0 | 0 | 0 | 0 | 0 | 0 | [12 empty] | 7.3.4.15-T Substation inspectionsWLDFREquipment / facility failureAggregated | WLDFR | non-HFTD - Substation | Non-Red Flag Warning - Large Fires | Equipment / facility failure | Aggregated | 2021 | 0.0015197 | 1 | 0.0015197 | 2021 | Control | 0.99901 | 1 | 0 | esc | 0 | 0 | 0.033823 | 5.1402e-05 | 0 | 0 | 0 | 0
7.3.4.1 Detailed inspections of distribution electric lines and equipment | HFTD - Distribution - Tier 3 - 1QU CoRE ¦ 1QU LoRE | 156.191 | 156.191 | 125.851 | 64.0751 | 0.14566 | 125.851 | 0 | 125.851 | 1062.7356 | 1113.3096 | 1067.429 | 809.1236 | 1067.429 | 0 | 0 | 0 | 0 | 0 | 0 | 146970.6813 | 140294.2916 | 126154.1595 | 90665.4615 | 117901.0837 | [9 empty] | 7.3.4.1 Detailed inspections of distribution electric lines and equipment | WLDFR | HFTD - Distribution - Tier 2 - 2QU CoRE ¦ 2QU LoRE | 2021 | 1 | 0 | 0 | 0 | 0 | 1.3525 | 473.531 | 0 | 473.531 | 0 | 0 | 0 | 0 | 0 | 0 | 0 | 0 | 0 | 473.531 | 0 | 0 | 0 | 0 | 0 | 0 | 0 | 0 | 0 | 0 | [11 empty] | WLDFR | HFTD - Substation | Red Flag Warning - Large Fires | 2021 | 0 | 6.6055e-05 | 0 | 0 | 5.2406 | 0.69642 | 2.942 | 1.6022 | 0 | 0 | 0 | 0 | 0.00095777 | 0 | 0 | 0 | 0.00034616 | 0 | 0.00034616 | 0 | 0 | 0 | 0 | 0 | 0 | [12 empty] | 7.3.4.15-T Substation inspectionsWLDFREquipment / facility failureAggregated | WLDFR | non-HFTD - Substation | Non-Red Flag Warning - Large Fires | Equipment / facility failure | Aggregated | 2022 | 0.0015197 | 1 | 0.0015197 | 2022 | Control | 0.99901 | 1 | 0 | esc | 0 | 0 | 0 | 0 | 0.033823 | 5.1402e-05 | 0 | 0
7.3.4.1 Detailed inspections of distribution electric lines and equipment | HFTD - Distribution - Tier 3 - 1QU CoRE ¦ 2QU LoRE | 280.1293 | 280.1293 | 253.1998 | 128.913 | 0.38836 | 253.1998 | 0 | 253.1998 | 795.119 | 832.9575 | 805.4713 | 610.558 | 805.4713 | 0 | 0 | 0 | 0 | 0 | 0 | 352311.1108 | 336306.7875 | 336354.3556 | 241733.7883 | 314349.8651 | [9 empty] | 7.3.4.1 Detailed inspections of distribution electric lines and equipment | WLDFR | HFTD - Distribution - Tier 2 - 2QU CoRE ¦ 2QU LoRE | 2022 | 0.93458 | 0 | 0 | 0 | 0 | 0 | 0 | 0 | 0 | 1.4415 | 498.2299 | 0 | 498.2299 | 0 | 0 | 0 | 0 | 0 | 0 | 465.6354 | 0 | 1.4415 | 1.3472 | 498.2299 | 465.6354 | 0 | 0 | 498.2299 | 465.6354 | [11 empty] | WLDFR | HFTD - Substation | Red Flag Warning - Large Fires | 2022 | 0 | 0 | 6.6055e-05 | 0 | 5.2406 | 0.69642 | 2.942 | 1.6022 | 0 | 0 | 0 | 0 | 0.00095777 | 0 | 0 | 0 | 0 | 0 | 0 | 0.00034616 | 0 | 0.00034616 | 0 | 0 | 0 | [12 empty] | 7.3.4.15-T Substation inspectionsWLDFREquipment / facility failureAggregated | WLDFR | non-HFTD - Substation | Non-Red Flag Warning - Large Fires | Equipment / facility failure | Aggregated | 2023 | 0.0015197 | 1 | 0.0015197 | 2023 | Control | 0.99901 | 1 | 0 | esc | 0 | 0 | 0 | 0 | 0 | 0 | 0.033823 | 5.1402e-05
7.3.4.1 Detailed inspections of distribution electric lines and equipment | HFTD - Distribution - Tier 3 - 1QU CoRE ¦ 3QU LoRE | 57.2866 | 57.2866 | 70.9531 | 36.1248 | 0.1395 | 70.9531 | 0 | 70.9531 | 682.4392 | 714.9154 | 628.3699 | 476.313 | 628.3699 | 0 | 0 | 0 | 0 | 0 | 0 | 83943.9216 | 80130.6281 | 120820.2525 | 86832.0474 | 112916.1238 | [9 empty] | 7.3.4.1 Detailed inspections of distribution electric lines and equipment | WLDFR | HFTD - Distribution - Tier 2 - 2QU CoRE ¦ 2QU LoRE | 2023 | 0.87344 | 0 | 0 | 0 | 0 | 0 | 0 | 0 | 0 | 0 | 0 | 0 | 0 | 0.75752 | 271.4228 | 0 | 271.4228 | 0 | 0 | 0 | 237.0712 | 0 | 0 | 0 | 0 | 0 | 0 | 0 | 0 | [11 empty] | WLDFR | HFTD - Substation | Red Flag Warning - Large Fires | 2023 | 0 | 0 | 0 | 6.6055e-05 | 5.475 | 0.71896 | 3.0715 | 1.6846 | 0 | 0 | 0 | 0 | 0.00095777 | 0 | 0 | 0 | 0 | 0 | 0 | 0 | 0 | 0 | 0.00036165 | 0 | 0.00036165 | [12 empty] | 7.3.4.15-T Substation inspectionsWLDFREquipment / facility failureAggregated | WLDFR | non-HFTD - Substation | Non-Red Flag Warning - Small Fires | Equipment / facility failure | Aggregated | 2021 | 0.31442 | 1 | 0.31442 | 2021 | Control | 0.99901 | 1 | 0 | esc | 0 | 0 | 0.033823 | 0.010634 | 0 | 0 | 0 | 0
7.3.4.1 Detailed inspections of distribution electric lines and equipment | HFTD - Distribution - Tier 3 - 1QU CoRE ¦ 4QU LoRE | 179.5253 | 179.5253 | 155.2111 | 79.0234 | 0.27604 | 155.2111 | 0 | 155.2111 | 696.1693 | 729.299 | 694.6508 | 526.5541 | 694.6508 | 0 | 0 | 0 | 0 | 0 | 0 | 257875.9117 | 246161.4658 | 239078.1952 | 171822.5938 | 223437.5656 | [9 empty] | 7.3.4.1 Detailed inspections of distribution electric lines and equipment | WLDFR | HFTD - Distribution - Tier 2 - 2QU CoRE ¦ 3QU LoRE | 2020 | 1 | 2.5236 | 921.7353 | 0 | 921.7353 | 0 | 0 | 0 | 0 | 0 | 0 | 0 | 0 | 0 | 0 | 0 | 0 | 921.7353 | 0 | 0 | 0 | 0 | 0 | 0 | 0 | 0 | 0 | 0 | 0 | [11 empty] | WLDFR | HFTD - Substation | Red Flag Warning - Small Fires | 2020 | 0.00084725 | 0 | 0 | 0 | 0.077901 | 0.036425 | 0.0015809 | 0.039895 | 0 | 0 | 0 | 0 | 0.01316 | 6.6001e-05 | 0 | 6.6001e-05 | 0 | 0 | 0 | 0 | 0 | 0 | 0 | 0 | 0 | [12 empty] | 7.3.4.15-T Substation inspectionsWLDFREquipment / facility failureAggregated | WLDFR | non-HFTD - Substation | Non-Red Flag Warning - Small Fires | Equipment / facility failure | Aggregated | 2022 | 0.31442 | 1 | 0.31442 | 2022 | Control | 0.99901 | 1 | 0 | esc | 0 | 0 | 0 | 0 | 0.033823 | 0.010634 | 0 | 0
7.3.4.1 Detailed inspections of distribution electric lines and equipment | HFTD - Distribution - Tier 3 - 1QU CoRE ¦ 5QU LoRE | 70.777 | 70.777 | 74.3248 | 37.8414 | 0.16332 | 74.3248 | 0 | 74.3248 | 577.1601 | 604.6263 | 562.2421 | 426.1867 | 562.2421 | 0 | 0 | 0 | 0 | 0 | 0 | 122629.6799 | 117059.021 | 141447.1105 | 101656.3196 | 132193.5613 | [9 empty] | 7.3.4.1 Detailed inspections of distribution electric lines and equipment | WLDFR | HFTD - Distribution - Tier 2 - 2QU CoRE ¦ 3QU LoRE | 2021 | 1 | 0 | 0 | 0 | 0 | 2.5236 | 921.7353 | 0 | 921.7353 | 0 | 0 | 0 | 0 | 0 | 0 | 0 | 0 | 0 | 921.7353 | 0 | 0 | 0 | 0 | 0 | 0 | 0 | 0 | 0 | 0 | [11 empty] | WLDFR | HFTD - Substation | Red Flag Warning - Small Fires | 2021 | 0 | 0.00090764 | 0 | 0 | 0.077901 | 0.036425 | 0.0015809 | 0.039895 | 0 | 0 | 0 | 0 | 0.01316 | 0 | 0 | 0 | 7.0706e-05 | 0 | 7.0706e-05 | 0 | 0 | 0 | 0 | 0 | 0 | [12 empty] | 7.3.4.15-T Substation inspectionsWLDFREquipment / facility failureAggregated | WLDFR | non-HFTD - Substation | Non-Red Flag Warning - Small Fires | Equipment / facility failure | Aggregated | 2023 | 0.31442 | 1 | 0.31442 | 2023 | Control | 0.99901 | 1 | 0 | esc | 0 | 0 | 0 | 0 | 0 | 0 | 0.033823 | 0.010634
7.3.4.1 Detailed inspections of distribution electric lines and equipment | HFTD - Distribution - Tier 3 - 2QU CoRE ¦ 1QU LoRE | 210.5777 | 210.5777 | 161.9247 | 82.4414 | 0.45673 | 161.9247 | 0 | 161.9247 | 432.3477 | 452.9225 | 438.0071 | 332.0145 | 438.0071 | 0 | 0 | 0 | 0 | 0 | 0 | 487056.3458 | 464930.9942 | 395562.9652 | 284286.2965 | 369685.0142 | [9 empty] | 7.3.4.1 Detailed inspections of distribution electric lines and equipment | WLDFR | HFTD - Distribution - Tier 2 - 2QU CoRE ¦ 3QU LoRE | 2022 | 0.93458 | 0 | 0 | 0 | 0 | 0 | 0 | 0 | 0 | 2.5123 | 935.9895 | 0 | 935.9895 | 0 | 0 | 0 | 0 | 0 | 0 | 874.7566 | 0 | 2.5123 | 2.348 | 935.9895 | 874.7566 | 0 | 0 | 935.9895 | 874.7566 | [11 empty] | WLDFR | HFTD - Substation | Red Flag Warning - Small Fires | 2022 | 0 | 0 | 0.00090764 | 0 | 0.077901 | 0.036425 | 0.0015809 | 0.039895 | 0 | 0 | 0 | 0 | 0.01316 | 0 | 0 | 0 | 0 | 0 | 0 | 7.0706e-05 | 0 | 7.0706e-05 | 0 | 0 | 0 | [12 empty] | 7.3.4.15-T Substation inspectionsWLDFREquipment / facility failureAggregated | WLDFR | non-HFTD - Substation | Red Flag Warning - Catastrophic Fires | Equipment / facility failure | Aggregated | 2021 | 1.2949e-05 | 1 | 1.2949e-05 | 2021 | Control | 0.99901 | 1 | 0 | esc | 0 | 0 | 0.033823 | 4.3798e-07 | 0 | 0 | 0 | 0
7.3.4.1 Detailed inspections of distribution electric lines and equipment | HFTD - Distribution - Tier 3 - 2QU CoRE ¦ 2QU LoRE | 221.0052 | 221.0052 | 181.0788 | 92.1936 | 0.65599 | 181.0788 | 0 | 181.0788 | 329.4173 | 345.0937 | 341.033 | 258.5074 | 341.033 | 0 | 0 | 0 | 0 | 0 | 0 | 670897.3478 | 640420.7102 | 568139.5569 | 408314.996 | 530971.5485 | [9 empty] | 7.3.4.1 Detailed inspections of distribution electric lines and equipment | WLDFR | HFTD - Distribution - Tier 2 - 2QU CoRE ¦ 3QU LoRE | 2023 | 0.87344 | 0 | 0 | 0 | 0 | 0 | 0 | 0 | 0 | 0 | 0 | 0 | 0 | 1.3203 | 509.9035 | 0 | 509.9035 | 0 | 0 | 0 | 445.3694 | 0 | 0 | 0 | 0 | 0 | 0 | 0 | 0 | [11 empty] | WLDFR | HFTD - Substation | Red Flag Warning - Small Fires | 2023 | 0 | 0 | 0 | 0.00090764 | 0.080408 | 0.03759 | 0.0016314 | 0.041187 | 0 | 0 | 0 | 0 | 0.01316 | 0 | 0 | 0 | 0 | 0 | 0 | 0 | 0 | 0 | 7.2982e-05 | 0 | 7.2982e-05 | [12 empty] | 7.3.4.15-T Substation inspectionsWLDFREquipment / facility failureAggregated | WLDFR | non-HFTD - Substation | Red Flag Warning - Catastrophic Fires | Equipment / facility failure | Aggregated | 2022 | 1.2949e-05 | 1 | 1.2949e-05 | 2022 | Control | 0.99901 | 1 | 0 | esc | 0 | 0 | 0 | 0 | 0.033823 | 4.3798e-07 | 0 | 0
7.3.4.1 Detailed inspections of distribution electric lines and equipment | HFTD - Distribution - Tier 3 - 2QU CoRE ¦ 3QU LoRE | 208.9752 | 208.9752 | 213.4369 | 108.6683 | 0.69279 | 213.4369 | 0 | 213.4369 | 433.313 | 453.9337 | 380.6219 | 288.5163 | 380.6219 | 0 | 0 | 0 | 0 | 0 | 0 | 482273.1716 | 460365.1037 | 600011.4831 | 431220.962 | 560758.3954 | [9 empty] | 7.3.4.1 Detailed inspections of distribution electric lines and equipment | WLDFR | HFTD - Distribution - Tier 2 - 2QU CoRE ¦ 4QU LoRE | 2020 | 1 | 3.0114 | 1029.6601 | 0 | 1029.6601 | 0 | 0 | 0 | 0 | 0 | 0 | 0 | 0 | 0 | 0 | 0 | 0 | 1029.6601 | 0 | 0 | 0 | 0 | 0 | 0 | 0 | 0 | 0 | 0 | 0 | [11 empty] | WLDFR | non-HFTD - Substation | Non-Red Flag Warning - Large Fires | 2020 | 5.2801e-05 | 0 | 0 | 0 | 5.2406 | 0.69642 | 2.942 | 1.6022 | 0 | 0 | 0 | 0 | 0.0015264 | 0.00027671 | 0 | 0.00027671 | 0 | 0 | 0 | 0 | 0 | 0 | 0 | 0 | 0 | [12 empty] | 7.3.4.15-T Substation inspectionsWLDFREquipment / facility failureAggregated | WLDFR | non-HFTD - Substation | Red Flag Warning - Catastrophic Fires | Equipment / facility failure | Aggregated | 2023 | 1.2949e-05 | 1 | 1.2949e-05 | 2023 | Control | 0.99901 | 1 | 0 | esc | 0 | 0 | 0 | 0 | 0 | 0 | 0.033823 | 4.3798e-07
7.3.4.1 Detailed inspections of distribution electric lines and equipment | HFTD - Distribution - Tier 3 - 2QU CoRE ¦ 4QU LoRE | 61.721 | 61.721 | 95.7646 | 48.7571 | 0.26974 | 95.7646 | 0 | 95.7646 | 415.5402 | 435.3151 | 438.6209 | 332.4804 | 438.6209 | 0 | 0 | 0 | 0 | 0 | 0 | 148531.8969 | 141784.5863 | 233614.3491 | 167895.794 | 218331.1674 | [9 empty] | 7.3.4.1 Detailed inspections of distribution electric lines and equipment | WLDFR | HFTD - Distribution - Tier 2 - 2QU CoRE ¦ 4QU LoRE | 2021 | 1 | 0 | 0 | 0 | 0 | 3.0114 | 1029.6601 | 0 | 1029.6601 | 0 | 0 | 0 | 0 | 0 | 0 | 0 | 0 | 0 | 1029.6601 | 0 | 0 | 0 | 0 | 0 | 0 | 0 | 0 | 0 | 0 | [11 empty] | WLDFR | non-HFTD - Substation | Non-Red Flag Warning - Large Fires | 2021 | 0 | 5.1402e-05 | 0 | 0 | 5.2406 | 0.69642 | 2.942 | 1.6022 | 0 | 0 | 0 | 0 | 0.0015264 | 0 | 0 | 0 | 0.00026937 | 0 | 0.00026937 | 0 | 0 | 0 | 0 | 0 | 0 | [12 empty] | 7.3.4.15-T Substation inspectionsWLDFREquipment / facility failureAggregated | WLDFR | non-HFTD - Substation | Red Flag Warning - Destructive Fires | Equipment / facility failure | Aggregated | 2021 | 3.6998e-06 | 1 | 3.6998e-06 | 2021 | Control | 0.99901 | 1 | 0 | esc | 0 | 0 | 0.033823 | 1.2514e-07 | 0 | 0 | 0 | 0
7.3.4.1 Detailed inspections of distribution electric lines and equipment | HFTD - Distribution - Tier 3 - 2QU CoRE ¦ 5QU LoRE | 37.3847 | 37.3847 | 18.7823 | 9.5627 | 0.056363 | 18.7823 | 0 | 18.7823 | 518.5751 | 543.2533 | 411.6988 | 312.0729 | 411.6988 | 0 | 0 | 0 | 0 | 0 | 0 | 72091.1652 | 68816.3031 | 48815.0074 | 35082.7527 | 45621.5022 | [9 empty] | 7.3.4.1 Detailed inspections of distribution electric lines and equipment | WLDFR | HFTD - Distribution - Tier 2 - 2QU CoRE ¦ 4QU LoRE | 2022 | 0.93458 | 0 | 0 | 0 | 0 | 0 | 0 | 0 | 0 | 2.8638 | 973.9567 | 0 | 973.9567 | 0 | 0 | 0 | 0 | 0 | 0 | 910.2399 | 0 | 2.8638 | 2.6764 | 973.9567 | 910.2399 | 0 | 0 | 973.9567 | 910.2399 | [11 empty] | WLDFR | non-HFTD - Substation | Non-Red Flag Warning - Large Fires | 2022 | 0 | 0 | 5.1402e-05 | 0 | 5.2406 | 0.69642 | 2.942 | 1.6022 | 0 | 0 | 0 | 0 | 0.0015264 | 0 | 0 | 0 | 0 | 0 | 0 | 0.00026937 | 0 | 0.00026937 | 0 | 0 | 0 | [12 empty] | 7.3.4.15-T Substation inspectionsWLDFREquipment / facility failureAggregated | WLDFR | non-HFTD - Substation | Red Flag Warning - Destructive Fires | Equipment / facility failure | Aggregated | 2022 | 3.6998e-06 | 1 | 3.6998e-06 | 2022 | Control | 0.99901 | 1 | 0 | esc | 0 | 0 | 0 | 0 | 0.033823 | 1.2514e-07 | 0 | 0
7.3.4.1 Detailed inspections of distribution electric lines and equipment | HFTD - Distribution - Tier 3 - 3QU CoRE ¦ 1QU LoRE | 159.2642 | 159.2642 | 140.4673 | 71.5168 | 1.0498 | 140.4673 | 0 | 140.4673 | 164.7626 | 172.6034 | 165.3147 | 125.3106 | 165.3147 | 0 | 0 | 0 | 0 | 0 | 0 | 966628.4377 | 922717.7193 | 909175.0241 | 653413.0422 | 849696.2842 | [9 empty] | 7.3.4.1 Detailed inspections of distribution electric lines and equipment | WLDFR | HFTD - Distribution - Tier 2 - 2QU CoRE ¦ 4QU LoRE | 2023 | 0.87344 | 0 | 0 | 0 | 0 | 0 | 0 | 0 | 0 | 0 | 0 | 0 | 0 | 1.505 | 530.587 | 0 | 530.587 | 0 | 0 | 0 | 463.4352 | 0 | 0 | 0 | 0 | 0 | 0 | 0 | 0 | [11 empty] | WLDFR | non-HFTD - Substation | Non-Red Flag Warning - Large Fires | 2023 | 0 | 0 | 0 | 5.1402e-05 | 5.475 | 0.71896 | 3.0715 | 1.6846 | 0 | 0 | 0 | 0 | 0.0015264 | 0 | 0 | 0 | 0 | 0 | 0 | 0 | 0 | 0 | 0.00028143 | 0 | 0.00028143 | [12 empty] | 7.3.4.15-T Substation inspectionsWLDFREquipment / facility failureAggregated | WLDFR | non-HFTD - Substation | Red Flag Warning - Destructive Fires | Equipment / facility failure | Aggregated | 2023 | 3.6998e-06 | 1 | 3.6998e-06 | 2023 | Control | 0.99901 | 1 | 0 | esc | 0 | 0 | 0 | 0 | 0 | 0 | 0.033823 | 1.2514e-07
7.3.4.1 Detailed inspections of distribution electric lines and equipment | HFTD - Distribution - Tier 3 - 3QU CoRE ¦ 2QU LoRE | 202.0449 | 202.0449 | 192.463 | 97.9896 | 1.4768 | 192.463 | 0 | 192.463 | 163.5503 | 171.3334 | 161.0129 | 122.0498 | 161.0129 | 0 | 0 | 0 | 0 | 0 | 0 | 1235369.018 | 1179250.3079 | 1278998.858 | 919200.9379 | 1195326.0355 | [9 empty] | 7.3.4.1 Detailed inspections of distribution electric lines and equipment | WLDFR | HFTD - Distribution - Tier 2 - 2QU CoRE ¦ 5QU LoRE | 2020 | 1 | 3.884 | 1538.3921 | 0 | 1538.3921 | 0 | 0 | 0 | 0 | 0 | 0 | 0 | 0 | 0 | 0 | 0 | 0 | 1538.3921 | 0 | 0 | 0 | 0 | 0 | 0 | 0 | 0 | 0 | 0 | 0 | [11 empty] | WLDFR | non-HFTD - Substation | Non-Red Flag Warning - Small Fires | 2020 | 0.010924 | 0 | 0 | 0 | 0.077901 | 0.036425 | 0.0015809 | 0.039895 | 0 | 0 | 0 | 0 | 0.31579 | 0.00085099 | 0 | 0.00085099 | 0 | 0 | 0 | 0 | 0 | 0 | 0 | 0 | 0 | [12 empty] | 7.3.4.15-T Substation inspectionsWLDFREquipment / facility failureAggregated | WLDFR | non-HFTD - Substation | Red Flag Warning - Large Fires | Equipment / facility failure | Aggregated | 2021 | 0.00016649 | 1 | 0.00016649 | 2021 | Control | 0.99901 | 1 | 0 | esc | 0 | 0 | 0.033823 | 5.6312e-06 | 0 | 0 | 0 | 0
7.3.4.1 Detailed inspections of distribution electric lines and equipment | HFTD - Distribution - Tier 3 - 3QU CoRE ¦ 3QU LoRE | 89.0553 | 89.0553 | 75.7771 | 38.5808 | 0.53461 | 75.7771 | 0 | 75.7771 | 167.1423 | 175.0963 | 175.1146 | 132.7393 | 175.1146 | 0 | 0 | 0 | 0 | 0 | 0 | 532811.4024 | 508607.5506 | 463019.6396 | 332766.5887 | 432728.6351 | [9 empty] | 7.3.4.1 Detailed inspections of distribution electric lines and equipment | WLDFR | HFTD - Distribution - Tier 2 - 2QU CoRE ¦ 5QU LoRE | 2021 | 1 | 0 | 0 | 0 | 0 | 3.884 | 1538.3921 | 0 | 1538.3921 | 0 | 0 | 0 | 0 | 0 | 0 | 0 | 0 | 0 | 1538.3921 | 0 | 0 | 0 | 0 | 0 | 0 | 0 | 0 | 0 | 0 | [11 empty] | WLDFR | non-HFTD - Substation | Non-Red Flag Warning - Small Fires | 2021 | 0 | 0.010634 | 0 | 0 | 0.077901 | 0.036425 | 0.0015809 | 0.039895 | 0 | 0 | 0 | 0 | 0.31579 | 0 | 0 | 0 | 0.00082843 | 0 | 0.00082843 | 0 | 0 | 0 | 0 | 0 | 0 | [12 empty] | 7.3.4.15-T Substation inspectionsWLDFREquipment / facility failureAggregated | WLDFR | non-HFTD - Substation | Red Flag Warning - Large Fires | Equipment / facility failure | Aggregated | 2022 | 0.00016649 | 1 | 0.00016649 | 2022 | Control | 0.99901 | 1 | 0 | esc | 0 | 0 | 0 | 0 | 0.033823 | 5.6312e-06 | 0 | 0
7.3.4.1 Detailed inspections of distribution electric lines and equipment | HFTD - Distribution - Tier 3 - 3QU CoRE ¦ 4QU LoRE | 89.8997 | 89.8997 | 87.5361 | 44.5677 | 0.55401 | 87.5361 | 0 | 87.5361 | 195.5253 | 204.8301 | 195.2066 | 147.969 | 195.2066 | 0 | 0 | 0 | 0 | 0 | 0 | 459785.3681 | 438898.8464 | 479817.7499 | 344839.1865 | 448427.8037 | [9 empty] | 7.3.4.1 Detailed inspections of distribution electric lines and equipment | WLDFR | HFTD - Distribution - Tier 2 - 2QU CoRE ¦ 5QU LoRE | 2022 | 0.93458 | 0 | 0 | 0 | 0 | 0 | 0 | 0 | 0 | 3.8881 | 1513.1269 | 0 | 1513.1269 | 0 | 0 | 0 | 0 | 0 | 0 | 1414.1373 | 0 | 3.8881 | 3.6337 | 1513.1269 | 1414.1373 | 0 | 0 | 1513.1269 | 1414.1373 | [11 empty] | WLDFR | non-HFTD - Substation | Non-Red Flag Warning - Small Fires | 2022 | 0 | 0 | 0.010634 | 0 | 0.077901 | 0.036425 | 0.0015809 | 0.039895 | 0 | 0 | 0 | 0 | 0.31579 | 0 | 0 | 0 | 0 | 0 | 0 | 0.00082843 | 0 | 0.00082843 | 0 | 0 | 0 | [12 empty] | 7.3.4.15-T Substation inspectionsWLDFREquipment / facility failureAggregated | WLDFR | non-HFTD - Substation | Red Flag Warning - Large Fires | Equipment / facility failure | Aggregated | 2023 | 0.00016649 | 1 | 0.00016649 | 2023 | Control | 0.99901 | 1 | 0 | esc | 0 | 0 | 0 | 0 | 0 | 0 | 0.033823 | 5.6312e-06
7.3.4.1 Detailed inspections of distribution electric lines and equipment | HFTD - Distribution - Tier 3 - 3QU CoRE ¦ 5QU LoRE | 36.2044 | 36.2044 | 36.7784 | 18.7252 | 0.33327 | 36.7784 | 0 | 36.7784 | 159.506 | 167.0966 | 136.3388 | 103.3463 | 136.3388 | 0 | 0 | 0 | 0 | 0 | 0 | 226978.2759 | 216667.4069 | 288640.8143 | 207442.6459 | 269757.7703 | [9 empty] | 7.3.4.1 Detailed inspections of distribution electric lines and equipment | WLDFR | HFTD - Distribution - Tier 2 - 2QU CoRE ¦ 5QU LoRE | 2023 | 0.87344 | 0 | 0 | 0 | 0 | 0 | 0 | 0 | 0 | 0 | 0 | 0 | 0 | 2.0433 | 824.3138 | 0 | 824.3138 | 0 | 0 | 0 | 719.9876 | 0 | 0 | 0 | 0 | 0 | 0 | 0 | 0 | [11 empty] | WLDFR | non-HFTD - Substation | Non-Red Flag Warning - Small Fires | 2023 | 0 | 0 | 0 | 0.010634 | 0.080408 | 0.03759 | 0.0016314 | 0.041187 | 0 | 0 | 0 | 0 | 0.31579 | 0 | 0 | 0 | 0 | 0 | 0 | 0 | 0 | 0 | 0.0008551 | 0 | 0.0008551 | [12 empty] | 7.3.4.15-T Substation inspectionsWLDFREquipment / facility failureAggregated | WLDFR | non-HFTD - Substation | Red Flag Warning - Small Fires | Equipment / facility failure | Aggregated | 2021 | 0.017215 | 1 | 0.017215 | 2021 | Control | 0.99901 | 1 | 0 | esc | 0 | 0 | 0.033823 | 0.00058226 | 0 | 0 | 0 | 0
7.3.4.1 Detailed inspections of distribution electric lines and equipment | HFTD - Distribution - Tier 3 - 4QU CoRE ¦ 1QU LoRE | 83.929 | 83.929 | 77.454 | 39.4345 | 1.5072 | 77.454 | 0 | 77.454 | 64.1103 | 67.1612 | 63.4893 | 48.1257 | 63.4893 | 0 | 0 | 0 | 0 | 0 | 0 | 1309135.2859 | 1249665.6193 | 1305349.2062 | 938138.6129 | 1219952.5291 | [9 empty] | 7.3.4.1 Detailed inspections of distribution electric lines and equipment | WLDFR | HFTD - Distribution - Tier 2 - 3QU CoRE ¦ 1QU LoRE | 2020 | 1 | 1.3126 | 203.6245 | 0 | 203.6245 | 0 | 0 | 0 | 0 | 0 | 0 | 0 | 0 | 0 | 0 | 0 | 0 | 203.6245 | 0 | 0 | 0 | 0 | 0 | 0 | 0 | 0 | 0 | 0 | 0 | [11 empty] | WLDFR | non-HFTD - Substation | Red Flag Warning - Catastrophic Fires | 2020 | 4.4991e-07 | 0 | 0 | 0 | 14146.1306 | 222.2294 | 8585.7228 | 5338.1784 | 0 | 0 | 0 | 0 | 1.3054e-05 | 0.0063644 | 0 | 0.0063644 | 0 | 0 | 0 | 0 | 0 | 0 | 0 | 0 | 0 | [12 empty] | 7.3.4.15-T Substation inspectionsWLDFREquipment / facility failureAggregated | WLDFR | non-HFTD - Substation | Red Flag Warning - Small Fires | Equipment / facility failure | Aggregated | 2022 | 0.017215 | 1 | 0.017215 | 2022 | Control | 0.99901 | 1 | 0 | esc | 0 | 0 | 0 | 0 | 0.033823 | 0.00058226 | 0 | 0
7.3.4.1 Detailed inspections of distribution electric lines and equipment | HFTD - Distribution - Tier 3 - 4QU CoRE ¦ 2QU LoRE | 65.3764 | 65.3764 | 63.051 | 32.1014 | 1.4189 | 63.051 | 0 | 63.051 | 55.073 | 57.6938 | 54.9005 | 41.6152 | 54.9005 | 0 | 0 | 0 | 0 | 0 | 0 | 1187085.9404 | 1133160.5701 | 1228853.6076 | 883162.1557 | 1148461.3156 | [9 empty] | 7.3.4.1 Detailed inspections of distribution electric lines and equipment | WLDFR | HFTD - Distribution - Tier 2 - 3QU CoRE ¦ 1QU LoRE | 2021 | 1 | 0 | 0 | 0 | 0 | 1.3126 | 203.6245 | 0 | 203.6245 | 0 | 0 | 0 | 0 | 0 | 0 | 0 | 0 | 0 | 203.6245 | 0 | 0 | 0 | 0 | 0 | 0 | 0 | 0 | 0 | 0 | [11 empty] | WLDFR | non-HFTD - Substation | Red Flag Warning - Catastrophic Fires | 2021 | 0 | 4.3798e-07 | 0 | 0 | 14146.1306 | 222.2294 | 8585.7228 | 5338.1784 | 0 | 0 | 0 | 0 | 1.3054e-05 | 0 | 0 | 0 | 0.0061957 | 0 | 0.0061957 | 0 | 0 | 0 | 0 | 0 | 0 | [12 empty] | 7.3.4.15-T Substation inspectionsWLDFREquipment / facility failureAggregated | WLDFR | non-HFTD - Substation | Red Flag Warning - Small Fires | Equipment / facility failure | Aggregated | 2023 | 0.017215 | 1 | 0.017215 | 2023 | Control | 0.99901 | 1 | 0 | esc | 0 | 0 | 0 | 0 | 0 | 0 | 0.033823 | 0.00058226
7.3.4.1 Detailed inspections of distribution electric lines and equipment | HFTD - Distribution - Tier 3 - 4QU CoRE ¦ 3QU LoRE | 39.8164 | 39.8164 | 36.4694 | 18.5678 | 0.95442 | 36.4694 | 0 | 36.4694 | 46.2157 | 48.4151 | 47.2076 | 35.7839 | 47.2076 | 0 | 0 | 0 | 0 | 0 | 0 | 861533.9995 | 822397.3722 | 826610.7559 | 594075.106 | 772533.4168 | [9 empty] | 7.3.4.1 Detailed inspections of distribution electric lines and equipment | WLDFR | HFTD - Distribution - Tier 2 - 3QU CoRE ¦ 1QU LoRE | 2022 | 0.93458 | 0 | 0 | 0 | 0 | 0 | 0 | 0 | 0 | 1.2995 | 199.1549 | 0 | 199.1549 | 0 | 0 | 0 | 0 | 0 | 0 | 186.1261 | 0 | 1.2995 | 1.2145 | 199.1549 | 186.1261 | 0 | 0 | 199.1549 | 186.1261 | [11 empty] | WLDFR | non-HFTD - Substation | Red Flag Warning - Catastrophic Fires | 2022 | 0 | 0 | 4.3798e-07 | 0 | 14146.1306 | 222.2294 | 8585.7228 | 5338.1784 | 0 | 0 | 0 | 0 | 1.3054e-05 | 0 | 0 | 0 | 0 | 0 | 0 | 0.0061957 | 0 | 0.0061957 | 0 | 0 | 0 | [12 empty] | 7.3.4.15-T Substation inspectionsWLDFREquipment / facility failureAggregated | WLDFR | HFTD - Substation | Non-Red Flag Warning - Catastrophic Fires | Equipment / facility failure | Aggregated | 2020 | 9.7229e-05 | 1 | 9.7229e-05 | 2020 | Control | 0.99901 | 1 | 0 | esc | 0.064651 | 6.286e-06 | 0 | 0 | 0 | 0 | 0 | 0
7.3.4.1 Detailed inspections of distribution electric lines and equipment | HFTD - Distribution - Tier 3 - 4QU CoRE ¦ 4QU LoRE | 33.1996 | 33.1996 | 29.5532 | 15.0465 | 0.50325 | 29.5532 | 0 | 29.5532 | 72.4211 | 75.8675 | 72.5506 | 54.9942 | 72.5506 | 0 | 0 | 0 | 0 | 0 | 0 | 458423.8979 | 437599.2233 | 435860.0873 | 313247.3485 | 407345.876 | [9 empty] | 7.3.4.1 Detailed inspections of distribution electric lines and equipment | WLDFR | HFTD - Distribution - Tier 2 - 3QU CoRE ¦ 1QU LoRE | 2023 | 0.87344 | 0 | 0 | 0 | 0 | 0 | 0 | 0 | 0 | 0 | 0 | 0 | 0 | 0.68293 | 108.4942 | 0 | 108.4942 | 0 | 0 | 0 | 94.763 | 0 | 0 | 0 | 0 | 0 | 0 | 0 | 0 | [11 empty] | WLDFR | non-HFTD - Substation | Red Flag Warning - Catastrophic Fires | 2023 | 0 | 0 | 0 | 4.3798e-07 | 14664.6376 | 233.2301 | 8896.516 | 5534.8915 | 0 | 0 | 0 | 0 | 1.3054e-05 | 0 | 0 | 0 | 0 | 0 | 0 | 0 | 0 | 0 | 0.0064228 | 0 | 0.0064228 | [12 empty] | 7.3.4.15-T Substation inspectionsWLDFREquipment / facility failureAggregated | WLDFR | HFTD - Substation | Non-Red Flag Warning - Destructive Fires | Equipment / facility failure | Aggregated | 2020 | 9.7229e-05 | 1 | 9.7229e-05 | 2020 | Control | 0.99901 | 1 | 0 | esc | 0.064651 | 6.286e-06 | 0 | 0 | 0 | 0 | 0 | 0
7.3.4.1 Detailed inspections of distribution electric lines and equipment | HFTD - Distribution - Tier 3 - 4QU CoRE ¦ 5QU LoRE | 10.6281 | 10.6281 | 10.7995 | 5.4984 | 0.29103 | 10.7995 | 0 | 10.7995 | 46.8331 | 49.0618 | 45.8445 | 34.7507 | 45.8445 | 0 | 0 | 0 | 0 | 0 | 0 | 226936.6919 | 216627.712 | 252057.9386 | 181150.9777 | 235568.1669 | [9 empty] | 7.3.4.1 Detailed inspections of distribution electric lines and equipment | WLDFR | HFTD - Distribution - Tier 2 - 3QU CoRE ¦ 2QU LoRE | 2020 | 1 | 1.9615 | 308.1735 | 0 | 308.1735 | 0 | 0 | 0 | 0 | 0 | 0 | 0 | 0 | 0 | 0 | 0 | 0 | 308.1735 | 0 | 0 | 0 | 0 | 0 | 0 | 0 | 0 | 0 | 0 | 0 | [11 empty] | WLDFR | non-HFTD - Substation | Red Flag Warning - Destructive Fires | 2020 | 1.2854e-07 | 0 | 0 | 0 | 8807.9522 | 222.2294 | 8585.7228 | 0 | 0 | 0 | 0 | 0 | 3.7298e-06 | 0.0011322 | 0 | 0.0011322 | 0 | 0 | 0 | 0 | 0 | 0 | 0 | 0 | 0 | [12 empty] | 7.3.4.15-T Substation inspectionsWLDFREquipment / facility failureAggregated | WLDFR | HFTD - Substation | Non-Red Flag Warning - Large Fires | Equipment / facility failure | Aggregated | 2020 | 0.00087506 | 1 | 0.00087506 | 2020 | Control | 0.99901 | 1 | 0 | esc | 0.064651 | 5.6574e-05 | 0 | 0 | 0 | 0 | 0 | 0
7.3.4.1 Detailed inspections of distribution electric lines and equipment | HFTD - Distribution - Tier 3 - 5QU CoRE ¦ 1QU LoRE | 21.8888 | 21.8888 | 20.5007 | 10.4377 | 3.5471 | 20.5007 | 0 | 20.5007 | 7.2035 | 7.5463 | 7.1402 | 5.4125 | 7.1402 | 0 | 0 | 0 | 0 | 0 | 0 | 3038628.0855 | 2900593.307 | 3072126.6525 | 2207900.0951 | 2871146.4042 | [9 empty] | 7.3.4.1 Detailed inspections of distribution electric lines and equipment | WLDFR | HFTD - Distribution - Tier 2 - 3QU CoRE ¦ 2QU LoRE | 2021 | 1 | 0 | 0 | 0 | 0 | 1.9615 | 308.1735 | 0 | 308.1735 | 0 | 0 | 0 | 0 | 0 | 0 | 0 | 0 | 0 | 308.1735 | 0 | 0 | 0 | 0 | 0 | 0 | 0 | 0 | 0 | 0 | [11 empty] | WLDFR | non-HFTD - Substation | Red Flag Warning - Destructive Fires | 2021 | 0 | 1.2514e-07 | 0 | 0 | 8807.9522 | 222.2294 | 8585.7228 | 0 | 0 | 0 | 0 | 0 | 3.7298e-06 | 0 | 0 | 0 | 0.0011022 | 0 | 0.0011022 | 0 | 0 | 0 | 0 | 0 | 0 | [12 empty] | 7.3.4.15-T Substation inspectionsWLDFREquipment / facility failureAggregated | WLDFR | HFTD - Substation | Non-Red Flag Warning - Small Fires | Equipment / facility failure | Aggregated | 2020 | 0.15027 | 1 | 0.15027 | 2020 | Control | 0.99901 | 1 | 0 | esc | 0.064651 | 0.009715 | 0 | 0 | 0 | 0 | 0 | 0
7.3.4.1 Detailed inspections of distribution electric lines and equipment | HFTD - Distribution - Tier 3 - 5QU CoRE ¦ 2QU LoRE | 7.6781 | 7.6781 | 6.6406 | 3.381 | 1.3075 | 6.6406 | 0 | 6.6406 | 6.3848 | 6.6887 | 6.2744 | 4.7561 | 6.2744 | 0 | 0 | 0 | 0 | 0 | 0 | 1202562.4064 | 1147933.9916 | 1132439.4656 | 813870.4834 | 1058354.6408 | [9 empty] | 7.3.4.1 Detailed inspections of distribution electric lines and equipment | WLDFR | HFTD - Distribution - Tier 2 - 3QU CoRE ¦ 2QU LoRE | 2022 | 0.93458 | 0 | 0 | 0 | 0 | 0 | 0 | 0 | 0 | 2.0998 | 334.513 | 0 | 334.513 | 0 | 0 | 0 | 0 | 0 | 0 | 312.629 | 0 | 2.0998 | 1.9624 | 334.513 | 312.629 | 0 | 0 | 334.513 | 312.629 | [11 empty] | WLDFR | non-HFTD - Substation | Red Flag Warning - Destructive Fires | 2022 | 0 | 0 | 1.2514e-07 | 0 | 8807.9522 | 222.2294 | 8585.7228 | 0 | 0 | 0 | 0 | 0 | 3.7298e-06 | 0 | 0 | 0 | 0 | 0 | 0 | 0.0011022 | 0 | 0.0011022 | 0 | 0 | 0 | [12 empty] | 7.3.4.15-T Substation inspectionsWLDFREquipment / facility failureAggregated | WLDFR | HFTD - Substation | Red Flag Warning - Catastrophic Fires | Equipment / facility failure | Aggregated | 2020 | 0.0011127 | 1 | 0.0011127 | 2020 | Control | 0.99901 | 1 | 0 | esc | 0.064651 | 7.1936e-05 | 0 | 0 | 0 | 0 | 0 | 0
7.3.4.1 Detailed inspections of distribution electric lines and equipment | HFTD - Distribution - Tier 3 - 5QU CoRE ¦ 3QU LoRE | 4.8076 | 4.8076 | 4.2344 | 2.1559 | 0.47308 | 4.2344 | 0 | 4.2344 | 11.81 | 12.372 | 11.0583 | 8.3823 | 11.0583 | 0 | 0 | 0 | 0 | 0 | 0 | 407082.1995 | 388589.8076 | 409723.0525 | 294462.9792 | 382918.7406 | [9 empty] | 7.3.4.1 Detailed inspections of distribution electric lines and equipment | WLDFR | HFTD - Distribution - Tier 2 - 3QU CoRE ¦ 2QU LoRE | 2023 | 0.87344 | 0 | 0 | 0 | 0 | 0 | 0 | 0 | 0 | 0 | 0 | 0 | 0 | 1.1035 | 182.2341 | 0 | 182.2341 | 0 | 0 | 0 | 159.1703 | 0 | 0 | 0 | 0 | 0 | 0 | 0 | 0 | [11 empty] | WLDFR | non-HFTD - Substation | Red Flag Warning - Destructive Fires | 2023 | 0 | 0 | 0 | 1.2514e-07 | 9129.7461 | 233.2301 | 8896.516 | 0 | 0 | 0 | 0 | 0 | 3.7298e-06 | 0 | 0 | 0 | 0 | 0 | 0 | 0 | 0 | 0 | 0.0011425 | 0 | 0.0011425 | [12 empty] | 7.3.4.15-T Substation inspectionsWLDFREquipment / facility failureAggregated | WLDFR | HFTD - Substation | Red Flag Warning - Destructive Fires | Equipment / facility failure | Aggregated | 2020 | 0.00015895 | 1 | 0.00015895 | 2020 | Control | 0.99901 | 1 | 0 | esc | 0.064651 | 1.0277e-05 | 0 | 0 | 0 | 0 | 0 | 0
7.3.4.1 Detailed inspections of distribution electric lines and equipment | HFTD - Distribution - Tier 3 - 5QU CoRE ¦ 4QU LoRE | 1.1166 | 1.1166 | 1.3053 | 0.66455 | 0.23603 | 1.3053 | 0 | 1.3053 | 6.0276 | 6.3144 | 6.832 | 5.1787 | 6.832 | 0 | 0 | 0 | 0 | 0 | 0 | 185242.8712 | 176827.903 | 204422.8475 | 146916.2165 | 191049.3902 | [9 empty] | 7.3.4.1 Detailed inspections of distribution electric lines and equipment | WLDFR | HFTD - Distribution - Tier 2 - 3QU CoRE ¦ 3QU LoRE | 2020 | 1 | 2.1133 | 328.2119 | 0 | 328.2119 | 0 | 0 | 0 | 0 | 0 | 0 | 0 | 0 | 0 | 0 | 0 | 0 | 328.2119 | 0 | 0 | 0 | 0 | 0 | 0 | 0 | 0 | 0 | 0 | 0 | [11 empty] | WLDFR | non-HFTD - Substation | Red Flag Warning - Large Fires | 2020 | 5.7845e-06 | 0 | 0 | 0 | 5.2406 | 0.69642 | 2.942 | 1.6022 | 0 | 0 | 0 | 0 | 0.00016784 | 3.0314e-05 | 0 | 3.0314e-05 | 0 | 0 | 0 | 0 | 0 | 0 | 0 | 0 | 0 | [12 empty] | 7.3.4.15-T Substation inspectionsWLDFREquipment / facility failureAggregated | WLDFR | HFTD - Substation | Red Flag Warning - Large Fires | Equipment / facility failure | Aggregated | 2020 | 0.00095372 | 1 | 0.00095372 | 2020 | Control | 0.99901 | 1 | 0 | esc | 0.064651 | 6.1659e-05 | 0 | 0 | 0 | 0 | 0 | 0
7.3.4.1 Detailed inspections of distribution electric lines and equipment | HFTD - Distribution - Tier 3 - 5QU CoRE ¦ 5QU LoRE | 1.3574 | 1.3574 | 1.3886 | 0.70701 | 0.24151 | 1.3886 | 0 | 1.3886 | 6.7975 | 7.121 | 7.1037 | 5.3847 | 7.1037 | 0 | 0 | 0 | 0 | 0 | 0 | 199688.6934 | 190617.4995 | 209165.9403 | 150325.0197 | 195482.1872 | [9 empty] | 7.3.4.1 Detailed inspections of distribution electric lines and equipment | WLDFR | HFTD - Distribution - Tier 2 - 3QU CoRE ¦ 3QU LoRE | 2021 | 1 | 0 | 0 | 0 | 0 | 2.1133 | 328.2119 | 0 | 328.2119 | 0 | 0 | 0 | 0 | 0 | 0 | 0 | 0 | 0 | 328.2119 | 0 | 0 | 0 | 0 | 0 | 0 | 0 | 0 | 0 | 0 | [11 empty] | WLDFR | non-HFTD - Substation | Red Flag Warning - Large Fires | 2021 | 0 | 5.6312e-06 | 0 | 0 | 5.2406 | 0.69642 | 2.942 | 1.6022 | 0 | 0 | 0 | 0 | 0.00016784 | 0 | 0 | 0 | 2.951e-05 | 0 | 2.951e-05 | 0 | 0 | 0 | 0 | 0 | 0 | [12 empty] | 7.3.4.15-T Substation inspectionsWLDFREquipment / facility failureAggregated | WLDFR | HFTD - Substation | Red Flag Warning - Small Fires | Equipment / facility failure | Aggregated | 2020 | 0.013105 | 1 | 0.013105 | 2020 | Control | 0.99901 | 1 | 0 | esc | 0.064651 | 0.00084725 | 0 | 0 | 0 | 0 | 0 | 0
7.3.4.1 Detailed inspections of distribution electric lines and equipment | HFTD - Distribution - Zone 1 - 4QU CoRE ¦ 1QU LoRE | 0.021579 | 0.021579 | 0.020046 | 0.010206 | 0.00033342 | 0.020046 | 0 | 0.020046 | 74.648 | 78.2003 | 74.2759 | 56.3012 | 74.2759 | 0 | 0 | 0 | 0 | 0 | 0 | 289.0769 | 275.9451 | 288.771 | 207.5362 | 269.8794 | [9 empty] | 7.3.4.1 Detailed inspections of distribution electric lines and equipment | WLDFR | HFTD - Distribution - Tier 2 - 3QU CoRE ¦ 3QU LoRE | 2022 | 0.93458 | 0 | 0 | 0 | 0 | 0 | 0 | 0 | 0 | 2.0999 | 326.8407 | 0 | 326.8407 | 0 | 0 | 0 | 0 | 0 | 0 | 305.4586 | 0 | 2.0999 | 1.9625 | 326.8407 | 305.4586 | 0 | 0 | 326.8407 | 305.4586 | [11 empty] | WLDFR | non-HFTD - Substation | Red Flag Warning - Large Fires | 2022 | 0 | 0 | 5.6312e-06 | 0 | 5.2406 | 0.69642 | 2.942 | 1.6022 | 0 | 0 | 0 | 0 | 0.00016784 | 0 | 0 | 0 | 0 | 0 | 0 | 2.951e-05 | 0 | 2.951e-05 | 0 | 0 | 0 | [12 empty] | 7.3.4.15-T Substation inspectionsWLDFREquipment / facility failureAggregated | WLDFR | non-HFTD - Substation | Non-Red Flag Warning - Large Fires | Equipment / facility failure | Aggregated | 2020 | 0.0015197 | 1 | 0.0015197 | 2020 | Control | 0.99901 | 1 | 0 | esc | 0.034744 | 5.2801e-05 | 0 | 0 | 0 | 0 | 0 | 0
7.3.4.1 Detailed inspections of distribution electric lines and equipment | HFTD - Distribution - Zone 1 - 5QU CoRE ¦ 1QU LoRE | 0.016235 | 0.016235 | 0.01504 | 0.0076595 | 0.024843 | 0.01504 | 0 | 0.01504 | 0.75373 | 0.7896 | 0.74792 | 0.5671 | 0.74792 | 0 | 0 | 0 | 0 | 0 | 0 | 21539.0802 | 20560.6314 | 21516.2869 | 15463.4939 | 20108.6793 | [9 empty] | 7.3.4.1 Detailed inspections of distribution electric lines and equipment | WLDFR | HFTD - Distribution - Tier 2 - 3QU CoRE ¦ 3QU LoRE | 2023 | 0.87344 | 0 | 0 | 0 | 0 | 0 | 0 | 0 | 0 | 0 | 0 | 0 | 0 | 1.1035 | 178.0546 | 0 | 178.0546 | 0 | 0 | 0 | 155.5197 | 0 | 0 | 0 | 0 | 0 | 0 | 0 | 0 | [11 empty] | WLDFR | non-HFTD - Substation | Red Flag Warning - Large Fires | 2023 | 0 | 0 | 0 | 5.6312e-06 | 5.475 | 0.71896 | 3.0715 | 1.6846 | 0 | 0 | 0 | 0 | 0.00016784 | 0 | 0 | 0 | 0 | 0 | 0 | 0 | 0 | 0 | 3.0831e-05 | 0 | 3.0831e-05 | [12 empty] | 7.3.4.15-T Substation inspectionsWLDFREquipment / facility failureAggregated | WLDFR | non-HFTD - Substation | Non-Red Flag Warning - Small Fires | Equipment / facility failure | Aggregated | 2020 | 0.31442 | 1 | 0.31442 | 2020 | Control | 0.99901 | 1 | 0 | esc | 0.034744 | 0.010924 | 0 | 0 | 0 | 0 | 0 | 0
7.3.4.1 Detailed inspections of distribution electric lines and equipment | HFTD - Distribution - Zone 1 - 5QU CoRE ¦ 4QU LoRE | 7.9173e-05 | 7.9173e-05 | 7.3871e-05 | 3.7575e-05 | 0.00069012 | 7.3871e-05 | 0 | 7.3871e-05 | 0.13232 | 0.13862 | 0.13224 | 0.10015 | 0.13224 | 0 | 0 | 0 | 0 | 0 | 0 | 598.335 | 571.1546 | 597.7018 | 429.561 | 558.5998 | [9 empty] | 7.3.4.1 Detailed inspections of distribution electric lines and equipment | WLDFR | HFTD - Distribution - Tier 2 - 3QU CoRE ¦ 4QU LoRE | 2020 | 1 | 2.0109 | 310.6311 | 0 | 310.6311 | 0 | 0 | 0 | 0 | 0 | 0 | 0 | 0 | 0 | 0 | 0 | 0 | 310.6311 | 0 | 0 | 0 | 0 | 0 | 0 | 0 | 0 | 0 | 0 | 0 | [11 empty] | WLDFR | non-HFTD - Substation | Red Flag Warning - Small Fires | 2020 | 0.00059812 | 0 | 0 | 0 | 0.077901 | 0.036425 | 0.0015809 | 0.039895 | 0 | 0 | 0 | 0 | 0.017355 | 4.6594e-05 | 0 | 4.6594e-05 | 0 | 0 | 0 | 0 | 0 | 0 | 0 | 0 | 0 | [12 empty] | 7.3.4.15-T Substation inspectionsWLDFREquipment / facility failureAggregated | WLDFR | non-HFTD - Substation | Red Flag Warning - Catastrophic Fires | Equipment / facility failure | Aggregated | 2020 | 1.2949e-05 | 1 | 1.2949e-05 | 2020 | Control | 0.99901 | 1 | 0 | esc | 0.034744 | 4.4991e-07 | 0 | 0 | 0 | 0 | 0 | 0
7.3.4.1 Detailed inspections of distribution electric lines and equipment | non-HFTD - Distribution | 46.9217 | 46.9217 | 43.852 | 42.4781 | 54.1575 | 43.852 | 0 | 43.852 | 1.0261 | 1.0749 | 1.0272 | 0.77851 | 1.0272 | 0 | 0 | 0 | 0 | 0 | 0 | 45727511.5062 | 43650262.5823 | 45679121.193 | 62469846.8673 | 42690767.4701 | [9 empty] | 7.3.4.1 Detailed inspections of distribution electric lines and equipment | WLDFR | HFTD - Distribution - Tier 2 - 3QU CoRE ¦ 4QU LoRE | 2021 | 1 | 0 | 0 | 0 | 0 | 2.0109 | 310.6311 | 0 | 310.6311 | 0 | 0 | 0 | 0 | 0 | 0 | 0 | 0 | 0 | 310.6311 | 0 | 0 | 0 | 0 | 0 | 0 | 0 | 0 | 0 | 0 | [11 empty] | WLDFR | non-HFTD - Substation | Red Flag Warning - Small Fires | 2021 | 0 | 0.00058226 | 0 | 0 | 0.077901 | 0.036425 | 0.0015809 | 0.039895 | 0 | 0 | 0 | 0 | 0.017355 | 0 | 0 | 0 | 4.5359e-05 | 0 | 4.5359e-05 | 0 | 0 | 0 | 0 | 0 | 0 | [12 empty] | 7.3.4.15-T Substation inspectionsWLDFREquipment / facility failureAggregated | WLDFR | non-HFTD - Substation | Red Flag Warning - Destructive Fires | Equipment / facility failure | Aggregated | 2020 | 3.6998e-06 | 1 | 3.6998e-06 | 2020 | Control | 0.99901 | 1 | 0 | esc | 0.034744 | 1.2854e-07 | 0 | 0 | 0 | 0 | 0 | 0
7.3.4.2 Detailed inspections of transmission electric lines and equipment | HFTD - Transmission - Tier 2 - 115 kV or Lower | 35.2475 | 35.2475 | 32.9416 | 31.9145 | 0.39026 | 32.9416 | 0 | 32.9416 | 4.8788 | 5.2857 | 5.2231 | 5.2568 | 5.2231 | 0 | 0 | 0 | 0 | 0 | 0 | 7224621.0777 | 6668524.6264 | 6748353.4186 | 6950804.0212 | 6306872.3538 | [9 empty] | 7.3.4.1 Detailed inspections of distribution electric lines and equipment | WLDFR | HFTD - Distribution - Tier 2 - 3QU CoRE ¦ 4QU LoRE | 2022 | 0.93458 | 0 | 0 | 0 | 0 | 0 | 0 | 0 | 0 | 1.9683 | 294.6784 | 0 | 294.6784 | 0 | 0 | 0 | 0 | 0 | 0 | 275.4004 | 0 | 1.9683 | 1.8395 | 294.6784 | 275.4004 | 0 | 0 | 294.6784 | 275.4004 | [11 empty] | WLDFR | non-HFTD - Substation | Red Flag Warning - Small Fires | 2022 | 0 | 0 | 0.00058226 | 0 | 0.077901 | 0.036425 | 0.0015809 | 0.039895 | 0 | 0 | 0 | 0 | 0.017355 | 0 | 0 | 0 | 0 | 0 | 0 | 4.5359e-05 | 0 | 4.5359e-05 | 0 | 0 | 0 | [12 empty] | 7.3.4.15-T Substation inspectionsWLDFREquipment / facility failureAggregated | WLDFR | non-HFTD - Substation | Red Flag Warning - Large Fires | Equipment / facility failure | Aggregated | 2020 | 0.00016649 | 1 | 0.00016649 | 2020 | Control | 0.99901 | 1 | 0 | esc | 0.034744 | 5.7845e-06 | 0 | 0 | 0 | 0 | 0 | 0
7.3.4.2 Detailed inspections of transmission electric lines and equipment | HFTD - Transmission - Tier 2 - 230 kV or Higher | 13.4815 | 13.4815 | 12.5995 | 12.2067 | 0.14927 | 12.5995 | 0 | 12.5995 | 1.378 | 1.4929 | 1.4752 | 1.4847 | 1.4752 | 0 | 0 | 0 | 0 | 0 | 0 | 9783681.6169 | 9030608.1242 | 9138713.3769 | 9412874.7782 | 8540853.6233 | [9 empty] | 7.3.4.1 Detailed inspections of distribution electric lines and equipment | WLDFR | HFTD - Distribution - Tier 2 - 3QU CoRE ¦ 4QU LoRE | 2023 | 0.87344 | 0 | 0 | 0 | 0 | 0 | 0 | 0 | 0 | 0 | 0 | 0 | 0 | 1.0344 | 160.5335 | 0 | 160.5335 | 0 | 0 | 0 | 140.2162 | 0 | 0 | 0 | 0 | 0 | 0 | 0 | 0 | [11 empty] | WLDFR | non-HFTD - Substation | Red Flag Warning - Small Fires | 2023 | 0 | 0 | 0 | 0.00058226 | 0.080408 | 0.03759 | 0.0016314 | 0.041187 | 0 | 0 | 0 | 0 | 0.017355 | 0 | 0 | 0 | 0 | 0 | 0 | 0 | 0 | 0 | 4.6819e-05 | 0 | 4.6819e-05 | [12 empty] | 7.3.4.15-T Substation inspectionsWLDFREquipment / facility failureAggregated | WLDFR | non-HFTD - Substation | Red Flag Warning - Small Fires | Equipment / facility failure | Aggregated | 2020 | 0.017215 | 1 | 0.017215 | 2020 | Control | 0.99901 | 1 | 0 | esc | 0.034744 | 0.00059812 | 0 | 0 | 0 | 0 | 0 | 0
7.3.4.2 Detailed inspections of transmission electric lines and equipment | HFTD - Transmission - Tier 2 - 60/70 kV | 42.112 | 42.112 | 39.357 | 38.1299 | 0.46626 | 39.357 | 0 | 39.357 | 5.3353 | 5.7803 | 5.7119 | 5.7487 | 5.7119 | 0 | 0 | 0 | 0 | 0 | 0 | 7893036.1472 | 7285490.1811 | 7372704.6573 | 7593885.797 | 6890378.1844 | [9 empty] | 7.3.4.1 Detailed inspections of distribution electric lines and equipment | WLDFR | HFTD - Distribution - Tier 2 - 3QU CoRE ¦ 5QU LoRE | 2020 | 1 | 1.915 | 319.5077 | 0 | 319.5077 | 0 | 0 | 0 | 0 | 0 | 0 | 0 | 0 | 0 | 0 | 0 | 0 | 319.5077 | 0 | 0 | 0 | 0 | 0 | 0 | 0 | 0 | 0 | 0 | 0
7.3.4.2 Detailed inspections of transmission electric lines and equipment | HFTD - Transmission - Tier 3 - 115 kV or Lower | 309.7781 | 309.7781 | 289.5123 | 280.486 | 2.8564 | 289.5123 | 0 | 289.5123 | 41.1339 | 44.5641 | 44.037 | 44.3209 | 44.037 | 0 | 0 | 0 | 0 | 0 | 0 | 7530965.1367 | 6951288.6467 | 7034502.4021 | 7245537.4742 | 6574301.3104 | [9 empty] | 7.3.4.1 Detailed inspections of distribution electric lines and equipment | WLDFR | HFTD - Distribution - Tier 2 - 3QU CoRE ¦ 5QU LoRE | 2021 | 1 | 0 | 0 | 0 | 0 | 1.915 | 319.5077 | 0 | 319.5077 | 0 | 0 | 0 | 0 | 0 | 0 | 0 | 0 | 0 | 319.5077 | 0 | 0 | 0 | 0 | 0 | 0 | 0 | 0 | 0 | 0
7.3.4.2 Detailed inspections of transmission electric lines and equipment | HFTD - Transmission - Tier 3 - 230 kV or Higher | 104.1528 | 104.1528 | 97.3391 | 94.3043 | 1.0023 | 97.3391 | 0 | 97.3391 | 11.0855 | 12.01 | 11.8679 | 11.9444 | 11.8679 | 0 | 0 | 0 | 0 | 0 | 0 | 9395382.3922 | 8672197.2243 | 8776011.9463 | 9039292.3047 | 8201880.3237 | [9 empty] | 7.3.4.1 Detailed inspections of distribution electric lines and equipment | WLDFR | HFTD - Distribution - Tier 2 - 3QU CoRE ¦ 5QU LoRE | 2022 | 0.93458 | 0 | 0 | 0 | 0 | 0 | 0 | 0 | 0 | 1.9 | 315.4963 | 0 | 315.4963 | 0 | 0 | 0 | 0 | 0 | 0 | 294.8564 | 0 | 1.9 | 1.7757 | 315.4963 | 294.8564 | 0 | 0 | 315.4963 | 294.8564
7.3.4.2 Detailed inspections of transmission electric lines and equipment | HFTD - Transmission - Tier 3 - 60/70 kV | 288.7542 | 288.7542 | 269.8637 | 261.45 | 2.6337 | 269.8637 | 0 | 269.8637 | 45.5252 | 49.3217 | 48.7382 | 49.0524 | 48.7382 | 0 | 0 | 0 | 0 | 0 | 0 | 6342725.5988 | 5854510.7624 | 5924595.0089 | 6102332.8592 | 5537004.6812 | [9 empty] | 7.3.4.1 Detailed inspections of distribution electric lines and equipment | WLDFR | HFTD - Distribution - Tier 2 - 3QU CoRE ¦ 5QU LoRE | 2023 | 0.87344 | 0 | 0 | 0 | 0 | 0 | 0 | 0 | 0 | 0 | 0 | 0 | 0 | 0.99846 | 171.8744 | 0 | 171.8744 | 0 | 0 | 0 | 150.1218 | 0 | 0 | 0 | 0 | 0 | 0 | 0 | 0
7.3.4.2 Detailed inspections of transmission electric lines and equipment | HFTD - Transmission - Zone 1 - 115 kV or Lower | 0.72105 | 0.72105 | 0.67388 | 0.65287 | 0.0079835 | 0.67388 | 0 | 0.67388 | 33.6955 | 36.5054 | 36.0735 | 36.306 | 36.0735 | 0 | 0 | 0 | 0 | 0 | 0 | 21399.0955 | 19751.9557 | 19988.406 | 20588.0582 | 18680.7532 | [9 empty] | 7.3.4.1 Detailed inspections of distribution electric lines and equipment | WLDFR | HFTD - Distribution - Tier 2 - 4QU CoRE ¦ 1QU LoRE | 2020 | 1 | 1.9483 | 99.7916 | 0 | 99.7916 | 0 | 0 | 0 | 0 | 0 | 0 | 0 | 0 | 0 | 0 | 0 | 0 | 99.7916 | 0 | 0 | 0 | 0 | 0 | 0 | 0 | 0 | 0 | 0 | 0
7.3.4.2 Detailed inspections of transmission electric lines and equipment | HFTD - Transmission - Zone 1 - 230 kV or Higher | 0.4971 | 0.4971 | 0.46458 | 0.4501 | 0.0055039 | 0.46458 | 0 | 0.46458 | 9.5169 | 10.3105 | 10.1885 | 10.2542 | 10.1885 | 0 | 0 | 0 | 0 | 0 | 0 | 52234.0126 | 48213.4351 | 48790.5973 | 50254.3152 | 45598.689 | [9 empty] | 7.3.4.1 Detailed inspections of distribution electric lines and equipment | WLDFR | HFTD - Distribution - Tier 2 - 4QU CoRE ¦ 1QU LoRE | 2021 | 1 | 0 | 0 | 0 | 0 | 1.9483 | 99.7916 | 0 | 99.7916 | 0 | 0 | 0 | 0 | 0 | 0 | 0 | 0 | 0 | 99.7916 | 0 | 0 | 0 | 0 | 0 | 0 | 0 | 0 | 0 | 0
7.3.4.2 Detailed inspections of transmission electric lines and equipment | HFTD - Transmission - Zone 1 - 60/70 kV | 1.1176 | 1.1176 | 1.0445 | 1.0119 | 0.012374 | 1.0445 | 0 | 1.0445 | 36.8484 | 39.9213 | 39.449 | 39.7033 | 39.449 | 0 | 0 | 0 | 0 | 0 | 0 | 30329.4267 | 27994.8978 | 28330.0242 | 29179.9249 | 26476.6581 | [9 empty] | 7.3.4.1 Detailed inspections of distribution electric lines and equipment | WLDFR | HFTD - Distribution - Tier 2 - 4QU CoRE ¦ 1QU LoRE | 2022 | 0.93458 | 0 | 0 | 0 | 0 | 0 | 0 | 0 | 0 | 2.0493 | 103.8201 | 0 | 103.8201 | 0 | 0 | 0 | 0 | 0 | 0 | 97.0281 | 0 | 2.0493 | 1.9152 | 103.8201 | 97.0281 | 0 | 0 | 103.8201 | 97.0281
7.3.4.2 Detailed inspections of transmission electric lines and equipment | non-HFTD - Transmission - 115 kV or Lower | 0.10967 | 0.10967 | 0.10249 | 0.099282 | 0.13642 | 0.10249 | 0 | 0.10249 | 0.0073443 | 0.0079568 | 0.0078627 | 0.007912 | 0.0078627 | 0 | 0 | 0 | 0 | 0 | 0 | 14932524.7196 | 13783132.3962 | 13948130.0342 | 14366573.9352 | 13035635.546 | [9 empty] | 7.3.4.1 Detailed inspections of distribution electric lines and equipment | WLDFR | HFTD - Distribution - Tier 2 - 4QU CoRE ¦ 1QU LoRE | 2023 | 0.87344 | 0 | 0 | 0 | 0 | 0 | 0 | 0 | 0 | 0 | 0 | 0 | 0 | 1.0769 | 56.5585 | 0 | 56.5585 | 0 | 0 | 0 | 49.4003 | 0 | 0 | 0 | 0 | 0 | 0 | 0 | 0
7.3.4.2 Detailed inspections of transmission electric lines and equipment | non-HFTD - Transmission - 230 kV or Higher | 0.027417 | 0.027417 | 0.025624 | 0.024821 | 0.034105 | 0.025624 | 0 | 0.025624 | 0.0015932 | 0.0017261 | 0.0017057 | 0.0017164 | 0.0017057 | 0 | 0 | 0 | 0 | 0 | 0 | 17208748.1905 | 15884149.4748 | 16074298.3517 | 16556527.3023 | 15022708.7399 | [9 empty] | 7.3.4.1 Detailed inspections of distribution electric lines and equipment | WLDFR | HFTD - Distribution - Tier 2 - 4QU CoRE ¦ 2QU LoRE | 2020 | 1 | 1.4573 | 81.9146 | 0 | 81.9146 | 0 | 0 | 0 | 0 | 0 | 0 | 0 | 0 | 0 | 0 | 0 | 0 | 81.9146 | 0 | 0 | 0 | 0 | 0 | 0 | 0 | 0 | 0 | 0 | 0
7.3.4.2 Detailed inspections of transmission electric lines and equipment | non-HFTD - Transmission - 60/70 kV | 0.19192 | 0.19192 | 0.17937 | 0.17374 | 0.23873 | 0.17937 | 0 | 0.17937 | 0.015464 | 0.016753 | 0.016555 | 0.016659 | 0.016555 | 0 | 0 | 0 | 0 | 0 | 0 | 12411003.5857 | 11455698.8054 | 11592834.7764 | 11940619.8197 | 10834425.0247 | [9 empty] | 7.3.4.1 Detailed inspections of distribution electric lines and equipment | WLDFR | HFTD - Distribution - Tier 2 - 4QU CoRE ¦ 2QU LoRE | 2021 | 1 | 0 | 0 | 0 | 0 | 1.4573 | 81.9146 | 0 | 81.9146 | 0 | 0 | 0 | 0 | 0 | 0 | 0 | 0 | 0 | 81.9146 | 0 | 0 | 0 | 0 | 0 | 0 | 0 | 0 | 0 | 0
7.3.4.4 Infrared inspections of distribution electric lines and equipment | HFTD - Distribution - Tier 2 - 1QU CoRE ¦ 1QU LoRE | 2.0113 | 2.0113 | 1.6687 | 1.6167 | 0.0019158 | 1.6687 | 0 | 1.6687 | 293.9959 | 216.7152 | 206.1301 | 207.692 | 206.1301 | 0 | 0 | 0 | 0 | 0 | 0 | 6841.1035 | 9280.6437 | 8662.0647 | 8911.9077 | 8095.3876 | [9 empty] | 7.3.4.1 Detailed inspections of distribution electric lines and equipment | WLDFR | HFTD - Distribution - Tier 2 - 4QU CoRE ¦ 2QU LoRE | 2022 | 0.93458 | 0 | 0 | 0 | 0 | 0 | 0 | 0 | 0 | 1.386 | 76.2409 | 0 | 76.2409 | 0 | 0 | 0 | 0 | 0 | 0 | 71.2532 | 0 | 1.386 | 1.2954 | 76.2409 | 71.2532 | 0 | 0 | 76.2409 | 71.2532
7.3.4.4 Infrared inspections of distribution electric lines and equipment | HFTD - Distribution - Tier 2 - 1QU CoRE ¦ 2QU LoRE | 4.8181 | 4.8181 | 4.262 | 4.1292 | 0.0041389 | 4.262 | 0 | 4.262 | 379.2695 | 279.5735 | 243.6967 | 245.5439 | 243.6967 | 0 | 0 | 0 | 0 | 0 | 0 | 12703.5267 | 17233.6093 | 18713.344 | 19253.0995 | 17489.1065 | [9 empty] | 7.3.4.1 Detailed inspections of distribution electric lines and equipment | WLDFR | HFTD - Distribution - Tier 2 - 4QU CoRE ¦ 2QU LoRE | 2023 | 0.87344 | 0 | 0 | 0 | 0 | 0 | 0 | 0 | 0 | 0 | 0 | 0 | 0 | 0.72839 | 41.534 | 0 | 41.534 | 0 | 0 | 0 | 36.2774 | 0 | 0 | 0 | 0 | 0 | 0 | 0 | 0
7.3.4.4 Infrared inspections of distribution electric lines and equipment | HFTD - Distribution - Tier 2 - 1QU CoRE ¦ 3QU LoRE | 13.3067 | 13.3067 | 12.2418 | 11.8602 | 0.01187 | 12.2418 | 0 | 12.2418 | 342.6959 | 252.6138 | 244.0572 | 245.9073 | 244.0572 | 0 | 0 | 0 | 0 | 0 | 0 | 38829.3974 | 52675.976 | 53670.8854 | 55218.9336 | 50159.706 | [9 empty] | 7.3.4.1 Detailed inspections of distribution electric lines and equipment | WLDFR | HFTD - Distribution - Tier 2 - 4QU CoRE ¦ 3QU LoRE | 2020 | 1 | 2.0119 | 100.884 | 0 | 100.884 | 0 | 0 | 0 | 0 | 0 | 0 | 0 | 0 | 0 | 0 | 0 | 0 | 100.884 | 0 | 0 | 0 | 0 | 0 | 0 | 0 | 0 | 0 | 0 | 0
7.3.4.4 Infrared inspections of distribution electric lines and equipment | HFTD - Distribution - Tier 2 - 1QU CoRE ¦ 4QU LoRE | 19.8822 | 19.8822 | 18.3856 | 17.8125 | 0.017362 | 18.3856 | 0 | 18.3856 | 372.4666 | 274.5588 | 250.6107 | 252.5107 | 250.6107 | 0 | 0 | 0 | 0 | 0 | 0 | 53379.7138 | 72414.9409 | 78498.7568 | 80762.9241 | 73363.3241 | [9 empty] | 7.3.4.1 Detailed inspections of distribution electric lines and equipment | WLDFR | HFTD - Distribution - Tier 2 - 4QU CoRE ¦ 3QU LoRE | 2021 | 1 | 0 | 0 | 0 | 0 | 2.0119 | 100.884 | 0 | 100.884 | 0 | 0 | 0 | 0 | 0 | 0 | 0 | 0 | 0 | 100.884 | 0 | 0 | 0 | 0 | 0 | 0 | 0 | 0 | 0 | 0
7.3.4.4 Infrared inspections of distribution electric lines and equipment | HFTD - Distribution - Tier 2 - 1QU CoRE ¦ 5QU LoRE | 22.0888 | 22.0888 | 21.2724 | 20.6092 | 0.01875 | 21.2724 | 0 | 21.2724 | 368.2868 | 271.4777 | 268.4922 | 270.5277 | 268.4922 | 0 | 0 | 0 | 0 | 0 | 0 | 59977.0585 | 81364.9014 | 84775.1391 | 87220.3383 | 79229.102 | [9 empty] | 7.3.4.1 Detailed inspections of distribution electric lines and equipment | WLDFR | HFTD - Distribution - Tier 2 - 4QU CoRE ¦ 3QU LoRE | 2022 | 0.93458 | 0 | 0 | 0 | 0 | 0 | 0 | 0 | 0 | 1.9912 | 99.875 | 0 | 99.875 | 0 | 0 | 0 | 0 | 0 | 0 | 93.3411 | 0 | 1.9912 | 1.8609 | 99.875 | 93.3411 | 0 | 0 | 99.875 | 93.3411
7.3.4.4 Infrared inspections of distribution electric lines and equipment | HFTD - Distribution - Tier 2 - 2QU CoRE ¦ 1QU LoRE | 0.78217 | 0.78217 | 0.77808 | 0.75382 | 0.0022685 | 0.77808 | 0 | 0.77808 | 117.2233 | 86.4096 | 81.1712 | 81.7864 | 81.1712 | 0 | 0 | 0 | 0 | 0 | 0 | 6672.52 | 9051.9432 | 10256.6893 | 10552.5266 | 9585.6909 | [9 empty] | 7.3.4.1 Detailed inspections of distribution electric lines and equipment | WLDFR | HFTD - Distribution - Tier 2 - 4QU CoRE ¦ 3QU LoRE | 2023 | 0.87344 | 0 | 0 | 0 | 0 | 0 | 0 | 0 | 0 | 0 | 0 | 0 | 0 | 1.0464 | 54.4093 | 0 | 54.4093 | 0 | 0 | 0 | 47.5232 | 0 | 0 | 0 | 0 | 0 | 0 | 0 | 0
7.3.4.4 Infrared inspections of distribution electric lines and equipment | HFTD - Distribution - Tier 2 - 2QU CoRE ¦ 2QU LoRE | 2.2349 | 2.2349 | 2.1976 | 2.1291 | 0.0063582 | 2.1976 | 0 | 2.1976 | 118.1264 | 87.0753 | 81.7971 | 82.4172 | 81.7971 | 0 | 0 | 0 | 0 | 0 | 0 | 18919.6667 | 25666.4273 | 28747.7526 | 29576.9341 | 26867.0585 | [9 empty] | 7.3.4.1 Detailed inspections of distribution electric lines and equipment | WLDFR | HFTD - Distribution - Tier 2 - 4QU CoRE ¦ 4QU LoRE | 2020 | 1 | 1.8105 | 95.3401 | 0 | 95.3401 | 0 | 0 | 0 | 0 | 0 | 0 | 0 | 0 | 0 | 0 | 0 | 0 | 95.3401 | 0 | 0 | 0 | 0 | 0 | 0 | 0 | 0 | 0 | 0 | 0
7.3.4.4 Infrared inspections of distribution electric lines and equipment | HFTD - Distribution - Tier 2 - 2QU CoRE ¦ 3QU LoRE | 4.3503 | 4.3503 | 4.1286 | 3.9999 | 0.011082 | 4.1286 | 0 | 4.1286 | 123.2263 | 90.8347 | 88.1671 | 88.8355 | 88.1671 | 0 | 0 | 0 | 0 | 0 | 0 | 35303.255 | 47892.4097 | 50104.4977 | 51549.6794 | 46826.6334 | [9 empty] | 7.3.4.1 Detailed inspections of distribution electric lines and equipment | WLDFR | HFTD - Distribution - Tier 2 - 4QU CoRE ¦ 4QU LoRE | 2021 | 1 | 0 | 0 | 0 | 0 | 1.8105 | 95.3401 | 0 | 95.3401 | 0 | 0 | 0 | 0 | 0 | 0 | 0 | 0 | 0 | 95.3401 | 0 | 0 | 0 | 0 | 0 | 0 | 0 | 0 | 0 | 0
7.3.4.4 Infrared inspections of distribution electric lines and equipment | HFTD - Distribution - Tier 2 - 2QU CoRE ¦ 4QU LoRE | 4.8597 | 4.8597 | 4.296 | 4.1621 | 0.012632 | 4.296 | 0 | 4.296 | 115.3577 | 85.0344 | 80.4853 | 81.0954 | 80.4853 | 0 | 0 | 0 | 0 | 0 | 0 | 42126.8921 | 57149.3586 | 57113.0517 | 58760.3836 | 53376.6839 | [9 empty] | 7.3.4.1 Detailed inspections of distribution electric lines and equipment | WLDFR | HFTD - Distribution - Tier 2 - 4QU CoRE ¦ 4QU LoRE | 2022 | 0.93458 | 0 | 0 | 0 | 0 | 0 | 0 | 0 | 0 | 1.8477 | 96.5708 | 0 | 96.5708 | 0 | 0 | 0 | 0 | 0 | 0 | 90.253 | 0 | 1.8477 | 1.7268 | 96.5708 | 90.253 | 0 | 0 | 96.5708 | 90.253
7.3.4.4 Infrared inspections of distribution electric lines and equipment | HFTD - Distribution - Tier 2 - 2QU CoRE ¦ 5QU LoRE | 7.2607 | 7.2607 | 6.6743 | 6.4662 | 0.01715 | 6.6743 | 0 | 6.6743 | 133.6316 | 98.5048 | 92.0988 | 92.7971 | 92.0988 | 0 | 0 | 0 | 0 | 0 | 0 | 54333.7919 | 73709.2437 | 77541.3758 | 79777.929 | 72468.5755 | [9 empty] | 7.3.4.1 Detailed inspections of distribution electric lines and equipment | WLDFR | HFTD - Distribution - Tier 2 - 4QU CoRE ¦ 4QU LoRE | 2023 | 0.87344 | 0 | 0 | 0 | 0 | 0 | 0 | 0 | 0 | 0 | 0 | 0 | 0 | 0.97098 | 52.6094 | 0 | 52.6094 | 0 | 0 | 0 | 45.9511 | 0 | 0 | 0 | 0 | 0 | 0 | 0 | 0
7.3.4.4 Infrared inspections of distribution electric lines and equipment | HFTD - Distribution - Tier 2 - 3QU CoRE ¦ 1QU LoRE | 0.96104 | 0.96104 | 0.87845 | 0.85107 | 0.0057321 | 0.87845 | 0 | 0.87845 | 52.3399 | 38.5817 | 36.2674 | 36.5422 | 36.2674 | 0 | 0 | 0 | 0 | 0 | 0 | 18361.5526 | 24909.2895 | 25917.111 | 26664.6474 | 24221.5991 | [9 empty] | 7.3.4.1 Detailed inspections of distribution electric lines and equipment | WLDFR | HFTD - Distribution - Tier 2 - 4QU CoRE ¦ 5QU LoRE | 2020 | 1 | 1.2936 | 82.3504 | 0 | 82.3504 | 0 | 0 | 0 | 0 | 0 | 0 | 0 | 0 | 0 | 0 | 0 | 0 | 82.3504 | 0 | 0 | 0 | 0 | 0 | 0 | 0 | 0 | 0 | 0 | 0
7.3.4.4 Infrared inspections of distribution electric lines and equipment | HFTD - Distribution - Tier 2 - 3QU CoRE ¦ 2QU LoRE | 1.4545 | 1.4545 | 1.4755 | 1.4295 | 0.009262 | 1.4755 | 0 | 1.4755 | 53.0066 | 39.0731 | 37.7009 | 37.9867 | 37.7009 | 0 | 0 | 0 | 0 | 0 | 0 | 27439.5912 | 37224.5604 | 41876.7587 | 43084.6248 | 39137.1577 | [9 empty] | 7.3.4.1 Detailed inspections of distribution electric lines and equipment | WLDFR | HFTD - Distribution - Tier 2 - 4QU CoRE ¦ 5QU LoRE | 2021 | 1 | 0 | 0 | 0 | 0 | 1.2936 | 82.3504 | 0 | 82.3504 | 0 | 0 | 0 | 0 | 0 | 0 | 0 | 0 | 0 | 82.3504 | 0 | 0 | 0 | 0 | 0 | 0 | 0 | 0 | 0 | 0
7.3.4.4 Infrared inspections of distribution electric lines and equipment | HFTD - Distribution - Tier 2 - 3QU CoRE ¦ 3QU LoRE | 1.5491 | 1.5491 | 1.4417 | 1.3967 | 0.0092626 | 1.4417 | 0 | 1.4417 | 52.3984 | 38.6248 | 36.8339 | 37.1132 | 36.8339 | 0 | 0 | 0 | 0 | 0 | 0 | 29562.9997 | 40105.1771 | 41879.398 | 43087.3403 | 39139.6243 | [9 empty] | 7.3.4.1 Detailed inspections of distribution electric lines and equipment | WLDFR | HFTD - Distribution - Tier 2 - 4QU CoRE ¦ 5QU LoRE | 2022 | 0.93458 | 0 | 0 | 0 | 0 | 0 | 0 | 0 | 0 | 1.2497 | 79.5627 | 0 | 79.5627 | 0 | 0 | 0 | 0 | 0 | 0 | 74.3577 | 0 | 1.2497 | 1.1679 | 79.5627 | 74.3577 | 0 | 0 | 79.5627 | 74.3577
7.3.4.4 Infrared inspections of distribution electric lines and equipment | HFTD - Distribution - Tier 2 - 3QU CoRE ¦ 4QU LoRE | 1.4661 | 1.4661 | 1.2998 | 1.2593 | 0.0086819 | 1.2998 | 0 | 1.2998 | 52.1166 | 38.4171 | 35.4305 | 35.6991 | 35.4305 | 0 | 0 | 0 | 0 | 0 | 0 | 28130.7196 | 38162.1454 | 39253.9718 | 40386.1879 | 36685.955 | [9 empty] | 7.3.4.1 Detailed inspections of distribution electric lines and equipment | WLDFR | HFTD - Distribution - Tier 2 - 4QU CoRE ¦ 5QU LoRE | 2023 | 0.87344 | 0 | 0 | 0 | 0 | 0 | 0 | 0 | 0 | 0 | 0 | 0 | 0 | 0.65672 | 43.3439 | 0 | 43.3439 | 0 | 0 | 0 | 37.8582 | 0 | 0 | 0 | 0 | 0 | 0 | 0 | 0
7.3.4.4 Infrared inspections of distribution electric lines and equipment | HFTD - Distribution - Tier 2 - 3QU CoRE ¦ 5QU LoRE | 1.508 | 1.508 | 1.3916 | 1.3482 | 0.0083805 | 1.3916 | 0 | 1.3916 | 56.2895 | 41.493 | 39.2976 | 39.5955 | 39.2976 | 0 | 0 | 0 | 0 | 0 | 0 | 26789.6081 | 36342.7929 | 37891.4214 | 38984.337 | 35412.5434 | [9 empty] | 7.3.4.1 Detailed inspections of distribution electric lines and equipment | WLDFR | HFTD - Distribution - Tier 2 - 5QU CoRE ¦ 1QU LoRE | 2020 | 1 | 1.8967 | 10.9511 | 0 | 10.9511 | 0 | 0 | 0 | 0 | 0 | 0 | 0 | 0 | 0 | 0 | 0 | 0 | 10.9511 | 0 | 0 | 0 | 0 | 0 | 0 | 0 | 0 | 0 | 0 | 0
7.3.4.4 Infrared inspections of distribution electric lines and equipment | HFTD - Distribution - Tier 2 - 4QU CoRE ¦ 1QU LoRE | 0.47098 | 0.47098 | 0.45794 | 0.44366 | 0.0090392 | 0.45794 | 0 | 0.45794 | 17.2809 | 12.7384 | 11.9893 | 12.0802 | 11.9893 | 0 | 0 | 0 | 0 | 0 | 0 | 27254.5758 | 36973.5684 | 40869.4012 | 42048.2117 | 38195.702 | [9 empty] | 7.3.4.1 Detailed inspections of distribution electric lines and equipment | WLDFR | HFTD - Distribution - Tier 2 - 5QU CoRE ¦ 1QU LoRE | 2021 | 1 | 0 | 0 | 0 | 0 | 1.8967 | 10.9511 | 0 | 10.9511 | 0 | 0 | 0 | 0 | 0 | 0 | 0 | 0 | 0 | 10.9511 | 0 | 0 | 0 | 0 | 0 | 0 | 0 | 0 | 0 | 0
7.3.4.4 Infrared inspections of distribution electric lines and equipment | HFTD - Distribution - Tier 2 - 4QU CoRE ¦ 2QU LoRE | 0.38661 | 0.38661 | 0.33629 | 0.32581 | 0.0061137 | 0.33629 | 0 | 0.33629 | 18.9642 | 13.9792 | 13.0175 | 13.1162 | 13.0175 | 0 | 0 | 0 | 0 | 0 | 0 | 20386.3235 | 27656.0945 | 27642.2004 | 28439.4942 | 25833.8322 | [9 empty] | 7.3.4.1 Detailed inspections of distribution electric lines and equipment | WLDFR | HFTD - Distribution - Tier 2 - 5QU CoRE ¦ 1QU LoRE | 2022 | 0.93458 | 0 | 0 | 0 | 0 | 0 | 0 | 0 | 0 | 1.9976 | 11.4532 | 0 | 11.4532 | 0 | 0 | 0 | 0 | 0 | 0 | 10.704 | 0 | 1.9976 | 1.8669 | 11.4532 | 10.704 | 0 | 0 | 11.4532 | 10.704
7.3.4.4 Infrared inspections of distribution electric lines and equipment | HFTD - Distribution - Tier 2 - 4QU CoRE ¦ 3QU LoRE | 0.47614 | 0.47614 | 0.44054 | 0.42681 | 0.008783 | 0.44054 | 0 | 0.44054 | 16.9178 | 12.4707 | 11.8701 | 11.9601 | 11.8701 | 0 | 0 | 0 | 0 | 0 | 0 | 28144.2723 | 38180.531 | 39711.349 | 40856.7574 | 37113.4103 | [9 empty] | 7.3.4.1 Detailed inspections of distribution electric lines and equipment | WLDFR | HFTD - Distribution - Tier 2 - 5QU CoRE ¦ 1QU LoRE | 2023 | 0.87344 | 0 | 0 | 0 | 0 | 0 | 0 | 0 | 0 | 0 | 0 | 0 | 0 | 1.0498 | 6.2395 | 0 | 6.2395 | 0 | 0 | 0 | 5.4498 | 0 | 0 | 0 | 0 | 0 | 0 | 0 | 0
7.3.4.4 Infrared inspections of distribution electric lines and equipment | HFTD - Distribution - Tier 2 - 4QU CoRE ¦ 4QU LoRE | 0.44997 | 0.44997 | 0.42597 | 0.41269 | 0.0081499 | 0.42597 | 0 | 0.42597 | 17.7659 | 13.0959 | 12.369 | 12.4628 | 12.369 | 0 | 0 | 0 | 0 | 0 | 0 | 25327.9524 | 34359.9102 | 36848.6972 | 37911.5372 | 34438.0348 | [9 empty] | 7.3.4.1 Detailed inspections of distribution electric lines and equipment | WLDFR | HFTD - Distribution - Tier 2 - 5QU CoRE ¦ 2QU LoRE | 2020 | 1 | 2.1092 | 17.2331 | 0 | 17.2331 | 0 | 0 | 0 | 0 | 0 | 0 | 0 | 0 | 0 | 0 | 0 | 0 | 17.2331 | 0 | 0 | 0 | 0 | 0 | 0 | 0 | 0 | 0 | 0 | 0
7.3.4.4 Infrared inspections of distribution electric lines and equipment | HFTD - Distribution - Tier 2 - 4QU CoRE ¦ 5QU LoRE | 0.38867 | 0.38867 | 0.35094 | 0.34 | 0.0055121 | 0.35094 | 0 | 0.35094 | 21.4778 | 15.8321 | 15.0671 | 15.1814 | 15.0671 | 0 | 0 | 0 | 0 | 0 | 0 | 18096.2026 | 24549.3157 | 24922.4445 | 25641.2913 | 23292.0042 | [9 empty] | 7.3.4.1 Detailed inspections of distribution electric lines and equipment | WLDFR | HFTD - Distribution - Tier 2 - 5QU CoRE ¦ 2QU LoRE | 2021 | 1 | 0 | 0 | 0 | 0 | 2.1092 | 17.2331 | 0 | 17.2331 | 0 | 0 | 0 | 0 | 0 | 0 | 0 | 0 | 0 | 17.2331 | 0 | 0 | 0 | 0 | 0 | 0 | 0 | 0 | 0 | 0
7.3.4.4 Infrared inspections of distribution electric lines and equipment | HFTD - Distribution - Tier 2 - 5QU CoRE ¦ 1QU LoRE | 0.051685 | 0.051685 | 0.050519 | 0.048945 | 0.0088113 | 0.050519 | 0 | 0.050519 | 1.9479 | 1.4359 | 1.3568 | 1.3671 | 1.3568 | 0 | 0 | 0 | 0 | 0 | 0 | 26533.8106 | 35995.778 | 39838.9917 | 40988.0818 | 37232.7025 | [9 empty] | 7.3.4.1 Detailed inspections of distribution electric lines and equipment | WLDFR | HFTD - Distribution - Tier 2 - 5QU CoRE ¦ 2QU LoRE | 2022 | 0.93458 | 0 | 0 | 0 | 0 | 0 | 0 | 0 | 0 | 2.0396 | 16.2643 | 0 | 16.2643 | 0 | 0 | 0 | 0 | 0 | 0 | 15.2002 | 0 | 2.0396 | 1.9062 | 16.2643 | 15.2002 | 0 | 0 | 16.2643 | 15.2002
7.3.4.4 Infrared inspections of distribution electric lines and equipment | HFTD - Distribution - Tier 2 - 5QU CoRE ¦ 2QU LoRE | 0.081335 | 0.081335 | 0.07174 | 0.069504 | 0.0089966 | 0.07174 | 0 | 0.07174 | 2.7566 | 2.032 | 1.8871 | 1.9014 | 1.8871 | 0 | 0 | 0 | 0 | 0 | 0 | 29505.3518 | 40026.972 | 40676.7362 | 41849.9896 | 38015.6413 | [9 empty] | 7.3.4.1 Detailed inspections of distribution electric lines and equipment | WLDFR | HFTD - Distribution - Tier 2 - 5QU CoRE ¦ 2QU LoRE | 2023 | 0.87344 | 0 | 0 | 0 | 0 | 0 | 0 | 0 | 0 | 0 | 0 | 0 | 0 | 1.0719 | 8.8604 | 0 | 8.8604 | 0 | 0 | 0 | 7.739 | 0 | 0 | 0 | 0 | 0 | 0 | 0 | 0
7.3.4.4 Infrared inspections of distribution electric lines and equipment | HFTD - Distribution - Tier 2 - 5QU CoRE ¦ 3QU LoRE | 0.031119 | 0.031119 | 0.034785 | 0.033701 | 0.0054678 | 0.034785 | 0 | 0.034785 | 1.9079 | 1.4064 | 1.5055 | 1.517 | 1.5055 | 0 | 0 | 0 | 0 | 0 | 0 | 16310.9876 | 22127.4923 | 24722.0488 | 25435.1156 | 23104.7185 | [9 empty] | 7.3.4.1 Detailed inspections of distribution electric lines and equipment | WLDFR | HFTD - Distribution - Tier 2 - 5QU CoRE ¦ 3QU LoRE | 2020 | 1 | 1.166 | 6.5935 | 0 | 6.5935 | 0 | 0 | 0 | 0 | 0 | 0 | 0 | 0 | 0 | 0 | 0 | 0 | 6.5935 | 0 | 0 | 0 | 0 | 0 | 0 | 0 | 0 | 0 | 0 | 0
7.3.4.4 Infrared inspections of distribution electric lines and equipment | HFTD - Distribution - Tier 2 - 5QU CoRE ¦ 4QU LoRE | 0.038863 | 0.038863 | 0.029911 | 0.028979 | 0.0040655 | 0.029911 | 0 | 0.029911 | 2.7344 | 2.0156 | 1.7411 | 1.7543 | 1.7411 | 0 | 0 | 0 | 0 | 0 | 0 | 14212.6174 | 19280.8424 | 18381.5882 | 18911.7748 | 17179.0544 | [9 empty] | 7.3.4.1 Detailed inspections of distribution electric lines and equipment | WLDFR | HFTD - Distribution - Tier 2 - 5QU CoRE ¦ 3QU LoRE | 2021 | 1 | 0 | 0 | 0 | 0 | 1.166 | 6.5935 | 0 | 6.5935 | 0 | 0 | 0 | 0 | 0 | 0 | 0 | 0 | 0 | 6.5935 | 0 | 0 | 0 | 0 | 0 | 0 | 0 | 0 | 0 | 0
7.3.4.4 Infrared inspections of distribution electric lines and equipment | HFTD - Distribution - Tier 2 - 5QU CoRE ¦ 5QU LoRE | 0.03742 | 0.03742 | 0.034562 | 0.033484 | 0.0047636 | 0.034562 | 0 | 0.034562 | 2.4468 | 1.8036 | 1.717 | 1.73 | 1.717 | 0 | 0 | 0 | 0 | 0 | 0 | 15293.3525 | 20746.9681 | 21538.1255 | 22159.3573 | 20129.0893 | [9 empty] | 7.3.4.1 Detailed inspections of distribution electric lines and equipment | WLDFR | HFTD - Distribution - Tier 2 - 5QU CoRE ¦ 3QU LoRE | 2022 | 0.93458 | 0 | 0 | 0 | 0 | 0 | 0 | 0 | 0 | 1.2396 | 7.8861 | 0 | 7.8861 | 0 | 0 | 0 | 0 | 0 | 0 | 7.3702 | 0 | 1.2396 | 1.1585 | 7.8861 | 7.3702 | 0 | 0 | 7.8861 | 7.3702
7.3.4.4 Infrared inspections of distribution electric lines and equipment | HFTD - Distribution - Tier 3 - 1QU CoRE ¦ 1QU LoRE | 0.73717 | 0.73717 | 0.59398 | 0.57546 | 0.00068747 | 0.59398 | 0 | 0.59398 | 290.525 | 214.1567 | 204.4699 | 206.0197 | 204.4699 | 0 | 0 | 0 | 0 | 0 | 0 | 2537.3743 | 3442.203 | 3108.3022 | 3197.956 | 2904.9553 | [9 empty] | 7.3.4.1 Detailed inspections of distribution electric lines and equipment | WLDFR | HFTD - Distribution - Tier 2 - 5QU CoRE ¦ 3QU LoRE | 2023 | 0.87344 | 0 | 0 | 0 | 0 | 0 | 0 | 0 | 0 | 0 | 0 | 0 | 0 | 0.65144 | 4.2962 | 0 | 4.2962 | 0 | 0 | 0 | 3.7524 | 0 | 0 | 0 | 0 | 0 | 0 | 0 | 0
7.3.4.4 Infrared inspections of distribution electric lines and equipment | HFTD - Distribution - Tier 3 - 1QU CoRE ¦ 2QU LoRE | 1.3221 | 1.3221 | 1.195 | 1.1578 | 0.0018329 | 1.195 | 0 | 1.195 | 217.3654 | 160.228 | 154.291 | 155.4608 | 154.291 | 0 | 0 | 0 | 0 | 0 | 0 | 6082.4727 | 8251.4848 | 8287.4078 | 8526.4444 | 7745.241 | [9 empty] | 7.3.4.1 Detailed inspections of distribution electric lines and equipment | WLDFR | HFTD - Distribution - Tier 2 - 5QU CoRE ¦ 4QU LoRE | 2020 | 1 | 1.016 | 8.2343 | 0 | 8.2343 | 0 | 0 | 0 | 0 | 0 | 0 | 0 | 0 | 0 | 0 | 0 | 0 | 8.2343 | 0 | 0 | 0 | 0 | 0 | 0 | 0 | 0 | 0 | 0 | 0
7.3.4.4 Infrared inspections of distribution electric lines and equipment | HFTD - Distribution - Tier 3 - 1QU CoRE ¦ 3QU LoRE | 0.27037 | 0.27037 | 0.33488 | 0.32444 | 0.0006584 | 0.33488 | 0 | 0.33488 | 186.5616 | 137.5214 | 120.3666 | 121.2792 | 120.3666 | 0 | 0 | 0 | 0 | 0 | 0 | 1449.2492 | 1966.0521 | 2976.8805 | 3062.7437 | 2782.1313 | [9 empty] | 7.3.4.1 Detailed inspections of distribution electric lines and equipment | WLDFR | HFTD - Distribution - Tier 2 - 5QU CoRE ¦ 4QU LoRE | 2021 | 1 | 0 | 0 | 0 | 0 | 1.016 | 8.2343 | 0 | 8.2343 | 0 | 0 | 0 | 0 | 0 | 0 | 0 | 0 | 0 | 8.2343 | 0 | 0 | 0 | 0 | 0 | 0 | 0 | 0 | 0 | 0
7.3.4.4 Infrared inspections of distribution electric lines and equipment | HFTD - Distribution - Tier 3 - 1QU CoRE ¦ 4QU LoRE | 0.8473 | 0.8473 | 0.73255 | 0.70971 | 0.0013028 | 0.73255 | 0 | 0.73255 | 190.3151 | 140.2882 | 133.0629 | 134.0716 | 133.0629 | 0 | 0 | 0 | 0 | 0 | 0 | 4452.0968 | 6039.7164 | 5890.6284 | 6060.5338 | 5505.2601 | [9 empty] | 7.3.4.1 Detailed inspections of distribution electric lines and equipment | WLDFR | HFTD - Distribution - Tier 2 - 5QU CoRE ¦ 4QU LoRE | 2022 | 0.93458 | 0 | 0 | 0 | 0 | 0 | 0 | 0 | 0 | 0.92169 | 6.7811 | 0 | 6.7811 | 0 | 0 | 0 | 0 | 0 | 0 | 6.3375 | 0 | 0.92169 | 0.86139 | 6.7811 | 6.3375 | 0 | 0 | 6.7811 | 6.3375
7.3.4.4 Infrared inspections of distribution electric lines and equipment | HFTD - Distribution - Tier 3 - 1QU CoRE ¦ 5QU LoRE | 0.33404 | 0.33404 | 0.35079 | 0.33985 | 0.00077081 | 0.35079 | 0 | 0.35079 | 157.781 | 116.3061 | 107.6995 | 108.516 | 107.6995 | 0 | 0 | 0 | 0 | 0 | 0 | 2117.1392 | 2872.1119 | 3485.1039 | 3585.626 | 3257.1065 | [9 empty] | 7.3.4.1 Detailed inspections of distribution electric lines and equipment | WLDFR | HFTD - Distribution - Tier 2 - 5QU CoRE ¦ 4QU LoRE | 2023 | 0.87344 | 0 | 0 | 0 | 0 | 0 | 0 | 0 | 0 | 0 | 0 | 0 | 0 | 0.48436 | 3.6942 | 0 | 3.6942 | 0 | 0 | 0 | 3.2267 | 0 | 0 | 0 | 0 | 0 | 0 | 0 | 0
7.3.4.4 Infrared inspections of distribution electric lines and equipment | HFTD - Distribution - Tier 3 - 2QU CoRE ¦ 1QU LoRE | 0.99386 | 0.99386 | 0.76423 | 0.74041 | 0.0021556 | 0.76423 | 0 | 0.76423 | 118.1929 | 87.1243 | 83.9019 | 84.5378 | 83.9019 | 0 | 0 | 0 | 0 | 0 | 0 | 8408.7808 | 11407.3554 | 9746.244 | 10027.3583 | 9108.6392 | [9 empty] | 7.3.4.1 Detailed inspections of distribution electric lines and equipment | WLDFR | HFTD - Distribution - Tier 2 - 5QU CoRE ¦ 5QU LoRE | 2020 | 1 | 1.0932 | 7.9285 | 0 | 7.9285 | 0 | 0 | 0 | 0 | 0 | 0 | 0 | 0 | 0 | 0 | 0 | 0 | 7.9285 | 0 | 0 | 0 | 0 | 0 | 0 | 0 | 0 | 0 | 0 | 0
7.3.4.4 Infrared inspections of distribution electric lines and equipment | HFTD - Distribution - Tier 3 - 2QU CoRE ¦ 2QU LoRE | 1.0431 | 1.0431 | 0.85463 | 0.82799 | 0.003096 | 0.85463 | 0 | 0.85463 | 90.0543 | 66.3824 | 65.3261 | 65.8214 | 65.3261 | 0 | 0 | 0 | 0 | 0 | 0 | 11582.7025 | 15713.0988 | 13998.3447 | 14402.1039 | 13082.5651 | [9 empty] | 7.3.4.1 Detailed inspections of distribution electric lines and equipment | WLDFR | HFTD - Distribution - Tier 2 - 5QU CoRE ¦ 5QU LoRE | 2021 | 1 | 0 | 0 | 0 | 0 | 1.0932 | 7.9285 | 0 | 7.9285 | 0 | 0 | 0 | 0 | 0 | 0 | 0 | 0 | 0 | 7.9285 | 0 | 0 | 0 | 0 | 0 | 0 | 0 | 0 | 0 | 0
7.3.4.4 Infrared inspections of distribution electric lines and equipment | HFTD - Distribution - Tier 3 - 2QU CoRE ¦ 3QU LoRE | 0.9863 | 0.9863 | 1.0074 | 0.97595 | 0.0032697 | 1.0074 | 0 | 1.0074 | 118.4568 | 87.3189 | 72.9095 | 73.4623 | 72.9095 | 0 | 0 | 0 | 0 | 0 | 0 | 8326.2017 | 11295.3286 | 14783.6345 | 15210.0441 | 13816.4809 | [9 empty] | 7.3.4.1 Detailed inspections of distribution electric lines and equipment | WLDFR | HFTD - Distribution - Tier 2 - 5QU CoRE ¦ 5QU LoRE | 2022 | 0.93458 | 0 | 0 | 0 | 0 | 0 | 0 | 0 | 0 | 1.08 | 7.8355 | 0 | 7.8355 | 0 | 0 | 0 | 0 | 0 | 0 | 7.3229 | 0 | 1.08 | 1.0093 | 7.8355 | 7.3229 | 0 | 0 | 7.8355 | 7.3229
7.3.4.4 Infrared inspections of distribution electric lines and equipment | HFTD - Distribution - Tier 3 - 2QU CoRE ¦ 4QU LoRE | 0.2913 | 0.2913 | 0.45198 | 0.43789 | 0.0012731 | 0.45198 | 0 | 0.45198 | 113.5982 | 83.7374 | 84.0194 | 84.6564 | 84.0194 | 0 | 0 | 0 | 0 | 0 | 0 | 2564.3279 | 3478.7682 | 5756.0051 | 5922.0276 | 5379.444 | [9 empty] | 7.3.4.1 Detailed inspections of distribution electric lines and equipment | WLDFR | HFTD - Distribution - Tier 2 - 5QU CoRE ¦ 5QU LoRE | 2023 | 0.87344 | 0 | 0 | 0 | 0 | 0 | 0 | 0 | 0 | 0 | 0 | 0 | 0 | 0.56754 | 4.2686 | 0 | 4.2686 | 0 | 0 | 0 | 3.7284 | 0 | 0 | 0 | 0 | 0 | 0 | 0 | 0
7.3.4.4 Infrared inspections of distribution electric lines and equipment | HFTD - Distribution - Tier 3 - 2QU CoRE ¦ 5QU LoRE | 0.17644 | 0.17644 | 0.088646 | 0.085883 | 0.00026601 | 0.088646 | 0 | 0.088646 | 141.7653 | 104.5004 | 78.8624 | 79.4603 | 78.8624 | 0 | 0 | 0 | 0 | 0 | 0 | 1244.6174 | 1688.4485 | 1202.749 | 1237.4403 | 1124.0645 | [9 empty] | 7.3.4.1 Detailed inspections of distribution electric lines and equipment | WLDFR | HFTD - Distribution - Tier 3 - 1QU CoRE ¦ 1QU LoRE | 2020 | 1 | 0.18138 | 156.191 | 0 | 156.191 | 0 | 0 | 0 | 0 | 0 | 0 | 0 | 0 | 0 | 0 | 0 | 0 | 156.191 | 0 | 0 | 0 | 0 | 0 | 0 | 0 | 0 | 0 | 0 | 0
7.3.4.4 Infrared inspections of distribution electric lines and equipment | HFTD - Distribution - Tier 3 - 3QU CoRE ¦ 1QU LoRE | 0.75168 | 0.75168 | 0.66296 | 0.64229 | 0.0049545 | 0.66296 | 0 | 0.66296 | 45.0419 | 33.2021 | 31.6666 | 31.9067 | 31.6666 | 0 | 0 | 0 | 0 | 0 | 0 | 16688.3498 | 22639.422 | 22401.09 | 23047.2126 | 20935.5982 | [9 empty] | 7.3.4.1 Detailed inspections of distribution electric lines and equipment | WLDFR | HFTD - Distribution - Tier 3 - 1QU CoRE ¦ 1QU LoRE | 2021 | 1 | 0 | 0 | 0 | 0 | 0.18138 | 156.191 | 0 | 156.191 | 0 | 0 | 0 | 0 | 0 | 0 | 0 | 0 | 0 | 156.191 | 0 | 0 | 0 | 0 | 0 | 0 | 0 | 0 | 0 | 0
7.3.4.4 Infrared inspections of distribution electric lines and equipment | HFTD - Distribution - Tier 3 - 3QU CoRE ¦ 2QU LoRE | 0.95359 | 0.95359 | 0.90836 | 0.88004 | 0.0069698 | 0.90836 | 0 | 0.90836 | 44.7105 | 32.9578 | 30.8426 | 31.0764 | 30.8426 | 0 | 0 | 0 | 0 | 0 | 0 | 21328.0196 | 28933.5999 | 31513.1496 | 32422.0945 | 29451.5417 | [9 empty] | 7.3.4.1 Detailed inspections of distribution electric lines and equipment | WLDFR | HFTD - Distribution - Tier 3 - 1QU CoRE ¦ 1QU LoRE | 2022 | 0.93458 | 0 | 0 | 0 | 0 | 0 | 0 | 0 | 0 | 0.15586 | 134.6606 | 0 | 134.6606 | 0 | 0 | 0 | 0 | 0 | 0 | 125.851 | 0 | 0.15586 | 0.14566 | 134.6606 | 125.851 | 0 | 0 | 134.6606 | 125.851
7.3.4.4 Infrared inspections of distribution electric lines and equipment | HFTD - Distribution - Tier 3 - 3QU CoRE ¦ 3QU LoRE | 0.42031 | 0.42031 | 0.35764 | 0.34649 | 0.0025232 | 0.35764 | 0 | 0.35764 | 45.6925 | 33.6816 | 33.5438 | 33.7982 | 33.5438 | 0 | 0 | 0 | 0 | 0 | 0 | 9198.7187 | 12478.9854 | 11408.3035 | 11737.3573 | 10661.9659 | [9 empty] | 7.3.4.1 Detailed inspections of distribution electric lines and equipment | WLDFR | HFTD - Distribution - Tier 3 - 1QU CoRE ¦ 1QU LoRE | 2023 | 0.87344 | 0 | 0 | 0 | 0 | 0 | 0 | 0 | 0 | 0 | 0 | 0 | 0 | 0.081905 | 73.3596 | 0 | 73.3596 | 0 | 0 | 0 | 64.0751 | 0 | 0 | 0 | 0 | 0 | 0 | 0 | 0
7.3.4.4 Infrared inspections of distribution electric lines and equipment | HFTD - Distribution - Tier 3 - 3QU CoRE ¦ 4QU LoRE | 0.4243 | 0.4243 | 0.41314 | 0.40026 | 0.0026147 | 0.41314 | 0 | 0.41314 | 53.4517 | 39.4012 | 37.3925 | 37.676 | 37.3925 | 0 | 0 | 0 | 0 | 0 | 0 | 7937.9612 | 10768.6414 | 11822.1908 | 12163.1824 | 11048.7765 | [9 empty] | 7.3.4.1 Detailed inspections of distribution electric lines and equipment | WLDFR | HFTD - Distribution - Tier 3 - 1QU CoRE ¦ 2QU LoRE | 2020 | 1 | 0.4348 | 280.1293 | 0 | 280.1293 | 0 | 0 | 0 | 0 | 0 | 0 | 0 | 0 | 0 | 0 | 0 | 0 | 280.1293 | 0 | 0 | 0 | 0 | 0 | 0 | 0 | 0 | 0 | 0 | 0
7.3.4.4 Infrared inspections of distribution electric lines and equipment | HFTD - Distribution - Tier 3 - 3QU CoRE ¦ 5QU LoRE | 0.17087 | 0.17087 | 0.17358 | 0.16817 | 0.0015729 | 0.17358 | 0 | 0.17358 | 43.6049 | 32.1428 | 26.1162 | 26.3141 | 26.1162 | 0 | 0 | 0 | 0 | 0 | 0 | 3918.6648 | 5316.0623 | 7111.7977 | 7316.9258 | 6646.5399 | [9 empty] | 7.3.4.1 Detailed inspections of distribution electric lines and equipment | WLDFR | HFTD - Distribution - Tier 3 - 1QU CoRE ¦ 2QU LoRE | 2021 | 1 | 0 | 0 | 0 | 0 | 0.4348 | 280.1293 | 0 | 280.1293 | 0 | 0 | 0 | 0 | 0 | 0 | 0 | 0 | 0 | 280.1293 | 0 | 0 | 0 | 0 | 0 | 0 | 0 | 0 | 0 | 0
7.3.4.4 Infrared inspections of distribution electric lines and equipment | HFTD - Distribution - Tier 3 - 4QU CoRE ¦ 1QU LoRE | 0.39612 | 0.39612 | 0.36556 | 0.35416 | 0.0071134 | 0.36556 | 0 | 0.36556 | 17.5261 | 12.9192 | 12.1616 | 12.2538 | 12.1616 | 0 | 0 | 0 | 0 | 0 | 0 | 22601.5569 | 30661.281 | 32162.3937 | 33090.065 | 30058.3119 | [9 empty] | 7.3.4.1 Detailed inspections of distribution electric lines and equipment | WLDFR | HFTD - Distribution - Tier 3 - 1QU CoRE ¦ 2QU LoRE | 2022 | 0.93458 | 0 | 0 | 0 | 0 | 0 | 0 | 0 | 0 | 0.41555 | 270.9238 | 0 | 270.9238 | 0 | 0 | 0 | 0 | 0 | 0 | 253.1998 | 0 | 0.41555 | 0.38836 | 270.9238 | 253.1998 | 0 | 0 | 270.9238 | 253.1998
7.3.4.4 Infrared inspections of distribution electric lines and equipment | HFTD - Distribution - Tier 3 - 4QU CoRE ¦ 2QU LoRE | 0.30856 | 0.30856 | 0.29758 | 0.2883 | 0.0066966 | 0.29758 | 0 | 0.29758 | 15.0556 | 11.098 | 10.5164 | 10.5961 | 10.5164 | 0 | 0 | 0 | 0 | 0 | 0 | 20494.4368 | 27802.7611 | 30277.6249 | 31150.9331 | 28296.8457 | [9 empty] | 7.3.4.1 Detailed inspections of distribution electric lines and equipment | WLDFR | HFTD - Distribution - Tier 3 - 1QU CoRE ¦ 2QU LoRE | 2023 | 0.87344 | 0 | 0 | 0 | 0 | 0 | 0 | 0 | 0 | 0 | 0 | 0 | 0 | 0.21838 | 147.5925 | 0 | 147.5925 | 0 | 0 | 0 | 128.913 | 0 | 0 | 0 | 0 | 0 | 0 | 0 | 0
7.3.4.4 Infrared inspections of distribution electric lines and equipment | HFTD - Distribution - Tier 3 - 4QU CoRE ¦ 3QU LoRE | 0.18792 | 0.18792 | 0.17212 | 0.16676 | 0.0045046 | 0.17212 | 0 | 0.17212 | 12.6342 | 9.3131 | 9.0428 | 9.1113 | 9.0428 | 0 | 0 | 0 | 0 | 0 | 0 | 14873.9476 | 20178.0033 | 20366.7957 | 20954.2424 | 19034.3885 | [9 empty] | 7.3.4.1 Detailed inspections of distribution electric lines and equipment | WLDFR | HFTD - Distribution - Tier 3 - 1QU CoRE ¦ 3QU LoRE | 2020 | 1 | 0.1036 | 57.2866 | 0 | 57.2866 | 0 | 0 | 0 | 0 | 0 | 0 | 0 | 0 | 0 | 0 | 0 | 0 | 57.2866 | 0 | 0 | 0 | 0 | 0 | 0 | 0 | 0 | 0 | 0 | 0
7.3.4.4 Infrared inspections of distribution electric lines and equipment | HFTD - Distribution - Tier 3 - 4QU CoRE ¦ 4QU LoRE | 0.15669 | 0.15669 | 0.13948 | 0.13513 | 0.0023752 | 0.13948 | 0 | 0.13948 | 19.7981 | 14.5939 | 13.8973 | 14.0027 | 13.8973 | 0 | 0 | 0 | 0 | 0 | 0 | 7914.4561 | 10736.7543 | 10739.1215 | 11048.8738 | 10036.5622 | [9 empty] | 7.3.4.1 Detailed inspections of distribution electric lines and equipment | WLDFR | HFTD - Distribution - Tier 3 - 1QU CoRE ¦ 3QU LoRE | 2021 | 1 | 0 | 0 | 0 | 0 | 0.1036 | 57.2866 | 0 | 57.2866 | 0 | 0 | 0 | 0 | 0 | 0 | 0 | 0 | 0 | 57.2866 | 0 | 0 | 0 | 0 | 0 | 0 | 0 | 0 | 0 | 0
7.3.4.4 Infrared inspections of distribution electric lines and equipment | HFTD - Distribution - Tier 3 - 4QU CoRE ¦ 5QU LoRE | 0.050161 | 0.050161 | 0.05097 | 0.049381 | 0.0013736 | 0.05097 | 0 | 0.05097 | 12.803 | 9.4375 | 8.7817 | 8.8482 | 8.7817 | 0 | 0 | 0 | 0 | 0 | 0 | 3917.9469 | 5315.0883 | 6210.4352 | 6389.565 | 5804.1451 | [9 empty] | 7.3.4.1 Detailed inspections of distribution electric lines and equipment | WLDFR | HFTD - Distribution - Tier 3 - 1QU CoRE ¦ 3QU LoRE | 2022 | 0.93458 | 0 | 0 | 0 | 0 | 0 | 0 | 0 | 0 | 0.14927 | 75.9198 | 0 | 75.9198 | 0 | 0 | 0 | 0 | 0 | 0 | 70.9531 | 0 | 0.14927 | 0.1395 | 75.9198 | 70.9531 | 0 | 0 | 75.9198 | 70.9531
7.3.4.4 Infrared inspections of distribution electric lines and equipment | HFTD - Distribution - Tier 3 - 5QU CoRE ¦ 1QU LoRE | 0.10331 | 0.10331 | 0.096757 | 0.093741 | 0.016741 | 0.096757 | 0 | 0.096757 | 1.9693 | 1.4516 | 1.3677 | 1.3781 | 1.3677 | 0 | 0 | 0 | 0 | 0 | 0 | 52460.373 | 71167.7629 | 75693.8807 | 77877.1459 | 70741.9446 | [9 empty] | 7.3.4.1 Detailed inspections of distribution electric lines and equipment | WLDFR | HFTD - Distribution - Tier 3 - 1QU CoRE ¦ 3QU LoRE | 2023 | 0.87344 | 0 | 0 | 0 | 0 | 0 | 0 | 0 | 0 | 0 | 0 | 0 | 0 | 0.078442 | 41.3592 | 0 | 41.3592 | 0 | 0 | 0 | 36.1248 | 0 | 0 | 0 | 0 | 0 | 0 | 0 | 0
7.3.4.4 Infrared inspections of distribution electric lines and equipment | HFTD - Distribution - Tier 3 - 5QU CoRE ¦ 2QU LoRE | 0.036238 | 0.036238 | 0.031341 | 0.030364 | 0.0061712 | 0.031341 | 0 | 0.031341 | 1.7454 | 1.2866 | 1.2019 | 1.211 | 1.2019 | 0 | 0 | 0 | 0 | 0 | 0 | 20761.6301 | 28165.2357 | 27902.0846 | 28706.8743 | 26076.7146 | [9 empty] | 7.3.4.1 Detailed inspections of distribution electric lines and equipment | WLDFR | HFTD - Distribution - Tier 3 - 1QU CoRE ¦ 4QU LoRE | 2020 | 1 | 0.31825 | 179.5253 | 0 | 179.5253 | 0 | 0 | 0 | 0 | 0 | 0 | 0 | 0 | 0 | 0 | 0 | 0 | 179.5253 | 0 | 0 | 0 | 0 | 0 | 0 | 0 | 0 | 0 | 0 | 0
7.3.4.4 Infrared inspections of distribution electric lines and equipment | HFTD - Distribution - Tier 3 - 5QU CoRE ¦ 3QU LoRE | 0.022691 | 0.022691 | 0.019985 | 0.019362 | 0.0022328 | 0.019985 | 0 | 0.019985 | 3.2286 | 2.3799 | 2.1182 | 2.1343 | 2.1182 | 0 | 0 | 0 | 0 | 0 | 0 | 7028.0677 | 9534.2795 | 10095.1332 | 10386.3107 | 9434.7039 | [9 empty] | 7.3.4.1 Detailed inspections of distribution electric lines and equipment | WLDFR | HFTD - Distribution - Tier 3 - 1QU CoRE ¦ 4QU LoRE | 2021 | 1 | 0 | 0 | 0 | 0 | 0.31825 | 179.5253 | 0 | 179.5253 | 0 | 0 | 0 | 0 | 0 | 0 | 0 | 0 | 0 | 179.5253 | 0 | 0 | 0 | 0 | 0 | 0 | 0 | 0 | 0 | 0
7.3.4.4 Infrared inspections of distribution electric lines and equipment | HFTD - Distribution - Tier 3 - 5QU CoRE ¦ 4QU LoRE | 0.0052698 | 0.0052698 | 0.0061604 | 0.0059683 | 0.001114 | 0.0061604 | 0 | 0.0061604 | 1.6478 | 1.2146 | 1.3087 | 1.3186 | 1.3087 | 0 | 0 | 0 | 0 | 0 | 0 | 3198.1242 | 4338.5766 | 5036.758 | 5182.035 | 4707.2505 | [9 empty] | 7.3.4.1 Detailed inspections of distribution electric lines and equipment | WLDFR | HFTD - Distribution - Tier 3 - 1QU CoRE ¦ 4QU LoRE | 2022 | 0.93458 | 0 | 0 | 0 | 0 | 0 | 0 | 0 | 0 | 0.29537 | 166.0759 | 0 | 166.0759 | 0 | 0 | 0 | 0 | 0 | 0 | 155.2111 | 0 | 0.29537 | 0.27604 | 166.0759 | 155.2111 | 0 | 0 | 166.0759 | 155.2111
7.3.4.4 Infrared inspections of distribution electric lines and equipment | HFTD - Distribution - Tier 3 - 5QU CoRE ¦ 5QU LoRE | 0.0064064 | 0.0064064 | 0.0065539 | 0.0063497 | 0.0011398 | 0.0065539 | 0 | 0.0065539 | 1.8583 | 1.3698 | 1.3607 | 1.3711 | 1.3607 | 0 | 0 | 0 | 0 | 0 | 0 | 3447.524 | 4676.9125 | 5153.6227 | 5302.2705 | 4816.4698 | [9 empty] | 7.3.4.1 Detailed inspections of distribution electric lines and equipment | WLDFR | HFTD - Distribution - Tier 3 - 1QU CoRE ¦ 4QU LoRE | 2023 | 0.87344 | 0 | 0 | 0 | 0 | 0 | 0 | 0 | 0 | 0 | 0 | 0 | 0 | 0.15522 | 90.4739 | 0 | 90.4739 | 0 | 0 | 0 | 79.0234 | 0 | 0 | 0 | 0 | 0 | 0 | 0 | 0
7.3.4.4 Infrared inspections of distribution electric lines and equipment | HFTD - Distribution - Zone 1 - 4QU CoRE ¦ 1QU LoRE | 0.00010185 | 0.00010185 | 9.4608e-05 | 9.1658e-05 | 1.5736e-06 | 9.4608e-05 | 0 | 9.4608e-05 | 20.4069 | 15.0426 | 14.2278 | 14.3355 | 14.2278 | 0 | 0 | 0 | 0 | 0 | 0 | 4.9908 | 6.7705 | 7.115 | 7.3202 | 6.6495 | [9 empty] | 7.3.4.1 Detailed inspections of distribution electric lines and equipment | WLDFR | HFTD - Distribution - Tier 3 - 1QU CoRE ¦ 5QU LoRE | 2020 | 1 | 0.15134 | 70.777 | 0 | 70.777 | 0 | 0 | 0 | 0 | 0 | 0 | 0 | 0 | 0 | 0 | 0 | 0 | 70.777 | 0 | 0 | 0 | 0 | 0 | 0 | 0 | 0 | 0 | 0 | 0
7.3.4.4 Infrared inspections of distribution electric lines and equipment | HFTD - Distribution - Zone 1 - 5QU CoRE ¦ 1QU LoRE | 7.6622e-05 | 7.6622e-05 | 7.0982e-05 | 6.879e-05 | 0.00011725 | 7.0982e-05 | 0 | 7.0982e-05 | 0.20605 | 0.15189 | 0.14327 | 0.1444 | 0.14327 | 0 | 0 | 0 | 0 | 0 | 0 | 371.8613 | 504.4672 | 530.1381 | 545.429 | 495.4561 | [9 empty] | 7.3.4.1 Detailed inspections of distribution electric lines and equipment | WLDFR | HFTD - Distribution - Tier 3 - 1QU CoRE ¦ 5QU LoRE | 2021 | 1 | 0 | 0 | 0 | 0 | 0.15134 | 70.777 | 0 | 70.777 | 0 | 0 | 0 | 0 | 0 | 0 | 0 | 0 | 0 | 70.777 | 0 | 0 | 0 | 0 | 0 | 0 | 0 | 0 | 0 | 0
7.3.4.4 Infrared inspections of distribution electric lines and equipment | HFTD - Distribution - Zone 1 - 5QU CoRE ¦ 4QU LoRE | 3.7367e-07 | 3.7367e-07 | 3.4865e-07 | 3.3746e-07 | 3.2571e-06 | 3.4865e-07 | 0 | 3.4865e-07 | 0.036173 | 0.026665 | 0.025332 | 0.0255 | 0.025332 | 0 | 0 | 0 | 0 | 0 | 0 | 10.3299 | 14.0136 | 14.7267 | 15.1515 | 13.7633 | [9 empty] | 7.3.4.1 Detailed inspections of distribution electric lines and equipment | WLDFR | HFTD - Distribution - Tier 3 - 1QU CoRE ¦ 5QU LoRE | 2022 | 0.93458 | 0 | 0 | 0 | 0 | 0 | 0 | 0 | 0 | 0.17475 | 79.5275 | 0 | 79.5275 | 0 | 0 | 0 | 0 | 0 | 0 | 74.3248 | 0 | 0.17475 | 0.16332 | 79.5275 | 74.3248 | 0 | 0 | 79.5275 | 74.3248
7.3.4.4 Infrared inspections of distribution electric lines and equipment | non-HFTD - Distribution | 0.16827 | 0.16827 | 0.15726 | 0.15234 | 0.19422 | 0.15726 | 0 | 0.15726 | 0.27318 | 0.20137 | 0.19162 | 0.19304 | 0.19162 | 0 | 0 | 0 | 0 | 0 | 0 | 615969.7307 | 835624.7818 | 878147.3029 | 903476.015 | 820698.4139 | [9 empty] | 7.3.4.1 Detailed inspections of distribution electric lines and equipment | WLDFR | HFTD - Distribution - Tier 3 - 1QU CoRE ¦ 5QU LoRE | 2023 | 0.87344 | 0 | 0 | 0 | 0 | 0 | 0 | 0 | 0 | 0 | 0 | 0 | 0 | 0.091834 | 43.3246 | 0 | 43.3246 | 0 | 0 | 0 | 37.8414 | 0 | 0 | 0 | 0 | 0 | 0 | 0 | 0
7.3.4.5 Infrared inspections of transmission electric lines and equipment | HFTD - Transmission - Tier 2 - 115 kV or Lower | 0.20621 | 0.20621 | 0.19272 | 0.18671 | 0.0022832 | 0.19272 | 0 | 0.19272 | 1.8206 | 1.037 | 1.1839 | 1.2273 | 1.1839 | 0 | 0 | 0 | 0 | 0 | 0 | 113266.7341 | 198861.0579 | 174184.0882 | 174184.0882 | 162788.8675 | [9 empty] | 7.3.4.1 Detailed inspections of distribution electric lines and equipment | WLDFR | HFTD - Distribution - Tier 3 - 2QU CoRE ¦ 1QU LoRE | 2020 | 1 | 0.60109 | 210.5777 | 0 | 210.5777 | 0 | 0 | 0 | 0 | 0 | 0 | 0 | 0 | 0 | 0 | 0 | 0 | 210.5777 | 0 | 0 | 0 | 0 | 0 | 0 | 0 | 0 | 0 | 0 | 0
7.3.4.5 Infrared inspections of transmission electric lines and equipment | HFTD - Transmission - Tier 2 - 230 kV or Higher | 0.078873 | 0.078873 | 0.073713 | 0.071415 | 0.00087328 | 0.073713 | 0 | 0.073713 | 0.51421 | 0.29288 | 0.33437 | 0.34662 | 0.33437 | 0 | 0 | 0 | 0 | 0 | 0 | 153387.3753 | 269300.3904 | 235882.4973 | 235882.4973 | 220450.9321 | [9 empty] | 7.3.4.1 Detailed inspections of distribution electric lines and equipment | WLDFR | HFTD - Distribution - Tier 3 - 2QU CoRE ¦ 1QU LoRE | 2021 | 1 | 0 | 0 | 0 | 0 | 0.60109 | 210.5777 | 0 | 210.5777 | 0 | 0 | 0 | 0 | 0 | 0 | 0 | 0 | 0 | 210.5777 | 0 | 0 | 0 | 0 | 0 | 0 | 0 | 0 | 0 | 0
7.3.4.5 Infrared inspections of transmission electric lines and equipment | HFTD - Transmission - Tier 2 - 60/70 kV | 0.24637 | 0.24637 | 0.23026 | 0.22308 | 0.0027278 | 0.23026 | 0 | 0.23026 | 1.991 | 1.134 | 1.2947 | 1.3421 | 1.2947 | 0 | 0 | 0 | 0 | 0 | 0 | 123746.0646 | 217259.4938 | 190299.4344 | 190299.4344 | 177849.9387 | [9 empty] | 7.3.4.1 Detailed inspections of distribution electric lines and equipment | WLDFR | HFTD - Distribution - Tier 3 - 2QU CoRE ¦ 1QU LoRE | 2022 | 0.93458 | 0 | 0 | 0 | 0 | 0 | 0 | 0 | 0 | 0.4887 | 173.2594 | 0 | 173.2594 | 0 | 0 | 0 | 0 | 0 | 0 | 161.9247 | 0 | 0.4887 | 0.45673 | 173.2594 | 161.9247 | 0 | 0 | 173.2594 | 161.9247
7.3.4.5 Infrared inspections of transmission electric lines and equipment | HFTD - Transmission - Tier 3 - 115 kV or Lower | 0.26107 | 0.26107 | 0.24399 | 0.23639 | 0.0024073 | 0.24399 | 0 | 0.24399 | 2.2335 | 1.2722 | 1.4524 | 1.5056 | 1.4524 | 0 | 0 | 0 | 0 | 0 | 0 | 116888.8636 | 205220.3875 | 179754.279 | 179754.279 | 167994.6533 | [9 empty] | 7.3.4.1 Detailed inspections of distribution electric lines and equipment | WLDFR | HFTD - Distribution - Tier 3 - 2QU CoRE ¦ 1QU LoRE | 2023 | 0.87344 | 0 | 0 | 0 | 0 | 0 | 0 | 0 | 0 | 0 | 0 | 0 | 0 | 0.25682 | 94.3872 | 0 | 94.3872 | 0 | 0 | 0 | 82.4414 | 0 | 0 | 0 | 0 | 0 | 0 | 0 | 0
7.3.4.5 Infrared inspections of transmission electric lines and equipment | HFTD - Transmission - Tier 3 - 230 kV or Higher | 0.087778 | 0.087778 | 0.082035 | 0.079477 | 0.00084472 | 0.082035 | 0 | 0.082035 | 0.60193 | 0.34285 | 0.39142 | 0.40576 | 0.39142 | 0 | 0 | 0 | 0 | 0 | 0 | 145826.6704 | 256026.1508 | 224255.4782 | 224255.4782 | 209584.559 | [9 empty] | 7.3.4.1 Detailed inspections of distribution electric lines and equipment | WLDFR | HFTD - Distribution - Tier 3 - 2QU CoRE ¦ 2QU LoRE | 2020 | 1 | 0.82798 | 221.0052 | 0 | 221.0052 | 0 | 0 | 0 | 0 | 0 | 0 | 0 | 0 | 0 | 0 | 0 | 0 | 221.0052 | 0 | 0 | 0 | 0 | 0 | 0 | 0 | 0 | 0 | 0 | 0
7.3.4.5 Infrared inspections of transmission electric lines and equipment | HFTD - Transmission - Tier 3 - 60/70 kV | 0.24336 | 0.24336 | 0.22743 | 0.22034 | 0.0022196 | 0.22743 | 0 | 0.22743 | 2.472 | 1.408 | 1.6074 | 1.6663 | 1.6074 | 0 | 0 | 0 | 0 | 0 | 0 | 98446.0788 | 172840.6096 | 151392.5568 | 151392.5568 | 141488.3708 | [9 empty] | 7.3.4.1 Detailed inspections of distribution electric lines and equipment | WLDFR | HFTD - Distribution - Tier 3 - 2QU CoRE ¦ 2QU LoRE | 2021 | 1 | 0 | 0 | 0 | 0 | 0.82798 | 221.0052 | 0 | 221.0052 | 0 | 0 | 0 | 0 | 0 | 0 | 0 | 0 | 0 | 221.0052 | 0 | 0 | 0 | 0 | 0 | 0 | 0 | 0 | 0 | 0
7.3.4.5 Infrared inspections of transmission electric lines and equipment | HFTD - Transmission - Zone 1 - 115 kV or Lower | 0.00020156 | 0.00020156 | 0.00018838 | 0.0001825 | 2.2317e-06 | 0.00018838 | 0 | 0.00018838 | 1.8206 | 1.037 | 1.1839 | 1.2273 | 1.1839 | 0 | 0 | 0 | 0 | 0 | 0 | 110.7125 | 194.3766 | 170.2561 | 170.2561 | 159.1179 | [9 empty] | 7.3.4.1 Detailed inspections of distribution electric lines and equipment | WLDFR | HFTD - Distribution - Tier 3 - 2QU CoRE ¦ 2QU LoRE | 2022 | 0.93458 | 0 | 0 | 0 | 0 | 0 | 0 | 0 | 0 | 0.70191 | 193.7544 | 0 | 193.7544 | 0 | 0 | 0 | 0 | 0 | 0 | 181.0788 | 0 | 0.70191 | 0.65599 | 193.7544 | 181.0788 | 0 | 0 | 193.7544 | 181.0788
7.3.4.5 Infrared inspections of transmission electric lines and equipment | HFTD - Transmission - Zone 1 - 230 kV or Higher | 0.00013896 | 0.00013896 | 0.00012987 | 0.00012582 | 1.5386e-06 | 0.00012987 | 0 | 0.00012987 | 0.51421 | 0.29288 | 0.33437 | 0.34662 | 0.33437 | 0 | 0 | 0 | 0 | 0 | 0 | 270.2431 | 474.4626 | 415.5858 | 415.5858 | 388.398 | [9 empty] | 7.3.4.1 Detailed inspections of distribution electric lines and equipment | WLDFR | HFTD - Distribution - Tier 3 - 2QU CoRE ¦ 2QU LoRE | 2023 | 0.87344 | 0 | 0 | 0 | 0 | 0 | 0 | 0 | 0 | 0 | 0 | 0 | 0 | 0.36886 | 105.5524 | 0 | 105.5524 | 0 | 0 | 0 | 92.1936 | 0 | 0 | 0 | 0 | 0 | 0 | 0 | 0
7.3.4.5 Infrared inspections of transmission electric lines and equipment | HFTD - Transmission - Zone 1 - 60/70 kV | 0.00031241 | 0.00031241 | 0.00029197 | 0.00028287 | 3.459e-06 | 0.00029197 | 0 | 0.00029197 | 1.991 | 1.134 | 1.2947 | 1.3421 | 1.2947 | 0 | 0 | 0 | 0 | 0 | 0 | 156.9154 | 275.4944 | 241.3079 | 241.3079 | 225.5214 | [9 empty] | 7.3.4.1 Detailed inspections of distribution electric lines and equipment | WLDFR | HFTD - Distribution - Tier 3 - 2QU CoRE ¦ 3QU LoRE | 2020 | 1 | 0.59519 | 208.9752 | 0 | 208.9752 | 0 | 0 | 0 | 0 | 0 | 0 | 0 | 0 | 0 | 0 | 0 | 0 | 208.9752 | 0 | 0 | 0 | 0 | 0 | 0 | 0 | 0 | 0 | 0 | 0
7.3.4.5 Infrared inspections of transmission electric lines and equipment | non-HFTD - Transmission - 115 kV or Lower | 0.00073987 | 0.00073987 | 0.00069147 | 0.0006698 | 0.00092034 | 0.00069147 | 0 | 0.00069147 | 0.0031923 | 0.0018183 | 0.0020758 | 0.0021515 | 0.0020758 | 0 | 0 | 0 | 0 | 0 | 0 | 231769.2106 | 406914.4464 | 356419.8168 | 356419.8168 | 333102.6325 | [9 empty] | 7.3.4.1 Detailed inspections of distribution electric lines and equipment | WLDFR | HFTD - Distribution - Tier 3 - 2QU CoRE ¦ 3QU LoRE | 2021 | 1 | 0 | 0 | 0 | 0 | 0.59519 | 208.9752 | 0 | 208.9752 | 0 | 0 | 0 | 0 | 0 | 0 | 0 | 0 | 0 | 208.9752 | 0 | 0 | 0 | 0 | 0 | 0 | 0 | 0 | 0 | 0
7.3.4.5 Infrared inspections of transmission electric lines and equipment | non-HFTD - Transmission - 230 kV or Higher | 0.00018497 | 0.00018497 | 0.00017287 | 0.00016745 | 0.00023009 | 0.00017287 | 0 | 0.00017287 | 0.00069251 | 0.00039444 | 0.00045032 | 0.00046674 | 0.00045032 | 0 | 0 | 0 | 0 | 0 | 0 | 267098.7029 | 468942.0158 | 410750.2912 | 410750.2912 | 383878.7769 | [9 empty] | 7.3.4.1 Detailed inspections of distribution electric lines and equipment | WLDFR | HFTD - Distribution - Tier 3 - 2QU CoRE ¦ 3QU LoRE | 2022 | 0.93458 | 0 | 0 | 0 | 0 | 0 | 0 | 0 | 0 | 0.74128 | 228.3775 | 0 | 228.3775 | 0 | 0 | 0 | 0 | 0 | 0 | 213.4369 | 0 | 0.74128 | 0.69279 | 228.3775 | 213.4369 | 0 | 0 | 228.3775 | 213.4369
7.3.4.5 Infrared inspections of transmission electric lines and equipment | non-HFTD - Transmission - 60/70 kV | 0.0012948 | 0.0012948 | 0.0012101 | 0.0011721 | 0.0016106 | 0.0012101 | 0 | 0.0012101 | 0.0067215 | 0.0038284 | 0.0043708 | 0.0045302 | 0.0043708 | 0 | 0 | 0 | 0 | 0 | 0 | 192632.4287 | 338202.464 | 296234.4083 | 296234.4083 | 276854.5872 | [9 empty] | 7.3.4.1 Detailed inspections of distribution electric lines and equipment | WLDFR | HFTD - Distribution - Tier 3 - 2QU CoRE ¦ 3QU LoRE | 2023 | 0.87344 | 0 | 0 | 0 | 0 | 0 | 0 | 0 | 0 | 0 | 0 | 0 | 0 | 0.38956 | 124.4143 | 0 | 124.4143 | 0 | 0 | 0 | 108.6683 | 0 | 0 | 0 | 0 | 0 | 0 | 0 | 0
7.3.4.6.1 Intrusive pole inspections - Distribution | HFTD - Distribution - Tier 2 - 1QU CoRE ¦ 1QU LoRE | 175.5013 | 160.1715 | 188.0051 | 160.5333 | 0.20721 | 188.0051 | 0 | 188.0051 | 4918.7663 | 4442.8058 | 5214.4818 | 5257.3819 | 5214.4818 | 0 | 0 | 0 | 0 | 0 | 0 | 35679.951 | 36051.8846 | 38578.2201 | 34959.3373 | 36054.4113 | [9 empty] | 7.3.4.1 Detailed inspections of distribution electric lines and equipment | WLDFR | HFTD - Distribution - Tier 3 - 2QU CoRE ¦ 4QU LoRE | 2020 | 1 | 0.18331 | 61.721 | 0 | 61.721 | 0 | 0 | 0 | 0 | 0 | 0 | 0 | 0 | 0 | 0 | 0 | 0 | 61.721 | 0 | 0 | 0 | 0 | 0 | 0 | 0 | 0 | 0 | 0 | 0
7.3.4.6.1 Intrusive pole inspections - Distribution | HFTD - Distribution - Tier 2 - 1QU CoRE ¦ 2QU LoRE | 307.2737 | 280.4338 | 337.9817 | 288.5954 | 0.44766 | 337.9817 | 0 | 337.9817 | 4637.7041 | 4188.9403 | 4339.151 | 4374.856 | 4339.151 | 0 | 0 | 0 | 0 | 0 | 0 | 66255.5697 | 66946.2286 | 83343.5824 | 75525.4235 | 77891.1985 | [9 empty] | 7.3.4.1 Detailed inspections of distribution electric lines and equipment | WLDFR | HFTD - Distribution - Tier 3 - 2QU CoRE ¦ 4QU LoRE | 2021 | 1 | 0 | 0 | 0 | 0 | 0.18331 | 61.721 | 0 | 61.721 | 0 | 0 | 0 | 0 | 0 | 0 | 0 | 0 | 0 | 61.721 | 0 | 0 | 0 | 0 | 0 | 0 | 0 | 0 | 0 | 0
7.3.4.6.1 Intrusive pole inspections - Distribution | HFTD - Distribution - Tier 2 - 1QU CoRE ¦ 3QU LoRE | 912.5894 | 832.8759 | 1026.1058 | 876.171 | 1.2839 | 1026.1058 | 0 | 1026.1058 | 4506.2644 | 4070.2193 | 4593.2112 | 4631.0121 | 4593.2112 | 0 | 0 | 0 | 0 | 0 | 0 | 202515.7198 | 204626.7767 | 239033.9144 | 216611.0107 | 223396.1817 | [9 empty] | 7.3.4.1 Detailed inspections of distribution electric lines and equipment | WLDFR | HFTD - Distribution - Tier 3 - 2QU CoRE ¦ 4QU LoRE | 2022 | 0.93458 | 0 | 0 | 0 | 0 | 0 | 0 | 0 | 0 | 0.28862 | 102.4681 | 0 | 102.4681 | 0 | 0 | 0 | 0 | 0 | 0 | 95.7646 | 0 | 0.28862 | 0.26974 | 102.4681 | 95.7646 | 0 | 0 | 102.4681 | 95.7646
7.3.4.6.1 Intrusive pole inspections - Distribution | HFTD - Distribution - Tier 2 - 1QU CoRE ¦ 4QU LoRE | 1239.7355 | 1131.4462 | 1430.3031 | 1221.3075 | 1.8779 | 1430.3031 | 0 | 1430.3031 | 4453.0208 | 4022.1277 | 4377.5218 | 4413.5499 | 4377.5218 | 0 | 0 | 0 | 0 | 0 | 0 | 278403.2685 | 281305.3897 | 349609.7556 | 316814.1336 | 326738.0894 | [9 empty] | 7.3.4.1 Detailed inspections of distribution electric lines and equipment | WLDFR | HFTD - Distribution - Tier 3 - 2QU CoRE ¦ 4QU LoRE | 2023 | 0.87344 | 0 | 0 | 0 | 0 | 0 | 0 | 0 | 0 | 0 | 0 | 0 | 0 | 0.15167 | 55.8221 | 0 | 55.8221 | 0 | 0 | 0 | 48.7571 | 0 | 0 | 0 | 0 | 0 | 0 | 0 | 0
7.3.4.6.1 Intrusive pole inspections - Distribution | HFTD - Distribution - Tier 2 - 1QU CoRE ¦ 5QU LoRE | 1381.601 | 1260.9199 | 1642.816 | 1402.7673 | 2.028 | 1642.816 | 0 | 1642.816 | 4416.7153 | 3989.3353 | 4655.6834 | 4693.9981 | 4655.6834 | 0 | 0 | 0 | 0 | 0 | 0 | 312811.8894 | 316072.6917 | 377562.8668 | 342145.0649 | 352862.4923 | [9 empty] | 7.3.4.1 Detailed inspections of distribution electric lines and equipment | WLDFR | HFTD - Distribution - Tier 3 - 2QU CoRE ¦ 5QU LoRE | 2020 | 1 | 0.08897 | 37.3847 | 0 | 37.3847 | 0 | 0 | 0 | 0 | 0 | 0 | 0 | 0 | 0 | 0 | 0 | 0 | 37.3847 | 0 | 0 | 0 | 0 | 0 | 0 | 0 | 0 | 0 | 0 | 0
7.3.4.6.1 Intrusive pole inspections - Distribution | HFTD - Distribution - Tier 2 - 2QU CoRE ¦ 1QU LoRE | 56.3499 | 51.4278 | 69.5873 | 59.4191 | 0.24536 | 69.5873 | 0 | 69.5873 | 1619.2176 | 1462.5353 | 1629.993 | 1643.4053 | 1629.993 | 0 | 0 | 0 | 0 | 0 | 0 | 34800.6993 | 35163.4674 | 45680.1965 | 41395.1031 | 42691.7725 | [9 empty] | 7.3.4.1 Detailed inspections of distribution electric lines and equipment | WLDFR | HFTD - Distribution - Tier 3 - 2QU CoRE ¦ 5QU LoRE | 2021 | 1 | 0 | 0 | 0 | 0 | 0.08897 | 37.3847 | 0 | 37.3847 | 0 | 0 | 0 | 0 | 0 | 0 | 0 | 0 | 0 | 37.3847 | 0 | 0 | 0 | 0 | 0 | 0 | 0 | 0 | 0 | 0
7.3.4.6.1 Intrusive pole inspections - Distribution | HFTD - Distribution - Tier 2 - 2QU CoRE ¦ 2QU LoRE | 145.0096 | 132.3432 | 175.2835 | 149.6709 | 0.68771 | 175.2835 | 0 | 175.2835 | 1469.5524 | 1327.3523 | 1464.8737 | 1476.9277 | 1464.8737 | 0 | 0 | 0 | 0 | 0 | 0 | 98676.0076 | 99704.6224 | 128033.8079 | 116023.4212 | 119657.7644 | [9 empty] | 7.3.4.1 Detailed inspections of distribution electric lines and equipment | WLDFR | HFTD - Distribution - Tier 3 - 2QU CoRE ¦ 5QU LoRE | 2022 | 0.93458 | 0 | 0 | 0 | 0 | 0 | 0 | 0 | 0 | 0.060308 | 20.0971 | 0 | 20.0971 | 0 | 0 | 0 | 0 | 0 | 0 | 18.7823 | 0 | 0.060308 | 0.056363 | 20.0971 | 18.7823 | 0 | 0 | 20.0971 | 18.7823
7.3.4.6.1 Intrusive pole inspections - Distribution | HFTD - Distribution - Tier 2 - 2QU CoRE ¦ 3QU LoRE | 259.0137 | 236.3892 | 306.2134 | 261.4696 | 1.1986 | 306.2134 | 0 | 306.2134 | 1406.7272 | 1270.6064 | 1468.2855 | 1480.3698 | 1468.2855 | 0 | 0 | 0 | 0 | 0 | 0 | 184125.0332 | 186044.3827 | 223150.3008 | 202217.3812 | 208551.683 | [9 empty] | 7.3.4.1 Detailed inspections of distribution electric lines and equipment | WLDFR | HFTD - Distribution - Tier 3 - 2QU CoRE ¦ 5QU LoRE | 2023 | 0.87344 | 0 | 0 | 0 | 0 | 0 | 0 | 0 | 0 | 0 | 0 | 0 | 0 | 0.031693 | 10.9484 | 0 | 10.9484 | 0 | 0 | 0 | 9.5627 | 0 | 0 | 0 | 0 | 0 | 0 | 0 | 0
7.3.4.6.1 Intrusive pole inspections - Distribution | HFTD - Distribution - Tier 2 - 2QU CoRE ¦ 4QU LoRE | 317.4711 | 289.7404 | 345.2071 | 294.7654 | 1.3663 | 345.2071 | 0 | 345.2071 | 1444.9295 | 1305.112 | 1452.1363 | 1464.0873 | 1452.1363 | 0 | 0 | 0 | 0 | 0 | 0 | 219713.8881 | 222004.2216 | 254364.2838 | 230503.2937 | 237723.6297 | [9 empty] | 7.3.4.1 Detailed inspections of distribution electric lines and equipment | WLDFR | HFTD - Distribution - Tier 3 - 3QU CoRE ¦ 1QU LoRE | 2020 | 1 | 1.193 | 159.2642 | 0 | 159.2642 | 0 | 0 | 0 | 0 | 0 | 0 | 0 | 0 | 0 | 0 | 0 | 0 | 159.2642 | 0 | 0 | 0 | 0 | 0 | 0 | 0 | 0 | 0 | 0 | 0
7.3.4.6.1 Intrusive pole inspections - Distribution | HFTD - Distribution - Tier 2 - 2QU CoRE ¦ 5QU LoRE | 469.3742 | 428.3749 | 542.2058 | 462.9788 | 1.855 | 542.2058 | 0 | 542.2058 | 1656.3461 | 1496.0711 | 1679.9397 | 1693.7658 | 1679.9397 | 0 | 0 | 0 | 0 | 0 | 0 | 283379.2874 | 286333.2794 | 345345.8695 | 312950.2272 | 322753.1491 | [9 empty] | 7.3.4.1 Detailed inspections of distribution electric lines and equipment | WLDFR | HFTD - Distribution - Tier 3 - 3QU CoRE ¦ 1QU LoRE | 2021 | 1 | 0 | 0 | 0 | 0 | 1.193 | 159.2642 | 0 | 159.2642 | 0 | 0 | 0 | 0 | 0 | 0 | 0 | 0 | 0 | 159.2642 | 0 | 0 | 0 | 0 | 0 | 0 | 0 | 0 | 0 | 0
7.3.4.6.1 Intrusive pole inspections - Distribution | HFTD - Distribution - Tier 2 - 3QU CoRE ¦ 1QU LoRE | 62.7095 | 57.2319 | 71.5766 | 61.1176 | 0.61999 | 71.5766 | 0 | 71.5766 | 654.8261 | 591.4623 | 663.5097 | 668.9678 | 663.5097 | 0 | 0 | 0 | 0 | 0 | 0 | 95765.1492 | 96763.4207 | 115426.9853 | 104599.1988 | 107875.6872 | [9 empty] | 7.3.4.1 Detailed inspections of distribution electric lines and equipment | WLDFR | HFTD - Distribution - Tier 3 - 3QU CoRE ¦ 1QU LoRE | 2022 | 0.93458 | 0 | 0 | 0 | 0 | 0 | 0 | 0 | 0 | 1.1232 | 150.3 | 0 | 150.3 | 0 | 0 | 0 | 0 | 0 | 0 | 140.4673 | 0 | 1.1232 | 1.0498 | 150.3 | 140.4673 | 0 | 0 | 150.3 | 140.4673
7.3.4.6.1 Intrusive pole inspections - Distribution | HFTD - Distribution - Tier 2 - 3QU CoRE ¦ 2QU LoRE | 93.8709 | 85.6714 | 114.6529 | 97.8997 | 1.0018 | 114.6529 | 0 | 114.6529 | 655.9268 | 592.4566 | 657.7716 | 663.1843 | 657.7716 | 0 | 0 | 0 | 0 | 0 | 0 | 143111.893 | 144603.7148 | 186506.4361 | 169010.9444 | 174305.0805 | [9 empty] | 7.3.4.1 Detailed inspections of distribution electric lines and equipment | WLDFR | HFTD - Distribution - Tier 3 - 3QU CoRE ¦ 1QU LoRE | 2023 | 0.87344 | 0 | 0 | 0 | 0 | 0 | 0 | 0 | 0 | 0 | 0 | 0 | 0 | 0.59028 | 81.8796 | 0 | 81.8796 | 0 | 0 | 0 | 71.5168 | 0 | 0 | 0 | 0 | 0 | 0 | 0 | 0
7.3.4.6.1 Intrusive pole inspections - Distribution | HFTD - Distribution - Tier 2 - 3QU CoRE ¦ 3QU LoRE | 100.1853 | 91.4343 | 115.6957 | 98.7902 | 1.0018 | 115.6957 | 0 | 115.6957 | 649.7668 | 586.8926 | 663.712 | 669.1741 | 663.712 | 0 | 0 | 0 | 0 | 0 | 0 | 154186.5842 | 155793.8504 | 186518.1908 | 169021.5965 | 174316.0662 | [9 empty] | 7.3.4.1 Detailed inspections of distribution electric lines and equipment | WLDFR | HFTD - Distribution - Tier 3 - 3QU CoRE ¦ 2QU LoRE | 2020 | 1 | 1.5246 | 202.0449 | 0 | 202.0449 | 0 | 0 | 0 | 0 | 0 | 0 | 0 | 0 | 0 | 0 | 0 | 0 | 202.0449 | 0 | 0 | 0 | 0 | 0 | 0 | 0 | 0 | 0 | 0 | 0
7.3.4.6.1 Intrusive pole inspections - Distribution | HFTD - Distribution - Tier 2 - 3QU CoRE ¦ 4QU LoRE | 87.1152 | 79.5058 | 98.0749 | 83.7443 | 0.93904 | 98.0749 | 0 | 98.0749 | 593.7657 | 536.3104 | 600.2568 | 605.1977 | 600.2568 | 0 | 0 | 0 | 0 | 0 | 0 | 146716.4907 | 148245.8874 | 174825.3354 | 158425.6053 | 163388.1639 | [9 empty] | 7.3.4.1 Detailed inspections of distribution electric lines and equipment | WLDFR | HFTD - Distribution - Tier 3 - 3QU CoRE ¦ 2QU LoRE | 2021 | 1 | 0 | 0 | 0 | 0 | 1.5246 | 202.0449 | 0 | 202.0449 | 0 | 0 | 0 | 0 | 0 | 0 | 0 | 0 | 0 | 202.0449 | 0 | 0 | 0 | 0 | 0 | 0 | 0 | 0 | 0 | 0
7.3.4.6.1 Intrusive pole inspections - Distribution | HFTD - Distribution - Tier 2 - 3QU CoRE ¦ 5QU LoRE | 78.3496 | 71.5058 | 89.5324 | 76.4499 | 0.90644 | 89.5324 | 0 | 89.5324 | 560.7536 | 506.4927 | 567.6781 | 572.35 | 567.6781 | 0 | 0 | 0 | 0 | 0 | 0 | 139721.8891 | 141178.3729 | 168756.9474 | 152926.4708 | 157716.7733 | [9 empty] | 7.3.4.1 Detailed inspections of distribution electric lines and equipment | WLDFR | HFTD - Distribution - Tier 3 - 3QU CoRE ¦ 2QU LoRE | 2022 | 0.93458 | 0 | 0 | 0 | 0 | 0 | 0 | 0 | 0 | 1.5801 | 205.9354 | 0 | 205.9354 | 0 | 0 | 0 | 0 | 0 | 0 | 192.463 | 0 | 1.5801 | 1.4768 | 205.9354 | 192.463 | 0 | 0 | 205.9354 | 192.463
7.3.4.6.1 Intrusive pole inspections - Distribution | HFTD - Distribution - Tier 2 - 4QU CoRE ¦ 1QU LoRE | 32.2272 | 29.4122 | 38.8102 | 33.1391 | 0.97768 | 38.8102 | 0 | 38.8102 | 226.7172 | 204.7791 | 228.145 | 230.0214 | 228.145 | 0 | 0 | 0 | 0 | 0 | 0 | 142146.9403 | 143628.7032 | 182019.9698 | 164945.3372 | 170112.1213 | [9 empty] | 7.3.4.1 Detailed inspections of distribution electric lines and equipment | WLDFR | HFTD - Distribution - Tier 3 - 3QU CoRE ¦ 2QU LoRE | 2023 | 0.87344 | 0 | 0 | 0 | 0 | 0 | 0 | 0 | 0 | 0 | 0 | 0 | 0 | 0.83039 | 112.1883 | 0 | 112.1883 | 0 | 0 | 0 | 97.9896 | 0 | 0 | 0 | 0 | 0 | 0 | 0 | 0
7.3.4.6.1 Intrusive pole inspections - Distribution | HFTD - Distribution - Tier 2 - 4QU CoRE ¦ 2QU LoRE | 24.7496 | 22.5877 | 27.1116 | 23.15 | 0.66126 | 27.1116 | 0 | 27.1116 | 232.772 | 210.248 | 235.6386 | 237.577 | 235.6386 | 0 | 0 | 0 | 0 | 0 | 0 | 106325.3937 | 107433.747 | 123110.0125 | 111561.5092 | 115056.0865 | [9 empty] | 7.3.4.1 Detailed inspections of distribution electric lines and equipment | WLDFR | HFTD - Distribution - Tier 3 - 3QU CoRE ¦ 3QU LoRE | 2020 | 1 | 0.65756 | 89.0553 | 0 | 89.0553 | 0 | 0 | 0 | 0 | 0 | 0 | 0 | 0 | 0 | 0 | 0 | 0 | 89.0553 | 0 | 0 | 0 | 0 | 0 | 0 | 0 | 0 | 0 | 0 | 0
7.3.4.6.1 Intrusive pole inspections - Distribution | HFTD - Distribution - Tier 2 - 4QU CoRE ¦ 3QU LoRE | 30.1073 | 27.4775 | 34.5089 | 29.4664 | 0.94998 | 34.5089 | 0 | 34.5089 | 205.1084 | 185.2613 | 208.7757 | 210.4933 | 208.7757 | 0 | 0 | 0 | 0 | 0 | 0 | 146787.1754 | 148317.3089 | 176862.3552 | 160271.5397 | 165291.9207 | [9 empty] | 7.3.4.1 Detailed inspections of distribution electric lines and equipment | WLDFR | HFTD - Distribution - Tier 3 - 3QU CoRE ¦ 3QU LoRE | 2021 | 1 | 0 | 0 | 0 | 0 | 0.65756 | 89.0553 | 0 | 89.0553 | 0 | 0 | 0 | 0 | 0 | 0 | 0 | 0 | 0 | 89.0553 | 0 | 0 | 0 | 0 | 0 | 0 | 0 | 0 | 0 | 0
7.3.4.6.1 Intrusive pole inspections - Distribution | HFTD - Distribution - Tier 2 - 4QU CoRE ¦ 4QU LoRE | 22.5621 | 20.5913 | 26.3973 | 22.54 | 0.8815 | 26.3973 | 0 | 26.3973 | 170.7974 | 154.2703 | 172.1074 | 173.5236 | 172.1074 | 0 | 0 | 0 | 0 | 0 | 0 | 132098.5862 | 133475.6035 | 164112.9688 | 148718.127 | 153376.6064 | [9 empty] | 7.3.4.1 Detailed inspections of distribution electric lines and equipment | WLDFR | HFTD - Distribution - Tier 3 - 3QU CoRE ¦ 3QU LoRE | 2022 | 0.93458 | 0 | 0 | 0 | 0 | 0 | 0 | 0 | 0 | 0.57204 | 81.0815 | 0 | 81.0815 | 0 | 0 | 0 | 0 | 0 | 0 | 75.7771 | 0 | 0.57204 | 0.53461 | 81.0815 | 75.7771 | 0 | 0 | 81.0815 | 75.7771
7.3.4.6.1 Intrusive pole inspections - Distribution | HFTD - Distribution - Tier 2 - 4QU CoRE ¦ 5QU LoRE | 22.4845 | 20.5205 | 25.8338 | 22.0589 | 0.5962 | 25.8338 | 0 | 25.8338 | 238.2311 | 215.1788 | 249.0348 | 251.0844 | 249.0348 | 0 | 0 | 0 | 0 | 0 | 0 | 94381.2096 | 95365.0548 | 110997.0409 | 100584.8114 | 103735.5522 | [9 empty] | 7.3.4.1 Detailed inspections of distribution electric lines and equipment | WLDFR | HFTD - Distribution - Tier 3 - 3QU CoRE ¦ 3QU LoRE | 2023 | 0.87344 | 0 | 0 | 0 | 0 | 0 | 0 | 0 | 0 | 0 | 0 | 0 | 0 | 0.30061 | 44.1712 | 0 | 44.1712 | 0 | 0 | 0 | 38.5808 | 0 | 0 | 0 | 0 | 0 | 0 | 0 | 0
7.3.4.6.1 Intrusive pole inspections - Distribution | HFTD - Distribution - Tier 2 - 5QU CoRE ¦ 1QU LoRE | 3.5399 | 3.2307 | 4.3656 | 3.7276 | 0.95303 | 4.3656 | 0 | 4.3656 | 25.5795 | 23.1043 | 26.327 | 26.5432 | 26.327 | 0 | 0 | 0 | 0 | 0 | 0 | 138387.7709 | 139830.3476 | 177430.8373 | 160786.6945 | 165823.2124 | [9 empty] | 7.3.4.1 Detailed inspections of distribution electric lines and equipment | WLDFR | HFTD - Distribution - Tier 3 - 3QU CoRE ¦ 4QU LoRE | 2020 | 1 | 0.56744 | 89.8997 | 0 | 89.8997 | 0 | 0 | 0 | 0 | 0 | 0 | 0 | 0 | 0 | 0 | 0 | 0 | 89.8997 | 0 | 0 | 0 | 0 | 0 | 0 | 0 | 0 | 0 | 0 | 0
7.3.4.6.1 Intrusive pole inspections - Distribution | HFTD - Distribution - Tier 2 - 5QU CoRE ¦ 2QU LoRE | 4.7666 | 4.3502 | 5.0317 | 4.2964 | 0.97307 | 5.0317 | 0 | 5.0317 | 30.9749 | 27.9776 | 29.7189 | 29.963 | 29.7189 | 0 | 0 | 0 | 0 | 0 | 0 | 153885.9203 | 155490.0523 | 181161.8982 | 164167.7582 | 169310.1852 | [9 empty] | 7.3.4.1 Detailed inspections of distribution electric lines and equipment | WLDFR | HFTD - Distribution - Tier 3 - 3QU CoRE ¦ 4QU LoRE | 2021 | 1 | 0 | 0 | 0 | 0 | 0.56744 | 89.8997 | 0 | 89.8997 | 0 | 0 | 0 | 0 | 0 | 0 | 0 | 0 | 0 | 89.8997 | 0 | 0 | 0 | 0 | 0 | 0 | 0 | 0 | 0 | 0
7.3.4.6.1 Intrusive pole inspections - Distribution | HFTD - Distribution - Tier 2 - 5QU CoRE ¦ 3QU LoRE | 2.3319 | 2.1282 | 3.4449 | 2.9415 | 0.5914 | 3.4449 | 0 | 3.4449 | 27.4114 | 24.759 | 33.4777 | 33.7528 | 33.4777 | 0 | 0 | 0 | 0 | 0 | 0 | 85070.3748 | 85957.1623 | 110104.5392 | 99776.0321 | 102901.4385 | [9 empty] | 7.3.4.1 Detailed inspections of distribution electric lines and equipment | WLDFR | HFTD - Distribution - Tier 3 - 3QU CoRE ¦ 4QU LoRE | 2022 | 0.93458 | 0 | 0 | 0 | 0 | 0 | 0 | 0 | 0 | 0.59279 | 93.6636 | 0 | 93.6636 | 0 | 0 | 0 | 0 | 0 | 0 | 87.5361 | 0 | 0.59279 | 0.55401 | 93.6636 | 87.5361 | 0 | 0 | 93.6636 | 87.5361
7.3.4.6.1 Intrusive pole inspections - Distribution | HFTD - Distribution - Tier 2 - 5QU CoRE ¦ 4QU LoRE | 3.2138 | 2.9331 | 2.9316 | 2.5032 | 0.43973 | 2.9316 | 0 | 2.9316 | 43.3562 | 39.1609 | 38.3166 | 38.6316 | 38.3166 | 0 | 0 | 0 | 0 | 0 | 0 | 74126.2713 | 74898.9757 | 81866.0425 | 74186.4863 | 76510.3201 | [9 empty] | 7.3.4.1 Detailed inspections of distribution electric lines and equipment | WLDFR | HFTD - Distribution - Tier 3 - 3QU CoRE ¦ 4QU LoRE | 2023 | 0.87344 | 0 | 0 | 0 | 0 | 0 | 0 | 0 | 0 | 0 | 0 | 0 | 0 | 0.31152 | 51.0255 | 0 | 51.0255 | 0 | 0 | 0 | 44.5677 | 0 | 0 | 0 | 0 | 0 | 0 | 0 | 0
7.3.4.6.1 Intrusive pole inspections - Distribution | HFTD - Distribution - Tier 2 - 5QU CoRE ¦ 5QU LoRE | 2.1808 | 1.9903 | 2.4638 | 2.1038 | 0.51524 | 2.4638 | 0 | 2.4638 | 27.3416 | 24.6959 | 27.4831 | 27.7089 | 27.4831 | 0 | 0 | 0 | 0 | 0 | 0 | 79762.8731 | 80594.3343 | 95924.3064 | 86925.9955 | 89648.8845 | [9 empty] | 7.3.4.1 Detailed inspections of distribution electric lines and equipment | WLDFR | HFTD - Distribution - Tier 3 - 3QU CoRE ¦ 5QU LoRE | 2020 | 1 | 0.28012 | 36.2044 | 0 | 36.2044 | 0 | 0 | 0 | 0 | 0 | 0 | 0 | 0 | 0 | 0 | 0 | 0 | 36.2044 | 0 | 0 | 0 | 0 | 0 | 0 | 0 | 0 | 0 | 0 | 0
7.3.4.6.1 Intrusive pole inspections - Distribution | HFTD - Distribution - Tier 3 - 1QU CoRE ¦ 1QU LoRE | 53.7857 | 49.0876 | 55.1333 | 47.0773 | 0.074357 | 55.1333 | 0 | 55.1333 | 4064.2879 | 3671.0103 | 4261.4151 | 4296.4888 | 4261.4151 | 0 | 0 | 0 | 0 | 0 | 0 | 13233.7408 | 13371.6914 | 13843.4391 | 12544.8363 | 12937.7935 | [9 empty] | 7.3.4.1 Detailed inspections of distribution electric lines and equipment | WLDFR | HFTD - Distribution - Tier 3 - 3QU CoRE ¦ 5QU LoRE | 2021 | 1 | 0 | 0 | 0 | 0 | 0.28012 | 36.2044 | 0 | 36.2044 | 0 | 0 | 0 | 0 | 0 | 0 | 0 | 0 | 0 | 36.2044 | 0 | 0 | 0 | 0 | 0 | 0 | 0 | 0 | 0 | 0
7.3.4.6.1 Intrusive pole inspections - Distribution | HFTD - Distribution - Tier 3 - 1QU CoRE ¦ 2QU LoRE | 75.8727 | 69.2453 | 84.6438 | 72.2757 | 0.19825 | 84.6438 | 0 | 84.6438 | 2391.7017 | 2160.2706 | 2453.8028 | 2473.9995 | 2453.8028 | 0 | 0 | 0 | 0 | 0 | 0 | 31723.2925 | 32053.9813 | 36909.6116 | 33447.2549 | 34494.9641 | [9 empty] | 7.3.4.1 Detailed inspections of distribution electric lines and equipment | WLDFR | HFTD - Distribution - Tier 3 - 3QU CoRE ¦ 5QU LoRE | 2022 | 0.93458 | 0 | 0 | 0 | 0 | 0 | 0 | 0 | 0 | 0.3566 | 39.3529 | 0 | 39.3529 | 0 | 0 | 0 | 0 | 0 | 0 | 36.7784 | 0 | 0.3566 | 0.33327 | 39.3529 | 36.7784 | 0 | 0 | 39.3529 | 36.7784
7.3.4.6.1 Intrusive pole inspections - Distribution | HFTD - Distribution - Tier 3 - 1QU CoRE ¦ 3QU LoRE | 14.8546 | 13.5571 | 24.7708 | 21.1513 | 0.071213 | 24.7708 | 0 | 24.7708 | 1965.2566 | 1775.09 | 1999.1311 | 2015.5844 | 1999.1311 | 0 | 0 | 0 | 0 | 0 | 0 | 7558.5966 | 7637.3887 | 13258.1265 | 12014.4298 | 12390.7724 | [9 empty] | 7.3.4.1 Detailed inspections of distribution electric lines and equipment | WLDFR | HFTD - Distribution - Tier 3 - 3QU CoRE ¦ 5QU LoRE | 2023 | 0.87344 | 0 | 0 | 0 | 0 | 0 | 0 | 0 | 0 | 0 | 0 | 0 | 0 | 0.1874 | 21.4384 | 0 | 21.4384 | 0 | 0 | 0 | 18.7252 | 0 | 0 | 0 | 0 | 0 | 0 | 0 | 0
7.3.4.6.1 Intrusive pole inspections - Distribution | HFTD - Distribution - Tier 3 - 1QU CoRE ¦ 4QU LoRE | 49.6955 | 45.3547 | 53.1733 | 45.4036 | 0.14092 | 53.1733 | 0 | 53.1733 | 2140.2011 | 1933.1062 | 2168.6762 | 2186.5236 | 2168.6762 | 0 | 0 | 0 | 0 | 0 | 0 | 23220.0255 | 23462.0748 | 26235.0797 | 23774.0621 | 24518.7661 | [9 empty] | 7.3.4.1 Detailed inspections of distribution electric lines and equipment | WLDFR | HFTD - Distribution - Tier 3 - 4QU CoRE ¦ 1QU LoRE | 2020 | 1 | 1.6157 | 83.929 | 0 | 83.929 | 0 | 0 | 0 | 0 | 0 | 0 | 0 | 0 | 0 | 0 | 0 | 0 | 83.929 | 0 | 0 | 0 | 0 | 0 | 0 | 0 | 0 | 0 | 0 | 0
7.3.4.6.1 Intrusive pole inspections - Distribution | HFTD - Distribution - Tier 3 - 1QU CoRE ¦ 5QU LoRE | 26.8355 | 24.4914 | 35.6683 | 30.4564 | 0.083371 | 35.6683 | 0 | 35.6683 | 2430.3118 | 2195.1446 | 2458.8368 | 2479.0719 | 2458.8368 | 0 | 0 | 0 | 0 | 0 | 0 | 11041.9941 | 11157.0976 | 15521.6004 | 14065.5754 | 14506.1686 | [9 empty] | 7.3.4.1 Detailed inspections of distribution electric lines and equipment | WLDFR | HFTD - Distribution - Tier 3 - 4QU CoRE ¦ 1QU LoRE | 2021 | 1 | 0 | 0 | 0 | 0 | 1.6157 | 83.929 | 0 | 83.929 | 0 | 0 | 0 | 0 | 0 | 0 | 0 | 0 | 0 | 83.929 | 0 | 0 | 0 | 0 | 0 | 0 | 0 | 0 | 0 | 0
7.3.4.6.1 Intrusive pole inspections - Distribution | HFTD - Distribution - Tier 3 - 2QU CoRE ¦ 1QU LoRE | 58.1745 | 53.093 | 55.8701 | 47.7063 | 0.23315 | 55.8701 | 0 | 55.8701 | 1326.4826 | 1198.1265 | 1377.2249 | 1388.5576 | 1377.2249 | 0 | 0 | 0 | 0 | 0 | 0 | 43856.2124 | 44313.3768 | 43406.8272 | 39334.9903 | 40567.1283 | [9 empty] | 7.3.4.1 Detailed inspections of distribution electric lines and equipment | WLDFR | HFTD - Distribution - Tier 3 - 4QU CoRE ¦ 1QU LoRE | 2022 | 0.93458 | 0 | 0 | 0 | 0 | 0 | 0 | 0 | 0 | 1.6127 | 82.8757 | 0 | 82.8757 | 0 | 0 | 0 | 0 | 0 | 0 | 77.454 | 0 | 1.6127 | 1.5072 | 82.8757 | 77.454 | 0 | 0 | 82.8757 | 77.454
7.3.4.6.1 Intrusive pole inspections - Distribution | HFTD - Distribution - Tier 3 - 2QU CoRE ¦ 2QU LoRE | 60.9715 | 55.6457 | 61.8195 | 52.7864 | 0.33487 | 61.8195 | 0 | 61.8195 | 1009.2968 | 911.633 | 1060.9909 | 1069.7219 | 1060.9909 | 0 | 0 | 0 | 0 | 0 | 0 | 60409.8825 | 61039.605 | 62344.3996 | 56496.0978 | 58265.7941 | [9 empty] | 7.3.4.1 Detailed inspections of distribution electric lines and equipment | WLDFR | HFTD - Distribution - Tier 3 - 4QU CoRE ¦ 1QU LoRE | 2023 | 0.87344 | 0 | 0 | 0 | 0 | 0 | 0 | 0 | 0 | 0 | 0 | 0 | 0 | 0.8475 | 45.1485 | 0 | 45.1485 | 0 | 0 | 0 | 39.4345 | 0 | 0 | 0 | 0 | 0 | 0 | 0 | 0
7.3.4.6.1 Intrusive pole inspections - Distribution | HFTD - Distribution - Tier 3 - 2QU CoRE ¦ 3QU LoRE | 51.3032 | 46.8219 | 64.4083 | 54.9969 | 0.35366 | 64.4083 | 0 | 64.4083 | 1181.407 | 1067.089 | 1046.703 | 1055.3162 | 1046.703 | 0 | 0 | 0 | 0 | 0 | 0 | 43425.5191 | 43878.1938 | 65841.8433 | 59665.459 | 61534.433 | [9 empty] | 7.3.4.1 Detailed inspections of distribution electric lines and equipment | WLDFR | HFTD - Distribution - Tier 3 - 4QU CoRE ¦ 2QU LoRE | 2020 | 1 | 1.465 | 65.3764 | 0 | 65.3764 | 0 | 0 | 0 | 0 | 0 | 0 | 0 | 0 | 0 | 0 | 0 | 0 | 65.3764 | 0 | 0 | 0 | 0 | 0 | 0 | 0 | 0 | 0 | 0 | 0
7.3.4.6.1 Intrusive pole inspections - Distribution | HFTD - Distribution - Tier 3 - 2QU CoRE ¦ 4QU LoRE | 15.7166 | 14.3437 | 33.3504 | 28.4772 | 0.1377 | 33.3504 | 0 | 33.3504 | 1175.1299 | 1061.4194 | 1392.0129 | 1403.468 | 1392.0129 | 0 | 0 | 0 | 0 | 0 | 0 | 13374.3179 | 13513.734 | 25635.5083 | 23230.7344 | 23958.419 | [9 empty] | 7.3.4.1 Detailed inspections of distribution electric lines and equipment | WLDFR | HFTD - Distribution - Tier 3 - 4QU CoRE ¦ 2QU LoRE | 2021 | 1 | 0 | 0 | 0 | 0 | 1.465 | 65.3764 | 0 | 65.3764 | 0 | 0 | 0 | 0 | 0 | 0 | 0 | 0 | 0 | 65.3764 | 0 | 0 | 0 | 0 | 0 | 0 | 0 | 0 | 0 | 0
7.3.4.6.1 Intrusive pole inspections - Distribution | HFTD - Distribution - Tier 3 - 2QU CoRE ¦ 5QU LoRE | 12.828 | 11.7075 | 5.6642 | 4.8365 | 0.028772 | 5.6642 | 0 | 5.6642 | 1976.1719 | 1784.9491 | 1131.4242 | 1140.7354 | 1131.4242 | 0 | 0 | 0 | 0 | 0 | 0 | 6491.3341 | 6559.0008 | 5356.6809 | 4854.1901 | 5006.2439 | [9 empty] | 7.3.4.1 Detailed inspections of distribution electric lines and equipment | WLDFR | HFTD - Distribution - Tier 3 - 4QU CoRE ¦ 2QU LoRE | 2022 | 0.93458 | 0 | 0 | 0 | 0 | 0 | 0 | 0 | 0 | 1.5182 | 67.4646 | 0 | 67.4646 | 0 | 0 | 0 | 0 | 0 | 0 | 63.051 | 0 | 1.5182 | 1.4189 | 67.4646 | 63.051 | 0 | 0 | 67.4646 | 63.051
7.3.4.6.1 Intrusive pole inspections - Distribution | HFTD - Distribution - Tier 3 - 3QU CoRE ¦ 1QU LoRE | 42.7915 | 39.0537 | 46.1572 | 39.4126 | 0.53588 | 46.1572 | 0 | 46.1572 | 491.6383 | 444.0653 | 495.0317 | 499.1044 | 495.0317 | 0 | 0 | 0 | 0 | 0 | 0 | 87038.5172 | 87945.8209 | 99767.6897 | 90408.845 | 93240.8315 | [9 empty] | 7.3.4.1 Detailed inspections of distribution electric lines and equipment | WLDFR | HFTD - Distribution - Tier 3 - 4QU CoRE ¦ 2QU LoRE | 2023 | 0.87344 | 0 | 0 | 0 | 0 | 0 | 0 | 0 | 0 | 0 | 0 | 0 | 0 | 0.79783 | 36.7529 | 0 | 36.7529 | 0 | 0 | 0 | 32.1014 | 0 | 0 | 0 | 0 | 0 | 0 | 0 | 0
7.3.4.6.1 Intrusive pole inspections - Distribution | HFTD - Distribution - Tier 3 - 3QU CoRE ¦ 2QU LoRE | 58.4093 | 53.3074 | 70.9948 | 60.6209 | 0.75386 | 70.9948 | 0 | 70.9948 | 525.0899 | 474.28 | 541.2496 | 545.703 | 541.2496 | 0 | 0 | 0 | 0 | 0 | 0 | 111236.8344 | 112396.3854 | 140350.0513 | 127184.3225 | 131168.2722 | [9 empty] | 7.3.4.1 Detailed inspections of distribution electric lines and equipment | WLDFR | HFTD - Distribution - Tier 3 - 4QU CoRE ¦ 3QU LoRE | 2020 | 1 | 1.0633 | 39.8164 | 0 | 39.8164 | 0 | 0 | 0 | 0 | 0 | 0 | 0 | 0 | 0 | 0 | 0 | 0 | 39.8164 | 0 | 0 | 0 | 0 | 0 | 0 | 0 | 0 | 0 | 0 | 0
7.3.4.6.1 Intrusive pole inspections - Distribution | HFTD - Distribution - Tier 3 - 3QU CoRE ¦ 3QU LoRE | 20.7139 | 18.9046 | 18.8064 | 16.0584 | 0.27291 | 18.8064 | 0 | 18.8064 | 431.7546 | 389.9762 | 396.0486 | 399.3074 | 396.0486 | 0 | 0 | 0 | 0 | 0 | 0 | 47976.1536 | 48476.2649 | 50809.1385 | 46042.9177 | 47485.1762 | [9 empty] | 7.3.4.1 Detailed inspections of distribution electric lines and equipment | WLDFR | HFTD - Distribution - Tier 3 - 4QU CoRE ¦ 3QU LoRE | 2021 | 1 | 0 | 0 | 0 | 0 | 1.0633 | 39.8164 | 0 | 39.8164 | 0 | 0 | 0 | 0 | 0 | 0 | 0 | 0 | 0 | 39.8164 | 0 | 0 | 0 | 0 | 0 | 0 | 0 | 0 | 0 | 0
7.3.4.6.1 Intrusive pole inspections - Distribution | HFTD - Distribution - Tier 3 - 3QU CoRE ¦ 4QU LoRE | 21.9329 | 20.0171 | 26.3312 | 22.4836 | 0.28281 | 26.3312 | 0 | 26.3312 | 529.7728 | 478.5098 | 535.1008 | 539.5032 | 535.1008 | 0 | 0 | 0 | 0 | 0 | 0 | 41400.6407 | 41832.2078 | 52652.4675 | 47713.3307 | 49207.9136 | [9 empty] | 7.3.4.1 Detailed inspections of distribution electric lines and equipment | WLDFR | HFTD - Distribution - Tier 3 - 4QU CoRE ¦ 3QU LoRE | 2022 | 0.93458 | 0 | 0 | 0 | 0 | 0 | 0 | 0 | 0 | 1.0212 | 39.0223 | 0 | 39.0223 | 0 | 0 | 0 | 0 | 0 | 0 | 36.4694 | 0 | 1.0212 | 0.95442 | 39.0223 | 36.4694 | 0 | 0 | 39.0223 | 36.4694
7.3.4.6.1 Intrusive pole inspections - Distribution | HFTD - Distribution - Tier 3 - 3QU CoRE ¦ 5QU LoRE | 8.8007 | 8.0319 | 13.8915 | 11.8617 | 0.17013 | 13.8915 | 0 | 13.8915 | 430.605 | 388.9378 | 469.281 | 473.1423 | 469.281 | 0 | 0 | 0 | 0 | 0 | 0 | 20437.8971 | 20650.9451 | 31673.7993 | 28702.5951 | 29601.6816 | [9 empty] | 7.3.4.1 Detailed inspections of distribution electric lines and equipment | WLDFR | HFTD - Distribution - Tier 3 - 4QU CoRE ¦ 3QU LoRE | 2023 | 0.87344 | 0 | 0 | 0 | 0 | 0 | 0 | 0 | 0 | 0 | 0 | 0 | 0 | 0.53668 | 21.2583 | 0 | 21.2583 | 0 | 0 | 0 | 18.5678 | 0 | 0 | 0 | 0 | 0 | 0 | 0 | 0
7.3.4.6.1 Intrusive pole inspections - Distribution | HFTD - Distribution - Tier 3 - 4QU CoRE ¦ 1QU LoRE | 21.4789 | 19.6027 | 24.8164 | 21.1901 | 0.76939 | 24.8164 | 0 | 24.8164 | 182.211 | 164.5795 | 185.3758 | 186.9005 | 185.3758 | 0 | 0 | 0 | 0 | 0 | 0 | 117879.0005 | 119107.7904 | 143241.5884 | 129804.615 | 133870.6434 | [9 empty] | 7.3.4.1 Detailed inspections of distribution electric lines and equipment | WLDFR | HFTD - Distribution - Tier 3 - 4QU CoRE ¦ 4QU LoRE | 2020 | 1 | 0.56576 | 33.1996 | 0 | 33.1996 | 0 | 0 | 0 | 0 | 0 | 0 | 0 | 0 | 0 | 0 | 0 | 0 | 33.1996 | 0 | 0 | 0 | 0 | 0 | 0 | 0 | 0 | 0 | 0 | 0
7.3.4.6.1 Intrusive pole inspections - Distribution | HFTD - Distribution - Tier 3 - 4QU CoRE ¦ 2QU LoRE | 16.3836 | 14.9525 | 19.1703 | 16.369 | 0.7243 | 19.1703 | 0 | 19.1703 | 153.276 | 138.4443 | 152.1139 | 153.3649 | 152.1139 | 0 | 0 | 0 | 0 | 0 | 0 | 106889.2617 | 108003.4928 | 134847.3971 | 122197.8523 | 126025.6047 | [9 empty] | 7.3.4.1 Detailed inspections of distribution electric lines and equipment | WLDFR | HFTD - Distribution - Tier 3 - 4QU CoRE ¦ 4QU LoRE | 2021 | 1 | 0 | 0 | 0 | 0 | 0.56576 | 33.1996 | 0 | 33.1996 | 0 | 0 | 0 | 0 | 0 | 0 | 0 | 0 | 0 | 33.1996 | 0 | 0 | 0 | 0 | 0 | 0 | 0 | 0 | 0 | 0
7.3.4.6.1 Intrusive pole inspections - Distribution | HFTD - Distribution - Tier 3 - 4QU CoRE ¦ 3QU LoRE | 10.497 | 9.5801 | 11.9252 | 10.1827 | 0.48722 | 11.9252 | 0 | 11.9252 | 135.3131 | 122.2197 | 140.6719 | 141.8289 | 140.6719 | 0 | 0 | 0 | 0 | 0 | 0 | 77575.456 | 78384.1152 | 90707.5571 | 82198.6105 | 84773.4179 | [9 empty] | 7.3.4.1 Detailed inspections of distribution electric lines and equipment | WLDFR | HFTD - Distribution - Tier 3 - 4QU CoRE ¦ 4QU LoRE | 2022 | 0.93458 | 0 | 0 | 0 | 0 | 0 | 0 | 0 | 0 | 0.53848 | 31.6219 | 0 | 31.6219 | 0 | 0 | 0 | 0 | 0 | 0 | 29.5532 | 0 | 0.53848 | 0.50325 | 31.6219 | 29.5532 | 0 | 0 | 31.6219 | 29.5532
7.3.4.6.1 Intrusive pole inspections - Distribution | HFTD - Distribution - Tier 3 - 4QU CoRE ¦ 4QU LoRE | 7.725 | 7.0502 | 8.3451 | 7.1256 | 0.2569 | 8.3451 | 0 | 8.3451 | 187.1443 | 169.0355 | 186.6914 | 188.2268 | 186.6914 | 0 | 0 | 0 | 0 | 0 | 0 | 41278.0493 | 41708.3384 | 47828.8039 | 43342.1575 | 44699.8168 | [9 empty] | 7.3.4.1 Detailed inspections of distribution electric lines and equipment | WLDFR | HFTD - Distribution - Tier 3 - 4QU CoRE ¦ 4QU LoRE | 2023 | 0.87344 | 0 | 0 | 0 | 0 | 0 | 0 | 0 | 0 | 0 | 0 | 0 | 0 | 0.28298 | 17.2268 | 0 | 17.2268 | 0 | 0 | 0 | 15.0465 | 0 | 0 | 0 | 0 | 0 | 0 | 0 | 0
7.3.4.6.1 Intrusive pole inspections - Distribution | HFTD - Distribution - Tier 3 - 4QU CoRE ¦ 5QU LoRE | 4.3798 | 3.9973 | 5.8689 | 5.0113 | 0.14857 | 5.8689 | 0 | 5.8689 | 214.3389 | 193.5986 | 227.0374 | 228.9054 | 227.0374 | 0 | 0 | 0 | 0 | 0 | 0 | 20434.1528 | 20647.1617 | 27659.4028 | 25064.7746 | 25849.9092 | [9 empty] | 7.3.4.1 Detailed inspections of distribution electric lines and equipment | WLDFR | HFTD - Distribution - Tier 3 - 4QU CoRE ¦ 5QU LoRE | 2020 | 1 | 0.28007 | 10.6281 | 0 | 10.6281 | 0 | 0 | 0 | 0 | 0 | 0 | 0 | 0 | 0 | 0 | 0 | 0 | 10.6281 | 0 | 0 | 0 | 0 | 0 | 0 | 0 | 0 | 0 | 0 | 0
7.3.4.6.1 Intrusive pole inspections - Distribution | HFTD - Distribution - Tier 3 - 5QU CoRE ¦ 1QU LoRE | 5.8212 | 5.3127 | 6.8489 | 5.848 | 1.8108 | 6.8489 | 0 | 6.8489 | 21.2756 | 19.2169 | 21.7383 | 21.9167 | 21.7383 | 0 | 0 | 0 | 0 | 0 | 0 | 273608.4233 | 276460.5622 | 337117.6843 | 305493.8982 | 315063.2563 | [9 empty] | 7.3.4.1 Detailed inspections of distribution electric lines and equipment | WLDFR | HFTD - Distribution - Tier 3 - 4QU CoRE ¦ 5QU LoRE | 2021 | 1 | 0 | 0 | 0 | 0 | 0.28007 | 10.6281 | 0 | 10.6281 | 0 | 0 | 0 | 0 | 0 | 0 | 0 | 0 | 0 | 10.6281 | 0 | 0 | 0 | 0 | 0 | 0 | 0 | 0 | 0 | 0
7.3.4.6.1 Intrusive pole inspections - Distribution | HFTD - Distribution - Tier 3 - 5QU CoRE ¦ 2QU LoRE | 2.5707 | 2.3461 | 2.6436 | 2.2572 | 0.66748 | 2.6436 | 0 | 2.6436 | 23.7406 | 21.4433 | 22.7624 | 22.9492 | 22.7624 | 0 | 0 | 0 | 0 | 0 | 0 | 108282.8154 | 109411.5731 | 124267.4582 | 112610.379 | 116137.8114 | [9 empty] | 7.3.4.1 Detailed inspections of distribution electric lines and equipment | WLDFR | HFTD - Distribution - Tier 3 - 4QU CoRE ¦ 5QU LoRE | 2022 | 0.93458 | 0 | 0 | 0 | 0 | 0 | 0 | 0 | 0 | 0.3114 | 11.5555 | 0 | 11.5555 | 0 | 0 | 0 | 0 | 0 | 0 | 10.7995 | 0 | 0.3114 | 0.29103 | 11.5555 | 10.7995 | 0 | 0 | 11.5555 | 10.7995
7.3.4.6.1 Intrusive pole inspections - Distribution | HFTD - Distribution - Tier 3 - 5QU CoRE ¦ 3QU LoRE | 1.2608 | 1.1507 | 1.3717 | 1.1712 | 0.2415 | 1.3717 | 0 | 1.3717 | 34.3962 | 31.0679 | 32.6442 | 32.9124 | 32.6442 | 0 | 0 | 0 | 0 | 0 | 0 | 36655.0679 | 37037.1663 | 44960.6746 | 40743.0769 | 42019.322 | [9 empty] | 7.3.4.1 Detailed inspections of distribution electric lines and equipment | WLDFR | HFTD - Distribution - Tier 3 - 4QU CoRE ¦ 5QU LoRE | 2023 | 0.87344 | 0 | 0 | 0 | 0 | 0 | 0 | 0 | 0 | 0 | 0 | 0 | 0 | 0.16365 | 6.2951 | 0 | 6.2951 | 0 | 0 | 0 | 5.4984 | 0 | 0 | 0 | 0 | 0 | 0 | 0 | 0
7.3.4.6.1 Intrusive pole inspections - Distribution | HFTD - Distribution - Tier 3 - 5QU CoRE ¦ 4QU LoRE | 0.32504 | 0.29665 | 0.56282 | 0.48058 | 0.12049 | 0.56282 | 0 | 0.56282 | 19.4869 | 17.6013 | 26.8463 | 27.0669 | 26.8463 | 0 | 0 | 0 | 0 | 0 | 0 | 16679.8991 | 16853.7731 | 22432.1992 | 20327.916 | 20964.6721 | [9 empty] | 7.3.4.1 Detailed inspections of distribution electric lines and equipment | WLDFR | HFTD - Distribution - Tier 3 - 5QU CoRE ¦ 1QU LoRE | 2020 | 1 | 3.7501 | 21.8888 | 0 | 21.8888 | 0 | 0 | 0 | 0 | 0 | 0 | 0 | 0 | 0 | 0 | 0 | 0 | 21.8888 | 0 | 0 | 0 | 0 | 0 | 0 | 0 | 0 | 0 | 0 | 0
7.3.4.6.1 Intrusive pole inspections - Distribution | HFTD - Distribution - Tier 3 - 5QU CoRE ¦ 5QU LoRE | 0.33831 | 0.30876 | 0.45655 | 0.38983 | 0.12329 | 0.45655 | 0 | 0.45655 | 18.8153 | 16.9946 | 21.2835 | 21.4582 | 21.2835 | 0 | 0 | 0 | 0 | 0 | 0 | 17980.6502 | 18168.0834 | 22952.6792 | 20799.5717 | 21451.102 | [9 empty] | 7.3.4.1 Detailed inspections of distribution electric lines and equipment | WLDFR | HFTD - Distribution - Tier 3 - 5QU CoRE ¦ 1QU LoRE | 2021 | 1 | 0 | 0 | 0 | 0 | 3.7501 | 21.8888 | 0 | 21.8888 | 0 | 0 | 0 | 0 | 0 | 0 | 0 | 0 | 0 | 21.8888 | 0 | 0 | 0 | 0 | 0 | 0 | 0 | 0 | 0 | 0
7.3.4.6.1 Intrusive pole inspections - Distribution | HFTD - Distribution - Zone 1 - 4QU CoRE ¦ 1QU LoRE | 0.004457 | 0.0040677 | 0.005132 | 0.004382 | 0.00017021 | 0.005132 | 0 | 0.005132 | 171.2284 | 154.6596 | 173.2904 | 174.7128 | 173.2904 | 0 | 0 | 0 | 0 | 0 | 0 | 26.0295 | 26.3008 | 31.6881 | 28.7155 | 29.615 | [9 empty] | 7.3.4.1 Detailed inspections of distribution electric lines and equipment | WLDFR | HFTD - Distribution - Tier 3 - 5QU CoRE ¦ 1QU LoRE | 2022 | 0.93458 | 0 | 0 | 0 | 0 | 0 | 0 | 0 | 0 | 3.7954 | 21.9357 | 0 | 21.9357 | 0 | 0 | 0 | 0 | 0 | 0 | 20.5007 | 0 | 3.7954 | 3.5471 | 21.9357 | 20.5007 | 0 | 0 | 21.9357 | 20.5007
7.3.4.6.1 Intrusive pole inspections - Distribution | HFTD - Distribution - Zone 1 - 5QU CoRE ¦ 1QU LoRE | 0.01983 | 0.018098 | 0.022834 | 0.019497 | 0.012682 | 0.022834 | 0 | 0.022834 | 10.2244 | 9.2351 | 10.3479 | 10.4327 | 10.3479 | 0 | 0 | 0 | 0 | 0 | 0 | 1939.4522 | 1959.6693 | 2361.0748 | 2139.5909 | 2206.612 | [9 empty] | 7.3.4.1 Detailed inspections of distribution electric lines and equipment | WLDFR | HFTD - Distribution - Tier 3 - 5QU CoRE ¦ 1QU LoRE | 2023 | 0.87344 | 0 | 0 | 0 | 0 | 0 | 0 | 0 | 0 | 0 | 0 | 0 | 0 | 1.9946 | 11.9502 | 0 | 11.9502 | 0 | 0 | 0 | 10.4377 | 0 | 0 | 0 | 0 | 0 | 0 | 0 | 0
7.3.4.6.1 Intrusive pole inspections - Distribution | non-HFTD - Distribution | 70.6623 | 64.49 | 81.8557 | 69.886 | 81.8423 | 81.8557 | 0 | 81.8557 | 5.6457 | 5.0994 | 5.7482 | 5.7948 | 5.7482 | 0 | 0 | 0 | 0 | 0 | 0 | 12516085.9187 | 12646555.6441 | 15236991.0082 | 13807664.1959 | 14240178.5123 | [9 empty] | 7.3.4.1 Detailed inspections of distribution electric lines and equipment | WLDFR | HFTD - Distribution - Tier 3 - 5QU CoRE ¦ 2QU LoRE | 2020 | 1 | 1.4841 | 7.6781 | 0 | 7.6781 | 0 | 0 | 0 | 0 | 0 | 0 | 0 | 0 | 0 | 0 | 0 | 0 | 7.6781 | 0 | 0 | 0 | 0 | 0 | 0 | 0 | 0 | 0 | 0 | 0
7.3.4.11 Patrol inspections of distribution electric lines and equipment | HFTD - Distribution - Tier 2 - 1QU CoRE ¦ 1QU LoRE | 8.1766 | 8.1766 | 6.784 | 9.9531 | 0.0077886 | 6.784 | 0 | 6.784 | 532.8556 | 676.1812 | 679.7086 | 781.4 | 679.7086 | 0 | 0 | 0 | 0 | 0 | 0 | 15344.9428 | 12092.3779 | 10679.418 | 14583.1393 | 9980.7645 | [9 empty] | 7.3.4.1 Detailed inspections of distribution electric lines and equipment | WLDFR | HFTD - Distribution - Tier 3 - 5QU CoRE ¦ 2QU LoRE | 2021 | 1 | 0 | 0 | 0 | 0 | 1.4841 | 7.6781 | 0 | 7.6781 | 0 | 0 | 0 | 0 | 0 | 0 | 0 | 0 | 0 | 7.6781 | 0 | 0 | 0 | 0 | 0 | 0 | 0 | 0 | 0 | 0
7.3.4.11 Patrol inspections of distribution electric lines and equipment | HFTD - Distribution - Tier 2 - 1QU CoRE ¦ 2QU LoRE | 19.5875 | 19.5875 | 17.3271 | 25.4212 | 0.016826 | 17.3271 | 0 | 17.3271 | 687.4106 | 872.3078 | 803.5834 | 923.8103 | 803.5834 | 0 | 0 | 0 | 0 | 0 | 0 | 28494.6559 | 22454.8343 | 23071.5919 | 31505.1101 | 21562.2354 | [9 empty] | 7.3.4.1 Detailed inspections of distribution electric lines and equipment | WLDFR | HFTD - Distribution - Tier 3 - 5QU CoRE ¦ 2QU LoRE | 2022 | 0.93458 | 0 | 0 | 0 | 0 | 0 | 0 | 0 | 0 | 1.3991 | 7.1054 | 0 | 7.1054 | 0 | 0 | 0 | 0 | 0 | 0 | 6.6406 | 0 | 1.3991 | 1.3075 | 7.1054 | 6.6406 | 0 | 0 | 7.1054 | 6.6406
7.3.4.11 Patrol inspections of distribution electric lines and equipment | HFTD - Distribution - Tier 2 - 1QU CoRE ¦ 3QU LoRE | 54.0975 | 54.0975 | 49.7684 | 73.0173 | 0.048259 | 49.7684 | 0 | 49.7684 | 621.1225 | 788.1898 | 804.772 | 925.1777 | 804.772 | 0 | 0 | 0 | 0 | 0 | 0 | 87096.3118 | 68635.089 | 66170.5769 | 90358.3644 | 61841.6607 | [9 empty] | 7.3.4.1 Detailed inspections of distribution electric lines and equipment | WLDFR | HFTD - Distribution - Tier 3 - 5QU CoRE ¦ 2QU LoRE | 2023 | 0.87344 | 0 | 0 | 0 | 0 | 0 | 0 | 0 | 0 | 0 | 0 | 0 | 0 | 0.73523 | 3.8709 | 0 | 3.8709 | 0 | 0 | 0 | 3.381 | 0 | 0 | 0 | 0 | 0 | 0 | 0 | 0
7.3.4.11 Patrol inspections of distribution electric lines and equipment | HFTD - Distribution - Tier 2 - 1QU CoRE ¦ 4QU LoRE | 80.8297 | 80.8297 | 74.7457 | 109.6625 | 0.070583 | 74.7457 | 0 | 74.7457 | 675.0807 | 856.6615 | 826.3819 | 950.0214 | 826.3819 | 0 | 0 | 0 | 0 | 0 | 0 | 119733.4109 | 94354.3205 | 96780.7405 | 132157.6722 | 90449.2901 | [9 empty] | 7.3.4.1 Detailed inspections of distribution electric lines and equipment | WLDFR | HFTD - Distribution - Tier 3 - 5QU CoRE ¦ 3QU LoRE | 2020 | 1 | 0.5024 | 4.8076 | 0 | 4.8076 | 0 | 0 | 0 | 0 | 0 | 0 | 0 | 0 | 0 | 0 | 0 | 0 | 4.8076 | 0 | 0 | 0 | 0 | 0 | 0 | 0 | 0 | 0 | 0 | 0
7.3.4.11 Patrol inspections of distribution electric lines and equipment | HFTD - Distribution - Tier 2 - 1QU CoRE ¦ 5QU LoRE | 89.8005 | 89.8005 | 86.4816 | 126.8808 | 0.076227 | 86.4816 | 0 | 86.4816 | 667.5049 | 847.048 | 885.3457 | 1017.807 | 885.3457 | 0 | 0 | 0 | 0 | 0 | 0 | 134531.5904 | 106015.8288 | 104518.862 | 142724.3628 | 97681.1795 | [9 empty] | 7.3.4.1 Detailed inspections of distribution electric lines and equipment | WLDFR | HFTD - Distribution - Tier 3 - 5QU CoRE ¦ 3QU LoRE | 2021 | 1 | 0 | 0 | 0 | 0 | 0.5024 | 4.8076 | 0 | 4.8076 | 0 | 0 | 0 | 0 | 0 | 0 | 0 | 0 | 0 | 4.8076 | 0 | 0 | 0 | 0 | 0 | 0 | 0 | 0 | 0 | 0
7.3.4.11 Patrol inspections of distribution electric lines and equipment | HFTD - Distribution - Tier 2 - 2QU CoRE ¦ 1QU LoRE | 3.1799 | 3.1799 | 3.1632 | 4.6409 | 0.0092224 | 3.1632 | 0 | 3.1632 | 212.4625 | 269.6099 | 267.6599 | 307.7052 | 267.6599 | 0 | 0 | 0 | 0 | 0 | 0 | 14966.8014 | 11794.3886 | 12645.423 | 17267.7917 | 11818.1523 | [9 empty] | 7.3.4.1 Detailed inspections of distribution electric lines and equipment | WLDFR | HFTD - Distribution - Tier 3 - 5QU CoRE ¦ 3QU LoRE | 2022 | 0.93458 | 0 | 0 | 0 | 0 | 0 | 0 | 0 | 0 | 0.50619 | 4.5308 | 0 | 4.5308 | 0 | 0 | 0 | 0 | 0 | 0 | 4.2344 | 0 | 0.50619 | 0.47308 | 4.5308 | 4.2344 | 0 | 0 | 4.5308 | 4.2344
7.3.4.11 Patrol inspections of distribution electric lines and equipment | HFTD - Distribution - Tier 2 - 2QU CoRE ¦ 2QU LoRE | 9.0859 | 9.0859 | 8.9344 | 13.108 | 0.025849 | 8.9344 | 0 | 8.9344 | 214.0994 | 271.687 | 269.7238 | 310.0783 | 269.7238 | 0 | 0 | 0 | 0 | 0 | 0 | 42437.7739 | 33442.5227 | 35442.9661 | 48398.6781 | 33124.2674 | [9 empty] | 7.3.4.1 Detailed inspections of distribution electric lines and equipment | WLDFR | HFTD - Distribution - Tier 3 - 5QU CoRE ¦ 3QU LoRE | 2023 | 0.87344 | 0 | 0 | 0 | 0 | 0 | 0 | 0 | 0 | 0 | 0 | 0 | 0 | 0.26601 | 2.4683 | 0 | 2.4683 | 0 | 0 | 0 | 2.1559 | 0 | 0 | 0 | 0 | 0 | 0 | 0 | 0
7.3.4.11 Patrol inspections of distribution electric lines and equipment | HFTD - Distribution - Tier 2 - 2QU CoRE ¦ 3QU LoRE | 17.6858 | 17.6858 | 16.7844 | 24.6252 | 0.045052 | 16.7844 | 0 | 16.7844 | 223.3428 | 283.4167 | 290.7285 | 334.226 | 290.7285 | 0 | 0 | 0 | 0 | 0 | 0 | 79186.9951 | 62402.2573 | 61773.5947 | 84354.123 | 57732.3315 | [9 empty] | 7.3.4.1 Detailed inspections of distribution electric lines and equipment | WLDFR | HFTD - Distribution - Tier 3 - 5QU CoRE ¦ 4QU LoRE | 2020 | 1 | 0.22862 | 1.1166 | 0 | 1.1166 | 0 | 0 | 0 | 0 | 0 | 0 | 0 | 0 | 0 | 0 | 0 | 0 | 1.1166 | 0 | 0 | 0 | 0 | 0 | 0 | 0 | 0 | 0 | 0 | 0
7.3.4.11 Patrol inspections of distribution electric lines and equipment | HFTD - Distribution - Tier 2 - 2QU CoRE ¦ 4QU LoRE | 19.7567 | 19.7567 | 17.4653 | 25.624 | 0.051354 | 17.4653 | 0 | 17.4653 | 209.0811 | 265.319 | 265.398 | 305.1056 | 265.398 | 0 | 0 | 0 | 0 | 0 | 0 | 94492.76 | 74463.7616 | 70414.4073 | 96153.4714 | 65807.8573 | [9 empty] | 7.3.4.1 Detailed inspections of distribution electric lines and equipment | WLDFR | HFTD - Distribution - Tier 3 - 5QU CoRE ¦ 4QU LoRE | 2021 | 1 | 0 | 0 | 0 | 0 | 0.22862 | 1.1166 | 0 | 1.1166 | 0 | 0 | 0 | 0 | 0 | 0 | 0 | 0 | 0 | 1.1166 | 0 | 0 | 0 | 0 | 0 | 0 | 0 | 0 | 0 | 0
7.3.4.11 Patrol inspections of distribution electric lines and equipment | HFTD - Distribution - Tier 2 - 2QU CoRE ¦ 5QU LoRE | 29.518 | 29.518 | 27.1338 | 39.8092 | 0.069722 | 27.1338 | 0 | 27.1338 | 242.2018 | 307.3484 | 303.6933 | 349.1307 | 303.6933 | 0 | 0 | 0 | 0 | 0 | 0 | 121873.4566 | 96040.755 | 95600.3899 | 130545.86 | 89346.1588 | [9 empty] | 7.3.4.1 Detailed inspections of distribution electric lines and equipment | WLDFR | HFTD - Distribution - Tier 3 - 5QU CoRE ¦ 4QU LoRE | 2022 | 0.93458 | 0 | 0 | 0 | 0 | 0 | 0 | 0 | 0 | 0.25255 | 1.3966 | 0 | 1.3966 | 0 | 0 | 0 | 0 | 0 | 0 | 1.3053 | 0 | 0.25255 | 0.23603 | 1.3966 | 1.3053 | 0 | 0 | 1.3966 | 1.3053
7.3.4.11 Patrol inspections of distribution electric lines and equipment | HFTD - Distribution - Tier 2 - 3QU CoRE ¦ 1QU LoRE | 3.9071 | 3.9071 | 3.5713 | 5.2396 | 0.023304 | 3.5713 | 0 | 3.5713 | 94.8639 | 120.3801 | 119.5908 | 137.4829 | 119.5908 | 0 | 0 | 0 | 0 | 0 | 0 | 41185.8956 | 32455.9967 | 31953.0818 | 43633.1122 | 29862.6932 | [9 empty] | 7.3.4.1 Detailed inspections of distribution electric lines and equipment | WLDFR | HFTD - Distribution - Tier 3 - 5QU CoRE ¦ 4QU LoRE | 2023 | 0.87344 | 0 | 0 | 0 | 0 | 0 | 0 | 0 | 0 | 0 | 0 | 0 | 0 | 0.13272 | 0.76084 | 0 | 0.76084 | 0 | 0 | 0 | 0.66455 | 0 | 0 | 0 | 0 | 0 | 0 | 0 | 0
7.3.4.11 Patrol inspections of distribution electric lines and equipment | HFTD - Distribution - Tier 2 - 3QU CoRE ¦ 2QU LoRE | 5.9131 | 5.9131 | 5.9986 | 8.8008 | 0.037654 | 5.9986 | 0 | 5.9986 | 96.0723 | 121.9134 | 124.3178 | 142.9175 | 124.3178 | 0 | 0 | 0 | 0 | 0 | 0 | 61548.3977 | 48502.3954 | 51629.6548 | 70502.1987 | 48252.0138 | [9 empty] | 7.3.4.1 Detailed inspections of distribution electric lines and equipment | WLDFR | HFTD - Distribution - Tier 3 - 5QU CoRE ¦ 5QU LoRE | 2020 | 1 | 0.24644 | 1.3574 | 0 | 1.3574 | 0 | 0 | 0 | 0 | 0 | 0 | 0 | 0 | 0 | 0 | 0 | 0 | 1.3574 | 0 | 0 | 0 | 0 | 0 | 0 | 0 | 0 | 0 | 0 | 0
7.3.4.11 Patrol inspections of distribution electric lines and equipment | HFTD - Distribution - Tier 2 - 3QU CoRE ¦ 3QU LoRE | 6.2976 | 6.2976 | 5.861 | 8.5989 | 0.037656 | 5.861 | 0 | 5.861 | 94.9699 | 120.5146 | 121.4588 | 139.6309 | 121.4588 | 0 | 0 | 0 | 0 | 0 | 0 | 66311.3107 | 52255.7456 | 51632.9088 | 70506.6421 | 48255.0549 | [9 empty] | 7.3.4.1 Detailed inspections of distribution electric lines and equipment | WLDFR | HFTD - Distribution - Tier 3 - 5QU CoRE ¦ 5QU LoRE | 2021 | 1 | 0 | 0 | 0 | 0 | 0.24644 | 1.3574 | 0 | 1.3574 | 0 | 0 | 0 | 0 | 0 | 0 | 0 | 0 | 0 | 1.3574 | 0 | 0 | 0 | 0 | 0 | 0 | 0 | 0 | 0 | 0
7.3.4.11 Patrol inspections of distribution electric lines and equipment | HFTD - Distribution - Tier 2 - 3QU CoRE ¦ 4QU LoRE | 5.9602 | 5.9602 | 5.2843 | 7.7528 | 0.035296 | 5.2843 | 0 | 5.2843 | 94.4593 | 119.8666 | 116.831 | 134.3108 | 116.831 | 0 | 0 | 0 | 0 | 0 | 0 | 63098.6337 | 49724.0383 | 48396.0334 | 66086.5694 | 45229.9378 | [9 empty] | 7.3.4.1 Detailed inspections of distribution electric lines and equipment | WLDFR | HFTD - Distribution - Tier 3 - 5QU CoRE ¦ 5QU LoRE | 2022 | 0.93458 | 0 | 0 | 0 | 0 | 0 | 0 | 0 | 0 | 0.25841 | 1.4858 | 0 | 1.4858 | 0 | 0 | 0 | 0 | 0 | 0 | 1.3886 | 0 | 0.25841 | 0.24151 | 1.4858 | 1.3886 | 0 | 0 | 1.4858 | 1.3886
7.3.4.11 Patrol inspections of distribution electric lines and equipment | HFTD - Distribution - Tier 2 - 3QU CoRE ¦ 5QU LoRE | 6.1306 | 6.1306 | 5.6576 | 8.3005 | 0.03407 | 5.6576 | 0 | 5.6576 | 102.0223 | 129.464 | 129.5826 | 148.9702 | 129.5826 | 0 | 0 | 0 | 0 | 0 | 0 | 60090.4524 | 47353.481 | 46716.1515 | 63792.6287 | 43659.9547 | [9 empty] | 7.3.4.1 Detailed inspections of distribution electric lines and equipment | WLDFR | HFTD - Distribution - Tier 3 - 5QU CoRE ¦ 5QU LoRE | 2023 | 0.87344 | 0 | 0 | 0 | 0 | 0 | 0 | 0 | 0 | 0 | 0 | 0 | 0 | 0.1358 | 0.80946 | 0 | 0.80946 | 0 | 0 | 0 | 0.70701 | 0 | 0 | 0 | 0 | 0 | 0 | 0 | 0
7.3.4.11 Patrol inspections of distribution electric lines and equipment | HFTD - Distribution - Tier 2 - 4QU CoRE ¦ 1QU LoRE | 1.9148 | 1.9148 | 1.8617 | 2.7314 | 0.036748 | 1.8617 | 0 | 1.8617 | 31.321 | 39.7456 | 39.5345 | 45.4494 | 39.5345 | 0 | 0 | 0 | 0 | 0 | 0 | 61133.3987 | 48175.361 | 50387.6885 | 68806.2479 | 47091.2977 | [9 empty] | 7.3.4.1 Detailed inspections of distribution electric lines and equipment | WLDFR | HFTD - Distribution - Zone 1 - 4QU CoRE ¦ 1QU LoRE | 2020 | 1 | 0.00035676 | 0.021579 | 0 | 0.021579 | 0 | 0 | 0 | 0 | 0 | 0 | 0 | 0 | 0 | 0 | 0 | 0 | 0.021579 | 0 | 0 | 0 | 0 | 0 | 0 | 0 | 0 | 0 | 0 | 0
7.3.4.11 Patrol inspections of distribution electric lines and equipment | HFTD - Distribution - Tier 2 - 4QU CoRE ¦ 2QU LoRE | 1.5717 | 1.5717 | 1.3672 | 2.0058 | 0.024855 | 1.3672 | 0 | 1.3672 | 34.3718 | 43.617 | 42.9248 | 49.347 | 42.9248 | 0 | 0 | 0 | 0 | 0 | 0 | 45727.5596 | 36034.9946 | 34079.9362 | 46537.4104 | 31850.4077 | [9 empty] | 7.3.4.1 Detailed inspections of distribution electric lines and equipment | WLDFR | HFTD - Distribution - Zone 1 - 4QU CoRE ¦ 1QU LoRE | 2021 | 1 | 0 | 0 | 0 | 0 | 0.00035676 | 0.021579 | 0 | 0.021579 | 0 | 0 | 0 | 0 | 0 | 0 | 0 | 0 | 0 | 0.021579 | 0 | 0 | 0 | 0 | 0 | 0 | 0 | 0 | 0 | 0
7.3.4.11 Patrol inspections of distribution electric lines and equipment | HFTD - Distribution - Tier 2 - 4QU CoRE ¦ 3QU LoRE | 1.9357 | 1.9357 | 1.791 | 2.6276 | 0.035707 | 1.791 | 0 | 1.791 | 30.6629 | 38.9104 | 39.1413 | 44.9974 | 39.1413 | 0 | 0 | 0 | 0 | 0 | 0 | 63129.0332 | 49747.9942 | 48959.9315 | 66856.5931 | 45756.9453 | [9 empty] | 7.3.4.1 Detailed inspections of distribution electric lines and equipment | WLDFR | HFTD - Distribution - Zone 1 - 4QU CoRE ¦ 1QU LoRE | 2022 | 0.93458 | 0 | 0 | 0 | 0 | 0 | 0 | 0 | 0 | 0.00035676 | 0.021449 | 0 | 0.021449 | 0 | 0 | 0 | 0 | 0 | 0 | 0.020046 | 0 | 0.00035676 | 0.00033342 | 0.021449 | 0.020046 | 0 | 0 | 0.021449 | 0.020046
7.3.4.11 Patrol inspections of distribution electric lines and equipment | HFTD - Distribution - Tier 2 - 4QU CoRE ¦ 4QU LoRE | 1.8293 | 1.8293 | 1.7317 | 2.5407 | 0.033133 | 1.7317 | 0 | 1.7317 | 32.2 | 40.8611 | 40.7865 | 46.8889 | 40.7865 | 0 | 0 | 0 | 0 | 0 | 0 | 56811.8844 | 44769.8492 | 45430.5819 | 62037.136 | 42458.4878 | [9 empty] | 7.3.4.1 Detailed inspections of distribution electric lines and equipment | WLDFR | HFTD - Distribution - Zone 1 - 4QU CoRE ¦ 1QU LoRE | 2023 | 0.87344 | 0 | 0 | 0 | 0 | 0 | 0 | 0 | 0 | 0 | 0 | 0 | 0 | 0.00018748 | 0.011685 | 0 | 0.011685 | 0 | 0 | 0 | 0.010206 | 0 | 0 | 0 | 0 | 0 | 0 | 0 | 0
7.3.4.11 Patrol inspections of distribution electric lines and equipment | HFTD - Distribution - Tier 2 - 4QU CoRE ¦ 5QU LoRE | 1.5801 | 1.5801 | 1.4267 | 2.0932 | 0.022409 | 1.4267 | 0 | 1.4267 | 38.9277 | 49.3983 | 49.6835 | 57.1171 | 49.6835 | 0 | 0 | 0 | 0 | 0 | 0 | 40590.7022 | 31986.9625 | 30726.7621 | 41958.5275 | 28716.6001 | [9 empty] | 7.3.4.1 Detailed inspections of distribution electric lines and equipment | WLDFR | HFTD - Distribution - Zone 1 - 5QU CoRE ¦ 1QU LoRE | 2020 | 1 | 0.026582 | 0.016235 | 0 | 0.016235 | 0 | 0 | 0 | 0 | 0 | 0 | 0 | 0 | 0 | 0 | 0 | 0 | 0.016235 | 0 | 0 | 0 | 0 | 0 | 0 | 0 | 0 | 0 | 0 | 0
7.3.4.11 Patrol inspections of distribution electric lines and equipment | HFTD - Distribution - Tier 2 - 5QU CoRE ¦ 1QU LoRE | 0.21012 | 0.21012 | 0.20538 | 0.30133 | 0.035822 | 0.20538 | 0 | 0.20538 | 3.5305 | 4.4801 | 4.4742 | 5.1436 | 4.4742 | 0 | 0 | 0 | 0 | 0 | 0 | 59516.6857 | 46901.3318 | 49117.3016 | 67071.4877 | 45904.0202 | [9 empty] | 7.3.4.1 Detailed inspections of distribution electric lines and equipment | WLDFR | HFTD - Distribution - Zone 1 - 5QU CoRE ¦ 1QU LoRE | 2021 | 1 | 0 | 0 | 0 | 0 | 0.026582 | 0.016235 | 0 | 0.016235 | 0 | 0 | 0 | 0 | 0 | 0 | 0 | 0 | 0 | 0.016235 | 0 | 0 | 0 | 0 | 0 | 0 | 0 | 0 | 0 | 0
7.3.4.11 Patrol inspections of distribution electric lines and equipment | HFTD - Distribution - Tier 2 - 5QU CoRE ¦ 2QU LoRE | 0.33066 | 0.33066 | 0.29166 | 0.4279 | 0.036575 | 0.29166 | 0 | 0.29166 | 4.9962 | 6.3401 | 6.2227 | 7.1538 | 6.2227 | 0 | 0 | 0 | 0 | 0 | 0 | 66182.0036 | 52153.8469 | 50150.1527 | 68481.8841 | 46869.3016 | [9 empty] | 7.3.4.1 Detailed inspections of distribution electric lines and equipment | WLDFR | HFTD - Distribution - Zone 1 - 5QU CoRE ¦ 1QU LoRE | 2022 | 0.93458 | 0 | 0 | 0 | 0 | 0 | 0 | 0 | 0 | 0.026582 | 0.016092 | 0 | 0.016092 | 0 | 0 | 0 | 0 | 0 | 0 | 0.01504 | 0 | 0.026582 | 0.024843 | 0.016092 | 0.01504 | 0 | 0 | 0.016092 | 0.01504
7.3.4.11 Patrol inspections of distribution electric lines and equipment | HFTD - Distribution - Tier 2 - 5QU CoRE ¦ 3QU LoRE | 0.12651 | 0.12651 | 0.14142 | 0.20748 | 0.022229 | 0.14142 | 0 | 0.14142 | 3.4579 | 4.388 | 4.9645 | 5.7072 | 4.9645 | 0 | 0 | 0 | 0 | 0 | 0 | 36586.3741 | 28831.4051 | 30479.6953 | 41621.1486 | 28485.6966 | [9 empty] | 7.3.4.1 Detailed inspections of distribution electric lines and equipment | WLDFR | HFTD - Distribution - Zone 1 - 5QU CoRE ¦ 1QU LoRE | 2023 | 0.87344 | 0 | 0 | 0 | 0 | 0 | 0 | 0 | 0 | 0 | 0 | 0 | 0 | 0.013969 | 0.0087694 | 0 | 0.0087694 | 0 | 0 | 0 | 0.0076595 | 0 | 0 | 0 | 0 | 0 | 0 | 0 | 0
7.3.4.11 Patrol inspections of distribution electric lines and equipment | HFTD - Distribution - Tier 2 - 5QU CoRE ¦ 4QU LoRE | 0.158 | 0.158 | 0.1216 | 0.17841 | 0.016528 | 0.1216 | 0 | 0.1216 | 4.956 | 6.2891 | 5.7413 | 6.6003 | 5.7413 | 0 | 0 | 0 | 0 | 0 | 0 | 31879.6232 | 25122.3127 | 22662.5719 | 30946.5781 | 21179.9737 | [9 empty] | 7.3.4.1 Detailed inspections of distribution electric lines and equipment | WLDFR | HFTD - Distribution - Zone 1 - 5QU CoRE ¦ 4QU LoRE | 2020 | 1 | 0.00073843 | 7.9173e-05 | 0 | 7.9173e-05 | 0 | 0 | 0 | 0 | 0 | 0 | 0 | 0 | 0 | 0 | 0 | 0 | 7.9173e-05 | 0 | 0 | 0 | 0 | 0 | 0 | 0 | 0 | 0 | 0 | 0
7.3.4.11 Patrol inspections of distribution electric lines and equipment | HFTD - Distribution - Tier 2 - 5QU CoRE ¦ 5QU LoRE | 0.15213 | 0.15213 | 0.14051 | 0.20615 | 0.019366 | 0.14051 | 0 | 0.14051 | 4.4347 | 5.6276 | 5.6617 | 6.5089 | 5.6617 | 0 | 0 | 0 | 0 | 0 | 0 | 34303.767 | 27032.6269 | 26554.2516 | 36260.8104 | 24817.0575 | [9 empty] | 7.3.4.1 Detailed inspections of distribution electric lines and equipment | WLDFR | HFTD - Distribution - Zone 1 - 5QU CoRE ¦ 4QU LoRE | 2021 | 1 | 0 | 0 | 0 | 0 | 0.00073843 | 7.9173e-05 | 0 | 7.9173e-05 | 0 | 0 | 0 | 0 | 0 | 0 | 0 | 0 | 0 | 7.9173e-05 | 0 | 0 | 0 | 0 | 0 | 0 | 0 | 0 | 0 | 0
7.3.4.11 Patrol inspections of distribution electric lines and equipment | HFTD - Distribution - Tier 3 - 1QU CoRE ¦ 1QU LoRE | 2.9969 | 2.9969 | 2.4148 | 3.5428 | 0.0027949 | 2.4148 | 0 | 2.4148 | 526.5648 | 668.1983 | 674.2341 | 775.1084 | 674.2341 | 0 | 0 | 0 | 0 | 0 | 0 | 5691.4595 | 4485.0789 | 3832.2108 | 5233.0253 | 3581.5054 | [9 empty] | 7.3.4.1 Detailed inspections of distribution electric lines and equipment | WLDFR | HFTD - Distribution - Zone 1 - 5QU CoRE ¦ 4QU LoRE | 2022 | 0.93458 | 0 | 0 | 0 | 0 | 0 | 0 | 0 | 0 | 0.00073843 | 7.9042e-05 | 0 | 7.9042e-05 | 0 | 0 | 0 | 0 | 0 | 0 | 7.3871e-05 | 0 | 0.00073843 | 0.00069012 | 7.9042e-05 | 7.3871e-05 | 0 | 0 | 7.9042e-05 | 7.3871e-05
7.3.4.11 Patrol inspections of distribution electric lines and equipment | HFTD - Distribution - Tier 3 - 1QU CoRE ¦ 2QU LoRE | 5.375 | 5.375 | 4.8583 | 7.1278 | 0.0074517 | 4.8583 | 0 | 4.8583 | 393.966 | 499.9336 | 508.7703 | 584.8904 | 508.7703 | 0 | 0 | 0 | 0 | 0 | 0 | 13643.2953 | 10751.4173 | 10217.5053 | 13952.3805 | 9549.0704 | [9 empty] | 7.3.4.1 Detailed inspections of distribution electric lines and equipment | WLDFR | HFTD - Distribution - Zone 1 - 5QU CoRE ¦ 4QU LoRE | 2023 | 0.87344 | 0 | 0 | 0 | 0 | 0 | 0 | 0 | 0 | 0 | 0 | 0 | 0 | 0.00038806 | 4.3019e-05 | 0 | 4.3019e-05 | 0 | 0 | 0 | 3.7575e-05 | 0 | 0 | 0 | 0 | 0 | 0 | 0 | 0
7.3.4.11 Patrol inspections of distribution electric lines and equipment | HFTD - Distribution - Tier 3 - 1QU CoRE ¦ 3QU LoRE | 1.0992 | 1.0992 | 1.3614 | 1.9974 | 0.0026767 | 1.3614 | 0 | 1.3614 | 338.1353 | 429.0857 | 396.9055 | 456.289 | 396.9055 | 0 | 0 | 0 | 0 | 0 | 0 | 3250.7397 | 2561.7021 | 3670.1816 | 5011.7684 | 3430.0763 | [9 empty] | 7.3.4.1 Detailed inspections of distribution electric lines and equipment | WLDFR | non-HFTD - Distribution | 2020 | 1 | 57.9485 | 46.9217 | 0 | 46.9217 | 0 | 0 | 0 | 0 | 0 | 0 | 0 | 0 | 0 | 0 | 0 | 0 | 46.9217 | 0 | 0 | 0 | 0 | 0 | 0 | 0 | 0 | 0 | 0 | 0
7.3.4.11 Patrol inspections of distribution electric lines and equipment | HFTD - Distribution - Tier 3 - 1QU CoRE ¦ 4QU LoRE | 3.4447 | 3.4447 | 2.9781 | 4.3693 | 0.0052966 | 2.9781 | 0 | 2.9781 | 344.9383 | 437.7186 | 438.7713 | 504.418 | 438.7713 | 0 | 0 | 0 | 0 | 0 | 0 | 9986.2795 | 7869.5546 | 7262.5274 | 9917.2492 | 6787.4088 | [9 empty] | 7.3.4.1 Detailed inspections of distribution electric lines and equipment | WLDFR | non-HFTD - Distribution | 2021 | 1 | 0 | 0 | 0 | 0 | 57.9485 | 46.9217 | 0 | 46.9217 | 0 | 0 | 0 | 0 | 0 | 0 | 0 | 0 | 0 | 46.9217 | 0 | 0 | 0 | 0 | 0 | 0 | 0 | 0 | 0 | 0
7.3.4.11 Patrol inspections of distribution electric lines and equipment | HFTD - Distribution - Tier 3 - 1QU CoRE ¦ 5QU LoRE | 1.358 | 1.358 | 1.4261 | 2.0923 | 0.0031337 | 1.4261 | 0 | 1.4261 | 285.9716 | 362.8912 | 355.1363 | 408.27 | 355.1363 | 0 | 0 | 0 | 0 | 0 | 0 | 4748.8509 | 3742.2687 | 4296.7679 | 5867.3951 | 4015.671 | [9 empty] | 7.3.4.1 Detailed inspections of distribution electric lines and equipment | WLDFR | non-HFTD - Distribution | 2022 | 0.93458 | 0 | 0 | 0 | 0 | 0 | 0 | 0 | 0 | 57.9485 | 46.9217 | 0 | 46.9217 | 0 | 0 | 0 | 0 | 0 | 0 | 43.852 | 0 | 57.9485 | 54.1575 | 46.9217 | 43.852 | 0 | 0 | 46.9217 | 43.852
7.3.4.11 Patrol inspections of distribution electric lines and equipment | HFTD - Distribution - Tier 3 - 2QU CoRE ¦ 1QU LoRE | 4.0405 | 4.0405 | 3.1069 | 4.5583 | 0.0087634 | 3.1069 | 0 | 3.1069 | 214.2199 | 271.84 | 276.6641 | 318.0568 | 276.6641 | 0 | 0 | 0 | 0 | 0 | 0 | 18861.3228 | 14863.4143 | 12016.0974 | 16408.4244 | 11229.9976 | [9 empty] | 7.3.4.1 Detailed inspections of distribution electric lines and equipment | WLDFR | non-HFTD - Distribution | 2023 | 0.87344 | 0 | 0 | 0 | 0 | 0 | 0 | 0 | 0 | 0 | 0 | 0 | 0 | 57.9485 | 48.6332 | 0 | 48.6332 | 0 | 0 | 0 | 42.4781 | 0 | 0 | 0 | 0 | 0 | 0 | 0 | 0
7.3.4.11 Patrol inspections of distribution electric lines and equipment | HFTD - Distribution - Tier 3 - 2QU CoRE ¦ 2QU LoRE | 4.2405 | 4.2405 | 3.4745 | 5.0975 | 0.012587 | 3.4745 | 0 | 3.4745 | 163.2198 | 207.1221 | 215.4111 | 247.6398 | 215.4111 | 0 | 0 | 0 | 0 | 0 | 0 | 25980.5904 | 20473.6584 | 17258.492 | 23567.1076 | 16129.4318 | [9 empty] | 7.3.4.2 Detailed inspections of transmission electric lines and equipment | WLDFR | HFTD - Transmission - Tier 2 - 115 kV or Lower | 2020 | 1 | 0.41758 | 35.2475 | 0 | 35.2475 | 0 | 0 | 0 | 0 | 0 | 0 | 0 | 0 | 0 | 0 | 0 | 0 | 35.2475 | 0 | 0 | 0 | 0 | 0 | 0 | 0 | 0 | 0 | 0 | 0
7.3.4.11 Patrol inspections of distribution electric lines and equipment | HFTD - Distribution - Tier 3 - 2QU CoRE ¦ 3QU LoRE | 4.0097 | 4.0097 | 4.0953 | 6.0084 | 0.013293 | 4.0953 | 0 | 4.0953 | 214.6982 | 272.4469 | 240.4172 | 276.3872 | 240.4172 | 0 | 0 | 0 | 0 | 0 | 0 | 18676.0937 | 14717.447 | 18226.672 | 24889.1932 | 17034.2729 | [9 empty] | 7.3.4.2 Detailed inspections of transmission electric lines and equipment | WLDFR | HFTD - Transmission - Tier 2 - 115 kV or Lower | 2021 | 1 | 0 | 0 | 0 | 0 | 0.41758 | 35.2475 | 0 | 35.2475 | 0 | 0 | 0 | 0 | 0 | 0 | 0 | 0 | 0 | 35.2475 | 0 | 0 | 0 | 0 | 0 | 0 | 0 | 0 | 0 | 0
7.3.4.11 Patrol inspections of distribution electric lines and equipment | HFTD - Distribution - Tier 3 - 2QU CoRE ¦ 4QU LoRE | 1.1843 | 1.1843 | 1.8375 | 2.6959 | 0.0051756 | 1.8375 | 0 | 1.8375 | 205.8921 | 261.2722 | 277.0518 | 318.5031 | 277.0518 | 0 | 0 | 0 | 0 | 0 | 0 | 5751.9178 | 4532.7222 | 7096.551 | 9690.6023 | 6632.2907 | [9 empty] | 7.3.4.2 Detailed inspections of transmission electric lines and equipment | WLDFR | HFTD - Transmission - Tier 2 - 115 kV or Lower | 2022 | 0.93458 | 0 | 0 | 0 | 0 | 0 | 0 | 0 | 0 | 0.41758 | 35.2475 | 0 | 35.2475 | 0 | 0 | 0 | 0 | 0 | 0 | 32.9416 | 0 | 0.41758 | 0.39026 | 35.2475 | 32.9416 | 0 | 0 | 35.2475 | 32.9416
7.3.4.11 Patrol inspections of distribution electric lines and equipment | HFTD - Distribution - Tier 3 - 2QU CoRE ¦ 5QU LoRE | 0.71732 | 0.71732 | 0.36039 | 0.52874 | 0.0010815 | 0.36039 | 0 | 0.36039 | 256.9439 | 326.0557 | 260.0467 | 298.9535 | 260.0467 | 0 | 0 | 0 | 0 | 0 | 0 | 2791.7401 | 2199.9936 | 1482.8635 | 2024.9048 | 1385.8537 | [9 empty] | 7.3.4.2 Detailed inspections of transmission electric lines and equipment | WLDFR | HFTD - Transmission - Tier 2 - 115 kV or Lower | 2023 | 0.87344 | 0 | 0 | 0 | 0 | 0 | 0 | 0 | 0 | 0 | 0 | 0 | 0 | 0.41758 | 36.5389 | 0 | 36.5389 | 0 | 0 | 0 | 31.9145 | 0 | 0 | 0 | 0 | 0 | 0 | 0 | 0
7.3.4.11 Patrol inspections of distribution electric lines and equipment | HFTD - Distribution - Tier 3 - 3QU CoRE ¦ 1QU LoRE | 3.0559 | 3.0559 | 2.6952 | 3.9543 | 0.020142 | 2.6952 | 0 | 2.6952 | 81.6366 | 103.595 | 104.4199 | 120.0426 | 104.4199 | 0 | 0 | 0 | 0 | 0 | 0 | 37432.8168 | 29498.4329 | 27618.1964 | 37713.6662 | 25811.3985 | [9 empty] | 7.3.4.2 Detailed inspections of transmission electric lines and equipment | WLDFR | HFTD - Transmission - Tier 2 - 230 kV or Higher | 2020 | 1 | 0.15972 | 13.4815 | 0 | 13.4815 | 0 | 0 | 0 | 0 | 0 | 0 | 0 | 0 | 0 | 0 | 0 | 0 | 13.4815 | 0 | 0 | 0 | 0 | 0 | 0 | 0 | 0 | 0 | 0 | 0
7.3.4.11 Patrol inspections of distribution electric lines and equipment | HFTD - Distribution - Tier 3 - 3QU CoRE ¦ 2QU LoRE | 3.8767 | 3.8767 | 3.6929 | 5.418 | 0.028335 | 3.6929 | 0 | 3.6929 | 81.036 | 102.8327 | 101.7027 | 116.9189 | 101.7027 | 0 | 0 | 0 | 0 | 0 | 0 | 47839.832 | 37699.5427 | 38852.4109 | 53054.4007 | 36310.6644 | [9 empty] | 7.3.4.2 Detailed inspections of transmission electric lines and equipment | WLDFR | HFTD - Transmission - Tier 2 - 230 kV or Higher | 2021 | 1 | 0 | 0 | 0 | 0 | 0.15972 | 13.4815 | 0 | 13.4815 | 0 | 0 | 0 | 0 | 0 | 0 | 0 | 0 | 0 | 13.4815 | 0 | 0 | 0 | 0 | 0 | 0 | 0 | 0 | 0 | 0
7.3.4.11 Patrol inspections of distribution electric lines and equipment | HFTD - Distribution - Tier 3 - 3QU CoRE ¦ 3QU LoRE | 1.7088 | 1.7088 | 1.454 | 2.1332 | 0.010258 | 1.454 | 0 | 1.454 | 82.8158 | 105.0912 | 110.6099 | 127.159 | 110.6099 | 0 | 0 | 0 | 0 | 0 | 0 | 20633.1935 | 16259.7135 | 14065.2427 | 19206.6078 | 13145.0866 | [9 empty] | 7.3.4.2 Detailed inspections of transmission electric lines and equipment | WLDFR | HFTD - Transmission - Tier 2 - 230 kV or Higher | 2022 | 0.93458 | 0 | 0 | 0 | 0 | 0 | 0 | 0 | 0 | 0.15972 | 13.4815 | 0 | 13.4815 | 0 | 0 | 0 | 0 | 0 | 0 | 12.5995 | 0 | 0.15972 | 0.14927 | 13.4815 | 12.5995 | 0 | 0 | 13.4815 | 12.5995
7.3.4.11 Patrol inspections of distribution electric lines and equipment | HFTD - Distribution - Tier 3 - 3QU CoRE ¦ 4QU LoRE | 1.725 | 1.725 | 1.6796 | 2.4642 | 0.01063 | 1.6796 | 0 | 1.6796 | 96.879 | 122.9372 | 123.3009 | 141.7484 | 123.3009 | 0 | 0 | 0 | 0 | 0 | 0 | 17805.2505 | 14031.1906 | 14575.5223 | 19903.4135 | 13621.9835 | [9 empty] | 7.3.4.2 Detailed inspections of transmission electric lines and equipment | WLDFR | HFTD - Transmission - Tier 2 - 230 kV or Higher | 2023 | 0.87344 | 0 | 0 | 0 | 0 | 0 | 0 | 0 | 0 | 0 | 0 | 0 | 0 | 0.15972 | 13.9754 | 0 | 13.9754 | 0 | 0 | 0 | 12.2067 | 0 | 0 | 0 | 0 | 0 | 0 | 0 | 0
7.3.4.11 Patrol inspections of distribution electric lines and equipment | HFTD - Distribution - Tier 3 - 3QU CoRE ¦ 5QU LoRE | 0.69467 | 0.69467 | 0.70569 | 1.0353 | 0.0063947 | 0.70569 | 0 | 0.70569 | 79.0321 | 100.2899 | 86.1174 | 99.0016 | 86.1174 | 0 | 0 | 0 | 0 | 0 | 0 | 8789.7644 | 6926.6568 | 8768.1013 | 11973.1658 | 8194.4872 | [9 empty] | 7.3.4.2 Detailed inspections of transmission electric lines and equipment | WLDFR | HFTD - Transmission - Tier 2 - 60/70 kV | 2020 | 1 | 0.4989 | 42.112 | 0 | 42.112 | 0 | 0 | 0 | 0 | 0 | 0 | 0 | 0 | 0 | 0 | 0 | 0 | 42.112 | 0 | 0 | 0 | 0 | 0 | 0 | 0 | 0 | 0 | 0 | 0
7.3.4.11 Patrol inspections of distribution electric lines and equipment | HFTD - Distribution - Tier 3 - 4QU CoRE ¦ 1QU LoRE | 1.6104 | 1.6104 | 1.4862 | 2.1804 | 0.028919 | 1.4862 | 0 | 1.4862 | 31.7654 | 40.3095 | 40.1026 | 46.1025 | 40.1026 | 0 | 0 | 0 | 0 | 0 | 0 | 50696.4407 | 39950.6552 | 39652.8609 | 54147.4447 | 37058.7485 | [9 empty] | 7.3.4.2 Detailed inspections of transmission electric lines and equipment | WLDFR | HFTD - Transmission - Tier 2 - 60/70 kV | 2021 | 1 | 0 | 0 | 0 | 0 | 0.4989 | 42.112 | 0 | 42.112 | 0 | 0 | 0 | 0 | 0 | 0 | 0 | 0 | 0 | 42.112 | 0 | 0 | 0 | 0 | 0 | 0 | 0 | 0 | 0 | 0
7.3.4.11 Patrol inspections of distribution electric lines and equipment | HFTD - Distribution - Tier 3 - 4QU CoRE ¦ 2QU LoRE | 1.2544 | 1.2544 | 1.2098 | 1.7749 | 0.027224 | 1.2098 | 0 | 1.2098 | 27.2876 | 34.6273 | 34.6775 | 39.8657 | 34.6775 | 0 | 0 | 0 | 0 | 0 | 0 | 45970.0633 | 36226.0964 | 37329.1383 | 50974.3158 | 34887.0452 | [9 empty] | 7.3.4.2 Detailed inspections of transmission electric lines and equipment | WLDFR | HFTD - Transmission - Tier 2 - 60/70 kV | 2022 | 0.93458 | 0 | 0 | 0 | 0 | 0 | 0 | 0 | 0 | 0.4989 | 42.112 | 0 | 42.112 | 0 | 0 | 0 | 0 | 0 | 0 | 39.357 | 0 | 0.4989 | 0.46626 | 42.112 | 39.357 | 0 | 0 | 42.112 | 39.357
7.3.4.11 Patrol inspections of distribution electric lines and equipment | HFTD - Distribution - Tier 3 - 4QU CoRE ¦ 3QU LoRE | 0.76398 | 0.76398 | 0.69976 | 1.0266 | 0.018313 | 0.69976 | 0 | 0.69976 | 22.899 | 29.0583 | 29.8183 | 34.2795 | 29.8183 | 0 | 0 | 0 | 0 | 0 | 0 | 33363.0205 | 26291.2841 | 25110.1247 | 34288.8018 | 23467.4062 | [9 empty] | 7.3.4.2 Detailed inspections of transmission electric lines and equipment | WLDFR | HFTD - Transmission - Tier 2 - 60/70 kV | 2023 | 0.87344 | 0 | 0 | 0 | 0 | 0 | 0 | 0 | 0 | 0 | 0 | 0 | 0 | 0.4989 | 43.6549 | 0 | 43.6549 | 0 | 0 | 0 | 38.1299 | 0 | 0 | 0 | 0 | 0 | 0 | 0 | 0
7.3.4.11 Patrol inspections of distribution electric lines and equipment | HFTD - Distribution - Tier 3 - 4QU CoRE ¦ 4QU LoRE | 0.63702 | 0.63702 | 0.56705 | 0.83195 | 0.0096562 | 0.56705 | 0 | 0.56705 | 35.8832 | 45.535 | 45.8261 | 52.6823 | 45.8261 | 0 | 0 | 0 | 0 | 0 | 0 | 17752.5273 | 13989.6428 | 13240.2114 | 18079.9972 | 12374.0293 | [9 empty] | 7.3.4.2 Detailed inspections of transmission electric lines and equipment | WLDFR | HFTD - Transmission - Tier 3 - 115 kV or Lower | 2020 | 1 | 3.0564 | 309.7781 | 0 | 309.7781 | 0 | 0 | 0 | 0 | 0 | 0 | 0 | 0 | 0 | 0 | 0 | 0 | 309.7781 | 0 | 0 | 0 | 0 | 0 | 0 | 0 | 0 | 0 | 0 | 0
7.3.4.11 Patrol inspections of distribution electric lines and equipment | HFTD - Distribution - Tier 3 - 4QU CoRE ¦ 5QU LoRE | 0.20393 | 0.20393 | 0.20722 | 0.30401 | 0.0055842 | 0.20722 | 0 | 0.20722 | 23.2049 | 29.4465 | 28.9574 | 33.2898 | 28.9574 | 0 | 0 | 0 | 0 | 0 | 0 | 8788.154 | 6925.3878 | 7656.8158 | 10455.6644 | 7155.9026 | [9 empty] | 7.3.4.2 Detailed inspections of transmission electric lines and equipment | WLDFR | HFTD - Transmission - Tier 3 - 115 kV or Lower | 2021 | 1 | 0 | 0 | 0 | 0 | 3.0564 | 309.7781 | 0 | 309.7781 | 0 | 0 | 0 | 0 | 0 | 0 | 0 | 0 | 0 | 309.7781 | 0 | 0 | 0 | 0 | 0 | 0 | 0 | 0 | 0 | 0
7.3.4.11 Patrol inspections of distribution electric lines and equipment | HFTD - Distribution - Tier 3 - 5QU CoRE ¦ 1QU LoRE | 0.41999 | 0.41999 | 0.39336 | 0.57712 | 0.068061 | 0.39336 | 0 | 0.39336 | 3.5692 | 4.5292 | 4.5101 | 5.1849 | 4.5101 | 0 | 0 | 0 | 0 | 0 | 0 | 117671.2829 | 92729.288 | 93322.6221 | 127435.484 | 87217.4038 | [9 empty] | 7.3.4.2 Detailed inspections of transmission electric lines and equipment | WLDFR | HFTD - Transmission - Tier 3 - 115 kV or Lower | 2022 | 0.93458 | 0 | 0 | 0 | 0 | 0 | 0 | 0 | 0 | 3.0564 | 309.7781 | 0 | 309.7781 | 0 | 0 | 0 | 0 | 0 | 0 | 289.5123 | 0 | 3.0564 | 2.8564 | 309.7781 | 289.5123 | 0 | 0 | 309.7781 | 289.5123
7.3.4.11 Patrol inspections of distribution electric lines and equipment | HFTD - Distribution - Tier 3 - 5QU CoRE ¦ 2QU LoRE | 0.14732 | 0.14732 | 0.12742 | 0.18694 | 0.025088 | 0.12742 | 0 | 0.12742 | 3.1636 | 4.0145 | 3.9632 | 4.5562 | 3.9632 | 0 | 0 | 0 | 0 | 0 | 0 | 46569.3916 | 36698.3891 | 34400.3462 | 46974.942 | 32149.8562 | [9 empty] | 7.3.4.2 Detailed inspections of transmission electric lines and equipment | WLDFR | HFTD - Transmission - Tier 3 - 115 kV or Lower | 2023 | 0.87344 | 0 | 0 | 0 | 0 | 0 | 0 | 0 | 0 | 0 | 0 | 0 | 0 | 3.0564 | 321.1284 | 0 | 321.1284 | 0 | 0 | 0 | 280.486 | 0 | 0 | 0 | 0 | 0 | 0 | 0 | 0
7.3.4.11 Patrol inspections of distribution electric lines and equipment | HFTD - Distribution - Tier 3 - 5QU CoRE ¦ 3QU LoRE | 0.092247 | 0.092247 | 0.081248 | 0.1192 | 0.0090772 | 0.081248 | 0 | 0.081248 | 5.8516 | 7.4256 | 6.9849 | 8.0299 | 6.9849 | 0 | 0 | 0 | 0 | 0 | 0 | 15764.3131 | 12422.8571 | 12446.2413 | 16995.8017 | 11632.0012 | [9 empty] | 7.3.4.2 Detailed inspections of transmission electric lines and equipment | WLDFR | HFTD - Transmission - Tier 3 - 230 kV or Higher | 2020 | 1 | 1.0725 | 104.1528 | 0 | 104.1528 | 0 | 0 | 0 | 0 | 0 | 0 | 0 | 0 | 0 | 0 | 0 | 0 | 104.1528 | 0 | 0 | 0 | 0 | 0 | 0 | 0 | 0 | 0 | 0 | 0
7.3.4.11 Patrol inspections of distribution electric lines and equipment | HFTD - Distribution - Tier 3 - 5QU CoRE ¦ 4QU LoRE | 0.021424 | 0.021424 | 0.025045 | 0.036744 | 0.0045289 | 0.025045 | 0 | 0.025045 | 2.9866 | 3.7899 | 4.3154 | 4.961 | 4.3154 | 0 | 0 | 0 | 0 | 0 | 0 | 7173.5552 | 5653.0247 | 6209.7948 | 8479.704 | 5803.5466 | [9 empty] | 7.3.4.2 Detailed inspections of transmission electric lines and equipment | WLDFR | HFTD - Transmission - Tier 3 - 230 kV or Higher | 2021 | 1 | 0 | 0 | 0 | 0 | 1.0725 | 104.1528 | 0 | 104.1528 | 0 | 0 | 0 | 0 | 0 | 0 | 0 | 0 | 0 | 104.1528 | 0 | 0 | 0 | 0 | 0 | 0 | 0 | 0 | 0 | 0
7.3.4.11 Patrol inspections of distribution electric lines and equipment | HFTD - Distribution - Tier 3 - 5QU CoRE ¦ 5QU LoRE | 0.026045 | 0.026045 | 0.026645 | 0.039092 | 0.0046339 | 0.026645 | 0 | 0.026645 | 3.368 | 4.2739 | 4.487 | 5.1583 | 4.487 | 0 | 0 | 0 | 0 | 0 | 0 | 7732.9716 | 6093.8653 | 6353.8767 | 8676.4531 | 5938.2025 | [9 empty] | 7.3.4.2 Detailed inspections of transmission electric lines and equipment | WLDFR | HFTD - Transmission - Tier 3 - 230 kV or Higher | 2022 | 0.93458 | 0 | 0 | 0 | 0 | 0 | 0 | 0 | 0 | 1.0725 | 104.1528 | 0 | 104.1528 | 0 | 0 | 0 | 0 | 0 | 0 | 97.3391 | 0 | 1.0725 | 1.0023 | 104.1528 | 97.3391 | 0 | 0 | 104.1528 | 97.3391
7.3.4.11 Patrol inspections of distribution electric lines and equipment | HFTD - Distribution - Zone 1 - 4QU CoRE ¦ 1QU LoRE | 0.00041405 | 0.00041405 | 0.00038462 | 0.00056429 | 6.3975e-06 | 0.00038462 | 0 | 0.00038462 | 36.9866 | 46.9351 | 46.9158 | 53.9343 | 46.9158 | 0 | 0 | 0 | 0 | 0 | 0 | 11.1945 | 8.8217 | 8.7721 | 11.9786 | 8.1982 | [9 empty] | 7.3.4.2 Detailed inspections of transmission electric lines and equipment | WLDFR | HFTD - Transmission - Tier 3 - 230 kV or Higher | 2023 | 0.87344 | 0 | 0 | 0 | 0 | 0 | 0 | 0 | 0 | 0 | 0 | 0 | 0 | 1.0725 | 107.969 | 0 | 107.969 | 0 | 0 | 0 | 94.3043 | 0 | 0 | 0 | 0 | 0 | 0 | 0 | 0
7.3.4.11 Patrol inspections of distribution electric lines and equipment | HFTD - Distribution - Zone 1 - 5QU CoRE ¦ 1QU LoRE | 0.0003115 | 0.0003115 | 0.00028857 | 0.00042351 | 0.00047668 | 0.00028857 | 0 | 0.00028857 | 0.37346 | 0.47391 | 0.47242 | 0.54326 | 0.47242 | 0 | 0 | 0 | 0 | 0 | 0 | 834.1038 | 657.3044 | 653.6047 | 892.5213 | 610.8455 | [9 empty] | 7.3.4.2 Detailed inspections of transmission electric lines and equipment | WLDFR | HFTD - Transmission - Tier 3 - 60/70 kV | 2020 | 1 | 2.8181 | 288.7542 | 0 | 288.7542 | 0 | 0 | 0 | 0 | 0 | 0 | 0 | 0 | 0 | 0 | 0 | 0 | 288.7542 | 0 | 0 | 0 | 0 | 0 | 0 | 0 | 0 | 0 | 0 | 0
7.3.4.11 Patrol inspections of distribution electric lines and equipment | HFTD - Distribution - Zone 1 - 5QU CoRE ¦ 4QU LoRE | 1.5191e-06 | 1.5191e-06 | 1.4174e-06 | 2.0776e-06 | 1.3242e-05 | 1.4174e-06 | 0 | 1.4174e-06 | 0.065563 | 0.083198 | 0.083531 | 0.095937 | 0.083531 | 0 | 0 | 0 | 0 | 0 | 0 | 23.1706 | 18.2593 | 18.1565 | 24.7934 | 16.9687 | [9 empty] | 7.3.4.2 Detailed inspections of transmission electric lines and equipment | WLDFR | HFTD - Transmission - Tier 3 - 60/70 kV | 2021 | 1 | 0 | 0 | 0 | 0 | 2.8181 | 288.7542 | 0 | 288.7542 | 0 | 0 | 0 | 0 | 0 | 0 | 0 | 0 | 0 | 288.7542 | 0 | 0 | 0 | 0 | 0 | 0 | 0 | 0 | 0 | 0
7.3.4.11 Patrol inspections of distribution electric lines and equipment | non-HFTD - Distribution | 2.781 | 2.781 | 2.5991 | 2.5177 | 3.2099 | 2.5991 | 0 | 2.5991 | 0.49513 | 0.62831 | 0.63187 | 0.72629 | 0.63187 | 0 | 0 | 0 | 0 | 0 | 0 | 5616746.7804 | 4426202.5257 | 4401289.0702 | 3968777.2945 | 4113354.2712 | [9 empty] | 7.3.4.2 Detailed inspections of transmission electric lines and equipment | WLDFR | HFTD - Transmission - Tier 3 - 60/70 kV | 2022 | 0.93458 | 0 | 0 | 0 | 0 | 0 | 0 | 0 | 0 | 2.8181 | 288.7542 | 0 | 288.7542 | 0 | 0 | 0 | 0 | 0 | 0 | 269.8637 | 0 | 2.8181 | 2.6337 | 288.7542 | 269.8637 | 0 | 0 | 288.7542 | 269.8637
7.3.4.12 Patrol inspections of transmission electric lines and equipment | HFTD - Transmission - Tier 2 - 115 kV or Lower | 35.1214 | 35.1214 | 32.8238 | 31.8003 | 0.38886 | 32.8238 | 0 | 32.8238 | 3226.3598 | 9220.6546 | 6573.1037 | 6813.9333 | 6573.1037 | 0 | 0 | 0 | 0 | 0 | 0 | 10885.7714 | 3808.9937 | 5343.2011 | 5343.2011 | 4993.6459 | [9 empty] | 7.3.4.2 Detailed inspections of transmission electric lines and equipment | WLDFR | HFTD - Transmission - Tier 3 - 60/70 kV | 2023 | 0.87344 | 0 | 0 | 0 | 0 | 0 | 0 | 0 | 0 | 0 | 0 | 0 | 0 | 2.8181 | 299.3341 | 0 | 299.3341 | 0 | 0 | 0 | 261.45 | 0 | 0 | 0 | 0 | 0 | 0 | 0 | 0
7.3.4.12 Patrol inspections of transmission electric lines and equipment | HFTD - Transmission - Tier 2 - 230 kV or Higher | 13.4333 | 13.4333 | 12.5545 | 12.163 | 0.14873 | 12.5545 | 0 | 12.5545 | 911.245 | 2604.2588 | 1856.4911 | 1924.5104 | 1856.4911 | 0 | 0 | 0 | 0 | 0 | 0 | 14741.6619 | 5158.1918 | 7235.8368 | 7235.8368 | 6762.4643 | [9 empty] | 7.3.4.2 Detailed inspections of transmission electric lines and equipment | WLDFR | HFTD - Transmission - Zone 1 - 115 kV or Lower | 2020 | 1 | 0.0085423 | 0.72105 | 0 | 0.72105 | 0 | 0 | 0 | 0 | 0 | 0 | 0 | 0 | 0 | 0 | 0 | 0 | 0.72105 | 0 | 0 | 0 | 0 | 0 | 0 | 0 | 0 | 0 | 0 | 0
7.3.4.12 Patrol inspections of transmission electric lines and equipment | HFTD - Transmission - Tier 2 - 60/70 kV | 41.9613 | 41.9613 | 39.2162 | 37.9934 | 0.46459 | 39.2162 | 0 | 39.2162 | 3528.2601 | 10083.4593 | 7188.169 | 7451.5337 | 7188.169 | 0 | 0 | 0 | 0 | 0 | 0 | 11892.9126 | 4161.3981 | 5837.549 | 5837.549 | 5455.6533 | [9 empty] | 7.3.4.2 Detailed inspections of transmission electric lines and equipment | WLDFR | HFTD - Transmission - Zone 1 - 115 kV or Lower | 2021 | 1 | 0 | 0 | 0 | 0 | 0.0085423 | 0.72105 | 0 | 0.72105 | 0 | 0 | 0 | 0 | 0 | 0 | 0 | 0 | 0 | 0.72105 | 0 | 0 | 0 | 0 | 0 | 0 | 0 | 0 | 0 | 0
7.3.4.12 Patrol inspections of transmission electric lines and equipment | HFTD - Transmission - Zone 1 - 115 kV or Lower | 0.034329 | 0.034329 | 0.032084 | 0.031083 | 0.00038009 | 0.032084 | 0 | 0.032084 | 3226.3598 | 9220.6546 | 6573.1037 | 6813.9333 | 6573.1037 | 0 | 0 | 0 | 0 | 0 | 0 | 10.6403 | 3.7231 | 5.2227 | 5.2227 | 4.881 | [9 empty] | 7.3.4.2 Detailed inspections of transmission electric lines and equipment | WLDFR | HFTD - Transmission - Zone 1 - 115 kV or Lower | 2022 | 0.93458 | 0 | 0 | 0 | 0 | 0 | 0 | 0 | 0 | 0.0085423 | 0.72105 | 0 | 0.72105 | 0 | 0 | 0 | 0 | 0 | 0 | 0.67388 | 0 | 0.0085423 | 0.0079835 | 0.72105 | 0.67388 | 0 | 0 | 0.72105 | 0.67388
7.3.4.12 Patrol inspections of transmission electric lines and equipment | HFTD - Transmission - Zone 1 - 230 kV or Higher | 0.023667 | 0.023667 | 0.022119 | 0.021429 | 0.00026204 | 0.022119 | 0 | 0.022119 | 911.245 | 2604.2588 | 1856.4911 | 1924.5104 | 1856.4911 | 0 | 0 | 0 | 0 | 0 | 0 | 25.9724 | 9.0879 | 12.7483 | 12.7483 | 11.9143 | [9 empty] | 7.3.4.2 Detailed inspections of transmission electric lines and equipment | WLDFR | HFTD - Transmission - Zone 1 - 115 kV or Lower | 2023 | 0.87344 | 0 | 0 | 0 | 0 | 0 | 0 | 0 | 0 | 0 | 0 | 0 | 0 | 0.0085423 | 0.74747 | 0 | 0.74747 | 0 | 0 | 0 | 0.65287 | 0 | 0 | 0 | 0 | 0 | 0 | 0 | 0
7.3.4.12 Patrol inspections of transmission electric lines and equipment | HFTD - Transmission - Zone 1 - 60/70 kV | 0.053209 | 0.053209 | 0.049728 | 0.048177 | 0.00058913 | 0.049728 | 0 | 0.049728 | 3528.2601 | 10083.4593 | 7188.169 | 7451.5337 | 7188.169 | 0 | 0 | 0 | 0 | 0 | 0 | 15.0807 | 5.2768 | 7.4023 | 7.4023 | 6.918 | [9 empty] | 7.3.4.2 Detailed inspections of transmission electric lines and equipment | WLDFR | HFTD - Transmission - Zone 1 - 230 kV or Higher | 2020 | 1 | 0.0058892 | 0.4971 | 0 | 0.4971 | 0 | 0 | 0 | 0 | 0 | 0 | 0 | 0 | 0 | 0 | 0 | 0 | 0.4971 | 0 | 0 | 0 | 0 | 0 | 0 | 0 | 0 | 0 | 0 | 0
7.3.4.12 Patrol inspections of transmission electric lines and equipment | non-HFTD - Transmission - 115 kV or Lower | 0.27539 | 0.27539 | 0.25737 | 0.24931 | 0.34256 | 0.25737 | 0 | 0.25737 | 6.1816 | 17.6666 | 12.5939 | 13.0531 | 12.5939 | 0 | 0 | 0 | 0 | 0 | 0 | 44549.4727 | 15588.1152 | 21866.7823 | 21866.7823 | 20436.2452 | [9 empty] | 7.3.4.2 Detailed inspections of transmission electric lines and equipment | WLDFR | HFTD - Transmission - Zone 1 - 230 kV or Higher | 2021 | 1 | 0 | 0 | 0 | 0 | 0.0058892 | 0.4971 | 0 | 0.4971 | 0 | 0 | 0 | 0 | 0 | 0 | 0 | 0 | 0 | 0.4971 | 0 | 0 | 0 | 0 | 0 | 0 | 0 | 0 | 0 | 0
7.3.4.12 Patrol inspections of transmission electric lines and equipment | non-HFTD - Transmission - 230 kV or Higher | 0.068847 | 0.068847 | 0.064343 | 0.062326 | 0.08564 | 0.064343 | 0 | 0.064343 | 1.341 | 3.8325 | 2.732 | 2.8316 | 2.732 | 0 | 0 | 0 | 0 | 0 | 0 | 51340.324 | 17964.273 | 25200.022 | 25200.022 | 23551.4224 | [9 empty] | 7.3.4.2 Detailed inspections of transmission electric lines and equipment | WLDFR | HFTD - Transmission - Zone 1 - 230 kV or Higher | 2022 | 0.93458 | 0 | 0 | 0 | 0 | 0 | 0 | 0 | 0 | 0.0058892 | 0.4971 | 0 | 0.4971 | 0 | 0 | 0 | 0 | 0 | 0 | 0.46458 | 0 | 0.0058892 | 0.0055039 | 0.4971 | 0.46458 | 0 | 0 | 0.4971 | 0.46458
7.3.4.12 Patrol inspections of transmission electric lines and equipment | non-HFTD - Transmission - 60/70 kV | 0.48193 | 0.48193 | 0.4504 | 0.43629 | 0.59948 | 0.4504 | 0 | 0.4504 | 13.0157 | 37.1978 | 26.5171 | 27.484 | 26.5171 | 0 | 0 | 0 | 0 | 0 | 0 | 37026.804 | 12955.8904 | 18174.3355 | 18174.3355 | 16985.3603 | [9 empty] | 7.3.4.2 Detailed inspections of transmission electric lines and equipment | WLDFR | HFTD - Transmission - Zone 1 - 230 kV or Higher | 2023 | 0.87344 | 0 | 0 | 0 | 0 | 0 | 0 | 0 | 0 | 0 | 0 | 0 | 0 | 0.0058892 | 0.51532 | 0 | 0.51532 | 0 | 0 | 0 | 0.4501 | 0 | 0 | 0 | 0 | 0 | 0 | 0 | 0
7.3.4.15-D Substation inspections | HFTD - Substation | 300.9148 | 319.5903 | 298.6825 | 289.3699 | 3.5385 | 298.6825 | 0 | 298.6825 | 110.4819 | 236.1537 | 174.634 | 181.0324 | 174.634 | 0 | 0 | 0 | 0 | 0 | 0 | 2723656.8515 | 1353314.4253 | 1830057.0143 | 1830057.0143 | 1710333.6582 | [9 empty] | 7.3.4.2 Detailed inspections of transmission electric lines and equipment | WLDFR | HFTD - Transmission - Zone 1 - 60/70 kV | 2020 | 1 | 0.01324 | 1.1176 | 0 | 1.1176 | 0 | 0 | 0 | 0 | 0 | 0 | 0 | 0 | 0 | 0 | 0 | 0 | 1.1176 | 0 | 0 | 0 | 0 | 0 | 0 | 0 | 0 | 0 | 0 | 0
7.3.4.15-D Substation inspections | non-HFTD - Substation | 4.0955 | 3.9905 | 3.7295 | 3.6126 | 4.9639 | 3.7295 | 0 | 3.7295 | 0.98339 | 2.102 | 1.5544 | 1.6111 | 1.5544 | 0 | 0 | 0 | 0 | 0 | 0 | 4164727.1485 | 1898461.5747 | 2567247.3863 | 2567247.3863 | 2399296.6227 | [9 empty] | 7.3.4.2 Detailed inspections of transmission electric lines and equipment | WLDFR | HFTD - Transmission - Zone 1 - 60/70 kV | 2021 | 1 | 0 | 0 | 0 | 0 | 0.01324 | 1.1176 | 0 | 1.1176 | 0 | 0 | 0 | 0 | 0 | 0 | 0 | 0 | 0 | 1.1176 | 0 | 0 | 0 | 0 | 0 | 0 | 0 | 0 | 0 | 0
7.3.4.15-T Substation inspections | HFTD - Substation | 0.90953 | 0.97437 | 0.91062 | 0.88223 | 0.010788 | 0.91062 | 0 | 0.91062 | 0.1461 | 0.35216 | 0.83444 | 0.86502 | 0.83444 | 0 | 0 | 0 | 0 | 0 | 0 | 6225503.9747 | 2766857.2707 | 1167684.426 | 1167684.426 | 1091293.8561 | [9 empty] | 7.3.4.2 Detailed inspections of transmission electric lines and equipment | WLDFR | HFTD - Transmission - Zone 1 - 60/70 kV | 2022 | 0.93458 | 0 | 0 | 0 | 0 | 0 | 0 | 0 | 0 | 0.01324 | 1.1176 | 0 | 1.1176 | 0 | 0 | 0 | 0 | 0 | 0 | 1.0445 | 0 | 0.01324 | 0.012374 | 1.1176 | 1.0445 | 0 | 0 | 1.1176 | 1.0445
7.3.4.15-T Substation inspections | non-HFTD - Substation | 0.0087012 | 0.0084706 | 0.0079164 | 0.0076683 | 0.010537 | 0.0079164 | 0 | 0.0079164 | 0.0025277 | 0.0060612 | 0.014362 | 0.014886 | 0.014362 | 0 | 0 | 0 | 0 | 0 | 0 | 3442304.0253 | 1397499.7293 | 589780.574 | 589780.574 | 551196.7981 | [9 empty] | 7.3.4.2 Detailed inspections of transmission electric lines and equipment | WLDFR | HFTD - Transmission - Zone 1 - 60/70 kV | 2023 | 0.87344 | 0 | 0 | 0 | 0 | 0 | 0 | 0 | 0 | 0 | 0 | 0 | 0 | 0.01324 | 1.1585 | 0 | 1.1585 | 0 | 0 | 0 | 1.0119 | 0 | 0 | 0 | 0 | 0 | 0 | 0 | 0
[35 empty] | 7.3.4.2 Detailed inspections of transmission electric lines and equipment | WLDFR | non-HFTD - Transmission - 115 kV or Lower | 2020 | 1 | 0.14597 | 0.10967 | 0 | 0.10967 | 0 | 0 | 0 | 0 | 0 | 0 | 0 | 0 | 0 | 0 | 0 | 0 | 0.10967 | 0 | 0 | 0 | 0 | 0 | 0 | 0 | 0 | 0 | 0 | 0
[35 empty] | 7.3.4.2 Detailed inspections of transmission electric lines and equipment | WLDFR | non-HFTD - Transmission - 115 kV or Lower | 2021 | 1 | 0 | 0 | 0 | 0 | 0.14597 | 0.10967 | 0 | 0.10967 | 0 | 0 | 0 | 0 | 0 | 0 | 0 | 0 | 0 | 0.10967 | 0 | 0 | 0 | 0 | 0 | 0 | 0 | 0 | 0 | 0
[35 empty] | 7.3.4.2 Detailed inspections of transmission electric lines and equipment | WLDFR | non-HFTD - Transmission - 115 kV or Lower | 2022 | 0.93458 | 0 | 0 | 0 | 0 | 0 | 0 | 0 | 0 | 0.14597 | 0.10967 | 0 | 0.10967 | 0 | 0 | 0 | 0 | 0 | 0 | 0.10249 | 0 | 0.14597 | 0.13642 | 0.10967 | 0.10249 | 0 | 0 | 0.10967 | 0.10249
[35 empty] | 7.3.4.2 Detailed inspections of transmission electric lines and equipment | WLDFR | non-HFTD - Transmission - 115 kV or Lower | 2023 | 0.87344 | 0 | 0 | 0 | 0 | 0 | 0 | 0 | 0 | 0 | 0 | 0 | 0 | 0.14597 | 0.11367 | 0 | 0.11367 | 0 | 0 | 0 | 0.099282 | 0 | 0 | 0 | 0 | 0 | 0 | 0 | 0
[35 empty] | 7.3.4.2 Detailed inspections of transmission electric lines and equipment | WLDFR | non-HFTD - Transmission - 230 kV or Higher | 2020 | 1 | 0.036492 | 0.027417 | 0 | 0.027417 | 0 | 0 | 0 | 0 | 0 | 0 | 0 | 0 | 0 | 0 | 0 | 0 | 0.027417 | 0 | 0 | 0 | 0 | 0 | 0 | 0 | 0 | 0 | 0 | 0
[35 empty] | 7.3.4.2 Detailed inspections of transmission electric lines and equipment | WLDFR | non-HFTD - Transmission - 230 kV or Higher | 2021 | 1 | 0 | 0 | 0 | 0 | 0.036492 | 0.027417 | 0 | 0.027417 | 0 | 0 | 0 | 0 | 0 | 0 | 0 | 0 | 0 | 0.027417 | 0 | 0 | 0 | 0 | 0 | 0 | 0 | 0 | 0 | 0
[35 empty] | 7.3.4.2 Detailed inspections of transmission electric lines and equipment | WLDFR | non-HFTD - Transmission - 230 kV or Higher | 2022 | 0.93458 | 0 | 0 | 0 | 0 | 0 | 0 | 0 | 0 | 0.036492 | 0.027417 | 0 | 0.027417 | 0 | 0 | 0 | 0 | 0 | 0 | 0.025624 | 0 | 0.036492 | 0.034105 | 0.027417 | 0.025624 | 0 | 0 | 0.027417 | 0.025624
[35 empty] | 7.3.4.2 Detailed inspections of transmission electric lines and equipment | WLDFR | non-HFTD - Transmission - 230 kV or Higher | 2023 | 0.87344 | 0 | 0 | 0 | 0 | 0 | 0 | 0 | 0 | 0 | 0 | 0 | 0 | 0.036492 | 0.028417 | 0 | 0.028417 | 0 | 0 | 0 | 0.024821 | 0 | 0 | 0 | 0 | 0 | 0 | 0 | 0
[35 empty] | 7.3.4.2 Detailed inspections of transmission electric lines and equipment | WLDFR | non-HFTD - Transmission - 60/70 kV | 2020 | 1 | 0.25545 | 0.19192 | 0 | 0.19192 | 0 | 0 | 0 | 0 | 0 | 0 | 0 | 0 | 0 | 0 | 0 | 0 | 0.19192 | 0 | 0 | 0 | 0 | 0 | 0 | 0 | 0 | 0 | 0 | 0
[35 empty] | 7.3.4.2 Detailed inspections of transmission electric lines and equipment | WLDFR | non-HFTD - Transmission - 60/70 kV | 2021 | 1 | 0 | 0 | 0 | 0 | 0.25545 | 0.19192 | 0 | 0.19192 | 0 | 0 | 0 | 0 | 0 | 0 | 0 | 0 | 0 | 0.19192 | 0 | 0 | 0 | 0 | 0 | 0 | 0 | 0 | 0 | 0
[35 empty] | 7.3.4.2 Detailed inspections of transmission electric lines and equipment | WLDFR | non-HFTD - Transmission - 60/70 kV | 2022 | 0.93458 | 0 | 0 | 0 | 0 | 0 | 0 | 0 | 0 | 0.25545 | 0.19192 | 0 | 0.19192 | 0 | 0 | 0 | 0 | 0 | 0 | 0.17937 | 0 | 0.25545 | 0.23873 | 0.19192 | 0.17937 | 0 | 0 | 0.19192 | 0.17937
[35 empty] | 7.3.4.2 Detailed inspections of transmission electric lines and equipment | WLDFR | non-HFTD - Transmission - 60/70 kV | 2023 | 0.87344 | 0 | 0 | 0 | 0 | 0 | 0 | 0 | 0 | 0 | 0 | 0 | 0 | 0.25545 | 0.19892 | 0 | 0.19892 | 0 | 0 | 0 | 0.17374 | 0 | 0 | 0 | 0 | 0 | 0 | 0 | 0
[35 empty] | 7.3.4.4 Infrared inspections of distribution electric lines and equipment | WLDFR | HFTD - Distribution - Tier 2 - 1QU CoRE ¦ 1QU LoRE | 2020 | 1 | 0.0023081 | 2.0113 | 0 | 2.0113 | 0 | 0 | 0 | 0 | 0 | 0 | 0 | 0 | 0 | 0 | 0 | 0 | 2.0113 | 0 | 0 | 0 | 0 | 0 | 0 | 0 | 0 | 0 | 0 | 0
[35 empty] | 7.3.4.4 Infrared inspections of distribution electric lines and equipment | WLDFR | HFTD - Distribution - Tier 2 - 1QU CoRE ¦ 1QU LoRE | 2021 | 1 | 0 | 0 | 0 | 0 | 0.0023081 | 2.0113 | 0 | 2.0113 | 0 | 0 | 0 | 0 | 0 | 0 | 0 | 0 | 0 | 2.0113 | 0 | 0 | 0 | 0 | 0 | 0 | 0 | 0 | 0 | 0
[35 empty] | 7.3.4.4 Infrared inspections of distribution electric lines and equipment | WLDFR | HFTD - Distribution - Tier 2 - 1QU CoRE ¦ 1QU LoRE | 2022 | 0.93458 | 0 | 0 | 0 | 0 | 0 | 0 | 0 | 0 | 0.0020499 | 1.7855 | 0 | 1.7855 | 0 | 0 | 0 | 0 | 0 | 0 | 1.6687 | 0 | 0.0020499 | 0.0019158 | 1.7855 | 1.6687 | 0 | 0 | 1.7855 | 1.6687
[35 empty] | 7.3.4.4 Infrared inspections of distribution electric lines and equipment | WLDFR | HFTD - Distribution - Tier 2 - 1QU CoRE ¦ 1QU LoRE | 2023 | 0.87344 | 0 | 0 | 0 | 0 | 0 | 0 | 0 | 0 | 0 | 0 | 0 | 0 | 0.0020499 | 1.8509 | 0 | 1.8509 | 0 | 0 | 0 | 1.6167 | 0 | 0 | 0 | 0 | 0 | 0 | 0 | 0
[35 empty] | 7.3.4.4 Infrared inspections of distribution electric lines and equipment | WLDFR | HFTD - Distribution - Tier 2 - 1QU CoRE ¦ 2QU LoRE | 2020 | 1 | 0.0042859 | 4.8181 | 0 | 4.8181 | 0 | 0 | 0 | 0 | 0 | 0 | 0 | 0 | 0 | 0 | 0 | 0 | 4.8181 | 0 | 0 | 0 | 0 | 0 | 0 | 0 | 0 | 0 | 0 | 0
[35 empty] | 7.3.4.4 Infrared inspections of distribution electric lines and equipment | WLDFR | HFTD - Distribution - Tier 2 - 1QU CoRE ¦ 2QU LoRE | 2021 | 1 | 0 | 0 | 0 | 0 | 0.0042859 | 4.8181 | 0 | 4.8181 | 0 | 0 | 0 | 0 | 0 | 0 | 0 | 0 | 0 | 4.8181 | 0 | 0 | 0 | 0 | 0 | 0 | 0 | 0 | 0 | 0
[35 empty] | 7.3.4.4 Infrared inspections of distribution electric lines and equipment | WLDFR | HFTD - Distribution - Tier 2 - 1QU CoRE ¦ 2QU LoRE | 2022 | 0.93458 | 0 | 0 | 0 | 0 | 0 | 0 | 0 | 0 | 0.0044286 | 4.5604 | 0 | 4.5604 | 0 | 0 | 0 | 0 | 0 | 0 | 4.262 | 0 | 0.0044286 | 0.0041389 | 4.5604 | 4.262 | 0 | 0 | 4.5604 | 4.262
[35 empty] | 7.3.4.4 Infrared inspections of distribution electric lines and equipment | WLDFR | HFTD - Distribution - Tier 2 - 1QU CoRE ¦ 2QU LoRE | 2023 | 0.87344 | 0 | 0 | 0 | 0 | 0 | 0 | 0 | 0 | 0 | 0 | 0 | 0 | 0.0044286 | 4.7275 | 0 | 4.7275 | 0 | 0 | 0 | 4.1292 | 0 | 0 | 0 | 0 | 0 | 0 | 0 | 0
[35 empty] | 7.3.4.4 Infrared inspections of distribution electric lines and equipment | WLDFR | HFTD - Distribution - Tier 2 - 1QU CoRE ¦ 3QU LoRE | 2020 | 1 | 0.0131 | 13.3067 | 0 | 13.3067 | 0 | 0 | 0 | 0 | 0 | 0 | 0 | 0 | 0 | 0 | 0 | 0 | 13.3067 | 0 | 0 | 0 | 0 | 0 | 0 | 0 | 0 | 0 | 0 | 0
[35 empty] | 7.3.4.4 Infrared inspections of distribution electric lines and equipment | WLDFR | HFTD - Distribution - Tier 2 - 1QU CoRE ¦ 3QU LoRE | 2021 | 1 | 0 | 0 | 0 | 0 | 0.0131 | 13.3067 | 0 | 13.3067 | 0 | 0 | 0 | 0 | 0 | 0 | 0 | 0 | 0 | 13.3067 | 0 | 0 | 0 | 0 | 0 | 0 | 0 | 0 | 0 | 0
[35 empty] | 7.3.4.4 Infrared inspections of distribution electric lines and equipment | WLDFR | HFTD - Distribution - Tier 2 - 1QU CoRE ¦ 3QU LoRE | 2022 | 0.93458 | 0 | 0 | 0 | 0 | 0 | 0 | 0 | 0 | 0.012701 | 13.0988 | 0 | 13.0988 | 0 | 0 | 0 | 0 | 0 | 0 | 12.2418 | 0 | 0.012701 | 0.01187 | 13.0988 | 12.2418 | 0 | 0 | 13.0988 | 12.2418
[35 empty] | 7.3.4.4 Infrared inspections of distribution electric lines and equipment | WLDFR | HFTD - Distribution - Tier 2 - 1QU CoRE ¦ 3QU LoRE | 2023 | 0.87344 | 0 | 0 | 0 | 0 | 0 | 0 | 0 | 0 | 0 | 0 | 0 | 0 | 0.012701 | 13.5787 | 0 | 13.5787 | 0 | 0 | 0 | 11.8602 | 0 | 0 | 0 | 0 | 0 | 0 | 0 | 0
[35 empty] | 7.3.4.4 Infrared inspections of distribution electric lines and equipment | WLDFR | HFTD - Distribution - Tier 2 - 1QU CoRE ¦ 4QU LoRE | 2020 | 1 | 0.018009 | 19.8822 | 0 | 19.8822 | 0 | 0 | 0 | 0 | 0 | 0 | 0 | 0 | 0 | 0 | 0 | 0 | 19.8822 | 0 | 0 | 0 | 0 | 0 | 0 | 0 | 0 | 0 | 0 | 0
[35 empty] | 7.3.4.4 Infrared inspections of distribution electric lines and equipment | WLDFR | HFTD - Distribution - Tier 2 - 1QU CoRE ¦ 4QU LoRE | 2021 | 1 | 0 | 0 | 0 | 0 | 0.018009 | 19.8822 | 0 | 19.8822 | 0 | 0 | 0 | 0 | 0 | 0 | 0 | 0 | 0 | 19.8822 | 0 | 0 | 0 | 0 | 0 | 0 | 0 | 0 | 0 | 0
[35 empty] | 7.3.4.4 Infrared inspections of distribution electric lines and equipment | WLDFR | HFTD - Distribution - Tier 2 - 1QU CoRE ¦ 4QU LoRE | 2022 | 0.93458 | 0 | 0 | 0 | 0 | 0 | 0 | 0 | 0 | 0.018577 | 19.6726 | 0 | 19.6726 | 0 | 0 | 0 | 0 | 0 | 0 | 18.3856 | 0 | 0.018577 | 0.017362 | 19.6726 | 18.3856 | 0 | 0 | 19.6726 | 18.3856
[35 empty] | 7.3.4.4 Infrared inspections of distribution electric lines and equipment | WLDFR | HFTD - Distribution - Tier 2 - 1QU CoRE ¦ 4QU LoRE | 2023 | 0.87344 | 0 | 0 | 0 | 0 | 0 | 0 | 0 | 0 | 0 | 0 | 0 | 0 | 0.018577 | 20.3935 | 0 | 20.3935 | 0 | 0 | 0 | 17.8125 | 0 | 0 | 0 | 0 | 0 | 0 | 0 | 0
[35 empty] | 7.3.4.4 Infrared inspections of distribution electric lines and equipment | WLDFR | HFTD - Distribution - Tier 2 - 1QU CoRE ¦ 5QU LoRE | 2020 | 1 | 0.020235 | 22.0888 | 0 | 22.0888 | 0 | 0 | 0 | 0 | 0 | 0 | 0 | 0 | 0 | 0 | 0 | 0 | 22.0888 | 0 | 0 | 0 | 0 | 0 | 0 | 0 | 0 | 0 | 0 | 0
[35 empty] | 7.3.4.4 Infrared inspections of distribution electric lines and equipment | WLDFR | HFTD - Distribution - Tier 2 - 1QU CoRE ¦ 5QU LoRE | 2021 | 1 | 0 | 0 | 0 | 0 | 0.020235 | 22.0888 | 0 | 22.0888 | 0 | 0 | 0 | 0 | 0 | 0 | 0 | 0 | 0 | 22.0888 | 0 | 0 | 0 | 0 | 0 | 0 | 0 | 0 | 0 | 0
[35 empty] | 7.3.4.4 Infrared inspections of distribution electric lines and equipment | WLDFR | HFTD - Distribution - Tier 2 - 1QU CoRE ¦ 5QU LoRE | 2022 | 0.93458 | 0 | 0 | 0 | 0 | 0 | 0 | 0 | 0 | 0.020062 | 22.7615 | 0 | 22.7615 | 0 | 0 | 0 | 0 | 0 | 0 | 21.2724 | 0 | 0.020062 | 0.01875 | 22.7615 | 21.2724 | 0 | 0 | 22.7615 | 21.2724
[35 empty] | 7.3.4.4 Infrared inspections of distribution electric lines and equipment | WLDFR | HFTD - Distribution - Tier 2 - 1QU CoRE ¦ 5QU LoRE | 2023 | 0.87344 | 0 | 0 | 0 | 0 | 0 | 0 | 0 | 0 | 0 | 0 | 0 | 0 | 0.020062 | 23.5955 | 0 | 23.5955 | 0 | 0 | 0 | 20.6092 | 0 | 0 | 0 | 0 | 0 | 0 | 0 | 0
[35 empty] | 7.3.4.4 Infrared inspections of distribution electric lines and equipment | WLDFR | HFTD - Distribution - Tier 2 - 2QU CoRE ¦ 1QU LoRE | 2020 | 1 | 0.0022512 | 0.78217 | 0 | 0.78217 | 0 | 0 | 0 | 0 | 0 | 0 | 0 | 0 | 0 | 0 | 0 | 0 | 0.78217 | 0 | 0 | 0 | 0 | 0 | 0 | 0 | 0 | 0 | 0 | 0
[35 empty] | 7.3.4.4 Infrared inspections of distribution electric lines and equipment | WLDFR | HFTD - Distribution - Tier 2 - 2QU CoRE ¦ 1QU LoRE | 2021 | 1 | 0 | 0 | 0 | 0 | 0.0022512 | 0.78217 | 0 | 0.78217 | 0 | 0 | 0 | 0 | 0 | 0 | 0 | 0 | 0 | 0.78217 | 0 | 0 | 0 | 0 | 0 | 0 | 0 | 0 | 0 | 0
[35 empty] | 7.3.4.4 Infrared inspections of distribution electric lines and equipment | WLDFR | HFTD - Distribution - Tier 2 - 2QU CoRE ¦ 1QU LoRE | 2022 | 0.93458 | 0 | 0 | 0 | 0 | 0 | 0 | 0 | 0 | 0.0024273 | 0.83255 | 0 | 0.83255 | 0 | 0 | 0 | 0 | 0 | 0 | 0.77808 | 0 | 0.0024273 | 0.0022685 | 0.83255 | 0.77808 | 0 | 0 | 0.83255 | 0.77808
[35 empty] | 7.3.4.4 Infrared inspections of distribution electric lines and equipment | WLDFR | HFTD - Distribution - Tier 2 - 2QU CoRE ¦ 1QU LoRE | 2023 | 0.87344 | 0 | 0 | 0 | 0 | 0 | 0 | 0 | 0 | 0 | 0 | 0 | 0 | 0.0024273 | 0.86305 | 0 | 0.86305 | 0 | 0 | 0 | 0.75382 | 0 | 0 | 0 | 0 | 0 | 0 | 0 | 0
[35 empty] | 7.3.4.4 Infrared inspections of distribution electric lines and equipment | WLDFR | HFTD - Distribution - Tier 2 - 2QU CoRE ¦ 2QU LoRE | 2020 | 1 | 0.0063832 | 2.2349 | 0 | 2.2349 | 0 | 0 | 0 | 0 | 0 | 0 | 0 | 0 | 0 | 0 | 0 | 0 | 2.2349 | 0 | 0 | 0 | 0 | 0 | 0 | 0 | 0 | 0 | 0 | 0
[35 empty] | 7.3.4.4 Infrared inspections of distribution electric lines and equipment | WLDFR | HFTD - Distribution - Tier 2 - 2QU CoRE ¦ 2QU LoRE | 2021 | 1 | 0 | 0 | 0 | 0 | 0.0063832 | 2.2349 | 0 | 2.2349 | 0 | 0 | 0 | 0 | 0 | 0 | 0 | 0 | 0 | 2.2349 | 0 | 0 | 0 | 0 | 0 | 0 | 0 | 0 | 0 | 0
[35 empty] | 7.3.4.4 Infrared inspections of distribution electric lines and equipment | WLDFR | HFTD - Distribution - Tier 2 - 2QU CoRE ¦ 2QU LoRE | 2022 | 0.93458 | 0 | 0 | 0 | 0 | 0 | 0 | 0 | 0 | 0.0068033 | 2.3515 | 0 | 2.3515 | 0 | 0 | 0 | 0 | 0 | 0 | 2.1976 | 0 | 0.0068033 | 0.0063582 | 2.3515 | 2.1976 | 0 | 0 | 2.3515 | 2.1976
[35 empty] | 7.3.4.4 Infrared inspections of distribution electric lines and equipment | WLDFR | HFTD - Distribution - Tier 2 - 2QU CoRE ¦ 2QU LoRE | 2023 | 0.87344 | 0 | 0 | 0 | 0 | 0 | 0 | 0 | 0 | 0 | 0 | 0 | 0 | 0.0068033 | 2.4376 | 0 | 2.4376 | 0 | 0 | 0 | 2.1291 | 0 | 0 | 0 | 0 | 0 | 0 | 0 | 0
[35 empty] | 7.3.4.4 Infrared inspections of distribution electric lines and equipment | WLDFR | HFTD - Distribution - Tier 2 - 2QU CoRE ¦ 3QU LoRE | 2020 | 1 | 0.011911 | 4.3503 | 0 | 4.3503 | 0 | 0 | 0 | 0 | 0 | 0 | 0 | 0 | 0 | 0 | 0 | 0 | 4.3503 | 0 | 0 | 0 | 0 | 0 | 0 | 0 | 0 | 0 | 0 | 0
[35 empty] | 7.3.4.4 Infrared inspections of distribution electric lines and equipment | WLDFR | HFTD - Distribution - Tier 2 - 2QU CoRE ¦ 3QU LoRE | 2021 | 1 | 0 | 0 | 0 | 0 | 0.011911 | 4.3503 | 0 | 4.3503 | 0 | 0 | 0 | 0 | 0 | 0 | 0 | 0 | 0 | 4.3503 | 0 | 0 | 0 | 0 | 0 | 0 | 0 | 0 | 0 | 0
[35 empty] | 7.3.4.4 Infrared inspections of distribution electric lines and equipment | WLDFR | HFTD - Distribution - Tier 2 - 2QU CoRE ¦ 3QU LoRE | 2022 | 0.93458 | 0 | 0 | 0 | 0 | 0 | 0 | 0 | 0 | 0.011857 | 4.4176 | 0 | 4.4176 | 0 | 0 | 0 | 0 | 0 | 0 | 4.1286 | 0 | 0.011857 | 0.011082 | 4.4176 | 4.1286 | 0 | 0 | 4.4176 | 4.1286
[35 empty] | 7.3.4.4 Infrared inspections of distribution electric lines and equipment | WLDFR | HFTD - Distribution - Tier 2 - 2QU CoRE ¦ 3QU LoRE | 2023 | 0.87344 | 0 | 0 | 0 | 0 | 0 | 0 | 0 | 0 | 0 | 0 | 0 | 0 | 0.011857 | 4.5794 | 0 | 4.5794 | 0 | 0 | 0 | 3.9999 | 0 | 0 | 0 | 0 | 0 | 0 | 0 | 0
[35 empty] | 7.3.4.4 Infrared inspections of distribution electric lines and equipment | WLDFR | HFTD - Distribution - Tier 2 - 2QU CoRE ¦ 4QU LoRE | 2020 | 1 | 0.014213 | 4.8597 | 0 | 4.8597 | 0 | 0 | 0 | 0 | 0 | 0 | 0 | 0 | 0 | 0 | 0 | 0 | 4.8597 | 0 | 0 | 0 | 0 | 0 | 0 | 0 | 0 | 0 | 0 | 0
[35 empty] | 7.3.4.4 Infrared inspections of distribution electric lines and equipment | WLDFR | HFTD - Distribution - Tier 2 - 2QU CoRE ¦ 4QU LoRE | 2021 | 1 | 0 | 0 | 0 | 0 | 0.014213 | 4.8597 | 0 | 4.8597 | 0 | 0 | 0 | 0 | 0 | 0 | 0 | 0 | 0 | 4.8597 | 0 | 0 | 0 | 0 | 0 | 0 | 0 | 0 | 0 | 0
[35 empty] | 7.3.4.4 Infrared inspections of distribution electric lines and equipment | WLDFR | HFTD - Distribution - Tier 2 - 2QU CoRE ¦ 4QU LoRE | 2022 | 0.93458 | 0 | 0 | 0 | 0 | 0 | 0 | 0 | 0 | 0.013516 | 4.5968 | 0 | 4.5968 | 0 | 0 | 0 | 0 | 0 | 0 | 4.296 | 0 | 0.013516 | 0.012632 | 4.5968 | 4.296 | 0 | 0 | 4.5968 | 4.296
[35 empty] | 7.3.4.4 Infrared inspections of distribution electric lines and equipment | WLDFR | HFTD - Distribution - Tier 2 - 2QU CoRE ¦ 4QU LoRE | 2023 | 0.87344 | 0 | 0 | 0 | 0 | 0 | 0 | 0 | 0 | 0 | 0 | 0 | 0 | 0.013516 | 4.7652 | 0 | 4.7652 | 0 | 0 | 0 | 4.1621 | 0 | 0 | 0 | 0 | 0 | 0 | 0 | 0
[35 empty] | 7.3.4.4 Infrared inspections of distribution electric lines and equipment | WLDFR | HFTD - Distribution - Tier 2 - 2QU CoRE ¦ 5QU LoRE | 2020 | 1 | 0.018331 | 7.2607 | 0 | 7.2607 | 0 | 0 | 0 | 0 | 0 | 0 | 0 | 0 | 0 | 0 | 0 | 0 | 7.2607 | 0 | 0 | 0 | 0 | 0 | 0 | 0 | 0 | 0 | 0 | 0
[35 empty] | 7.3.4.4 Infrared inspections of distribution electric lines and equipment | WLDFR | HFTD - Distribution - Tier 2 - 2QU CoRE ¦ 5QU LoRE | 2021 | 1 | 0 | 0 | 0 | 0 | 0.018331 | 7.2607 | 0 | 7.2607 | 0 | 0 | 0 | 0 | 0 | 0 | 0 | 0 | 0 | 7.2607 | 0 | 0 | 0 | 0 | 0 | 0 | 0 | 0 | 0 | 0
[35 empty] | 7.3.4.4 Infrared inspections of distribution electric lines and equipment | WLDFR | HFTD - Distribution - Tier 2 - 2QU CoRE ¦ 5QU LoRE | 2022 | 0.93458 | 0 | 0 | 0 | 0 | 0 | 0 | 0 | 0 | 0.01835 | 7.1415 | 0 | 7.1415 | 0 | 0 | 0 | 0 | 0 | 0 | 6.6743 | 0 | 0.01835 | 0.01715 | 7.1415 | 6.6743 | 0 | 0 | 7.1415 | 6.6743
[35 empty] | 7.3.4.4 Infrared inspections of distribution electric lines and equipment | WLDFR | HFTD - Distribution - Tier 2 - 2QU CoRE ¦ 5QU LoRE | 2023 | 0.87344 | 0 | 0 | 0 | 0 | 0 | 0 | 0 | 0 | 0 | 0 | 0 | 0 | 0.01835 | 7.4032 | 0 | 7.4032 | 0 | 0 | 0 | 6.4662 | 0 | 0 | 0 | 0 | 0 | 0 | 0 | 0
[35 empty] | 7.3.4.4 Infrared inspections of distribution electric lines and equipment | WLDFR | HFTD - Distribution - Tier 2 - 3QU CoRE ¦ 1QU LoRE | 2020 | 1 | 0.0061949 | 0.96104 | 0 | 0.96104 | 0 | 0 | 0 | 0 | 0 | 0 | 0 | 0 | 0 | 0 | 0 | 0 | 0.96104 | 0 | 0 | 0 | 0 | 0 | 0 | 0 | 0 | 0 | 0 | 0
[35 empty] | 7.3.4.4 Infrared inspections of distribution electric lines and equipment | WLDFR | HFTD - Distribution - Tier 2 - 3QU CoRE ¦ 1QU LoRE | 2021 | 1 | 0 | 0 | 0 | 0 | 0.0061949 | 0.96104 | 0 | 0.96104 | 0 | 0 | 0 | 0 | 0 | 0 | 0 | 0 | 0 | 0.96104 | 0 | 0 | 0 | 0 | 0 | 0 | 0 | 0 | 0 | 0
[35 empty] | 7.3.4.4 Infrared inspections of distribution electric lines and equipment | WLDFR | HFTD - Distribution - Tier 2 - 3QU CoRE ¦ 1QU LoRE | 2022 | 0.93458 | 0 | 0 | 0 | 0 | 0 | 0 | 0 | 0 | 0.0061334 | 0.93995 | 0 | 0.93995 | 0 | 0 | 0 | 0 | 0 | 0 | 0.87845 | 0 | 0.0061334 | 0.0057321 | 0.93995 | 0.87845 | 0 | 0 | 0.93995 | 0.87845
[35 empty] | 7.3.4.4 Infrared inspections of distribution electric lines and equipment | WLDFR | HFTD - Distribution - Tier 2 - 3QU CoRE ¦ 1QU LoRE | 2023 | 0.87344 | 0 | 0 | 0 | 0 | 0 | 0 | 0 | 0 | 0 | 0 | 0 | 0 | 0.0061334 | 0.97439 | 0 | 0.97439 | 0 | 0 | 0 | 0.85107 | 0 | 0 | 0 | 0 | 0 | 0 | 0 | 0
[35 empty] | 7.3.4.4 Infrared inspections of distribution electric lines and equipment | WLDFR | HFTD - Distribution - Tier 2 - 3QU CoRE ¦ 2QU LoRE | 2020 | 1 | 0.0092576 | 1.4545 | 0 | 1.4545 | 0 | 0 | 0 | 0 | 0 | 0 | 0 | 0 | 0 | 0 | 0 | 0 | 1.4545 | 0 | 0 | 0 | 0 | 0 | 0 | 0 | 0 | 0 | 0 | 0
[35 empty] | 7.3.4.4 Infrared inspections of distribution electric lines and equipment | WLDFR | HFTD - Distribution - Tier 2 - 3QU CoRE ¦ 2QU LoRE | 2021 | 1 | 0 | 0 | 0 | 0 | 0.0092576 | 1.4545 | 0 | 1.4545 | 0 | 0 | 0 | 0 | 0 | 0 | 0 | 0 | 0 | 1.4545 | 0 | 0 | 0 | 0 | 0 | 0 | 0 | 0 | 0 | 0
[35 empty] | 7.3.4.4 Infrared inspections of distribution electric lines and equipment | WLDFR | HFTD - Distribution - Tier 2 - 3QU CoRE ¦ 2QU LoRE | 2022 | 0.93458 | 0 | 0 | 0 | 0 | 0 | 0 | 0 | 0 | 0.0099103 | 1.5788 | 0 | 1.5788 | 0 | 0 | 0 | 0 | 0 | 0 | 1.4755 | 0 | 0.0099103 | 0.009262 | 1.5788 | 1.4755 | 0 | 0 | 1.5788 | 1.4755
[35 empty] | 7.3.4.4 Infrared inspections of distribution electric lines and equipment | WLDFR | HFTD - Distribution - Tier 2 - 3QU CoRE ¦ 2QU LoRE | 2023 | 0.87344 | 0 | 0 | 0 | 0 | 0 | 0 | 0 | 0 | 0 | 0 | 0 | 0 | 0.0099103 | 1.6366 | 0 | 1.6366 | 0 | 0 | 0 | 1.4295 | 0 | 0 | 0 | 0 | 0 | 0 | 0 | 0
[35 empty] | 7.3.4.4 Infrared inspections of distribution electric lines and equipment | WLDFR | HFTD - Distribution - Tier 2 - 3QU CoRE ¦ 3QU LoRE | 2020 | 1 | 0.009974 | 1.5491 | 0 | 1.5491 | 0 | 0 | 0 | 0 | 0 | 0 | 0 | 0 | 0 | 0 | 0 | 0 | 1.5491 | 0 | 0 | 0 | 0 | 0 | 0 | 0 | 0 | 0 | 0 | 0
[35 empty] | 7.3.4.4 Infrared inspections of distribution electric lines and equipment | WLDFR | HFTD - Distribution - Tier 2 - 3QU CoRE ¦ 3QU LoRE | 2021 | 1 | 0 | 0 | 0 | 0 | 0.009974 | 1.5491 | 0 | 1.5491 | 0 | 0 | 0 | 0 | 0 | 0 | 0 | 0 | 0 | 1.5491 | 0 | 0 | 0 | 0 | 0 | 0 | 0 | 0 | 0 | 0
[35 empty] | 7.3.4.4 Infrared inspections of distribution electric lines and equipment | WLDFR | HFTD - Distribution - Tier 2 - 3QU CoRE ¦ 3QU LoRE | 2022 | 0.93458 | 0 | 0 | 0 | 0 | 0 | 0 | 0 | 0 | 0.0099109 | 1.5426 | 0 | 1.5426 | 0 | 0 | 0 | 0 | 0 | 0 | 1.4417 | 0 | 0.0099109 | 0.0092626 | 1.5426 | 1.4417 | 0 | 0 | 1.5426 | 1.4417
[35 empty] | 7.3.4.4 Infrared inspections of distribution electric lines and equipment | WLDFR | HFTD - Distribution - Tier 2 - 3QU CoRE ¦ 3QU LoRE | 2023 | 0.87344 | 0 | 0 | 0 | 0 | 0 | 0 | 0 | 0 | 0 | 0 | 0 | 0 | 0.0099109 | 1.5991 | 0 | 1.5991 | 0 | 0 | 0 | 1.3967 | 0 | 0 | 0 | 0 | 0 | 0 | 0 | 0
[35 empty] | 7.3.4.4 Infrared inspections of distribution electric lines and equipment | WLDFR | HFTD - Distribution - Tier 2 - 3QU CoRE ¦ 4QU LoRE | 2020 | 1 | 0.0094908 | 1.4661 | 0 | 1.4661 | 0 | 0 | 0 | 0 | 0 | 0 | 0 | 0 | 0 | 0 | 0 | 0 | 1.4661 | 0 | 0 | 0 | 0 | 0 | 0 | 0 | 0 | 0 | 0 | 0
[35 empty] | 7.3.4.4 Infrared inspections of distribution electric lines and equipment | WLDFR | HFTD - Distribution - Tier 2 - 3QU CoRE ¦ 4QU LoRE | 2021 | 1 | 0 | 0 | 0 | 0 | 0.0094908 | 1.4661 | 0 | 1.4661 | 0 | 0 | 0 | 0 | 0 | 0 | 0 | 0 | 0 | 1.4661 | 0 | 0 | 0 | 0 | 0 | 0 | 0 | 0 | 0 | 0
[35 empty] | 7.3.4.4 Infrared inspections of distribution electric lines and equipment | WLDFR | HFTD - Distribution - Tier 2 - 3QU CoRE ¦ 4QU LoRE | 2022 | 0.93458 | 0 | 0 | 0 | 0 | 0 | 0 | 0 | 0 | 0.0092896 | 1.3908 | 0 | 1.3908 | 0 | 0 | 0 | 0 | 0 | 0 | 1.2998 | 0 | 0.0092896 | 0.0086819 | 1.3908 | 1.2998 | 0 | 0 | 1.3908 | 1.2998
[35 empty] | 7.3.4.4 Infrared inspections of distribution electric lines and equipment | WLDFR | HFTD - Distribution - Tier 2 - 3QU CoRE ¦ 4QU LoRE | 2023 | 0.87344 | 0 | 0 | 0 | 0 | 0 | 0 | 0 | 0 | 0 | 0 | 0 | 0 | 0.0092896 | 1.4418 | 0 | 1.4418 | 0 | 0 | 0 | 1.2593 | 0 | 0 | 0 | 0 | 0 | 0 | 0 | 0
[35 empty] | 7.3.4.4 Infrared inspections of distribution electric lines and equipment | WLDFR | HFTD - Distribution - Tier 2 - 3QU CoRE ¦ 5QU LoRE | 2020 | 1 | 0.0090383 | 1.508 | 0 | 1.508 | 0 | 0 | 0 | 0 | 0 | 0 | 0 | 0 | 0 | 0 | 0 | 0 | 1.508 | 0 | 0 | 0 | 0 | 0 | 0 | 0 | 0 | 0 | 0 | 0
[35 empty] | 7.3.4.4 Infrared inspections of distribution electric lines and equipment | WLDFR | HFTD - Distribution - Tier 2 - 3QU CoRE ¦ 5QU LoRE | 2021 | 1 | 0 | 0 | 0 | 0 | 0.0090383 | 1.508 | 0 | 1.508 | 0 | 0 | 0 | 0 | 0 | 0 | 0 | 0 | 0 | 1.508 | 0 | 0 | 0 | 0 | 0 | 0 | 0 | 0 | 0 | 0
[35 empty] | 7.3.4.4 Infrared inspections of distribution electric lines and equipment | WLDFR | HFTD - Distribution - Tier 2 - 3QU CoRE ¦ 5QU LoRE | 2022 | 0.93458 | 0 | 0 | 0 | 0 | 0 | 0 | 0 | 0 | 0.0089672 | 1.489 | 0 | 1.489 | 0 | 0 | 0 | 0 | 0 | 0 | 1.3916 | 0 | 0.0089672 | 0.0083805 | 1.489 | 1.3916 | 0 | 0 | 1.489 | 1.3916
[35 empty] | 7.3.4.4 Infrared inspections of distribution electric lines and equipment | WLDFR | HFTD - Distribution - Tier 2 - 3QU CoRE ¦ 5QU LoRE | 2023 | 0.87344 | 0 | 0 | 0 | 0 | 0 | 0 | 0 | 0 | 0 | 0 | 0 | 0 | 0.0089672 | 1.5436 | 0 | 1.5436 | 0 | 0 | 0 | 1.3482 | 0 | 0 | 0 | 0 | 0 | 0 | 0 | 0
[35 empty] | 7.3.4.4 Infrared inspections of distribution electric lines and equipment | WLDFR | HFTD - Distribution - Tier 2 - 4QU CoRE ¦ 1QU LoRE | 2020 | 1 | 0.0091952 | 0.47098 | 0 | 0.47098 | 0 | 0 | 0 | 0 | 0 | 0 | 0 | 0 | 0 | 0 | 0 | 0 | 0.47098 | 0 | 0 | 0 | 0 | 0 | 0 | 0 | 0 | 0 | 0 | 0
[35 empty] | 7.3.4.4 Infrared inspections of distribution electric lines and equipment | WLDFR | HFTD - Distribution - Tier 2 - 4QU CoRE ¦ 1QU LoRE | 2021 | 1 | 0 | 0 | 0 | 0 | 0.0091952 | 0.47098 | 0 | 0.47098 | 0 | 0 | 0 | 0 | 0 | 0 | 0 | 0 | 0 | 0.47098 | 0 | 0 | 0 | 0 | 0 | 0 | 0 | 0 | 0 | 0
[35 empty] | 7.3.4.4 Infrared inspections of distribution electric lines and equipment | WLDFR | HFTD - Distribution - Tier 2 - 4QU CoRE ¦ 1QU LoRE | 2022 | 0.93458 | 0 | 0 | 0 | 0 | 0 | 0 | 0 | 0 | 0.0096719 | 0.49 | 0 | 0.49 | 0 | 0 | 0 | 0 | 0 | 0 | 0.45794 | 0 | 0.0096719 | 0.0090392 | 0.49 | 0.45794 | 0 | 0 | 0.49 | 0.45794
[35 empty] | 7.3.4.4 Infrared inspections of distribution electric lines and equipment | WLDFR | HFTD - Distribution - Tier 2 - 4QU CoRE ¦ 1QU LoRE | 2023 | 0.87344 | 0 | 0 | 0 | 0 | 0 | 0 | 0 | 0 | 0 | 0 | 0 | 0 | 0.0096719 | 0.50795 | 0 | 0.50795 | 0 | 0 | 0 | 0.44366 | 0 | 0 | 0 | 0 | 0 | 0 | 0 | 0
[35 empty] | 7.3.4.4 Infrared inspections of distribution electric lines and equipment | WLDFR | HFTD - Distribution - Tier 2 - 4QU CoRE ¦ 2QU LoRE | 2020 | 1 | 0.006878 | 0.38661 | 0 | 0.38661 | 0 | 0 | 0 | 0 | 0 | 0 | 0 | 0 | 0 | 0 | 0 | 0 | 0.38661 | 0 | 0 | 0 | 0 | 0 | 0 | 0 | 0 | 0 | 0 | 0
[35 empty] | 7.3.4.4 Infrared inspections of distribution electric lines and equipment | WLDFR | HFTD - Distribution - Tier 2 - 4QU CoRE ¦ 2QU LoRE | 2021 | 1 | 0 | 0 | 0 | 0 | 0.006878 | 0.38661 | 0 | 0.38661 | 0 | 0 | 0 | 0 | 0 | 0 | 0 | 0 | 0 | 0.38661 | 0 | 0 | 0 | 0 | 0 | 0 | 0 | 0 | 0 | 0
[35 empty] | 7.3.4.4 Infrared inspections of distribution electric lines and equipment | WLDFR | HFTD - Distribution - Tier 2 - 4QU CoRE ¦ 2QU LoRE | 2022 | 0.93458 | 0 | 0 | 0 | 0 | 0 | 0 | 0 | 0 | 0.0065416 | 0.35983 | 0 | 0.35983 | 0 | 0 | 0 | 0 | 0 | 0 | 0.33629 | 0 | 0.0065416 | 0.0061137 | 0.35983 | 0.33629 | 0 | 0 | 0.35983 | 0.33629
[35 empty] | 7.3.4.4 Infrared inspections of distribution electric lines and equipment | WLDFR | HFTD - Distribution - Tier 2 - 4QU CoRE ¦ 2QU LoRE | 2023 | 0.87344 | 0 | 0 | 0 | 0 | 0 | 0 | 0 | 0 | 0 | 0 | 0 | 0 | 0.0065416 | 0.37302 | 0 | 0.37302 | 0 | 0 | 0 | 0.32581 | 0 | 0 | 0 | 0 | 0 | 0 | 0 | 0
[35 empty] | 7.3.4.4 Infrared inspections of distribution electric lines and equipment | WLDFR | HFTD - Distribution - Tier 2 - 4QU CoRE ¦ 3QU LoRE | 2020 | 1 | 0.0094954 | 0.47614 | 0 | 0.47614 | 0 | 0 | 0 | 0 | 0 | 0 | 0 | 0 | 0 | 0 | 0 | 0 | 0.47614 | 0 | 0 | 0 | 0 | 0 | 0 | 0 | 0 | 0 | 0 | 0
[35 empty] | 7.3.4.4 Infrared inspections of distribution electric lines and equipment | WLDFR | HFTD - Distribution - Tier 2 - 4QU CoRE ¦ 3QU LoRE | 2021 | 1 | 0 | 0 | 0 | 0 | 0.0094954 | 0.47614 | 0 | 0.47614 | 0 | 0 | 0 | 0 | 0 | 0 | 0 | 0 | 0 | 0.47614 | 0 | 0 | 0 | 0 | 0 | 0 | 0 | 0 | 0 | 0
[35 empty] | 7.3.4.4 Infrared inspections of distribution electric lines and equipment | WLDFR | HFTD - Distribution - Tier 2 - 4QU CoRE ¦ 3QU LoRE | 2022 | 0.93458 | 0 | 0 | 0 | 0 | 0 | 0 | 0 | 0 | 0.0093979 | 0.47138 | 0 | 0.47138 | 0 | 0 | 0 | 0 | 0 | 0 | 0.44054 | 0 | 0.0093979 | 0.008783 | 0.47138 | 0.44054 | 0 | 0 | 0.47138 | 0.44054
[35 empty] | 7.3.4.4 Infrared inspections of distribution electric lines and equipment | WLDFR | HFTD - Distribution - Tier 2 - 4QU CoRE ¦ 3QU LoRE | 2023 | 0.87344 | 0 | 0 | 0 | 0 | 0 | 0 | 0 | 0 | 0 | 0 | 0 | 0 | 0.0093979 | 0.48865 | 0 | 0.48865 | 0 | 0 | 0 | 0.42681 | 0 | 0 | 0 | 0 | 0 | 0 | 0 | 0
[35 empty] | 7.3.4.4 Infrared inspections of distribution electric lines and equipment | WLDFR | HFTD - Distribution - Tier 2 - 4QU CoRE ¦ 4QU LoRE | 2020 | 1 | 0.0085452 | 0.44997 | 0 | 0.44997 | 0 | 0 | 0 | 0 | 0 | 0 | 0 | 0 | 0 | 0 | 0 | 0 | 0.44997 | 0 | 0 | 0 | 0 | 0 | 0 | 0 | 0 | 0 | 0 | 0
[35 empty] | 7.3.4.4 Infrared inspections of distribution electric lines and equipment | WLDFR | HFTD - Distribution - Tier 2 - 4QU CoRE ¦ 4QU LoRE | 2021 | 1 | 0 | 0 | 0 | 0 | 0.0085452 | 0.44997 | 0 | 0.44997 | 0 | 0 | 0 | 0 | 0 | 0 | 0 | 0 | 0 | 0.44997 | 0 | 0 | 0 | 0 | 0 | 0 | 0 | 0 | 0 | 0
[35 empty] | 7.3.4.4 Infrared inspections of distribution electric lines and equipment | WLDFR | HFTD - Distribution - Tier 2 - 4QU CoRE ¦ 4QU LoRE | 2022 | 0.93458 | 0 | 0 | 0 | 0 | 0 | 0 | 0 | 0 | 0.0087204 | 0.45578 | 0 | 0.45578 | 0 | 0 | 0 | 0 | 0 | 0 | 0.42597 | 0 | 0.0087204 | 0.0081499 | 0.45578 | 0.42597 | 0 | 0 | 0.45578 | 0.42597
[35 empty] | 7.3.4.4 Infrared inspections of distribution electric lines and equipment | WLDFR | HFTD - Distribution - Tier 2 - 4QU CoRE ¦ 4QU LoRE | 2023 | 0.87344 | 0 | 0 | 0 | 0 | 0 | 0 | 0 | 0 | 0 | 0 | 0 | 0 | 0.0087204 | 0.47248 | 0 | 0.47248 | 0 | 0 | 0 | 0.41269 | 0 | 0 | 0 | 0 | 0 | 0 | 0 | 0
[35 empty] | 7.3.4.4 Infrared inspections of distribution electric lines and equipment | WLDFR | HFTD - Distribution - Tier 2 - 4QU CoRE ¦ 5QU LoRE | 2020 | 1 | 0.0061053 | 0.38867 | 0 | 0.38867 | 0 | 0 | 0 | 0 | 0 | 0 | 0 | 0 | 0 | 0 | 0 | 0 | 0.38867 | 0 | 0 | 0 | 0 | 0 | 0 | 0 | 0 | 0 | 0 | 0
[35 empty] | 7.3.4.4 Infrared inspections of distribution electric lines and equipment | WLDFR | HFTD - Distribution - Tier 2 - 4QU CoRE ¦ 5QU LoRE | 2021 | 1 | 0 | 0 | 0 | 0 | 0.0061053 | 0.38867 | 0 | 0.38867 | 0 | 0 | 0 | 0 | 0 | 0 | 0 | 0 | 0 | 0.38867 | 0 | 0 | 0 | 0 | 0 | 0 | 0 | 0 | 0 | 0
[35 empty] | 7.3.4.4 Infrared inspections of distribution electric lines and equipment | WLDFR | HFTD - Distribution - Tier 2 - 4QU CoRE ¦ 5QU LoRE | 2022 | 0.93458 | 0 | 0 | 0 | 0 | 0 | 0 | 0 | 0 | 0.005898 | 0.37551 | 0 | 0.37551 | 0 | 0 | 0 | 0 | 0 | 0 | 0.35094 | 0 | 0.005898 | 0.0055121 | 0.37551 | 0.35094 | 0 | 0 | 0.37551 | 0.35094
[35 empty] | 7.3.4.4 Infrared inspections of distribution electric lines and equipment | WLDFR | HFTD - Distribution - Tier 2 - 4QU CoRE ¦ 5QU LoRE | 2023 | 0.87344 | 0 | 0 | 0 | 0 | 0 | 0 | 0 | 0 | 0 | 0 | 0 | 0 | 0.005898 | 0.38927 | 0 | 0.38927 | 0 | 0 | 0 | 0.34 | 0 | 0 | 0 | 0 | 0 | 0 | 0 | 0
[35 empty] | 7.3.4.4 Infrared inspections of distribution electric lines and equipment | WLDFR | HFTD - Distribution - Tier 2 - 5QU CoRE ¦ 1QU LoRE | 2020 | 1 | 0.008952 | 0.051685 | 0 | 0.051685 | 0 | 0 | 0 | 0 | 0 | 0 | 0 | 0 | 0 | 0 | 0 | 0 | 0.051685 | 0 | 0 | 0 | 0 | 0 | 0 | 0 | 0 | 0 | 0 | 0
[35 empty] | 7.3.4.4 Infrared inspections of distribution electric lines and equipment | WLDFR | HFTD - Distribution - Tier 2 - 5QU CoRE ¦ 1QU LoRE | 2021 | 1 | 0 | 0 | 0 | 0 | 0.008952 | 0.051685 | 0 | 0.051685 | 0 | 0 | 0 | 0 | 0 | 0 | 0 | 0 | 0 | 0.051685 | 0 | 0 | 0 | 0 | 0 | 0 | 0 | 0 | 0 | 0
[35 empty] | 7.3.4.4 Infrared inspections of distribution electric lines and equipment | WLDFR | HFTD - Distribution - Tier 2 - 5QU CoRE ¦ 1QU LoRE | 2022 | 0.93458 | 0 | 0 | 0 | 0 | 0 | 0 | 0 | 0 | 0.0094281 | 0.054056 | 0 | 0.054056 | 0 | 0 | 0 | 0 | 0 | 0 | 0.050519 | 0 | 0.0094281 | 0.0088113 | 0.054056 | 0.050519 | 0 | 0 | 0.054056 | 0.050519
[35 empty] | 7.3.4.4 Infrared inspections of distribution electric lines and equipment | WLDFR | HFTD - Distribution - Tier 2 - 5QU CoRE ¦ 1QU LoRE | 2023 | 0.87344 | 0 | 0 | 0 | 0 | 0 | 0 | 0 | 0 | 0 | 0 | 0 | 0 | 0.0094281 | 0.056037 | 0 | 0.056037 | 0 | 0 | 0 | 0.048945 | 0 | 0 | 0 | 0 | 0 | 0 | 0 | 0
[35 empty] | 7.3.4.4 Infrared inspections of distribution electric lines and equipment | WLDFR | HFTD - Distribution - Tier 2 - 5QU CoRE ¦ 2QU LoRE | 2020 | 1 | 0.0099546 | 0.081335 | 0 | 0.081335 | 0 | 0 | 0 | 0 | 0 | 0 | 0 | 0 | 0 | 0 | 0 | 0 | 0.081335 | 0 | 0 | 0 | 0 | 0 | 0 | 0 | 0 | 0 | 0 | 0
[35 empty] | 7.3.4.4 Infrared inspections of distribution electric lines and equipment | WLDFR | HFTD - Distribution - Tier 2 - 5QU CoRE ¦ 2QU LoRE | 2021 | 1 | 0 | 0 | 0 | 0 | 0.0099546 | 0.081335 | 0 | 0.081335 | 0 | 0 | 0 | 0 | 0 | 0 | 0 | 0 | 0 | 0.081335 | 0 | 0 | 0 | 0 | 0 | 0 | 0 | 0 | 0 | 0
[35 empty] | 7.3.4.4 Infrared inspections of distribution electric lines and equipment | WLDFR | HFTD - Distribution - Tier 2 - 5QU CoRE ¦ 2QU LoRE | 2022 | 0.93458 | 0 | 0 | 0 | 0 | 0 | 0 | 0 | 0 | 0.0096263 | 0.076762 | 0 | 0.076762 | 0 | 0 | 0 | 0 | 0 | 0 | 0.07174 | 0 | 0.0096263 | 0.0089966 | 0.076762 | 0.07174 | 0 | 0 | 0.076762 | 0.07174
[35 empty] | 7.3.4.4 Infrared inspections of distribution electric lines and equipment | WLDFR | HFTD - Distribution - Tier 2 - 5QU CoRE ¦ 2QU LoRE | 2023 | 0.87344 | 0 | 0 | 0 | 0 | 0 | 0 | 0 | 0 | 0 | 0 | 0 | 0 | 0.0096263 | 0.079575 | 0 | 0.079575 | 0 | 0 | 0 | 0.069504 | 0 | 0 | 0 | 0 | 0 | 0 | 0 | 0
[35 empty] | 7.3.4.4 Infrared inspections of distribution electric lines and equipment | WLDFR | HFTD - Distribution - Tier 2 - 5QU CoRE ¦ 3QU LoRE | 2020 | 1 | 0.005503 | 0.031119 | 0 | 0.031119 | 0 | 0 | 0 | 0 | 0 | 0 | 0 | 0 | 0 | 0 | 0 | 0 | 0.031119 | 0 | 0 | 0 | 0 | 0 | 0 | 0 | 0 | 0 | 0 | 0
[35 empty] | 7.3.4.4 Infrared inspections of distribution electric lines and equipment | WLDFR | HFTD - Distribution - Tier 2 - 5QU CoRE ¦ 3QU LoRE | 2021 | 1 | 0 | 0 | 0 | 0 | 0.005503 | 0.031119 | 0 | 0.031119 | 0 | 0 | 0 | 0 | 0 | 0 | 0 | 0 | 0 | 0.031119 | 0 | 0 | 0 | 0 | 0 | 0 | 0 | 0 | 0 | 0
[35 empty] | 7.3.4.4 Infrared inspections of distribution electric lines and equipment | WLDFR | HFTD - Distribution - Tier 2 - 5QU CoRE ¦ 3QU LoRE | 2022 | 0.93458 | 0 | 0 | 0 | 0 | 0 | 0 | 0 | 0 | 0.0058506 | 0.03722 | 0 | 0.03722 | 0 | 0 | 0 | 0 | 0 | 0 | 0.034785 | 0 | 0.0058506 | 0.0054678 | 0.03722 | 0.034785 | 0 | 0 | 0.03722 | 0.034785
[35 empty] | 7.3.4.4 Infrared inspections of distribution electric lines and equipment | WLDFR | HFTD - Distribution - Tier 2 - 5QU CoRE ¦ 3QU LoRE | 2023 | 0.87344 | 0 | 0 | 0 | 0 | 0 | 0 | 0 | 0 | 0 | 0 | 0 | 0 | 0.0058506 | 0.038584 | 0 | 0.038584 | 0 | 0 | 0 | 0.033701 | 0 | 0 | 0 | 0 | 0 | 0 | 0 | 0
[35 empty] | 7.3.4.4 Infrared inspections of distribution electric lines and equipment | WLDFR | HFTD - Distribution - Tier 2 - 5QU CoRE ¦ 4QU LoRE | 2020 | 1 | 0.0047951 | 0.038863 | 0 | 0.038863 | 0 | 0 | 0 | 0 | 0 | 0 | 0 | 0 | 0 | 0 | 0 | 0 | 0.038863 | 0 | 0 | 0 | 0 | 0 | 0 | 0 | 0 | 0 | 0 | 0
[35 empty] | 7.3.4.4 Infrared inspections of distribution electric lines and equipment | WLDFR | HFTD - Distribution - Tier 2 - 5QU CoRE ¦ 4QU LoRE | 2021 | 1 | 0 | 0 | 0 | 0 | 0.0047951 | 0.038863 | 0 | 0.038863 | 0 | 0 | 0 | 0 | 0 | 0 | 0 | 0 | 0 | 0.038863 | 0 | 0 | 0 | 0 | 0 | 0 | 0 | 0 | 0 | 0
[35 empty] | 7.3.4.4 Infrared inspections of distribution electric lines and equipment | WLDFR | HFTD - Distribution - Tier 2 - 5QU CoRE ¦ 4QU LoRE | 2022 | 0.93458 | 0 | 0 | 0 | 0 | 0 | 0 | 0 | 0 | 0.0043501 | 0.032005 | 0 | 0.032005 | 0 | 0 | 0 | 0 | 0 | 0 | 0.029911 | 0 | 0.0043501 | 0.0040655 | 0.032005 | 0.029911 | 0 | 0 | 0.032005 | 0.029911
[35 empty] | 7.3.4.4 Infrared inspections of distribution electric lines and equipment | WLDFR | HFTD - Distribution - Tier 2 - 5QU CoRE ¦ 4QU LoRE | 2023 | 0.87344 | 0 | 0 | 0 | 0 | 0 | 0 | 0 | 0 | 0 | 0 | 0 | 0 | 0.0043501 | 0.033178 | 0 | 0.033178 | 0 | 0 | 0 | 0.028979 | 0 | 0 | 0 | 0 | 0 | 0 | 0 | 0
[35 empty] | 7.3.4.4 Infrared inspections of distribution electric lines and equipment | WLDFR | HFTD - Distribution - Tier 2 - 5QU CoRE ¦ 5QU LoRE | 2020 | 1 | 0.0051597 | 0.03742 | 0 | 0.03742 | 0 | 0 | 0 | 0 | 0 | 0 | 0 | 0 | 0 | 0 | 0 | 0 | 0.03742 | 0 | 0 | 0 | 0 | 0 | 0 | 0 | 0 | 0 | 0 | 0
[35 empty] | 7.3.4.4 Infrared inspections of distribution electric lines and equipment | WLDFR | HFTD - Distribution - Tier 2 - 5QU CoRE ¦ 5QU LoRE | 2021 | 1 | 0 | 0 | 0 | 0 | 0.0051597 | 0.03742 | 0 | 0.03742 | 0 | 0 | 0 | 0 | 0 | 0 | 0 | 0 | 0 | 0.03742 | 0 | 0 | 0 | 0 | 0 | 0 | 0 | 0 | 0 | 0
[35 empty] | 7.3.4.4 Infrared inspections of distribution electric lines and equipment | WLDFR | HFTD - Distribution - Tier 2 - 5QU CoRE ¦ 5QU LoRE | 2022 | 0.93458 | 0 | 0 | 0 | 0 | 0 | 0 | 0 | 0 | 0.0050971 | 0.036981 | 0 | 0.036981 | 0 | 0 | 0 | 0 | 0 | 0 | 0.034562 | 0 | 0.0050971 | 0.0047636 | 0.036981 | 0.034562 | 0 | 0 | 0.036981 | 0.034562
[35 empty] | 7.3.4.4 Infrared inspections of distribution electric lines and equipment | WLDFR | HFTD - Distribution - Tier 2 - 5QU CoRE ¦ 5QU LoRE | 2023 | 0.87344 | 0 | 0 | 0 | 0 | 0 | 0 | 0 | 0 | 0 | 0 | 0 | 0 | 0.0050971 | 0.038336 | 0 | 0.038336 | 0 | 0 | 0 | 0.033484 | 0 | 0 | 0 | 0 | 0 | 0 | 0 | 0
[35 empty] | 7.3.4.4 Infrared inspections of distribution electric lines and equipment | WLDFR | HFTD - Distribution - Tier 3 - 1QU CoRE ¦ 1QU LoRE | 2020 | 1 | 0.00085606 | 0.73717 | 0 | 0.73717 | 0 | 0 | 0 | 0 | 0 | 0 | 0 | 0 | 0 | 0 | 0 | 0 | 0.73717 | 0 | 0 | 0 | 0 | 0 | 0 | 0 | 0 | 0 | 0 | 0
[35 empty] | 7.3.4.4 Infrared inspections of distribution electric lines and equipment | WLDFR | HFTD - Distribution - Tier 3 - 1QU CoRE ¦ 1QU LoRE | 2021 | 1 | 0 | 0 | 0 | 0 | 0.00085606 | 0.73717 | 0 | 0.73717 | 0 | 0 | 0 | 0 | 0 | 0 | 0 | 0 | 0 | 0.73717 | 0 | 0 | 0 | 0 | 0 | 0 | 0 | 0 | 0 | 0
[35 empty] | 7.3.4.4 Infrared inspections of distribution electric lines and equipment | WLDFR | HFTD - Distribution - Tier 3 - 1QU CoRE ¦ 1QU LoRE | 2022 | 0.93458 | 0 | 0 | 0 | 0 | 0 | 0 | 0 | 0 | 0.00073559 | 0.63555 | 0 | 0.63555 | 0 | 0 | 0 | 0 | 0 | 0 | 0.59398 | 0 | 0.00073559 | 0.00068747 | 0.63555 | 0.59398 | 0 | 0 | 0.63555 | 0.59398
[35 empty] | 7.3.4.4 Infrared inspections of distribution electric lines and equipment | WLDFR | HFTD - Distribution - Tier 3 - 1QU CoRE ¦ 1QU LoRE | 2023 | 0.87344 | 0 | 0 | 0 | 0 | 0 | 0 | 0 | 0 | 0 | 0 | 0 | 0 | 0.00073559 | 0.65884 | 0 | 0.65884 | 0 | 0 | 0 | 0.57546 | 0 | 0 | 0 | 0 | 0 | 0 | 0 | 0
[35 empty] | 7.3.4.4 Infrared inspections of distribution electric lines and equipment | WLDFR | HFTD - Distribution - Tier 3 - 1QU CoRE ¦ 2QU LoRE | 2020 | 1 | 0.0020521 | 1.3221 | 0 | 1.3221 | 0 | 0 | 0 | 0 | 0 | 0 | 0 | 0 | 0 | 0 | 0 | 0 | 1.3221 | 0 | 0 | 0 | 0 | 0 | 0 | 0 | 0 | 0 | 0 | 0
[35 empty] | 7.3.4.4 Infrared inspections of distribution electric lines and equipment | WLDFR | HFTD - Distribution - Tier 3 - 1QU CoRE ¦ 2QU LoRE | 2021 | 1 | 0 | 0 | 0 | 0 | 0.0020521 | 1.3221 | 0 | 1.3221 | 0 | 0 | 0 | 0 | 0 | 0 | 0 | 0 | 0 | 1.3221 | 0 | 0 | 0 | 0 | 0 | 0 | 0 | 0 | 0 | 0
[35 empty] | 7.3.4.4 Infrared inspections of distribution electric lines and equipment | WLDFR | HFTD - Distribution - Tier 3 - 1QU CoRE ¦ 2QU LoRE | 2022 | 0.93458 | 0 | 0 | 0 | 0 | 0 | 0 | 0 | 0 | 0.0019612 | 1.2787 | 0 | 1.2787 | 0 | 0 | 0 | 0 | 0 | 0 | 1.195 | 0 | 0.0019612 | 0.0018329 | 1.2787 | 1.195 | 0 | 0 | 1.2787 | 1.195
[35 empty] | 7.3.4.4 Infrared inspections of distribution electric lines and equipment | WLDFR | HFTD - Distribution - Tier 3 - 1QU CoRE ¦ 2QU LoRE | 2023 | 0.87344 | 0 | 0 | 0 | 0 | 0 | 0 | 0 | 0 | 0 | 0 | 0 | 0 | 0.0019612 | 1.3255 | 0 | 1.3255 | 0 | 0 | 0 | 1.1578 | 0 | 0 | 0 | 0 | 0 | 0 | 0 | 0
[35 empty] | 7.3.4.4 Infrared inspections of distribution electric lines and equipment | WLDFR | HFTD - Distribution - Tier 3 - 1QU CoRE ¦ 3QU LoRE | 2020 | 1 | 0.00048895 | 0.27037 | 0 | 0.27037 | 0 | 0 | 0 | 0 | 0 | 0 | 0 | 0 | 0 | 0 | 0 | 0 | 0.27037 | 0 | 0 | 0 | 0 | 0 | 0 | 0 | 0 | 0 | 0 | 0
[35 empty] | 7.3.4.4 Infrared inspections of distribution electric lines and equipment | WLDFR | HFTD - Distribution - Tier 3 - 1QU CoRE ¦ 3QU LoRE | 2021 | 1 | 0 | 0 | 0 | 0 | 0.00048895 | 0.27037 | 0 | 0.27037 | 0 | 0 | 0 | 0 | 0 | 0 | 0 | 0 | 0 | 0.27037 | 0 | 0 | 0 | 0 | 0 | 0 | 0 | 0 | 0 | 0
[35 empty] | 7.3.4.4 Infrared inspections of distribution electric lines and equipment | WLDFR | HFTD - Distribution - Tier 3 - 1QU CoRE ¦ 3QU LoRE | 2022 | 0.93458 | 0 | 0 | 0 | 0 | 0 | 0 | 0 | 0 | 0.00070449 | 0.35832 | 0 | 0.35832 | 0 | 0 | 0 | 0 | 0 | 0 | 0.33488 | 0 | 0.00070449 | 0.0006584 | 0.35832 | 0.33488 | 0 | 0 | 0.35832 | 0.33488
[35 empty] | 7.3.4.4 Infrared inspections of distribution electric lines and equipment | WLDFR | HFTD - Distribution - Tier 3 - 1QU CoRE ¦ 3QU LoRE | 2023 | 0.87344 | 0 | 0 | 0 | 0 | 0 | 0 | 0 | 0 | 0 | 0 | 0 | 0 | 0.00070449 | 0.37145 | 0 | 0.37145 | 0 | 0 | 0 | 0.32444 | 0 | 0 | 0 | 0 | 0 | 0 | 0 | 0
[35 empty] | 7.3.4.4 Infrared inspections of distribution electric lines and equipment | WLDFR | HFTD - Distribution - Tier 3 - 1QU CoRE ¦ 4QU LoRE | 2020 | 1 | 0.0015021 | 0.8473 | 0 | 0.8473 | 0 | 0 | 0 | 0 | 0 | 0 | 0 | 0 | 0 | 0 | 0 | 0 | 0.8473 | 0 | 0 | 0 | 0 | 0 | 0 | 0 | 0 | 0 | 0 | 0
[35 empty] | 7.3.4.4 Infrared inspections of distribution electric lines and equipment | WLDFR | HFTD - Distribution - Tier 3 - 1QU CoRE ¦ 4QU LoRE | 2021 | 1 | 0 | 0 | 0 | 0 | 0.0015021 | 0.8473 | 0 | 0.8473 | 0 | 0 | 0 | 0 | 0 | 0 | 0 | 0 | 0 | 0.8473 | 0 | 0 | 0 | 0 | 0 | 0 | 0 | 0 | 0 | 0
[35 empty] | 7.3.4.4 Infrared inspections of distribution electric lines and equipment | WLDFR | HFTD - Distribution - Tier 3 - 1QU CoRE ¦ 4QU LoRE | 2022 | 0.93458 | 0 | 0 | 0 | 0 | 0 | 0 | 0 | 0 | 0.001394 | 0.78382 | 0 | 0.78382 | 0 | 0 | 0 | 0 | 0 | 0 | 0.73255 | 0 | 0.001394 | 0.0013028 | 0.78382 | 0.73255 | 0 | 0 | 0.78382 | 0.73255
[35 empty] | 7.3.4.4 Infrared inspections of distribution electric lines and equipment | WLDFR | HFTD - Distribution - Tier 3 - 1QU CoRE ¦ 4QU LoRE | 2023 | 0.87344 | 0 | 0 | 0 | 0 | 0 | 0 | 0 | 0 | 0 | 0 | 0 | 0 | 0.001394 | 0.81255 | 0 | 0.81255 | 0 | 0 | 0 | 0.70971 | 0 | 0 | 0 | 0 | 0 | 0 | 0 | 0
[35 empty] | 7.3.4.4 Infrared inspections of distribution electric lines and equipment | WLDFR | HFTD - Distribution - Tier 3 - 1QU CoRE ¦ 5QU LoRE | 2020 | 1 | 0.00071428 | 0.33404 | 0 | 0.33404 | 0 | 0 | 0 | 0 | 0 | 0 | 0 | 0 | 0 | 0 | 0 | 0 | 0.33404 | 0 | 0 | 0 | 0 | 0 | 0 | 0 | 0 | 0 | 0 | 0
[35 empty] | 7.3.4.4 Infrared inspections of distribution electric lines and equipment | WLDFR | HFTD - Distribution - Tier 3 - 1QU CoRE ¦ 5QU LoRE | 2021 | 1 | 0 | 0 | 0 | 0 | 0.00071428 | 0.33404 | 0 | 0.33404 | 0 | 0 | 0 | 0 | 0 | 0 | 0 | 0 | 0 | 0.33404 | 0 | 0 | 0 | 0 | 0 | 0 | 0 | 0 | 0 | 0
[35 empty] | 7.3.4.4 Infrared inspections of distribution electric lines and equipment | WLDFR | HFTD - Distribution - Tier 3 - 1QU CoRE ¦ 5QU LoRE | 2022 | 0.93458 | 0 | 0 | 0 | 0 | 0 | 0 | 0 | 0 | 0.00082476 | 0.37534 | 0 | 0.37534 | 0 | 0 | 0 | 0 | 0 | 0 | 0.35079 | 0 | 0.00082476 | 0.00077081 | 0.37534 | 0.35079 | 0 | 0 | 0.37534 | 0.35079
[35 empty] | 7.3.4.4 Infrared inspections of distribution electric lines and equipment | WLDFR | HFTD - Distribution - Tier 3 - 1QU CoRE ¦ 5QU LoRE | 2023 | 0.87344 | 0 | 0 | 0 | 0 | 0 | 0 | 0 | 0 | 0 | 0 | 0 | 0 | 0.00082476 | 0.3891 | 0 | 0.3891 | 0 | 0 | 0 | 0.33985 | 0 | 0 | 0 | 0 | 0 | 0 | 0 | 0
[35 empty] | 7.3.4.4 Infrared inspections of distribution electric lines and equipment | WLDFR | HFTD - Distribution - Tier 3 - 2QU CoRE ¦ 1QU LoRE | 2020 | 1 | 0.002837 | 0.99386 | 0 | 0.99386 | 0 | 0 | 0 | 0 | 0 | 0 | 0 | 0 | 0 | 0 | 0 | 0 | 0.99386 | 0 | 0 | 0 | 0 | 0 | 0 | 0 | 0 | 0 | 0 | 0
[35 empty] | 7.3.4.4 Infrared inspections of distribution electric lines and equipment | WLDFR | HFTD - Distribution - Tier 3 - 2QU CoRE ¦ 1QU LoRE | 2021 | 1 | 0 | 0 | 0 | 0 | 0.002837 | 0.99386 | 0 | 0.99386 | 0 | 0 | 0 | 0 | 0 | 0 | 0 | 0 | 0 | 0.99386 | 0 | 0 | 0 | 0 | 0 | 0 | 0 | 0 | 0 | 0
[35 empty] | 7.3.4.4 Infrared inspections of distribution electric lines and equipment | WLDFR | HFTD - Distribution - Tier 3 - 2QU CoRE ¦ 1QU LoRE | 2022 | 0.93458 | 0 | 0 | 0 | 0 | 0 | 0 | 0 | 0 | 0.0023065 | 0.81773 | 0 | 0.81773 | 0 | 0 | 0 | 0 | 0 | 0 | 0.76423 | 0 | 0.0023065 | 0.0021556 | 0.81773 | 0.76423 | 0 | 0 | 0.81773 | 0.76423
[35 empty] | 7.3.4.4 Infrared inspections of distribution electric lines and equipment | WLDFR | HFTD - Distribution - Tier 3 - 2QU CoRE ¦ 1QU LoRE | 2023 | 0.87344 | 0 | 0 | 0 | 0 | 0 | 0 | 0 | 0 | 0 | 0 | 0 | 0 | 0.0023065 | 0.84769 | 0 | 0.84769 | 0 | 0 | 0 | 0.74041 | 0 | 0 | 0 | 0 | 0 | 0 | 0 | 0
[35 empty] | 7.3.4.4 Infrared inspections of distribution electric lines and equipment | WLDFR | HFTD - Distribution - Tier 3 - 2QU CoRE ¦ 2QU LoRE | 2020 | 1 | 0.0039078 | 1.0431 | 0 | 1.0431 | 0 | 0 | 0 | 0 | 0 | 0 | 0 | 0 | 0 | 0 | 0 | 0 | 1.0431 | 0 | 0 | 0 | 0 | 0 | 0 | 0 | 0 | 0 | 0 | 0
[35 empty] | 7.3.4.4 Infrared inspections of distribution electric lines and equipment | WLDFR | HFTD - Distribution - Tier 3 - 2QU CoRE ¦ 2QU LoRE | 2021 | 1 | 0 | 0 | 0 | 0 | 0.0039078 | 1.0431 | 0 | 1.0431 | 0 | 0 | 0 | 0 | 0 | 0 | 0 | 0 | 0 | 1.0431 | 0 | 0 | 0 | 0 | 0 | 0 | 0 | 0 | 0 | 0
[35 empty] | 7.3.4.4 Infrared inspections of distribution electric lines and equipment | WLDFR | HFTD - Distribution - Tier 3 - 2QU CoRE ¦ 2QU LoRE | 2022 | 0.93458 | 0 | 0 | 0 | 0 | 0 | 0 | 0 | 0 | 0.0033128 | 0.91446 | 0 | 0.91446 | 0 | 0 | 0 | 0 | 0 | 0 | 0.85463 | 0 | 0.0033128 | 0.003096 | 0.91446 | 0.85463 | 0 | 0 | 0.91446 | 0.85463
[35 empty] | 7.3.4.4 Infrared inspections of distribution electric lines and equipment | WLDFR | HFTD - Distribution - Tier 3 - 2QU CoRE ¦ 2QU LoRE | 2023 | 0.87344 | 0 | 0 | 0 | 0 | 0 | 0 | 0 | 0 | 0 | 0 | 0 | 0 | 0.0033128 | 0.94797 | 0 | 0.94797 | 0 | 0 | 0 | 0.82799 | 0 | 0 | 0 | 0 | 0 | 0 | 0 | 0
[35 empty] | 7.3.4.4 Infrared inspections of distribution electric lines and equipment | WLDFR | HFTD - Distribution - Tier 3 - 2QU CoRE ¦ 3QU LoRE | 2020 | 1 | 0.0028091 | 0.9863 | 0 | 0.9863 | 0 | 0 | 0 | 0 | 0 | 0 | 0 | 0 | 0 | 0 | 0 | 0 | 0.9863 | 0 | 0 | 0 | 0 | 0 | 0 | 0 | 0 | 0 | 0 | 0
[35 empty] | 7.3.4.4 Infrared inspections of distribution electric lines and equipment | WLDFR | HFTD - Distribution - Tier 3 - 2QU CoRE ¦ 3QU LoRE | 2021 | 1 | 0 | 0 | 0 | 0 | 0.0028091 | 0.9863 | 0 | 0.9863 | 0 | 0 | 0 | 0 | 0 | 0 | 0 | 0 | 0 | 0.9863 | 0 | 0 | 0 | 0 | 0 | 0 | 0 | 0 | 0 | 0
[35 empty] | 7.3.4.4 Infrared inspections of distribution electric lines and equipment | WLDFR | HFTD - Distribution - Tier 3 - 2QU CoRE ¦ 3QU LoRE | 2022 | 0.93458 | 0 | 0 | 0 | 0 | 0 | 0 | 0 | 0 | 0.0034986 | 1.0779 | 0 | 1.0779 | 0 | 0 | 0 | 0 | 0 | 0 | 1.0074 | 0 | 0.0034986 | 0.0032697 | 1.0779 | 1.0074 | 0 | 0 | 1.0779 | 1.0074
[35 empty] | 7.3.4.4 Infrared inspections of distribution electric lines and equipment | WLDFR | HFTD - Distribution - Tier 3 - 2QU CoRE ¦ 3QU LoRE | 2023 | 0.87344 | 0 | 0 | 0 | 0 | 0 | 0 | 0 | 0 | 0 | 0 | 0 | 0 | 0.0034986 | 1.1174 | 0 | 1.1174 | 0 | 0 | 0 | 0.97595 | 0 | 0 | 0 | 0 | 0 | 0 | 0 | 0
[35 empty] | 7.3.4.4 Infrared inspections of distribution electric lines and equipment | WLDFR | HFTD - Distribution - Tier 3 - 2QU CoRE ¦ 4QU LoRE | 2020 | 1 | 0.00086516 | 0.2913 | 0 | 0.2913 | 0 | 0 | 0 | 0 | 0 | 0 | 0 | 0 | 0 | 0 | 0 | 0 | 0.2913 | 0 | 0 | 0 | 0 | 0 | 0 | 0 | 0 | 0 | 0 | 0
[35 empty] | 7.3.4.4 Infrared inspections of distribution electric lines and equipment | WLDFR | HFTD - Distribution - Tier 3 - 2QU CoRE ¦ 4QU LoRE | 2021 | 1 | 0 | 0 | 0 | 0 | 0.00086516 | 0.2913 | 0 | 0.2913 | 0 | 0 | 0 | 0 | 0 | 0 | 0 | 0 | 0 | 0.2913 | 0 | 0 | 0 | 0 | 0 | 0 | 0 | 0 | 0 | 0
[35 empty] | 7.3.4.4 Infrared inspections of distribution electric lines and equipment | WLDFR | HFTD - Distribution - Tier 3 - 2QU CoRE ¦ 4QU LoRE | 2022 | 0.93458 | 0 | 0 | 0 | 0 | 0 | 0 | 0 | 0 | 0.0013622 | 0.48362 | 0 | 0.48362 | 0 | 0 | 0 | 0 | 0 | 0 | 0.45198 | 0 | 0.0013622 | 0.0012731 | 0.48362 | 0.45198 | 0 | 0 | 0.48362 | 0.45198
[35 empty] | 7.3.4.4 Infrared inspections of distribution electric lines and equipment | WLDFR | HFTD - Distribution - Tier 3 - 2QU CoRE ¦ 4QU LoRE | 2023 | 0.87344 | 0 | 0 | 0 | 0 | 0 | 0 | 0 | 0 | 0 | 0 | 0 | 0 | 0.0013622 | 0.50134 | 0 | 0.50134 | 0 | 0 | 0 | 0.43789 | 0 | 0 | 0 | 0 | 0 | 0 | 0 | 0
[35 empty] | 7.3.4.4 Infrared inspections of distribution electric lines and equipment | WLDFR | HFTD - Distribution - Tier 3 - 2QU CoRE ¦ 5QU LoRE | 2020 | 1 | 0.00041991 | 0.17644 | 0 | 0.17644 | 0 | 0 | 0 | 0 | 0 | 0 | 0 | 0 | 0 | 0 | 0 | 0 | 0.17644 | 0 | 0 | 0 | 0 | 0 | 0 | 0 | 0 | 0 | 0 | 0
[35 empty] | 7.3.4.4 Infrared inspections of distribution electric lines and equipment | WLDFR | HFTD - Distribution - Tier 3 - 2QU CoRE ¦ 5QU LoRE | 2021 | 1 | 0 | 0 | 0 | 0 | 0.00041991 | 0.17644 | 0 | 0.17644 | 0 | 0 | 0 | 0 | 0 | 0 | 0 | 0 | 0 | 0.17644 | 0 | 0 | 0 | 0 | 0 | 0 | 0 | 0 | 0 | 0
[35 empty] | 7.3.4.4 Infrared inspections of distribution electric lines and equipment | WLDFR | HFTD - Distribution - Tier 3 - 2QU CoRE ¦ 5QU LoRE | 2022 | 0.93458 | 0 | 0 | 0 | 0 | 0 | 0 | 0 | 0 | 0.00028464 | 0.094852 | 0 | 0.094852 | 0 | 0 | 0 | 0 | 0 | 0 | 0.088646 | 0 | 0.00028464 | 0.00026601 | 0.094852 | 0.088646 | 0 | 0 | 0.094852 | 0.088646
[35 empty] | 7.3.4.4 Infrared inspections of distribution electric lines and equipment | WLDFR | HFTD - Distribution - Tier 3 - 2QU CoRE ¦ 5QU LoRE | 2023 | 0.87344 | 0 | 0 | 0 | 0 | 0 | 0 | 0 | 0 | 0 | 0 | 0 | 0 | 0.00028464 | 0.098327 | 0 | 0.098327 | 0 | 0 | 0 | 0.085883 | 0 | 0 | 0 | 0 | 0 | 0 | 0 | 0
[35 empty] | 7.3.4.4 Infrared inspections of distribution electric lines and equipment | WLDFR | HFTD - Distribution - Tier 3 - 3QU CoRE ¦ 1QU LoRE | 2020 | 1 | 0.0056303 | 0.75168 | 0 | 0.75168 | 0 | 0 | 0 | 0 | 0 | 0 | 0 | 0 | 0 | 0 | 0 | 0 | 0.75168 | 0 | 0 | 0 | 0 | 0 | 0 | 0 | 0 | 0 | 0 | 0
[35 empty] | 7.3.4.4 Infrared inspections of distribution electric lines and equipment | WLDFR | HFTD - Distribution - Tier 3 - 3QU CoRE ¦ 1QU LoRE | 2021 | 1 | 0 | 0 | 0 | 0 | 0.0056303 | 0.75168 | 0 | 0.75168 | 0 | 0 | 0 | 0 | 0 | 0 | 0 | 0 | 0 | 0.75168 | 0 | 0 | 0 | 0 | 0 | 0 | 0 | 0 | 0 | 0
[35 empty] | 7.3.4.4 Infrared inspections of distribution electric lines and equipment | WLDFR | HFTD - Distribution - Tier 3 - 3QU CoRE ¦ 1QU LoRE | 2022 | 0.93458 | 0 | 0 | 0 | 0 | 0 | 0 | 0 | 0 | 0.0053013 | 0.70937 | 0 | 0.70937 | 0 | 0 | 0 | 0 | 0 | 0 | 0.66296 | 0 | 0.0053013 | 0.0049545 | 0.70937 | 0.66296 | 0 | 0 | 0.70937 | 0.66296
[35 empty] | 7.3.4.4 Infrared inspections of distribution electric lines and equipment | WLDFR | HFTD - Distribution - Tier 3 - 3QU CoRE ¦ 1QU LoRE | 2023 | 0.87344 | 0 | 0 | 0 | 0 | 0 | 0 | 0 | 0 | 0 | 0 | 0 | 0 | 0.0053013 | 0.73536 | 0 | 0.73536 | 0 | 0 | 0 | 0.64229 | 0 | 0 | 0 | 0 | 0 | 0 | 0 | 0
[35 empty] | 7.3.4.4 Infrared inspections of distribution electric lines and equipment | WLDFR | HFTD - Distribution - Tier 3 - 3QU CoRE ¦ 2QU LoRE | 2020 | 1 | 0.0071957 | 0.95359 | 0 | 0.95359 | 0 | 0 | 0 | 0 | 0 | 0 | 0 | 0 | 0 | 0 | 0 | 0 | 0.95359 | 0 | 0 | 0 | 0 | 0 | 0 | 0 | 0 | 0 | 0 | 0
[35 empty] | 7.3.4.4 Infrared inspections of distribution electric lines and equipment | WLDFR | HFTD - Distribution - Tier 3 - 3QU CoRE ¦ 2QU LoRE | 2021 | 1 | 0 | 0 | 0 | 0 | 0.0071957 | 0.95359 | 0 | 0.95359 | 0 | 0 | 0 | 0 | 0 | 0 | 0 | 0 | 0 | 0.95359 | 0 | 0 | 0 | 0 | 0 | 0 | 0 | 0 | 0 | 0
[35 empty] | 7.3.4.4 Infrared inspections of distribution electric lines and equipment | WLDFR | HFTD - Distribution - Tier 3 - 3QU CoRE ¦ 2QU LoRE | 2022 | 0.93458 | 0 | 0 | 0 | 0 | 0 | 0 | 0 | 0 | 0.0074577 | 0.97195 | 0 | 0.97195 | 0 | 0 | 0 | 0 | 0 | 0 | 0.90836 | 0 | 0.0074577 | 0.0069698 | 0.97195 | 0.90836 | 0 | 0 | 0.97195 | 0.90836
[35 empty] | 7.3.4.4 Infrared inspections of distribution electric lines and equipment | WLDFR | HFTD - Distribution - Tier 3 - 3QU CoRE ¦ 2QU LoRE | 2023 | 0.87344 | 0 | 0 | 0 | 0 | 0 | 0 | 0 | 0 | 0 | 0 | 0 | 0 | 0.0074577 | 1.0076 | 0 | 1.0076 | 0 | 0 | 0 | 0.88004 | 0 | 0 | 0 | 0 | 0 | 0 | 0 | 0
[35 empty] | 7.3.4.4 Infrared inspections of distribution electric lines and equipment | WLDFR | HFTD - Distribution - Tier 3 - 3QU CoRE ¦ 3QU LoRE | 2020 | 1 | 0.0031035 | 0.42031 | 0 | 0.42031 | 0 | 0 | 0 | 0 | 0 | 0 | 0 | 0 | 0 | 0 | 0 | 0 | 0.42031 | 0 | 0 | 0 | 0 | 0 | 0 | 0 | 0 | 0 | 0 | 0
[35 empty] | 7.3.4.4 Infrared inspections of distribution electric lines and equipment | WLDFR | HFTD - Distribution - Tier 3 - 3QU CoRE ¦ 3QU LoRE | 2021 | 1 | 0 | 0 | 0 | 0 | 0.0031035 | 0.42031 | 0 | 0.42031 | 0 | 0 | 0 | 0 | 0 | 0 | 0 | 0 | 0 | 0.42031 | 0 | 0 | 0 | 0 | 0 | 0 | 0 | 0 | 0 | 0
[35 empty] | 7.3.4.4 Infrared inspections of distribution electric lines and equipment | WLDFR | HFTD - Distribution - Tier 3 - 3QU CoRE ¦ 3QU LoRE | 2022 | 0.93458 | 0 | 0 | 0 | 0 | 0 | 0 | 0 | 0 | 0.0026998 | 0.38268 | 0 | 0.38268 | 0 | 0 | 0 | 0 | 0 | 0 | 0.35764 | 0 | 0.0026998 | 0.0025232 | 0.38268 | 0.35764 | 0 | 0 | 0.38268 | 0.35764
[35 empty] | 7.3.4.4 Infrared inspections of distribution electric lines and equipment | WLDFR | HFTD - Distribution - Tier 3 - 3QU CoRE ¦ 3QU LoRE | 2023 | 0.87344 | 0 | 0 | 0 | 0 | 0 | 0 | 0 | 0 | 0 | 0 | 0 | 0 | 0.0026998 | 0.3967 | 0 | 0.3967 | 0 | 0 | 0 | 0.34649 | 0 | 0 | 0 | 0 | 0 | 0 | 0 | 0
[35 empty] | 7.3.4.4 Infrared inspections of distribution electric lines and equipment | WLDFR | HFTD - Distribution - Tier 3 - 3QU CoRE ¦ 4QU LoRE | 2020 | 1 | 0.0026781 | 0.4243 | 0 | 0.4243 | 0 | 0 | 0 | 0 | 0 | 0 | 0 | 0 | 0 | 0 | 0 | 0 | 0.4243 | 0 | 0 | 0 | 0 | 0 | 0 | 0 | 0 | 0 | 0 | 0
[35 empty] | 7.3.4.4 Infrared inspections of distribution electric lines and equipment | WLDFR | HFTD - Distribution - Tier 3 - 3QU CoRE ¦ 4QU LoRE | 2021 | 1 | 0 | 0 | 0 | 0 | 0.0026781 | 0.4243 | 0 | 0.4243 | 0 | 0 | 0 | 0 | 0 | 0 | 0 | 0 | 0 | 0.4243 | 0 | 0 | 0 | 0 | 0 | 0 | 0 | 0 | 0 | 0
[35 empty] | 7.3.4.4 Infrared inspections of distribution electric lines and equipment | WLDFR | HFTD - Distribution - Tier 3 - 3QU CoRE ¦ 4QU LoRE | 2022 | 0.93458 | 0 | 0 | 0 | 0 | 0 | 0 | 0 | 0 | 0.0027978 | 0.44206 | 0 | 0.44206 | 0 | 0 | 0 | 0 | 0 | 0 | 0.41314 | 0 | 0.0027978 | 0.0026147 | 0.44206 | 0.41314 | 0 | 0 | 0.44206 | 0.41314
[35 empty] | 7.3.4.4 Infrared inspections of distribution electric lines and equipment | WLDFR | HFTD - Distribution - Tier 3 - 3QU CoRE ¦ 4QU LoRE | 2023 | 0.87344 | 0 | 0 | 0 | 0 | 0 | 0 | 0 | 0 | 0 | 0 | 0 | 0 | 0.0027978 | 0.45826 | 0 | 0.45826 | 0 | 0 | 0 | 0.40026 | 0 | 0 | 0 | 0 | 0 | 0 | 0 | 0
[35 empty] | 7.3.4.4 Infrared inspections of distribution electric lines and equipment | WLDFR | HFTD - Distribution - Tier 3 - 3QU CoRE ¦ 5QU LoRE | 2020 | 1 | 0.0013221 | 0.17087 | 0 | 0.17087 | 0 | 0 | 0 | 0 | 0 | 0 | 0 | 0 | 0 | 0 | 0 | 0 | 0.17087 | 0 | 0 | 0 | 0 | 0 | 0 | 0 | 0 | 0 | 0 | 0
[35 empty] | 7.3.4.4 Infrared inspections of distribution electric lines and equipment | WLDFR | HFTD - Distribution - Tier 3 - 3QU CoRE ¦ 5QU LoRE | 2021 | 1 | 0 | 0 | 0 | 0 | 0.0013221 | 0.17087 | 0 | 0.17087 | 0 | 0 | 0 | 0 | 0 | 0 | 0 | 0 | 0 | 0.17087 | 0 | 0 | 0 | 0 | 0 | 0 | 0 | 0 | 0 | 0
[35 empty] | 7.3.4.4 Infrared inspections of distribution electric lines and equipment | WLDFR | HFTD - Distribution - Tier 3 - 3QU CoRE ¦ 5QU LoRE | 2022 | 0.93458 | 0 | 0 | 0 | 0 | 0 | 0 | 0 | 0 | 0.001683 | 0.18573 | 0 | 0.18573 | 0 | 0 | 0 | 0 | 0 | 0 | 0.17358 | 0 | 0.001683 | 0.0015729 | 0.18573 | 0.17358 | 0 | 0 | 0.18573 | 0.17358
[35 empty] | 7.3.4.4 Infrared inspections of distribution electric lines and equipment | WLDFR | HFTD - Distribution - Tier 3 - 3QU CoRE ¦ 5QU LoRE | 2023 | 0.87344 | 0 | 0 | 0 | 0 | 0 | 0 | 0 | 0 | 0 | 0 | 0 | 0 | 0.001683 | 0.19254 | 0 | 0.19254 | 0 | 0 | 0 | 0.16817 | 0 | 0 | 0 | 0 | 0 | 0 | 0 | 0
[35 empty] | 7.3.4.4 Infrared inspections of distribution electric lines and equipment | WLDFR | HFTD - Distribution - Tier 3 - 4QU CoRE ¦ 1QU LoRE | 2020 | 1 | 0.0076254 | 0.39612 | 0 | 0.39612 | 0 | 0 | 0 | 0 | 0 | 0 | 0 | 0 | 0 | 0 | 0 | 0 | 0.39612 | 0 | 0 | 0 | 0 | 0 | 0 | 0 | 0 | 0 | 0 | 0
[35 empty] | 7.3.4.4 Infrared inspections of distribution electric lines and equipment | WLDFR | HFTD - Distribution - Tier 3 - 4QU CoRE ¦ 1QU LoRE | 2021 | 1 | 0 | 0 | 0 | 0 | 0.0076254 | 0.39612 | 0 | 0.39612 | 0 | 0 | 0 | 0 | 0 | 0 | 0 | 0 | 0 | 0.39612 | 0 | 0 | 0 | 0 | 0 | 0 | 0 | 0 | 0 | 0
[35 empty] | 7.3.4.4 Infrared inspections of distribution electric lines and equipment | WLDFR | HFTD - Distribution - Tier 3 - 4QU CoRE ¦ 1QU LoRE | 2022 | 0.93458 | 0 | 0 | 0 | 0 | 0 | 0 | 0 | 0 | 0.0076114 | 0.39115 | 0 | 0.39115 | 0 | 0 | 0 | 0 | 0 | 0 | 0.36556 | 0 | 0.0076114 | 0.0071134 | 0.39115 | 0.36556 | 0 | 0 | 0.39115 | 0.36556
[35 empty] | 7.3.4.4 Infrared inspections of distribution electric lines and equipment | WLDFR | HFTD - Distribution - Tier 3 - 4QU CoRE ¦ 1QU LoRE | 2023 | 0.87344 | 0 | 0 | 0 | 0 | 0 | 0 | 0 | 0 | 0 | 0 | 0 | 0 | 0.0076114 | 0.40548 | 0 | 0.40548 | 0 | 0 | 0 | 0.35416 | 0 | 0 | 0 | 0 | 0 | 0 | 0 | 0
[35 empty] | 7.3.4.4 Infrared inspections of distribution electric lines and equipment | WLDFR | HFTD - Distribution - Tier 3 - 4QU CoRE ¦ 2QU LoRE | 2020 | 1 | 0.0069145 | 0.30856 | 0 | 0.30856 | 0 | 0 | 0 | 0 | 0 | 0 | 0 | 0 | 0 | 0 | 0 | 0 | 0.30856 | 0 | 0 | 0 | 0 | 0 | 0 | 0 | 0 | 0 | 0 | 0
[35 empty] | 7.3.4.4 Infrared inspections of distribution electric lines and equipment | WLDFR | HFTD - Distribution - Tier 3 - 4QU CoRE ¦ 2QU LoRE | 2021 | 1 | 0 | 0 | 0 | 0 | 0.0069145 | 0.30856 | 0 | 0.30856 | 0 | 0 | 0 | 0 | 0 | 0 | 0 | 0 | 0 | 0.30856 | 0 | 0 | 0 | 0 | 0 | 0 | 0 | 0 | 0 | 0
[35 empty] | 7.3.4.4 Infrared inspections of distribution electric lines and equipment | WLDFR | HFTD - Distribution - Tier 3 - 4QU CoRE ¦ 2QU LoRE | 2022 | 0.93458 | 0 | 0 | 0 | 0 | 0 | 0 | 0 | 0 | 0.0071653 | 0.31841 | 0 | 0.31841 | 0 | 0 | 0 | 0 | 0 | 0 | 0.29758 | 0 | 0.0071653 | 0.0066966 | 0.31841 | 0.29758 | 0 | 0 | 0.31841 | 0.29758
[35 empty] | 7.3.4.4 Infrared inspections of distribution electric lines and equipment | WLDFR | HFTD - Distribution - Tier 3 - 4QU CoRE ¦ 2QU LoRE | 2023 | 0.87344 | 0 | 0 | 0 | 0 | 0 | 0 | 0 | 0 | 0 | 0 | 0 | 0 | 0.0071653 | 0.33008 | 0 | 0.33008 | 0 | 0 | 0 | 0.2883 | 0 | 0 | 0 | 0 | 0 | 0 | 0 | 0
[35 empty] | 7.3.4.4 Infrared inspections of distribution electric lines and equipment | WLDFR | HFTD - Distribution - Tier 3 - 4QU CoRE ¦ 3QU LoRE | 2020 | 1 | 0.0050182 | 0.18792 | 0 | 0.18792 | 0 | 0 | 0 | 0 | 0 | 0 | 0 | 0 | 0 | 0 | 0 | 0 | 0.18792 | 0 | 0 | 0 | 0 | 0 | 0 | 0 | 0 | 0 | 0 | 0
[35 empty] | 7.3.4.4 Infrared inspections of distribution electric lines and equipment | WLDFR | HFTD - Distribution - Tier 3 - 4QU CoRE ¦ 3QU LoRE | 2021 | 1 | 0 | 0 | 0 | 0 | 0.0050182 | 0.18792 | 0 | 0.18792 | 0 | 0 | 0 | 0 | 0 | 0 | 0 | 0 | 0 | 0.18792 | 0 | 0 | 0 | 0 | 0 | 0 | 0 | 0 | 0 | 0
[35 empty] | 7.3.4.4 Infrared inspections of distribution electric lines and equipment | WLDFR | HFTD - Distribution - Tier 3 - 4QU CoRE ¦ 3QU LoRE | 2022 | 0.93458 | 0 | 0 | 0 | 0 | 0 | 0 | 0 | 0 | 0.0048199 | 0.18417 | 0 | 0.18417 | 0 | 0 | 0 | 0 | 0 | 0 | 0.17212 | 0 | 0.0048199 | 0.0045046 | 0.18417 | 0.17212 | 0 | 0 | 0.18417 | 0.17212
[35 empty] | 7.3.4.4 Infrared inspections of distribution electric lines and equipment | WLDFR | HFTD - Distribution - Tier 3 - 4QU CoRE ¦ 3QU LoRE | 2023 | 0.87344 | 0 | 0 | 0 | 0 | 0 | 0 | 0 | 0 | 0 | 0 | 0 | 0 | 0.0048199 | 0.19092 | 0 | 0.19092 | 0 | 0 | 0 | 0.16676 | 0 | 0 | 0 | 0 | 0 | 0 | 0 | 0
[35 empty] | 7.3.4.4 Infrared inspections of distribution electric lines and equipment | WLDFR | HFTD - Distribution - Tier 3 - 4QU CoRE ¦ 4QU LoRE | 2020 | 1 | 0.0026702 | 0.15669 | 0 | 0.15669 | 0 | 0 | 0 | 0 | 0 | 0 | 0 | 0 | 0 | 0 | 0 | 0 | 0.15669 | 0 | 0 | 0 | 0 | 0 | 0 | 0 | 0 | 0 | 0 | 0
[35 empty] | 7.3.4.4 Infrared inspections of distribution electric lines and equipment | WLDFR | HFTD - Distribution - Tier 3 - 4QU CoRE ¦ 4QU LoRE | 2021 | 1 | 0 | 0 | 0 | 0 | 0.0026702 | 0.15669 | 0 | 0.15669 | 0 | 0 | 0 | 0 | 0 | 0 | 0 | 0 | 0 | 0.15669 | 0 | 0 | 0 | 0 | 0 | 0 | 0 | 0 | 0 | 0
[35 empty] | 7.3.4.4 Infrared inspections of distribution electric lines and equipment | WLDFR | HFTD - Distribution - Tier 3 - 4QU CoRE ¦ 4QU LoRE | 2022 | 0.93458 | 0 | 0 | 0 | 0 | 0 | 0 | 0 | 0 | 0.0025415 | 0.14925 | 0 | 0.14925 | 0 | 0 | 0 | 0 | 0 | 0 | 0.13948 | 0 | 0.0025415 | 0.0023752 | 0.14925 | 0.13948 | 0 | 0 | 0.14925 | 0.13948
[35 empty] | 7.3.4.4 Infrared inspections of distribution electric lines and equipment | WLDFR | HFTD - Distribution - Tier 3 - 4QU CoRE ¦ 4QU LoRE | 2023 | 0.87344 | 0 | 0 | 0 | 0 | 0 | 0 | 0 | 0 | 0 | 0 | 0 | 0 | 0.0025415 | 0.15471 | 0 | 0.15471 | 0 | 0 | 0 | 0.13513 | 0 | 0 | 0 | 0 | 0 | 0 | 0 | 0
[35 empty] | 7.3.4.4 Infrared inspections of distribution electric lines and equipment | WLDFR | HFTD - Distribution - Tier 3 - 4QU CoRE ¦ 5QU LoRE | 2020 | 1 | 0.0013218 | 0.050161 | 0 | 0.050161 | 0 | 0 | 0 | 0 | 0 | 0 | 0 | 0 | 0 | 0 | 0 | 0 | 0.050161 | 0 | 0 | 0 | 0 | 0 | 0 | 0 | 0 | 0 | 0 | 0
[35 empty] | 7.3.4.4 Infrared inspections of distribution electric lines and equipment | WLDFR | HFTD - Distribution - Tier 3 - 4QU CoRE ¦ 5QU LoRE | 2021 | 1 | 0 | 0 | 0 | 0 | 0.0013218 | 0.050161 | 0 | 0.050161 | 0 | 0 | 0 | 0 | 0 | 0 | 0 | 0 | 0 | 0.050161 | 0 | 0 | 0 | 0 | 0 | 0 | 0 | 0 | 0 | 0
[35 empty] | 7.3.4.4 Infrared inspections of distribution electric lines and equipment | WLDFR | HFTD - Distribution - Tier 3 - 4QU CoRE ¦ 5QU LoRE | 2022 | 0.93458 | 0 | 0 | 0 | 0 | 0 | 0 | 0 | 0 | 0.0014697 | 0.054538 | 0 | 0.054538 | 0 | 0 | 0 | 0 | 0 | 0 | 0.05097 | 0 | 0.0014697 | 0.0013736 | 0.054538 | 0.05097 | 0 | 0 | 0.054538 | 0.05097
[35 empty] | 7.3.4.4 Infrared inspections of distribution electric lines and equipment | WLDFR | HFTD - Distribution - Tier 3 - 4QU CoRE ¦ 5QU LoRE | 2023 | 0.87344 | 0 | 0 | 0 | 0 | 0 | 0 | 0 | 0 | 0 | 0 | 0 | 0 | 0.0014697 | 0.056536 | 0 | 0.056536 | 0 | 0 | 0 | 0.049381 | 0 | 0 | 0 | 0 | 0 | 0 | 0 | 0
[35 empty] | 7.3.4.4 Infrared inspections of distribution electric lines and equipment | WLDFR | HFTD - Distribution - Tier 3 - 5QU CoRE ¦ 1QU LoRE | 2020 | 1 | 0.017699 | 0.10331 | 0 | 0.10331 | 0 | 0 | 0 | 0 | 0 | 0 | 0 | 0 | 0 | 0 | 0 | 0 | 0.10331 | 0 | 0 | 0 | 0 | 0 | 0 | 0 | 0 | 0 | 0 | 0
[35 empty] | 7.3.4.4 Infrared inspections of distribution electric lines and equipment | WLDFR | HFTD - Distribution - Tier 3 - 5QU CoRE ¦ 1QU LoRE | 2021 | 1 | 0 | 0 | 0 | 0 | 0.017699 | 0.10331 | 0 | 0.10331 | 0 | 0 | 0 | 0 | 0 | 0 | 0 | 0 | 0 | 0.10331 | 0 | 0 | 0 | 0 | 0 | 0 | 0 | 0 | 0 | 0
[35 empty] | 7.3.4.4 Infrared inspections of distribution electric lines and equipment | WLDFR | HFTD - Distribution - Tier 3 - 5QU CoRE ¦ 1QU LoRE | 2022 | 0.93458 | 0 | 0 | 0 | 0 | 0 | 0 | 0 | 0 | 0.017913 | 0.10353 | 0 | 0.10353 | 0 | 0 | 0 | 0 | 0 | 0 | 0.096757 | 0 | 0.017913 | 0.016741 | 0.10353 | 0.096757 | 0 | 0 | 0.10353 | 0.096757
[35 empty] | 7.3.4.4 Infrared inspections of distribution electric lines and equipment | WLDFR | HFTD - Distribution - Tier 3 - 5QU CoRE ¦ 1QU LoRE | 2023 | 0.87344 | 0 | 0 | 0 | 0 | 0 | 0 | 0 | 0 | 0 | 0 | 0 | 0 | 0.017913 | 0.10732 | 0 | 0.10732 | 0 | 0 | 0 | 0.093741 | 0 | 0 | 0 | 0 | 0 | 0 | 0 | 0
[35 empty] | 7.3.4.4 Infrared inspections of distribution electric lines and equipment | WLDFR | HFTD - Distribution - Tier 3 - 5QU CoRE ¦ 2QU LoRE | 2020 | 1 | 0.0070046 | 0.036238 | 0 | 0.036238 | 0 | 0 | 0 | 0 | 0 | 0 | 0 | 0 | 0 | 0 | 0 | 0 | 0.036238 | 0 | 0 | 0 | 0 | 0 | 0 | 0 | 0 | 0 | 0 | 0
[35 empty] | 7.3.4.4 Infrared inspections of distribution electric lines and equipment | WLDFR | HFTD - Distribution - Tier 3 - 5QU CoRE ¦ 2QU LoRE | 2021 | 1 | 0 | 0 | 0 | 0 | 0.0070046 | 0.036238 | 0 | 0.036238 | 0 | 0 | 0 | 0 | 0 | 0 | 0 | 0 | 0 | 0.036238 | 0 | 0 | 0 | 0 | 0 | 0 | 0 | 0 | 0 | 0
[35 empty] | 7.3.4.4 Infrared inspections of distribution electric lines and equipment | WLDFR | HFTD - Distribution - Tier 3 - 5QU CoRE ¦ 2QU LoRE | 2022 | 0.93458 | 0 | 0 | 0 | 0 | 0 | 0 | 0 | 0 | 0.0066031 | 0.033535 | 0 | 0.033535 | 0 | 0 | 0 | 0 | 0 | 0 | 0.031341 | 0 | 0.0066031 | 0.0061712 | 0.033535 | 0.031341 | 0 | 0 | 0.033535 | 0.031341
[35 empty] | 7.3.4.4 Infrared inspections of distribution electric lines and equipment | WLDFR | HFTD - Distribution - Tier 3 - 5QU CoRE ¦ 2QU LoRE | 2023 | 0.87344 | 0 | 0 | 0 | 0 | 0 | 0 | 0 | 0 | 0 | 0 | 0 | 0 | 0.0066031 | 0.034764 | 0 | 0.034764 | 0 | 0 | 0 | 0.030364 | 0 | 0 | 0 | 0 | 0 | 0 | 0 | 0
[35 empty] | 7.3.4.4 Infrared inspections of distribution electric lines and equipment | WLDFR | HFTD - Distribution - Tier 3 - 5QU CoRE ¦ 3QU LoRE | 2020 | 1 | 0.0023711 | 0.022691 | 0 | 0.022691 | 0 | 0 | 0 | 0 | 0 | 0 | 0 | 0 | 0 | 0 | 0 | 0 | 0.022691 | 0 | 0 | 0 | 0 | 0 | 0 | 0 | 0 | 0 | 0 | 0
[35 empty] | 7.3.4.4 Infrared inspections of distribution electric lines and equipment | WLDFR | HFTD - Distribution - Tier 3 - 5QU CoRE ¦ 3QU LoRE | 2021 | 1 | 0 | 0 | 0 | 0 | 0.0023711 | 0.022691 | 0 | 0.022691 | 0 | 0 | 0 | 0 | 0 | 0 | 0 | 0 | 0 | 0.022691 | 0 | 0 | 0 | 0 | 0 | 0 | 0 | 0 | 0 | 0
[35 empty] | 7.3.4.4 Infrared inspections of distribution electric lines and equipment | WLDFR | HFTD - Distribution - Tier 3 - 5QU CoRE ¦ 3QU LoRE | 2022 | 0.93458 | 0 | 0 | 0 | 0 | 0 | 0 | 0 | 0 | 0.0023891 | 0.021384 | 0 | 0.021384 | 0 | 0 | 0 | 0 | 0 | 0 | 0.019985 | 0 | 0.0023891 | 0.0022328 | 0.021384 | 0.019985 | 0 | 0 | 0.021384 | 0.019985
[35 empty] | 7.3.4.4 Infrared inspections of distribution electric lines and equipment | WLDFR | HFTD - Distribution - Tier 3 - 5QU CoRE ¦ 3QU LoRE | 2023 | 0.87344 | 0 | 0 | 0 | 0 | 0 | 0 | 0 | 0 | 0 | 0 | 0 | 0 | 0.0023891 | 0.022168 | 0 | 0.022168 | 0 | 0 | 0 | 0.019362 | 0 | 0 | 0 | 0 | 0 | 0 | 0 | 0
[35 empty] | 7.3.4.4 Infrared inspections of distribution electric lines and equipment | WLDFR | HFTD - Distribution - Tier 3 - 5QU CoRE ¦ 4QU LoRE | 2020 | 1 | 0.001079 | 0.0052698 | 0 | 0.0052698 | 0 | 0 | 0 | 0 | 0 | 0 | 0 | 0 | 0 | 0 | 0 | 0 | 0.0052698 | 0 | 0 | 0 | 0 | 0 | 0 | 0 | 0 | 0 | 0 | 0
[35 empty] | 7.3.4.4 Infrared inspections of distribution electric lines and equipment | WLDFR | HFTD - Distribution - Tier 3 - 5QU CoRE ¦ 4QU LoRE | 2021 | 1 | 0 | 0 | 0 | 0 | 0.001079 | 0.0052698 | 0 | 0.0052698 | 0 | 0 | 0 | 0 | 0 | 0 | 0 | 0 | 0 | 0.0052698 | 0 | 0 | 0 | 0 | 0 | 0 | 0 | 0 | 0 | 0
[35 empty] | 7.3.4.4 Infrared inspections of distribution electric lines and equipment | WLDFR | HFTD - Distribution - Tier 3 - 5QU CoRE ¦ 4QU LoRE | 2022 | 0.93458 | 0 | 0 | 0 | 0 | 0 | 0 | 0 | 0 | 0.001192 | 0.0065916 | 0 | 0.0065916 | 0 | 0 | 0 | 0 | 0 | 0 | 0.0061604 | 0 | 0.001192 | 0.001114 | 0.0065916 | 0.0061604 | 0 | 0 | 0.0065916 | 0.0061604
[35 empty] | 7.3.4.4 Infrared inspections of distribution electric lines and equipment | WLDFR | HFTD - Distribution - Tier 3 - 5QU CoRE ¦ 4QU LoRE | 2023 | 0.87344 | 0 | 0 | 0 | 0 | 0 | 0 | 0 | 0 | 0 | 0 | 0 | 0 | 0.001192 | 0.0068331 | 0 | 0.0068331 | 0 | 0 | 0 | 0.0059683 | 0 | 0 | 0 | 0 | 0 | 0 | 0 | 0
[35 empty] | 7.3.4.4 Infrared inspections of distribution electric lines and equipment | WLDFR | HFTD - Distribution - Tier 3 - 5QU CoRE ¦ 5QU LoRE | 2020 | 1 | 0.0011631 | 0.0064064 | 0 | 0.0064064 | 0 | 0 | 0 | 0 | 0 | 0 | 0 | 0 | 0 | 0 | 0 | 0 | 0.0064064 | 0 | 0 | 0 | 0 | 0 | 0 | 0 | 0 | 0 | 0 | 0
[35 empty] | 7.3.4.4 Infrared inspections of distribution electric lines and equipment | WLDFR | HFTD - Distribution - Tier 3 - 5QU CoRE ¦ 5QU LoRE | 2021 | 1 | 0 | 0 | 0 | 0 | 0.0011631 | 0.0064064 | 0 | 0.0064064 | 0 | 0 | 0 | 0 | 0 | 0 | 0 | 0 | 0 | 0.0064064 | 0 | 0 | 0 | 0 | 0 | 0 | 0 | 0 | 0 | 0
[35 empty] | 7.3.4.4 Infrared inspections of distribution electric lines and equipment | WLDFR | HFTD - Distribution - Tier 3 - 5QU CoRE ¦ 5QU LoRE | 2022 | 0.93458 | 0 | 0 | 0 | 0 | 0 | 0 | 0 | 0 | 0.0012196 | 0.0070127 | 0 | 0.0070127 | 0 | 0 | 0 | 0 | 0 | 0 | 0.0065539 | 0 | 0.0012196 | 0.0011398 | 0.0070127 | 0.0065539 | 0 | 0 | 0.0070127 | 0.0065539
[35 empty] | 7.3.4.4 Infrared inspections of distribution electric lines and equipment | WLDFR | HFTD - Distribution - Tier 3 - 5QU CoRE ¦ 5QU LoRE | 2023 | 0.87344 | 0 | 0 | 0 | 0 | 0 | 0 | 0 | 0 | 0 | 0 | 0 | 0 | 0.0012196 | 0.0072697 | 0 | 0.0072697 | 0 | 0 | 0 | 0.0063497 | 0 | 0 | 0 | 0 | 0 | 0 | 0 | 0
[35 empty] | 7.3.4.4 Infrared inspections of distribution electric lines and equipment | WLDFR | HFTD - Distribution - Zone 1 - 4QU CoRE ¦ 1QU LoRE | 2020 | 1 | 1.6838e-06 | 0.00010185 | 0 | 0.00010185 | 0 | 0 | 0 | 0 | 0 | 0 | 0 | 0 | 0 | 0 | 0 | 0 | 0.00010185 | 0 | 0 | 0 | 0 | 0 | 0 | 0 | 0 | 0 | 0 | 0
[35 empty] | 7.3.4.4 Infrared inspections of distribution electric lines and equipment | WLDFR | HFTD - Distribution - Zone 1 - 4QU CoRE ¦ 1QU LoRE | 2021 | 1 | 0 | 0 | 0 | 0 | 1.6838e-06 | 0.00010185 | 0 | 0.00010185 | 0 | 0 | 0 | 0 | 0 | 0 | 0 | 0 | 0 | 0.00010185 | 0 | 0 | 0 | 0 | 0 | 0 | 0 | 0 | 0 | 0
[35 empty] | 7.3.4.4 Infrared inspections of distribution electric lines and equipment | WLDFR | HFTD - Distribution - Zone 1 - 4QU CoRE ¦ 1QU LoRE | 2022 | 0.93458 | 0 | 0 | 0 | 0 | 0 | 0 | 0 | 0 | 1.6838e-06 | 0.00010123 | 0 | 0.00010123 | 0 | 0 | 0 | 0 | 0 | 0 | 9.4608e-05 | 0 | 1.6838e-06 | 1.5736e-06 | 0.00010123 | 9.4608e-05 | 0 | 0 | 0.00010123 | 9.4608e-05
[35 empty] | 7.3.4.4 Infrared inspections of distribution electric lines and equipment | WLDFR | HFTD - Distribution - Zone 1 - 4QU CoRE ¦ 1QU LoRE | 2023 | 0.87344 | 0 | 0 | 0 | 0 | 0 | 0 | 0 | 0 | 0 | 0 | 0 | 0 | 1.6838e-06 | 0.00010494 | 0 | 0.00010494 | 0 | 0 | 0 | 9.1658e-05 | 0 | 0 | 0 | 0 | 0 | 0 | 0 | 0
[35 empty] | 7.3.4.4 Infrared inspections of distribution electric lines and equipment | WLDFR | HFTD - Distribution - Zone 1 - 5QU CoRE ¦ 1QU LoRE | 2020 | 1 | 0.00012546 | 7.6622e-05 | 0 | 7.6622e-05 | 0 | 0 | 0 | 0 | 0 | 0 | 0 | 0 | 0 | 0 | 0 | 0 | 7.6622e-05 | 0 | 0 | 0 | 0 | 0 | 0 | 0 | 0 | 0 | 0 | 0
[35 empty] | 7.3.4.4 Infrared inspections of distribution electric lines and equipment | WLDFR | HFTD - Distribution - Zone 1 - 5QU CoRE ¦ 1QU LoRE | 2021 | 1 | 0 | 0 | 0 | 0 | 0.00012546 | 7.6622e-05 | 0 | 7.6622e-05 | 0 | 0 | 0 | 0 | 0 | 0 | 0 | 0 | 0 | 7.6622e-05 | 0 | 0 | 0 | 0 | 0 | 0 | 0 | 0 | 0 | 0
[35 empty] | 7.3.4.4 Infrared inspections of distribution electric lines and equipment | WLDFR | HFTD - Distribution - Zone 1 - 5QU CoRE ¦ 1QU LoRE | 2022 | 0.93458 | 0 | 0 | 0 | 0 | 0 | 0 | 0 | 0 | 0.00012546 | 7.5951e-05 | 0 | 7.5951e-05 | 0 | 0 | 0 | 0 | 0 | 0 | 7.0982e-05 | 0 | 0.00012546 | 0.00011725 | 7.5951e-05 | 7.0982e-05 | 0 | 0 | 7.5951e-05 | 7.0982e-05
[35 empty] | 7.3.4.4 Infrared inspections of distribution electric lines and equipment | WLDFR | HFTD - Distribution - Zone 1 - 5QU CoRE ¦ 1QU LoRE | 2023 | 0.87344 | 0 | 0 | 0 | 0 | 0 | 0 | 0 | 0 | 0 | 0 | 0 | 0 | 0.00012546 | 7.8758e-05 | 0 | 7.8758e-05 | 0 | 0 | 0 | 6.879e-05 | 0 | 0 | 0 | 0 | 0 | 0 | 0 | 0
[35 empty] | 7.3.4.4 Infrared inspections of distribution electric lines and equipment | WLDFR | HFTD - Distribution - Zone 1 - 5QU CoRE ¦ 4QU LoRE | 2020 | 1 | 3.4851e-06 | 3.7367e-07 | 0 | 3.7367e-07 | 0 | 0 | 0 | 0 | 0 | 0 | 0 | 0 | 0 | 0 | 0 | 0 | 3.7367e-07 | 0 | 0 | 0 | 0 | 0 | 0 | 0 | 0 | 0 | 0 | 0
[35 empty] | 7.3.4.4 Infrared inspections of distribution electric lines and equipment | WLDFR | HFTD - Distribution - Zone 1 - 5QU CoRE ¦ 4QU LoRE | 2021 | 1 | 0 | 0 | 0 | 0 | 3.4851e-06 | 3.7367e-07 | 0 | 3.7367e-07 | 0 | 0 | 0 | 0 | 0 | 0 | 0 | 0 | 0 | 3.7367e-07 | 0 | 0 | 0 | 0 | 0 | 0 | 0 | 0 | 0 | 0
[35 empty] | 7.3.4.4 Infrared inspections of distribution electric lines and equipment | WLDFR | HFTD - Distribution - Zone 1 - 5QU CoRE ¦ 4QU LoRE | 2022 | 0.93458 | 0 | 0 | 0 | 0 | 0 | 0 | 0 | 0 | 3.4851e-06 | 3.7305e-07 | 0 | 3.7305e-07 | 0 | 0 | 0 | 0 | 0 | 0 | 3.4865e-07 | 0 | 3.4851e-06 | 3.2571e-06 | 3.7305e-07 | 3.4865e-07 | 0 | 0 | 3.7305e-07 | 3.4865e-07
[35 empty] | 7.3.4.4 Infrared inspections of distribution electric lines and equipment | WLDFR | HFTD - Distribution - Zone 1 - 5QU CoRE ¦ 4QU LoRE | 2023 | 0.87344 | 0 | 0 | 0 | 0 | 0 | 0 | 0 | 0 | 0 | 0 | 0 | 0 | 3.4851e-06 | 3.8636e-07 | 0 | 3.8636e-07 | 0 | 0 | 0 | 3.3746e-07 | 0 | 0 | 0 | 0 | 0 | 0 | 0 | 0
[35 empty] | 7.3.4.4 Infrared inspections of distribution electric lines and equipment | WLDFR | non-HFTD - Distribution | 2020 | 1 | 0.20782 | 0.16827 | 0 | 0.16827 | 0 | 0 | 0 | 0 | 0 | 0 | 0 | 0 | 0 | 0 | 0 | 0 | 0.16827 | 0 | 0 | 0 | 0 | 0 | 0 | 0 | 0 | 0 | 0 | 0
[35 empty] | 7.3.4.4 Infrared inspections of distribution electric lines and equipment | WLDFR | non-HFTD - Distribution | 2021 | 1 | 0 | 0 | 0 | 0 | 0.20782 | 0.16827 | 0 | 0.16827 | 0 | 0 | 0 | 0 | 0 | 0 | 0 | 0 | 0 | 0.16827 | 0 | 0 | 0 | 0 | 0 | 0 | 0 | 0 | 0 | 0
[35 empty] | 7.3.4.4 Infrared inspections of distribution electric lines and equipment | WLDFR | non-HFTD - Distribution | 2022 | 0.93458 | 0 | 0 | 0 | 0 | 0 | 0 | 0 | 0 | 0.20782 | 0.16827 | 0 | 0.16827 | 0 | 0 | 0 | 0 | 0 | 0 | 0.15726 | 0 | 0.20782 | 0.19422 | 0.16827 | 0.15726 | 0 | 0 | 0.16827 | 0.15726
[35 empty] | 7.3.4.4 Infrared inspections of distribution electric lines and equipment | WLDFR | non-HFTD - Distribution | 2023 | 0.87344 | 0 | 0 | 0 | 0 | 0 | 0 | 0 | 0 | 0 | 0 | 0 | 0 | 0.20782 | 0.17441 | 0 | 0.17441 | 0 | 0 | 0 | 0.15234 | 0 | 0 | 0 | 0 | 0 | 0 | 0 | 0
[35 empty] | 7.3.4.5 Infrared inspections of transmission electric lines and equipment | WLDFR | HFTD - Transmission - Tier 2 - 115 kV or Lower | 2020 | 1 | 0.002443 | 0.20621 | 0 | 0.20621 | 0 | 0 | 0 | 0 | 0 | 0 | 0 | 0 | 0 | 0 | 0 | 0 | 0.20621 | 0 | 0 | 0 | 0 | 0 | 0 | 0 | 0 | 0 | 0 | 0
[35 empty] | 7.3.4.5 Infrared inspections of transmission electric lines and equipment | WLDFR | HFTD - Transmission - Tier 2 - 115 kV or Lower | 2021 | 1 | 0 | 0 | 0 | 0 | 0.002443 | 0.20621 | 0 | 0.20621 | 0 | 0 | 0 | 0 | 0 | 0 | 0 | 0 | 0 | 0.20621 | 0 | 0 | 0 | 0 | 0 | 0 | 0 | 0 | 0 | 0
[35 empty] | 7.3.4.5 Infrared inspections of transmission electric lines and equipment | WLDFR | HFTD - Transmission - Tier 2 - 115 kV or Lower | 2022 | 0.93458 | 0 | 0 | 0 | 0 | 0 | 0 | 0 | 0 | 0.002443 | 0.20621 | 0 | 0.20621 | 0 | 0 | 0 | 0 | 0 | 0 | 0.19272 | 0 | 0.002443 | 0.0022832 | 0.20621 | 0.19272 | 0 | 0 | 0.20621 | 0.19272
[35 empty] | 7.3.4.5 Infrared inspections of transmission electric lines and equipment | WLDFR | HFTD - Transmission - Tier 2 - 115 kV or Lower | 2023 | 0.87344 | 0 | 0 | 0 | 0 | 0 | 0 | 0 | 0 | 0 | 0 | 0 | 0 | 0.002443 | 0.21377 | 0 | 0.21377 | 0 | 0 | 0 | 0.18671 | 0 | 0 | 0 | 0 | 0 | 0 | 0 | 0
[35 empty] | 7.3.4.5 Infrared inspections of transmission electric lines and equipment | WLDFR | HFTD - Transmission - Tier 2 - 230 kV or Higher | 2020 | 1 | 0.00093441 | 0.078873 | 0 | 0.078873 | 0 | 0 | 0 | 0 | 0 | 0 | 0 | 0 | 0 | 0 | 0 | 0 | 0.078873 | 0 | 0 | 0 | 0 | 0 | 0 | 0 | 0 | 0 | 0 | 0
[35 empty] | 7.3.4.5 Infrared inspections of transmission electric lines and equipment | WLDFR | HFTD - Transmission - Tier 2 - 230 kV or Higher | 2021 | 1 | 0 | 0 | 0 | 0 | 0.00093441 | 0.078873 | 0 | 0.078873 | 0 | 0 | 0 | 0 | 0 | 0 | 0 | 0 | 0 | 0.078873 | 0 | 0 | 0 | 0 | 0 | 0 | 0 | 0 | 0 | 0
[35 empty] | 7.3.4.5 Infrared inspections of transmission electric lines and equipment | WLDFR | HFTD - Transmission - Tier 2 - 230 kV or Higher | 2022 | 0.93458 | 0 | 0 | 0 | 0 | 0 | 0 | 0 | 0 | 0.00093441 | 0.078873 | 0 | 0.078873 | 0 | 0 | 0 | 0 | 0 | 0 | 0.073713 | 0 | 0.00093441 | 0.00087328 | 0.078873 | 0.073713 | 0 | 0 | 0.078873 | 0.073713
[35 empty] | 7.3.4.5 Infrared inspections of transmission electric lines and equipment | WLDFR | HFTD - Transmission - Tier 2 - 230 kV or Higher | 2023 | 0.87344 | 0 | 0 | 0 | 0 | 0 | 0 | 0 | 0 | 0 | 0 | 0 | 0 | 0.00093441 | 0.081763 | 0 | 0.081763 | 0 | 0 | 0 | 0.071415 | 0 | 0 | 0 | 0 | 0 | 0 | 0 | 0
[35 empty] | 7.3.4.5 Infrared inspections of transmission electric lines and equipment | WLDFR | HFTD - Transmission - Tier 2 - 60/70 kV | 2020 | 1 | 0.0029188 | 0.24637 | 0 | 0.24637 | 0 | 0 | 0 | 0 | 0 | 0 | 0 | 0 | 0 | 0 | 0 | 0 | 0.24637 | 0 | 0 | 0 | 0 | 0 | 0 | 0 | 0 | 0 | 0 | 0
[35 empty] | 7.3.4.5 Infrared inspections of transmission electric lines and equipment | WLDFR | HFTD - Transmission - Tier 2 - 60/70 kV | 2021 | 1 | 0 | 0 | 0 | 0 | 0.0029188 | 0.24637 | 0 | 0.24637 | 0 | 0 | 0 | 0 | 0 | 0 | 0 | 0 | 0 | 0.24637 | 0 | 0 | 0 | 0 | 0 | 0 | 0 | 0 | 0 | 0
[35 empty] | 7.3.4.5 Infrared inspections of transmission electric lines and equipment | WLDFR | HFTD - Transmission - Tier 2 - 60/70 kV | 2022 | 0.93458 | 0 | 0 | 0 | 0 | 0 | 0 | 0 | 0 | 0.0029188 | 0.24637 | 0 | 0.24637 | 0 | 0 | 0 | 0 | 0 | 0 | 0.23026 | 0 | 0.0029188 | 0.0027278 | 0.24637 | 0.23026 | 0 | 0 | 0.24637 | 0.23026
[35 empty] | 7.3.4.5 Infrared inspections of transmission electric lines and equipment | WLDFR | HFTD - Transmission - Tier 2 - 60/70 kV | 2023 | 0.87344 | 0 | 0 | 0 | 0 | 0 | 0 | 0 | 0 | 0 | 0 | 0 | 0 | 0.0029188 | 0.2554 | 0 | 0.2554 | 0 | 0 | 0 | 0.22308 | 0 | 0 | 0 | 0 | 0 | 0 | 0 | 0
[35 empty] | 7.3.4.5 Infrared inspections of transmission electric lines and equipment | WLDFR | HFTD - Transmission - Tier 3 - 115 kV or Lower | 2020 | 1 | 0.0025758 | 0.26107 | 0 | 0.26107 | 0 | 0 | 0 | 0 | 0 | 0 | 0 | 0 | 0 | 0 | 0 | 0 | 0.26107 | 0 | 0 | 0 | 0 | 0 | 0 | 0 | 0 | 0 | 0 | 0
[35 empty] | 7.3.4.5 Infrared inspections of transmission electric lines and equipment | WLDFR | HFTD - Transmission - Tier 3 - 115 kV or Lower | 2021 | 1 | 0 | 0 | 0 | 0 | 0.0025758 | 0.26107 | 0 | 0.26107 | 0 | 0 | 0 | 0 | 0 | 0 | 0 | 0 | 0 | 0.26107 | 0 | 0 | 0 | 0 | 0 | 0 | 0 | 0 | 0 | 0
[35 empty] | 7.3.4.5 Infrared inspections of transmission electric lines and equipment | WLDFR | HFTD - Transmission - Tier 3 - 115 kV or Lower | 2022 | 0.93458 | 0 | 0 | 0 | 0 | 0 | 0 | 0 | 0 | 0.0025758 | 0.26107 | 0 | 0.26107 | 0 | 0 | 0 | 0 | 0 | 0 | 0.24399 | 0 | 0.0025758 | 0.0024073 | 0.26107 | 0.24399 | 0 | 0 | 0.26107 | 0.24399
[35 empty] | 7.3.4.5 Infrared inspections of transmission electric lines and equipment | WLDFR | HFTD - Transmission - Tier 3 - 115 kV or Lower | 2023 | 0.87344 | 0 | 0 | 0 | 0 | 0 | 0 | 0 | 0 | 0 | 0 | 0 | 0 | 0.0025758 | 0.27064 | 0 | 0.27064 | 0 | 0 | 0 | 0.23639 | 0 | 0 | 0 | 0 | 0 | 0 | 0 | 0
[35 empty] | 7.3.4.5 Infrared inspections of transmission electric lines and equipment | WLDFR | HFTD - Transmission - Tier 3 - 230 kV or Higher | 2020 | 1 | 0.00090385 | 0.087778 | 0 | 0.087778 | 0 | 0 | 0 | 0 | 0 | 0 | 0 | 0 | 0 | 0 | 0 | 0 | 0.087778 | 0 | 0 | 0 | 0 | 0 | 0 | 0 | 0 | 0 | 0 | 0
[35 empty] | 7.3.4.5 Infrared inspections of transmission electric lines and equipment | WLDFR | HFTD - Transmission - Tier 3 - 230 kV or Higher | 2021 | 1 | 0 | 0 | 0 | 0 | 0.00090385 | 0.087778 | 0 | 0.087778 | 0 | 0 | 0 | 0 | 0 | 0 | 0 | 0 | 0 | 0.087778 | 0 | 0 | 0 | 0 | 0 | 0 | 0 | 0 | 0 | 0
[35 empty] | 7.3.4.5 Infrared inspections of transmission electric lines and equipment | WLDFR | HFTD - Transmission - Tier 3 - 230 kV or Higher | 2022 | 0.93458 | 0 | 0 | 0 | 0 | 0 | 0 | 0 | 0 | 0.00090385 | 0.087778 | 0 | 0.087778 | 0 | 0 | 0 | 0 | 0 | 0 | 0.082035 | 0 | 0.00090385 | 0.00084472 | 0.087778 | 0.082035 | 0 | 0 | 0.087778 | 0.082035
[35 empty] | 7.3.4.5 Infrared inspections of transmission electric lines and equipment | WLDFR | HFTD - Transmission - Tier 3 - 230 kV or Higher | 2023 | 0.87344 | 0 | 0 | 0 | 0 | 0 | 0 | 0 | 0 | 0 | 0 | 0 | 0 | 0.00090385 | 0.090994 | 0 | 0.090994 | 0 | 0 | 0 | 0.079477 | 0 | 0 | 0 | 0 | 0 | 0 | 0 | 0
[35 empty] | 7.3.4.5 Infrared inspections of transmission electric lines and equipment | WLDFR | HFTD - Transmission - Tier 3 - 60/70 kV | 2020 | 1 | 0.002375 | 0.24336 | 0 | 0.24336 | 0 | 0 | 0 | 0 | 0 | 0 | 0 | 0 | 0 | 0 | 0 | 0 | 0.24336 | 0 | 0 | 0 | 0 | 0 | 0 | 0 | 0 | 0 | 0 | 0
[35 empty] | 7.3.4.5 Infrared inspections of transmission electric lines and equipment | WLDFR | HFTD - Transmission - Tier 3 - 60/70 kV | 2021 | 1 | 0 | 0 | 0 | 0 | 0.002375 | 0.24336 | 0 | 0.24336 | 0 | 0 | 0 | 0 | 0 | 0 | 0 | 0 | 0 | 0.24336 | 0 | 0 | 0 | 0 | 0 | 0 | 0 | 0 | 0 | 0
[35 empty] | 7.3.4.5 Infrared inspections of transmission electric lines and equipment | WLDFR | HFTD - Transmission - Tier 3 - 60/70 kV | 2022 | 0.93458 | 0 | 0 | 0 | 0 | 0 | 0 | 0 | 0 | 0.002375 | 0.24336 | 0 | 0.24336 | 0 | 0 | 0 | 0 | 0 | 0 | 0.22743 | 0 | 0.002375 | 0.0022196 | 0.24336 | 0.22743 | 0 | 0 | 0.24336 | 0.22743
[35 empty] | 7.3.4.5 Infrared inspections of transmission electric lines and equipment | WLDFR | HFTD - Transmission - Tier 3 - 60/70 kV | 2023 | 0.87344 | 0 | 0 | 0 | 0 | 0 | 0 | 0 | 0 | 0 | 0 | 0 | 0 | 0.002375 | 0.25227 | 0 | 0.25227 | 0 | 0 | 0 | 0.22034 | 0 | 0 | 0 | 0 | 0 | 0 | 0 | 0
[35 empty] | 7.3.4.5 Infrared inspections of transmission electric lines and equipment | WLDFR | HFTD - Transmission - Zone 1 - 115 kV or Lower | 2020 | 1 | 2.3879e-06 | 0.00020156 | 0 | 0.00020156 | 0 | 0 | 0 | 0 | 0 | 0 | 0 | 0 | 0 | 0 | 0 | 0 | 0.00020156 | 0 | 0 | 0 | 0 | 0 | 0 | 0 | 0 | 0 | 0 | 0
[35 empty] | 7.3.4.5 Infrared inspections of transmission electric lines and equipment | WLDFR | HFTD - Transmission - Zone 1 - 115 kV or Lower | 2021 | 1 | 0 | 0 | 0 | 0 | 2.3879e-06 | 0.00020156 | 0 | 0.00020156 | 0 | 0 | 0 | 0 | 0 | 0 | 0 | 0 | 0 | 0.00020156 | 0 | 0 | 0 | 0 | 0 | 0 | 0 | 0 | 0 | 0
[35 empty] | 7.3.4.5 Infrared inspections of transmission electric lines and equipment | WLDFR | HFTD - Transmission - Zone 1 - 115 kV or Lower | 2022 | 0.93458 | 0 | 0 | 0 | 0 | 0 | 0 | 0 | 0 | 2.3879e-06 | 0.00020156 | 0 | 0.00020156 | 0 | 0 | 0 | 0 | 0 | 0 | 0.00018838 | 0 | 2.3879e-06 | 2.2317e-06 | 0.00020156 | 0.00018838 | 0 | 0 | 0.00020156 | 0.00018838
[35 empty] | 7.3.4.5 Infrared inspections of transmission electric lines and equipment | WLDFR | HFTD - Transmission - Zone 1 - 115 kV or Lower | 2023 | 0.87344 | 0 | 0 | 0 | 0 | 0 | 0 | 0 | 0 | 0 | 0 | 0 | 0 | 2.3879e-06 | 0.00020895 | 0 | 0.00020895 | 0 | 0 | 0 | 0.0001825 | 0 | 0 | 0 | 0 | 0 | 0 | 0 | 0
[35 empty] | 7.3.4.5 Infrared inspections of transmission electric lines and equipment | WLDFR | HFTD - Transmission - Zone 1 - 230 kV or Higher | 2020 | 1 | 1.6463e-06 | 0.00013896 | 0 | 0.00013896 | 0 | 0 | 0 | 0 | 0 | 0 | 0 | 0 | 0 | 0 | 0 | 0 | 0.00013896 | 0 | 0 | 0 | 0 | 0 | 0 | 0 | 0 | 0 | 0 | 0
[35 empty] | 7.3.4.5 Infrared inspections of transmission electric lines and equipment | WLDFR | HFTD - Transmission - Zone 1 - 230 kV or Higher | 2021 | 1 | 0 | 0 | 0 | 0 | 1.6463e-06 | 0.00013896 | 0 | 0.00013896 | 0 | 0 | 0 | 0 | 0 | 0 | 0 | 0 | 0 | 0.00013896 | 0 | 0 | 0 | 0 | 0 | 0 | 0 | 0 | 0 | 0
[35 empty] | 7.3.4.5 Infrared inspections of transmission electric lines and equipment | WLDFR | HFTD - Transmission - Zone 1 - 230 kV or Higher | 2022 | 0.93458 | 0 | 0 | 0 | 0 | 0 | 0 | 0 | 0 | 1.6463e-06 | 0.00013896 | 0 | 0.00013896 | 0 | 0 | 0 | 0 | 0 | 0 | 0.00012987 | 0 | 1.6463e-06 | 1.5386e-06 | 0.00013896 | 0.00012987 | 0 | 0 | 0.00013896 | 0.00012987
[35 empty] | 7.3.4.5 Infrared inspections of transmission electric lines and equipment | WLDFR | HFTD - Transmission - Zone 1 - 230 kV or Higher | 2023 | 0.87344 | 0 | 0 | 0 | 0 | 0 | 0 | 0 | 0 | 0 | 0 | 0 | 0 | 1.6463e-06 | 0.00014405 | 0 | 0.00014405 | 0 | 0 | 0 | 0.00012582 | 0 | 0 | 0 | 0 | 0 | 0 | 0 | 0
[35 empty] | 7.3.4.5 Infrared inspections of transmission electric lines and equipment | WLDFR | HFTD - Transmission - Zone 1 - 60/70 kV | 2020 | 1 | 3.7012e-06 | 0.00031241 | 0 | 0.00031241 | 0 | 0 | 0 | 0 | 0 | 0 | 0 | 0 | 0 | 0 | 0 | 0 | 0.00031241 | 0 | 0 | 0 | 0 | 0 | 0 | 0 | 0 | 0 | 0 | 0
[35 empty] | 7.3.4.5 Infrared inspections of transmission electric lines and equipment | WLDFR | HFTD - Transmission - Zone 1 - 60/70 kV | 2021 | 1 | 0 | 0 | 0 | 0 | 3.7012e-06 | 0.00031241 | 0 | 0.00031241 | 0 | 0 | 0 | 0 | 0 | 0 | 0 | 0 | 0 | 0.00031241 | 0 | 0 | 0 | 0 | 0 | 0 | 0 | 0 | 0 | 0
[35 empty] | 7.3.4.5 Infrared inspections of transmission electric lines and equipment | WLDFR | HFTD - Transmission - Zone 1 - 60/70 kV | 2022 | 0.93458 | 0 | 0 | 0 | 0 | 0 | 0 | 0 | 0 | 3.7012e-06 | 0.00031241 | 0 | 0.00031241 | 0 | 0 | 0 | 0 | 0 | 0 | 0.00029197 | 0 | 3.7012e-06 | 3.459e-06 | 0.00031241 | 0.00029197 | 0 | 0 | 0.00031241 | 0.00029197
[35 empty] | 7.3.4.5 Infrared inspections of transmission electric lines and equipment | WLDFR | HFTD - Transmission - Zone 1 - 60/70 kV | 2023 | 0.87344 | 0 | 0 | 0 | 0 | 0 | 0 | 0 | 0 | 0 | 0 | 0 | 0 | 3.7012e-06 | 0.00032386 | 0 | 0.00032386 | 0 | 0 | 0 | 0.00028287 | 0 | 0 | 0 | 0 | 0 | 0 | 0 | 0
[35 empty] | 7.3.4.5 Infrared inspections of transmission electric lines and equipment | WLDFR | non-HFTD - Transmission - 115 kV or Lower | 2020 | 1 | 0.00098477 | 0.00073987 | 0 | 0.00073987 | 0 | 0 | 0 | 0 | 0 | 0 | 0 | 0 | 0 | 0 | 0 | 0 | 0.00073987 | 0 | 0 | 0 | 0 | 0 | 0 | 0 | 0 | 0 | 0 | 0
[35 empty] | 7.3.4.5 Infrared inspections of transmission electric lines and equipment | WLDFR | non-HFTD - Transmission - 115 kV or Lower | 2021 | 1 | 0 | 0 | 0 | 0 | 0.00098477 | 0.00073987 | 0 | 0.00073987 | 0 | 0 | 0 | 0 | 0 | 0 | 0 | 0 | 0 | 0.00073987 | 0 | 0 | 0 | 0 | 0 | 0 | 0 | 0 | 0 | 0
[35 empty] | 7.3.4.5 Infrared inspections of transmission electric lines and equipment | WLDFR | non-HFTD - Transmission - 115 kV or Lower | 2022 | 0.93458 | 0 | 0 | 0 | 0 | 0 | 0 | 0 | 0 | 0.00098477 | 0.00073987 | 0 | 0.00073987 | 0 | 0 | 0 | 0 | 0 | 0 | 0.00069147 | 0 | 0.00098477 | 0.00092034 | 0.00073987 | 0.00069147 | 0 | 0 | 0.00073987 | 0.00069147
[35 empty] | 7.3.4.5 Infrared inspections of transmission electric lines and equipment | WLDFR | non-HFTD - Transmission - 115 kV or Lower | 2023 | 0.87344 | 0 | 0 | 0 | 0 | 0 | 0 | 0 | 0 | 0 | 0 | 0 | 0 | 0.00098477 | 0.00076685 | 0 | 0.00076685 | 0 | 0 | 0 | 0.0006698 | 0 | 0 | 0 | 0 | 0 | 0 | 0 | 0
[35 empty] | 7.3.4.5 Infrared inspections of transmission electric lines and equipment | WLDFR | non-HFTD - Transmission - 230 kV or Higher | 2020 | 1 | 0.00024619 | 0.00018497 | 0 | 0.00018497 | 0 | 0 | 0 | 0 | 0 | 0 | 0 | 0 | 0 | 0 | 0 | 0 | 0.00018497 | 0 | 0 | 0 | 0 | 0 | 0 | 0 | 0 | 0 | 0 | 0
[35 empty] | 7.3.4.5 Infrared inspections of transmission electric lines and equipment | WLDFR | non-HFTD - Transmission - 230 kV or Higher | 2021 | 1 | 0 | 0 | 0 | 0 | 0.00024619 | 0.00018497 | 0 | 0.00018497 | 0 | 0 | 0 | 0 | 0 | 0 | 0 | 0 | 0 | 0.00018497 | 0 | 0 | 0 | 0 | 0 | 0 | 0 | 0 | 0 | 0
[35 empty] | 7.3.4.5 Infrared inspections of transmission electric lines and equipment | WLDFR | non-HFTD - Transmission - 230 kV or Higher | 2022 | 0.93458 | 0 | 0 | 0 | 0 | 0 | 0 | 0 | 0 | 0.00024619 | 0.00018497 | 0 | 0.00018497 | 0 | 0 | 0 | 0 | 0 | 0 | 0.00017287 | 0 | 0.00024619 | 0.00023009 | 0.00018497 | 0.00017287 | 0 | 0 | 0.00018497 | 0.00017287
[35 empty] | 7.3.4.5 Infrared inspections of transmission electric lines and equipment | WLDFR | non-HFTD - Transmission - 230 kV or Higher | 2023 | 0.87344 | 0 | 0 | 0 | 0 | 0 | 0 | 0 | 0 | 0 | 0 | 0 | 0 | 0.00024619 | 0.00019171 | 0 | 0.00019171 | 0 | 0 | 0 | 0.00016745 | 0 | 0 | 0 | 0 | 0 | 0 | 0 | 0
[35 empty] | 7.3.4.5 Infrared inspections of transmission electric lines and equipment | WLDFR | non-HFTD - Transmission - 60/70 kV | 2020 | 1 | 0.0017233 | 0.0012948 | 0 | 0.0012948 | 0 | 0 | 0 | 0 | 0 | 0 | 0 | 0 | 0 | 0 | 0 | 0 | 0.0012948 | 0 | 0 | 0 | 0 | 0 | 0 | 0 | 0 | 0 | 0 | 0
[35 empty] | 7.3.4.5 Infrared inspections of transmission electric lines and equipment | WLDFR | non-HFTD - Transmission - 60/70 kV | 2021 | 1 | 0 | 0 | 0 | 0 | 0.0017233 | 0.0012948 | 0 | 0.0012948 | 0 | 0 | 0 | 0 | 0 | 0 | 0 | 0 | 0 | 0.0012948 | 0 | 0 | 0 | 0 | 0 | 0 | 0 | 0 | 0 | 0
[35 empty] | 7.3.4.5 Infrared inspections of transmission electric lines and equipment | WLDFR | non-HFTD - Transmission - 60/70 kV | 2022 | 0.93458 | 0 | 0 | 0 | 0 | 0 | 0 | 0 | 0 | 0.0017233 | 0.0012948 | 0 | 0.0012948 | 0 | 0 | 0 | 0 | 0 | 0 | 0.0012101 | 0 | 0.0017233 | 0.0016106 | 0.0012948 | 0.0012101 | 0 | 0 | 0.0012948 | 0.0012101
[35 empty] | 7.3.4.5 Infrared inspections of transmission electric lines and equipment | WLDFR | non-HFTD - Transmission - 60/70 kV | 2023 | 0.87344 | 0 | 0 | 0 | 0 | 0 | 0 | 0 | 0 | 0 | 0 | 0 | 0 | 0.0017233 | 0.001342 | 0 | 0.001342 | 0 | 0 | 0 | 0.0011721 | 0 | 0 | 0 | 0 | 0 | 0 | 0 | 0
[35 empty] | 7.3.4.6.1 Intrusive pole inspections - Distribution | WLDFR | HFTD - Distribution - Tier 2 - 1QU CoRE ¦ 1QU LoRE | 2020 | 1 | 0.20141 | 175.5013 | 0 | 175.5013 | 0 | 0 | 0 | 0 | 0 | 0 | 0 | 0 | 0 | 0 | 0 | 0 | 175.5013 | 0 | 0 | 0 | 0 | 0 | 0 | 0 | 0 | 0 | 0 | 0
[35 empty] | 7.3.4.6.1 Intrusive pole inspections - Distribution | WLDFR | HFTD - Distribution - Tier 2 - 1QU CoRE ¦ 1QU LoRE | 2021 | 1 | 0 | 0 | 0 | 0 | 0.18381 | 160.1715 | 0 | 160.1715 | 0 | 0 | 0 | 0 | 0 | 0 | 0 | 0 | 0 | 160.1715 | 0 | 0 | 0 | 0 | 0 | 0 | 0 | 0 | 0 | 0
[35 empty] | 7.3.4.6.1 Intrusive pole inspections - Distribution | WLDFR | HFTD - Distribution - Tier 2 - 1QU CoRE ¦ 1QU LoRE | 2022 | 0.93458 | 0 | 0 | 0 | 0 | 0 | 0 | 0 | 0 | 0.22172 | 201.1654 | 0 | 201.1654 | 0 | 0 | 0 | 0 | 0 | 0 | 188.0051 | 0 | 0.22172 | 0.20721 | 201.1654 | 188.0051 | 0 | 0 | 201.1654 | 188.0051
[35 empty] | 7.3.4.6.1 Intrusive pole inspections - Distribution | WLDFR | HFTD - Distribution - Tier 2 - 1QU CoRE ¦ 1QU LoRE | 2023 | 0.87344 | 0 | 0 | 0 | 0 | 0 | 0 | 0 | 0 | 0 | 0 | 0 | 0 | 0.19541 | 183.7946 | 0 | 183.7946 | 0 | 0 | 0 | 160.5333 | 0 | 0 | 0 | 0 | 0 | 0 | 0 | 0
[35 empty] | 7.3.4.6.1 Intrusive pole inspections - Distribution | WLDFR | HFTD - Distribution - Tier 2 - 1QU CoRE ¦ 2QU LoRE | 2020 | 1 | 0.374 | 307.2737 | 0 | 307.2737 | 0 | 0 | 0 | 0 | 0 | 0 | 0 | 0 | 0 | 0 | 0 | 0 | 307.2737 | 0 | 0 | 0 | 0 | 0 | 0 | 0 | 0 | 0 | 0 | 0
[35 empty] | 7.3.4.6.1 Intrusive pole inspections - Distribution | WLDFR | HFTD - Distribution - Tier 2 - 1QU CoRE ¦ 2QU LoRE | 2021 | 1 | 0 | 0 | 0 | 0 | 0.34133 | 280.4338 | 0 | 280.4338 | 0 | 0 | 0 | 0 | 0 | 0 | 0 | 0 | 0 | 280.4338 | 0 | 0 | 0 | 0 | 0 | 0 | 0 | 0 | 0 | 0
[35 empty] | 7.3.4.6.1 Intrusive pole inspections - Distribution | WLDFR | HFTD - Distribution - Tier 2 - 1QU CoRE ¦ 2QU LoRE | 2022 | 0.93458 | 0 | 0 | 0 | 0 | 0 | 0 | 0 | 0 | 0.479 | 361.6404 | 0 | 361.6404 | 0 | 0 | 0 | 0 | 0 | 0 | 337.9817 | 0 | 0.479 | 0.44766 | 361.6404 | 337.9817 | 0 | 0 | 361.6404 | 337.9817
[35 empty] | 7.3.4.6.1 Intrusive pole inspections - Distribution | WLDFR | HFTD - Distribution - Tier 2 - 1QU CoRE ¦ 2QU LoRE | 2023 | 0.87344 | 0 | 0 | 0 | 0 | 0 | 0 | 0 | 0 | 0 | 0 | 0 | 0 | 0.42217 | 330.4128 | 0 | 330.4128 | 0 | 0 | 0 | 288.5954 | 0 | 0 | 0 | 0 | 0 | 0 | 0 | 0
[35 empty] | 7.3.4.6.1 Intrusive pole inspections - Distribution | WLDFR | HFTD - Distribution - Tier 2 - 1QU CoRE ¦ 3QU LoRE | 2020 | 1 | 1.1432 | 912.5894 | 0 | 912.5894 | 0 | 0 | 0 | 0 | 0 | 0 | 0 | 0 | 0 | 0 | 0 | 0 | 912.5894 | 0 | 0 | 0 | 0 | 0 | 0 | 0 | 0 | 0 | 0 | 0
[35 empty] | 7.3.4.6.1 Intrusive pole inspections - Distribution | WLDFR | HFTD - Distribution - Tier 2 - 1QU CoRE ¦ 3QU LoRE | 2021 | 1 | 0 | 0 | 0 | 0 | 1.0433 | 832.8759 | 0 | 832.8759 | 0 | 0 | 0 | 0 | 0 | 0 | 0 | 0 | 0 | 832.8759 | 0 | 0 | 0 | 0 | 0 | 0 | 0 | 0 | 0 | 0
[35 empty] | 7.3.4.6.1 Intrusive pole inspections - Distribution | WLDFR | HFTD - Distribution - Tier 2 - 1QU CoRE ¦ 3QU LoRE | 2022 | 0.93458 | 0 | 0 | 0 | 0 | 0 | 0 | 0 | 0 | 1.3738 | 1097.9333 | 0 | 1097.9333 | 0 | 0 | 0 | 0 | 0 | 0 | 1026.1058 | 0 | 1.3738 | 1.2839 | 1097.9333 | 1026.1058 | 0 | 0 | 1097.9333 | 1026.1058
[35 empty] | 7.3.4.6.1 Intrusive pole inspections - Distribution | WLDFR | HFTD - Distribution - Tier 2 - 1QU CoRE ¦ 3QU LoRE | 2023 | 0.87344 | 0 | 0 | 0 | 0 | 0 | 0 | 0 | 0 | 0 | 0 | 0 | 0 | 1.2108 | 1003.1282 | 0 | 1003.1282 | 0 | 0 | 0 | 876.171 | 0 | 0 | 0 | 0 | 0 | 0 | 0 | 0
[35 empty] | 7.3.4.6.1 Intrusive pole inspections - Distribution | WLDFR | HFTD - Distribution - Tier 2 - 1QU CoRE ¦ 4QU LoRE | 2020 | 1 | 1.5715 | 1239.7355 | 0 | 1239.7355 | 0 | 0 | 0 | 0 | 0 | 0 | 0 | 0 | 0 | 0 | 0 | 0 | 1239.7355 | 0 | 0 | 0 | 0 | 0 | 0 | 0 | 0 | 0 | 0 | 0
[35 empty] | 7.3.4.6.1 Intrusive pole inspections - Distribution | WLDFR | HFTD - Distribution - Tier 2 - 1QU CoRE ¦ 4QU LoRE | 2021 | 1 | 0 | 0 | 0 | 0 | 1.4343 | 1131.4462 | 0 | 1131.4462 | 0 | 0 | 0 | 0 | 0 | 0 | 0 | 0 | 0 | 1131.4462 | 0 | 0 | 0 | 0 | 0 | 0 | 0 | 0 | 0 | 0
[35 empty] | 7.3.4.6.1 Intrusive pole inspections - Distribution | WLDFR | HFTD - Distribution - Tier 2 - 1QU CoRE ¦ 4QU LoRE | 2022 | 0.93458 | 0 | 0 | 0 | 0 | 0 | 0 | 0 | 0 | 2.0093 | 1530.4243 | 0 | 1530.4243 | 0 | 0 | 0 | 0 | 0 | 0 | 1430.3031 | 0 | 2.0093 | 1.8779 | 1530.4243 | 1430.3031 | 0 | 0 | 1530.4243 | 1430.3031
[35 empty] | 7.3.4.6.1 Intrusive pole inspections - Distribution | WLDFR | HFTD - Distribution - Tier 2 - 1QU CoRE ¦ 4QU LoRE | 2023 | 0.87344 | 0 | 0 | 0 | 0 | 0 | 0 | 0 | 0 | 0 | 0 | 0 | 0 | 1.7709 | 1398.275 | 0 | 1398.275 | 0 | 0 | 0 | 1221.3075 | 0 | 0 | 0 | 0 | 0 | 0 | 0 | 0
[35 empty] | 7.3.4.6.1 Intrusive pole inspections - Distribution | WLDFR | HFTD - Distribution - Tier 2 - 1QU CoRE ¦ 5QU LoRE | 2020 | 1 | 1.7658 | 1381.601 | 0 | 1381.601 | 0 | 0 | 0 | 0 | 0 | 0 | 0 | 0 | 0 | 0 | 0 | 0 | 1381.601 | 0 | 0 | 0 | 0 | 0 | 0 | 0 | 0 | 0 | 0 | 0
[35 empty] | 7.3.4.6.1 Intrusive pole inspections - Distribution | WLDFR | HFTD - Distribution - Tier 2 - 1QU CoRE ¦ 5QU LoRE | 2021 | 1 | 0 | 0 | 0 | 0 | 1.6115 | 1260.9199 | 0 | 1260.9199 | 0 | 0 | 0 | 0 | 0 | 0 | 0 | 0 | 0 | 1260.9199 | 0 | 0 | 0 | 0 | 0 | 0 | 0 | 0 | 0 | 0
[35 empty] | 7.3.4.6.1 Intrusive pole inspections - Distribution | WLDFR | HFTD - Distribution - Tier 2 - 1QU CoRE ¦ 5QU LoRE | 2022 | 0.93458 | 0 | 0 | 0 | 0 | 0 | 0 | 0 | 0 | 2.17 | 1757.8132 | 0 | 1757.8132 | 0 | 0 | 0 | 0 | 0 | 0 | 1642.816 | 0 | 2.17 | 2.028 | 1757.8132 | 1642.816 | 0 | 0 | 1757.8132 | 1642.816
[35 empty] | 7.3.4.6.1 Intrusive pole inspections - Distribution | WLDFR | HFTD - Distribution - Tier 2 - 1QU CoRE ¦ 5QU LoRE | 2023 | 0.87344 | 0 | 0 | 0 | 0 | 0 | 0 | 0 | 0 | 0 | 0 | 0 | 0 | 1.9125 | 1606.0283 | 0 | 1606.0283 | 0 | 0 | 0 | 1402.7673 | 0 | 0 | 0 | 0 | 0 | 0 | 0 | 0
[35 empty] | 7.3.4.6.1 Intrusive pole inspections - Distribution | WLDFR | HFTD - Distribution - Tier 2 - 2QU CoRE ¦ 1QU LoRE | 2020 | 1 | 0.19644 | 56.3499 | 0 | 56.3499 | 0 | 0 | 0 | 0 | 0 | 0 | 0 | 0 | 0 | 0 | 0 | 0 | 56.3499 | 0 | 0 | 0 | 0 | 0 | 0 | 0 | 0 | 0 | 0 | 0
[35 empty] | 7.3.4.6.1 Intrusive pole inspections - Distribution | WLDFR | HFTD - Distribution - Tier 2 - 2QU CoRE ¦ 1QU LoRE | 2021 | 1 | 0 | 0 | 0 | 0 | 0.17928 | 51.4278 | 0 | 51.4278 | 0 | 0 | 0 | 0 | 0 | 0 | 0 | 0 | 0 | 51.4278 | 0 | 0 | 0 | 0 | 0 | 0 | 0 | 0 | 0 | 0
[35 empty] | 7.3.4.6.1 Intrusive pole inspections - Distribution | WLDFR | HFTD - Distribution - Tier 2 - 2QU CoRE ¦ 1QU LoRE | 2022 | 0.93458 | 0 | 0 | 0 | 0 | 0 | 0 | 0 | 0 | 0.26254 | 74.4584 | 0 | 74.4584 | 0 | 0 | 0 | 0 | 0 | 0 | 69.5873 | 0 | 0.26254 | 0.24536 | 74.4584 | 69.5873 | 0 | 0 | 74.4584 | 69.5873
[35 empty] | 7.3.4.6.1 Intrusive pole inspections - Distribution | WLDFR | HFTD - Distribution - Tier 2 - 2QU CoRE ¦ 1QU LoRE | 2023 | 0.87344 | 0 | 0 | 0 | 0 | 0 | 0 | 0 | 0 | 0 | 0 | 0 | 0 | 0.23139 | 68.0289 | 0 | 68.0289 | 0 | 0 | 0 | 59.4191 | 0 | 0 | 0 | 0 | 0 | 0 | 0 | 0
[35 empty] | 7.3.4.6.1 Intrusive pole inspections - Distribution | WLDFR | HFTD - Distribution - Tier 2 - 2QU CoRE ¦ 2QU LoRE | 2020 | 1 | 0.55701 | 145.0096 | 0 | 145.0096 | 0 | 0 | 0 | 0 | 0 | 0 | 0 | 0 | 0 | 0 | 0 | 0 | 145.0096 | 0 | 0 | 0 | 0 | 0 | 0 | 0 | 0 | 0 | 0 | 0
[35 empty] | 7.3.4.6.1 Intrusive pole inspections - Distribution | WLDFR | HFTD - Distribution - Tier 2 - 2QU CoRE ¦ 2QU LoRE | 2021 | 1 | 0 | 0 | 0 | 0 | 0.50835 | 132.3432 | 0 | 132.3432 | 0 | 0 | 0 | 0 | 0 | 0 | 0 | 0 | 0 | 132.3432 | 0 | 0 | 0 | 0 | 0 | 0 | 0 | 0 | 0 | 0
[35 empty] | 7.3.4.6.1 Intrusive pole inspections - Distribution | WLDFR | HFTD - Distribution - Tier 2 - 2QU CoRE ¦ 2QU LoRE | 2022 | 0.93458 | 0 | 0 | 0 | 0 | 0 | 0 | 0 | 0 | 0.73585 | 187.5534 | 0 | 187.5534 | 0 | 0 | 0 | 0 | 0 | 0 | 175.2835 | 0 | 0.73585 | 0.68771 | 187.5534 | 175.2835 | 0 | 0 | 187.5534 | 175.2835
[35 empty] | 7.3.4.6.1 Intrusive pole inspections - Distribution | WLDFR | HFTD - Distribution - Tier 2 - 2QU CoRE ¦ 2QU LoRE | 2023 | 0.87344 | 0 | 0 | 0 | 0 | 0 | 0 | 0 | 0 | 0 | 0 | 0 | 0 | 0.64854 | 171.3582 | 0 | 171.3582 | 0 | 0 | 0 | 149.6709 | 0 | 0 | 0 | 0 | 0 | 0 | 0 | 0
[35 empty] | 7.3.4.6.1 Intrusive pole inspections - Distribution | WLDFR | HFTD - Distribution - Tier 2 - 2QU CoRE ¦ 3QU LoRE | 2020 | 1 | 1.0393 | 259.0137 | 0 | 259.0137 | 0 | 0 | 0 | 0 | 0 | 0 | 0 | 0 | 0 | 0 | 0 | 0 | 259.0137 | 0 | 0 | 0 | 0 | 0 | 0 | 0 | 0 | 0 | 0 | 0
[35 empty] | 7.3.4.6.1 Intrusive pole inspections - Distribution | WLDFR | HFTD - Distribution - Tier 2 - 2QU CoRE ¦ 3QU LoRE | 2021 | 1 | 0 | 0 | 0 | 0 | 0.94856 | 236.3892 | 0 | 236.3892 | 0 | 0 | 0 | 0 | 0 | 0 | 0 | 0 | 0 | 236.3892 | 0 | 0 | 0 | 0 | 0 | 0 | 0 | 0 | 0 | 0
[35 empty] | 7.3.4.6.1 Intrusive pole inspections - Distribution | WLDFR | HFTD - Distribution - Tier 2 - 2QU CoRE ¦ 3QU LoRE | 2022 | 0.93458 | 0 | 0 | 0 | 0 | 0 | 0 | 0 | 0 | 1.2825 | 327.6484 | 0 | 327.6484 | 0 | 0 | 0 | 0 | 0 | 0 | 306.2134 | 0 | 1.2825 | 1.1986 | 327.6484 | 306.2134 | 0 | 0 | 327.6484 | 306.2134
[35 empty] | 7.3.4.6.1 Intrusive pole inspections - Distribution | WLDFR | HFTD - Distribution - Tier 2 - 2QU CoRE ¦ 3QU LoRE | 2023 | 0.87344 | 0 | 0 | 0 | 0 | 0 | 0 | 0 | 0 | 0 | 0 | 0 | 0 | 1.1303 | 299.3565 | 0 | 299.3565 | 0 | 0 | 0 | 261.4696 | 0 | 0 | 0 | 0 | 0 | 0 | 0 | 0
[35 empty] | 7.3.4.6.1 Intrusive pole inspections - Distribution | WLDFR | HFTD - Distribution - Tier 2 - 2QU CoRE ¦ 4QU LoRE | 2020 | 1 | 1.2402 | 317.4711 | 0 | 317.4711 | 0 | 0 | 0 | 0 | 0 | 0 | 0 | 0 | 0 | 0 | 0 | 0 | 317.4711 | 0 | 0 | 0 | 0 | 0 | 0 | 0 | 0 | 0 | 0 | 0
[35 empty] | 7.3.4.6.1 Intrusive pole inspections - Distribution | WLDFR | HFTD - Distribution - Tier 2 - 2QU CoRE ¦ 4QU LoRE | 2021 | 1 | 0 | 0 | 0 | 0 | 1.1319 | 289.7404 | 0 | 289.7404 | 0 | 0 | 0 | 0 | 0 | 0 | 0 | 0 | 0 | 289.7404 | 0 | 0 | 0 | 0 | 0 | 0 | 0 | 0 | 0 | 0
[35 empty] | 7.3.4.6.1 Intrusive pole inspections - Distribution | WLDFR | HFTD - Distribution - Tier 2 - 2QU CoRE ¦ 4QU LoRE | 2022 | 0.93458 | 0 | 0 | 0 | 0 | 0 | 0 | 0 | 0 | 1.4619 | 369.3716 | 0 | 369.3716 | 0 | 0 | 0 | 0 | 0 | 0 | 345.2071 | 0 | 1.4619 | 1.3663 | 369.3716 | 345.2071 | 0 | 0 | 369.3716 | 345.2071
[35 empty] | 7.3.4.6.1 Intrusive pole inspections - Distribution | WLDFR | HFTD - Distribution - Tier 2 - 2QU CoRE ¦ 4QU LoRE | 2023 | 0.87344 | 0 | 0 | 0 | 0 | 0 | 0 | 0 | 0 | 0 | 0 | 0 | 0 | 1.2885 | 337.4769 | 0 | 337.4769 | 0 | 0 | 0 | 294.7654 | 0 | 0 | 0 | 0 | 0 | 0 | 0 | 0
[35 empty] | 7.3.4.6.1 Intrusive pole inspections - Distribution | WLDFR | HFTD - Distribution - Tier 2 - 2QU CoRE ¦ 5QU LoRE | 2020 | 1 | 1.5996 | 469.3742 | 0 | 469.3742 | 0 | 0 | 0 | 0 | 0 | 0 | 0 | 0 | 0 | 0 | 0 | 0 | 469.3742 | 0 | 0 | 0 | 0 | 0 | 0 | 0 | 0 | 0 | 0 | 0
[35 empty] | 7.3.4.6.1 Intrusive pole inspections - Distribution | WLDFR | HFTD - Distribution - Tier 2 - 2QU CoRE ¦ 5QU LoRE | 2021 | 1 | 0 | 0 | 0 | 0 | 1.4599 | 428.3749 | 0 | 428.3749 | 0 | 0 | 0 | 0 | 0 | 0 | 0 | 0 | 0 | 428.3749 | 0 | 0 | 0 | 0 | 0 | 0 | 0 | 0 | 0 | 0
[35 empty] | 7.3.4.6.1 Intrusive pole inspections - Distribution | WLDFR | HFTD - Distribution - Tier 2 - 2QU CoRE ¦ 5QU LoRE | 2022 | 0.93458 | 0 | 0 | 0 | 0 | 0 | 0 | 0 | 0 | 1.9848 | 580.1602 | 0 | 580.1602 | 0 | 0 | 0 | 0 | 0 | 0 | 542.2058 | 0 | 1.9848 | 1.855 | 580.1602 | 542.2058 | 0 | 0 | 580.1602 | 542.2058
[35 empty] | 7.3.4.6.1 Intrusive pole inspections - Distribution | WLDFR | HFTD - Distribution - Tier 2 - 2QU CoRE ¦ 5QU LoRE | 2023 | 0.87344 | 0 | 0 | 0 | 0 | 0 | 0 | 0 | 0 | 0 | 0 | 0 | 0 | 1.7493 | 530.0644 | 0 | 530.0644 | 0 | 0 | 0 | 462.9788 | 0 | 0 | 0 | 0 | 0 | 0 | 0 | 0
[35 empty] | 7.3.4.6.1 Intrusive pole inspections - Distribution | WLDFR | HFTD - Distribution - Tier 2 - 3QU CoRE ¦ 1QU LoRE | 2020 | 1 | 0.54057 | 62.7095 | 0 | 62.7095 | 0 | 0 | 0 | 0 | 0 | 0 | 0 | 0 | 0 | 0 | 0 | 0 | 62.7095 | 0 | 0 | 0 | 0 | 0 | 0 | 0 | 0 | 0 | 0 | 0
[35 empty] | 7.3.4.6.1 Intrusive pole inspections - Distribution | WLDFR | HFTD - Distribution - Tier 2 - 3QU CoRE ¦ 1QU LoRE | 2021 | 1 | 0 | 0 | 0 | 0 | 0.49336 | 57.2319 | 0 | 57.2319 | 0 | 0 | 0 | 0 | 0 | 0 | 0 | 0 | 0 | 57.2319 | 0 | 0 | 0 | 0 | 0 | 0 | 0 | 0 | 0 | 0
[35 empty] | 7.3.4.6.1 Intrusive pole inspections - Distribution | WLDFR | HFTD - Distribution - Tier 2 - 3QU CoRE ¦ 1QU LoRE | 2022 | 0.93458 | 0 | 0 | 0 | 0 | 0 | 0 | 0 | 0 | 0.66339 | 76.5869 | 0 | 76.5869 | 0 | 0 | 0 | 0 | 0 | 0 | 71.5766 | 0 | 0.66339 | 0.61999 | 76.5869 | 71.5766 | 0 | 0 | 76.5869 | 71.5766
[35 empty] | 7.3.4.6.1 Intrusive pole inspections - Distribution | WLDFR | HFTD - Distribution - Tier 2 - 3QU CoRE ¦ 1QU LoRE | 2023 | 0.87344 | 0 | 0 | 0 | 0 | 0 | 0 | 0 | 0 | 0 | 0 | 0 | 0 | 0.58468 | 69.9735 | 0 | 69.9735 | 0 | 0 | 0 | 61.1176 | 0 | 0 | 0 | 0 | 0 | 0 | 0 | 0
[35 empty] | 7.3.4.6.1 Intrusive pole inspections - Distribution | WLDFR | HFTD - Distribution - Tier 2 - 3QU CoRE ¦ 2QU LoRE | 2020 | 1 | 0.80784 | 93.8709 | 0 | 93.8709 | 0 | 0 | 0 | 0 | 0 | 0 | 0 | 0 | 0 | 0 | 0 | 0 | 93.8709 | 0 | 0 | 0 | 0 | 0 | 0 | 0 | 0 | 0 | 0 | 0
[35 empty] | 7.3.4.6.1 Intrusive pole inspections - Distribution | WLDFR | HFTD - Distribution - Tier 2 - 3QU CoRE ¦ 2QU LoRE | 2021 | 1 | 0 | 0 | 0 | 0 | 0.73727 | 85.6714 | 0 | 85.6714 | 0 | 0 | 0 | 0 | 0 | 0 | 0 | 0 | 0 | 85.6714 | 0 | 0 | 0 | 0 | 0 | 0 | 0 | 0 | 0 | 0
[35 empty] | 7.3.4.6.1 Intrusive pole inspections - Distribution | WLDFR | HFTD - Distribution - Tier 2 - 3QU CoRE ¦ 2QU LoRE | 2022 | 0.93458 | 0 | 0 | 0 | 0 | 0 | 0 | 0 | 0 | 1.0719 | 122.6786 | 0 | 122.6786 | 0 | 0 | 0 | 0 | 0 | 0 | 114.6529 | 0 | 1.0719 | 1.0018 | 122.6786 | 114.6529 | 0 | 0 | 122.6786 | 114.6529
[35 empty] | 7.3.4.6.1 Intrusive pole inspections - Distribution | WLDFR | HFTD - Distribution - Tier 2 - 3QU CoRE ¦ 2QU LoRE | 2023 | 0.87344 | 0 | 0 | 0 | 0 | 0 | 0 | 0 | 0 | 0 | 0 | 0 | 0 | 0.94473 | 112.0854 | 0 | 112.0854 | 0 | 0 | 0 | 97.8997 | 0 | 0 | 0 | 0 | 0 | 0 | 0 | 0
[35 empty] | 7.3.4.6.1 Intrusive pole inspections - Distribution | WLDFR | HFTD - Distribution - Tier 2 - 3QU CoRE ¦ 3QU LoRE | 2020 | 1 | 0.87035 | 100.1853 | 0 | 100.1853 | 0 | 0 | 0 | 0 | 0 | 0 | 0 | 0 | 0 | 0 | 0 | 0 | 100.1853 | 0 | 0 | 0 | 0 | 0 | 0 | 0 | 0 | 0 | 0 | 0
[35 empty] | 7.3.4.6.1 Intrusive pole inspections - Distribution | WLDFR | HFTD - Distribution - Tier 2 - 3QU CoRE ¦ 3QU LoRE | 2021 | 1 | 0 | 0 | 0 | 0 | 0.79433 | 91.4343 | 0 | 91.4343 | 0 | 0 | 0 | 0 | 0 | 0 | 0 | 0 | 0 | 91.4343 | 0 | 0 | 0 | 0 | 0 | 0 | 0 | 0 | 0 | 0
[35 empty] | 7.3.4.6.1 Intrusive pole inspections - Distribution | WLDFR | HFTD - Distribution - Tier 2 - 3QU CoRE ¦ 3QU LoRE | 2022 | 0.93458 | 0 | 0 | 0 | 0 | 0 | 0 | 0 | 0 | 1.072 | 123.7944 | 0 | 123.7944 | 0 | 0 | 0 | 0 | 0 | 0 | 115.6957 | 0 | 1.072 | 1.0018 | 123.7944 | 115.6957 | 0 | 0 | 123.7944 | 115.6957
[35 empty] | 7.3.4.6.1 Intrusive pole inspections - Distribution | WLDFR | HFTD - Distribution - Tier 2 - 3QU CoRE ¦ 3QU LoRE | 2023 | 0.87344 | 0 | 0 | 0 | 0 | 0 | 0 | 0 | 0 | 0 | 0 | 0 | 0 | 0.94479 | 113.1049 | 0 | 113.1049 | 0 | 0 | 0 | 98.7902 | 0 | 0 | 0 | 0 | 0 | 0 | 0 | 0
[35 empty] | 7.3.4.6.1 Intrusive pole inspections - Distribution | WLDFR | HFTD - Distribution - Tier 2 - 3QU CoRE ¦ 4QU LoRE | 2020 | 1 | 0.82818 | 87.1152 | 0 | 87.1152 | 0 | 0 | 0 | 0 | 0 | 0 | 0 | 0 | 0 | 0 | 0 | 0 | 87.1152 | 0 | 0 | 0 | 0 | 0 | 0 | 0 | 0 | 0 | 0 | 0
[35 empty] | 7.3.4.6.1 Intrusive pole inspections - Distribution | WLDFR | HFTD - Distribution - Tier 2 - 3QU CoRE ¦ 4QU LoRE | 2021 | 1 | 0 | 0 | 0 | 0 | 0.75584 | 79.5058 | 0 | 79.5058 | 0 | 0 | 0 | 0 | 0 | 0 | 0 | 0 | 0 | 79.5058 | 0 | 0 | 0 | 0 | 0 | 0 | 0 | 0 | 0 | 0
[35 empty] | 7.3.4.6.1 Intrusive pole inspections - Distribution | WLDFR | HFTD - Distribution - Tier 2 - 3QU CoRE ¦ 4QU LoRE | 2022 | 0.93458 | 0 | 0 | 0 | 0 | 0 | 0 | 0 | 0 | 1.0048 | 104.9401 | 0 | 104.9401 | 0 | 0 | 0 | 0 | 0 | 0 | 98.0749 | 0 | 1.0048 | 0.93904 | 104.9401 | 98.0749 | 0 | 0 | 104.9401 | 98.0749
[35 empty] | 7.3.4.6.1 Intrusive pole inspections - Distribution | WLDFR | HFTD - Distribution - Tier 2 - 3QU CoRE ¦ 4QU LoRE | 2023 | 0.87344 | 0 | 0 | 0 | 0 | 0 | 0 | 0 | 0 | 0 | 0 | 0 | 0 | 0.88556 | 95.8788 | 0 | 95.8788 | 0 | 0 | 0 | 83.7443 | 0 | 0 | 0 | 0 | 0 | 0 | 0 | 0
[35 empty] | 7.3.4.6.1 Intrusive pole inspections - Distribution | WLDFR | HFTD - Distribution - Tier 2 - 3QU CoRE ¦ 5QU LoRE | 2020 | 1 | 0.7887 | 78.3496 | 0 | 78.3496 | 0 | 0 | 0 | 0 | 0 | 0 | 0 | 0 | 0 | 0 | 0 | 0 | 78.3496 | 0 | 0 | 0 | 0 | 0 | 0 | 0 | 0 | 0 | 0 | 0
[35 empty] | 7.3.4.6.1 Intrusive pole inspections - Distribution | WLDFR | HFTD - Distribution - Tier 2 - 3QU CoRE ¦ 5QU LoRE | 2021 | 1 | 0 | 0 | 0 | 0 | 0.71981 | 71.5058 | 0 | 71.5058 | 0 | 0 | 0 | 0 | 0 | 0 | 0 | 0 | 0 | 71.5058 | 0 | 0 | 0 | 0 | 0 | 0 | 0 | 0 | 0 | 0
[35 empty] | 7.3.4.6.1 Intrusive pole inspections - Distribution | WLDFR | HFTD - Distribution - Tier 2 - 3QU CoRE ¦ 5QU LoRE | 2022 | 0.93458 | 0 | 0 | 0 | 0 | 0 | 0 | 0 | 0 | 0.96989 | 95.7996 | 0 | 95.7996 | 0 | 0 | 0 | 0 | 0 | 0 | 89.5324 | 0 | 0.96989 | 0.90644 | 95.7996 | 89.5324 | 0 | 0 | 95.7996 | 89.5324
[35 empty] | 7.3.4.6.1 Intrusive pole inspections - Distribution | WLDFR | HFTD - Distribution - Tier 2 - 3QU CoRE ¦ 5QU LoRE | 2023 | 0.87344 | 0 | 0 | 0 | 0 | 0 | 0 | 0 | 0 | 0 | 0 | 0 | 0 | 0.85482 | 87.5275 | 0 | 87.5275 | 0 | 0 | 0 | 76.4499 | 0 | 0 | 0 | 0 | 0 | 0 | 0 | 0
[35 empty] | 7.3.4.6.1 Intrusive pole inspections - Distribution | WLDFR | HFTD - Distribution - Tier 2 - 4QU CoRE ¦ 1QU LoRE | 2020 | 1 | 0.80239 | 32.2272 | 0 | 32.2272 | 0 | 0 | 0 | 0 | 0 | 0 | 0 | 0 | 0 | 0 | 0 | 0 | 32.2272 | 0 | 0 | 0 | 0 | 0 | 0 | 0 | 0 | 0 | 0 | 0
[35 empty] | 7.3.4.6.1 Intrusive pole inspections - Distribution | WLDFR | HFTD - Distribution - Tier 2 - 4QU CoRE ¦ 1QU LoRE | 2021 | 1 | 0 | 0 | 0 | 0 | 0.7323 | 29.4122 | 0 | 29.4122 | 0 | 0 | 0 | 0 | 0 | 0 | 0 | 0 | 0 | 29.4122 | 0 | 0 | 0 | 0 | 0 | 0 | 0 | 0 | 0 | 0
[35 empty] | 7.3.4.6.1 Intrusive pole inspections - Distribution | WLDFR | HFTD - Distribution - Tier 2 - 4QU CoRE ¦ 1QU LoRE | 2022 | 0.93458 | 0 | 0 | 0 | 0 | 0 | 0 | 0 | 0 | 1.0461 | 41.5269 | 0 | 41.5269 | 0 | 0 | 0 | 0 | 0 | 0 | 38.8102 | 0 | 1.0461 | 0.97768 | 41.5269 | 38.8102 | 0 | 0 | 41.5269 | 38.8102
[35 empty] | 7.3.4.6.1 Intrusive pole inspections - Distribution | WLDFR | HFTD - Distribution - Tier 2 - 4QU CoRE ¦ 1QU LoRE | 2023 | 0.87344 | 0 | 0 | 0 | 0 | 0 | 0 | 0 | 0 | 0 | 0 | 0 | 0 | 0.922 | 37.941 | 0 | 37.941 | 0 | 0 | 0 | 33.1391 | 0 | 0 | 0 | 0 | 0 | 0 | 0 | 0
[35 empty] | 7.3.4.6.1 Intrusive pole inspections - Distribution | WLDFR | HFTD - Distribution - Tier 2 - 4QU CoRE ¦ 2QU LoRE | 2020 | 1 | 0.60018 | 24.7496 | 0 | 24.7496 | 0 | 0 | 0 | 0 | 0 | 0 | 0 | 0 | 0 | 0 | 0 | 0 | 24.7496 | 0 | 0 | 0 | 0 | 0 | 0 | 0 | 0 | 0 | 0 | 0
[35 empty] | 7.3.4.6.1 Intrusive pole inspections - Distribution | WLDFR | HFTD - Distribution - Tier 2 - 4QU CoRE ¦ 2QU LoRE | 2021 | 1 | 0 | 0 | 0 | 0 | 0.54776 | 22.5877 | 0 | 22.5877 | 0 | 0 | 0 | 0 | 0 | 0 | 0 | 0 | 0 | 22.5877 | 0 | 0 | 0 | 0 | 0 | 0 | 0 | 0 | 0 | 0
[35 empty] | 7.3.4.6.1 Intrusive pole inspections - Distribution | WLDFR | HFTD - Distribution - Tier 2 - 4QU CoRE ¦ 2QU LoRE | 2022 | 0.93458 | 0 | 0 | 0 | 0 | 0 | 0 | 0 | 0 | 0.70755 | 29.0095 | 0 | 29.0095 | 0 | 0 | 0 | 0 | 0 | 0 | 27.1116 | 0 | 0.70755 | 0.66126 | 29.0095 | 27.1116 | 0 | 0 | 29.0095 | 27.1116
[35 empty] | 7.3.4.6.1 Intrusive pole inspections - Distribution | WLDFR | HFTD - Distribution - Tier 2 - 4QU CoRE ¦ 2QU LoRE | 2023 | 0.87344 | 0 | 0 | 0 | 0 | 0 | 0 | 0 | 0 | 0 | 0 | 0 | 0 | 0.6236 | 26.5044 | 0 | 26.5044 | 0 | 0 | 0 | 23.15 | 0 | 0 | 0 | 0 | 0 | 0 | 0 | 0
[35 empty] | 7.3.4.6.1 Intrusive pole inspections - Distribution | WLDFR | HFTD - Distribution - Tier 2 - 4QU CoRE ¦ 3QU LoRE | 2020 | 1 | 0.82858 | 30.1073 | 0 | 30.1073 | 0 | 0 | 0 | 0 | 0 | 0 | 0 | 0 | 0 | 0 | 0 | 0 | 30.1073 | 0 | 0 | 0 | 0 | 0 | 0 | 0 | 0 | 0 | 0 | 0
[35 empty] | 7.3.4.6.1 Intrusive pole inspections - Distribution | WLDFR | HFTD - Distribution - Tier 2 - 4QU CoRE ¦ 3QU LoRE | 2021 | 1 | 0 | 0 | 0 | 0 | 0.75621 | 27.4775 | 0 | 27.4775 | 0 | 0 | 0 | 0 | 0 | 0 | 0 | 0 | 0 | 27.4775 | 0 | 0 | 0 | 0 | 0 | 0 | 0 | 0 | 0 | 0
[35 empty] | 7.3.4.6.1 Intrusive pole inspections - Distribution | WLDFR | HFTD - Distribution - Tier 2 - 4QU CoRE ¦ 3QU LoRE | 2022 | 0.93458 | 0 | 0 | 0 | 0 | 0 | 0 | 0 | 0 | 1.0165 | 36.9246 | 0 | 36.9246 | 0 | 0 | 0 | 0 | 0 | 0 | 34.5089 | 0 | 1.0165 | 0.94998 | 36.9246 | 34.5089 | 0 | 0 | 36.9246 | 34.5089
[35 empty] | 7.3.4.6.1 Intrusive pole inspections - Distribution | WLDFR | HFTD - Distribution - Tier 2 - 4QU CoRE ¦ 3QU LoRE | 2023 | 0.87344 | 0 | 0 | 0 | 0 | 0 | 0 | 0 | 0 | 0 | 0 | 0 | 0 | 0.89588 | 33.7361 | 0 | 33.7361 | 0 | 0 | 0 | 29.4664 | 0 | 0 | 0 | 0 | 0 | 0 | 0 | 0
[35 empty] | 7.3.4.6.1 Intrusive pole inspections - Distribution | WLDFR | HFTD - Distribution - Tier 2 - 4QU CoRE ¦ 4QU LoRE | 2020 | 1 | 0.74567 | 22.5621 | 0 | 22.5621 | 0 | 0 | 0 | 0 | 0 | 0 | 0 | 0 | 0 | 0 | 0 | 0 | 22.5621 | 0 | 0 | 0 | 0 | 0 | 0 | 0 | 0 | 0 | 0 | 0
[35 empty] | 7.3.4.6.1 Intrusive pole inspections - Distribution | WLDFR | HFTD - Distribution - Tier 2 - 4QU CoRE ¦ 4QU LoRE | 2021 | 1 | 0 | 0 | 0 | 0 | 0.68054 | 20.5913 | 0 | 20.5913 | 0 | 0 | 0 | 0 | 0 | 0 | 0 | 0 | 0 | 20.5913 | 0 | 0 | 0 | 0 | 0 | 0 | 0 | 0 | 0 | 0
[35 empty] | 7.3.4.6.1 Intrusive pole inspections - Distribution | WLDFR | HFTD - Distribution - Tier 2 - 4QU CoRE ¦ 4QU LoRE | 2022 | 0.93458 | 0 | 0 | 0 | 0 | 0 | 0 | 0 | 0 | 0.9432 | 28.2451 | 0 | 28.2451 | 0 | 0 | 0 | 0 | 0 | 0 | 26.3973 | 0 | 0.9432 | 0.8815 | 28.2451 | 26.3973 | 0 | 0 | 28.2451 | 26.3973
[35 empty] | 7.3.4.6.1 Intrusive pole inspections - Distribution | WLDFR | HFTD - Distribution - Tier 2 - 4QU CoRE ¦ 4QU LoRE | 2023 | 0.87344 | 0 | 0 | 0 | 0 | 0 | 0 | 0 | 0 | 0 | 0 | 0 | 0 | 0.8313 | 25.8061 | 0 | 25.8061 | 0 | 0 | 0 | 22.54 | 0 | 0 | 0 | 0 | 0 | 0 | 0 | 0
[35 empty] | 7.3.4.6.1 Intrusive pole inspections - Distribution | WLDFR | HFTD - Distribution - Tier 2 - 4QU CoRE ¦ 5QU LoRE | 2020 | 1 | 0.53276 | 22.4845 | 0 | 22.4845 | 0 | 0 | 0 | 0 | 0 | 0 | 0 | 0 | 0 | 0 | 0 | 0 | 22.4845 | 0 | 0 | 0 | 0 | 0 | 0 | 0 | 0 | 0 | 0 | 0
[35 empty] | 7.3.4.6.1 Intrusive pole inspections - Distribution | WLDFR | HFTD - Distribution - Tier 2 - 4QU CoRE ¦ 5QU LoRE | 2021 | 1 | 0 | 0 | 0 | 0 | 0.48623 | 20.5205 | 0 | 20.5205 | 0 | 0 | 0 | 0 | 0 | 0 | 0 | 0 | 0 | 20.5205 | 0 | 0 | 0 | 0 | 0 | 0 | 0 | 0 | 0 | 0
[35 empty] | 7.3.4.6.1 Intrusive pole inspections - Distribution | WLDFR | HFTD - Distribution - Tier 2 - 4QU CoRE ¦ 5QU LoRE | 2022 | 0.93458 | 0 | 0 | 0 | 0 | 0 | 0 | 0 | 0 | 0.63793 | 27.6421 | 0 | 27.6421 | 0 | 0 | 0 | 0 | 0 | 0 | 25.8338 | 0 | 0.63793 | 0.5962 | 27.6421 | 25.8338 | 0 | 0 | 27.6421 | 25.8338
[35 empty] | 7.3.4.6.1 Intrusive pole inspections - Distribution | WLDFR | HFTD - Distribution - Tier 2 - 4QU CoRE ¦ 5QU LoRE | 2023 | 0.87344 | 0 | 0 | 0 | 0 | 0 | 0 | 0 | 0 | 0 | 0 | 0 | 0 | 0.56224 | 25.2553 | 0 | 25.2553 | 0 | 0 | 0 | 22.0589 | 0 | 0 | 0 | 0 | 0 | 0 | 0 | 0
[35 empty] | 7.3.4.6.1 Intrusive pole inspections - Distribution | WLDFR | HFTD - Distribution - Tier 2 - 5QU CoRE ¦ 1QU LoRE | 2020 | 1 | 0.78117 | 3.5399 | 0 | 3.5399 | 0 | 0 | 0 | 0 | 0 | 0 | 0 | 0 | 0 | 0 | 0 | 0 | 3.5399 | 0 | 0 | 0 | 0 | 0 | 0 | 0 | 0 | 0 | 0 | 0
[35 empty] | 7.3.4.6.1 Intrusive pole inspections - Distribution | WLDFR | HFTD - Distribution - Tier 2 - 5QU CoRE ¦ 1QU LoRE | 2021 | 1 | 0 | 0 | 0 | 0 | 0.71294 | 3.2307 | 0 | 3.2307 | 0 | 0 | 0 | 0 | 0 | 0 | 0 | 0 | 0 | 3.2307 | 0 | 0 | 0 | 0 | 0 | 0 | 0 | 0 | 0 | 0
[35 empty] | 7.3.4.6.1 Intrusive pole inspections - Distribution | WLDFR | HFTD - Distribution - Tier 2 - 5QU CoRE ¦ 1QU LoRE | 2022 | 0.93458 | 0 | 0 | 0 | 0 | 0 | 0 | 0 | 0 | 1.0197 | 4.6712 | 0 | 4.6712 | 0 | 0 | 0 | 0 | 0 | 0 | 4.3656 | 0 | 1.0197 | 0.95303 | 4.6712 | 4.3656 | 0 | 0 | 4.6712 | 4.3656
[35 empty] | 7.3.4.6.1 Intrusive pole inspections - Distribution | WLDFR | HFTD - Distribution - Tier 2 - 5QU CoRE ¦ 1QU LoRE | 2023 | 0.87344 | 0 | 0 | 0 | 0 | 0 | 0 | 0 | 0 | 0 | 0 | 0 | 0 | 0.89876 | 4.2678 | 0 | 4.2678 | 0 | 0 | 0 | 3.7276 | 0 | 0 | 0 | 0 | 0 | 0 | 0 | 0
[35 empty] | 7.3.4.6.1 Intrusive pole inspections - Distribution | WLDFR | HFTD - Distribution - Tier 2 - 5QU CoRE ¦ 2QU LoRE | 2020 | 1 | 0.86865 | 4.7666 | 0 | 4.7666 | 0 | 0 | 0 | 0 | 0 | 0 | 0 | 0 | 0 | 0 | 0 | 0 | 4.7666 | 0 | 0 | 0 | 0 | 0 | 0 | 0 | 0 | 0 | 0 | 0
[35 empty] | 7.3.4.6.1 Intrusive pole inspections - Distribution | WLDFR | HFTD - Distribution - Tier 2 - 5QU CoRE ¦ 2QU LoRE | 2021 | 1 | 0 | 0 | 0 | 0 | 0.79278 | 4.3502 | 0 | 4.3502 | 0 | 0 | 0 | 0 | 0 | 0 | 0 | 0 | 0 | 4.3502 | 0 | 0 | 0 | 0 | 0 | 0 | 0 | 0 | 0 | 0
[35 empty] | 7.3.4.6.1 Intrusive pole inspections - Distribution | WLDFR | HFTD - Distribution - Tier 2 - 5QU CoRE ¦ 2QU LoRE | 2022 | 0.93458 | 0 | 0 | 0 | 0 | 0 | 0 | 0 | 0 | 1.0412 | 5.3839 | 0 | 5.3839 | 0 | 0 | 0 | 0 | 0 | 0 | 5.0317 | 0 | 1.0412 | 0.97307 | 5.3839 | 5.0317 | 0 | 0 | 5.3839 | 5.0317
[35 empty] | 7.3.4.6.1 Intrusive pole inspections - Distribution | WLDFR | HFTD - Distribution - Tier 2 - 5QU CoRE ¦ 2QU LoRE | 2023 | 0.87344 | 0 | 0 | 0 | 0 | 0 | 0 | 0 | 0 | 0 | 0 | 0 | 0 | 0.91766 | 4.919 | 0 | 4.919 | 0 | 0 | 0 | 4.2964 | 0 | 0 | 0 | 0 | 0 | 0 | 0 | 0
[35 empty] | 7.3.4.6.1 Intrusive pole inspections - Distribution | WLDFR | HFTD - Distribution - Tier 2 - 5QU CoRE ¦ 3QU LoRE | 2020 | 1 | 0.4802 | 2.3319 | 0 | 2.3319 | 0 | 0 | 0 | 0 | 0 | 0 | 0 | 0 | 0 | 0 | 0 | 0 | 2.3319 | 0 | 0 | 0 | 0 | 0 | 0 | 0 | 0 | 0 | 0 | 0
[35 empty] | 7.3.4.6.1 Intrusive pole inspections - Distribution | WLDFR | HFTD - Distribution - Tier 2 - 5QU CoRE ¦ 3QU LoRE | 2021 | 1 | 0 | 0 | 0 | 0 | 0.43826 | 2.1282 | 0 | 2.1282 | 0 | 0 | 0 | 0 | 0 | 0 | 0 | 0 | 0 | 2.1282 | 0 | 0 | 0 | 0 | 0 | 0 | 0 | 0 | 0 | 0
[35 empty] | 7.3.4.6.1 Intrusive pole inspections - Distribution | WLDFR | HFTD - Distribution - Tier 2 - 5QU CoRE ¦ 3QU LoRE | 2022 | 0.93458 | 0 | 0 | 0 | 0 | 0 | 0 | 0 | 0 | 0.6328 | 3.686 | 0 | 3.686 | 0 | 0 | 0 | 0 | 0 | 0 | 3.4449 | 0 | 0.6328 | 0.5914 | 3.686 | 3.4449 | 0 | 0 | 3.686 | 3.4449
[35 empty] | 7.3.4.6.1 Intrusive pole inspections - Distribution | WLDFR | HFTD - Distribution - Tier 2 - 5QU CoRE ¦ 3QU LoRE | 2023 | 0.87344 | 0 | 0 | 0 | 0 | 0 | 0 | 0 | 0 | 0 | 0 | 0 | 0 | 0.55772 | 3.3677 | 0 | 3.3677 | 0 | 0 | 0 | 2.9415 | 0 | 0 | 0 | 0 | 0 | 0 | 0 | 0
[35 empty] | 7.3.4.6.1 Intrusive pole inspections - Distribution | WLDFR | HFTD - Distribution - Tier 2 - 5QU CoRE ¦ 4QU LoRE | 2020 | 1 | 0.41843 | 3.2138 | 0 | 3.2138 | 0 | 0 | 0 | 0 | 0 | 0 | 0 | 0 | 0 | 0 | 0 | 0 | 3.2138 | 0 | 0 | 0 | 0 | 0 | 0 | 0 | 0 | 0 | 0 | 0
[35 empty] | 7.3.4.6.1 Intrusive pole inspections - Distribution | WLDFR | HFTD - Distribution - Tier 2 - 5QU CoRE ¦ 4QU LoRE | 2021 | 1 | 0 | 0 | 0 | 0 | 0.38188 | 2.9331 | 0 | 2.9331 | 0 | 0 | 0 | 0 | 0 | 0 | 0 | 0 | 0 | 2.9331 | 0 | 0 | 0 | 0 | 0 | 0 | 0 | 0 | 0 | 0
[35 empty] | 7.3.4.6.1 Intrusive pole inspections - Distribution | WLDFR | HFTD - Distribution - Tier 2 - 5QU CoRE ¦ 4QU LoRE | 2022 | 0.93458 | 0 | 0 | 0 | 0 | 0 | 0 | 0 | 0 | 0.47051 | 3.1368 | 0 | 3.1368 | 0 | 0 | 0 | 0 | 0 | 0 | 2.9316 | 0 | 0.47051 | 0.43973 | 3.1368 | 2.9316 | 0 | 0 | 3.1368 | 2.9316
[35 empty] | 7.3.4.6.1 Intrusive pole inspections - Distribution | WLDFR | HFTD - Distribution - Tier 2 - 5QU CoRE ¦ 4QU LoRE | 2023 | 0.87344 | 0 | 0 | 0 | 0 | 0 | 0 | 0 | 0 | 0 | 0 | 0 | 0 | 0.41468 | 2.8659 | 0 | 2.8659 | 0 | 0 | 0 | 2.5032 | 0 | 0 | 0 | 0 | 0 | 0 | 0 | 0
[35 empty] | 7.3.4.6.1 Intrusive pole inspections - Distribution | WLDFR | HFTD - Distribution - Tier 2 - 5QU CoRE ¦ 5QU LoRE | 2020 | 1 | 0.45024 | 2.1808 | 0 | 2.1808 | 0 | 0 | 0 | 0 | 0 | 0 | 0 | 0 | 0 | 0 | 0 | 0 | 2.1808 | 0 | 0 | 0 | 0 | 0 | 0 | 0 | 0 | 0 | 0 | 0
[35 empty] | 7.3.4.6.1 Intrusive pole inspections - Distribution | WLDFR | HFTD - Distribution - Tier 2 - 5QU CoRE ¦ 5QU LoRE | 2021 | 1 | 0 | 0 | 0 | 0 | 0.41092 | 1.9903 | 0 | 1.9903 | 0 | 0 | 0 | 0 | 0 | 0 | 0 | 0 | 0 | 1.9903 | 0 | 0 | 0 | 0 | 0 | 0 | 0 | 0 | 0 | 0
[35 empty] | 7.3.4.6.1 Intrusive pole inspections - Distribution | WLDFR | HFTD - Distribution - Tier 2 - 5QU CoRE ¦ 5QU LoRE | 2022 | 0.93458 | 0 | 0 | 0 | 0 | 0 | 0 | 0 | 0 | 0.5513 | 2.6363 | 0 | 2.6363 | 0 | 0 | 0 | 0 | 0 | 0 | 2.4638 | 0 | 0.5513 | 0.51524 | 2.6363 | 2.4638 | 0 | 0 | 2.6363 | 2.4638
[35 empty] | 7.3.4.6.1 Intrusive pole inspections - Distribution | WLDFR | HFTD - Distribution - Tier 2 - 5QU CoRE ¦ 5QU LoRE | 2023 | 0.87344 | 0 | 0 | 0 | 0 | 0 | 0 | 0 | 0 | 0 | 0 | 0 | 0 | 0.48589 | 2.4086 | 0 | 2.4086 | 0 | 0 | 0 | 2.1038 | 0 | 0 | 0 | 0 | 0 | 0 | 0 | 0
[35 empty] | 7.3.4.6.1 Intrusive pole inspections - Distribution | WLDFR | HFTD - Distribution - Tier 3 - 1QU CoRE ¦ 1QU LoRE | 2020 | 1 | 0.074702 | 53.7857 | 0 | 53.7857 | 0 | 0 | 0 | 0 | 0 | 0 | 0 | 0 | 0 | 0 | 0 | 0 | 53.7857 | 0 | 0 | 0 | 0 | 0 | 0 | 0 | 0 | 0 | 0 | 0
[35 empty] | 7.3.4.6.1 Intrusive pole inspections - Distribution | WLDFR | HFTD - Distribution - Tier 3 - 1QU CoRE ¦ 1QU LoRE | 2021 | 1 | 0 | 0 | 0 | 0 | 0.068177 | 49.0876 | 0 | 49.0876 | 0 | 0 | 0 | 0 | 0 | 0 | 0 | 0 | 0 | 49.0876 | 0 | 0 | 0 | 0 | 0 | 0 | 0 | 0 | 0 | 0
[35 empty] | 7.3.4.6.1 Intrusive pole inspections - Distribution | WLDFR | HFTD - Distribution - Tier 3 - 1QU CoRE ¦ 1QU LoRE | 2022 | 0.93458 | 0 | 0 | 0 | 0 | 0 | 0 | 0 | 0 | 0.079562 | 58.9926 | 0 | 58.9926 | 0 | 0 | 0 | 0 | 0 | 0 | 55.1333 | 0 | 0.079562 | 0.074357 | 58.9926 | 55.1333 | 0 | 0 | 58.9926 | 55.1333
[35 empty] | 7.3.4.6.1 Intrusive pole inspections - Distribution | WLDFR | HFTD - Distribution - Tier 3 - 1QU CoRE ¦ 1QU LoRE | 2023 | 0.87344 | 0 | 0 | 0 | 0 | 0 | 0 | 0 | 0 | 0 | 0 | 0 | 0 | 0.070123 | 53.8987 | 0 | 53.8987 | 0 | 0 | 0 | 47.0773 | 0 | 0 | 0 | 0 | 0 | 0 | 0 | 0
[35 empty] | 7.3.4.6.1 Intrusive pole inspections - Distribution | WLDFR | HFTD - Distribution - Tier 3 - 1QU CoRE ¦ 2QU LoRE | 2020 | 1 | 0.17907 | 75.8727 | 0 | 75.8727 | 0 | 0 | 0 | 0 | 0 | 0 | 0 | 0 | 0 | 0 | 0 | 0 | 75.8727 | 0 | 0 | 0 | 0 | 0 | 0 | 0 | 0 | 0 | 0 | 0
[35 empty] | 7.3.4.6.1 Intrusive pole inspections - Distribution | WLDFR | HFTD - Distribution - Tier 3 - 1QU CoRE ¦ 2QU LoRE | 2021 | 1 | 0 | 0 | 0 | 0 | 0.16343 | 69.2453 | 0 | 69.2453 | 0 | 0 | 0 | 0 | 0 | 0 | 0 | 0 | 0 | 69.2453 | 0 | 0 | 0 | 0 | 0 | 0 | 0 | 0 | 0 | 0
[35 empty] | 7.3.4.6.1 Intrusive pole inspections - Distribution | WLDFR | HFTD - Distribution - Tier 3 - 1QU CoRE ¦ 2QU LoRE | 2022 | 0.93458 | 0 | 0 | 0 | 0 | 0 | 0 | 0 | 0 | 0.21213 | 90.5689 | 0 | 90.5689 | 0 | 0 | 0 | 0 | 0 | 0 | 84.6438 | 0 | 0.21213 | 0.19825 | 90.5689 | 84.6438 | 0 | 0 | 90.5689 | 84.6438
[35 empty] | 7.3.4.6.1 Intrusive pole inspections - Distribution | WLDFR | HFTD - Distribution - Tier 3 - 1QU CoRE ¦ 2QU LoRE | 2023 | 0.87344 | 0 | 0 | 0 | 0 | 0 | 0 | 0 | 0 | 0 | 0 | 0 | 0 | 0.18696 | 82.7485 | 0 | 82.7485 | 0 | 0 | 0 | 72.2757 | 0 | 0 | 0 | 0 | 0 | 0 | 0 | 0
[35 empty] | 7.3.4.6.1 Intrusive pole inspections - Distribution | WLDFR | HFTD - Distribution - Tier 3 - 1QU CoRE ¦ 3QU LoRE | 2020 | 1 | 0.042667 | 14.8546 | 0 | 14.8546 | 0 | 0 | 0 | 0 | 0 | 0 | 0 | 0 | 0 | 0 | 0 | 0 | 14.8546 | 0 | 0 | 0 | 0 | 0 | 0 | 0 | 0 | 0 | 0 | 0
[35 empty] | 7.3.4.6.1 Intrusive pole inspections - Distribution | WLDFR | HFTD - Distribution - Tier 3 - 1QU CoRE ¦ 3QU LoRE | 2021 | 1 | 0 | 0 | 0 | 0 | 0.03894 | 13.5571 | 0 | 13.5571 | 0 | 0 | 0 | 0 | 0 | 0 | 0 | 0 | 0 | 13.5571 | 0 | 0 | 0 | 0 | 0 | 0 | 0 | 0 | 0 | 0
[35 empty] | 7.3.4.6.1 Intrusive pole inspections - Distribution | WLDFR | HFTD - Distribution - Tier 3 - 1QU CoRE ¦ 3QU LoRE | 2022 | 0.93458 | 0 | 0 | 0 | 0 | 0 | 0 | 0 | 0 | 0.076198 | 26.5047 | 0 | 26.5047 | 0 | 0 | 0 | 0 | 0 | 0 | 24.7708 | 0 | 0.076198 | 0.071213 | 26.5047 | 24.7708 | 0 | 0 | 26.5047 | 24.7708
[35 empty] | 7.3.4.6.1 Intrusive pole inspections - Distribution | WLDFR | HFTD - Distribution - Tier 3 - 1QU CoRE ¦ 3QU LoRE | 2023 | 0.87344 | 0 | 0 | 0 | 0 | 0 | 0 | 0 | 0 | 0 | 0 | 0 | 0 | 0.067158 | 24.2161 | 0 | 24.2161 | 0 | 0 | 0 | 21.1513 | 0 | 0 | 0 | 0 | 0 | 0 | 0 | 0
[35 empty] | 7.3.4.6.1 Intrusive pole inspections - Distribution | WLDFR | HFTD - Distribution - Tier 3 - 1QU CoRE ¦ 4QU LoRE | 2020 | 1 | 0.13107 | 49.6955 | 0 | 49.6955 | 0 | 0 | 0 | 0 | 0 | 0 | 0 | 0 | 0 | 0 | 0 | 0 | 49.6955 | 0 | 0 | 0 | 0 | 0 | 0 | 0 | 0 | 0 | 0 | 0
[35 empty] | 7.3.4.6.1 Intrusive pole inspections - Distribution | WLDFR | HFTD - Distribution - Tier 3 - 1QU CoRE ¦ 4QU LoRE | 2021 | 1 | 0 | 0 | 0 | 0 | 0.11962 | 45.3547 | 0 | 45.3547 | 0 | 0 | 0 | 0 | 0 | 0 | 0 | 0 | 0 | 45.3547 | 0 | 0 | 0 | 0 | 0 | 0 | 0 | 0 | 0 | 0
[35 empty] | 7.3.4.6.1 Intrusive pole inspections - Distribution | WLDFR | HFTD - Distribution - Tier 3 - 1QU CoRE ¦ 4QU LoRE | 2022 | 0.93458 | 0 | 0 | 0 | 0 | 0 | 0 | 0 | 0 | 0.15078 | 56.8954 | 0 | 56.8954 | 0 | 0 | 0 | 0 | 0 | 0 | 53.1733 | 0 | 0.15078 | 0.14092 | 56.8954 | 53.1733 | 0 | 0 | 56.8954 | 53.1733
[35 empty] | 7.3.4.6.1 Intrusive pole inspections - Distribution | WLDFR | HFTD - Distribution - Tier 3 - 1QU CoRE ¦ 4QU LoRE | 2023 | 0.87344 | 0 | 0 | 0 | 0 | 0 | 0 | 0 | 0 | 0 | 0 | 0 | 0 | 0.13289 | 51.9825 | 0 | 51.9825 | 0 | 0 | 0 | 45.4036 | 0 | 0 | 0 | 0 | 0 | 0 | 0 | 0
[35 empty] | 7.3.4.6.1 Intrusive pole inspections - Distribution | WLDFR | HFTD - Distribution - Tier 3 - 1QU CoRE ¦ 5QU LoRE | 2020 | 1 | 0.06233 | 26.8355 | 0 | 26.8355 | 0 | 0 | 0 | 0 | 0 | 0 | 0 | 0 | 0 | 0 | 0 | 0 | 26.8355 | 0 | 0 | 0 | 0 | 0 | 0 | 0 | 0 | 0 | 0 | 0
[35 empty] | 7.3.4.6.1 Intrusive pole inspections - Distribution | WLDFR | HFTD - Distribution - Tier 3 - 1QU CoRE ¦ 5QU LoRE | 2021 | 1 | 0 | 0 | 0 | 0 | 0.056885 | 24.4914 | 0 | 24.4914 | 0 | 0 | 0 | 0 | 0 | 0 | 0 | 0 | 0 | 24.4914 | 0 | 0 | 0 | 0 | 0 | 0 | 0 | 0 | 0 | 0
[35 empty] | 7.3.4.6.1 Intrusive pole inspections - Distribution | WLDFR | HFTD - Distribution - Tier 3 - 1QU CoRE ¦ 5QU LoRE | 2022 | 0.93458 | 0 | 0 | 0 | 0 | 0 | 0 | 0 | 0 | 0.089207 | 38.1651 | 0 | 38.1651 | 0 | 0 | 0 | 0 | 0 | 0 | 35.6683 | 0 | 0.089207 | 0.083371 | 38.1651 | 35.6683 | 0 | 0 | 38.1651 | 35.6683
[35 empty] | 7.3.4.6.1 Intrusive pole inspections - Distribution | WLDFR | HFTD - Distribution - Tier 3 - 1QU CoRE ¦ 5QU LoRE | 2023 | 0.87344 | 0 | 0 | 0 | 0 | 0 | 0 | 0 | 0 | 0 | 0 | 0 | 0 | 0.078623 | 34.8696 | 0 | 34.8696 | 0 | 0 | 0 | 30.4564 | 0 | 0 | 0 | 0 | 0 | 0 | 0 | 0
[35 empty] | 7.3.4.6.1 Intrusive pole inspections - Distribution | WLDFR | HFTD - Distribution - Tier 3 - 2QU CoRE ¦ 1QU LoRE | 2020 | 1 | 0.24756 | 58.1745 | 0 | 58.1745 | 0 | 0 | 0 | 0 | 0 | 0 | 0 | 0 | 0 | 0 | 0 | 0 | 58.1745 | 0 | 0 | 0 | 0 | 0 | 0 | 0 | 0 | 0 | 0 | 0
[35 empty] | 7.3.4.6.1 Intrusive pole inspections - Distribution | WLDFR | HFTD - Distribution - Tier 3 - 2QU CoRE ¦ 1QU LoRE | 2021 | 1 | 0 | 0 | 0 | 0 | 0.22594 | 53.093 | 0 | 53.093 | 0 | 0 | 0 | 0 | 0 | 0 | 0 | 0 | 0 | 53.093 | 0 | 0 | 0 | 0 | 0 | 0 | 0 | 0 | 0 | 0
[35 empty] | 7.3.4.6.1 Intrusive pole inspections - Distribution | WLDFR | HFTD - Distribution - Tier 3 - 2QU CoRE ¦ 1QU LoRE | 2022 | 0.93458 | 0 | 0 | 0 | 0 | 0 | 0 | 0 | 0 | 0.24947 | 59.781 | 0 | 59.781 | 0 | 0 | 0 | 0 | 0 | 0 | 55.8701 | 0 | 0.24947 | 0.23315 | 59.781 | 55.8701 | 0 | 0 | 59.781 | 55.8701
[35 empty] | 7.3.4.6.1 Intrusive pole inspections - Distribution | WLDFR | HFTD - Distribution - Tier 3 - 2QU CoRE ¦ 1QU LoRE | 2023 | 0.87344 | 0 | 0 | 0 | 0 | 0 | 0 | 0 | 0 | 0 | 0 | 0 | 0 | 0.21987 | 54.6189 | 0 | 54.6189 | 0 | 0 | 0 | 47.7063 | 0 | 0 | 0 | 0 | 0 | 0 | 0 | 0
[35 empty] | 7.3.4.6.1 Intrusive pole inspections - Distribution | WLDFR | HFTD - Distribution - Tier 3 - 2QU CoRE ¦ 2QU LoRE | 2020 | 1 | 0.341 | 60.9715 | 0 | 60.9715 | 0 | 0 | 0 | 0 | 0 | 0 | 0 | 0 | 0 | 0 | 0 | 0 | 60.9715 | 0 | 0 | 0 | 0 | 0 | 0 | 0 | 0 | 0 | 0 | 0
[35 empty] | 7.3.4.6.1 Intrusive pole inspections - Distribution | WLDFR | HFTD - Distribution - Tier 3 - 2QU CoRE ¦ 2QU LoRE | 2021 | 1 | 0 | 0 | 0 | 0 | 0.31122 | 55.6457 | 0 | 55.6457 | 0 | 0 | 0 | 0 | 0 | 0 | 0 | 0 | 0 | 55.6457 | 0 | 0 | 0 | 0 | 0 | 0 | 0 | 0 | 0 | 0
[35 empty] | 7.3.4.6.1 Intrusive pole inspections - Distribution | WLDFR | HFTD - Distribution - Tier 3 - 2QU CoRE ¦ 2QU LoRE | 2022 | 0.93458 | 0 | 0 | 0 | 0 | 0 | 0 | 0 | 0 | 0.35831 | 66.1468 | 0 | 66.1468 | 0 | 0 | 0 | 0 | 0 | 0 | 61.8195 | 0 | 0.35831 | 0.33487 | 66.1468 | 61.8195 | 0 | 0 | 66.1468 | 61.8195
[35 empty] | 7.3.4.6.1 Intrusive pole inspections - Distribution | WLDFR | HFTD - Distribution - Tier 3 - 2QU CoRE ¦ 2QU LoRE | 2023 | 0.87344 | 0 | 0 | 0 | 0 | 0 | 0 | 0 | 0 | 0 | 0 | 0 | 0 | 0.3158 | 60.4351 | 0 | 60.4351 | 0 | 0 | 0 | 52.7864 | 0 | 0 | 0 | 0 | 0 | 0 | 0 | 0
[35 empty] | 7.3.4.6.1 Intrusive pole inspections - Distribution | WLDFR | HFTD - Distribution - Tier 3 - 2QU CoRE ¦ 3QU LoRE | 2020 | 1 | 0.24513 | 51.3032 | 0 | 51.3032 | 0 | 0 | 0 | 0 | 0 | 0 | 0 | 0 | 0 | 0 | 0 | 0 | 51.3032 | 0 | 0 | 0 | 0 | 0 | 0 | 0 | 0 | 0 | 0 | 0
[35 empty] | 7.3.4.6.1 Intrusive pole inspections - Distribution | WLDFR | HFTD - Distribution - Tier 3 - 2QU CoRE ¦ 3QU LoRE | 2021 | 1 | 0 | 0 | 0 | 0 | 0.22372 | 46.8219 | 0 | 46.8219 | 0 | 0 | 0 | 0 | 0 | 0 | 0 | 0 | 0 | 46.8219 | 0 | 0 | 0 | 0 | 0 | 0 | 0 | 0 | 0 | 0
[35 empty] | 7.3.4.6.1 Intrusive pole inspections - Distribution | WLDFR | HFTD - Distribution - Tier 3 - 2QU CoRE ¦ 3QU LoRE | 2022 | 0.93458 | 0 | 0 | 0 | 0 | 0 | 0 | 0 | 0 | 0.37841 | 68.9169 | 0 | 68.9169 | 0 | 0 | 0 | 0 | 0 | 0 | 64.4083 | 0 | 0.37841 | 0.35366 | 68.9169 | 64.4083 | 0 | 0 | 68.9169 | 64.4083
[35 empty] | 7.3.4.6.1 Intrusive pole inspections - Distribution | WLDFR | HFTD - Distribution - Tier 3 - 2QU CoRE ¦ 3QU LoRE | 2023 | 0.87344 | 0 | 0 | 0 | 0 | 0 | 0 | 0 | 0 | 0 | 0 | 0 | 0 | 0.33352 | 62.9659 | 0 | 62.9659 | 0 | 0 | 0 | 54.9969 | 0 | 0 | 0 | 0 | 0 | 0 | 0 | 0
[35 empty] | 7.3.4.6.1 Intrusive pole inspections - Distribution | WLDFR | HFTD - Distribution - Tier 3 - 2QU CoRE ¦ 4QU LoRE | 2020 | 1 | 0.075495 | 15.7166 | 0 | 15.7166 | 0 | 0 | 0 | 0 | 0 | 0 | 0 | 0 | 0 | 0 | 0 | 0 | 15.7166 | 0 | 0 | 0 | 0 | 0 | 0 | 0 | 0 | 0 | 0 | 0
[35 empty] | 7.3.4.6.1 Intrusive pole inspections - Distribution | WLDFR | HFTD - Distribution - Tier 3 - 2QU CoRE ¦ 4QU LoRE | 2021 | 1 | 0 | 0 | 0 | 0 | 0.068901 | 14.3437 | 0 | 14.3437 | 0 | 0 | 0 | 0 | 0 | 0 | 0 | 0 | 0 | 14.3437 | 0 | 0 | 0 | 0 | 0 | 0 | 0 | 0 | 0 | 0
[35 empty] | 7.3.4.6.1 Intrusive pole inspections - Distribution | WLDFR | HFTD - Distribution - Tier 3 - 2QU CoRE ¦ 4QU LoRE | 2022 | 0.93458 | 0 | 0 | 0 | 0 | 0 | 0 | 0 | 0 | 0.14733 | 35.685 | 0 | 35.685 | 0 | 0 | 0 | 0 | 0 | 0 | 33.3504 | 0 | 0.14733 | 0.1377 | 35.685 | 33.3504 | 0 | 0 | 35.685 | 33.3504
[35 empty] | 7.3.4.6.1 Intrusive pole inspections - Distribution | WLDFR | HFTD - Distribution - Tier 3 - 2QU CoRE ¦ 4QU LoRE | 2023 | 0.87344 | 0 | 0 | 0 | 0 | 0 | 0 | 0 | 0 | 0 | 0 | 0 | 0 | 0.12985 | 32.6036 | 0 | 32.6036 | 0 | 0 | 0 | 28.4772 | 0 | 0 | 0 | 0 | 0 | 0 | 0 | 0
[35 empty] | 7.3.4.6.1 Intrusive pole inspections - Distribution | WLDFR | HFTD - Distribution - Tier 3 - 2QU CoRE ¦ 5QU LoRE | 2020 | 1 | 0.036642 | 12.828 | 0 | 12.828 | 0 | 0 | 0 | 0 | 0 | 0 | 0 | 0 | 0 | 0 | 0 | 0 | 12.828 | 0 | 0 | 0 | 0 | 0 | 0 | 0 | 0 | 0 | 0 | 0
[35 empty] | 7.3.4.6.1 Intrusive pole inspections - Distribution | WLDFR | HFTD - Distribution - Tier 3 - 2QU CoRE ¦ 5QU LoRE | 2021 | 1 | 0 | 0 | 0 | 0 | 0.033442 | 11.7075 | 0 | 11.7075 | 0 | 0 | 0 | 0 | 0 | 0 | 0 | 0 | 0 | 11.7075 | 0 | 0 | 0 | 0 | 0 | 0 | 0 | 0 | 0 | 0
[35 empty] | 7.3.4.6.1 Intrusive pole inspections - Distribution | WLDFR | HFTD - Distribution - Tier 3 - 2QU CoRE ¦ 5QU LoRE | 2022 | 0.93458 | 0 | 0 | 0 | 0 | 0 | 0 | 0 | 0 | 0.030786 | 6.0607 | 0 | 6.0607 | 0 | 0 | 0 | 0 | 0 | 0 | 5.6642 | 0 | 0.030786 | 0.028772 | 6.0607 | 5.6642 | 0 | 0 | 6.0607 | 5.6642
[35 empty] | 7.3.4.6.1 Intrusive pole inspections - Distribution | WLDFR | HFTD - Distribution - Tier 3 - 2QU CoRE ¦ 5QU LoRE | 2023 | 0.87344 | 0 | 0 | 0 | 0 | 0 | 0 | 0 | 0 | 0 | 0 | 0 | 0 | 0.027134 | 5.5373 | 0 | 5.5373 | 0 | 0 | 0 | 4.8365 | 0 | 0 | 0 | 0 | 0 | 0 | 0 | 0
[35 empty] | 7.3.4.6.1 Intrusive pole inspections - Distribution | WLDFR | HFTD - Distribution - Tier 3 - 3QU CoRE ¦ 1QU LoRE | 2020 | 1 | 0.49131 | 42.7915 | 0 | 42.7915 | 0 | 0 | 0 | 0 | 0 | 0 | 0 | 0 | 0 | 0 | 0 | 0 | 42.7915 | 0 | 0 | 0 | 0 | 0 | 0 | 0 | 0 | 0 | 0 | 0
[35 empty] | 7.3.4.6.1 Intrusive pole inspections - Distribution | WLDFR | HFTD - Distribution - Tier 3 - 3QU CoRE ¦ 1QU LoRE | 2021 | 1 | 0 | 0 | 0 | 0 | 0.4484 | 39.0537 | 0 | 39.0537 | 0 | 0 | 0 | 0 | 0 | 0 | 0 | 0 | 0 | 39.0537 | 0 | 0 | 0 | 0 | 0 | 0 | 0 | 0 | 0 | 0
[35 empty] | 7.3.4.6.1 Intrusive pole inspections - Distribution | WLDFR | HFTD - Distribution - Tier 3 - 3QU CoRE ¦ 1QU LoRE | 2022 | 0.93458 | 0 | 0 | 0 | 0 | 0 | 0 | 0 | 0 | 0.57339 | 49.3882 | 0 | 49.3882 | 0 | 0 | 0 | 0 | 0 | 0 | 46.1572 | 0 | 0.57339 | 0.53588 | 49.3882 | 46.1572 | 0 | 0 | 49.3882 | 46.1572
[35 empty] | 7.3.4.6.1 Intrusive pole inspections - Distribution | WLDFR | HFTD - Distribution - Tier 3 - 3QU CoRE ¦ 1QU LoRE | 2023 | 0.87344 | 0 | 0 | 0 | 0 | 0 | 0 | 0 | 0 | 0 | 0 | 0 | 0 | 0.50536 | 45.1235 | 0 | 45.1235 | 0 | 0 | 0 | 39.4126 | 0 | 0 | 0 | 0 | 0 | 0 | 0 | 0
[35 empty] | 7.3.4.6.1 Intrusive pole inspections - Distribution | WLDFR | HFTD - Distribution - Tier 3 - 3QU CoRE ¦ 2QU LoRE | 2020 | 1 | 0.62791 | 58.4093 | 0 | 58.4093 | 0 | 0 | 0 | 0 | 0 | 0 | 0 | 0 | 0 | 0 | 0 | 0 | 58.4093 | 0 | 0 | 0 | 0 | 0 | 0 | 0 | 0 | 0 | 0 | 0
[35 empty] | 7.3.4.6.1 Intrusive pole inspections - Distribution | WLDFR | HFTD - Distribution - Tier 3 - 3QU CoRE ¦ 2QU LoRE | 2021 | 1 | 0 | 0 | 0 | 0 | 0.57306 | 53.3074 | 0 | 53.3074 | 0 | 0 | 0 | 0 | 0 | 0 | 0 | 0 | 0 | 53.3074 | 0 | 0 | 0 | 0 | 0 | 0 | 0 | 0 | 0 | 0
[35 empty] | 7.3.4.6.1 Intrusive pole inspections - Distribution | WLDFR | HFTD - Distribution - Tier 3 - 3QU CoRE ¦ 2QU LoRE | 2022 | 0.93458 | 0 | 0 | 0 | 0 | 0 | 0 | 0 | 0 | 0.80663 | 75.9644 | 0 | 75.9644 | 0 | 0 | 0 | 0 | 0 | 0 | 70.9948 | 0 | 0.80663 | 0.75386 | 75.9644 | 70.9948 | 0 | 0 | 75.9644 | 70.9948
[35 empty] | 7.3.4.6.1 Intrusive pole inspections - Distribution | WLDFR | HFTD - Distribution - Tier 3 - 3QU CoRE ¦ 2QU LoRE | 2023 | 0.87344 | 0 | 0 | 0 | 0 | 0 | 0 | 0 | 0 | 0 | 0 | 0 | 0 | 0.71093 | 69.4049 | 0 | 69.4049 | 0 | 0 | 0 | 60.6209 | 0 | 0 | 0 | 0 | 0 | 0 | 0 | 0
[35 empty] | 7.3.4.6.1 Intrusive pole inspections - Distribution | WLDFR | HFTD - Distribution - Tier 3 - 3QU CoRE ¦ 3QU LoRE | 2020 | 1 | 0.27082 | 20.7139 | 0 | 20.7139 | 0 | 0 | 0 | 0 | 0 | 0 | 0 | 0 | 0 | 0 | 0 | 0 | 20.7139 | 0 | 0 | 0 | 0 | 0 | 0 | 0 | 0 | 0 | 0 | 0
[35 empty] | 7.3.4.6.1 Intrusive pole inspections - Distribution | WLDFR | HFTD - Distribution - Tier 3 - 3QU CoRE ¦ 3QU LoRE | 2021 | 1 | 0 | 0 | 0 | 0 | 0.24716 | 18.9046 | 0 | 18.9046 | 0 | 0 | 0 | 0 | 0 | 0 | 0 | 0 | 0 | 18.9046 | 0 | 0 | 0 | 0 | 0 | 0 | 0 | 0 | 0 | 0
[35 empty] | 7.3.4.6.1 Intrusive pole inspections - Distribution | WLDFR | HFTD - Distribution - Tier 3 - 3QU CoRE ¦ 3QU LoRE | 2022 | 0.93458 | 0 | 0 | 0 | 0 | 0 | 0 | 0 | 0 | 0.29201 | 20.1229 | 0 | 20.1229 | 0 | 0 | 0 | 0 | 0 | 0 | 18.8064 | 0 | 0.29201 | 0.27291 | 20.1229 | 18.8064 | 0 | 0 | 20.1229 | 18.8064
[35 empty] | 7.3.4.6.1 Intrusive pole inspections - Distribution | WLDFR | HFTD - Distribution - Tier 3 - 3QU CoRE ¦ 3QU LoRE | 2023 | 0.87344 | 0 | 0 | 0 | 0 | 0 | 0 | 0 | 0 | 0 | 0 | 0 | 0 | 0.25737 | 18.3853 | 0 | 18.3853 | 0 | 0 | 0 | 16.0584 | 0 | 0 | 0 | 0 | 0 | 0 | 0 | 0
[35 empty] | 7.3.4.6.1 Intrusive pole inspections - Distribution | WLDFR | HFTD - Distribution - Tier 3 - 3QU CoRE ¦ 4QU LoRE | 2020 | 1 | 0.2337 | 21.9329 | 0 | 21.9329 | 0 | 0 | 0 | 0 | 0 | 0 | 0 | 0 | 0 | 0 | 0 | 0 | 21.9329 | 0 | 0 | 0 | 0 | 0 | 0 | 0 | 0 | 0 | 0 | 0
[35 empty] | 7.3.4.6.1 Intrusive pole inspections - Distribution | WLDFR | HFTD - Distribution - Tier 3 - 3QU CoRE ¦ 4QU LoRE | 2021 | 1 | 0 | 0 | 0 | 0 | 0.21328 | 20.0171 | 0 | 20.0171 | 0 | 0 | 0 | 0 | 0 | 0 | 0 | 0 | 0 | 20.0171 | 0 | 0 | 0 | 0 | 0 | 0 | 0 | 0 | 0 | 0
[35 empty] | 7.3.4.6.1 Intrusive pole inspections - Distribution | WLDFR | HFTD - Distribution - Tier 3 - 3QU CoRE ¦ 4QU LoRE | 2022 | 0.93458 | 0 | 0 | 0 | 0 | 0 | 0 | 0 | 0 | 0.30261 | 28.1744 | 0 | 28.1744 | 0 | 0 | 0 | 0 | 0 | 0 | 26.3312 | 0 | 0.30261 | 0.28281 | 28.1744 | 26.3312 | 0 | 0 | 28.1744 | 26.3312
[35 empty] | 7.3.4.6.1 Intrusive pole inspections - Distribution | WLDFR | HFTD - Distribution - Tier 3 - 3QU CoRE ¦ 4QU LoRE | 2023 | 0.87344 | 0 | 0 | 0 | 0 | 0 | 0 | 0 | 0 | 0 | 0 | 0 | 0 | 0.26671 | 25.7415 | 0 | 25.7415 | 0 | 0 | 0 | 22.4836 | 0 | 0 | 0 | 0 | 0 | 0 | 0 | 0
[35 empty] | 7.3.4.6.1 Intrusive pole inspections - Distribution | WLDFR | HFTD - Distribution - Tier 3 - 3QU CoRE ¦ 5QU LoRE | 2020 | 1 | 0.11537 | 8.8007 | 0 | 8.8007 | 0 | 0 | 0 | 0 | 0 | 0 | 0 | 0 | 0 | 0 | 0 | 0 | 8.8007 | 0 | 0 | 0 | 0 | 0 | 0 | 0 | 0 | 0 | 0 | 0
[35 empty] | 7.3.4.6.1 Intrusive pole inspections - Distribution | WLDFR | HFTD - Distribution - Tier 3 - 3QU CoRE ¦ 5QU LoRE | 2021 | 1 | 0 | 0 | 0 | 0 | 0.10529 | 8.0319 | 0 | 8.0319 | 0 | 0 | 0 | 0 | 0 | 0 | 0 | 0 | 0 | 8.0319 | 0 | 0 | 0 | 0 | 0 | 0 | 0 | 0 | 0 | 0
[35 empty] | 7.3.4.6.1 Intrusive pole inspections - Distribution | WLDFR | HFTD - Distribution - Tier 3 - 3QU CoRE ¦ 5QU LoRE | 2022 | 0.93458 | 0 | 0 | 0 | 0 | 0 | 0 | 0 | 0 | 0.18204 | 14.8639 | 0 | 14.8639 | 0 | 0 | 0 | 0 | 0 | 0 | 13.8915 | 0 | 0.18204 | 0.17013 | 14.8639 | 13.8915 | 0 | 0 | 14.8639 | 13.8915
[35 empty] | 7.3.4.6.1 Intrusive pole inspections - Distribution | WLDFR | HFTD - Distribution - Tier 3 - 3QU CoRE ¦ 5QU LoRE | 2023 | 0.87344 | 0 | 0 | 0 | 0 | 0 | 0 | 0 | 0 | 0 | 0 | 0 | 0 | 0.16044 | 13.5804 | 0 | 13.5804 | 0 | 0 | 0 | 11.8617 | 0 | 0 | 0 | 0 | 0 | 0 | 0 | 0
[35 empty] | 7.3.4.6.1 Intrusive pole inspections - Distribution | WLDFR | HFTD - Distribution - Tier 3 - 4QU CoRE ¦ 1QU LoRE | 2020 | 1 | 0.6654 | 21.4789 | 0 | 21.4789 | 0 | 0 | 0 | 0 | 0 | 0 | 0 | 0 | 0 | 0 | 0 | 0 | 21.4789 | 0 | 0 | 0 | 0 | 0 | 0 | 0 | 0 | 0 | 0 | 0
[35 empty] | 7.3.4.6.1 Intrusive pole inspections - Distribution | WLDFR | HFTD - Distribution - Tier 3 - 4QU CoRE ¦ 1QU LoRE | 2021 | 1 | 0 | 0 | 0 | 0 | 0.60728 | 19.6027 | 0 | 19.6027 | 0 | 0 | 0 | 0 | 0 | 0 | 0 | 0 | 0 | 19.6027 | 0 | 0 | 0 | 0 | 0 | 0 | 0 | 0 | 0 | 0
[35 empty] | 7.3.4.6.1 Intrusive pole inspections - Distribution | WLDFR | HFTD - Distribution - Tier 3 - 4QU CoRE ¦ 1QU LoRE | 2022 | 0.93458 | 0 | 0 | 0 | 0 | 0 | 0 | 0 | 0 | 0.82325 | 26.5535 | 0 | 26.5535 | 0 | 0 | 0 | 0 | 0 | 0 | 24.8164 | 0 | 0.82325 | 0.76939 | 26.5535 | 24.8164 | 0 | 0 | 26.5535 | 24.8164
[35 empty] | 7.3.4.6.1 Intrusive pole inspections - Distribution | WLDFR | HFTD - Distribution - Tier 3 - 4QU CoRE ¦ 1QU LoRE | 2023 | 0.87344 | 0 | 0 | 0 | 0 | 0 | 0 | 0 | 0 | 0 | 0 | 0 | 0 | 0.72558 | 24.2605 | 0 | 24.2605 | 0 | 0 | 0 | 21.1901 | 0 | 0 | 0 | 0 | 0 | 0 | 0 | 0
[35 empty] | 7.3.4.6.1 Intrusive pole inspections - Distribution | WLDFR | HFTD - Distribution - Tier 3 - 4QU CoRE ¦ 2QU LoRE | 2020 | 1 | 0.60337 | 16.3836 | 0 | 16.3836 | 0 | 0 | 0 | 0 | 0 | 0 | 0 | 0 | 0 | 0 | 0 | 0 | 16.3836 | 0 | 0 | 0 | 0 | 0 | 0 | 0 | 0 | 0 | 0 | 0
[35 empty] | 7.3.4.6.1 Intrusive pole inspections - Distribution | WLDFR | HFTD - Distribution - Tier 3 - 4QU CoRE ¦ 2QU LoRE | 2021 | 1 | 0 | 0 | 0 | 0 | 0.55066 | 14.9525 | 0 | 14.9525 | 0 | 0 | 0 | 0 | 0 | 0 | 0 | 0 | 0 | 14.9525 | 0 | 0 | 0 | 0 | 0 | 0 | 0 | 0 | 0 | 0
[35 empty] | 7.3.4.6.1 Intrusive pole inspections - Distribution | WLDFR | HFTD - Distribution - Tier 3 - 4QU CoRE ¦ 2QU LoRE | 2022 | 0.93458 | 0 | 0 | 0 | 0 | 0 | 0 | 0 | 0 | 0.77501 | 20.5122 | 0 | 20.5122 | 0 | 0 | 0 | 0 | 0 | 0 | 19.1703 | 0 | 0.77501 | 0.7243 | 20.5122 | 19.1703 | 0 | 0 | 20.5122 | 19.1703
[35 empty] | 7.3.4.6.1 Intrusive pole inspections - Distribution | WLDFR | HFTD - Distribution - Tier 3 - 4QU CoRE ¦ 2QU LoRE | 2023 | 0.87344 | 0 | 0 | 0 | 0 | 0 | 0 | 0 | 0 | 0 | 0 | 0 | 0 | 0.68306 | 18.7409 | 0 | 18.7409 | 0 | 0 | 0 | 16.369 | 0 | 0 | 0 | 0 | 0 | 0 | 0 | 0
[35 empty] | 7.3.4.6.1 Intrusive pole inspections - Distribution | WLDFR | HFTD - Distribution - Tier 3 - 4QU CoRE ¦ 3QU LoRE | 2020 | 1 | 0.4379 | 10.497 | 0 | 10.497 | 0 | 0 | 0 | 0 | 0 | 0 | 0 | 0 | 0 | 0 | 0 | 0 | 10.497 | 0 | 0 | 0 | 0 | 0 | 0 | 0 | 0 | 0 | 0 | 0
[35 empty] | 7.3.4.6.1 Intrusive pole inspections - Distribution | WLDFR | HFTD - Distribution - Tier 3 - 4QU CoRE ¦ 3QU LoRE | 2021 | 1 | 0 | 0 | 0 | 0 | 0.39965 | 9.5801 | 0 | 9.5801 | 0 | 0 | 0 | 0 | 0 | 0 | 0 | 0 | 0 | 9.5801 | 0 | 0 | 0 | 0 | 0 | 0 | 0 | 0 | 0 | 0
[35 empty] | 7.3.4.6.1 Intrusive pole inspections - Distribution | WLDFR | HFTD - Distribution - Tier 3 - 4QU CoRE ¦ 3QU LoRE | 2022 | 0.93458 | 0 | 0 | 0 | 0 | 0 | 0 | 0 | 0 | 0.52132 | 12.76 | 0 | 12.76 | 0 | 0 | 0 | 0 | 0 | 0 | 11.9252 | 0 | 0.52132 | 0.48722 | 12.76 | 11.9252 | 0 | 0 | 12.76 | 11.9252
[35 empty] | 7.3.4.6.1 Intrusive pole inspections - Distribution | WLDFR | HFTD - Distribution - Tier 3 - 4QU CoRE ¦ 3QU LoRE | 2023 | 0.87344 | 0 | 0 | 0 | 0 | 0 | 0 | 0 | 0 | 0 | 0 | 0 | 0 | 0.45947 | 11.6581 | 0 | 11.6581 | 0 | 0 | 0 | 10.1827 | 0 | 0 | 0 | 0 | 0 | 0 | 0 | 0
[35 empty] | 7.3.4.6.1 Intrusive pole inspections - Distribution | WLDFR | HFTD - Distribution - Tier 3 - 4QU CoRE ¦ 4QU LoRE | 2020 | 1 | 0.23301 | 7.725 | 0 | 7.725 | 0 | 0 | 0 | 0 | 0 | 0 | 0 | 0 | 0 | 0 | 0 | 0 | 7.725 | 0 | 0 | 0 | 0 | 0 | 0 | 0 | 0 | 0 | 0 | 0
[35 empty] | 7.3.4.6.1 Intrusive pole inspections - Distribution | WLDFR | HFTD - Distribution - Tier 3 - 4QU CoRE ¦ 4QU LoRE | 2021 | 1 | 0 | 0 | 0 | 0 | 0.21265 | 7.0502 | 0 | 7.0502 | 0 | 0 | 0 | 0 | 0 | 0 | 0 | 0 | 0 | 7.0502 | 0 | 0 | 0 | 0 | 0 | 0 | 0 | 0 | 0 | 0
[35 empty] | 7.3.4.6.1 Intrusive pole inspections - Distribution | WLDFR | HFTD - Distribution - Tier 3 - 4QU CoRE ¦ 4QU LoRE | 2022 | 0.93458 | 0 | 0 | 0 | 0 | 0 | 0 | 0 | 0 | 0.27489 | 8.9292 | 0 | 8.9292 | 0 | 0 | 0 | 0 | 0 | 0 | 8.3451 | 0 | 0.27489 | 0.2569 | 8.9292 | 8.3451 | 0 | 0 | 8.9292 | 8.3451
[35 empty] | 7.3.4.6.1 Intrusive pole inspections - Distribution | WLDFR | HFTD - Distribution - Tier 3 - 4QU CoRE ¦ 4QU LoRE | 2023 | 0.87344 | 0 | 0 | 0 | 0 | 0 | 0 | 0 | 0 | 0 | 0 | 0 | 0 | 0.24227 | 8.1582 | 0 | 8.1582 | 0 | 0 | 0 | 7.1256 | 0 | 0 | 0 | 0 | 0 | 0 | 0 | 0
[35 empty] | 7.3.4.6.1 Intrusive pole inspections - Distribution | WLDFR | HFTD - Distribution - Tier 3 - 4QU CoRE ¦ 5QU LoRE | 2020 | 1 | 0.11535 | 4.3798 | 0 | 4.3798 | 0 | 0 | 0 | 0 | 0 | 0 | 0 | 0 | 0 | 0 | 0 | 0 | 4.3798 | 0 | 0 | 0 | 0 | 0 | 0 | 0 | 0 | 0 | 0 | 0
[35 empty] | 7.3.4.6.1 Intrusive pole inspections - Distribution | WLDFR | HFTD - Distribution - Tier 3 - 4QU CoRE ¦ 5QU LoRE | 2021 | 1 | 0 | 0 | 0 | 0 | 0.10527 | 3.9973 | 0 | 3.9973 | 0 | 0 | 0 | 0 | 0 | 0 | 0 | 0 | 0 | 3.9973 | 0 | 0 | 0 | 0 | 0 | 0 | 0 | 0 | 0 | 0
[35 empty] | 7.3.4.6.1 Intrusive pole inspections - Distribution | WLDFR | HFTD - Distribution - Tier 3 - 4QU CoRE ¦ 5QU LoRE | 2022 | 0.93458 | 0 | 0 | 0 | 0 | 0 | 0 | 0 | 0 | 0.15897 | 6.2797 | 0 | 6.2797 | 0 | 0 | 0 | 0 | 0 | 0 | 5.8689 | 0 | 0.15897 | 0.14857 | 6.2797 | 5.8689 | 0 | 0 | 6.2797 | 5.8689
[35 empty] | 7.3.4.6.1 Intrusive pole inspections - Distribution | WLDFR | HFTD - Distribution - Tier 3 - 4QU CoRE ¦ 5QU LoRE | 2023 | 0.87344 | 0 | 0 | 0 | 0 | 0 | 0 | 0 | 0 | 0 | 0 | 0 | 0 | 0.14011 | 5.7375 | 0 | 5.7375 | 0 | 0 | 0 | 5.0113 | 0 | 0 | 0 | 0 | 0 | 0 | 0 | 0
[35 empty] | 7.3.4.6.1 Intrusive pole inspections - Distribution | WLDFR | HFTD - Distribution - Tier 3 - 5QU CoRE ¦ 1QU LoRE | 2020 | 1 | 1.5445 | 5.8212 | 0 | 5.8212 | 0 | 0 | 0 | 0 | 0 | 0 | 0 | 0 | 0 | 0 | 0 | 0 | 5.8212 | 0 | 0 | 0 | 0 | 0 | 0 | 0 | 0 | 0 | 0 | 0
[35 empty] | 7.3.4.6.1 Intrusive pole inspections - Distribution | WLDFR | HFTD - Distribution - Tier 3 - 5QU CoRE ¦ 1QU LoRE | 2021 | 1 | 0 | 0 | 0 | 0 | 1.4096 | 5.3127 | 0 | 5.3127 | 0 | 0 | 0 | 0 | 0 | 0 | 0 | 0 | 0 | 5.3127 | 0 | 0 | 0 | 0 | 0 | 0 | 0 | 0 | 0 | 0
[35 empty] | 7.3.4.6.1 Intrusive pole inspections - Distribution | WLDFR | HFTD - Distribution - Tier 3 - 5QU CoRE ¦ 1QU LoRE | 2022 | 0.93458 | 0 | 0 | 0 | 0 | 0 | 0 | 0 | 0 | 1.9375 | 7.3284 | 0 | 7.3284 | 0 | 0 | 0 | 0 | 0 | 0 | 6.8489 | 0 | 1.9375 | 1.8108 | 7.3284 | 6.8489 | 0 | 0 | 7.3284 | 6.8489
[35 empty] | 7.3.4.6.1 Intrusive pole inspections - Distribution | WLDFR | HFTD - Distribution - Tier 3 - 5QU CoRE ¦ 1QU LoRE | 2023 | 0.87344 | 0 | 0 | 0 | 0 | 0 | 0 | 0 | 0 | 0 | 0 | 0 | 0 | 1.7076 | 6.6954 | 0 | 6.6954 | 0 | 0 | 0 | 5.848 | 0 | 0 | 0 | 0 | 0 | 0 | 0 | 0
[35 empty] | 7.3.4.6.1 Intrusive pole inspections - Distribution | WLDFR | HFTD - Distribution - Tier 3 - 5QU CoRE ¦ 2QU LoRE | 2020 | 1 | 0.61123 | 2.5707 | 0 | 2.5707 | 0 | 0 | 0 | 0 | 0 | 0 | 0 | 0 | 0 | 0 | 0 | 0 | 2.5707 | 0 | 0 | 0 | 0 | 0 | 0 | 0 | 0 | 0 | 0 | 0
[35 empty] | 7.3.4.6.1 Intrusive pole inspections - Distribution | WLDFR | HFTD - Distribution - Tier 3 - 5QU CoRE ¦ 2QU LoRE | 2021 | 1 | 0 | 0 | 0 | 0 | 0.55784 | 2.3461 | 0 | 2.3461 | 0 | 0 | 0 | 0 | 0 | 0 | 0 | 0 | 0 | 2.3461 | 0 | 0 | 0 | 0 | 0 | 0 | 0 | 0 | 0 | 0
[35 empty] | 7.3.4.6.1 Intrusive pole inspections - Distribution | WLDFR | HFTD - Distribution - Tier 3 - 5QU CoRE ¦ 2QU LoRE | 2022 | 0.93458 | 0 | 0 | 0 | 0 | 0 | 0 | 0 | 0 | 0.7142 | 2.8286 | 0 | 2.8286 | 0 | 0 | 0 | 0 | 0 | 0 | 2.6436 | 0 | 0.7142 | 0.66748 | 2.8286 | 2.6436 | 0 | 0 | 2.8286 | 2.6436
[35 empty] | 7.3.4.6.1 Intrusive pole inspections - Distribution | WLDFR | HFTD - Distribution - Tier 3 - 5QU CoRE ¦ 2QU LoRE | 2023 | 0.87344 | 0 | 0 | 0 | 0 | 0 | 0 | 0 | 0 | 0 | 0 | 0 | 0 | 0.62946 | 2.5843 | 0 | 2.5843 | 0 | 0 | 0 | 2.2572 | 0 | 0 | 0 | 0 | 0 | 0 | 0 | 0
[35 empty] | 7.3.4.6.1 Intrusive pole inspections - Distribution | WLDFR | HFTD - Distribution - Tier 3 - 5QU CoRE ¦ 3QU LoRE | 2020 | 1 | 0.20691 | 1.2608 | 0 | 1.2608 | 0 | 0 | 0 | 0 | 0 | 0 | 0 | 0 | 0 | 0 | 0 | 0 | 1.2608 | 0 | 0 | 0 | 0 | 0 | 0 | 0 | 0 | 0 | 0 | 0
[35 empty] | 7.3.4.6.1 Intrusive pole inspections - Distribution | WLDFR | HFTD - Distribution - Tier 3 - 5QU CoRE ¦ 3QU LoRE | 2021 | 1 | 0 | 0 | 0 | 0 | 0.18884 | 1.1507 | 0 | 1.1507 | 0 | 0 | 0 | 0 | 0 | 0 | 0 | 0 | 0 | 1.1507 | 0 | 0 | 0 | 0 | 0 | 0 | 0 | 0 | 0 | 0
[35 empty] | 7.3.4.6.1 Intrusive pole inspections - Distribution | WLDFR | HFTD - Distribution - Tier 3 - 5QU CoRE ¦ 3QU LoRE | 2022 | 0.93458 | 0 | 0 | 0 | 0 | 0 | 0 | 0 | 0 | 0.2584 | 1.4677 | 0 | 1.4677 | 0 | 0 | 0 | 0 | 0 | 0 | 1.3717 | 0 | 0.2584 | 0.2415 | 1.4677 | 1.3717 | 0 | 0 | 1.4677 | 1.3717
[35 empty] | 7.3.4.6.1 Intrusive pole inspections - Distribution | WLDFR | HFTD - Distribution - Tier 3 - 5QU CoRE ¦ 3QU LoRE | 2023 | 0.87344 | 0 | 0 | 0 | 0 | 0 | 0 | 0 | 0 | 0 | 0 | 0 | 0 | 0.22774 | 1.341 | 0 | 1.341 | 0 | 0 | 0 | 1.1712 | 0 | 0 | 0 | 0 | 0 | 0 | 0 | 0
[35 empty] | 7.3.4.6.1 Intrusive pole inspections - Distribution | WLDFR | HFTD - Distribution - Tier 3 - 5QU CoRE ¦ 4QU LoRE | 2020 | 1 | 0.094155 | 0.32504 | 0 | 0.32504 | 0 | 0 | 0 | 0 | 0 | 0 | 0 | 0 | 0 | 0 | 0 | 0 | 0.32504 | 0 | 0 | 0 | 0 | 0 | 0 | 0 | 0 | 0 | 0 | 0
[35 empty] | 7.3.4.6.1 Intrusive pole inspections - Distribution | WLDFR | HFTD - Distribution - Tier 3 - 5QU CoRE ¦ 4QU LoRE | 2021 | 1 | 0 | 0 | 0 | 0 | 0.08593 | 0.29665 | 0 | 0.29665 | 0 | 0 | 0 | 0 | 0 | 0 | 0 | 0 | 0 | 0.29665 | 0 | 0 | 0 | 0 | 0 | 0 | 0 | 0 | 0 | 0
[35 empty] | 7.3.4.6.1 Intrusive pole inspections - Distribution | WLDFR | HFTD - Distribution - Tier 3 - 5QU CoRE ¦ 4QU LoRE | 2022 | 0.93458 | 0 | 0 | 0 | 0 | 0 | 0 | 0 | 0 | 0.12892 | 0.60222 | 0 | 0.60222 | 0 | 0 | 0 | 0 | 0 | 0 | 0.56282 | 0 | 0.12892 | 0.12049 | 0.60222 | 0.56282 | 0 | 0 | 0.60222 | 0.56282
[35 empty] | 7.3.4.6.1 Intrusive pole inspections - Distribution | WLDFR | HFTD - Distribution - Tier 3 - 5QU CoRE ¦ 4QU LoRE | 2023 | 0.87344 | 0 | 0 | 0 | 0 | 0 | 0 | 0 | 0 | 0 | 0 | 0 | 0 | 0.11363 | 0.55021 | 0 | 0.55021 | 0 | 0 | 0 | 0.48058 | 0 | 0 | 0 | 0 | 0 | 0 | 0 | 0
[35 empty] | 7.3.4.6.1 Intrusive pole inspections - Distribution | WLDFR | HFTD - Distribution - Tier 3 - 5QU CoRE ¦ 5QU LoRE | 2020 | 1 | 0.1015 | 0.33831 | 0 | 0.33831 | 0 | 0 | 0 | 0 | 0 | 0 | 0 | 0 | 0 | 0 | 0 | 0 | 0.33831 | 0 | 0 | 0 | 0 | 0 | 0 | 0 | 0 | 0 | 0 | 0
[35 empty] | 7.3.4.6.1 Intrusive pole inspections - Distribution | WLDFR | HFTD - Distribution - Tier 3 - 5QU CoRE ¦ 5QU LoRE | 2021 | 1 | 0 | 0 | 0 | 0 | 0.092631 | 0.30876 | 0 | 0.30876 | 0 | 0 | 0 | 0 | 0 | 0 | 0 | 0 | 0 | 0.30876 | 0 | 0 | 0 | 0 | 0 | 0 | 0 | 0 | 0 | 0
[35 empty] | 7.3.4.6.1 Intrusive pole inspections - Distribution | WLDFR | HFTD - Distribution - Tier 3 - 5QU CoRE ¦ 5QU LoRE | 2022 | 0.93458 | 0 | 0 | 0 | 0 | 0 | 0 | 0 | 0 | 0.13192 | 0.48851 | 0 | 0.48851 | 0 | 0 | 0 | 0 | 0 | 0 | 0.45655 | 0 | 0.13192 | 0.12329 | 0.48851 | 0.45655 | 0 | 0 | 0.48851 | 0.45655
[35 empty] | 7.3.4.6.1 Intrusive pole inspections - Distribution | WLDFR | HFTD - Distribution - Tier 3 - 5QU CoRE ¦ 5QU LoRE | 2023 | 0.87344 | 0 | 0 | 0 | 0 | 0 | 0 | 0 | 0 | 0 | 0 | 0 | 0 | 0.11626 | 0.44632 | 0 | 0.44632 | 0 | 0 | 0 | 0.38983 | 0 | 0 | 0 | 0 | 0 | 0 | 0 | 0
[35 empty] | 7.3.4.6.1 Intrusive pole inspections - Distribution | WLDFR | HFTD - Distribution - Zone 1 - 4QU CoRE ¦ 1QU LoRE | 2020 | 1 | 0.00014693 | 0.004457 | 0 | 0.004457 | 0 | 0 | 0 | 0 | 0 | 0 | 0 | 0 | 0 | 0 | 0 | 0 | 0.004457 | 0 | 0 | 0 | 0 | 0 | 0 | 0 | 0 | 0 | 0 | 0
[35 empty] | 7.3.4.6.1 Intrusive pole inspections - Distribution | WLDFR | HFTD - Distribution - Zone 1 - 4QU CoRE ¦ 1QU LoRE | 2021 | 1 | 0 | 0 | 0 | 0 | 0.0001341 | 0.0040677 | 0 | 0.0040677 | 0 | 0 | 0 | 0 | 0 | 0 | 0 | 0 | 0 | 0.0040677 | 0 | 0 | 0 | 0 | 0 | 0 | 0 | 0 | 0 | 0
[35 empty] | 7.3.4.6.1 Intrusive pole inspections - Distribution | WLDFR | HFTD - Distribution - Zone 1 - 4QU CoRE ¦ 1QU LoRE | 2022 | 0.93458 | 0 | 0 | 0 | 0 | 0 | 0 | 0 | 0 | 0.00018212 | 0.0054912 | 0 | 0.0054912 | 0 | 0 | 0 | 0 | 0 | 0 | 0.005132 | 0 | 0.00018212 | 0.00017021 | 0.0054912 | 0.005132 | 0 | 0 | 0.0054912 | 0.005132
[35 empty] | 7.3.4.6.1 Intrusive pole inspections - Distribution | WLDFR | HFTD - Distribution - Zone 1 - 4QU CoRE ¦ 1QU LoRE | 2023 | 0.87344 | 0 | 0 | 0 | 0 | 0 | 0 | 0 | 0 | 0 | 0 | 0 | 0 | 0.00016051 | 0.005017 | 0 | 0.005017 | 0 | 0 | 0 | 0.004382 | 0 | 0 | 0 | 0 | 0 | 0 | 0 | 0
[35 empty] | 7.3.4.6.1 Intrusive pole inspections - Distribution | WLDFR | HFTD - Distribution - Zone 1 - 5QU CoRE ¦ 1QU LoRE | 2020 | 1 | 0.010948 | 0.01983 | 0 | 0.01983 | 0 | 0 | 0 | 0 | 0 | 0 | 0 | 0 | 0 | 0 | 0 | 0 | 0.01983 | 0 | 0 | 0 | 0 | 0 | 0 | 0 | 0 | 0 | 0 | 0
[35 empty] | 7.3.4.6.1 Intrusive pole inspections - Distribution | WLDFR | HFTD - Distribution - Zone 1 - 5QU CoRE ¦ 1QU LoRE | 2021 | 1 | 0 | 0 | 0 | 0 | 0.0099915 | 0.018098 | 0 | 0.018098 | 0 | 0 | 0 | 0 | 0 | 0 | 0 | 0 | 0 | 0.018098 | 0 | 0 | 0 | 0 | 0 | 0 | 0 | 0 | 0 | 0
[35 empty] | 7.3.4.6.1 Intrusive pole inspections - Distribution | WLDFR | HFTD - Distribution - Zone 1 - 5QU CoRE ¦ 1QU LoRE | 2022 | 0.93458 | 0 | 0 | 0 | 0 | 0 | 0 | 0 | 0 | 0.01357 | 0.024432 | 0 | 0.024432 | 0 | 0 | 0 | 0 | 0 | 0 | 0.022834 | 0 | 0.01357 | 0.012682 | 0.024432 | 0.022834 | 0 | 0 | 0.024432 | 0.022834
[35 empty] | 7.3.4.6.1 Intrusive pole inspections - Distribution | WLDFR | HFTD - Distribution - Zone 1 - 5QU CoRE ¦ 1QU LoRE | 2023 | 0.87344 | 0 | 0 | 0 | 0 | 0 | 0 | 0 | 0 | 0 | 0 | 0 | 0 | 0.01196 | 0.022322 | 0 | 0.022322 | 0 | 0 | 0 | 0.019497 | 0 | 0 | 0 | 0 | 0 | 0 | 0 | 0
[35 empty] | 7.3.4.6.1 Intrusive pole inspections - Distribution | WLDFR | non-HFTD - Distribution | 2020 | 1 | 70.6507 | 70.6623 | 0 | 70.6623 | 0 | 0 | 0 | 0 | 0 | 0 | 0 | 0 | 0 | 0 | 0 | 0 | 70.6623 | 0 | 0 | 0 | 0 | 0 | 0 | 0 | 0 | 0 | 0 | 0
[35 empty] | 7.3.4.6.1 Intrusive pole inspections - Distribution | WLDFR | non-HFTD - Distribution | 2021 | 1 | 0 | 0 | 0 | 0 | 64.4794 | 64.49 | 0 | 64.49 | 0 | 0 | 0 | 0 | 0 | 0 | 0 | 0 | 0 | 64.49 | 0 | 0 | 0 | 0 | 0 | 0 | 0 | 0 | 0 | 0
[35 empty] | 7.3.4.6.1 Intrusive pole inspections - Distribution | WLDFR | non-HFTD - Distribution | 2022 | 0.93458 | 0 | 0 | 0 | 0 | 0 | 0 | 0 | 0 | 87.5712 | 87.5856 | 0 | 87.5856 | 0 | 0 | 0 | 0 | 0 | 0 | 81.8557 | 0 | 87.5712 | 81.8423 | 87.5856 | 81.8557 | 0 | 0 | 87.5856 | 81.8557
[35 empty] | 7.3.4.6.1 Intrusive pole inspections - Distribution | WLDFR | non-HFTD - Distribution | 2023 | 0.87344 | 0 | 0 | 0 | 0 | 0 | 0 | 0 | 0 | 0 | 0 | 0 | 0 | 77.1814 | 80.0124 | 0 | 80.0124 | 0 | 0 | 0 | 69.886 | 0 | 0 | 0 | 0 | 0 | 0 | 0 | 0
[35 empty] | 7.3.4.11 Patrol inspections of distribution electric lines and equipment | WLDFR | HFTD - Distribution - Tier 2 - 1QU CoRE ¦ 1QU LoRE | 2020 | 1 | 0.0093833 | 8.1766 | 0 | 8.1766 | 0 | 0 | 0 | 0 | 0 | 0 | 0 | 0 | 0 | 0 | 0 | 0 | 8.1766 | 0 | 0 | 0 | 0 | 0 | 0 | 0 | 0 | 0 | 0 | 0
[35 empty] | 7.3.4.11 Patrol inspections of distribution electric lines and equipment | WLDFR | HFTD - Distribution - Tier 2 - 1QU CoRE ¦ 1QU LoRE | 2021 | 1 | 0 | 0 | 0 | 0 | 0.0093833 | 8.1766 | 0 | 8.1766 | 0 | 0 | 0 | 0 | 0 | 0 | 0 | 0 | 0 | 8.1766 | 0 | 0 | 0 | 0 | 0 | 0 | 0 | 0 | 0 | 0
[35 empty] | 7.3.4.11 Patrol inspections of distribution electric lines and equipment | WLDFR | HFTD - Distribution - Tier 2 - 1QU CoRE ¦ 1QU LoRE | 2022 | 0.93458 | 0 | 0 | 0 | 0 | 0 | 0 | 0 | 0 | 0.0083338 | 7.2589 | 0 | 7.2589 | 0 | 0 | 0 | 0 | 0 | 0 | 6.784 | 0 | 0.0083338 | 0.0077886 | 7.2589 | 6.784 | 0 | 0 | 7.2589 | 6.784
[35 empty] | 7.3.4.11 Patrol inspections of distribution electric lines and equipment | WLDFR | HFTD - Distribution - Tier 2 - 1QU CoRE ¦ 1QU LoRE | 2023 | 0.87344 | 0 | 0 | 0 | 0 | 0 | 0 | 0 | 0 | 0 | 0 | 0 | 0 | 0.01262 | 11.3953 | 0 | 11.3953 | 0 | 0 | 0 | 9.9531 | 0 | 0 | 0 | 0 | 0 | 0 | 0 | 0
[35 empty] | 7.3.4.11 Patrol inspections of distribution electric lines and equipment | WLDFR | HFTD - Distribution - Tier 2 - 1QU CoRE ¦ 2QU LoRE | 2020 | 1 | 0.017424 | 19.5875 | 0 | 19.5875 | 0 | 0 | 0 | 0 | 0 | 0 | 0 | 0 | 0 | 0 | 0 | 0 | 19.5875 | 0 | 0 | 0 | 0 | 0 | 0 | 0 | 0 | 0 | 0 | 0
[35 empty] | 7.3.4.11 Patrol inspections of distribution electric lines and equipment | WLDFR | HFTD - Distribution - Tier 2 - 1QU CoRE ¦ 2QU LoRE | 2021 | 1 | 0 | 0 | 0 | 0 | 0.017424 | 19.5875 | 0 | 19.5875 | 0 | 0 | 0 | 0 | 0 | 0 | 0 | 0 | 0 | 19.5875 | 0 | 0 | 0 | 0 | 0 | 0 | 0 | 0 | 0 | 0
[35 empty] | 7.3.4.11 Patrol inspections of distribution electric lines and equipment | WLDFR | HFTD - Distribution - Tier 2 - 1QU CoRE ¦ 2QU LoRE | 2022 | 0.93458 | 0 | 0 | 0 | 0 | 0 | 0 | 0 | 0 | 0.018004 | 18.5399 | 0 | 18.5399 | 0 | 0 | 0 | 0 | 0 | 0 | 17.3271 | 0 | 0.018004 | 0.016826 | 18.5399 | 17.3271 | 0 | 0 | 18.5399 | 17.3271
[35 empty] | 7.3.4.11 Patrol inspections of distribution electric lines and equipment | WLDFR | HFTD - Distribution - Tier 2 - 1QU CoRE ¦ 2QU LoRE | 2023 | 0.87344 | 0 | 0 | 0 | 0 | 0 | 0 | 0 | 0 | 0 | 0 | 0 | 0 | 0.027265 | 29.1047 | 0 | 29.1047 | 0 | 0 | 0 | 25.4212 | 0 | 0 | 0 | 0 | 0 | 0 | 0 | 0
[35 empty] | 7.3.4.11 Patrol inspections of distribution electric lines and equipment | WLDFR | HFTD - Distribution - Tier 2 - 1QU CoRE ¦ 3QU LoRE | 2020 | 1 | 0.053259 | 54.0975 | 0 | 54.0975 | 0 | 0 | 0 | 0 | 0 | 0 | 0 | 0 | 0 | 0 | 0 | 0 | 54.0975 | 0 | 0 | 0 | 0 | 0 | 0 | 0 | 0 | 0 | 0 | 0
[35 empty] | 7.3.4.11 Patrol inspections of distribution electric lines and equipment | WLDFR | HFTD - Distribution - Tier 2 - 1QU CoRE ¦ 3QU LoRE | 2021 | 1 | 0 | 0 | 0 | 0 | 0.053259 | 54.0975 | 0 | 54.0975 | 0 | 0 | 0 | 0 | 0 | 0 | 0 | 0 | 0 | 54.0975 | 0 | 0 | 0 | 0 | 0 | 0 | 0 | 0 | 0 | 0
[35 empty] | 7.3.4.11 Patrol inspections of distribution electric lines and equipment | WLDFR | HFTD - Distribution - Tier 2 - 1QU CoRE ¦ 3QU LoRE | 2022 | 0.93458 | 0 | 0 | 0 | 0 | 0 | 0 | 0 | 0 | 0.051637 | 53.2522 | 0 | 53.2522 | 0 | 0 | 0 | 0 | 0 | 0 | 49.7684 | 0 | 0.051637 | 0.048259 | 53.2522 | 49.7684 | 0 | 0 | 53.2522 | 49.7684
[35 empty] | 7.3.4.11 Patrol inspections of distribution electric lines and equipment | WLDFR | HFTD - Distribution - Tier 2 - 1QU CoRE ¦ 3QU LoRE | 2023 | 0.87344 | 0 | 0 | 0 | 0 | 0 | 0 | 0 | 0 | 0 | 0 | 0 | 0 | 0.078196 | 83.5975 | 0 | 83.5975 | 0 | 0 | 0 | 73.0173 | 0 | 0 | 0 | 0 | 0 | 0 | 0 | 0
[35 empty] | 7.3.4.11 Patrol inspections of distribution electric lines and equipment | WLDFR | HFTD - Distribution - Tier 2 - 1QU CoRE ¦ 4QU LoRE | 2020 | 1 | 0.073216 | 80.8297 | 0 | 80.8297 | 0 | 0 | 0 | 0 | 0 | 0 | 0 | 0 | 0 | 0 | 0 | 0 | 80.8297 | 0 | 0 | 0 | 0 | 0 | 0 | 0 | 0 | 0 | 0 | 0
[35 empty] | 7.3.4.11 Patrol inspections of distribution electric lines and equipment | WLDFR | HFTD - Distribution - Tier 2 - 1QU CoRE ¦ 4QU LoRE | 2021 | 1 | 0 | 0 | 0 | 0 | 0.073216 | 80.8297 | 0 | 80.8297 | 0 | 0 | 0 | 0 | 0 | 0 | 0 | 0 | 0 | 80.8297 | 0 | 0 | 0 | 0 | 0 | 0 | 0 | 0 | 0 | 0
[35 empty] | 7.3.4.11 Patrol inspections of distribution electric lines and equipment | WLDFR | HFTD - Distribution - Tier 2 - 1QU CoRE ¦ 4QU LoRE | 2022 | 0.93458 | 0 | 0 | 0 | 0 | 0 | 0 | 0 | 0 | 0.075524 | 79.9779 | 0 | 79.9779 | 0 | 0 | 0 | 0 | 0 | 0 | 74.7457 | 0 | 0.075524 | 0.070583 | 79.9779 | 74.7457 | 0 | 0 | 79.9779 | 74.7457
[35 empty] | 7.3.4.11 Patrol inspections of distribution electric lines and equipment | WLDFR | HFTD - Distribution - Tier 2 - 1QU CoRE ¦ 4QU LoRE | 2023 | 0.87344 | 0 | 0 | 0 | 0 | 0 | 0 | 0 | 0 | 0 | 0 | 0 | 0 | 0.11437 | 125.5526 | 0 | 125.5526 | 0 | 0 | 0 | 109.6625 | 0 | 0 | 0 | 0 | 0 | 0 | 0 | 0
[35 empty] | 7.3.4.11 Patrol inspections of distribution electric lines and equipment | WLDFR | HFTD - Distribution - Tier 2 - 1QU CoRE ¦ 5QU LoRE | 2020 | 1 | 0.082265 | 89.8005 | 0 | 89.8005 | 0 | 0 | 0 | 0 | 0 | 0 | 0 | 0 | 0 | 0 | 0 | 0 | 89.8005 | 0 | 0 | 0 | 0 | 0 | 0 | 0 | 0 | 0 | 0 | 0
[35 empty] | 7.3.4.11 Patrol inspections of distribution electric lines and equipment | WLDFR | HFTD - Distribution - Tier 2 - 1QU CoRE ¦ 5QU LoRE | 2021 | 1 | 0 | 0 | 0 | 0 | 0.082265 | 89.8005 | 0 | 89.8005 | 0 | 0 | 0 | 0 | 0 | 0 | 0 | 0 | 0 | 89.8005 | 0 | 0 | 0 | 0 | 0 | 0 | 0 | 0 | 0 | 0
[35 empty] | 7.3.4.11 Patrol inspections of distribution electric lines and equipment | WLDFR | HFTD - Distribution - Tier 2 - 1QU CoRE ¦ 5QU LoRE | 2022 | 0.93458 | 0 | 0 | 0 | 0 | 0 | 0 | 0 | 0 | 0.081562 | 92.5353 | 0 | 92.5353 | 0 | 0 | 0 | 0 | 0 | 0 | 86.4816 | 0 | 0.081562 | 0.076227 | 92.5353 | 86.4816 | 0 | 0 | 92.5353 | 86.4816
[35 empty] | 7.3.4.11 Patrol inspections of distribution electric lines and equipment | WLDFR | HFTD - Distribution - Tier 2 - 1QU CoRE ¦ 5QU LoRE | 2023 | 0.87344 | 0 | 0 | 0 | 0 | 0 | 0 | 0 | 0 | 0 | 0 | 0 | 0 | 0.12351 | 145.2659 | 0 | 145.2659 | 0 | 0 | 0 | 126.8808 | 0 | 0 | 0 | 0 | 0 | 0 | 0 | 0
[35 empty] | 7.3.4.11 Patrol inspections of distribution electric lines and equipment | WLDFR | HFTD - Distribution - Tier 2 - 2QU CoRE ¦ 1QU LoRE | 2020 | 1 | 0.0091521 | 3.1799 | 0 | 3.1799 | 0 | 0 | 0 | 0 | 0 | 0 | 0 | 0 | 0 | 0 | 0 | 0 | 3.1799 | 0 | 0 | 0 | 0 | 0 | 0 | 0 | 0 | 0 | 0 | 0
[35 empty] | 7.3.4.11 Patrol inspections of distribution electric lines and equipment | WLDFR | HFTD - Distribution - Tier 2 - 2QU CoRE ¦ 1QU LoRE | 2021 | 1 | 0 | 0 | 0 | 0 | 0.0091521 | 3.1799 | 0 | 3.1799 | 0 | 0 | 0 | 0 | 0 | 0 | 0 | 0 | 0 | 3.1799 | 0 | 0 | 0 | 0 | 0 | 0 | 0 | 0 | 0 | 0
[35 empty] | 7.3.4.11 Patrol inspections of distribution electric lines and equipment | WLDFR | HFTD - Distribution - Tier 2 - 2QU CoRE ¦ 1QU LoRE | 2022 | 0.93458 | 0 | 0 | 0 | 0 | 0 | 0 | 0 | 0 | 0.009868 | 3.3847 | 0 | 3.3847 | 0 | 0 | 0 | 0 | 0 | 0 | 3.1632 | 0 | 0.009868 | 0.0092224 | 3.3847 | 3.1632 | 0 | 0 | 3.3847 | 3.1632
[35 empty] | 7.3.4.11 Patrol inspections of distribution electric lines and equipment | WLDFR | HFTD - Distribution - Tier 2 - 2QU CoRE ¦ 1QU LoRE | 2023 | 0.87344 | 0 | 0 | 0 | 0 | 0 | 0 | 0 | 0 | 0 | 0 | 0 | 0 | 0.014944 | 5.3134 | 0 | 5.3134 | 0 | 0 | 0 | 4.6409 | 0 | 0 | 0 | 0 | 0 | 0 | 0 | 0
[35 empty] | 7.3.4.11 Patrol inspections of distribution electric lines and equipment | WLDFR | HFTD - Distribution - Tier 2 - 2QU CoRE ¦ 2QU LoRE | 2020 | 1 | 0.02595 | 9.0859 | 0 | 9.0859 | 0 | 0 | 0 | 0 | 0 | 0 | 0 | 0 | 0 | 0 | 0 | 0 | 9.0859 | 0 | 0 | 0 | 0 | 0 | 0 | 0 | 0 | 0 | 0 | 0
[35 empty] | 7.3.4.11 Patrol inspections of distribution electric lines and equipment | WLDFR | HFTD - Distribution - Tier 2 - 2QU CoRE ¦ 2QU LoRE | 2021 | 1 | 0 | 0 | 0 | 0 | 0.02595 | 9.0859 | 0 | 9.0859 | 0 | 0 | 0 | 0 | 0 | 0 | 0 | 0 | 0 | 9.0859 | 0 | 0 | 0 | 0 | 0 | 0 | 0 | 0 | 0 | 0
[35 empty] | 7.3.4.11 Patrol inspections of distribution electric lines and equipment | WLDFR | HFTD - Distribution - Tier 2 - 2QU CoRE ¦ 2QU LoRE | 2022 | 0.93458 | 0 | 0 | 0 | 0 | 0 | 0 | 0 | 0 | 0.027658 | 9.5598 | 0 | 9.5598 | 0 | 0 | 0 | 0 | 0 | 0 | 8.9344 | 0 | 0.027658 | 0.025849 | 9.5598 | 8.9344 | 0 | 0 | 9.5598 | 8.9344
[35 empty] | 7.3.4.11 Patrol inspections of distribution electric lines and equipment | WLDFR | HFTD - Distribution - Tier 2 - 2QU CoRE ¦ 2QU LoRE | 2023 | 0.87344 | 0 | 0 | 0 | 0 | 0 | 0 | 0 | 0 | 0 | 0 | 0 | 0 | 0.041884 | 15.0074 | 0 | 15.0074 | 0 | 0 | 0 | 13.108 | 0 | 0 | 0 | 0 | 0 | 0 | 0 | 0
[35 empty] | 7.3.4.11 Patrol inspections of distribution electric lines and equipment | WLDFR | HFTD - Distribution - Tier 2 - 2QU CoRE ¦ 3QU LoRE | 2020 | 1 | 0.048422 | 17.6858 | 0 | 17.6858 | 0 | 0 | 0 | 0 | 0 | 0 | 0 | 0 | 0 | 0 | 0 | 0 | 17.6858 | 0 | 0 | 0 | 0 | 0 | 0 | 0 | 0 | 0 | 0 | 0
[35 empty] | 7.3.4.11 Patrol inspections of distribution electric lines and equipment | WLDFR | HFTD - Distribution - Tier 2 - 2QU CoRE ¦ 3QU LoRE | 2021 | 1 | 0 | 0 | 0 | 0 | 0.048422 | 17.6858 | 0 | 17.6858 | 0 | 0 | 0 | 0 | 0 | 0 | 0 | 0 | 0 | 17.6858 | 0 | 0 | 0 | 0 | 0 | 0 | 0 | 0 | 0 | 0
[35 empty] | 7.3.4.11 Patrol inspections of distribution electric lines and equipment | WLDFR | HFTD - Distribution - Tier 2 - 2QU CoRE ¦ 3QU LoRE | 2022 | 0.93458 | 0 | 0 | 0 | 0 | 0 | 0 | 0 | 0 | 0.048206 | 17.9593 | 0 | 17.9593 | 0 | 0 | 0 | 0 | 0 | 0 | 16.7844 | 0 | 0.048206 | 0.045052 | 17.9593 | 16.7844 | 0 | 0 | 17.9593 | 16.7844
[35 empty] | 7.3.4.11 Patrol inspections of distribution electric lines and equipment | WLDFR | HFTD - Distribution - Tier 2 - 2QU CoRE ¦ 3QU LoRE | 2023 | 0.87344 | 0 | 0 | 0 | 0 | 0 | 0 | 0 | 0 | 0 | 0 | 0 | 0 | 0.073 | 28.1933 | 0 | 28.1933 | 0 | 0 | 0 | 24.6252 | 0 | 0 | 0 | 0 | 0 | 0 | 0 | 0
[35 empty] | 7.3.4.11 Patrol inspections of distribution electric lines and equipment | WLDFR | HFTD - Distribution - Tier 2 - 2QU CoRE ¦ 4QU LoRE | 2020 | 1 | 0.057781 | 19.7567 | 0 | 19.7567 | 0 | 0 | 0 | 0 | 0 | 0 | 0 | 0 | 0 | 0 | 0 | 0 | 19.7567 | 0 | 0 | 0 | 0 | 0 | 0 | 0 | 0 | 0 | 0 | 0
[35 empty] | 7.3.4.11 Patrol inspections of distribution electric lines and equipment | WLDFR | HFTD - Distribution - Tier 2 - 2QU CoRE ¦ 4QU LoRE | 2021 | 1 | 0 | 0 | 0 | 0 | 0.057781 | 19.7567 | 0 | 19.7567 | 0 | 0 | 0 | 0 | 0 | 0 | 0 | 0 | 0 | 19.7567 | 0 | 0 | 0 | 0 | 0 | 0 | 0 | 0 | 0 | 0
[35 empty] | 7.3.4.11 Patrol inspections of distribution electric lines and equipment | WLDFR | HFTD - Distribution - Tier 2 - 2QU CoRE ¦ 4QU LoRE | 2022 | 0.93458 | 0 | 0 | 0 | 0 | 0 | 0 | 0 | 0 | 0.054949 | 18.6878 | 0 | 18.6878 | 0 | 0 | 0 | 0 | 0 | 0 | 17.4653 | 0 | 0.054949 | 0.051354 | 18.6878 | 17.4653 | 0 | 0 | 18.6878 | 17.4653
[35 empty] | 7.3.4.11 Patrol inspections of distribution electric lines and equipment | WLDFR | HFTD - Distribution - Tier 2 - 2QU CoRE ¦ 4QU LoRE | 2023 | 0.87344 | 0 | 0 | 0 | 0 | 0 | 0 | 0 | 0 | 0 | 0 | 0 | 0 | 0.083212 | 29.337 | 0 | 29.337 | 0 | 0 | 0 | 25.624 | 0 | 0 | 0 | 0 | 0 | 0 | 0 | 0
[35 empty] | 7.3.4.11 Patrol inspections of distribution electric lines and equipment | WLDFR | HFTD - Distribution - Tier 2 - 2QU CoRE ¦ 5QU LoRE | 2020 | 1 | 0.074525 | 29.518 | 0 | 29.518 | 0 | 0 | 0 | 0 | 0 | 0 | 0 | 0 | 0 | 0 | 0 | 0 | 29.518 | 0 | 0 | 0 | 0 | 0 | 0 | 0 | 0 | 0 | 0 | 0
[35 empty] | 7.3.4.11 Patrol inspections of distribution electric lines and equipment | WLDFR | HFTD - Distribution - Tier 2 - 2QU CoRE ¦ 5QU LoRE | 2021 | 1 | 0 | 0 | 0 | 0 | 0.074525 | 29.518 | 0 | 29.518 | 0 | 0 | 0 | 0 | 0 | 0 | 0 | 0 | 0 | 29.518 | 0 | 0 | 0 | 0 | 0 | 0 | 0 | 0 | 0 | 0
[35 empty] | 7.3.4.11 Patrol inspections of distribution electric lines and equipment | WLDFR | HFTD - Distribution - Tier 2 - 2QU CoRE ¦ 5QU LoRE | 2022 | 0.93458 | 0 | 0 | 0 | 0 | 0 | 0 | 0 | 0 | 0.074603 | 29.0332 | 0 | 29.0332 | 0 | 0 | 0 | 0 | 0 | 0 | 27.1338 | 0 | 0.074603 | 0.069722 | 29.0332 | 27.1338 | 0 | 0 | 29.0332 | 27.1338
[35 empty] | 7.3.4.11 Patrol inspections of distribution electric lines and equipment | WLDFR | HFTD - Distribution - Tier 2 - 2QU CoRE ¦ 5QU LoRE | 2023 | 0.87344 | 0 | 0 | 0 | 0 | 0 | 0 | 0 | 0 | 0 | 0 | 0 | 0 | 0.11297 | 45.5776 | 0 | 45.5776 | 0 | 0 | 0 | 39.8092 | 0 | 0 | 0 | 0 | 0 | 0 | 0 | 0
[35 empty] | 7.3.4.11 Patrol inspections of distribution electric lines and equipment | WLDFR | HFTD - Distribution - Tier 2 - 3QU CoRE ¦ 1QU LoRE | 2020 | 1 | 0.025185 | 3.9071 | 0 | 3.9071 | 0 | 0 | 0 | 0 | 0 | 0 | 0 | 0 | 0 | 0 | 0 | 0 | 3.9071 | 0 | 0 | 0 | 0 | 0 | 0 | 0 | 0 | 0 | 0 | 0
[35 empty] | 7.3.4.11 Patrol inspections of distribution electric lines and equipment | WLDFR | HFTD - Distribution - Tier 2 - 3QU CoRE ¦ 1QU LoRE | 2021 | 1 | 0 | 0 | 0 | 0 | 0.025185 | 3.9071 | 0 | 3.9071 | 0 | 0 | 0 | 0 | 0 | 0 | 0 | 0 | 0 | 3.9071 | 0 | 0 | 0 | 0 | 0 | 0 | 0 | 0 | 0 | 0
[35 empty] | 7.3.4.11 Patrol inspections of distribution electric lines and equipment | WLDFR | HFTD - Distribution - Tier 2 - 3QU CoRE ¦ 1QU LoRE | 2022 | 0.93458 | 0 | 0 | 0 | 0 | 0 | 0 | 0 | 0 | 0.024935 | 3.8213 | 0 | 3.8213 | 0 | 0 | 0 | 0 | 0 | 0 | 3.5713 | 0 | 0.024935 | 0.023304 | 3.8213 | 3.5713 | 0 | 0 | 3.8213 | 3.5713
[35 empty] | 7.3.4.11 Patrol inspections of distribution electric lines and equipment | WLDFR | HFTD - Distribution - Tier 2 - 3QU CoRE ¦ 1QU LoRE | 2023 | 0.87344 | 0 | 0 | 0 | 0 | 0 | 0 | 0 | 0 | 0 | 0 | 0 | 0 | 0.03776 | 5.9988 | 0 | 5.9988 | 0 | 0 | 0 | 5.2396 | 0 | 0 | 0 | 0 | 0 | 0 | 0 | 0
[35 empty] | 7.3.4.11 Patrol inspections of distribution electric lines and equipment | WLDFR | HFTD - Distribution - Tier 2 - 3QU CoRE ¦ 2QU LoRE | 2020 | 1 | 0.037636 | 5.9131 | 0 | 5.9131 | 0 | 0 | 0 | 0 | 0 | 0 | 0 | 0 | 0 | 0 | 0 | 0 | 5.9131 | 0 | 0 | 0 | 0 | 0 | 0 | 0 | 0 | 0 | 0 | 0
[35 empty] | 7.3.4.11 Patrol inspections of distribution electric lines and equipment | WLDFR | HFTD - Distribution - Tier 2 - 3QU CoRE ¦ 2QU LoRE | 2021 | 1 | 0 | 0 | 0 | 0 | 0.037636 | 5.9131 | 0 | 5.9131 | 0 | 0 | 0 | 0 | 0 | 0 | 0 | 0 | 0 | 5.9131 | 0 | 0 | 0 | 0 | 0 | 0 | 0 | 0 | 0 | 0
[35 empty] | 7.3.4.11 Patrol inspections of distribution electric lines and equipment | WLDFR | HFTD - Distribution - Tier 2 - 3QU CoRE ¦ 2QU LoRE | 2022 | 0.93458 | 0 | 0 | 0 | 0 | 0 | 0 | 0 | 0 | 0.04029 | 6.4185 | 0 | 6.4185 | 0 | 0 | 0 | 0 | 0 | 0 | 5.9986 | 0 | 0.04029 | 0.037654 | 6.4185 | 5.9986 | 0 | 0 | 6.4185 | 5.9986
[35 empty] | 7.3.4.11 Patrol inspections of distribution electric lines and equipment | WLDFR | HFTD - Distribution - Tier 2 - 3QU CoRE ¦ 2QU LoRE | 2023 | 0.87344 | 0 | 0 | 0 | 0 | 0 | 0 | 0 | 0 | 0 | 0 | 0 | 0 | 0.061013 | 10.076 | 0 | 10.076 | 0 | 0 | 0 | 8.8008 | 0 | 0 | 0 | 0 | 0 | 0 | 0 | 0
[35 empty] | 7.3.4.11 Patrol inspections of distribution electric lines and equipment | WLDFR | HFTD - Distribution - Tier 2 - 3QU CoRE ¦ 3QU LoRE | 2020 | 1 | 0.040549 | 6.2976 | 0 | 6.2976 | 0 | 0 | 0 | 0 | 0 | 0 | 0 | 0 | 0 | 0 | 0 | 0 | 6.2976 | 0 | 0 | 0 | 0 | 0 | 0 | 0 | 0 | 0 | 0 | 0
[35 empty] | 7.3.4.11 Patrol inspections of distribution electric lines and equipment | WLDFR | HFTD - Distribution - Tier 2 - 3QU CoRE ¦ 3QU LoRE | 2021 | 1 | 0 | 0 | 0 | 0 | 0.040549 | 6.2976 | 0 | 6.2976 | 0 | 0 | 0 | 0 | 0 | 0 | 0 | 0 | 0 | 6.2976 | 0 | 0 | 0 | 0 | 0 | 0 | 0 | 0 | 0 | 0
[35 empty] | 7.3.4.11 Patrol inspections of distribution electric lines and equipment | WLDFR | HFTD - Distribution - Tier 2 - 3QU CoRE ¦ 3QU LoRE | 2022 | 0.93458 | 0 | 0 | 0 | 0 | 0 | 0 | 0 | 0 | 0.040292 | 6.2713 | 0 | 6.2713 | 0 | 0 | 0 | 0 | 0 | 0 | 5.861 | 0 | 0.040292 | 0.037656 | 6.2713 | 5.861 | 0 | 0 | 6.2713 | 5.861
[35 empty] | 7.3.4.11 Patrol inspections of distribution electric lines and equipment | WLDFR | HFTD - Distribution - Tier 2 - 3QU CoRE ¦ 3QU LoRE | 2023 | 0.87344 | 0 | 0 | 0 | 0 | 0 | 0 | 0 | 0 | 0 | 0 | 0 | 0 | 0.061017 | 9.8449 | 0 | 9.8449 | 0 | 0 | 0 | 8.5989 | 0 | 0 | 0 | 0 | 0 | 0 | 0 | 0
[35 empty] | 7.3.4.11 Patrol inspections of distribution electric lines and equipment | WLDFR | HFTD - Distribution - Tier 2 - 3QU CoRE ¦ 4QU LoRE | 2020 | 1 | 0.038584 | 5.9602 | 0 | 5.9602 | 0 | 0 | 0 | 0 | 0 | 0 | 0 | 0 | 0 | 0 | 0 | 0 | 5.9602 | 0 | 0 | 0 | 0 | 0 | 0 | 0 | 0 | 0 | 0 | 0
[35 empty] | 7.3.4.11 Patrol inspections of distribution electric lines and equipment | WLDFR | HFTD - Distribution - Tier 2 - 3QU CoRE ¦ 4QU LoRE | 2021 | 1 | 0 | 0 | 0 | 0 | 0.038584 | 5.9602 | 0 | 5.9602 | 0 | 0 | 0 | 0 | 0 | 0 | 0 | 0 | 0 | 5.9602 | 0 | 0 | 0 | 0 | 0 | 0 | 0 | 0 | 0 | 0
[35 empty] | 7.3.4.11 Patrol inspections of distribution electric lines and equipment | WLDFR | HFTD - Distribution - Tier 2 - 3QU CoRE ¦ 4QU LoRE | 2022 | 0.93458 | 0 | 0 | 0 | 0 | 0 | 0 | 0 | 0 | 0.037766 | 5.6542 | 0 | 5.6542 | 0 | 0 | 0 | 0 | 0 | 0 | 5.2843 | 0 | 0.037766 | 0.035296 | 5.6542 | 5.2843 | 0 | 0 | 5.6542 | 5.2843
[35 empty] | 7.3.4.11 Patrol inspections of distribution electric lines and equipment | WLDFR | HFTD - Distribution - Tier 2 - 3QU CoRE ¦ 4QU LoRE | 2023 | 0.87344 | 0 | 0 | 0 | 0 | 0 | 0 | 0 | 0 | 0 | 0 | 0 | 0 | 0.057192 | 8.8761 | 0 | 8.8761 | 0 | 0 | 0 | 7.7528 | 0 | 0 | 0 | 0 | 0 | 0 | 0 | 0
[35 empty] | 7.3.4.11 Patrol inspections of distribution electric lines and equipment | WLDFR | HFTD - Distribution - Tier 2 - 3QU CoRE ¦ 5QU LoRE | 2020 | 1 | 0.036745 | 6.1306 | 0 | 6.1306 | 0 | 0 | 0 | 0 | 0 | 0 | 0 | 0 | 0 | 0 | 0 | 0 | 6.1306 | 0 | 0 | 0 | 0 | 0 | 0 | 0 | 0 | 0 | 0 | 0
[35 empty] | 7.3.4.11 Patrol inspections of distribution electric lines and equipment | WLDFR | HFTD - Distribution - Tier 2 - 3QU CoRE ¦ 5QU LoRE | 2021 | 1 | 0 | 0 | 0 | 0 | 0.036745 | 6.1306 | 0 | 6.1306 | 0 | 0 | 0 | 0 | 0 | 0 | 0 | 0 | 0 | 6.1306 | 0 | 0 | 0 | 0 | 0 | 0 | 0 | 0 | 0 | 0
[35 empty] | 7.3.4.11 Patrol inspections of distribution electric lines and equipment | WLDFR | HFTD - Distribution - Tier 2 - 3QU CoRE ¦ 5QU LoRE | 2022 | 0.93458 | 0 | 0 | 0 | 0 | 0 | 0 | 0 | 0 | 0.036455 | 6.0536 | 0 | 6.0536 | 0 | 0 | 0 | 0 | 0 | 0 | 5.6576 | 0 | 0.036455 | 0.03407 | 6.0536 | 5.6576 | 0 | 0 | 6.0536 | 5.6576
[35 empty] | 7.3.4.11 Patrol inspections of distribution electric lines and equipment | WLDFR | HFTD - Distribution - Tier 2 - 3QU CoRE ¦ 5QU LoRE | 2023 | 0.87344 | 0 | 0 | 0 | 0 | 0 | 0 | 0 | 0 | 0 | 0 | 0 | 0 | 0.055206 | 9.5032 | 0 | 9.5032 | 0 | 0 | 0 | 8.3005 | 0 | 0 | 0 | 0 | 0 | 0 | 0 | 0
[35 empty] | 7.3.4.11 Patrol inspections of distribution electric lines and equipment | WLDFR | HFTD - Distribution - Tier 2 - 4QU CoRE ¦ 1QU LoRE | 2020 | 1 | 0.037383 | 1.9148 | 0 | 1.9148 | 0 | 0 | 0 | 0 | 0 | 0 | 0 | 0 | 0 | 0 | 0 | 0 | 1.9148 | 0 | 0 | 0 | 0 | 0 | 0 | 0 | 0 | 0 | 0 | 0
[35 empty] | 7.3.4.11 Patrol inspections of distribution electric lines and equipment | WLDFR | HFTD - Distribution - Tier 2 - 4QU CoRE ¦ 1QU LoRE | 2021 | 1 | 0 | 0 | 0 | 0 | 0.037383 | 1.9148 | 0 | 1.9148 | 0 | 0 | 0 | 0 | 0 | 0 | 0 | 0 | 0 | 1.9148 | 0 | 0 | 0 | 0 | 0 | 0 | 0 | 0 | 0 | 0
[35 empty] | 7.3.4.11 Patrol inspections of distribution electric lines and equipment | WLDFR | HFTD - Distribution - Tier 2 - 4QU CoRE ¦ 1QU LoRE | 2022 | 0.93458 | 0 | 0 | 0 | 0 | 0 | 0 | 0 | 0 | 0.039321 | 1.9921 | 0 | 1.9921 | 0 | 0 | 0 | 0 | 0 | 0 | 1.8617 | 0 | 0.039321 | 0.036748 | 1.9921 | 1.8617 | 0 | 0 | 1.9921 | 1.8617
[35 empty] | 7.3.4.11 Patrol inspections of distribution electric lines and equipment | WLDFR | HFTD - Distribution - Tier 2 - 4QU CoRE ¦ 1QU LoRE | 2023 | 0.87344 | 0 | 0 | 0 | 0 | 0 | 0 | 0 | 0 | 0 | 0 | 0 | 0 | 0.059545 | 3.1272 | 0 | 3.1272 | 0 | 0 | 0 | 2.7314 | 0 | 0 | 0 | 0 | 0 | 0 | 0 | 0
[35 empty] | 7.3.4.11 Patrol inspections of distribution electric lines and equipment | WLDFR | HFTD - Distribution - Tier 2 - 4QU CoRE ¦ 2QU LoRE | 2020 | 1 | 0.027962 | 1.5717 | 0 | 1.5717 | 0 | 0 | 0 | 0 | 0 | 0 | 0 | 0 | 0 | 0 | 0 | 0 | 1.5717 | 0 | 0 | 0 | 0 | 0 | 0 | 0 | 0 | 0 | 0 | 0
[35 empty] | 7.3.4.11 Patrol inspections of distribution electric lines and equipment | WLDFR | HFTD - Distribution - Tier 2 - 4QU CoRE ¦ 2QU LoRE | 2021 | 1 | 0 | 0 | 0 | 0 | 0.027962 | 1.5717 | 0 | 1.5717 | 0 | 0 | 0 | 0 | 0 | 0 | 0 | 0 | 0 | 1.5717 | 0 | 0 | 0 | 0 | 0 | 0 | 0 | 0 | 0 | 0
[35 empty] | 7.3.4.11 Patrol inspections of distribution electric lines and equipment | WLDFR | HFTD - Distribution - Tier 2 - 4QU CoRE ¦ 2QU LoRE | 2022 | 0.93458 | 0 | 0 | 0 | 0 | 0 | 0 | 0 | 0 | 0.026595 | 1.4629 | 0 | 1.4629 | 0 | 0 | 0 | 0 | 0 | 0 | 1.3672 | 0 | 0.026595 | 0.024855 | 1.4629 | 1.3672 | 0 | 0 | 1.4629 | 1.3672
[35 empty] | 7.3.4.11 Patrol inspections of distribution electric lines and equipment | WLDFR | HFTD - Distribution - Tier 2 - 4QU CoRE ¦ 2QU LoRE | 2023 | 0.87344 | 0 | 0 | 0 | 0 | 0 | 0 | 0 | 0 | 0 | 0 | 0 | 0 | 0.040274 | 2.2965 | 0 | 2.2965 | 0 | 0 | 0 | 2.0058 | 0 | 0 | 0 | 0 | 0 | 0 | 0 | 0
[35 empty] | 7.3.4.11 Patrol inspections of distribution electric lines and equipment | WLDFR | HFTD - Distribution - Tier 2 - 4QU CoRE ¦ 3QU LoRE | 2020 | 1 | 0.038603 | 1.9357 | 0 | 1.9357 | 0 | 0 | 0 | 0 | 0 | 0 | 0 | 0 | 0 | 0 | 0 | 0 | 1.9357 | 0 | 0 | 0 | 0 | 0 | 0 | 0 | 0 | 0 | 0 | 0
[35 empty] | 7.3.4.11 Patrol inspections of distribution electric lines and equipment | WLDFR | HFTD - Distribution - Tier 2 - 4QU CoRE ¦ 3QU LoRE | 2021 | 1 | 0 | 0 | 0 | 0 | 0.038603 | 1.9357 | 0 | 1.9357 | 0 | 0 | 0 | 0 | 0 | 0 | 0 | 0 | 0 | 1.9357 | 0 | 0 | 0 | 0 | 0 | 0 | 0 | 0 | 0 | 0
[35 empty] | 7.3.4.11 Patrol inspections of distribution electric lines and equipment | WLDFR | HFTD - Distribution - Tier 2 - 4QU CoRE ¦ 3QU LoRE | 2022 | 0.93458 | 0 | 0 | 0 | 0 | 0 | 0 | 0 | 0 | 0.038206 | 1.9164 | 0 | 1.9164 | 0 | 0 | 0 | 0 | 0 | 0 | 1.791 | 0 | 0.038206 | 0.035707 | 1.9164 | 1.791 | 0 | 0 | 1.9164 | 1.791
[35 empty] | 7.3.4.11 Patrol inspections of distribution electric lines and equipment | WLDFR | HFTD - Distribution - Tier 2 - 4QU CoRE ¦ 3QU LoRE | 2023 | 0.87344 | 0 | 0 | 0 | 0 | 0 | 0 | 0 | 0 | 0 | 0 | 0 | 0 | 0.057858 | 3.0084 | 0 | 3.0084 | 0 | 0 | 0 | 2.6276 | 0 | 0 | 0 | 0 | 0 | 0 | 0 | 0
[35 empty] | 7.3.4.11 Patrol inspections of distribution electric lines and equipment | WLDFR | HFTD - Distribution - Tier 2 - 4QU CoRE ¦ 4QU LoRE | 2020 | 1 | 0.03474 | 1.8293 | 0 | 1.8293 | 0 | 0 | 0 | 0 | 0 | 0 | 0 | 0 | 0 | 0 | 0 | 0 | 1.8293 | 0 | 0 | 0 | 0 | 0 | 0 | 0 | 0 | 0 | 0 | 0
[35 empty] | 7.3.4.11 Patrol inspections of distribution electric lines and equipment | WLDFR | HFTD - Distribution - Tier 2 - 4QU CoRE ¦ 4QU LoRE | 2021 | 1 | 0 | 0 | 0 | 0 | 0.03474 | 1.8293 | 0 | 1.8293 | 0 | 0 | 0 | 0 | 0 | 0 | 0 | 0 | 0 | 1.8293 | 0 | 0 | 0 | 0 | 0 | 0 | 0 | 0 | 0 | 0
[35 empty] | 7.3.4.11 Patrol inspections of distribution electric lines and equipment | WLDFR | HFTD - Distribution - Tier 2 - 4QU CoRE ¦ 4QU LoRE | 2022 | 0.93458 | 0 | 0 | 0 | 0 | 0 | 0 | 0 | 0 | 0.035452 | 1.853 | 0 | 1.853 | 0 | 0 | 0 | 0 | 0 | 0 | 1.7317 | 0 | 0.035452 | 0.033133 | 1.853 | 1.7317 | 0 | 0 | 1.853 | 1.7317
[35 empty] | 7.3.4.11 Patrol inspections of distribution electric lines and equipment | WLDFR | HFTD - Distribution - Tier 2 - 4QU CoRE ¦ 4QU LoRE | 2023 | 0.87344 | 0 | 0 | 0 | 0 | 0 | 0 | 0 | 0 | 0 | 0 | 0 | 0 | 0.053687 | 2.9089 | 0 | 2.9089 | 0 | 0 | 0 | 2.5407 | 0 | 0 | 0 | 0 | 0 | 0 | 0 | 0
[35 empty] | 7.3.4.11 Patrol inspections of distribution electric lines and equipment | WLDFR | HFTD - Distribution - Tier 2 - 4QU CoRE ¦ 5QU LoRE | 2020 | 1 | 0.024821 | 1.5801 | 0 | 1.5801 | 0 | 0 | 0 | 0 | 0 | 0 | 0 | 0 | 0 | 0 | 0 | 0 | 1.5801 | 0 | 0 | 0 | 0 | 0 | 0 | 0 | 0 | 0 | 0 | 0
[35 empty] | 7.3.4.11 Patrol inspections of distribution electric lines and equipment | WLDFR | HFTD - Distribution - Tier 2 - 4QU CoRE ¦ 5QU LoRE | 2021 | 1 | 0 | 0 | 0 | 0 | 0.024821 | 1.5801 | 0 | 1.5801 | 0 | 0 | 0 | 0 | 0 | 0 | 0 | 0 | 0 | 1.5801 | 0 | 0 | 0 | 0 | 0 | 0 | 0 | 0 | 0 | 0
[35 empty] | 7.3.4.11 Patrol inspections of distribution electric lines and equipment | WLDFR | HFTD - Distribution - Tier 2 - 4QU CoRE ¦ 5QU LoRE | 2022 | 0.93458 | 0 | 0 | 0 | 0 | 0 | 0 | 0 | 0 | 0.023978 | 1.5266 | 0 | 1.5266 | 0 | 0 | 0 | 0 | 0 | 0 | 1.4267 | 0 | 0.023978 | 0.022409 | 1.5266 | 1.4267 | 0 | 0 | 1.5266 | 1.4267
[35 empty] | 7.3.4.11 Patrol inspections of distribution electric lines and equipment | WLDFR | HFTD - Distribution - Tier 2 - 4QU CoRE ¦ 5QU LoRE | 2023 | 0.87344 | 0 | 0 | 0 | 0 | 0 | 0 | 0 | 0 | 0 | 0 | 0 | 0 | 0.036311 | 2.3965 | 0 | 2.3965 | 0 | 0 | 0 | 2.0932 | 0 | 0 | 0 | 0 | 0 | 0 | 0 | 0
[35 empty] | 7.3.4.11 Patrol inspections of distribution electric lines and equipment | WLDFR | HFTD - Distribution - Tier 2 - 5QU CoRE ¦ 1QU LoRE | 2020 | 1 | 0.036394 | 0.21012 | 0 | 0.21012 | 0 | 0 | 0 | 0 | 0 | 0 | 0 | 0 | 0 | 0 | 0 | 0 | 0.21012 | 0 | 0 | 0 | 0 | 0 | 0 | 0 | 0 | 0 | 0 | 0
[35 empty] | 7.3.4.11 Patrol inspections of distribution electric lines and equipment | WLDFR | HFTD - Distribution - Tier 2 - 5QU CoRE ¦ 1QU LoRE | 2021 | 1 | 0 | 0 | 0 | 0 | 0.036394 | 0.21012 | 0 | 0.21012 | 0 | 0 | 0 | 0 | 0 | 0 | 0 | 0 | 0 | 0.21012 | 0 | 0 | 0 | 0 | 0 | 0 | 0 | 0 | 0 | 0
[35 empty] | 7.3.4.11 Patrol inspections of distribution electric lines and equipment | WLDFR | HFTD - Distribution - Tier 2 - 5QU CoRE ¦ 1QU LoRE | 2022 | 0.93458 | 0 | 0 | 0 | 0 | 0 | 0 | 0 | 0 | 0.038329 | 0.21976 | 0 | 0.21976 | 0 | 0 | 0 | 0 | 0 | 0 | 0.20538 | 0 | 0.038329 | 0.035822 | 0.21976 | 0.20538 | 0 | 0 | 0.21976 | 0.20538
[35 empty] | 7.3.4.11 Patrol inspections of distribution electric lines and equipment | WLDFR | HFTD - Distribution - Tier 2 - 5QU CoRE ¦ 1QU LoRE | 2023 | 0.87344 | 0 | 0 | 0 | 0 | 0 | 0 | 0 | 0 | 0 | 0 | 0 | 0 | 0.058044 | 0.34499 | 0 | 0.34499 | 0 | 0 | 0 | 0.30133 | 0 | 0 | 0 | 0 | 0 | 0 | 0 | 0
[35 empty] | 7.3.4.11 Patrol inspections of distribution electric lines and equipment | WLDFR | HFTD - Distribution - Tier 2 - 5QU CoRE ¦ 2QU LoRE | 2020 | 1 | 0.04047 | 0.33066 | 0 | 0.33066 | 0 | 0 | 0 | 0 | 0 | 0 | 0 | 0 | 0 | 0 | 0 | 0 | 0.33066 | 0 | 0 | 0 | 0 | 0 | 0 | 0 | 0 | 0 | 0 | 0
[35 empty] | 7.3.4.11 Patrol inspections of distribution electric lines and equipment | WLDFR | HFTD - Distribution - Tier 2 - 5QU CoRE ¦ 2QU LoRE | 2021 | 1 | 0 | 0 | 0 | 0 | 0.04047 | 0.33066 | 0 | 0.33066 | 0 | 0 | 0 | 0 | 0 | 0 | 0 | 0 | 0 | 0.33066 | 0 | 0 | 0 | 0 | 0 | 0 | 0 | 0 | 0 | 0
[35 empty] | 7.3.4.11 Patrol inspections of distribution electric lines and equipment | WLDFR | HFTD - Distribution - Tier 2 - 5QU CoRE ¦ 2QU LoRE | 2022 | 0.93458 | 0 | 0 | 0 | 0 | 0 | 0 | 0 | 0 | 0.039135 | 0.31207 | 0 | 0.31207 | 0 | 0 | 0 | 0 | 0 | 0 | 0.29166 | 0 | 0.039135 | 0.036575 | 0.31207 | 0.29166 | 0 | 0 | 0.31207 | 0.29166
[35 empty] | 7.3.4.11 Patrol inspections of distribution electric lines and equipment | WLDFR | HFTD - Distribution - Tier 2 - 5QU CoRE ¦ 2QU LoRE | 2023 | 0.87344 | 0 | 0 | 0 | 0 | 0 | 0 | 0 | 0 | 0 | 0 | 0 | 0 | 0.059264 | 0.4899 | 0 | 0.4899 | 0 | 0 | 0 | 0.4279 | 0 | 0 | 0 | 0 | 0 | 0 | 0 | 0
[35 empty] | 7.3.4.11 Patrol inspections of distribution electric lines and equipment | WLDFR | HFTD - Distribution - Tier 2 - 5QU CoRE ¦ 3QU LoRE | 2020 | 1 | 0.022372 | 0.12651 | 0 | 0.12651 | 0 | 0 | 0 | 0 | 0 | 0 | 0 | 0 | 0 | 0 | 0 | 0 | 0.12651 | 0 | 0 | 0 | 0 | 0 | 0 | 0 | 0 | 0 | 0 | 0
[35 empty] | 7.3.4.11 Patrol inspections of distribution electric lines and equipment | WLDFR | HFTD - Distribution - Tier 2 - 5QU CoRE ¦ 3QU LoRE | 2021 | 1 | 0 | 0 | 0 | 0 | 0.022372 | 0.12651 | 0 | 0.12651 | 0 | 0 | 0 | 0 | 0 | 0 | 0 | 0 | 0 | 0.12651 | 0 | 0 | 0 | 0 | 0 | 0 | 0 | 0 | 0 | 0
[35 empty] | 7.3.4.11 Patrol inspections of distribution electric lines and equipment | WLDFR | HFTD - Distribution - Tier 2 - 5QU CoRE ¦ 3QU LoRE | 2022 | 0.93458 | 0 | 0 | 0 | 0 | 0 | 0 | 0 | 0 | 0.023785 | 0.15132 | 0 | 0.15132 | 0 | 0 | 0 | 0 | 0 | 0 | 0.14142 | 0 | 0.023785 | 0.022229 | 0.15132 | 0.14142 | 0 | 0 | 0.15132 | 0.14142
[35 empty] | 7.3.4.11 Patrol inspections of distribution electric lines and equipment | WLDFR | HFTD - Distribution - Tier 2 - 5QU CoRE ¦ 3QU LoRE | 2023 | 0.87344 | 0 | 0 | 0 | 0 | 0 | 0 | 0 | 0 | 0 | 0 | 0 | 0 | 0.036019 | 0.23754 | 0 | 0.23754 | 0 | 0 | 0 | 0.20748 | 0 | 0 | 0 | 0 | 0 | 0 | 0 | 0
[35 empty] | 7.3.4.11 Patrol inspections of distribution electric lines and equipment | WLDFR | HFTD - Distribution - Tier 2 - 5QU CoRE ¦ 4QU LoRE | 2020 | 1 | 0.019494 | 0.158 | 0 | 0.158 | 0 | 0 | 0 | 0 | 0 | 0 | 0 | 0 | 0 | 0 | 0 | 0 | 0.158 | 0 | 0 | 0 | 0 | 0 | 0 | 0 | 0 | 0 | 0 | 0
[35 empty] | 7.3.4.11 Patrol inspections of distribution electric lines and equipment | WLDFR | HFTD - Distribution - Tier 2 - 5QU CoRE ¦ 4QU LoRE | 2021 | 1 | 0 | 0 | 0 | 0 | 0.019494 | 0.158 | 0 | 0.158 | 0 | 0 | 0 | 0 | 0 | 0 | 0 | 0 | 0 | 0.158 | 0 | 0 | 0 | 0 | 0 | 0 | 0 | 0 | 0 | 0
[35 empty] | 7.3.4.11 Patrol inspections of distribution electric lines and equipment | WLDFR | HFTD - Distribution - Tier 2 - 5QU CoRE ¦ 4QU LoRE | 2022 | 0.93458 | 0 | 0 | 0 | 0 | 0 | 0 | 0 | 0 | 0.017685 | 0.13011 | 0 | 0.13011 | 0 | 0 | 0 | 0 | 0 | 0 | 0.1216 | 0 | 0.017685 | 0.016528 | 0.13011 | 0.1216 | 0 | 0 | 0.13011 | 0.1216
[35 empty] | 7.3.4.11 Patrol inspections of distribution electric lines and equipment | WLDFR | HFTD - Distribution - Tier 2 - 5QU CoRE ¦ 4QU LoRE | 2023 | 0.87344 | 0 | 0 | 0 | 0 | 0 | 0 | 0 | 0 | 0 | 0 | 0 | 0 | 0.026781 | 0.20426 | 0 | 0.20426 | 0 | 0 | 0 | 0.17841 | 0 | 0 | 0 | 0 | 0 | 0 | 0 | 0
[35 empty] | 7.3.4.11 Patrol inspections of distribution electric lines and equipment | WLDFR | HFTD - Distribution - Tier 2 - 5QU CoRE ¦ 5QU LoRE | 2020 | 1 | 0.020976 | 0.15213 | 0 | 0.15213 | 0 | 0 | 0 | 0 | 0 | 0 | 0 | 0 | 0 | 0 | 0 | 0 | 0.15213 | 0 | 0 | 0 | 0 | 0 | 0 | 0 | 0 | 0 | 0 | 0
[35 empty] | 7.3.4.11 Patrol inspections of distribution electric lines and equipment | WLDFR | HFTD - Distribution - Tier 2 - 5QU CoRE ¦ 5QU LoRE | 2021 | 1 | 0 | 0 | 0 | 0 | 0.020976 | 0.15213 | 0 | 0.15213 | 0 | 0 | 0 | 0 | 0 | 0 | 0 | 0 | 0 | 0.15213 | 0 | 0 | 0 | 0 | 0 | 0 | 0 | 0 | 0 | 0
[35 empty] | 7.3.4.11 Patrol inspections of distribution electric lines and equipment | WLDFR | HFTD - Distribution - Tier 2 - 5QU CoRE ¦ 5QU LoRE | 2022 | 0.93458 | 0 | 0 | 0 | 0 | 0 | 0 | 0 | 0 | 0.020722 | 0.15034 | 0 | 0.15034 | 0 | 0 | 0 | 0 | 0 | 0 | 0.14051 | 0 | 0.020722 | 0.019366 | 0.15034 | 0.14051 | 0 | 0 | 0.15034 | 0.14051
[35 empty] | 7.3.4.11 Patrol inspections of distribution electric lines and equipment | WLDFR | HFTD - Distribution - Tier 2 - 5QU CoRE ¦ 5QU LoRE | 2023 | 0.87344 | 0 | 0 | 0 | 0 | 0 | 0 | 0 | 0 | 0 | 0 | 0 | 0 | 0.03138 | 0.23602 | 0 | 0.23602 | 0 | 0 | 0 | 0.20615 | 0 | 0 | 0 | 0 | 0 | 0 | 0 | 0
[35 empty] | 7.3.4.11 Patrol inspections of distribution electric lines and equipment | WLDFR | HFTD - Distribution - Tier 3 - 1QU CoRE ¦ 1QU LoRE | 2020 | 1 | 0.0034803 | 2.9969 | 0 | 2.9969 | 0 | 0 | 0 | 0 | 0 | 0 | 0 | 0 | 0 | 0 | 0 | 0 | 2.9969 | 0 | 0 | 0 | 0 | 0 | 0 | 0 | 0 | 0 | 0 | 0
[35 empty] | 7.3.4.11 Patrol inspections of distribution electric lines and equipment | WLDFR | HFTD - Distribution - Tier 3 - 1QU CoRE ¦ 1QU LoRE | 2021 | 1 | 0 | 0 | 0 | 0 | 0.0034803 | 2.9969 | 0 | 2.9969 | 0 | 0 | 0 | 0 | 0 | 0 | 0 | 0 | 0 | 2.9969 | 0 | 0 | 0 | 0 | 0 | 0 | 0 | 0 | 0 | 0
[35 empty] | 7.3.4.11 Patrol inspections of distribution electric lines and equipment | WLDFR | HFTD - Distribution - Tier 3 - 1QU CoRE ¦ 1QU LoRE | 2022 | 0.93458 | 0 | 0 | 0 | 0 | 0 | 0 | 0 | 0 | 0.0029905 | 2.5838 | 0 | 2.5838 | 0 | 0 | 0 | 0 | 0 | 0 | 2.4148 | 0 | 0.0029905 | 0.0027949 | 2.5838 | 2.4148 | 0 | 0 | 2.5838 | 2.4148
[35 empty] | 7.3.4.11 Patrol inspections of distribution electric lines and equipment | WLDFR | HFTD - Distribution - Tier 3 - 1QU CoRE ¦ 1QU LoRE | 2023 | 0.87344 | 0 | 0 | 0 | 0 | 0 | 0 | 0 | 0 | 0 | 0 | 0 | 0 | 0.0045287 | 4.0562 | 0 | 4.0562 | 0 | 0 | 0 | 3.5428 | 0 | 0 | 0 | 0 | 0 | 0 | 0 | 0
[35 empty] | 7.3.4.11 Patrol inspections of distribution electric lines and equipment | WLDFR | HFTD - Distribution - Tier 3 - 1QU CoRE ¦ 2QU LoRE | 2020 | 1 | 0.0083428 | 5.375 | 0 | 5.375 | 0 | 0 | 0 | 0 | 0 | 0 | 0 | 0 | 0 | 0 | 0 | 0 | 5.375 | 0 | 0 | 0 | 0 | 0 | 0 | 0 | 0 | 0 | 0 | 0
[35 empty] | 7.3.4.11 Patrol inspections of distribution electric lines and equipment | WLDFR | HFTD - Distribution - Tier 3 - 1QU CoRE ¦ 2QU LoRE | 2021 | 1 | 0 | 0 | 0 | 0 | 0.0083428 | 5.375 | 0 | 5.375 | 0 | 0 | 0 | 0 | 0 | 0 | 0 | 0 | 0 | 5.375 | 0 | 0 | 0 | 0 | 0 | 0 | 0 | 0 | 0 | 0
[35 empty] | 7.3.4.11 Patrol inspections of distribution electric lines and equipment | WLDFR | HFTD - Distribution - Tier 3 - 1QU CoRE ¦ 2QU LoRE | 2022 | 0.93458 | 0 | 0 | 0 | 0 | 0 | 0 | 0 | 0 | 0.0079733 | 5.1984 | 0 | 5.1984 | 0 | 0 | 0 | 0 | 0 | 0 | 4.8583 | 0 | 0.0079733 | 0.0074517 | 5.1984 | 4.8583 | 0 | 0 | 5.1984 | 4.8583
[35 empty] | 7.3.4.11 Patrol inspections of distribution electric lines and equipment | WLDFR | HFTD - Distribution - Tier 3 - 1QU CoRE ¦ 2QU LoRE | 2023 | 0.87344 | 0 | 0 | 0 | 0 | 0 | 0 | 0 | 0 | 0 | 0 | 0 | 0 | 0.012074 | 8.1606 | 0 | 8.1606 | 0 | 0 | 0 | 7.1278 | 0 | 0 | 0 | 0 | 0 | 0 | 0 | 0
[35 empty] | 7.3.4.11 Patrol inspections of distribution electric lines and equipment | WLDFR | HFTD - Distribution - Tier 3 - 1QU CoRE ¦ 3QU LoRE | 2020 | 1 | 0.0019878 | 1.0992 | 0 | 1.0992 | 0 | 0 | 0 | 0 | 0 | 0 | 0 | 0 | 0 | 0 | 0 | 0 | 1.0992 | 0 | 0 | 0 | 0 | 0 | 0 | 0 | 0 | 0 | 0 | 0
[35 empty] | 7.3.4.11 Patrol inspections of distribution electric lines and equipment | WLDFR | HFTD - Distribution - Tier 3 - 1QU CoRE ¦ 3QU LoRE | 2021 | 1 | 0 | 0 | 0 | 0 | 0.0019878 | 1.0992 | 0 | 1.0992 | 0 | 0 | 0 | 0 | 0 | 0 | 0 | 0 | 0 | 1.0992 | 0 | 0 | 0 | 0 | 0 | 0 | 0 | 0 | 0 | 0
[35 empty] | 7.3.4.11 Patrol inspections of distribution electric lines and equipment | WLDFR | HFTD - Distribution - Tier 3 - 1QU CoRE ¦ 3QU LoRE | 2022 | 0.93458 | 0 | 0 | 0 | 0 | 0 | 0 | 0 | 0 | 0.0028641 | 1.4567 | 0 | 1.4567 | 0 | 0 | 0 | 0 | 0 | 0 | 1.3614 | 0 | 0.0028641 | 0.0026767 | 1.4567 | 1.3614 | 0 | 0 | 1.4567 | 1.3614
[35 empty] | 7.3.4.11 Patrol inspections of distribution electric lines and equipment | WLDFR | HFTD - Distribution - Tier 3 - 1QU CoRE ¦ 3QU LoRE | 2023 | 0.87344 | 0 | 0 | 0 | 0 | 0 | 0 | 0 | 0 | 0 | 0 | 0 | 0 | 0.0043372 | 2.2868 | 0 | 2.2868 | 0 | 0 | 0 | 1.9974 | 0 | 0 | 0 | 0 | 0 | 0 | 0 | 0
[35 empty] | 7.3.4.11 Patrol inspections of distribution electric lines and equipment | WLDFR | HFTD - Distribution - Tier 3 - 1QU CoRE ¦ 4QU LoRE | 2020 | 1 | 0.0061065 | 3.4447 | 0 | 3.4447 | 0 | 0 | 0 | 0 | 0 | 0 | 0 | 0 | 0 | 0 | 0 | 0 | 3.4447 | 0 | 0 | 0 | 0 | 0 | 0 | 0 | 0 | 0 | 0 | 0
[35 empty] | 7.3.4.11 Patrol inspections of distribution electric lines and equipment | WLDFR | HFTD - Distribution - Tier 3 - 1QU CoRE ¦ 4QU LoRE | 2021 | 1 | 0 | 0 | 0 | 0 | 0.0061065 | 3.4447 | 0 | 3.4447 | 0 | 0 | 0 | 0 | 0 | 0 | 0 | 0 | 0 | 3.4447 | 0 | 0 | 0 | 0 | 0 | 0 | 0 | 0 | 0 | 0
[35 empty] | 7.3.4.11 Patrol inspections of distribution electric lines and equipment | WLDFR | HFTD - Distribution - Tier 3 - 1QU CoRE ¦ 4QU LoRE | 2022 | 0.93458 | 0 | 0 | 0 | 0 | 0 | 0 | 0 | 0 | 0.0056674 | 3.1866 | 0 | 3.1866 | 0 | 0 | 0 | 0 | 0 | 0 | 2.9781 | 0 | 0.0056674 | 0.0052966 | 3.1866 | 2.9781 | 0 | 0 | 3.1866 | 2.9781
[35 empty] | 7.3.4.11 Patrol inspections of distribution electric lines and equipment | WLDFR | HFTD - Distribution - Tier 3 - 1QU CoRE ¦ 4QU LoRE | 2023 | 0.87344 | 0 | 0 | 0 | 0 | 0 | 0 | 0 | 0 | 0 | 0 | 0 | 0 | 0.0085824 | 5.0024 | 0 | 5.0024 | 0 | 0 | 0 | 4.3693 | 0 | 0 | 0 | 0 | 0 | 0 | 0 | 0
[35 empty] | 7.3.4.11 Patrol inspections of distribution electric lines and equipment | WLDFR | HFTD - Distribution - Tier 3 - 1QU CoRE ¦ 5QU LoRE | 2020 | 1 | 0.0029039 | 1.358 | 0 | 1.358 | 0 | 0 | 0 | 0 | 0 | 0 | 0 | 0 | 0 | 0 | 0 | 0 | 1.358 | 0 | 0 | 0 | 0 | 0 | 0 | 0 | 0 | 0 | 0 | 0
[35 empty] | 7.3.4.11 Patrol inspections of distribution electric lines and equipment | WLDFR | HFTD - Distribution - Tier 3 - 1QU CoRE ¦ 5QU LoRE | 2021 | 1 | 0 | 0 | 0 | 0 | 0.0029039 | 1.358 | 0 | 1.358 | 0 | 0 | 0 | 0 | 0 | 0 | 0 | 0 | 0 | 1.358 | 0 | 0 | 0 | 0 | 0 | 0 | 0 | 0 | 0 | 0
[35 empty] | 7.3.4.11 Patrol inspections of distribution electric lines and equipment | WLDFR | HFTD - Distribution - Tier 3 - 1QU CoRE ¦ 5QU LoRE | 2022 | 0.93458 | 0 | 0 | 0 | 0 | 0 | 0 | 0 | 0 | 0.003353 | 1.5259 | 0 | 1.5259 | 0 | 0 | 0 | 0 | 0 | 0 | 1.4261 | 0 | 0.003353 | 0.0031337 | 1.5259 | 1.4261 | 0 | 0 | 1.5259 | 1.4261
[35 empty] | 7.3.4.11 Patrol inspections of distribution electric lines and equipment | WLDFR | HFTD - Distribution - Tier 3 - 1QU CoRE ¦ 5QU LoRE | 2023 | 0.87344 | 0 | 0 | 0 | 0 | 0 | 0 | 0 | 0 | 0 | 0 | 0 | 0 | 0.0050777 | 2.3955 | 0 | 2.3955 | 0 | 0 | 0 | 2.0923 | 0 | 0 | 0 | 0 | 0 | 0 | 0 | 0
[35 empty] | 7.3.4.11 Patrol inspections of distribution electric lines and equipment | WLDFR | HFTD - Distribution - Tier 3 - 2QU CoRE ¦ 1QU LoRE | 2020 | 1 | 0.011534 | 4.0405 | 0 | 4.0405 | 0 | 0 | 0 | 0 | 0 | 0 | 0 | 0 | 0 | 0 | 0 | 0 | 4.0405 | 0 | 0 | 0 | 0 | 0 | 0 | 0 | 0 | 0 | 0 | 0
[35 empty] | 7.3.4.11 Patrol inspections of distribution electric lines and equipment | WLDFR | HFTD - Distribution - Tier 3 - 2QU CoRE ¦ 1QU LoRE | 2021 | 1 | 0 | 0 | 0 | 0 | 0.011534 | 4.0405 | 0 | 4.0405 | 0 | 0 | 0 | 0 | 0 | 0 | 0 | 0 | 0 | 4.0405 | 0 | 0 | 0 | 0 | 0 | 0 | 0 | 0 | 0 | 0
[35 empty] | 7.3.4.11 Patrol inspections of distribution electric lines and equipment | WLDFR | HFTD - Distribution - Tier 3 - 2QU CoRE ¦ 1QU LoRE | 2022 | 0.93458 | 0 | 0 | 0 | 0 | 0 | 0 | 0 | 0 | 0.0093769 | 3.3244 | 0 | 3.3244 | 0 | 0 | 0 | 0 | 0 | 0 | 3.1069 | 0 | 0.0093769 | 0.0087634 | 3.3244 | 3.1069 | 0 | 0 | 3.3244 | 3.1069
[35 empty] | 7.3.4.11 Patrol inspections of distribution electric lines and equipment | WLDFR | HFTD - Distribution - Tier 3 - 2QU CoRE ¦ 1QU LoRE | 2023 | 0.87344 | 0 | 0 | 0 | 0 | 0 | 0 | 0 | 0 | 0 | 0 | 0 | 0 | 0.0142 | 5.2188 | 0 | 5.2188 | 0 | 0 | 0 | 4.5583 | 0 | 0 | 0 | 0 | 0 | 0 | 0 | 0
[35 empty] | 7.3.4.11 Patrol inspections of distribution electric lines and equipment | WLDFR | HFTD - Distribution - Tier 3 - 2QU CoRE ¦ 2QU LoRE | 2020 | 1 | 0.015887 | 4.2405 | 0 | 4.2405 | 0 | 0 | 0 | 0 | 0 | 0 | 0 | 0 | 0 | 0 | 0 | 0 | 4.2405 | 0 | 0 | 0 | 0 | 0 | 0 | 0 | 0 | 0 | 0 | 0
[35 empty] | 7.3.4.11 Patrol inspections of distribution electric lines and equipment | WLDFR | HFTD - Distribution - Tier 3 - 2QU CoRE ¦ 2QU LoRE | 2021 | 1 | 0 | 0 | 0 | 0 | 0.015887 | 4.2405 | 0 | 4.2405 | 0 | 0 | 0 | 0 | 0 | 0 | 0 | 0 | 0 | 4.2405 | 0 | 0 | 0 | 0 | 0 | 0 | 0 | 0 | 0 | 0
[35 empty] | 7.3.4.11 Patrol inspections of distribution electric lines and equipment | WLDFR | HFTD - Distribution - Tier 3 - 2QU CoRE ¦ 2QU LoRE | 2022 | 0.93458 | 0 | 0 | 0 | 0 | 0 | 0 | 0 | 0 | 0.013468 | 3.7177 | 0 | 3.7177 | 0 | 0 | 0 | 0 | 0 | 0 | 3.4745 | 0 | 0.013468 | 0.012587 | 3.7177 | 3.4745 | 0 | 0 | 3.7177 | 3.4745
[35 empty] | 7.3.4.11 Patrol inspections of distribution electric lines and equipment | WLDFR | HFTD - Distribution - Tier 3 - 2QU CoRE ¦ 2QU LoRE | 2023 | 0.87344 | 0 | 0 | 0 | 0 | 0 | 0 | 0 | 0 | 0 | 0 | 0 | 0 | 0.020395 | 5.8362 | 0 | 5.8362 | 0 | 0 | 0 | 5.0975 | 0 | 0 | 0 | 0 | 0 | 0 | 0 | 0
[35 empty] | 7.3.4.11 Patrol inspections of distribution electric lines and equipment | WLDFR | HFTD - Distribution - Tier 3 - 2QU CoRE ¦ 3QU LoRE | 2020 | 1 | 0.01142 | 4.0097 | 0 | 4.0097 | 0 | 0 | 0 | 0 | 0 | 0 | 0 | 0 | 0 | 0 | 0 | 0 | 4.0097 | 0 | 0 | 0 | 0 | 0 | 0 | 0 | 0 | 0 | 0 | 0
[35 empty] | 7.3.4.11 Patrol inspections of distribution electric lines and equipment | WLDFR | HFTD - Distribution - Tier 3 - 2QU CoRE ¦ 3QU LoRE | 2021 | 1 | 0 | 0 | 0 | 0 | 0.01142 | 4.0097 | 0 | 4.0097 | 0 | 0 | 0 | 0 | 0 | 0 | 0 | 0 | 0 | 4.0097 | 0 | 0 | 0 | 0 | 0 | 0 | 0 | 0 | 0 | 0
[35 empty] | 7.3.4.11 Patrol inspections of distribution electric lines and equipment | WLDFR | HFTD - Distribution - Tier 3 - 2QU CoRE ¦ 3QU LoRE | 2022 | 0.93458 | 0 | 0 | 0 | 0 | 0 | 0 | 0 | 0 | 0.014223 | 4.382 | 0 | 4.382 | 0 | 0 | 0 | 0 | 0 | 0 | 4.0953 | 0 | 0.014223 | 0.013293 | 4.382 | 4.0953 | 0 | 0 | 4.382 | 4.0953
[35 empty] | 7.3.4.11 Patrol inspections of distribution electric lines and equipment | WLDFR | HFTD - Distribution - Tier 3 - 2QU CoRE ¦ 3QU LoRE | 2023 | 0.87344 | 0 | 0 | 0 | 0 | 0 | 0 | 0 | 0 | 0 | 0 | 0 | 0 | 0.021539 | 6.8791 | 0 | 6.8791 | 0 | 0 | 0 | 6.0084 | 0 | 0 | 0 | 0 | 0 | 0 | 0 | 0
[35 empty] | 7.3.4.11 Patrol inspections of distribution electric lines and equipment | WLDFR | HFTD - Distribution - Tier 3 - 2QU CoRE ¦ 4QU LoRE | 2020 | 1 | 0.0035172 | 1.1843 | 0 | 1.1843 | 0 | 0 | 0 | 0 | 0 | 0 | 0 | 0 | 0 | 0 | 0 | 0 | 1.1843 | 0 | 0 | 0 | 0 | 0 | 0 | 0 | 0 | 0 | 0 | 0
[35 empty] | 7.3.4.11 Patrol inspections of distribution electric lines and equipment | WLDFR | HFTD - Distribution - Tier 3 - 2QU CoRE ¦ 4QU LoRE | 2021 | 1 | 0 | 0 | 0 | 0 | 0.0035172 | 1.1843 | 0 | 1.1843 | 0 | 0 | 0 | 0 | 0 | 0 | 0 | 0 | 0 | 1.1843 | 0 | 0 | 0 | 0 | 0 | 0 | 0 | 0 | 0 | 0
[35 empty] | 7.3.4.11 Patrol inspections of distribution electric lines and equipment | WLDFR | HFTD - Distribution - Tier 3 - 2QU CoRE ¦ 4QU LoRE | 2022 | 0.93458 | 0 | 0 | 0 | 0 | 0 | 0 | 0 | 0 | 0.0055379 | 1.9661 | 0 | 1.9661 | 0 | 0 | 0 | 0 | 0 | 0 | 1.8375 | 0 | 0.0055379 | 0.0051756 | 1.9661 | 1.8375 | 0 | 0 | 1.9661 | 1.8375
[35 empty] | 7.3.4.11 Patrol inspections of distribution electric lines and equipment | WLDFR | HFTD - Distribution - Tier 3 - 2QU CoRE ¦ 4QU LoRE | 2023 | 0.87344 | 0 | 0 | 0 | 0 | 0 | 0 | 0 | 0 | 0 | 0 | 0 | 0 | 0.0083863 | 3.0865 | 0 | 3.0865 | 0 | 0 | 0 | 2.6959 | 0 | 0 | 0 | 0 | 0 | 0 | 0 | 0
[35 empty] | 7.3.4.11 Patrol inspections of distribution electric lines and equipment | WLDFR | HFTD - Distribution - Tier 3 - 2QU CoRE ¦ 5QU LoRE | 2020 | 1 | 0.0017071 | 0.71732 | 0 | 0.71732 | 0 | 0 | 0 | 0 | 0 | 0 | 0 | 0 | 0 | 0 | 0 | 0 | 0.71732 | 0 | 0 | 0 | 0 | 0 | 0 | 0 | 0 | 0 | 0 | 0
[35 empty] | 7.3.4.11 Patrol inspections of distribution electric lines and equipment | WLDFR | HFTD - Distribution - Tier 3 - 2QU CoRE ¦ 5QU LoRE | 2021 | 1 | 0 | 0 | 0 | 0 | 0.0017071 | 0.71732 | 0 | 0.71732 | 0 | 0 | 0 | 0 | 0 | 0 | 0 | 0 | 0 | 0.71732 | 0 | 0 | 0 | 0 | 0 | 0 | 0 | 0 | 0 | 0
[35 empty] | 7.3.4.11 Patrol inspections of distribution electric lines and equipment | WLDFR | HFTD - Distribution - Tier 3 - 2QU CoRE ¦ 5QU LoRE | 2022 | 0.93458 | 0 | 0 | 0 | 0 | 0 | 0 | 0 | 0 | 0.0011572 | 0.38561 | 0 | 0.38561 | 0 | 0 | 0 | 0 | 0 | 0 | 0.36039 | 0 | 0.0011572 | 0.0010815 | 0.38561 | 0.36039 | 0 | 0 | 0.38561 | 0.36039
[35 empty] | 7.3.4.11 Patrol inspections of distribution electric lines and equipment | WLDFR | HFTD - Distribution - Tier 3 - 2QU CoRE ¦ 5QU LoRE | 2023 | 0.87344 | 0 | 0 | 0 | 0 | 0 | 0 | 0 | 0 | 0 | 0 | 0 | 0 | 0.0017524 | 0.60535 | 0 | 0.60535 | 0 | 0 | 0 | 0.52874 | 0 | 0 | 0 | 0 | 0 | 0 | 0 | 0
[35 empty] | 7.3.4.11 Patrol inspections of distribution electric lines and equipment | WLDFR | HFTD - Distribution - Tier 3 - 3QU CoRE ¦ 1QU LoRE | 2020 | 1 | 0.02289 | 3.0559 | 0 | 3.0559 | 0 | 0 | 0 | 0 | 0 | 0 | 0 | 0 | 0 | 0 | 0 | 0 | 3.0559 | 0 | 0 | 0 | 0 | 0 | 0 | 0 | 0 | 0 | 0 | 0
[35 empty] | 7.3.4.11 Patrol inspections of distribution electric lines and equipment | WLDFR | HFTD - Distribution - Tier 3 - 3QU CoRE ¦ 1QU LoRE | 2021 | 1 | 0 | 0 | 0 | 0 | 0.02289 | 3.0559 | 0 | 3.0559 | 0 | 0 | 0 | 0 | 0 | 0 | 0 | 0 | 0 | 3.0559 | 0 | 0 | 0 | 0 | 0 | 0 | 0 | 0 | 0 | 0
[35 empty] | 7.3.4.11 Patrol inspections of distribution electric lines and equipment | WLDFR | HFTD - Distribution - Tier 3 - 3QU CoRE ¦ 1QU LoRE | 2022 | 0.93458 | 0 | 0 | 0 | 0 | 0 | 0 | 0 | 0 | 0.021552 | 2.8839 | 0 | 2.8839 | 0 | 0 | 0 | 0 | 0 | 0 | 2.6952 | 0 | 0.021552 | 0.020142 | 2.8839 | 2.6952 | 0 | 0 | 2.8839 | 2.6952
[35 empty] | 7.3.4.11 Patrol inspections of distribution electric lines and equipment | WLDFR | HFTD - Distribution - Tier 3 - 3QU CoRE ¦ 1QU LoRE | 2023 | 0.87344 | 0 | 0 | 0 | 0 | 0 | 0 | 0 | 0 | 0 | 0 | 0 | 0 | 0.032638 | 4.5272 | 0 | 4.5272 | 0 | 0 | 0 | 3.9543 | 0 | 0 | 0 | 0 | 0 | 0 | 0 | 0
[35 empty] | 7.3.4.11 Patrol inspections of distribution electric lines and equipment | WLDFR | HFTD - Distribution - Tier 3 - 3QU CoRE ¦ 2QU LoRE | 2020 | 1 | 0.029254 | 3.8767 | 0 | 3.8767 | 0 | 0 | 0 | 0 | 0 | 0 | 0 | 0 | 0 | 0 | 0 | 0 | 3.8767 | 0 | 0 | 0 | 0 | 0 | 0 | 0 | 0 | 0 | 0 | 0
[35 empty] | 7.3.4.11 Patrol inspections of distribution electric lines and equipment | WLDFR | HFTD - Distribution - Tier 3 - 3QU CoRE ¦ 2QU LoRE | 2021 | 1 | 0 | 0 | 0 | 0 | 0.029254 | 3.8767 | 0 | 3.8767 | 0 | 0 | 0 | 0 | 0 | 0 | 0 | 0 | 0 | 3.8767 | 0 | 0 | 0 | 0 | 0 | 0 | 0 | 0 | 0 | 0
[35 empty] | 7.3.4.11 Patrol inspections of distribution electric lines and equipment | WLDFR | HFTD - Distribution - Tier 3 - 3QU CoRE ¦ 2QU LoRE | 2022 | 0.93458 | 0 | 0 | 0 | 0 | 0 | 0 | 0 | 0 | 0.030319 | 3.9514 | 0 | 3.9514 | 0 | 0 | 0 | 0 | 0 | 0 | 3.6929 | 0 | 0.030319 | 0.028335 | 3.9514 | 3.6929 | 0 | 0 | 3.9514 | 3.6929
[35 empty] | 7.3.4.11 Patrol inspections of distribution electric lines and equipment | WLDFR | HFTD - Distribution - Tier 3 - 3QU CoRE ¦ 2QU LoRE | 2023 | 0.87344 | 0 | 0 | 0 | 0 | 0 | 0 | 0 | 0 | 0 | 0 | 0 | 0 | 0.045913 | 6.2031 | 0 | 6.2031 | 0 | 0 | 0 | 5.418 | 0 | 0 | 0 | 0 | 0 | 0 | 0 | 0
[35 empty] | 7.3.4.11 Patrol inspections of distribution electric lines and equipment | WLDFR | HFTD - Distribution - Tier 3 - 3QU CoRE ¦ 3QU LoRE | 2020 | 1 | 0.012617 | 1.7088 | 0 | 1.7088 | 0 | 0 | 0 | 0 | 0 | 0 | 0 | 0 | 0 | 0 | 0 | 0 | 1.7088 | 0 | 0 | 0 | 0 | 0 | 0 | 0 | 0 | 0 | 0 | 0
[35 empty] | 7.3.4.11 Patrol inspections of distribution electric lines and equipment | WLDFR | HFTD - Distribution - Tier 3 - 3QU CoRE ¦ 3QU LoRE | 2021 | 1 | 0 | 0 | 0 | 0 | 0.012617 | 1.7088 | 0 | 1.7088 | 0 | 0 | 0 | 0 | 0 | 0 | 0 | 0 | 0 | 1.7088 | 0 | 0 | 0 | 0 | 0 | 0 | 0 | 0 | 0 | 0
[35 empty] | 7.3.4.11 Patrol inspections of distribution electric lines and equipment | WLDFR | HFTD - Distribution - Tier 3 - 3QU CoRE ¦ 3QU LoRE | 2022 | 0.93458 | 0 | 0 | 0 | 0 | 0 | 0 | 0 | 0 | 0.010976 | 1.5558 | 0 | 1.5558 | 0 | 0 | 0 | 0 | 0 | 0 | 1.454 | 0 | 0.010976 | 0.010258 | 1.5558 | 1.454 | 0 | 0 | 1.5558 | 1.454
[35 empty] | 7.3.4.11 Patrol inspections of distribution electric lines and equipment | WLDFR | HFTD - Distribution - Tier 3 - 3QU CoRE ¦ 3QU LoRE | 2023 | 0.87344 | 0 | 0 | 0 | 0 | 0 | 0 | 0 | 0 | 0 | 0 | 0 | 0 | 0.016621 | 2.4423 | 0 | 2.4423 | 0 | 0 | 0 | 2.1332 | 0 | 0 | 0 | 0 | 0 | 0 | 0 | 0
[35 empty] | 7.3.4.11 Patrol inspections of distribution electric lines and equipment | WLDFR | HFTD - Distribution - Tier 3 - 3QU CoRE ¦ 4QU LoRE | 2020 | 1 | 0.010888 | 1.725 | 0 | 1.725 | 0 | 0 | 0 | 0 | 0 | 0 | 0 | 0 | 0 | 0 | 0 | 0 | 1.725 | 0 | 0 | 0 | 0 | 0 | 0 | 0 | 0 | 0 | 0 | 0
[35 empty] | 7.3.4.11 Patrol inspections of distribution electric lines and equipment | WLDFR | HFTD - Distribution - Tier 3 - 3QU CoRE ¦ 4QU LoRE | 2021 | 1 | 0 | 0 | 0 | 0 | 0.010888 | 1.725 | 0 | 1.725 | 0 | 0 | 0 | 0 | 0 | 0 | 0 | 0 | 0 | 1.725 | 0 | 0 | 0 | 0 | 0 | 0 | 0 | 0 | 0 | 0
[35 empty] | 7.3.4.11 Patrol inspections of distribution electric lines and equipment | WLDFR | HFTD - Distribution - Tier 3 - 3QU CoRE ¦ 4QU LoRE | 2022 | 0.93458 | 0 | 0 | 0 | 0 | 0 | 0 | 0 | 0 | 0.011374 | 1.7972 | 0 | 1.7972 | 0 | 0 | 0 | 0 | 0 | 0 | 1.6796 | 0 | 0.011374 | 0.01063 | 1.7972 | 1.6796 | 0 | 0 | 1.7972 | 1.6796
[35 empty] | 7.3.4.11 Patrol inspections of distribution electric lines and equipment | WLDFR | HFTD - Distribution - Tier 3 - 3QU CoRE ¦ 4QU LoRE | 2023 | 0.87344 | 0 | 0 | 0 | 0 | 0 | 0 | 0 | 0 | 0 | 0 | 0 | 0 | 0.017224 | 2.8213 | 0 | 2.8213 | 0 | 0 | 0 | 2.4642 | 0 | 0 | 0 | 0 | 0 | 0 | 0 | 0
[35 empty] | 7.3.4.11 Patrol inspections of distribution electric lines and equipment | WLDFR | HFTD - Distribution - Tier 3 - 3QU CoRE ¦ 5QU LoRE | 2020 | 1 | 0.0053749 | 0.69467 | 0 | 0.69467 | 0 | 0 | 0 | 0 | 0 | 0 | 0 | 0 | 0 | 0 | 0 | 0 | 0.69467 | 0 | 0 | 0 | 0 | 0 | 0 | 0 | 0 | 0 | 0 | 0
[35 empty] | 7.3.4.11 Patrol inspections of distribution electric lines and equipment | WLDFR | HFTD - Distribution - Tier 3 - 3QU CoRE ¦ 5QU LoRE | 2021 | 1 | 0 | 0 | 0 | 0 | 0.0053749 | 0.69467 | 0 | 0.69467 | 0 | 0 | 0 | 0 | 0 | 0 | 0 | 0 | 0 | 0.69467 | 0 | 0 | 0 | 0 | 0 | 0 | 0 | 0 | 0 | 0
[35 empty] | 7.3.4.11 Patrol inspections of distribution electric lines and equipment | WLDFR | HFTD - Distribution - Tier 3 - 3QU CoRE ¦ 5QU LoRE | 2022 | 0.93458 | 0 | 0 | 0 | 0 | 0 | 0 | 0 | 0 | 0.0068423 | 0.75509 | 0 | 0.75509 | 0 | 0 | 0 | 0 | 0 | 0 | 0.70569 | 0 | 0.0068423 | 0.0063947 | 0.75509 | 0.70569 | 0 | 0 | 0.75509 | 0.70569
[35 empty] | 7.3.4.11 Patrol inspections of distribution electric lines and equipment | WLDFR | HFTD - Distribution - Tier 3 - 3QU CoRE ¦ 5QU LoRE | 2023 | 0.87344 | 0 | 0 | 0 | 0 | 0 | 0 | 0 | 0 | 0 | 0 | 0 | 0 | 0.010362 | 1.1854 | 0 | 1.1854 | 0 | 0 | 0 | 1.0353 | 0 | 0 | 0 | 0 | 0 | 0 | 0 | 0
[35 empty] | 7.3.4.11 Patrol inspections of distribution electric lines and equipment | WLDFR | HFTD - Distribution - Tier 3 - 4QU CoRE ¦ 1QU LoRE | 2020 | 1 | 0.031 | 1.6104 | 0 | 1.6104 | 0 | 0 | 0 | 0 | 0 | 0 | 0 | 0 | 0 | 0 | 0 | 0 | 1.6104 | 0 | 0 | 0 | 0 | 0 | 0 | 0 | 0 | 0 | 0 | 0
[35 empty] | 7.3.4.11 Patrol inspections of distribution electric lines and equipment | WLDFR | HFTD - Distribution - Tier 3 - 4QU CoRE ¦ 1QU LoRE | 2021 | 1 | 0 | 0 | 0 | 0 | 0.031 | 1.6104 | 0 | 1.6104 | 0 | 0 | 0 | 0 | 0 | 0 | 0 | 0 | 0 | 1.6104 | 0 | 0 | 0 | 0 | 0 | 0 | 0 | 0 | 0 | 0
[35 empty] | 7.3.4.11 Patrol inspections of distribution electric lines and equipment | WLDFR | HFTD - Distribution - Tier 3 - 4QU CoRE ¦ 1QU LoRE | 2022 | 0.93458 | 0 | 0 | 0 | 0 | 0 | 0 | 0 | 0 | 0.030944 | 1.5902 | 0 | 1.5902 | 0 | 0 | 0 | 0 | 0 | 0 | 1.4862 | 0 | 0.030944 | 0.028919 | 1.5902 | 1.4862 | 0 | 0 | 1.5902 | 1.4862
[35 empty] | 7.3.4.11 Patrol inspections of distribution electric lines and equipment | WLDFR | HFTD - Distribution - Tier 3 - 4QU CoRE ¦ 1QU LoRE | 2023 | 0.87344 | 0 | 0 | 0 | 0 | 0 | 0 | 0 | 0 | 0 | 0 | 0 | 0 | 0.046859 | 2.4963 | 0 | 2.4963 | 0 | 0 | 0 | 2.1804 | 0 | 0 | 0 | 0 | 0 | 0 | 0 | 0
[35 empty] | 7.3.4.11 Patrol inspections of distribution electric lines and equipment | WLDFR | HFTD - Distribution - Tier 3 - 4QU CoRE ¦ 2QU LoRE | 2020 | 1 | 0.02811 | 1.2544 | 0 | 1.2544 | 0 | 0 | 0 | 0 | 0 | 0 | 0 | 0 | 0 | 0 | 0 | 0 | 1.2544 | 0 | 0 | 0 | 0 | 0 | 0 | 0 | 0 | 0 | 0 | 0
[35 empty] | 7.3.4.11 Patrol inspections of distribution electric lines and equipment | WLDFR | HFTD - Distribution - Tier 3 - 4QU CoRE ¦ 2QU LoRE | 2021 | 1 | 0 | 0 | 0 | 0 | 0.02811 | 1.2544 | 0 | 1.2544 | 0 | 0 | 0 | 0 | 0 | 0 | 0 | 0 | 0 | 1.2544 | 0 | 0 | 0 | 0 | 0 | 0 | 0 | 0 | 0 | 0
[35 empty] | 7.3.4.11 Patrol inspections of distribution electric lines and equipment | WLDFR | HFTD - Distribution - Tier 3 - 4QU CoRE ¦ 2QU LoRE | 2022 | 0.93458 | 0 | 0 | 0 | 0 | 0 | 0 | 0 | 0 | 0.02913 | 1.2945 | 0 | 1.2945 | 0 | 0 | 0 | 0 | 0 | 0 | 1.2098 | 0 | 0.02913 | 0.027224 | 1.2945 | 1.2098 | 0 | 0 | 1.2945 | 1.2098
[35 empty] | 7.3.4.11 Patrol inspections of distribution electric lines and equipment | WLDFR | HFTD - Distribution - Tier 3 - 4QU CoRE ¦ 2QU LoRE | 2023 | 0.87344 | 0 | 0 | 0 | 0 | 0 | 0 | 0 | 0 | 0 | 0 | 0 | 0 | 0.044113 | 2.0321 | 0 | 2.0321 | 0 | 0 | 0 | 1.7749 | 0 | 0 | 0 | 0 | 0 | 0 | 0 | 0
[35 empty] | 7.3.4.11 Patrol inspections of distribution electric lines and equipment | WLDFR | HFTD - Distribution - Tier 3 - 4QU CoRE ¦ 3QU LoRE | 2020 | 1 | 0.020401 | 0.76398 | 0 | 0.76398 | 0 | 0 | 0 | 0 | 0 | 0 | 0 | 0 | 0 | 0 | 0 | 0 | 0.76398 | 0 | 0 | 0 | 0 | 0 | 0 | 0 | 0 | 0 | 0 | 0
[35 empty] | 7.3.4.11 Patrol inspections of distribution electric lines and equipment | WLDFR | HFTD - Distribution - Tier 3 - 4QU CoRE ¦ 3QU LoRE | 2021 | 1 | 0 | 0 | 0 | 0 | 0.020401 | 0.76398 | 0 | 0.76398 | 0 | 0 | 0 | 0 | 0 | 0 | 0 | 0 | 0 | 0.76398 | 0 | 0 | 0 | 0 | 0 | 0 | 0 | 0 | 0 | 0
[35 empty] | 7.3.4.11 Patrol inspections of distribution electric lines and equipment | WLDFR | HFTD - Distribution - Tier 3 - 4QU CoRE ¦ 3QU LoRE | 2022 | 0.93458 | 0 | 0 | 0 | 0 | 0 | 0 | 0 | 0 | 0.019595 | 0.74874 | 0 | 0.74874 | 0 | 0 | 0 | 0 | 0 | 0 | 0.69976 | 0 | 0.019595 | 0.018313 | 0.74874 | 0.69976 | 0 | 0 | 0.74874 | 0.69976
[35 empty] | 7.3.4.11 Patrol inspections of distribution electric lines and equipment | WLDFR | HFTD - Distribution - Tier 3 - 4QU CoRE ¦ 3QU LoRE | 2023 | 0.87344 | 0 | 0 | 0 | 0 | 0 | 0 | 0 | 0 | 0 | 0 | 0 | 0 | 0.029674 | 1.1754 | 0 | 1.1754 | 0 | 0 | 0 | 1.0266 | 0 | 0 | 0 | 0 | 0 | 0 | 0 | 0
[35 empty] | 7.3.4.11 Patrol inspections of distribution electric lines and equipment | WLDFR | HFTD - Distribution - Tier 3 - 4QU CoRE ¦ 4QU LoRE | 2020 | 1 | 0.010856 | 0.63702 | 0 | 0.63702 | 0 | 0 | 0 | 0 | 0 | 0 | 0 | 0 | 0 | 0 | 0 | 0 | 0.63702 | 0 | 0 | 0 | 0 | 0 | 0 | 0 | 0 | 0 | 0 | 0
[35 empty] | 7.3.4.11 Patrol inspections of distribution electric lines and equipment | WLDFR | HFTD - Distribution - Tier 3 - 4QU CoRE ¦ 4QU LoRE | 2021 | 1 | 0 | 0 | 0 | 0 | 0.010856 | 0.63702 | 0 | 0.63702 | 0 | 0 | 0 | 0 | 0 | 0 | 0 | 0 | 0 | 0.63702 | 0 | 0 | 0 | 0 | 0 | 0 | 0 | 0 | 0 | 0
[35 empty] | 7.3.4.11 Patrol inspections of distribution electric lines and equipment | WLDFR | HFTD - Distribution - Tier 3 - 4QU CoRE ¦ 4QU LoRE | 2022 | 0.93458 | 0 | 0 | 0 | 0 | 0 | 0 | 0 | 0 | 0.010332 | 0.60675 | 0 | 0.60675 | 0 | 0 | 0 | 0 | 0 | 0 | 0.56705 | 0 | 0.010332 | 0.0096562 | 0.60675 | 0.56705 | 0 | 0 | 0.60675 | 0.56705
[35 empty] | 7.3.4.11 Patrol inspections of distribution electric lines and equipment | WLDFR | HFTD - Distribution - Tier 3 - 4QU CoRE ¦ 4QU LoRE | 2023 | 0.87344 | 0 | 0 | 0 | 0 | 0 | 0 | 0 | 0 | 0 | 0 | 0 | 0 | 0.015646 | 0.9525 | 0 | 0.9525 | 0 | 0 | 0 | 0.83195 | 0 | 0 | 0 | 0 | 0 | 0 | 0 | 0
[35 empty] | 7.3.4.11 Patrol inspections of distribution electric lines and equipment | WLDFR | HFTD - Distribution - Tier 3 - 4QU CoRE ¦ 5QU LoRE | 2020 | 1 | 0.0053739 | 0.20393 | 0 | 0.20393 | 0 | 0 | 0 | 0 | 0 | 0 | 0 | 0 | 0 | 0 | 0 | 0 | 0.20393 | 0 | 0 | 0 | 0 | 0 | 0 | 0 | 0 | 0 | 0 | 0
[35 empty] | 7.3.4.11 Patrol inspections of distribution electric lines and equipment | WLDFR | HFTD - Distribution - Tier 3 - 4QU CoRE ¦ 5QU LoRE | 2021 | 1 | 0 | 0 | 0 | 0 | 0.0053739 | 0.20393 | 0 | 0.20393 | 0 | 0 | 0 | 0 | 0 | 0 | 0 | 0 | 0 | 0.20393 | 0 | 0 | 0 | 0 | 0 | 0 | 0 | 0 | 0 | 0
[35 empty] | 7.3.4.11 Patrol inspections of distribution electric lines and equipment | WLDFR | HFTD - Distribution - Tier 3 - 4QU CoRE ¦ 5QU LoRE | 2022 | 0.93458 | 0 | 0 | 0 | 0 | 0 | 0 | 0 | 0 | 0.0059751 | 0.22172 | 0 | 0.22172 | 0 | 0 | 0 | 0 | 0 | 0 | 0.20722 | 0 | 0.0059751 | 0.0055842 | 0.22172 | 0.20722 | 0 | 0 | 0.22172 | 0.20722
[35 empty] | 7.3.4.11 Patrol inspections of distribution electric lines and equipment | WLDFR | HFTD - Distribution - Tier 3 - 4QU CoRE ¦ 5QU LoRE | 2023 | 0.87344 | 0 | 0 | 0 | 0 | 0 | 0 | 0 | 0 | 0 | 0 | 0 | 0 | 0.0090484 | 0.34807 | 0 | 0.34807 | 0 | 0 | 0 | 0.30401 | 0 | 0 | 0 | 0 | 0 | 0 | 0 | 0
[35 empty] | 7.3.4.11 Patrol inspections of distribution electric lines and equipment | WLDFR | HFTD - Distribution - Tier 3 - 5QU CoRE ¦ 1QU LoRE | 2020 | 1 | 0.071955 | 0.41999 | 0 | 0.41999 | 0 | 0 | 0 | 0 | 0 | 0 | 0 | 0 | 0 | 0 | 0 | 0 | 0.41999 | 0 | 0 | 0 | 0 | 0 | 0 | 0 | 0 | 0 | 0 | 0
[35 empty] | 7.3.4.11 Patrol inspections of distribution electric lines and equipment | WLDFR | HFTD - Distribution - Tier 3 - 5QU CoRE ¦ 1QU LoRE | 2021 | 1 | 0 | 0 | 0 | 0 | 0.071955 | 0.41999 | 0 | 0.41999 | 0 | 0 | 0 | 0 | 0 | 0 | 0 | 0 | 0 | 0.41999 | 0 | 0 | 0 | 0 | 0 | 0 | 0 | 0 | 0 | 0
[35 empty] | 7.3.4.11 Patrol inspections of distribution electric lines and equipment | WLDFR | HFTD - Distribution - Tier 3 - 5QU CoRE ¦ 1QU LoRE | 2022 | 0.93458 | 0 | 0 | 0 | 0 | 0 | 0 | 0 | 0 | 0.072825 | 0.42089 | 0 | 0.42089 | 0 | 0 | 0 | 0 | 0 | 0 | 0.39336 | 0 | 0.072825 | 0.068061 | 0.42089 | 0.39336 | 0 | 0 | 0.42089 | 0.39336
[35 empty] | 7.3.4.11 Patrol inspections of distribution electric lines and equipment | WLDFR | HFTD - Distribution - Tier 3 - 5QU CoRE ¦ 1QU LoRE | 2023 | 0.87344 | 0 | 0 | 0 | 0 | 0 | 0 | 0 | 0 | 0 | 0 | 0 | 0 | 0.11028 | 0.66074 | 0 | 0.66074 | 0 | 0 | 0 | 0.57712 | 0 | 0 | 0 | 0 | 0 | 0 | 0 | 0
[35 empty] | 7.3.4.11 Patrol inspections of distribution electric lines and equipment | WLDFR | HFTD - Distribution - Tier 3 - 5QU CoRE ¦ 2QU LoRE | 2020 | 1 | 0.028477 | 0.14732 | 0 | 0.14732 | 0 | 0 | 0 | 0 | 0 | 0 | 0 | 0 | 0 | 0 | 0 | 0 | 0.14732 | 0 | 0 | 0 | 0 | 0 | 0 | 0 | 0 | 0 | 0 | 0
[35 empty] | 7.3.4.11 Patrol inspections of distribution electric lines and equipment | WLDFR | HFTD - Distribution - Tier 3 - 5QU CoRE ¦ 2QU LoRE | 2021 | 1 | 0 | 0 | 0 | 0 | 0.028477 | 0.14732 | 0 | 0.14732 | 0 | 0 | 0 | 0 | 0 | 0 | 0 | 0 | 0 | 0.14732 | 0 | 0 | 0 | 0 | 0 | 0 | 0 | 0 | 0 | 0
[35 empty] | 7.3.4.11 Patrol inspections of distribution electric lines and equipment | WLDFR | HFTD - Distribution - Tier 3 - 5QU CoRE ¦ 2QU LoRE | 2022 | 0.93458 | 0 | 0 | 0 | 0 | 0 | 0 | 0 | 0 | 0.026845 | 0.13634 | 0 | 0.13634 | 0 | 0 | 0 | 0 | 0 | 0 | 0.12742 | 0 | 0.026845 | 0.025088 | 0.13634 | 0.12742 | 0 | 0 | 0.13634 | 0.12742
[35 empty] | 7.3.4.11 Patrol inspections of distribution electric lines and equipment | WLDFR | HFTD - Distribution - Tier 3 - 5QU CoRE ¦ 2QU LoRE | 2023 | 0.87344 | 0 | 0 | 0 | 0 | 0 | 0 | 0 | 0 | 0 | 0 | 0 | 0 | 0.040652 | 0.21403 | 0 | 0.21403 | 0 | 0 | 0 | 0.18694 | 0 | 0 | 0 | 0 | 0 | 0 | 0 | 0
[35 empty] | 7.3.4.11 Patrol inspections of distribution electric lines and equipment | WLDFR | HFTD - Distribution - Tier 3 - 5QU CoRE ¦ 3QU LoRE | 2020 | 1 | 0.0096397 | 0.092247 | 0 | 0.092247 | 0 | 0 | 0 | 0 | 0 | 0 | 0 | 0 | 0 | 0 | 0 | 0 | 0.092247 | 0 | 0 | 0 | 0 | 0 | 0 | 0 | 0 | 0 | 0 | 0
[35 empty] | 7.3.4.11 Patrol inspections of distribution electric lines and equipment | WLDFR | HFTD - Distribution - Tier 3 - 5QU CoRE ¦ 3QU LoRE | 2021 | 1 | 0 | 0 | 0 | 0 | 0.0096397 | 0.092247 | 0 | 0.092247 | 0 | 0 | 0 | 0 | 0 | 0 | 0 | 0 | 0 | 0.092247 | 0 | 0 | 0 | 0 | 0 | 0 | 0 | 0 | 0 | 0
[35 empty] | 7.3.4.11 Patrol inspections of distribution electric lines and equipment | WLDFR | HFTD - Distribution - Tier 3 - 5QU CoRE ¦ 3QU LoRE | 2022 | 0.93458 | 0 | 0 | 0 | 0 | 0 | 0 | 0 | 0 | 0.0097126 | 0.086935 | 0 | 0.086935 | 0 | 0 | 0 | 0 | 0 | 0 | 0.081248 | 0 | 0.0097126 | 0.0090772 | 0.086935 | 0.081248 | 0 | 0 | 0.086935 | 0.081248
[35 empty] | 7.3.4.11 Patrol inspections of distribution electric lines and equipment | WLDFR | HFTD - Distribution - Tier 3 - 5QU CoRE ¦ 3QU LoRE | 2023 | 0.87344 | 0 | 0 | 0 | 0 | 0 | 0 | 0 | 0 | 0 | 0 | 0 | 0 | 0.014708 | 0.13647 | 0 | 0.13647 | 0 | 0 | 0 | 0.1192 | 0 | 0 | 0 | 0 | 0 | 0 | 0 | 0
[35 empty] | 7.3.4.11 Patrol inspections of distribution electric lines and equipment | WLDFR | HFTD - Distribution - Tier 3 - 5QU CoRE ¦ 4QU LoRE | 2020 | 1 | 0.0043866 | 0.021424 | 0 | 0.021424 | 0 | 0 | 0 | 0 | 0 | 0 | 0 | 0 | 0 | 0 | 0 | 0 | 0.021424 | 0 | 0 | 0 | 0 | 0 | 0 | 0 | 0 | 0 | 0 | 0
[35 empty] | 7.3.4.11 Patrol inspections of distribution electric lines and equipment | WLDFR | HFTD - Distribution - Tier 3 - 5QU CoRE ¦ 4QU LoRE | 2021 | 1 | 0 | 0 | 0 | 0 | 0.0043866 | 0.021424 | 0 | 0.021424 | 0 | 0 | 0 | 0 | 0 | 0 | 0 | 0 | 0 | 0.021424 | 0 | 0 | 0 | 0 | 0 | 0 | 0 | 0 | 0 | 0
[35 empty] | 7.3.4.11 Patrol inspections of distribution electric lines and equipment | WLDFR | HFTD - Distribution - Tier 3 - 5QU CoRE ¦ 4QU LoRE | 2022 | 0.93458 | 0 | 0 | 0 | 0 | 0 | 0 | 0 | 0 | 0.0048459 | 0.026798 | 0 | 0.026798 | 0 | 0 | 0 | 0 | 0 | 0 | 0.025045 | 0 | 0.0048459 | 0.0045289 | 0.026798 | 0.025045 | 0 | 0 | 0.026798 | 0.025045
[35 empty] | 7.3.4.11 Patrol inspections of distribution electric lines and equipment | WLDFR | HFTD - Distribution - Tier 3 - 5QU CoRE ¦ 4QU LoRE | 2023 | 0.87344 | 0 | 0 | 0 | 0 | 0 | 0 | 0 | 0 | 0 | 0 | 0 | 0 | 0.0073384 | 0.042068 | 0 | 0.042068 | 0 | 0 | 0 | 0.036744 | 0 | 0 | 0 | 0 | 0 | 0 | 0 | 0
[35 empty] | 7.3.4.11 Patrol inspections of distribution electric lines and equipment | WLDFR | HFTD - Distribution - Tier 3 - 5QU CoRE ¦ 5QU LoRE | 2020 | 1 | 0.0047286 | 0.026045 | 0 | 0.026045 | 0 | 0 | 0 | 0 | 0 | 0 | 0 | 0 | 0 | 0 | 0 | 0 | 0.026045 | 0 | 0 | 0 | 0 | 0 | 0 | 0 | 0 | 0 | 0 | 0
[35 empty] | 7.3.4.11 Patrol inspections of distribution electric lines and equipment | WLDFR | HFTD - Distribution - Tier 3 - 5QU CoRE ¦ 5QU LoRE | 2021 | 1 | 0 | 0 | 0 | 0 | 0.0047286 | 0.026045 | 0 | 0.026045 | 0 | 0 | 0 | 0 | 0 | 0 | 0 | 0 | 0 | 0.026045 | 0 | 0 | 0 | 0 | 0 | 0 | 0 | 0 | 0 | 0
[35 empty] | 7.3.4.11 Patrol inspections of distribution electric lines and equipment | WLDFR | HFTD - Distribution - Tier 3 - 5QU CoRE ¦ 5QU LoRE | 2022 | 0.93458 | 0 | 0 | 0 | 0 | 0 | 0 | 0 | 0 | 0.0049583 | 0.02851 | 0 | 0.02851 | 0 | 0 | 0 | 0 | 0 | 0 | 0.026645 | 0 | 0.0049583 | 0.0046339 | 0.02851 | 0.026645 | 0 | 0 | 0.02851 | 0.026645
[35 empty] | 7.3.4.11 Patrol inspections of distribution electric lines and equipment | WLDFR | HFTD - Distribution - Tier 3 - 5QU CoRE ¦ 5QU LoRE | 2023 | 0.87344 | 0 | 0 | 0 | 0 | 0 | 0 | 0 | 0 | 0 | 0 | 0 | 0 | 0.0075086 | 0.044756 | 0 | 0.044756 | 0 | 0 | 0 | 0.039092 | 0 | 0 | 0 | 0 | 0 | 0 | 0 | 0
[35 empty] | 7.3.4.11 Patrol inspections of distribution electric lines and equipment | WLDFR | HFTD - Distribution - Zone 1 - 4QU CoRE ¦ 1QU LoRE | 2020 | 1 | 6.8454e-06 | 0.00041405 | 0 | 0.00041405 | 0 | 0 | 0 | 0 | 0 | 0 | 0 | 0 | 0 | 0 | 0 | 0 | 0.00041405 | 0 | 0 | 0 | 0 | 0 | 0 | 0 | 0 | 0 | 0 | 0
[35 empty] | 7.3.4.11 Patrol inspections of distribution electric lines and equipment | WLDFR | HFTD - Distribution - Zone 1 - 4QU CoRE ¦ 1QU LoRE | 2021 | 1 | 0 | 0 | 0 | 0 | 6.8454e-06 | 0.00041405 | 0 | 0.00041405 | 0 | 0 | 0 | 0 | 0 | 0 | 0 | 0 | 0 | 0.00041405 | 0 | 0 | 0 | 0 | 0 | 0 | 0 | 0 | 0 | 0
[35 empty] | 7.3.4.11 Patrol inspections of distribution electric lines and equipment | WLDFR | HFTD - Distribution - Zone 1 - 4QU CoRE ¦ 1QU LoRE | 2022 | 0.93458 | 0 | 0 | 0 | 0 | 0 | 0 | 0 | 0 | 6.8454e-06 | 0.00041155 | 0 | 0.00041155 | 0 | 0 | 0 | 0 | 0 | 0 | 0.00038462 | 0 | 6.8454e-06 | 6.3975e-06 | 0.00041155 | 0.00038462 | 0 | 0 | 0.00041155 | 0.00038462
[35 empty] | 7.3.4.11 Patrol inspections of distribution electric lines and equipment | WLDFR | HFTD - Distribution - Zone 1 - 4QU CoRE ¦ 1QU LoRE | 2023 | 0.87344 | 0 | 0 | 0 | 0 | 0 | 0 | 0 | 0 | 0 | 0 | 0 | 0 | 1.0366e-05 | 0.00064606 | 0 | 0.00064606 | 0 | 0 | 0 | 0.00056429 | 0 | 0 | 0 | 0 | 0 | 0 | 0 | 0
[35 empty] | 7.3.4.11 Patrol inspections of distribution electric lines and equipment | WLDFR | HFTD - Distribution - Zone 1 - 5QU CoRE ¦ 1QU LoRE | 2020 | 1 | 0.00051005 | 0.0003115 | 0 | 0.0003115 | 0 | 0 | 0 | 0 | 0 | 0 | 0 | 0 | 0 | 0 | 0 | 0 | 0.0003115 | 0 | 0 | 0 | 0 | 0 | 0 | 0 | 0 | 0 | 0 | 0
[35 empty] | 7.3.4.11 Patrol inspections of distribution electric lines and equipment | WLDFR | HFTD - Distribution - Zone 1 - 5QU CoRE ¦ 1QU LoRE | 2021 | 1 | 0 | 0 | 0 | 0 | 0.00051005 | 0.0003115 | 0 | 0.0003115 | 0 | 0 | 0 | 0 | 0 | 0 | 0 | 0 | 0 | 0.0003115 | 0 | 0 | 0 | 0 | 0 | 0 | 0 | 0 | 0 | 0
[35 empty] | 7.3.4.11 Patrol inspections of distribution electric lines and equipment | WLDFR | HFTD - Distribution - Zone 1 - 5QU CoRE ¦ 1QU LoRE | 2022 | 0.93458 | 0 | 0 | 0 | 0 | 0 | 0 | 0 | 0 | 0.00051005 | 0.00030877 | 0 | 0.00030877 | 0 | 0 | 0 | 0 | 0 | 0 | 0.00028857 | 0 | 0.00051005 | 0.00047668 | 0.00030877 | 0.00028857 | 0 | 0 | 0.00030877 | 0.00028857
[35 empty] | 7.3.4.11 Patrol inspections of distribution electric lines and equipment | WLDFR | HFTD - Distribution - Zone 1 - 5QU CoRE ¦ 1QU LoRE | 2023 | 0.87344 | 0 | 0 | 0 | 0 | 0 | 0 | 0 | 0 | 0 | 0 | 0 | 0 | 0.00077239 | 0.00048487 | 0 | 0.00048487 | 0 | 0 | 0 | 0.00042351 | 0 | 0 | 0 | 0 | 0 | 0 | 0 | 0
[35 empty] | 7.3.4.11 Patrol inspections of distribution electric lines and equipment | WLDFR | HFTD - Distribution - Zone 1 - 5QU CoRE ¦ 4QU LoRE | 2020 | 1 | 1.4169e-05 | 1.5191e-06 | 0 | 1.5191e-06 | 0 | 0 | 0 | 0 | 0 | 0 | 0 | 0 | 0 | 0 | 0 | 0 | 1.5191e-06 | 0 | 0 | 0 | 0 | 0 | 0 | 0 | 0 | 0 | 0 | 0
[35 empty] | 7.3.4.11 Patrol inspections of distribution electric lines and equipment | WLDFR | HFTD - Distribution - Zone 1 - 5QU CoRE ¦ 4QU LoRE | 2021 | 1 | 0 | 0 | 0 | 0 | 1.4169e-05 | 1.5191e-06 | 0 | 1.5191e-06 | 0 | 0 | 0 | 0 | 0 | 0 | 0 | 0 | 0 | 1.5191e-06 | 0 | 0 | 0 | 0 | 0 | 0 | 0 | 0 | 0 | 0
[35 empty] | 7.3.4.11 Patrol inspections of distribution electric lines and equipment | WLDFR | HFTD - Distribution - Zone 1 - 5QU CoRE ¦ 4QU LoRE | 2022 | 0.93458 | 0 | 0 | 0 | 0 | 0 | 0 | 0 | 0 | 1.4169e-05 | 1.5166e-06 | 0 | 1.5166e-06 | 0 | 0 | 0 | 0 | 0 | 0 | 1.4174e-06 | 0 | 1.4169e-05 | 1.3242e-05 | 1.5166e-06 | 1.4174e-06 | 0 | 0 | 1.5166e-06 | 1.4174e-06
[35 empty] | 7.3.4.11 Patrol inspections of distribution electric lines and equipment | WLDFR | HFTD - Distribution - Zone 1 - 5QU CoRE ¦ 4QU LoRE | 2023 | 0.87344 | 0 | 0 | 0 | 0 | 0 | 0 | 0 | 0 | 0 | 0 | 0 | 0 | 2.1456e-05 | 2.3786e-06 | 0 | 2.3786e-06 | 0 | 0 | 0 | 2.0776e-06 | 0 | 0 | 0 | 0 | 0 | 0 | 0 | 0
[35 empty] | 7.3.4.11 Patrol inspections of distribution electric lines and equipment | WLDFR | non-HFTD - Distribution | 2020 | 1 | 3.4346 | 2.781 | 0 | 2.781 | 0 | 0 | 0 | 0 | 0 | 0 | 0 | 0 | 0 | 0 | 0 | 0 | 2.781 | 0 | 0 | 0 | 0 | 0 | 0 | 0 | 0 | 0 | 0 | 0
[35 empty] | 7.3.4.11 Patrol inspections of distribution electric lines and equipment | WLDFR | non-HFTD - Distribution | 2021 | 1 | 0 | 0 | 0 | 0 | 3.4346 | 2.781 | 0 | 2.781 | 0 | 0 | 0 | 0 | 0 | 0 | 0 | 0 | 0 | 2.781 | 0 | 0 | 0 | 0 | 0 | 0 | 0 | 0 | 0 | 0
[35 empty] | 7.3.4.11 Patrol inspections of distribution electric lines and equipment | WLDFR | non-HFTD - Distribution | 2022 | 0.93458 | 0 | 0 | 0 | 0 | 0 | 0 | 0 | 0 | 3.4346 | 2.781 | 0 | 2.781 | 0 | 0 | 0 | 0 | 0 | 0 | 2.5991 | 0 | 3.4346 | 3.2099 | 2.781 | 2.5991 | 0 | 0 | 2.781 | 2.5991
[35 empty] | 7.3.4.11 Patrol inspections of distribution electric lines and equipment | WLDFR | non-HFTD - Distribution | 2023 | 0.87344 | 0 | 0 | 0 | 0 | 0 | 0 | 0 | 0 | 0 | 0 | 0 | 0 | 3.4346 | 2.8825 | 0 | 2.8825 | 0 | 0 | 0 | 2.5177 | 0 | 0 | 0 | 0 | 0 | 0 | 0 | 0
[35 empty] | 7.3.4.12 Patrol inspections of transmission electric lines and equipment | WLDFR | HFTD - Transmission - Tier 2 - 115 kV or Lower | 2020 | 1 | 0.41608 | 35.1214 | 0 | 35.1214 | 0 | 0 | 0 | 0 | 0 | 0 | 0 | 0 | 0 | 0 | 0 | 0 | 35.1214 | 0 | 0 | 0 | 0 | 0 | 0 | 0 | 0 | 0 | 0 | 0
[35 empty] | 7.3.4.12 Patrol inspections of transmission electric lines and equipment | WLDFR | HFTD - Transmission - Tier 2 - 115 kV or Lower | 2021 | 1 | 0 | 0 | 0 | 0 | 0.41608 | 35.1214 | 0 | 35.1214 | 0 | 0 | 0 | 0 | 0 | 0 | 0 | 0 | 0 | 35.1214 | 0 | 0 | 0 | 0 | 0 | 0 | 0 | 0 | 0 | 0
[35 empty] | 7.3.4.12 Patrol inspections of transmission electric lines and equipment | WLDFR | HFTD - Transmission - Tier 2 - 115 kV or Lower | 2022 | 0.93458 | 0 | 0 | 0 | 0 | 0 | 0 | 0 | 0 | 0.41608 | 35.1214 | 0 | 35.1214 | 0 | 0 | 0 | 0 | 0 | 0 | 32.8238 | 0 | 0.41608 | 0.38886 | 35.1214 | 32.8238 | 0 | 0 | 35.1214 | 32.8238
[35 empty] | 7.3.4.12 Patrol inspections of transmission electric lines and equipment | WLDFR | HFTD - Transmission - Tier 2 - 115 kV or Lower | 2023 | 0.87344 | 0 | 0 | 0 | 0 | 0 | 0 | 0 | 0 | 0 | 0 | 0 | 0 | 0.41608 | 36.4082 | 0 | 36.4082 | 0 | 0 | 0 | 31.8003 | 0 | 0 | 0 | 0 | 0 | 0 | 0 | 0
[35 empty] | 7.3.4.12 Patrol inspections of transmission electric lines and equipment | WLDFR | HFTD - Transmission - Tier 2 - 230 kV or Higher | 2020 | 1 | 0.15914 | 13.4333 | 0 | 13.4333 | 0 | 0 | 0 | 0 | 0 | 0 | 0 | 0 | 0 | 0 | 0 | 0 | 13.4333 | 0 | 0 | 0 | 0 | 0 | 0 | 0 | 0 | 0 | 0 | 0
[35 empty] | 7.3.4.12 Patrol inspections of transmission electric lines and equipment | WLDFR | HFTD - Transmission - Tier 2 - 230 kV or Higher | 2021 | 1 | 0 | 0 | 0 | 0 | 0.15914 | 13.4333 | 0 | 13.4333 | 0 | 0 | 0 | 0 | 0 | 0 | 0 | 0 | 0 | 13.4333 | 0 | 0 | 0 | 0 | 0 | 0 | 0 | 0 | 0 | 0
[35 empty] | 7.3.4.12 Patrol inspections of transmission electric lines and equipment | WLDFR | HFTD - Transmission - Tier 2 - 230 kV or Higher | 2022 | 0.93458 | 0 | 0 | 0 | 0 | 0 | 0 | 0 | 0 | 0.15914 | 13.4333 | 0 | 13.4333 | 0 | 0 | 0 | 0 | 0 | 0 | 12.5545 | 0 | 0.15914 | 0.14873 | 13.4333 | 12.5545 | 0 | 0 | 13.4333 | 12.5545
[35 empty] | 7.3.4.12 Patrol inspections of transmission electric lines and equipment | WLDFR | HFTD - Transmission - Tier 2 - 230 kV or Higher | 2023 | 0.87344 | 0 | 0 | 0 | 0 | 0 | 0 | 0 | 0 | 0 | 0 | 0 | 0 | 0.15914 | 13.9254 | 0 | 13.9254 | 0 | 0 | 0 | 12.163 | 0 | 0 | 0 | 0 | 0 | 0 | 0 | 0
[35 empty] | 7.3.4.12 Patrol inspections of transmission electric lines and equipment | WLDFR | HFTD - Transmission - Tier 2 - 60/70 kV | 2020 | 1 | 0.49712 | 41.9613 | 0 | 41.9613 | 0 | 0 | 0 | 0 | 0 | 0 | 0 | 0 | 0 | 0 | 0 | 0 | 41.9613 | 0 | 0 | 0 | 0 | 0 | 0 | 0 | 0 | 0 | 0 | 0
[35 empty] | 7.3.4.12 Patrol inspections of transmission electric lines and equipment | WLDFR | HFTD - Transmission - Tier 2 - 60/70 kV | 2021 | 1 | 0 | 0 | 0 | 0 | 0.49712 | 41.9613 | 0 | 41.9613 | 0 | 0 | 0 | 0 | 0 | 0 | 0 | 0 | 0 | 41.9613 | 0 | 0 | 0 | 0 | 0 | 0 | 0 | 0 | 0 | 0
[35 empty] | 7.3.4.12 Patrol inspections of transmission electric lines and equipment | WLDFR | HFTD - Transmission - Tier 2 - 60/70 kV | 2022 | 0.93458 | 0 | 0 | 0 | 0 | 0 | 0 | 0 | 0 | 0.49712 | 41.9613 | 0 | 41.9613 | 0 | 0 | 0 | 0 | 0 | 0 | 39.2162 | 0 | 0.49712 | 0.46459 | 41.9613 | 39.2162 | 0 | 0 | 41.9613 | 39.2162
[35 empty] | 7.3.4.12 Patrol inspections of transmission electric lines and equipment | WLDFR | HFTD - Transmission - Tier 2 - 60/70 kV | 2023 | 0.87344 | 0 | 0 | 0 | 0 | 0 | 0 | 0 | 0 | 0 | 0 | 0 | 0 | 0.49712 | 43.4987 | 0 | 43.4987 | 0 | 0 | 0 | 37.9934 | 0 | 0 | 0 | 0 | 0 | 0 | 0 | 0
[35 empty] | 7.3.4.12 Patrol inspections of transmission electric lines and equipment | WLDFR | HFTD - Transmission - Zone 1 - 115 kV or Lower | 2020 | 1 | 0.0004067 | 0.034329 | 0 | 0.034329 | 0 | 0 | 0 | 0 | 0 | 0 | 0 | 0 | 0 | 0 | 0 | 0 | 0.034329 | 0 | 0 | 0 | 0 | 0 | 0 | 0 | 0 | 0 | 0 | 0
[35 empty] | 7.3.4.12 Patrol inspections of transmission electric lines and equipment | WLDFR | HFTD - Transmission - Zone 1 - 115 kV or Lower | 2021 | 1 | 0 | 0 | 0 | 0 | 0.0004067 | 0.034329 | 0 | 0.034329 | 0 | 0 | 0 | 0 | 0 | 0 | 0 | 0 | 0 | 0.034329 | 0 | 0 | 0 | 0 | 0 | 0 | 0 | 0 | 0 | 0
[35 empty] | 7.3.4.12 Patrol inspections of transmission electric lines and equipment | WLDFR | HFTD - Transmission - Zone 1 - 115 kV or Lower | 2022 | 0.93458 | 0 | 0 | 0 | 0 | 0 | 0 | 0 | 0 | 0.0004067 | 0.034329 | 0 | 0.034329 | 0 | 0 | 0 | 0 | 0 | 0 | 0.032084 | 0 | 0.0004067 | 0.00038009 | 0.034329 | 0.032084 | 0 | 0 | 0.034329 | 0.032084
[35 empty] | 7.3.4.12 Patrol inspections of transmission electric lines and equipment | WLDFR | HFTD - Transmission - Zone 1 - 115 kV or Lower | 2023 | 0.87344 | 0 | 0 | 0 | 0 | 0 | 0 | 0 | 0 | 0 | 0 | 0 | 0 | 0.0004067 | 0.035587 | 0 | 0.035587 | 0 | 0 | 0 | 0.031083 | 0 | 0 | 0 | 0 | 0 | 0 | 0 | 0
[35 empty] | 7.3.4.12 Patrol inspections of transmission electric lines and equipment | WLDFR | HFTD - Transmission - Zone 1 - 230 kV or Higher | 2020 | 1 | 0.00028039 | 0.023667 | 0 | 0.023667 | 0 | 0 | 0 | 0 | 0 | 0 | 0 | 0 | 0 | 0 | 0 | 0 | 0.023667 | 0 | 0 | 0 | 0 | 0 | 0 | 0 | 0 | 0 | 0 | 0
[35 empty] | 7.3.4.12 Patrol inspections of transmission electric lines and equipment | WLDFR | HFTD - Transmission - Zone 1 - 230 kV or Higher | 2021 | 1 | 0 | 0 | 0 | 0 | 0.00028039 | 0.023667 | 0 | 0.023667 | 0 | 0 | 0 | 0 | 0 | 0 | 0 | 0 | 0 | 0.023667 | 0 | 0 | 0 | 0 | 0 | 0 | 0 | 0 | 0 | 0
[35 empty] | 7.3.4.12 Patrol inspections of transmission electric lines and equipment | WLDFR | HFTD - Transmission - Zone 1 - 230 kV or Higher | 2022 | 0.93458 | 0 | 0 | 0 | 0 | 0 | 0 | 0 | 0 | 0.00028039 | 0.023667 | 0 | 0.023667 | 0 | 0 | 0 | 0 | 0 | 0 | 0.022119 | 0 | 0.00028039 | 0.00026204 | 0.023667 | 0.022119 | 0 | 0 | 0.023667 | 0.022119
[35 empty] | 7.3.4.12 Patrol inspections of transmission electric lines and equipment | WLDFR | HFTD - Transmission - Zone 1 - 230 kV or Higher | 2023 | 0.87344 | 0 | 0 | 0 | 0 | 0 | 0 | 0 | 0 | 0 | 0 | 0 | 0 | 0.00028039 | 0.024534 | 0 | 0.024534 | 0 | 0 | 0 | 0.021429 | 0 | 0 | 0 | 0 | 0 | 0 | 0 | 0
[35 empty] | 7.3.4.12 Patrol inspections of transmission electric lines and equipment | WLDFR | HFTD - Transmission - Zone 1 - 60/70 kV | 2020 | 1 | 0.00063036 | 0.053209 | 0 | 0.053209 | 0 | 0 | 0 | 0 | 0 | 0 | 0 | 0 | 0 | 0 | 0 | 0 | 0.053209 | 0 | 0 | 0 | 0 | 0 | 0 | 0 | 0 | 0 | 0 | 0
[35 empty] | 7.3.4.12 Patrol inspections of transmission electric lines and equipment | WLDFR | HFTD - Transmission - Zone 1 - 60/70 kV | 2021 | 1 | 0 | 0 | 0 | 0 | 0.00063036 | 0.053209 | 0 | 0.053209 | 0 | 0 | 0 | 0 | 0 | 0 | 0 | 0 | 0 | 0.053209 | 0 | 0 | 0 | 0 | 0 | 0 | 0 | 0 | 0 | 0
[35 empty] | 7.3.4.12 Patrol inspections of transmission electric lines and equipment | WLDFR | HFTD - Transmission - Zone 1 - 60/70 kV | 2022 | 0.93458 | 0 | 0 | 0 | 0 | 0 | 0 | 0 | 0 | 0.00063036 | 0.053209 | 0 | 0.053209 | 0 | 0 | 0 | 0 | 0 | 0 | 0.049728 | 0 | 0.00063036 | 0.00058913 | 0.053209 | 0.049728 | 0 | 0 | 0.053209 | 0.049728
[35 empty] | 7.3.4.12 Patrol inspections of transmission electric lines and equipment | WLDFR | HFTD - Transmission - Zone 1 - 60/70 kV | 2023 | 0.87344 | 0 | 0 | 0 | 0 | 0 | 0 | 0 | 0 | 0 | 0 | 0 | 0 | 0.00063036 | 0.055158 | 0 | 0.055158 | 0 | 0 | 0 | 0.048177 | 0 | 0 | 0 | 0 | 0 | 0 | 0 | 0
[35 empty] | 7.3.4.12 Patrol inspections of transmission electric lines and equipment | WLDFR | non-HFTD - Transmission - 115 kV or Lower | 2020 | 1 | 0.36654 | 0.27539 | 0 | 0.27539 | 0 | 0 | 0 | 0 | 0 | 0 | 0 | 0 | 0 | 0 | 0 | 0 | 0.27539 | 0 | 0 | 0 | 0 | 0 | 0 | 0 | 0 | 0 | 0 | 0
[35 empty] | 7.3.4.12 Patrol inspections of transmission electric lines and equipment | WLDFR | non-HFTD - Transmission - 115 kV or Lower | 2021 | 1 | 0 | 0 | 0 | 0 | 0.36654 | 0.27539 | 0 | 0.27539 | 0 | 0 | 0 | 0 | 0 | 0 | 0 | 0 | 0 | 0.27539 | 0 | 0 | 0 | 0 | 0 | 0 | 0 | 0 | 0 | 0
[35 empty] | 7.3.4.12 Patrol inspections of transmission electric lines and equipment | WLDFR | non-HFTD - Transmission - 115 kV or Lower | 2022 | 0.93458 | 0 | 0 | 0 | 0 | 0 | 0 | 0 | 0 | 0.36654 | 0.27539 | 0 | 0.27539 | 0 | 0 | 0 | 0 | 0 | 0 | 0.25737 | 0 | 0.36654 | 0.34256 | 0.27539 | 0.25737 | 0 | 0 | 0.27539 | 0.25737
[35 empty] | 7.3.4.12 Patrol inspections of transmission electric lines and equipment | WLDFR | non-HFTD - Transmission - 115 kV or Lower | 2023 | 0.87344 | 0 | 0 | 0 | 0 | 0 | 0 | 0 | 0 | 0 | 0 | 0 | 0 | 0.36654 | 0.28543 | 0 | 0.28543 | 0 | 0 | 0 | 0.24931 | 0 | 0 | 0 | 0 | 0 | 0 | 0 | 0
[35 empty] | 7.3.4.12 Patrol inspections of transmission electric lines and equipment | WLDFR | non-HFTD - Transmission - 230 kV or Higher | 2020 | 1 | 0.091635 | 0.068847 | 0 | 0.068847 | 0 | 0 | 0 | 0 | 0 | 0 | 0 | 0 | 0 | 0 | 0 | 0 | 0.068847 | 0 | 0 | 0 | 0 | 0 | 0 | 0 | 0 | 0 | 0 | 0
[35 empty] | 7.3.4.12 Patrol inspections of transmission electric lines and equipment | WLDFR | non-HFTD - Transmission - 230 kV or Higher | 2021 | 1 | 0 | 0 | 0 | 0 | 0.091635 | 0.068847 | 0 | 0.068847 | 0 | 0 | 0 | 0 | 0 | 0 | 0 | 0 | 0 | 0.068847 | 0 | 0 | 0 | 0 | 0 | 0 | 0 | 0 | 0 | 0
[35 empty] | 7.3.4.12 Patrol inspections of transmission electric lines and equipment | WLDFR | non-HFTD - Transmission - 230 kV or Higher | 2022 | 0.93458 | 0 | 0 | 0 | 0 | 0 | 0 | 0 | 0 | 0.091635 | 0.068847 | 0 | 0.068847 | 0 | 0 | 0 | 0 | 0 | 0 | 0.064343 | 0 | 0.091635 | 0.08564 | 0.068847 | 0.064343 | 0 | 0 | 0.068847 | 0.064343
[35 empty] | 7.3.4.12 Patrol inspections of transmission electric lines and equipment | WLDFR | non-HFTD - Transmission - 230 kV or Higher | 2023 | 0.87344 | 0 | 0 | 0 | 0 | 0 | 0 | 0 | 0 | 0 | 0 | 0 | 0 | 0.091635 | 0.071358 | 0 | 0.071358 | 0 | 0 | 0 | 0.062326 | 0 | 0 | 0 | 0 | 0 | 0 | 0 | 0
[35 empty] | 7.3.4.12 Patrol inspections of transmission electric lines and equipment | WLDFR | non-HFTD - Transmission - 60/70 kV | 2020 | 1 | 0.64145 | 0.48193 | 0 | 0.48193 | 0 | 0 | 0 | 0 | 0 | 0 | 0 | 0 | 0 | 0 | 0 | 0 | 0.48193 | 0 | 0 | 0 | 0 | 0 | 0 | 0 | 0 | 0 | 0 | 0
[35 empty] | 7.3.4.12 Patrol inspections of transmission electric lines and equipment | WLDFR | non-HFTD - Transmission - 60/70 kV | 2021 | 1 | 0 | 0 | 0 | 0 | 0.64145 | 0.48193 | 0 | 0.48193 | 0 | 0 | 0 | 0 | 0 | 0 | 0 | 0 | 0 | 0.48193 | 0 | 0 | 0 | 0 | 0 | 0 | 0 | 0 | 0 | 0
[35 empty] | 7.3.4.12 Patrol inspections of transmission electric lines and equipment | WLDFR | non-HFTD - Transmission - 60/70 kV | 2022 | 0.93458 | 0 | 0 | 0 | 0 | 0 | 0 | 0 | 0 | 0.64145 | 0.48193 | 0 | 0.48193 | 0 | 0 | 0 | 0 | 0 | 0 | 0.4504 | 0 | 0.64145 | 0.59948 | 0.48193 | 0.4504 | 0 | 0 | 0.48193 | 0.4504
[35 empty] | 7.3.4.12 Patrol inspections of transmission electric lines and equipment | WLDFR | non-HFTD - Transmission - 60/70 kV | 2023 | 0.87344 | 0 | 0 | 0 | 0 | 0 | 0 | 0 | 0 | 0 | 0 | 0 | 0 | 0.64145 | 0.4995 | 0 | 0.4995 | 0 | 0 | 0 | 0.43629 | 0 | 0 | 0 | 0 | 0 | 0 | 0 | 0
[35 empty] | 7.3.4.15-D Substation inspections | WLDFR | HFTD - Substation | 2020 | 1 | 3.5649 | 300.9148 | 0 | 300.9148 | 0 | 0 | 0 | 0 | 0 | 0 | 0 | 0 | 0 | 0 | 0 | 0 | 300.9148 | 0 | 0 | 0 | 0 | 0 | 0 | 0 | 0 | 0 | 0 | 0
[35 empty] | 7.3.4.15-D Substation inspections | WLDFR | HFTD - Substation | 2021 | 1 | 0 | 0 | 0 | 0 | 3.7862 | 319.5903 | 0 | 319.5903 | 0 | 0 | 0 | 0 | 0 | 0 | 0 | 0 | 0 | 319.5903 | 0 | 0 | 0 | 0 | 0 | 0 | 0 | 0 | 0 | 0
[35 empty] | 7.3.4.15-D Substation inspections | WLDFR | HFTD - Substation | 2022 | 0.93458 | 0 | 0 | 0 | 0 | 0 | 0 | 0 | 0 | 3.7862 | 319.5903 | 0 | 319.5903 | 0 | 0 | 0 | 0 | 0 | 0 | 298.6825 | 0 | 3.7862 | 3.5385 | 319.5903 | 298.6825 | 0 | 0 | 319.5903 | 298.6825
[35 empty] | 7.3.4.15-D Substation inspections | WLDFR | HFTD - Substation | 2023 | 0.87344 | 0 | 0 | 0 | 0 | 0 | 0 | 0 | 0 | 0 | 0 | 0 | 0 | 3.7862 | 331.2996 | 0 | 331.2996 | 0 | 0 | 0 | 289.3699 | 0 | 0 | 0 | 0 | 0 | 0 | 0 | 0
[35 empty] | 7.3.4.15-D Substation inspections | WLDFR | non-HFTD - Substation | 2020 | 1 | 5.4511 | 4.0955 | 0 | 4.0955 | 0 | 0 | 0 | 0 | 0 | 0 | 0 | 0 | 0 | 0 | 0 | 0 | 4.0955 | 0 | 0 | 0 | 0 | 0 | 0 | 0 | 0 | 0 | 0 | 0
[35 empty] | 7.3.4.15-D Substation inspections | WLDFR | non-HFTD - Substation | 2021 | 1 | 0 | 0 | 0 | 0 | 5.3114 | 3.9905 | 0 | 3.9905 | 0 | 0 | 0 | 0 | 0 | 0 | 0 | 0 | 0 | 3.9905 | 0 | 0 | 0 | 0 | 0 | 0 | 0 | 0 | 0 | 0
[35 empty] | 7.3.4.15-D Substation inspections | WLDFR | non-HFTD - Substation | 2022 | 0.93458 | 0 | 0 | 0 | 0 | 0 | 0 | 0 | 0 | 5.3114 | 3.9905 | 0 | 3.9905 | 0 | 0 | 0 | 0 | 0 | 0 | 3.7295 | 0 | 5.3114 | 4.9639 | 3.9905 | 3.7295 | 0 | 0 | 3.9905 | 3.7295
[35 empty] | 7.3.4.15-D Substation inspections | WLDFR | non-HFTD - Substation | 2023 | 0.87344 | 0 | 0 | 0 | 0 | 0 | 0 | 0 | 0 | 0 | 0 | 0 | 0 | 5.3114 | 4.136 | 0 | 4.136 | 0 | 0 | 0 | 3.6126 | 0 | 0 | 0 | 0 | 0 | 0 | 0 | 0
[35 empty] | 7.3.4.15-T Substation inspections | WLDFR | HFTD - Substation | 2020 | 1 | 0.010775 | 0.90953 | 0 | 0.90953 | 0 | 0 | 0 | 0 | 0 | 0 | 0 | 0 | 0 | 0 | 0 | 0 | 0.90953 | 0 | 0 | 0 | 0 | 0 | 0 | 0 | 0 | 0 | 0 | 0
[35 empty] | 7.3.4.15-T Substation inspections | WLDFR | HFTD - Substation | 2021 | 1 | 0 | 0 | 0 | 0 | 0.011543 | 0.97437 | 0 | 0.97437 | 0 | 0 | 0 | 0 | 0 | 0 | 0 | 0 | 0 | 0.97437 | 0 | 0 | 0 | 0 | 0 | 0 | 0 | 0 | 0 | 0
[35 empty] | 7.3.4.15-T Substation inspections | WLDFR | HFTD - Substation | 2022 | 0.93458 | 0 | 0 | 0 | 0 | 0 | 0 | 0 | 0 | 0.011543 | 0.97437 | 0 | 0.97437 | 0 | 0 | 0 | 0 | 0 | 0 | 0.91062 | 0 | 0.011543 | 0.010788 | 0.97437 | 0.91062 | 0 | 0 | 0.97437 | 0.91062
[35 empty] | 7.3.4.15-T Substation inspections | WLDFR | HFTD - Substation | 2023 | 0.87344 | 0 | 0 | 0 | 0 | 0 | 0 | 0 | 0 | 0 | 0 | 0 | 0 | 0.011543 | 1.0101 | 0 | 1.0101 | 0 | 0 | 0 | 0.88223 | 0 | 0 | 0 | 0 | 0 | 0 | 0 | 0
[35 empty] | 7.3.4.15-T Substation inspections | WLDFR | non-HFTD - Substation | 2020 | 1 | 0.011581 | 0.0087012 | 0 | 0.0087012 | 0 | 0 | 0 | 0 | 0 | 0 | 0 | 0 | 0 | 0 | 0 | 0 | 0.0087012 | 0 | 0 | 0 | 0 | 0 | 0 | 0 | 0 | 0 | 0 | 0
[35 empty] | 7.3.4.15-T Substation inspections | WLDFR | non-HFTD - Substation | 2021 | 1 | 0 | 0 | 0 | 0 | 0.011274 | 0.0084706 | 0 | 0.0084706 | 0 | 0 | 0 | 0 | 0 | 0 | 0 | 0 | 0 | 0.0084706 | 0 | 0 | 0 | 0 | 0 | 0 | 0 | 0 | 0 | 0
[35 empty] | 7.3.4.15-T Substation inspections | WLDFR | non-HFTD - Substation | 2022 | 0.93458 | 0 | 0 | 0 | 0 | 0 | 0 | 0 | 0 | 0.011274 | 0.0084706 | 0 | 0.0084706 | 0 | 0 | 0 | 0 | 0 | 0 | 0.0079164 | 0 | 0.011274 | 0.010537 | 0.0084706 | 0.0079164 | 0 | 0 | 0.0084706 | 0.0079164
[35 empty] | 7.3.4.15-T Substation inspections | WLDFR | non-HFTD - Substation | 2023 | 0.87344 | 0 | 0 | 0 | 0 | 0 | 0 | 0 | 0 | 0 | 0 | 0 | 0 | 0.011274 | 0.0087794 | 0 | 0.0087794 | 0 | 0 | 0 | 0.0076683 | 0 | 0 | 0 | 0 | 0 | 0 | 0 | 0
RUN

## RSE Results
Results for different programs and scenarios
|  |  |  | Choosing Exposure Unit in Program Exposure tab | 7.3.4.1 Detailed inspections of distribution electric lines and equipment | 20.7459 | 20.7459 | 19.3887 | 9.9098 |  |  |  | 60.8806 | inf | inf | 0.20935 | 0.11101 |  |  |  | 0.65736 | 0 | 92.6134 | 92.6134 | 0.65787
|  |  |  | Choosing Work Unit in Program Exposure tab to align with GRC. | 7.3.4.1 Detailed inspections of distribution electric lines and equipment | 21449.0902 | 21449.0902 | 20045.8787 | 10226.2125 |  |  |  | 62944.0592 | inf | inf | 216.4468 | 114.5582 |  |  |  | 679.643 | 0 | 92.6134 | 92.6134 | 368.368
|  |  |  | All inputs same as GRC. Adjusting the Effectiveness. | 7.3.4.1 Detailed inspections of distribution electric lines and equipment | 7242.8165 | 7242.8165 | 6768.9874 | 3455.155 |  |  |  | 21254.6203 | inf | inf | 73.0886 | 38.7061 |  |  |  | 229.4983 | 0 | 92.6134 | 92.6134 | 141.4004
Batch Run Complete 02/24 10:56 with v2.5 and risk data file EO_WLDFR_20220209_SplitByTier_192656_194748_Baseline_rselite_(add 2020).xlsx. WARNING - Batch output table does not exist in RSE Results tab. Writing detailed run table to TableRSE in RSE Lite tab WARNING - Batch output table does not exist in RSE Results tab. Writing detailed run table to TableProgramRR in RSE Lite tab
| Program | 2020 Program Risk Reduction NPV | 2021 Program Risk Reduction NPV | 2022 Program Risk Reduction NPV | 2023 Program Risk Reduction NPV | 2024 Program Risk Reduction NPV | 2025 Program Risk Reduction NPV | 2026 Program Risk Reduction NPV | 2022-2022 Program Risk Reduction NPV | 2020 Program RSE | 2021 Program RSE | 2022 Program RSE | 2023 Program RSE | 2024 Program RSE | 2025 Program RSE | 2026 Program RSE | 2022-2022 Program RSE | 2022-2022 Capital Cost NPV with PVRR ($M) | 2022-2022 Expense Cost NPV ($M) | 2022-2022 Total Cost NPV ($M) | 2022-2022 Program Freq Reduction NPV
| 7.3.4.1 Detailed inspections of distribution electric lines and equipment | 21646.364 | 21646.364 | 20109.1898 | 10258.4468 |  |  |  | 20109.1898 | 215.4182 | 225.6696 | 214.356 | 115.3927 |  |  |  | 214.356 | 0 | 93.8121 | 93.8121 | 117.3147
| 7.3.4.2 Detailed inspections of transmission electric lines and equipment | 796.1909 | 796.1909 | 744.1036 | 720.9041 |  |  |  | 744.1036 | 8.5772 | 9.2924 | 9.1825 | 9.2417 |  |  |  | 9.1825 | 0 | 81.0348 | 81.0348 | 7.9334
| 7.3.4.4 Infrared inspections of distribution electric lines and equipment | 102.1106 | 102.1106 | 94.8591 | 91.9019 |  |  |  | 94.8591 | 65.3995 | 48.2084 | 45.5994 | 45.945 |  |  |  | 45.5994 | 0 | 2.0803 | 2.0803 | 0.4923
| 7.3.4.5 Infrared inspections of transmission electric lines and equipment | 1.1265 | 1.1265 | 1.0528 | 1.02 |  |  |  | 1.0528 | 0.78037 | 0.44448 | 0.50745 | 0.52604 |  |  |  | 0.50745 | 0 | 2.0748 | 2.0748 | 0.014124
| 7.3.4.6.1 Intrusive pole inspections - Distribution | 6548.4666 | 5976.4663 | 7538.7169 | 6437.1473 |  |  |  | 7538.7169 | 375.342 | 339.0223 | 379.7853 | 382.9102 |  |  |  | 379.7853 | 0 | 19.8499 | 19.8499 | 114.0826
| 7.3.4.11 Patrol inspections of distribution electric lines and equipment | 417.2214 | 417.2214 | 387.6038 | 567.3741 |  |  |  | 387.6038 | 53.9237 | 68.4279 | 68.4054 | 104.1373 |  |  |  | 68.4054 | 0 | 5.6663 | 5.6663 | 4.4217
| 7.3.4.12 Patrol inspections of transmission electric lines and equipment | 91.4533 | 91.4533 | 85.4704 | 82.8054 |  |  |  | 85.4704 | 536.419 | 1533.0386 | 1092.8532 | 1132.8921 |  |  |  | 1092.8532 | 0 | 0.078209 | 0.078209 | 2.0311
| 7.3.4.15-D Substation inspections | 305.0103 | 323.5808 | 302.4119 | 292.9825 |  |  |  | 302.4119 | 44.2789 | 99.5089 | 73.5862 | 76.2821 |  |  |  | 73.5862 | 0 | 4.1096 | 4.1096 | 8.5024
| 7.3.4.15-T Substation inspections | 0.91823 | 0.98284 | 0.91854 | 0.8899 |  |  |  | 0.91854 | 0.094978 | 0.23601 | 0.55924 | 0.57972 |  |  |  | 0.55924 | 0 | 1.6425 | 1.6425 | 0.021325
Difference from previous WMP submission:
| Program | NPV Risk Reduction -2020 | NPV Risk Reduction -2021 | NPV Risk Reduction -2022 | NPV Risk Reduction -2023 | NPV Risk Reduction -2024 | NPV Risk Reduction -2025 | NPV Risk Reduction -2026 | NPV Risk Reduction - 2020-2022 Total | Risk Spend Eff - 2020 | Risk Spend Eff - 2021 | Risk Spend Eff - 2022 | Risk Spend Eff - 2023 | Risk Spend Eff - 2024 | Risk Spend Eff - 2025 | Risk Spend Eff - 2026 | Risk Spend Eff - 2020-2022 Total | NPV Capital Cost ($M) - 2020-2022 | NPV Expense Cost ($M) - 2020-2022 | NPV Cost ($M) - 2020-2022 | NPV Freq Reduction - 2020-2022
| 7.3.4.2 Detailed inspections of transmission electric lines and equipment | -2463.0583 | -2246.9923 | -2097.3372 | 720.9041 | 0 | 0 | 0 | -8399.7695 | -27.6942 | -21.7172 | -20.7056 | 9.2417 | 0 | 0 | 0 | -23.1208 | 0 | -202.0282 | -202.0282 | -51.6032
| 7.3.4.5 Infrared inspections of transmission electric lines and equipment | -1.1558 | -1.0045 | -0.93692 | 1.02 | 0 | 0 | 0 | -5.3503 | -0.80063 | -0.58376 | -0.52079 | 0.52604 | 0 | 0 | 0 | -0.66717 | 0 | -3.3764 | -3.3764 | -0.035796
| 7.3.4.12 Patrol inspections of transmission electric lines and equipment | -20.7342 | -13.2969 | -12.3356 | 82.8054 | 0 | 0 | 0 | -229.2734 | -1801.3743 | 234.2021 | -247.7702 | 1132.8921 | 0 | 0 | 0 | -468.4257 | 0 | -0.12339 | -0.12339 | -1.7989
| 7.3.4.15-T Substation inspections | 0.91557 | 0.98042 | 0.91625 | 0.8899 | 0 | 0 | 0 | 0.91117 | 0.094742 | 0.23552 | 0.55845 | 0.57972 | 0 | 0 | 0 | 0.55885 | 0 | -17.4351 | -17.4351 | 0.00216
Percentage difference:
Justification for the difference: | Program | NPV Risk Reduction -2020 | NPV Risk Reduction -2021 | NPV Risk Reduction -2022 | NPV Risk Reduction -2023 | NPV Risk Reduction -2024 | NPV Risk Reduction -2025 | NPV Risk Reduction -2026 | NPV Risk Reduction - 2020-2022 Total | Risk Spend Eff - 2020 | Risk Spend Eff - 2021 | Risk Spend Eff - 2022 | Risk Spend Eff - 2023 | Risk Spend Eff - 2024 | Risk Spend Eff - 2025 | Risk Spend Eff - 2026 | Risk Spend Eff - 2020-2022 Total | NPV Capital Cost ($M) - 2020-2022 | NPV Expense Cost ($M) - 2020-2022 | NPV Cost ($M) - 2020-2022 | NPV Freq Reduction - 2020-2022
Effectiveness decreased due to a decrease in closed tag count. Costs are different compared to previous WMP. | 7.3.4.2 Detailed inspections of transmission electric lines and equipment | -75.57% | -73.84% | -73.81% | #DIV/0! | #DIV/0! | #DIV/0! | #DIV/0! | -91.86% | -76.35% | -70.03% | -69.28% | #DIV/0! | #DIV/0! | #DIV/0! | #DIV/0! | -71.57% | #DIV/0! | -71.37% | -71.37% | -86.67%
Methodology and data same as previous WMP submission. Costs are slightly different. | 7.3.4.5 Infrared inspections of transmission electric lines and equipment | -50.64% | -47.14% | -47.09% | #DIV/0! | #DIV/0! | #DIV/0! | #DIV/0! | -83.56% | -50.64% | -56.77% | -50.65% | #DIV/0! | #DIV/0! | #DIV/0! | #DIV/0! | -56.8% | #DIV/0! | -61.94% | -61.94% | -71.71%
Cost are different compared to previous WMP. The effectiveness increased significantly due to the increase in the number of closed tags. | 7.3.4.12 Patrol inspections of transmission electric lines and equipment | -18.48% | -12.69% | -12.61% | #DIV/0! | #DIV/0! | #DIV/0! | #DIV/0! | -72.84% | -77.05% | 18.03% | -18.48% | #DIV/0! | #DIV/0! | #DIV/0! | #DIV/0! | -30% | #DIV/0! | -61.2% | -61.2% | -46.97%
Same methodology as previous WMP. Cost are different compared to previous WMP, however exposure remains the same. Count of closed LC tags increased. Was applied to all risk drivers last time, but made a correction and just included Equipment / facility failure driver. | 7.3.4.15-T Substation inspections | 34398% | 40524% | 40016% | #DIV/0! | #DIV/0! | #DIV/0! | #DIV/0! | 12362% | 40108% | 47508% | 71448% | #DIV/0! | #DIV/0! | #DIV/0! | #DIV/0! | 144645% | #DIV/0! | -91.39% | -91.39% | 11.27%
Previous WMP submission:
| Program | 2020 Program Risk Reduction NPV | 2021 Program Risk Reduction NPV | 2022 Program Risk Reduction NPV | 2023 Program Risk Reduction NPV | 2024 Program Risk Reduction NPV | 2025 Program Risk Reduction NPV | 2026 Program Risk Reduction NPV | 2020-2022 Program Risk Reduction NPV | 2020 Program RSE | 2021 Program RSE | 2022 Program RSE | 2023 Program RSE | 2024 Program RSE | 2025 Program RSE | 2026 Program RSE | 2020-2022 Program RSE | 2020-2022 Capital Cost NPV with PVRR ($M) | 2020-2022 Expense Cost NPV ($M) | 2020-2022 Total Cost NPV ($M) | 2020-2022 Program Freq Reduction NPV
| Detailed inspections of distribution electric lines and equipment | 3027.8666 | 1927.1742 | 1424.0719 |  |  |  |  | 6379.1127 | 22.8322 | 21.517 | 24.7858 |  |  |  |  | 22.8123 | 0 | 279.6345 | 279.6345 | 79.4738
| Detailed inspections of transmission electric lines and equipment | 3259.2491 | 3043.1831 | 2841.4408 |  |  |  |  | 9143.8731 | 36.2714 | 31.0097 | 29.8881 |  |  |  |  | 32.3033 | 0 | 283.063 | 283.063 | 59.5366
| Improvement of inspections | 2667.9711 | 2503.9527 | 2350.8077 |  |  |  |  | 7522.7314 | 11918.8968 | 179887.7394 | 85309.2294 |  |  |  |  | 28353.467 | 0 | 0.26532 | 0.26532 | 188.8609
| Infrared inspections of distribution electric lines and equipment | 44.1815 | 41.2526 | 38.5178 |  |  |  |  | 123.9518 | 28.2972 | 19.0438 | 19.0438 |  |  |  |  | 21.5564 | 0 | 5.7501 | 5.7501 | 1.4526
| Infrared inspections of transmission electric lines and equipment | 2.2823 | 2.131 | 1.9898 |  |  |  |  | 6.4031 | 1.581 | 1.0282 | 1.0282 |  |  |  |  | 1.1746 | 0 | 5.4512 | 5.4512 | 0.04992
| Intrusive pole inspections | 15.5256 | 31.3751 | 29.2951 |  |  |  |  | 76.1958 | 0.88989 | 1.583 | 1.583 |  |  |  |  | 1.3662 | 0 | 55.7725 | 55.7725 | 3.0023
| Patrol inspections of distribution electric lines and equipment | 116.4415 | 108.7222 | 101.5147 |  |  |  |  | 326.6784 | 13.3684 | 12.5462 | 12.5462 |  |  |  |  | 12.8274 | 0 | 25.4672 | 25.4672 | 12.6087
| Patrol inspections of transmission electric lines and equipment | 112.1875 | 104.7503 | 97.806 |  |  |  |  | 314.7438 | 2337.7933 | 1298.8365 | 1340.6234 |  |  |  |  | 1561.2789 | 0 | 0.20159 | 0.20159 | 3.83
| Pole loading assessment program to determine safety factor | 17.3474 | 52.8783 | 61.9939 |  |  |  |  | 132.2196 | 0.93244 | 3.895 | 5.4307 |  |  |  |  | 3.0328 | 0 | 43.5959 | 43.5959 | 0.73583
| Quality assurance / quality control of inspections | 846.7835 | 790.6475 | 738.233 |  |  |  |  | 2375.6639 | 462.3571 | 6942.3821 | 3274.3306 |  |  |  |  | 1094.3741 | 0 | 2.1708 | 2.1708 | 60.5175
| Substation inspections, Enhanced Transmission, Substation | 0.0026617 | 0.0024194 | 0.0022897 |  |  |  |  | 0.0073708 | 0.00023622 | 0.00049574 | 0.00078162 |  |  |  |  | 0.00038636 | 0 | 19.0775 | 19.0775 | 0.019165
| Substation inspections, Enhanced Distribution, Substation | 0.012972 | 0.011751 | 0.01114 |  |  |  |  | 0.035864 | 0.0013399 | 0.0021043 | 0.0017282 |  |  |  |  | 0.0016518 | 0 | 21.7119 | 21.7119 | 0.093249
Difference from previous GRC submission:
| Program | NPV Risk Reduction -2020 | NPV Risk Reduction -2021 | NPV Risk Reduction -2022 | NPV Risk Reduction -2023 | NPV Risk Reduction -2024 | NPV Risk Reduction -2025 | NPV Risk Reduction -2026 | NPV Risk Reduction - 2020-2022 Total | Risk Spend Eff - 2020 | Risk Spend Eff - 2021 | Risk Spend Eff - 2022 | Risk Spend Eff - 2023 | Risk Spend Eff - 2024 | Risk Spend Eff - 2025 | Risk Spend Eff - 2026 | Risk Spend Eff - 2020-2022 Total | NPV Capital Cost ($M) - 2020-2022 | NPV Expense Cost ($M) - 2020-2022 | NPV Cost ($M) - 2020-2022 | NPV Freq Reduction - 2020-2022
| 7.3.4.1 Detailed inspections of distribution electric lines and equipment | 21646.364 | 12437.8686 | 11691.8606 | 5991.2071 | -3988.0744 | -3727.1724 | -3483.3387 | 4643.3647 | 215.4182 | 127.0256 | 65.5733 | 32.3153 | -85.8053 | -85.0526 | -82.3992 | 130.2746 | 0 | -90.1266 | -90.1266 | -0.95884
| 7.3.4.4 Infrared inspections of distribution electric lines and equipment | 102.1106 | -26.6245 | -22.8146 | -21.3527 | -105.8454 | -98.921 | -92.4495 | -315.6114 | 65.3995 | -7.2809 | -8.5936 | -4.0309 | -51.6169 | -51.1642 | -49.568 | -4.9806 | 0 | -6.035 | -6.035 | -1.1752
| 7.3.4.6.1 Intrusive pole inspections - Distribution | 6548.4666 | -2663.6911 | -929.4621 | -762.9625 | -6235.7279 | -5674.503 | -5311.1151 | -16882.7389 | 375.342 | -68.0126 | -46.4519 | -43.991 | -413.9447 | -401.3815 | -389.1996 | -29.1896 | 0 | -39.8639 | -39.8639 | -204.4412
| 7.3.4.11 Patrol inspections of distribution electric lines and equipment | 417.2214 | -345.3029 | -1087.7118 | -874.7679 | -1268.043 | -1099.623 | -864.0654 | -4286.2697 | 49.593 | 64.0397 | 63.865 | 99.7291 | -4.385 | -4.6421 | -4.4847 | -996.7421 | -1065.1475 | 28.6203 | -1036.5271 | -7.3067
| 7.3.4.15-D Substation inspections | 305.0103 | -109.814 | -93.3789 | -88.028 | -356.0846 | -332.7893 | -311.0181 | -1078.4905 | 44.2789 | -47.6728 | -70.0247 | -63.1015 | -135.6939 | -132.1019 | -128.605 | -60.5433 | 0 | -6.1857 | -6.1857 | -20.3
Percentage difference:
Justification for the difference: | Program | NPV Risk Reduction -2020 | NPV Risk Reduction -2021 | NPV Risk Reduction -2022 | NPV Risk Reduction -2023 | NPV Risk Reduction -2024 | NPV Risk Reduction -2025 | NPV Risk Reduction -2026 | NPV Risk Reduction - 2020-2022 Total | Risk Spend Eff - 2020 | Risk Spend Eff - 2021 | Risk Spend Eff - 2022 | Risk Spend Eff - 2023 | Risk Spend Eff - 2024 | Risk Spend Eff - 2025 | Risk Spend Eff - 2026 | Risk Spend Eff - 2020-2022 Total | NPV Capital Cost ($M) - 2020-2022 | NPV Expense Cost ($M) - 2020-2022 | NPV Cost ($M) - 2020-2022 | NPV Freq Reduction - 2020-2022
Costs are different between GRC and current WMP. Effectivness increased from 0.2% to 0.5%. | 7.3.4.1 Detailed inspections of distribution electric lines and equipment | #DIV/0! | 135.1% | 138.9% | 140.4% | -100% | -100% | -100% | 30.02% | #DIV/0! | 128.8% | 44.07% | 38.9% | -100% | -100% | -100% | 154.9% | #DIV/0! | -49% | -49% | -0.8107%
Costs are slightly different. All other inputs same as GRC. | 7.3.4.4 Infrared inspections of distribution electric lines and equipment | #DIV/0! | -20.68% | -19.39% | -18.85% | -100% | -100% | -100% | -76.89% | #DIV/0! | -13.12% | -15.86% | -8.066% | -100% | -100% | -100% | -9.847% | #DIV/0! | -74.37% | -74.37% | -70.48%
Count of poles and costs are slightly different for year 2021 | 7.3.4.6.1 Intrusive pole inspections - Distribution | #DIV/0! | -30.83% | -10.98% | -10.6% | -100% | -100% | -100% | -69.13% | #DIV/0! | -16.71% | -10.9% | -10.3% | -100% | -100% | -100% | -7.137% | #DIV/0! | -66.76% | -66.76% | -64.18%
Costs are different compared to GRC. Small increase in effectiveness due to an increase in the count of tags | 7.3.4.11 Patrol inspections of distribution electric lines and equipment | #DIV/0! | -45.28% | -73.73% | -60.66% | -100% | -100% | -100% | -91.71% | #DIV/0! | 1479% | 1455% | 2197% | -99.47% | -105.9% | -96.61% | -22226% | -100% | -124.7% | -99.46% | -62.3%
Costs are different, however units forecasted remain same as GRC. | 7.3.4.15-D Substation inspections | #DIV/0! | -25.34% | -23.59% | -23.1% | -100% | -100% | -100% | -78.1% | #DIV/0! | -32.39% | -48.76% | -45.27% | -100% | -100% | -100% | -45.14% | #DIV/0! | -60.08% | -60.08% | -70.48%
GRC 2023 results:
| Program | NPV Risk Reduction -2020 | NPV Risk Reduction -2021 | NPV Risk Reduction -2022 | NPV Risk Reduction -2023 | NPV Risk Reduction -2024 | NPV Risk Reduction -2025 | NPV Risk Reduction -2026 | NPV Risk Reduction - 2023-2026 Total | Risk Spend Eff - 2020 | Risk Spend Eff - 2021 | Risk Spend Eff - 2022 | Risk Spend Eff - 2023 | Risk Spend Eff - 2024 | Risk Spend Eff - 2025 | Risk Spend Eff - 2026 | Risk Spend Eff - 2023-2026 Total | NPV Capital Cost with PVRR ($M) - 2023-2026 | NPV Expense Cost ($M) - 2023-2026 | NPV Cost ($M) - 2023-2026 | NPV Freq Reduction - 2023-2026
| Enhanced Vegetation Management |  | 2107.8071 | 1989.9163 | 1890.9247 | 1788.0854 | 1691.974 | 1602.1502 | 6973.1343 |  | 3.9328 | 3.8439 | 3.9313 | 3.8833 | 3.8383 | 3.8146 | 3.8691 | 0 | 1802.2639 | 1802.2639 | 26.1535
| System Hardening [Overhead] |  | 2266.3235 | 5008.6163 | 4733.9253 | 4277.3523 | 4038.9137 | 3816.1282 | 16866.3195 |  | 5.7022 | 5.8168 | 6.0847 | 6.0767 | 6.1201 | 6.1645 | 6.109 | 2760.9034 | 0 | 2760.9034 | 39.2473
| System Hardening [Underground] |  | 762.5243 | 1475.3156 | 1442.142 | 1268.043 | 1099.623 | 864.0654 | 4673.8734 |  | 4.3307 | 4.3883 | 4.5404 | 4.4082 | 4.385 | 4.6421 | 4.4847 | 1065.1475 | -22.954 | 1042.1934 | 11.7285
| Non-Exempt Surge Arrester Replacement Program |  | 67.9278 | 5.1082 | 1.9384 | 3.5521 | 3.3486 | 3.1583 | 11.9974 |  | 0.55032 | 0.23415 | 0.089965 | 0.088313 | 0.086739 | 0.085237 | 0.087301 | 137.4267 | 0 | 137.4267 | 14.6374
| Expulsion Fuse Replacement |  | 79.6868 | 74.2848 | 70.0233 | 66.4804 | 63.1544 | 60.0324 | 259.6905 |  | 3.7928 | 3.7184 | 3.664 | 3.6064 | 3.5521 | 3.5008 | 3.5833 | 72.4727 | 0 | 72.4727 | 0.58653
| Situational Awareness and Forecasting Initiatives - Line Sensors |  | 1725.5369 | 1215.2348 | 863.5344 | 611.2656 | 433.0995 | 307.7106 | 2215.61 |  | 62.9056 | 28.2301 | 22.9217 | 19.316 | 14.9008 | 11.0306 | 17.5452 | 126.2804 | 0 | 126.2804 | 10.8536
| Situational Awareness and Forecasting Initiatives - EFD |  | 184.3485 | 519.2483 | 818.9087 | 928.5497 | 1024.276 | 1107.5496 | 3879.2839 |  | 51.9012 | 47.7261 | 68.8736 | 72.8438 | 71.5999 | 70.5843 | 71.0051 | 54.6339 | 0 | 54.6339 | 15.0973
| Situational Awareness and Forecasting Initiatives - Cameras |  | 1314.5404 | 1202.5304 |  |  |  |  | 0 |  | 140.0641 | 111.5785 |  |  |  |  | 0 | 0 | 0 | 0 | 0
| Situational Awareness and Forecasting Initiatives - Satellite Fire Detection |  | 59.8118 | 52.4652 | 50.8544 | 47.5275 | 44.4182 | 41.5123 | 184.3123 |  | 175.5762 | 159.8956 | 160.8024 | 156.5459 | 152.4019 | 148.3676 | 154.741 | 0 | 1.1911 | 1.1911 | 0.043383
| Situational Awareness and Forecasting Initiatives - Cameras [Control] |  |  |  | 152.3203 | 143.8529 | 136.0092 | 128.7275 | 560.9099 |  |  |  | 21.1801 | 19.9663 | 18.8462 | 17.8113 | 19.4487 | 0 | 28.8405 | 28.8405 | 0.09083
| Situational Awareness and Forecasting Initiatives - Partial Voltage Technologies [Control] |  |  | 62.2259 | 58.8764 | 55.5047 | 52.5407 | 49.8016 | 216.7233 |  |  | 79.2904 | 289.6024 | 284.3957 | 280.4283 | 276.8865 | 283.0434 | 0 | 0.76569 | 0.76569 | 0.045856
| Situational Awareness and Forecasting Initiatives - Partial Voltage Technologies |  | 303.2342 | [5 empty] | 0 |  | 365.7124 | [5 empty] | 0 | 0 | 0 | 0 | 0
| Safety Infrastructure Protection Teams (B) |  | 27.9036 | 24.4445 | 23.7116 | 22.1603 | 20.7106 | 19.3557 | 85.9382 |  | 0.90941 | 0.93845 | 1.0249 | 0.9895 | 0.96969 | 0.94387 | 0.98333 | 2.1659 | 85.2294 | 87.3953 | 0
| Additional System Automation and Protection - FuseSaver |  | 169.7755 | 186.5535 | 183.0388 | 177.0936 | 169.3037 | 163.8598 | 693.2958 |  | 19.8473 | 22.3064 | 19.3085 | 19.4626 | 19.3859 | 19.5483 | 19.423 | 35.6945 | 0 | 35.6945 | 4.1038
| Additional System Automation and Protection - REFCL |  |  | 945.7472 | 894.4917 | 844.8749 | 798.504 | 755.1667 | 3293.0373 |  |  | 23.939 | 23.5897 | 23.213 | 22.8579 | 22.5226 | 23.064 | 142.7781 | 0 | 142.7781 | 20.2903
| Butte County Rebuild |  | 179.4705 | 244.9513 | 267.138 | 215.4328 | 133.1763 |  | 615.7471 |  | 1.7464 | 1.1024 | 1.0678 | 1.0036 | 0.90315 |  | 1.0056 | 612.2906 | 0 | 612.2906 | 4.4203
| Pole Programs - Replace Tree Attachments |  |  | 2.796 | 2.5755 | 2.5189 | 2.4535 | 2.3894 | 9.9374 |  |  | 0.36161 | 0.3571 | 0.35198 | 0.34616 | 0.34096 | 0.34911 | 28.4646 | 0 | 28.4646 | 0.055785
| System Hardening [Remote Grid] |  | 382.3314 | 584.2862 | 552.2366 | 1142.4965 | 1495.152 | 1609.3381 | 4799.2232 |  | 29.3585 | 30.0945 | 29.8919 | 32.2052 | 32.3811 | 32.5308 | 32.0815 | 137.0719 | 12.523 | 149.5949 | 11.3253
| Patrols - Distribution Overhead |  | 502.6937 | 459.5152 | 668.2587 | 624.5409 | 583.6831 | 545.4982 | 2421.9809 |  | 129.1893 | 126.1753 | 165.2432 | 170.669 | 169.172 | 163.8943 | 167.2402 | 0 | 14.4821 | 14.4821 | 16.3423
| Inspections - Distribution Overhead |  | 9208.4954 | 8417.3291 | 4267.2396 | 3988.0744 | 3727.1724 | 3483.3387 | 15465.8251 |  | 98.644 | 148.7827 | 83.0774 | 85.8053 | 85.0526 | 82.3992 | 84.0814 | 0 | 183.9387 | 183.9387 | 118.2735
| Infrared Inspections - Distribution Overhead |  | 128.7352 | 117.6737 | 113.2546 | 105.8454 | 98.921 | 92.4495 | 410.4706 |  | 55.4893 | 54.193 | 49.976 | 51.6169 | 51.1642 | 49.568 | 50.5799 | 0 | 8.1153 | 8.1153 | 1.6675
| Patrols and Inspections - Substation |  | 433.3948 | 395.7909 | 381.0105 | 356.0846 | 332.7893 | 311.0181 | 1380.9025 |  | 147.1818 | 143.6109 | 139.3836 | 135.6939 | 132.1019 | 128.605 | 134.1294 | 0 | 10.2953 | 10.2953 | 28.8023
| Vegetation Management - Distribution Overhead |  | 2637726.0689 | 2217013.9704 | 2132985.2751 | 1993444.1823 | 1863031.9461 | 1741151.3515 | 7730612.7551 |  | 3947.965 | 4053.4963 | 4245.3883 | 4135.1138 | 4017.3187 | 3910.7865 | 4082.7774 | 0 | 1893.4691 | 1893.4691 | 56067.1423
| Vegetation Management - CEMA/Tree Mortality |  | 220644.4545 | 201218.7923 | 193730.882 | 182747.1355 | 172294.6681 | 162439.0043 | 711211.6899 |  | 3245.8371 | 3122.5894 | 3134.0911 | 3059.1421 | 2985.9855 | 2914.5783 | 3026.6069 | 0 | 234.9865 | 234.9865 | 2643.0464
| Pole Replacement |  | 46515.2023 | 48685.5689 | 41640.0187 | 39921.697 | 36309.4577 | 33079.3969 | 150950.5703 |  | 111.2477 | 105.5512 | 93.1651 | 90.7136 | 88.3323 | 86.0043 | 89.7066 | 1682.7139 | 0 | 1682.7139 | 784.342
| Intrusive Wood Pole Inspection Program |  | 8640.1574 | 8468.1789 | 7200.1098 | 6235.7279 | 5674.503 | 5311.1151 | 24421.4557 |  | 407.0349 | 426.2371 | 426.9012 | 413.9447 | 401.3815 | 389.1996 | 408.9749 | 0 | 59.7138 | 59.7138 | 318.5238
| Overloaded Pole Replacements |  | 1005.8539 | 842.1428 | 791.0901 | 790.4414 | 786.4918 | 776.7024 | 3144.7256 |  | 66.5704 | 82.6151 | 83.2011 | 81.0553 | 79.0281 | 76.8086 | 79.9691 | 39.3243 | 0 | 39.3243 | 14.1104
| Equipment Maintenance and Replacement – Distribution Overhead |  | 62495.6621 | 49777.85 | 52141.7886 | 44290.9916 | 41062.81 | 38542.02 | 176037.6102 |  | 167.434 | 162.2527 | 173.6937 | 157.4931 | 152.0685 | 145.8488 | 157.7812 | 949.8795 | 165.8278 | 1115.7073 | 1409.1392
| Animal Abatement |  | 5.3601 | 6.5305 | 6.1762 | 5.9118 | 5.5262 | 5.5758 | 23.19 |  | 0.29064 | 0.35162 | 0.34998 | 0.34374 | 0.34196 | 0.36717 | 0.35034 | 58.1384 | 8.0537 | 66.192 | 4.6266
| Pole Restoration Program |  | 4948.4538 | 4521.1464 | 4676.1576 | 4370.2407 | 4084.3371 | 3817.1375 | 16947.8729 |  | 1431.0136 | 1396.9282 | 1364.2896 | 1324.7915 | 1285.9639 | 1249.2012 | 1307.8973 | 0 | 12.9581 | 12.9581 | 221.0475
| Proactive Asset Replacement - Ground Grid |  | 0.039189 | 0.091707 | 0.031412 | 0.019432 | 0.017471 | 0.016264 | 0.084579 |  | 0.0064159 | 0.0061375 | 0.0061353 | 0.0059508 | 0.0057719 | 0.0055984 | 0.0059075 | 14.3174 | 0 | 14.3174 | 0.11254
| Substation Proactive Asset Replacement - Breakers |  | 3.7147 | 7.1975 | 6.1419 | 6.2346 | 6.0887 | 4.6981 | 23.1634 |  | 0.18713 | 0.17739 | 0.17722 | 0.17189 | 0.16672 | 0.16171 | 0.1697 | 136.4992 | 0 | 136.4992 | 0.9004
| Substation Proactive Asset Replacement - Switches |  | 0.1178 | 0.38171 | 0.22334 | 0.41586 | 0.38714 | 0.27031 | 1.2967 |  | 0.089714 | 0.085049 | 0.084971 | 0.082416 | 0.079938 | 0.077535 | 0.081022 | 16.0036 | 0 | 16.0036 | 0.07038
| Substation Proactive Asset Replacement - Switchgear |  | 1.2697 | 1.312 | 1.2707 | 0.59273 | 0.53401 | 0.45676 | 2.8542 |  | 0.034098 | 0.032321 | 0.032291 | 0.03132 | 0.030379 | 0.029465 | 0.031243 | 91.3551 | 0 | 91.3551 | 0.11095
| Substation Proactive Asset Replacement - Insulators |  |  | 0.67829 | 6.5043 | 6.0555 | 5.6372 | 5.248 | 23.445 |  |  | 0.99074 | 0.98982 | 0.96006 | 0.9312 | 0.9032 | 0.94755 | 24.7427 | 0 | 24.7427 | 0.80566
| Substation Proactive Asset Replacement - Batteries |  | 0.0040408 | 0.060251 | 0.060474 | 0.056301 | 0.052413 | 0.048793 | 0.21798 |  | 0.01604 | 0.015344 | 0.015338 | 0.014877 | 0.01443 | 0.013996 | 0.014683 | 14.8456 | 0 | 14.8456 | 0.29004
| Substation Proactive Asset Replacement - Transformer |  | 0.70946 | 0.40066 | 0.27136 | 0.36851 | 0.39644 | 0.39542 | 1.4317 |  | 0.014747 | 0.013979 | 0.013967 | 0.013547 | 0.013139 | 0.012744 | 0.013277 | 107.8323 | 0 | 107.8323 | 0.06504
| Substation Security Enhancements |  | 0.00010055 | 9.4073e-05 | 8.8507e-05 | 8.3201e-05 | 7.8241e-05 | 7.3607e-05 | 0.00032356 |  | 5.9243e-05 | 2.3812e-05 | 8.1187e-06 | 7.315e-06 | 8.9589e-06 | inf | 1.0434e-05 | 31.009 | 0 | 31.009 | 1.0539e-05
| Fire Protection / Fire Suppression Systems Substation |  | 198.7564 | 185.9523 | 174.9505 | 164.4612 | 154.658 | 145.4962 | 639.5659 |  | 47.1999 | 20487.9019 | 24.607 | 24.0991 | 70.8357 | 69.4301 | 35.1158 | 18.2131 | 0 | 18.2131 | 20.8324
| Vegetation Management - Substation |  | 4.5579 | 4.1615 | 3.9938 | 3.7325 | 3.4883 | 3.2601 | 14.4748 |  | 0.58409 | 0.56712 | 0.46168 | 0.41948 | 0.59226 | 0.50868 | 0.48496 | 0 | 29.8475 | 29.8475 | 0.2305
Start Batch Run

## Table_12_RSE
index | non-HFTD - Distribution
| Data |  |  | Sum of 2022 RSE
Program | Sum of 2022 Program Risk Reduction NPV | Sum of 2022-2022 Capital Cost NPV with PVRR | Sum of 2022-2022 Expense Cost NPV | 0.63187
7.3.4.11 Patrol inspections of distribution electric lines and equipment | 2.5991 | 0 | 4113354.2712 | 0.63187
Total Result | 2.5991 | 0 | 4113354.2712 | 0.63187
#DIV/0!
#DIV/0!
#DIV/0!
#DIV/0!
#DIV/0!
#DIV/0!

## 7.3.4.1_Financials
Source file: | 2022 WMP MASTER financials reach out v7.xlsx
Source file location: | WMP -> 2022 -> Financials
|  |  | MWC | MAT | Expense | Expense | Expense ($) |  | Capital | Capital | Capital ($)
[5 empty] | 2020 | 2021 | 2022 | 2023 | 2020 | 2021 | 2022 | 2023
|  | Enhanced Inspections Distribution | BF | BFB | 100485316.698 | 95920602.61 | 100378979.9264 | 101781970.6691

## 7.3.4.1_Effectiveness_Source
Source file: | 2021 Completed ECs as of 01.02.22.xlsx
File Location: | WMP > 2022 > Tags Data
Tab referenced: | "Pivot"
Filters used: | Keyword "INSP" used within 'Notification User Status' column to filter our Inspection EC tags
Tier | Priority | Count of Notifictn
Tier 1 | A | 1358
Tier 1 | B | 4459
Tier 1 | E | 6824
Tier 1 | F | 5089
Tier 1 Total |  | 17730
Tier 2 | A | 423
Tier 2 | B | 3368
Tier 2 | E | 10469
Tier 2 | F | 1550
Tier 2 Total |  | 15810
Tier 3 | A | 417
Tier 3 | B | 3575
Tier 3 | E | 7941
Tier 3 | F | 691
Tier 3 Total |  | 12624
Unknown | A | 344
Unknown | B | 5132
Unknown | E | 4422
Unknown | F | 1701
Unknown Total |  | 11599
Zone 1 | A | 1
Zone 1 | B | 14
Zone 1 | E | 15
Zone 1 | F | 3
Zone 1 Total |  | 33
Grand Total |  | 57796
Allocating "Unknown" between different tiers:
Unknown | A | 344
Unknown | B | 5132
Unknown | E | 4422
Unknown | F | 1701
Unknown Total |  | 11599
Tier | Priority | Count of Notifictn | Percent allocation by Priority
Tier 1 | A | 1358 | 61.76%
Tier 1 | B | 4459 | 39.06%
Tier 1 | E | 6824 | 27.03%
Tier 1 | F | 5089 | 69.4%
Tier 2 | A | 423 | 19.24%
Tier 2 | B | 3368 | 29.5%
Tier 2 | E | 10469 | 41.46%
Tier 2 | F | 1550 | 21.14%
Tier 3 | A | 417 | 18.96%
Tier 3 | B | 3575 | 31.32%
Tier 3 | E | 7941 | 31.45%
Tier 3 | F | 691 | 9.423%
Zone 1 | A | 1 | 0.04548%
Zone 1 | B | 14 | 0.1226%
Zone 1 | E | 15 | 0.05941%
Zone 1 | F | 3 | 0.04091%
New tag count after allocation of "Unknown" tags:
Tier | Priority | Count of Notifictn
Tier 1 | A | 1570.4384
Tier 1 | B | 6463.5189
Tier 1 | E | 8019.1257
Tier 1 | F | 6269.4703
Tier 1 Total |  | 22322.5533
Tier 2 | A | 489.1719
Tier 2 | B | 4882.0659
Tier 2 | E | 12302.4951
Tier 2 | F | 1909.5459
Tier 2 Total |  | 19583.2788
Tier 3 | A | 482.2333
Tier 3 | B | 5182.1216
Tier 3 | E | 9331.7522
Tier 3 | F | 851.2879
Tier 3 Total |  | 15847.3949
Zone 1 | A | 1.1564
Zone 1 | B | 20.2936
Zone 1 | E | 17.627
Zone 1 | F | 3.6959
Zone 1 Total |  | 42.773
Grand Total |  | 57796

## 7.3.4.1_Effectiveness
Source file: | 2021 Completed ECs as of 01.02.22.xlsx
File Location: | WMP > 2022 > Tags Data
Tab referenced: | "Pivot"
Projected # of Ignitions Prevented by Closed Distribution Overhead EC Inspection Tags
|  | Total Tags generated by Type * % of Exposure assigned to Distribution |  |  |  |  | Tag find rate multiplier for reinspected DOH circuits--> | 1 | 1 | 1 |  | Non-HFTD Distribution Overhead Annual Ignition to Outage Rate--> Due to Equipment Failure - 530 ignitions/40919 outages |  |  | 1.295%
Non-HFTD (Tier 1) | Distribution Overhead Miles (approx.) | 2021 Total Tags | Tag % of total | 2021 Tag Find Rate (Tag/Distribution Overhead) | 2021 Annual Work Scope | 2022 Annual Work Scope | 2023 Annual Work Scope | 2021 Closed Tags | 2022 Estimated Closed Tags | 2023 Estimated Closed Tags | Tag to outage Ratio | 2021 Estimated # Outages Prevented | 2022 Estimated # Outages Prevented | 2023 Estimated # Outages Prevented | 2021 Estimated # Ignitions Prevented | 2022 Estimated # Ignitions Prevented | 2023 Estimated # Ignitions Prevented
A | 55300 | 1570.4384 | 7.035% | 14.2% | 20% | 20% | 20% | 1570.4384 | 1570.4384 | 1570.4384 | 70% | 1099.3069 | 1099.3069 | 1099.3069 | 14.2387 | 14.2387 | 14.2387
B |  | 6463.5189 | 28.96% | 58.44% |  |  |  | 6463.5189 | 6463.5189 | 6463.5189 | 50% | 3231.7595 | 3231.7595 | 3231.7595 | 41.8591 | 41.8591 | 41.8591
E |  | 8019.1257 | 35.92% | 72.51% |  |  |  | 8019.1257 | 8019.1257 | 8019.1257 | 1% | 80.1913 | 80.1913 | 80.1913 | 1.0387 | 1.0387 | 1.0387
F |  | 6269.4703 | 28.09% | 56.69% |  |  |  | 6269.4703 | 6269.4703 | 6269.4703 | 1% | 62.6947 | 62.6947 | 62.6947 | 0.81205 | 0.81205 | 0.81205
H |  | 0 | 0% | 0% |  |  |  | 0 | 0 | 0 | 1% | 0 | 0 | 0 | 0 | 0 | 0
Total | 68.47% | 22322.5533 | [5 empty] | 22322.5533 | 22322.5533 | 22322.5533 |  | 4473.9523 | 4473.9523 | 4473.9523 | 57.9485 | 57.9485 | 57.9485
|  | Total Tags generated by Type * % of Exposure assigned to Distribution |  |  |  |  | Tag find rate multiplier for reinspected DOH circuits--> | 1 | 1 | 1 |  | Distribution Overhead Annual Ignition to Outage Rate--> 130 ignitions out of 11479 Outages due to Equipment Failure sub-driver in all Distribution Overheads from 2015-2020 |  |  | 1.133%
Tier 2 | Distribution Overhead Miles (approx.) | 2021 Total Tags | Tag % of total | 2021 Tag Find Rate (Tag/Distribution Overhead) | 2021 Annual Work Scope | 2022 Annual Work Scope | 2023 Annual Work Scope | 2021 Closed Tags | 2022 Estimated Closed Tags | 2023 Estimated Closed Tags | Tag to outage Ratio | 2021 Estimated # Outages Prevented | 2022 Estimated # Outages Prevented | 2023 Estimated # Outages Prevented | 2021 Estimated # Ignitions Prevented | 2022 Estimated # Ignitions Prevented | 2023 Estimated # Ignitions Prevented
A | 18326.3019 | 489.1719 | 2.498% | 0.080077 | 33.33% | 33.33% | 25% | 489.1719 | 489.1719 | 366.8789 | 70% | 342.4203 | 342.4203 | 256.8152 | 3.8779 | 3.8779 | 2.9084
B |  | 4882.0659 | 24.93% | 0.79919 |  |  |  | 4882.0659 | 4882.0659 | 3661.5494 | 50% | 2441.0329 | 2441.0329 | 1830.7747 | 27.6448 | 27.6448 | 20.7336
E |  | 12302.4951 | 62.82% | 2.0139 |  |  |  | 12302.4951 | 12302.4951 | 9226.8713 | 1% | 123.025 | 123.025 | 92.2687 | 1.3933 | 1.3933 | 1.0449
F |  | 1909.5459 | 9.751% | 0.31259 |  |  |  | 1909.5459 | 1909.5459 | 1432.1594 | 1% | 19.0955 | 19.0955 | 14.3216 | 0.21626 | 0.21626 | 0.16219
H |  | 0 | 0% | 0 |  |  |  | 0 | 0 | 0 | 1% | 0 | 0 | 0 | 0 | 0 | 0
Total | 22.69% | 19583.2788 |  | 1.0686 |  |  |  | 19583.2788 | 19583.2788 | 14687.4591 |  | 2925.5737 | 2925.5737 | 2194.1803 | 33.1322 | 33.1322 | 24.8492
|  | Total Tags generated by Type * % of Exposure assigned to Distribution |  |  |  |  | Tag find rate multiplier for reinspected DOH circuits--> Note: Used 2020 actual tags / 2019 actual tags found in Tier 3, then rounded down to 70%. This is then assumed to be the multiplier for the next years, which is a conservative estimate to be updated with future year tag data. | 1 | 0.7 | 0.49 |  | Distribution Overhead Annual Ignition to Outage Rate--> 130 ignitions out of 11479 Outages due to Equipment Failure sub-driver in all Distribution Overheads from 2015-2020 |  |  | 1.133%
Tier 3 + Zone 1 | Distribution Overhead Miles (approx.) | 2021 Total Tags | Tag % of total | 2021 Tag Find Rate (Tag/Distribution Overhead) | 2021 Annual Work Scope | 2022 Annual Work Scope | 2023 Annual Work Scope | 2021 Closed Tags | 2022 Estimated Closed Tags | 2023 Estimated Closed Tags | Tag to outage Ratio | 2021 Estimated # Outages Prevented | 2022 Estimated # Outages Prevented | 2023 Estimated # Outages Prevented | 2021 Estimated # Ignitions Prevented | 2022 Estimated # Ignitions Prevented | 2023 Estimated # Ignitions Prevented
A | 7135.3675 | 483.3897 | 3.042% | 0.067746 | 100% | 100% | 33.33% | 483.3897 | 338.3728 | 78.9537 | 70% | 338.3728 | 236.861 | 55.2676 | 3.8321 | 2.6825 | 0.62591
B |  | 5202.4152 | 32.74% | 0.7291 |  |  |  | 5202.4152 | 3641.6906 | 849.7278 | 50% | 2601.2076 | 1820.8453 | 424.8639 | 29.4587 | 20.6211 | 4.8116
E |  | 9349.3792 | 58.84% | 1.3103 |  |  |  | 9349.3792 | 6544.5655 | 1527.0653 | 1% | 93.4938 | 65.4457 | 15.2707 | 1.0588 | 0.74117 | 0.17294
F |  | 854.9838 | 5.381% | 0.11982 |  |  |  | 854.9838 | 598.4886 | 139.6473 | 1% | 8.5498 | 5.9849 | 1.3965 | 0.096827 | 0.067779 | 0.015815
H |  | 0 | 0% | 0 |  |  |  | 0 | 0 | 0 | 1% | 0 | 0 | 0 | 0 | 0 | 0
Total | 8.835% | 15890.1679 |  | 2.227 |  |  |  | 15890.1679 | 11123.1175 | 2595.3941 |  | 3041.624 | 2129.1368 | 496.7986 | 34.4465 | 24.1125 | 5.6263
Total HFTD | 25461.6694
Total Distribution Overhead Miles | 80761.6694
Effectiveness per mile inspected | 0.5165%
Effectiveness per mile inspected (HFTD) | 0.5103%
Effectiveness per mile inspected (non-HFTD) | 0.5239%
Note on L8: [Threaded comment] Your version of Excel allows you to read this threaded comment; however, any edits to it will get removed if the file is opened in a newer version of Excel. Learn more: https://go.microsoft.com/fwlink/?linkid=870924 Comment: Discuss ratios with Nick Babb or RADA team - Paul McGregor.
Note on L11: [Threaded comment] Your version of Excel allows you to read this threaded comment; however, any edits to it will get removed if the file is opened in a newer version of Excel. Learn more: https://go.microsoft.com/fwlink/?linkid=870924 Comment: This looks too low.

## 7.3.4.2_Financials
Source file: | 2022 WMP MASTER financials reach out v7.xlsx
Source file location: | WMP -> 2022 -> Financials
|  |  | MWC | MAT | Expense | Expense | Expense ($) |  | Capital | Capital | Capital ($)
[5 empty] | 2020 | 2021 | 2022 | 2023 | 2020 | 2021 | 2022 | 2023
|  | Enhanced Inspections Transmission | BF | BFT, BFX, BF2, BFZ | 92826651 | 85681560.53 | 86707253 | 89308470.59

## 7.3.4.2_Effectiveness_Source
Source file: | 2021 T-Line.xlsx
File Location: | WMP > 2022 > Tags Data
Tab referenced: | "Pivot"
Filters used: | Status = "INSP", Notificaiton User Status = "COMP"
Tier | Priority | Count of Notifictn
Tier 1 | A | 7
Tier 1 | B | 128
Tier 1 | E | 45
Tier 1 | F | 21
Tier 1 Total |  | 201
Tier 2 | A | 4
Tier 2 | B | 225
Tier 2 | E | 2046
Tier 2 | F | 305
Tier 2 Total |  | 2580
Tier 3 | A | 4
Tier 3 | B | 171
Tier 3 | E | 1036
Tier 3 | F | 255
Tier 3 Total |  | 1466
Unknown | A | 21
Unknown | B | 475
Unknown | E | 1862
Unknown | F | 328
Unknown Total |  | 2686
Zone 1 | A | 0
Zone 1 | B | 0
Zone 1 | E | 0
Zone 1 | F | 0
Zone 1 Total |  | 0
Grand Total |  | 6933
Allocating "Unknown" between different tiers:
Unknown | A | 21
Unknown | B | 475
Unknown | E | 1862
Unknown | F | 328
Unknown Total |  | 2686
Tier | Priority | Count of Notifictn | Percent allocation by Priority
Tier 1 | A | 7 | 46.67%
Tier 1 | B | 128 | 24.43%
Tier 1 | E | 45 | 1.439%
Tier 1 | F | 21 | 3.614%
Tier 2 | A | 4 | 26.67%
Tier 2 | B | 225 | 42.94%
Tier 2 | E | 2046 | 65.43%
Tier 2 | F | 305 | 52.5%
Tier 3 | A | 4 | 26.67%
Tier 3 | B | 171 | 32.63%
Tier 3 | E | 1036 | 33.13%
Tier 3 | F | 255 | 43.89%
Zone 1 | A | 0 | 0%
Zone 1 | B | 0 | 0%
Zone 1 | E | 0 | 0%
Zone 1 | F | 0 | 0%
New tag count after allocation of "Unknown" tags:
Tier | Priority | Count of Notifictn
Tier 1 | A | 16.8
Tier 1 | B | 244.0305
Tier 1 | E | 71.7957
Tier 1 | F | 32.8554
Tier 1 Total |  | 365.4816
Tier 2 | A | 9.6
Tier 2 | B | 428.9599
Tier 2 | E | 3264.3089
Tier 2 | F | 477.1859
Tier 2 Total |  | 4180.0547
Tier 3 | A | 9.6
Tier 3 | B | 326.0095
Tier 3 | E | 1652.8954
Tier 3 | F | 398.9587
Tier 3 Total |  | 2387.4637
Zone 1 | A | 0
Zone 1 | B | 0
Zone 1 | E | 0
Zone 1 | F | 0
Zone 1 Total |  | 0
Grand Total |  | 6933

## 7.3.4.2_Effectiveness
Projected # of Ignitions Prevented by Closed Transmission Overhead LC Inspection Tags
|  | Total Tags generated by Type * % of Exposure assigned to Transmission |  |  |  |  | Tag find rate multiplier for reinspected TOH circuits--> | 1 | 1 | 1 |  | Transmission Overhead Annual Ignition to Outage Rate--> 19 ignitions out of 770 Outages due to Equipment Failure sub-driver in all Transmission Overheads from 2015-2019 |  |  | 2.468%
Non-HFTD (Tier 1) | Transmission Overhead Miles (approx.) | 2021 Total Tags | Tag % of total | 2020 Tag Find Rate (tag/Transmission Overhead) | 2021 Annual Work Scope | 2022 Annual Work Scope | 2023 Annual Work Scope | 2021 Closed Tags | 2022 Estimated Closed Tags | 2023 Estimated Closed Tags | Tag to outage Ratio | 2021 Estimated # Outages Prevented | 2022 Estimated # Outages Prevented | 2023 Estimated # Outages Prevented | 2021 Estimated # Ignitions Prevented | 2022 Estimated # Ignitions Prevented | 2023 Estimated # Ignitions Prevented
A | 13220.51 | 16.8 | 4.597% | 0.0063538 | 20% | 20% | 20% | 16.8 | 16.8 | 16.8 | 70% | 11.76 | 11.76 | 11.76 | 0.29018 | 0.29018 | 0.29018
B |  | 244.0305 | 66.77% | 0.092292 |  |  |  | 244.0305 | 244.0305 | 244.0305 | 50% | 122.0153 | 122.0153 | 122.0153 | 3.0108 | 3.0108 | 3.0108
E |  | 71.7957 | 19.64% | 0.027153 |  |  |  | 71.7957 | 71.7957 | 71.7957 | 1% | 0.71796 | 0.71796 | 0.71796 | 0.017716 | 0.017716 | 0.017716
F |  | 32.8554 | 8.99% | 0.012426 |  |  |  | 32.8554 | 32.8554 | 32.8554 | 1% | 0.32855 | 0.32855 | 0.32855 | 0.0081072 | 0.0081072 | 0.0081072
H |  | 0 | 0% | 0 |  |  |  | 0 | 0 | 0 | 1% | 0 | 0 | 0 | 0 | 0 | 0
Total | 69.27% | 365.4816 |  | 0.027645 |  |  |  | 365.4816 | 365.4816 | 365.4816 |  | 134.8218 | 134.8218 | 134.8218 | 3.3268 | 3.3268 | 3.3268
|  | Total Tags generated by Type * % of Exposure assigned to Transmission |  |  |  |  | Tag find rate multiplier for reinspected Transmission Overheads--> | 1 | 1 | 1 |  | Transmission Overhead Annual Ignition to Outage Rate--> 19 ignitions out of 770 Outages due to Equipment Failure sub-driver in all Transmission Overheads from 2015-2019 |  |  | 2.468%
Tier 2 | Transmission Overhead Miles (approx.) | 2021 Total Tags | Tag % of total | 2020 Tag Find Rate (tag/Transmission Overhead) | 2021 Annual Work Scope | 2022 Annual Work Scope | 2023 Annual Work Scope | 2021 Closed Tags | 2022 Estimated Closed Tags | 2023 Estimated Closed Tags | Tag to outage Ratio | 2021 Estimated # Outages Prevented | 2022 Estimated # Outages Prevented | 2023 Estimated # Outages Prevented | 2021 Estimated # Ignitions Prevented | 2022 Estimated # Ignitions Prevented | 2023 Estimated # Ignitions Prevented
A | 4478.34 | 9.6 | 0.2297% | 0.0064959 | 33% | 33% | 33% | 9.6 | 9.6 | 9.6 | 70% | 6.72 | 6.72 | 6.72 | 0.16582 | 0.16582 | 0.16582
B |  | 428.9599 | 10.26% | 0.29026 |  |  |  | 428.9599 | 428.9599 | 428.9599 | 50% | 214.48 | 214.48 | 214.48 | 5.2924 | 5.2924 | 5.2924
E |  | 3264.3089 | 78.09% | 2.2088 |  |  |  | 3264.3089 | 3264.3089 | 3264.3089 | 1% | 32.6431 | 32.6431 | 32.6431 | 0.80548 | 0.80548 | 0.80548
F |  | 477.1859 | 11.42% | 0.32289 |  |  |  | 477.1859 | 477.1859 | 477.1859 | 1% | 4.7719 | 4.7719 | 4.7719 | 0.11775 | 0.11775 | 0.11775
H |  | 0 | 0% | 0 |  |  |  | 0 | 0 | 0 | 1% | 0 | 0 | 0 | 0 | 0 | 0
Total | 23.46% | 4180.0547 |  | 0.93339 |  |  |  | 4180.0547 | 4180.0547 | 4180.0547 |  | 258.6149 | 258.6149 | 258.6149 | 6.3814 | 6.3814 | 6.3814
|  | Total Tags generated by Type * % of Exposure assigned to Transmission |  |  |  |  | Tag find rate multiplier for reinspected Transmission Overheads--> | 1 | 1 | 1 |  | Transmission Overhead Annual Ignition to Outage Rate--> 19 ignitions out of 770 Outages due to Equipment Failure sub-driver in all Transmission Overheads from 2015-2019 |  |  | 2.468%
Tier 3 + Zone 1 | Transmission Overhead Miles (approx.) | 2021 Total Tags | Tag % of total | 2020 Tag Find Rate (tag/Transmission Overhead) | 2021 Annual Work Scope | 2022 Annual Work Scope | 2023 Annual Work Scope | 2021 Closed Tags | 2022 Estimated Closed Tags | 2023 Estimated Closed Tags | Tag to outage Ratio | 2021 Estimated # Outages Prevented | 2022 Estimated # Outages Prevented | 2023 Estimated # Outages Prevented | 2021 Estimated # Ignitions Prevented | 2022 Estimated # Ignitions Prevented | 2023 Estimated # Ignitions Prevented
A | 1387.15 | 9.6 | 0.4021% | 0.0069207 | 100% | 100% | 100% | 9.6 | 9.6 | 9.6 | 70% | 6.72 | 6.72 | 6.72 | 0.16582 | 0.16582 | 0.16582
B |  | 326.0095 | 13.66% | 0.23502 |  |  |  | 326.0095 | 326.0095 | 326.0095 | 50% | 163.0048 | 163.0048 | 163.0048 | 4.0222 | 4.0222 | 4.0222
E |  | 1652.8954 | 69.23% | 1.1916 |  |  |  | 1652.8954 | 1652.8954 | 1652.8954 | 1% | 16.529 | 16.529 | 16.529 | 0.40786 | 0.40786 | 0.40786
F |  | 398.9587 | 16.71% | 0.28761 |  |  |  | 398.9587 | 398.9587 | 398.9587 | 1% | 3.9896 | 3.9896 | 3.9896 | 0.098444 | 0.098444 | 0.098444
H |  | 0 | 0% | 0 |  |  |  | 0 | 0 | 0 | 1% | 0 | 0 | 0 | 0 | 0 | 0
Total | 7.268% | 2387.4637 |  | 1.7211 |  |  |  | 2387.4637 | 2387.4637 | 2387.4637 |  | 190.2433 | 190.2433 | 190.2433 | 4.6943 | 4.6943 | 4.6943
Total HFTD | 5865.49 |  |  | 5509.1042 | The total line miles worked in a year
Total Transmission Overhead Miles | 19086 |  |  | 28.86% | The percentage of line miles worked in a year
Baseline freq of ignitions due to equipment failure in HFTD & Non-HFTD Transmission Overheads | 1.6337 | per year, based on 2015-2019 data (HFTD & Non-HFTD)
| 2020 | 2021 | 2022
# of Transmission Overheads inspected (scope of work) | 5509.1042 | 5509.1042 | 5509.1042
Closed Tags | 6933 | 6933 | 6933
# ignitions avoided | 14.4025 | 14.4025 | 14.4025
Freq of ignitions without control | 16.0362 | equals number of ignitions avoided+baseline frequency of ignitions
Effectiveness percent | 89.81% | equals # ignitions avoided/Inherent freq of ignitions

## 7.3.4.4_Financials
Source file: | 2022 WMP MASTER financials reach out v7.xlsx
Source file location: | WMP -> 2022 -> Financials
|  |  | MWC | MAT | Expense | Expense | Expense ($) |  | Capital | Capital | Capital ($)
[5 empty] | 2020 | 2021 | 2022 | 2023 | 2020 | 2021 | 2022 | 2023
|  | Infrared Inspections (Distribution) | BF | BFC | 1561335.47 | 2118108.32 | 2225892.7078 | 2290094.9157

## 7.3.4.4_Effectiveness
Projected # of Ignitions Prevented by Distribution Infrared Inspection Tags
In 2020 - 2023 - Tier 3 & Tier 2 will be inspected every 3 years, and Tier 1 will be inspected every 10 years. Assumed Buffer Zone is part of Zone 1 | [6 empty] | Tag find rate multiplier for reinspected DOH circuits--> | 1 | 1 | 1 |  | Distribution Overhead Annual Ignition to Outage Rate--> due to Equipment Failure sub-driver in all Distribution Overheads from 2015-2020 |  |  | 1.133%
Tier 3 | Distribution Overhead Miles (approx.) | 2020 Total Tags | Tag % of total | 2020 Tag Find Rate (tag/Distribution Overhead) | 2020 Closed Tags | 2021 Annual Work Scope | 2022 Annual Work Scope | 2020 Estimated Closed Tags | 2021 Estimated Closed Tags | 2022 Estimated Closed Tags | Tag to outage Ratio | 2020 Estimated # Outages Prevented | 2021 Estimated # Outages Prevented | 2022 Estimated # Outages Prevented | 2020 Estimated # Ignitions Prevented | 2021 Estimated # Ignitions Prevented | 2022 Estimated # Ignitions Prevented
A | 7124.7516 | 0 | 0% | 0 | 33.33% | 33.33% | 33.33% | 0 | 0 | 0 | 70% | 0 | 0 | 0 | 0 | 0 | 0
B |  | 8 | 53.33% | 0.0033685 |  |  |  | 8 | 8 | 8 | 50% | 4 | 4 | 4 | 0.0453 | 0.0453 | 0.0453
E |  | 7 | 46.67% | 0.0029475 |  |  |  | 7 | 7 | 7 | 1% | 0.07 | 0.07 | 0.07 | 0.00079275 | 0.00079275 | 0.00079275
F |  | 0 | 0% | 0 |  |  |  | 0 | 0 | 0 | 1% | 0 | 0 | 0 | 0 | 0 | 0
H |  | 0 | 0% | 0 |  |  |  | 0 | 0 | 0 | 1% | 0 | 0 | 0 | 0 | 0 | 0
Total |  | 15 |  | 0.0021053 |  |  |  | 15 | 15 | 15 |  | 4.07 | 4.07 | 4.07 | 0.046093 | 0.046093 | 0.046093
[7 empty] | Tag find rate multiplier for reinspected DOH circuits--> | 1 | 1 | 1
Tier 2 | Distribution Overhead Miles (approx.) | 2020 Total Tags | Tag % of total | 2020 Tag Find Rate (tag/Distribution Overhead) | 2020 Closed Tags | 2021 Annual Work Scope | 2022 Annual Work Scope | 2020 Estimated Closed Tags | 2021 Estimated Closed Tags | 2022 Estimated Closed Tags | Tag to outage Ratio | 2020 Estimated # Outages Prevented | 2021 Estimated # Outages Prevented | 2022 Estimated # Outages Prevented | 2020 Estimated # Ignitions Prevented | 2021 Estimated # Ignitions Prevented | 2022 Estimated # Ignitions Prevented
A | 18326.3019 | 0 | 0% | 0 | 33.33% | 33.33% | 33.33% | 0 | 0 | 0 | 70% | 0 | 0 | 0 | 0 | 0 | 0
B |  | 8 | 30.77% | 0.0013096 |  |  |  | 8 | 8 | 8 | 50% | 4 | 4 | 4 | 0.0453 | 0.0453 | 0.0453
E |  | 18 | 69.23% | 0.0029466 |  |  |  | 18 | 18 | 18 | 1% | 0.18 | 0.18 | 0.18 | 0.0020385 | 0.0020385 | 0.0020385
F |  | 0 | 0% | 0 |  |  |  | 0 | 0 | 0 | 1% | 0 | 0 | 0 | 0 | 0 | 0
H |  | 0 | 0% | 0 |  |  |  | 0 | 0 | 0 | 1% | 0 | 0 | 0 | 0 | 0 | 0
Total |  | 26 |  | 0.0014187 |  |  |  | 26 | 26 | 26 |  | 4.18 | 4.18 | 4.18 | 0.047339 | 0.047339 | 0.047339
[7 empty] | Tag find rate multiplier for reinspected DOH circuits--> | 1 | 1 | 1
Zone 1 | Distribution Overhead Miles (approx.) | 2020 Total Tags | Tag % of total | 2020 Tag Find Rate (tag/Distribution Overhead) | 2020 Closed Tags | 2021 Annual Work Scope | 2022 Annual Work Scope | 2020 Estimated Closed Tags | 2021 Estimated Closed Tags | 2022 Estimated Closed Tags | Tag to outage Ratio | 2020 Estimated # Outages Prevented | 2021 Estimated # Outages Prevented | 2022 Estimated # Outages Prevented | 2020 Estimated # Ignitions Prevented | 2021 Estimated # Ignitions Prevented | 2022 Estimated # Ignitions Prevented
A | 10.6159 | 0 | 0% | 0 | 33.33% | 33.33% | 33.33% | 0 | 0 | 0 | 70% | 0 | 0 | 0 | 0 | 0 | 0
B |  | 1 | 50% | 0.2826 |  |  |  | 1 | 1 | 1 | 50% | 0.5 | 0.5 | 0.5 | 0.0056625 | 0.0056625 | 0.0056625
E |  | 1 | 50% | 0.2826 |  |  |  | 1 | 1 | 1 | 1% | 0.01 | 0.01 | 0.01 | 0.00011325 | 0.00011325 | 0.00011325
F |  | 0 | 0% | 0 |  |  |  | 0 | 0 | 0 | 1% | 0 | 0 | 0 | 0 | 0 | 0
H |  | 0 | 0% | 0 |  |  |  | 0 | 0 | 0 | 1% | 0 | 0 | 0 | 0 | 0 | 0
Total |  | 2 |  | 0.1884 |  |  |  | 2 | 2 | 2 |  | 0.51 | 0.51 | 0.51 | 0.0057758 | 0.0057758 | 0.0057758
[7 empty] | Tag find rate multiplier for reinspected DOH circuits--> | 1 | 1 | 1 |  | Non-HFTD Distribution Overhead Annual Ignition to Outage Rate--> Due to Equipment Failure - 530 ignitions/40919 outages |  |  | 1.295%
Tier 1 | Distribution Overhead Miles (approx.) | 2020 Total Tags | Tag % of total | 2020 Tag Find Rate (tag/Distribution Overhead) | 2020 Closed Tags | 2021 Annual Work Scope | 2022 Annual Work Scope | 2023 Annual Work Scope | 2024 Annual Work Scope | 2025 Annual Work Scope | 2026 Annual Work Scope | 2020 Estimated # Outages Prevented | 2021 Estimated # Outages Prevented | 2022 Estimated # Outages Prevented | 2020 Estimated # Ignitions Prevented | 2021 Estimated # Ignitions Prevented | 2022 Estimated # Ignitions Prevented
A | 55300 | 0 | 0% | 0 | 10% | 10% | 10% | 0 | 0 | 0 | 70% | 0 | 0 | 0 | 0 | 0 | 0
B |  | 65 | 56.03% | 0.011754 |  |  |  | 65 | 65 | 65 | 50% | 32.5 | 32.5 | 32.5 | 0.42095 | 0.42095 | 0.42095
E |  | 51 | 43.97% | 0.0092224 |  |  |  | 51 | 51 | 51 | 1% | 0.51 | 0.51 | 0.51 | 0.0066057 | 0.0066057 | 0.0066057
F |  | 0 | 0% | 0 |  |  |  | 0 | 0 | 0 | 1% | 0 | 0 | 0 | 0 | 0 | 0
H |  | 0 | 0% | 0 |  |  |  | 0 | 0 | 0 | 1% | 0 | 0 | 0 | 0 | 0 | 0
Total |  | 116 |  | 0.0020976 |  |  |  | 116 | 116 | 116 |  | 33.01 | 33.01 | 33.01 | 0.42756 | 0.42756 | 0.42756
Total Distribution Overhead Miles | 80761.6694
Effectiveness per 100 miles inspected | 0.3758%

## 7.3.4.5_Financials
Source file: | 2022 WMP MASTER financials reach out v7.xlsx
Source file location: | WMP -> 2022 -> Financials
|  |  | MWC | MAT | Expense | Expense | Expense ($) |  | Capital | Capital | Capital ($)
[5 empty] | 2020 | 2021 | 2022 | 2023 | 2020 | 2021 | 2022 | 2023
|  | Infrared Inspections (Transmission) | BF | BFV | 1443600 | 2534511.35 | 2220000 | 2220000

## 7.3.4.5_Effectiveness
Projected # of Ignitions Prevented by Transmission IR Inspection Tags
|  | Total Tags generated by Type * % of Exposure assigned to Transmission |  |  |  |  | Tag find rate multiplier for reinspected TOH circuits--> | 1 | 1 | 1 |  | Transmission Overhead Annual Ignition to Outage Rate--> 19 ignitions out of 770 Outages due to Equipment Failure sub-driver in all Transmission Overheads from 2015-2019 |  |  | 2.468%
Tier 2 + Zone1 | Transmission Overhead Miles (approx.) | 2020 Total Tags | Tag % of total | 2020 Tag Find Rate (tag/Transmission Overhead) | 2020 Annual Work Scope | 2021 Annual Work Scope | 2022 Annual Work Scope | 2020 Closed Tags | 2021 Estimated Closed Tags | 2022 Estimated Closed Tags | Tag to outage Ratio | 2020 Estimated # Outages Prevented | 2021 Estimated # Outages Prevented | 2022 Estimated # Outages Prevented | 2020 Estimated # Ignitions Prevented | 2021 Estimated # Ignitions Prevented | 2022 Estimated # Ignitions Prevented
A | 4484.51 | 0 | 0% | 0 | 33.33% | 33.33% | 33.33% | 0 | 0 | 0 | 70% | 0 | 0 | 0 | 0 | 0 | 0
B |  | 1 | 100% | 0.00066897 |  |  |  | 1 | 1 | 1 | 50% | 0.5 | 0.5 | 0.5 | 0.012338 | 0.012338 | 0.012338
E |  | 0 | 0% | 0 |  |  |  | 0 | 0 | 0 | 1% | 0 | 0 | 0 | 0 | 0 | 0
F |  | 0 | 0% | 0 |  |  |  | 0 | 0 | 0 | 1% | 0 | 0 | 0 | 0 | 0 | 0
H |  | 0 | 0% | 0 |  |  |  | 0 | 0 | 0 | 1% | 0 | 0 | 0 | 0 | 0 | 0
Total |  | 1 |  | 0.00022299 |  |  |  | 1 | 1 | 1 |  | 0.5 | 0.5 | 0.5 | 0.012338 | 0.012338 | 0.012338
[5 empty] | 5317.7367 | The total line miles worked in a year
[5 empty] | 29.34% | The percentage of line miles worked in a year
Baseline freq of ignitions due to equipment failure in HFTD & Non-HFTD Transmission Overheads | 1.6606 | per year, based on 2015-2019 data (HFTD & Non-HFTD)
| 2020 | 2021 | 2022
# of Transmission Overheads inspected (scope of work) | 1494.8367 | 1494.8367 | 1494.8367
Tags found | 1 | 1 | 1
# ignitions avoided | 0.012338 | 0.012338 | 0.012338
Freq of ignitions without control | 1.6729 | equals number of ignitions avoided+baseline frequency of ignitions
Effectiveness percent | 0.7375% | equals # ignitions avoided/Inherent freq of ignitions

## 7.3.4.6.1_Exposure
Source file: | 2022 WMP MASTER financials reach out v7.xlsx
Source file location: | WMP -> 2022 -> Financials
Number of poles expected to be inspected
2020 | 2021 | 2022 | 2022
238000 | 217211 | 295000 | 260000
From GRC 2023 filing:
HFTD Summary | Pole Count
Tier 3 | 193605
Tier 2 | 437078
Non-HFTD | 1647964
Total | 2278647
(Per SME, round HFTD to 650k, and total poles to 2.3M)
HFTD Summary | Pole Count | %
HFTD | 650000 | 28.26%
Non-HFTD | 1650000 | 71.74%
Total | 2300000 | 100%
2021 poles are broken down based on % Tranches (# of poles * the tranche breakdown). Assumed 2022-2026 have the same % of poles in each tranche
Per SME (Jack D'Angelo in WMP), out of all 2021 poles = 47.7k T2, 32.6k T3.
Poles broken down based on HFTD & Non-HFTD tranches
| 2020 | 2021 | 2022 | 2023
HFTD - Distribution - All | 67260.8696 | 61385.7174 | 83369.5652 | 73478.2609
non-HFTD - Distribution | 170739.1304 | 155825.2826 | 211630.4348 | 186521.7391
100 | Number of poles tested and treated

## 7.3.4.6.1_Financials
Source file: | 2022 WMP MASTER financials reach out v7.xlsx
Source file location: | WMP -> 2022 -> Financials
|  |  | MWC | MAT | Expense | Expense | Expense ($) |  | Capital | Capital | Capital ($)
[5 empty] | 2020 | 2021 | 2022 | 2023 | 2020 | 2021 | 2022 | 2023
|  | Intrusive Pole Inspections - Distribution | GA | GAA | 17446665.22 | 17628532.11 | 21239442.0114 | 19247047.061

## 7.3.4.6.1_Effectiveness
Source file: | GRC 2023 filing
Projected # of Ignitions Prevented by Intrusive Pole Inspections
Per SME, 238,258 poles were inspected in 2020 with 4% of inspected poles needing replacement/reinforcement (2% each). | [12 empty] | 2015-2020 Pole-related HFTD & Non-HFTD Distribution Ignition to Outage Rate--> 81 pole-related ignitions/4698 pole-related outages |  |  | 1.724%
Work done | Distribution Overhead Poles (approx.) | 2020 Total Poles Worked | Pole % of Total | 2020 Pole Find Rate (pole/mile) | 2020 Annual Work Scope | 2021 Annual Work Scope | 2022 Annual Work Scope | 2020 Poles Found | 2021 Estimated Poles to be found | 2022 Estimated Poles to be found | Work done to outage ratio | 2020 Estimated # Outages Prevented | 2021 Estimated # Outages Prevented | 2022 Estimated # Outages Prevented | 2020 Estimated # Ignitions Prevented | 2021 Estimated # Ignitions Prevented | 2022 Estimated # Ignitions Prevented
Replacement | 238258 | 4765.16 | 50% | 0.2 | 10% | 10% | 10% | 4765.16 | 4765.16 | 4765.16 | 70% | 3335.612 | 3335.612 | 3335.612 | 57.5106 | 57.5106 | 57.5106
Reinforcement |  | 4765.16 | 50% | 0.2 |  |  |  | 4765.16 | 4765.16 | 4765.16 | 50% | 2382.58 | 2382.58 | 2382.58 | 41.079 | 41.079 | 41.079
|  |  | 0% | 0 |  |  |  | 0 | 0 | 0 |  | 0 | 0 | 0 | 0 | 0 | 0
|  |  | 0% | 0 |  |  |  | 0 | 0 | 0 |  | 0 | 0 | 0 | 0 | 0 | 0
|  |  | 0% | 0 |  |  |  | 0 | 0 | 0 |  | 0 | 0 | 0 | 0 | 0 | 0
Total | 238258 | 9530.32 |  | 0.04 |  |  |  | 9530.32 | 9530.32 | 9530.32 |  | 5718.192 | 5718.192 | 5718.192 | 98.5895 | 98.5895 | 98.5895
Effectiveness per 100 poles inspected | 4.138%

## 7.3.4.11_Exposure
Source file: | GRC 2023 filing
66.67% | Tier 2 (HFTD)- 2 patrols in 3 years
From 2023 onwards:
75% | Tier 2 - 3 patrols in 4 years
66.67% | Tier 3 - 2 patrols in 3 years
Non-HFTD Patrols - every year when there's no inspections on urban areas & every other year when there's no inspections in rural areas. Took 2021 units assumption (from SME) of 46.3% of Non-HFTD is urban, and 53.7% of Non-HFTD is rural. Exposure: (urban % * Non-HFTD miles * frequency of urban patrols)+(rural % * Non-HFTD miles * frequency of rural patrols) / total Non-HFTD miles
80% | Non-HFTD - 4 patrols in 5 years
46.3% | Urban Non-HFTD
53.7% | Rural Non-HFTD
80% | Frequency of Urban Patrols
40% | Frequency of Rural Patrols
100 | Miles. Aligning exposure calculations to effectiveness, since effectiveness is defined per 100 miles

## 7.3.4.11_Financials
Source file: | 2022 WMP MASTER financials reach out v7.xlsx
Source file location: | WMP -> 2022 -> Financials
|  |  | MWC | MAT | Expense | Expense | Expense ($) |  | Capital | Capital | Capital ($)
[5 empty] | 2020 | 2021 | 2022 | 2023 | 2020 | 2021 | 2022 | 2023
|  | Patrol inspections of Distribution | BF | BFA | 7737250.18 | 6097237 | 6062917.91 | 6237792.788

## 7.3.4.11_Effectiveness_Source
Source file: | 2021 Completed ECs as of 01.02.22.xlsx
File Location: | WMP > 2022 > Tags Data
Tab referenced: | "Pivot"
Filters used: | Keyword "PATR" used within 'Notification User Status' column to filter our Inspection EC tags
Tier | Priority | Count of Notifictn
Tier 1 | A | 245
Tier 1 | B | 236
Tier 1 | E | 259
Tier 1 | F | 12
Tier 1 Total |  | 752
Tier 2 | A | 72
Tier 2 | B | 69
Tier 2 | E | 81
Tier 2 | F | 4
Tier 2 Total |  | 226
Tier 3 | A | 81
Tier 3 | B | 9
Tier 3 | E | 26
Tier 3 | F | 0
Tier 3 Total |  | 116
Unknown | A | 33
Unknown | B | 40
Unknown | E | 29
Unknown | F | 5
Unknown Total |  | 107
Zone 1 | A | 0
Zone 1 | B | 0
Zone 1 | E | 0
Zone 1 | F | 0
Zone 1 Total |  | 0
Grand Total |  | 1201
Allocating "Unknown" between different tiers:
Unknown | A | 33
Unknown | B | 40
Unknown | E | 29
Unknown | F | 5
Unknown Total |  | 107
Tier | Priority | Count of Notifictn | Percent allocation by Priority
Tier 1 | A | 245 | 61.56%
Tier 1 | B | 236 | 75.16%
Tier 1 | E | 259 | 70.77%
Tier 1 | F | 12 | 75%
Tier 2 | A | 72 | 18.09%
Tier 2 | B | 69 | 21.97%
Tier 2 | E | 81 | 22.13%
Tier 2 | F | 4 | 25%
Tier 3 | A | 81 | 20.35%
Tier 3 | B | 9 | 2.866%
Tier 3 | E | 26 | 7.104%
Tier 3 | F | 0 | 0%
Zone 1 | A | 0 | 0%
Zone 1 | B | 0 | 0%
Zone 1 | E | 0 | 0%
Zone 1 | F | 0 | 0%
New tag count after allocation of "Unknown" tags:
Tier | Priority | Count of Notifictn
Tier 1 | A | 265.3141
Tier 1 | B | 266.0637
Tier 1 | E | 279.5219
Tier 1 | F | 15.75
Tier 1 Total |  | 826.6496
Tier 2 | A | 77.9698
Tier 2 | B | 77.7898
Tier 2 | E | 87.418
Tier 2 | F | 5.25
Tier 2 Total |  | 248.4277
Tier 3 | A | 87.7161
Tier 3 | B | 10.1465
Tier 3 | E | 28.0601
Tier 3 | F | 0
Tier 3 Total |  | 125.9227
Zone 1 | A | 0
Zone 1 | B | 0
Zone 1 | E | 0
Zone 1 | F | 0
Zone 1 Total |  | 0
Grand Total |  | 1201

## 7.3.4.11_Effectiveness
Projected # of Ignitions Prevented by Closed Distribution Overhead EC Patrol Tags
|  | Total Tags generated by Type * % of Exposure assigned to Distribution | [5 empty] | Tag find rate multiplier for reinspected DOH circuits--> | 1 | 1 | 1 |  | Non-HFTD Distribution Overhead Annual Ignition to Outage Rate--> Due to Equipment Failure |  |  | 1.295%
Non-HFTD (Tier 1) | Distribution Overhead Miles (approx.) | 2021 Total Tags | Tag % of total | 2021 Tag Find Rate (Tag/Distribution Overhead) | 2021 Annual Work Scope | 2022 Annual Work Scope | 2023 Annual Work Scope | 2021 Closed Tags | 2022 Estimated Closed Tags | 2023 Estimated Closed Tags | Tag to outage Ratio | 2021 Estimated # Outages Prevented | 2022 Estimated # Outages Prevented | 2023 Estimated # Outages Prevented | 2021 Estimated # Ignitions Prevented | 2022 Estimated # Ignitions Prevented | 2023 Estimated # Ignitions Prevented
A | 55300 | 265.3141 | 32.1% | 0.0059972 | 80% | 80% | 80% | 265.3141 | 265.3141 | 265.3141 | 70% | 185.7198 | 185.7198 | 185.7198 | 2.4055 | 2.4055 | 2.4055
B |  | 266.0637 | 32.19% | 0.0060141 |  |  |  | 266.0637 | 266.0637 | 266.0637 | 50% | 133.0318 | 133.0318 | 133.0318 | 1.7231 | 1.7231 | 1.7231
E |  | 279.5219 | 33.81% | 0.0063183 |  |  |  | 279.5219 | 279.5219 | 279.5219 | 1% | 2.7952 | 2.7952 | 2.7952 | 0.036205 | 0.036205 | 0.036205
F |  | 15.75 | 1.905% | 0.00035601 |  |  |  | 15.75 | 15.75 | 15.75 | 1% | 0.1575 | 0.1575 | 0.1575 | 0.00204 | 0.00204 | 0.00204
H |  | 0 |  | 0 |  |  |  | 0 | 0 | 0 | 1% | 0 | 0 | 0 | 0 | 0 | 0
Total | 75.11% | 826.6496 |  | 0.014948 |  |  |  | 826.6496 | 826.6496 | 826.6496 |  | 321.7044 | 321.7044 | 321.7044 | 4.1669 | 4.1669 | 4.1669
|  | Total Tags generated by Type * % of Exposure assigned to Distribution | [5 empty] | Tag find rate multiplier for reinspected DOH circuits--> | 1 | 1 | 1 |  | Distribution Overhead Annual Ignition to Outage Rate--> 130 ignitions out of 11479 Outages due to Equipment Failure sub-driver in all Distribution Overheads from 2015-2020 |  |  | 1.133%
Tier 2 | Distribution Overhead Miles (approx.) | 2021 Total Tags | Tag % of total | 2021 Tag Find Rate (Tag/Distribution Overhead) | 2021 Annual Work Scope | 2022 Annual Work Scope | 2023 Annual Work Scope | 2021 Closed Tags | 2022 Estimated Closed Tags | 2023 Estimated Closed Tags | Tag to outage Ratio | 2021 Estimated # Outages Prevented | 2022 Estimated # Outages Prevented | 2023 Estimated # Outages Prevented | 2021 Estimated # Ignitions Prevented | 2022 Estimated # Ignitions Prevented | 2023 Estimated # Ignitions Prevented
A | 18326.3019 | 165.6859 | 44.26% | 0.013561 | 66.67% | 66.67% | 66.67% | 165.6859 | 165.6859 | 165.6859 | 70% | 115.9802 | 115.9802 | 115.9802 | 1.3135 | 1.3135 | 1.3135
B |  | 87.9363 | 23.49% | 0.0071975 |  |  |  | 87.9363 | 87.9363 | 87.9363 | 50% | 43.9682 | 43.9682 | 43.9682 | 0.49794 | 0.49794 | 0.49794
E |  | 115.4781 | 30.85% | 0.0094518 |  |  |  | 115.4781 | 115.4781 | 115.4781 | 1% | 1.1548 | 1.1548 | 1.1548 | 0.013078 | 0.013078 | 0.013078
F |  | 5.25 | 1.402% | 0.00042971 |  |  |  | 5.25 | 5.25 | 5.25 | 1% | 0.0525 | 0.0525 | 0.0525 | 0.00059456 | 0.00059456 | 0.00059456
H |  | 0 | 0% | 0 |  |  |  | 0 | 0 | 0 | 1% | 0 | 0 | 0 | 0 | 0 | 0
Total | 24.89% | 374.3504 |  | 0.020427 |  |  |  | 374.3504 | 374.3504 | 374.3504 |  | 161.1556 | 161.1556 | 161.1556 | 1.8251 | 1.8251 | 1.8251
Total HFTD | 18326.3019
Total Distribution Overhead Miles | 73626.3019
Effectiveness per 100 miles patrolled | 1.061%

## 7.3.4.12_Financials
Source file: | 2022 WMP MASTER financials reach out v7.xlsx
Source file location: | WMP -> 2022 -> Financials
|  |  | MWC | MAT | Expense | Expense | Expense ($) |  | Capital | Capital | Capital ($)
[5 empty] | 2020 | 2021 | 2022 | 2023 | 2020 | 2021 | 2022 | 2023
|  | Patrol inspections of Transmission | BF | BFU | 170488.64 | 59654.95 | 83683.1 | 83683.1

## 7.3.4.12_Effectiveness_Source
Source file: | 2021 T-Line.xlsx
File Location: | WMP > 2022 > Tags Data
Tab referenced: | "Pivot"
Filters used: | Status = "PATR", Notificaiton User Status = "COMP"
Tier | Priority | Count of Notifictn
Tier 1 | A | 9
Tier 1 | B | 29
Tier 1 | E | 3
Tier 1 | F | 0
Tier 1 Total |  | 41
Tier 2 | A | 31
Tier 2 | B | 15
Tier 2 | E | 87
Tier 2 | F | 19
Tier 2 Total |  | 152
Tier 3 | A | 11
Tier 3 | B | 4
Tier 3 | E | 22
Tier 3 | F | 10
Tier 3 Total |  | 47
Unknown | A | 38
Unknown | B | 103
Unknown | E | 65
Unknown | F | 18
Unknown Total |  | 224
Zone 1 | A | 0
Zone 1 | B | 0
Zone 1 | E | 0
Zone 1 | F | 0
Zone 1 Total |  | 0
Grand Total |  | 464
Allocating "Unknown" between different tiers:
Unknown | A | 38
Unknown | B | 103
Unknown | E | 65
Unknown | F | 18
Unknown Total |  | 224
Tier | Priority | Count of Notifictn | Percent allocation by Priority
Tier 1 | A | 9 | 17.65%
Tier 1 | B | 29 | 60.42%
Tier 1 | E | 3 | 2.679%
Tier 1 | F | 0 | 0%
Tier 2 | A | 31 | 60.78%
Tier 2 | B | 15 | 31.25%
Tier 2 | E | 87 | 77.68%
Tier 2 | F | 19 | 65.52%
Tier 3 | A | 11 | 21.57%
Tier 3 | B | 4 | 8.333%
Tier 3 | E | 22 | 19.64%
Tier 3 | F | 10 | 34.48%
Zone 1 | A | 0 | 0%
Zone 1 | B | 0 | 0%
Zone 1 | E | 0 | 0%
Zone 1 | F | 0 | 0%
New tag count after allocation of "Unknown" tags:
Tier | Priority | Count of Notifictn
Tier 1 | A | 15.7059
Tier 1 | B | 91.2292
Tier 1 | E | 4.7411
Tier 1 | F | 0
Tier 1 Total |  | 111.6761
Tier 2 | A | 54.098
Tier 2 | B | 47.1875
Tier 2 | E | 137.4911
Tier 2 | F | 30.7931
Tier 2 Total |  | 269.5697
Tier 3 | A | 19.1961
Tier 3 | B | 12.5833
Tier 3 | E | 34.7679
Tier 3 | F | 16.2069
Tier 3 Total |  | 82.7542
Zone 1 | A | 0
Zone 1 | B | 0
Zone 1 | E | 0
Zone 1 | F | 0
Zone 1 Total |  | 0
Grand Total |  | 464

## 7.3.4.12_Effectiveness
Projected # of Ignitions Prevented by Closed Transmission Overhead LC Patrol Tags
|  | Total Tags generated by Type * % of Exposure assigned to Transmission | [5 empty] | Tag find rate multiplier for reinspected TOH circuits--> | 1 | 1 | 1 |  | Transmission Overhead Annual Ignition to Outage Rate--> 19 ignitions out of 770 Outages due to Equipment Failure sub-driver in all Transmission Overheads from 2015-2019 |  |  | 2.468%
Non-HFTD (Tier 1) | Transmission Overhead Miles (approx.) | 2021 Total Tags | Tag % of total | 2021 Tag Find Rate (Tag/Transmission Overhead) | 2021 Annual Work Scope | 2022 Annual Work Scope | 2023 Annual Work Scope | 2021 Closed Tags | 2022 Estimated Closed Tags | 2023 Estimated Closed Tags | Tag to outage Ratio | 2021 Estimated # Outages Prevented | 2022 Estimated # Outages Prevented | 2023 Estimated # Outages Prevented | 2021 Estimated # Ignitions Prevented | 2022 Estimated # Ignitions Prevented | 2023 Estimated # Ignitions Prevented
A | 13220.51 | 15.7059 | 11.55% | 0.001485 | 80% | 80% | 80% | 15.7059 | 15.7059 | 15.7059 | 70% | 10.9941 | 10.9941 | 10.9941 | 0.27128 | 0.27128 | 0.27128
B |  | 91.2292 | 67.08% | 0.0086257 |  |  |  | 91.2292 | 91.2292 | 91.2292 | 50% | 45.6146 | 45.6146 | 45.6146 | 1.1256 | 1.1256 | 1.1256
E |  | 4.7411 | 3.486% | 0.00044827 |  |  |  | 4.7411 | 4.7411 | 4.7411 | 1% | 0.047411 | 0.047411 | 0.047411 | 0.0011699 | 0.0011699 | 0.0011699
F |  | 0 | 0% | 0 |  |  |  | 0 | 0 | 0 | 1% | 0 | 0 | 0 | 0 | 0 | 0
H |  | 0 | 0% | 0 |  |  |  | 0 | 0 | 0 | 1% | 0 | 0 | 0 | 0 | 0 | 0
Total | 74.67% | 136 |  | 0.010287 |  |  |  | 111.6761 | 111.6761 | 111.6761 |  | 56.6561 | 56.6561 | 56.6561 | 1.398 | 1.398 | 1.398
|  | Total Tags generated by Type * % of Exposure assigned to Transmission | [5 empty] | Tag find rate multiplier for reinspected TOH circuits--> | 1 | 1 | 1 |  | Transmission Overhead Annual Ignition to Outage Rate--> 19 ignitions out of 770 Outages due to Equipment Failure sub-driver in all Transmission Overheads from 2015-2019 |  |  | 2.468%
Tier 2 + Zone1 | Transmission Overhead Miles (approx.) | 2021 Total Tags | Tag % of total | 2021 Tag Find Rate (Tag/Transmission Overhead) | 2021 Annual Work Scope | 2022 Annual Work Scope | 2023 Annual Work Scope | 2021 Closed Tags | 2022 Estimated Closed Tags | 2023 Estimated Closed Tags | Tag to outage Ratio | 2021 Estimated # Outages Prevented | 2022 Estimated # Outages Prevented | 2023 Estimated # Outages Prevented | 2021 Estimated # Ignitions Prevented | 2022 Estimated # Ignitions Prevented | 2023 Estimated # Ignitions Prevented
A | 4484.51 | 73.2941 | 222.1% | 0.024516 | 66.67% | 66.67% | 66.67% | 73.2941 | 73.2941 | 73.2941 | 70% | 51.3059 | 51.3059 | 51.3059 | 1.266 | 1.266 | 1.266
B |  | 59.7708 | 181.1% | 0.019992 |  |  |  | 59.7708 | 59.7708 | 59.7708 | 50% | 29.8854 | 29.8854 | 29.8854 | 0.73743 | 0.73743 | 0.73743
E |  | 172.2589 | 522% | 0.057618 |  |  |  | 172.2589 | 172.2589 | 172.2589 | 1% | 1.7226 | 1.7226 | 1.7226 | 0.042505 | 0.042505 | 0.042505
F |  | 47 | 142.4% | 0.015721 |  |  |  | 47 | 47 | 47 | 1% | 0.47 | 0.47 | 0.47 | 0.011597 | 0.011597 | 0.011597
H |  | 0 | 0% | 0 |  |  |  | 0 | 0 | 0 | 1% | 0 | 0 | 0 | 0 | 0 | 0
Total | 25.33% | 33 |  | 0.0073587 |  |  |  | 352.3239 | 352.3239 | 352.3239 |  | 83.3839 | 83.3839 | 83.3839 | 2.0575 | 2.0575 | 2.0575
Total HFTD | 4484.51 |  |  |  | 13566.0813 | Total line miles worked every year
Total Transmission Overhead Miles | 17705.02 |  |  |  | 76.62% | Percentage of line miles worked every year
Baseline freq of ignitions due to equipment failure in Transmission Overheads | 4.3369 | per year, based on 2015-2019 data (HFTD & Non HFTD)
| 2021 | 2022 | 2023
# of Transmission Overheads inspected (scope of work) | 13566.0813 | 13566.0813 | 13566.0813
Closed Tags | 464 | 464 | 464
# ignitions avoided | 3.4555 | 3.4555 | 3.4555
Freq of ignitions without control | 7.7924 | equals number of ignitions avoided+baseline frequency of ignitions
Effectiveness percent | 44.35% | equals # ignitions avoided/Inherent freq of ignitions
Note on C12: [Threaded comment] Your version of Excel allows you to read this threaded comment; however, any edits to it will get removed if the file is opened in a newer version of Excel. Learn more: https://go.microsoft.com/fwlink/?linkid=870924 Comment: Considered the tags generated in Tier 3 as well even though the exposure doesn't include Tier 3, assuming the tag location identificaiton in the dataset may have been reported incorrectly.

## 7.3.4.15_Exposure
Source file: | EO-WLDFR-3_RSE Input File.xlsx
File Location: | WMP > 2022 > GRC Filing
Tab Referenced: | C003 - Exposure
Count of Substations by Tier:
Row Labels | Dist | G | n/a | T | Grand Total
Other |  |  | 1 |  | 1
T1 | 533 | 4 | 3 | 124 | 664
T2 | 103 | 26 | 1 | 23 | 153
T2/3A | 53 |  |  | 15 | 68
T3 | 33 | 10 | 1 | 6 | 50
Grand Total | 722 | 40 | 6 | 168 | 936
Percentage allocation by Tier:
All Substations | Count | % of total
D Substation: Tier 1 | 533 | 81.13%
D Substation: Tier 2 | 156 | 80.41%
D Substation: Tier 3 | 33 | 84.62%
D Substation: T2 & T3 | 189 | 81.12%
T Substation: Tier 1 | 124 | 18.87%
T Substation: Tier 2 | 38 | 19.59%
T Substation: Tier 3 | 6 | 15.38%
T Substation: T2 & T3 | 44 | 18.88%
Total: Tier 1 | 657
Total: Tier 2 | 194
Total: Tier 3 | 39
Total: T3 & T2 | 233
Total: All | 890
Planned Substation Inspections (Source: 2021 Wildfire Mitigation Plan)
Based on Distribution Substation or Transmission Substation
Total: Tier 1 | 117 | 114 | 114 | 114
Total: Tier 2 | 33 | 42 | 42 | 42
Total: Tier 3 | 42 | 38 | 38 | 38
Total: T3 & T2 | 75 | 80 | 80 | 80
Total: All | 192 | 194 | 194 | 194
*Figures in Tier 1 include Substations listed as "adjacent" to HFTD areas in the 2021 WMP.
2022-26 figures assume similar work scope to 2020-2021, per the WMP
Substation Exposure:
| 2020 | 2021 | 2022 | 2023
D-Non-HFTD | 14.45% | 14.08% | 14.08% | 14.08% | =(% of T or D substation*total planned substation)/total substation
D-HFTD | 26.11% | 27.85% | 27.85% | 27.85%
T-Non-HFTD | 3.361% | 3.275% | 3.275% | 3.275%
T-HFTD | 6.079% | 6.484% | 6.484% | 6.484%
D Substation HFTD | 62.0745 | 65.927 | 65.927 | 65.927
D Substation non-HFTD | 94.9178 | 92.484 | 92.484 | 92.484
D Substation: Tier 1 | 17.81% | 17.35% | 17.35% | 17.35%
D Substation: Tier 2 | 17.01% | 21.65% | 21.65% | 21.65%
D Substation: Tier 3 | 100% | 100% | 100% | 100%
T Substation: Tier 1 | 17.81% | 17.35% | 17.35% | 17.35%
T Substation: Tier 2 | 17.01% | 21.65% | 21.65% | 21.65%
T Substation: Tier 3 | 100% | 100% | 100% | 100%
Transmission Substations Tag Counts
* None is Tier 1
Count of Notification No | Column Labels
Row Labels | LC
High Fire Risk Area | 2
E - Schd Compl Yr 0 | 2
None | 9365.8883
A - Immed/Safety | 423.1874
B - Urgt Compliance | 2862.9955
E - Schd Compl Yr 0 | 5985.4638
F - Schd Compl Yr 1+ | 94.2417
T2/3A | 1393.0122
A - Immed/Safety | 45.154
B - Urgt Compliance | 314.0582
E - Schd Compl Yr 0 | 1023.7756
F - Schd Compl Yr 1+ | 10.0244
Tier 2 - Elevated | 1554.3025
A - Immed/Safety | 73.5065
B - Urgt Compliance | 405.2364
E - Schd Compl Yr 0 | 1054.397
F - Schd Compl Yr 1+ | 21.1626
Tier 3 - Extreme | 1036.5533
A - Immed/Safety | 24.1521
B - Urgt Compliance | 204.6444
E - Schd Compl Yr 0 | 803.3015
F - Schd Compl Yr 1+ | 4.4553
Zone 1 | 8
B - Urgt Compliance | 5.0655
E - Schd Compl Yr 0 | 3.0622
Grand Total | 13357.7564

## 7.3.4.15-D_Financials
Source file: | 2022 WMP MASTER financials reach out v7.xlsx
Source file location: | WMP -> 2022 -> Financials
|  |  | MWC | MAT | Expense | Expense | Expense ($) |  | Capital | Capital | Capital ($)
[5 empty] | 2020 | 2021 | 2022 | 2023 | 2020 | 2021 | 2022 | 2023
|  | Substation Inspections Distribution (Enhanced + Station Reads) | GC | GC5, GCD | 6888384 | 3251776 | 4397304.4006 | 4397304.4006

## 7.3.4.15-D_Effectiveness_Source
Source file: |  | 2021 Completed ECs as of 01.22.22.xlsx
File Location: |  | WMP > 2022 > Tags Data
Tab Referenced: |  | Create Pivot Table using filters:
Notification User Status | (Multiple Items)
MAT | (All)
Count of Notifictn | Column Labels
Row Labels | TER0 | TER2 | TER3 | Zone 1 | Grand Total
A | 4 | 2 | 2 | 9 | 17
B | 10 |  | 2 | 19 | 31
E | 2 | 5 | 3 | 2 | 12
F |  | 1 | 1 |  | 2
Grand Total | 16 | 8 | 8 | 30 | 62

## 7.3.4.15-D_Effectiveness
Projected # of ignitions prevented by Substation (Distribution) Inspection Tags
|  | Total Tags generated by Type * % of Exposure assigned to Distribution | [5 empty] | 1 | 1 | 1 |  | Substation Annual Ignition to Outage Rate--> 2 ignitions out of 342 Outages due to Equipment Failure sub-driver in all Substations from 2015-2020 |  |  | 0.5848%
Non-HFTD (Tier 1) | # of Distribution Substations | 2020 Total Tags | Tag % of total | 2020 Tag Find Rate (tag/substation) | 2020 Annual Work Scope | 2021 Annual Work Scope | 2022 Annual Work Scope | 2020 Estimated Tags to be found | 2021 Estimated Tags to be found | 2022 Estimated Tags to be found | Tag to outage Ratio | 2020 Estimated # Outages Prevented | 2021 Estimated # Outages Prevented | 2022 Estimated # Outages Prevented | 2020 Estimated # Ignitions Prevented | 2021 Estimated # Ignitions Prevented | 2022 Estimated # Ignitions Prevented
A | 533 | 451.8737 | 25.02% | 4.7607 | 17.81% | 17.35% | 17.35% | 451.8737 | 440.2872 | 440.2872 | 70% | 316.3116 | 308.201 | 308.201 | 1.8498 | 1.8023 | 1.8023
B |  | 1353.9985 | 74.98% | 14.265 |  |  |  | 1353.9985 | 1319.2806 | 1319.2806 | 50% | 676.9992 | 659.6403 | 659.6403 | 3.9591 | 3.8575 | 3.8575
E |  | 0 |  | 0 |  |  |  | 0 | 0 | 0 | 1% | 0 | 0 | 0 | 0 | 0 | 0
F |  | 0 |  | 0 |  |  |  | 0 | 0 | 0 | 1% | 0 | 0 | 0 | 0 | 0 | 0
H |  | 0 |  | 0 |  |  |  | 0 | 0 | 0 | 1% | 0 | 0 | 0 | 0 | 0 | 0
Total |  | 1805.8721 |  | 3.3881 |  |  |  | 1805.8721 | 1759.5677 | 1759.5677 |  | 993.3108 | 967.8413 | 967.8413 | 5.8088 | 5.6599 | 5.6599
|  | Total Tags generated by Type * % of Exposure assigned to Distribution | [5 empty] | 1 | 1 | 1 |  | Substation Annual Ignition to Outage Rate--> 3 ignitions out of 428 Outages due to Equipment Failure sub-driver in all Substations from 2015-2020 |  |  | 1.163%
Tier 2 | # of Distribution Substations | 2020 Total Tags | Tag % of total | 2020 Tag Find Rate (tag/substation) | 2020 Annual Work Scope | 2021 Annual Work Scope | 2022 Annual Work Scope | 2020 Estimated Tags to be found | 2021 Estimated Tags to be found | 2022 Estimated Tags to be found | Tag to outage Ratio | 2020 Estimated # Outages Prevented | 2021 Estimated # Outages Prevented | 2022 Estimated # Outages Prevented | 2020 Estimated # Ignitions Prevented | 2021 Estimated # Ignitions Prevented | 2022 Estimated # Ignitions Prevented
A | 156 | 113.3814 | 28.83% | 4.2727 | 17.01% | 21.65% | 21.65% | 113.3814 | 144.3037 | 144.3037 | 70% | 79.367 | 101.0126 | 101.0126 | 0.92287 | 1.1746 | 1.1746
B |  | 279.8351 | 71.17% | 10.5455 |  |  |  | 279.8351 | 356.1537 | 356.1537 | 50% | 139.9175 | 178.0769 | 178.0769 | 1.6269 | 2.0707 | 2.0707
E |  | 0 |  | 0 |  |  |  | 0 | 0 | 0 | 1% | 0 | 0 | 0 | 0 | 0 | 0
F |  | 0 |  | 0 |  |  |  | 0 | 0 | 0 | 1% | 0 | 0 | 0 | 0 | 0 | 0
H |  | 0 |  | 0 |  |  |  | 0 | 0 | 0 | 1% | 0 | 0 | 0 | 0 | 0 | 0
Total |  | 393.2165 |  | 2.5206 |  |  |  | 393.2165 | 500.4574 | 500.4574 |  | 219.2845 | 279.0894 | 279.0894 | 2.5498 | 3.2452 | 3.2452
|  | Total Tags generated by Type * % of Exposure assigned to Distribution | [5 empty] | 1 | 0.7 | 0.49 |  | Substation Annual Ignition to Outage Rate--> 3 ignitions out of 428 Outages due to Equipment Failure sub-driver in all Substations from 2015-2020 |  |  | 1.163%
Tier 3 | # of Distribution Substations | 2020 Total Tags | Tag % of total | 2020 Tag Find Rate (tag/substation) | 2020 Annual Work Scope | 2021 Annual Work Scope | 2022 Annual Work Scope | 2020 Estimated Tags to be found | 2021 Estimated Tags to be found | 2022 Estimated Tags to be found | Tag to outage Ratio | 2020 Estimated # Outages Prevented | 2021 Estimated # Outages Prevented | 2022 Estimated # Outages Prevented | 2020 Estimated # Ignitions Prevented | 2021 Estimated # Ignitions Prevented | 2022 Estimated # Ignitions Prevented
A | 33 | 25.3846 | 32.61% | 0.76923 | 100% | 100% | 100% | 25.3846 | 25.3846 | 25.3846 | 70% | 17.7692 | 17.7692 | 17.7692 | 0.20662 | 0.20662 | 0.20662
B |  | 52.4615 | 67.39% | 1.5897 |  |  |  | 52.4615 | 36.7231 | 25.7062 | 50% | 26.2308 | 18.3615 | 12.8531 | 0.30501 | 0.21351 | 0.14945
E |  | 0 |  | 0 |  |  |  | 0 | 0 | 0 | 1% | 0 | 0 | 0 | 0 | 0 | 0
F |  | 0 |  | 0 |  |  |  | 0 | 0 | 0 | 1% | 0 | 0 | 0 | 0 | 0 | 0
H |  | 0 |  | 0 |  |  |  | 0 | 0 | 0 | 1% | 0 | 0 | 0 | 0 | 0 | 0
Total |  | 77.8462 |  | 2.359 |  |  |  | 77.8462 | 62.1077 | 51.0908 |  | 44 | 36.1308 | 30.6223 | 0.51163 | 0.42013 | 0.35607
Total Distribution Substations | 722
Effectiveness per substation inspected | 5.743%

## 7.3.4.15-T_Financials
Source file: | 2022 WMP MASTER financials reach out v7.xlsx
Source file location: | WMP -> 2022 -> Financials
|  |  | MWC | MAT | Expense | Expense | Expense ($) |  | Capital | Capital | Capital ($)
[5 empty] | 2020 | 2021 | 2022 | 2023 | 2020 | 2021 | 2022 | 2023
|  | Substation Inspections Transmission (Enhanced + Station Reads) | AM | AM7, AMD | 9667808 | 4164357 | 1757465 | 1757465

## 7.3.4.15-T_Effectiveness_Source
Source file: | 2021 Substation.xlsx
File Location: | WMP > 2022 > Tags Data
Tab referenced: | Created new sheet in local file
Filters used: | Table can be recreated using:
* Assumption: None = Tier 1 as Financials indicate Tier 1 having 69.6% allocation
* Assumption: T2/3A included into Tier 2. Financials indicate Tier 2 having 23.3%. Sum of T2/3A+Tier 2 = 22%
Count of Notification No | Column Labels
Row Labels | LC | (blank) | Grand Total | Percent allocation by Priority
High Fire Risk Area | 2 |  | 2
None | 9184 |  | 9184 | 70.13%
T2/3A | 1365 |  | 1365 | 10.42%
Tier 2 - Elevated | 1522 |  | 1522 | 11.62%
Tier 3 - Extreme | 1016 |  | 1016 | 7.759%
Zone 1 | 8 |  | 8 | 0.06109%
#N/A | 270 |  | 270
(blank)
Grand Total | 13367 |  | 13367
Allocating "#N/A" between different tiers:
#N/A | 270
A - Immed/Safety | 27
B - Urgt Compliance | 49
E - Schd Compl Yr 0 | 180
F - Schd Compl Yr 1+ | 14
Count of Notification No | Column Labels
Row Labels | LC | Percent allocation by Priority
High Fire Risk Area | 2
E - Schd Compl Yr 0 | 2
None | 9184
A - Immed/Safety | 403 | 74.77%
B - Urgt Compliance | 2826 | 75.5%
E - Schd Compl Yr 0 | 5864 | 67.48%
F - Schd Compl Yr 1+ | 91 | 23.16%
T2/3A | 1365
A - Immed/Safety | 43 | 7.978%
B - Urgt Compliance | 310 | 8.282%
E - Schd Compl Yr 0 | 1003 | 11.54%
F - Schd Compl Yr 1+ | 9 | 7.317%
Tier 2 - Elevated | 1522
A - Immed/Safety | 70 | 12.99%
B - Urgt Compliance | 400 | 10.69%
E - Schd Compl Yr 0 | 1033 | 11.89%
F - Schd Compl Yr 1+ | 19 | 15.45%
Tier 3 - Extreme | 1016
A - Immed/Safety | 23 | 4.267%
B - Urgt Compliance | 202 | 5.397%
E - Schd Compl Yr 0 | 787 | 9.056%
F - Schd Compl Yr 1+ | 4 | 3.252%
Zone 1 | 8
B - Urgt Compliance | 5 | 0.1338%
E - Schd Compl Yr 0 | 3 | 0.03453%
#N/A | 270
A - Immed/Safety | 27
B - Urgt Compliance | 49
E - Schd Compl Yr 0 | 180
F - Schd Compl Yr 1+ | 14
Grand Total | 13367
New tag count after allocation of "Unknown" tags:
Count of Notification No | Column Labels
Row Labels | LC
High Fire Risk Area | 2
E - Schd Compl Yr 0 | 2
None | 9365.8883
A - Immed/Safety | 423.1874
B - Urgt Compliance | 2862.9955
E - Schd Compl Yr 0 | 5985.4638
F - Schd Compl Yr 1+ | 94.2417
T2/3A | 1393.0122
A - Immed/Safety | 45.154
B - Urgt Compliance | 314.0582
E - Schd Compl Yr 0 | 1023.7756
F - Schd Compl Yr 1+ | 10.0244
Tier 2 - Elevated | 1554.3025
A - Immed/Safety | 73.5065
B - Urgt Compliance | 405.2364
E - Schd Compl Yr 0 | 1054.397
F - Schd Compl Yr 1+ | 21.1626
Tier 3 - Extreme | 1036.5533
A - Immed/Safety | 24.1521
B - Urgt Compliance | 204.6444
E - Schd Compl Yr 0 | 803.3015
F - Schd Compl Yr 1+ | 4.4553
Zone 1 | 8
B - Urgt Compliance | 5.0655
E - Schd Compl Yr 0 | 3.0622

## 7.3.4.15-T_Effectiveness
Source file: | 2021 Substation.xlsx
File Location: | WMP > 2022 > Tags Data
Pivot: | See Tab "7.3.4.15-T_Effectiveness Source" in this file
Projected # of ignitions prevented by Substation (Transmission) Inspection Tags
|  | Total Tags generated by Type * % of Exposure assigned to Transmission | [5 empty] | 1 | 1 | 1 |  | Substation Annual Ignition to Outage Rate--> Source: Final-0200901_Final Substation Risk Assessment 4 ignitions out of 225 Outages due to Equipment Failure sub-driver in all Substations from 2015-2019 |  |  |  | 1.778%
Non-HFTD (Tier 1) | # of Transmission Substations | 2021 Total Tags | Tag % of total | 2020 Tag Find Rate (tag/substation) | 2021 Annual Work Scope | 2022 Annual Work Scope | 2023 Annual Work Scope | 2021 Estimated Tags to be found | 2022 Estimated Tags to be found | 2023 Estimated Tags to be found | Tag to outage Ratio | 2021 Estimated # Outages Prevented | 2022 Estimated # Outages Prevented | 2023 Estimated # Outages Prevented | 2021 Estimated # Ignitions Prevented | 2022 Estimated # Ignitions Prevented | 2023 Estimated # Ignitions Prevented
A | 124 | 423.1874 | 4.518% | 20.0631 | 17.01% | 21.65% | 21.65% | 423.1874 | 538.6021 | 538.6021 | 70% | 296.2312 | 377.0215 | 377.0215 | 5.2663 | 6.7026 | 6.7026
B |  | 2862.9955 | 30.57% | 135.7334 |  |  |  | 2862.9955 | 3643.8124 | 3643.8124 | 50% | 1431.4977 | 1821.9062 | 1821.9062 | 25.4488 | 32.3894 | 32.3894
E |  | 5985.4638 | 63.91% | 283.7683 |  |  |  | 5985.4638 | 7617.863 | 7617.863 | 1% | 59.8546 | 76.1786 | 76.1786 | 1.0641 | 1.3543 | 1.3543
F |  | 94.2417 | 1.006% | 4.468 |  |  |  | 71.625 | 119.944 | 119.944 | 1% | 0.71625 | 1.1994 | 1.1994 | 0.012733 | 0.021323 | 0.021323
H |  | 0 | 0% | 0 |  |  |  | 0 | 0 | 0 | 1% | 0 | 0 | 0 | 0 | 0 | 0
Total |  | 9365.8883 | [5 empty] | 9343.2716 | 11920.2215 | 11920.2215 |  | 1788.2998 | 2276.3058 | 2276.3058 | 31.792 | 40.4677 | 40.4677
|  | Total Tags generated by Type * % of Exposure assigned to Transmission | [5 empty] | 1 | 1 | 1 |  | Substation Annual Ignition to Outage Rate--> Source: Final-0200901_Final Substation Risk Assessment 4 ignitions out of 225 Outages due to Equipment Failure sub-driver in all Substations from 2015-2019 |  |  |  | 1.778%
Tier 2 | # of Transmission Substations | 2021 Total Tags | Tag % of total | 2020 Tag Find Rate (tag/substation) | 2021 Annual Work Scope | 2022 Annual Work Scope | 2023 Annual Work Scope | 2021 Estimated Tags to be found | 2022 Estimated Tags to be found | 2023 Estimated Tags to be found | Tag to outage Ratio | 2021 Estimated # Outages Prevented | 2022 Estimated # Outages Prevented | 2023 Estimated # Outages Prevented | 2021 Estimated # Ignitions Prevented | 2022 Estimated # Ignitions Prevented | 2023 Estimated # Ignitions Prevented
A | 38 | 118.6605 | 4.026% | 14.4236 | 21.65% | 21.65% | 21.65% | 118.6605 | 118.6605 | 118.6605 | 70% | 83.0623 | 83.0623 | 83.0623 | 1.4767 | 1.4767 | 1.4767
B |  | 719.2947 | 24.41% | 87.4331 |  |  |  | 719.2947 | 719.2947 | 719.2947 | 50% | 359.6473 | 359.6473 | 359.6473 | 6.3937 | 6.3937 | 6.3937
E |  | 2078.1726 | 70.51% | 252.61 |  |  |  | 2078.1726 | 2078.1726 | 2078.1726 | 1% | 20.7817 | 20.7817 | 20.7817 | 0.36945 | 0.36945 | 0.36945
F |  | 31.187 | 1.058% | 3.7909 |  |  |  | 31.187 | 31.187 | 31.187 | 1% | 0.31187 | 0.31187 | 0.31187 | 0.0055444 | 0.0055444 | 0.0055444
H |  | 0 | 0% | 0 |  |  |  | 0 | 0 | 0 | 1% | 0 | 0 | 0 | 0 | 0 | 0
Total |  | 2947.3148 | [5 empty] | 2947.3148 | 2947.3148 | 2947.3148 |  | 463.8033 | 463.8033 | 463.8033 | 8.2454 | 8.2454 | 8.2454
|  | Total Tags generated by Type * % of Exposure assigned to Transmission | [5 empty] | 1 | 1 | 1 |  | Substation Annual Ignition to Outage Rate--> Source: Final-0200901_Final Substation Risk Assessment 4 ignitions out of 225 Outages due to Equipment Failure sub-driver in all Substations from 2015-2019 |  |  |  | 1.778%
Tier 3 | # of Transmission Substations | 2021 Total Tags | Tag % of total | 2020 Tag Find Rate (tag/substation) | 2021 Annual Work Scope | 2022 Annual Work Scope | 2023 Annual Work Scope | 2021 Estimated Tags to be found | 2022 Estimated Tags to be found | 2023 Estimated Tags to be found | Tag to outage Ratio | 2021 Estimated # Outages Prevented | 2022 Estimated # Outages Prevented | 2023 Estimated # Outages Prevented | 2021 Estimated # Ignitions Prevented | 2022 Estimated # Ignitions Prevented | 2023 Estimated # Ignitions Prevented
A | 6 | 24.1521 | 2.33% | 4.0254 | 100% | 100% | 100% | 24.1521 | 24.1521 | 24.1521 | 70% | 16.9065 | 16.9065 | 16.9065 | 0.30056 | 0.30056 | 0.30056
B |  | 204.6444 | 19.74% | 34.1074 |  |  |  | 204.6444 | 204.6444 | 204.6444 | 50% | 102.3222 | 102.3222 | 102.3222 | 1.8191 | 1.8191 | 1.8191
E |  | 803.3015 | 77.5% | 133.8836 |  |  |  | 803.3015 | 803.3015 | 803.3015 | 1% | 8.033 | 8.033 | 8.033 | 0.14281 | 0.14281 | 0.14281
F |  | 4.4553 | 0.4298% | 0.74255 |  |  |  | 4.4553 | 4.4553 | 4.4553 | 1% | 0.044553 | 0.044553 | 0.044553 | 0.00079205 | 0.00079205 | 0.00079205
H |  | 0 | 0% | 0 |  |  |  | 0 | 0 | 0 | 1% | 0 | 0 | 0 | 0 | 0 | 0
Total |  | 1036.5533 | [5 empty] | 1036.5533 | 1036.5533 | 1036.5533 |  | 127.3063 | 127.3063 | 127.3063 | 2.2632 | 2.2632 | 2.2632
Total Transmission Substations: | 168 |  |  |  | 35.3196 | The number of Transmission substations worked annually
[5 empty] | 21.02% | The % of Transmission substations worked annually
Baseline freq of ignitions due to equipment failure in Substations | 0.042047 | per year, based on 2015 - 2019 data (4 ignitions in 5 years)
| 2021 | 2022 | 2023
# of Substations inspected (scope of work) | 35.3196 | 41.0722 | 41.0722
Tags found | 13327.1397 | 15904.0896 | 15904.0896
# ignitions avoided | 42.3006 | 50.9763 | 50.9763
Freq of ignitions without control | 42.3427 | equals number of ignitions avoided+baseline frequency of ignitions
Effectiveness percent | 99.9% | equals # ignitions avoided/Inherent freq of ignitions
Note on B40: Ngai, Kevin: Need 2020 data
Note on B47: Ngai, Kevin: Method used to get effectiveness from WMP
Note on Q8: Ngai, Kevin: Up to date? May need 2020 data
Note on Q18: Ngai, Kevin: Up to date? May need 2020 data
Note on Q28: Ngai, Kevin: Up to date? May need 2020 data

## M002 - Effectiveness
Source: | EO-WLDFR-3_RSE Input File | RMC Channel
RAMP Driver | RAMP Subdriver | RAMP Eff | GRC driver | GRC subdriver | RAMP subdriver | Eff
3rd Party | 3rd Party - Other | 48.42% | Contact from object | Animal contact | Animal | 58.48%
3rd Party | 3rd Party - Unknown | 40.48% | Contact from object | Balloon contact | Balloons | 75.6%
3rd Party | Balloons | 80.68% | Contact from object | Other contact from object | 3rd Party - Other | 52.87%
3rd Party | Vehicle | 47.73% | Contact from object | Vehicle contact | Vehicle | 46.48%
Animal | Animal | 69.33% | Vegetation Contact | Branch (Not overhanging, > 12ft) | Branch (Not overhanging, > 12ft) | 52.5%
Equip Failure | Capacitor Bank | 7.234% | Vegetation Contact | Branch (Not overhanging, 4-12ft) | Branch (Not overhanging, 4-12ft) | 65%
Equip Failure | Conductor | 50.8% | Vegetation Contact | Branch (Not overhanging, Distance Unknown) | Branch (Not overhanging, Distance Unknown) | 47.97%
Equip Failure | Crossarm | 75.83% | Vegetation Contact | Branch (Not overhanging, within 4ft) | Branch (Not overhanging, within 4ft) | 58.09%
Equip Failure | Equip Failure - Other | 43.51% | Vegetation Contact | Branch (Overhanging) | Branch (Overhanging) | 46.49%
Equip Failure | Equip Failure - Unknown | 71.54% | Vegetation Contact | Dead | Dead | 53.18%
Equip Failure | Fuse | 69.19% | Vegetation Contact | Fell into (Moderate-Severe defect) | Fell into (Moderate-Severe defect) | 46.25%
Equip Failure | Guy/Span Wire | 73.33% | Vegetation Contact | Fell into (No defect) | Fell into (No defect) | 50.75%
Equip Failure | Insulator | 68.8% | Vegetation Contact | Fell into (slight defect) | Fell into (slight defect) | 45.49%
Equip Failure | Lightning Arrestor | 90% | Vegetation Contact | Grow Into | Grow Into | 50%
Equip Failure | Pole | 55.85% | Vegetation Contact | Other/Unknown | Other/Unknown | 48.13%
Equip Failure | Recloser | 61.67% | Contamination | Contamination | Animal | 30%
Equip Failure | Sectionalizer | 40% | Equipment / facility failure | Anchor / guy damage or failure | Guy/Span Wire | 56.67%
Equip Failure | Splice/Clamp/Connector | 70% | Equipment / facility failure | Capacitor bank damage or failure | Capacitor Bank | 25%
Equip Failure | Switch | 77.5% | Equipment / facility failure | Conductor damage or failure | Conductor | 45.36%
Equip Failure | Transformer | 74% | Equipment / facility failure | Connection device damage or failure | Splice/Clamp/Connector | 66.28%
Equip Failure | Voltage Regulator | 34.29% | Equipment / facility failure | Crossarm damage or failure | Crossarm | 68.33%
Unk or Other | Unk or Other - Other | 59.33% | Equipment / facility failure | Fuse damage or failure | Fuse | 62.11%
Unk or Other | Unk or Other - Unknown | 60% | Equipment / facility failure | Insulator and brushing damage or failure | Insulator | 57.2%
Vegetation | Branch (Not overhanging, > 12ft) | 54.29% | Equipment / facility failure | Lightning arrestor damage or failure | Lightning Arrestor | 90%
Vegetation | Branch (Overhanging) | 47.65% | Equipment / facility failure | Other equipment / facility failure | Equip Failure - Other | 46.4%
Vegetation | Dead | 53.5% | Equipment / facility failure | Pole damage or failure | Pole | 44.15%
Vegetation | Fell into (Moderate-Severe defect) | 46.1% | Equipment / facility failure | Recloser damage or failure | Recloser | 45%
Vegetation | Fell into (No defect) | 50.41% | Equipment / facility failure | Sectionalizer damage or failure | Sectionalizer | 40%
Vegetation | Fell into (Slight defect) | 45.23% | Equipment / facility failure | Switch damage or failure | Switch | 83.33%
Vegetation | Grow Into | 50% | Equipment / facility failure | Transformer damage or failure | Transformer | 63.91%
Vegetation | Other/Unknown | 17.96% | Equipment / facility failure | Voltage regulator / booster damage or failure | Voltage Regulator | 14.44%
Vegetation | Branch (Not overhanging, Distance Unknown) | 51.27% | Other | All Other | Unk or Other - Other | 52%
Vegetation | Branch (Not overhanging, 4-12ft) | 65% | Unknown | Unknown | Unk or Other - Unknown | 30.71%
Vegetation | Branch (Not overhanging, within 4ft) | 57.39% | Vandalism / Theft | Vandalism / Theft |  | 44.17%
CC - Seismic Scenario | Seismic Scenario | 50.44% | Utility work / Operation | Utility work / Operation |  | 0%
|  |  | CC - Seismic Scenario | Seismic Scenario | Seismic Scenario | 50.65%

## Impact Allocation
Source: WMP > 2022 > GRC 2023 filing > "EO-WLDFR-3_RSE Input File.xlsm"
Table: TableProgSpend[CapEx USD 2020]
Camera/Satellite Impact Allocation
| 2020 | 2021 | 2022 | 2023 | 2024 | 2025 | 2026 | NPV | Allocation Factor
Situational Awareness and Forecasting Initiatives - Cameras | 6955764 | 9385275 | 11531860 | 0 | 0 | 0 | 0 | 25772431.8654 | 93.7%
Situational Awareness and Forecasting Initiatives - Satellite Fire Detection | 0 | 340660 | 351090 | 362079 | 371924 | 382037 | 392425 | 1732723.4291 | 6.3%

## Match esc definition
Define a Customer Extrapolation Multiplier
match | x_match | matching with other series | y[i, j]= y[i-1, j] * x_match[i]/x_match[i-1]
x_match | Description | Year1 | Year2 | 2021 | 2022 | 2023 | 2024 | 2025 | 2026 | 2027 | 2028 | 2029 | 2030 | 2031 | 2032 | 2033 | 2034 | 2035 | 2036 | 2037 | 2038 | 2039 | 2040 | 2041 | 2042 | 2043 | 2044 | 2045 | 2046 | 2047 | 2048 | 2049 | 2050 | 2051 | 2052 | 2053 | 2054 | 2055 | 2056 | 2057 | 2058 | 2059 | 2060 | 2061 | 2062 | 2063 | 2064 | 2065 | 2066 | 2067 | 2068 | 2069 | 2070 | 2071 | 2072 | 2073 | 2074 | 2075 | 2076 | 2077 | 2078 | 2079 | 2080 | 2081 | 2082 | 2083 | 2084 | 2085 | 2086 | 2087 | 2088 | 2089 | 2090 | 2091 | 2092 | 2093 | 2094 | 2095 | 2096 | 2097 | 2098 | 2099 | 2100 | 2101 | 2102 | 2103 | 2104 | 2105 | 2106 | 2107 | 2108 | 2109 | 2110 | 2111 | 2112 | 2113 | 2114 | 2115 | 2116 | 2117 | 2118 | 2119 | 2120 | 2121
case1 |  | 1 | 1 | 1 | 0.5 | 0.5 | 0.5 | 0.5 | 0.5 | 0 | 0 | 0 | 0 | 0 | 0 | 0 | 0 | 0 | 0 | 0 | 0 | 0 | 0 | 0 | 0 | 0 | 0 | 0 | 0 | 0 | 0 | 0 | 0 | 0 | 0 | 0 | 0 | 0 | 0 | 0 | 0 | 0 | 0 | 0 | 0 | 0 | 0 | 0 | 0 | 0 | 0 | 0 | 0 | 0 | 0 | 0 | 0 | 0 | 0 | 0 | 0 | 0 | 0 | 0 | 0 | 0 | 0 | 0 | 0 | 0 | 0 | 0 | 0 | 0 | 0 | 0 | 0 | 0 | 0 | 0 | 0 | 0 | 0 | 0 | 0 | 0 | 0 | 0 | 0 | 0 | 0 | 0 | 0 | 0 | 0 | 0 | 0 | 0 | 0 | 0 | 0 | 0

## Data & Validation
Lookup tables
No. | A | B | C | Risk/Cross Cutting Factor Name | RISK ID | Program Cost Options
1 | 0% | 10% | 15% | Aviation Incident | AVATN | prorate by Program Exposure
2 | 0% | 10% | 15% | Electric Transmission System-Wide Blackout | BLKOT | % of Total Cost (specify to the right)
3 | 0% | 10% | 15% | Loss of Containment on Gas Customer Connected Equipment | CCEPQ
4 | 0% | 2.5% | 5% | Climate | CLIMT | Program Exposure Options
5 | 0% | 2.5% | 5% | Loss of Containment on CNG Station Equipment | CNGEQ | Exposure unit
6 | 0% | 2.5% | 5% | Contractor Safety Incident | CNTSI | % of tranche exposure
7 | 0% | 2.5% | 5% | Insufficient Capacity to Meet High Demand | CPCTY | Work unit
8 | 0% | 2.5% | 5% | Contract Management | CTMGT
9 | 0% | 2.5% | 5% | Cyber Attack | CYBER | Program Type Options
10 | 0% | 2.5% | 5% | Failure of Electric Distribution Network Assets | DNTWK | Mitigation
11 | 0% | 2.5% | 5% | Failure of Electric Distribution Overhead Assets | DOVHD | Control
12 | 0% | 2.5% | 5% | Data Loss Event | DTALS | Foundational Mitigation
13 | 0% | 2.5% | 5% | Failure of Electric Distribution Underground Assets | DUNGD | Foundational Control
|  |  |  | Business Model - Electric | EMODL
|  |  |  | Employee Safety Incident | EMPSI
|  |  |  | Emergency Preparedness and Response | EPNDR
|  |  |  | Business Model - Gas | GMODL | Consequence Options
|  |  |  | Extended Unplanned Shutdown of a Critical Power Generation Asset | GSHUT | Safety
|  |  |  | Hazardous Material Release | HZMAT | Electric Reliability
|  |  |  | IT Asset Failure | ITAFL | Gas Reliability
|  |  |  | Large Uncontrolled Water Release (Dam Failure) | LGUWR | Financial
|  |  |  | Loss of Containment on LNG/CNG Portable Equipment | LNCNG
|  |  |  | Loss of Containment on Gas Distribution Main or Service | LOCDM | Bow Tie Element
|  |  |  | Loss of Containment on Gas Transmission Pipeline | LOCTR | LOF
|  |  |  | Liquidity Shortage | LQDTY | COF
|  |  |  | Large Overpressure Event Downstream of Gas Measurement and Control Facility | LRGOP | LOF and COF
|  |  |  | Loss of Containment at Gas Measurement and Control or Compression and Processing Facility | MCCPF
|  |  |  | Motor Vehicle Safety Incident | MTRSI
|  |  |  | Nuclear Core Damaging Event | NCORE
|  |  |  | Loss of Containment at Natural Gas Storage Well or Reservoir | NGSWR
|  |  |  | Nuclear Extended Shutdown | NSHUT
|  |  |  | Physical Attack | PHYSA
|  |  |  | Records and Information Management | RECIM
|  |  |  | Real Estate and Facilities Failure | REFFL
|  |  |  | Failure of Substation Assets | SBSTN
|  |  |  | Skilled and Qualified Workforce | SQWKF
|  |  |  | Seismic | SSMIC
|  |  |  | 3rd-Party Safety Incident | TPTSI
|  |  |  | Third-Party Risk | TRDPY
|  |  |  | Failure of Electric Transmission Overhead Assets | TRNHD
|  |  |  | Failure of Electric Transmission Underground Assets | TUNGD
|  |  |  | Wildfire | WLDFR

## BowTie
TableDriverSubdriver |  | TableTranche |  |  |  | TableOutcome
Driver | Subdriver | Tranche | Exposure | Unit | 2021 miles | Outcome
Contact from object | Animal contact | HFTD - Distribution - Tier 2 - 1QU CoRE ¦ 1QU LoRE | 163.6441 | Miles | 184.2524 | Red Flag Warning - Catastrophic Fires
Contact from object | Balloon contact | HFTD - Distribution - Tier 2 - 1QU CoRE ¦ 2QU LoRE | 353.5334 | Miles | 342.1459 | Red Flag Warning - Destructive Fires
Contact from object | Other contact from object | HFTD - Distribution - Tier 2 - 1QU CoRE ¦ 3QU LoRE | 1013.9529 | Miles | 1045.7977 | Red Flag Warning - Large Fires
Contact from object | Vehicle contact | HFTD - Distribution - Tier 2 - 1QU CoRE ¦ 4QU LoRE | 1483.0022 | Miles | 1437.6834 | Red Flag Warning - Small Fires
Vegetation Contact | Branch (Not overhanging, > 12ft) | HFTD - Distribution - Tier 2 - 1QU CoRE ¦ 5QU LoRE | 1601.5759 | Miles | 1615.3706 | Non-Red Flag Warning - Catastrophic Fires
Vegetation Contact | Branch (Not overhanging, 4-12ft) | HFTD - Distribution - Tier 2 - 2QU CoRE ¦ 1QU LoRE | 193.7699 | Miles | 179.7119 | Non-Red Flag Warning - Destructive Fires
Vegetation Contact | Branch (Not overhanging, Distance Unknown) | HFTD - Distribution - Tier 2 - 2QU CoRE ¦ 2QU LoRE | 543.1039 | Miles | 509.5661 | Non-Red Flag Warning - Large Fires
Vegetation Contact | Branch (Not overhanging, within 4ft) | HFTD - Distribution - Tier 2 - 2QU CoRE ¦ 3QU LoRE | 946.5765 | Miles | 950.8276 | Non-Red Flag Warning - Small Fires
Vegetation Contact | Branch (OverHanging) | HFTD - Distribution - Tier 2 - 2QU CoRE ¦ 4QU LoRE | 1078.9824 | Miles | 1134.6096 | Seismic - Red Flag Warning - Catastrophic Fires
Vegetation Contact | Dead | HFTD - Distribution - Tier 2 - 2QU CoRE ¦ 5QU LoRE | 1464.9153 | Miles | 1463.3797 | Seismic - Non-Red Flag Warning - Catastrophic Fires
Vegetation Contact | Fell into (Moderate-Severe defect) | HFTD - Distribution - Tier 2 - 3QU CoRE ¦ 1QU LoRE | 489.6273 | Miles | 494.5343
Vegetation Contact | Fell into (No defect) | HFTD - Distribution - Tier 2 - 3QU CoRE ¦ 2QU LoRE | 791.1377 | Miles | 739.0344
Vegetation Contact | Fell into (slight defect) | HFTD - Distribution - Tier 2 - 3QU CoRE ¦ 3QU LoRE | 791.1875 | Miles | 796.2245
Vegetation Contact | Grow Into | HFTD - Distribution - Tier 2 - 3QU CoRE ¦ 4QU LoRE | 741.5879 | Miles | 757.6487
Vegetation Contact | Other/Unknown | HFTD - Distribution - Tier 2 - 3QU CoRE ¦ 5QU LoRE | 715.8465 | Miles | 721.5283
Contamination | Contamination | HFTD - Distribution - Tier 2 - 4QU CoRE ¦ 1QU LoRE | 772.1066 | Miles | 734.0513
Equipment / facility failure | Anchor / guy damage or failure | HFTD - Distribution - Tier 2 - 4QU CoRE ¦ 2QU LoRE | 522.2177 | Miles | 549.0677
Equipment / facility failure | Capacitor bank damage or failure | HFTD - Distribution - Tier 2 - 4QU CoRE ¦ 3QU LoRE | 750.2287 | Miles | 758.0137
Equipment / facility failure | Conductor damage or failure | HFTD - Distribution - Tier 2 - 4QU CoRE ¦ 4QU LoRE | 696.1473 | Miles | 682.1613
Equipment / facility failure | Connection device damage or failure | HFTD - Distribution - Tier 2 - 4QU CoRE ¦ 5QU LoRE | 470.836 | Miles | 487.3876
Equipment / facility failure | Crossarm damage or failure | HFTD - Distribution - Tier 2 - 5QU CoRE ¦ 1QU LoRE | 752.6401 | Miles | 714.6389
Equipment / facility failure | Fuse damage or failure | HFTD - Distribution - Tier 2 - 5QU CoRE ¦ 2QU LoRE | 768.4668 | Miles | 794.6718
Equipment / facility failure | Insulator and brushing damage or failure | HFTD - Distribution - Tier 2 - 5QU CoRE ¦ 3QU LoRE | 467.0501 | Miles | 439.3061
Equipment / facility failure | Lightning arrestor damage or failure | HFTD - Distribution - Tier 2 - 5QU CoRE ¦ 4QU LoRE | 347.2658 | Miles | 382.7904
Equipment / facility failure | Other equipment / facility failure | HFTD - Distribution - Tier 2 - 5QU CoRE ¦ 5QU LoRE | 406.8993 | Miles | 411.898
Equipment / facility failure | Pole damage or failure | HFTD - Distribution - Tier 3 - 1QU CoRE ¦ 1QU LoRE | 58.7222 | Miles | 68.3395
Equipment / facility failure | Recloser damage or failure | HFTD - Distribution - Tier 3 - 1QU CoRE ¦ 2QU LoRE | 156.5661 | Miles | 163.8201
Equipment / facility failure | Sectionalizer damage or failure | HFTD - Distribution - Tier 3 - 1QU CoRE ¦ 3QU LoRE | 56.2394 | Miles | 39.0328
Equipment / facility failure | Switch damage or failure | HFTD - Distribution - Tier 3 - 1QU CoRE ¦ 4QU LoRE | 111.286 | Miles | 119.909
Equipment / facility failure | Transformer damage or failure | HFTD - Distribution - Tier 3 - 1QU CoRE ¦ 5QU LoRE | 65.8407 | Miles | 57.0212
Equipment / facility failure | Voltage regulator / booster damage or failure | HFTD - Distribution - Tier 3 - 2QU CoRE ¦ 1QU LoRE | 184.1265 | Miles | 226.4749
Other | All Other | HFTD - Distribution - Tier 3 - 2QU CoRE ¦ 2QU LoRE | 264.4574 | Miles | 311.9586
Unknown | Unknown | HFTD - Distribution - Tier 3 - 2QU CoRE ¦ 3QU LoRE | 279.2931 | Miles | 224.2508
Vandalism / Theft | Vandalism / Theft | HFTD - Distribution - Tier 3 - 2QU CoRE ¦ 4QU LoRE | 108.7427 | Miles | 69.0654
Wire-to-wire contact | Wire-to-wire contact / contamination | HFTD - Distribution - Tier 3 - 2QU CoRE ¦ 5QU LoRE | 22.7224 | Miles | 33.5215
Utility work / Operation | Utility work / Operation | HFTD - Distribution - Tier 3 - 3QU CoRE ¦ 1QU LoRE | 423.2024 | Miles | 449.4697
CC - Seismic Scenario | Seismic Scenario | HFTD - Distribution - Tier 3 - 3QU CoRE ¦ 2QU LoRE | 595.3479 | Miles | 574.4306
|  | HFTD - Distribution - Tier 3 - 3QU CoRE ¦ 3QU LoRE | 215.5262 | Miles | 247.7504
|  | HFTD - Distribution - Tier 3 - 3QU CoRE ¦ 4QU LoRE | 223.3454 | Miles | 213.7942
|  | HFTD - Distribution - Tier 3 - 3QU CoRE ¦ 5QU LoRE | 134.3564 | Miles | 105.542
|  | HFTD - Distribution - Tier 3 - 4QU CoRE ¦ 1QU LoRE | 607.6134 | Miles | 608.7309
|  | HFTD - Distribution - Tier 3 - 4QU CoRE ¦ 2QU LoRE | 572.0063 | Miles | 551.9796
|  | HFTD - Distribution - Tier 3 - 4QU CoRE ¦ 3QU LoRE | 384.7705 | Miles | 400.6021
|  | HFTD - Distribution - Tier 3 - 4QU CoRE ¦ 4QU LoRE | 202.884 | Miles | 213.1612
|  | HFTD - Distribution - Tier 3 - 4QU CoRE ¦ 5QU LoRE | 117.3278 | Miles | 105.5226
|  | HFTD - Distribution - Tier 3 - 5QU CoRE ¦ 1QU LoRE | 1430.0123 | Miles | 1412.9227
|  | HFTD - Distribution - Tier 3 - 5QU CoRE ¦ 2QU LoRE | 527.1275 | Miles | 559.1759
|  | HFTD - Distribution - Tier 3 - 5QU CoRE ¦ 3QU LoRE | 190.7177 | Miles | 189.2879
|  | HFTD - Distribution - Tier 3 - 5QU CoRE ¦ 4QU LoRE | 95.1547 | Miles | 86.1355
|  | HFTD - Distribution - Tier 3 - 5QU CoRE ¦ 5QU LoRE | 97.3625 | Miles | 92.8527
|  | HFTD - Distribution - Zone 1 - 1QU CoRE ¦ 5QU LoRE | 0.18783 | Miles | 0.18783
|  | HFTD - Distribution - Zone 1 - 4QU CoRE ¦ 1QU LoRE | 0.13442 | Miles | 0.13442
|  | HFTD - Distribution - Zone 1 - 5QU CoRE ¦ 1QU LoRE | 10.0154 | Miles | 10.0154
|  | HFTD - Distribution - Zone 1 - 5QU CoRE ¦ 4QU LoRE | 0.27822 | Miles | 0.27822
|  | HFTD - Substation | 1 | Unit | 1
|  | HFTD - Transmission - Tier 2 - 115 kV or Lower | 1299.3 | Miles | 1299.3
|  | HFTD - Transmission - Tier 2 - 230 kV or Higher | 1759.53 | Miles | 1759.53
|  | HFTD - Transmission - Tier 2 - 60/70 kV | 1419.51 | Miles | 1419.51
|  | HFTD - Transmission - Tier 3 - 115 kV or Lower | 446.95 | Miles | 446.95
|  | HFTD - Transmission - Tier 3 - 230 kV or Higher | 557.6 | Miles | 557.6
|  | HFTD - Transmission - Tier 3 - 60/70 kV | 376.43 | Miles | 376.43
|  | HFTD - Transmission - Zone 1 - 115 kV or Lower | 1.27 | Miles | 1.27
|  | HFTD - Transmission - Zone 1 - 230 kV or Higher | 3.1 | Miles | 3.1
|  | HFTD - Transmission - Zone 1 - 60/70 kV | 1.8 | Miles | 1.8
|  | non-HFTD - Distribution | 55300 | Miles | 55300
|  | non-HFTD - Substation | 1 | Unit | 1
|  | non-HFTD - Transmission - 115 kV or Lower | 4431.1 | Miles | 4431.1
|  | non-HFTD - Transmission - 230 kV or Higher | 5106.55 | Miles | 5106.55
|  | non-HFTD - Transmission - 60/70 kV | 3682.86 | Miles | 3682.86
|  | HFTD - Distribution - Zone 1 - All | 10.6159 | Miles
|  | HFTD - Distribution - Tier 2 - All | 18326.3019 | Miles
|  | HFTD - Distribution - Tier 3 - All | 7124.7516 | Miles
|  | HFTD - Distribution - All | 25461.6694 | Miles
|  | HFTD - Transmission - All | 5865.49 | Miles
|  | HFTD - All | 31327.1594 | Miles
|  | non-HFTD - Transmission - All | 13220.51 | Miles
|  | HFTD - Transmission - Tier 2 - All | 4478.34 | Miles
|  | HFTD - Transmission - Tier 3 - All | 1380.98 | Miles
|  | HFTD - Transmission - Zone 1 - All | 6.17 | Miles

## HFTD Miles
HFTD Line Miles | 25461.6694
| HFTD Tranche % based on WMP BowTie | Line Miles
Zone 1 | 0.06% | 15.277
Tier 3 | 27.93% | 7111.4443
Tier 2 | 72.01% | 18334.9481

## TablePVRR
Asset Group | PVRR Multiplier (no O&M) | Lifetime O&M as % of PVRR
Buildings | 1.4702 | 0
Communications equipment | 1.2527 | 0
Computer hardware | 1.1238 | 0.44918
Computer software | 1.1074 | 0.44918
Electric distribution (<69kV) - Overhead | 1.3891 | 1.1158
Electric distribution (<69kV) - Underground | 1.3891 | 0.38678
Electric transmission (69kV+) | 1.3758 | 0
Electric smart meter | 1.229 | 0
Gas distribution after 2010 | 1.4002 | 1.1518
Gas Meters | 1.3726 | 7.7616
Gas transmission & storage | 1.3686 | 1.7862
Gas (current) held for resale | 1.5881 | 0
Land easement | 1.5197 | 0
Land purchase | 1.448 | 0
Motor vehicles | 1.1661 | 0
Office furniture | 1.241 | 0
Hydro | 1.405 | 0
Hydro additions | 1.3416 | 0
Nuclear | 1.2779 | 0
Nuclear additions | 1.1917 | 0
Fuel cell | 1.1589 | 0
Custom | 0 | 0